6SL32101NE131UL0 | SINAMICS G120 POWER MODULE PM230 UNFILTERED PROTECTION IP20 3AC380-480V +10/-10% 47-63HZ OUTPUT LOW OVERLOAD: 1,1KW FOR 150% 3S,110% 57S,100% 240S AMBIENT TEMP 0 TO +40 DEG C(LO) 196 X 73 X 165 (HXWXD), FSA WITHOUT CONTROL UNIT AND PANEL APPROVED FOR CU240B/E-2 AND CU230P-2 FIRMWARE-VERSION V4.4 NOTE: PM230 DOES NOT SUPPORT SAFETY | 311 | TEM | 1 | MC | 1.7 | 1
6SL32101NE131UL1 | SINAMICS G120 POWER MODULE PM230 UNFILTERED PROTECTION IP20 3AC380-480V +10/-10% 47-63HZ OUTPUT LOW OVERLOAD: 1,1KW FOR 150% 3S,110% 57S,100% 240S AMBIENT TEMP 0 TO +40 DEG C(LO) 196 X 73 X 165 (HXWXD), FSA WITHOUT CONTROL UNIT AND PANEL APPROVED FOR CU240B/E-2 AND CU230P-2 FIRMWARE-VERSION V4.4 NOTE: PM230 DOES NOT SUPPORT SAFETY | 311 | TEM | 1 | MC | 1.7 | 1
6SL32101NE141AG1 | SINAMICS G120 POWER MODULE PM230 WITH BUILT IN CL. A FILTER PROTECTION IP20 3AC380-480V +10/-10% 47-63HZ OUTPUT LOW OVERLOAD: 1,5KW FOR 150% 3S,110% 57S,100% 240S AMBIENT TEMP 0 TO +40 DEG C(LO) 196 X 73 X 165 (HXWXD), FSA WITHOUT CONTROL UNIT AND PANEL APPROVED FOR CU240B/E-2 AND CU230P-2 FIRMWARE-VERSION V4.4 | 430 | TEM | 1 | MC | 1.85 | 1
6SL32101NE141AL0 | SINAMICS G120 POWER MODULE PM230 WITH BUILT IN CL. A FILTER PROTECTION IP20 3AC380-480V +10/-10% 47-63HZ OUTPUT LOW OVERLOAD: 1,5KW FOR 150% 3S,110% 57S,100% 240S AMBIENT TEMP 0 TO +40 DEG C(LO) 196 X 73 X 165 (HXWXD), FSA WITHOUT CONTROL UNIT AND PANEL APPROVED FOR CU240B/E-2 AND CU230P-2 FIRMWARE-VERSION V4.4 NOTE: PM230 DOES NOT SUPPORT SAFETY | 430 | TEM | 1 | MC | 1.85 | 1
6SL32101NE141AL1 | SINAMICS G120 POWER MODULE PM230 WITH BUILT IN CL. A FILTER PROTECTION IP20 3AC380-480V +10/-10% 47-63HZ OUTPUT LOW OVERLOAD: 1,5KW FOR 150% 3S,110% 57S,100% 240S AMBIENT TEMP 0 TO +40 DEG C(LO) 196 X 73 X 165 (HXWXD), FSA WITHOUT CONTROL UNIT AND PANEL APPROVED FOR CU240B/E-2 AND CU230P-2 FIRMWARE-VERSION V4.4 NOTE: PM230 DOES NOT SUPPORT SAFETY | 430 | TEM | 1 | MC | 1.85 | 1
6SL32101NE141UG1 | SINAMICS G120 POWER MODULE PM230 UNFILTERED PROTECTION IP20 3AC380-480V +10/-10% 47-63HZ OUTPUT LOW OVERLOAD: 1,5KW FOR 150% 3S,110% 57S,100% 240S AMBIENT TEMP 0 TO +40 DEG C(LO) 196 X 73 X 165 (HXWXD), FSA WITHOUT CONTROL UNIT AND PANEL APPROVED FOR CU240B/E-2 AND CU230P-2 FIRMWARE-VERSION V4.4 | 357 | TEM | 1 | MC | 1.7 | 1
6SL32101NE141UL0 | SINAMICS G120 POWER MODULE PM230 UNFILTERED PROTECTION IP20 3AC380-480V +10/-10% 47-63HZ OUTPUT LOW OVERLOAD: 1,5KW FOR 150% 3S,110% 57S,100% 240S AMBIENT TEMP 0 TO +40 DEG C(LO) 196 X 73 X 165 (HXWXD), FSA WITHOUT CONTROL UNIT AND PANEL APPROVED FOR CU240B/E-2 AND CU230P-2 FIRMWARE-VERSION V4.4 NOTE: PM230 DOES NOT SUPPORT SAFETY | 357 | TEM | 1 | MC | 1.7 | 1
6SL32101NE141UL1 | SINAMICS G120 POWER MODULE PM230 UNFILTERED PROTECTION IP20 3AC380-480V +10/-10% 47-63HZ OUTPUT LOW OVERLOAD: 1,5KW FOR 150% 3S,110% 57S,100% 240S AMBIENT TEMP 0 TO +40 DEG C(LO) 196 X 73 X 165 (HXWXD), FSA WITHOUT CONTROL UNIT AND PANEL APPROVED FOR CU240B/E-2 AND CU230P-2 FIRMWARE-VERSION V4.4 NOTE: PM230 DOES NOT SUPPORT SAFETY | 357 | TEM | 1 | MC | 1.7 | 1
6SL32101NE158AG1 | SINAMICS G120 POWER MODULE PM230 WITH BUILT IN CL. A FILTER PROTECTION IP20 3AC380-480V +10/-10% 47-63HZ OUTPUT LOW OVERLOAD: 2,2KW FOR 150% 3S,110% 57S,100% 240S AMBIENT TEMP 0 TO +40 DEG C(LO) 196 X 73 X 165 (HXWXD), FSA WITHOUT CONTROL UNIT AND PANEL APPROVED FOR CU240B/E-2 AND CU230P-2 FIRMWARE-VERSION V4.4 | 496 | TEM | 1 | MC | 1.85 | 1
6SL32101NE158AL0 | SINAMICS G120 POWER MODULE PM230 WITH BUILT IN CL. A FILTER PROTECTION IP20 3AC380-480V +10/-10% 47-63HZ OUTPUT LOW OVERLOAD: 2,2KW FOR 150% 3S,110% 57S,100% 240S AMBIENT TEMP 0 TO +40 DEG C(LO) 196 X 73 X 165 (HXWXD), FSA WITHOUT CONTROL UNIT AND PANEL APPROVED FOR CU240B/E-2 AND CU230P-2 FIRMWARE-VERSION V4.4 NOTE: PM230 DOES NOT SUPPORT SAFETY | 496 | TEM | 1 | MC | 1.85 | 1
6SL32101NE158AL1 | SINAMICS G120 POWER MODULE PM230 WITH BUILT IN CL. A FILTER PROTECTION IP20 3AC380-480V +10/-10% 47-63HZ OUTPUT LOW OVERLOAD: 2,2KW FOR 150% 3S,110% 57S,100% 240S AMBIENT TEMP 0 TO +40 DEG C(LO) 196 X 73 X 165 (HXWXD), FSA WITHOUT CONTROL UNIT AND PANEL APPROVED FOR CU240B/E-2 AND CU230P-2 FIRMWARE-VERSION V4.4 NOTE: PM230 DOES NOT SUPPORT SAFETY | 496 | TEM | 1 | MC | 1.85 | 1
6SL32101NE158UG1 | SINAMICS G120 POWER MODULE PM230 UNFILTERED PROTECTION IP20 3AC380-480V +10/-10% 47-63HZ OUTPUT LOW OVERLOAD: 2,2KW FOR 150% 3S,110% 57S,100% 240S AMBIENT TEMP 0 TO +40 DEG C(LO) 196 X 73 X 165 (HXWXD), FSA WITHOUT CONTROL UNIT AND PANEL APPROVED FOR CU240B/E-2 AND CU230P-2 FIRMWARE-VERSION V4.4 | 410 | TEM | 1 | MC | 1.7 | 1
6SL32101NE158UL0 | SINAMICS G120 POWER MODULE PM230 UNFILTERED PROTECTION IP20 3AC380-480V +10/-10% 47-63HZ OUTPUT LOW OVERLOAD: 2,2KW FOR 150% 3S,110% 57S,100% 240S AMBIENT TEMP 0 TO +40 DEG C(LO) 196 X 73 X 165 (HXWXD), FSA WITHOUT CONTROL UNIT AND PANEL APPROVED FOR CU240B/E-2 AND CU230P-2 FIRMWARE-VERSION V4.4 NOTE: PM230 DOES NOT SUPPORT SAFETY | 410 | TEM | 1 | MC | 1.7 | 1
6SL32101NE158UL1 | SINAMICS G120 POWER MODULE PM230 UNFILTERED PROTECTION IP20 3AC380-480V +10/-10% 47-63HZ OUTPUT LOW OVERLOAD: 2,2KW FOR 150% 3S,110% 57S,100% 240S AMBIENT TEMP 0 TO +40 DEG C(LO) 196 X 73 X 165 (HXWXD), FSA WITHOUT CONTROL UNIT AND PANEL APPROVED FOR CU240B/E-2 AND CU230P-2 FIRMWARE-VERSION V4.4 NOTE: PM230 DOES NOT SUPPORT SAFETY | 410 | TEM | 1 | MC | 1.7 | 1
6SL32101NE177AG1 | SINAMICS G120 POWER MODULE PM230 WITH BUILT IN CL. A FILTER PROTECTION IP20 3AC380-480V +10/-10% 47-63HZ OUTPUT LOW OVERLOAD: 3KW FOR 150% 3S,110% 57S,100% 240S AMBIENT TEMP 0 TO +40 DEG C(LO) 196 X 73 X 165 (HXWXD), FSA WITHOUT CONTROL UNIT AND PANEL APPROVED FOR CU240B/E-2 AND CU230P-2 FIRMWARE-VERSION V4.4 | 621 | TEM | 1 | MC | 1.85 | 1
6SL32101NE177AL0 | SINAMICS G120 POWER MODULE PM230 WITH BUILT IN CL. A FILTER PROTECTION IP20 3AC380-480V +10/-10% 47-63HZ OUTPUT LOW OVERLOAD: 3KW FOR 150% 3S,110% 57S,100% 240S AMBIENT TEMP 0 TO +40 DEG C(LO) 196 X 73 X 165 (HXWXD), FSA WITHOUT CONTROL UNIT AND PANEL APPROVED FOR CU240B/E-2 AND CU230P-2 FIRMWARE-VERSION V4.4 NOTE: PM230 DOES NOT SUPPORT SAFETY | 621 | TEM | 1 | MC | 1.85 | 1
6SL32101NE177AL1 | SINAMICS G120 POWER MODULE PM230 WITH BUILT IN CL. A FILTER PROTECTION IP20 3AC380-480V +10/-10% 47-63HZ OUTPUT LOW OVERLOAD: 3KW FOR 150% 3S,110% 57S,100% 240S AMBIENT TEMP 0 TO +40 DEG C(LO) 196 X 73 X 165 (HXWXD), FSA WITHOUT CONTROL UNIT AND PANEL APPROVED FOR CU240B/E-2 AND CU230P-2 FIRMWARE-VERSION V4.4 NOTE: PM230 DOES NOT SUPPORT SAFETY | 621 | TEM | 1 | MC | 1.85 | 1
6SL32101NE177UG1 | SINAMICS G120 POWER MODULE PM230 UNFILTERED PROTECTION IP20 3AC380-480V +10/-10% 47-63HZ OUTPUT LOW OVERLOAD: 3KW FOR 150% 3S,110% 57S,100% 240S AMBIENT TEMP 0 TO +40 DEG C(LO) 196 X 73 X 165 (HXWXD), FSA WITHOUT CONTROL UNIT AND PANEL APPROVED FOR CU240B/E-2 AND CU230P-2 FIRMWARE-VERSION V4.4 | 516 | TEM | 1 | MC | 1.7 | 1
6SL32101NE177UL0 | SINAMICS G120 POWER MODULE PM230 UNFILTERED PROTECTION IP20 3AC380-480V +10/-10% 47-63HZ OUTPUT LOW OVERLOAD: 3KW FOR 150% 3S,110% 57S,100% 240S AMBIENT TEMP 0 TO +40 DEG C(LO) 196 X 73 X 165 (HXWXD), FSA WITHOUT CONTROL UNIT AND PANEL APPROVED FOR CU240B/E-2 AND CU230P-2 FIRMWARE-VERSION V4.4 NOTE: PM230 DOES NOT SUPPORT SAFETY | 516 | TEM | 1 | MC | 1.7 | 1
6SL32101NE177UL1 | SINAMICS G120 POWER MODULE PM230 UNFILTERED PROTECTION IP20 3AC380-480V +10/-10% 47-63HZ OUTPUT LOW OVERLOAD: 3KW FOR 150% 3S,110% 57S,100% 240S AMBIENT TEMP 0 TO +40 DEG C(LO) 196 X 73 X 165 (HXWXD), FSA WITHOUT CONTROL UNIT AND PANEL APPROVED FOR CU240B/E-2 AND CU230P-2 FIRMWARE-VERSION V4.4 NOTE: PM230 DOES NOT SUPPORT SAFETY | 516 | TEM | 1 | MC | 1.7 | 1
6SL32101NE210AG1 | SINAMICS G120 POWER MODULE PM230 WITH BUILT IN CL. A FILTER PROTECTION IP20 3AC380-480V +10/-10% 47-63HZ OUTPUT LOW OVERLOAD: 4KW FOR 150% 3S,110% 57S,100% 240S AMBIENT TEMP 0 TO +40 DEG C(LO) 292 X 100 X 165 (HXWXD), FSB WITHOUT CONTROL UNIT AND PANEL APPROVED FOR CU240B/E-2 AND CU230P-2 FIRMWARE-VERSION V4.4 | 734 | TEM | 1 | MC | 3.4 | 1
6SL32101NE210AL0 | SINAMICS G120 POWER MODULE PM230 WITH BUILT IN CL. A FILTER PROTECTION IP20 3AC380-480V +10/-10% 47-63HZ OUTPUT LOW OVERLOAD: 4KW FOR 150% 3S,110% 57S,100% 240S AMBIENT TEMP 0 TO +40 DEG C(LO) 292 X 100 X 165 (HXWXD), FSB WITHOUT CONTROL UNIT AND PANEL APPROVED FOR CU240B/E-2 AND CU230P-2 FIRMWARE-VERSION V4.4 NOTE: PM230 DOES NOT SUPPORT SAFETY | 734 | TEM | 1 | MC | 3.4 | 1
6SL32101NE210AL1 | SINAMICS G120 POWER MODULE PM230 WITH BUILT IN CL. A FILTER PROTECTION IP20 3AC380-480V +10/-10% 47-63HZ OUTPUT LOW OVERLOAD: 4KW FOR 150% 3S,110% 57S,100% 240S AMBIENT TEMP 0 TO +40 DEG C(LO) 292 X 100 X 165 (HXWXD), FSB WITHOUT CONTROL UNIT AND PANEL APPROVED FOR CU240B/E-2 AND CU230P-2 FIRMWARE-VERSION V4.4 NOTE: PM230 DOES NOT SUPPORT SAFETY | 734 | TEM | 1 | MC | 3.4 | 1
6SL32101NE210UG1 | SINAMICS G120 POWER MODULE PM230 UNFILTERED PROTECTION IP20 3AC380-480V +10/-10% 47-63HZ OUTPUT LOW OVERLOAD: 4KW FOR 150% 3S,110% 57S,100% 240S AMBIENT TEMP 0 TO +40 DEG C(LO) 292 X 100 X 165 (HXWXD), FSB WITHOUT CONTROL UNIT AND PANEL APPROVED FOR CU240B/E-2 AND CU230P-2 FIRMWARE-VERSION V4.4 | 601 | TEM | 1 | MC | 3.1 | 1
6SL32101NE210UL0 | SINAMICS G120 POWER MODULE PM230 UNFILTERED PROTECTION IP20 3AC380-480V +10/-10% 47-63HZ OUTPUT LOW OVERLOAD: 4KW FOR 150% 3S,110% 57S,100% 240S AMBIENT TEMP 0 TO +40 DEG C(LO) 292 X 100 X 165 (HXWXD), FSB WITHOUT CONTROL UNIT AND PANEL APPROVED FOR CU240B/E-2 AND CU230P-2 FIRMWARE-VERSION V4.4 NOTE: PM230 DOES NOT SUPPORT SAFETY | 601 | TEM | 1 | MC | 3.1 | 1
6SL32101NE210UL1 | SINAMICS G120 POWER MODULE PM230 UNFILTERED PROTECTION IP20 3AC380-480V +10/-10% 47-63HZ OUTPUT LOW OVERLOAD: 4KW FOR 150% 3S,110% 57S,100% 240S AMBIENT TEMP 0 TO +40 DEG C(LO) 292 X 100 X 165 (HXWXD), FSB WITHOUT CONTROL UNIT AND PANEL APPROVED FOR CU240B/E-2 AND CU230P-2 FIRMWARE-VERSION V4.4 NOTE: PM230 DOES NOT SUPPORT SAFETY | 601 | TEM | 1 | MC | 3.1 | 1
6SL32101NE213AG1 | SINAMICS G120 POWER MODULE PM230 WITH BUILT IN CL. A FILTER PROTECTION IP20 3AC380-480V +10/-10% 47-63HZ OUTPUT LOW OVERLOAD: 5,5KW FOR 150% 3S,110% 57S,100% 240S AMBIENT TEMP 0 TO +40 DEG C(LO) 292 X 100 X 165 (HXWXD), FSB WITHOUT CONTROL UNIT AND PANEL APPROVED FOR CU240B/E-2 AND CU230P-2 FIRMWARE-VERSION V4.4 | 859 | TEM | 1 | MC | 3.4 | 1
6SL32101NE213AL0 | SINAMICS G120 POWER MODULE PM230 WITH BUILT IN CL. A FILTER PROTECTION IP20 3AC380-480V +10/-10% 47-63HZ OUTPUT LOW OVERLOAD: 5,5KW FOR 150% 3S,110% 57S,100% 240S AMBIENT TEMP 0 TO +40 DEG C(LO) 292 X 100 X 165 (HXWXD), FSB WITHOUT CONTROL UNIT AND PANEL APPROVED FOR CU240B/E-2 AND CU230P-2 FIRMWARE-VERSION V4.4 NOTE: PM230 DOES NOT SUPPORT SAFETY | 859 | TEM | 1 | MC | 3.4 | 1
6SL32101NE213AL1 | SINAMICS G120 POWER MODULE PM230 WITH BUILT IN CL. A FILTER PROTECTION IP20 3AC380-480V +10/-10% 47-63HZ OUTPUT LOW OVERLOAD: 5,5KW FOR 150% 3S,110% 57S,100% 240S AMBIENT TEMP 0 TO +40 DEG C(LO) 292 X 100 X 165 (HXWXD), FSB WITHOUT CONTROL UNIT AND PANEL APPROVED FOR CU240B/E-2 AND CU230P-2 FIRMWARE-VERSION V4.4 NOTE: PM230 DOES NOT SUPPORT SAFETY | 859 | TEM | 1 | MC | 3.4 | 1
6SL32101NE213UG1 | SINAMICS G120 POWER MODULE PM230 UNFILTERED PROTECTION IP20 3AC380-480V +10/-10% 47-63HZ OUTPUT LOW OVERLOAD: 5,5KW FOR 150% 3S,110% 57S,100% 240S AMBIENT TEMP 0 TO +40 DEG C(LO) 292 X 100 X 165 (HXWXD), FSB WITHOUT CONTROL UNIT AND PANEL APPROVED FOR CU240B/E-2 AND CU230P-2 FIRMWARE-VERSION V4.4 | 707 | TEM | 1 | MC | 3.1 | 1
6SL32101NE213UL0 | SINAMICS G120 POWER MODULE PM230 UNFILTERED PROTECTION IP20 3AC380-480V +10/-10% 47-63HZ OUTPUT LOW OVERLOAD: 5,5KW FOR 150% 3S,110% 57S,100% 240S AMBIENT TEMP 0 TO +40 DEG C(LO) 292 X 100 X 165 (HXWXD), FSB WITHOUT CONTROL UNIT AND PANEL APPROVED FOR CU240B/E-2 AND CU230P-2 FIRMWARE-VERSION V4.4 NOTE: PM230 DOES NOT SUPPORT SAFETY | 707 | TEM | 1 | MC | 3.1 | 1
6SL32101NE213UL1 | SINAMICS G120 POWER MODULE PM230 UNFILTERED PROTECTION IP20 3AC380-480V +10/-10% 47-63HZ OUTPUT LOW OVERLOAD: 5,5KW FOR 150% 3S,110% 57S,100% 240S AMBIENT TEMP 0 TO +40 DEG C(LO) 292 X 100 X 165 (HXWXD), FSB WITHOUT CONTROL UNIT AND PANEL APPROVED FOR CU240B/E-2 AND CU230P-2 FIRMWARE-VERSION V4.4 NOTE: PM230 DOES NOT SUPPORT SAFETY | 707 | TEM | 1 | MC | 3.1 | 1
6SL32101NE218AG1 | SINAMICS G120 POWER MODULE PM230 WITH BUILT IN CL. A FILTER PROTECTION IP20 3AC380-480V +10/-10% 47-63HZ OUTPUT LOW OVERLOAD: 7,5KW FOR 150% 3S,110% 57S,100% 240S AMBIENT TEMP 0 TO +40 DEG C(LO) 292 X 100 X 165 (HXWXD), FSB WITHOUT CONTROL UNIT AND PANEL APPROVED FOR CU240B/E-2 AND CU230P-2 FIRMWARE-VERSION V4.4 | 1110 | TEM | 1 | MC | 3.4 | 1
6SL32101NE218AL0 | SINAMICS G120 POWER MODULE PM230 WITH BUILT IN CL. A FILTER PROTECTION IP20 3AC380-480V +10/-10% 47-63HZ OUTPUT LOW OVERLOAD: 7,5KW FOR 150% 3S,110% 57S,100% 240S AMBIENT TEMP 0 TO +40 DEG C(LO) 292 X 100 X 165 (HXWXD), FSB WITHOUT CONTROL UNIT AND PANEL APPROVED FOR CU240B/E-2 AND CU230P-2 FIRMWARE-VERSION V4.4 NOTE: PM230 DOES NOT SUPPORT SAFETY | 1110 | TEM | 1 | MC | 3.4 | 1
6SL32101NE218AL1 | SINAMICS G120 POWER MODULE PM230 WITH BUILT IN CL. A FILTER PROTECTION IP20 3AC380-480V +10/-10% 47-63HZ OUTPUT LOW OVERLOAD: 7,5KW FOR 150% 3S,110% 57S,100% 240S AMBIENT TEMP 0 TO +40 DEG C(LO) 292 X 100 X 165 (HXWXD), FSB WITHOUT CONTROL UNIT AND PANEL APPROVED FOR CU240B/E-2 AND CU230P-2 FIRMWARE-VERSION V4.4 NOTE: PM230 DOES NOT SUPPORT SAFETY | 1110 | TEM | 1 | MC | 3.4 | 1
6SL32101NE218UG1 | SINAMICS G120 POWER MODULE PM230 UNFILTERED PROTECTION IP20 3AC380-480V +10/-10% 47-63HZ OUTPUT LOW OVERLOAD: 7,5KW FOR 150% 3S,110% 57S,100% 240S AMBIENT TEMP 0 TO +40 DEG C(LO) 292 X 100 X 165 (HXWXD), FSB WITHOUT CONTROL UNIT AND PANEL APPROVED FOR CU240B/E-2 AND CU230P-2 FIRMWARE-VERSION V4.4 | 918 | TEM | 1 | MC | 3.1 | 1
6SL32101NE218UL0 | SINAMICS G120 POWER MODULE PM230 UNFILTERED PROTECTION IP20 3AC380-480V +10/-10% 47-63HZ OUTPUT LOW OVERLOAD: 7,5KW FOR 150% 3S,110% 57S,100% 240S AMBIENT TEMP 0 TO +40 DEG C(LO) 292 X 100 X 165 (HXWXD), FSB WITHOUT CONTROL UNIT AND PANEL APPROVED FOR CU240B/E-2 AND CU230P-2 FIRMWARE-VERSION V4.4 NOTE: PM230 DOES NOT SUPPORT SAFETY | 918 | TEM | 1 | MC | 3.1 | 1
6SL32101NE218UL1 | SINAMICS G120 POWER MODULE PM230 UNFILTERED PROTECTION IP20 3AC380-480V +10/-10% 47-63HZ OUTPUT LOW OVERLOAD: 7,5KW FOR 150% 3S,110% 57S,100% 240S AMBIENT TEMP 0 TO +40 DEG C(LO) 292 X 100 X 165 (HXWXD), FSB WITHOUT CONTROL UNIT AND PANEL APPROVED FOR CU240B/E-2 AND CU230P-2 FIRMWARE-VERSION V4.4 NOTE: PM230 DOES NOT SUPPORT SAFETY | 918 | TEM | 1 | MC | 3.1 | 1
6SL32101NE226AG1 | SINAMICS G120 POWER MODULE PM230 WITH BUILT IN CL. A FILTER PROTECTION IP20 3AC380-480V +10/-10% 47-63HZ OUTPUT LOW OVERLOAD: 11KW FOR 150% 3S,110% 57S,100% 240S AMBIENT TEMP 0 TO +40 DEG C(LO) 355 X 140 X 165 (HXWXD), FSC WITHOUT CONTROL UNIT AND PANEL APPROVED FOR CU240B/E-2 AND CU230P-2 FIRMWARE-VERSION V4.4 | 1519 | TEM | 1 | MC | 5.5 | 1
6SL32101NE226AL0 | SINAMICS G120 POWER MODULE PM230 WITH BUILT IN CL. A FILTER PROTECTION IP20 3AC380-480V +10/-10% 47-63HZ OUTPUT LOW OVERLOAD: 11KW FOR 150% 3S,110% 57S,100% 240S AMBIENT TEMP 0 TO +40 DEG C(LO) 355 X 140 X 165 (HXWXD), FSC WITHOUT CONTROL UNIT AND PANEL APPROVED FOR CU240B/E-2 AND CU230P-2 FIRMWARE-VERSION V4.4 NOTE: PM230 DOES NOT SUPPORT SAFETY | 1519 | TEM | 1 | MC | 5.5 | 1
6SL32101NE226AL1 | SINAMICS G120 POWER MODULE PM230 WITH BUILT IN CL. A FILTER PROTECTION IP20 3AC380-480V +10/-10% 47-63HZ OUTPUT LOW OVERLOAD: 11KW FOR 150% 3S,110% 57S,100% 240S AMBIENT TEMP 0 TO +40 DEG C(LO) 355 X 140 X 165 (HXWXD), FSC WITHOUT CONTROL UNIT AND PANEL APPROVED FOR CU240B/E-2 AND CU230P-2 FIRMWARE-VERSION V4.4 NOTE: PM230 DOES NOT SUPPORT SAFETY | 1519 | TEM | 1 | MC | 5.5 | 1
6SL32101NE226UG1 | SINAMICS G120 POWER MODULE PM230 UNFILTERED PROTECTION IP20 3AC380-480V +10/-10% 47-63HZ OUTPUT LOW OVERLOAD: 11KW FOR 150% 3S,110% 57S,100% 240S AMBIENT TEMP 0 TO +40 DEG C(LO) 355 X 140 X 165 (HXWXD), FSC WITHOUT CONTROL UNIT AND PANEL APPROVED FOR CU240B/E-2 AND CU230P-2 FIRMWARE-VERSION V4.4 | 1255 | TEM | 1 | MC | 4.95 | 1
6SL32101NE226UL0 | SINAMICS G120 POWER MODULE PM230 UNFILTERED PROTECTION IP20 3AC380-480V +10/-10% 47-63HZ OUTPUT LOW OVERLOAD: 11KW FOR 150% 3S,110% 57S,100% 240S AMBIENT TEMP 0 TO +40 DEG C(LO) 355 X 140 X 165 (HXWXD), FSC WITHOUT CONTROL UNIT AND PANEL APPROVED FOR CU240B/E-2 AND CU230P-2 FIRMWARE-VERSION V4.4 NOTE: PM230 DOES NOT SUPPORT SAFETY | 1255 | TEM | 1 | MC | 4.95 | 1
6SL32101NE226UL1 | SINAMICS G120 POWER MODULE PM230 UNFILTERED PROTECTION IP20 3AC380-480V +10/-10% 47-63HZ OUTPUT LOW OVERLOAD: 11KW FOR 150% 3S,110% 57S,100% 240S AMBIENT TEMP 0 TO +40 DEG C(LO) 355 X 140 X 165 (HXWXD), FSC WITHOUT CONTROL UNIT AND PANEL APPROVED FOR CU240B/E-2 AND CU230P-2 FIRMWARE-VERSION V4.4 NOTE: PM230 DOES NOT SUPPORT SAFETY | 1255 | TEM | 1 | MC | 4.95 | 1
6SL32101NE232AG1 | SINAMICS G120 POWER MODULE PM230 WITH BUILT IN CL. A FILTER PROTECTION IP20 3AC380-480V +10/-10% 47-63HZ OUTPUT LOW OVERLOAD: 15KW FOR 150% 3S,110% 57S,100% 240S AMBIENT TEMP 0 TO +40 DEG C(LO) 355 X 140 X 165 (HXWXD), FSC WITHOUT CONTROL UNIT AND PANEL APPROVED FOR CU240B/E-2 AND CU230P-2 FIRMWARE-VERSION V4.4 | 1949 | TEM | 1 | MC | 5.5 | 1
6SL32101NE232AL0 | SINAMICS G120 POWER MODULE PM230 WITH BUILT IN CL. A FILTER PROTECTION IP20 3AC380-480V +10/-10% 47-63HZ OUTPUT LOW OVERLOAD: 15KW FOR 150% 3S,110% 57S,100% 240S AMBIENT TEMP 0 TO +40 DEG C(LO) 355 X 140 X 165 (HXWXD), FSC WITHOUT CONTROL UNIT AND PANEL APPROVED FOR CU240B/E-2 AND CU230P-2 FIRMWARE-VERSION V4.4 NOTE: PM230 DOES NOT SUPPORT SAFETY | 1949 | TEM | 1 | MC | 5.5 | 1
6SL32101NE232AL1 | SINAMICS G120 POWER MODULE PM230 WITH BUILT IN CL. A FILTER PROTECTION IP20 3AC380-480V +10/-10% 47-63HZ OUTPUT LOW OVERLOAD: 15KW FOR 150% 3S,110% 57S,100% 240S AMBIENT TEMP 0 TO +40 DEG C(LO) 355 X 140 X 165 (HXWXD), FSC WITHOUT CONTROL UNIT AND PANEL APPROVED FOR CU240B/E-2 AND CU230P-2 FIRMWARE-VERSION V4.4 NOTE: PM230 DOES NOT SUPPORT SAFETY | 1949 | TEM | 1 | MC | 5.5 | 1
6SL32101NE232UG1 | SINAMICS G120 POWER MODULE PM230 UNFILTERED PROTECTION IP20 3AC380-480V +10/-10% 47-63HZ OUTPUT LOW OVERLOAD: 15KW FOR 150% 3S,110% 57S,100% 240S AMBIENT TEMP 0 TO +40 DEG C(LO) 355 X 140 X 165 (HXWXD), FSC WITHOUT CONTROL UNIT AND PANEL APPROVED FOR CU240B/E-2 AND CU230P-2 FIRMWARE-VERSION V4.4 | 1717 | TEM | 1 | MC | 4.95 | 1
6SL32101NE232UL0 | SINAMICS G120 POWER MODULE PM230 UNFILTERED PROTECTION IP20 3AC380-480V +10/-10% 47-63HZ OUTPUT LOW OVERLOAD: 15KW FOR 150% 3S,110% 57S,100% 240S AMBIENT TEMP 0 TO +40 DEG C(LO) 355 X 140 X 165 (HXWXD), FSC WITHOUT CONTROL UNIT AND PANEL APPROVED FOR CU240B/E-2 AND CU230P-2 FIRMWARE-VERSION V4.4 NOTE: PM230 DOES NOT SUPPORT SAFETY | 1717 | TEM | 1 | MC | 4.95 | 1
6SL32101NE232UL1 | SINAMICS G120 POWER MODULE PM230 UNFILTERED PROTECTION IP20 3AC380-480V +10/-10% 47-63HZ OUTPUT LOW OVERLOAD: 15KW FOR 150% 3S,110% 57S,100% 240S AMBIENT TEMP 0 TO +40 DEG C(LO) 355 X 140 X 165 (HXWXD), FSC WITHOUT CONTROL UNIT AND PANEL APPROVED FOR CU240B/E-2 AND CU230P-2 FIRMWARE-VERSION V4.4 NOTE: PM230 DOES NOT SUPPORT SAFETY | 1717 | TEM | 1 | MC | 4.95 | 1
6SL32101NE238AG1 | SINAMICS G120 POWER MODULE PM230 WITH BUILT IN CL. A FILTER PROTECTION IP20 3AC380-480V +10/-10% 47-63HZ OUTPUT LOW OVERLOAD: 18,5KW FOR 150% 3S,110% 57S,100% 240S AMBIENT TEMP 0 TO +40 DEG C(LO) 355 X 140 X 165 (HXWXD), FSC WITHOUT CONTROL UNIT AND PANEL APPROVED FOR CU240B/E-2 AND CU230P-2 FIRMWARE-VERSION V4.4 | 2378 | TEM | 1 | MC | 5.5 | 1
6SL32101NE238AL0 | SINAMICS G120 POWER MODULE PM230 WITH BUILT IN CL. A FILTER PROTECTION IP20 3AC380-480V +10/-10% 47-63HZ OUTPUT LOW OVERLOAD: 18,5KW FOR 150% 3S,110% 57S,100% 240S AMBIENT TEMP 0 TO +40 DEG C(LO) 355 X 140 X 165 (HXWXD), FSC WITHOUT CONTROL UNIT AND PANEL APPROVED FOR CU240B/E-2 AND CU230P-2 FIRMWARE-VERSION V4.4 NOTE: PM230 DOES NOT SUPPORT SAFETY | 2378 | TEM | 1 | MC | 5.5 | 1
6SL32101NE238AL1 | SINAMICS G120 POWER MODULE PM230 WITH BUILT IN CL. A FILTER PROTECTION IP20 3AC380-480V +10/-10% 47-63HZ OUTPUT LOW OVERLOAD: 18,5KW FOR 150% 3S,110% 57S,100% 240S AMBIENT TEMP 0 TO +40 DEG C(LO) 355 X 140 X 165 (HXWXD), FSC WITHOUT CONTROL UNIT AND PANEL APPROVED FOR CU240B/E-2 AND CU230P-2 FIRMWARE-VERSION V4.4 NOTE: PM230 DOES NOT SUPPORT SAFETY | 2378 | TEM | 1 | MC | 5.5 | 1
6SL32101NE238UG1 | SINAMICS G120 POWER MODULE PM230 UNFILTERED PROTECTION IP20 3AC380-480V +10/-10% 47-63HZ OUTPUT LOW OVERLOAD: 18,5KW FOR 150% 3S,110% 57S,100% 240S AMBIENT TEMP 0 TO +40 DEG C(LO) 355 X 140 X 165 (HXWXD), FSC WITHOUT CONTROL UNIT AND PANEL APPROVED FOR CU240B/E-2 AND CU230P-2 FIRMWARE-VERSION V4.4 | 2114 | TEM | 1 | MC | 4.95 | 1
6SL32101NE238UL0 | SINAMICS G120 POWER MODULE PM230 UNFILTERED PROTECTION IP20 3AC380-480V +10/-10% 47-63HZ OUTPUT LOW OVERLOAD: 18,5KW FOR 150% 3S,110% 57S,100% 240S AMBIENT TEMP 0 TO +40 DEG C(LO) 355 X 140 X 165 (HXWXD), FSC WITHOUT CONTROL UNIT AND PANEL APPROVED FOR CU240B/E-2 AND CU230P-2 FIRMWARE-VERSION V4.4 NOTE: PM230 DOES NOT SUPPORT SAFETY | 2114 | TEM | 1 | MC | 4.95 | 1
6SL32101NE238UL1 | SINAMICS G120 POWER MODULE PM230 UNFILTERED PROTECTION IP20 3AC380-480V +10/-10% 47-63HZ OUTPUT LOW OVERLOAD: 18,5KW FOR 150% 3S,110% 57S,100% 240S AMBIENT TEMP 0 TO +40 DEG C(LO) 355 X 140 X 165 (HXWXD), FSC WITHOUT CONTROL UNIT AND PANEL APPROVED FOR CU240B/E-2 AND CU230P-2 FIRMWARE-VERSION V4.4 NOTE: PM230 DOES NOT SUPPORT SAFETY | 2114 | TEM | 1 | MC | 4.95 | 1
6SL32101NE245AL0 | SINAMICS G120 POWER MODULE PM230 WITH BUILT IN CL. A FILTER PROTECTION IP20 3AC380-480V +10/-10% 47-63HZ OUTPUT LOW OVERLOAD: 22KW FOR 110% 60S,100% 240S AMBIENT TEMP 0 TO +40 DEG C(LO) 419 X 275 X 204 (HXWXD), FSD WITHOUT CONTROL UNIT AND PANEL APPROVED FOR CU240B/E-2 AND CU230P-2 FIRMWARE-VERSION V4.4 NOTE: PM230 DOES NOT SUPPORT SAFETY | 2807 | TEM | 1 | MC | 18.5 | 1
6SL32101NE245UL0 | SINAMICS G120 POWER MODULE PM230 UNFILTERED PROTECTION IP20 3AC380-480V +10/-10% 47-63HZ OUTPUT LOW OVERLOAD: 22KW FOR 110% 60S,100% 240S AMBIENT TEMP 0 TO +40 DEG C(LO) 419 X 275 X 204 (HXWXD), FSD WITHOUT CONTROL UNIT AND PANEL APPROVED FOR CU240B/E-2 AND CU230P-2 FIRMWARE-VERSION V4.4 NOTE: PM230 DOES NOT SUPPORT SAFETY | 2510 | TEM | 1 | MC | 14.5 | 1
6SL32101NE260AL0 | SINAMICS G120 POWER MODULE PM230 WITH BUILT IN CL. A FILTER PROTECTION IP20 3AC380-480V +10/-10% 47-63HZ OUTPUT LOW OVERLOAD: 30KW FOR 110% 60S,100% 240S AMBIENT TEMP 0 TO +40 DEG C(LO) 419 X 275 X 204 (HXWXD), FSD WITHOUT CONTROL UNIT AND PANEL APPROVED FOR CU240B/E-2 AND CU230P-2 FIRMWARE-VERSION V4.4 NOTE: PM230 DOES NOT SUPPORT SAFETY | 3567 | TEM | 1 | MC | 18.5 | 1
6SL32101NE260UL0 | SINAMICS G120 POWER MODULE PM230 UNFILTERED PROTECTION IP20 3AC380-480V +10/-10% 47-63HZ OUTPUT LOW OVERLOAD: 30KW FOR 110% 60S,100% 240S AMBIENT TEMP 0 TO +40 DEG C(LO) 419 X 275 X 204 (HXWXD), FSD WITHOUT CONTROL UNIT AND PANEL APPROVED FOR CU240B/E-2 AND CU230P-2 FIRMWARE-VERSION V4.4 NOTE: PM230 DOES NOT SUPPORT SAFETY | 3203 | TEM | 1 | MC | 14.5 | 1
6SL32101NE275AL0 | SINAMICS G120 POWER MODULE PM230 WITH BUILT IN CL. A FILTER PROTECTION IP20 3AC380-480V +10/-10% 47-63HZ OUTPUT LOW OVERLOAD: 37KW FOR 110% 60S,100% 240S AMBIENT TEMP 0 TO +40 DEG C(LO) 635 X 275 X 204 (HXWXD), FSD WITHOUT CONTROL UNIT AND PANEL APPROVED FOR CU240B/E-2 AND CU230P-2 FIRMWARE-VERSION V4.4 NOTE: PM230 DOES NOT SUPPORT SAFETY | 4392 | TEM | 1 | MC | 24 | 1
6SL32101NE275UL0 | SINAMICS G120 POWER MODULE PM230 UNFILTERED PROTECTION IP20 3AC380-480V +10/-10% 47-63HZ OUTPUT LOW OVERLOAD: 37KW FOR 110% 60S,100% 240S AMBIENT TEMP 0 TO +40 DEG C(LO) 499 X 275 X 204 (HXWXD), FSE WITHOUT CONTROL UNIT AND PANEL APPROVED FOR CU240B/E-2 AND CU230P-2 FIRMWARE-VERSION V4.4 NOTE: PM230 DOES NOT SUPPORT SAFETY | 3897 | TEM | 1 | MC | 18.5 | 1
6SL32101NE288AL0 | SINAMICS G120 POWER MODULE PM230 WITH BUILT IN CL. A FILTER PROTECTION IP20 3AC380-480V +10/-10% 47-63HZ OUTPUT LOW OVERLOAD: 45KW FOR 110% 60S,100% 240S AMBIENT TEMP 0 TO +40 DEG C(LO) 635 X 275 X 204 (HXWXD), FSE WITHOUT CONTROL UNIT AND PANEL APPROVED FOR CU240B/E-2 AND CU230P-2 FIRMWARE-VERSION V4.4 NOTE: PM230 DOES NOT SUPPORT SAFETY | 5350 | TEM | 1 | MC | 24 | 1
6SL32101NE288UL0 | SINAMICS G120 POWER MODULE PM230 UNFILTERED PROTECTION IP20 3AC380-480V +10/-10% 47-63HZ OUTPUT LOW OVERLOAD: 45KW FOR 110% 60S,100% 240S AMBIENT TEMP 0 TO +40 DEG C(LO) 499 X 275 X 204 (HXWXD), FSE WITHOUT CONTROL UNIT AND PANEL APPROVED FOR CU240B/E-2 AND CU230P-2 FIRMWARE-VERSION V4.4 NOTE: PM230 DOES NOT SUPPORT SAFETY | 4788 | TEM | 1 | MC | 18.5 | 1
6SL32101NE311AL0 | SINAMICS G120 POWER MODULE PM230 WITH BUILT IN CL. A FILTER PROTECTION IP20 3AC380-480V +10/-10% 47-63HZ OUTPUT LOW OVERLOAD: 55KW FOR 110% 60S,100% 240S AMBIENT TEMP 0 TO +40 DEG C(LO) 934 X 350 X 316 (HXWXD), FSF WITHOUT CONTROL UNIT AND PANEL APPROVED FOR CU240B/E-2 AND CU230P-2 FIRMWARE-VERSION V4.4 NOTE: PM230 DOES NOT SUPPORT SAFETY | 6307 | TEM | 1 | MC | 61.5 | 1
6SL32101NE311UL0 | SINAMICS G120 POWER MODULE PM230 UNFILTERED PROTECTION IP20 3AC380-480V +10/-10% 47-63HZ OUTPUT LOW OVERLOAD: 55KW FOR 110% 60S,100% 240S AMBIENT TEMP 0 TO +40 DEG C(LO) 634 X 350 X 316 (HXWXD), FSF WITHOUT CONTROL UNIT AND PANEL APPROVED FOR CU240B/E-2 AND CU230P-2 FIRMWARE-VERSION V4.4 NOTE: PM230 DOES NOT SUPPORT SAFETY | 5647 | TEM | 1 | MC | 45.5 | 1
6SL32101NE315AL0 | SINAMICS G120 POWER MODULE PM230 WITH BUILT IN CL. A FILTER PROTECTION IP20 3AC380-480V +10/-10% 47-63HZ OUTPUT LOW OVERLOAD: 75KW FOR 110% 60S,100% 240S AMBIENT TEMP 0 TO +40 DEG C(LO) 634 X 350 X 316 (HXWXD), FSF WITHOUT CONTROL UNIT AND PANEL APPROVED FOR CU240B/E-2 AND CU230P-2 FIRMWARE-VERSION V4.4 NOTE: PM230 DOES NOT SUPPORT SAFETY | 7562 | TEM | 1 | MC | 61.5 | 1
6SL32101NE315UL0 | SINAMICS G120 POWER MODULE PM230 UNFILTERED PROTECTION IP20 3AC380-480V +10/-10% 47-63HZ OUTPUT LOW OVERLOAD: 75KW FOR 110% 60S,100% 240S AMBIENT TEMP 0 TO +40 DEG C(LO) 634 X 350 X 316 (HXWXD), FSF WITHOUT CONTROL UNIT AND PANEL APPROVED FOR CU240B/E-2 AND CU230P-2 FIRMWARE-VERSION V4.4 NOTE: PM230 DOES NOT SUPPORT SAFETY | 6769 | TEM | 1 | MC | 45.5 | 1
6SL32101PB130AL0 | SINAMICS POWER MODULE PM240-2 WITH BUILT IN CL. A FILTER WITH BUILT IN BRAKING CHOPPER 1/3AC200-240V +10/-10% 47-63HZ OUTPUT HIGH OVERLOAD: 0,37KW FOR 200% 3S,150% 57S,100% 240S AMBIENT TEMP -10 TO +50 DEG C OUTPUT LOW OVERLOAD: 0,55KW FOR 150% 3S,110% 57S,100% 240S AMBIENT TEMP -10 TO +40 DEG C 196 X 73 X 165 (HXWXD), FSA PROTECTION IP20 WITHOUT CONTROL UNIT AND PANEL APPROVED FOR CU FIRMWARE- VERSION V4.6 | 363 | TEM | 1 | MC | 1.5 | 1
6SL32101PB130UL0 | SINAMICS POWER MODULE PM240-2 WITHOUT FILTER WITH BUILT IN BRAKING CHOPPER 1/3AC200-240V +10/-10% 47-63HZ OUTPUT HIGH OVERLOAD: 0,37KW FOR 200% 3S,150% 57S,100% 240S AMBIENT TEMP -10 TO +50 DEG C OUTPUT LOW OVERLOAD: 0,55KW FOR 150% 3S,110% 57S,100% 240S AMBIENT TEMP -10 TO +40 DEG C 196 X 73 X 165 (HXWXD), FSA PROTECTION IP20 WITHOUT CONTROL UNIT AND PANEL APPROVED FOR CU FIRMWARE- VERSION V4.6 | 308 | TEM | 1 | MC | 1.4 | 1
6SL32101PB138AL0 | SINAMICS POWER MODULE PM240-2 WITH BUILT IN CL. A FILTER WITH BUILT IN BRAKING CHOPPER 1/3AC200-240V +10/-10% 47-63HZ OUTPUT HIGH OVERLOAD: 0,55KW FOR 200% 3S,150% 57S,100% 240S AMBIENT TEMP -10 TO +50 DEG C OUTPUT LOW OVERLOAD: 0,75KW FOR 150% 3S,110% 57S,100% 240S AMBIENT TEMP -10 TO +40 DEG C 196 X 73 X 165 (HXWXD), FSA PROTECTION IP20 WITHOUT CONTROL UNIT AND PANEL APPROVED FOR CU FIRMWARE- VERSION V4.6 | 394 | TEM | 1 | MC | 1.5 | 1
6SL32101PB138UL0 | SINAMICS POWER MODULE PM240-2 WITHOUT FILTER WITH BUILT IN BRAKING CHOPPER 1/3AC200-240V +10/-10% 47-63HZ OUTPUT HIGH OVERLOAD: 0,55KW FOR 200% 3S,150% 57S,100% 240S AMBIENT TEMP -10 TO +50 DEG C OUTPUT LOW OVERLOAD: 0,75KW FOR 150% 3S,110% 57S,100% 240S AMBIENT TEMP -10 TO +40 DEG C 196 X 73 X 165 (HXWXD), FSA PROTECTION IP20 WITHOUT CONTROL UNIT AND PANEL APPROVED FOR CU FIRMWARE- VERSION V4.6 | 333 | TEM | 1 | MC | 1.4 | 1
6SL32101PB155AL0 | SINAMICS POWER MODULE PM240-2 WITH BUILT IN CL. A FILTER WITH BUILT IN BRAKING CHOPPER 1/3AC200-240V +10/-10% 47-63HZ OUTPUT HIGH OVERLOAD: 0,75KW FOR 200% 3S,150% 57S,100% 240S AMBIENT TEMP -10 TO +50 DEG C OUTPUT LOW OVERLOAD: 1,1KW FOR 150% 3S,110% 57S,100% 240S AMBIENT TEMP -10 TO +40 DEG C 291 X 100 X 165 (HXWXD), FSB PROTECTION IP20 WITHOUT CONTROL UNIT AND PANEL APPROVED FOR CU FIRMWARE- VERSION V4.6 | 419 | TEM | 1 | MC | 3.1 | 1
6SL32101PB155UL0 | SINAMICS POWER MODULE PM240-2 WITHOUT FILTER WITH BUILT IN BRAKING CHOPPER 1/3AC200-240V +10/-10% 47-63HZ OUTPUT HIGH OVERLOAD: 0,75KW FOR 200% 3S,150% 57S,100% 240S AMBIENT TEMP -10 TO +50 DEG C OUTPUT LOW OVERLOAD: 1,1KW FOR 150% 3S,110% 57S,100% 240S AMBIENT TEMP -10 TO +40 DEG C 291 X 100 X 165 (HXWXD), FSB PROTECTION IP20 WITHOUT CONTROL UNIT AND PANEL APPROVED FOR CU FIRMWARE- VERSION V4.6 | 357 | TEM | 1 | MC | 2.9 | 1
6SL32101PB174AL0 | SINAMICS POWER MODULE PM240-2 WITH BUILT IN CL. A FILTER WITH BUILT IN BRAKING CHOPPER 1/3AC200-240V +10/-10% 47-63HZ OUTPUT HIGH OVERLOAD: 1,1KW FOR 200% 3S,150% 57S,100% 240S AMBIENT TEMP -10 TO +50 DEG C OUTPUT LOW OVERLOAD: 1,5KW FOR 150% 3S,110% 57S,100% 240S AMBIENT TEMP -10 TO +40 DEG C 291 X 100 X 165 (HXWXD), FSB PROTECTION IP20 WITHOUT CONTROL UNIT AND PANEL APPROVED FOR CU FIRMWARE- VERSION V4.6 | 480 | TEM | 1 | MC | 3.1 | 1
6SL32101PB174UL0 | SINAMICS POWER MODULE PM240-2 WITHOUT FILTER WITH BUILT IN BRAKING CHOPPER 1/3AC200-240V +10/-10% 47-63HZ OUTPUT HIGH OVERLOAD: 1,1KW FOR 200% 3S,150% 57S,100% 240S AMBIENT TEMP -10 TO +50 DEG C OUTPUT LOW OVERLOAD: 1,5KW FOR 150% 3S,110% 57S,100% 240S AMBIENT TEMP -10 TO +40 DEG C 291 X 100 X 165 (HXWXD), FSB PROTECTION IP20 WITHOUT CONTROL UNIT AND PANEL APPROVED FOR CU FIRMWARE- VERSION V4.6 | 406 | TEM | 1 | MC | 2.9 | 1
6SL32101PB210AL0 | SINAMICS POWER MODULE PM240-2 WITH BUILT IN CL. A FILTER WITH BUILT IN BRAKING CHOPPER 1/3AC200-240V +10/-10% 47-63HZ OUTPUT HIGH OVERLOAD: 1,5KW FOR 200% 3S,150% 57S,100% 240S AMBIENT TEMP -10 TO +50 DEG C OUTPUT LOW OVERLOAD: 2,2KW FOR 150% 3S,110% 57S,100% 240S AMBIENT TEMP -10 TO +40 DEG C 291 X 100 X 165 (HXWXD), FSB PROTECTION IP20 WITHOUT CONTROL UNIT AND PANEL APPROVED FOR CU FIRMWARE- VERSION V4.6 | 566 | TEM | 1 | MC | 3.2 | 1
6SL32101PB210UL0 | SINAMICS POWER MODULE PM240-2 WITHOUT FILTER WITH BUILT IN BRAKING CHOPPER 1/3AC200-240V +10/-10% 47-63HZ OUTPUT HIGH OVERLOAD: 1,5KW FOR 200% 3S,150% 57S,100% 240S AMBIENT TEMP -10 TO +50 DEG C OUTPUT LOW OVERLOAD: 2,2KW FOR 150% 3S,110% 57S,100% 240S AMBIENT TEMP -10 TO +40 DEG C 291 X 100 X 165 (HXWXD), FSB PROTECTION IP20 WITHOUT CONTROL UNIT AND PANEL APPROVED FOR CU FIRMWARE- VERSION V4.6 | 480 | TEM | 1 | MC | 3 | 1
6SL32101PB214AL0 | SINAMICS POWER MODULE PM240-2 WITH BUILT IN CL. A FILTER WITH BUILT IN BRAKING CHOPPER 1/3AC200-240V +10/-10% 47-63HZ OUTPUT HIGH OVERLOAD: 2,2KW FOR 200% 3S,150% 57S,100% 240S AMBIENT TEMP -10 TO +50 DEG C OUTPUT LOW OVERLOAD: 3KW FOR 150% 3S,110% 57S,100% 240S AMBIENT TEMP -10 TO +40 DEG C 355 X 140 X 165 (HXWXD), FSC PROTECTION IP20 WITHOUT CONTROL UNIT AND PANEL APPROVED FOR CU FIRMWARE- VERSION V4.6 | 708 | TEM | 1 | MC | 5.3 | 1
6SL32101PB214UL0 | SINAMICS POWER MODULE PM240-2 WITHOUT FILTER WITH BUILT IN BRAKING CHOPPER 1/3AC200-240V +10/-10% 47-63HZ OUTPUT HIGH OVERLOAD: 2,2KW FOR 200% 3S,150% 57S,100% 240S AMBIENT TEMP -10 TO +50 DEG C OUTPUT LOW OVERLOAD: 3KW FOR 150% 3S,110% 57S,100% 240S AMBIENT TEMP -10 TO +40 DEG C 355 X 140 X 165 (HXWXD), FSC PROTECTION IP20 WITHOUT CONTROL UNIT AND PANEL APPROVED FOR CU FIRMWARE- VERSION V4.6 | 603 | TEM | 1 | MC | 4.7 | 1
6SL32101PB218AL0 | SINAMICS POWER MODULE PM240-2 WITH BUILT IN CL. A FILTER WITH BUILT IN BRAKING CHOPPER 1/3AC200-240V +10/-10% 47-63HZ OUTPUT HIGH OVERLOAD: 3KW FOR 200% 3S,150% 57S,100% 240S AMBIENT TEMP -10 TO +50 DEG C OUTPUT LOW OVERLOAD: 4KW FOR 150% 3S,110% 57S,100% 240S AMBIENT TEMP -10 TO +40 DEG C 355 X 140 X 165 (HXWXD), FSC PROTECTION IP20 WITHOUT CONTROL UNIT AND PANEL APPROVED FOR CU FIRMWARE- VERSION V4.6 | 849 | TEM | 1 | MC | 5.4 | 1
6SL32101PB218UL0 | SINAMICS POWER MODULE PM240-2 WITHOUT FILTER WITH BUILT IN BRAKING CHOPPER 1/3AC200-240V +10/-10% 47-63HZ OUTPUT HIGH OVERLOAD: 3KW FOR 200% 3S,150% 57S,100% 240S AMBIENT TEMP -10 TO +50 DEG C OUTPUT LOW OVERLOAD: 4KW FOR 150% 3S,110% 57S,100% 240S AMBIENT TEMP -10 TO +40 DEG C 355 X 140 X 165 (HXWXD), FSC PROTECTION IP20 WITHOUT CONTROL UNIT AND PANEL APPROVED FOR CU FIRMWARE- VERSION V4.6 | 726 | TEM | 1 | MC | 4.8 | 1
6SL32101PC222AL0 | SINAMICS POWER MODULE PM240-2 WITH BUILT IN CL. A FILTER WITH BUILT IN BRAKING CHOPPER 3AC200-240V +10/-10% 47-63HZ OUTPUT HIGH OVERLOAD: 4KW FOR 200% 3S,150% 57S,100% 240S AMBIENT TEMP -10 TO +50 DEG C OUTPUT LOW OVERLOAD: 5,5KW FOR 150% 3S,110% 57S,100% 240S AMBIENT TEMP -10 TO +40 DEG C 355 X 140 X 165 (HXWXD), FSC PROTECTION IP20 WITHOUT CONTROL UNIT AND PANEL APPROVED FOR CU FIRMWARE- VERSION V4.6 | 997 | TEM | 1 | MC | 5.3 | 1
6SL32101PC222UL0 | SINAMICS POWER MODULE PM240-2 WITHOUT FILTER WITH BUILT IN BRAKING CHOPPER 3AC200-240V +10/-10% 47-63HZ OUTPUT HIGH OVERLOAD: 4KW FOR 200% 3S,150% 57S,100% 240S AMBIENT TEMP -10 TO +50 DEG C OUTPUT LOW OVERLOAD: 5,5KW FOR 150% 3S,110% 57S,100% 240S AMBIENT TEMP -10 TO +40 DEG C 355 X 140 X 165 (HXWXD), FSC PROTECTION IP20 WITHOUT CONTROL UNIT AND PANEL APPROVED FOR CU FIRMWARE- VERSION V4.6 | 849 | TEM | 1 | MC | 4.7 | 1
6SL32101PC228AL0 | SINAMICS POWER MODULE PM240-2 WITH BUILT IN CL. A FILTER WITH BUILT IN BRAKING CHOPPER 3AC200-240V +10/-10% 47-63HZ OUTPUT HIGH OVERLOAD: 5,5KW FOR 200% 3S,150% 57S,100% 240S AMBIENT TEMP -10 TO +50 DEG C OUTPUT LOW OVERLOAD: 7,5KW FOR 150% 3S,110% 57S,100% 240S AMBIENT TEMP -10 TO +40 DEG C 355 X 140 X 165 (HXWXD), FSC PROTECTION IP20 WITHOUT CONTROL UNIT AND PANEL APPROVED FOR CU FIRMWARE- VERSION V4.6 | 1292 | TEM | 1 | MC | 5.4 | 1
6SL32101PC228UL0 | SINAMICS POWER MODULE PM240-2 WITHOUT FILTER WITH BUILT IN BRAKING CHOPPER 3AC200-240V +10/-10% 47-63HZ OUTPUT HIGH OVERLOAD: 5,5KW FOR 200% 3S,150% 57S,100% 240S AMBIENT TEMP -10 TO +50 DEG C OUTPUT LOW OVERLOAD: 7,5KW FOR 150% 3S,110% 57S,100% 240S AMBIENT TEMP -10 TO +40 DEG C 355 X 140 X 165 (HXWXD), FSC PROTECTION IP20 WITHOUT CONTROL UNIT AND PANEL APPROVED FOR CU FIRMWARE- VERSION V4.6 | 1107 | TEM | 1 | MC | 4.8 | 1
6SL32101PC242UL0 | SINAMICS G120 POWER MODULE PM240-2 UNFILTERED WITH BUILT IN BRAKING CHOPPER 3AC200-240V +10/-20% 47-63HZ OUTPUT HIGH OVERLOAD: 7.5KW FOR 200% 3S,150% 57S,100% 240S AMBIENT TEMP -20 TO +50 DEG C (HO) OUTPUT LOW OVERLOAD: 11kW FOR 150% 3S,110% 57S,100% 240S AMBIENT TEMP -20 TO +40 DEG C (LO) 472 X 200 X 237 (HXWXD), FSD PROTECTION IP20 WITHOUT CONTROL UNIT AND PANEL APPROVED FOR CU FIRMWARE- VERSION V4.7 HF8 | 1786 | TEM | 1 | MC | 21.4 | 1
6SL32101PC254UL0 | SINAMICS G120 POWER MODULE PM240-2 UNFILTERED WITH BUILT IN BRAKING CHOPPER 3AC200-240V +10/-20% 47-63HZ OUTPUT HIGH OVERLOAD: 11KW FOR 200% 3S,150% 57S,100% 240S AMBIENT TEMP -20 TO +50 DEG C (HO) OUTPUT LOW OVERLOAD: 15kW FOR 150% 3S,110% 57S,100% 240S AMBIENT TEMP -20 TO +40 DEG C (LO) 472 X 200 X 237 (HXWXD), FSD PROTECTION IP20 WITHOUT CONTROL UNIT AND PANEL APPROVED FOR CU FIRMWARE- VERSION V4.7 HF8 | 2406 | TEM | 1 | MC | 21.4 | 1
6SL32101PC268UL0 | SINAMICS G120 POWER MODULE PM240-2 UNFILTERED WITH BUILT IN BRAKING CHOPPER 3AC200-240V +10/-20% 47-63HZ OUTPUT HIGH OVERLOAD: 15KW FOR 200% 3S,150% 57S,100% 240S AMBIENT TEMP -20 TO +50 DEG C (HO) OUTPUT LOW OVERLOAD: 18.5kW FOR 150% 3S,110% 57S,100% 240S AMBIENT TEMP -20 TO +40 DEG C (LO) 472 X 200 X 237 (HXWXD), FSD PROTECTION IP20 WITHOUT CONTROL UNIT AND PANEL APPROVED FOR CU FIRMWARE- VERSION V4.7 HF8 | 3007 | TEM | 1 | MC | 21.4 | 1
6SL32101PC280UL0 | SINAMICS G120 POWER MODULE PM240-2 UNFILTERED WITH BUILT IN BRAKING CHOPPER 3AC200-240V +10/-20% 47-63HZ OUTPUT HIGH OVERLOAD: 18.5KW FOR 200% 3S,150% 57S,100% 240S AMBIENT TEMP -20 TO +50 DEG C (HO) OUTPUT LOW OVERLOAD: 22kW FOR 150% 3S,110% 57S,100% 240S AMBIENT TEMP -20 TO +40 DEG C (LO) 551 X 275 X 237 (HXWXD), FSE PROTECTION IP20 WITHOUT CONTROL UNIT AND PANEL APPROVED FOR CU FIRMWARE- VERSION V4.7 HF8 | 3458 | TEM | 1 | MC | 31.31 | 1
6SL32101PC311UL0 | SINAMICS G120 POWER MODULE PM240-2 UNFILTERED WITH BUILT IN BRAKING CHOPPER 3AC200-240V +10/-20% 47-63HZ OUTPUT HIGH OVERLOAD: 22KW FOR 200% 3S,150% 57S,100% 240S AMBIENT TEMP -20 TO +50 DEG C (HO) OUTPUT LOW OVERLOAD: 30kW FOR 150% 3S,110% 57S,100% 240S AMBIENT TEMP -20 TO +40 DEG C (LO) 551 X 275 X 237 (HXWXD), FSE PROTECTION IP20 WITHOUT CONTROL UNIT AND PANEL APPROVED FOR CU FIRMWARE- VERSION V4.7 HF8 | 4360 | TEM | 1 | MC | 30.5 | 1
6SL32101PC313UL0 | SINAMICS G120 POWER MODULE PM240-2 UNFILTERED WITH BUILT IN BRAKING CHOPPER 3AC200-240V +10/-20% 47-63HZ OUTPUT HIGH OVERLOAD: 30KW FOR 200% 3S,150% 57S,100% 240S AMBIENT TEMP -20 TO +50 DEG C (HO) OUTPUT LOW OVERLOAD: 37kW FOR 150% 3S,110% 57S,100% 240S AMBIENT TEMP -20 TO +40 DEG C (LO) 708 X 305 X 357 (HXWXD), FSF PROTECTION IP20 WITHOUT CONTROL UNIT AND PANEL APPROVED FOR CU FIRMWARE- VERSION V4.7 HF8 | 5337 | TEM | 1 | MC | 67 | 1
6SL32101PC316UL0 | SINAMICS G120 POWER MODULE PM240-2 UNFILTERED WITH BUILT IN BRAKING CHOPPER 3AC200-240V +10/-20% 47-63HZ OUTPUT HIGH OVERLOAD: 37KW FOR 200% 3S,150% 57S,100% 240S AMBIENT TEMP -20 TO +50 DEG C (HO) OUTPUT LOW OVERLOAD: 45kW FOR 150% 3S,110% 57S,100% 240S AMBIENT TEMP -20 TO +40 DEG C (LO) 708 X 305 X 357 (HXWXD), FSF PROTECTION IP20 WITHOUT CONTROL UNIT AND PANEL APPROVED FOR CU FIRMWARE- VERSION V4.7 HF8 | 6464 | TEM | 1 | MC | 67 | 1
6SL32101PC318UL0 | SINAMICS G120 POWER MODULE PM240-2 UNFILTERED WITH BUILT IN BRAKING CHOPPER 3AC200-240V +10/-20% 47-63HZ OUTPUT HIGH OVERLOAD: 45KW FOR 200% 3S,150% 57S,100% 240S AMBIENT TEMP -20 TO +50 DEG C (HO) OUTPUT LOW OVERLOAD: 55kW FOR 150% 3S,110% 57S,100% 240S AMBIENT TEMP -20 TO +40 DEG C (LO) 708 X 305 X 357 (HXWXD), FSF PROTECTION IP20 WITHOUT CONTROL UNIT AND PANEL APPROVED FOR CU FIRMWARE- VERSION V4.7 HF8 | 7441 | TEM | 1 | MC | 67 | 1
6SL32101PE118AL1 | SINAMICS POWER MODULE PM240-2 WITH BUILT IN CL. A FILTER WITH BUILT IN BRAKING CHOPPER 3AC380-480V +10/-10% 47-63HZ OUTPUT HIGH OVERLOAD: 0,37KW FOR 200% 3S,150% 57S,100% 240S AMBIENT TEMP. -10 TO +50 DEG C OUTPUT LOW OVERLOAD: 0,55KW AT 150% 3S,110% 57S,100% 240S AMBIENT TEMP. -10 TO +40 DEG C 196 X 73 X 165 (HXWXD), FSA PROTECTION IP20 WITHOUT CONTROL UNIT AND PANEL APPROVED FOR CU FIRMWARE-VERSION V4.6 | 404 | TEM | 1 | MC | 1.87 | 1
6SL32101PE118UL1 | SINAMICS POWER MODULE PM240-2 UNFILTERED WITH BUILT IN BRAKING CHOPPER 3AC380-480V +10/-10% 47-63HZ OUTPUT HIGH OVERLOAD: 0,37KW FOR 200% 3S,150% 57S,100% 240S AMBIENT TEMP. -10 TO +50 DEG C OUTPUT LOW OVERLOAD: 0,55KW AT 150% 3S,110% 57S,100% 240S AMBIENT TEMP. -10 TO +40 DEG C 196 X 73 X 165 (HXWXD), FSA PROTECTION IP20 WITHOUT CONTROL UNIT AND PANEL APPROVED FOR CU FIRMWARE-VERSION V4.6 | 342 | TEM | 1 | MC | 1.7 | 1
6SL32101PE123AL1 | SINAMICS POWER MODULE PM240-2 WITH BUILT IN CL. A FILTER WITH BUILT IN BRAKING CHOPPER 3AC380-480V +10/-10% 47-63HZ OUTPUT HIGH OVERLOAD: 0,55KW FOR 200% 3S,150% 57S,100% 240S AMBIENT TEMP. -10 TO +50 DEG C OUTPUT LOW OVERLOAD: 0,75KW AT 150% 3S,110% 57S,100% 240S AMBIENT TEMP. -10 TO +40 DEG C 196 X 73 X 165 (HXWXD), FSA PROTECTION IP20 WITHOUT CONTROL UNIT AND PANEL APPROVED FOR CU FIRMWARE-VERSION V4.6 | 438 | TEM | 1 | MC | 1.87 | 1
6SL32101PE123UL1 | SINAMICS POWER MODULE PM240-2 UNFILTERED WITH BUILT IN BRAKING CHOPPER 3AC380-480V +10/-10% 47-63HZ OUTPUT HIGH OVERLOAD: 0,55KW FOR 200% 3S,150% 57S,100% 240S AMBIENT TEMP. -10 TO +50 DEG C OUTPUT LOW OVERLOAD: 0,75KW AT 150% 3S,110% 57S,100% 240S AMBIENT TEMP. -10 TO +40 DEG C 196 X 73 X 165 (HXWXD), FSA PROTECTION IP20 WITHOUT CONTROL UNIT AND PANEL APPROVED FOR CU FIRMWARE-VERSION V4.6 | 369 | TEM | 1 | MC | 1.7 | 1
6SL32101PE132AL1 | SINAMICS POWER MODULE PM240-2 WITH BUILT IN CL. A FILTER WITH BUILT IN BRAKING CHOPPER 3AC380-480V +10/-10% 47-63HZ OUTPUT HIGH OVERLOAD: 0,75KW FOR 200% 3S,150% 57S,100% 240S AMBIENT TEMP. -10 TO +50 DEG C OUTPUT LOW OVERLOAD: 1,1KW AT 150% 3S,110% 57S,100% 240S AMBIENT TEMP. -10 TO +40 DEG C 196 X 73 X 165 (HXWXD), FSA PROTECTION IP20 WITHOUT CONTROL UNIT AND PANEL APPROVED FOR CU FIRMWARE-VERSION V4.6 | 465 | TEM | 1 | MC | 1.87 | 1
6SL32101PE132UL1 | SINAMICS POWER MODULE PM240-2 UNFILTERED WITH BUILT IN BRAKING CHOPPER 3AC380-480V +10/-10% 47-63HZ OUTPUT HIGH OVERLOAD: 0,75KW FOR 200% 3S,150% 57S,100% 240S AMBIENT TEMP. -10 TO +50 DEG C OUTPUT LOW OVERLOAD: 1,1KW AT 150% 3S,110% 57S,100% 240S AMBIENT TEMP. -10 TO +40 DEG C 196 X 73 X 165 (HXWXD), FSA PROTECTION IP20 WITHOUT CONTROL UNIT AND PANEL APPROVED FOR CU FIRMWARE-VERSION V4.6 | 397 | TEM | 1 | MC | 1.7 | 1
6SL32101PE143AL1 | SINAMICS POWER MODULE PM240-2 WITH BUILT IN CL. A FILTER WITH BUILT IN BRAKING CHOPPER 3AC380-480V +10/-10% 47-63HZ OUTPUT HIGH OVERLOAD: 1,1KW FOR 200% 3S,150% 57S,100% 240S AMBIENT TEMP. -10 TO +50 DEG C OUTPUT LOW OVERLOAD: 1,5KW AT 150% 3S,110% 57S,100% 240S AMBIENT TEMP. -10 TO +40 DEG C 196 X 73 X 165 (HXWXD), FSA PROTECTION IP20 WITHOUT CONTROL UNIT AND PANEL APPROVED FOR CU FIRMWARE-VERSION V4.6 | 533 | TEM | 1 | MC | 1.87 | 1
6SL32101PE143UL1 | SINAMICS POWER MODULE PM240-2 UNFILTERED WITH BUILT IN BRAKING CHOPPER 3AC380-480V +10/-10% 47-63HZ OUTPUT HIGH OVERLOAD: 1,1KW FOR 200% 3S,150% 57S,100% 240S AMBIENT TEMP. -10 TO +50 DEG C OUTPUT LOW OVERLOAD: 1,5KW AT 150% 3S,110% 57S,100% 240S AMBIENT TEMP. -10 TO +40 DEG C 196 X 73 X 165 (HXWXD), FSA PROTECTION IP20 WITHOUT CONTROL UNIT AND PANEL APPROVED FOR CU FIRMWARE-VERSION V4.6 | 451 | TEM | 1 | MC | 1.7 | 1
6SL32101PE161AL1 | SINAMICS POWER MODULE PM240-2 WITH BUILT IN CL. A FILTER WITH BUILT IN BRAKING CHOPPER 3AC380-480V +10/-10% 47-63HZ OUTPUT HIGH OVERLOAD: 1,5KW FOR 200% 3S,150% 57S,100% 240S AMBIENT TEMP. -10 TO +50 DEG C OUTPUT LOW OVERLOAD: 2,2KW AT 150% 3S,110% 57S,100% 240S AMBIENT TEMP. -10 TO +40 DEG C 196 X 73 X 165 (HXWXD), FSA PROTECTION IP20 WITHOUT CONTROL UNIT AND PANEL APPROVED FOR CU FIRMWARE-VERSION V4.6 | 629 | TEM | 1 | MC | 1.87 | 1
6SL32101PE161UL1 | SINAMICS POWER MODULE PM240-2 UNFILTERED WITH BUILT IN BRAKING CHOPPER 3AC380-480V +10/-10% 47-63HZ OUTPUT HIGH OVERLOAD: 1,5KW FOR 200% 3S,150% 57S,100% 240S AMBIENT TEMP. -10 TO +50 DEG C OUTPUT LOW OVERLOAD: 2,2KW AT 150% 3S,110% 57S,100% 240S AMBIENT TEMP. -10 TO +40 DEG C 196 X 73 X 165 (HXWXD), FSA PROTECTION IP20 WITHOUT CONTROL UNIT AND PANEL APPROVED FOR CU FIRMWARE-VERSION V4.6 | 533 | TEM | 1 | MC | 1.699 | 1
6SL32101PE180AL1 | SINAMICS POWER MODULE PM240-2 WITH BUILT IN CL. A FILTER WITH BUILT IN BRAKING CHOPPER 3AC380-480V +10/-10% 47-63HZ OUTPUT HIGH OVERLOAD: 2,2KW FOR 200% 3S,150% 57S,100% 240S AMBIENT TEMP -10 TO +50 DEG C OUTPUT LOW OVERLOAD: 3KW FOR 150% 3S,110% 57S,100% 240S AMBIENT TEMP -10 TO +40 DEG C 196 X 73 X 165 (HXWXD), FSA PROTECTION IP20 WITHOUT CONTROL UNIT AND PANEL APPROVED FOR CU FIRMWARE- VERSION V4.6 | 786 | TEM | 1 | MC | 1.5 | 1
6SL32101PE180UL1 | SINAMICS POWER MODULE PM240-2 UNFILTERED WITH BUILT IN BRAKING CHOPPER 3AC380-480V +10/-10% 47-63HZ OUTPUT HIGH OVERLOAD: 2,2KW FOR 200% 3S,150% 57S,100% 240S AMBIENT TEMP. -10 TO +50 DEG C OUTPUT LOW OVERLOAD: 3KW AT 150% 3S,110% 57S,100% 240S AMBIENT TEMP. -10 TO +40 DEG C 196 X 73 X 165 (HXWXD), FSA PROTECTION IP20 WITHOUT CONTROL UNIT AND PANEL APPROVED FOR CU FIRMWARE-VERSION V4.6 | 670 | TEM | 1 | MC | 1.715 | 1
6SL32101PE211AL0 | SINAMICS POWER MODULE PM240-2 WITH BUILT IN CL. A FILTER WITH BUILT IN BRAKING CHOPPER 3AC380-480V +10/-10% 47-63HZ OUTPUT HIGH OVERLOAD: 3KW FOR 200% 3S,150% 57S,100% 240S AMBIENT TEMP -10 TO +50 DEG C OUTPUT LOW OVERLOAD: 4KW FOR 150% 3S,110% 57S,100% 240S AMBIENT TEMP -10 TO +40 DEG C 291 X 100 X 165 (HXWXD), FSB PROTECTION IP20 WITHOUT CONTROL UNIT AND PANEL APPROVED FOR CU FIRMWARE- VERSION V4.6 | 943 | TEM | 1 | MC | 3.1 | 1
6SL32101PE211UL0 | SINAMICS POWER MODULE PM240-2 WITHOUT FILTER WITH BUILT IN BRAKING CHOPPER 3AC380-480V +10/-10% 47-63HZ OUTPUT HIGH OVERLOAD: 3KW FOR 200% 3S,150% 57S,100% 240S AMBIENT TEMP -10 TO +50 DEG C OUTPUT LOW OVERLOAD: 4KW FOR 150% 3S,110% 57S,100% 240S AMBIENT TEMP -10 TO +40 DEG C 291 X 100 X 165 (HXWXD), FSB PROTECTION IP20 WITHOUT CONTROL UNIT AND PANEL APPROVED FOR CU FIRMWARE- VERSION V4.6 | 807 | TEM | 1 | MC | 2.9 | 1
6SL32101PE214AL0 | SINAMICS POWER MODULE PM240-2 WITH BUILT IN CL. A FILTER WITH BUILT IN BRAKING CHOPPER 3AC380-480V +10/-10% 47-63HZ OUTPUT HIGH OVERLOAD: 4KW FOR 200% 3S,150% 57S,100% 240S AMBIENT TEMP -10 TO +50 DEG C OUTPUT LOW OVERLOAD: 5,5KW FOR 150% 3S,110% 57S,100% 240S AMBIENT TEMP -10 TO +40 DEG C 291 X 100 X 165 (HXWXD), FSB PROTECTION IP20 WITHOUT CONTROL UNIT AND PANEL APPROVED FOR CU FIRMWARE- VERSION V4.6 | 1107 | TEM | 1 | MC | 3.1 | 1
6SL32101PE214UL0 | SINAMICS POWER MODULE PM240-2 WITHOUT FILTER WITH BUILT IN BRAKING CHOPPER 3AC380-480V +10/-10% 47-63HZ OUTPUT HIGH OVERLOAD: 4KW FOR 200% 3S,150% 57S,100% 240S AMBIENT TEMP -10 TO +50 DEG C OUTPUT LOW OVERLOAD: 5,5KW FOR 150% 3S,110% 57S,100% 240S AMBIENT TEMP -10 TO +40 DEG C 291 X 100 X 165 (HXWXD), FSB PROTECTION IP20 WITHOUT CONTROL UNIT AND PANEL APPROVED FOR CU FIRMWARE- VERSION V4.6 | 943 | TEM | 1 | MC | 3 | 1
6SL32101PE218AL0 | SINAMICS POWER MODULE PM240-2 WITH BUILT IN CL. A FILTER WITH BUILT IN BRAKING CHOPPER 3AC380-480V +10/-10% 47-63HZ OUTPUT HIGH OVERLOAD: 5,5KW FOR 200% 3S,150% 57S,100% 240S AMBIENT TEMP -10 TO +50 DEG C OUTPUT LOW OVERLOAD: 7,5KW FOR 150% 3S,110% 57S,100% 240S AMBIENT TEMP -10 TO +40 DEG C 291 X 100 X 165 (HXWXD), FSB PROTECTION IP20 WITHOUT CONTROL UNIT AND PANEL APPROVED FOR CU FIRMWARE- VERSION V4.6 | 1435 | TEM | 1 | MC | 3.2 | 1
6SL32101PE218UL0 | SINAMICS POWER MODULE PM240-2 WITHOUT FILTER WITH BUILT IN BRAKING CHOPPER 3AC380-480V +10/-10% 47-63HZ OUTPUT HIGH OVERLOAD: 5,5KW FOR 200% 3S,150% 57S,100% 240S AMBIENT TEMP -10 TO +50 DEG C OUTPUT LOW OVERLOAD: 7,5KW FOR 150% 3S,110% 57S,100% 240S AMBIENT TEMP -10 TO +40 DEG C 291 X 100 X 165 (HXWXD), FSB PROTECTION IP20 WITHOUT CONTROL UNIT AND PANEL APPROVED FOR CU FIRMWARE- VERSION V4.6 | 1230 | TEM | 1 | MC | 3.5 | 1
6SL32101PE227AL0 | SINAMICS POWER MODULE PM240-2 WITH BUILT IN CL. A FILTER WITH BUILT IN BRAKING CHOPPER 3AC380-480V +10/-10% 47-63HZ OUTPUT HIGH OVERLOAD: 7,5KW FOR 200% 3S,150% 57S,100% 240S AMBIENT TEMP -10 TO +50 DEG C OUTPUT LOW OVERLOAD: 11KW FOR 150% 3S,110% 57S,100% 240S AMBIENT TEMP -10 TO +40 DEG C 355 X 140 X 165 (HXWXD), FSC PROTECTION IP20 WITHOUT CONTROL UNIT AND PANEL APPROVED FOR CU FIRMWARE- VERSION V4.6 | 1914 | TEM | 1 | MC | 5.3 | 1
6SL32101PE227UL0 | SINAMICS POWER MODULE PM240-2 WITHOUT FILTER WITH BUILT IN BRAKING CHOPPER 3AC380-480V +10/-10% 47-63HZ OUTPUT HIGH OVERLOAD: 7,5KW FOR 200% 3S,150% 57S,100% 240S AMBIENT TEMP -10 TO +50 DEG C OUTPUT LOW OVERLOAD: 11KW FOR 150% 3S,110% 57S,100% 240S AMBIENT TEMP -10 TO +40 DEG C 355 X 140 X 165 (HXWXD), FSC PROTECTION IP20 WITHOUT CONTROL UNIT AND PANEL APPROVED FOR CU FIRMWARE- VERSION V4.6 | 1640 | TEM | 1 | MC | 4.7 | 1
6SL32101PE233AL0 | SINAMICS POWER MODULE PM240-2 WITH BUILT IN CL. A FILTER WITH BUILT IN BRAKING CHOPPER 3AC380-480V +10/-10% 47-63HZ OUTPUT HIGH OVERLOAD: 11KW FOR 200% 3S,150% 57S,100% 240S AMBIENT TEMP -10 TO +50 DEG C OUTPUT LOW OVERLOAD: 15KW FOR 150% 3S,110% 57S,100% 240S AMBIENT TEMP -10 TO +40 DEG C 355 X 140 X 165 (HXWXD), FSC PROTECTION IP20 WITHOUT CONTROL UNIT AND PANEL APPROVED FOR CU FIRMWARE- VERSION V4.6 | 2460 | TEM | 1 | MC | 5.4 | 1
6SL32101PE233UL0 | SINAMICS POWER MODULE PM240-2 WITHOUT FILTER WITH BUILT IN BRAKING CHOPPER 3AC380-480V +10/-10% 47-63HZ OUTPUT HIGH OVERLOAD: 11KW FOR 200% 3S,150% 57S,100% 240S AMBIENT TEMP -10 TO +50 DEG C OUTPUT LOW OVERLOAD: 15KW FOR 150% 3S,110% 57S,100% 240S AMBIENT TEMP -10 TO +40 DEG C 355 X 140 X 165 (HXWXD), FSC PROTECTION IP20 WITHOUT CONTROL UNIT AND PANEL APPROVED FOR CU FIRMWARE- VERSION V4.6 | 2187 | TEM | 1 | MC | 4.8 | 1
6SL32101PE238AL0 | SINAMICS G120 POWER MODULE PM240-2 WITH BUILT IN CL. A FILTER WITH BUILT IN BRAKING CHOPPER 3AC380-480V +10/-20% 47-63HZ OUTPUT HIGH OVERLOAD: 15KW FOR 200% 3S,150% 57S,100% 240S AMBIENT TEMP -20 TO +50 DEG C (HO) OUTPUT LOW OVERLOAD: 18.5kW FOR 150% 3S,110% 57S,100% 240S AMBIENT TEMP -20 TO +40 DEG C (LO) 472 X 200 X 237 (HXWXD), FSD PROTECTION IP20 WITHOUT CONTROL UNIT AND PANEL APPROVED FOR CU FIRMWARE- VERSION V4.7 HF8 | 3007 | TEM | 1 | MC | 21.4 | 1
6SL32101PE238UL0 | SINAMICS G120 POWER MODULE PM240-2 WITHOUT FILTER WITH BUILT IN BRAKING CHOPPER 3AC380-480V +10/-20% 47-63HZ OUTPUT HIGH OVERLOAD: 15KW FOR 200% 3S,150% 57S,100% 240S AMBIENT TEMP -20 TO +50 DEG C (HO) OUTPUT LOW OVERLOAD: 18.5kW FOR 150% 3S,110% 57S,100% 240S AMBIENT TEMP -20 TO +40 DEG C (LO) 472 X 200 X 237 (HXWXD), FSD PROTECTION IP20 WITHOUT CONTROL UNIT AND PANEL APPROVED FOR CU FIRMWARE- VERSION V4.7 HF8 | 2734 | TEM | 1 | MC | 19.7 | 1
6SL32101PE245AL0 | SINAMICS G120 POWER MODULE PM240-2 WITH BUILT IN CL. A FILTER WITH BUILT IN BRAKING CHOPPER 3AC380-480V +10/-20% 47-63HZ OUTPUT HIGH OVERLOAD: 18.5KW FOR 200% 3S,150% 57S,100% 240S AMBIENT TEMP -20 TO +50 DEG C (HO) OUTPUT LOW OVERLOAD: 22kW FOR 150% 3S,110% 57S,100% 240S AMBIENT TEMP -20 TO +40 DEG C (LO) 472 X 200 X 237 (HXWXD), FSD PROTECTION IP20 WITHOUT CONTROL UNIT AND PANEL APPROVED FOR CU FIRMWARE- VERSION V4.7 HF8 | 3485 | TEM | 1 | MC | 21.4 | 1
6SL32101PE245UL0 | SINAMICS G120 POWER MODULE PM240-2 WITHOUT FILTER WITH BUILT IN BRAKING CHOPPER 3AC380-480V +10/-20% 47-63HZ OUTPUT HIGH OVERLOAD: 18.5KW FOR 200% 3S,150% 57S,100% 240S AMBIENT TEMP -20 TO +50 DEG C (HO) OUTPUT LOW OVERLOAD: 22kW FOR 150% 3S,110% 57S,100% 240S AMBIENT TEMP -20 TO +40 DEG C (LO) 472 X 200 X 237 (HXWXD), FSD PROTECTION IP20 WITHOUT CONTROL UNIT AND PANEL APPROVED FOR CU FIRMWARE- VERSION V4.7 HF8 | 3144 | TEM | 1 | MC | 19.7 | 1
6SL32101PE260AL0 | SINAMICS G120 POWER MODULE PM240-2 WITH BUILT IN CL. A FILTER WITH BUILT IN BRAKING CHOPPER 3AC380-480V +10/-20% 47-63HZ OUTPUT HIGH OVERLOAD: 22KW FOR 200% 3S,150% 57S,100% 240S AMBIENT TEMP -20 TO +50 DEG C (HO) OUTPUT LOW OVERLOAD: 30kW FOR 150% 3S,110% 57S,100% 240S AMBIENT TEMP -20 TO +40 DEG C (LO) 472 X 200 X 237 (HXWXD), FSD PROTECTION IP20 WITHOUT CONTROL UNIT AND PANEL APPROVED FOR CU FIRMWARE- VERSION V4.7 HF8 | 4373 | TEM | 1 | MC | 22 | 1
6SL32101PE260UL0 | SINAMICS G120 POWER MODULE PM240-2 WITHOUT FILTER WITH BUILT IN BRAKING CHOPPER 3AC380-480V +10/-20% 47-63HZ OUTPUT HIGH OVERLOAD: 22KW FOR 200% 3S,150% 57S,100% 240S AMBIENT TEMP -20 TO +50 DEG C (HO) OUTPUT LOW OVERLOAD: 30kW FOR 150% 3S,110% 57S,100% 240S AMBIENT TEMP -20 TO +40 DEG C (LO) 472 X 200 X 237 (HXWXD), FSD PROTECTION IP20 WITHOUT CONTROL UNIT AND PANEL APPROVED FOR CU FIRMWARE- VERSION V4.7 HF8 | 3963 | TEM | 1 | MC | 21.4 | 1
6SL32101PE275AL0 | SINAMICS G120 POWER MODULE PM240-2 WITH BUILT IN CL. A FILTER WITH BUILT IN BRAKING CHOPPER 3AC380-480V +10/-20% 47-63HZ OUTPUT HIGH OVERLOAD: 30KW FOR 200% 3S,150% 57S,100% 240S AMBIENT TEMP -20 TO +50 DEG C (HO) OUTPUT LOW OVERLOAD: 37kW FOR 150% 3S,110% 57S,100% 240S AMBIENT TEMP -20 TO +40 DEG C (LO) 472 X 200 X 237 (HXWXD), FSD PROTECTION IP20 WITHOUT CONTROL UNIT AND PANEL APPROVED FOR CU FIRMWARE- VERSION V4.7 HF8 | 5364 | TEM | 1 | MC | 22 | 1
6SL32101PE275UL0 | SINAMICS G120 POWER MODULE PM240-2 WITHOUT FILTER WITH BUILT IN BRAKING CHOPPER 3AC380-480V +10/-20% 47-63HZ OUTPUT HIGH OVERLOAD: 30KW FOR 200% 3S,150% 57S,100% 240S AMBIENT TEMP -20 TO +50 DEG C (HO) OUTPUT LOW OVERLOAD: 37kW FOR 150% 3S,110% 57S,100% 240S AMBIENT TEMP -20 TO +40 DEG C (LO) 472 X 200 X 237 (HXWXD), FSD PROTECTION IP20 WITHOUT CONTROL UNIT AND PANEL APPROVED FOR CU FIRMWARE- VERSION V4.7 HF8 | 4852 | TEM | 1 | MC | 21.4 | 1
6SL32101PE288AL0 | SINAMICS G120 POWER MODULE PM240-2 WITH BUILT IN CL. A FILTER WITH BUILT IN BRAKING CHOPPER 3AC380-480V +10/-20% 47-63HZ OUTPUT HIGH OVERLOAD: 37KW FOR 200% 3S,150% 57S,100% 240S AMBIENT TEMP -20 TO +50 DEG C (HO) OUTPUT LOW OVERLOAD: 45kW FOR 150% 3S,110% 57S,100% 240S AMBIENT TEMP -20 TO +40 DEG C (LO) 551 X 275 X 237 (HXWXD), FSE PROTECTION IP20 WITHOUT CONTROL UNIT AND PANEL APPROVED FOR CU FIRMWARE- VERSION V4.7 HF8 | 6492 | TEM | 1 | MC | 32.88 | 1
6SL32101PE288UL0 | SINAMICS G120 POWER MODULE PM240-2 WITHOUT FILTER WITH BUILT IN BRAKING CHOPPER 3AC380-480V +10/-20% 47-63HZ OUTPUT HIGH OVERLOAD: 37KW FOR 200% 3S,150% 57S,100% 240S AMBIENT TEMP -20 TO +50 DEG C (HO) OUTPUT LOW OVERLOAD: 45kW FOR 150% 3S,110% 57S,100% 240S AMBIENT TEMP -20 TO +40 DEG C (LO) 551 X 275 X 237 (HXWXD), FSE PROTECTION IP20 WITHOUT CONTROL UNIT AND PANEL APPROVED FOR CU FIRMWARE- VERSION V4.7 HF8 | 5877 | TEM | 1 | MC | 30.9 | 1
6SL32101PE311AL0 | SINAMICS G120 POWER MODULE PM240-2 WITH BUILT IN CL. A FILTER WITH BUILT IN BRAKING CHOPPER 3AC380-480V +10/-20% 47-63HZ OUTPUT HIGH OVERLOAD: 45KW FOR 200% 3S,150% 57S,100% 240S AMBIENT TEMP -20 TO +50 DEG C (HO) OUTPUT LOW OVERLOAD: 55kW FOR 150% 3S,110% 57S,100% 240S AMBIENT TEMP -20 TO +40 DEG C (LO) 551 X 275 X 237 (HXWXD), FSE PROTECTION IP20 WITHOUT CONTROL UNIT AND PANEL APPROVED FOR CU FIRMWARE- VERSION V4.7 HF8 | 7448 | TEM | 1 | MC | 32.88 | 1
6SL32101PE311UL0 | SINAMICS G120 POWER MODULE PM240-2 WITHOUT FILTER WITH BUILT IN BRAKING CHOPPER 3AC380-480V +10/-20% 47-63HZ OUTPUT HIGH OVERLOAD: 45KW FOR 200% 3S,150% 57S,100% 240S AMBIENT TEMP -20 TO +50 DEG C (HO) OUTPUT LOW OVERLOAD: 55kW FOR 150% 3S,110% 57S,100% 240S AMBIENT TEMP -20 TO +40 DEG C (LO) 551 X 275 X 237 (HXWXD), FSE PROTECTION IP20 WITHOUT CONTROL UNIT AND PANEL APPROVED FOR CU FIRMWARE- VERSION V4.7 HF8 | 6765 | TEM | 1 | MC | 30.9 | 1
6SL32101PE315AL0 | SINAMICS G120 POWER MODULE PM240-2 WITH BUILT IN CL. A FILTER WITH BUILT IN BRAKING CHOPPER 3AC380-480V +10/-20% 47-63HZ OUTPUT HIGH OVERLOAD: 55KW FOR 200% 3S,150% 57S,100% 240S AMBIENT TEMP -20 TO +50 DEG C (HO) OUTPUT LOW OVERLOAD: 75kW FOR 150% 3S,110% 57S,100% 240S AMBIENT TEMP -20 TO +40 DEG C (LO) 708 X 305 X 357 (HXWXD), FSF PROTECTION IP20 WITHOUT CONTROL UNIT AND PANEL APPROVED FOR CU FIRMWARE- VERSION V4.7 HF8 | 8951 | TEM | 1 | MC | 73 | 1
6SL32101PE315UL0 | SINAMICS G120 POWER MODULE PM240-2 WITHOUT FILTER WITH BUILT IN BRAKING CHOPPER 3AC380-480V +10/-20% 47-63HZ OUTPUT HIGH OVERLOAD: 55KW FOR 200% 3S,150% 57S,100% 240S AMBIENT TEMP -20 TO +50 DEG C (HO) OUTPUT LOW OVERLOAD: 75kW FOR 150% 3S,110% 57S,100% 240S AMBIENT TEMP -20 TO +40 DEG C (LO) 708 X 305 X 357 (HXWXD), FSF PROTECTION IP20 WITHOUT CONTROL UNIT AND PANEL APPROVED FOR CU FIRMWARE- VERSION V4.7 HF8 | 8131 | TEM | 1 | MC | 67 | 1
6SL32101PE318AL0 | SINAMICS G120 POWER MODULE PM240-2 WITH BUILT IN CL. A FILTER WITH BUILT IN BRAKING CHOPPER 3AC380-480V +10/-20% 47-63HZ OUTPUT HIGH OVERLOAD: 75KW FOR 200% 3S,150% 57S,100% 240S AMBIENT TEMP -20 TO +50 DEG C (HO) OUTPUT LOW OVERLOAD: 90kW FOR 150% 3S,110% 57S,100% 240S AMBIENT TEMP -20 TO +40 DEG C (LO) 708 X 305 X 357 (HXWXD), FSF PROTECTION IP20 WITHOUT CONTROL UNIT AND PANEL APPROVED FOR CU FIRMWARE- VERSION V4.7 HF8 | 10455 | TEM | 1 | MC | 73 | 1
6SL32101PE318UL0 | SINAMICS G120 POWER MODULE PM240-2 WITHOUT FILTER WITH BUILT IN BRAKING CHOPPER 3AC380-480V +10/-20% 47-63HZ OUTPUT HIGH OVERLOAD: 75KW FOR 200% 3S,150% 57S,100% 240S AMBIENT TEMP -20 TO +50 DEG C (HO) OUTPUT LOW OVERLOAD: 90kW FOR 150% 3S,110% 57S,100% 240S AMBIENT TEMP -20 TO +40 DEG C (LO) 708 X 305 X 357 (HXWXD), FSF PROTECTION IP20 WITHOUT CONTROL UNIT AND PANEL APPROVED FOR CU FIRMWARE- VERSION V4.7 HF8 | 9498 | TEM | 1 | MC | 67 | 1
6SL32101PE321AL0 | SINAMICS G120 POWER MODULE PM240-2 WITH BUILT IN CL. A FILTER WITH BUILT IN BRAKING CHOPPER 3AC380-480V +10/-20% 47-63HZ OUTPUT HIGH OVERLOAD: 90KW FOR 200% 3S,150% 57S,100% 240S AMBIENT TEMP -20 TO +50 DEG C (HO) OUTPUT LOW OVERLOAD: 110kW FOR 150% 3S,110% 57S,100% 240S AMBIENT TEMP -20 TO +40 DEG C (LO) 708 X 305 X 357 (HXWXD), FSF PROTECTION IP20 WITHOUT CONTROL UNIT AND PANEL APPROVED FOR CU FIRMWARE- VERSION V4.7 HF8 | 11808 | TEM | 1 | MC | 75 | 1
6SL32101PE321UL0 | SINAMICS G120 POWER MODULE PM240-2 WITHOUT FILTER WITH BUILT IN BRAKING CHOPPER 3AC380-480V +10/-20% 47-63HZ OUTPUT HIGH OVERLOAD: 90KW FOR 200% 3S,150% 57S,100% 240S AMBIENT TEMP -20 TO +50 DEG C (HO) OUTPUT LOW OVERLOAD: 110kW FOR 150% 3S,110% 57S,100% 240S AMBIENT TEMP -20 TO +40 DEG C (LO) 708 X 305 X 357 (HXWXD), FSF PROTECTION IP20 WITHOUT CONTROL UNIT AND PANEL APPROVED FOR CU FIRMWARE- VERSION V4.7 HF8 | 10728 | TEM | 1 | MC | 71 | 1
6SL32101PE325AL0 | SINAMICS G120 POWER MODULE PM240-2 WITH BUILT IN CL. A FILTER WITH BUILT IN BRAKING CHOPPER 3AC380-480V +10/-20% 47-63HZ OUTPUT HIGH OVERLOAD: 110KW FOR 200% 3S,150% 57S,100% 240S AMBIENT TEMP -20 TO +50 DEG C (HO) OUTPUT LOW OVERLOAD: 132kW FOR 150% 3S,110% 57S,100% 240S AMBIENT TEMP -20 TO +40 DEG C (LO) 708 X 305 X 357 (HXWXD), FSF PROTECTION IP20 WITHOUT CONTROL UNIT AND PANEL APPROVED FOR CU FIRMWARE- VERSION V4.7 HF8 | 13162 | TEM | 1 | MC | 75 | 1
6SL32101PE325UL0 | SINAMICS G120 POWER MODULE PM240-2 WITHOUT FILTER WITH BUILT IN BRAKING CHOPPER 3AC380-480V +10/-20% 47-63HZ OUTPUT HIGH OVERLOAD: 110KW FOR 200% 3S,150% 57S,100% 240S AMBIENT TEMP -20 TO +50 DEG C (HO) OUTPUT LOW OVERLOAD: 132kW FOR 150% 3S,110% 57S,100% 240S AMBIENT TEMP -20 TO +40 DEG C (LO) 708 X 305 X 357 (HXWXD), FSF PROTECTION IP20 WITHOUT CONTROL UNIT AND PANEL APPROVED FOR CU FIRMWARE- VERSION V4.7 HF8 | 11958 | TEM | 1 | MC | 71 | 1
6SL32101PH214AL0 | SINAMICS G120 POWER MODULE PM240-2 WITH BUILT IN CL. A FILTER WITH BUILT IN BRAKING CHOPPER 3AC500-690V +10/-20% 47-63HZ OUTPUT HIGH OVERLOAD: 7.5KW FOR 200% 3S,150% 57S,100% 240S AMBIENT TEMP -20 TO +50 DEG C (HO) OUTPUT LOW OVERLOAD: 11kW FOR 150% 3S,110% 57S,100% 240S AMBIENT TEMP -20 TO +40 DEG C (LO) 472 X 200 X 237 (HXWXD), FSD PROTECTION IP20 WITHOUT CONTROL UNIT AND PANEL APPROVED FOR CU FIRMWARE- VERSION V4.7 HF8 | 2296 | TEM | 1 | MC | 22 | 1
6SL32101PH214UL0 | SINAMICS G120 POWER MODULE PM240-2 WITHOUT FILTER WITH BUILT IN BRAKING CHOPPER 3AC500-690V +10/-20% 47-63HZ OUTPUT HIGH OVERLOAD: 7.5KW FOR 200% 3S,150% 57S,100% 240S AMBIENT TEMP -20 TO +50 DEG C (HO) OUTPUT LOW OVERLOAD: 11kW FOR 150% 3S,110% 57S,100% 240S AMBIENT TEMP -20 TO +40 DEG C (LO) 472 X 200 X 237 (HXWXD), FSD PROTECTION IP20 WITHOUT CONTROL UNIT AND PANEL APPROVED FOR CU FIRMWARE- VERSION V4.7 HF8 | 1949 | TEM | 1 | MC | 20.5 | 1
6SL32101PH220AL0 | SINAMICS G120 POWER MODULE PM240-2 WITH BUILT IN CL. A FILTER WITH BUILT IN BRAKING CHOPPER 3AC500-690V +10/-20% 47-63HZ OUTPUT HIGH OVERLOAD: 11KW FOR 200% 3S,150% 57S,100% 240S AMBIENT TEMP -20 TO +50 DEG C (HO) OUTPUT LOW OVERLOAD: 15kW FOR 150% 3S,110% 57S,100% 240S AMBIENT TEMP -20 TO +40 DEG C (LO) 472 X 200 X 237 (HXWXD), FSD PROTECTION IP20 WITHOUT CONTROL UNIT AND PANEL APPROVED FOR CU FIRMWARE- VERSION V4.7 HF8 | 2878 | TEM | 1 | MC | 21.5 | 1
6SL32101PH220UL0 | SINAMICS G120 POWER MODULE PM240-2 WITHOUT FILTER WITH BUILT IN BRAKING CHOPPER 3AC500-690V +10/-20% 47-63HZ OUTPUT HIGH OVERLOAD: 11KW FOR 200% 3S,150% 57S,100% 240S AMBIENT TEMP -20 TO +50 DEG C (HO) OUTPUT LOW OVERLOAD: 15kW FOR 150% 3S,110% 57S,100% 240S AMBIENT TEMP -20 TO +40 DEG C (LO) 472 X 200 X 237 (HXWXD), FSD PROTECTION IP20 WITHOUT CONTROL UNIT AND PANEL APPROVED FOR CU FIRMWARE- VERSION V4.7 HF8 | 2559 | TEM | 1 | MC | 20 | 1
6SL32101PH223AL0 | SINAMICS G120 POWER MODULE PM240-2 WITH BUILT IN CL. A FILTER WITH BUILT IN BRAKING CHOPPER 3AC500-690V +10/-20% 47-63HZ OUTPUT HIGH OVERLOAD: 15KW FOR 200% 3S,150% 57S,100% 240S AMBIENT TEMP -20 TO +50 DEG C (HO) OUTPUT LOW OVERLOAD: 18.5kW FOR 150% 3S,110% 57S,100% 240S AMBIENT TEMP -20 TO +40 DEG C (LO) 472 X 200 X 237 (HXWXD), FSD PROTECTION IP20 WITHOUT CONTROL UNIT AND PANEL APPROVED FOR CU FIRMWARE- VERSION V4.7 HF8 | 3458 | TEM | 1 | MC | 21.5 | 1
6SL32101PH223UL0 | SINAMICS G120 POWER MODULE PM240-2 WITHOUT FILTER WITH BUILT IN BRAKING CHOPPER 3AC500-690V +10/-20% 47-63HZ OUTPUT HIGH OVERLOAD: 15KW FOR 200% 3S,150% 57S,100% 240S AMBIENT TEMP -20 TO +50 DEG C (HO) OUTPUT LOW OVERLOAD: 18.5kW FOR 150% 3S,110% 57S,100% 240S AMBIENT TEMP -20 TO +40 DEG C (LO) 472 X 200 X 237 (HXWXD), FSD PROTECTION IP20 WITHOUT CONTROL UNIT AND PANEL APPROVED FOR CU FIRMWARE- VERSION V4.7 HF8 | 3144 | TEM | 1 | MC | 20.5 | 1
6SL32101PH227AL0 | SINAMICS G120 POWER MODULE PM240-2 WITH BUILT IN CL. A FILTER WITH BUILT IN BRAKING CHOPPER 3AC500-690V +10/-20% 47-63HZ OUTPUT HIGH OVERLOAD: 18.5KW FOR 200% 3S,150% 57S,100% 240S AMBIENT TEMP -20 TO +50 DEG C (HO) OUTPUT LOW OVERLOAD: 22kW FOR 150% 3S,110% 57S,100% 240S AMBIENT TEMP -20 TO +40 DEG C (LO) 472 X 200 X 237 (HXWXD), FSD PROTECTION IP20 WITHOUT CONTROL UNIT AND PANEL APPROVED FOR CU FIRMWARE- VERSION V4.7 HF8 | 4008 | TEM | 1 | MC | 21.5 | 1
6SL32101PH227UL0 | SINAMICS G120 POWER MODULE PM240-2 WITHOUT FILTER WITH BUILT IN BRAKING CHOPPER 3AC500-690V +10/-20% 47-63HZ OUTPUT HIGH OVERLOAD: 18.5KW FOR 200% 3S,150% 57S,100% 240S AMBIENT TEMP -20 TO +50 DEG C (HO) OUTPUT LOW OVERLOAD: 22kW FOR 150% 3S,110% 57S,100% 240S AMBIENT TEMP -20 TO +40 DEG C (LO) 472 X 200 X 237 (HXWXD), FSD PROTECTION IP20 WITHOUT CONTROL UNIT AND PANEL APPROVED FOR CU FIRMWARE- VERSION V4.7 HF8 | 3615 | TEM | 1 | MC | 20.5 | 1
6SL32101PH235AL0 | SINAMICS G120 POWER MODULE PM240-2 WITH BUILT IN CL. A FILTER WITH BUILT IN BRAKING CHOPPER 3AC500-690V +10/-20% 47-63HZ OUTPUT HIGH OVERLOAD: 22KW FOR 200% 3S,150% 57S,100% 240S AMBIENT TEMP -20 TO +50 DEG C (HO) OUTPUT LOW OVERLOAD: 30kW FOR 150% 3S,110% 57S,100% 240S AMBIENT TEMP -20 TO +40 DEG C (LO) 472 X 200 X 237 (HXWXD), FSD PROTECTION IP20 WITHOUT CONTROL UNIT AND PANEL APPROVED FOR CU FIRMWARE- VERSION V4.7 HF8 | 5029 | TEM | 1 | MC | 22 | 1
6SL32101PH235UL0 | SINAMICS G120 POWER MODULE PM240-2 WITHOUT FILTER WITH BUILT IN BRAKING CHOPPER 3AC500-690V +10/-20% 47-63HZ OUTPUT HIGH OVERLOAD: 22KW FOR 200% 3S,150% 57S,100% 240S AMBIENT TEMP -20 TO +50 DEG C (HO) OUTPUT LOW OVERLOAD: 30kW FOR 150% 3S,110% 57S,100% 240S AMBIENT TEMP -20 TO +40 DEG C (LO) 472 X 200 X 237 (HXWXD), FSD PROTECTION IP20 WITHOUT CONTROL UNIT AND PANEL APPROVED FOR CU FIRMWARE- VERSION V4.7 HF8 | 4558 | TEM | 1 | MC | 20 | 1
6SL32101PH242AL0 | SINAMICS G120 POWER MODULE PM240-2 WITH BUILT IN CL. A FILTER WITH BUILT IN BRAKING CHOPPER 3AC500-690V +10/-20% 47-63HZ OUTPUT HIGH OVERLOAD: 30KW FOR 200% 3S,150% 57S,100% 240S AMBIENT TEMP -20 TO +50 DEG C (HO) OUTPUT LOW OVERLOAD: 37kW FOR 150% 3S,110% 57S,100% 240S AMBIENT TEMP -20 TO +40 DEG C (LO) 472 X 200 X 237 (HXWXD), FSD PROTECTION IP20 WITHOUT CONTROL UNIT AND PANEL APPROVED FOR CU FIRMWARE- VERSION V4.7 HF8 | 6169 | TEM | 1 | MC | 21.5 | 1
6SL32101PH242UL0 | SINAMICS G120 POWER MODULE PM240-2 WITHOUT FILTER WITH BUILT IN BRAKING CHOPPER 3AC500-690V +10/-20% 47-63HZ OUTPUT HIGH OVERLOAD: 30KW FOR 200% 3S,150% 57S,100% 240S AMBIENT TEMP -20 TO +50 DEG C (HO) OUTPUT LOW OVERLOAD: 37kW FOR 150% 3S,110% 57S,100% 240S AMBIENT TEMP -20 TO +40 DEG C (LO) 472 X 200 X 237 (HXWXD), FSD PROTECTION IP20 WITHOUT CONTROL UNIT AND PANEL APPROVED FOR CU FIRMWARE- VERSION V4.7 HF8 | 5579 | TEM | 1 | MC | 20 | 1
6SL32101PH252AL0 | SINAMICS G120 POWER MODULE PM240-2 WITH BUILT IN CL. A FILTER WITH BUILT IN BRAKING CHOPPER 3AC500-690V +10/-20% 47-63HZ OUTPUT HIGH OVERLOAD: 37KW FOR 200% 3S,150% 57S,100% 240S AMBIENT TEMP -20 TO +50 DEG C (HO) OUTPUT LOW OVERLOAD: 45kW FOR 150% 3S,110% 57S,100% 240S AMBIENT TEMP -20 TO +40 DEG C (LO) 551 X 275 X 237 (HXWXD), FSE PROTECTION IP20 WITHOUT CONTROL UNIT AND PANEL APPROVED FOR CU FIRMWARE- VERSION V4.7 HF8 | 7465 | TEM | 1 | MC | 32.5 | 1
6SL32101PH252UL0 | SINAMICS G120 POWER MODULE PM240-2 WITHOUT FILTER WITH BUILT IN BRAKING CHOPPER 3AC500-690V +10/-20% 47-63HZ OUTPUT HIGH OVERLOAD: 37KW FOR 200% 3S,150% 57S,100% 240S AMBIENT TEMP -20 TO +50 DEG C (HO) OUTPUT LOW OVERLOAD: 45kW FOR 150% 3S,110% 57S,100% 240S AMBIENT TEMP -20 TO +40 DEG C (LO) 551 X 275 X 237 (HXWXD), FSE PROTECTION IP20 WITHOUT CONTROL UNIT AND PANEL APPROVED FOR CU FIRMWARE- VERSION V4.7 HF8 | 6758 | TEM | 1 | MC | 31.6 | 1
6SL32101PH262AL0 | SINAMICS G120 POWER MODULE PM240-2 WITH BUILT IN CL. A FILTER WITH BUILT IN BRAKING CHOPPER 3AC500-690V +10/-20% 47-63HZ OUTPUT HIGH OVERLOAD: 45KW FOR 200% 3S,150% 57S,100% 240S AMBIENT TEMP -20 TO +50 DEG C (HO) OUTPUT LOW OVERLOAD: 55kW FOR 150% 3S,110% 57S,100% 240S AMBIENT TEMP -20 TO +40 DEG C (LO) 551 X 275 X 237 (HXWXD), FSE PROTECTION IP20 WITHOUT CONTROL UNIT AND PANEL APPROVED FOR CU FIRMWARE- VERSION V4.7 HF8 | 8565 | TEM | 1 | MC | 32.96 | 1
6SL32101PH262UL0 | SINAMICS G120 POWER MODULE PM240-2 WITHOUT FILTER WITH BUILT IN BRAKING CHOPPER 3AC500-690V +10/-20% 47-63HZ OUTPUT HIGH OVERLOAD: 45KW FOR 200% 3S,150% 57S,100% 240S AMBIENT TEMP -20 TO +50 DEG C (HO) OUTPUT LOW OVERLOAD: 55kW FOR 150% 3S,110% 57S,100% 240S AMBIENT TEMP -20 TO +40 DEG C (LO) 551 X 275 X 237 (HXWXD), FSE PROTECTION IP20 WITHOUT CONTROL UNIT AND PANEL APPROVED FOR CU FIRMWARE- VERSION V4.7 HF8 | 7780 | TEM | 1 | MC | 31.6 | 1
6SL32101PH280AL0 | SINAMICS G120 POWER MODULE PM240-2 WITH BUILT IN CL. A FILTER WITH BUILT IN BRAKING CHOPPER 3AC500-690V +10/-20% 47-63HZ OUTPUT HIGH OVERLOAD: 55KW FOR 200% 3S,150% 57S,100% 240S AMBIENT TEMP -20 TO +50 DEG C (HO) OUTPUT LOW OVERLOAD: 75kW FOR 150% 3S,110% 57S,100% 240S AMBIENT TEMP -20 TO +40 DEG C (LO) 708 X 305 X 357 (HXWXD), FSF PROTECTION IP20 WITHOUT CONTROL UNIT AND PANEL APPROVED FOR CU FIRMWARE- VERSION V4.7 HF8 | 10294 | TEM | 1 | MC | 74 | 1
6SL32101PH280UL0 | SINAMICS G120 POWER MODULE PM240-2 WITHOUT FILTER WITH BUILT IN BRAKING CHOPPER 3AC500-690V +10/-20% 47-63HZ OUTPUT HIGH OVERLOAD: 55KW FOR 200% 3S,150% 57S,100% 240S AMBIENT TEMP -20 TO +50 DEG C (HO) OUTPUT LOW OVERLOAD: 75kW FOR 150% 3S,110% 57S,100% 240S AMBIENT TEMP -20 TO +40 DEG C (LO) 708 X 305 X 357 (HXWXD), FSF PROTECTION IP20 WITHOUT CONTROL UNIT AND PANEL APPROVED FOR CU FIRMWARE- VERSION V4.7 HF8 | 9351 | TEM | 1 | MC | 70 | 1
6SL32101PH310AL0 | SINAMICS G120 POWER MODULE PM240-2 WITH BUILT IN CL. A FILTER WITH BUILT IN BRAKING CHOPPER 3AC500-690V +10/-20% 47-63HZ OUTPUT HIGH OVERLOAD: 75KW FOR 200% 3S,150% 57S,100% 240S AMBIENT TEMP -20 TO +50 DEG C (HO) OUTPUT LOW OVERLOAD: 90kW FOR 150% 3S,110% 57S,100% 240S AMBIENT TEMP -20 TO +40 DEG C (LO) 708 X 305 X 357 (HXWXD), FSF PROTECTION IP20 WITHOUT CONTROL UNIT AND PANEL APPROVED FOR CU FIRMWARE- VERSION V4.7 HF8 | 12023 | TEM | 1 | MC | 74 | 1
6SL32101PH310UL0 | SINAMICS G120 POWER MODULE PM240-2 WITHOUT FILTER WITH BUILT IN BRAKING CHOPPER 3AC500-690V +10/-20% 47-63HZ OUTPUT HIGH OVERLOAD: 75KW FOR 200% 3S,150% 57S,100% 240S AMBIENT TEMP -20 TO +50 DEG C (HO) OUTPUT LOW OVERLOAD: 90kW FOR 150% 3S,110% 57S,100% 240S AMBIENT TEMP -20 TO +40 DEG C (LO) 708 X 305 X 357 (HXWXD), FSF PROTECTION IP20 WITHOUT CONTROL UNIT AND PANEL APPROVED FOR CU FIRMWARE- VERSION V4.7 HF8 | 10923 | TEM | 1 | MC | 70 | 1
6SL32101PH312AL0 | SINAMICS G120 POWER MODULE PM240-2 WITH BUILT IN CL. A FILTER WITH BUILT IN BRAKING CHOPPER 3AC500-690V +10/-20% 47-63HZ OUTPUT HIGH OVERLOAD: 90KW FOR 200% 3S,150% 57S,100% 240S AMBIENT TEMP -20 TO +50 DEG C (HO) OUTPUT LOW OVERLOAD: 110kW FOR 150% 3S,110% 57S,100% 240S AMBIENT TEMP -20 TO +40 DEG C (LO) 708 X 305 X 357 (HXWXD), FSF PROTECTION IP20 WITHOUT CONTROL UNIT AND PANEL APPROVED FOR CU FIRMWARE- VERSION V4.7 HF8 | 13579 | TEM | 1 | MC | 74 | 1
6SL32101PH312UL0 | SINAMICS G120 POWER MODULE PM240-2 WITHOUT FILTER WITH BUILT IN BRAKING CHOPPER 3AC500-690V +10/-20% 47-63HZ OUTPUT HIGH OVERLOAD: 90KW FOR 200% 3S,150% 57S,100% 240S AMBIENT TEMP -20 TO +50 DEG C (HO) OUTPUT LOW OVERLOAD: 110kW FOR 150% 3S,110% 57S,100% 240S AMBIENT TEMP -20 TO +40 DEG C (LO) 708 X 305 X 357 (HXWXD), FSF PROTECTION IP20 WITHOUT CONTROL UNIT AND PANEL APPROVED FOR CU FIRMWARE- VERSION V4.7 HF8 | 12337 | TEM | 1 | MC | 70 | 1
6SL32101PH314AL0 | SINAMICS G120 POWER MODULE PM240-2 WITH BUILT IN CL. A FILTER WITH BUILT IN BRAKING CHOPPER 3AC500-690V +10/-20% 47-63HZ OUTPUT HIGH OVERLOAD: 110KW FOR 200% 3S,150% 57S,100% 240S AMBIENT TEMP -20 TO +50 DEG C (HO) OUTPUT LOW OVERLOAD: 132kW FOR 150% 3S,110% 57S,100% 240S AMBIENT TEMP -20 TO +40 DEG C (LO) 708 X 305 X 357 (HXWXD), FSF PROTECTION IP20 WITHOUT CONTROL UNIT AND PANEL APPROVED FOR CU FIRMWARE- VERSION V4.7 HF8 | 15136 | TEM | 1 | MC | 74 | 1
6SL32101PH314UL0 | SINAMICS G120 POWER MODULE PM240-2 WITHOUT FILTER WITH BUILT IN BRAKING CHOPPER 3AC500-690V +10/-20% 47-63HZ OUTPUT HIGH OVERLOAD: 110KW FOR 200% 3S,150% 57S,100% 240S AMBIENT TEMP -20 TO +50 DEG C (HO) OUTPUT LOW OVERLOAD: 132kW FOR 150% 3S,110% 57S,100% 240S AMBIENT TEMP -20 TO +40 DEG C (LO) 708 X 305 X 357 (HXWXD), FSF PROTECTION IP20 WITHOUT CONTROL UNIT AND PANEL APPROVED FOR CU FIRMWARE- VERSION V4.7 HF8 | 13751 | TEM | 1 | MC | 70 | 1
6SL32101SB110AA0 | SINAMICS S120 CONVERTER POWER MODULE PM340 INPUT: 1AC 200-240V, 50/60HZ OUTPUT: 3AC 0,9A (0,12KW) FRAME SIZE: BLOCKSIZE SIZE FSA WITH INTEGRATED LINE FILTER INTERNAL AIR COOLING | 464 | TEM | 1 | MC | 1.2 | 1
6SL32101SB110UA0 | SINAMICS S120 CONVERTER POWER MODULE PM340 INPUT: 1AC 200-240V, 50/60HZ OUTPUT: 3AC 0,9A (0,12KW) FRAME SIZE: BLOCKSIZE SIZE FSA INTERNAL AIR COOLING | 403 | TEM | 1 | MC | 1.2 | 1
6SL32101SB123AA0 | SINAMICS S120 CONVERTER POWER MODULE PM340 INPUT: 1AC 200-240V, 50/60HZ OUTPUT: 3AC 2,3A (0,37KW) FRAME SIZE: BLOCKSIZE SIZE FSA WITH INTEGRATED LINE FILTER INTERNAL AIR COOLING | 534 | TEM | 1 | MC | 1.2 | 1
6SL32101SB123UA0 | SINAMICS S120 CONVERTER POWER MODULE PM340 INPUT: 1AC 200-240V, 50/60HZ OUTPUT: 3AC 2,3A (0,37KW) FRAME SIZE: BLOCKSIZE SIZE FSA INTERNAL AIR COOLING | 464 | TEM | 1 | MC | 1.2 | 1
6SL32101SB140AA0 | SINAMICS S120 CONVERTER POWER MODULE PM340 INPUT: 1AC 200-240V, 50/60HZ OUTPUT: 3AC 3,9A (0,75KW) FRAME SIZE: BLOCKSIZE SIZE FSA WITH INTEGRATED LINE FILTER INTERNAL AIR COOLING | 622 | TEM | 1 | MC | 1.2 | 1
6SL32101SB140UA0 | SINAMICS S120 CONVERTER POWER MODULE PM340 INPUT: 1AC 200-240V, 50/60HZ OUTPUT: 3AC 3,9A (0,75KW) FRAME SIZE: BLOCKSIZE SIZE FSA INTERNAL AIR COOLING | 534 | TEM | 1 | MC | 1.2 | 1
6SL32101SE113UA0 | SINAMICS S120 CONVERTER POWER MODULE PM340 INPUT: 3AC 380-480V, 50/60HZ OUTPUT: 3AC 1,3A (0,37KW) FRAME SIZE: BLOCKSIZE SIZE FSA INTERNAL AIR COOLING | 438 | TEM | 1 | MC | 1.2 | 1
6SL32101SE117UA0 | SINAMICS S120 CONVERTER POWER MODULE PM340 INPUT: 3AC 380-480V, 50/60HZ OUTPUT: 3AC 1,7A (0,55KW) FRAME SIZE: BLOCKSIZE SIZE FSA INTERNAL AIR COOLING | 473 | TEM | 1 | MC | 1.2 | 1
6SL32101SE122UA0 | SINAMICS S120 CONVERTER POWER MODULE PM340 INPUT: 3AC 380-480V, 50/60HZ OUTPUT: 3AC 2,2A (0,75KW) FRAME SIZE: BLOCKSIZE SIZE FSA INTERNAL AIR COOLING | 508 | TEM | 1 | MC | 1.2 | 1
6SL32101SE131UA0 | SINAMICS S120 CONVERTER POWER MODULE PM340 INPUT: 3AC 380-480V, 50/60HZ OUTPUT: 3AC 3,1A (1,1KW) FRAME SIZE: BLOCKSIZE SIZE FSA INTERNAL AIR COOLING | 578 | TEM | 1 | MC | 1.2 | 1
6SL32101SE141UA0 | SINAMICS S120 CONVERTER POWER MODULE PM340 INPUT: 3AC 380-480V, 50/60HZ OUTPUT: 3AC 4,1A (1,5KW) FRAME SIZE: BLOCKSIZE SIZE FSA INTERNAL AIR COOLING | 683 | TEM | 1 | MC | 1.2 | 1
6SL32101SE160AA0 | SINAMICS S120 CONVERTER POWER MODULE PM340 INPUT: 3AC 380-480V, 50/60HZ OUTPUT: 3AC 5,9A (2,2KW) FRAME SIZE: BLOCKSIZE SIZE FSB WITH INTEGRATED LINE FILTER INTERNAL AIR COOLING | 1007 | TEM | 1 | MC | 4 | 1
6SL32101SE160UA0 | SINAMICS S120 CONVERTER POWER MODULE PM340 INPUT: 3AC 380-480V, 50/60HZ OUTPUT: 3AC 5,9A (2,2KW) FRAME SIZE: BLOCKSIZE SIZE FSB INTERNAL AIR COOLING | 858 | TEM | 1 | MC | 4 | 1
6SL32101SE177AA0 | SINAMICS S120 CONVERTER POWER MODULE PM340 INPUT: 3AC 380-480V, 50/60HZ OUTPUT: 3AC 7,7A (3,0KW) FRAME SIZE: BLOCKSIZE SIZE FSB WITH INTEGRATED LINE FILTER INTERNAL AIR COOLING | 1208 | TEM | 1 | MC | 4 | 1
6SL32101SE177UA0 | SINAMICS S120 CONVERTER POWER MODULE PM340 INPUT: 3AC 380-480V, 50/60HZ OUTPUT: 3AC 7,7A (3,0KW) FRAME SIZE: BLOCKSIZE SIZE FSB INTERNAL AIR COOLING | 1033 | TEM | 1 | MC | 4 | 1
6SL32101SE210AA0 | SINAMICS S120 CONVERTER POWER MODULE PM340 INPUT: 3AC 380-480V, 50/60HZ OUTPUT: 3AC 10A (4,0KW) FRAME SIZE: BLOCKSIZE SIZE FSB WITH INTEGRATED LINE FILTER INTERNAL AIR COOLING | 1418 | TEM | 1 | MC | 4 | 1
6SL32101SE210UA0 | SINAMICS S120 CONVERTER POWER MODULE PM340 INPUT: 3AC 380-480V, 50/60HZ OUTPUT: 3AC 10A (4,0KW) FRAME SIZE: BLOCKSIZE SIZE FSB INTERNAL AIR COOLING | 1208 | TEM | 1 | MC | 4 | 1
6SL32101SE218AA0 | SINAMICS S120 CONVERTER POWER MODULE PM340 INPUT: 3AC 380-480V, 50/60HZ OUTPUT: 3AC 18A (7,5KW) FRAME SIZE: BLOCKSIZE SIZE FSC WITH INTEGRATED LINE FILTER INTERNAL AIR COOLING | 1838 | TEM | 1 | MC | 6.5 | 1
6SL32101SE218UA0 | SINAMICS S120 CONVERTER POWER MODULE PM340 INPUT: 3AC 380-480V, 50/60HZ OUTPUT: 3AC 18A (7,5KW) FRAME SIZE: BLOCKSIZE SIZE FSC INTERNAL AIR COOLING | 1575 | TEM | 1 | MC | 6.5 | 1
6SL32101SE225AA0 | SINAMICS S120 CONVERTER POWER MODULE PM340 INPUT: 3AC 380-480V, 50/60HZ OUTPUT: 3AC 25A (11KW) FRAME SIZE: BLOCKSIZE SIZE FSC WITH INTEGRATED LINE FILTER INTERNAL AIR COOLING | 2450 | TEM | 1 | MC | 6.5 | 1
6SL32101SE225UA0 | SINAMICS S120 CONVERTER POWER MODULE PM340 INPUT: 3AC 380-480V, 50/60HZ OUTPUT: 3AC 25A (11KW) FRAME SIZE: BLOCKSIZE SIZE FSC INTERNAL AIR COOLING | 2100 | TEM | 1 | MC | 6.5 | 1
6SL32101SE232AA0 | SINAMICS S120 CONVERTER POWER MODULE PM340 INPUT: 3AC 380-480V, 50/60HZ OUTPUT: 3AC 32A (15KW) FRAME SIZE: BLOCKSIZE SIZE FSC WITH INTEGRATED LINE FILTER INTERNAL AIR COOLING | 3150 | TEM | 1 | MC | 6.5 | 1
6SL32101SE232UA0 | SINAMICS S120 CONVERTER POWER MODULE PM340 INPUT: 3AC 380-480V, 50/60HZ OUTPUT: 3AC 32A (15KW) FRAME SIZE: BLOCKSIZE SIZE FSC INTERNAL AIR COOLING | 2800 | TEM | 1 | MC | 6.5 | 1
6SL32101SE238AA0 | SINAMICS S120 CONVERTER POWER MODULE PM340 INPUT: 3AC 380-480V, 50/60HZ OUTPUT: 3AC 38A (18,5KW) FRAME SIZE: BLOCKSIZE SIZE FSD WITH INTEGRATED LINE FILTER INTERNAL AIR COOLING | 3850 | TEM | 1 | MC | 19.3 | 1
6SL32101SE238UA0 | SINAMICS S120 CONVERTER POWER MODULE PM340 INPUT: 3AC 380-480V, 50/60HZ OUTPUT: 3AC 38A (18,5KW) FRAME SIZE: BLOCKSIZE SIZE FSD INTERNAL AIR COOLING | 3500 | TEM | 1 | MC | 13.2 | 1
6SL32101SE245AA0 | SINAMICS S120 CONVERTER POWER MODULE PM340 INPUT: 3AC 380-480V, 50/60HZ OUTPUT: 3AC 45A (22KW) FRAME SIZE: BLOCKSIZE SIZE FSD WITH INTEGRATED LINE FILTER INTERNAL AIR COOLING | 4463 | TEM | 1 | MC | 19.3 | 1
6SL32101SE245UA0 | SINAMICS S120 CONVERTER POWER MODULE PM340 INPUT: 3AC 380-480V, 50/60HZ OUTPUT: 3AC 45A (22KW) FRAME SIZE: BLOCKSIZE SIZE FSD INTERNAL AIR COOLING | 4025 | TEM | 1 | MC | 15.9 | 1
6SL32101SE260AA0 | SINAMICS S120 CONVERTER POWER MODULE PM340 INPUT: 3AC 380-480V, 50/60HZ OUTPUT: 3AC 60A (30KW) FRAME SIZE: BLOCKSIZE SIZE FSD WITH INTEGRATED LINE FILTER INTERNAL AIR COOLING | 5600 | TEM | 1 | MC | 19.3 | 1
6SL32101SE260UA0 | SINAMICS S120 CONVERTER POWER MODULE PM340 INPUT: 3AC 380-480V, 50/60HZ OUTPUT: 3AC 60A (30KW) FRAME SIZE: BLOCKSIZE SIZE FSD INTERNAL AIR COOLING | 5075 | TEM | 1 | MC | 15.9 | 1
6SL32101SE275AA0 | SINAMICS S120 CONVERTER POWER MODULE PM340 INPUT: 3AC 380-480V, 50/60HZ OUTPUT: 3AC 75A (37KW) FRAME SIZE: BLOCKSIZE SIZE FSE WITH INTEGRATED LINE FILTER INTERNAL AIR COOLING | 6869 | TEM | 1 | MC | 24.1 | 1
6SL32101SE275UA0 | SINAMICS S120 CONVERTER POWER MODULE PM340 INPUT: 3AC 380-480V, 50/60HZ OUTPUT: 3AC 75A (37KW) FRAME SIZE: BLOCKSIZE SIZE FSE INTERNAL AIR COOLING | 6213 | TEM | 1 | MC | 19.8 | 1
6SL32101SE310AA0 | SINAMICS S120 CONVERTER POWER MODULE PM340 INPUT: 3AC 380-480V, 50/60HZ OUTPUT: 3AC 90A (45KW) FRAME SIZE: BLOCKSIZE SIZE FSE WITH INTEGRATED LINE FILTER INTERNAL AIR COOLING | 8313 | TEM | 1 | MC | 27.1 | 1
6SL32101SE310UA0 | SINAMICS S120 CONVERTER POWER MODULE PM340 INPUT: 3AC 380-480V, 50/60HZ OUTPUT: 3AC 90A (45KW) FRAME SIZE: BLOCKSIZE SIZE FSE INTERNAL AIR COOLING | 7525 | TEM | 1 | MC | 19.8 | 1
6SL32101SE311AA0 | SINAMICS S120 CONVERTER POWER MODULE PM340 INPUT: 3AC 380-480V, 50/60HZ OUTPUT: 3AC 110A (55KW) FRAME SIZE: BLOCKSIZE SIZE FSF WITH INTEGRATED LINE FILTER INTERNAL AIR COOLING | 9538 | TEM | 1 | MC | 66.7 | 1
6SL32101SE311UA0 | SINAMICS S120 CONVERTER POWER MODULE PM340 INPUT: 3AC 380-480V, 50/60HZ OUTPUT: 3AC 110A (55KW) FRAME SIZE: BLOCKSIZE SIZE FSF INTERNAL AIR COOLING | 8663 | TEM | 1 | MC | 50.7 | 1
6SL32101SE315AA0 | SINAMICS S120 CONVERTER POWER MODULE PM340 INPUT: 3AC 380-480V, 50/60HZ OUTPUT: 3AC 145A (75KW) FRAME SIZE: BLOCKSIZE SIZE FSF WITH INTEGRATED LINE FILTER INTERNAL AIR COOLING | 11463 | TEM | 1 | MC | 66.7 | 1
6SL32101SE315UA0 | SINAMICS S120 CONVERTER POWER MODULE PM340 INPUT: 3AC 380-480V, 50/60HZ OUTPUT: 3AC 145A (75KW) FRAME SIZE: BLOCKSIZE SIZE FSF INTERNAL AIR COOLING | 10413 | TEM | 1 | MC | 50.7 | 1
6SL32101SE318AA0 | SINAMICS S120 CONVERTER POWER MODULE PM340 INPUT: 3AC 380-480V, 50/60HZ OUTPUT: 3AC 178A (90KW) FRAME SIZE: BLOCKSIZE SIZE FSF WITH INTEGRATED LINE FILTER INTERNAL AIR COOLING | 13388 | TEM | 1 | MC | 66.7 | 1
6SL32101SE318UA0 | SINAMICS S120 CONVERTER POWER MODULE PM340 INPUT: 3AC 380-480V, 50/60HZ OUTPUT: 3AC 178A (90KW) FRAME SIZE: BLOCKSIZE SIZE FSF INTERNAL AIR COOLING | 12163 | TEM | 1 | MC | 50.7 | 1
6SL32105BB112AV0 | SINAMICS V20 1AC200-240V -10/+10% 47-63HZ RATED POWER 0,12KW WITH 150% OVERLOAD FOR 60SEC INTEGRATED FILTER C2 I/O-INTERFACE: 4DI, 2DO,2AI,1AO FIELDBUS: USS/ MODBUS RTU WITH INBUILT BOP PROTECTION: IP20/ UL OPEN TYPE SIZE:FSA 90X150X146(WXHXD) | 203 | TEM | 1 | MC | 1.4 | 1
6SL32105BB112BV1 | SINAMICS V20 1AC200-240V -10/+10% 47-63HZ RATED POWER 0,12KW WITH 150% OVERLOAD FOR 60SEC Filter B I/O-INTERFACE: 4DI, 2DO,2AI,1AO FIELDBUS: USS/ MODBUS RTU WITH INBUILT BOP PROTECTION: IP20/ UL OPEN TYPE SIZE:FSAA 68x142x108(WXHXD) | 195 | TEM | 1 | MC | 1.1 | 1
6SL32105BB112UV0 | SINAMICS V20 1AC200-240V -10/+10% 47-63HZ RATED POWER 0,12KW WITH 150% OVERLOAD FOR 60SEC UNFILTERED I/O-INTERFACE: 4DI, 2DO,2AI,1AO FIELDBUS: USS/ MODBUS RTU WITH INBUILT BOP PROTECTION: IP20/ UL OPEN TYPE SIZE:FSA 90X150X146(WXHXD) | 184 | TEM | 1 | MC | 1.3 | 1
6SL32105BB112UV1 | SINAMICS V20 1AC200-240V -10/+10% 47-63HZ RATED POWER 0,12KW WITH 150% OVERLOAD FOR 60SEC UNFILTERED I/O-INTERFACE: 4DI, 2DO,2AI,1AO FIELDBUS: USS/ MODBUS RTU WITH INBUILT BOP PROTECTION: IP20/ UL OPEN TYPE SIZE:FSAA 68x142x108(WXHXD) | 177 | TEM | 1 | MC | 1 | 1
6SL32105BB125AV0 | SINAMICS V20 1AC200-240V -10/+10% 47-63HZ RATED POWER 0,25KW WITH 150% OVERLOAD FOR 60SEC INTEGRATED FILTER C2 I/O-INTERFACE: 4DI, 2DO,2AI,1AO FIELDBUS: USS/ MODBUS RTU WITH INBUILT BOP PROTECTION: IP20/ UL OPEN TYPE SIZE:FSA 90X150X146(WXHXD) | 214 | TEM | 1 | MC | 1.4 | 1
6SL32105BB125BV1 | SINAMICS V20 1AC200-240V -10/+10% 47-63HZ RATED POWER 0,25KW WITH 150% OVERLOAD FOR 60SEC Filter B I/O-INTERFACE: 4DI, 2DO,2AI,1AO FIELDBUS: USS/ MODBUS RTU WITH INBUILT BOP PROTECTION: IP20/ UL OPEN TYPE SIZE:FSAA 68x142x108(WXHXD) | 206 | TEM | 1 | MC | 1.1 | 1
6SL32105BB125UV0 | SINAMICS V20 1AC200-240V -10/+10% 47-63HZ RATED POWER 0,25KW WITH 150% OVERLOAD FOR 60SEC UNFILTERED I/O-INTERFACE: 4DI, 2DO,2AI,1AO FIELDBUS: USS/ MODBUS RTU WITH INBUILT BOP PROTECTION: IP20/ UL OPEN TYPE SIZE:FSA 90X150X146(WXHXD) | 196 | TEM | 1 | MC | 1.295 | 1
6SL32105BB125UV1 | SINAMICS V20 1AC200-240V -10/+10% 47-63HZ RATED POWER 0,25KW WITH 150% OVERLOAD FOR 60SEC UNFILTERED I/O-INTERFACE: 4DI, 2DO,2AI,1AO FIELDBUS: USS/ MODBUS RTU WITH INBUILT BOP PROTECTION: IP20/ UL OPEN TYPE SIZE:FSAA 68x142x108(WXHXD) | 188 | TEM | 1 | MC | 1 | 1
6SL32105BB137AV0 | SINAMICS V20 1AC200-240V -10/+10% 47-63HZ RATED POWER 0,37KW WITH 150% OVERLOAD FOR 60SEC INTEGRATED FILTER C2 I/O-INTERFACE: 4DI, 2DO,2AI,1AO FIELDBUS: USS/ MODBUS RTU WITH INBUILT BOP PROTECTION: IP20/ UL OPEN TYPE SIZE:FSA 90X150X146(WXHXD) | 227 | TEM | 1 | MC | 1.4 | 1
6SL32105BB137BV1 | SINAMICS V20 1AC200-240V -10/+10% 47-63HZ RATED POWER 0,37KW WITH 150% OVERLOAD FOR 60SEC Filter B I/O-INTERFACE: 4DI, 2DO,2AI,1AO FIELDBUS: USS/ MODBUS RTU WITH INBUILT BOP PROTECTION: IP20/ UL OPEN TYPE SIZE:FSAA 68x142x108(WXHXD) | 219 | TEM | 1 | MC | 1.1 | 1
6SL32105BB137UV0 | SINAMICS V20 1AC200-240V -10/+10% 47-63HZ RATED POWER 0,37KW WITH 150% OVERLOAD FOR 60SEC UNFILTERED I/O-INTERFACE: 4DI, 2DO,2AI,1AO FIELDBUS: USS/ MODBUS RTU WITH INBUILT BOP PROTECTION: IP20/ UL OPEN TYPE SIZE:FSA 90X150X146(WXHXD) | 209 | TEM | 1 | MC | 1.3 | 1
6SL32105BB137UV1 | SINAMICS V20 1AC200-240V -10/+10% 47-63HZ RATED POWER 0,37KW WITH 150% OVERLOAD FOR 60SEC UNFILTERED I/O-INTERFACE: 4DI, 2DO,2AI,1AO FIELDBUS: USS/ MODBUS RTU WITH INBUILT BOP PROTECTION: IP20/ UL OPEN TYPE SIZE:FSAA 68x142x108(WXHXD) | 201 | TEM | 1 | MC | 1 | 1
6SL32105BB155AV0 | SINAMICS V20 1AC200-240V -10/+10% 47-63HZ RATED POWER 0,55KW WITH 150% OVERLOAD FOR 60SEC INTEGRATED FILTER C2 I/O-INTERFACE: 4DI, 2DO,2AI,1AO FIELDBUS: USS/ MODBUS RTU WITH INBUILT BOP PROTECTION: IP20/ UL OPEN TYPE SIZE:FSA 90X150X146(WXHXD) | 246 | TEM | 1 | MC | 1.4 | 1
6SL32105BB155BV1 | SINAMICS V20 1AC200-240V -10/+10% 47-63HZ RATED POWER 0,55KW WITH 150% OVERLOAD FOR 60SEC Filter B I/O-INTERFACE: 4DI, 2DO,2AI,1AO FIELDBUS: USS/ MODBUS RTU WITH INBUILT BOP PROTECTION: IP20/ UL OPEN TYPE SIZE:FSAB 68x142x128(WXHXD) | 236 | TEM | 1 | MC | 1.3 | 1
6SL32105BB155UV0 | SINAMICS V20 1AC200-240V -10/+10% 47-63HZ RATED POWER 0,55KW WITH 150% OVERLOAD FOR 60SEC UNFILTERED I/O-INTERFACE: 4DI, 2DO,2AI,1AO FIELDBUS: USS/ MODBUS RTU WITH INBUILT BOP PROTECTION: IP20/ UL OPEN TYPE SIZE:FSA 90X150X146(WXHXD) | 227 | TEM | 1 | MC | 1.31 | 1
6SL32105BB155UV1 | SINAMICS V20 1AC200-240V -10/+10% 47-63HZ RATED POWER 0,55KW WITH 150% OVERLOAD FOR 60SEC UNFILTERED I/O-INTERFACE: 4DI, 2DO,2AI,1AO FIELDBUS: USS/ MODBUS RTU WITH INBUILT BOP PROTECTION: IP20/ UL OPEN TYPE SIZE:FSAB 68x142x128(WXHXD) | 219 | TEM | 1 | MC | 1.2 | 1
6SL32105BB175AV0 | SINAMICS V20 1AC200-240V -10/+10% 47-63HZ RATED POWER 0,75KW / 0,75HP WITH 150% OVERLOAD FOR 60SEC INTEGRATED FILTER C2 I/O-INTERFACE: 4DI, 2DO,2AI,1AO FIELDBUS: USS/ MODBUS RTU WITH INBUILT BOP PROTECTION: IP20/ UL OPEN TYPE SIZE:FSA 90X150X146(WXHXD) | 264 | TEM | 1 | MC | 1.4 | 1
6SL32105BB175BV1 | SINAMICS V20 1AC200-240V -10/+10% 47-63HZ RATED POWER 0,75KW / 1HP WITH 150% OVERLOAD FOR 60SEC Filter B I/O-INTERFACE: 4DI, 2DO,2AI,1AO FIELDBUS: USS/ MODBUS RTU WITH INBUILT BOP PROTECTION: IP20/ UL OPEN TYPE SIZE:FSAB 68x142x128(WXHXD) | 254 | TEM | 1 | MC | 1.3 | 1
6SL32105BB175UV0 | SINAMICS V20 1AC200-240V -10/+10% 47-63HZ RATED POWER 0,75KW / 0,75HP WITH 150% OVERLOAD FOR 60SEC UNFILTERED I/O-INTERFACE: 4DI, 2DO,2AI,1AO FIELDBUS: USS/ MODBUS RTU WITH INBUILT BOP PROTECTION: IP20/ UL OPEN TYPE SIZE:FSA 90X166X146(WXHXD) | 246 | TEM | 1 | MC | 1.35 | 1
6SL32105BB175UV1 | SINAMICS V20 1AC200-240V -10/+10% 47-63HZ RATED POWER 0,75KW / 1HP WITH 150% OVERLOAD FOR 60SEC UNFILTERED I/O-INTERFACE: 4DI, 2DO,2AI,1AO FIELDBUS: USS/ MODBUS RTU WITH INBUILT BOP PROTECTION: IP20/ UL OPEN TYPE SIZE:FSAB 68x142x128(WXHXD) | 236 | TEM | 1 | MC | 1.2 | 1
6SL32105BB180AV0 | SINAMICS V20 1AC200-240V -10/+10% 47-63HZ RATED POWER 0,75KW / 1HP WITH 150% OVERLOAD FOR 60SEC INTEGRATED FILTER C2 I/O-INTERFACE: 4DI, 2DO,2AI,1AO FIELDBUS: USS/ MODBUS RTU WITH INBUILT BOP PROTECTION: IP20/ UL OPEN TYPE SIZE:FSA 90X166X146(WXHXD) | 276 | TEM | 1 | MC | 1.4 | 1
6SL32105BB180UV0 | SINAMICS V20 1AC200-240V -10/+10% 47-63HZ RATED POWER 0,75KW / 1HP WITH 150% OVERLOAD FOR 60SEC UNFILTERED I/O-INTERFACE: 4DI, 2DO,2AI,1AO FIELDBUS: USS/ MODBUS RTU WITH INBUILT BOP PROTECTION: IP20/ UL OPEN TYPE SIZE:FSA 90X166X146(WXHXD) | 257 | TEM | 1 | MC | 1.4 | 1
6SL32105BB211AV0 | SINAMICS V20 1AC200-240V -10/+10% 47-63HZ RATED POWER 1,1KW WITH 150% OVERLOAD FOR 60SEC INTEGRATED FILTER C2 I/O-INTERFACE: 4DI, 2DO,2AI,1AO FIELDBUS: USS/ MODBUS RTU WITH INBUILT BOP PROTECTION: IP20/ UL OPEN TYPE SIZE:FSB 140X160X165(WXHXD) | 288 | TEM | 1 | MC | 2.1 | 1
6SL32105BB211UV0 | SINAMICS V20 1AC200-240V -10/+10% 47-63HZ RATED POWER 1,1KW WITH 150% OVERLOAD FOR 60SEC UNFILTERED I/O-INTERFACE: 4DI, 2DO,2AI,1AO FIELDBUS: USS/ MODBUS RTU WITH INBUILT BOP PROTECTION: IP20/ UL OPEN TYPE SIZE:FSB 140X160X165(WXHXD) | 265 | TEM | 1 | MC | 1.96 | 1
6SL32105BB215AV0 | SINAMICS V20 1AC200-240V -10/+10% 47-63HZ RATED POWER 1,5KW WITH 150% OVERLOAD FOR 60SEC INTEGRATED FILTER C2 I/O-INTERFACE: 4DI, 2DO,2AI,1AO FIELDBUS: USS/ MODBUS RTU WITH INBUILT BOP PROTECTION: IP20/ UL OPEN TYPE SIZE:FSB 140X160X165(WXHXD) | 324 | TEM | 1 | MC | 2.1 | 1
6SL32105BB215UV0 | SINAMICS V20 1AC200-240V -10/+10% 47-63HZ RATED POWER 1,5KW WITH 150% OVERLOAD FOR 60SEC UNFILTERED I/O-INTERFACE: 4DI, 2DO,2AI,1AO FIELDBUS: USS/ MODBUS RTU WITH INBUILT BOP PROTECTION: IP20/ UL OPEN TYPE SIZE:FSB 140X160X165(WXHXD) | 301 | TEM | 1 | MC | 2.02 | 1
6SL32105BB222AV0 | SINAMICS V20 1AC200-240V -10/+10% 47-63HZ RATED POWER 2,2KW WITH 150% OVERLOAD FOR 60SEC INTEGRATED FILTER C2 I/O-INTERFACE: 4DI, 2DO,2AI,1AO FIELDBUS: USS/ MODBUS RTU WITH INBUILT BOP PROTECTION: IP20/ UL OPEN TYPE SIZE:FSC 184X182X169(WXHXD) | 395 | TEM | 1 | MC | 3.2 | 1
6SL32105BB222UV0 | SINAMICS V20 1AC200-240V -10/+10% 47-63HZ RATED POWER 2,2 WITH 150% OVERLOAD FOR 60SEC UNFILTERED I/O-INTERFACE: 4DI, 2DO,2AI,1AO FIELDBUS: USS/ MODBUS RTU WITH INBUILT BOP PROTECTION: IP20/ UL OPEN TYPE SIZE:FSC 184X182X169(WXHXD) | 365 | TEM | 1 | MC | 3.095 | 1
6SL32105BB230AV0 | SINAMICS V20 1AC200-240V -10/+10% 47-63HZ RATED POWER 3,0KW WITH 150% OVERLOAD FOR 60SEC INTEGRATED FILTER C2 I/O-INTERFACE: 4DI, 2DO,2AI,1AO FIELDBUS: USS/ MODBUS RTU WITH INBUILT BOP PROTECTION: IP20/ UL OPEN TYPE SIZE:FSC 184X182X169(WXHXD) | 460 | TEM | 1 | MC | 3.2 | 1
6SL32105BB230UV0 | SINAMICS V20 1AC200-240V -10/+10% 47-63HZ RATED POWER 3,0 KW WITH 150% OVERLOAD FOR 60SEC UNFILTERED I/O-INTERFACE: 4DI, 2DO,2AI,1AO FIELDBUS: USS/ MODBUS RTU WITH INBUILT BOP PROTECTION: IP20/ UL OPEN TYPE SIZE:FSC 184X182X169(WXHXD) | 424 | TEM | 1 | MC | 3 | 1
6SL32105BE137CV0 | SINAMICS V20 3AC380-480V -15/+10% 47-63HZ RATED POWER 0.37KW WITH 150% OVERLOAD FOR 60SEC INTEGRATED FILTER C3 I/O-INTERFACE: 4DI, 2DO,2AI,1AO FIELDBUS: USS/ MODBUS RTU WITH INBUILT BOP PROTECTION: IP20/ UL OPEN TYPE SIZE:FSA 90X150X146(WXHXD) | 371 | TEM | 1 | MC | 1.305 | 1
6SL32105BE137UV0 | SINAMICS V20 3AC380-480V -15/+10% 47-63HZ RATED POWER 0.37KW WITH 150% OVERLOAD FOR 60SEC UNFILTERED I/O-INTERFACE: 4DI, 2DO,2AI,1AO FIELDBUS: USS/ MODBUS RTU WITH INBUILT BOP PROTECTION: IP20/ UL OPEN TYPE SIZE:FSA 90X150X146(WXHXD) | 342 | TEM | 1 | MC | 1.285 | 1
6SL32105BE155CV0 | SINAMICS V20 3AC380-480V -15/+10% 47-63HZ RATED POWER 0.55KW WITH 150% OVERLOAD FOR 60SEC INTEGRATED FILTER C3 I/O-INTERFACE: 4DI, 2DO,2AI,1AO FIELDBUS: USS/ MODBUS RTU WITH INBUILT BOP PROTECTION: IP20/ UL OPEN TYPE SIZE:FSA 90X150X146(WXHXD) | 389 | TEM | 1 | MC | 1.21 | 1
6SL32105BE155UV0 | SINAMICS V20 3AC380-480V -15/+10% 47-63HZ RATED POWER 0.55KW WITH 150% OVERLOAD FOR 60SEC UNFILTERED I/O-INTERFACE: 4DI, 2DO,2AI,1AO FIELDBUS: USS/ MODBUS RTU WITH INBUILT BOP PROTECTION: IP20/ UL OPEN TYPE SIZE:FSA 90X150X146(WXHXD) | 360 | TEM | 1 | MC | 1.28 | 1
6SL32105BE175CV0 | SINAMICS V20 3AC380-480V -15/+10% 47-63HZ RATED POWER 0.75KW WITH 150% OVERLOAD FOR 60SEC INTEGRATED FILTER C3 I/O-INTERFACE: 4DI, 2DO,2AI,1AO FIELDBUS: USS/ MODBUS RTU WITH INBUILT BOP PROTECTION: IP20/ UL OPEN TYPE SIZE:FSA 90X150X146(WXHXD) | 401 | TEM | 1 | MC | 1.33 | 1
6SL32105BE175UV0 | SINAMICS V20 3AC380-480V -15/+10% 47-63HZ RATED POWER 0.75KW WITH 150% OVERLOAD FOR 60SEC UNFILTERED I/O-INTERFACE: 4DI, 2DO,2AI,1AO FIELDBUS: USS/ MODBUS RTU WITH INBUILT BOP PROTECTION: IP20/ UL OPEN TYPE SIZE:FSA 90X150X146(WXHXD) | 371 | TEM | 1 | MC | 1.26 | 1
6SL32105BE211CV0 | SINAMICS V20 3AC380-480V -15/+10% 47-63HZ RATED POWER 1.1KW WITH 150% OVERLOAD FOR 60SEC INTEGRIERTER FILTER C3 I/O-INTERFACE: 4DI, 2DO,2AI,1AO FIELDBUS: USS/ MODBUS RTU WITH INBUILT BOP PROTECTION: IP20/ UL OPEN TYPE SIZE:FSA 90X166X146(WXHXD) | 430 | TEM | 1 | MC | 1.27 | 1
6SL32105BE211UV0 | SINAMICS V20 3AC380-480V -15/+10% 47-63HZ RATED POWER 1.1KW WITH 150% OVERLOAD FOR 60SEC UNFILTERED I/O-INTERFACE: 4DI, 2DO,2AI,1AO FIELDBUS: USS/ MODBUS RTU WITH INBUILT BOP PROTECTION: IP20/ UL OPEN TYPE SIZE:FSA 90X166X146(WXHXD) | 401 | TEM | 1 | MC | 1.347 | 1
6SL32105BE215CV0 | SINAMICS V20 3AC380-480V -15/+10% 47-63HZ RATED POWER 1.5KW WITH 150% OVERLOAD FOR 60SEC INTEGRATED FILTER C3 I/O-INTERFACE: 4DI, 2DO,2AI,1AO FIELDBUS: USS/ MODBUS RTU WITH INBUILT BOP PROTECTION: IP20/ UL OPEN TYPE SIZE:FSA 90X166X146(WXHXD) | 478 | TEM | 1 | MC | 1.365 | 1
6SL32105BE215UV0 | SINAMICS V20 3AC380-480V -15/+10% 47-63HZ RATED POWER 1.5KW WITH 150% OVERLOAD FOR 60SEC UNFILTERED I/O-INTERFACE: 4DI, 2DO,2AI,1AO FIELDBUS: USS/ MODBUS RTU WITH INBUILT BOP PROTECTION: IP20/ UL OPEN TYPE SIZE:FSA 90X166X146(WXHXD) | 442 | TEM | 1 | MC | 1.455 | 1
6SL32105BE222CV0 | SINAMICS V20 3AC380-480V -15/+10% 47-63HZ RATED POWER 2.2KW WITH 150% OVERLOAD FOR 60SEC INTEGRATED FILTER C3 I/O-INTERFACE: 4DI, 2DO,2AI,1AO FIELDBUS: USS/ MODBUS RTU WITH INBUILT BOP PROTECTION: IP20/ UL OPEN TYPE SIZE:FSA 90X166X146(WXHXD) | 553 | TEM | 1 | MC | 1.325 | 1
6SL32105BE222UV0 | SINAMICS V20 3AC380-480V -15/+10% 47-63HZ RATED POWER 2.2KW WITH 150% OVERLOAD FOR 60SEC UNFILTERED I/O-INTERFACE: 4DI, 2DO,2AI,1AO FIELDBUS: USS/ MODBUS RTU WITH INBUILT BOP PROTECTION: IP20/ UL OPEN TYPE SIZE:FSA 90X166X146(WXHXD) | 512 | TEM | 1 | MC | 1.34 | 1
6SL32105BE230CV0 | SINAMICS V20 3AC380-480V -15/+10% 47-63HZ RATED POWER 3.0KW WITH 150% OVERLOAD FOR 60SEC FILTER C3 I/O-INTERFACE: 4DI, 2DO,2AI,1AO FIELDBUS: USS/ MODBUS RTU WITH INBUILT BOP PROTECTION: IP20/ UL OPEN TYPE SIZE:FSB 140X160X165(WXHXD) | 630 | TEM | 1 | MC | 2.12 | 1
6SL32105BE230UV0 | SINAMICS V20 3AC380-480V -15/+10% 47-63HZ RATED POWER 3KW WITH 150% OVERLOAD FOR 60SEC UNFILTERED I/O-INTERFACE: 4DI, 2DO,2AI,1AO FIELDBUS: USS/ MODBUS RTU WITH INBUILT BOP PROTECTION: IP20/ UL OPEN TYPE SIZE:FSB 140X160X165(WXHXD) | 583 | TEM | 1 | MC | 2 | 1
6SL32105BE240CV0 | SINAMICS V20 3AC380-480V -15/+10% 47-63HZ RATED POWER 4KW WITH 150% OVERLOAD FOR 60SEC INTEGRATED FILTER C3 I/O-INTERFACE: 4DI, 2DO,2AI,1AO FIELDBUS: USS/ MODBUS RTU WITH INBUILT BOP PROTECTION: IP20/ UL OPEN TYPE SIZE:FSB 140X160X165(WXHXD) | 707 | TEM | 1 | MC | 2.22 | 1
6SL32105BE240UV0 | SINAMICS V20 3AC380-480V -15/+10% 47-63HZ RATED POWER 4KW WITH 150% OVERLOAD FOR 60SEC UNFILTERED I/O-INTERFACE: 4DI, 2DO,2AI,1AO FIELDBUS: USS/ MODBUS RTU WITH INBUILT BOP PROTECTION: IP20/ UL OPEN TYPE SIZE:FSB 140X160X165(WXHXD) | 653 | TEM | 1 | MC | 2.07 | 1
6SL32105BE255CV0 | SINAMICS V20 3AC380-480V -15/+10% 47-63HZ RATED POWER 5.5KW WITH 150% OVERLOAD FOR 60SEC INTEGRATED FILTER C3 I/O-INTERFACE: 4DI, 2DO,2AI,1AO FIELDBUS: USS/ MODBUS RTU WITH INBUILT BOP PROTECTION: IP20/ UL OPEN TYPE SIZE:FSC 184X182X169(WXHXD) | 866 | TEM | 1 | MC | 3.11 | 1
6SL32105BE255UV0 | SINAMICS V20 3AC380-480V -15/+10% 47-63HZ RATED POWER 5.5KW WITH 150% OVERLOAD FOR 60SEC UNFILTERED I/O-INTERFACE: 4DI, 2DO,2AI,1AO FIELDBUS: USS/ MODBUS RTU WITH INBUILT BOP PROTECTION: IP20/ UL OPEN TYPE SIZE:FSC 184X182X169(WXHXD) | 801 | TEM | 1 | MC | 2.96 | 1
6SL32105BE275CV0 | SINAMICS V20 3AC380-480V -15/+10% 47-63HZ RATED POWER 7.5KW WITH 150% OVERLOAD FOR 60SEC INTEGRATED FILTER C3 I/O-INTERFACE: 4DI, 2DO,2AI,1AO FIELDBUS: USS/ MODBUS RTU WITH INBUILT BOP PROTECTION: IP20/ UL OPEN TYPE SIZE:FSD 240X207X173(WXHXD) | 1095 | TEM | 1 | MC | 4.68 | 1
6SL32105BE275UV0 | SINAMICS V20 3AC380-480V -15/+10% 47-63HZ RATED POWER 7.5KW WITH 150% OVERLOAD FOR 60SEC UNFILTERED I/O-INTERFACE: 4DI, 2DO,2AI,1AO FIELDBUS: USS/ MODBUS RTU WITH INBUILT BOP PROTECTION: IP20/ UL OPEN TYPE SIZE:FSD 240X207X173(WXHXD) | 1012 | TEM | 1 | MC | 4.38 | 1
6SL32105BE311CV0 | SINAMICS V20 3AC380-480V -15/+10% 47-63HZ RATED POWER 11KW WITH 150% OVERLOAD FOR 60SEC INTEGRATED FILTER C3 I/O-INTERFACE: 4DI, 2DO,2AI,1AO FIELDBUS: USS/ MODBUS RTU WITH INBUILT BOP PROTECTION: IP20/ UL OPEN TYPE SIZE:FSD 240X207X173(WXHXD) | 1407 | TEM | 1 | MC | 4.76 | 1
6SL32105BE311UV0 | SINAMICS V20 3AC380-480V -15/+10% 47-63HZ RATED POWER 11KW WITH 150% OVERLOAD FOR 60SEC UNFILTERED I/O-INTERFACE: 4DI, 2DO,2AI,1AO FIELDBUS: USS/ MODBUS RTU WITH INBUILT BOP PROTECTION: IP20/ UL OPEN TYPE SIZE:FSD 240X207X173(WXHXD) | 1302 | TEM | 1 | MC | 4.5 | 1
6SL32105BE315CV0 | SINAMICS V20 3AC380-480V -15/+10% 47-63HZ RATED POWER 15KW WITH 150% OVERLOAD FOR 60SEC INTEGRATED FILTER C3 I/O-INTERFACE: 4DI, 2DO,2AI,1AO FIELDBUS: USS/ MODBUS RTU WITH INBUILT BOP PROTECTION: IP20/ UL OPEN TYPE SIZE:FSD 240X207X173(WXHXD) | 1713 | TEM | 1 | MC | 4.9 | 1
6SL32105BE315UV0 | SINAMICS V20 3AC380-480V -15/+10% 47-63HZ RATED POWER 15KW WITH 150% OVERLOAD FOR 60SEC UNFILTERED I/O-INTERFACE: 4DI, 2DO,2AI,1AO FIELDBUS: USS/ MODBUS RTU WITH INBUILT BOP PROTECTION: IP20/ UL OPEN TYPE SIZE:FSD 240X207X173(WXHXD) | 1584 | TEM | 1 | MC | 4.64 | 1
6SL32105BE318CV0 | SINAMICS V20 3AC380-480V -15/+10% 47-63HZ OUTPUT HIGH OVERLOAD: 18,5KW WITH 150% OVERLOAD FOR 60SEC OUTPUT LOW OVERLOAD: 22KW WITH 110% OVERLOAD FOR 60SEC INTEGRATED FILTER C3 I/O-INTERFACE: 4DI, 2DO,2AI,1AO FIELDBUS: USS/ MODBUS RTU WITH INBUILT BOP PROTECTION: IP20/ UL OPEN TYPE SIZE:FSE 244X265X209(WXHXD) | 2040 | TEM | 1 | MC | 7.455 | 1
6SL32105BE318UV0 | SINAMICS V20 3AC380-480V -15/+10% 47-63HZ OUTPUT HIGH OVERLOAD: 18,5KW WITH 150% OVERLOAD FOR 60SEC OUTPUT LOW OVERLOAD: 22KW WITH 110% OVERLOAD FOR 60SEC UNFILTERED I/O-INTERFACE: 4DI, 2DO,2AI,1AO FIELDBUS: USS/ MODBUS RTU WITH INBUILT BOP PROTECTION: IP20/ UL OPEN TYPE SIZE:FSE 244X265X209(WXHXD) | 1887 | TEM | 1 | MC | 7.045 | 1
6SL32105BE322CV0 | SINAMICS V20 3AC380-480V -15/+10% 47-63HZ RATED POWER 22KW WITH 150% OVERLOAD FOR 60SEC OUTPUT LOW OVERLOAD: 30KW WITH 110% OVERLOAD FOR 60SEC INTEGRATED FILTER C3 I/O-INTERFACE: 4DI, 2DO,2AI,1AO FIELDBUS: USS/ MODBUS RTU WITH INBUILT BOP PROTECTION: IP20/ UL OPEN TYPE SIZE:FSE 244X265X209(WXHXD) | 2340 | TEM | 1 | MC | 7.655 | 1
6SL32105BE322UV0 | SINAMICS V20 3AC380-480V -15/+10% 47-63HZ OUTPUT HIGH OVERLOAD: 22KW WITH 150% OVERLOAD FOR 60SEC OUTPUT LOW OVERLOAD: 30KW WITH 110% OVERLOAD FOR 60SEC UNFILTERED I/O-INTERFACE: 4DI, 2DO,2AI,1AO FIELDBUS: USS/ MODBUS RTU WITH INBUILT BOP PROTECTION: IP20/ UL OPEN TYPE SIZE:FSE 244X265X209(WXHXD) | 2164 | TEM | 1 | MC | 7.2 | 1
6SL32105CC140UA0 | SINAMICS V60 CONTROLLED POWER MODULE CPM60.1 INPUT: 3AC 220-240V 50/60HZ OUTPUT: 3AC 4A (0,8 KW) | 736 | TEM | 1 | MC | 2.63 | 1
6SL32105CC160UA0 | SINAMICS V60 CONTROLLED POWER MODULE CPM60.1 INPUT: 3AC 220-240V 50/60HZ OUTPUT: 3AC 6A (1,2 KW) | 881 | TEM | 1 | MC | 2.63 | 1
6SL32105CC170UA0 | SINAMICS V60 CONTROLLED POWER MODULE CPM60.1 INPUT: 3AC 220-240V 50/60HZ OUTPUT: 3AC 7A (1,2 KW) | 1007 | TEM | 1 | MC | 2.63 | 1
6SL32105CC210UA0 | SINAMICS V60 CONTROLLED POWER MODULE CPM60.1 INPUT: 3AC 220-240V 50/60HZ OUTPUT: 3AC 10A (2 KW) | 1317 | TEM | 1 | MC | 3.44 | 1
6SL32105DE124UA0 | SINAMICS V70 INPUT: 3AC 380-480V -15%/+10% 1.5A 45-66Hz OUTPUT: 0-INPUT V 1.2A 0-330HZ MOTOR:0.4KW PROTECTION: IP20 FRAME SIZE A, 80X180X200 (WXHXD) | 844 | TEM | 1 | MC | 2.28 | 1
6SL32105DE135UA0 | SINAMICS V70 INPUT: 3AC 380-480V -15%/+10% 3.8A 45-66HZ OUTPUT:0-INPUT V 3.0A 0-330HZ MOTOR:0.75/1.0KW PROTECTION: IP20 FRAME SIZE A, 80X180X200 (WXHXD) | 1045 | TEM | 1 | MC | 2.29 | 1
6SL32105DE160UA0 | SINAMICS V70 INPUT: 3AC 380-480V -15%/+10% 5.8A 45-66HZ OUTPUT:0-INPUT V 4.6A 0-330HZ MOTOR:1.5KW PROTECTION: IP20 FRAME SIZE B 100X180X220 WXHXD | 1265 | TEM | 1 | MC | 2.835 | 1
6SL32105DE178UA0 | SINAMICS V70 INPUT: 3AC 380-480V -15%/+10% 6.6A 45-66HZ OUTPUT:0-INPUT V 5.3A 0-330HZ MOTOR:1.75KW PROTECTION: IP20 FRAME SIZE B, 100X180X220(WXHXD) | 1380 | TEM | 1 | MC | 2.91 | 1
6SL32105DE210UA0 | SINAMICS V70 INPUT: 3AC 380-480V -15%/+10% 9.8A 45-66HZ OUTPUT:0-INPUT V 7.8A 0-330HZ MOTOR:2.0/2.5KW PROTECTION: IP20 FRAME SIZE B, 100X180X220(WXHXD) | 1495 | TEM | 1 | MC | 2.97 | 1
6SL32105DE211UA0 | SINAMCIS V70 SPINDLE INPUT: 3AC 380-480V -15%/+10% 13.2A 50/60HZ OUTPUT: 3AC 0-INPUT V 10.5A 0-330HZ PROTECTION: IP20 FRAME SIZE B, 100X180X220(WXHXD) | 1454 | TEM | 1 | MC | 2.6 | 1
6SL32105DE213UA0 | SINAMCIS V70 SPINDLE INPUT: 3AC 380-480V -15%/+10% 16.2A 50/60HZ OUTPUT: 3AC 0-INPUT V 12.9A 0-330HZ PROTECTION: IP20 FRAME SIZE C, 140X260X240(WXHXD) | 1738 | TEM | 1 | MC | 5.6 | 1
6SL32105DE214UA0 | SINAMICS V70 INPUT: 3AC 380-480V 13.8A 45-66HZ OUTPUT: 3AC 0-INPUT V 11.0A 0-330HZ PROTECTION: IP20 MOTOR:3.5KW FRAME SIZE C, 140X260X240(WXHXD) | 1917 | TEM | 1 | MC | 6.295 | 1
6SL32105DE218UA0 | SINAMICS V70 INPUT: 3AC 380-480V -15%/+10% 16.5A 45-66HZ OUTPUT:0-INPUT V 13.2A 0-330HZ MOTOR:5.0/7.0KW PROTECTION: IP20 FRAME SIZE C, 140X260X240(WXHXD) | 2933 | TEM | 1 | MC | 6.395 | 1
6SL32105DE220UA0 | SINAMCIS V70 SPINDLE INPUT: 3AC 380-480V -15%/+10% 24.5A 50/60HZ OUTPUT: 3AC 0-INPUT V 19.6A 0-330HZ PROTECTION: IP20 FRAME SIZE C, 140X260X240(WXHXD) | 3022 | TEM | 1 | MC | 5.6 | 1
6SL32105DE230UA0 | SINAMCIS V70 SPINDLE INPUT: 3AC 380-480V -15%/+10% 37.3A 50/60HZ OUTPUT:3AC 0-INPUT V 29.8A 0-330HZ PROTECTION: IP20 FRAME SIZE FSD,190x350x185WxHxD | 3399 | TEM | 1 | MC | 8.9 | 1
6SL32105DE240UA0 | SINAMCIS V70 SPINDLE INPUT: 3AC 380-480V -15%/+10% 47A 50/60HZ OUTPUT:3AC 0-INPUT V 37.6A 0-330HZ PROTECTION: IP20 FRAME SIZE FSD,190x350x185WxHxD | 4154 | TEM | 1 | MC | 9.1 | 1
6SL32105FB101UA0 | SINAMICS V90 'INPUT: 1/3 AC 200-240V 15%/+10% 2.5A/1.5A 45-66HZ OUTPUT: 0-INPUT V 1.2A 0-330HZ MOTOR:0.1KW PROTECTION: IP20 FRAME SIZE A, 45X170X170(WXHXD) | 657 | TEM | 1 | MC | 1.45 | 1
6SL32105FB101UF0 | SINAMICS V90, WITH PROFINET INPUT: 1/3 AC 200-240V -15%/+10% 2.5A/1.5A 45-66HZ OUTPUT: 0-INPUT V 1.2A 0-330HZ MOTOR:0.1KW PROTECTION: IP20 FRAME SIZE B, 55X170X170(WXHXD) | 845 | TEM | 1 | MC | 1.6 | 1
6SL32105FB102UA0 | SINAMICS V90 INPUT: 1/3 AC200-240V -15%/+10% 3.0A/1.8A 45-66HZ OUTPUT: 0-INPUT V 1.4A 0-330H MOTOR:0.2KW PROTECTION: IP20 FRAME SIZE A, 45X170X170(WXHXD) | 677 | TEM | 1 | MC | 1.45 | 1
6SL32105FB102UF0 | SINAMICS V90, WITH PROFINET INPUT: 1/3 AC200-240V -15%/+10% 3.0A/1.8A 45-66HZ OUTPUT: 0-INPUT V 1.4A 0-330HZ MOTOR:0.2KW PROTECTION: IP20 FRAME SIZE B, 55X170X170(WXHXD) | 866 | TEM | 1 | MC | 1.6 | 1
6SL32105FB104UA1 | SINAMICS V90 INPUT: 1/3 AC 200-240V -15%/+10% 5.0A/3.0A 45-66HZ OUTPUT: 0-INPUT V 2.6A 0-330HZ MOTOR:0.4KW PROTECTION: IP20 FRAME SIZE B, 55X170X170(WXHXD) | 728 | TEM | 1 | MC | 1.7 | 1
6SL32105FB104UF1 | SINAMICS V90, WITH PROFINET INPUT: 1/3 AC 200-240V -15%/+10% 5.0A/3.0A 45-66HZ OUTPUT: 0-INPUT V 2.6A 0-330HZ MOTOR:0.4KW PROTECTION: IP20 FRAME SIZE B, 55X170X170(WXHXD) | 919 | TEM | 1 | MC | 1.6 | 1
6SL32105FB108UA0 | SINAMICS V90 INPUT: 1/3 AC 200-240V -15%/+10% 10.4A/5.0A 45-66HZ OUTPUT: 0-INPUT V 4.7A 0-330HZ Motor: 0.75kW PROTECTION: IP20 FRAME SIZE C, 80X170X195(WXHXD) | 829 | TEM | 1 | MC | 2.5 | 1
6SL32105FB108UF0 | SINAMICS V90, WITH PROFINET INPUT: 1/3 AC 200-240V -15%/+10% 10.4A/5.0A 45-66HZ OUTPUT: 0-INPUT V 4.7A 0-330HZ MOTOR:0.75kW PROTECTION: IP20 FRAME SIZE C, 80X170X195(WXHXD) | 1025 | TEM | 1 | MC | 2.5 | 1
6SL32105FB110UA1 | SINAMICS V90 INPUT: 3AC 200-240V -15%/+10% 7.0A 45-66HZ OUTPUT: 0-INPUT V 6.3A 0-330HZ MOTOR:1KW PROTECTION: IP20 FRAME SIZE D, 95X170X195(WXHXD) | 920 | TEM | 1 | MC | 2.9 | 1
6SL32105FB110UF1 | SINAMICS V90, WITH PROFINET INPUT: 3 AC200-240V -15%/+10% 7.0A 45-66HZ OUTPUT: 0-INPUT V 6.3A 0-330HZ MOTOR:1KW PROTECTION: IP20 FRAME SIZE D, 95X170X195(WXHXD) | 1120 | TEM | 1 | MC | 2.75 | 1
6SL32105FB115UA0 | SINAMICS V90 INPUT: 3AC 200-240V -15%/+10% 11.0A 45-66HZ OUTPUT: 0-INPUT V 10.6A 0-330HZ MOTOR:1.5KW PROTECTION: IP20 FRAME SIZE D, 95X170X195(WXHXD) | 1091 | TEM | 1 | MC | 2.85 | 1
6SL32105FB115UF0 | SINAMICS V90, WITH PROFINET INPUT: 3AC 200-240V -15%/+10% 11.0A 45-66HZ OUTPUT: 0-INPUT V 10.6A 0-330HZ MOTOR:1.5KW PROTECTION: IP20 FRAME SIZE D, 95X170X195(WXHXD) | 1300 | TEM | 1 | MC | 2.8 | 1
6SL32105FB120UA0 | SINAMICS V90 INPUT: 3AC 200-240V -15%/+10% 12.0A 45-66HZ OUTPUT: 0-INPUT V 11.6A 0-330HZ MOTOR:2KW PROTECTION: IP20 FRAME SIZE D, 95X170X195(WXHXD) | 1293 | TEM | 1 | MC | 2.85 | 1
6SL32105FB120UF0 | SINAMICS V90, WITH PROFINET INPUT: 3AC 200-240V -15%/+10% 12.0A 45-66HZ OUTPUT: 0-INPUT V 11.6A 0-330HZ MOTOR:2KW PROTECTION: IP20 FRAME SIZE D, 95X170X195(WXHXD) | 1511 | TEM | 1 | MC | 2.85 | 1
6SL32105FE104UA0 | SINAMICS V90 INPUT: 3AC 380-480V -15%/+10% 1.5A 45-66HZ OUTPUT: 0-INPUT V 1.2A 0-330HZ MOTOR:0.4KW PROTECTION: IP20 FRAME SIZE AA 60X180X200(WXHXD) | 704 | TEM | 1 | MC | 1.8 | 1
6SL32105FE104UF0 | SINAMICS V90, WITH PROFINET INPUT: 3AC 380-480V -15%/+10% 1.5A 45-66HZ OUTPUT: 0-INPUT V 1.2A 0-330HZ MOTOR:0.4KW PROTECTION: IP20 FRAME SIZE AA 60X180X200(WXHXD) | 895 | TEM | 1 | MC | 1.8 | 1
6SL32105FE108UA0 | SINAMICS V90 INPUT: 3AC 380-480V -15%/+10% 2.6A 45-66HZ OUTPUT: 0-INPUT V 2.1A 0-330HZ MOTOR:0.75KW PROTECTION: IP20 FRAME SIZE A 80X180X200(WXHXD) | 802 | TEM | 1 | MC | 2.5 | 1
6SL32105FE108UF0 | SINAMICS V90, WITH PROFINET INPUT: 3AC 380-480V -15%/+10% 2.6A 45-66HZ OUTPUT: 0-INPUT V 2.1A 0-330HZ MOTOR:0.75KW PROTECTION: IP20 FRAME SIZE A, 80X180X200(WXHXD) | 998 | TEM | 1 | MC | 2.5 | 1
6SL32105FE110UA0 | SINAMICS V90 INPUT: 3AC 380-480V -15%/+10% 3.8A 45-66HZ OUTPUT: 0-INPUT V 3.0A 0-330HZ MOTOR:0.75/1.0KW PROTECTION: IP20 FRAME SIZE A, 80X180X200(WXHXD) | 890 | TEM | 1 | MC | 2.51 | 1
6SL32105FE110UF0 | SINAMICS V90, WITH PROFINET INPUT: 3AC 380-480V -15%/+10% 3.8A 45-66HZ OUTPUT: 0-INPUT V 3.0A 0-330HZ MOTOR:0.75/1.0KW PROTECTION: IP20 FRAME SIZE A, 80X180X200(WXHXD) | 1090 | TEM | 1 | MC | 2.51 | 1
6SL32105FE115UA0 | SINAMICS V90 INPUT: 3AC 380-480V 15%/+10% 6.6A 45-66HZ OUTPUT: 0-INPUT V 5.3A 0-330HZ MOTOR:1.5/1.75KW PROTECTION: IP20 FRAME SIZE B, 100X180X220(WXHXD) | 1056 | TEM | 1 | MC | 3.055 | 1
6SL32105FE115UF0 | SINAMICS V90, WITH PROFINET INPUT: 3AC 380-480V -15%/+10% 6.6A 45-66HZ OUTPUT: 0-INPUT V 5.3A 0-330HZ MOTOR:1.5/1.75KW PROTECTION: IP20 FRAME SIZE B, 100X180X220(WXHXD) | 1265 | TEM | 1 | MC | 3.055 | 1
6SL32105FE120UA0 | SINAMICS V90 INPUT: 3AC 380-480V -15%/+10% 9.8A 45-66HZ OUTPUT: 0-INPUT V 7.8A 0-330HZ MOTOR:2.0/2.5KW PROTECTION: IP20 FRAME SIZE B, 100X180X220(WXHXD) | 1252 | TEM | 1 | MC | 3.13 | 1
6SL32105FE120UF0 | SINAMICS V90, WITH PROFINET INPUT: 3AC 380-480V -15%/+10% 9.8A 45-66HZ OUTPUT: 0-INPUT V 7.8A 0-330HZ MOTOR:2.0/2.5KW PROTECTION: IP20 FRAME SIZE B, 100X180X220(WXHXD) | 1470 | TEM | 1 | MC | 3.13 | 1
6SL32105FE135UA0 | SINAMICS V90 INPUT: 3AC 380-480V 15%/+10% 13.8A 45-66HZ OUTPUT: 0-INPUT V 11.0A 0-330HZ MOTOR:3.5KW PROTECTION: IP20 FRAME SIZE C 140X260X240WXHXD | 1744 | TEM | 1 | MC | 6.515 | 1
6SL32105FE135UF0 | SINAMICS V90, WITH PROFINET INPUT: 3AC 380-480V -15%/+10% 13.8A 45-66HZ OUTPUT: 0-INPUT V 11.0A 0-330HZ MOTOR:3.5KW PROTECTION: IP20 FRAME SIZE C 140X260X240WXHXD | 1986 | TEM | 1 | MC | 6.515 | 1
6SL32105FE150UA0 | SINAMICS V90 NPUT: 3AC 380-480V -15%/+10% 15.8A 45-66HZ OUTPUT: 0-INPUT V 1.2A 0-330HZ MOTOR: 5.0KW PROTECTION: IP20 FRAME SIZE C 140X260X240 (WXHXD) | 2230 | TEM | 1 | MC | 6.615 | 1
6SL32105FE150UF0 | SINAMICS V90, WITH PROFINET INPUT: 3AC 380-480V -15%/+10% 15.8A 45-66HZ OUTPUT: 0-INPUT V 12.6A 0-330HZ MOTOR: 5.0KW PROTECTION: IP20 FRAME SIZE C 140X260X240 (WXHXD) | 2496 | TEM | 1 | MC | 6.615 | 1
6SL32105FE170UA0 | SINAMICS V90 INPUT: 3AC 380-480V 15%/+10% 16.5A 45-66HZ OUTPUT: 0-INPUT V 13.2A 0-330HZ MOTOR: 7.0KW PROTECTION: IP20 FRAME SIZE C, 140X260X240(WXHXD) | 2833 | TEM | 1 | MC | 6.615 | 1
6SL32105FE170UF0 | SINAMICS V90, WITH PROFINET INPUT: 3AC 380-480V -15%/+10% 16.5A 45-66HZ OUTPUT: 0-INPUT V 13.2A 0-330HZ MOTOR: 7.0KW PROTECTION: IP20 FRAME SIZE C, 140X260X240(WXHXD) | 3129 | TEM | 1 | MC | 6.615 | 1
6SL32110AB112BA1 | SINAMICS G110 - CPM110 AC-DRIVE,BUILT IN CL. B FILTER 1AC200-240V +10/-10% 47-63HZ ANALOG INPUT CT: 0.12KW; VT: 0.12KW CT-OVERLOAD: 150% 60S 150 X 90 X 116 (HXWXD) PROTECTION IP20 AMBIENT TEMP -10 TO +50 DEG C WITHOUT BOP WITHOUT RS485-INTERFACE | 234 | TEM | 1 | MC | 0.8 | 1
6SL32110AB112BB1 | SINAMICS G110 - CPM110 AC-DRIVE,BUILT IN CL. B FILTER 1AC200-240V +10/-10% 47-63HZ RS485-INTERFACE (USS-PROTOCOL) CT: 0.12KW; VT: 0.12KW CT-OVERLOAD: 150% 60S 150 X 90 X 116 (HXWXD) PROTECTION IP20 AMBIENT TEMP -10 TO +50 DEG C WITHOUT BOP WITHOUT ANALOG INPUT | 234 | TEM | 1 | MC | 0.8 | 1
6SL32110AB112LA1 | SINAMICS G110 - CPM110 AC-DRIVE,W/O FILT.,LOW LEAKAGE 1AC200-240V +10/-10% 47-63HZ ANALOG INPUT CT: 0.12KW; VT: 0.12KW CT-OVERLOAD: 150% 60S 150 X 90 X 116 (HXWXD) PROTECTION IP20 AMBIENT TEMP -10 TO +50 DEG C WITHOUT BOP WITHOUT RS485-INTERFACE | 207 | TEM | 1 | MC | 0.7 | 1
6SL32110AB112UA1 | SINAMICS G110 - CPM110 AC-DRIVE, WITHOUT FILTER 1AC200-240V +10/-10% 47-63HZ ANALOG INPUT CT: 0.12KW; VT: 0.12KW CT-OVERLOAD: 150% 60S 150 X 90 X 116 (HXWXD) PROTECTION IP20 AMBIENT TEMP -10 TO +50 DEG C WITHOUT BOP WITHOUT RS485-INTERFACE | 209 | TEM | 1 | MC | 0.7 | 1
6SL32110AB112UB1 | SINAMICS G110 - CPM110 AC-DRIVE, WITHOUT FILTER 1AC200-240V +10/-10% 47-63HZ RS485-INTERFACE (USS-PROTOCOL) CT: 0.12KW; VT: 0.12KW CT-OVERLOAD: 150% 60S 150 X 90 X 116 (HXWXD) PROTECTION IP20 AMBIENT TEMP -10 TO +50 DEG C WITHOUT BOP WITHOUT ANALOG INPUT | 209 | TEM | 1 | MC | 0.7 | 1
6SL32110AB125BA1 | SINAMICS G110 - CPM110 AC-DRIVE,BUILT IN CL. B FILTER 1AC200-240V +10/-10% 47-63HZ ANALOG INPUT CT: 0.25KW; VT: 0.25KW CT-OVERLOAD: 150% 60S 150 X 90 X 116 (HXWXD) PROTECTION IP20 AMBIENT TEMP -10 TO +50 DEG C WITHOUT BOP WITHOUT RS485-INTERFACE | 255 | TEM | 1 | MC | 0.8 | 1
6SL32110AB125BB1 | SINAMICS G110 - CPM110 AC-DRIVE,BUILT IN CL. B FILTER 1AC200-240V +10/-10% 47-63HZ RS485-INTERFACE (USS-PROTOCOL) CT: 0.25KW; VT: 0.25KW CT-OVERLOAD: 150% 60S 150 X 90 X 116 (HXWXD) PROTECTION IP20 AMBIENT TEMP -10 TO +50 DEG C WITHOUT BOP WITHOUT ANALOG INPUT | 255 | TEM | 1 | MC | 0.8 | 1
6SL32110AB125UA1 | SINAMICS G110 - CPM110 AC-DRIVE, WITHOUT FILTER 1AC200-240V +10/-10% 47-63HZ ANALOG INPUT CT: 0.25KW; VT: 0.25KW CT-OVERLOAD: 150% 60S 150 X 90 X 116 (HXWXD) PROTECTION IP20 AMBIENT TEMP -10 TO +50 DEG C WITHOUT BOP WITHOUT RS485-INTERFACE | 226 | TEM | 1 | MC | 0.7 | 1
6SL32110AB125UB1 | SINAMICS G110 - CPM110 AC-DRIVE, WITHOUT FILTER 1AC200-240V +10/-10% 47-63HZ RS485-INTERFACE (USS-PROTOCOL) CT: 0.25KW; VT: 0.25KW CT-OVERLOAD: 150% 60S 150 X 90 X 116 (HXWXD) PROTECTION IP20 AMBIENT TEMP -10 TO +50 DEG C WITHOUT BOP WITHOUT ANALOG INPUT | 226 | TEM | 1 | MC | 0.7 | 1
6SL32110AB137BA1 | SINAMICS G110 - CPM110 AC-DRIVE,BUILT IN CL. B FILTER 1AC200-240V +10/-10% 47-63HZ ANALOG INPUT CT: 0.37KW; VT: 0.37KW CT-OVERLOAD: 150% 60S 150 X 90 X 116 (HXWXD) PROTECTION IP20 AMBIENT TEMP -10 TO +50 DEG C WITHOUT BOP WITHOUT RS485-INTERFACE | 275 | TEM | 1 | MC | 0.8 | 1
6SL32110AB137BB1 | SINAMICS G110 - CPM110 AC-DRIVE,BUILT IN CL. B FILTER 1AC200-240V +10/-10% 47-63HZ RS485-INTERFACE (USS-PROTOCOL) CT: 0.37KW; VT: 0.37KW CT-OVERLOAD: 150% 60S 150 X 90 X 116 (HXWXD) PROTECTION IP20 AMBIENT TEMP -10 TO +50 DEG C WITHOUT BOP WITHOUT ANALOG INPUT | 275 | TEM | 1 | MC | 0.8 | 1
6SL32110AB137LA1 | SINAMICS G110 - CPM110 AC-DRIVE, W/O FILT.,LOW LEAKAGE 1AC200-240V +10/-10% 47-63HZ ANALOG INPUT CT: 0.37KW; VT: 0.37KW CT-OVERLOAD: 150% 60S 150 X 90 X 116 (HXWXD) PROTECTION IP20 AMBIENT TEMP -10 TO +50 DEG C WITHOUT BOP WITHOUT RS485-INTERFACE | 240 | TEM | 1 | MC | 0.7 | 1
6SL32110AB137LA8 | 20 PIECES "6SL3211-0AB13- 7LA1 20 INVERTERS PACKED IN ONE BOX SINAMICS G110 - CPM110 AC-DRIVE, W/O FILT.,LOW LEAKAGE 1AC200-240V +10/-10% 47-63HZ ANALOG INPUT CT: 0.37KW; VT: 0.37KW CT-OVERLOAD: 150% 60S 150 X 90 X 116 (HXWXD) PROTECTION IP20 AMBIENT TEMP -10 TO +50 DEG C WITHOUT BOP WITHOUT RS485-INTERFACE W/O INDIVIDUAL INVERTER PACKAGING | 4783 | TEM | 1 | MC | 16 | 1
6SL32110AB137UA1 | SINAMICS G110 - CPM110 AC-DRIVE, WITHOUT FILTER 1AC200-240V +10/-10% 47-63HZ ANALOG INPUT CT: 0.37KW; VT: 0.37KW CT-OVERLOAD: 150% 60S 150 X 90 X 116 (HXWXD) PROTECTION IP20 AMBIENT TEMP -10 TO +50 DEG C WITHOUT BOP WITHOUT RS485-INTERFACE | 240 | TEM | 1 | MC | 0.7 | 1
6SL32110AB137UB1 | SINAMICS G110 - CPM110 AC-DRIVE, WITHOUT FILTER 1AC200-240V +10/-10% 47-63HZ RS485-INTERFACE (USS-PROTOCOL) CT: 0.37KW; VT: 0.37KW CT-OVERLOAD: 150% 60S 150 X 90 X 116 (HXWXD) PROTECTION IP20 AMBIENT TEMP -10 TO +50 DEG C WITHOUT BOP WITHOUT ANALOG INPUT | 240 | TEM | 1 | MC | 0.7 | 1
6SL32110AB155BA1 | SINAMICS G110 - CPM110 AC-DRIVE,BUILT IN CL. B FILTER 1AC200-240V +10/-10% 47-63HZ ANALOG INPUT CT: 0.55KW; VT: 0.55KW CT-OVERLOAD: 150% 60S 150 X 90 X 131 (HXWXD) PROTECTION IP20 AMBIENT TEMP -10 TO +50 DEG C WITHOUT BOP WITHOUT RS485-INTERFACE | 294 | TEM | 1 | MC | 0.9 | 1
6SL32110AB155BB1 | SINAMICS G110 - CPM110 AC-DRIVE,BUILT IN CL. B FILTER 1AC200-240V +10/-10% 47-63HZ RS485-INTERFACE (USS-PROTOCOL) CT: 0.55KW; VT: 0.55KW CT-OVERLOAD: 150% 60S 150 X 90 X 131 (HXWXD) PROTECTION IP20 AMBIENT TEMP -10 TO +50 DEG C WITHOUT BOP WITHOUT ANALOG INPUT | 294 | TEM | 1 | MC | 0.9 | 1
6SL32110AB155UA1 | SINAMICS G110 - CPM110 AC-DRIVE, WITHOUT FILTER 1AC200-240V +10/-10% 47-63HZ ANALOG INPUT CT: 0.55KW; VT: 0.55KW CT-OVERLOAD: 150% 60S 150 X 90 X 131 (HXWXD) PROTECTION IP20 AMBIENT TEMP -10 TO +50 DEG C WITHOUT BOP WITHOUT RS485-INTERFACE | 264 | TEM | 1 | MC | 0.8 | 1
6SL32110AB155UB1 | SINAMICS G110 - CPM110 AC-DRIVE, WITHOUT FILTER 1AC200-240V +10/-10% 47-63HZ RS485-INTERFACE (USS-PROTOCOL) CT: 0.55KW; VT: 0.55KW CT-OVERLOAD: 150% 60S 150 X 90 X 131 (HXWXD) PROTECTION IP20 AMBIENT TEMP -10 TO +50 DEG C WITHOUT BOP WITHOUT ANALOG INPUT | 264 | TEM | 1 | MC | 0.8 | 1
6SL32110AB175BA1 | SINAMICS G110 - CPM110 AC-DRIVE,BUILT IN CL. B FILTER 1AC200-240V +10/-10% 47-63HZ ANALOG INPUT CT: 0.75KW; VT: 0.75KW CT-OVERLOAD: 150% 60S 150 X 90 X 131 (HXWXD) PROTECTION IP20 AMBIENT TEMP -10 TO +40 DEG C WITHOUT BOP WITHOUT RS485-INTERFACE | 324 | TEM | 1 | MC | 0.9 | 1
6SL32110AB175BB1 | SINAMICS G110 - CPM110 AC-DRIVE,BUILT IN CL. B FILTER 1AC200-240V +10/-10% 47-63HZ RS485-INTERFACE (USS-PROTOCOL) CT: 0.75KW; VT: 0.75KW CT-OVERLOAD: 150% 60S 150 X 90 X 131 (HXWXD) PROTECTION IP20 AMBIENT TEMP -10 TO +40 DEG C WITHOUT BOP WITHOUT ANALOG INPUT | 324 | TEM | 1 | MC | 0.9 | 1
6SL32110AB175UA1 | SINAMICS G110 - CPM110 AC-DRIVE, WITHOUT FILTER 1AC200-240V +10/-10% 47-63HZ ANALOG INPUT CT: 0.75KW; VT: 0.75KW CT-OVERLOAD: 150% 60S 150 X 90 X 131 (HXWXD) PROTECTION IP20 AMBIENT TEMP -10 TO +40 DEG C WITHOUT BOP WITHOUT RS485-INTERFACE | 289 | TEM | 1 | MC | 0.8 | 1
6SL32110AB175UB1 | SINAMICS G110 - CPM110 AC-DRIVE, WITHOUT FILTER 1AC200-240V +10/-10% 47-63HZ RS485-INTERFACE (USS-PROTOCOL) CT: 0.75KW; VT: 0.75KW CT-OVERLOAD: 150% 60S 150 X 90 X 131 (HXWXD) PROTECTION IP20 AMBIENT TEMP -10 TO +40 DEG C WITHOUT BOP WITHOUT ANALOG INPUT | 289 | TEM | 1 | MC | 0.8 | 1
6SL32110AB211AA1 | SINAMICS G110 - CPM110 AC-DRIVE,BUILT IN CL. A FILTER 1AC200-240V +10/-10% 47-63HZ ANALOG INPUT CT: 1.1KW; VT: 1.1KW CT-OVERLOAD: 150% 60S 160 X 140 X 142 (HXWXD) PROTECTION IP20 AMBIENT TEMP -10 TO +50 DEG C WITHOUT BOP WITHOUT RS485-INTERFACE | 377 | TEM | 1 | MC | 1.5 | 1
6SL32110AB211AB1 | SINAMICS G110 - CPM110 AC-DRIVE,BUILT IN CL. A FILTER 1AC200-240V +10/-10% 47-63HZ RS485-INTERFACE (USS-PROTOCOL) CT: 1.1KW; VT: 1.1KW CT-OVERLOAD: 150% 60S 160 X 140 X 142 (HXWXD) PROTECTION IP20 AMBIENT TEMP -10 TO +50 DEG C WITHOUT BOP WITHOUT ANALOG INPUT | 377 | TEM | 1 | MC | 1.5 | 1
6SL32110AB211UA1 | SINAMICS G110 - CPM110 AC-DRIVE, WITHOUT FILTER 1AC200-240V +10/-10% 47-63HZ ANALOG INPUT CT: 1.1KW; VT: 1.1KW CT-OVERLOAD: 150% 60S 160 X 140 X 142 (HXWXD) PROTECTION IP20 AMBIENT TEMP -10 TO +50 DEG C WITHOUT BOP WITHOUT RS485-INTERFACE | 330 | TEM | 1 | MC | 1.4 | 1
6SL32110AB211UB1 | SINAMICS G110 - CPM110 AC-DRIVE, WITHOUT FILTER 1AC200-240V +10/-10% 47-63HZ RS485-INTERFACE (USS-PROTOCOL) CT: 1.1KW; VT: 1.1KW CT-OVERLOAD: 150% 60S 160 X 140 X 142 (HXWXD) PROTECTION IP20 AMBIENT TEMP -10 TO +50 DEG C WITHOUT BOP WITHOUT ANALOG INPUT | 330 | TEM | 1 | MC | 1.4 | 1
6SL32110AB215AA1 | SINAMICS G110 - CPM110 AC-DRIVE,BUILT IN CL. A FILTER 1AC200-240V +10/-10% 47-63HZ ANALOG INPUT CT: 1.5KW; VT: 1.5KW CT-OVERLOAD: 150% 60S 160 X 140 X 142 (HXWXD) PROTECTION IP20 AMBIENT TEMP -10 TO +40 DEG C WITHOUT BOP WITHOUT RS485-INTERFACE | 434 | TEM | 1 | MC | 1.5 | 1
6SL32110AB215AB1 | SINAMICS G110 - CPM110 AC-DRIVE,BUILT IN CL. A FILTER 1AC200-240V +10/-10% 47-63HZ RS485-INTERFACE (USS-PROTOCOL) CT: 1.5KW; VT: 1.5KW CT-OVERLOAD: 150% 60S 160 X 140 X 142 (HXWXD) PROTECTION IP20 AMBIENT TEMP -10 TO +40 DEG C WITHOUT BOP WITHOUT ANALOG INPUT | 434 | TEM | 1 | MC | 1.5 | 1
6SL32110AB215UA1 | SINAMICS G110 - CPM110 AC-DRIVE, WITHOUT FILTER 1AC200-240V +10/-10% 47-63HZ ANALOG INPUT CT: 1.5KW; VT: 1.5KW CT-OVERLOAD: 150% 60S 160 X 140 X 142 (HXWXD) PROTECTION IP20 AMBIENT TEMP -10 TO +40 DEG C WITHOUT BOP WITHOUT RS485-INTERFACE | 375 | TEM | 1 | MC | 1.4 | 1
6SL32110AB215UB1 | SINAMICS G110 - CPM110 AC-DRIVE, WITHOUT FILTER 1AC200-240V +10/-10% 47-63HZ RS485-INTERFACE (USS-PROTOCOL) CT: 1.5KW; VT: 1.5KW CT-OVERLOAD: 150% 60S 160 X 140 X 142 (HXWXD) PROTECTION IP20 AMBIENT TEMP -10 TO +40 DEG C WITHOUT BOP WITHOUT ANALOG INPUT | 375 | TEM | 1 | MC | 1.4 | 1
6SL32110AB222AA1 | SINAMICS G110 - CPM110 AC-DRIVE,BUILT IN CL. A FILTER 1AC200-240V +10/-10% 47-63HZ ANALOG INPUT CT: 2.2KW; VT: 2.2KW CT-OVERLOAD: 150% 60S 181 X 184 X 152 (HXWXD) PROTECTION IP20 AMBIENT TEMP -10 TO +50 DEG C WITHOUT BOP WITHOUT RS485-INTERFACE | 513 | TEM | 1 | MC | 2.1 | 1
6SL32110AB222AB1 | SINAMICS G110 - CPM110 AC-DRIVE,BUILT IN CL. A FILTER 1AC200-240V +10/-10% 47-63HZ RS485-INTERFACE (USS-PROTOCOL) CT: 2.2KW; VT: 2.2KW CT-OVERLOAD: 150% 60S 181 X 184 X 152 (HXWXD) PROTECTION IP20 AMBIENT TEMP -10 TO +50 DEG C WITHOUT BOP WITHOUT ANALOG INPUT | 513 | TEM | 1 | MC | 2.1 | 1
6SL32110AB222UA1 | SINAMICS G110 - CPM110 AC-DRIVE, WITHOUT FILTER 1AC200-240V +10/-10% 47-63HZ ANALOG INPUT CT: 2.2KW; VT: 2.2KW CT-OVERLOAD: 150% 60S 181 X 184 X 152 (HXWXD) PROTECTION IP20 AMBIENT TEMP -10 TO +50 DEG C WITHOUT BOP WITHOUT RS485-INTERFACE | 447 | TEM | 1 | MC | 1.9 | 1
6SL32110AB222UB1 | SINAMICS G110 - CPM110 AC-DRIVE, WITHOUT FILTER 1AC200-240V +10/-10% 47-63HZ RS485-INTERFACE (USS-PROTOCOL) CT: 2.2KW; VT: 2.2KW CT-OVERLOAD: 150% 60S 181 X 184 X 152 (HXWXD) PROTECTION IP20 AMBIENT TEMP -10 TO +50 DEG C WITHOUT BOP WITHOUT ANALOG INPUT | 447 | TEM | 1 | MC | 1.9 | 1
6SL32110AB230AA1 | SINAMICS G110 - CPM110 AC-DRIVE,BUILT IN CL. A FILTER 1AC200-240V +10/-10% 47-63HZ ANALOG INPUT CT: 3.0KW; VT: 3.0KW CT-OVERLOAD: 150% 60S 181 X 184 X 152 (HXWXD) PROTECTION IP20 AMBIENT TEMP -10 TO +40 DEG C WITHOUT BOP WITHOUT RS485-INTERFACE | 595 | TEM | 1 | MC | 2.2 | 1
6SL32110AB230AB1 | SINAMICS G110 - CPM110 AC-DRIVE,BUILT IN CL. A FILTER 1AC200-240V +10/-10% 47-63HZ RS485-INTERFACE (USS-PROTOCOL) CT: 3.0KW; VT: 3.0KW CT-OVERLOAD: 150% 60S 181 X 184 X 152 (HXWXD) PROTECTION IP20 AMBIENT TEMP -10 TO +40 DEG C WITHOUT BOP WITHOUT ANALOG INPUT | 595 | TEM | 1 | MC | 2.2 | 1
6SL32110AB230UA1 | SINAMICS G110 - CPM110 AC-DRIVE, WITHOUT FILTER 1AC200-240V +10/-10% 47-63HZ ANALOG INPUT CT: 3.0KW; VT: 3.0KW CT-OVERLOAD: 150% 60S 181 X 184 X 152 (HXWXD) PROTECTION IP20 AMBIENT TEMP -10 TO +40 DEG C WITHOUT BOP WITHOUT RS485-INTERFACE | 518 | TEM | 1 | MC | 2 | 1
6SL32110AB230UB1 | SINAMICS G110 - CPM110 AC-DRIVE, WITHOUT FILTER 1AC200-240V +10/-10% 47-63HZ RS485-INTERFACE (USS-PROTOCOL) CT: 3.0KW; VT: 3.0KW CT-OVERLOAD: 150% 60S 181 X 184 X 152 (HXWXD) PROTECTION IP20 AMBIENT TEMP -10 TO +40 DEG C WITHOUT BOP WITHOUT ANALOG INPUT | 518 | TEM | 1 | MC | 2 | 1
6SL32110KB112BA1 | SINAMICS G110 - CPM110 AC-DRIVE,BUILT IN CL. B FILTER 1AC200-240V +10/-10% 47-63HZ ANALOG INPUT CT: 0.12KW; VT: 0.12KW CT-OVERLOAD: 150% 60S 150 X 90 X 101 (HXWXD) IP20; WITH FLAT HEATSINK; COLDPLATE ASSEMBLY ONLY AMBIENT TEMP -10 TO +50 DEG C WITHOUT BOP WITHOUT RS485-INTERFACE | 234 | TEM | 1 | MC | 0.7 | 1
6SL32110KB112BB1 | SINAMICS G110 - CPM110 AC-DRIVE,BUILT IN CL. B FILTER 1AC200-240V +10/-10% 47-63HZ RS485-INTERFACE (USS-PROTOCOL) CT: 0.12KW; VT: 0.12KW CT-OVERLOAD: 150% 60S 150 X 90 X 101 (HXWXD) IP20; WITH FLAT HEATSINK; COLDPLATE ASSEMBLY ONLY AMBIENT TEMP -10 TO +50 DEG C WITHOUT BOP WITHOUT ANALOG INPUT | 234 | TEM | 1 | MC | 0.7 | 1
6SL32110KB112UA1 | SINAMICS G110 - CPM110 AC-DRIVE, WITHOUT FILTER 1AC200-240V +10/-10% 47-63HZ ANALOG INPUT CT: 0.12KW; VT: 0.12KW CT-OVERLOAD: 150% 60S 150 X 90 X 101 (HXWXD) IP20; WITH FLAT HEATSINK; COLDPLATE ASSEMBLY ONLY AMBIENT TEMP -10 TO +50 DEG C WITHOUT BOP WITHOUT RS485-INTERFACE | 209 | TEM | 1 | MC | 0.6 | 1
6SL32110KB112UB1 | SINAMICS G110 - CPM110 AC-DRIVE, WITHOUT FILTER 1AC200-240V +10/-10% 47-63HZ RS485-INTERFACE (USS-PROTOCOL) CT: 0.12KW; VT: 0.12KW CT-OVERLOAD: 150% 60S 150 X 90 X 101 (HXWXD) IP20; WITH FLAT HEATSINK; COLDPLATE ASSEMBLY ONLY AMBIENT TEMP -10 TO +50 DEG C WITHOUT BOP WITHOUT ANALOG INPUT | 209 | TEM | 1 | MC | 0.6 | 1
6SL32110KB125BA1 | SINAMICS G110 - CPM110 AC-DRIVE,BUILT IN CL. B FILTER 1AC200-240V +10/-10% 47-63HZ ANALOG INPUT CT: 0.25KW; VT: 0.25KW CT-OVERLOAD: 150% 60S 150 X 90 X 101 (HXWXD) IP20; WITH FLAT HEATSINK; COLDPLATE ASSEMBLY ONLY AMBIENT TEMP -10 TO +50 DEG C WITHOUT BOP WITHOUT RS485-INTERFACE | 255 | TEM | 1 | MC | 0.7 | 1
6SL32110KB125BB1 | SINAMICS G110 - CPM110 AC-DRIVE,BUILT IN CL. B FILTER 1AC200-240V +10/-10% 47-63HZ RS485-INTERFACE (USS-PROTOCOL) CT: 0.25KW; VT: 0.25KW CT-OVERLOAD: 150% 60S 150 X 90 X 101 (HXWXD) IP20; WITH FLAT HEATSINK; COLDPLATE ASSEMBLY ONLY AMBIENT TEMP -10 TO +50 DEG C WITHOUT BOP WITHOUT ANALOG INPUT | 255 | TEM | 1 | MC | 0.7 | 1
6SL32110KB125UA1 | SINAMICS G110 - CPM110 AC-DRIVE, WITHOUT FILTER 1AC200-240V +10/-10% 47-63HZ ANALOG INPUT CT: 0.25KW; VT: 0.25KW CT-OVERLOAD: 150% 60S 150 X 90 X 101 (HXWXD) IP20; WITH FLAT HEATSINK; COLDPLATE ASSEMBLY ONLY AMBIENT TEMP -10 TO +50 DEG C WITHOUT BOP WITHOUT RS485-INTERFACE | 226 | TEM | 1 | MC | 0.6 | 1
6SL32110KB125UB1 | SINAMICS G110 - CPM110 AC-DRIVE, WITHOUT FILTER 1AC200-240V +10/-10% 47-63HZ RS485-INTERFACE (USS-PROTOCOL) CT: 0.25KW; VT: 0.25KW CT-OVERLOAD: 150% 60S 150 X 90 X 101 (HXWXD) IP20; WITH FLAT HEATSINK; COLDPLATE ASSEMBLY ONLY AMBIENT TEMP -10 TO +50 DEG C WITHOUT BOP WITHOUT ANALOG INPUT | 226 | TEM | 1 | MC | 0.6 | 1
6SL32110KB137BA1 | SINAMICS G110 - CPM110 AC-DRIVE,BUILT IN CL. B FILTER 1AC200-240V +10/-10% 47-63HZ ANALOG INPUT CT: 0.37KW; VT: 0.37KW CT-OVERLOAD: 150% 60S 150 X 90 X 101 (HXWXD) IP20; WITH FLAT HEATSINK; COLDPLATE ASSEMBLY ONLY AMBIENT TEMP -10 TO +50 DEG C WITHOUT BOP WITHOUT RS485-INTERFACE | 275 | TEM | 1 | MC | 0.7 | 1
6SL32110KB137BB1 | SINAMICS G110 - CPM110 AC-DRIVE,BUILT IN CL. B FILTER 1AC200-240V +10/-10% 47-63HZ RS485-INTERFACE (USS-PROTOCOL) CT: 0.37KW; VT: 0.37KW CT-OVERLOAD: 150% 60S 150 X 90 X 101 (HXWXD) IP20; WITH FLAT HEATSINK; COLDPLATE ASSEMBLY ONLY AMBIENT TEMP -10 TO +50 DEG C WITHOUT BOP WITHOUT ANALOG INPUT | 275 | TEM | 1 | MC | 0.7 | 1
6SL32110KB137UA1 | SINAMICS G110 - CPM110 AC-DRIVE, WITHOUT FILTER 1AC200-240V +10/-10% 47-63HZ ANALOG INPUT CT: 0.37KW; VT: 0.37KW CT-OVERLOAD: 150% 60S 150 X 90 X 101 (HXWXD) IP20; WITH FLAT HEATSINK; COLDPLATE ASSEMBLY ONLY AMBIENT TEMP -10 TO +50 DEG C WITHOUT BOP WITHOUT RS485-INTERFACE | 240 | TEM | 1 | MC | 0.6 | 1
6SL32110KB137UB1 | SINAMICS G110 - CPM110 AC-DRIVE, WITHOUT FILTER 1AC200-240V +10/-10% 47-63HZ RS485-INTERFACE (USS-PROTOCOL) CT: 0.37KW; VT: 0.37KW CT-OVERLOAD: 150% 60S 150 X 90 X 101 (HXWXD) IP20; WITH FLAT HEATSINK; COLDPLATE ASSEMBLY ONLY AMBIENT TEMP -10 TO +50 DEG C WITHOUT BOP WITHOUT ANALOG INPUT | 240 | TEM | 1 | MC | 0.6 | 1
6SL32110KB155BA1 | SINAMICS G110 - CPM110 AC-DRIVE,BUILT IN CL. B FILTER 1AC200-240V +10/-10% 47-63HZ ANALOG INPUT CT: 0.55KW; VT: 0.55KW CT-OVERLOAD: 150% 60S 150 X 90 X 101 (HXWXD) IP20; WITH FLAT HEATSINK; COLDPLATE ASSEMBLY ONLY AMBIENT TEMP -10 TO +50 DEG C WITHOUT BOP WITHOUT RS485-INTERFACE | 294 | TEM | 1 | MC | 0.8 | 1
6SL32110KB155BB1 | SINAMICS G110 - CPM110 AC-DRIVE,BUILT IN CL. B FILTER 1AC200-240V +10/-10% 47-63HZ RS485-INTERFACE (USS-PROTOCOL) CT: 0.55KW; VT: 0.55KW CT-OVERLOAD: 150% 60S 150 X 90 X 101 (HXWXD) IP20; WITH FLAT HEATSINK; COLDPLATE ASSEMBLY ONLY AMBIENT TEMP -10 TO +50 DEG C WITHOUT BOP WITHOUT ANALOG INPUT | 294 | TEM | 1 | MC | 0.8 | 1
6SL32110KB155UA1 | SINAMICS G110 - CPM110 AC-DRIVE, WITHOUT FILTER 1AC200-240V +10/-10% 47-63HZ ANALOG INPUT CT: 0.55KW; VT: 0.55KW CT-OVERLOAD: 150% 60S 150 X 90 X 101 (HXWXD) IP20; WITH FLAT HEATSINK; COLDPLATE ASSEMBLY ONLY AMBIENT TEMP -10 TO +50 DEG C WITHOUT BOP WITHOUT RS485-INTERFACE | 264 | TEM | 1 | MC | 0.7 | 1
6SL32110KB155UB1 | SINAMICS G110 - CPM110 AC-DRIVE, WITHOUT FILTER 1AC200-240V +10/-10% 47-63HZ RS485-INTERFACE (USS-PROTOCOL) CT: 0.55KW; VT: 0.55KW CT-OVERLOAD: 150% 60S 150 X 90 X 101 (HXWXD) IP20; WITH FLAT HEATSINK; COLDPLATE ASSEMBLY ONLY AMBIENT TEMP -10 TO +50 DEG C WITHOUT BOP WITHOUT ANALOG INPUT | 264 | TEM | 1 | MC | 0.7 | 1
6SL32110KB175BA1 | SINAMICS G110 - CPM110 AC-DRIVE,BUILT IN CL. B FILTER 1AC200-240V +10/-10% 47-63HZ ANALOG INPUT CT: 0.75KW; VT: 0.75KW CT-OVERLOAD: 150% 60S 150 X 90 X 101 (HXWXD) IP20; WITH FLAT HEATSINK; COLDPLATE ASSEMBLY ONLY AMBIENT TEMP -10 TO +40 DEG C WITHOUT BOP WITHOUT RS485-INTERFACE | 324 | TEM | 1 | MC | 0.8 | 1
6SL32110KB175BB1 | SINAMICS G110 - CPM110 AC-DRIVE,BUILT IN CL. B FILTER 1AC200-240V +10/-10% 47-63HZ RS485-INTERFACE (USS-PROTOCOL) CT: 0.75KW; VT: 0.75KW CT-OVERLOAD: 150% 60S 150 X 90 X 101 (HXWXD) IP20; WITH FLAT HEATSINK; COLDPLATE ASSEMBLY ONLY AMBIENT TEMP -10 TO +40 DEG C WITHOUT BOP WITHOUT ANALOG INPUT | 324 | TEM | 1 | MC | 0.8 | 1
6SL32110KB175UA1 | SINAMICS G110 - CPM110 AC-DRIVE, WITHOUT FILTER 1AC200-240V +10/-10% 47-63HZ ANALOG INPUT CT: 0.75KW; VT: 0.75KW CT-OVERLOAD: 150% 60S 150 X 90 X 101 (HXWXD) IP20; WITH FLAT HEATSINK; COLDPLATE ASSEMBLY ONLY AMBIENT TEMP -10 TO +40 DEG C WITHOUT BOP WITHOUT RS485-INTERFACE | 289 | TEM | 1 | MC | 0.7 | 1
6SL32110KB175UB1 | SINAMICS G110 - CPM110 AC-DRIVE, WITHOUT FILTER 1AC200-240V +10/-10% 47-63HZ RS485-INTERFACE (USS-PROTOCOL) CT: 0.75KW; VT: 0.75KW CT-OVERLOAD: 150% 60S 150 X 90 X 101 (HXWXD) IP20; WITH FLAT HEATSINK; COLDPLATE ASSEMBLY ONLY AMBIENT TEMP -10 TO +40 DEG C WITHOUT BOP WITHOUT ANALOG INPUT | 289 | TEM | 1 | MC | 0.7 | 1
6SL32111NE177AG1 | SINAMICS G120 POWER MODULE PM230 WITH BUILT IN CL. A FILTER PROTECTION IP20 / PT 3AC380-480V +10/-10% 47-63HZ OUTPUT LOW OVERLOAD: 3KW FOR 150% 3S,110% 57S,100% 240S AMBIENT TEMP 0 TO +40 DEG C(LO) 238 X 126 X 171 (HXWXD), FSA WITHOUT CONTROL UNIT AND PANEL APPROVED FOR CU240B/E-2 AND CU230P-2 FIRMWARE-VERSION V4.4 | 687 | TEM | 1 | MC | 2.4 | 1
6SL32111NE177AL0 | SINAMICS G120 POWER MODULE PM230 WITH BUILT IN CL. A FILTER PROTECTION IP20 / PT 3AC380-480V +10/-10% 47-63HZ OUTPUT LOW OVERLOAD: 3KW FOR 150% 3S,110% 57S,100% 240S AMBIENT TEMP 0 TO +40 DEG C(LO) 238 X 126 X 171 (HXWXD), FSA WITHOUT CONTROL UNIT AND PANEL APPROVED FOR CU240B/E-2 AND CU230P-2 FIRMWARE-VERSION V4.4 NOTE: PM230 DOES NOT SUPPORT SAFETY | 687 | TEM | 1 | MC | 2.4 | 1
6SL32111NE177AL1 | SINAMICS G120 POWER MODULE PM230 WITH BUILT IN CL. A FILTER PROTECTION IP20 / PT 3AC380-480V +10/-10% 47-63HZ OUTPUT LOW OVERLOAD: 3KW FOR 150% 3S,110% 57S,100% 240S AMBIENT TEMP 0 TO +40 DEG C(LO) 238 X 126 X 171 (HXWXD), FSA WITHOUT CONTROL UNIT AND PANEL APPROVED FOR CU240B/E-2 AND CU230P-2 FIRMWARE-VERSION V4.4 NOTE: PM230 DOES NOT SUPPORT SAFETY | 687 | TEM | 1 | MC | 2.4 | 1
6SL32111NE177UG1 | SINAMICS G120 POWER MODULE PM230 UNFILTERED PROTECTION IP20 / PT 3AC380-480V +10/-10% 47-63HZ OUTPUT LOW OVERLOAD: 3KW FOR 150% 3S,110% 57S,100% 240S AMBIENT TEMP 0 TO +40 DEG C(LO) 238 X 126 X 171 (HXWXD), FSA WITHOUT CONTROL UNIT AND PANEL APPROVED FOR CU240B/E-2 AND CU230P-2 FIRMWARE-VERSION V4.4 | 582 | TEM | 1 | MC | 2.2 | 1
6SL32111NE177UL0 | SINAMICS G120 POWER MODULE PM230 UNFILTERED PROTECTION IP20 / PT 3AC380-480V +10/-10% 47-63HZ OUTPUT LOW OVERLOAD: 3KW FOR 150% 3S,110% 57S,100% 240S AMBIENT TEMP 0 TO +40 DEG C(LO) 238 X 126 X 171 (HXWXD), FSA WITHOUT CONTROL UNIT AND PANEL APPROVED FOR CU240B/E-2 AND CU230P-2 FIRMWARE-VERSION V4.4 NOTE: PM230 DOES NOT SUPPORT SAFETY | 582 | TEM | 1 | MC | 2.2 | 1
6SL32111NE177UL1 | SINAMICS G120 POWER MODULE PM230 UNFILTERED PROTECTION IP20 / PT 3AC380-480V +10/-10% 47-63HZ OUTPUT LOW OVERLOAD: 3KW FOR 150% 3S,110% 57S,100% 240S AMBIENT TEMP 0 TO +40 DEG C(LO) 238 X 126 X 171 (HXWXD), FSA WITHOUT CONTROL UNIT AND PANEL APPROVED FOR CU240B/E-2 AND CU230P-2 FIRMWARE-VERSION V4.4 NOTE: PM230 DOES NOT SUPPORT SAFETY | 582 | TEM | 1 | MC | 2.2 | 1
6SL32111NE218AG1 | SINAMICS G120 POWER MODULE PM230 WITH BUILT IN CL. A FILTER PROTECTION IP20 / PT 3AC380-480V +10/-10% 47-63HZ OUTPUT LOW OVERLOAD: 7,5KW FOR 150% 3S,110% 57S,100% 240S AMBIENT TEMP 0 TO +40 DEG C(LO) 345 X 154 X 171 (HXWXD), FSB WITHOUT CONTROL UNIT AND PANEL APPROVED FOR CU240B/E-2 AND CU230P-2 FIRMWARE-VERSION V4.4 | 1229 | TEM | 1 | MC | 4.25 | 1
6SL32111NE218AL0 | SINAMICS G120 POWER MODULE PM230 WITH BUILT IN CL. A FILTER PROTECTION IP20 / PT 3AC380-480V +10/-10% 47-63HZ OUTPUT LOW OVERLOAD: 7,5KW FOR 150% 3S,110% 57S,100% 240S AMBIENT TEMP 0 TO +40 DEG C(LO) 345 X 154 X 171 (HXWXD), FSB WITHOUT CONTROL UNIT AND PANEL APPROVED FOR CU240B/E-2 AND CU230P-2 FIRMWARE-VERSION V4.4 NOTE: PM230 DOES NOT SUPPORT SAFETY | 1229 | TEM | 1 | MC | 4.25 | 1
6SL32111NE218AL1 | SINAMICS G120 POWER MODULE PM230 WITH BUILT IN CL. A FILTER PROTECTION IP20 / PT 3AC380-480V +10/-10% 47-63HZ OUTPUT LOW OVERLOAD: 7,5KW FOR 150% 3S,110% 57S,100% 240S AMBIENT TEMP 0 TO +40 DEG C(LO) 345 X 154 X 171 (HXWXD), FSB WITHOUT CONTROL UNIT AND PANEL APPROVED FOR CU240B/E-2 AND CU230P-2 FIRMWARE-VERSION V4.4 NOTE: PM230 DOES NOT SUPPORT SAFETY | 1229 | TEM | 1 | MC | 4.25 | 1
6SL32111NE218UG1 | SINAMICS G120 POWER MODULE PM230 UNFILTERED PROTECTION IP20 / PT 3AC380-480V +10/-10% 47-63HZ OUTPUT LOW OVERLOAD: 7,5KW FOR 150% 3S,110% 57S,100% 240S AMBIENT TEMP 0 TO +40 DEG C(LO) 345 X 154 X 171 (HXWXD), FSB WITHOUT CONTROL UNIT AND PANEL APPROVED FOR CU240B/E-2 AND CU230P-2 FIRMWARE-VERSION V4.4 | 1037 | TEM | 1 | MC | 4 | 1
6SL32111NE218UL0 | SINAMICS G120 POWER MODULE PM230 UNFILTERED PROTECTION IP20 / PT 3AC380-480V +10/-10% 47-63HZ OUTPUT LOW OVERLOAD: 7,5KW FOR 150% 3S,110% 57S,100% 240S AMBIENT TEMP 0 TO +40 DEG C(LO) 345 X 154 X 171 (HXWXD), FSB WITHOUT CONTROL UNIT AND PANEL APPROVED FOR CU240B/E-2 AND CU230P-2 FIRMWARE-VERSION V4.4 NOTE: PM230 DOES NOT SUPPORT SAFETY | 1037 | TEM | 1 | MC | 4 | 1
6SL32111NE218UL1 | SINAMICS G120 POWER MODULE PM230 UNFILTERED PROTECTION IP20 / PT 3AC380-480V +10/-10% 47-63HZ OUTPUT LOW OVERLOAD: 7,5KW FOR 150% 3S,110% 57S,100% 240S AMBIENT TEMP 0 TO +40 DEG C(LO) 345 X 154 X 171 (HXWXD), FSB WITHOUT CONTROL UNIT AND PANEL APPROVED FOR CU240B/E-2 AND CU230P-2 FIRMWARE-VERSION V4.4 NOTE: PM230 DOES NOT SUPPORT SAFETY | 1037 | TEM | 1 | MC | 4 | 1
6SL32111NE238AG1 | SINAMICS G120 POWER MODULE PM230 WITH BUILT IN CL. A FILTER PROTECTION IP20 / PT 3AC380-480V +10/-10% 47-63HZ OUTPUT LOW OVERLOAD: 18,5KW FOR 150% 3S,110% 57S,100% 240S AMBIENT TEMP 0 TO +40 DEG C(LO) 411 X 200 X 171 (HXWXD), FSC WITHOUT CONTROL UNIT AND PANEL APPROVED FOR CU240B/E-2 AND CU230P-2 FIRMWARE-VERSION V4.4 | 2642 | TEM | 1 | MC | 6.1 | 1
6SL32111NE238AL0 | SINAMICS G120 POWER MODULE PM230 WITH BUILT IN CL. A FILTER PROTECTION IP20 / PT 3AC380-480V +10/-10% 47-63HZ OUTPUT LOW OVERLOAD: 18,5KW FOR 150% 3S,110% 57S,100% 240S AMBIENT TEMP 0 TO +40 DEG C(LO) 411 X 200 X 171 (HXWXD), FSC WITHOUT CONTROL UNIT AND PANEL APPROVED FOR CU240B/E-2 AND CU230P-2 FIRMWARE-VERSION V4.4 NOTE: PM230 DOES NOT SUPPORT SAFETY | 2642 | TEM | 1 | MC | 6.1 | 1
6SL32111NE238AL1 | SINAMICS G120 POWER MODULE PM230 WITH BUILT IN CL. A FILTER PROTECTION IP20 / PT 3AC380-480V +10/-10% 47-63HZ OUTPUT LOW OVERLOAD: 18,5KW FOR 150% 3S,110% 57S,100% 240S AMBIENT TEMP 0 TO +40 DEG C(LO) 411 X 200 X 171 (HXWXD), FSC WITHOUT CONTROL UNIT AND PANEL APPROVED FOR CU240B/E-2 AND CU230P-2 FIRMWARE-VERSION V4.4 NOTE: PM230 DOES NOT SUPPORT SAFETY | 2642 | TEM | 1 | MC | 6.1 | 1
6SL32111NE238UG1 | SINAMICS G120 POWER MODULE PM230 UNFILTERED PROTECTION IP20 / PT 3AC380-480V +10/-10% 47-63HZ OUTPUT LOW OVERLOAD: 18,5KW FOR 150% 3S,110% 57S,100% 240S AMBIENT TEMP 0 TO +40 DEG C(LO) 411 X 200 X 171 (HXWXD), FSC WITHOUT CONTROL UNIT AND PANEL APPROVED FOR CU240B/E-2 AND CU230P-2 FIRMWARE-VERSION V4.4 | 2378 | TEM | 1 | MC | 5.45 | 1
6SL32111NE238UL0 | SINAMICS G120 POWER MODULE PM230 UNFILTERED PROTECTION IP20 / PT 3AC380-480V +10/-10% 47-63HZ OUTPUT LOW OVERLOAD: 18,5KW FOR 150% 3S,110% 57S,100% 240S AMBIENT TEMP 0 TO +40 DEG C(LO) 411 X 200 X 171 (HXWXD), FSC WITHOUT CONTROL UNIT AND PANEL APPROVED FOR CU240B/E-2 AND CU230P-2 FIRMWARE-VERSION V4.4 NOTE: PM230 DOES NOT SUPPORT SAFETY | 2378 | TEM | 1 | MC | 5.45 | 1
6SL32111NE238UL1 | SINAMICS G120 POWER MODULE PM230 UNFILTERED PROTECTION IP20 / PT 3AC380-480V +10/-10% 47-63HZ OUTPUT LOW OVERLOAD: 18,5KW FOR 150% 3S,110% 57S,100% 240S AMBIENT TEMP 0 TO +40 DEG C(LO) 411 X 200 X 171 (HXWXD), FSC WITHOUT CONTROL UNIT AND PANEL APPROVED FOR CU240B/E-2 AND CU230P-2 FIRMWARE-VERSION V4.4 NOTE: PM230 DOES NOT SUPPORT SAFETY | 2378 | TEM | 1 | MC | 5.45 | 1
6SL32111PB138AL0 | SINAMICS POWER MODULE PM240-2 WITH BUILT IN CL. A FILTER WITH BUILT IN BRAKING CHOPPER 1/3AC200-240V +10/-10% 47-63HZ OUTPUT HIGH OVERLOAD: 0,55KW FOR 200% 3S,150% 57S,100% 240S AMBIENT TEMP -10 TO +50 DEG C OUTPUT LOW OVERLOAD: 0,75KW FOR 150% 3S,110% 57S,100% 240S AMBIENT TEMP -10 TO +40 DEG C 238 X 126 X 171 (HXWXD), FSA PROTECTION IP20-PT WITHOUT CONTROL UNIT AND PANEL APPROVED FOR CU FIRMWARE- VERSION V4.6 | 433 | TEM | 1 | MC | 1.9 | 1
6SL32111PB138UL0 | SINAMICS POWER MODULE PM240-2 WITHOUT FILTER WITH BUILT IN BRAKING CHOPPER 1/3AC200-240V +10/-10% 47-63HZ OUTPUT HIGH OVERLOAD: 0,55KW FOR 200% 3S,150% 57S,100% 240S AMBIENT TEMP -10 TO +50 DEG C OUTPUT LOW OVERLOAD: 0,75KW FOR 150% 3S,110% 57S,100% 240S AMBIENT TEMP -10 TO +40 DEG C 238 X 126 X 171 (HXWXD), FSA PROTECTION IP20-PT WITHOUT CONTROL UNIT AND PANEL APPROVED FOR CU FIRMWARE- VERSION V4.6 | 366 | TEM | 1 | MC | 1.7 | 1
6SL32111PB210AL0 | SINAMICS POWER MODULE PM240-2 WITH BUILT IN CL. A FILTER WITH BUILT IN BRAKING CHOPPER 1/3AC200-240V +10/-10% 47-63HZ OUTPUT HIGH OVERLOAD: 1,5KW FOR 200% 3S,150% 57S,100% 240S AMBIENT TEMP -10 TO +50 DEG C OUTPUT LOW OVERLOAD: 2,2KW FOR 150% 3S,110% 57S,100% 240S AMBIENT TEMP -10 TO +40 DEG C 345 X 154 X 171 (HXWXD), FSB PROTECTION IP20-PT WITHOUT CONTROL UNIT AND PANEL APPROVED FOR CU FIRMWARE- VERSION V4.6 | 623 | TEM | 1 | MC | 3.9 | 1
6SL32111PB210UL0 | SINAMICS POWER MODULE PM240-2 WITHOUT FILTER WITH BUILT IN BRAKING CHOPPER 1/3AC200-240V +10/-10% 47-63HZ OUTPUT HIGH OVERLOAD: 1,5KW FOR 200% 3S,150% 57S,100% 240S AMBIENT TEMP -10 TO +50 DEG C OUTPUT LOW OVERLOAD: 2,2KW FOR 150% 3S,110% 57S,100% 240S AMBIENT TEMP -10 TO +40 DEG C 345 X 154 X 171 (HXWXD), FSB PROTECTION IP20-PT WITHOUT CONTROL UNIT AND PANEL APPROVED FOR CU FIRMWARE- VERSION V4.6 | 528 | TEM | 1 | MC | 3.6 | 1
6SL32111PB218AL0 | SINAMICS POWER MODULE PM240-2 WITH BUILT IN CL. A FILTER WITH BUILT IN BRAKING CHOPPER 1/3AC200-240V +10/-10% 47-63HZ OUTPUT HIGH OVERLOAD: 3KW FOR 200% 3S,150% 57S,100% 240S AMBIENT TEMP -10 TO +50 DEG C OUTPUT LOW OVERLOAD: 4KW FOR 150% 3S,110% 57S,100% 240S AMBIENT TEMP -10 TO +40 DEG C 411 X 200 X 171 (HXWXD), FSC PROTECTION IP20-PT WITHOUT CONTROL UNIT AND PANEL APPROVED FOR CU FIRMWARE- VERSION V4.6 | 934 | TEM | 1 | MC | 6.3 | 1
6SL32111PB218UL0 | SINAMICS POWER MODULE PM240-2 WITHOUT FILTER WITH BUILT IN BRAKING CHOPPER 1/3AC200-240V +10/-10% 47-63HZ OUTPUT HIGH OVERLOAD: 3KW FOR 200% 3S,150% 57S,100% 240S AMBIENT TEMP -10 TO +50 DEG C OUTPUT LOW OVERLOAD: 4KW FOR 150% 3S,110% 57S,100% 240S AMBIENT TEMP -10 TO +40 DEG C 411 X 200 X 171 (HXWXD), FSC PROTECTION IP20-PT WITHOUT CONTROL UNIT AND PANEL APPROVED FOR CU FIRMWARE- VERSION V4.6 | 799 | TEM | 1 | MC | 5.8 | 1
6SL32111PE180AL1 | SINAMICS POWER MODULE PM240-2 WITH BUILT IN CL. A FILTER WITH BUILT IN BRAKING CHOPPER 3AC380-480V +10/-10% 47-63HZ OUTPUT HIGH OVERLOAD: 2,2KW FOR 200% 3S,150% 57S,100% 240S AMBIENT TEMP -10 TO +50 DEG C OUTPUT LOW OVERLOAD: 3KW FOR 150% 3S,110% 57S,100% 240S AMBIENT TEMP -10 TO +40 DEG C 238 X 126 X 171 (HXWXD), FSA PROTECTION IP20-PT WITHOUT CONTROL UNIT AND PANEL APPROVED FOR CU FIRMWARE- VERSION V4.6 | 865 | TEM | 1 | MC | 1.9 | 1
6SL32111PE180UL1 | SINAMICS POWER MODULE PM240-2 UNFILTERED WITH BUILT IN BRAKING CHOPPER 3AC380-480V +10/-10% 47-63HZ OUTPUT HIGH OVERLOAD: 2,2KW FOR 200% 3S,150% 57S,100% 240S AMBIENT TEMP -10 TO +50 DEG C OUTPUT LOW OVERLOAD: 3KW FOR 150% 3S,110% 57S,100% 240S AMBIENT TEMP -10 TO +40 DEG C 238 X 126 X 171 (HXWXD), FSA PROTECTION IP20-PT WITHOUT CONTROL UNIT AND PANEL APPROVED FOR CU FIRMWARE- VERSION V4.6 | 737 | TEM | 1 | MC | 1.8 | 1
6SL32111PE218AL0 | SINAMICS POWER MODULE PM240-2 WITH BUILT IN CL. A FILTER WITH BUILT IN BRAKING CHOPPER 3AC380-480V +10/-10% 47-63HZ OUTPUT HIGH OVERLOAD: 5,5KW FOR 200% 3S,150% 57S,100% 240S AMBIENT TEMP -10 TO +50 DEG C OUTPUT LOW OVERLOAD: 7,5KW FOR 150% 3S,110% 57S,100% 240S AMBIENT TEMP -10 TO +40 DEG C 345 X 154 X 171 (HXWXD), FSB PROTECTION IP20-PT WITHOUT CONTROL UNIT AND PANEL APPROVED FOR CU FIRMWARE- VERSION V4.6 | 1579 | TEM | 1 | MC | 3.9 | 1
6SL32111PE218UL0 | SINAMICS POWER MODULE PM240-2 WITHOUT FILTER WITH BUILT IN BRAKING CHOPPER 3AC380-480V +10/-10% 47-63HZ OUTPUT HIGH OVERLOAD: 5,5KW FOR 200% 3S,150% 57S,100% 240S AMBIENT TEMP -10 TO +50 DEG C OUTPUT LOW OVERLOAD: 7,5KW FOR 150% 3S,110% 57S,100% 240S AMBIENT TEMP -10 TO +40 DEG C 345 X 154 X 171 (HXWXD), FSB PROTECTION IP20-PT WITHOUT CONTROL UNIT AND PANEL APPROVED FOR CU FIRMWARE- VERSION V4.6 | 1353 | TEM | 1 | MC | 3.6 | 1
6SL32111PE233AL0 | SINAMICS POWER MODULE PM240-2 WITH BUILT IN CL. A FILTER WITH BUILT IN BRAKING CHOPPER 3AC380-480V +10/-10% 47-63HZ OUTPUT HIGH OVERLOAD: 11KW FOR 200% 3S,150% 57S,100% 240S AMBIENT TEMP -10 TO +50 DEG C OUTPUT LOW OVERLOAD: 15KW FOR 150% 3S,110% 57S,100% 240S AMBIENT TEMP -10 TO +40 DEG C 411 X 200 X 171 (HXWXD), FSC PROTECTION IP20-PT WITHOUT CONTROL UNIT AND PANEL APPROVED FOR CU FIRMWARE- VERSION V4.6 | 2706 | TEM | 1 | MC | 6.3 | 1
6SL32111PE233UL0 | SINAMICS POWER MODULE PM240-2 WITHOUT FILTER WITH BUILT IN BRAKING CHOPPER 3AC380-480V +10/-10% 47-63HZ OUTPUT HIGH OVERLOAD: 11KW FOR 200% 3S,150% 57S,100% 240S AMBIENT TEMP -10 TO +50 DEG C OUTPUT LOW OVERLOAD: 15KW FOR 150% 3S,110% 57S,100% 240S AMBIENT TEMP -10 TO +40 DEG C 411 X 200 X 171 (HXWXD), FSC PROTECTION IP20-PT WITHOUT CONTROL UNIT AND PANEL APPROVED FOR CU FIRMWARE- VERSION V4.6 | 2406 | TEM | 1 | MC | 5.8 | 1
6SL32112AB112LA1 | SINAMICS G110 - CPM110 AC-DRIVE,W/O FILT.,LOW LEAKAGE 1AC200-240V +10/-10% 47-63HZ ANALOG INPUT CT: 0.12KW; VT: 0.12KW CT-OVERLOAD: 150% 60S 150 X 90 X 116 (HXWXD) PROTECTION IP20 AMBIENT TEMP -10 TO +50 DEG C WITHOUT BOP WITHOUT RS485-INTERFACE VISCOUNT DEFAULT DATA | 207 | TEM | 1 | MC | 0.7 | 1
6SL32112AB137LA1 | SINAMICS G110 - CPM110 AC-DRIVE, W/O FILT.,LOW LEAKAGE 1AC200-240V +10/-10% 47-63HZ ANALOG INPUT CT: 0.37KW; VT: 0.37KW CT-OVERLOAD: 150% 60S 150 X 90 X 116 (HXWXD) PROTECTION IP20 AMBIENT TEMP -10 TO +50 DEG C WITHOUT BOP WITHOUT RS485-INTERFACE VISCOUNT DEFAULT DATA | 240 | TEM | 1 | MC | 0.7 | 1
6SL32112AB175BA1 | SINAMICS G110 - CPM110 AC-DRIVE,BUILT IN CL. B FILTER 1AC200-240V +10/-10% 47-63HZ ANALOG INPUT CT: 0.75KW; VT: 0.75KW CT-OVERLOAD: 150% 60S 150 X 90 X 131 (HXWXD) PROTECTION IP20 AMBIENT TEMP -10 TO +40 DEG C WITHOUT BOP WITHOUT RS485-INTERFACE VISCOUNT DEFAULT DATA | 324 | TEM | 1 | MC | 0.9 | 1
6SL32112AB175UA1 | SINAMICS G110 - CPM110 AC-DRIVE, WITHOUT FILTER 1AC200-240V +10/-10% 47-63HZ ANALOG INPUT CT: 0.75KW; VT: 0.75KW CT-OVERLOAD: 150% 60S 150 X 90 X 131 (HXWXD) PROTECTION IP20 AMBIENT TEMP -10 TO +40 DEG C WITHOUT BOP WITHOUT RS485-INTERFACE VISCOUNT DEFAULT DATA | 289 | TEM | 1 | MC | 0.8 | 1
6SL32112AB175UA2 | SINAMICS G110 - CPM110 AC-DRIVE, WITHOUT FILTER 1AC200-240V +10/-10% 47-63HZ ANALOG INPUT CT: 0.75KW; VT: 0.75KW CT-OVERLOAD: 150% 60S 150 X 90 X 131 (HXWXD) PROTECTION IP20 AMBIENT TEMP -10 TO +40 DEG C WITHOUT BOP WITHOUT RS485-INTERFACE VISCOUNT DEFAULT DATA | 289 | TEM | 1 | MC | 0.8 | 1
6SL32165BE175CV0 | SINAMICS V20 3AC380-480V -15/+10% 47-63HZ RATED POWER 0.75KW WITH 150% OVERLOAD FOR 60SEC INTEGRATED FILTER C3 I/O-INTERFACE: 4DI, 2DO,2AI,1AO FIELDBUS: USS/ MODBUS RTU WITH INBUILT BOP PROTECTION: IP20/ UL OPEN TYPE SIZE: FSA 90X150X115 (WXHXD) FLATPLATE | 401 | TEM | 1 | MC | 1.2 | 1
6SL32230DE137AA0 | SINAMICS G120P POWER MODULE PM230 WITH BUILT IN CL. A FILTER PROTECTION IP55 / UL TYPE12 3AC380-480V +10/-10% 47-63HZ OUTPUT LOW OVERLOAD: 0,37KW FOR 150% 3S,110% 57S,100% 240S AMBIENT TEMP 0 TO+40 DEG C(LO) 460 X 154 X 249 (HXBXT), FSA WITHOUT CONTROL UNIT AND PANEL APPROVED FOR CU230P-2 FIRMWARE-VERSION V4.3.2 | 458 | TEM | 1 | MC | 4.3 | 1
6SL32230DE137AA1 | SINAMICS G120P POWER MODULE PM230 WITH BUILT IN CL. A FILTER PROTECTION IP55 / UL TYPE12 3AC380-480V +10/-10% 47-63HZ OUTPUT LOW OVERLOAD: 0,37KW FOR 150% 3S,110% 57S,100% 240S AMBIE. TEMP -10 TO+40 DEG C(LO) 460 X 154 X 249 (HXBXT), FSA WITHOUT CONTROL UNIT AND PANEL APPROVED FOR CU230P-2 FIRMWARE-VERSION V4.3.2 | 458 | TEM | 1 | MC | 4.3 | 1
6SL32230DE137AG1 | SINAMICS G120P POWER MODULE PM230 WITH BUILT IN CL. A FILTER PROTECTION IP55 / UL TYPE12 3AC380-480V +10/-10% 47-63HZ OUTPUT LOW OVERLOAD: 0,37KW FOR 150% 3S,110% 57S,100% 240S AMBIE. TEMP -10 TO+40 DEG C(LO) 460 X 154 X 249 (HXBXT), FSA WITHOUT CONTROL UNIT AND PANEL APPROVED FOR CU230P-2 FIRMWARE-VERSION V4.3.2 | 458 | TEM | 1 | MC | 4.3 | 1
6SL32230DE137BA0 | SINAMICS G120P POWER MODULE PM230 WITH BUILT IN CL. B FILTER PROTECTION IP55 / UL TYPE12 3AC380-480V +10/-10% 47-63HZ OUTPUT LOW OVERLOAD: 0,37KW FOR 150% 3S,110% 57S,100% 240S AMBIENT TEMP 0 TO+40 DEG C (LO) 460 X 154 X 249 (HXBXT), FSA WITHOUT CONTROL UNIT AND PANEL APPROVED FOR CU230P-2 FIRMWARE-VERSION V4.3.2 | 506 | TEM | 1 | MC | 4.3 | 1
6SL32230DE137BA1 | SINAMICS G120P POWER MODULE PM230 WITH BUILT IN CL. B FILTER PROTECTION IP55 / UL TYPE12 3AC380-480V +10/-10% 47-63HZ OUTPUT LOW OVERLOAD: 0,37KW FOR 150% 3S,110% 57S,100% 240S AMBIE. TEMP -10 TO+40 DEG C(LO) 460 X 154 X 249 (HXBXT), FSA WITHOUT CONTROL UNIT AND PANEL APPROVED FOR CU230P-2 FIRMWARE-VERSION V4.3.2 | 506 | TEM | 1 | MC | 4.3 | 1
6SL32230DE137BG1 | SINAMICS G120P POWER MODULE PM230 WITH BUILT IN CL. B FILTER PROTECTION IP55 / UL TYPE12 3AC380-480V +10/-10% 47-63HZ OUTPUT LOW OVERLOAD: 0,37KW FOR 150% 3S,110% 57S,100% 240S AMBIE. TEMP -10 TO+40 DEG C(LO) 460 X 154 X 249 (HXBXT), FSA WITHOUT CONTROL UNIT AND PANEL APPROVED FOR CU230P-2 FIRMWARE-VERSION V4.3.2 | 506 | TEM | 1 | MC | 4.3 | 1
6SL32230DE155AA0 | SINAMICS G120P POWER MODULE PM230 WITH BUILT IN CL. A FILTER PROTECTION IP55 / UL TYPE12 3AC380-480V +10/-10% 47-63HZ OUTPUT LOW OVERLOAD: 0,55KW FOR 150% 3S,110% 57S,100% 240S AMBIENT TEMP 0 TO+40 DEG C (LO) 460 X 154 X 249 (HXBXT), FSA WITHOUT CONTROL UNIT AND PANEL APPROVED FOR CU230P-2 FIRMWARE-VERSION V4.3.2 | 458 | TEM | 1 | MC | 4.3 | 1
6SL32230DE155AA1 | SINAMICS G120P POWER MODULE PM230 WITH BUILT IN CL. A FILTER PROTECTION IP55 / UL TYPE12 3AC380-480V +10/-10% 47-63HZ OUTPUT LOW OVERLOAD: 0,55KW FOR 150% 3S,110% 57S,100% 240S AMBIE. TEMP -10 TO+40 DEG C(LO) 460 X 154 X 249 (HXBXT), FSA WITHOUT CONTROL UNIT AND PANEL APPROVED FOR CU230P-2 FIRMWARE-VERSION V4.3.2 | 458 | TEM | 1 | MC | 4.3 | 1
6SL32230DE155AG1 | SINAMICS G120P POWER MODULE PM230 WITH BUILT IN CL. A FILTER PROTECTION IP55 / UL TYPE12 3AC380-480V +10/-10% 47-63HZ OUTPUT LOW OVERLOAD: 0,55KW FOR 150% 3S,110% 57S,100% 240S AMBIE. TEMP -10 TO+40 DEG C(LO) 460 X 154 X 249 (HXBXT), FSA WITHOUT CONTROL UNIT AND PANEL APPROVED FOR CU230P-2 FIRMWARE-VERSION V4.3.2 | 458 | TEM | 1 | MC | 4.3 | 1
6SL32230DE155BA0 | SINAMICS G120P POWER MODULE PM230 WITH BUILT IN CL. B FILTER PROTECTION IP55 / UL TYPE12 3AC380-480V +10/-10% 47-63HZ OUTPUT LOW OVERLOAD: 0,55KW FOR 150% 3S,110% 57S,100% 240S AMBIENT TEMP 0 TO+40 DEG C (LO) 460 X 154 X 249 (HXBXT), FSA WITHOUT CONTROL UNIT AND PANEL APPROVED FOR CU230P-2 FIRMWARE-VERSION V4.3.2 | 506 | TEM | 1 | MC | 4.3 | 1
6SL32230DE155BA1 | SINAMICS G120P POWER MODULE PM230 WITH BUILT IN CL. B FILTER PROTECTION IP55 / UL TYPE12 3AC380-480V +10/-10% 47-63HZ OUTPUT LOW OVERLOAD: 0,55KW FOR 150% 3S,110% 57S,100% 240S AMBIE. TEMP -10 TO+40 DEG C(LO) 460 X 154 X 249 (HXBXT), FSA WITHOUT CONTROL UNIT AND PANEL APPROVED FOR CU230P-2 FIRMWARE-VERSION V4.3.2 | 506 | TEM | 1 | MC | 4.3 | 1
6SL32230DE155BG1 | SINAMICS G120P POWER MODULE PM230 WITH BUILT IN CL. B FILTER PROTECTION IP55 / UL TYPE12 3AC380-480V +10/-10% 47-63HZ OUTPUT LOW OVERLOAD: 0,55KW FOR 150% 3S,110% 57S,100% 240S AMBIE. TEMP -10 TO+40 DEG C(LO) 460 X 154 X 249 (HXBXT), FSA WITHOUT CONTROL UNIT AND PANEL APPROVED FOR CU230P-2 FIRMWARE-VERSION V4.3.2 | 506 | TEM | 1 | MC | 4.3 | 1
6SL32230DE175AA0 | SINAMICS G120P POWER MODULE PM230 WITH BUILT IN CL. A FILTER PROTECTION IP55 / UL TYPE12 3AC380-480V +10/-10% 47-63HZ OUTPUT LOW OVERLOAD: 0,75KW FOR 150% 3S,110% 57S,100% 240S AMBIENT TEMP 0 TO+40 DEG C (LO) 460 X 154 X 249 (HXBXT), FSA WITHOUT CONTROL UNIT AND PANEL APPROVED FOR CU230P-2 FIRMWARE-VERSION V4.3.2 | 458 | TEM | 1 | MC | 4.3 | 1
6SL32230DE175AA1 | SINAMICS G120P POWER MODULE PM230 WITH BUILT IN CL. A FILTER PROTECTION IP55 / UL TYPE12 3AC380-480V +10/-10% 47-63HZ OUTPUT LOW OVERLOAD: 0,75KW FOR 150% 3S,110% 57S,100% 240S AMBIE. TEMP -10 TO+40 DEG C(LO) 460 X 154 X 249 (HXBXT), FSA WITHOUT CONTROL UNIT AND PANEL APPROVED FOR CU230P-2 FIRMWARE-VERSION V4.3.2 | 458 | TEM | 1 | MC | 4.3 | 1
6SL32230DE175AG1 | SINAMICS G120P POWER MODULE PM230 WITH BUILT IN CL. A FILTER PROTECTION IP55 / UL TYPE12 3AC380-480V +10/-10% 47-63HZ OUTPUT LOW OVERLOAD: 0,75KW FOR 150% 3S,110% 57S,100% 240S AMBIE. TEMP -10 TO+40 DEG C(LO) 460 X 154 X 249 (HXBXT), FSA WITHOUT CONTROL UNIT AND PANEL APPROVED FOR CU230P-2 FIRMWARE-VERSION V4.3.2 | 458 | TEM | 1 | MC | 4.3 | 1
6SL32230DE175BA0 | SINAMICS G120P POWER MODULE PM230 WITH BUILT IN CL. B FILTER PROTECTION IP55 / UL TYPE12 3AC380-480V +10/-10% 47-63HZ OUTPUT LOW OVERLOAD: 0,75KW FOR 150% 3S,110% 57S,100% 240S AMBIENT TEMP 0 TO+40 DEG C (LO) 460 X 154 X 249 (HXBXT), FSA WITHOUT CONTROL UNIT AND PANEL APPROVED FOR CU230P-2 FIRMWARE-VERSION V4.3.2 | 506 | TEM | 1 | MC | 4.3 | 1
6SL32230DE175BA1 | SINAMICS G120P POWER MODULE PM230 WITH BUILT IN CL. B FILTER PROTECTION IP55 / UL TYPE12 3AC380-480V +10/-10% 47-63HZ OUTPUT LOW OVERLOAD: 0,75KW FOR 150% 3S,110% 57S,100% 240S AMBIE. TEMP -10 TO+40 DEG C(LO) 460 X 154 X 249 (HXBXT), FSA WITHOUT CONTROL UNIT AND PANEL APPROVED FOR CU230P-2 FIRMWARE-VERSION V4.3.2 | 506 | TEM | 1 | MC | 4.3 | 1
6SL32230DE175BG1 | SINAMICS G120P POWER MODULE PM230 WITH BUILT IN CL. B FILTER PROTECTION IP55 / UL TYPE12 3AC380-480V +10/-10% 47-63HZ OUTPUT LOW OVERLOAD: 0,75KW FOR 150% 3S,110% 57S,100% 240S AMBIE. TEMP -10 TO+40 DEG C(LO) 460 X 154 X 249 (HXBXT), FSA WITHOUT CONTROL UNIT AND PANEL APPROVED FOR CU230P-2 FIRMWARE-VERSION V4.3.2 | 506 | TEM | 1 | MC | 4.3 | 1
6SL32230DE211AA0 | SINAMICS G120P POWER MODULE PM230 WITH BUILT IN CL. A FILTER PROTECTION IP55 / UL TYPE12 3AC380-480V +10/-10% 47-63HZ OUTPUT LOW OVERLOAD: 1,1KW FOR 150% 3S,110% 57S,100% 240S AMBIENT TEMP 0 TO+40 DEG C (LO) 460 X 154 X 249 (HXBXT), FSA WITHOUT CONTROL UNIT AND PANEL APPROVED FOR CU230P-2 FIRMWARE-VERSION V4.3.2 | 492 | TEM | 1 | MC | 4.3 | 1
6SL32230DE211AA1 | SINAMICS G120P POWER MODULE PM230 WITH BUILT IN CL. A FILTER PROTECTION IP55 / UL TYPE12 3AC380-480V +10/-10% 47-63HZ OUTPUT LOW OVERLOAD: 1,1KW FOR 150% 3S,110% 57S,100% 240S AMBIE. TEMP -10 TO+40 DEG C(LO) 460 X 154 X 249 (HXBXT), FSA WITHOUT CONTROL UNIT AND PANEL APPROVED FOR CU230P-2 FIRMWARE-VERSION V4.3.2 | 492 | TEM | 1 | MC | 4.3 | 1
6SL32230DE211AG1 | SINAMICS G120P POWER MODULE PM230 WITH BUILT IN CL. A FILTER PROTECTION IP55 / UL TYPE12 3AC380-480V +10/-10% 47-63HZ OUTPUT LOW OVERLOAD: 1,1KW FOR 150% 3S,110% 57S,100% 240S AMBIE. TEMP -10 TO+40 DEG C(LO) 460 X 154 X 249 (HXBXT), FSA WITHOUT CONTROL UNIT AND PANEL APPROVED FOR CU230P-2 FIRMWARE-VERSION V4.3.2 | 492 | TEM | 1 | MC | 4.3 | 1
6SL32230DE211BA0 | SINAMICS G120P POWER MODULE PM230 WITH BUILT IN CL. B FILTER PROTECTION IP55 / UL TYPE12 3AC380-480V +10/-10% 47-63HZ OUTPUT LOW OVERLOAD: 1,1KW FOR 150% 3S,110% 57S,100% 240S AMBIENT TEMP 0 TO+40 DEG C (LO) 460 X 154 X 249 (HXBXT), FSA WITHOUT CONTROL UNIT AND PANEL APPROVED FOR CU230P-2 FIRMWARE-VERSION V4.3.2 | 540 | TEM | 1 | MC | 4.3 | 1
6SL32230DE211BA1 | SINAMICS G120P POWER MODULE PM230 WITH BUILT IN CL. B FILTER PROTECTION IP55 / UL TYPE12 3AC380-480V +10/-10% 47-63HZ OUTPUT LOW OVERLOAD: 1,1KW FOR 150% 3S,110% 57S,100% 240S AMBIE. TEMP -10 TO+40 DEG C(LO) 460 X 154 X 249 (HXBXT), FSA WITHOUT CONTROL UNIT AND PANEL APPROVED FOR CU230P-2 FIRMWARE-VERSION V4.3.2 | 540 | TEM | 1 | MC | 4.3 | 1
6SL32230DE211BG1 | SINAMICS G120P POWER MODULE PM230 WITH BUILT IN CL. B FILTER PROTECTION IP55 / UL TYPE12 3AC380-480V +10/-10% 47-63HZ OUTPUT LOW OVERLOAD: 1,1KW FOR 150% 3S,110% 57S,100% 240S AMBIE. TEMP -10 TO+40 DEG C(LO) 460 X 154 X 249 (HXBXT), FSA WITHOUT CONTROL UNIT AND PANEL APPROVED FOR CU230P-2 FIRMWARE-VERSION V4.3.2 | 540 | TEM | 1 | MC | 4.3 | 1
6SL32230DE215AA0 | SINAMICS G120P POWER MODULE PM230 WITH BUILT IN CL. A FILTER PROTECTION IP55 / UL TYPE12 3AC380-480V +10/-10% 47-63HZ OUTPUT LOW OVERLOAD: 1,5KW FOR 150% 3S,110% 57S,100% 240S AMBIENT TEMP 0 TO+40 DEG C (LO) 460 X 154 X 249 (HXBXT), FSA WITHOUT CONTROL UNIT AND PANEL APPROVED FOR CU230P-2 FIRMWARE-VERSION V4.3.2 | 561 | TEM | 1 | MC | 4.3 | 1
6SL32230DE215AA1 | SINAMICS G120P POWER MODULE PM230 WITH BUILT IN CL. A FILTER PROTECTION IP55 / UL TYPE12 3AC380-480V +10/-10% 47-63HZ OUTPUT LOW OVERLOAD: 1,5KW FOR 150% 3S,110% 57S,100% 240S AMBIE. TEMP -10 TO+40 DEG C(LO) 460 X 154 X 249 (HXBXT), FSA WITHOUT CONTROL UNIT AND PANEL APPROVED FOR CU230P-2 FIRMWARE-VERSION V4.3.2 | 561 | TEM | 1 | MC | 4.3 | 1
6SL32230DE215AG1 | SINAMICS G120P POWER MODULE PM230 WITH BUILT IN CL. A FILTER PROTECTION IP55 / UL TYPE12 3AC380-480V +10/-10% 47-63HZ OUTPUT LOW OVERLOAD: 1,5KW FOR 150% 3S,110% 57S,100% 240S AMBIE. TEMP -10 TO+40 DEG C(LO) 460 X 154 X 249 (HXBXT), FSA WITHOUT CONTROL UNIT AND PANEL APPROVED FOR CU230P-2 FIRMWARE-VERSION V4.3.2 | 561 | TEM | 1 | MC | 4.3 | 1
6SL32230DE215BA0 | SINAMICS G120P POWER MODULE PM230 WITH BUILT IN CL. B FILTER PROTECTION IP55 / UL TYPE12 3AC380-480V +10/-10% 47-63HZ OUTPUT LOW OVERLOAD: 1,5KW FOR 150% 3S,110% 57S,100% 240S AMBIENT TEMP 0 TO+40 DEG C (LO) 460 X 154 X 249 (HXBXT), FSA WITHOUT CONTROL UNIT AND PANEL APPROVED FOR CU230P-2 FIRMWARE-VERSION V4.3.2 | 615 | TEM | 1 | MC | 4.3 | 1
6SL32230DE215BA1 | SINAMICS G120P POWER MODULE PM230 WITH BUILT IN CL. B FILTER PROTECTION IP55 / UL TYPE12 3AC380-480V +10/-10% 47-63HZ OUTPUT LOW OVERLOAD: 1,5KW FOR 150% 3S,110% 57S,100% 240S AMBIE. TEMP -10 TO+40 DEG C(LO) 460 X 154 X 249 (HXBXT), FSA WITHOUT CONTROL UNIT AND PANEL APPROVED FOR CU230P-2 FIRMWARE-VERSION V4.3.2 | 615 | TEM | 1 | MC | 4.3 | 1
6SL32230DE215BG1 | SINAMICS G120P POWER MODULE PM230 WITH BUILT IN CL. B FILTER PROTECTION IP55 / UL TYPE12 3AC380-480V +10/-10% 47-63HZ OUTPUT LOW OVERLOAD: 1,5KW FOR 150% 3S,110% 57S,100% 240S AMBIE. TEMP -10 TO+40 DEG C(LO) 460 X 154 X 249 (HXBXT), FSA WITHOUT CONTROL UNIT AND PANEL APPROVED FOR CU230P-2 FIRMWARE-VERSION V4.3.2 | 615 | TEM | 1 | MC | 4.3 | 1
6SL32230DE222AA0 | SINAMICS G120P POWER MODULE PM230 WITH BUILT IN CL. A FILTER PROTECTION IP55 / UL TYPE12 3AC380-480V +10/-10% 47-63HZ OUTPUT LOW OVERLOAD: 2,2KW FOR 150% 3S,110% 57S,100% 240S AMBIENT TEMP 0 TO+40 DEG C (LO) 460 X 154 X 249 (HXBXT), FSA WITHOUT CONTROL UNIT AND PANEL APPROVED FOR CU230P-2 FIRMWARE-VERSION V4.3.2 | 650 | TEM | 1 | MC | 4.3 | 1
6SL32230DE222AA1 | SINAMICS G120P POWER MODULE PM230 WITH BUILT IN CL. A FILTER PROTECTION IP55 / UL TYPE12 3AC380-480V +10/-10% 47-63HZ OUTPUT LOW OVERLOAD: 2,2KW FOR 150% 3S,110% 57S,100% 240S AMBIE. TEMP -10 TO+40 DEG C(LO) 460 X 154 X 249 (HXBXT), FSA WITHOUT CONTROL UNIT AND PANEL APPROVED FOR CU230P-2 FIRMWARE-VERSION V4.3.2 | 650 | TEM | 1 | MC | 4.3 | 1
6SL32230DE222AG1 | SINAMICS G120P POWER MODULE PM230 WITH BUILT IN CL. A FILTER PROTECTION IP55 / UL TYPE12 3AC380-480V +10/-10% 47-63HZ OUTPUT LOW OVERLOAD: 2,2KW FOR 150% 3S,110% 57S,100% 240S AMBIE. TEMP -10 TO+40 DEG C(LO) 460 X 154 X 249 (HXBXT), FSA WITHOUT CONTROL UNIT AND PANEL APPROVED FOR CU230P-2 FIRMWARE-VERSION V4.3.2 | 650 | TEM | 1 | MC | 4.3 | 1
6SL32230DE222BA0 | SINAMICS G120P POWER MODULE PM230 WITH BUILT IN CL. B FILTER PROTECTION IP55 / UL TYPE12 3AC380-480V +10/-10% 47-63HZ OUTPUT LOW OVERLOAD: 2,2KW FOR 150% 3S,110% 57S,100% 240S AMBIENT TEMP 0 TO+40 DEG C (LO) 460 X 154 X 249 (HXBXT), FSA WITHOUT CONTROL UNIT AND PANEL APPROVED FOR CU230P-2 FIRMWARE-VERSION V4.3.2 | 718 | TEM | 1 | MC | 4.3 | 1
6SL32230DE222BA1 | SINAMICS G120P POWER MODULE PM230 WITH BUILT IN CL. B FILTER PROTECTION IP55 / UL TYPE12 3AC380-480V +10/-10% 47-63HZ OUTPUT LOW OVERLOAD: 2,2KW FOR 150% 3S,110% 57S,100% 240S AMBIE. TEMP -10 TO+40 DEG C(LO) 460 X 154 X 249 (HXBXT), FSA WITHOUT CONTROL UNIT AND PANEL APPROVED FOR CU230P-2 FIRMWARE-VERSION V4.3.2 | 718 | TEM | 1 | MC | 4.3 | 1
6SL32230DE222BG1 | SINAMICS G120P POWER MODULE PM230 WITH BUILT IN CL. B FILTER PROTECTION IP55 / UL TYPE12 3AC380-480V +10/-10% 47-63HZ OUTPUT LOW OVERLOAD: 2,2KW FOR 150% 3S,110% 57S,100% 240S AMBIE. TEMP -10 TO+40 DEG C(LO) 460 X 154 X 249 (HXBXT), FSA WITHOUT CONTROL UNIT AND PANEL APPROVED FOR CU230P-2 FIRMWARE-VERSION V4.3.2 | 718 | TEM | 1 | MC | 4.3 | 1
6SL32230DE230AA0 | SINAMICS G120P POWER MODULE PM230 WITH BUILT IN CL. A FILTER PROTECTION IP55 / UL TYPE12 3AC380-480V +10/-10% 47-63HZ OUTPUT LOW OVERLOAD: 3KW FOR 150% 3S,110% 57S,100% 240S AMBIENT TEMP 0 TO+40 DEG C (LO) 460 X 154 X 249 (HXBXT), FSA WITHOUT CONTROL UNIT AND PANEL APPROVED FOR CU230P-2 FIRMWARE-VERSION V4.3.2 | 813 | TEM | 1 | MC | 4.3 | 1
6SL32230DE230AA1 | SINAMICS G120P POWER MODULE PM230 WITH BUILT IN CL. A FILTER PROTECTION IP55 / UL TYPE12 3AC380-480V +10/-10% 47-63HZ OUTPUT LOW OVERLOAD: 3KW FOR 150% 3S,110% 57S,100% 240S AMBIE. TEMP -10 TO+40 DEG C(LO) 460 X 154 X 249 (HXBXT), FSA WITHOUT CONTROL UNIT AND PANEL APPROVED FOR CU230P-2 FIRMWARE-VERSION V4.3.2 | 813 | TEM | 1 | MC | 4.3 | 1
6SL32230DE230AG1 | SINAMICS G120P POWER MODULE PM230 WITH BUILT IN CL. A FILTER PROTECTION IP55 / UL TYPE12 3AC380-480V +10/-10% 47-63HZ OUTPUT LOW OVERLOAD: 3KW FOR 150% 3S,110% 57S,100% 240S AMBIE. TEMP -10 TO+40 DEG C(LO) 460 X 154 X 249 (HXBXT), FSA WITHOUT CONTROL UNIT AND PANEL APPROVED FOR CU230P-2 FIRMWARE-VERSION V4.3.2 | 813 | TEM | 1 | MC | 4.3 | 1
6SL32230DE230BA0 | SINAMICS G120P POWER MODULE PM230 WITH BUILT IN CL. B FILTER PROTECTION IP55 / UL TYPE12 3AC380-480V +10/-10% 47-63HZ OUTPUT LOW OVERLOAD: 3KW FOR 150% 3S,110% 57S,100% 240S AMBIENT TEMP 0 TO+40 DEG C (LO) 460 X 154 X 249 (HXBXT), FSA WITHOUT CONTROL UNIT AND PANEL APPROVED FOR CU230P-2 FIRMWARE-VERSION V4.3.2 | 902 | TEM | 1 | MC | 4.3 | 1
6SL32230DE230BA1 | SINAMICS G120P POWER MODULE PM230 WITH BUILT IN CL. B FILTER PROTECTION IP55 / UL TYPE12 3AC380-480V +10/-10% 47-63HZ OUTPUT LOW OVERLOAD: 3KW FOR 150% 3S,110% 57S,100% 240S AMBIE. TEMP -10 TO+40 DEG C(LO) 460 X 154 X 249 (HXBXT), FSA WITHOUT CONTROL UNIT AND PANEL APPROVED FOR CU230P-2 FIRMWARE-VERSION V4.3.2 | 902 | TEM | 1 | MC | 4.3 | 1
6SL32230DE230BG1 | SINAMICS G120P POWER MODULE PM230 WITH BUILT IN CL. B FILTER PROTECTION IP55 / UL TYPE12 3AC380-480V +10/-10% 47-63HZ OUTPUT LOW OVERLOAD: 3KW FOR 150% 3S,110% 57S,100% 240S AMBIE. TEMP -10 TO+40 DEG C(LO) 460 X 154 X 249 (HXBXT), FSA WITHOUT CONTROL UNIT AND PANEL APPROVED FOR CU230P-2 FIRMWARE-VERSION V4.3.2 | 902 | TEM | 1 | MC | 4.3 | 1
6SL32230DE240AA0 | SINAMICS G120P POWER MODULE PM230 WITH BUILT IN CL. A FILTER PROTECTION IP55 / UL TYPE12 3AC380-480V +10/-10% 47-63HZ OUTPUT LOW OVERLOAD: 4KW FOR 150% 3S,110% 57S,100% 240S AMBIENT TEMP 0 TO+40 DEG C (LO) 540 X 180 X 249 (HXBXT), FSB WITHOUT CONTROL UNIT AND PANEL APPROVED FOR CU230P-2 FIRMWARE-VERSION V4.3.2 | 964 | TEM | 1 | MC | 6.3 | 1
6SL32230DE240AA1 | SINAMICS G120P POWER MODULE PM230 WITH BUILT IN CL. A FILTER PROTECTION IP55 / UL TYPE12 3AC380-480V +10/-10% 47-63HZ OUTPUT LOW OVERLOAD: 4KW FOR 150% 3S,110% 57S,100% 240S AMBIE. TEMP -10 TO+40 DEG C(LO) 540 X 180 X 249 (HXBXT), FSB WITHOUT CONTROL UNIT AND PANEL APPROVED FOR CU230P-2 FIRMWARE-VERSION V4.3.2 | 964 | TEM | 1 | MC | 6.3 | 1
6SL32230DE240AG1 | SINAMICS G120P POWER MODULE PM230 WITH BUILT IN CL. A FILTER PROTECTION IP55 / UL TYPE12 3AC380-480V +10/-10% 47-63HZ OUTPUT LOW OVERLOAD: 4KW FOR 150% 3S,110% 57S,100% 240S AMBIE. TEMP -10 TO+40 DEG C(LO) 540 X 180 X 249 (HXBXT), FSB WITHOUT CONTROL UNIT AND PANEL APPROVED FOR CU230P-2 FIRMWARE-VERSION V4.3.2 | 964 | TEM | 1 | MC | 6.3 | 1
6SL32230DE240BA0 | SINAMICS G120P POWER MODULE PM230 WITH BUILT IN CL. B FILTER PROTECTION IP55 / UL TYPE12 3AC380-480V +10/-10% 47-63HZ OUTPUT LOW OVERLOAD: 4KW FOR 150% 3S,110% 57S,100% 240S AMBIENT TEMP 0 TO+40 DEG C (LO) 540 X 180 X 249 (HXBXT), FSB WITHOUT CONTROL UNIT AND PANEL APPROVED FOR CU230P-2 FIRMWARE-VERSION V4.3.2 | 1066 | TEM | 1 | MC | 6.3 | 1
6SL32230DE240BA1 | SINAMICS G120P POWER MODULE PM230 WITH BUILT IN CL. B FILTER PROTECTION IP55 / UL TYPE12 3AC380-480V +10/-10% 47-63HZ OUTPUT LOW OVERLOAD: 4KW FOR 150% 3S,110% 57S,100% 240S AMBIE. TEMP -10 TO+40 DEG C(LO) 540 X 180 X 249 (HXBXT), FSB WITHOUT CONTROL UNIT AND PANEL APPROVED FOR CU230P-2 FIRMWARE-VERSION V4.3.2 | 1066 | TEM | 1 | MC | 6.3 | 1
6SL32230DE240BG1 | SINAMICS G120P POWER MODULE PM230 WITH BUILT IN CL. B FILTER PROTECTION IP55 / UL TYPE12 3AC380-480V +10/-10% 47-63HZ OUTPUT LOW OVERLOAD: 4KW FOR 150% 3S,110% 57S,100% 240S AMBIE. TEMP -10 TO+40 DEG C(LO) 540 X 180 X 249 (HXBXT), FSB WITHOUT CONTROL UNIT AND PANEL APPROVED FOR CU230P-2 FIRMWARE-VERSION V4.3.2 | 1066 | TEM | 1 | MC | 6.3 | 1
6SL32230DE255AA0 | SINAMICS G120P POWER MODULE PM230 WITH BUILT IN CL. A FILTER PROTECTION IP55 / UL TYPE12 3AC380-480V +10/-10% 47-63HZ OUTPUT LOW OVERLOAD: 5,5KW FOR 150% 3S,110% 57S,100% 240S AMBIENT TEMP 0 TO+40 DEG C (LO) 540 X 180 X 249 (HXBXT), FSB WITHOUT CONTROL UNIT AND PANEL APPROVED FOR CU230P-2 FIRMWARE-VERSION V4.3.2 | 1128 | TEM | 1 | MC | 6.3 | 1
6SL32230DE255AA1 | SINAMICS G120P POWER MODULE PM230 WITH BUILT IN CL. A FILTER PROTECTION IP55 / UL TYPE12 3AC380-480V +10/-10% 47-63HZ OUTPUT LOW OVERLOAD: 5,5KW FOR 150% 3S,110% 57S,100% 240S AMBIE. TEMP -10 TO+40 DEG C(LO) 540 X 180 X 249 (HXBXT), FSB WITHOUT CONTROL UNIT AND PANEL APPROVED FOR CU230P-2 FIRMWARE-VERSION V4.3.2 | 1128 | TEM | 1 | MC | 6.3 | 1
6SL32230DE255AG1 | SINAMICS G120P POWER MODULE PM230 WITH BUILT IN CL. A FILTER PROTECTION IP55 / UL TYPE12 3AC380-480V +10/-10% 47-63HZ OUTPUT LOW OVERLOAD: 5,5KW FOR 150% 3S,110% 57S,100% 240S AMBIE. TEMP -10 TO+40 DEG C(LO) 540 X 180 X 249 (HXBXT), FSB WITHOUT CONTROL UNIT AND PANEL APPROVED FOR CU230P-2 FIRMWARE-VERSION V4.3.2 | 1128 | TEM | 1 | MC | 6.3 | 1
6SL32230DE255BA0 | SINAMICS G120P POWER MODULE PM230 WITH BUILT IN CL. B FILTER PROTECTION IP55 / UL TYPE12 3AC380-480V +10/-10% 47-63HZ OUTPUT LOW OVERLOAD: 5,5KW FOR 150% 3S,110% 57S,100% 240S AMBIENT TEMP 0 TO+40 DEG C (LO) 540 X 180 X 249 (HXBXT), FSB WITHOUT CONTROL UNIT AND PANEL APPROVED FOR CU230P-2 FIRMWARE-VERSION V4.3.2 | 1251 | TEM | 1 | MC | 6.3 | 1
6SL32230DE255BA1 | SINAMICS G120P POWER MODULE PM230 WITH BUILT IN CL. B FILTER PROTECTION IP55 / UL TYPE12 3AC380-480V +10/-10% 47-63HZ OUTPUT LOW OVERLOAD: 5,5KW FOR 150% 3S,110% 57S,100% 240S AMBIE. TEMP -10 TO+40 DEG C(LO) 540 X 180 X 249 (HXBXT), FSB WITHOUT CONTROL UNIT AND PANEL APPROVED FOR CU230P-2 FIRMWARE-VERSION V4.3.2 | 1251 | TEM | 1 | MC | 6.3 | 1
6SL32230DE255BG1 | SINAMICS G120P POWER MODULE PM230 WITH BUILT IN CL. B FILTER PROTECTION IP55 / UL TYPE12 3AC380-480V +10/-10% 47-63HZ OUTPUT LOW OVERLOAD: 5,5KW FOR 150% 3S,110% 57S,100% 240S AMBIE. TEMP -10 TO+40 DEG C(LO) 540 X 180 X 249 (HXBXT), FSB WITHOUT CONTROL UNIT AND PANEL APPROVED FOR CU230P-2 FIRMWARE-VERSION V4.3.2 | 1251 | TEM | 1 | MC | 6.3 | 1
6SL32230DE275AA0 | SINAMICS G120P POWER MODULE PM230 WITH BUILT IN CL. A FILTER PROTECTION IP55 / UL TYPE12 3AC380-480V +10/-10% 47-63HZ OUTPUT LOW OVERLOAD: 7,5KW FOR 150% 3S,110% 57S,100% 240S AMBIENT TEMP 0 TO+40 DEG C (LO) 540 X 180 X 249 (HXBXT), FSB WITHOUT CONTROL UNIT AND PANEL APPROVED FOR CU230P-2 FIRMWARE-VERSION V4.3.2 | 1469 | TEM | 1 | MC | 6.3 | 1
6SL32230DE275AA1 | SINAMICS G120P POWER MODULE PM230 WITH BUILT IN CL. A FILTER PROTECTION IP55 / UL TYPE12 3AC380-480V +10/-10% 47-63HZ OUTPUT LOW OVERLOAD: 7,5KW FOR 150% 3S,110% 57S,100% 240S AMBIE. TEMP -10 TO+40 DEG C(LO) 540 X 180 X 249 (HXBXT), FSB WITHOUT CONTROL UNIT AND PANEL APPROVED FOR CU230P-2 FIRMWARE-VERSION V4.3.2 | 1469 | TEM | 1 | MC | 6.3 | 1
6SL32230DE275AG1 | SINAMICS G120P POWER MODULE PM230 WITH BUILT IN CL. A FILTER PROTECTION IP55 / UL TYPE12 3AC380-480V +10/-10% 47-63HZ OUTPUT LOW OVERLOAD: 7,5KW FOR 150% 3S,110% 57S,100% 240S AMBIE. TEMP -10 TO+40 DEG C(LO) 540 X 180 X 249 (HXBXT), FSB WITHOUT CONTROL UNIT AND PANEL APPROVED FOR CU230P-2 FIRMWARE-VERSION V4.3.2 | 1469 | TEM | 1 | MC | 6.3 | 1
6SL32230DE275BA0 | SINAMICS G120P POWER MODULE PM230 WITH BUILT IN CL. B FILTER PROTECTION IP55 / UL TYPE12 3AC380-480V +10/-10% 47-63HZ OUTPUT LOW OVERLOAD: 7,5KW FOR 150% 3S,110% 57S,100% 240S AMBIENT TEMP 0 TO+40 DEG C (LO) 540 X 180 X 249 (HXBXT), FSB WITHOUT CONTROL UNIT AND PANEL APPROVED FOR CU230P-2 FIRMWARE-VERSION V4.3.2 | 1640 | TEM | 1 | MC | 6.3 | 1
6SL32230DE275BA1 | SINAMICS G120P POWER MODULE PM230 WITH BUILT IN CL. B FILTER PROTECTION IP55 / UL TYPE12 3AC380-480V +10/-10% 47-63HZ OUTPUT LOW OVERLOAD: 7,5KW FOR 150% 3S,110% 57S,100% 240S AMBIE. TEMP -10 TO+40 DEG C(LO) 540 X 180 X 249 (HXBXT), FSB WITHOUT CONTROL UNIT AND PANEL APPROVED FOR CU230P-2 FIRMWARE-VERSION V4.3.2 | 1640 | TEM | 1 | MC | 6.3 | 1
6SL32230DE275BG1 | SINAMICS G120P POWER MODULE PM230 WITH BUILT IN CL. B FILTER PROTECTION IP55 / UL TYPE12 3AC380-480V +10/-10% 47-63HZ OUTPUT LOW OVERLOAD: 7,5KW FOR 150% 3S,110% 57S,100% 240S AMBIE. TEMP -10 TO+40 DEG C(LO) 540 X 180 X 249 (HXBXT), FSB WITHOUT CONTROL UNIT AND PANEL APPROVED FOR CU230P-2 FIRMWARE-VERSION V4.3.2 | 1640 | TEM | 1 | MC | 6.3 | 1
6SL32230DE311AA0 | SINAMICS G120P POWER MODULE PM230 WITH BUILT IN CL. A FILTER PROTECTION IP55 / UL TYPE12 3AC380-480V +10/-10% 47-63HZ OUTPUT LOW OVERLOAD: 11KW FOR 150% 3S,110% 57S,100% 240S AMBIENT TEMP 0 TO +40 DEG C(LO) 620 X 230 X 249 (HXBXT), FSC WITHOUT CONTROL UNIT AND PANEL APPROVED FOR CU230P-2 FIRMWARE-VERSION V4.3.2 | 1982 | TEM | 1 | MC | 9.5 | 1
6SL32230DE311AA1 | SINAMICS G120P POWER MODULE PM230 WITH BUILT IN CL. A FILTER PROTECTION IP55 / UL TYPE12 3AC380-480V +10/-10% 47-63HZ OUTPUT LOW OVERLOAD: 11KW FOR 150% 3S,110% 57S,100% 240S AMBIE. TEMP -10 TO+40 DEG C(LO) 620 X 230 X 249 (HXBXT), FSC WITHOUT CONTROL UNIT AND PANEL APPROVED FOR CU230P-2 FIRMWARE-VERSION V4.3.2 | 1982 | TEM | 1 | MC | 9.5 | 1
6SL32230DE311AG1 | SINAMICS G120P POWER MODULE PM230 WITH BUILT IN CL. A FILTER PROTECTION IP55 / UL TYPE12 3AC380-480V +10/-10% 47-63HZ OUTPUT LOW OVERLOAD: 11KW FOR 150% 3S,110% 57S,100% 240S AMBIE. TEMP -10 TO+40 DEG C(LO) 620 X 230 X 249 (HXBXT), FSC WITHOUT CONTROL UNIT AND PANEL APPROVED FOR CU230P-2 FIRMWARE-VERSION V4.3.2 | 1982 | TEM | 1 | MC | 9.5 | 1
6SL32230DE311BA0 | SINAMICS G120P POWER MODULE PM230 WITH BUILT IN CL. B FILTER PROTECTION IP55 / UL TYPE12 3AC380-480V +10/-10% 47-63HZ OUTPUT LOW OVERLOAD: 11KW FOR 150% 3S,110% 57S,100% 240S AMBIENT TEMP 0 TO +40 DEG C(LO) 620 X 230 X 249 (HXBXT), FSC WITHOUT CONTROL UNIT AND PANEL APPROVED FOR CU230P-2 FIRMWARE-VERSION V4.3.2 | 2221 | TEM | 1 | MC | 9.5 | 1
6SL32230DE311BA1 | SINAMICS G120P POWER MODULE PM230 WITH BUILT IN CL. B FILTER PROTECTION IP55 / UL TYPE12 3AC380-480V +10/-10% 47-63HZ OUTPUT LOW OVERLOAD: 11KW FOR 150% 3S,110% 57S,100% 240S AMBIE. TEMP -10 TO+40 DEG C(LO) 620 X 230 X 249 (HXBXT), FSC WITHOUT CONTROL UNIT AND PANEL APPROVED FOR CU230P-2 FIRMWARE-VERSION V4.3.2 | 2221 | TEM | 1 | MC | 9.5 | 1
6SL32230DE311BG1 | SINAMICS G120P POWER MODULE PM230 WITH BUILT IN CL. B FILTER PROTECTION IP55 / UL TYPE12 3AC380-480V +10/-10% 47-63HZ OUTPUT LOW OVERLOAD: 11KW FOR 150% 3S,110% 57S,100% 240S AMBIE. TEMP -10 TO+40 DEG C(LO) 620 X 230 X 249 (HXBXT), FSC WITHOUT CONTROL UNIT AND PANEL APPROVED FOR CU230P-2 FIRMWARE-VERSION V4.3.2 | 2221 | TEM | 1 | MC | 9.5 | 1
6SL32230DE315AA0 | SINAMICS G120P POWER MODULE PM230 WITH BUILT IN CL. A FILTER PROTECTION IP55 / UL TYPE12 3AC380-480V +10/-10% 47-63HZ OUTPUT LOW OVERLOAD: 15KW FOR 150% 3S,110% 57S,100% 240S AMBIENT TEMP 0 TO +40 DEG C(LO) 620 X 230 X 249 (HXBXT), FSC WITHOUT CONTROL UNIT AND PANEL APPROVED FOR CU230P-2 FIRMWARE-VERSION V4.3.2 | 2562 | TEM | 1 | MC | 9.5 | 1
6SL32230DE315AA1 | SINAMICS G120P POWER MODULE PM230 WITH BUILT IN CL. A FILTER PROTECTION IP55 / UL TYPE12 3AC380-480V +10/-10% 47-63HZ OUTPUT LOW OVERLOAD: 15KW FOR 150% 3S,110% 57S,100% 240S AMBIE. TEMP -10 TO+40 DEG C(LO) 620 X 230 X 249 (HXBXT), FSC WITHOUT CONTROL UNIT AND PANEL APPROVED FOR CU230P-2 FIRMWARE-VERSION V4.3.2 | 2562 | TEM | 1 | MC | 9.5 | 1
6SL32230DE315AG1 | SINAMICS G120P POWER MODULE PM230 WITH BUILT IN CL. A FILTER PROTECTION IP55 / UL TYPE12 3AC380-480V +10/-10% 47-63HZ OUTPUT LOW OVERLOAD: 15KW FOR 150% 3S,110% 57S,100% 240S AMBIE. TEMP -10 TO+40 DEG C(LO) 620 X 230 X 249 (HXBXT), FSC WITHOUT CONTROL UNIT AND PANEL APPROVED FOR CU230P-2 FIRMWARE-VERSION V4.3.2 | 2562 | TEM | 1 | MC | 9.5 | 1
6SL32230DE315BA0 | SINAMICS G120P POWER MODULE PM230 WITH BUILT IN CL. B FILTER PROTECTION IP55 / UL TYPE12 3AC380-480V +10/-10% 47-63HZ OUTPUT LOW OVERLOAD: 15KW FOR 150% 3S,110% 57S,100% 240S AMBIENT TEMP 0 TO +40 DEG C(LO) 620 X 230 X 249 (HXBXT), FSC WITHOUT CONTROL UNIT AND PANEL APPROVED FOR CU230P-2 FIRMWARE-VERSION V4.3.2 | 2972 | TEM | 1 | MC | 9.5 | 1
6SL32230DE315BA1 | SINAMICS G120P POWER MODULE PM230 WITH BUILT IN CL. B FILTER PROTECTION IP55 / UL TYPE12 3AC380-480V +10/-10% 47-63HZ OUTPUT LOW OVERLOAD: 15KW FOR 150% 3S,110% 57S,100% 240S AMBIE. TEMP -10 TO+40 DEG C(LO) 620 X 230 X 249 (HXBXT), FSC WITHOUT CONTROL UNIT AND PANEL APPROVED FOR CU230P-2 FIRMWARE-VERSION V4.3.2 | 2972 | TEM | 1 | MC | 9.5 | 1
6SL32230DE315BG1 | SINAMICS G120P POWER MODULE PM230 WITH BUILT IN CL. B FILTER PROTECTION IP55 / UL TYPE12 3AC380-480V +10/-10% 47-63HZ OUTPUT LOW OVERLOAD: 15KW FOR 150% 3S,110% 57S,100% 240S AMBIE. TEMP -10 TO+40 DEG C(LO) 620 X 230 X 249 (HXBXT), FSC WITHOUT CONTROL UNIT AND PANEL APPROVED FOR CU230P-2 FIRMWARE-VERSION V4.3.2 | 2972 | TEM | 1 | MC | 9.5 | 1
6SL32230DE318AA0 | SINAMICS G120P POWER MODULE PM230 WITH BUILT IN CL. A FILTER PROTECTION IP55 / UL TYPE12 3AC380-480V +10/-10% 47-63HZ OUTPUT LOW OVERLOAD: 18,5KW FOR 150% 3S,110% 57S,100% 240S AMBIENT TEMP 0 TO +40 DEG C(LO) 620 X 230 X 249 (HXBXT), FSC WITHOUT CONTROL UNIT AND PANEL APPROVED FOR CU230P-2 FIRMWARE-VERSION V4.3.2 | 3143 | TEM | 1 | MC | 9.5 | 1
6SL32230DE318AA1 | SINAMICS G120P POWER MODULE PM230 WITH BUILT IN CL. A FILTER PROTECTION IP55 / UL TYPE12 3AC380-480V +10/-10% 47-63HZ OUTPUT LOW OVERLOAD: 18,5KW FOR 150% 3S,110% 57S,100% 240S AMBIE. TEMP -10 TO+40 DEG C(LO) 620 X 230 X 249 (HXBXT), FSC WITHOUT CONTROL UNIT AND PANEL APPROVED FOR CU230P-2 FIRMWARE-VERSION V4.3.2 | 3143 | TEM | 1 | MC | 9.5 | 1
6SL32230DE318AG1 | SINAMICS G120P POWER MODULE PM230 WITH BUILT IN CL. A FILTER PROTECTION IP55 / UL TYPE12 3AC380-480V +10/-10% 47-63HZ OUTPUT LOW OVERLOAD: 18,5KW FOR 150% 3S,110% 57S,100% 240S AMBIE. TEMP -10 TO+40 DEG C(LO) 620 X 230 X 249 (HXBXT), FSC WITHOUT CONTROL UNIT AND PANEL APPROVED FOR CU230P-2 FIRMWARE-VERSION V4.3.2 | 3143 | TEM | 1 | MC | 9.5 | 1
6SL32230DE318BA0 | SINAMICS G120P POWER MODULE PM230 WITH BUILT IN CL. B FILTER PROTECTION IP55 / UL TYPE12 3AC380-480V +10/-10% 47-63HZ OUTPUT LOW OVERLOAD: 18,5KW FOR 110% 60S,100% 240S AMBIENT TEMP 0 TO +40 DEG C(LO) 640 X 320 X 329 (HXBXT), FSD WITHOUT CONTROL UNIT AND PANEL APPROVED FOR CU230P-2 FIRMWARE-VERSION V4.3.2 | 3826 | TEM | 1 | MC | 44 | 1
6SL32230DE322AA0 | SINAMICS G120P POWER MODULE PM230 WITH BUILT IN CL. A FILTER PROTECTION IP55 / UL TYPE12 3AC380-480V +10/-10% 47-63HZ OUTPUT LOW OVERLOAD: 22KW FOR 110% 60S,100% 240S AMBIENT TEMP 0 TO +40 DEG C(LO) 640 X 320 X 329 (HXBXT), FSD WITHOUT CONTROL UNIT AND PANEL APPROVED FOR CU230P-2 FIRMWARE-VERSION V4.3.2 | 3690 | TEM | 1 | MC | 44 | 1
6SL32230DE322BA0 | SINAMICS G120P POWER MODULE PM230 WITH BUILT IN CL. B FILTER PROTECTION IP55 / UL TYPE12 3AC380-480V +10/-10% 47-63HZ OUTPUT LOW OVERLOAD: 22KW FOR 110% 60S,100% 240S AMBIENT TEMP 0 TO +40 DEG C(LO) 640 X 320 X 329 (HXBXT), FSD WITHOUT CONTROL UNIT AND PANEL APPROVED FOR CU230P-2 FIRMWARE-VERSION V4.3.2 | 4646 | TEM | 1 | MC | 44 | 1
6SL32230DE330AA0 | SINAMICS G120P POWER MODULE PM230 WITH BUILT IN CL. A FILTER PROTECTION IP55 / UL TYPE12 3AC380-480V +10/-10% 47-63HZ OUTPUT LOW OVERLOAD: 30KW FOR 110% 60S,100% 240S AMBIENT TEMP 0 TO +40 DEG C(LO) 640 X 320 X 329 (HXBXT), FSD WITHOUT CONTROL UNIT AND PANEL APPROVED FOR CU230P-2 FIRMWARE-VERSION V4.3.2 | 4680 | TEM | 1 | MC | 44 | 1
6SL32230DE330BA0 | SINAMICS G120P POWER MODULE PM230 WITH BUILT IN CL. B FILTER PROTECTION IP55 / UL TYPE12 3AC380-480V +10/-10% 47-63HZ OUTPUT LOW OVERLOAD: 30KW FOR 110% 60S,100% 240S AMBIENT TEMP 0 TO +40 DEG C(LO) 640 X 320 X 329 (HXBXT), FSD WITHOUT CONTROL UNIT AND PANEL APPROVED FOR CU230P-2 FIRMWARE-VERSION V4.3.2 | 6081 | TEM | 1 | MC | 44 | 1
6SL32230DE337AA0 | SINAMICS G120P POWER MODULE PM230 WITH BUILT IN CL. A FILTER PROTECTION IP55 / UL TYPE12 3AC380-480V +10/-10% 47-63HZ OUTPUT LOW OVERLOAD: 37KW FOR 110% 60S,100% 240S AMBIENT TEMP 0 TO +40 DEG C(LO) 751 X 320 X 329 (HXBXT), FSE WITHOUT CONTROL UNIT AND PANEL APPROVED FOR CU230P-2 FIRMWARE-VERSION V4.3.2 | 5739 | TEM | 1 | MC | 49.5 | 1
6SL32230DE337BA0 | SINAMICS G120P POWER MODULE PM230 WITH BUILT IN CL. B FILTER PROTECTION IP55 / UL TYPE12 3AC380-480V +10/-10% 47-63HZ OUTPUT LOW OVERLOAD: 37KW FOR 110% 60S,100% 240S AMBIENT TEMP 0 TO +40 DEG C(LO) 751 X 320 X 329 (HXBXT), FSE WITHOUT CONTROL UNIT AND PANEL APPROVED FOR CU230P-2 FIRMWARE-VERSION V4.3.2 | 7686 | TEM | 1 | MC | 50.2 | 1
6SL32230DE345AA0 | SINAMICS G120P POWER MODULE PM230 WITH BUILT IN CL. A FILTER PROTECTION IP55 / UL TYPE12 3AC380-480V +10/-10% 47-63HZ OUTPUT LOW OVERLOAD: 45KW FOR 110% 60S,100% 240S AMBIENT TEMP 0 TO +40 DEG C(LO) 751 X 320 X 329 (HXBXT), FSE WITHOUT CONTROL UNIT AND PANEL APPROVED FOR CU230P-2 FIRMWARE-VERSION V4.3.2 | 7003 | TEM | 1 | MC | 49.5 | 1
6SL32230DE345BA0 | SINAMICS G120P POWER MODULE PM230 WITH BUILT IN CL. B FILTER PROTECTION IP55 / UL TYPE12 3AC380-480V +10/-10% 47-63HZ OUTPUT LOW OVERLOAD: 45KW FOR 110% 60S,100% 240S AMBIENT TEMP 0 TO +40 DEG C(LO) 751 X 320 X 329 (HXBXT), FSE WITHOUT CONTROL UNIT AND PANEL APPROVED FOR CU230P-2 FIRMWARE-VERSION V4.3.2 | 9360 | TEM | 1 | MC | 50.2 | 1
6SL32230DE355AA0 | SINAMICS G120P POWER MODULE PM230 WITH BUILT IN CL. A FILTER PROTECTION IP55 / UL TYPE12 3AC380-480V +10/-10% 47-63HZ OUTPUT LOW OVERLOAD: 55KW FOR 110% 60S,100% 240S AMBIENT TEMP 0 TO +40 DEG C(LO) 915 X 410 X 416 (HXBXT), FSF WITHOUT CONTROL UNIT AND PANEL APPROVED FOR CU230P-2 FIRMWARE-VERSION V4.3.2 | 8198 | TEM | 1 | MC | 86.5 | 1
6SL32230DE355BA0 | SINAMICS G120P POWER MODULE PM230 WITH BUILT IN CL. B FILTER PROTECTION IP55 / UL TYPE12 3AC380-480V +10/-10% 47-63HZ OUTPUT LOW OVERLOAD: 55KW FOR 110% 60S,100% 240S AMBIENT TEMP 0 TO +40 DEG C(LO) 915 X 410 X 416 (HXBXT), FSF WITHOUT CONTROL UNIT AND PANEL APPROVED FOR CU230P-2 FIRMWARE-VERSION V4.3.2 | 10897 | TEM | 1 | MC | 86.5 | 1
6SL32230DE375AA0 | SINAMICS G120P POWER MODULE PM230 WITH BUILT IN CL. A FILTER PROTECTION IP55 / UL TYPE12 3AC380-480V +10/-10% 47-63HZ OUTPUT LOW OVERLOAD: 75KW FOR 110% 60S,100% 240S AMBIENT TEMP 0 TO +40 DEG C(LO) 915 X 410 X 416 (HXBXT), FSF WITHOUT CONTROL UNIT AND PANEL APPROVED FOR CU230P-2 FIRMWARE-VERSION V4.3.2 | 9838 | TEM | 1 | MC | 86.5 | 1
6SL32230DE375BA0 | SINAMICS G120P POWER MODULE PM230 WITH BUILT IN CL. B FILTER PROTECTION IP55 / UL TYPE12 3AC380-480V +10/-10% 47-63HZ OUTPUT LOW OVERLOAD: 75KW FOR 110% 60S,100% 240S AMBIENT TEMP 0 TO +40 DEG C(LO) 915 X 410 X 416 (HXBXT), FSF WITHOUT CONTROL UNIT AND PANEL APPROVED FOR CU230P-2 FIRMWARE-VERSION V4.3.2 | 13117 | TEM | 1 | MC | 86.5 | 1
6SL32230DE388AA0 | SINAMICS G120P POWER MODULE PM230 WITH BUILT IN CL. A FILTER PROTECTION IP55 / UL TYPE12 3AC380-480V +10/-10% 47-63HZ OUTPUT LOW OVERLOAD: 90KW FOR 110% 60S,100% 240S AMBIENT TEMP 0 TO +40 DEG C(LO) 915 X 410 X 416 (HXBXT), FSF WITHOUT CONTROL UNIT AND PANEL APPROVED FOR CU230P-2 FIRMWARE-VERSION V4.3.2 | 11512 | TEM | 1 | MC | 86.5 | 1
6SL32230DE388BA0 | SINAMICS G120P POWER MODULE PM230 WITH BUILT IN CL. B FILTER PROTECTION IP55 / UL TYPE12 3AC380-480V +10/-10% 47-63HZ OUTPUT LOW OVERLOAD: 90KW FOR 110% 60S,100% 240S AMBIENT TEMP 0 TO +40 DEG C(LO) 915 X 410 X 416 (HXBXT), FSF WITHOUT CONTROL UNIT AND PANEL APPROVED FOR CU230P-2 FIRMWARE-VERSION V4.3.2 | 15372 | TEM | 1 | MC | 86.5 | 1
6SL32240BE137UA0 | SINAMICS G120 POWER MODULE PM240 WITHOUT FILTER WITH BULT IN BRAKING CHOPPER 3AC380-480V +10/-10% 47-63HZ OUTPUT HIGH OVERLOAD: 0,37KW FOR 200% 3S,150% 57S,100% 240S AMBIENT TEMP -10 TO +50 DEG C 173 X 73 X 145 (HXWXD), FSA PROTECTION IP20 WITHOUT CONTROL UNIT AND BOP | 356 | TEM | 1 | MC | 1.1 | 1
6SL32240BE155UA0 | SINAMICS G120 POWER MODULE PM240 WITHOUT FILTER WITH BULT IN BRAKING CHOPPER 3AC380-480V +10/-10% 47-63HZ OUTPUT HIGH OVERLOAD: 0,55KW FOR 200% 3S,150% 57S,100% 240S AMBIENT TEMP -10 TO +50 DEG C 173 X 73 X 145 (HXWXD), FSA PROTECTION IP20 WITHOUT CONTROL UNIT AND BOP | 384 | TEM | 1 | MC | 1.1 | 1
6SL32240BE175UA0 | SINAMICS G120 POWER MODULE PM240 WITHOUT FILTER WITH BULT IN BRAKING CHOPPER 3AC380-480V +10/-10% 47-63HZ OUTPUT HIGH OVERLOAD: 0,75KW FOR 200% 3S,150% 57S,100% 240S AMBIENT TEMP -10 TO +50 DEG C 173 X 73 X 145 (HXWXD), FSA PROTECTION IP20 WITHOUT CONTROL UNIT AND BOP | 413 | TEM | 1 | MC | 1.1 | 1
6SL32240BE211UA0 | SINAMICS G120 POWER MODULE PM240 WITHOUT FILTER WITH BULT IN BRAKING CHOPPER 3AC380-480V +10/-10% 47-63HZ OUTPUT HIGH OVERLOAD: 1,1KW FOR 200% 3S,150% 57S,100% 240S AMBIENT TEMP -10 TO +50 DEG C 173 X 73 X 145 (HXWXD), FSA PROTECTION IP20 WITHOUT CONTROL UNIT AND BOP | 469 | TEM | 1 | MC | 1.1 | 1
6SL32240BE215UA0 | SINAMICS G120 POWER MODULE PM240 WITHOUT FILTER WITH BULT IN BRAKING CHOPPER 3AC380-480V +10/-10% 47-63HZ OUTPUT HIGH OVERLOAD: 1,5KW FOR 200% 3S,150% 57S,100% 240S AMBIENT TEMP -10 TO +50 DEG C 173 X 73 X 145 (HXWXD), FSA PROTECTION IP20 WITHOUT CONTROL UNIT AND BOP | 555 | TEM | 1 | MC | 1.1 | 1
6SL32240BE222AA0 | SINAMICS G120 POWER MODULE PM240 WITH BUILT IN CL. A FILTER WITH BULT IN BRAKING CHOPPER 3AC380-480V +10/-10% 47-63HZ OUTPUT HIGH OVERLOAD: 2,2KW FOR 200% 3S,150% 57S,100% 240S AMBIENT TEMP -10 TO +50 DEG C 270 X 153 X 165 (HXWXD), FSB PROTECTION IP20 WITHOUT CONTROL UNIT AND BOP | 817 | TEM | 1 | MC | 4 | 1
6SL32240BE222UA0 | SINAMICS G120 POWER MODULE PM240 WITHOUT FILTER WITH BULT IN BRAKING CHOPPER 3AC380-480V +10/-10% 47-63HZ OUTPUT HIGH OVERLOAD: 2,2KW FOR 200% 3S,150% 57S,100% 240S AMBIENT TEMP -10 TO +50 DEG C 270 X 153 X 165 (HXWXD), FSB PROTECTION IP20 WITHOUT CONTROL UNIT AND BOP | 697 | TEM | 1 | MC | 4.135 | 1
6SL32240BE230AA0 | SINAMICS G120 POWER MODULE PM240 WITH BUILT IN CL. A FILTER WITH BULT IN BRAKING CHOPPER 3AC380-480V +10/-10% 47-63HZ OUTPUT HIGH OVERLOAD: 3,0KW FOR 200% 3S,150% 57S,100% 240S AMBIENT TEMP -10 TO +50 DEG C 270 X 153 X 165 (HXWXD), FSB PROTECTION IP20 WITHOUT CONTROL UNIT AND BOP | 981 | TEM | 1 | MC | 4 | 1
6SL32240BE230UA0 | SINAMICS G120 POWER MODULE PM240 WITHOUT FILTER WITH BULT IN BRAKING CHOPPER 3AC380-480V +10/-10% 47-63HZ OUTPUT HIGH OVERLOAD: 3,0KW FOR 200% 3S,150% 57S,100% 240S AMBIENT TEMP -10 TO +50 DEG C 270 X 153 X 165 (HXWXD), FSB PROTECTION IP20 WITHOUT CONTROL UNIT AND BOP | 839 | TEM | 1 | MC | 4.4 | 1
6SL32240BE240AA0 | SINAMICS G120 POWER MODULE PM240 WITH BUILT IN CL. A FILTER WITH BULT IN BRAKING CHOPPER 3AC380-480V +10/-10% 47-63HZ OUTPUT HIGH OVERLOAD: 4,0KW FOR 200% 3S,150% 57S,100% 240S AMBIENT TEMP -10 TO +50 DEG C 270 X 153 X 165 (HXWXD), FSB PROTECTION IP20 WITHOUT CONTROL UNIT AND BOP | 1151 | TEM | 1 | MC | 4 | 1
6SL32240BE240UA0 | SINAMICS G120 POWER MODULE PM240 WITHOUT FILTER WITH BULT IN BRAKING CHOPPER 3AC380-480V +10/-10% 47-63HZ OUTPUT HIGH OVERLOAD: 4,0KW FOR 200% 3S,150% 57S,100% 240S AMBIENT TEMP -10 TO +50 DEG C 270 X 153 X 165 (HXWXD), FSB PROTECTION IP20 WITHOUT CONTROL UNIT AND BOP | 981 | TEM | 1 | MC | 4 | 1
6SL32240BE255AA0 | SINAMICS G120 POWER MODULE PM240 WITH BUILT IN CL. A FILTER WITH BULT IN BRAKING CHOPPER 3AC380-480V +10/-10% 47-63HZ OUTPUT HIGH OVERLOAD: 5,5KW FOR 200% 3S,150% 57S,100% 240S AMBIENT TEMP -10 TO +50 DEG C OUTPUT LIGHT OVERLOAD: 7,5KW FOR 150% 3S,110% 57S,100% 240S AMBIENT TEMP -10 TO +40 DEG C 334 X 189 X 185 (HXWXD), FSC PROTECTION IP20 WITHOUT CONTROL UNIT AND BOP | 1492 | TEM | 1 | MC | 7 | 1
6SL32240BE255UA0 | SINAMICS G120 POWER MODULE PM240 WITHOUT FILTER WITH BULT IN BRAKING CHOPPER 3AC380-480V +10/-10% 47-63HZ OUTPUT HIGH OVERLOAD: 5,5KW FOR 200% 3S,150% 57S,100% 240S AMBIENT TEMP -10 TO +50 DEG C OUTPUT LIGHT OVERLOAD: 7,5KW FOR 150% 3S,110% 57S,100% 240S AMBIENT TEMP -10 TO +40 DEG C 334 X 189 X 185 (HXWXD), FSC PROTECTION IP20 WITHOUT CONTROL UNIT AND BOP | 1279 | TEM | 1 | MC | 7.58 | 1
6SL32240BE275AA0 | SINAMICS G120 POWER MODULE PM240 WITH BUILT IN CL. A FILTER WITH BULT IN BRAKING CHOPPER 3AC380-480V +10/-10% 47-63HZ OUTPUT HIGH OVERLOAD: 7,5KW FOR 200% 3S,150% 57S,100% 240S AMBIENT TEMP -10 TO +50 DEG C OUTPUT LIGHT OVERLOAD: 11KW FOR 150% 3S,110% 57S,100% 240S AMBIENT TEMP -10 TO +40 DEG C 334 X 189 X 185 (HXWXD), FSC PROTECTION IP20 WITHOUT CONTROL UNIT AND BOP | 1989 | TEM | 1 | MC | 7 | 1
6SL32240BE275UA0 | SINAMICS G120 POWER MODULE PM240 WITHOUT FILTER WITH BULT IN BRAKING CHOPPER 3AC380-480V +10/-10% 47-63HZ OUTPUT HIGH OVERLOAD: 7,5KW FOR 200% 3S,150% 57S,100% 240S AMBIENT TEMP -10 TO +50 DEG C OUTPUT LIGHT OVERLOAD: 11KW FOR 150% 3S,110% 57S,100% 240S AMBIENT TEMP -10 TO +40 DEG C 334 X 189 X 185 (HXWXD), FSC PROTECTION IP20 WITHOUT CONTROL UNIT AND BOP | 1705 | TEM | 1 | MC | 7 | 1
6SL32240BE311AA0 | SINAMICS G120 POWER MODULE PM240 WITH BUILT IN CL. A FILTER WITH BULT IN BRAKING CHOPPER 3AC380-480V +10/-10% 47-63HZ OUTPUT HIGH OVERLOAD: 11KW FOR 200% 3S,150% 57S,100% 240S AMBIENT TEMP -10 TO +50 DEG C OUTPUT LIGHT OVERLOAD: 15KW FOR 150% 3S,110% 57S,100% 240S AMBIENT TEMP -10 TO +40 DEG C 334 X 189 X 185 (HXWXD), FSC PROTECTION IP20 WITHOUT CONTROL UNIT AND BOP | 2558 | TEM | 1 | MC | 7 | 1
6SL32240BE311UA0 | SINAMICS G120 POWER MODULE PM240 WITHOUT FILTER WITH BULT IN BRAKING CHOPPER 3AC380-480V +10/-10% 47-63HZ OUTPUT HIGH OVERLOAD: 11KW FOR 200% 3S,150% 57S,100% 240S AMBIENT TEMP -10 TO +50 DEG C OUTPUT LIGHT OVERLOAD: 15KW FOR 150% 3S,110% 57S,100% 240S AMBIENT TEMP -10 TO +40 DEG C 334 X 189 X 185 (HXWXD), FSC PROTECTION IP20 WITHOUT CONTROL UNIT AND BOP | 2387 | TEM | 1 | MC | 7 | 1
6SL32240BE315AA0 | SINAMICS G120 POWER MODULE PM240 WITH BUILT IN CL. A FILTER WITH BULT IN BRAKING CHOPPER 3AC380-480V +10/-10% 47-63HZ OUTPUT HIGH OVERLOAD: 15KW FOR 200% 3S,150% 57S,100% 240S AMBIENT TEMP 0 TO +50 DEG C OUTPUT LIGHT OVERLOAD: 18,5KW FOR 150% 3S,110% 57S,100% 240S AMBIENT TEMP 0 TO +40 DEG C 512 X 275 X 204 (HXWXD), FSD PROTECTION IP20 WITHOUT CONTROL UNIT AND BOP | 3126 | TEM | 1 | MC | 16 | 1
6SL32240BE315UA0 | SINAMICS G120 POWER MODULE PM240 WITHOUT FILTER WITH BULT IN BRAKING CHOPPER 3AC380-480V +10/-10% 47-63HZ OUTPUT HIGH OVERLOAD: 15KW FOR 200% 3S,150% 57S,100% 240S AMBIENT TEMP 0 TO +50 DEG C OUTPUT LIGHT OVERLOAD: 18,5KW FOR 150% 3S,110% 57S,100% 240S AMBIENT TEMP 0 TO +40 DEG C 419 X 275 X 204 (HXWXD), FSD PROTECTION IP20 WITHOUT CONTROL UNIT AND BOP | 2842 | TEM | 1 | MC | 13 | 1
6SL32240BE318AA0 | SINAMICS G120 POWER MODULE PM240 WITH BUILT IN CL. A FILTER WITH BULT IN BRAKING CHOPPER 3AC380-480V +10/-10% 47-63HZ OUTPUT HIGH OVERLOAD: 18,5KW FOR 200% 3S,150% 57S,100% 240S AMBIENT TEMP 0 TO +50 DEG C OUTPUT LIGHT OVERLOAD: 22KW FOR 150% 3S,110% 57S,100% 240S AMBIENT TEMP 0 TO +40 DEG C 512 X 275 X 204 (HXWXD), FSD PROTECTION IP20 WITHOUT CONTROL UNIT AND BOP | 3623 | TEM | 1 | MC | 19 | 1
6SL32240BE318UA0 | SINAMICS G120 POWER MODULE PM240 WITHOUT FILTER WITH BULT IN BRAKING CHOPPER 3AC380-480V +10/-10% 47-63HZ OUTPUT HIGH OVERLOAD: 18,5KW FOR 200% 3S,150% 57S,100% 240S AMBIENT TEMP 0 TO +50 DEG C OUTPUT LIGHT OVERLOAD: 22KW FOR 150% 3S,110% 57S,100% 240S AMBIENT TEMP 0 TO +40 DEG C 419 X 275 X 204 (HXWXD), FSD PROTECTION IP20 WITHOUT CONTROL UNIT AND BOP | 3268 | TEM | 1 | MC | 13 | 1
6SL32240BE322AA0 | SINAMICS G120 POWER MODULE PM240 WITH BUILT IN CL. A FILTER WITH BULT IN BRAKING CHOPPER 3AC380-480V +10/-10% 47-63HZ OUTPUT HIGH OVERLOAD: 22KW FOR 200% 3S,150% 57S,100% 240S AMBIENT TEMP 0 TO +50 DEG C OUTPUT LIGHT OVERLOAD: 30KW FOR 150% 3S,110% 57S,100% 240S AMBIENT TEMP 0 TO +40 DEG C 512 X 275 X 204 (HXWXD), FSD PROTECTION IP20 WITHOUT CONTROL UNIT AND BOP | 4547 | TEM | 1 | MC | 16 | 1
6SL32240BE322UA0 | SINAMICS G120 POWER MODULE PM240 WITHOUT FILTER WITH BULT IN BRAKING CHOPPER 3AC380-480V +10/-10% 47-63HZ OUTPUT HIGH OVERLOAD: 22KW FOR 200% 3S,150% 57S,100% 240S AMBIENT TEMP 0 TO +50 DEG C OUTPUT LIGHT OVERLOAD: 30KW FOR 150% 3S,110% 57S,100% 240S AMBIENT TEMP 0 TO +40 DEG C 419 X 275 X 204 (HXWXD), FSD PROTECTION IP20 WITHOUT CONTROL UNIT AND BOP | 4120 | TEM | 1 | MC | 13 | 1
6SL32240BE330AA0 | SINAMICS G120 POWER MODULE PM240 WITH BUILT IN CL. A FILTER WITH BULT IN BRAKING CHOPPER 3AC380-480V +10/-10% 47-63HZ OUTPUT HIGH OVERLOAD: 30KW FOR 200% 3S,150% 57S,100% 240S AMBIENT TEMP 0 TO +50 DEG C OUTPUT LIGHT OVERLOAD: 37KW FOR 150% 3S,110% 57S,100% 240S AMBIENT TEMP 0 TO +40 DEG C 635 X 275 X 204 (HXWXD), FSE PROTECTION IP20 WITHOUT CONTROL UNIT AND BOP | 5577 | TEM | 1 | MC | 23 | 1
6SL32240BE330UA0 | SINAMICS G120 POWER MODULE PM240 WITHOUT FILTER WITH BULT IN BRAKING CHOPPER 3AC380-480V +10/-10% 47-63HZ OUTPUT HIGH OVERLOAD: 30KW FOR 200% 3S,150% 57S,100% 240S AMBIENT TEMP 0 TO +50 DEG C OUTPUT LIGHT OVERLOAD: 37KW FOR 150% 3S,110% 57S,100% 240S AMBIENT TEMP 0 TO +40 DEG C 497 X 275 X 204 (HXWXD), FSE PROTECTION IP20 WITHOUT CONTROL UNIT AND BOP | 5044 | TEM | 1 | MC | 16 | 1
6SL32240BE337AA0 | SINAMICS G120 POWER MODULE PM240 WITH BUILT IN CL. A FILTER WITH BULT IN BRAKING CHOPPER 3AC380-480V +10/-10% 47-63HZ OUTPUT HIGH OVERLOAD: 37KW FOR 200% 3S,150% 57S,100% 240S AMBIENT TEMP 0 TO +50 DEG C OUTPUT LIGHT OVERLOAD: 45KW FOR 150% 3S,110% 57S,100% 240S AMBIENT TEMP 0 TO +40 DEG C 635 X 275 X 204 (HXWXD), FSE PROTECTION IP20 WITHOUT CONTROL UNIT AND BOP | 6749 | TEM | 1 | MC | 23 | 1
6SL32240BE337UA0 | SINAMICS G120 POWER MODULE PM240 WITHOUT FILTER WITH BULT IN BRAKING CHOPPER 3AC380-480V +10/-10% 47-63HZ OUTPUT HIGH OVERLOAD: 37KW FOR 200% 3S,150% 57S,100% 240S AMBIENT TEMP 0 TO +50 DEG C OUTPUT LIGHT OVERLOAD: 45KW FOR 150% 3S,110% 57S,100% 240S AMBIENT TEMP 0 TO +40 DEG C 497 X 275 X 204 (HXWXD), FSE PROTECTION IP20 WITHOUT CONTROL UNIT AND BOP | 6109 | TEM | 1 | MC | 16 | 1
6SL32240BE345AA0 | SINAMICS G120 POWER MODULE PM240 WITH BUILT IN CL. A FILTER WITH BULT IN BRAKING CHOPPER 3AC380-480V +10/-10% 47-63HZ OUTPUT HIGH OVERLOAD: 45KW FOR 200% 3S,150% 57S,100% 240S AMBIENT TEMP 0 TO +50 DEG C OUTPUT LIGHT OVERLOAD: 55KW FOR 150% 3S,110% 57S,100% 240S AMBIENT TEMP 0 TO +40 DEG C 934 X 350 X 316 (HXWXD), FSF PROTECTION IP20 WITHOUT CONTROL UNIT AND BOP | 7743 | TEM | 1 | MC | 52 | 1
6SL32240BE345UA0 | SINAMICS G120 POWER MODULE PM240 WITHOUT FILTER WITH BULT IN BRAKING CHOPPER 3AC380-480V +10/-10% 47-63HZ OUTPUT HIGH OVERLOAD: 45KW FOR 200% 3S,150% 57S,100% 240S AMBIENT TEMP 0 TO +50 DEG C OUTPUT LIGHT OVERLOAD: 55KW FOR 150% 3S,110% 57S,100% 240S AMBIENT TEMP 0 TO +40 DEG C 634 X 350 X 316 (HXWXD), FSF PROTECTION IP20 WITHOUT CONTROL UNIT AND BOP | 7033 | TEM | 1 | MC | 36 | 1
6SL32240BE355AA0 | SINAMICS G120 POWER MODULE PM240 WITH BUILT IN CL. A FILTER WITH BULT IN BRAKING CHOPPER 3AC380-480V +10/-10% 47-63HZ OUTPUT HIGH OVERLOAD: 55KW FOR 200% 3S,150% 57S,100% 240S AMBIENT TEMP 0 TO +50 DEG C OUTPUT LIGHT OVERLOAD: 75KW FOR 150% 3S,110% 57S,100% 240S AMBIENT TEMP 0 TO +40 DEG C 934 X 350 X 316 (HXWXD), FSF PROTECTION IP20 WITHOUT CONTROL UNIT AND BOP | 9306 | TEM | 1 | MC | 52 | 1
6SL32240BE355UA0 | SINAMICS G120 POWER MODULE PM240 WITHOUT FILTER WITH BULT IN BRAKING CHOPPER 3AC380-480V +10/-10% 47-63HZ OUTPUT HIGH OVERLOAD: 55KW FOR 200% 3S,150% 57S,100% 240S AMBIENT TEMP 0 TO +50 DEG C OUTPUT LIGHT OVERLOAD: 75KW FOR 150% 3S,110% 57S,100% 240S AMBIENT TEMP 0 TO +40 DEG C 634 X 350 X 316 (HXWXD), FSF PROTECTION IP20 WITHOUT CONTROL UNIT AND BOP | 8453 | TEM | 1 | MC | 36 | 1
6SL32240BE375AA0 | SINAMICS G120 POWER MODULE PM240 WITH BUILT IN CL. A FILTER WITH BULT IN BRAKING CHOPPER 3AC380-480V +10/-10% 47-63HZ OUTPUT HIGH OVERLOAD: 75KW FOR 200% 3S,150% 57S,100% 240S AMBIENT TEMP 0 TO +50 DEG C OUTPUT LIGHT OVERLOAD: 90KW FOR 150% 3S,110% 57S,100% 240S AMBIENT TEMP 0 TO +40 DEG C 934 X 350 X 316 (HXWXD), FSF PROTECTION IP20 WITHOUT CONTROL UNIT AND BOP | 10869 | TEM | 1 | MC | 52 | 1
6SL32240BE375UA0 | SINAMICS G120 POWER MODULE PM240 WITHOUT FILTER WITH BULT IN BRAKING CHOPPER 3AC380-480V +10/-10% 47-63HZ OUTPUT HIGH OVERLOAD: 75KW FOR 200% 3S,150% 57S,100% 240S AMBIENT TEMP 0 TO +50 DEG C OUTPUT LIGHT OVERLOAD: 90KW FOR 150% 3S,110% 57S,100% 240S AMBIENT TEMP 0 TO +40 DEG C 634 X 350 X 316 (HXWXD), FSF PROTECTION IP20 WITHOUT CONTROL UNIT AND BOP | 9874 | TEM | 1 | MC | 36 | 1
6SL32240BE388UA0 | SINAMICS G120 POWER MODULE PM240 WITHOUT FILTER WITH BULT IN BRAKING CHOPPER 3AC380-480V +10/-10% 47-63HZ OUTPUT HIGH OVERLOAD: 90KW FOR 160% 3S,136% 57S,100% 240S AMBIENT TEMP 0 TO +50 DEG C OUTPUT LIGHT OVERLOAD: 110KW FOR 150% 3S,110% 57S,100% 240S AMBIENT TEMP 0 TO +40 DEG C 634 X 350 X 316 (HXWXD), FSF PROTECTION IP20 WITHOUT CONTROL UNIT AND BOP | 11153 | TEM | 1 | MC | 51.5 | 1
6SL32240BE411UA0 | SINAMICS G120 POWER MODULE PM240 WITHOUT FILTER WITH BULT IN BRAKING CHOPPER 3AC380-480V +10/-10% 47-63HZ OUTPUT HIGH OVERLOAD: 110KW FOR 160% 3S,136% 57S,100% 240S AMBIENT TEMP 0 TO +50 DEG C OUTPUT LIGHT OVERLOAD: 132KW FOR 150% 3S,110% 57S,100% 240S AMBIENT TEMP 0 TO +40 DEG C 634 X 350 X 316 (HXWXD), FSF PROTECTION IP20 WITHOUT CONTROL UNIT AND BOP | 12431 | TEM | 1 | MC | 52 | 1
6SL32240XE413UA0 | SINAMICS G120 POWER MODULE PM240 WITHOUT FILTER WITHOUT BULT IN BRAKING CHOPPER 3AC380-480V +10/-10% 47-63HZ OUTPUT HIGH OVERLOAD: 132KW FOR 160% 3S,136% 57S,100% 240S AMBIENT TEMP 0 TO +50 DEG C OUTPUT LIGHT OVERLOAD: 160KW FOR 150% 3S,110% 57S,100% 240S AMBIENT TEMP 0 TO +40 DEG C 1533 X 326 X 545 (HXWXD), FSGX PROTECTION IP20 WITHOUT CONTROL UNIT AND BOP | 13666 | TEM | 1 | MC | 183 | 1
6SL32240XE416UA0 | SINAMICS G120 POWER MODULE PM240 WITHOUT FILTER WITHOUT BULT IN BRAKING CHOPPER 3AC380-480V +10/-10% 47-63HZ OUTPUT HIGH OVERLOAD: 160KW FOR 160% 3S,136% 57S,100% 240S AMBIENT TEMP 0 TO +50 DEG C OUTPUT LIGHT OVERLOAD: 200KW FOR 150% 3S,110% 57S,100% 240S AMBIENT TEMP 0 TO +40 DEG C 1533 X 326 X 545 (HXWXD), FSGX PROTECTION IP20 WITHOUT CONTROL UNIT AND BOP | 15374 | TEM | 1 | MC | 183 | 1
6SL32240XE420UA0 | SINAMICS G120 POWER MODULE PM240 WITHOUT FILTER WITHOUT BULT IN BRAKING CHOPPER 3AC380-480V +10/-10% 47-63HZ OUTPUT HIGH OVERLOAD: 200KW FOR 160% 3S,136% 57S,100% 240S AMBIENT TEMP 0 TO +50 DEG C OUTPUT LIGHT OVERLOAD: 250KW FOR 150% 3S,110% 57S,100% 240S AMBIENT TEMP 0 TO +40 DEG C 1533 X 326 X 545 (HXWXD), FSGX PROTECTION IP20 WITHOUT CONTROL UNIT AND BOP | 17766 | TEM | 1 | MC | 183 | 1
6SL32250BE255AA1 | SINAMICS G120 POWER MODULE PM250 WITH BUILT IN CL. A FILTER POSSIBILITY OF REGENERATION 3AC380-480V +10/-10% 47-63HZ OUTPUT HIGH OVERLOAD: 5,5KW FOR 200% 3S,150% 57S,100% 240S AMBIENT TEMP 0 TO +50 DEG C OUTPUT LIGHT OVERLOAD: 7,5KW FOR 150% 3S,110% 57S,100% 240S AMBIENT TEMP 0 TO +40 DEG C 334 X 189 X 185 (HXWXD), FSC PROTECTION IP20 WITHOUT CONTROL UNIT AND BOP | 1948 | TEM | 1 | MC | 7.5 | 1
6SL32250BE275AA1 | SINAMICS G120 POWER MODULE PM250 WITH BUILT IN CL. A FILTER POSSIBILITY OF REGENERATION 3AC380-480V +10/-10% 47-63HZ OUTPUT HIGH OVERLOAD: 7,5KW FOR 200% 3S,150% 57S,100% 240S AMBIENT TEMP 0 TO +50 DEG C OUTPUT LIGHT OVERLOAD: 11KW FOR 150% 3S,110% 57S,100% 240S AMBIENT TEMP 0 TO +40 DEG C 334 X 189 X 185 (HXWXD), FSC PROTECTION IP20 WITHOUT CONTROL UNIT AND BOP | 2460 | TEM | 1 | MC | 7.5 | 1
6SL32250BE311AA1 | SINAMICS G120 POWER MODULE PM250 WITH BUILT IN CL. A FILTER POSSIBILITY OF REGENERATION 3AC380-480V +10/-10% 47-63HZ OUTPUT HIGH OVERLOAD: 11KW FOR 200% 3S,150% 57S,100% 240S AMBIENT TEMP 0 TO +50 DEG C OUTPUT LIGHT OVERLOAD: 15KW FOR 150% 3S,110% 57S,100% 240S AMBIENT TEMP 0 TO +40 DEG C 334 X 189 X 185 (HXWXD), FSC PROTECTION IP20 WITHOUT CONTROL UNIT AND BOP | 3109 | TEM | 1 | MC | 7.5 | 1
6SL32250BE315AA0 | SINAMICS G120 POWER MODULE PM250 WITH BUILT IN CL. A FILTER POSSIBILITY OF REGENERATION 3AC380-480V +10/-10% 47-63HZ OUTPUT HIGH OVERLOAD: 15KW FOR 200% 3S,150% 57S,100% 240S AMBIENT TEMP 0 TO +50 DEG C OUTPUT LIGHT OVERLOAD: 18,5KW FOR 150% 3S,110% 57S,100% 240S AMBIENT TEMP 0 TO +40 DEG C 512 X 275 X 204 (HXWXD), FSD PROTECTION IP20 WITHOUT CONTROL UNIT AND BOP | 3793 | TEM | 1 | MC | 15.4 | 1
6SL32250BE315UA0 | SINAMICS G120 POWER MODULE PM250 WITHOUT FILTER POSSIBILITY OF REGENERATION 3AC380-480V +10/-10% 47-63HZ OUTPUT HIGH OVERLOAD: 15KW FOR 200% 3S,150% 57S,100% 240S AMBIENT TEMP 0 TO +50 DEG C OUTPUT LIGHT OVERLOAD: 18,5KW FOR 150% 3S,110% 57S,100% 240S AMBIENT TEMP 0 TO +40 DEG C 512 X 275 X 204 (HXWXD), FSD PROTECTION IP20 WITHOUT CONTROL UNIT AND BOP | 3519 | TEM | 1 | MC | 13 | 1
6SL32250BE318AA0 | SINAMICS G120 POWER MODULE PM250 WITH BUILT IN CL. A FILTER POSSIBILITY OF REGENERATION 3AC380-480V +10/-10% 47-63HZ OUTPUT HIGH OVERLOAD: 18,5KW FOR 200% 3S,150% 57S,100% 240S AMBIENT TEMP 0 TO +50 DEG C OUTPUT LIGHT OVERLOAD: 22KW FOR 150% 3S,110% 57S,100% 240S AMBIENT TEMP 0 TO +40 DEG C 512 X 275 X 204 (HXWXD), FSD PROTECTION IP20 WITHOUT CONTROL UNIT AND BOP | 4339 | TEM | 1 | MC | 15.4 | 1
6SL32250BE318UA0 | SINAMICS G120 POWER MODULE PM250 WITHOUT FILTER POSSIBILITY OF REGENERATION 3AC380-480V +10/-10% 47-63HZ OUTPUT HIGH OVERLOAD: 18,5KW FOR 200% 3S,150% 57S,100% 240S AMBIENT TEMP 0 TO +50 DEG C OUTPUT LIGHT OVERLOAD: 22KW FOR 150% 3S,110% 57S,100% 240S AMBIENT TEMP 0 TO +40 DEG C 512 X 275 X 204 (HXWXD), FSD PROTECTION IP20 WITHOUT CONTROL UNIT AND BOP | 3998 | TEM | 1 | MC | 13 | 1
6SL32250BE322AA0 | SINAMICS G120 POWER MODULE PM250 WITH BUILT IN CL. A FILTER POSSIBILITY OF REGENERATION 3AC380-480V +10/-10% 47-63HZ OUTPUT HIGH OVERLOAD: 22KW FOR 200% 3S,150% 57S,100% 240S AMBIENT TEMP 0 TO +50 DEG C OUTPUT LIGHT OVERLOAD: 30KW FOR 150% 3S,110% 57S,100% 240S AMBIENT TEMP 0 TO +40 DEG C 512 X 275 X 204 (HXWXD), FSD PROTECTION IP20 WITHOUT CONTROL UNIT AND BOP | 5398 | TEM | 1 | MC | 16 | 1
6SL32250BE322UA0 | SINAMICS G120 POWER MODULE PM250 WITHOUT FILTER POSSIBILITY OF REGENERATION 3AC380-480V +10/-10% 47-63HZ OUTPUT HIGH OVERLOAD: 22KW FOR 200% 3S,150% 57S,100% 240S AMBIENT TEMP 0 TO +50 DEG C OUTPUT LIGHT OVERLOAD: 30KW FOR 150% 3S,110% 57S,100% 240S AMBIENT TEMP 0 TO +40 DEG C 419 X 275 X 204 (HXWXD), FSD PROTECTION IP20 WITHOUT CONTROL UNIT AND BOP | 5023 | TEM | 1 | MC | 13 | 1
6SL32250BE330AA0 | SINAMICS G120 POWER MODULE PM250 WITH BUILT IN CL. A FILTER POSSIBILITY OF REGENERATION 3AC380-480V +10/-10% 47-63HZ OUTPUT HIGH OVERLOAD: 30KW FOR 200% 3S,150% 57S,100% 240S AMBIENT TEMP 0 TO +50 DEG C OUTPUT LIGHT OVERLOAD: 37KW FOR 150% 3S,110% 57S,100% 240S AMBIENT TEMP 0 TO +40 DEG C 635 X 275 X 204 (HXWXD), FSE PROTECTION IP20 WITHOUT CONTROL UNIT AND BOP | 6560 | TEM | 1 | MC | 21 | 1
6SL32250BE330UA0 | SINAMICS G120 POWER MODULE PM250 WITHOUT FILTER POSSIBILITY OF REGENERATION 3AC380-480V +10/-10% 47-63HZ OUTPUT HIGH OVERLOAD: 30KW FOR 200% 3S,150% 57S,100% 240S AMBIENT TEMP 0 TO +50 DEG C OUTPUT LIGHT OVERLOAD: 37KW FOR 150% 3S,110% 57S,100% 240S AMBIENT TEMP 0 TO +40 DEG C 499 X 275 X 204 (HXWXD), FSE PROTECTION IP20 WITHOUT CONTROL UNIT AND BOP | 6082 | TEM | 1 | MC | 14 | 1
6SL32250BE337AA0 | SINAMICS G120 POWER MODULE PM250 WITH BUILT IN CL. A FILTER POSSIBILITY OF REGENERATION 3AC380-480V +10/-10% 47-63HZ OUTPUT HIGH OVERLOAD: 37KW FOR 200% 3S,150% 57S,100% 240S AMBIENT TEMP 0 TO +50 DEG C OUTPUT LIGHT OVERLOAD: 45KW FOR 150% 3S,110% 57S,100% 240S AMBIENT TEMP 0 TO +40 DEG C 635 X 275 X 204 (HXWXD), FSE PROTECTION IP20 WITHOUT CONTROL UNIT AND BOP | 7892 | TEM | 1 | MC | 21 | 1
6SL32250BE337UA0 | SINAMICS G120 POWER MODULE PM250 WITHOUT FILTER POSSIBILITY OF REGENERATION 3AC380-480V +10/-10% 47-63HZ OUTPUT HIGH OVERLOAD: 37KW FOR 200% 3S,150% 57S,100% 240S AMBIENT TEMP 0 TO +50 DEG C OUTPUT LIGHT OVERLOAD: 45KW FOR 150% 3S,110% 57S,100% 240S AMBIENT TEMP 0 TO +40 DEG C 499 X 275 X 204 (HXWXD), FSE PROTECTION IP20 WITHOUT CONTROL UNIT AND BOP | 7311 | TEM | 1 | MC | 14 | 1
6SL32250BE345AA0 | SINAMICS G120 POWER MODULE PM250 WITH BUILT IN CL. A FILTER POSSIBILITY OF REGENERATION 3AC380-480V +10/-10% 47-63HZ OUTPUT HIGH OVERLOAD: 45KW FOR 200% 3S,150% 57S,100% 240S AMBIENT TEMP 0 TO +50 DEG C OUTPUT LIGHT OVERLOAD: 55KW FOR 150% 3S,110% 57S,100% 240S AMBIENT TEMP 0 TO +40 DEG C 934 X 350 X 316 (HXWXD), FSF PROTECTION IP20 WITHOUT CONTROL UNIT AND BOP | 9020 | TEM | 1 | MC | 51 | 1
6SL32250BE345UA0 | SINAMICS G120 POWER MODULE PM250 WITHOUT FILTER POSSIBILITY OF REGENERATION 3AC380-480V +10/-10% 47-63HZ OUTPUT HIGH OVERLOAD: 45KW FOR 200% 3S,150% 57S,100% 240S AMBIENT TEMP 0 TO +50 DEG C OUTPUT LIGHT OVERLOAD: 55KW FOR 150% 3S,110% 57S,100% 240S AMBIENT TEMP 0 TO +40 DEG C 634 X 350 X 316 (HXWXD), FSF PROTECTION IP20 WITHOUT CONTROL UNIT AND BOP | 8336 | TEM | 1 | MC | 35 | 1
6SL32250BE355AA0 | SINAMICS G120 POWER MODULE PM250 WITH BUILT IN CL. A FILTER POSSIBILITY OF REGENERATION 3AC380-480V +10/-10% 47-63HZ OUTPUT HIGH OVERLOAD: 55KW FOR 200% 3S,150% 57S,100% 240S AMBIENT TEMP 0 TO +50 DEG C OUTPUT LIGHT OVERLOAD: 75KW FOR 150% 3S,110% 57S,100% 240S AMBIENT TEMP 0 TO +40 DEG C 934 X 350 X 316 (HXWXD), FSF PROTECTION IP20 WITHOUT CONTROL UNIT AND BOP | 10762 | TEM | 1 | MC | 51 | 1
6SL32250BE355UA0 | SINAMICS G120 POWER MODULE PM250 WITHOUT FILTER POSSIBILITY OF REGENERATION 3AC380-480V +10/-10% 47-63HZ OUTPUT HIGH OVERLOAD: 55KW FOR 200% 3S,150% 57S,100% 240S AMBIENT TEMP 0 TO +50 DEG C OUTPUT LIGHT OVERLOAD: 75KW FOR 150% 3S,110% 57S,100% 240S AMBIENT TEMP 0 TO +40 DEG C 634 X 350 X 316 (HXWXD), FSF PROTECTION IP20 WITHOUT CONTROL UNIT AND BOP | 9942 | TEM | 1 | MC | 35 | 1
6SL32250BE375AA0 | SINAMICS G120 POWER MODULE PM250 WITH BUILT IN CL. A FILTER POSSIBILITY OF REGENERATION 3AC380-480V +10/-10% 47-63HZ OUTPUT HIGH OVERLOAD: 75KW FOR 200% 3S,150% 57S,100% 240S AMBIENT TEMP 0 TO +50 DEG C OUTPUT LIGHT OVERLOAD: 90KW FOR 150% 3S,110% 57S,100% 240S AMBIENT TEMP 0 TO +40 DEG C 934 X 350 X 316 (HXWXD), FSF PROTECTION IP20 WITHOUT CONTROL UNIT AND BOP | 12470 | TEM | 1 | MC | 51 | 1
6SL32250BE375UA0 | SINAMICS G120 POWER MODULE PM250 WITHOUT FILTER POSSIBILITY OF REGENERATION 3AC380-480V +10/-10% 47-63HZ OUTPUT HIGH OVERLOAD: 75KW FOR 200% 3S,150% 57S,100% 240S AMBIENT TEMP 0 TO +50 DEG C OUTPUT LIGHT OVERLOAD: 90KW FOR 150% 3S,110% 57S,100% 240S AMBIENT TEMP 0 TO +40 DEG C 634 X 350 X 316 (HXWXD), FSF PROTECTION IP20 WITHOUT CONTROL UNIT AND BOP | 11514 | TEM | 1 | MC | 35 | 1
6SL32430BB301FA0 | SINAMICS G120 CONTROL UNIT CU230P-2 PN INTEGRATED PROFINET 6 DI, 3 DO, 4 AI, 2 AO 1 MOTOR TEMP. SENSOR INPUT 2 PSU-OUT(10V DC, 24V DC) 1 PSU-IN (24V DC) USB- AND MMC-INTERFACE PROTECTION IP20 | 395 | TEM | 1 | MC | 0.61 | 1
6SL32430BB301HA3 | SINAMICS G120 CONTROL UNIT CU230P-2 HVAC USS/ MODBUS RTU/BACNET MS/TP 6 DI, 3 DO, 4 AI, 2 AO 1 MOTOR TEMP. SENSOR INPUT 2 PSU-OUT(10V DC, 24V DC) 1 PSU-IN (24V DC) USB- AND MMC-INTERFACE PROTECTION IP20 | 355 | TEM | 1 | MC | 0.61 | 1
6SL32430BB301PA3 | SINAMICS G120 CONTROL UNIT CU230P-2 DP INTEGRATED PROFIBUS DP 6 DI, 3 DO, 4 AI, 2 AO 1 MOTOR TEMP. SENSOR INPUT 2 PSU-OUT(10V DC, 24V DC) 1 PSU-IN (24V DC) USB- AND MMC-INTERFACE PROTECTION IP20 | 395 | TEM | 1 | MC | 0.61 | 1
6SL32436BB301HA3 | SINAMICS G120P BT CONTROL UNIT CU230P-2 BT USS/ MODBUS RTU/BACNET MS/TP 6 DI, 3 DO, 4 AI, 2 AO 1 MOTOR TEMP. SENSOR INPUT 2 PSU-OUT(10V DC, 24V DC) 1 PSU-IN (24V DC) USB- AND MMC-INTERFACE PROTECTION IP20 | 538 | TEM | 1 | MC | 0.61 | 1
6SL32440BB001BA1 | SINAMICS G120 CONTROL UNIT CU240B-2 B-TYPE RS485-INTERFACE WITH USS-/MODBUS RTU-PROTOCOL 4 DI, 1 DO, 1 AI, 1 AO PTC/KTY/THERMOCLICK INTERFACE USB- AND SD/MMC-INTERFACE PROTECTION IP20 AMBIENT TEMP 0 TO +50 DEG C WITHOUT POWER MODULE AND PANEL | 226 | TEM | 1 | MC | 0.49 | 1
6SL32440BB001PA1 | SINAMICS G120 CONTROL UNIT CU240B-2 DP B-TYPE PROFIBUS DP 4 DI, 1 DO, 1 AI, 1 AO PTC/KTY/THERMOCLICK INTERFACE USB- AND SD/MMC-INTERFACE PROTECTION IP20 AMBIENT TEMP 0 TO +50 DEG C WITHOUT POWER MODULE AND PANEL | 294 | TEM | 1 | MC | 0.49 | 1
6SL32440BB121BA1 | SINAMICS G120 CONTROL UNIT CU240E-2 E-TYPE SAFETY INTEGRATED STO RS485-INTERFACE, USS-PROTOCOL 6DI, 3DO, 2AI, 2AO, MAX 1F-DI PTC/KTY INTERFACE USB- AND SD/MMC-INTERFACE PROTECTION IP20 AMBIENT TEMP 0 TO +50 DEG C WITHOUT POWER MODULE AND PANEL | 328 | TEM | 1 | MC | 0.49 | 1
6SL32440BB121BD1 | SINAMICS G120 CONTROL UNIT CU240E-2 40 PIECE PACKED IN ONE BOX E-TYPE SAFETY INTEGRATED STO RS485-INTERFACE, USS-PROTOCOL 6DI, 3DO, 2AI, 2AO, MAX 1F-DI PTC/KTY INTERFACE USB- AND SD/MMC-INTERFACE PROTECTION IP20 AMBIENT TEMP 0 TO +50 DEG C WITHOUT POWER MODULE AND PANEL | 13119 | TEM | 1 | MC | 19.6 | 0
6SL32440BB121FA0 | SINAMICS G120 CONTROL UNIT CU240E-2 PN E-TYPE SAFETY INTEGRATED STO PROFINET 6DI, 3DO, 2AI, 2AO, MAX 1F-DI PTC/KTY INTERFACE USB- AND SD/MMC-INTERFACE PROTECTION IP20 AMBIENT TEMP 0 TO +50 DEG C WITHOUT POWER MODULE AND PANEL | 397 | TEM | 1 | MC | 0.49 | 1
6SL32440BB121PA1 | SINAMICS G120 CONTROL UNIT CU240E-2 DP E-TYPE SAFETY INTEGRATED STO PROFIBUS DP 6DI, 3DO, 2AI, 2AO, MAX 1F-DI PTC/KTY INTERFACE USB- AND SD/MMC-INTERFACE PROTECTION IP20 AMBIENT TEMP 0 TO +50 DEG C WITHOUT POWER MODULE AND PANEL | 397 | TEM | 1 | MC | 0.49 | 1
6SL32440BB131BA1 | SINAMICS G120 CONTROL UNIT CU240E-2 F E-TYPE SAFETY INTEGRATED STO, SS1, SLS, RS485-INTERFACE, 6DI, 3DO, 2AI, 2AO, MAX 3F-DI PTC/KTY INTERFACE USB- AND SD/MMC-INTERFACE PROTECTION IP20 AMBIENT TEMP 0 TO +50 DEG C WITHOUT POWER MODULE AND PANEL | 479 | TEM | 1 | MC | 0.49 | 1
6SL32440BB131FA0 | SINAMICS G120 CONTROL UNIT CU240E-2 PN-F E-TYPE SAFETY INTEGRATED STO, SS1, SLS, PROFINET 6DI, 3DO, 2AI, 2AO, MAX 3F-DI PTC/KTY INTERFACE USB- AND SD/MMC-INTERFACE PROTECTION IP20 AMBIENT TEMP 0 TO +50 DEG C WITHOUT POWER MODULE AND PANEL | 547 | TEM | 1 | MC | 0.49 | 1
6SL32440BB131PA1 | SINAMICS G120 CONTROL UNIT CU240E-2 DP-F E-TYPE SAFETY INTEGRATED STO, SS1, SLS, PROFIBUS DP 6DI, 3DO, 2AI, 2AO, MAX 3F-DI PTC/KTY INTERFACE USB- AND SD/MMC-INTERFACE PROTECTION IP20 AMBIENT TEMP 0 TO +50 DEG C WITHOUT POWER MODULE AND PANEL | 547 | TEM | 1 | MC | 0.49 | 1
6SL32460BA221BA0 | SINAMICS G120 CONTROL UNIT CU250S-2 INTEGRIERT RS485/USS/ MODBUS RTU SUPPORT OF VECTOR CONTROL, EASY POSITIONING EPOS VIA EXTENDED FUNCTION LICENSE 4 CONFIGURABLE DI/DO, 6 DI (3 F-DI), 5 DI, 3 DO (1 F-DO), 2 AI, 2 AO SAFETY INTEGRATED STO, SBC, SS1 FURTHER SAFETY FUNCTIONS VIA EXTENDED SAFETY LICENSE ENCODER: D-CLIQ + HTL/TTL/SSI, RESOLVER/HTL VIA TERMINAL PROTECTION IP20 USB- AND SD/MMC-INTERFACE | 463 | TEM | 1 | MC | 0.61 | 1
6SL32460BA221CA0 | SINAMICS G120 CONTROL UNIT CU250S-2 CAN INTEGRIERT CANOPEN SUPPORT OF VECTOR CONTROL, EASY POSITIONING EPOS VIA EXTENDED FUNCTION LICENSE 4 CONFIGURABLE DI/DO, 6 DI (3 F-DI), 5 DI, 3 DO (1 F-DO), 2 AI, 2 AO SAFETY INTEGRATED STO, SBC, SS1 FURTHER SAFETY FUNCTIONS VIA EXTENDED SAFETY LICENSE ENCODER: D-CLIQ + HTL/TTL/SSI, RESOLVER/HTL VIA TERMINAL PROTECTION IP20 USB- AND SD/MMC-INTERFACE | 556 | TEM | 1 | MC | 0.61 | 1
6SL32460BA221FA0 | SINAMICS G120 CONTROL UNIT CU250S-2 PN INTEGRIERT PROFINET SUPPORT OF VECTOR CONTROL, EASY POSITIONING EPOS VIA EXTENDED FUNCTION LICENSE 4 CONFIGURABLE DI/DO, 6 DI (3 F-DI), 5 DI, 3 DO (1 F-DO), 2 AI, 2 AO SAFETY INTEGRATED STO, SBC, SS1 FURTHER SAFETY FUNCTIONS VIA EXTENDED SAFETY LICENSE ENCODER: D-CLIQ + HTL/TTL/SSI, RESOLVER/HTL VIA TERMINAL PROTECTION IP20 USB- AND SD/MMC-INTERFACE | 530 | TEM | 1 | MC | 0.61 | 1
6SL32460BA221PA0 | SINAMICS G120 CONTROL UNIT CU250S-2 DP INTEGRIERT PROFIBUS SUPPORT OF VECTOR CONTROL, EASY POSITIONING EPOS VIA EXTENDED FUNCTION LICENSE 4 CONFIGURABLE DI/DO, 6 DI (3 F-DI), 5 DI, 3 DO (1 F-DO), 2 AI, 2 AO SAFETY INTEGRATED STO, SBC, SS1 FURTHER SAFETY FUNCTIONS VIA EXTENDED SAFETY LICENSE ENCODER: D-CLIQ + HTL/TTL/SSI, RESOLVER/HTL VIA TERMINAL PROTECTION IP20 USB- AND SD/MMC-INTERFACE | 530 | TEM | 1 | MC | 0.61 | 1
6SL32520BB000AA0 | SINAMICS BRAKE RELAY FOR POWER MODULE | 98.1 | TEM | 1 | MC | 0.27 | 1
6SL32520BB010AA0 | SINAMICS SAFE BRAKE RELAY FOR POWER MODULE WITH SINAMICS S120 APPROVED FROM V2.6! | 137 | TEM | 1 | MC | 0.27 | 1
6SL32540AM000AA0 | MMC 64MB Parameter storage for SINAMICS G120, ET 200S FC of the first generation | 68.4 | TEM | 1 | MC | 0.05 | 1
6SL32550AA002AA1 | SINAMICS G110 / G120 PC-INVERTER CONNECTION KIT 3M RS232 STANDARD CABLE AND ONE 9-PIN SUB-D CONNECTOR FOR G110 AND G120 CONTROL UNITS CU240E, CU240S | 61.3 | TEM | 1 | MC | 0.4 | 1
6SL32550AA002CA0 | SINAMICS G120 PC-CONVERTER-CONNECTION-KIT-2 3M USB-CABLE FOR CONTROL UNITS CU230P-2, CU240B-2, CU240E-2, CU250S-2, G110M AND SINAMICS G120C | 48.4 | TEM | 1 | MC | 0.15 | 1
6SL32550AA004BA1 | SINAMICS G110 BASIC OPERATOR PANEL (BOP) | 52.9 | TEM | 1 | MC | 0.1 | 1
6SL32550AA004CA1 | SINAMICS G120 BASIC OPERATOR PANEL (BOP-2) | 51.8 | TEM | 1 | MC | 0.14 | 1
6SL32550AA004HA0 | SINAMICS G120/G120D AND SIMATIC ET200S FC/ET200 PRO FC HANDHELD FOR INTELLIGENT OPERATOR PANEL(IOP) CONTAINS IOP, HANDHELD HOUSING, POWER SUPPLY (INTERNATIONAL), ACCUMULATORS (4 X AA), RS232 CONNECTION CABLE (3M) AND USB CABLE (1M) | 387 | TEM | 1 | MC | 0.97 | 1
6SL32550AA004JA1 | SINAMICS G120 INTELLIGENT OPERATOR PANEL IOP OPTIONAL OPERATOR PANEL FOR SINAMICS G120, G120P, G110M, G110D, G120D, G120C, S110, ET200S FC, ET200PRO FC LANGUAGE SUPPORT: GERMAN, ENGLISH, FRENCH, ITALIAN, SPANISH, PORTUGUESE, DUTCH, SWEDISH, RUSSIAN, CZECH, POLISH, TURKISH, FINNISH | 205 | TEM | 1 | MC | 0.16 | 1
6SL32550AA004JC1 | SINAMICS G120 INTELLIGENT OPERATOR PANEL IOP OPTIONAL OPERATOR PANEL FOR SINAMICS G120, G120P, G110M, G110D, G120D, G120C, S110, ET200S FC, ET200PRO FC LANGUAGE SUPPORT: CHINESE, ENGLISH, GERMAN | 205 | TEM | 1 | MC | 0.16 | 1
6SL32550BT010PA0 | SINAMICS G120 CHEMICAL INDUST. MODULE CM240NE FOR OPERATION WITH CU240S DP-F CU250S-2 DP ATEX CERTIFIED COLD LEADER EVALUATION,NAMUR TERMINAL STRIP FOR OPERATION WITH CU250S-2 DP THE SUPPLEMENTARY KIT CM240NE (6SL3260-4TA00-1AA6) IS NEEDED (RAIL MOUNTING) | 1796 | TEM | 1 | MC | 0.8 | 1
6SL32550VA002AA0 | SINAMICS V20 BOP INTERFACE SIZE: 90X61X22(WXHXD) | 30 | TEM | 1 | MC | 0.083 | 1
6SL32550VA002AA1 | SINAMICS V20 BOP INTERFACE SIZE: 49x56x23(WXHXD) | 20.3 | TEM | 1 | MC | 0.07 | 1
6SL32550VA004BA0 | SINAMICS V20 BOP SIZE: 91X97X32(WXHXD) | 42.8 | TEM | 1 | MC | 0.19 | 1
6SL32550VA004BA1 | SINAMICS V20 BOP SIZE: 76x85x30(WXHXD) | 33.8 | TEM | 1 | MC | 0.12 | 1
6SL32550VC000HA0 | SINAMICS V20 RS485 TERMINATORS CONTENT 50 PIECES SIZE: 34X137X6(WXHXD) | 41.2 | ΣΕΤ | 1 | MC | 0.195 | 1
6SL32550VE000UA0 | SINAMICS V20 PARAMETER LOADER SIZE: 90X57X28(WXHXD) | 98.4 | TEM | 1 | MC | 0.101 | 1
6SL32550VE000UA1 | SINAMICS V20 PARAMETER LOADER SIZE: 90X57X28(WXHXD) | 94.6 | TEM | 1 | MC | 0.08 | 1
6SL32560AP000JA0 | SINAMICS G120 DOOR MOUNTING KIT IP54/UL TYP12 FOR INTELLIGENT OPERATOR PANEL AND BASIC OPERATOR PANEL BOP-2 CONTAINS SEAL, MOUNTING MATERIAL AND CONNECTION CABLE (5M) | 41.4 | TEM | 1 | MC | 0.3 | 1
6SL32560VP000VA0 | SINAMICS V10-1 OPERAT. PANEL DOOR MOUNTING KIT INCLUDING 3M CONNECTION CABLE UTILIZED BY SINAMICS V20 | 21.5 | TEM | 1 | MC | 0.224 | 1
6SL32561BA000AA0 | SINAMICS G120P BLANKING COVER FOR POWER MODULE PM230 PROTECTION IP55 / UL TYPE12 | 27.4 | TEM | 1 | MC | 0.13 | 0
6SL32602MA000VA0 | I/O CONNECTOR FOR SINAMCIS V90 PROFINET 20-PIN, MDR CONTENT 5 PIECES | 108 | TEM | 1 | MC | 0.174 | 1
6SL32602NA000VA0 | SETPOINT CONNECTOR FOR CONNECT.TO SINAMICS V90 WITH CONTROLLER 50-POLES INSULATOR, MDR 50X PIN CONTACTS (0.05-0.2 MM2) CONTENT 30 PIECES | 635 | TEM | 1 | MC | 1.13 | 1
6SL32604MA001VB0 | I/O CABLE PREASSEMBLED FOR SINAMCIS V90 PROFINET LENGTH(M) = 1M | 94.5 | TEM | 1 | MC | 0.093 | 1
6SL32604NA001VA5 | SINAMICS V90 50 SETPOINT CABLE PREASSEMBLED WITH CONNECT.CABLE LENGTH=0,5M AND TERMINAL BLOCK | 125 | TEM | 1 | MC | 0.5 | 1
6SL32604NA001VB0 | SETPOINT CABLE PREASSEMBLED FOR CONNECT. TO SINAMICS V90 WITH CONTROLLER 50X0.08 DMAX=13.7MM LENGTH(M) = 1M | 219 | TEM | 1 | MC | 0.31 | 1
6SL32604TA001AA6 | SINAMICS G120 OPTION KIT FOR CM240NE FOR MOUNTING RAIL WITH ADAPTER ACC. TO DIN 50022 (35 X 15 MM) AND CABLE FORM | 252 | TEM | 1 | MC | 0.1 | 1
6SL32606AA000DA0 | SINAMICS G120 MOUNTING FRAME FSA PUSH-THROUGH | 54.2 | TEM | 1 | MC | 0.3 | 0
6SL32606AB000DA0 | SINAMICS G120 MOUNTING FRAME FSB PUSH-THROUGH | 61 | TEM | 1 | MC | 0.5 | 0
6SL32606AC000DA0 | SINAMICS G120 MOUNTING FRAME FSC PUSH-THROUGH | 67.7 | TEM | 1 | MC | 0.7 | 0
6SL32611BA000AA0 | SINAMICS G110 DIN RAIL MOUNTING KIT SIZE 1, FS A UTILIZED BY SINAMICS V20 | 20.6 | TEM | 1 | MC | 0.2 | 1
6SL32611BB000AA0 | SINAMICS G110 DIN RAIL MOUNTING KIT SIZE 2, FS B UTILIZED BY SINAMICS V20 | 38.8 | TEM | 1 | MC | 0.32 | 1
6SL32621AA000BA0 | SINAMICS SCREENING KIT FOR POWER MODULE FSA PM240 | 55.3 | TEM | 1 | MC | 0.44 | 1
6SL32621AB000DA0 | SINAMICS SCREENING KIT FOR POWER MODULE FSB PM240 | 62.2 | TEM | 1 | MC | 0.53 | 1
6SL32621AC000DA0 | SINAMICS SCREENING KIT FOR POWER MODULE FSC PM240 AND PM250 | 69.1 | TEM | 1 | MC | 0.63 | 1
6SL32621AD000DA0 | SINAMICS SCREENING KIT FOR POWER MODULE FSD AND FSE | 118 | TEM | 1 | MC | 1.5 | 1
6SL32621AF000DA0 | SINAMICS SCREENING KIT FOR POWER MODULE FSF | 152 | TEM | 1 | MC | 2.5 | 1
6SL32621BA000BA0 | SINAMICS DIN RAIL MOUNTING KIT FOR POWER MODULE PM240 FSA | 62.2 | TEM | 1 | MC | 0.38 | 1
6SL32621BB000BA0 | SINAMICS DIN RAIL MOUNTING KIT FOR POWER MODULE PM240 FSB | 70.4 | TEM | 1 | MC | 0.77 | 1
6SL32621FD000CA0 | SINAMICS SCREENING KIT FOR POWER MODULE PM260 FSD | 118 | TEM | 1 | MC | 1.5 | 1
6SL32621FF000CA0 | SINAMICS SCREENING KIT FOR POWER MODULE PM260 FSF | 254 | TEM | 1 | MC | 4.6 | 1
6SL32631GA200GA0 | SINAMICS G110D ADAPTOR PLATES FOR SIRIUS M200D | 128 | TEM | 1 | MC | 0.75 | 1
6SL32631HA200GA0 | SINAMICS G110D PROTECTION BAR FSA/FSB | 42.7 | TEM | 1 | MC | 0.6 | 1
6SL32631HC200GA0 | SINAMICS G110D PROTECTION BAR FSC | 42.7 | TEM | 1 | MC | 1.05 | 1
6SL32641EA000FA0 | SINAMICS G120 SHIELD CONNECTION KIT 1 INCLUDES SCREENING PLATE AND FIXING ELEMENTS FOR CONTROL UNITS CU230P-2, VARIANT: HVAC, PROFIBUS DP, CAN | 20.5 | TEM | 1 | MC | 0.1 | 1
6SL32641EA000HA0 | SINAMICS G120 CU SCREENING TERMINATION KIT 2 INCLUDES SCREENING PLATE AND FIXING ELEMENTS FOR CONTROL UNITS CU240B-2, CU240E-2 AND CU240E-2 F VARIANT: RS485, PROFIBUS DP | 20.5 | TEM | 1 | MC | 0.1 | 1
6SL32641EA000HB0 | SINAMICS G120 SHIELD CONNECTION KIT 3 INCLUDES SCREENING PLATE AND FIXING ELEMENTS FOR CONTROL UNITS CU230P-2 AND CU240E-2 (-F) VARIANT: PROFINET | 20.3 | TEM | 1 | MC | 0.1 | 1
6SL32641EA000LA0 | SINAMICS G120 SHIELD CONNECTION KIT 4 INCLUDES SCREENING PLATE AND FIXING ELEMENTS FOR CONTROL UNITS CU250S-2 VARIANT: USS, CAN, DP, PN | 20.3 | TEM | 1 | MC | 0.1 | 1
6SL32661AA000VA0 | SINAMICS V20 FSA SHIELD CONNECTION KIT SIZE: 89X95X56(WXHXD) | 12.4 | TEM | 1 | MC | 0.19 | 1
6SL32661AB000VA0 | SINAMICS V20 FSB SHIELD CONNECTION KIT SIZE: 142X130X27(WXHXD) | 26.1 | TEM | 1 | MC | 0.247 | 1
6SL32661AC000VA0 | SINAMICS V20 FSC SHIELD CONNECTION KIT SIZE: 187X146X27(WXHXD) | 26.1 | TEM | 1 | MC | 0.354 | 1
6SL32661AD000VA0 | SINAMICS V20 FSD SHIELD CONNECTION KIT SIZE: 240X146X27(WXHXD) | 26.1 | TEM | 1 | MC | 0.412 | 1
6SL32661AE000VA0 | SINAMICS V20 FSE SHIELD CONNECTION KIT | 26.1 | TEM | 1 | MC | 0.4 | 1
6SL32661AR000VA0 | SINAMICS V20 FSAA/FSAB SHIELD CONNECTION KIT SIZE: 67x10x80(WXHXD) | 5.5 | TEM | 1 | MC | 0.07 | 1
6SL32661EA000DA0 | SINAMICS G120 SCREENING PLATE FOR FSA PUSH-THROUGH INCLUDES SCREENING PLATE AND MOUNTING ACCESSORIES | 70.9 | TEM | 1 | MC | 0.185 | 1
6SL32661EA000KA0 | SINAMICS G120C SCREENING PLATE FOR FSA INCLUDES SCREENING PLATE AND MOUNTING ACCESSORIES | 82.3 | TEM | 1 | MC | 0.185 | 1
6SL32661EB000DA0 | SINAMICS G120 SCREENING PLATE FOR FSB PUSH-THROUGH INCLUDES SCREENING PLATE AND MOUNTING ACCESSORIES | 78.7 | TEM | 1 | MC | 0.185 | 1
6SL32661EB000KA0 | SINAMICS G120C SCREENING PLATE FOR FSB INCLUDES SCREENING PLATE AND MOUNTING ACCESSORIES | 91.4 | TEM | 1 | MC | 0.185 | 1
6SL32661EC000DA0 | SINAMICS G120 SCREENING PLATE FOR FSC PUSH-THROUGH INCLUDES SCREENING PLATE AND MOUNTING ACCESSORIES | 86.6 | TEM | 1 | MC | 0.185 | 1
6SL32661EC000KA0 | SINAMICS G120C SCREENING PLATE FOR FSC INCLUDES SCREENING PLATE AND MOUNTING ACCESSORIES | 101 | TEM | 1 | MC | 0.215 | 1
6SL32661ER000KA0 | SINAMICS G120C SCREENING PLATE FOR FSAA INCLUDES SCREENING PLATE AND MOUNTING ACCESSORIES | 82.3 | TEM | 1 | MC | 0.185 | 1
6SL32661ER000VA0 | SINAMICS V20 FSAA/FSAB MIGRATION MOUNTING KIT SIZE: 90x150x5(WXHXD) | 4.8 | TEM | 1 | MC | 0.2 | 1
6SL33001AE313AA0 | SINAMICS BRAKING MODULE INPUT: 600 V DC OUTPUT: 125 KW/15 S FOR CHASSIS UNIT | 2642 | TEM | 1 | MC | 4.5 | 1
6SL33001AE325AA0 | SINAMICS BRAKING MODULE INPUT: 600 V DC OUTPUT: 250 KW/15 S FOR CHASSIS UNIT GX | 3930 | TEM | 1 | MC | 6.8 | 1
6SL33001AE325BA0 | SINAMICS BRAKING MODULE INPUT: 600 V DC OUTPUT: 250 KW/15 S FOR CHASSIS UNITS H AND J | 3930 | TEM | 1 | MC | 7.7 | 1
6SL33001AF325AA0 | SINAMICS BRAKING MODULE INPUT: 860V DC OUTPUT: 250 KW/15S FOR CHASSIS UNIT GX | 3930 | TEM | 1 | MC | 6.8 | 1
6SL33001AF325BA0 | SINAMICS BRAKING MODULE INPUT: 860V DC OUTPUT: 250 KW/15S FOR CHASSIS UNITS H AND J | 3930 | TEM | 1 | MC | 7.5 | 1
6SL33001AH313AA0 | SINAMICS BRAKING MODULE INPUT: 1035 V DC OUTPUT: 125 KW/15 S FOR CHASSIS UNIT | 2642 | TEM | 1 | MC | 3.5 | 1
6SL33001AH325AA0 | SINAMICS BRAKING MODULE INPUT: 1035 V DC OUTPUT: 250 KW/15 S FOR CHASSIS UNIT GX | 3930 | TEM | 1 | MC | 7.3 | 1
6SL33001AH325BA0 | SINAMICS BRAKING MODULE INPUT: 1035 V DC OUTPUT: 250 KW/15 S FOR CHASSIS UNITS HX AND JX | 3930 | TEM | 1 | MC | 9.9 | 1
6SL33007TE326AA0 | SINAMICS ACTIVE INTERFACE MODULE FOR 3AC 380-480V, 50/60HZ 132 KW AND 160 KW ACTIVE LINE MODULE INTERNAL AIR COOLING INCL. DRIVE-CLIQ CABLE | 15690 | TEM | 1 | MC | 124 | 1
6SL33007TE338AA0 | SINAMICS ACTIVE INTERFACE MODULES FOR 3-PH 380-480 V, 50/60 HZ 235 KW ACTIVE LINE MODULE INTERNAL AIR COOLING | 22804 | TEM | 1 | MC | 170 | 1
6SL33007TE350AA0 | SINAMICS ACTIVE INTERFACE MODULES FOR 3-PH 380-480 V, 50/60 HZ 300 KW ACTIVE LINE MODULE INTERNAL AIR COOLING INCL. DRIVE-CLIQ CABLE | 26626 | TEM | 1 | MC | 190 | 1
6SL33101PE330AA0 | SINAMICS G120P POWER MODULE PM330 WITHOUT FILTER WITHOUT BULT IN BRAKING CHOPPER 3AC380-480V +10/-10% 47-63HZ OUTPUT HIGH OVERLOAD: 132KW FOR 150% 60S,100% 240S OUTPUT LIGHT OVERLOAD: 160KW FOR 110% 60S, 100% 240S AMBIENT TEMP 0 TO +40 DEG C 1447 X 452 X 328 (HXWXD), FSGX PROTECTION IP20 WITHOUT CONTROL UNIT AND PANEL APPROVED with CU230P-2 FOR FIRMWARE-VERSION V4.6 | 11819 | TEM | 1 | MC | 111 | 1
6SL33101PE337AA0 | SINAMICS G120P POWER MODULE PM330 WITHOUT FILTER WITHOUT BULT IN BRAKING CHOPPER 3AC380-480V +10/-10% 47-63HZ OUTPUT HIGH OVERLOAD: 160KW FOR 150% 60S,100% 240S OUTPUT LIGHT OVERLOAD: 200KW FOR 110% 60S, 100% 240S AMBIENT TEMP 0 TO +40 DEG C 1447 X 452 X 328 (HXWXD), FSGX PROTECTION IP20 WITHOUT CONTROL UNIT AND PANEL APPROVED with CU230P-2 FOR FIRMWARE-VERSION V4.6 | 13337 | TEM | 1 | MC | 117 | 1
6SL33101PE346AA0 | SINAMICS G120P POWER MODULE PM330 WITHOUT FILTER WITHOUT BULT IN BRAKING CHOPPER 3AC380-480V +10/-10% 47-63HZ OUTPUT HIGH OVERLOAD: 200KW FOR 150% 60S,100% 240S OUTPUT LIGHT OVERLOAD: 250KW FOR 110% 60S, 100% 240S AMBIENT TEMP 0 TO +40 DEG C 1447 X 452 X 328 (HXWXD), FSGX PROTECTION IP20 WITHOUT CONTROL UNIT AND PANEL APPROVED with CU230P-2 FOR FIRMWARE-VERSION V4.6 | 15831 | TEM | 1 | MC | 122 | 1
6SL33101TE321AA3 | SINAMICS S120 CONVERTER POWER MODULE 3AC 380-480V, 50/60HZ, 210A (110 KW) INTERNAL AIR COOLING FRAME SIZE: CHASSIS SUPPORT OF THE EXTENDED SAFETY INTEGRATED FUNCTIONS INCL. DRIVE-CLIQ CABLE AND MOUNTING PLATE FOR CU310 | 16964 | TEM | 1 | MC | 104 | 1
6SL33101TE326AA3 | SINAMICS S120 CONVERTER POWER MODULE 3AC 380-480V, 50/60HZ, 260A (132 KW) INTERNAL AIR COOLING FRAME SIZE: CHASSIS SUPPORT OF THE EXTENDED SAFETY INTEGRATED FUNCTIONS INCL. DRIVE-CLIQ CABLE AND MOUNTING PLATE FOR CU310 | 19948 | TEM | 1 | MC | 104 | 1
6SL33101TE331AA3 | SINAMICS S120 CONVERTER POWER MODULE 3AC 380-480V, 50/60HZ, 310A (160 KW) INTERNAL AIR COOLING FRAME SIZE: CHASSIS SUPPORT OF THE EXTENDED SAFETY INTEGRATED FUNCTIONS INCL. DRIVE-CLIQ CABLE AND MOUNTING PLATE FOR CU310 | 22976 | TEM | 1 | MC | 162 | 1
6SL33101TE338AA3 | SINAMICS S120 CONVERTER POWER MODULE 3AC 380-480V, 50/60HZ, 380A (200 KW) INTERNAL AIR COOLING FRAME SIZE: CHASSIS SUPPORT OF THE EXTENDED SAFETY INTEGRATED FUNCTIONS INCL. DRIVE-CLIQ CABLE AND MOUNTING PLATE FOR CU310 | 27271 | TEM | 1 | MC | 162 | 1
6SL33101TE350AA3 | SINAMICS S120 CONVERTER POWER MODULE 3AC 380-480V, 50/60HZ, 490A (250 KW) INTERNAL AIR COOLING FRAME SIZE: CHASSIS SUPPORT OF THE EXTENDED SAFETY INTEGRATED FUNCTIONS INCL. DRIVE-CLIQ CABLE AND MOUNTING PLATE FOR CU310 | 33712 | TEM | 1 | MC | 162 | 1
6SL33151TE321AA3 | SINAMICS S120 CONVERTER POWER MODULE 3PH 380-480V, 50/60HZ, 210A (110 KW) FRAME SIZE: CHASSIS LIQUID COOLING INCL. DRIVE-CLIQ CABLE AND MOUNTING PLATE FOR CU310 SUPPORT OF EXTENTED SAFETY INTEGRATED FUNCTIONS | 19519 | TEM | 1 | MC | 76 | 1
6SL33151TE326AA3 | SINAMICS S120 CONVERTER POWER MODULE 3PH 380-480V, 50/60HZ, 260A (132 KW) FRAME SIZE: CHASSIS LIQUID COOLING INCL. DRIVE-CLIQ CABLE AND MOUNTING PLATE FOR CU310 SUPPORT OF EXTENTED SAFETY INTEGRATED FUNCTIONS | 22933 | TEM | 1 | MC | 76 | 1
6SL33151TE331AA3 | SINAMICS S120 CONVERTER POWER MODULE 3PH 380-480V, 50/60HZ, 310A (160 KW) FRAME SIZE: CHASSIS LIQUID COOLING INCL. DRIVE-CLIQ CABLE AND MOUNTING PLATE FOR CU310 SUPPORT OF EXTENTED SAFETY INTEGRATED FUNCTIONS | 26433 | TEM | 1 | MC | 108 | 1
6SL33201TE321AA3 | SINAMICS S120 SINGLE MOTOR MODULES INPUT: 600 V DC OUTPUT: 3-PH 400 V, 210 A FRAME SIZE: CHASSIS INTERNAL AIR COOLING SUPPORT OF THE EXTENDED SAFETY INTEGRATED FUNCTIONS INCL. DRIVE-CLIQ CABLE | 14494 | TEM | 1 | MC | 88 | 1
6SL33201TE326AA3 | SINAMICS S120 SINGLE MOTOR MODULES INPUT: 600 V DC OUTPUT: 3-PH 400 V, 260 A FRAME SIZE: CHASSIS INTERNAL AIR COOLING SUPPORT OF THE EXTENDED SAFETY INTEGRATED FUNCTIONS INCL. DRIVE-CLIQ CABLE | 17866 | TEM | 1 | MC | 88 | 1
6SL33201TE331AA3 | SINAMICS S120 SINGLE MOTOR MODULES INPUT: 600 V DC OUTPUT: 3-PH 400 V, 310 A FRAME SIZE: CHASSIS INTERNAL AIR COOLING SUPPORT OF THE EXTENDED SAFETY INTEGRATED FUNCTIONS INCL. DRIVE-CLIQ CABLE | 21258 | TEM | 1 | MC | 152 | 1
6SL33201TE338AA3 | SINAMICS S120 SINGLE MOTOR MODULE INPUT: 600 V DC OUTPUT: 3-PH 400 V, 380 A FRAME SIZE: CHASSIS INTERNAL AIR COOLING SUPPORT OF THE EXTENDED SAFETY INTEGRATED FUNCTIONS INCL. DRIVE-CLIQ CABLE | 25982 | TEM | 1 | MC | 152 | 1
6SL33201TE350AA3 | SINAMICS S120 SINGLE MOTOR MODULE INPUT: 600 V DC OUTPUT: 3-PH 400 V, 490 A FRAME SIZE: CHASSIS INTERNAL AIR COOLING SUPPORT OF THE EXTENDED SAFETY INTEGRATED FUNCTIONS INCL. DRIVE-CLIQ CABLE | 33498 | TEM | 1 | MC | 152 | 1
6SL33201TG285AA3 | SINAMICS S120 SINGLE MOTOR MODULE INPUT: DC 675 V - 1035V OUTPUT: 3AC 500 - 690V, 85A FRAME SIZE: CHASSIS INTERNAL AIR COOLING SUPPORT OF THE EXTENDED SAFETY INTEGRATED FUNCTIONS INCL. DRIVE-CLIQ CABLE | 9985 | TEM | 1 | MC | 88 | 1
6SL33201TG310AA3 | SINAMICS S120 SINGLE MOTOR MODULE INPUT: DC 675 V - 1035V OUTPUT: 3AC 500 V - 690V, 100A FRAME SIZE: CHASSIS INTERNAL AIR COOLING SUPPORT OF THE EXTENDED SAFETY INTEGRATED FUNCTIONS INCL. DRIVE-CLIQ CABLE | 11961 | TEM | 1 | MC | 88 | 1
6SL33201TG312AA3 | SINAMICS S120 SINGLE MOTOR MODULE INPUT: DC 675 V - 1035V OUTPUT: 3AC 500 V - 690V, 120A FRAME SIZE: CHASSIS INTERNAL AIR COOLING SUPPORT OF THE EXTENDED SAFETY INTEGRATED FUNCTIONS INCL. DRIVE-CLIQ CABLE | 14494 | TEM | 1 | MC | 88 | 1
6SL33201TG315AA3 | SINAMICS S120 SINGLE MOTOR MODULE INPUT: DC 675 V - 1035V OUTPUT: 3AC 500 V - 690V, 150A FRAME SIZE: CHASSIS INTERNAL AIR COOLING SUPPORT OF THE EXTENDED SAFETY INTEGRATED FUNCTIONS INCL. DRIVE-CLIQ CABLE | 17866 | TEM | 1 | MC | 88 | 1
6SL33201TG318AA3 | SINAMICS S120 SINGLE MOTOR MODULE INPUT: DC 675 V - 1035V OUTPUT: 3AC 500 V - 690V, 175A FRAME SIZE: CHASSIS INTERNAL AIR COOLING SUPPORT OF THE EXTENDED SAFETY INTEGRATED FUNCTIONS INCL. DRIVE-CLIQ CABLE | 21258 | TEM | 1 | MC | 152 | 1
6SL33201TG322AA3 | SINAMICS S120 SINGLE MOTOR MODULE INPUT: DC 675V - 1035V OUTPUT: 3AC 500V -690V, 215A FRAME SIZE: CHASSIS INTERNAL AIR COOLING SUPPORT OF THE EXTENDED SAFETY INTEGRATED FUNCTIONS INCL. DRIVE-CLIQ CABLE | 25982 | TEM | 1 | MC | 152 | 1
6SL33201TG326AA3 | SINAMICS S120 SINGLE MOTOR MODULE INPUT: DC 675V - 1035V OUTPUT: 3AC 500V - 690V, 260A FRAME SIZE: CHASSIS INTERNAL AIR COOLING SUPPORT OF THE EXTENDED SAFETY INTEGRATED FUNCTIONS INCL. DRIVE-CLIQ CABLE | 33498 | TEM | 1 | MC | 152 | 1
6SL33251TE321AA3 | SINAMICS S120 SINGLE MOTOR MODULE INPUT: 600 V DC OUTPUT: 3-PH 400 V, 210 A FRAME SIZE: CHASSIS LIQUID COOLING SUPPORT OF EXTENTED SAFETY INTEGRATED FUNCTIONS | 16663 | TEM | 1 | MC | 41 | 1
6SL33251TE326AA3 | SINAMICS S120 SINGLE MOTOR MODULES INPUT: 600 V DC OUTPUT: 3-PH 400 V, 260 A FRAME SIZE: CHASSIS LIQUID COOLING SUPPORT OF EXTENDED SAFETY INTEGRATED FUNCTIONS | 20550 | TEM | 1 | MC | 41 | 1
6SL33251TE331AA3 | SINAMICS S120 SINGLE MOTOR MODULES INPUT: 600 V DC OUTPUT: 3-PH 400 V, 310 A FRAME SIZE: CHASSIS LIQUID COOLING SUPPORT OF EXTENDED SAFETY INTEGRATED FUNCTIONS | 24458 | TEM | 1 | MC | 80 | 1
6SL33251TG310AA3 | SINAMICS S120 SINGLE MOTOR MODULE INPUT: DC 675 V - 1035V OUTPUT: 3AC 500 V - 690V, 100A FRAME SIZE: CHASSIS LIQUID COOLING SUPPORT OF EXTENDED SAFETY INTEGRATED FUNCTIONS | 13764 | TEM | 1 | MC | 41 | 1
6SL33251TG315AA3 | SINAMICS S120 SINGLE MOTOR MODULE INPUT: DC 675 V - 1035V OUTPUT: 3AC 500 - 690V, 150A FRAME SIZE: CHASSIS LIQUID COOLING SUPPORT OF EXTENDED SAFETY INTEGRATED FUNCTIONS | 20550 | TEM | 1 | MC | 41 | 1
6SL33251TG322AA3 | SINAMICS S120 SINGLE MOTOR MODULE INPUT: DC 675V - 1035V OUTPUT: 3AC 500V -690V, 215A FRAME SIZE: CHASSIS LIQUID COOLING SUPPORT OF EXTENDED SAFETY INTEGRATED FUNCTIONS | 29869 | TEM | 1 | MC | 80 | 1
6SL33301TE342AA3 | SINAMICS S120 BASIC LINE MODULE INPUT: 3-PH 380-480V, 50/60HZ OUTPUT: 510-650 VDC, 420A, 200KW FRAME SIZE: CHASSIS WITH PLUG-IN BOARD (CIM) INTERNAL AIR COOLING INCL. DRIVE-CLIQ CABLE | 7897 | TEM | 1 | MC | 86 | 1
6SL33301TE353AA3 | SINAMICS S120 BASIC LINE MODULE INPUT: 3-PH 380-480V, 50/60HZ OUTPUT: 510-650 VDC, 530A, 250KW FRAME SIZE: CHASSIS WITH PLUG-IN BOARD (CIM) INTERNAL AIR COOLING INCL. DRIVE-CLIQ CABLE | 9796 | TEM | 1 | MC | 86 | 1
6SL33301TG330AA3 | SINAMICS S120 BASIC LINE MODULE INPUT: 3-PH 660-690V, 50/60HZ OUTPUT: 890-930 VDC, 300A, 250KW FRAME SIZE: CHASSIS WITH PLUG-IN BOARD (CIM) INTERNAL AIR COOLING INCL. DRIVE-CLIQ CABLE | 9796 | TEM | 1 | MC | 86 | 1
6SL33307TE321AA3 | SINAMICS S120 ACTIVE LINE MODULE INPUT: 3-PH 380-480V, 50/60HZ OUTPUT: 600 V DC, 235 A, 132 KW INTERNAL AIR COOLING INCL. DRIVE-CLIQ CABLE | 14494 | TEM | 1 | MC | 88 | 1
6SL33307TE326AA3 | SINAMICS S120 ACTIVE LINE MODULE INPUT: 3-PH 380-480V, 50/60HZ OUTPUT: 600 V DC, 291 A, 160 KW INTERNAL AIR COOLING INCL. DRIVE-CLIQ CABLE | 17866 | TEM | 1 | MC | 88 | 1
6SL33307TE338AA3 | SINAMICS S120 ACTIVE LINE MODULE INPUT: 3-PH 380-480V, 50/60HZ OUTPUT: 600 V DC, 425 A, 235 KW INTERNAL AIR COOLING INCL. DRIVE-CLIQ CABLE | 25982 | TEM | 1 | MC | 152 | 1
6SL33307TE350AA3 | SINAMICS S120 ACTIVE LINE MODULE INPUT: 3-PH 380-480V, 50/60HZ OUTPUT: 600 V DC, 549 A, 300 KW INTERNAL AIR COOLING INCL. DRIVE-CLIQ CABLE | 33498 | TEM | 1 | MC | 152 | 1
6SL34001AE310AA1 | SINAMICS Braking Module compact Input: DC600V Output: Pdb/Pmax 5/100kW | 1057 | TEM | 1 | MC | 3.1 | 1
6SL34201TE130AA1 | SINAMICS S120 SINGLE MOTOR MODULE INPUT: DC 600V OUTPUT: 3AC 400V, 3A FRAME SIZE BOOKSIZE COMPACT INTERNAL AIR COOLING OPTIMIZED PULSE PATTERNS AND HELP HIGHER ORDER SAFETY FUNCTIONS INCL. DRIVE-CLIQ CABLE | 1421 | TEM | 1 | MC | 3 | 1
6SL34201TE150AA1 | SINAMICS S120 SINGLE MOTOR MODULE INPUT: DC 600V OUTPUT: 3AC 400V, 5A FRAME SIZE BOOKSIZE COMPACT INTERNAL AIR COOLING OPTIMIZED PULSE PATTERNS AND HELP HIGHER ORDER SAFETY FUNCTIONS INCL. DRIVE-CLIQ CABLE | 1491 | TEM | 1 | MC | 3 | 1
6SL34201TE150AX1 | SINAMICS S120 SINGLE MOTOR MODULE INPUT: DC 60V OUTPUT: 3AC 40V, 5A FRAME SIZE BOOKSIZE COMPACT INTERNAL AIR COOLING INCL. DRIVE-CLIQ CABLE | 1799 | TEM | 1 | MC | 2.8 | 1
6SL34201TE210AA1 | SINAMICS S120 SINGLE MOTOR MODULE INPUT: DC 600V OUTPUT: 3AC 400V, 9A FRAME SIZE BOOKSIZE COMPACT INTERNAL AIR COOLING OPTIMIZED PULSE PATTERNS AND HELP HIGHER ORDER SAFETY FUNCTIONS INCL. DRIVE-CLIQ CABLE | 1595 | TEM | 1 | MC | 3 | 1
6SL34201TE218AA1 | SINAMICS S120 SINGLE MOTOR MODULE EINGANG: DC 600V AUSGANG: 3AC 400V, 18A BAUFORM BOOKSIZE COMPACT INTERNE LUFTKUEHLUNG OPTIMIERTE PULSMUSTER UND UNTERSTUETZUNG HOHERWERTIGE SAFETY FUNKTIONEN INKL. DRIVE-CLIQ LEITUNG | 2531 | TEM | 1 | MC | 3.5 | 1
6SL34202HX000AA0 | SINAMICS S120 HYDRAULIC LINEAR ACTOR 2 AXIS-CONTROLLER | 3949 | TEM | 1 | MC | 2.05 | 1
6SL34202TE117AA1 | SINAMICS S120 DOUBLE MOTOR MODULE INPUT: DC 600V OUTPUT: 3AC 400V, 1,7A/1,7A FRAME SIZE BOOKSIZE COMPACT INTERNAL AIR COOLING OPTIMIZED PULSE PATTERNS AND HELP HIGHER ORDER SAFETY FUNCTIONS INCL. DRIVE-CLIQ CABLE | 1780 | TEM | 1 | MC | 3 | 1
6SL34202TE130AA1 | SINAMICS S120 DOUBLE MOTOR MODULE INPUT: DC 600V OUTPUT: 3AC 400V, 3A/3A FRAME SIZE BOOKSIZE COMPACT INTERNAL AIR COOLING OPTIMIZED PULSE PATTERNS AND HELP HIGHER ORDER SAFETY FUNCTIONS INCL. DRIVE-CLIQ CABLE | 2127 | TEM | 1 | MC | 3.5 | 1
6SL34202TE150AA1 | SINAMICS S120 DOUBLE MOTOR MODULE INPUT: DC 600V OUTPUT: 3AC 400V, 5A/5A FRAME SIZE BOOKSIZE COMPACT INTERNAL AIR COOLING OPTIMIZED PULSE PATTERNS AND HELP HIGHER ORDER SAFETY FUNCTIONS INCL. DRIVE-CLIQ CABLE | 2233 | TEM | 1 | MC | 3.5 | 1
6SL34306TE216AA1 | SINAMICS S120 SMART LINE MODULE INPUT: 3AC 380-480V, 50/60HZ OUTPUT: DC 600V, 27A, 16KW FRAME SIZE BOOKSIZE COMPACT INTERNAL AIR COOLING INCL. DRIVE-CLIQ CABLE | 2190 | TEM | 1 | MC | 5.5 | 1
6SL34621CC000AA0 | SINAMICS S120 DISTANCE BOLT SET (4 PIECES) FOR MOTOR MODULES FORMAT BOOKSIZE COMPACT NOTE: MOUNTING OF 50 MM MODULES VIA 2 DISTANCE BOLTS MOUNTING OF 75 MM MODULES VIA 4 DISTANCE BOLTS | 25.6 | TEM | 1 | MC | 0.32 | 1
6SL34628AC100AA0 | SINAMICS S120 Terminal Kit Single MoMo Compact 75mm | 85.1 | TEM | 1 | MC | 0.06 | 1
6SL34628SC000AA0 | SINAMICS S120 Terminal Kit Double MoMo Compact 75mm | 85.1 | TEM | 1 | MC | 0.06 | 1
6SL34628TB000AA0 | SINAMICS S120 Terminal Kit Single MoMo Compact 50mm | 85.1 | TEM | 1 | MC | 0.06 | 1
6SL34638BD100AA0 | SINAMICS S120 Terminal Kit SLM Compact | 107 | TEM | 1 | MC | 0.06 | 1
6SL35000TF020AA0 | SINAMICS G110M REPLACEMENT FAN FOR WALL MOUNTING KIT INCLUDES CONNECTING CABLE AND CABLE GLAND | 36.5 | TEM | 1 | MC | 0.18 | 1
6SL35000TK020AA0 | SINAMICS G110M SPARE PARTS KIT WITH SEALS, CAPS, AND SCREWS | 95.5 | TEM | 1 | MC | 0.22 | 1
6SL35010BE086AA0 | SINAMICS G110D BRAKING RESISTOR 0,75 KW / 1,5 KW, 400 OHM, IP65 | 591 | TEM | 1 | MC | 4.5 | 1
6SL35010BE121AA0 | SINAMICS G110D BRAKING RESISTOR 3 KW / 4 KW, 160 OHM, IP65 | 709 | TEM | 1 | MC | 5.5 | 1
6SL35010BE141AA0 | SINAMICS G110D BRAKING RESISTOR 5,5 KW / 7,5 KW, 80 OHM, IP65 | 738 | TEM | 1 | MC | 8 | 1
6SL35010BE188AA0 | SINAMICS G110M INTERNAL BRAKE RESISTOR FOR FSA PEAK POWER 75W AVERAGE POWER 7,5W RESISTANCE 350 OHM DEGREE OF PROTECTION IP20 34 X 11 X 84 (H X W X D) AMBIENT TEMPERATURE -10 DEG C TO +55 DEG C | 54.6 | TEM | 1 | MC | 0.05 | 1
6SL35010BE220AA0 | SINAMICS G110M INTERNAL BRAKE RESISTOR FOR FSB PEAK POWER 200W AVERAGE POWER 20W RESISTANCE 175 OHM DEGREE OF PROTECTION IP20 34 X 11 X 84 (H X W X D) AMBIENT TEMPERATURE -10 DEG C TO +55 DEG C | 71 | TEM | 1 | MC | 0.05 | 1
6SL35110PE175AM0 | SINAMICS G110D AC-DRIVE, W/O REPAIR SWITCH WITH BUILT IN CL. A FILTER WITH BULT IN BRAKING CHOPPER WITH AS-INTERFACE BUS INTERFACE 3AC380-500V +10/-10% 47-63HZ OUTPUT HIGH OVERLOAD: 0,75KW FOR 200% 3S,150% 60S,100% 300S AMBIENT TEMP -10 TO +40 DEG C 210 X 450 X 145 (HXWXD), FSA PROTECTION IP65 WITHOUT OPERATOR PANEL | 959 | TEM | 1 | MC | 6.7 | 1
6SL35110PE215AM0 | SINAMICS G110D AC-DRIVE, W/O REPAIR SWITCH WITH BUILT IN CL. A FILTER WITH BULT IN BRAKING CHOPPER WITH AS-INTERFACE BUS INTERFACE 3AC380-500V +10/-10% 47-63HZ OUTPUT HIGH OVERLOAD: 1,5KW FOR 200% 3S,150% 60S,100% 300S AMBIENT TEMP -10 TO +40 DEG C 210 X 450 X 145 (HXWXD), FSA PROTECTION IP65 WITHOUT OPERATOR PANEL | 1129 | TEM | 1 | MC | 6.7 | 1
6SL35110PE230AM0 | SINAMICS G110D AC-DRIVE, W/O REPAIR SWITCH WITH BUILT IN CL. A FILTER WITH BULT IN BRAKING CHOPPER WITH AS-INTERFACE BUS INTERFACE 3AC380-500V +10/-10% 47-63HZ OUTPUT HIGH OVERLOAD: 3,0KW FOR 200% 3S,150% 60S,100% 300S AMBIENT TEMP -10 TO +40 DEG C 210 X 450 X 145 (HXWXD), FSA PROTECTION IP65 WITHOUT OPERATOR PANEL | 1449 | TEM | 1 | MC | 6.9 | 1
6SL35110PE240AM0 | SINAMICS G110D AC-DRIVE, W/O REPAIR SWITCH WITH BUILT IN CL. A FILTER WITH BULT IN BRAKING CHOPPER WITH AS-INTERFACE BUS INTERFACE 3AC380-500V +10/-10% 47-63HZ OUTPUT HIGH OVERLOAD: 4,0KW FOR 200% 3S,150% 60S,100% 300S AMBIENT TEMP -10 TO +40 DEG C 210 X 450 X 165 (HXWXD), FSB PROTECTION IP65 WITHOUT OPERATOR PANEL | 1690 | TEM | 1 | MC | 7.4 | 1
6SL35110PE255AM0 | SINAMICS G110D AC-DRIVE, W/O REPAIR SWITCH WITH BUILT IN CL. A FILTER WITH BULT IN BRAKING CHOPPER WITH AS-INTERFACE BUS INTERFACE 3AC380-500V +10/-10% 47-63HZ OUTPUT HIGH OVERLOAD: 5,5KW FOR 200% 3S,150% 60S,100% 300S AMBIENT TEMP -10 TO +40 DEG C 210 X 450 X 240 (HXWXD), FSC PROTECTION IP65 WITHOUT OPERATOR PANEL | 2059 | TEM | 1 | MC | 9.4 | 1
6SL35110PE275AM0 | SINAMICS G110D AC-DRIVE, W/O REPAIR SWITCH WITH BUILT IN CL. A FILTER WITH BULT IN BRAKING CHOPPER WITH AS-INTERFACE BUS INTERFACE 3AC380-500V +10/-10% 47-63HZ OUTPUT HIGH OVERLOAD: 7,5KW FOR 200% 3S,150% 60S,100% 300S AMBIENT TEMP -10 TO +40 DEG C 210 X 450 X 240 (HXWXD), FSC PROTECTION IP65 WITHOUT OPERATOR PANEL | 2542 | TEM | 1 | MC | 9.5 | 1
6SL35111PE175AM0 | SINAMICS G110D AC-DRIVE, WITH REPAIR SWITCH WITH BUILT IN CL. A FILTER WITH BULT IN BRAKING CHOPPER WITH AS-INTERFACE BUS INTERFACE 3AC380-500V +10/-10% 47-63HZ OUTPUT HIGH OVERLOAD: 0,75KW FOR 200% 3S,150% 60S,100% 300S AMBIENT TEMP -10 TO +40 DEG C 210 X 450 X 145 (HXWXD), FSA PROTECTION IP65 WITHOUT OPERATOR PANEL | 1044 | TEM | 1 | MC | 7 | 1
6SL35111PE175AQ0 | SINAMICS G110D VDL BUNDLE, WITH REPAIR SWITCH WITH OPERATOR PANEL WITH BUILT IN CL. A FILTER WITH BULT IN BRAKING CHOPPER WITH AS-INTERFACE BUS INTERFACE 3AC380-500V +10/-10% 47-63HZ OUTPUT HIGH OVERLOAD: 0,75KW FOR 200% 3S,150% 60S,100% 300S AMBIENT TEMP -10 TO +40 DEG C 210 X 450 X 145 (HXWXD), FSA PROTECTION IP65 | 1186 | TEM | 1 | MC | 7.2 | 1
6SL35111PE215AM0 | SINAMICS G110D AC-DRIVE, WITH REPAIR SWITCH WITH BUILT IN CL. A FILTER WITH BULT IN BRAKING CHOPPER WITH AS-INTERFACE BUS INTERFACE 3AC380-500V +10/-10% 47-63HZ OUTPUT HIGH OVERLOAD: 1,5KW FOR 200% 3S,150% 60S,100% 300S AMBIENT TEMP -10 TO +40 DEG C 210 X 450 X 145 (HXWXD), FSA PROTECTION IP65 WITHOUT OPERATOR PANEL | 1214 | TEM | 1 | MC | 7 | 1
6SL35111PE215AQ0 | SINAMICS G110D VDL BUNDLE, WITH REPAIR SWITCH WITH OPERATOR PANEL WITH BUILT IN CL. A FILTER WITH BULT IN BRAKING CHOPPER WITH AS-INTERFACE BUS INTERFACE 3AC380-500V +10/-10% 47-63HZ OUTPUT HIGH OVERLOAD: 1,5KW FOR 200% 3S,150% 60S,100% 300S AMBIENT TEMP -10 TO +40 DEG C 210 X 450 X 145 (HXWXD), FSA PROTECTION IP65 | 1356 | TEM | 1 | MC | 7.2 | 1
6SL35111PE230AM0 | SINAMICS G110D AC-DRIVE, WITH REPAIR SWITCH WITH BUILT IN CL. A FILTER WITH BULT IN BRAKING CHOPPER WITH AS-INTERFACE BUS INTERFACE 3AC380-500V +10/-10% 47-63HZ OUTPUT HIGH OVERLOAD: 3,0KW FOR 200% 3S,150% 60S,100% 300S AMBIENT TEMP -10 TO +40 DEG C 210 X 450 X 145 (HXWXD), FSA PROTECTION IP65 WITHOUT OPERATOR PANEL | 1534 | TEM | 1 | MC | 7.2 | 1
6SL35111PE230AQ0 | SINAMICS G110D VDL BUNDLE, WITH REPAIR SWITCH WITH OPERATOR PANEL WITH BUILT IN CL. A FILTER WITH BULT IN BRAKING CHOPPER WITH AS-INTERFACE BUS INTERFACE 3AC380-500V +10/-10% 47-63HZ OUTPUT HIGH OVERLOAD: 3KW FOR 200% 3S,150% 60S,100% 300S AMBIENT TEMP -10 TO +40 DEG C 210 X 450 X 145 (HXWXD), FSA PROTECTION IP65 | 1676 | TEM | 1 | MC | 7.4 | 1
6SL35111PE240AM0 | SINAMICS G110D AC-DRIVE, WITH REPAIR SWITCH WITH BUILT IN CL. A FILTER WITH BULT IN BRAKING CHOPPER WITH AS-INTERFACE BUS INTERFACE 3AC380-500V +10/-10% 47-63HZ OUTPUT HIGH OVERLOAD: 4,0KW FOR 200% 3S,150% 60S,100% 300S AMBIENT TEMP -10 TO +40 DEG C 210 X 450 X 165 (HXWXD), FSB PROTECTION IP65 WITHOUT OPERATOR PANEL | 1775 | TEM | 1 | MC | 7.7 | 1
6SL35111PE255AM0 | SINAMICS G110D AC-DRIVE, WITH REPAIR SWITCH WITH BUILT IN CL. A FILTER WITH BULT IN BRAKING CHOPPER WITH AS-INTERFACE BUS INTERFACE 3AC380-500V +10/-10% 47-63HZ OUTPUT HIGH OVERLOAD: 5,5KW FOR 200% 3S,150% 60S,100% 300S AMBIENT TEMP -10 TO +40 DEG C 210 X 450 X 240 (HXWXD), FSC PROTECTION IP65 WITHOUT OPERATOR PANEL | 2144 | TEM | 1 | MC | 9.7 | 1
6SL35111PE275AM0 | SINAMICS G110D AC-DRIVE, WITH REPAIR SWITCH WITH BUILT IN CL. A FILTER WITH BULT IN BRAKING CHOPPER WITH AS-INTERFACE BUS INTERFACE 3AC380-500V +10/-10% 47-63HZ OUTPUT HIGH OVERLOAD: 7,5KW FOR 200% 3S,150% 60S,100% 300S AMBIENT TEMP -10 TO +40 DEG C 210 X 450 X 240 (HXWXD), FSC PROTECTION IP65 WITHOUT OPERATOR PANEL | 2627 | TEM | 1 | MC | 9.8 | 1
6SL35111PE275AQ0 | SINAMICS G110D VDL BUNDLE, WITH REPAIR SWITCH WITH OPERATOR PANEL WITH BUILT IN CL. A FILTER WITH BULT IN BRAKING CHOPPER WITH AS-INTERFACE BUS INTERFACE 3AC380-500V +10/-10% 47-63HZ OUTPUT HIGH OVERLOAD: 7,5KW FOR 200% 3S,150% 60S,100% 300S AMBIENT TEMP -10 TO +40 DEG C 210 X 450 X 240 (HXWXD), FSC PROTECTION IP65 | 2769 | TEM | 1 | MC | 10 | 1
6SL35171BE113AM0 | SINAMICS G110M POWER MODULE PM240M WITH BUILT IN CL. A FILTER PROTECTION IP65 3AC380-480V +10/-10% 47-63HZ OUTPUT HIGH OVERLOAD: 0,37KW FOR 200% 3S,150% 57S,100% 240S SD/MMC-INTERFACE AMBIENT TEMP -10 TO +55 DEG C 135 X 161 X 270 (HXWXD), FSA WITHOUT CONTROL UNIT | 365 | TEM | 1 | MC | 2.1 | 1
6SL35171BE123AM0 | SINAMICS G110M POWER MODULE PM240M WITH BUILT IN CL. A FILTER PROTECTION IP65 3AC380-480V +10/-10% 47-63HZ OUTPUT HIGH OVERLOAD: 0,75KW FOR 200% 3S,150% 57S,100% 240S SD/MMC-INTERFACE AMBIENT TEMP -10 TO +55 DEG C 135 X 161 X 270 (HXWXD), FSA WITHOUT CONTROL UNIT | 407 | TEM | 1 | MC | 2.1 | 1
6SL35171BE133AM0 | SINAMICS G110M POWER MODULE PM240M WITH BUILT IN CL. A FILTER PROTECTION IP65 3AC380-480V +10/-10% 47-63HZ OUTPUT HIGH OVERLOAD: 1,1KW FOR 200% 3S,150% 57S,100% 240S SD/MMC-INTERFACE AMBIENT TEMP -10 TO +55 DEG C 135 X 161 X 270 (HXWXD), FSA WITHOUT CONTROL UNIT | 441 | TEM | 1 | MC | 2.1 | 1
6SL35171BE143AM0 | SINAMICS G110M POWER MODULE PM240M WITH BUILT IN CL. A FILTER PROTECTION IP65 3AC380-480V +10/-10% 47-63HZ OUTPUT HIGH OVERLOAD: 1,5KW FOR 200% 3S,150% 57S,100% 240S SD/MMC-INTERFACE AMBIENT TEMP -10 TO +55 DEG C 135 X 161 X 270 (HXWXD), FSA WITHOUT CONTROL UNIT | 508 | TEM | 1 | MC | 2.1 | 1
6SL35171BE163AM0 | SINAMICS G110M POWER MODULE PM240M WITH BUILT IN CL. A FILTER PROTECTION IP65 3AC380-480V +10/-10% 47-63HZ OUTPUT HIGH OVERLOAD: 2,2KW FOR 200% 3S,150% 57S,100% 240S SD/MMC-INTERFACE AMBIENT TEMP -10 TO +55 DEG C 135 X 181 X 309 (HXWXD), FSB WITHOUT CONTROL UNIT | 679 | TEM | 1 | MC | 3.4 | 1
6SL35171BE177AM0 | SINAMICS G110M POWER MODULE PM240M WITH BUILT IN CL. A FILTER PROTECTION IP65 3AC380-480V +10/-10% 47-63HZ OUTPUT HIGH OVERLOAD: 3KW FOR 200% 3S,150% 57S,100% 240S SD/MMC-INTERFACE AMBIENT TEMP -10 TO +55 DEG C 135 X 181 X 309 (HXWXD), FSB WITHOUT CONTROL UNIT | 919 | TEM | 1 | MC | 3.4 | 1
6SL35171BE210AM0 | SINAMICS G110M POWER MODULE PM240M WITH BUILT IN CL. A FILTER PROTECTION IP65 3AC380-480V +10/-10% 47-63HZ OUTPUT HIGH OVERLOAD: 4KW FOR 160% 3S,150% 57S,100% 240S SD/MMC-INTERFACE AMBIENT TEMP -10 TO +55 DEG C 135 X 181 X 309 (HXWXD), FSB WITHOUT CONTROL UNIT | 1103 | TEM | 1 | MC | 3.4 | 1
6SL35250PE175AA1 | SINAMICS G120D POWER MODULE PM250D WITH BUILT IN CL. A FILTER POSSIBILITY OF REGENERATION 3AC380-480V +10/-10% 47-63HZ OUTPUT HIGH OVERLOAD: 0,75KW FOR 200% 3S,150% 60S,100% 300S AMBIENT TEMP -10 TO +55 DEG C 210 X 450 X 110 (HXWXD), FSA PROTECTION IP65 WITHOUT CONTROL UNIT | 696 | TEM | 1 | MC | 5.7 | 1
6SL35250PE215AA1 | SINAMICS G120D POWER MODULE PM250D WITH BUILT IN CL. A FILTER POSSIBILITY OF REGENERATION 3AC380-480V +10/-10% 47-63HZ OUTPUT HIGH OVERLOAD: 1,5KW FOR 200% 3S,150% 60S,100% 300S AMBIENT TEMP -10 TO +55 DEG C 210 X 450 X 110 (HXWXD), FSA PROTECTION IP65 WITHOUT CONTROL UNIT | 945 | TEM | 1 | MC | 5.7 | 1
6SL35250PE230AA1 | SINAMICS G120D POWER MODULE PM250D WITH BUILT IN CL. A FILTER POSSIBILITY OF REGENERATION 3AC380-480V +10/-10% 47-63HZ OUTPUT HIGH OVERLOAD: 3,0KW FOR 200% 3S,150% 60S,100% 300S AMBIENT TEMP -10 TO +55 DEG C 210 X 450 X 180 (HXWXD), FSB PROTECTION IP65 WITHOUT CONTROL UNIT | 1399 | TEM | 1 | MC | 8 | 1
6SL35250PE240AA1 | SINAMICS G120D POWER MODULE PM250D WITH BUILT IN CL. A FILTER POSSIBILITY OF REGENERATION 3AC380-480V +10/-10% 47-63HZ OUTPUT HIGH OVERLOAD: 4,0KW FOR 200% 3S,150% 60S,100% 300S AMBIENT TEMP -10 TO +55 DEG C 210 X 450 X 220 (HXWXD), FSC PROTECTION IP65 WITHOUT CONTROL UNIT | 1704 | TEM | 1 | MC | 8.5 | 1
6SL35250PE255AA1 | SINAMICS G120D POWER MODULE PM250D WITH BUILT IN CL. A FILTER POSSIBILITY OF REGENERATION 3AC380-480V +10/-10% 47-63HZ OUTPUT HIGH OVERLOAD: 5,5KW FOR 200% 3S,150% 60S,100% 300S AMBIENT TEMP -10 TO +55 DEG C 210 X 450 X 220 (HXWXD), FSC PROTECTION IP65 WITHOUT CONTROL UNIT | 2130 | TEM | 1 | MC | 8.5 | 1
6SL35250PE275AA1 | SINAMICS G120D POWER MODULE PM250D WITH BUILT IN CL. A FILTER POSSIBILITY OF REGENERATION 3AC380-480V +10/-10% 47-63HZ OUTPUT HIGH OVERLOAD: 7,5KW FOR 200% 3S,150% 60S,100% 300S AMBIENT TEMP -10 TO +55 DEG C 210 X 450 X 220 (HXWXD), FSC PROTECTION IP65 WITHOUT CONTROL UNIT | 2627 | TEM | 1 | MC | 8.5 | 1
6SL35326DF710RA1 | DISTRIBUTED SERVO-DRIVE SINAMICS S120M AH36, M(0)=1,00Nm n(n)=3000 RPM, INPUT: DC 600V ABSOLUTE ENCODER 20 BIT NATURAL AIR COOLING, IM B5, IM V1, IM V3 DEGREE OF PROTECTION: IP65 SHAFT WITH FITTED KEY TOLERANCE N; W/O HOLDING BRAKE | 3547 | TEM | 1 | MC | 4.4 | 1
6SL35326DF710RA2 | DISTRIBUTED SERVO-DRIVE SINAMICS S120M AH36, M(0)=1,00Nm, n(n)=3000 RPM, INPUT: DC 600V ABSOLUTE ENCODER 20 BIT NATURAL AIR COOLING, IM B5, IM V1, IM V3 DEGREE OF PROTECTION: IP65 ON SHAFT END IP67 SHAFT WITH FITTED KEY TOLERANCE N; W/O HOLDING BRAKE | 3547 | TEM | 1 | MC | 4.4 | 1
6SL35326DF710RB1 | DISTRIBUTED SERVO-DRIVE SINAMICS S120M AH36, M(0)=1,00Nm n(n)=3000 RPM, INPUT: DC 600V ABSOLUTE ENCODER 20 BIT NATURAL AIR COOLING, IM B5, IM V1, IM V3 DEGREE OF PROTECTION: IP65 SHAFT WITH FITTED KEY TOLERANCE N; WITH HOLDING BRAKE | 3759 | TEM | 1 | MC | 4.77 | 1
6SL35326DF710RB2 | DISTRIBUTED SERVO-DRIVE SINAMICS S120M AH36, M(0)=1,00Nm n(n)=3000 RPM, INPUT: DC 600V ABSOLUTE ENCODER 20 BIT NATURAL AIR COOLING, IM B5, IM V1, IM V3 DEGREE OF PROTECTION: IP65 ON SHAFT END IP67 SHAFT WITH FITTED KEY TOLERANCE N; WITH HOLDING BRAKE | 3759 | TEM | 1 | MC | 4.77 | 1
6SL35326DF710RG1 | DISTRIBUTED SERVO-DRIVE SINAMICS S120M AH36, M(0)=1,00Nm, n(n)=3000 U/min INPUT: DC 600V ABSOLUTE ENCODER 20 BIT NATURAL AIR COOLING, IM B5, IM V1, IM V3 DEGREE OF PROTECTION: IP65 PLAIN SHAFT W/O HOLDING BRAKE | 3463 | TEM | 1 | MC | 4.4 | 1
6SL35326DF710RG2 | DISTRIBUTED SERVO-DRIVE SINAMICS S120M AH36, M(0)=1,00Nm, n(n)=3000 RPM, INPUT: DC 600V ABSOLUTE ENCODER 20 BIT NATURAL AIR COOLING, IM B5, IM V1, IM V3 DEGREE OF PROTECTION: IP65 ON SHAFT END IP67 PLAIN SHAFT W/O HOLDING BRAKE | 3463 | TEM | 1 | MC | 4.4 | 1
6SL35326DF710RH1 | DISTRIBUTED SERVO-DRIVE SINAMICS S120M AH36, M(0)=1,00Nm n(n)=3000 RPM, INPUT: DC 600V ABSOLUTE ENCODER 20 BIT NATURAL AIR COOLING, IM B5, IM V1, IM V3 DEGREE OF PROTECTION: IP65 PLAIN SHAFT WITH HOLDING BRAKE | 3675 | TEM | 1 | MC | 4.77 | 1
6SL35326DF710RH2 | DISTRIBUTED SERVO-DRIVE SINAMICS S120M AH36, M(0)=1,00Nm, n(n)=3000 RPM, INPUT: DC 600V ABSOLUTE ENCODER 20 BIT NATURAL AIR COOLING, IM B5, IM V1, IM V3 DEGREE OF PROTECTION: IP65 ON SHAFT END IP67 PLAIN SHAFT WITH HOLDING BRAKE | 3675 | TEM | 1 | MC | 4.77 | 1
6SL35406DF710RA1 | DISTRIBUTED SERVO-DRIVE SINAMICS S120M AH48, M(0)=1,3Nm, N(N)=3000 RPM, INPUT: DC 600V ABSOLUTE ENCODER 20 BIT NATURAL AIR COOLING, IM B5, IM V1, IM V3 DEGREE OF PROTECTION: IP65 SHAFT WITH FITTED KEY TOLERANCE N; W/O HOLDING BRAKE | 3751 | TEM | 1 | MC | 5.7 | 1
6SL35406DF710RA2 | DISTRIBUTED SERVO-DRIVE SINAMICS S120M AH48, M(0)=1,3Nm, N(N)=3000 RPM, INPUT: DC 600V ABSOLUTE ENCODER 20 BIT NATURAL AIR COOLING, IM B5, IM V1, IM V3 DEGREE OF PROTECTION: IP65 SHAFT END IP67 SHAFT WITH FITTED KEY TOLERANCE N; W/O HOLDING BRAKE | 3751 | TEM | 1 | MC | 5.7 | 1
6SL35406DF710RB1 | DISTRIBUTED SERVO-DRIVE SINAMICS S120M AH48, M(0)=1,3Nm, N(N)=3000 RPM, INPUT: DC 600V ABSOLUTE ENCODER 20 BIT NATURAL AIR COOLING, IM B5, IM V1, IM V3 DEGREE OF PROTECTION: IP65 SHAFT WITH FITTED KEY TOLERANCE N; WITH HOLDING BRAKE | 4004 | TEM | 1 | MC | 6.4 | 1
6SL35406DF710RB2 | DISTRIBUTED SERVO-DRIVE SINAMICS S120M AH48, M(0)=1,3Nm, N(N)=3000 RPM, INPUT: DC 600V ABSOLUTE ENCODER 20 BIT NATURAL AIR COOLING, IM B5, IM V1, IM V3 DEGREE OF PROTECTION: IP65 SHAFT END IP67 SHAFT WITH FITTED KEY TOLERANCE N; WITH HOLDING BRAKE | 4004 | TEM | 1 | MC | 6.4 | 1
6SL35406DF710RG1 | DISTRIBUTED SERVO-DRIVE SINAMICS S120M AH48, M(0)=1,3Nm, N(N)=3000 RPM, INPUT: DC 600V ABSOLUTE ENCODER 20 BIT NATURAL AIR COOLING, IM B5, IM V1, IM V3 DEGREE OF PROTECTION: IP65 PLAIN SHAFT W/O HOLDING BRAKE | 3667 | TEM | 1 | MC | 5.7 | 1
6SL35406DF710RG2 | DISTRIBUTED SERVO-DRIVE SINAMICS S120M AH48, M(0)=1,3Nm, N(N)=3000 RPM, INPUT: DC 600V ABSOLUTE ENCODER 20 BIT NATURAL AIR COOLING, IM B5, IM V1, IM V3 DEGREE OF PROTECTION: IP65 SHAFT END IP67 PLAIN SHAFT W/O HOLDING BRAKE | 3667 | TEM | 1 | MC | 5.7 | 1
6SL35406DF710RH1 | DISTRIBUTED SERVO-DRIVE SINAMICS S120M AH48, M(0)=1,3Nm, N(N)=3000 RPM, INPUT: DC 600V ABSOLUTE ENCODER 20 BIT NATURAL AIR COOLING, IM B5, IM V1, IM V3 DEGREE OF PROTECTION: IP65 PLAIN SHAFT WITH HOLDING BRAKE | 3921 | TEM | 1 | MC | 6.4 | 1
6SL35406DF710RH2 | DISTRIBUTED SERVO-DRIVE SINAMICS S120M AH48, M(0)=1,3Nm, N(N)=3000 RPM, INPUT: DC 600V ABSOLUTE ENCODER 20 BIT NATURAL AIR COOLING, IM B5, IM V1, IM V3 DEGREE OF PROTECTION: IP65 SHAFT END IP67 PLAIN SHAFT WITH HOLDING BRAKE | 3921 | TEM | 1 | MC | 6.4 | 1
6SL35426DF710RA1 | DISTRIBUTED SERVO-DRIVE SINAMICS S120M AH48, M(0)=2,5Nm, N(N)=3000 RPM, INPUT: DC 600V ABSOLUTE ENCODER 20 BIT NATURAL AIR COOLING, IM B5, IM V1, IM V3 DEGREE OF PROTECTION: IP65 SHAFT WITH FITTED KEY TOLERANCE N; W/O HOLDING BRAKE | 4004 | TEM | 1 | MC | 7.5 | 1
6SL35426DF710RA2 | DISTRIBUTED SERVO-DRIVE SINAMICS S120M AH48, M(0)=2,5Nm, N(N)=3000 RPM, INPUT: DC 600V ABSOLUTE ENCODER 20 BIT NATURAL AIR COOLING, IM B5, IM V1, IM V3 DEGREE OF PROTECTION: IP65 SHAFT END IP67 SHAFT WITH FITTED KEY TOLERANCE N; W/O HOLDING BRAKE | 4004 | TEM | 1 | MC | 7.5 | 1
6SL35426DF710RB1 | DISTRIBUTED SERVO-DRIVE SINAMICS S120M AH48, M(0)=2,5Nm, N(N)=3000 RPM, INPUT: DC 600V ABSOLUTE ENCODER 20 BIT NATURAL AIR COOLING, IM B5, IM V1, IM V3 DEGREE OF PROTECTION: IP65 SHAFT WITH FITTED KEY TOLERANCE N; WITH HOLDING BRAKE | 4258 | TEM | 1 | MC | 8.2 | 1
6SL35426DF710RB2 | DISTRIBUTED SERVO-DRIVE SINAMICS S120M AH48, M(0)=2,5Nm, N(N)=3000 RPM, INPUT: DC 600V ABSOLUTE ENCODER 20 BIT NATURAL AIR COOLING, IM B5, IM V1, IM V3 DEGREE OF PROTECTION: IP65 SHAFT END IP67 SHAFT WITH FITTED KEY TOLERANCE N; WITH HOLDING BRAKE | 4258 | TEM | 1 | MC | 8.2 | 1
6SL35426DF710RG1 | DISTRIBUTED SERVO-DRIVE SINAMICS S120M AH48, M(0)=2,5Nm, N(N)=3000 RPM, INPUT: DC 600V ABSOLUTE ENCODER 20 BIT NATURAL AIR COOLING, IM B5, IM V1, IM V3 DEGREE OF PROTECTION: IP65 PLAIN SHAFT W/O HOLDING BRAKE | 3921 | TEM | 1 | MC | 7.5 | 1
6SL35426DF710RG2 | DISTRIBUTED SERVO-DRIVE SINAMICS S120M AH48, M(0)=2,5Nm, N(N)=3000 RPM, INPUT: DC 600V ABSOLUTE ENCODER 20 BIT NATURAL AIR COOLING, IM B5, IM V1, IM V3 DEGREE OF PROTECTION: IP65 SHAFT END IP67 PLAIN SHAFT W/O HOLDING BRAKE | 3921 | TEM | 1 | MC | 7.5 | 1
6SL35426DF710RH1 | DISTRIBUTED SERVO-DRIVE SINAMICS S120M AH48, M(0)=2,5Nm, N(N)=3000 RPM, INPUT: DC 600V ABSOLUTE ENCODER 20 BIT NATURAL AIR COOLING, IM B5, IM V1, IM V3 DEGREE OF PROTECTION: IP65 PLAIN SHAFT WITH HOLDING BRAKE | 4174 | TEM | 1 | MC | 8.2 | 1
6SL35426DF710RH2 | DISTRIBUTED SERVO-DRIVE SINAMICS S120M AH48, M(0)=2,5Nm, N(N)=3000 RPM, INPUT: DC 600V ABSOLUTE ENCODER 20 BIT NATURAL AIR COOLING, IM B5, IM V1, IM V3 DEGREE OF PROTECTION: IP65 SHAFT END IP67 PLAIN SHAFT WITH HOLDING BRAKE | 4174 | TEM | 1 | MC | 8.2 | 1
6SL35440FB201FA0 | SINAMICS G120D CONTROL UNIT CU240D-2 PN PROFINET, STO ON-BOARD 6 DI/1 F-DI, 2 DO, 2 AI USB INTERFACE SD/MMC-INTERFACE HTL-ENCODER INTERFACE PROTECTION IP65 AMBIENT TEMP -10 TO +50 DEG C WITHOUT POWER MODULE | 710 | TEM | 1 | MC | 0.96 | 1
6SL35440FB201PA0 | SINAMICS G120D CONTROL UNIT CU240D-2 DP PROFIBUS DP AND STO ON-BOARD 6 DI/1 F-DI, 2 DO, 2 AI USB INTERFACE SD/MMC-INTERFACE HTL-ENCODER INTERFACE PROTECTION IP65 AMBIENT TEMP -10 TO +55 DEG C WITHOUT POWER MODULE | 710 | TEM | 1 | MC | 0.96 | 1
6SL35440FB211FA0 | SINAMICS G120D CONTROL UNIT CU240D-2 PN-F PROFINET AND SAFETY INTEGRATED 6 DI/3 F-DI, 2 DO/1 F-DO, 2 AI USB INTERFACE SD/MMC-INTERFACE HTL-ENCODER INTERFACE PROTECTION IP65 AMBIENT TEMP 0 TO +50 DEG C WITHOUT POWER MODULE | 891 | TEM | 1 | MC | 0.96 | 1
6SL35440FB211FB0 | SINAMICS G120D CONTROL UNIT CU240D-2 PN-F PP PROFINET AND SAFETY INTEGRATED PUSH-PULL DESIGN 6 DI/3 F-DI, 2 DO/1 F-DO, 2 AI SD/MMC-INTERFACE HTL-ENCODER INTERFACE PROTECTION IP65 AMBIENT TEMP 0 TO +50 DEG C WITHOUT POWER MODULE | 1086 | TEM | 1 | MC | 1.51 | 1
6SL35440FB211FC0 | SINAMICS G120D CONTROL UNIT CU240D-2 PN-F FO PROFINET AND SAFETY INTEGRATED VIA OPTICAL FIBRE COMMUNICATION IN PUSH-PULL DESIGN 6 DI/3 F-DI, 2 DO/1 F-DO, 2 AI HTL-ENCODER INTERFACE PROTECTION IP65 AMBIENT TEMP 0 TO +45 DEG C WITHOUT POWER MODULE | 2706 | TEM | 1 | MC | 1.5 | 1
6SL35440FB211PA0 | SINAMICS G120D CONTROL UNIT CU240D-2 DP-F PROFIBUS DP AND SAFETY INTEGRAT 6 DI/3 F-DI, 2 DO/1 F-DO, 2 AI USB INTERFACE SD/MMC-INTERFACE HTL-ENCODER INTERFACE PROTECTION IP65 AMBIENT TEMP 0 TO +55 DEG C WITHOUT POWER MODULE | 891 | TEM | 1 | MC | 0.96 | 1
6SL35440LB021BA0 | SINAMICS G110M CONTROL UNIT CU240M USS/ MODBUS WITH M GLANDS 4 DI, 2 DO, 2 AI, 1 F-DI PTC/ KTY - CONNECTION EM BRAKE CONTROL PROTECTION IP66 AMBIENT TEMP -10 TO +55 DEG C 105 X 171 X 205 (HXWXD) WITHOUT POWER MODULE | 273 | TEM | 1 | MC | 1.75 | 1
6SL35440LB021FA0 | SINAMICS G110M CONTROL UNIT CU240M PN G PROFINET WITH M GLANDS 4 DI, 2 DO, 2 AI, 1 F-DI PTC/ KTY - CONNECTION EM BRAKE CONTROL PROTECTION IP66 AMBIENT TEMP -10 TO +55 DEG C 105 X 171 X 205 (HXWXD) WITHOUT POWER MODULE | 764 | TEM | 1 | MC | 1.75 | 1
6SL35440LB021MA0 | SINAMICS G110M CONTROL UNIT CU240M AS-I G AS-INTERFACE WITH GLAND MOUNTING FOR MOTOR FRAME SIZE 71 4 DI, 2 DO, 2 AI, 1 F-DI PTC/ KTY - CONNECTION EM BRAKE CONTROL PROTECTION IP66 AMBIENT TEMPERATURE -10 TO +55 105 X 205 X 171 (HXWXD) WITHOUT POWER MODULE | 487 | TEM | 1 | MC | 1.35 | 1
6SL35440LB021PA0 | SINAMICS G110M CONTROL UNIT CU240M DP G PROFIBUS DP WITH M GLANDS 4 DI, 2 DO, 2 AI, 1 F-DI PTC/ KTY - CONNECTION EM BRAKE CONTROL PROTECTION IP66 AMBIENT TEMP -10 TO +55 DEG C 105 X 171 X 205 (HXWXD) WITHOUT POWER MODULE | 764 | TEM | 1 | MC | 1.75 | 1
6SL35440MB021BA0 | SINAMICS G110M CONTROL UNIT CU240M USS/ MODBUS WITH M GLANDS 4 DI, 2 DO, 2 AI, 1 F-DI PTC/ KTY - CONNECTION EM BRAKE CONTROL PROTECTION IP66 AMBIENT TEMP -10 TO +55 DEG C 105 X 171 X 205 (HXWXD) WITHOUT POWER MODULE | 273 | TEM | 1 | MC | 1.75 | 1
6SL35440MB021FA0 | SINAMICS G110M CONTROL UNIT CU240M PN G PROFINET WITH M GLANDS 4 DI, 2 DO, 2 AI, 1 F-DI PTC/ KTY - CONNECTION EM BRAKE CONTROL PROTECTION IP66 AMBIENT TEMP -10 TO +55 DEG C 105 X 171 X 205 (HXWXD) WITHOUT POWER MODULE | 764 | TEM | 1 | MC | 1.75 | 1
6SL35440MB021MA0 | SINAMICS G110M CONTROL UNIT CU240M AS-I G AS-INTERFACE WITH GLAND MOUNTING FOR MOTOR FRAME SIZE 80/90 4 DI, 2 DO, 2 AI, 1 F-DI PTC/ KTY - CONNECTION EM BRAKE CONTROL PROTECTION IP66 AMBIENT TEMPERATURE -10 TO +55 105 X 205 X 171 (HXWXD) WITHOUT POWER MODULE | 487 | TEM | 1 | MC | 1.35 | 1
6SL35440MB021PA0 | SINAMICS G110M CONTROL UNIT CU240M DP G PROFIBUS DP WITH M GLANDS 4 DI, 2 DO, 2 AI, 1 F-DI PTC/ KTY - CONNECTION EM BRAKE CONTROL PROTECTION IP66 AMBIENT TEMP -10 TO +55 DEG C 105 X 171 X 205 (HXWXD) WITHOUT POWER MODULE | 764 | TEM | 1 | MC | 1.75 | 1
6SL35440NB021BA0 | SINAMICS G110M CONTROL UNIT CU240M USS/ MODBUS WITH M GLANDS 4 DI, 2 DO, 2 AI, 1 F-DI PTC/ KTY - CONNECTION EM BRAKE CONTROL PROTECTION IP66 AMBIENT TEMP -10 TO +55 DEG C 105 X 171 X 205 (HXWXD) WITHOUT POWER MODULE | 273 | TEM | 1 | MC | 1.75 | 1
6SL35440NB021FA0 | SINAMICS G110M CONTROL UNIT CU240M PN G PROFINET WITH M GLANDS 4 DI, 2 DO, 2 AI, 1 F-DI PTC/ KTY - CONNECTION EM BRAKE CONTROL PROTECTION IP66 AMBIENT TEMP -10 TO +55 DEG C 105 X 171 X 205 (HXWXD) WITHOUT POWER MODULE | 764 | TEM | 1 | MC | 1.75 | 1
6SL35440NB021MA0 | SINAMICS G110M CONTROL UNIT CU240M AS-I G AS-INTERFACE WITH GLAND MOUNTING FOR MOTOR FRAME SIZE 100/112 4 DI, 2 DO, 2 AI, 1 F-DI PTC/ KTY - CONNECTION EM BRAKE CONTROL PROTECTION IP66 AMBIENT TEMPERATURE -10 TO +55 105 X 205 X 171 (HXWXD) WITHOUT POWER MODULE | 487 | TEM | 1 | MC | 1.55 | 1
6SL35440NB021PA0 | SINAMICS G110M CONTROL UNIT CU240M DP G PROFIBUS DP WITH M GLANDS 4 DI, 2 DO, 2 AI, 1 F-DI PTC/ KTY - CONNECTION EM BRAKE CONTROL PROTECTION IP66 AMBIENT TEMP -10 TO +55 DEG C 105 X 171 X 205 (HXWXD) WITHOUT POWER MODULE | 764 | TEM | 1 | MC | 1.75 | 1
6SL35440PB021FA0 | SINAMICS G110M CONTROL UNIT CU240M PN Q PROFINET WITH PLUG-IN TERMINALS 4 DI, 2 DO, 2 AI, 1 F-DI PTC/ KTY - CONNECTION EM BRAKE CONTROL PROTECTION IP65 AMBIENT TEMP -10 TO +55 DEG C 105 X 171 X 216 (HXWXD) WITHOUT POWER MODULE | 887 | TEM | 1 | MC | 1.75 | 1
6SL35440PB021MA0 | SINAMICS G110M CONTROL UNIT CU240M AS-I Q AS-INTERFACE WITH PLUG-IN TERMINALS FOR MOTOR FRAME SIZE 80/90 4 DI, 2 DO, 2 AI, 1 F-DI PTC/ KTY - CONNECTION EM BRAKE CONTROL PROTECTION IP65 AMBIENT TEMPERATURE -10 TO +55 105 X 205 X 171 (HXWXD) WITHOUT POWER MODULE | 608 | TEM | 1 | MC | 1.55 | 1
6SL35440PB021PA0 | SINAMICS G110M CONTROL UNIT CU240M DP Q PROFIBUS DP WITH PLUG-IN TERMINALS 4 DI, 2 DO, 2 AI, 1 F-DI PTC/ KTY - CONNECTION EM BRAKE CONTROL PROTECTION IP65 AMBIENT TEMP -10 TO +55 DEG C 105 X 171 X 216 (HXWXD) WITHOUT POWER MODULE | 887 | TEM | 1 | MC | 1.75 | 1
6SL35440QB021FA0 | SINAMICS G110M CONTROL UNIT CU240M PN Q PROFINET WITH PLUG-IN TERMINALS 4 DI, 2 DO, 2 AI, 1 F-DI PTC/ KTY - CONNECTION EM BRAKE CONTROL PROTECTION IP65 AMBIENT TEMP -10 TO +55 DEG C 105 X 171 X 216 (HXWXD) WITHOUT POWER MODULE | 887 | TEM | 1 | MC | 1.75 | 1
6SL35440QB021MA0 | SINAMICS G110M CONTROL UNIT CU240M AS-I Q AS-INTERFACE WITH PLUG-IN TERMINALS FOR MOTOR FRAME SIZE 100/112 4 DI, 2 DO, 2 AI, 1 F-DI PTC/ KTY - CONNECTION EM BRAKE CONTROL PROTECTION IP65 AMBIENT TEMPERATURE -10 TO +55 105 X 205 X 171 (HXWXD) WITHOUT POWER MODULE | 608 | TEM | 1 | MC | 1.55 | 1
6SL35440QB021PA0 | SINAMICS G110M CONTROL UNIT CU240M DP Q PROFIBUS DP WITH PLUG-IN TERMINALS 4 DI, 2 DO, 2 AI, 1 F-DI PTC/ KTY - CONNECTION EM BRAKE CONTROL PROTECTION IP65 AMBIENT TEMP -10 TO +55 DEG C 105 X 171 X 216 (HXWXD) WITHOUT POWER MODULE | 887 | TEM | 1 | MC | 1.75 | 1
6SL35440TB021FA0 | SINAMICS G110M CONTROL UNIT CU240M PN Q PROFINET WITH PLUG-IN TERMINALS 4 DI, 2 DO, 2 AI, 1 F-DI PTC/ KTY - CONNECTION EM BRAKE CONTROL PROTECTION IP65 AMBIENT TEMP -10 TO +55 DEG C 105 X 171 X 216 (HXWXD) WITHOUT POWER MODULE | 887 | TEM | 1 | MC | 1.75 | 1
6SL35440TB021MA0 | SINAMICS G110M CONTROL UNIT CU240M AS-I Q AS-INTERFACE WITH PLUG-IN TERMINALS FOR MOTOR FRAME SIZE 71 4 DI, 2 DO, 2 AI, 1 F-DI PTC/ KTY - CONNECTION EM BRAKE CONTROL PROTECTION IP65 AMBIENT TEMPERATURE -10 TO +55 105 X 205 X 171 (HXWXD) WITHOUT POWER MODULE | 608 | TEM | 1 | MC | 1.55 | 1
6SL35440TB021PA0 | SINAMICS G110M CONTROL UNIT CU240M DP Q PROFIBUS DP WITH PLUG-IN TERMINALS 4 DI, 2 DO, 2 AI, 1 F-DI PTC/ KTY - CONNECTION EM BRAKE CONTROL PROTECTION IP65 AMBIENT TEMP -10 TO +55 DEG C 105 X 171 X 216 (HXWXD) WITHOUT POWER MODULE | 887 | TEM | 1 | MC | 1.75 | 1
6SL35460FB211FA0 | SINAMICS G120D CONTROL UNIT CU250D-2 PN-F PROFINET, STO ON-BOARD POSITIONING (EPOS) 6 DI/3 F-DI, 2 DO/1 F-DO, 2 AI USB INTERFACE SD/MMC-INTERFACE HTL AND SSI ENCODER INTERFACE PROTECTION IP65 AMBIENT TEMP -10 TO +50 DEG C WITHOUT POWER MODULE | 1149 | TEM | 1 | MC | 0.96 | 1
6SL35460FB211FB0 | SINAMICS G120D CONTROL UNIT CU250D-2 PN-F PP PROFINET AND SAFETY INTEGRATED POSITIONING (EPOS) PUSH-PULL DESIGN 6 DI/3 F-DI, 2 DO/1 F-DO, 2 AI SD/MMC-INTERFACE HTL AND SSI ENCODER INTERFACE PROTECTION IP65 AMBIENT TEMP 0 TO +50 DEG C WITHOUT POWER MODULE | 1343 | TEM | 1 | MC | 1.51 | 1
6SL35460FB211FC0 | SINAMICS G120D CONTROL UNIT CU250D-2 PN-F FO PROFINET VIA OPTICAL FIBRE COMM AND SAFETY INTEGRATED IN PUSH-PULL DESIGN POSITIONING (EPOS) 6 DI/3 F-DI, 2 DO/1 F-DO, 2 AI HTL AND SSI ENCODER INTERFACE PROTECTION IP65 AMBIENT TEMP 0 TO +45 DEG C WITHOUT POWER MODULE | 2961 | TEM | 1 | MC | 1.5 | 1
6SL35460FB211PA0 | SINAMICS G120D CONTROL UNIT CU250D-2 DP-F PROFIBUS DP AND SAFETY INTEGRAT POSITIONING (EPOS) 6 DI/3 F-DI, 2 DO/1 F-DO, 2 AI USB INTERFACE SD/MMC-INTERFACE HTL AND SSI ENCODER INTERFACE PROTECTION IP65 AMBIENT TEMP 0 TO +55 DEG C WITHOUT POWER MODULE | 1149 | TEM | 1 | MC | 0.96 | 1
6SL35550AA006AB0 | SINAMICS S120M DRIVE CLiQ EXTENSION IP67 | 511 | TEM | 1 | MC | 0.6 | 1
6SL35550PA002AA0 | USB INTERFACE CABLE FOR COMMISSIONING OF ET 200PRO FC, SINAMICS G110D, SIRIUS M200D ( ONLY BY 1ST GENERATION - CU240D) LENGTH 2,5 M INCLUDING DRIVER CD | 199 | TEM | 1 | MC | 0.15 | 1
6SL35550PL002AA0 | SINAMICS G110D MANUAL-LOCAL-KEYSWITCH | 142 | TEM | 1 | MC | 0.25 | 1
6SL35550PM000AA0 | SINAMICS G110D CARD HOLDER MMC/SD | 49.7 | TEM | 1 | MC | 0.05 | 1
6SL35550PR010AA0 | SINAMICS G110M REPAIR SWITCH WITH NETWORK INPUT LINES FOR SIDE MOUNTING TO CONTROL UNIT | 115 | TEM | 1 | MC | 0.5 | 1
6SL35550PV000AA0 | SINAMICS G110M ITERNAL 24VDC POWER SUPPLY DC24V +/- 10% OUTPUT CURRENT 2A CURRENT CONSUMPTION 1,5A DEGREE OF PROTECTION IP66 97 X 49 X 117 (H X W X D) AMBIENT TEMPERATURE -10 TO +55 DEG C | 205 | TEM | 1 | MC | 0.39 | 1
6SL35552BC100AA0 | SINAMICS S120M ADAPTER MODULE 600 FRAME SIZE: BOOKSIZE COMPACT INPUT: DC 600V INTERNAL AIR COOLING | 1290 | TEM | 1 | MC | 4.065 | 1
6SL35552DA000AA0 | SINAMICS S120M CABINET BUSHING FOR HYBRID CABLE AND DRIVE-CLIQ PROTECTION IP65/IP65 | 749 | TEM | 1 | MC | 1.1 | 1
6SL35626DF710RA1 | DISTRIBUTED SERVO-DRIVE SINAMICS S120M AH63, M(0)=5Nm, N(N)=3000 RPM, INPUT: DC 600V ABSOLUTE ENCODER 20 BIT NATURAL AIR COOLING, IM B5, IM V1, IM V3 DEGREE OF PROTECTION: IP65 SHAFT WITH FITTED KEY TOLERANCE N; W/O HOLDING BRAKE | 4313 | TEM | 1 | MC | 12.2 | 1
6SL35626DF710RA2 | DISTRIBUTED SERVO-DRIVE SINAMICS S120M AH63, M(0)=5Nm, N(N)=3000 RPM, INPUT: DC 600V ABSOLUTE ENCODER 20 BIT NATURAL AIR COOLING, IM B5, IM V1, IM V3 DEGREE OF PROTECTION: IP65 SHAFT END IP67 SHAFT WITH FITTED KEY TOLERANCE N; W/O HOLDING BRAKE | 4313 | TEM | 1 | MC | 12.2 | 1
6SL35626DF710RB1 | DISTRIBUTED SERVO-DRIVE SINAMICS S120M AH63, M(0)=5Nm, N(N)=3000 RPM, INPUT: DC 600V ABSOLUTE ENCODER 20 BIT NATURAL AIR COOLING, IM B5, IM V1, IM V3 DEGREE OF PROTECTION: IP65 SHAFT WITH FITTED KEY TOLERANCE N; WITH HOLDING BRAKE | 4611 | TEM | 1 | MC | 13.6 | 1
6SL35626DF710RB2 | DISTRIBUTED SERVO-DRIVE SINAMICS S120M AH63, M(0)=5Nm, N(N)=3000 RPM, INPUT: DC 600V ABSOLUTE ENCODER 20 BIT NATURAL AIR COOLING, IM B5, IM V1, IM V3 DEGREE OF PROTECTION: IP65 SHAFT END IP67 SHAFT WITH FITTED KEY TOLERANCE N; WITH HOLDING BRAKE | 4611 | TEM | 1 | MC | 13.6 | 1
6SL35626DF710RG1 | DISTRIBUTED SERVO-DRIVE SINAMICS S120M AH63, M(0)=5Nm, N(N)=3000 RPM, INPUT: DC 600V ABSOLUTE ENCODER 20 BIT NATURAL AIR COOLING, IM B5, IM V1, IM V3 DEGREE OF PROTECTION: IP65 PLAIN SHAFT W/O HOLDING BRAKE | 4229 | TEM | 1 | MC | 12.2 | 1
6SL35626DF710RG2 | DISTRIBUTED SERVO-DRIVE SINAMICS S120M AH63, M(0)=5Nm, N(N)=3000 RPM, INPUT: DC 600V ABSOLUTE ENCODER 20 BIT NATURAL AIR COOLING, IM B5, IM V1, IM V3 DEGREE OF PROTECTION: IP65 SHAFT END IP67 PLAIN SHAFT W/O HOLDING BRAKE | 4229 | TEM | 1 | MC | 12.2 | 1
6SL35626DF710RH1 | DISTRIBUTED SERVO-DRIVE SINAMICS S120M AH63, M(0)=5Nm, N(N)=3000 RPM, INPUT: DC 600V ABSOLUTE ENCODER 20 BIT NATURAL AIR COOLING, IM B5, IM V1, IM V3 DEGREE OF PROTECTION: IP65 PLAIN SHAFT WITH HOLDING BRAKE | 4528 | TEM | 1 | MC | 13.6 | 1
6SL35626DF710RH2 | DISTRIBUTED SERVO-DRIVE SINAMICS S120M AH63, M(0)=5Nm, N(N)=3000 RPM, INPUT: DC 600V ABSOLUTE ENCODER 20 BIT NATURAL AIR COOLING, IM B5, IM V1, IM V3 DEGREE OF PROTECTION: IP65 SHAFT END IP67 PLAIN SHAFT WITH HOLDING BRAKE | 4528 | TEM | 1 | MC | 13.6 | 1
6SL35634RA000GA0 | SINAMICS G110D BRAKING RESISTOR CONNECTOR KIT | 79.5 | TEM | 1 | MC | 0.27 | 1
6SL35634UA000GA0 | SINAMICS G110D UL CONNECTOR KIT | 248 | TEM | 1 | MC | 4.8 | 1
6SL35636DC710RA1 | DISTRIBUTED SERVO-DRIVE SINAMICS S120M AH63, M(0)=8,5Nm, N(N)=2000 RPM, INPUT: DC 600V ABSOLUTE ENCODER 20 BIT NATURAL AIR COOLING, IM B5, IM V1, IM V3 DEGREE OF PROTECTION: IP65 SHAFT WITH FITTED KEY TOLERANCE N; W/O HOLDING BRAKE | 4572 | TEM | 1 | MC | 14.2 | 1
6SL35636DC710RB1 | DISTRIBUTED SERVO-DRIVE SINAMICS S120M AH63, M(0)=8,5Nm, N(N)=2000 RPM, INPUT: DC 600V ABSOLUTE ENCODER 20 BIT NATURAL AIR COOLING, IM B5, IM V1, IM V3 DEGREE OF PROTECTION: IP65 SHAFT WITH FITTED KEY TOLERANCE N; WITH HOLDING BRAKE | 4871 | TEM | 1 | MC | 15.55 | 1
6SL35636DF710RA1 | DISTRIBUTED SERVO-DRIVE SINAMICS S120M AH63, M(0)=7,1Nm, N(N)=3000 RPM, INPUT: DC 600V ABSOLUTE ENCODER 20 BIT NATURAL AIR COOLING, IM B5, IM V1, IM V3 DEGREE OF PROTECTION: IP65 SHAFT WITH FITTED KEY TOLERANCE N; W/O HOLDING BRAKE | 4572 | TEM | 1 | MC | 14.2 | 1
6SL35636DF710RA2 | DISTRIBUTED SERVO-DRIVE SINAMICS S120M AH63, M(0)=7,1Nm, N(N)=3000 RPM, INPUT: DC 600V ABSOLUTE ENCODER 20 BIT NATURAL AIR COOLING, IM B5, IM V1, IM V3 DEGREE OF PROTECTION: IP65 SHAFT END IP67 SHAFT WITH FITTED KEY TOLERANCE N; W/O HOLDING BRAKE | 4572 | TEM | 1 | MC | 14.2 | 1
6SL35636DF710RB1 | DISTRIBUTED SERVO-DRIVE SINAMICS S120M AH63, M(0)=7,1Nm, N(N)=3000 RPM, INPUT: DC 600V ABSOLUTE ENCODER 20 BIT NATURAL AIR COOLING, IM B5, IM V1, IM V3 DEGREE OF PROTECTION: IP65 SHAFT WITH FITTED KEY TOLERANCE N; WITH HOLDING BRAKE | 4871 | TEM | 1 | MC | 15.55 | 1
6SL35636DF710RB2 | DISTRIBUTED SERVO-DRIVE SINAMICS S120M AH63, M(0)=7,1Nm, N(N)=3000 RPM, INPUT: DC 600V ABSOLUTE ENCODER 20 BIT NATURAL AIR COOLING, IM B5, IM V1, IM V3 DEGREE OF PROTECTION: IP65 SHAFT END IP67 SHAFT WITH FITTED KEY TOLERANCE N; WITH HOLDING BRAKE | 4871 | TEM | 1 | MC | 15.55 | 1
6SL35636DF710RG1 | DISTRIBUTED SERVO-DRIVE SINAMICS S120M AH63, M(0)=7,1Nm, N(N)=3000 RPM, INPUT: DC 600V ABSOLUTE ENCODER 20 BIT NATURAL AIR COOLING, IM B5, IM V1, IM V3 DEGREE OF PROTECTION: IP65 PLAIN SHAFT W/O HOLDING BRAKE | 4487 | TEM | 1 | MC | 14.2 | 1
6SL35636DF710RG2 | DISTRIBUTED SERVO-DRIVE SINAMICS S120M AH63, M(0)=7,1Nm, N(N)=3000 RPM, INPUT: DC 600V ABSOLUTE ENCODER 20 BIT NATURAL AIR COOLING, IM B5, IM V1, IM V3 DEGREE OF PROTECTION: IP65 SHAFT END IP67 PLAIN SHAFT W/O HOLDING BRAKE | 4487 | TEM | 1 | MC | 14.2 | 1
6SL35636DF710RH1 | DISTRIBUTED SERVO-DRIVE SINAMICS S120M AH63, M(0)=7,1Nm, N(N)=3000 RPM, INPUT: DC 600V ABSOLUTE ENCODER 20 BIT NATURAL AIR COOLING, IM B5, IM V1, IM V3 DEGREE OF PROTECTION: IP65 PLAIN SHAFT WITH HOLDING BRAKE | 4787 | TEM | 1 | MC | 15.55 | 1
6SL35636DF710RH2 | DISTRIBUTED SERVO-DRIVE SINAMICS S120M AH63, M(0)=7,1Nm, N(N)=3000 RPM, INPUT: DC 600V ABSOLUTE ENCODER 20 BIT NATURAL AIR COOLING, IM B5, IM V1, IM V3 DEGREE OF PROTECTION: IP65 SHAFT END IP67 PLAIN SHAFT WITH HOLDING BRAKE | 4787 | TEM | 1 | MC | 15.55 | 1
6SL35661GA000GA0 | SINAMICS G110M WALL MOUNTING KIT WITH FAN COMPRISING 1 CABLE GLAND FOR MOTOR CONNECTION | 237 | TEM | 1 | MC | 1.82 | 1
6SL35662LA000GA0 | SINAMICS G110M INSTALLATION KIT FOR VARIANT WITH PLUGGABLE CONNECTIONS CONTAINS 1 COVER FOR AC400V INPUT CONNECTOR AND 1 COVER FOR DC24V INPUT CONNECTOR AND 1 CABLE GLAND EM BRAKE CONNECTION | 17.8 | TEM | 1 | MC | 0.06 | 1
6SL35662VA000GA0 | SINAMICS G110M INSTALLATION KIT FOR VARIANT WITH CABLE GLANDS CONTAINS 2 CABLE GLANDS FOR AC400V CONNECTION, AND 2 CABLE GLANDS FOR DC24V CONNECTION AND 1 CABLE GLAND FOR EM BRAKE CONNECTION | 24.6 | TEM | 1 | MC | 0.06 | 1
3RA11201CA240AP0 | LOAD FEEDER FUSELESS DIRECT STARTING,AC 400V,SIZE S0 1.8...2.5 A, AC 230 V, 50 HZ, SCREW CONNECTION FOR MOUNTING ONTO STANDARD MOUNTING RAILS, TYPE OF COORDIN. 2, IQ = 50 KA | 117.26 | TEM | 1 | CP | 0.702 | 1
3RA11201CA240AP0 | LOAD FEEDER FUSELESS DIRECT STARTING,AC 400V,SIZE S0 1.8...2.5 A, AC 230 V, 50 HZ, SCREW CONNECTION FOR MOUNTING ONTO STANDARD MOUNTING RAILS, TYPE OF COORDIN. 2, IQ = 50 KA | 117.26 | TEM | 1 | CP | 0.702 | 1
3RA11201CA240BB4 | LOAD FEEDER FUSELESS DIRECT STARTING,400V AC,SIZE S0 1.8...2.5 A, 24 V DC, SCREW TERMINALS, FOR STANDARD RAIL MOUNTING, TYPE OF COORDIN. 2, IQ = 50 KA | 157.24 | TEM | 1 | CP | 0.935 | 1
3RA11201CA240BB4 | LOAD FEEDER FUSELESS DIRECT STARTING,400V AC,SIZE S0 1.8...2.5 A, 24 V DC, SCREW TERMINALS, FOR STANDARD RAIL MOUNTING, TYPE OF COORDIN. 2, IQ = 50 KA | 157.24 | TEM | 1 | CP | 0.935 | 1
3RA11201CD240AP0 | LOAD FEEDER FUSELESS DIRECT STARTING,AC 400V,SIZE S0 1.8...2.5 A, AC 230 V, 50 HZ, SCREW CONNECTION ON 60 MM BUSBAR ADAPTER TYPE OF COORDIN. 2, IQ = 50 KA (ALSO COMPATIBLE WITH TYPE OF COORDINATION 2) | 145.65 | TEM | 1 | CP | 0.877 | 1
3RA11201CD240AP0 | LOAD FEEDER FUSELESS DIRECT STARTING,AC 400V,SIZE S0 1.8...2.5 A, AC 230 V, 50 HZ, SCREW CONNECTION ON 60 MM BUSBAR ADAPTER TYPE OF COORDIN. 2, IQ = 50 KA (ALSO COMPATIBLE WITH TYPE OF COORDINATION 2) | 145.65 | TEM | 1 | CP | 0.877 | 1
3RA11201CD240BB4 | LOAD FEEDER FUSELESS DIRECT STARTING,AC 400V,SIZE S0 1.8...2.5 A, DC 24 V, SCREW CONNECTION ON 60 MM BUSBAR ADAPTER TYPE OF COORDIN. 2, IQ = 50 KA (ALSO COMPATIBLE WITH TYPE OF COORDINATION 1) | 186.55 | TEM | 1 | CP | 1.11 | 1
3RA11201CD240BB4 | LOAD FEEDER FUSELESS DIRECT STARTING,AC 400V,SIZE S0 1.8...2.5 A, DC 24 V, SCREW CONNECTION ON 60 MM BUSBAR ADAPTER TYPE OF COORDIN. 2, IQ = 50 KA (ALSO COMPATIBLE WITH TYPE OF COORDINATION 1) | 186.55 | TEM | 1 | CP | 1.11 | 1
3RA11201DA240BB4 | LOAD FEEDER FUSELESS DIRECT STARTING,AC 400V,SIZE S0 2.2...3.2 A, DC 24 V, SCREW CONNECTION FOR MOUNTING ONTO STANDARD MOUNTING RAILS, TYPE OF COORDIN. 1, IQ = 50 KA | 157.24 | TEM | 1 | CP | 0.929 | 1
3RA11201DA240BB4 | LOAD FEEDER FUSELESS DIRECT STARTING,AC 400V,SIZE S0 2.2...3.2 A, DC 24 V, SCREW CONNECTION FOR MOUNTING ONTO STANDARD MOUNTING RAILS, TYPE OF COORDIN. 1, IQ = 50 KA | 157.24 | TEM | 1 | CP | 0.929 | 1
3RA11201DD240BB4 | LOAD FEEDER FUSELESS DIRECT STARTING,AC 400V,SIZE S0 2.2...3.2 A, DC 24 V, SCREW CONNECTION ON 60 MM BUSBAR ADAPTER TYPE OF COORDIN. 2, IQ = 50 KA (ALSO COMPATIBLE WITH TYPE OF COORDINATION 1) | 186.55 | TEM | 1 | CP | 1.116 | 1
3RA11201DD240BB4 | LOAD FEEDER FUSELESS DIRECT STARTING,AC 400V,SIZE S0 2.2...3.2 A, DC 24 V, SCREW CONNECTION ON 60 MM BUSBAR ADAPTER TYPE OF COORDIN. 2, IQ = 50 KA (ALSO COMPATIBLE WITH TYPE OF COORDINATION 1) | 186.55 | TEM | 1 | CP | 1.116 | 1
3RA11201EA240BB4 | LOAD FEEDER FUSELESS DIRECT STARTING,AC 400V,SIZE S0 2.8...4 A, DC 24 V, SCREW CONNECTION FOR MOUNTING ONTO STANDARD MOUNTING RAILS, TYPE OF COORDIN. 2, IQ = 50 KA | 157.24 | TEM | 1 | CP | 0.933 | 1
3RA11201EA240BB4 | LOAD FEEDER FUSELESS DIRECT STARTING,AC 400V,SIZE S0 2.8...4 A, DC 24 V, SCREW CONNECTION FOR MOUNTING ONTO STANDARD MOUNTING RAILS, TYPE OF COORDIN. 2, IQ = 50 KA | 157.24 | TEM | 1 | CP | 0.933 | 1
3RA11201ED240BB4 | LOAD FEEDER FUSELESS DIRECT STARTING,AC 400V,SIZE S0 2.8...4 A, DC 24 V, SCREW CONNECTION ON 60 MM BUSBAR ADAPTER TYPE OF COORDIN. 2, IQ = 50 KA (ALSO COMPATIBLE WITH TYPE OF COORDINATION 1) | 186.55 | TEM | 1 | CP | 1.111 | 1
3RA11201ED240BB4 | LOAD FEEDER FUSELESS DIRECT STARTING,AC 400V,SIZE S0 2.8...4 A, DC 24 V, SCREW CONNECTION ON 60 MM BUSBAR ADAPTER TYPE OF COORDIN. 2, IQ = 50 KA (ALSO COMPATIBLE WITH TYPE OF COORDINATION 1) | 186.55 | TEM | 1 | CP | 1.111 | 1
3RA11201FA240AP0 | LOAD FEEDER FUSELESS DIRECT STARTING,AC 400V,SIZE S0 3.5...5 A, AC 230 V, 50 HZ, SCREW CONNECTION FOR MOUNTING ONTO STANDARD MOUNTING RAILS, TYPE OF COORDIN. 2, IQ = 50 KA | 117.26 | TEM | 1 | CP | 0.707 | 1
3RA11201FA240AP0 | LOAD FEEDER FUSELESS DIRECT STARTING,AC 400V,SIZE S0 3.5...5 A, AC 230 V, 50 HZ, SCREW CONNECTION FOR MOUNTING ONTO STANDARD MOUNTING RAILS, TYPE OF COORDIN. 2, IQ = 50 KA | 117.26 | TEM | 1 | CP | 0.707 | 1
3RA11201GA240BB4 | LOAD FEEDER FUSELESS DIRECT STARTING,AC 400V,SIZE S0 4.5...6.3 A, DC 24 V, SCREW CONNECTION FOR MOUNTING ONTO STANDARD MOUNTING RAILS, TYPE OF COORDIN. 2, IQ = 50 KA | 157.24 | TEM | 1 | CP | 0.939 | 1
3RA11201GA240BB4 | LOAD FEEDER FUSELESS DIRECT STARTING,AC 400V,SIZE S0 4.5...6.3 A, DC 24 V, SCREW CONNECTION FOR MOUNTING ONTO STANDARD MOUNTING RAILS, TYPE OF COORDIN. 2, IQ = 50 KA | 157.24 | TEM | 1 | CP | 0.939 | 1
3RA11201GD240AP0 | LOAD FEEDER FUSELESS DIRECT STARTING,AC 400V,SIZE S0 4.5...6.3 A, AC 230 V, 50 HZ, SCREW CONNECTION ON 60 MM BUSBAR ADAPTER TYPE OF COORDIN. 2, IQ = 50 KA (ALSO COMPATIBLE WITH TYPE OF COORDINATION 1) | 145.65 | TEM | 1 | CP | 0.896 | 1
3RA11201GD240AP0 | LOAD FEEDER FUSELESS DIRECT STARTING,AC 400V,SIZE S0 4.5...6.3 A, AC 230 V, 50 HZ, SCREW CONNECTION ON 60 MM BUSBAR ADAPTER TYPE OF COORDIN. 2, IQ = 50 KA (ALSO COMPATIBLE WITH TYPE OF COORDINATION 1) | 145.65 | TEM | 1 | CP | 0.896 | 1
3RA11201HA240BB4 | LOAD FEEDER FUSELESS DIRECT STARTING,AC 400V,SIZE S0 5.5...8 A, DC 24 V, SCREW CONNECTION FOR MOUNTING ONTO STANDARD MOUNTING RAILS, TYPE OF COORDIN. 1, IQ = 50 KA | 157.24 | TEM | 1 | CP | 0.931 | 1
3RA11201HA240BB4 | LOAD FEEDER FUSELESS DIRECT STARTING,AC 400V,SIZE S0 5.5...8 A, DC 24 V, SCREW CONNECTION FOR MOUNTING ONTO STANDARD MOUNTING RAILS, TYPE OF COORDIN. 1, IQ = 50 KA | 157.24 | TEM | 1 | CP | 0.931 | 1
3RA11201JA260BB4 | LOAD FEEDER FUSELESS DIRECT STARTING,AC 400V,SIZE S0 7...10 A, DC 24 V, SCREW CONNECTION FOR MOUNTING ONTO STANDARD MOUNTING RAILS, TYPE OF COORDIN. 1, IQ = 50 KA | 198.13 | TEM | 1 | CP | 0.983 | 1
3RA11201JA260BB4 | LOAD FEEDER FUSELESS DIRECT STARTING,AC 400V,SIZE S0 7...10 A, DC 24 V, SCREW CONNECTION FOR MOUNTING ONTO STANDARD MOUNTING RAILS, TYPE OF COORDIN. 1, IQ = 50 KA | 198.13 | TEM | 1 | CP | 0.983 | 1
3RA11201KA260BB4 | LOAD FEEDER FUSELESS DIRECT STARTING,AC 400V,SIZE S0 9...12.5 A, DC 24 V, SCREW CONNECTION FOR MOUNTING ONTO STANDARD MOUNTING RAILS, TYPE OF COORDIN. 1, IQ = 50 KA | 198.13 | TEM | 1 | CP | 1.153 | 1
3RA11201KA260BB4 | LOAD FEEDER FUSELESS DIRECT STARTING,AC 400V,SIZE S0 9...12.5 A, DC 24 V, SCREW CONNECTION FOR MOUNTING ONTO STANDARD MOUNTING RAILS, TYPE OF COORDIN. 1, IQ = 50 KA | 198.13 | TEM | 1 | CP | 1.153 | 1
3RA11204AA260BB4 | LOAD FEEDER FUSELESS DIRECT STARTING,AC 400V,SIZE S0 11...16 A, DC 24 V, SCREW CONNECTION FOR MOUNTING ONTO STANDARD MOUNTING RAILS, TYPE OF COORDIN. 1, IQ = 50 KA | 198.13 | TEM | 1 | CP | 0.959 | 1
3RA11204AA260BB4 | LOAD FEEDER FUSELESS DIRECT STARTING,AC 400V,SIZE S0 11...16 A, DC 24 V, SCREW CONNECTION FOR MOUNTING ONTO STANDARD MOUNTING RAILS, TYPE OF COORDIN. 1, IQ = 50 KA | 198.13 | TEM | 1 | CP | 0.959 | 1
3RA11204AD260AP0 | LOAD FEEDER FUSELESS DIRECT STARTING,AC 400V,SIZE S0 11...16 A, AC 230 V, 50 HZ, SCREW CONNECTION ON 60 MM BUSBAR ADAPTER TYPE OF COORDIN. 2, IQ = 50 KA (ALSO COMPATIBLE WITH TYPE OF COORDINATION 1) | 182.96 | TEM | 1 | CP | 0.89 | 1
3RA11204AD260AP0 | LOAD FEEDER FUSELESS DIRECT STARTING,AC 400V,SIZE S0 11...16 A, AC 230 V, 50 HZ, SCREW CONNECTION ON 60 MM BUSBAR ADAPTER TYPE OF COORDIN. 2, IQ = 50 KA (ALSO COMPATIBLE WITH TYPE OF COORDINATION 1) | 182.96 | TEM | 1 | CP | 0.89 | 1
3RA11204BA260BB4 | LOAD FEEDER FUSELESS DIRECT STARTING,AC 400V,SIZE S0 14...20 A, DC 24 V, SCREW CONNECTION FOR MOUNTING ONTO STANDARD MOUNTING RAILS, TYPE OF COORDIN. 1, IQ = 50 KA | 202.54 | TEM | 1 | CP | 0.935 | 1
3RA11204BA260BB4 | LOAD FEEDER FUSELESS DIRECT STARTING,AC 400V,SIZE S0 14...20 A, DC 24 V, SCREW CONNECTION FOR MOUNTING ONTO STANDARD MOUNTING RAILS, TYPE OF COORDIN. 1, IQ = 50 KA | 202.54 | TEM | 1 | CP | 0.935 | 1
3RA11304EB340BB4 | LOAD FEEDER FUSELESS DIRECT STARTING,AC 400V,SIZE S2 22...32 A, DC 24 V, ON ADAPTER FOR SCREW AND SNAP-ON MOUNTING TYPE OF COORDIN. 2, IQ = 50 KA (ALSO COMPATIBLE WITH TYPE OF COORDINATION 1) | 336.71 | TEM | 1 | CP | 2.7 | 1
3RA11304EB340BB4 | LOAD FEEDER FUSELESS DIRECT STARTING,AC 400V,SIZE S2 22...32 A, DC 24 V, ON ADAPTER FOR SCREW AND SNAP-ON MOUNTING TYPE OF COORDIN. 2, IQ = 50 KA (ALSO COMPATIBLE WITH TYPE OF COORDINATION 1) | 336.71 | TEM | 1 | CP | 2.7 | 1
3RA11304FB350AP0 | LOAD FEEDER FUSELESS DIRECT STARTING,AC 400V,SIZE S2 28...40 A, AC 230 V, 50 HZ, SCREW CONNECTION, ON ADAPTER FOR SCREW AND SNAP-ON MOUNTING TYPE OF COORDIN. 2, IQ = 50 KA | 313.55 | TEM | 1 | CP | 2.126 | 1
3RA11304FB350AP0 | LOAD FEEDER FUSELESS DIRECT STARTING,AC 400V,SIZE S2 28...40 A, AC 230 V, 50 HZ, SCREW CONNECTION, ON ADAPTER FOR SCREW AND SNAP-ON MOUNTING TYPE OF COORDIN. 2, IQ = 50 KA | 313.55 | TEM | 1 | CP | 2.126 | 1
3RA11304GB360AP0 | LOAD FEEDER FUSELESS DIRECT STARTING,AC 400V,SIZE S2 36...45 A, AC 230 V, 50 HZ, SCREW CONNECTION, ON ADAPTER FOR SCREW AND SNAP-ON MOUNTING TYPE OF COORDIN. 2, IQ = 50 KA | 368.69 | TEM | 1 | CP | 2.108 | 1
3RA11304GB360AP0 | LOAD FEEDER FUSELESS DIRECT STARTING,AC 400V,SIZE S2 36...45 A, AC 230 V, 50 HZ, SCREW CONNECTION, ON ADAPTER FOR SCREW AND SNAP-ON MOUNTING TYPE OF COORDIN. 2, IQ = 50 KA | 368.69 | TEM | 1 | CP | 2.108 | 1
3RA12201FD240BB4 | LOAD FEEDER FUSELESS REVERSING DUTY, AC 400 V, SIZES0, 3.5...5 A, DC 24 V, SCREW CONNECTION, TYPE OF COORDIN. 2, IQ = 50 KA ON 60 MM BUSBAR ADAPTER | 320.72 | TEM | 1 | CP | 1.926 | 1
3RA12201FD240BB4 | LOAD FEEDER FUSELESS REVERSING DUTY, AC 400 V, SIZES0, 3.5...5 A, DC 24 V, SCREW CONNECTION, TYPE OF COORDIN. 2, IQ = 50 KA ON 60 MM BUSBAR ADAPTER | 320.72 | TEM | 1 | CP | 1.926 | 1
3RA13348XB301AC2 | REVERSING CONTACTOR COMBINATION 15KW, SIZE S2, AC 24V, 50/60HZ | 248.3 | TEM | 1 | CP | 2.239 | 1
3RA13348XB301AC2 | REVERSING CONTACTOR COMBINATION 15KW, SIZE S2, AC 24V, 50/60HZ | 248.3 | TEM | 1 | CP | 2.239 | 1
3RA13348XB301AG2 | REVERSING CONTACTOR COMBINATION 15KW, SIZE S2, AC 110V, 50/60HZ | 248.3 | TEM | 1 | CP | 2.246 | 1
3RA13348XB301AG2 | REVERSING CONTACTOR COMBINATION 15KW, SIZE S2, AC 110V, 50/60HZ | 248.3 | TEM | 1 | CP | 2.246 | 1
3RA13368XB301AL2 | REVERSING CONTACTOR COMBINATION 22KW, SIZE S2, AC 230V, 50/60HZ | 343.41 | TEM | 1 | CP | 2.29 | 1
3RA13368XB301AL2 | REVERSING CONTACTOR COMBINATION 22KW, SIZE S2, AC 230V, 50/60HZ | 343.41 | TEM | 1 | CP | 2.29 | 1
3RA13448XB301AG2 | REVERSING CONTACTOR COMBINATION 30KW, SIZE S3, AC 110V, 50/60HZ | 479.1 | TEM | 1 | CP | 4.13 | 1
3RA13448XB301AG2 | REVERSING CONTACTOR COMBINATION 30KW, SIZE S3, AC 110V, 50/60HZ | 479.1 | TEM | 1 | CP | 4.13 | 1
3RA13458XB301AG2 | REVERSING CONTACTOR COMBINATION 37KW, SIZE S3, AC 110V, 50/60HZ | 558.38 | TEM | 1 | CP | 4.5 | 1
3RA13458XB301AG2 | REVERSING CONTACTOR COMBINATION 37KW, SIZE S3, AC 110V, 50/60HZ | 558.38 | TEM | 1 | CP | 4.5 | 1
3RA13458XB301AL2 | REVERSING CONTACTOR COMBINATION 37KW, SIZE S3, AC 230V, 50/60HZ | 558.38 | TEM | 1 | CP | 4.38 | 1
3RA13458XB301AL2 | REVERSING CONTACTOR COMBINATION 37KW, SIZE S3, AC 230V, 50/60HZ | 558.38 | TEM | 1 | CP | 4.38 | 1
3RA13468XB301AL2 | REVERSING CONTACTOR COMBINATION 45KW, SIZE S3, AC 230V, 50/60HZ | 686.93 | TEM | 1 | CP | 4.47 | 1
3RA13468XB301AL2 | REVERSING CONTACTOR COMBINATION 45KW, SIZE S3, AC 230V, 50/60HZ | 686.93 | TEM | 1 | CP | 4.47 | 1
3RA14158XB311AP0 | CONTACTOR COMBINATION, STAR-DELTA (PREASSEMBLED) FRONT-MOUNTED ON TIME RELAY, AC-3 5.5KW/400 V, 3-POLE, SIZE S00,S00,S00, EL. AND MECH. LOCKING DEVICE, SCREW CONNECTION, AC 230V, 50/60HZ | 230.22 | TEM | 1 | CP | 0.88 | 1
3RA14158XB311AP0 | CONTACTOR COMBINATION, STAR-DELTA (PREASSEMBLED) FRONT-MOUNTED ON TIME RELAY, AC-3 5.5KW/400 V, 3-POLE, SIZE S00,S00,S00, EL. AND MECH. LOCKING DEVICE, SCREW CONNECTION, AC 230V, 50/60HZ | 230.22 | TEM | 1 | CP | 0.88 | 1
3RA14158XB311BB4 | CONTACTOR COMBINATION, STAR-DELTA (PREASSEMBLED) FRONT-MOUNTED ON TIME RELAY, AC-3 5.5KW/400V, 3-POLE, SIZE S00,S00,S00, EL. AND MECH. LOCKING DEVICE, SCREW CONNECTION, DC 24V | 260.76 | TEM | 1 | CP | 1.11 | 1
3RA14158XB311BB4 | CONTACTOR COMBINATION, STAR-DELTA (PREASSEMBLED) FRONT-MOUNTED ON TIME RELAY, AC-3 5.5KW/400V, 3-POLE, SIZE S00,S00,S00, EL. AND MECH. LOCKING DEVICE, SCREW CONNECTION, DC 24V | 260.76 | TEM | 1 | CP | 1.11 | 1
3RA14168XB311AP0 | CONTACTOR COMBINATION, STAR-DELTA (PREASSEMBLED) FRONT-MOUNTED ON TIME RELAY, AC-3 7.5KW/400 V, 3-POLE, SIZE S00,S00,S00, EL. AND MECH. LOCKING DEVICE, SCREW CONNECTION, AC 230V, 50/60HZ | 254.71 | TEM | 1 | CP | 0.928 | 1
3RA14168XB311AP0 | CONTACTOR COMBINATION, STAR-DELTA (PREASSEMBLED) FRONT-MOUNTED ON TIME RELAY, AC-3 7.5KW/400 V, 3-POLE, SIZE S00,S00,S00, EL. AND MECH. LOCKING DEVICE, SCREW CONNECTION, AC 230V, 50/60HZ | 254.71 | TEM | 1 | CP | 0.928 | 1
3RA14168XB311BB4 | CONTACTOR COMBINATION, STAR-DELTA (PREASSEMBLED) FRONT-MOUNTED ON TIME RELAY, AC-3 7.5KW/400V, 3-POLE, SIZE S00,S00,S00, EL. AND MECH. LOCKING DEVICE, SCREW TERMINAL, DC 24V | 285.16 | TEM | 1 | CP | 1.118 | 1
3RA14168XB311BB4 | CONTACTOR COMBINATION, STAR-DELTA (PREASSEMBLED) FRONT-MOUNTED ON TIME RELAY, AC-3 7.5KW/400V, 3-POLE, SIZE S00,S00,S00, EL. AND MECH. LOCKING DEVICE, SCREW TERMINAL, DC 24V | 285.16 | TEM | 1 | CP | 1.118 | 1
3RA14238XC211AL2 | CONTACTOR ASSEMBLY, STAR-DELTA (ASSEMBLED) WITH TIME RELAIS AT THE SIDE, AC-3 11KW/400 V, 3-POLE, SIZES S0,S0,S0, EL. LOCKED, SCREW CONNECTION, AC 230V, 50/60 HZ | 275.62 | TEM | 1 | CP | 1.75 | 1
3RA14238XC211AL2 | CONTACTOR ASSEMBLY, STAR-DELTA (ASSEMBLED) WITH TIME RELAIS AT THE SIDE, AC-3 11KW/400 V, 3-POLE, SIZES S0,S0,S0, EL. LOCKED, SCREW CONNECTION, AC 230V, 50/60 HZ | 275.62 | TEM | 1 | CP | 1.75 | 1
3RA14238XC211BB4 | CONTACTOR COMBINATION, STAR-DELTA (PREASSEMBLED) FRONT-MOUNTED ON TIME RELAY, AC-3 11 KW/400 V, 3-POLE, SIZE S0,S0,S0, EL.LOCK. DEVICE, SCREW CONNECTION, DC 24V | 414.31 | TEM | 1 | CP | 2.375 | 1
3RA14238XC211BB4 | CONTACTOR COMBINATION, STAR-DELTA (PREASSEMBLED) FRONT-MOUNTED ON TIME RELAY, AC-3 11 KW/400 V, 3-POLE, SIZE S0,S0,S0, EL.LOCK. DEVICE, SCREW CONNECTION, DC 24V | 414.31 | TEM | 1 | CP | 2.375 | 1
3RA14258XC211AC2 | CONTACTOR COMBINATION, STAR-DELTA (PREASSEMBLED) SIDE-MOUNTING ON TIME RELAY, AC-3 15/18.5KW/400 V, 3-POLE, SIZE S0,S0,S0, EL.LOCK. DEVICE, SCREW CONNECTION, AC 24V, 50/60HZ | 344.5 | TEM | 1 | CP | 1.695 | 1
3RA14258XC211AC2 | CONTACTOR COMBINATION, STAR-DELTA (PREASSEMBLED) SIDE-MOUNTING ON TIME RELAY, AC-3 15/18.5KW/400 V, 3-POLE, SIZE S0,S0,S0, EL.LOCK. DEVICE, SCREW CONNECTION, AC 24V, 50/60HZ | 344.5 | TEM | 1 | CP | 1.695 | 1
3RA14258XC211AL2 | CONTACTOR ASSEMBLY, STAR-DELTA (ASSEMBLED) WITH TIME RELAIS AT THE SIDE, AC-3 15/18,5KW/400 V, 3-POLE, SIZES S0,S0,S0, EL. LOCKED, SCREW CONNECTION, AC 230V, 50/60 HZ | 344.5 | TEM | 1 | CP | 1.688 | 1
3RA14258XC211AL2 | CONTACTOR ASSEMBLY, STAR-DELTA (ASSEMBLED) WITH TIME RELAIS AT THE SIDE, AC-3 15/18,5KW/400 V, 3-POLE, SIZES S0,S0,S0, EL. LOCKED, SCREW CONNECTION, AC 230V, 50/60 HZ | 344.5 | TEM | 1 | CP | 1.688 | 1
3RA14258XC211BB4 | CONTACTOR COMBINATION, STAR-DELTA (PREASSEMBLED) SIDE-MOUNTING ON TIME RELAY, AC-3 15/18.5 KW/400 V, 3-POLE, SIZE S0,S0,S0, EL.LOCK. DEVICE, SCREW CONNECTION, DC 24V | 537.2 | TEM | 1 | CP | 2.43 | 1
3RA14258XC211BB4 | CONTACTOR COMBINATION, STAR-DELTA (PREASSEMBLED) SIDE-MOUNTING ON TIME RELAY, AC-3 15/18.5 KW/400 V, 3-POLE, SIZE S0,S0,S0, EL.LOCK. DEVICE, SCREW CONNECTION, DC 24V | 537.2 | TEM | 1 | CP | 2.43 | 1
3RA14348XC211AL2 | CONTACTOR ASSEMBLY, STAR-DELTA (ASSEMBLED) WITH TIME RELAIS AT THE SIDE, AC-3 22/30KW/400 V, 3-POLE, SIZES S2,S2,S0, EL. LOCKED, SCREW CONNECTION, AC 230V, 50/60 HZ | 513.73 | TEM | 1 | CP | 3.08 | 1
3RA14348XC211AL2 | CONTACTOR ASSEMBLY, STAR-DELTA (ASSEMBLED) WITH TIME RELAIS AT THE SIDE, AC-3 22/30KW/400 V, 3-POLE, SIZES S2,S2,S0, EL. LOCKED, SCREW CONNECTION, AC 230V, 50/60 HZ | 513.73 | TEM | 1 | CP | 3.08 | 1
3RA14348XC211BB4 | CONTACTOR COMBINATION, STAR-DELTA (PREASSEMBLED) SIDE-MOUNTING ON TIME RELAY, AC-3 22/30 KW/400 V, 3-POLE, SIZE S2,S2,S0, EL.LOCK. DEVICE, SCREW CONNECTION, DC 24V | 661.95 | TEM | 1 | CP | 4.52 | 1
3RA14348XC211BB4 | CONTACTOR COMBINATION, STAR-DELTA (PREASSEMBLED) SIDE-MOUNTING ON TIME RELAY, AC-3 22/30 KW/400 V, 3-POLE, SIZE S2,S2,S0, EL.LOCK. DEVICE, SCREW CONNECTION, DC 24V | 661.95 | TEM | 1 | CP | 4.52 | 1
3RA14358XC211AL2 | CONTACTOR ASSEMBLY, STAR-DELTA (ASSEMBLED) WITH TIME RELAIS AT THE SIDE, AC-3 37KW/400 V, 3-POLE, SIZES S2,S2,S2, EL. LOCKED, SCREW CONNECTION, AC 230V, 50/60 HZ | 572.98 | TEM | 1 | CP | 3.65 | 1
3RA14358XC211AL2 | CONTACTOR ASSEMBLY, STAR-DELTA (ASSEMBLED) WITH TIME RELAIS AT THE SIDE, AC-3 37KW/400 V, 3-POLE, SIZES S2,S2,S2, EL. LOCKED, SCREW CONNECTION, AC 230V, 50/60 HZ | 572.98 | TEM | 1 | CP | 3.65 | 1
3RA14448XC211AC2 | CONTACTOR COMBINATION, STAR-DELTA (PREASSEMBLED) SIDE-MOUNTING ON TIME RELAY, AC-3 55KW/400 V, 3-POLE, SIZE S3,S3,S2, EL.LOCK. DEVICE, SCREW CONNECTION, AC 24V, 50/60HZ | 824.2 | TEM | 1 | CP | 5.7 | 1
3RA14448XC211AC2 | CONTACTOR COMBINATION, STAR-DELTA (PREASSEMBLED) SIDE-MOUNTING ON TIME RELAY, AC-3 55KW/400 V, 3-POLE, SIZE S3,S3,S2, EL.LOCK. DEVICE, SCREW CONNECTION, AC 24V, 50/60HZ | 824.2 | TEM | 1 | CP | 5.7 | 1
3RA14448XC211AL2 | CONTACTOR ASSEMBLY, STAR-DELTA (ASSEMBLED) WITH TIME RELAIS AT THE SIDE, AC-3 55KW/400 V, 3-POLE, SIZES S3,S3,S2, EL. LOCKED, SCREW CONNECTION, AC 230V, 50/60 HZ | 824.2 | TEM | 1 | CP | 5.62 | 1
3RA14448XC211AL2 | CONTACTOR ASSEMBLY, STAR-DELTA (ASSEMBLED) WITH TIME RELAIS AT THE SIDE, AC-3 55KW/400 V, 3-POLE, SIZES S3,S3,S2, EL. LOCKED, SCREW CONNECTION, AC 230V, 50/60 HZ | 824.2 | TEM | 1 | CP | 5.62 | 1
3RA14448XC211BB4 | CONTACTOR COMBINATION, STAR-DELTA (PREASSEMBLED) SIDE-MOUNTING ON TIME RELAY, AC-3 55 KW/400 V, 3-POLE, SIZE S3,S3,S2, EL.LOCK. DEVICE, SCREW CONNECTION, DC 24V | 1072.77 | TEM | 1 | CP | 8.371 | 1
3RA14448XC211BB4 | CONTACTOR COMBINATION, STAR-DELTA (PREASSEMBLED) SIDE-MOUNTING ON TIME RELAY, AC-3 55 KW/400 V, 3-POLE, SIZE S3,S3,S2, EL.LOCK. DEVICE, SCREW CONNECTION, DC 24V | 1072.77 | TEM | 1 | CP | 8.371 | 1
3RA14458XC211AC2 | CONTACTOR COMBINATION, STAR-DELTA (PREASSEMBLED) SIDE-MOUNTING ON TIME RELAY, AC-3 75KW/400 V, 3-POLE, SIZE S3,S2, EL. LOCK. DEVICE, SCREW CONNECTION, AC 24V, 50/60HZ | 1020.39 | TEM | 1 | CP | 5.83 | 1
3RA14458XC211AC2 | CONTACTOR COMBINATION, STAR-DELTA (PREASSEMBLED) SIDE-MOUNTING ON TIME RELAY, AC-3 75KW/400 V, 3-POLE, SIZE S3,S2, EL. LOCK. DEVICE, SCREW CONNECTION, AC 24V, 50/60HZ | 1020.39 | TEM | 1 | CP | 5.83 | 1
3RA14458XC211AL2 | CONTACTOR ASSEMBLY, STAR-DELTA (ASSEMBLED) WITH TIME RELAIS AT THE SIDE, AC-3 75KW/400 V, 3-POLE, SIZES S3,S3,S2, EL. LOCKED, SCREW CONNECTION, AC 230V, 50/60 HZ | 1020.39 | TEM | 1 | CP | 5.906 | 1
3RA14458XC211AL2 | CONTACTOR ASSEMBLY, STAR-DELTA (ASSEMBLED) WITH TIME RELAIS AT THE SIDE, AC-3 75KW/400 V, 3-POLE, SIZES S3,S3,S2, EL. LOCKED, SCREW CONNECTION, AC 230V, 50/60 HZ | 1020.39 | TEM | 1 | CP | 5.906 | 1
3RA19111A | LINK MODULE (EL. A. MECH.) FOR 3RV1.11 A. 3RT1.1., 3RW3, PACKING = 10 ITEMS | 4.1 | TEM | 1 | CP | 0.018 | 10
3RA19111A | LINK MODULE (EL. A. MECH.) FOR 3RV1.11 A. 3RT1.1., 3RW3, PACKING = 10 ITEMS | 4.1 | TEM | 1 | CP | 0.018 | 10
3RA19111AA00 | CONNECTION MODULE, ELECTRICAL AND MECHANICAL, FOR 3RV1.1 AND 3RT101, 3RW301 1 PIECE AC AND DC ACTUATION | 4.1 | TEM | 1 | CP | 0.027 | 1
3RA19111AA00 | CONNECTION MODULE, ELECTRICAL AND MECHANICAL, FOR 3RV1.1 AND 3RT101, 3RW301 1 PIECE AC AND DC ACTUATION | 4.1 | TEM | 1 | CP | 0.027 | 1
3RA19122H | MECHANICAL CONNECTOR, INTERLOCKING AT THE SIDE FOR 3RT1.1 CONTACTOR CONSISTS OF 2 CONNECTORS AND 1 ANCHOR FOR 1 COMBINATION | 2.6 | TEM | 1 | CP | 0.001 | 10
3RA19122H | MECHANICAL CONNECTOR, INTERLOCKING AT THE SIDE FOR 3RT1.1 CONTACTOR CONSISTS OF 2 CONNECTORS AND 1 ANCHOR FOR 1 COMBINATION | 2.6 | TEM | 1 | CP | 0.001 | 10
3RA19132A | WIRING KIT (ELECTR.A.MECHANIC.) FOR REVERSING STARTER, SIZE S00 | 11.9 | TEM | 1 | CP | 0.041 | 1
3RA19132A | WIRING KIT (ELECTR.A.MECHANIC.) FOR REVERSING STARTER, SIZE S00 | 11.9 | TEM | 1 | CP | 0.041 | 1
3RA19132B | WIRING KIT (ELECTRICAL) FOR STAR-DELTA STARTER, SIZES00 | 9.3 | TEM | 1 | CP | 0.048 | 1
3RA19132B | WIRING KIT (ELECTRICAL) FOR STAR-DELTA STARTER, SIZES00 | 9.3 | TEM | 1 | CP | 0.048 | 1
3RA19211A | LINK MODULE (EL. A. MECH.) FOR 3RV1.21 AND 3RT1.2., 3RW3, PACKING = 10 ITEMS AC OPERATION | 5.9 | TEM | 1 | CP | 0.027 | 10
3RA19211A | LINK MODULE (EL. A. MECH.) FOR 3RV1.21 AND 3RT1.2., 3RW3, PACKING = 10 ITEMS AC OPERATION | 5.9 | TEM | 1 | CP | 0.027 | 10
3RA19211AA00 | CONNECTING MODULE ELECTRICAL AND MECHANICAL FOR 3RV1.2 AND 3RT1.2, 3RW302 1 PIECE AC OPERATION | 5.9 | TEM | 1 | CP | 0.037 | 1
3RA19211AA00 | CONNECTING MODULE ELECTRICAL AND MECHANICAL FOR 3RV1.2 AND 3RT1.2, 3RW302 1 PIECE AC OPERATION | 5.9 | TEM | 1 | CP | 0.037 | 1
3RA19211AA00 | CONNECTING MODULE ELECTRICAL AND MECHANICAL FOR 3RV1.2 AND 3RT1.2, 3RW302 1 PIECE AC OPERATION | 5.9 | TEM | 1 | CP | 0.037 | 1
3RA19211B | LINK MODULE (EL. A. MECH.) FOR 3RV1.21 AND 3RT1.2. PACKING = 10 ITEMS DC OPERATION | 5.9 | TEM | 1 | CP | 0.03 | 10
3RA19211B | LINK MODULE (EL. A. MECH.) FOR 3RV1.21 AND 3RT1.2. PACKING = 10 ITEMS DC OPERATION | 5.9 | TEM | 1 | CP | 0.03 | 10
3RA19211BA00 | CONNECTING MODULE ELECTRICAL AND MECHANICAL FOR 3RV1.2 AND 3RT1.2 1 PIECE DC OPERATION | 5.9 | TEM | 1 | CP | 0.039 | 1
3RA19211BA00 | CONNECTING MODULE ELECTRICAL AND MECHANICAL FOR 3RV1.2 AND 3RT1.2 1 PIECE DC OPERATION | 5.9 | TEM | 1 | CP | 0.039 | 1
3RA19211D | LINK MODULE ELECTRICAL AND MECHANICAL FOR 3RV1.2 AND 3RT101 FOR 3RV2.1/3RV2.2 AND 3RT2.1 AC AND DC OPERATION (MULTI-UNIT PACKAGING) | 5.4 | TEM | 1 | CP | 0.02 | 10
3RA19211D | LINK MODULE ELECTRICAL AND MECHANICAL FOR 3RV1.2 AND 3RT101 FOR 3RV2.1/3RV2.2 AND 3RT2.1 AC AND DC OPERATION (MULTI-UNIT PACKAGING) | 5.4 | TEM | 1 | CP | 0.02 | 10
3RA19211DA00 | LINK MODULE, ELECTRICAL AND MECHANICAL, FOR 3RV1.2 AND 3RT101 FOR 3RV2.1/3RV2.2 AND 3RT2.1 AC AND DC OPERATION (SINGLE-UNIT PACKAGING) | 5.4 | TEM | 1 | CP | 0.03 | 1
3RA19211DA00 | LINK MODULE, ELECTRICAL AND MECHANICAL, FOR 3RV1.2 AND 3RT101 FOR 3RV2.1/3RV2.2 AND 3RT2.1 AC AND DC OPERATION (SINGLE-UNIT PACKAGING) | 5.4 | TEM | 1 | CP | 0.03 | 1
3RA19222C | MECHANICAL CONNECTOR, INTERLOCKING AT THE FRONT FOR 3RT1.2 CONTACTOR CONSISTS OF 2 CONNECTORS FOR 1 COMBINATION | 1.8 | TEM | 1 | CP | 0.001 | 10
3RA19222C | MECHANICAL CONNECTOR, INTERLOCKING AT THE FRONT FOR 3RT1.2 CONTACTOR CONSISTS OF 2 CONNECTORS FOR 1 COMBINATION | 1.8 | TEM | 1 | CP | 0.001 | 10
3RA19231B | WIRING KIT (ELECTR.A.MECHANIC.) COMPL. F. LOAD FEEDERS FUSELESS, SIZE S0 FOR MOUNTING ON STANDARD MOUNTING RAIL | 30.6 | TEM | 1 | CP | 0.293 | 1
3RA19231B | WIRING KIT (ELECTR.A.MECHANIC.) COMPL. F. LOAD FEEDERS FUSELESS, SIZE S0 FOR MOUNTING ON STANDARD MOUNTING RAIL | 30.6 | TEM | 1 | CP | 0.293 | 1
3RA19231C | WIRING KIT (ELECTR.A.MECHANIC.) COMPL. F. LOAD FEEDERS FUSELESS, SIZE S0 F. BUSBAR SYSTEMS 40 MM | 58.4 | TEM | 1 | CP | 0.43 | 1
3RA19231C | WIRING KIT (ELECTR.A.MECHANIC.) COMPL. F. LOAD FEEDERS FUSELESS, SIZE S0 F. BUSBAR SYSTEMS 40 MM | 58.4 | TEM | 1 | CP | 0.43 | 1
3RA19232A | WIRING KIT (ELECTR.A.MECHANIC.) FOR REVERSING STARTER, SIZE S0 | 11.9 | TEM | 1 | CP | 0.051 | 1
3RA19232A | WIRING KIT (ELECTR.A.MECHANIC.) FOR REVERSING STARTER, SIZE S0 | 11.9 | TEM | 1 | CP | 0.051 | 1
3RA19232A | WIRING KIT (ELECTR.A.MECHANIC.) FOR REVERSING STARTER, SIZE S0 | 11.9 | TEM | 1 | CP | 0.051 | 1
3RA19232B | WIRING KIT (ELECTRICAL) F. STAR-DELTA STARTER, SIZES0 | 15.2 | TEM | 1 | CP | 0.059 | 1
3RA19232B | WIRING KIT (ELECTRICAL) F. STAR-DELTA STARTER, SIZES0 | 15.2 | TEM | 1 | CP | 0.059 | 1
3RA19241A | MECHANICAL LOCKING DEVICE FOR REVERSING CONT. ASSEMBLY FRONT-MOUNTED ON CONTACTORS SIZES S0...S3 | 12.5 | TEM | 1 | CP | 0.054 | 1
3RA19241A | MECHANICAL LOCKING DEVICE FOR REVERSING CONT. ASSEMBLY FRONT-MOUNTED ON CONTACTORS SIZES S0...S3 | 12.5 | TEM | 1 | CP | 0.054 | 1
3RA19242B | MECHANICAL LOCKING DEVICE FOR REVERSING STARTER, LATERALLY FITTABLE WITH ONE AUXIL. CONT. EACH(1NC P. CONT.) SIZE S0, S2, S3 | 13.4 | TEM | 1 | CP | 0.061 | 1
3RA19242B | MECHANICAL LOCKING DEVICE FOR REVERSING STARTER, LATERALLY FITTABLE WITH ONE AUXIL. CONT. EACH(1NC P. CONT.) SIZE S0, S2, S3 | 13.4 | TEM | 1 | CP | 0.061 | 1
3RA19311A | LINK MODULE (EL. A. MECH.) FOR 3RV1.31 A. 3RT1.3., 3RW3, PACKING = 5 ITEMS AC OPERATION | 12 | TEM | 1 | CP | 0.033 | 5
3RA19311A | LINK MODULE (EL. A. MECH.) FOR 3RV1.31 A. 3RT1.3., 3RW3, PACKING = 5 ITEMS AC OPERATION | 12 | TEM | 1 | CP | 0.033 | 5
3RA19311AA00 | CONNECTING MODULE ELECTRICAL AND MECHANICAL FOR 3RV1.3 AND 3RT1.3, 3RW303 1 PIECE AC OPERATION | 12 | TEM | 1 | CP | 0.041 | 1
3RA19311AA00 | CONNECTING MODULE ELECTRICAL AND MECHANICAL FOR 3RV1.3 AND 3RT1.3, 3RW303 1 PIECE AC OPERATION | 12 | TEM | 1 | CP | 0.041 | 1
3RA19311B | LINK MODULE (EL. A. MECH.) FOR 3RV1.31 A. 3RT1.3. PACKING = 5 ITEMS DC OPERATION | 13.7 | TEM | 1 | CP | 0.034 | 5
3RA19311B | LINK MODULE (EL. A. MECH.) FOR 3RV1.31 A. 3RT1.3. PACKING = 5 ITEMS DC OPERATION | 13.7 | TEM | 1 | CP | 0.034 | 5
3RA19311BA00 | CONNECTING MODULE ELECTRICAL AND MECHANICAL FOR 3RV1.3 AND 3RT1.3 1 PIECE DC OPERATION | 13.7 | TEM | 1 | CP | 0.044 | 1
3RA19311BA00 | CONNECTING MODULE ELECTRICAL AND MECHANICAL FOR 3RV1.3 AND 3RT1.3 1 PIECE DC OPERATION | 13.7 | TEM | 1 | CP | 0.044 | 1
3RA19321AA00 | STANDARD MOUNTING RAIL ADAPTER SIZE S2 FOR MECHANICAL FIXING OF CIRCUIT-BREAKER A. CONTACTOR F. SNAPP. ON STAND. MOUNT. RAIL OR FOR SCREW MOUNTING 1 PIECE | 15.5 | TEM | 1 | CP | 0.204 | 1
3RA19321AA00 | STANDARD MOUNTING RAIL ADAPTER SIZE S2 FOR MECHANICAL FIXING OF CIRCUIT-BREAKER A. CONTACTOR F. SNAPP. ON STAND. MOUNT. RAIL OR FOR SCREW MOUNTING 1 PIECE | 15.5 | TEM | 1 | CP | 0.204 | 1
3RA19322D | MECHANICAL LINKS REVERSING, CONTACTOR DISTANCE 10MM CONSISTS OF 2 MECHANICAL LINKS FOR 1 COMBINATION | 2.4 | TEM | 1 | CP | 0.003 | 10
3RA19322D | MECHANICAL LINKS REVERSING, CONTACTOR DISTANCE 10MM CONSISTS OF 2 MECHANICAL LINKS FOR 1 COMBINATION | 2.4 | TEM | 1 | CP | 0.003 | 10
3RA19322G | MECHANICAL LINKS REVERSING, CONTACTOR DISTANCE 10MM CONSISTS OF 2 MECHANICAL LINKS FOR 1 COMBINATION | 2.4 | TEM | 1 | CP | 0.007 | 10
3RA19322G | MECHANICAL LINKS REVERSING, CONTACTOR DISTANCE 10MM CONSISTS OF 2 MECHANICAL LINKS FOR 1 COMBINATION | 2.4 | TEM | 1 | CP | 0.007 | 10
3RA19332A | WIRING KIT (ELECTR.A.MECHANIC.) FOR REVERSING STARTER, SIZE S2 | 18.7 | TEM | 1 | CP | 0.121 | 1
3RA19332A | WIRING KIT (ELECTR.A.MECHANIC.) FOR REVERSING STARTER, SIZE S2 | 18.7 | TEM | 1 | CP | 0.121 | 1
3RA19332B | WIRING KIT (ELECTRICAL) F. STAR-DELTA STARTER, SIZES2 | 28.1 | TEM | 1 | CP | 0.072 | 1
3RA19332B | WIRING KIT (ELECTRICAL) F. STAR-DELTA STARTER, SIZES2 | 28.1 | TEM | 1 | CP | 0.072 | 1
3RA19332C | WIRING KIT (ELECTRICAL) F. STAR-DELTA STARTER SIZE S2, S2, S0, | 20.8 | TEM | 1 | CP | 0.035 | 1
3RA19332C | WIRING KIT (ELECTRICAL) F. STAR-DELTA STARTER SIZE S2, S2, S0, | 20.8 | TEM | 1 | CP | 0.035 | 1
3RA19411A | LINK MODULE (EL. A. MECH.) FOR 3RV1.41 A. 3RT1.4., 3RW3, PACKING = 5 ITEMS AC OPERATION | 13.5 | TEM | 1 | CP | 0.379 | 5
3RA19411A | LINK MODULE (EL. A. MECH.) FOR 3RV1.41 A. 3RT1.4., 3RW3, PACKING = 5 ITEMS AC OPERATION | 13.5 | TEM | 1 | CP | 0.379 | 5
3RA19411AA00 | CONNECTING MODULE ELECTRICAL AND MECHANICAL FOR 3RV1.4 AND 3RT1.4, 3RW304 1 PIECE AC OPERATION | 13.5 | TEM | 1 | CP | 0.09 | 1
3RA19411AA00 | CONNECTING MODULE ELECTRICAL AND MECHANICAL FOR 3RV1.4 AND 3RT1.4, 3RW304 1 PIECE AC OPERATION | 13.5 | TEM | 1 | CP | 0.09 | 1
3RA19411AA00 | CONNECTING MODULE ELECTRICAL AND MECHANICAL FOR 3RV1.4 AND 3RT1.4, 3RW304 1 PIECE AC OPERATION | 13.5 | TEM | 1 | CP | 0.09 | 1
3RA19411BA00 | CONNECTING MODULE ELECTRICAL AND MECHANICAL FOR 3RV1.4 AND 3RT1.4 1 PIECE DC OPERATION | 16.8 | TEM | 1 | CP | 0.09 | 1
3RA19411BA00 | CONNECTING MODULE ELECTRICAL AND MECHANICAL FOR 3RV1.4 AND 3RT1.4 1 PIECE DC OPERATION | 16.8 | TEM | 1 | CP | 0.09 | 1
3RA19422G | MECHANICAL LINKS REVERSING, CONTACTOR DISTANCE 10 MM CONSISTS OF 2 MECANICAL LINKS FOR 1 COMBINATION | 2.4 | TEM | 1 | CP | 0.008 | 10
3RA19422G | MECHANICAL LINKS REVERSING, CONTACTOR DISTANCE 10 MM CONSISTS OF 2 MECANICAL LINKS FOR 1 COMBINATION | 2.4 | TEM | 1 | CP | 0.008 | 10
3RA19432A | WIRING KIT (ELECTR.A.MECHANIC.) FOR REVERSING STARTER, SIZE S3 | 41.9 | TEM | 1 | CP | 0.296 | 1
3RA19432A | WIRING KIT (ELECTR.A.MECHANIC.) FOR REVERSING STARTER, SIZE S3 | 41.9 | TEM | 1 | CP | 0.296 | 1
3RA19432A | WIRING KIT (ELECTR.A.MECHANIC.) FOR REVERSING STARTER, SIZE S3 | 41.9 | TEM | 1 | CP | 0.296 | 1
3RA19432B | WIRING KIT (ELECTRICAL) F. STAR-DELTA STARTER, SIZES3 | 32.3 | TEM | 1 | CP | 0.173 | 1
3RA19432B | WIRING KIT (ELECTRICAL) F. STAR-DELTA STARTER, SIZES3 | 32.3 | TEM | 1 | CP | 0.173 | 1
3RA19432C | WIRING KIT (ELECTRICAL) F. STAR-DELTA STARTER SIZE S3, S3, S2, | 29.9 | TEM | 1 | CP | 0.099 | 1
3RA19432C | WIRING KIT (ELECTRICAL) F. STAR-DELTA STARTER SIZE S3, S3, S2, | 29.9 | TEM | 1 | CP | 0.099 | 1
3RA19522E | BASE PLATE FOR YD-STARTER MOD. S6-S6-S3 | 91.9 | TEM | 1 | CP | 1.83 | 1
3RA19522E | BASE PLATE FOR YD-STARTER MOD. S6-S6-S3 | 91.9 | TEM | 1 | CP | 1.83 | 1
3RA19532A | CABLE SET FOR SIZE S6 REVERSING STARTERS | 458.6 | TEM | 1 | CP | 1.388 | 1
3RA19532A | CABLE SET FOR SIZE S6 REVERSING STARTERS | 458.6 | TEM | 1 | CP | 1.388 | 1
3RA19532B | CABLE SET FOR YD-STARTER MOD.S6-S6-S6 | 282.5 | TEM | 1 | CP | 0.867 | 1
3RA19532B | CABLE SET FOR YD-STARTER MOD.S6-S6-S6 | 282.5 | TEM | 1 | CP | 0.867 | 1
3RA19532M | SET OF LINKS, OPEN F. REVERSING STARTER SZ. S6 | 135.3 | TEM | 1 | CP | 1.054 | 1
3RA19532M | SET OF LINKS, OPEN F. REVERSING STARTER SZ. S6 | 135.3 | TEM | 1 | CP | 1.054 | 1
3RA19533E | CONNECTOR FOR YD STARTER SIZE S6-S6-S3 S3 WITH AC COIL | 245.5 | TEM | 1 | CP | 0.291 | 1
3RA19533E | CONNECTOR FOR YD STARTER SIZE S6-S6-S3 S3 WITH AC COIL | 245.5 | TEM | 1 | CP | 0.291 | 1
3RA19542A | MECHANICAL INTERLOCK FOR CONTACTOR MOD.S6/S10/S12 3RT10/3RT12/3RT14 | 22.7 | TEM | 1 | CP | 0.048 | 1
3RA19542A | MECHANICAL INTERLOCK FOR CONTACTOR MOD.S6/S10/S12 3RT10/3RT12/3RT14 | 22.7 | TEM | 1 | CP | 0.048 | 1
3RA19542C | ADAPTER FOR MECH. LOCKING OF CONTACTOR S3 (AC ACTUATION) W. S6 A. BLOCK.ELEM. 3RA1954-2A | 38.5 | TEM | 1 | CP | 0.049 | 1
3RA19542C | ADAPTER FOR MECH. LOCKING OF CONTACTOR S3 (AC ACTUATION) W. S6 A. BLOCK.ELEM. 3RA1954-2A | 38.5 | TEM | 1 | CP | 0.049 | 1
3RA19622A | BASE PLATE FOR REVERSING STARTER MOD. S10 | 99.6 | TEM | 1 | CP | 2.213 | 1
3RA19622A | BASE PLATE FOR REVERSING STARTER MOD. S10 | 99.6 | TEM | 1 | CP | 2.213 | 1
3RA19632A | CABLE SET FOR REVERSING STARTER MOD. S10 | 291 | TEM | 1 | CP | 2.41 | 1
3RA19632A | CABLE SET FOR REVERSING STARTER MOD. S10 | 291 | TEM | 1 | CP | 2.41 | 1
3RA19632B | CABLE SET FOR YD-STARTER MOD. S10-S10-S10 | 185.5 | TEM | 1 | CP | 1.768 | 1
3RA19632B | CABLE SET FOR YD-STARTER MOD. S10-S10-S10 | 185.5 | TEM | 1 | CP | 1.768 | 1
3RA19732A | CABLE SET FOR REVERSING STARTER MOD. S12 | 380.3 | TEM | 1 | CP | 3.075 | 1
3RA19732A | CABLE SET FOR REVERSING STARTER MOD. S12 | 380.3 | TEM | 1 | CP | 3.075 | 1
3RA19732B | CABLE SET FOR YD-STARTER MOD. S12-S12-S12 | 228.9 | TEM | 1 | CP | 2.098 | 1
3RA19732B | CABLE SET FOR YD-STARTER MOD. S12-S12-S12 | 228.9 | TEM | 1 | CP | 2.098 | 1
3RA21100GA151BB4 | LOAD FEEDER FUSELESS DIRECT START, AC 400V, SZ S00 0.45. . .0.63A, DC 24V SCREW CONNECTION FOR RAIL-MOUNTING, TYPE OF COORDINATION 2, IQ = 150KA (ALSO FULFILLS TYPE OF COORDINATION 1) 1NO (CONTACTOR) | 81.5 | TEM | 1 | CP | 0.588 | 1
3RA21100GA151BB4 | LOAD FEEDER FUSELESS DIRECT START, AC 400V, SZ S00 0.45. . .0.63A, DC 24V SCREW CONNECTION FOR RAIL-MOUNTING, TYPE OF COORDINATION 2, IQ = 150KA (ALSO FULFILLS TYPE OF COORDINATION 1) 1NO (CONTACTOR) | 81.5 | TEM | 1 | CP | 0.588 | 1
3RA21100HD151AP0 | LOAD FEEDER FUSELESS DIRECT START, AC 400V, SZ S00 0.55. . .0.8A, AC 230V SCREW CONNECTION FOR BUSBAR SYSTEMS 60MM TYPE OF COORDINATION 2, IQ = 150KA (ALSO FULFILLS TYPE OF COORDINATION 1) 1NO (CONTACTOR) | 100.9 | TEM | 1 | CP | 0.972 | 1
3RA21100HD151AP0 | LOAD FEEDER FUSELESS DIRECT START, AC 400V, SZ S00 0.55. . .0.8A, AC 230V SCREW CONNECTION FOR BUSBAR SYSTEMS 60MM TYPE OF COORDINATION 2, IQ = 150KA (ALSO FULFILLS TYPE OF COORDINATION 1) 1NO (CONTACTOR) | 100.9 | TEM | 1 | CP | 0.972 | 1
3RA21101AD151AP0 | LOAD FEEDER FUSELESS DIRECT START, AC 400V, SZ S00 1.1. . .1.6A, AC 230V SCREW CONNECTION FOR BUSBAR SYSTEMS 60MM TYPE OF COORDINATION 2, IQ = 150KA (ALSO FULFILLS TYPE OF COORDINATION 1) 1NO (CONTACTOR) | 103.2 | TEM | 1 | CP | 1.045 | 1
3RA21101AD151AP0 | LOAD FEEDER FUSELESS DIRECT START, AC 400V, SZ S00 1.1. . .1.6A, AC 230V SCREW CONNECTION FOR BUSBAR SYSTEMS 60MM TYPE OF COORDINATION 2, IQ = 150KA (ALSO FULFILLS TYPE OF COORDINATION 1) 1NO (CONTACTOR) | 103.2 | TEM | 1 | CP | 1.045 | 1
3RA21101BD151AP0 | LOAD FEEDER FUSELESS DIRECT START, AC 400V, SZ S00 1.4. . .2A, AC 230V SCREW CONNECTION FOR BUSBAR SYSTEMS 60MM TYPE OF COORDINATION 2, IQ = 150KA (ALSO FULFILLS TYPE OF COORDINATION 1) 1NO (CONTACTOR) | 105.6 | TEM | 1 | CP | 1.046 | 1
3RA21101BD151AP0 | LOAD FEEDER FUSELESS DIRECT START, AC 400V, SZ S00 1.4. . .2A, AC 230V SCREW CONNECTION FOR BUSBAR SYSTEMS 60MM TYPE OF COORDINATION 2, IQ = 150KA (ALSO FULFILLS TYPE OF COORDINATION 1) 1NO (CONTACTOR) | 105.6 | TEM | 1 | CP | 1.046 | 1
3RA21101CA151BB4 | LOAD FEEDER FUSELESS DIRECT START, AC 400V, SZ S00 1.8. . .2.5A, DC 24V SCREW CONNECTION FOR RAIL-MOUNTING, TYPE OF COORDINATION 2, IQ = 150KA (ALSO FULFILLS TYPE OF COORDINATION 1) 1NO (CONTACTOR) | 88.5 | TEM | 1 | CP | 0.655 | 1
3RA21101CA151BB4 | LOAD FEEDER FUSELESS DIRECT START, AC 400V, SZ S00 1.8. . .2.5A, DC 24V SCREW CONNECTION FOR RAIL-MOUNTING, TYPE OF COORDINATION 2, IQ = 150KA (ALSO FULFILLS TYPE OF COORDINATION 1) 1NO (CONTACTOR) | 88.5 | TEM | 1 | CP | 0.655 | 1
3RA21101DD151AP0 | LOAD FEEDER FUSELESS DIRECT START, AC 400V, SZ S00 2.2. . .3.2A, AC 230V SCREW CONNECTION FOR BUSBAR SYSTEMS 60MM TYPE OF COORDINATION 2, IQ = 150KA (ALSO FULFILLS TYPE OF COORDINATION 1) 1NO (CONTACTOR) | 105.6 | TEM | 1 | CP | 1.059 | 1
3RA21101DD151AP0 | LOAD FEEDER FUSELESS DIRECT START, AC 400V, SZ S00 2.2. . .3.2A, AC 230V SCREW CONNECTION FOR BUSBAR SYSTEMS 60MM TYPE OF COORDINATION 2, IQ = 150KA (ALSO FULFILLS TYPE OF COORDINATION 1) 1NO (CONTACTOR) | 105.6 | TEM | 1 | CP | 1.059 | 1
3RA21101ED151AP0 | LOAD FEEDER FUSELESS DIRECT START, AC 400V, SZ S00 2.8. . .4A, AC 230V SCREW CONNECTION FOR BUSBAR SYSTEMS 60MM TYPE OF COORDINATION 2, IQ = 150KA (ALSO FULFILLS TYPE OF COORDINATION 1) 1NO (CONTACTOR) | 105.6 | TEM | 1 | CP | 1 | 1
3RA21101ED151AP0 | LOAD FEEDER FUSELESS DIRECT START, AC 400V, SZ S00 2.8. . .4A, AC 230V SCREW CONNECTION FOR BUSBAR SYSTEMS 60MM TYPE OF COORDINATION 2, IQ = 150KA (ALSO FULFILLS TYPE OF COORDINATION 1) 1NO (CONTACTOR) | 105.6 | TEM | 1 | CP | 1 | 1
3RA21101JA161AP0 | LOAD FEEDER FUSELESS DIRECT START, AC 400V, SZ S00 7. . .10A, AC 230V SCREW CONNECTION FOR RAIL-MOUNTING, TYPE OF COORDINATION 1, IQ = 150KA 1NO (CONTACTOR) | 92.4 | TEM | 1 | CP | 0.57 | 1
3RA21101JA161AP0 | LOAD FEEDER FUSELESS DIRECT START, AC 400V, SZ S00 7. . .10A, AC 230V SCREW CONNECTION FOR RAIL-MOUNTING, TYPE OF COORDINATION 1, IQ = 150KA 1NO (CONTACTOR) | 92.4 | TEM | 1 | CP | 0.57 | 1
3RA21101KA171AP0 | LOAD FEEDER FUSELESS DIRECT START, AC 400V, SZ S00 9. . .12.5A, AC 230V SCREW CONNECTION FOR RAIL-MOUNTING, TYPE OF COORDINATION 1, IQ = 150KA 1NO (CONTACTOR) | 98.6 | TEM | 1 | CP | 0.598 | 1
3RA21101KA171AP0 | LOAD FEEDER FUSELESS DIRECT START, AC 400V, SZ S00 9. . .12.5A, AC 230V SCREW CONNECTION FOR RAIL-MOUNTING, TYPE OF COORDINATION 1, IQ = 150KA 1NO (CONTACTOR) | 98.6 | TEM | 1 | CP | 0.598 | 1
3RA21201FD240AP0 | LOAD FEEDER FUSELESS DIRECT START, AC 400V, SZ S0, 3.5. . .5A, AC 230V SCREW CONNECTION FOR BUSBAR SYSTEMS 60MM TYPE OF COORDINATION 2, IQ = 150KA (ALSO FULFILLS TYPE OF COORDINATION 1) 1NO+1NC (CONTACTOR) | 117.2 | TEM | 1 | CP | 1.25 | 1
3RA21201FD240AP0 | LOAD FEEDER FUSELESS DIRECT START, AC 400V, SZ S0, 3.5. . .5A, AC 230V SCREW CONNECTION FOR BUSBAR SYSTEMS 60MM TYPE OF COORDINATION 2, IQ = 150KA (ALSO FULFILLS TYPE OF COORDINATION 1) 1NO+1NC (CONTACTOR) | 117.2 | TEM | 1 | CP | 1.25 | 1
3RA21201GA240BB4 | LOAD FEEDER FUSELESS DIRECT START, AC 400V, SZ S0, 4.5. . .6.3A, DC 24V SCREW CONNECTION FOR RAIL-MOUNTING, TYPE OF COORDINATION 2, IQ = 150KA (ALSO FULFILLS TYPE OF COORDINATION 1) 1NO+1NC (CONTACTOR) | 127.3 | TEM | 1 | CP | 1.015 | 1
3RA21201GA240BB4 | LOAD FEEDER FUSELESS DIRECT START, AC 400V, SZ S0, 4.5. . .6.3A, DC 24V SCREW CONNECTION FOR RAIL-MOUNTING, TYPE OF COORDINATION 2, IQ = 150KA (ALSO FULFILLS TYPE OF COORDINATION 1) 1NO+1NC (CONTACTOR) | 127.3 | TEM | 1 | CP | 1.015 | 1
3RA21201GD240AP0 | LOAD FEEDER FUSELESS DIRECT START, AC 400V, SZ S0, 4.5. . .6.3A, AC 230V SCREW CONNECTION FOR BUSBAR SYSTEMS 60MM TYPE OF COORDINATION 2, IQ = 150KA (ALSO FULFILLS TYPE OF COORDINATION 1) 1NO+1NC (CONTACTOR) | 117.2 | TEM | 1 | CP | 1.245 | 1
3RA21201GD240AP0 | LOAD FEEDER FUSELESS DIRECT START, AC 400V, SZ S0, 4.5. . .6.3A, AC 230V SCREW CONNECTION FOR BUSBAR SYSTEMS 60MM TYPE OF COORDINATION 2, IQ = 150KA (ALSO FULFILLS TYPE OF COORDINATION 1) 1NO+1NC (CONTACTOR) | 117.2 | TEM | 1 | CP | 1.245 | 1
3RA21201HD240AP0 | LOAD FEEDER FUSELESS DIRECT START, AC 400V, SZ S0, 5,5. . .8A, AC 230V SCREW CONNECTION FOR BUSBAR SYSTEMS 60MM TYPE OF COORDINATION 2, IQ = 150KA (ALSO FULFILLS TYPE OF COORDINATION 1) 1NO+1NC (CONTACTOR) | 117.2 | TEM | 1 | CP | 1.255 | 1
3RA21201HD240AP0 | LOAD FEEDER FUSELESS DIRECT START, AC 400V, SZ S0, 5,5. . .8A, AC 230V SCREW CONNECTION FOR BUSBAR SYSTEMS 60MM TYPE OF COORDINATION 2, IQ = 150KA (ALSO FULFILLS TYPE OF COORDINATION 1) 1NO+1NC (CONTACTOR) | 117.2 | TEM | 1 | CP | 1.255 | 1
3RA21201JA240BB4 | LOAD FEEDER FUSELESS DIRECT START, AC 400V, SZ. S0, 7. . .10A, DC 24V SCREW CONNECTION FOR RAIL MOUNTING, TYPE OF COORD. 2,IQ = 150KA (ALSO ACHIEVES TYPE OF COORDINATION 1) 1NO+1NC (CONTACTOR) | 133.5 | TEM | 1 | CP | 1.007 | 1
3RA21201JA240BB4 | LOAD FEEDER FUSELESS DIRECT START, AC 400V, SZ. S0, 7. . .10A, DC 24V SCREW CONNECTION FOR RAIL MOUNTING, TYPE OF COORD. 2,IQ = 150KA (ALSO ACHIEVES TYPE OF COORDINATION 1) 1NO+1NC (CONTACTOR) | 133.5 | TEM | 1 | CP | 1.007 | 1
3RA21201JD240AP0 | LOAD FEEDER FUSELESS DIRECT START, AC 400V, SZ. S0, 7. . .10A, AC 230V SCREW CONNECTION FOR BUSBAR SYSTEMS 60MM TYPE OF COORD. 2,IQ = 150KA (ALSO ACHIEVES TYPE OF COORD. 1) 1NO+1NC (CONTACTOR) | 124.2 | TEM | 1 | CP | 1.2 | 1
3RA21201JD240AP0 | LOAD FEEDER FUSELESS DIRECT START, AC 400V, SZ. S0, 7. . .10A, AC 230V SCREW CONNECTION FOR BUSBAR SYSTEMS 60MM TYPE OF COORD. 2,IQ = 150KA (ALSO ACHIEVES TYPE OF COORD. 1) 1NO+1NC (CONTACTOR) | 124.2 | TEM | 1 | CP | 1.2 | 1
3RA21201KD240AP0 | LOAD FEEDER FUSELESS DIRECT START, AC 400V, SZ. S0, 9. . .12.5A, AC 230V SCREW CONNECTION FOR BUSBAR SYSTEMS 60MM TYPE OF COORD. 2,IQ = 150KA (ALSO ACHIEVES TYPE OF COORD.1) 1NO+1NC (CONTACTOR) | 124.2 | TEM | 1 | CP | 1.246 | 1
3RA21201KD240AP0 | LOAD FEEDER FUSELESS DIRECT START, AC 400V, SZ. S0, 9. . .12.5A, AC 230V SCREW CONNECTION FOR BUSBAR SYSTEMS 60MM TYPE OF COORD. 2,IQ = 150KA (ALSO ACHIEVES TYPE OF COORD.1) 1NO+1NC (CONTACTOR) | 124.2 | TEM | 1 | CP | 1.246 | 1
3RA21204AD260AP0 | LOAD FEEDER FUSELESS DIRECT START, AC 400V, SZ S0, 10...16A, AC 230V SCREW CONNECTION FOR BUSBAR SYSTEMS 60MM TYPE OF COORDINATION 2, IQ = 150KA (ALSO FULFILLS TYPE OF COORDINATION 1) 1NO+1NC (CONTACTOR) | 149.8 | TEM | 1 | CP | 1.282 | 1
3RA21204AD260AP0 | LOAD FEEDER FUSELESS DIRECT START, AC 400V, SZ S0, 10...16A, AC 230V SCREW CONNECTION FOR BUSBAR SYSTEMS 60MM TYPE OF COORDINATION 2, IQ = 150KA (ALSO FULFILLS TYPE OF COORDINATION 1) 1NO+1NC (CONTACTOR) | 149.8 | TEM | 1 | CP | 1.282 | 1
3RA21204BD260AP0 | LOAD FEEDER FUSELESS DIRECT START, AC 400V, SZ S0, 13...20A, AC 230V SCREW TERMINAL FOR BUSBAR SYSTEMS 60MM, TYPE OF COORDINATION 1, IQ = 150KA 1NO+1NC (CONTACTOR) | 152.1 | TEM | 1 | CP | 1.274 | 1
3RA21204BD260AP0 | LOAD FEEDER FUSELESS DIRECT START, AC 400V, SZ S0, 13...20A, AC 230V SCREW TERMINAL FOR BUSBAR SYSTEMS 60MM, TYPE OF COORDINATION 1, IQ = 150KA 1NO+1NC (CONTACTOR) | 152.1 | TEM | 1 | CP | 1.274 | 1
3RA21204BD270AP0 | LOAD FEEDER FUSELESS DIRECT START, AC 400V, SZ S0, 13...20A, AC 230V SCREW CONNECTION FOR BUSBAR SYSTEMS 60MM TYPE OF COORDINATION 2, IQ = 150KA (ALSO FULFILLS TYPE OF COORDINATION 1) 1NO+1NC (CONTACTOR) | 177.7 | TEM | 1 | CP | 1.276 | 1
3RA21204BD270AP0 | LOAD FEEDER FUSELESS DIRECT START, AC 400V, SZ S0, 13...20A, AC 230V SCREW CONNECTION FOR BUSBAR SYSTEMS 60MM TYPE OF COORDINATION 2, IQ = 150KA (ALSO FULFILLS TYPE OF COORDINATION 1) 1NO+1NC (CONTACTOR) | 177.7 | TEM | 1 | CP | 1.276 | 1
3RA21204CD270AP0 | LOAD FEEDER FUSELESS DIRECT START, AC 400V, SZ S0, 16...22A, AC 230V SCREW CONNECTION FOR BUSBAR SYSTEMS 60MM TYPE OF COORDINATION 2, IQ = 150KA (ALSO FULFILLS TYPE OF COORDINATION 1) 1NO+1NC (CONTACTOR) | 181.6 | TEM | 1 | CP | 1.26 | 1
3RA21204CD270AP0 | LOAD FEEDER FUSELESS DIRECT START, AC 400V, SZ S0, 16...22A, AC 230V SCREW CONNECTION FOR BUSBAR SYSTEMS 60MM TYPE OF COORDINATION 2, IQ = 150KA (ALSO FULFILLS TYPE OF COORDINATION 1) 1NO+1NC (CONTACTOR) | 181.6 | TEM | 1 | CP | 1.26 | 1
3RA21204DA270BB4 | LOAD FEEDER FUSELESS DIRECT START, AC 400V, SZ S0, 18...25A, DC 24V SCREW CONNECTION FOR RAIL-MOUNTING, TYPE OF COORDINATION 2, IQ = 150KA (ALSO FULFILLS TYPE OF COORDINATION 1) 1NO+1NC (CONTACTOR) | 209.6 | TEM | 1 | CP | 1.035 | 1
3RA21204DA270BB4 | LOAD FEEDER FUSELESS DIRECT START, AC 400V, SZ S0, 18...25A, DC 24V SCREW CONNECTION FOR RAIL-MOUNTING, TYPE OF COORDINATION 2, IQ = 150KA (ALSO FULFILLS TYPE OF COORDINATION 1) 1NO+1NC (CONTACTOR) | 209.6 | TEM | 1 | CP | 1.035 | 1
3RA21204DD270AP0 | LOAD FEEDER FUSELESS DIRECT START, AC 400V, SZ S0, 18...25A, AC 230V SCREW CONNECTION FOR BUSBAR SYSTEMS 60MM TYPE OF COORDINATION 2, IQ = 150KA (ALSO FULFILLS TYPE OF COORDINATION 1) 1NO+1NC (CONTACTOR) | 190.9 | TEM | 1 | CP | 1.289 | 1
3RA21204DD270AP0 | LOAD FEEDER FUSELESS DIRECT START, AC 400V, SZ S0, 18...25A, AC 230V SCREW CONNECTION FOR BUSBAR SYSTEMS 60MM TYPE OF COORDINATION 2, IQ = 150KA (ALSO FULFILLS TYPE OF COORDINATION 1) 1NO+1NC (CONTACTOR) | 190.9 | TEM | 1 | CP | 1.289 | 1
3RA21204ED270AP0 | LOAD FEEDER FUSELESS DIRECT START, AC 400V, SZ. S0, 27...32A, AC 230V SCREW CONNECTION FOR BUSBAR SYSTEMS 60MM TYPE OF COORD. 2,IQ = 150KA (ALSO ACHIEVES TYPE OF COORD.1) 1NO+1NC (CONTACTOR) | 210.3 | TEM | 1 | CP | 1.306 | 1
3RA21204ED270AP0 | LOAD FEEDER FUSELESS DIRECT START, AC 400V, SZ. S0, 27...32A, AC 230V SCREW CONNECTION FOR BUSBAR SYSTEMS 60MM TYPE OF COORD. 2,IQ = 150KA (ALSO ACHIEVES TYPE OF COORD.1) 1NO+1NC (CONTACTOR) | 210.3 | TEM | 1 | CP | 1.306 | 1
3RA22101BD152AP0 | LOAD FEEDER FUSELESS REVERSING DUTY, AC 400V, SZ S00, 1.4. . .2A, AC 230V SCREW CONNECTION FOR BUSBAR SYSTEMS 60MM TYPE OF COORDINATION 2, IQ = 150KA (ALSO FULFILLS TYPE OF COORDINATION 1) 1NC (CONTACTOR) | 157.6 | TEM | 1 | CP | 1.703 | 1
3RA22101BD152AP0 | LOAD FEEDER FUSELESS REVERSING DUTY, AC 400V, SZ S00, 1.4. . .2A, AC 230V SCREW CONNECTION FOR BUSBAR SYSTEMS 60MM TYPE OF COORDINATION 2, IQ = 150KA (ALSO FULFILLS TYPE OF COORDINATION 1) 1NC (CONTACTOR) | 157.6 | TEM | 1 | CP | 1.703 | 1
3RA22201KD240AP0 | LOAD FEEDER FUSELESS REVERSING DUTY, AC 400V, SZ. S0, 9. . .12.5A, AC 230V SCREW CONNECTION FOR BUSBAR SYSTEMS 60MM TYPE OF COORD. 2,IQ = 150KA (ALSO ACHIEVES TYPE OF COORD.1) 1NO+1NC (CONTACTOR) | 192.5 | TEM | 1 | CP | 2.132 | 1
3RA22201KD240AP0 | LOAD FEEDER FUSELESS REVERSING DUTY, AC 400V, SZ. S0, 9. . .12.5A, AC 230V SCREW CONNECTION FOR BUSBAR SYSTEMS 60MM TYPE OF COORD. 2,IQ = 150KA (ALSO ACHIEVES TYPE OF COORD.1) 1NO+1NC (CONTACTOR) | 192.5 | TEM | 1 | CP | 2.132 | 1
3RA22204BD260AP0 | LOAD FEEDER FUSELESS REVERSING DUTY, AC 400V, SZ S0, 13. . .20A, AC 230V SCREW TERMINAL FOR BUSBAR SYSTEMS 60MM TYPE OF COORDINATION 1, IQ = 150KA 1NO+1NC (CONTACTOR) | 244.5 | TEM | 1 | CP | 2.178 | 1
3RA22204BD260AP0 | LOAD FEEDER FUSELESS REVERSING DUTY, AC 400V, SZ S0, 13. . .20A, AC 230V SCREW TERMINAL FOR BUSBAR SYSTEMS 60MM TYPE OF COORDINATION 1, IQ = 150KA 1NO+1NC (CONTACTOR) | 244.5 | TEM | 1 | CP | 2.178 | 1
3RA23158XB301AB0 | REV. COMB. AC3, 3KW/400V AC24V, 50/60 HZ, 3-POLE, SZ S00 SCREW TERMINAL ELECTR. AND MECH. INTERLOCK | 64.37 | TEM | 1 | CP | 0.493 | 1
3RA23158XB301AB0 | REV. COMB. AC3, 3KW/400V AC24V, 50/60 HZ, 3-POLE, SZ S00 SCREW TERMINAL ELECTR. AND MECH. INTERLOCK | 64.37 | TEM | 1 | CP | 0.493 | 1
3RA23158XB301AB0 | REV. COMB. AC3, 3KW/400V AC24V, 50/60 HZ, 3-POLE, SZ S00 SCREW TERMINAL ELECTR. AND MECH. INTERLOCK | 64.37 | TEM | 1 | CP | 0.493 | 1
3RA23158XB301AF0 | REV. COMB. AC3, 3KW/400V AC110V, 50/60 HZ, 3-POLE, SZ S00 SCREW TERMINAL ELECTR. AND MECH. INTERLOCK | 64.37 | TEM | 1 | CP | 0.486 | 1
3RA23158XB301AF0 | REV. COMB. AC3, 3KW/400V AC110V, 50/60 HZ, 3-POLE, SZ S00 SCREW TERMINAL ELECTR. AND MECH. INTERLOCK | 64.37 | TEM | 1 | CP | 0.486 | 1
3RA23158XB301AP0 | REV. COMB. AC3, 3KW/400V AC230V, 50/60 HZ, 3-POLE, SZ S00 SCREW TERMINAL ELECTR. AND MECH. INTERLOCK | 64.37 | TEM | 1 | CP | 0.491 | 1
3RA23158XB301AP0 | REV. COMB. AC3, 3KW/400V AC230V, 50/60 HZ, 3-POLE, SZ S00 SCREW TERMINAL ELECTR. AND MECH. INTERLOCK | 64.37 | TEM | 1 | CP | 0.491 | 1
3RA23158XB302BB4 | REV. COMB. AC3, 3KW/400V DC24V 3-POLE, SZ S00 SPRING-LOADED TERMINAL ELECTR. AND MECH. INTERLOCK | 72.57 | TEM | 1 | CP | 0.708 | 1
3RA23158XB302BB4 | REV. COMB. AC3, 3KW/400V DC24V 3-POLE, SZ S00 SPRING-LOADED TERMINAL ELECTR. AND MECH. INTERLOCK | 72.57 | TEM | 1 | CP | 0.708 | 1
3RA23168XB301AF0 | REV. COMB., AC3, 4KW/400V AC110V, 50/60 HZ, 3-POLE, SZ S00 SCREW TERMINAL ELECTR. AND MECH. INTERLOCK | 68.27 | TEM | 1 | CP | 0.495 | 1
3RA23168XB301AF0 | REV. COMB., AC3, 4KW/400V AC110V, 50/60 HZ, 3-POLE, SZ S00 SCREW TERMINAL ELECTR. AND MECH. INTERLOCK | 68.27 | TEM | 1 | CP | 0.495 | 1
3RA23168XB301AP0 | REV. COMB., AC3, 4KW/400V AC230V, 50/60 HZ, 3-POLE, SZ S00 SCREW TERMINAL ELECTR. AND MECH. INTERLOCK | 68.27 | TEM | 1 | CP | 0.487 | 1
3RA23168XB301AP0 | REV. COMB., AC3, 4KW/400V AC230V, 50/60 HZ, 3-POLE, SZ S00 SCREW TERMINAL ELECTR. AND MECH. INTERLOCK | 68.27 | TEM | 1 | CP | 0.487 | 1
3RA23168XB302BB4 | REV. COMB., AC3, 4KW/400V DC24V 3-POLE, SZ S00 SPRING-LOADED TERMINAL ELECTR. AND MECH. INTERLOCK | 76.47 | TEM | 1 | CP | 0.704 | 1
3RA23168XB302BB4 | REV. COMB., AC3, 4KW/400V DC24V 3-POLE, SZ S00 SPRING-LOADED TERMINAL ELECTR. AND MECH. INTERLOCK | 76.47 | TEM | 1 | CP | 0.704 | 1
3RA23178XB301AH0 | REV. COMB., AC3, 5.5KW/ 400V AC48V, 50/60HZ, 3-POLE, SZ S00 SCREW TERMINAL ELECTR. AND MECH. INTERLOCK | 80.05 | TEM | 1 | CP | 0.49 | 1
3RA23178XB301AH0 | REV. COMB., AC3, 5.5KW/ 400V AC48V, 50/60HZ, 3-POLE, SZ S00 SCREW TERMINAL ELECTR. AND MECH. INTERLOCK | 80.05 | TEM | 1 | CP | 0.49 | 1
3RA24238XF321AC2 | STAR-DELTA COMB. AC3, 11KW/400V AC24V, 50/60HZ, 3-POLE, SZ S0, SCREW TERMINAL ELECTR. AND MECH. INTERLOCK 3NO+3NC INTEGR. | 254.71 | TEM | 1 | CP | 1.862 | 1
3RA24238XF321AC2 | STAR-DELTA COMB. AC3, 11KW/400V AC24V, 50/60HZ, 3-POLE, SZ S0, SCREW TERMINAL ELECTR. AND MECH. INTERLOCK 3NO+3NC INTEGR. | 254.71 | TEM | 1 | CP | 1.862 | 1
3RA24258XF321AC2 | STAR-DELTA COMB. AC3, 15/18.5KW/400V AC24V, 50/60HZ, 3-POLE, SZ S0, SCREW TERMINAL ELECTR. AND MECH. INTERLOCK 3NO+3NC INTEGR. | 301.91 | TEM | 1 | CP | 1.86 | 1
3RA24258XF321AC2 | STAR-DELTA COMB. AC3, 15/18.5KW/400V AC24V, 50/60HZ, 3-POLE, SZ S0, SCREW TERMINAL ELECTR. AND MECH. INTERLOCK 3NO+3NC INTEGR. | 301.91 | TEM | 1 | CP | 1.86 | 1
3RA24258XF321AL2 | STAR-DELTA COMB. AC3, 15/18.5KW/400V AC230V, 50/60HZ, 3-POLE SZ S0, SCREW TERMINAL ELECTR. AND MECH. INTERLOCK 3NO+3NC INTEGR. | 301.91 | TEM | 1 | CP | 1.88 | 1
3RA24258XF321AL2 | STAR-DELTA COMB. AC3, 15/18.5KW/400V AC230V, 50/60HZ, 3-POLE SZ S0, SCREW TERMINAL ELECTR. AND MECH. INTERLOCK 3NO+3NC INTEGR. | 301.91 | TEM | 1 | CP | 1.88 | 1
3RA24268XF321AC2 | STAR-DELTA COMB. AC3, 22KW/400V AC24V, 50/60HZ, 3-POLE, SZ S0, SCREW TERMINAL ELECTR. AND MECH. INTERLOCK 3NO+3NC INTEGR. | 373.53 | TEM | 1 | CP | 1.887 | 1
3RA24268XF321AC2 | STAR-DELTA COMB. AC3, 22KW/400V AC24V, 50/60HZ, 3-POLE, SZ S0, SCREW TERMINAL ELECTR. AND MECH. INTERLOCK 3NO+3NC INTEGR. | 373.53 | TEM | 1 | CP | 1.887 | 1
3RA27111AA00 | FUNCTION MODULE FOR IO-LINK, DIRECT START, SCREW CONNECTION, MOUNTED ON CONTACTORS 3RT2 S0 COMM. CAPABLE CONTACTOR REQUIRED | 65.31 | TEM | 1 | CP | 0.115 | 1
3RA27111AA00 | FUNCTION MODULE FOR IO-LINK, DIRECT START, SCREW CONNECTION, MOUNTED ON CONTACTORS 3RT2 S0 COMM. CAPABLE CONTACTOR REQUIRED | 65.31 | TEM | 1 | CP | 0.115 | 1
3RA27111BA00 | FUNCTION MODULE FOR IO-LINK, REVERSING START, SCREW CONNECTION, MOUNTED ON CONTACTORS 3RT2 S0 COMM. CAPABLE CONTACTOR REQUIRED | 123.17 | TEM | 1 | CP | 0.2 | 1
3RA27111BA00 | FUNCTION MODULE FOR IO-LINK, REVERSING START, SCREW CONNECTION, MOUNTED ON CONTACTORS 3RT2 S0 COMM. CAPABLE CONTACTOR REQUIRED | 123.17 | TEM | 1 | CP | 0.2 | 1
3RA27112CA00 | FUNCTION MODULE FOR IO-LINK, STAR-DELTA START, SPRING-LOADED CONNECTION, MOUNTED ON CONTACTORS 3RT2 S0 COMM. CAPABLE CONTACTOR REQUIRED | 191.68 | TEM | 1 | CP | 0.235 | 1
3RA27112CA00 | FUNCTION MODULE FOR IO-LINK, STAR-DELTA START, SPRING-LOADED CONNECTION, MOUNTED ON CONTACTORS 3RT2 S0 COMM. CAPABLE CONTACTOR REQUIRED | 191.68 | TEM | 1 | CP | 0.235 | 1
3RA28111CW10 | SOLID-STATE TIME RELAY ON-DELAY WITH SEMICONDUCTOR OUTPUT 24...240V AC/DC, TIME RANGE 0.05...100S, FOR SNAPPING ONTO THE FRONT, FOR 3RT2 CONTACTORS S00/S0 SCREW TERMINALS INTEGRATED VARISTOR FOR DAMPING CONTACTOR COILS | 44.6 | TEM | 1 | CP | 0.095 | 1
3RA28111CW10 | SOLID-STATE TIME RELAY ON-DELAY WITH SEMICONDUCTOR OUTPUT 24...240V AC/DC, TIME RANGE 0.05...100S, FOR SNAPPING ONTO THE FRONT, FOR 3RT2 CONTACTORS S00/S0 SCREW TERMINALS INTEGRATED VARISTOR FOR DAMPING CONTACTOR COILS | 44.6 | TEM | 1 | CP | 0.095 | 1
3RA28131AW10 | ELECTR. TIME-DELAYED AUXILIARY SWITCH, ON-DELAY RELAY 1 CO CONTACT 24...240V AC/DC TIME RANGE 0.05...100 S FOR SNAPPING ONTO THE FRONT; FOR 3RT2 S00-S2 CONTACTORS SCREW TERMINALS INTEGRATED VARISTOR FOR DAMPING CONTACTOR COILS | 54.8 | TEM | 1 | CP | 0.095 | 1
3RA28131FW10 | ELECTR. TIME-DELAYED AUXILIARY SWITCH, ON-DELAY RELAY 1 NC + 1 NO 24...240V AC/DC TIME RANGE 0.05...100 S FOR SNAPPING ONTO THE FRONT; FOR 3RT2 S00-S2 CONTACTORS SCREW TERMINALS INTEGRATED VARISTOR FOR DAMPING CONTACTOR COILS | 60.5 | TEM | 1 | CP | 0.095 | 1
3RA28131FW10 | ELECTR. TIME-DELAYED AUXILIARY SWITCH, ON-DELAY RELAY 1 NC + 1 NO 24...240V AC/DC TIME RANGE 0.05...100 S FOR SNAPPING ONTO THE FRONT; FOR 3RT2 S00-S2 CONTACTORS SCREW TERMINALS INTEGRATED VARISTOR FOR DAMPING CONTACTOR COILS | 60.5 | TEM | 1 | CP | 0.095 | 1
3RA28141AW10 | ELECTR. TIME-DELAYED AUXILIARY SWITCH, OFF-DELAY WITH AUXILIARY VOLTAGE RELAY 1 CO CONTACT 24...240V AC/DC TIME RANGE 0.05...100S FOR SNAPPING ONTO THE FRONT; FOR 3RT2 S00-S2 CONTACTORS SCREW TERMINALS INTEGRATED VARISTOR FOR DAMPING CONTACTOR COILS | 80.6 | TEM | 1 | CP | 0.095 | 1
3RA28141AW10 | ELECTR. TIME-DELAYED AUXILIARY SWITCH, OFF-DELAY WITH AUXILIARY VOLTAGE RELAY 1 CO CONTACT 24...240V AC/DC TIME RANGE 0.05...100S FOR SNAPPING ONTO THE FRONT; FOR 3RT2 S00-S2 CONTACTORS SCREW TERMINALS INTEGRATED VARISTOR FOR DAMPING CONTACTOR COILS | 80.6 | TEM | 1 | CP | 0.095 | 1
3RA28151AW10 | ELECTR. TIME-DELAYED AUXILIARY SWITCH, OFF-DELAY WITHOUT AUXILIARY VOLTAGE RELAY 1 CO CONTACT 24...240V AC/DC TIME RANGE 0.05...100S FOR SNAPPING ONTO THE FRONT; FOR 3RT2 S00-S2 CONTACTORS SCREW TERMINALS INTEGRATED VARISTOR FOR DAMPING CONTACTOR COILS | 60.5 | TEM | 1 | CP | 0.095 | 1
3RA28151AW10 | ELECTR. TIME-DELAYED AUXILIARY SWITCH, OFF-DELAY WITHOUT AUXILIARY VOLTAGE RELAY 1 CO CONTACT 24...240V AC/DC TIME RANGE 0.05...100S FOR SNAPPING ONTO THE FRONT; FOR 3RT2 S00-S2 CONTACTORS SCREW TERMINALS INTEGRATED VARISTOR FOR DAMPING CONTACTOR COILS | 60.5 | TEM | 1 | CP | 0.095 | 1
3RA28151FW10 | ELECTR. TIME-DELAYED AUXILIARY SWITCH, OFF-DELAY WITHOUT AUXILIARY VOLTAGE RELAY 1 NC + 1 NO 24...240V AC/DC TIME RANGE 0.05...100S FOR SNAPPING ONTO THE FRONT; FOR 3RT2 S00-S2 CONTACTORS SCREW TERMINALS INTEGRATED VARISTOR FOR DAMPING CONTACTOR COILS | 66.3 | TEM | 1 | CP | 0.095 | 1
3RA28151FW10 | ELECTR. TIME-DELAYED AUXILIARY SWITCH, OFF-DELAY WITHOUT AUXILIARY VOLTAGE RELAY 1 NC + 1 NO 24...240V AC/DC TIME RANGE 0.05...100S FOR SNAPPING ONTO THE FRONT; FOR 3RT2 S00-S2 CONTACTORS SCREW TERMINALS INTEGRATED VARISTOR FOR DAMPING CONTACTOR COILS | 66.3 | TEM | 1 | CP | 0.095 | 1
3RA28160EW20 | FUNCTION MODULE STAR-DELTA COMPRISING A BASIC MODULE AND 2 COUPLING MODULES WITH INTEGRATED CONNECTING CABLE; TIME RANGE 0.5...60S 24...240V AC/DC FOR 3RT2 S00-S2 CONTACTORS INTEGRATED VARISTOR FOR DAMPING CONTACTOR COILS | 109.5 | TEM | 1 | CP | 0.21 | 1
3RA28160EW20 | FUNCTION MODULE STAR-DELTA COMPRISING A BASIC MODULE AND 2 COUPLING MODULES WITH INTEGRATED CONNECTING CABLE; TIME RANGE 0.5...60S 24...240V AC/DC FOR 3RT2 S00-S2 CONTACTORS INTEGRATED VARISTOR FOR DAMPING CONTACTOR COILS | 109.5 | TEM | 1 | CP | 0.21 | 1
3RA29112A | LINK MODULE, ELECTRICAL AND MECHANICAL, FOR 3RV2011 AND 3RT201., SPRING-LOADED TERMINALS, (MULTI-UNIT PACKAGING) | 5.94 | TEM | 1 | CP | 0.055 | 1
3RA29112A | LINK MODULE, ELECTRICAL AND MECHANICAL, FOR 3RV2011 AND 3RT201., SPRING-LOADED TERMINALS, (MULTI-UNIT PACKAGING) | 5.94 | TEM | 1 | CP | 0.055 | 1
3RA29112AA00 | LINK MODULE, ELECTRICAL AND MECHANICAL, FOR 3RV2011 AND 3RT201., SPRING-LOADED TERMINALS | 5.94 | TEM | 1 | CP | 0.058 | 1
3RA29112AA00 | LINK MODULE, ELECTRICAL AND MECHANICAL, FOR 3RV2011 AND 3RT201., SPRING-LOADED TERMINALS | 5.94 | TEM | 1 | CP | 0.058 | 1
3RA29122H | MECHANICAL CONNECTOR, INTERLOCKING AT THE SIDE FOR 3RT2.1 CONTACTOR CONSISTS OF 2 CONNECTORS AND 1 ANCHOR FOR 1 COMBINATION | 2.75 | TEM | 1 | CP | 0.003 | 10
3RA29122H | MECHANICAL CONNECTOR, INTERLOCKING AT THE SIDE FOR 3RT2.1 CONTACTOR CONSISTS OF 2 CONNECTORS AND 1 ANCHOR FOR 1 COMBINATION | 2.75 | TEM | 1 | CP | 0.003 | 10
3RA29132AA1 | WIRING KIT, SCREW ELECTRICAL AND MECHANICAL, INCL. MECH. INTERLOCK, FOR REVERS. STARTERS, SIZE S00 | 12.54 | TEM | 1 | CP | 0.049 | 1
3RA29132AA1 | WIRING KIT, SCREW ELECTRICAL AND MECHANICAL, INCL. MECH. INTERLOCK, FOR REVERS. STARTERS, SIZE S00 | 12.54 | TEM | 1 | CP | 0.049 | 1
3RA29132AA2 | WIRING KIT, SPRING-LOADED ELECTRICAL AND MECHANICAL, INCL. MECH. INTERLOCK, FOR REVERS. STARTERS, SIZE S00 | 12.54 | TEM | 1 | CP | 0.071 | 1
3RA29132AA2 | WIRING KIT, SPRING-LOADED ELECTRICAL AND MECHANICAL, INCL. MECH. INTERLOCK, FOR REVERS. STARTERS, SIZE S00 | 12.54 | TEM | 1 | CP | 0.071 | 1
3RA29132BB1 | WIRING KIT, SCREW ELECTRICAL AND MECHANICAL, INCL. MECH. INTERLOCK, FOR WYE-DELTA STARTER, SIZE S00 | 9.68 | TEM | 1 | CP | 0.052 | 1
3RA29132BB1 | WIRING KIT, SCREW ELECTRICAL AND MECHANICAL, INCL. MECH. INTERLOCK, FOR WYE-DELTA STARTER, SIZE S00 | 9.68 | TEM | 1 | CP | 0.052 | 1
3RA29133K | 3-PHASE FEEDER TERMINAL FOR 3RT201. CONTACTOR, SIZE S00 | 11.88 | TEM | 1 | CP | 0.023 | 1
3RA29133K | 3-PHASE FEEDER TERMINAL FOR 3RT201. CONTACTOR, SIZE S00 | 11.88 | TEM | 1 | CP | 0.023 | 1
3RA29211A | LINK MODULE, SCREW ELECTRICAL AND MECHANICAL, FOR 3RV2.21 AND 3RT2.2., AC OPERATION (MULTI-UNIT PACKAG.) | 6.27 | TEM | 1 | CP | 0.048 | 1
3RA29211A | LINK MODULE, SCREW ELECTRICAL AND MECHANICAL, FOR 3RV2.21 AND 3RT2.2., AC OPERATION (MULTI-UNIT PACKAG.) | 6.27 | TEM | 1 | CP | 0.048 | 1
3RA29211AA00 | LINK MODULE, SCREW ELECTRICAL AND MECHANICAL, FOR 3RV2.1/3RV2.21 AND 3RT2.2 AC OPERATION | 6.27 | TEM | 1 | CP | 0.046 | 1
3RA29211AA00 | LINK MODULE, SCREW ELECTRICAL AND MECHANICAL, FOR 3RV2.1/3RV2.21 AND 3RT2.2 AC OPERATION | 6.27 | TEM | 1 | CP | 0.046 | 1
3RA29211B | LINK MODULE, SCREW ELECTRICAL AND MECHANICAL, FOR 3RV2.2 AND 3RT2.2, DC OPERATION OR 3RW3 SOFT STARTER OR 3RF34 SOLID-STATE CONTACTOR (MULTI-UNIT PACKAGING) | 6.27 | TEM | 1 | CP | 0.054 | 10
3RA29211B | LINK MODULE, SCREW ELECTRICAL AND MECHANICAL, FOR 3RV2.2 AND 3RT2.2, DC OPERATION OR 3RW3 SOFT STARTER OR 3RF34 SOLID-STATE CONTACTOR (MULTI-UNIT PACKAGING) | 6.27 | TEM | 1 | CP | 0.054 | 10
3RA29211BA00 | LINK MODULE, SCREW ELECTRICAL AND MECHANICAL, F. 3RV2.1-3RT2.1, 3RV2.2-3RT2.2 DC OPERATION OR 3RW3 SOFT STARTER OR 3RF34 SOLID-STATE CONTACTOR | 6.27 | TEM | 1 | CP | 0.055 | 1
3RA29211BA00 | LINK MODULE, SCREW ELECTRICAL AND MECHANICAL, F. 3RV2.1-3RT2.1, 3RV2.2-3RT2.2 DC OPERATION OR 3RW3 SOFT STARTER OR 3RF34 SOLID-STATE CONTACTOR | 6.27 | TEM | 1 | CP | 0.055 | 1
3RA29222H | MECHANICAL CONNECTOR, INTERLOCKING AT THE SIDE FOR CONTACTORS 3RT202, 3RT232 CONSISTS OF 2 CONNECTORS AND 1 ANCHOR FOR 1 COMBINATION | 2.75 | TEM | 1 | CP | 0.003 | 10
3RA29222H | MECHANICAL CONNECTOR, INTERLOCKING AT THE SIDE FOR CONTACTORS 3RT202, 3RT232 CONSISTS OF 2 CONNECTORS AND 1 ANCHOR FOR 1 COMBINATION | 2.75 | TEM | 1 | CP | 0.003 | 10
3RA29232AA1 | WIRING KIT, SCREW ELECTRICAL AND MECHANICAL, INCL. MECH. INTERLOCK, FOR REVERSING STARTERS, SIZE S0 | 18.92 | TEM | 1 | CP | 0.089 | 1
3RA29232AA1 | WIRING KIT, SCREW ELECTRICAL AND MECHANICAL, INCL. MECH. INTERLOCK, FOR REVERSING STARTERS, SIZE S0 | 18.92 | TEM | 1 | CP | 0.089 | 1
3RA29232BB1 | WIRING KIT, SCREW ELECTRICAL AND MECHANICAL, INCL. MECH. INTERLOCK, FOR WYE-DELTA STARTER, SIZE S0 | 21.12 | TEM | 1 | CP | 0.099 | 1
3RA29232BB1 | WIRING KIT, SCREW ELECTRICAL AND MECHANICAL, INCL. MECH. INTERLOCK, FOR WYE-DELTA STARTER, SIZE S0 | 21.12 | TEM | 1 | CP | 0.099 | 1
3RA29232BB2 | WIRING KIT, SPRING-LOADED ELECTRICAL AND MECHANICAL, INCL. MECH. INTERLOCK, FOR WYE-DELTA STARTER, SIZE S0 | 21.12 | TEM | 1 | CP | 0.133 | 1
3RA29232BB2 | WIRING KIT, SPRING-LOADED ELECTRICAL AND MECHANICAL, INCL. MECH. INTERLOCK, FOR WYE-DELTA STARTER, SIZE S0 | 21.12 | TEM | 1 | CP | 0.133 | 1
3RA29233DA1 | WIRING MODULE TOP FOR CONTACTOR ASSEMBLY S0 WITHOUT SPACE BETWEEN CONTACTORS | 7.81 | TEM | 1 | CP | 0.031 | 5
3RA29233DA1 | WIRING MODULE TOP FOR CONTACTOR ASSEMBLY S0 WITHOUT SPACE BETWEEN CONTACTORS | 7.81 | TEM | 1 | CP | 0.031 | 5
3RA29311AA00 | LINK MODULE, ELECTRICAL AND MECHANICAL, FOR 3RV2.3 AND 3RT2.3., AND SOFT STARTER 3RW303/3RW403, (SINGLE UNIT PACKAGING) | 14.63 | TEM | 1 | CP | 0.104 | 1
3RA29311AA00 | LINK MODULE, ELECTRICAL AND MECHANICAL, FOR 3RV2.3 AND 3RT2.3., AND SOFT STARTER 3RW303/3RW403, (SINGLE UNIT PACKAGING) | 14.63 | TEM | 1 | CP | 0.104 | 1
3RA29332BB1 | WIRING KIT, SCREW, ELECTRICAL AND MECHANICAL, F. STAR-DELTA (WYE-D.) S2/S2/S2 | 30.91 | TEM | 1 | CP | 0.185 | 1
3RA29332BB1 | WIRING KIT, SCREW, ELECTRICAL AND MECHANICAL, F. STAR-DELTA (WYE-D.) S2/S2/S2 | 30.91 | TEM | 1 | CP | 0.185 | 1
3RA29332C | WIRING KIT ELECTRICAL AND MECHANICAL, F. STAR-DELTA (WYE-D.) S2/S2/S0 | 22.88 | TEM | 1 | CP | 0.18 | 1
3RA29332C | WIRING KIT ELECTRICAL AND MECHANICAL, F. STAR-DELTA (WYE-D.) S2/S2/S0 | 22.88 | TEM | 1 | CP | 0.18 | 1
3RA29342B | MECHANICAL INTERLOCK, ATTACHABLE ON THE SIDE FOR CONTACTORS S2 | 8.8 | TEM | 1 | CP | 0.038 | 1
3RA29342B | MECHANICAL INTERLOCK, ATTACHABLE ON THE SIDE FOR CONTACTORS S2 | 8.8 | TEM | 1 | CP | 0.038 | 1
3RA61200CB30 | SIRIUS, COMPACT STARTER, DIRECT STARTER 690 V, 24 V AC/DC, 50 ... 60 HZ, 1 ... 4 A, IP20, CONNECTION MAIN CIRCUIT: PLUGGABLE, WITHOUT TERMINALS, CONNECTION AUXILIARY CIRCUIT: PLUGGABLE, WITHOUT TERMINALS | 237.29 | TEM | 1 | CP | 1.351 | 1
3RA61200CB30 | SIRIUS, COMPACT STARTER, DIRECT STARTER 690 V, 24 V AC/DC, 50 ... 60 HZ, 1 ... 4 A, IP20, CONNECTION MAIN CIRCUIT: PLUGGABLE, WITHOUT TERMINALS, CONNECTION AUXILIARY CIRCUIT: PLUGGABLE, WITHOUT TERMINALS | 237.29 | TEM | 1 | CP | 1.351 | 1
3RA61201BP32 | SIRIUS, COMPACT STARTER, DIRECT STARTER 690 V, 110 ... 240 V AC/DC, 50 ... 60 HZ, 0.32 ... 1.25 A, IP20, CONNECTION MAIN CIRCUIT: SCREW TERMINAL, CONNECTION AUXILIARY CIRCUIT: SCREW TERMINAL | 238.83 | TEM | 1 | CP | 1.484 | 1
3RA61201BP32 | SIRIUS, COMPACT STARTER, DIRECT STARTER 690 V, 110 ... 240 V AC/DC, 50 ... 60 HZ, 0.32 ... 1.25 A, IP20, CONNECTION MAIN CIRCUIT: SCREW TERMINAL, CONNECTION AUXILIARY CIRCUIT: SCREW TERMINAL | 238.83 | TEM | 1 | CP | 1.484 | 1
3RA61201CB32 | SIRIUS, COMPACT STARTER, DIRECT STARTER 690 V, 24 V AC/DC, 50 ... 60 HZ, 1 ... 4 A, IP20, CONNECTION MAIN CIRCUIT: SCREW TERMINAL, CONNECTION AUXILIARY CIRCUIT: SCREW TERMINAL | 257.58 | TEM | 1 | CP | 1.476 | 1
3RA61201CB32 | SIRIUS, COMPACT STARTER, DIRECT STARTER 690 V, 24 V AC/DC, 50 ... 60 HZ, 1 ... 4 A, IP20, CONNECTION MAIN CIRCUIT: SCREW TERMINAL, CONNECTION AUXILIARY CIRCUIT: SCREW TERMINAL | 257.58 | TEM | 1 | CP | 1.476 | 1
3RA61201CP32 | SIRIUS, COMPACT STARTER, DIRECT STARTER 690 V, 110 ... 240 V AC/DC, 50 ... 60 HZ, 1 ... 4 A, IP20, CONNECTION MAIN CIRCUIT: SCREW TERMINAL, CONNECTION AUXILIARY CIRCUIT: SCREW TERMINAL | 257.58 | TEM | 1 | CP | 1.478 | 1
3RA61201CP32 | SIRIUS, COMPACT STARTER, DIRECT STARTER 690 V, 110 ... 240 V AC/DC, 50 ... 60 HZ, 1 ... 4 A, IP20, CONNECTION MAIN CIRCUIT: SCREW TERMINAL, CONNECTION AUXILIARY CIRCUIT: SCREW TERMINAL | 257.58 | TEM | 1 | CP | 1.478 | 1
3RA61201DB32 | SIRIUS, COMPACT STARTER, DIRECT STARTER 690 V, 24 V AC/DC, 50 ... 60 HZ, 3 ... 12 A, IP20, CONNECTION MAIN CIRCUIT: SCREW TERMINAL, CONNECTION AUXILIARY CIRCUIT: SCREW TERMINAL | 25.73 | TEM | 1 | CP | 1.49 | 1
3RA61201DB32 | SIRIUS, COMPACT STARTER, DIRECT STARTER 690 V, 24 V AC/DC, 50 ... 60 HZ, 3 ... 12 A, IP20, CONNECTION MAIN CIRCUIT: SCREW TERMINAL, CONNECTION AUXILIARY CIRCUIT: SCREW TERMINAL | 270.09 | TEM | 1 | CP | 1.49 | 1
3RA61201DP32 | SIRIUS, COMPACT STARTER, DIRECT STARTER 690 V, 110 ... 240 V AC/DC, 50 ... 60 HZ, 3 ... 12 A, IP20, CONNECTION MAIN CIRCUIT: SCREW TERMINAL, CONNECTION AUXILIARY CIRCUIT: SCREW TERMINAL | 270.09 | TEM | 1 | CP | 1.49 | 1
3RA61201DP32 | SIRIUS, COMPACT STARTER, DIRECT STARTER 690 V, 110 ... 240 V AC/DC, 50 ... 60 HZ, 3 ... 12 A, IP20, CONNECTION MAIN CIRCUIT: SCREW TERMINAL, CONNECTION AUXILIARY CIRCUIT: SCREW TERMINAL | 270.09 | TEM | 1 | CP | 1.49 | 1
3RA61201DP33 | SIRIUS, COMPACT STARTER, DIRECT STARTER 690 V, 110 ... 240 V AC/DC, 50 ... 60 HZ, 3 ... 12 A, IP20, CONNECTION MAIN CIRCUIT: PLUGGABLE, WITHOUT TERMINALS, CONNECTION AUXILIARY CIRCUIT: SCREW TERMINAL | 260.66 | TEM | 1 | CP | 1.418 | 1
3RA61201DP33 | SIRIUS, COMPACT STARTER, DIRECT STARTER 690 V, 110 ... 240 V AC/DC, 50 ... 60 HZ, 3 ... 12 A, IP20, CONNECTION MAIN CIRCUIT: PLUGGABLE, WITHOUT TERMINALS, CONNECTION AUXILIARY CIRCUIT: SCREW TERMINAL | 260.66 | TEM | 1 | CP | 1.418 | 1
3RA61201EB32 | SIRIUS, COMPACT STARTER, DIRECT STARTER 690 V, 24 V AC/DC, 50 ... 60 HZ, 8 ... 32 A, IP20, CONNECTION MAIN CIRCUIT: SCREW TERMINAL, CONNECTION AUXILIARY CIRCUIT: SCREW TERMINAL | 486.51 | TEM | 1 | CP | 1.51 | 1
3RA61201EB32 | SIRIUS, COMPACT STARTER, DIRECT STARTER 690 V, 24 V AC/DC, 50 ... 60 HZ, 8 ... 32 A, IP20, CONNECTION MAIN CIRCUIT: SCREW TERMINAL, CONNECTION AUXILIARY CIRCUIT: SCREW TERMINAL | 402.72 | TEM | 1 | CP | 1.51 | 1
3RA61201EP32 | SIRIUS, COMPACT STARTER, DIRECT STARTER 690 V, 110 ... 240 V AC/DC, 50 ... 60 HZ, 8 ... 32 A, IP20, CONNECTION MAIN CIRCUIT: SCREW TERMINAL, CONNECTION AUXILIARY CIRCUIT: SCREW TERMINAL | 402.72 | TEM | 1 | CP | 1.52 | 1
3RA61201EP32 | SIRIUS, COMPACT STARTER, DIRECT STARTER 690 V, 110 ... 240 V AC/DC, 50 ... 60 HZ, 8 ... 32 A, IP20, CONNECTION MAIN CIRCUIT: SCREW TERMINAL, CONNECTION AUXILIARY CIRCUIT: SCREW TERMINAL | 402.72 | TEM | 1 | CP | 1.52 | 1
3RA61201EP33 | SIRIUS, COMPACT STARTER, DIRECT STARTER 690 V, 110 ... 240 V AC/DC, 50 ... 60 HZ, 8 ... 32 A, IP20, CONNECTION MAIN CIRCUIT: PLUGGABLE, WITHOUT TERMINALS, CONNECTION AUXILIARY CIRCUIT: SCREW TERMINAL | 393.4 | TEM | 1 | CP | 1.44 | 1
3RA61201EP33 | SIRIUS, COMPACT STARTER, DIRECT STARTER 690 V, 110 ... 240 V AC/DC, 50 ... 60 HZ, 8 ... 32 A, IP20, CONNECTION MAIN CIRCUIT: PLUGGABLE, WITHOUT TERMINALS, CONNECTION AUXILIARY CIRCUIT: SCREW TERMINAL | 393.4 | TEM | 1 | CP | 1.44 | 1
3RA61202BP32 | SIRIUS, COMPACT STARTER, DIRECT STARTER 690 V, 110 ... 240 V AC/DC, 50 ... 60 HZ, 0.32 ... 1.25 A, IP20, CONNECTION MAIN CIRCUIT: SPRING-LOADED TERMINAL, CONNECTION AUXILIARY CIRCUIT: SPRING-LOADED TERMINAL | 238.83 | TEM | 1 | CP | 1.49 | 1
3RA61202BP32 | SIRIUS, COMPACT STARTER, DIRECT STARTER 690 V, 110 ... 240 V AC/DC, 50 ... 60 HZ, 0.32 ... 1.25 A, IP20, CONNECTION MAIN CIRCUIT: SPRING-LOADED TERMINAL, CONNECTION AUXILIARY CIRCUIT: SPRING-LOADED TERMINAL | 238.83 | TEM | 1 | CP | 1.49 | 1
3RA61202CB33 | SIRIUS, COMPACT STARTER, DIRECT STARTER 690 V, 24 V AC/DC, 50 ... 60 HZ, 1 ... 4 A, IP20, CONNECTION MAIN CIRCUIT: PLUGGABLE, WITHOUT TERMINALS, CONNECTION AUXILIARY CIRCUIT: SPRING-LOADED TERMINAL | 245.08 | TEM | 1 | CP | 1.397 | 1
3RA61202CB33 | SIRIUS, COMPACT STARTER, DIRECT STARTER 690 V, 24 V AC/DC, 50 ... 60 HZ, 1 ... 4 A, IP20, CONNECTION MAIN CIRCUIT: PLUGGABLE, WITHOUT TERMINALS, CONNECTION AUXILIARY CIRCUIT: SPRING-LOADED TERMINAL | 245.08 | TEM | 1 | CP | 1.397 | 1
3RA61202DP32 | SIRIUS, COMPACT STARTER, DIRECT STARTER 690 V, 110 ... 240 V AC/DC, 50 ... 60 HZ, 3 ... 12 A, IP20, CONNECTION MAIN CIRCUIT: SPRING-LOADED TERMINAL, CONNECTION AUXILIARY CIRCUIT: SPRING-LOADED TERMINAL | 270.09 | TEM | 1 | CP | 1.501 | 1
3RA61202DP32 | SIRIUS, COMPACT STARTER, DIRECT STARTER 690 V, 110 ... 240 V AC/DC, 50 ... 60 HZ, 3 ... 12 A, IP20, CONNECTION MAIN CIRCUIT: SPRING-LOADED TERMINAL, CONNECTION AUXILIARY CIRCUIT: SPRING-LOADED TERMINAL | 270.09 | TEM | 1 | CP | 1.501 | 1
3RA62501BP32 | SIRIUS, COMPACT STARTER, REVERSING STARTER 690 V, 110 ... 240 V AC/DC, 50 ... 60 HZ, 0.32 ... 1.25 A, IP20, MAIN CIRCUIT CONNECTION: SCREW TERMINAL, AUXILIARY CIRCUIT CONNECTION: SCREW TERMINAL | 407.44 | TEM | 1 | CP | 2.54 | 1
3RA62501BP32 | SIRIUS, COMPACT STARTER, REVERSING STARTER 690 V, 110 ... 240 V AC/DC, 50 ... 60 HZ, 0.32 ... 1.25 A, IP20, MAIN CIRCUIT CONNECTION: SCREW TERMINAL, AUXILIARY CIRCUIT CONNECTION: SCREW TERMINAL | 407.44 | TEM | 1 | CP | 2.54 | 1
3RA62501CP32 | SIRIUS, COMPACT STARTER, REVERSING STARTER 690 V, 110 ... 240 V AC/DC, 50 ... 60 HZ, 1 ... 4 A, IP20, MAIN CIRCUIT CONNECTION: SCREW TERMINAL, AUXILIARY CIRCUIT CONNECTION: SCREW TERMINAL | 432.45 | TEM | 1 | CP | 2.532 | 1
3RA62501CP32 | SIRIUS, COMPACT STARTER, REVERSING STARTER 690 V, 110 ... 240 V AC/DC, 50 ... 60 HZ, 1 ... 4 A, IP20, MAIN CIRCUIT CONNECTION: SCREW TERMINAL, AUXILIARY CIRCUIT CONNECTION: SCREW TERMINAL | 432.45 | TEM | 1 | CP | 2.532 | 1
3RA62501DP32 | SIRIUS, COMPACT STARTER, REVERSING STARTER 690 V, 110 ... 240 V AC/DC, 50 ... 60 HZ, 3 ... 12 A, IP20, MAIN CIRCUIT CONNECTION: SCREW TERMINAL, AUXILIARY CIRCUIT CONNECTION: SCREW TERMINAL | 479.29 | TEM | 1 | CP | 2.569 | 1
3RA62501DP32 | SIRIUS, COMPACT STARTER, REVERSING STARTER 690 V, 110 ... 240 V AC/DC, 50 ... 60 HZ, 3 ... 12 A, IP20, MAIN CIRCUIT CONNECTION: SCREW TERMINAL, AUXILIARY CIRCUIT CONNECTION: SCREW TERMINAL | 479.29 | TEM | 1 | CP | 2.569 | 1
3RA64001CB42 | SIRIUS, COMPACT STARTER, DIRECT STARTER . 690 V, 24 V DC, 1 ... 4 A, IP20, CONN. MAIN CIRCUIT: SCREW TERMINAL, CONN. CONTROL CIRCUIT: SCREW TERMINAL | 345.02 | TEM | 1 | CP | 1.456 | 1
3RA64001CB42 | SIRIUS, COMPACT STARTER, DIRECT STARTER . 690 V, 24 V DC, 1 ... 4 A, IP20, CONN. MAIN CIRCUIT: SCREW TERMINAL, CONN. CONTROL CIRCUIT: SCREW TERMINAL | 345.02 | TEM | 1 | CP | 1.456 | 1
3RA64001DB42 | SIRIUS, COMPACT STARTER, DIRECT STARTER . 690 V, 24 V DC, 3 ... 12 A, IP20, CONN. MAIN CIRCUIT: SCREW TERMINAL, CONN. CONTROL CIRCUIT: SCREW TERMINAL | 360.6 | TEM | 1 | CP | 1.462 | 1
3RA64001DB42 | SIRIUS, COMPACT STARTER, DIRECT STARTER . 690 V, 24 V DC, 3 ... 12 A, IP20, CONN. MAIN CIRCUIT: SCREW TERMINAL, CONN. CONTROL CIRCUIT: SCREW TERMINAL | 360.6 | TEM | 1 | CP | 1.462 | 1
3RA68220AC | DOUBLE EXTENSION BLOCK, CONNECTION MAIN CIRCUIT: SPRING-LOADED TERMINAL, 2 SLOTS FOR COMPACT LOAD FEEDERS | 67.75 | TEM | 1 | CP | 1 | 1
3RA68220AC | DOUBLE EXTENSION BLOCK, CONNECTION MAIN CIRCUIT: SPRING-LOADED TERMINAL, 2 SLOTS FOR COMPACT LOAD FEEDERS | 67.75 | TEM | 1 | CP | 1 | 1
3RA68230AC | EXTENSION BLOCK 3FOLD, CONNECTION MAIN CIRCUIT: SPRING-LOADED TERMINAL, 3 SLOTS FOR COMPACT LOAD FEEDERS | 97.27 | TEM | 1 | CP | 0.946 | 1
3RA68230AC | EXTENSION BLOCK 3FOLD, CONNECTION MAIN CIRCUIT: SPRING-LOADED TERMINAL, 3 SLOTS FOR COMPACT LOAD FEEDERS | 97.27 | TEM | 1 | CP | 0.946 | 1
3RA68305AC | INFEED ON LEFT OR RIGHT, CONNECTION MAIN CIRCUIT: SPRING-LOADED TERMINAL, TERMINAL MAX. 25 MM2 | 28.91 | TEM | 1 | CP | 0.001 | 1
3RA68305AC | INFEED ON LEFT OR RIGHT, CONNECTION MAIN CIRCUIT: SPRING-LOADED TERMINAL, TERMINAL MAX. 25 MM2 | 28.91 | TEM | 1 | CP | 0.001 | 1
3RA68605AC | PE INFEED, CONNECTION MAIN CIRCUIT: SPRING-LOADED TERMINAL, TERMINAL MAX. 25 MM2 | 16.5 | TEM | 1 | CP | 0.078 | 1
3RA68605AC | PE INFEED, CONNECTION MAIN CIRCUIT: SPRING-LOADED TERMINAL, TERMINAL MAX. 25 MM2 | 16.5 | TEM | 1 | CP | 0.078 | 1
3RA68703AC | PE PICK OFF, CONNECTION MAIN CIRCUIT: SPRING-LOADED TERMINAL, | 7.07 | TEM | 1 | CP | 0.027 | 1
3RA68703AC | PE PICK OFF, CONNECTION MAIN CIRCUIT: SPRING-LOADED TERMINAL, | 7.07 | TEM | 1 | CP | 0.027 | 1
3RA68900EA | PE EXTENSION CONNECTOR, | 5.43 | TEM | 1 | CP | 0.01 | 1
3RA68900EA | PE EXTENSION CONNECTOR, | 5.43 | TEM | 1 | CP | 0.01 | 1
3RA69111A | AUXILIARY SWITCH, 2 NO CONTACTS, CONNECTION AUXILIARY CIRCUIT: SCREW TERMINAL, | 16.81 | TEM | 1 | CP | 0.034 | 1
3RA69111A | AUXILIARY SWITCH, 2 NO CONTACTS, CONNECTION AUXILIARY CIRCUIT: SCREW TERMINAL, | 16.81 | TEM | 1 | CP | 0.034 | 1
3RA69131A | AUXILIARY SWITCH, 1 NC CONTACT, 1 NO CONTACT, CONNECTION AUXILIARY CIRCUIT: SCREW TERMINAL, | 16.81 | TEM | 1 | CP | 0.03 | 1
3RA69131A | AUXILIARY SWITCH, 1 NC CONTACT, 1 NO CONTACT, CONNECTION AUXILIARY CIRCUIT: SCREW TERMINAL, | 16.81 | TEM | 1 | CP | 0.03 | 1
3RA69132A | AUXILIARY SWITCH, 1 NC CONTACT, 1 NO CONTACT, CONNECTION AUXILIARY CIRCUIT: SPRING-LOADED TERMINAL, | 16.81 | TEM | 1 | CP | 0.028 | 1
3RA69132A | AUXILIARY SWITCH, 1 NC CONTACT, 1 NO CONTACT, CONNECTION AUXILIARY CIRCUIT: SPRING-LOADED TERMINAL, | 16.81 | TEM | 1 | CP | 0.028 | 1
3RA69201A | MAIN CIRCUIT TERMINALS (INTEGRATION AND CONNECTION OF MAIN CIRCUIT: SCREW TERMINAL, 2 MAIN CIRCUIT TERMINAL P. PACK | 28.91 | TEM | 1 | CP | 0.11 | 1
3RA69201A | MAIN CIRCUIT TERMINALS (INTEGRATION AND CONNECTION OF MAIN CIRCUIT: SCREW TERMINAL, 2 MAIN CIRCUIT TERMINAL P. PACK | 28.91 | TEM | 1 | CP | 0.11 | 1
3RA69400A | ADAPTER FOR SCREW MOUNTING | 12.3 | TEM | 1 | CP | 0.031 | 1
3RA69400A | ADAPTER FOR SCREW MOUNTING | 12.3 | TEM | 1 | CP | 0.031 | 1
3RA69500A | CONTROL KIT, | 11.58 | TEM | 1 | CP | 0.009 | 1
3RA69500A | CONTROL KIT, | 11.58 | TEM | 1 | CP | 0.009 | 1
3RA69703B | AS-I MOUNTABLE MODULE FOR SAFE DISCONNECTION CONTROL CIRCUIT CONNECTION: SCREW-TYPE | 231.74 | TEM | 1 | CP | 0.078 | 1
3RA69703B | AS-I MOUNTABLE MODULE FOR SAFE DISCONNECTION CONTROL CIRCUIT CONNECTION: SCREW-TYPE | 231.74 | TEM | 1 | CP | 0.078 | 1
3RB19000B | PUSH-IN LUGS F. 3RB12 AND 3RB2906 SIZE S00...S3 | 0.3 | TEM | 100 | CP | 0.002 | 10
3RB19000B | PUSH-IN LUGS F. 3RB12 AND 3RB2906 SIZE S00...S3 | 0.3 | TEM | 100 | CP | 0.002 | 10
3RB20161NB0 | OVERLOAD RELAY 0.32...1.25 A FOR MOTOR PROTECTION SIZE S00, CLASS 10 FOR MOUNTING ONTO CONT. MAIN CIRCUIT: SCREW CONNECTION AUX. CIRCUIT: SCREW CONNECTION MANUAL-AUTOMATIC-RESET | 62.7 | TEM | 1 | CP | 0.19 | 1
3RB20161NB0 | OVERLOAD RELAY 0.32...1.25 A FOR MOTOR PROTECTION SIZE S00, CLASS 10 FOR MOUNTING ONTO CONT. MAIN CIRCUIT: SCREW CONNECTION AUX. CIRCUIT: SCREW CONNECTION MANUAL-AUTOMATIC-RESET | 62.7 | TEM | 1 | CP | 0.19 | 1
3RB20161PB0 | OVERLOAD RELAY 1...4 A FOR MOTOR PROTECTION SIZE S00, CLASS 10 FOR MOUNTING ONTO CONT. MAIN CIRCUIT: SCREW CONNECTION AUX. CIRCUIT: SCREW CONNECTION MANUAL-AUTOMATIC-RESET | 62.7 | TEM | 1 | CP | 0.19 | 1
3RB20161PB0 | OVERLOAD RELAY 1...4 A FOR MOTOR PROTECTION SIZE S00, CLASS 10 FOR MOUNTING ONTO CONT. MAIN CIRCUIT: SCREW CONNECTION AUX. CIRCUIT: SCREW CONNECTION MANUAL-AUTOMATIC-RESET | 62.7 | TEM | 1 | CP | 0.19 | 1
3RB20161RB0 | OVERLOAD RELAY 0.1...0.4 A FOR MOTOR PROTECTION SIZE S00, CLASS 10 FOR MOUNTING ONTO CONT. MAIN CIRCUIT: SCREW CONNECTION AUX. CIRCUIT: SCREW CONNECTION MANUAL-AUTOMATIC-RESET | 62.7 | TEM | 1 | CP | 0.19 | 1
3RB20161RB0 | OVERLOAD RELAY 0.1...0.4 A FOR MOTOR PROTECTION SIZE S00, CLASS 10 FOR MOUNTING ONTO CONT. MAIN CIRCUIT: SCREW CONNECTION AUX. CIRCUIT: SCREW CONNECTION MANUAL-AUTOMATIC-RESET | 62.7 | TEM | 1 | CP | 0.19 | 1
3RB20161SB0 | OVERLOAD RELAY 3...12 A FOR MOTOR PROTECTION SIZE S00, CLASS 10 FOR MOUNTING ONTO CONT. MAIN CIRCUIT: SCREW CONNECTION AUX. CIRCUIT: SCREW CONNECTION MANUAL-AUTOMATIC-RESET | 62.7 | TEM | 1 | CP | 0.19 | 1
3RB20161SB0 | OVERLOAD RELAY 3...12 A FOR MOTOR PROTECTION SIZE S00, CLASS 10 FOR MOUNTING ONTO CONT. MAIN CIRCUIT: SCREW CONNECTION AUX. CIRCUIT: SCREW CONNECTION MANUAL-AUTOMATIC-RESET | 62.7 | TEM | 1 | CP | 0.19 | 1
3RB20162SB0 | OVERLOAD RELAY 3...12 A FOR MOTOR PROTECTION SIZE S00, CLASS 20 FOR MOUNTING ONTO CONT. MAIN CIRCUIT: SCREW CONNECTION AUX. CIRCUIT: SCREW CONNECTION MANUAL-AUTOMATIC-RESET | 77.3 | TEM | 1 | CP | 0.19 | 1
3RB20162SB0 | OVERLOAD RELAY 3...12 A FOR MOTOR PROTECTION SIZE S00, CLASS 20 FOR MOUNTING ONTO CONT. MAIN CIRCUIT: SCREW CONNECTION AUX. CIRCUIT: SCREW CONNECTION MANUAL-AUTOMATIC-RESET | 77.3 | TEM | 1 | CP | 0.19 | 1
3RB20261QB0 | OVERLOAD RELAY 6...25 A FOR MOTOR PROTECTION SIZE S0, CLASS 10 FOR MOUNTING ONTO CONT. MAIN CIRCUIT: SCREW CONNECTION AUX. CIRCUIT: SCREW CONNECTION MANUAL-AUTOMATIC-RESET | 74.4 | TEM | 1 | CP | 0.19 | 1
3RB20261QB0 | OVERLOAD RELAY 6...25 A FOR MOTOR PROTECTION SIZE S0, CLASS 10 FOR MOUNTING ONTO CONT. MAIN CIRCUIT: SCREW CONNECTION AUX. CIRCUIT: SCREW CONNECTION MANUAL-AUTOMATIC-RESET | 74.4 | TEM | 1 | CP | 0.19 | 1
3RB20261SB0 | OVERLOAD RELAY 3...12 A FOR MOTOR PROTECTION SIZE S0, CLASS 10 FOR MOUNTING ONTO CONT. MAIN CIRCUIT: SCREW CONNECTION AUX. CIRCUIT: SCREW CONNECTION MANUAL-AUTOMATIC-RESET | 74.4 | TEM | 1 | CP | 0.19 | 1
3RB20261SB0 | OVERLOAD RELAY 3...12 A FOR MOTOR PROTECTION SIZE S0, CLASS 10 FOR MOUNTING ONTO CONT. MAIN CIRCUIT: SCREW CONNECTION AUX. CIRCUIT: SCREW CONNECTION MANUAL-AUTOMATIC-RESET | 74.4 | TEM | 1 | CP | 0.19 | 1
3RB20262QB0 | OVERLOAD RELAY 6...25 A FOR MOTOR PROTECTION SIZE S0, CLASS 20 FOR MOUNTING ONTO CONT. MAIN CIRCUIT: SCREW CONNECTION AUX. CIRCUIT: SCREW CONNECTION MANUAL-AUTOMATIC-RESET | 88.4 | TEM | 1 | CP | 0.19 | 1
3RB20262QB0 | OVERLOAD RELAY 6...25 A FOR MOTOR PROTECTION SIZE S0, CLASS 20 FOR MOUNTING ONTO CONT. MAIN CIRCUIT: SCREW CONNECTION AUX. CIRCUIT: SCREW CONNECTION MANUAL-AUTOMATIC-RESET | 88.4 | TEM | 1 | CP | 0.19 | 1
3RB20262SB0 | OVERLOAD RELAY 3...12 A FOR MOTOR PROTECTION SIZE S0, CLASS 20 FOR MOUNTING ONTO CONT. MAIN CIRCUIT: SCREW CONNECTION AUX. CIRCUIT: SCREW CONNECTION MANUAL-AUTOMATIC-RESET | 88.4 | TEM | 1 | CP | 0.19 | 1
3RB20262SB0 | OVERLOAD RELAY 3...12 A FOR MOTOR PROTECTION SIZE S0, CLASS 20 FOR MOUNTING ONTO CONT. MAIN CIRCUIT: SCREW CONNECTION AUX. CIRCUIT: SCREW CONNECTION MANUAL-AUTOMATIC-RESET | 88.4 | TEM | 1 | CP | 0.19 | 1
3RB20361QB0 | OVERLOAD RELAY 6...25 A FOR MOTOR PROTECTION SIZE S2, CLASS 10 FOR MOUNTING ONTO CONT. MAIN CIRCUIT: SCREW CONNECTION AUX. CIRCUIT: SCREW CONNECTION MANUAL-AUTOMATIC-RESET | 79.7 | TEM | 1 | CP | 0.34 | 1
3RB20361QB0 | OVERLOAD RELAY 6...25 A FOR MOTOR PROTECTION SIZE S2, CLASS 10 FOR MOUNTING ONTO CONT. MAIN CIRCUIT: SCREW CONNECTION AUX. CIRCUIT: SCREW CONNECTION MANUAL-AUTOMATIC-RESET | 79.7 | TEM | 1 | CP | 0.34 | 1
3RB20361QW1 | OVERLOAD RELAY 6...25 A FOR MOTOR PROTECTION SIZE S2, CLASS 10 STAND-ALONE INSTALLATION MAIN CIRCUIT: THROUGH TRANSF. AUX. CIRCUIT: SCREW CONNECTION MANUAL-AUTOMATIC-RESET | 79.7 | TEM | 1 | CP | 0.23 | 1
3RB20361QW1 | OVERLOAD RELAY 6...25 A FOR MOTOR PROTECTION SIZE S2, CLASS 10 STAND-ALONE INSTALLATION MAIN CIRCUIT: THROUGH TRANSF. AUX. CIRCUIT: SCREW CONNECTION MANUAL-AUTOMATIC-RESET | 79.7 | TEM | 1 | CP | 0.23 | 1
3RB20361UB0 | OVERLOAD RELAY 12.5...50 A FOR MOTOR PROTECTION SIZE S2, CLASS 10 FOR MOUNTING ONTO CONT. MAIN CIRCUIT: SCREW CONNECTION AUX. CIRCUIT: SCREW CONNECTION MANUAL-AUTOMATIC-RESET | 111.2 | TEM | 1 | CP | 0.34 | 1
3RB20361UB0 | OVERLOAD RELAY 12.5...50 A FOR MOTOR PROTECTION SIZE S2, CLASS 10 FOR MOUNTING ONTO CONT. MAIN CIRCUIT: SCREW CONNECTION AUX. CIRCUIT: SCREW CONNECTION MANUAL-AUTOMATIC-RESET | 111.2 | TEM | 1 | CP | 0.34 | 1
3RB20361UW1 | OVERLOAD RELAY 12.5...50 A FOR MOTOR PROTECTION SIZE S2, CLASS 10 STAND-ALONE INSTALLATION MAIN CIRCUIT: THROUGH TRANSF. AUX. CIRCUIT: SCREW CONNECTION MANUAL-AUTOMATIC-RESET | 111.2 | TEM | 1 | CP | 0.23 | 1
3RB20361UW1 | OVERLOAD RELAY 12.5...50 A FOR MOTOR PROTECTION SIZE S2, CLASS 10 STAND-ALONE INSTALLATION MAIN CIRCUIT: THROUGH TRANSF. AUX. CIRCUIT: SCREW CONNECTION MANUAL-AUTOMATIC-RESET | 111.2 | TEM | 1 | CP | 0.23 | 1
3RB20362QB0 | OVERLOAD RELAY 6...25 A FOR MOTOR PROTECTION SIZE S2, CLASS 20 FOR MOUNTING ONTO CONT. MAIN CIRCUIT: SCREW CONNECTION AUX. CIRCUIT: SCREW CONNECTION MANUAL-AUTOMATIC-RESET | 99.4 | TEM | 1 | CP | 0.34 | 1
3RB20362QB0 | OVERLOAD RELAY 6...25 A FOR MOTOR PROTECTION SIZE S2, CLASS 20 FOR MOUNTING ONTO CONT. MAIN CIRCUIT: SCREW CONNECTION AUX. CIRCUIT: SCREW CONNECTION MANUAL-AUTOMATIC-RESET | 99.4 | TEM | 1 | CP | 0.34 | 1
3RB20362QW1 | OVERLOAD RELAY 6...25 A FOR MOTOR PROTECTION SIZE S2, CLASS 20 STAND-ALONE INSTALLATION MAIN CIRCUIT: THROUGH TRANSF. AUX. CIRCUIT: SCREW CONNECTION MANUAL-AUTOMATIC-RESET | 99.4 | TEM | 1 | CP | 0.23 | 1
3RB20362QW1 | OVERLOAD RELAY 6...25 A FOR MOTOR PROTECTION SIZE S2, CLASS 20 STAND-ALONE INSTALLATION MAIN CIRCUIT: THROUGH TRANSF. AUX. CIRCUIT: SCREW CONNECTION MANUAL-AUTOMATIC-RESET | 99.4 | TEM | 1 | CP | 0.23 | 1
3RB20362UB0 | OVERLOAD RELAY 12.5...50 A FOR MOTOR PROTECTION SIZE S2, CLASS 20 FOR MOUNTING ONTO CONT. MAIN CIRCUIT: SCREW CONNECTION AUX. CIRCUIT: SCREW CONNECTION MANUAL-AUTOMATIC-RESET | 133.1 | TEM | 1 | CP | 0.34 | 1
3RB20362UB0 | OVERLOAD RELAY 12.5...50 A FOR MOTOR PROTECTION SIZE S2, CLASS 20 FOR MOUNTING ONTO CONT. MAIN CIRCUIT: SCREW CONNECTION AUX. CIRCUIT: SCREW CONNECTION MANUAL-AUTOMATIC-RESET | 133.1 | TEM | 1 | CP | 0.34 | 1
3RB20362UW1 | OVERLOAD RELAY 12.5...50 A FOR MOTOR PROTECTION SIZE S2, CLASS 20 STAND-ALONE INSTALLATION MAIN CIRCUIT: THROUGH TRANSF. AUX. CIRCUIT: SCREW CONNECTION MANUAL-AUTOMATIC-RESET | 133.1 | TEM | 1 | CP | 0.23 | 1
3RB20362UW1 | OVERLOAD RELAY 12.5...50 A FOR MOTOR PROTECTION SIZE S2, CLASS 20 STAND-ALONE INSTALLATION MAIN CIRCUIT: THROUGH TRANSF. AUX. CIRCUIT: SCREW CONNECTION MANUAL-AUTOMATIC-RESET | 133.1 | TEM | 1 | CP | 0.23 | 1
3RB20461EB0 | OVERLOAD RELAY 25...100 A FOR MOTOR PROTECTION SIZE S3, CLASS 10 FOR MOUNTING ONTO CONT. MAIN CIRCUIT: SCREW CONNECTION AUX. CIRCUIT: SCREW CONNECTION MANUAL-AUTOMATIC-RESET | 153.3 | TEM | 1 | CP | 0.55 | 1
3RB20461EB0 | OVERLOAD RELAY 25...100 A FOR MOTOR PROTECTION SIZE S3, CLASS 10 FOR MOUNTING ONTO CONT. MAIN CIRCUIT: SCREW CONNECTION AUX. CIRCUIT: SCREW CONNECTION MANUAL-AUTOMATIC-RESET | 153.3 | TEM | 1 | CP | 0.55 | 1
3RB20461EW1 | OVERLOAD RELAY 25...100 A FOR MOTOR PROTECTION SIZE S3, CLASS 10 STAND-ALONE INSTALLATION MAIN CIRCUIT: THROUGH TRANSF. AUX. CIRCUIT: SCREW CONNECTION MANUAL-AUTOMATIC-RESET | 153.3 | TEM | 1 | CP | 0.34 | 1
3RB20461EW1 | OVERLOAD RELAY 25...100 A FOR MOTOR PROTECTION SIZE S3, CLASS 10 STAND-ALONE INSTALLATION MAIN CIRCUIT: THROUGH TRANSF. AUX. CIRCUIT: SCREW CONNECTION MANUAL-AUTOMATIC-RESET | 153.3 | TEM | 1 | CP | 0.34 | 1
3RB20461UB0 | OVERLOAD RELAY 12.5...50 A FOR MOTOR PROTECTION SIZE S3, CLASS 10 FOR MOUNTING ONTO CONT. MAIN CIRCUIT: SCREW CONNECTION AUX. CIRCUIT: SCREW CONNECTION MANUAL-AUTOMATIC-RESET | 122.1 | TEM | 1 | CP | 0.55 | 1
3RB20461UB0 | OVERLOAD RELAY 12.5...50 A FOR MOTOR PROTECTION SIZE S3, CLASS 10 FOR MOUNTING ONTO CONT. MAIN CIRCUIT: SCREW CONNECTION AUX. CIRCUIT: SCREW CONNECTION MANUAL-AUTOMATIC-RESET | 122.1 | TEM | 1 | CP | 0.55 | 1
3RB20462EB0 | OVERLOAD RELAY 25...100 A FOR MOTOR PROTECTION SIZE S3, CLASS 20 FOR MOUNTING ONTO CONT. MAIN CIRCUIT: SCREW CONNECTION AUX. CIRCUIT: SCREW CONNECTION MANUAL-AUTOMATIC-RESET | 176.8 | TEM | 1 | CP | 0.55 | 1
3RB20462EB0 | OVERLOAD RELAY 25...100 A FOR MOTOR PROTECTION SIZE S3, CLASS 20 FOR MOUNTING ONTO CONT. MAIN CIRCUIT: SCREW CONNECTION AUX. CIRCUIT: SCREW CONNECTION MANUAL-AUTOMATIC-RESET | 176.8 | TEM | 1 | CP | 0.55 | 1
3RB20462EW1 | OVERLOAD RELAY 25...100 A FOR MOTOR PROTECTION SIZE S3, CLASS 20 STAND-ALONE INSTALLATION MAIN CIRCUIT: THROUGH TRANSF. AUX. CIRCUIT: SCREW CONNECTION MANUAL-AUTOMATIC-RESET | 176.8 | TEM | 1 | CP | 0.34 | 1
3RB20462EW1 | OVERLOAD RELAY 25...100 A FOR MOTOR PROTECTION SIZE S3, CLASS 20 STAND-ALONE INSTALLATION MAIN CIRCUIT: THROUGH TRANSF. AUX. CIRCUIT: SCREW CONNECTION MANUAL-AUTOMATIC-RESET | 176.8 | TEM | 1 | CP | 0.34 | 1
3RB20462UB0 | OVERLOAD RELAY 12.5...50 A FOR MOTOR PROTECTION SIZE S3, CLASS 20 FOR MOUNTING ONTO CONT. MAIN CIRCUIT: SCREW CONNECTION AUX. CIRCUIT: SCREW CONNECTION MANUAL-AUTOMATIC-RESET | 147.4 | TEM | 1 | CP | 0.55 | 1
3RB20462UB0 | OVERLOAD RELAY 12.5...50 A FOR MOTOR PROTECTION SIZE S3, CLASS 20 FOR MOUNTING ONTO CONT. MAIN CIRCUIT: SCREW CONNECTION AUX. CIRCUIT: SCREW CONNECTION MANUAL-AUTOMATIC-RESET | 147.4 | TEM | 1 | CP | 0.55 | 1
3RB20561FC2 | OVERLOAD RELAY 50...200 A FOR MOTOR PROTECTION SIZE S6, CLASS 10 MOUNT. ONTO CONT./ STAND-ALONE MAIN CIRCUIT: BAR CONNECTION AUX. CIRCUIT: SCREW CONNECTION MANUAL-AUTOMATIC-RESET | 210.5 | TEM | 1 | CP | 1.055 | 1
3RB20561FC2 | OVERLOAD RELAY 50...200 A FOR MOTOR PROTECTION SIZE S6, CLASS 10 MOUNT. ONTO CONT./ STAND-ALONE MAIN CIRCUIT: BAR CONNECTION AUX. CIRCUIT: SCREW CONNECTION MANUAL-AUTOMATIC-RESET | 210.5 | TEM | 1 | CP | 1.055 | 1
3RB20561FF2 | OVERLOAD RELAY 50...200 A FOR MOTOR PROTECTION SIZE S6, CLASS 10 MOUNT. ONTO CONT./ STAND-ALONE MAIN CIRCUIT: BAR CONNECTION AUX. CIRCUIT: SPRINGLOAD. TERM. MANUAL-AUTOMATIC-RESET | 210.5 | TEM | 1 | CP | 1.02 | 1
3RB20561FF2 | OVERLOAD RELAY 50...200 A FOR MOTOR PROTECTION SIZE S6, CLASS 10 MOUNT. ONTO CONT./ STAND-ALONE MAIN CIRCUIT: BAR CONNECTION AUX. CIRCUIT: SPRINGLOAD. TERM. MANUAL-AUTOMATIC-RESET | 210.5 | TEM | 1 | CP | 1.02 | 1
3RB20561FW2 | OVERLOAD RELAY 50...200 A FOR MOTOR PROTECTION SIZE S6, CLASS 10 MOUNT. ONTO CONT./ STAND-ALONE MAIN CIRCUIT: THROUGH TRANSF. AUX. CIRCUIT: SCREW CONNECTION MANUAL-AUTOMATIC-RESET | 202.1 | TEM | 1 | CP | 0.684 | 1
3RB20561FW2 | OVERLOAD RELAY 50...200 A FOR MOTOR PROTECTION SIZE S6, CLASS 10 MOUNT. ONTO CONT./ STAND-ALONE MAIN CIRCUIT: THROUGH TRANSF. AUX. CIRCUIT: SCREW CONNECTION MANUAL-AUTOMATIC-RESET | 202.1 | TEM | 1 | CP | 0.684 | 1
3RB20562FC2 | OVERLOAD RELAY 50...200 A FOR MOTOR PROTECTION SIZE S6, CLASS 20 MOUNT. ONTO CONT./ STAND-ALONE MAIN CIRCUIT: BAR CONNECTION AUX. CIRCUIT: SCREW CONNECTION MANUAL-AUTOMATIC-RESET | 229.1 | TEM | 1 | CP | 1.023 | 1
3RB20562FC2 | OVERLOAD RELAY 50...200 A FOR MOTOR PROTECTION SIZE S6, CLASS 20 MOUNT. ONTO CONT./ STAND-ALONE MAIN CIRCUIT: BAR CONNECTION AUX. CIRCUIT: SCREW CONNECTION MANUAL-AUTOMATIC-RESET | 229.1 | TEM | 1 | CP | 1.023 | 1
3RB20562FW2 | OVERLOAD RELAY 50...200 A FOR MOTOR PROTECTION SIZE S6, CLASS 20 MOUNT. ONTO CONT./ STAND-ALONE MAIN CIRCUIT: THROUGH TRANSF. AUX. CIRCUIT: SCREW CONNECTION MANUAL-AUTOMATIC-RESET | 220.6 | TEM | 1 | CP | 0.728 | 1
3RB20562FW2 | OVERLOAD RELAY 50...200 A FOR MOTOR PROTECTION SIZE S6, CLASS 20 MOUNT. ONTO CONT./ STAND-ALONE MAIN CIRCUIT: THROUGH TRANSF. AUX. CIRCUIT: SCREW CONNECTION MANUAL-AUTOMATIC-RESET | 220.6 | TEM | 1 | CP | 0.728 | 1
3RB20661GC2 | OVERLOAD RELAY 55...250 A FOR MOTOR PROTECTION SIZE S10/S12, CLASS 10 MOUNT. ONTO CONT./ STAND-ALONE MAIN CIRCUIT: BAR CONNECTION AUX. CIRCUIT: SCREW CONNECTION MANUAL-AUTOMATIC-RESET | 227.4 | TEM | 1 | CP | 1.7 | 1
3RB20661GC2 | OVERLOAD RELAY 55...250 A FOR MOTOR PROTECTION SIZE S10/S12, CLASS 10 MOUNT. ONTO CONT./ STAND-ALONE MAIN CIRCUIT: BAR CONNECTION AUX. CIRCUIT: SCREW CONNECTION MANUAL-AUTOMATIC-RESET | 227.4 | TEM | 1 | CP | 1.7 | 1
3RB20661GF2 | OVERLOAD RELAY 55...250 A FOR MOTOR PROTECTION SIZE S10/S12, CLASS 10 MOUNT. ONTO CONT./ STAND-ALONE MAIN CIRCUIT: BAR CONNECTION AUX. CIRCUIT: SPRINGLOAD. TERM. MANUAL-AUTOMATIC-RESET | 227.4 | TEM | 1 | CP | 1.603 | 1
3RB20661GF2 | OVERLOAD RELAY 55...250 A FOR MOTOR PROTECTION SIZE S10/S12, CLASS 10 MOUNT. ONTO CONT./ STAND-ALONE MAIN CIRCUIT: BAR CONNECTION AUX. CIRCUIT: SPRINGLOAD. TERM. MANUAL-AUTOMATIC-RESET | 227.4 | TEM | 1 | CP | 1.603 | 1
3RB20661MC2 | OVERLOAD RELAY 160...630 A FOR MOTOR PROTECTION SIZE S10/S12, CLASS 10 MOUNT. ONTO CONT./ STAND-ALONE MAIN CIRCUIT: BAR CONNECTION AUX. CIRCUIT: SCREW CONNECTION MANUAL-AUTOMATIC-RESET | 395.8 | TEM | 1 | CP | 1.857 | 1
3RB20661MC2 | OVERLOAD RELAY 160...630 A FOR MOTOR PROTECTION SIZE S10/S12, CLASS 10 MOUNT. ONTO CONT./ STAND-ALONE MAIN CIRCUIT: BAR CONNECTION AUX. CIRCUIT: SCREW CONNECTION MANUAL-AUTOMATIC-RESET | 395.8 | TEM | 1 | CP | 1.857 | 1
3RB20662GC2 | OVERLOAD RELAY 55...250 A FOR MOTOR PROTECTION SIZE S10/S12, CLASS 20 MOUNT. ONTO CONT./ STAND-ALONE MAIN CIRCUIT: BAR CONNECTION AUX. CIRCUIT: SCREW CONNECTION MANUAL-AUTOMATIC-RESET | 250.1 | TEM | 1 | CP | 1.61 | 1
3RB20662GC2 | OVERLOAD RELAY 55...250 A FOR MOTOR PROTECTION SIZE S10/S12, CLASS 20 MOUNT. ONTO CONT./ STAND-ALONE MAIN CIRCUIT: BAR CONNECTION AUX. CIRCUIT: SCREW CONNECTION MANUAL-AUTOMATIC-RESET | 250.1 | TEM | 1 | CP | 1.61 | 1
3RB20662MC2 | OVERLOAD RELAY 160...630 A FOR MOTOR PROTECTION SIZE S10/S12, CLASS 20 MOUNT. ONTO CONT./ STAND-ALONE MAIN CIRCUIT: BAR CONNECTION AUX. CIRCUIT: SCREW CONNECTION MANUAL-AUTOMATIC-RESET | 431.2 | TEM | 1 | CP | 1.945 | 1
3RB20662MC2 | OVERLOAD RELAY 160...630 A FOR MOTOR PROTECTION SIZE S10/S12, CLASS 20 MOUNT. ONTO CONT./ STAND-ALONE MAIN CIRCUIT: BAR CONNECTION AUX. CIRCUIT: SCREW CONNECTION MANUAL-AUTOMATIC-RESET | 431.2 | TEM | 1 | CP | 1.945 | 1
3RB21134NB0 | OVERLOAD RELAY 0,32...1,25 A FOR MOTOR PROTECTION SIZE S00, CLASS 5...30 FOR MOUNTING ONTO CONT. MAIN CIRCUIT: SCREW CONNECTION AUX. CIRCUIT: SCREW CONNECTION MANUAL-AUTOMATIC-RESET INT. EARTH FAULT DETECTION | 142.3 | TEM | 1 | CP | 0.2 | 1
3RB21134NB0 | OVERLOAD RELAY 0,32...1,25 A FOR MOTOR PROTECTION SIZE S00, CLASS 5...30 FOR MOUNTING ONTO CONT. MAIN CIRCUIT: SCREW CONNECTION AUX. CIRCUIT: SCREW CONNECTION MANUAL-AUTOMATIC-RESET INT. EARTH FAULT DETECTION | 142.3 | TEM | 1 | CP | 0.2 | 1
3RB21134PB0 | OVERLOAD RELAY 1...4 A FOR MOTOR PROTECTION SIZE S00, CLASS 5...30 FOR MOUNTING ONTO CONT. MAIN CIRCUIT: SCREW CONNECTION AUX. CIRCUIT: SCREW CONNECTION MANUAL-AUTOMATIC-RESET INT. EARTH FAULT DETECTION | 142.3 | TEM | 1 | CP | 0.2 | 1
3RB21134PB0 | OVERLOAD RELAY 1...4 A FOR MOTOR PROTECTION SIZE S00, CLASS 5...30 FOR MOUNTING ONTO CONT. MAIN CIRCUIT: SCREW CONNECTION AUX. CIRCUIT: SCREW CONNECTION MANUAL-AUTOMATIC-RESET INT. EARTH FAULT DETECTION | 142.3 | TEM | 1 | CP | 0.2 | 1
3RB21134SB0 | OVERLOAD RELAY 3...12 A FOR MOTOR PROTECTION SIZE S00, CLASS 5...30 FOR MOUNTING ONTO CONT. MAIN CIRCUIT: SCREW CONNECTION AUX. CIRCUIT: SCREW CONNECTION MANUAL-AUTOMATIC-RESET INT. EARTH FAULT DETECTION | 142.3 | TEM | 1 | CP | 0.2 | 1
3RB21134SB0 | OVERLOAD RELAY 3...12 A FOR MOTOR PROTECTION SIZE S00, CLASS 5...30 FOR MOUNTING ONTO CONT. MAIN CIRCUIT: SCREW CONNECTION AUX. CIRCUIT: SCREW CONNECTION MANUAL-AUTOMATIC-RESET INT. EARTH FAULT DETECTION | 142.3 | TEM | 1 | CP | 0.2 | 1
3RB21234QB0 | OVERLOAD RELAY 6...25 A FOR MOTOR PROTECTION SIZE S0, CLASS 5...30 FOR MOUNTING ONTO CONT. MAIN CIRCUIT: SCREW CONNECTION AUX. CIRCUIT: SCREW CONNECTION MANUAL-AUTOMATIC-RESET INT. EARTH FAULT DETECTION | 154.1 | TEM | 1 | CP | 0.2 | 1
3RB21234QB0 | OVERLOAD RELAY 6...25 A FOR MOTOR PROTECTION SIZE S0, CLASS 5...30 FOR MOUNTING ONTO CONT. MAIN CIRCUIT: SCREW CONNECTION AUX. CIRCUIT: SCREW CONNECTION MANUAL-AUTOMATIC-RESET INT. EARTH FAULT DETECTION | 154.1 | TEM | 1 | CP | 0.2 | 1
3RB21234QD0 | OVERLOAD RELAY 6...25 A FOR MOTOR PROTECTION SIZE S0, CLASS 5...30 FOR MOUNTING ONTO CONT. MAIN CIRCUIT: SCREW CONNECTION AUX. CIRCUIT: SPRINGLOAD. TERM. MANUAL-AUTOMATIC-RESET INT. EARTH FAULT DETECTION | 154.9 | TEM | 1 | CP | 0.2 | 1
3RB21234QD0 | OVERLOAD RELAY 6...25 A FOR MOTOR PROTECTION SIZE S0, CLASS 5...30 FOR MOUNTING ONTO CONT. MAIN CIRCUIT: SCREW CONNECTION AUX. CIRCUIT: SPRINGLOAD. TERM. MANUAL-AUTOMATIC-RESET INT. EARTH FAULT DETECTION | 154.9 | TEM | 1 | CP | 0.2 | 1
3RB21234SB0 | OVERLOAD RELAY 3...12 A FOR MOTOR PROTECTION SIZE S0, CLASS 5...30 FOR MOUNTING ONTO CONT. MAIN CIRCUIT: SCREW CONNECTION AUX. CIRCUIT: SCREW CONNECTION MANUAL-AUTOMATIC-RESET INT. EARTH FAULT DETECTION | 154.1 | TEM | 1 | CP | 0.2 | 1
3RB21234SB0 | OVERLOAD RELAY 3...12 A FOR MOTOR PROTECTION SIZE S0, CLASS 5...30 FOR MOUNTING ONTO CONT. MAIN CIRCUIT: SCREW CONNECTION AUX. CIRCUIT: SCREW CONNECTION MANUAL-AUTOMATIC-RESET INT. EARTH FAULT DETECTION | 154.1 | TEM | 1 | CP | 0.2 | 1
3RB21334QB0 | OVERLOAD RELAY 6...25 A FOR MOTOR PROTECTION SIZE S2, CLASS 5...30 FOR MOUNTING ONTO CONT. MAIN CIRCUIT: SCREW CONNECTION AUX. CIRCUIT: SCREW CONNECTION MANUAL-AUTOMATIC-RESET INT. EARTH FAULT DETECTION | 159.2 | TEM | 1 | CP | 0.35 | 1
3RB21334QB0 | OVERLOAD RELAY 6...25 A FOR MOTOR PROTECTION SIZE S2, CLASS 5...30 FOR MOUNTING ONTO CONT. MAIN CIRCUIT: SCREW CONNECTION AUX. CIRCUIT: SCREW CONNECTION MANUAL-AUTOMATIC-RESET INT. EARTH FAULT DETECTION | 159.2 | TEM | 1 | CP | 0.35 | 1
3RB21334QD0 | OVERLOAD RELAY 6...25 A FOR MOTOR PROTECTION SIZE S2, CLASS 5...30 FOR MOUNTING ONTO CONT. MAIN CIRCUIT: SCREW CONNECTION AUX. CIRCUIT: SPRINGLOAD. TERM. MANUAL-AUTOMATIC-RESET INT. EARTH FAULT DETECTION | 160.8 | TEM | 1 | CP | 0.35 | 1
3RB21334QD0 | OVERLOAD RELAY 6...25 A FOR MOTOR PROTECTION SIZE S2, CLASS 5...30 FOR MOUNTING ONTO CONT. MAIN CIRCUIT: SCREW CONNECTION AUX. CIRCUIT: SPRINGLOAD. TERM. MANUAL-AUTOMATIC-RESET INT. EARTH FAULT DETECTION | 160.8 | TEM | 1 | CP | 0.35 | 1
3RB21334UB0 | OVERLOAD RELAY 12.5...50 A FOR MOTOR PROTECTION SIZE S2, CLASS 5...30 FOR MOUNTING ONTO CONT. MAIN CIRCUIT: SCREW CONNECTION AUX. CIRCUIT: SCREW CONNECTION MANUAL-AUTOMATIC-RESET INT. EARTH FAULT DETECTION | 192 | TEM | 1 | CP | 0.35 | 1
3RB21334UB0 | OVERLOAD RELAY 12.5...50 A FOR MOTOR PROTECTION SIZE S2, CLASS 5...30 FOR MOUNTING ONTO CONT. MAIN CIRCUIT: SCREW CONNECTION AUX. CIRCUIT: SCREW CONNECTION MANUAL-AUTOMATIC-RESET INT. EARTH FAULT DETECTION | 192 | TEM | 1 | CP | 0.35 | 1
3RB21334UD0 | OVERLOAD RELAY 12.5...50 A FOR MOTOR PROTECTION SIZE S2, CLASS 5...30 FOR MOUNTING ONTO CONT. MAIN CIRCUIT: SCREW CONNECTION AUX. CIRCUIT: SPRINGLOAD. TERM. MANUAL-AUTOMATIC-RESET INT. EARTH FAULT DETECTION | 193.7 | TEM | 1 | CP | 0.35 | 1
3RB21334UD0 | OVERLOAD RELAY 12.5...50 A FOR MOTOR PROTECTION SIZE S2, CLASS 5...30 FOR MOUNTING ONTO CONT. MAIN CIRCUIT: SCREW CONNECTION AUX. CIRCUIT: SPRINGLOAD. TERM. MANUAL-AUTOMATIC-RESET INT. EARTH FAULT DETECTION | 193.7 | TEM | 1 | CP | 0.35 | 1
3RB21334UW1 | OVERLOAD RELAY 12.5...50 A FOR MOTOR PROTECTION SIZE S2, CLASS 5...30 STAND-ALONE INSTALLATION MAIN CIRCUIT: THROUGH TRANSF. AUX. CIRCUIT: SCREW CONNECTION MANUAL-AUTOMATIC-RESET INT. EARTH FAULT DETECTION | 192 | TEM | 1 | CP | 0.24 | 1
3RB21334UW1 | OVERLOAD RELAY 12.5...50 A FOR MOTOR PROTECTION SIZE S2, CLASS 5...30 STAND-ALONE INSTALLATION MAIN CIRCUIT: THROUGH TRANSF. AUX. CIRCUIT: SCREW CONNECTION MANUAL-AUTOMATIC-RESET INT. EARTH FAULT DETECTION | 192 | TEM | 1 | CP | 0.24 | 1
3RB21434EB0 | OVERLOAD RELAY 25...100 A FOR MOTOR PROTECTION SIZE S3, CLASS 5...30 FOR MOUNTING ONTO CONT. MAIN CIRCUIT: SCREW CONNECTION AUX. CIRCUIT: SCREW CONNECTION MANUAL-AUTOMATIC-RESET INT. EARTH FAULT DETECTION | 236.6 | TEM | 1 | CP | 0.56 | 1
3RB21434EB0 | OVERLOAD RELAY 25...100 A FOR MOTOR PROTECTION SIZE S3, CLASS 5...30 FOR MOUNTING ONTO CONT. MAIN CIRCUIT: SCREW CONNECTION AUX. CIRCUIT: SCREW CONNECTION MANUAL-AUTOMATIC-RESET INT. EARTH FAULT DETECTION | 236.6 | TEM | 1 | CP | 0.56 | 1
3RB21434ED0 | OVERLOAD RELAY 25...100 A FOR MOTOR PROTECTION SIZE S3, CLASS 5...30 FOR MOUNTING ONTO CONT. MAIN CIRCUIT: SCREW CONNECTION AUX. CIRCUIT: SPRINGLOAD. TERM. MANUAL-AUTOMATIC-RESET INT. EARTH FAULT DETECTION | 236.6 | TEM | 1 | CP | 0.56 | 1
3RB21434ED0 | OVERLOAD RELAY 25...100 A FOR MOTOR PROTECTION SIZE S3, CLASS 5...30 FOR MOUNTING ONTO CONT. MAIN CIRCUIT: SCREW CONNECTION AUX. CIRCUIT: SPRINGLOAD. TERM. MANUAL-AUTOMATIC-RESET INT. EARTH FAULT DETECTION | 236.6 | TEM | 1 | CP | 0.56 | 1
3RB21434EW1 | OVERLOAD RELAY 25...100 A FOR MOTOR PROTECTION SIZE S3, CLASS 5...30 STAND-ALONE INSTALLATION MAIN CIRCUIT: THROUGH TRANSF. AUX. CIRCUIT: SCREW CONNECTION MANUAL-AUTOMATIC-RESET INT. EARTH FAULT DETECTION | 236.6 | TEM | 1 | CP | 0.35 | 1
3RB21434EW1 | OVERLOAD RELAY 25...100 A FOR MOTOR PROTECTION SIZE S3, CLASS 5...30 STAND-ALONE INSTALLATION MAIN CIRCUIT: THROUGH TRANSF. AUX. CIRCUIT: SCREW CONNECTION MANUAL-AUTOMATIC-RESET INT. EARTH FAULT DETECTION | 236.6 | TEM | 1 | CP | 0.35 | 1
3RB21434EX1 | OVERLOAD RELAY 25...100 A FOR MOTOR PROTECTION SIZE S3, CLASS 5...30 STAND-ALONE INSTALLATION MAIN CIRCUIT: THROUGH TRANSF. AUX. CIRCUIT: SPRINGLOAD. TERM. MANUAL-AUTOMATIC-RESET INT. EARTH FAULT DETECTION | 236.6 | TEM | 1 | CP | 0.35 | 1
3RB21434EX1 | OVERLOAD RELAY 25...100 A FOR MOTOR PROTECTION SIZE S3, CLASS 5...30 STAND-ALONE INSTALLATION MAIN CIRCUIT: THROUGH TRANSF. AUX. CIRCUIT: SPRINGLOAD. TERM. MANUAL-AUTOMATIC-RESET INT. EARTH FAULT DETECTION | 236.6 | TEM | 1 | CP | 0.35 | 1
3RB21434UB0 | OVERLOAD RELAY 12.5...50 A FOR MOTOR PROTECTION SIZE S3, CLASS 5...30 FOR MOUNTING ONTO CONT. MAIN CIRCUIT: SCREW CONNECTION AUX. CIRCUIT: SCREW CONNECTION MANUAL-AUTOMATIC-RESET INT. EARTH FAULT DETECTION | 205.5 | TEM | 1 | CP | 0.56 | 1
3RB21434UB0 | OVERLOAD RELAY 12.5...50 A FOR MOTOR PROTECTION SIZE S3, CLASS 5...30 FOR MOUNTING ONTO CONT. MAIN CIRCUIT: SCREW CONNECTION AUX. CIRCUIT: SCREW CONNECTION MANUAL-AUTOMATIC-RESET INT. EARTH FAULT DETECTION | 205.5 | TEM | 1 | CP | 0.56 | 1
3RB21534FC2 | OVERLOAD RELAY 50...200 A FOR MOTOR PROTECTION SIZE S6, CLASS 5...30 MOUNT. ONTO CONT./ STAND-ALONE MAIN CIRCUIT: BAR CONNECTION AUX. CIRCUIT: SCREW CONNECTION MANUAL-AUTOMATIC-RESET INT. EARTH FAULT DETECTION | 289.7 | TEM | 1 | CP | 1.027 | 1
3RB21534FC2 | OVERLOAD RELAY 50...200 A FOR MOTOR PROTECTION SIZE S6, CLASS 5...30 MOUNT. ONTO CONT./ STAND-ALONE MAIN CIRCUIT: BAR CONNECTION AUX. CIRCUIT: SCREW CONNECTION MANUAL-AUTOMATIC-RESET INT. EARTH FAULT DETECTION | 289.7 | TEM | 1 | CP | 1.027 | 1
3RB21534FF2 | OVERLOAD RELAY 50...200 A FOR MOTOR PROTECTION SIZE S6, CLASS 5...30 MOUNT. ONTO CONT./ STAND-ALONE MAIN CIRCUIT: BAR CONNECTION AUX. CIRCUIT: SPRINGLOAD. TERM. MANUAL-AUTOMATIC-RESET INT. EARTH FAULT DETECTION | 290.5 | TEM | 1 | CP | 1.044 | 1
3RB21534FF2 | OVERLOAD RELAY 50...200 A FOR MOTOR PROTECTION SIZE S6, CLASS 5...30 MOUNT. ONTO CONT./ STAND-ALONE MAIN CIRCUIT: BAR CONNECTION AUX. CIRCUIT: SPRINGLOAD. TERM. MANUAL-AUTOMATIC-RESET INT. EARTH FAULT DETECTION | 290.5 | TEM | 1 | CP | 1.044 | 1
3RB21534FW2 | OVERLOAD RELAY 50...200 A FOR MOTOR PROTECTION SIZE S6, CLASS 5...30 MOUNT. ONTO CONT./ STAND-ALONE MAIN CIRCUIT: THROUGH TRANSF. AUX. CIRCUIT: SCREW CONNECTION MANUAL-AUTOMATIC-RESET INT. EARTH FAULT DETECTION | 281.3 | TEM | 1 | CP | 0.71 | 1
3RB21534FW2 | OVERLOAD RELAY 50...200 A FOR MOTOR PROTECTION SIZE S6, CLASS 5...30 MOUNT. ONTO CONT./ STAND-ALONE MAIN CIRCUIT: THROUGH TRANSF. AUX. CIRCUIT: SCREW CONNECTION MANUAL-AUTOMATIC-RESET INT. EARTH FAULT DETECTION | 281.3 | TEM | 1 | CP | 0.71 | 1
3RB21534FX2 | OVERLOAD RELAY 50...200 A FOR MOTOR PROTECTION SIZE S6, CLASS 5...30 MOUNT. ONTO CONT./ STAND-ALONE MAIN CIRCUIT: THROUGH TRANSF. AUX. CIRCUIT: SPRINGLOAD. TERM. MANUAL-AUTOMATIC-RESET INT. EARTH FAULT DETECTION | 282.1 | TEM | 1 | CP | 0.671 | 1
3RB21534FX2 | OVERLOAD RELAY 50...200 A FOR MOTOR PROTECTION SIZE S6, CLASS 5...30 MOUNT. ONTO CONT./ STAND-ALONE MAIN CIRCUIT: THROUGH TRANSF. AUX. CIRCUIT: SPRINGLOAD. TERM. MANUAL-AUTOMATIC-RESET INT. EARTH FAULT DETECTION | 282.1 | TEM | 1 | CP | 0.671 | 1
3RB21634GC2 | OVERLOAD RELAY 55...250 A FOR MOTOR PROTECTION SIZE S10/S12, CLASS 5...30 MOUNT. ONTO CONT./ STAND-ALONE MAIN CIRCUIT: BAR CONNECTION AUX. CIRCUIT: SCREW CONNECTION MANUAL-AUTOMATIC-RESET INT. EARTH FAULT DETECTION | 309.1 | TEM | 1 | CP | 1.6 | 1
3RB21634GC2 | OVERLOAD RELAY 55...250 A FOR MOTOR PROTECTION SIZE S10/S12, CLASS 5...30 MOUNT. ONTO CONT./ STAND-ALONE MAIN CIRCUIT: BAR CONNECTION AUX. CIRCUIT: SCREW CONNECTION MANUAL-AUTOMATIC-RESET INT. EARTH FAULT DETECTION | 309.1 | TEM | 1 | CP | 1.6 | 1
3RB21634GF2 | OVERLOAD RELAY 55...250 A FOR MOTOR PROTECTION SIZE S10/S12, CLASS 5...30 MOUNT. ONTO CONT./ STAND-ALONE MAIN CIRCUIT: BAR CONNECTION AUX. CIRCUIT: SPRINGLOAD. TERM. MANUAL-AUTOMATIC-RESET INT. EARTH FAULT DETECTION | 312.4 | TEM | 1 | CP | 1.616 | 1
3RB21634GF2 | OVERLOAD RELAY 55...250 A FOR MOTOR PROTECTION SIZE S10/S12, CLASS 5...30 MOUNT. ONTO CONT./ STAND-ALONE MAIN CIRCUIT: BAR CONNECTION AUX. CIRCUIT: SPRINGLOAD. TERM. MANUAL-AUTOMATIC-RESET INT. EARTH FAULT DETECTION | 312.4 | TEM | 1 | CP | 1.616 | 1
3RB21634MC2 | OVERLOAD RELAY 160...630 A FOR MOTOR PROTECTION SIZE S10/S12, CLASS 5...30 MOUNT. ONTO CONT./ STAND-ALONE MAIN CIRCUIT: BAR CONNECTION AUX. CIRCUIT: SCREW CONNECTION MANUAL-AUTOMATIC-RESET INT. EARTH FAULT DETECTION | 490.1 | TEM | 1 | CP | 1.85 | 1
3RB21634MC2 | OVERLOAD RELAY 160...630 A FOR MOTOR PROTECTION SIZE S10/S12, CLASS 5...30 MOUNT. ONTO CONT./ STAND-ALONE MAIN CIRCUIT: BAR CONNECTION AUX. CIRCUIT: SCREW CONNECTION MANUAL-AUTOMATIC-RESET INT. EARTH FAULT DETECTION | 490.1 | TEM | 1 | CP | 1.85 | 1
3RB21634MF2 | OVERLOAD RELAY 160...630 A FOR MOTOR PROTECTION SIZE S10/S12, CLASS 5...30 MOUNT. ONTO CONT./ STAND-ALONE MAIN CIRCUIT: BAR CONNECTION AUX. CIRCUIT: SPRINGLOAD. TERM. MANUAL-AUTOMATIC-RESET INT. EARTH FAULT DETECTION | 491.8 | TEM | 1 | CP | 1.876 | 1
3RB21634MF2 | OVERLOAD RELAY 160...630 A FOR MOTOR PROTECTION SIZE S10/S12, CLASS 5...30 MOUNT. ONTO CONT./ STAND-ALONE MAIN CIRCUIT: BAR CONNECTION AUX. CIRCUIT: SPRINGLOAD. TERM. MANUAL-AUTOMATIC-RESET INT. EARTH FAULT DETECTION | 491.8 | TEM | 1 | CP | 1.876 | 1
3RB22834AA1 | PROCESSING UNIT FOR FULL MOTOR PROTECTION SIZE S00...S12, CLASS 5...30 STAND-ALONE INSTALLATION MAIN CIRCUIT: -- AUX. CIRCUIT: SCREW CONNECTION MANUAL-AUTOMATIC-RESET | 195.6 | TEM | 1 | CP | 0.307 | 1
3RB22834AA1 | PROCESSING UNIT FOR FULL MOTOR PROTECTION SIZE S00...S12, CLASS 5...30 STAND-ALONE INSTALLATION MAIN CIRCUIT: -- AUX. CIRCUIT: SCREW CONNECTION MANUAL-AUTOMATIC-RESET | 195.6 | TEM | 1 | CP | 0.307 | 1
3RB22834AC1 | PROCESSING UNIT FOR FULL MOTOR PROTECTION SIZE S00...S12, CLASS 5...30 STAND-ALONE INSTALLATION MAIN CIRCUIT: -- AUX. CIRCUIT: SPRINGLOAD. TERM. MANUAL-AUTOMATIC-RESET | 195.6 | TEM | 1 | CP | 0.291 | 1
3RB22834AC1 | PROCESSING UNIT FOR FULL MOTOR PROTECTION SIZE S00...S12, CLASS 5...30 STAND-ALONE INSTALLATION MAIN CIRCUIT: -- AUX. CIRCUIT: SPRINGLOAD. TERM. MANUAL-AUTOMATIC-RESET | 195.6 | TEM | 1 | CP | 0.291 | 1
3RB23834AA1 | PROCESSING UNIT FOR FULL MOTOR PROTECTION SIZE S00...S12, CLASS 5...30 STAND-ALONE INSTALLATION MAIN CIRCUIT: -- AUX. CIRCUIT: SCREW CONNECTION MANUAL-AUTOMATIC-RESET | 254.2 | TEM | 1 | CP | 0.304 | 1
3RB23834AA1 | PROCESSING UNIT FOR FULL MOTOR PROTECTION SIZE S00...S12, CLASS 5...30 STAND-ALONE INSTALLATION MAIN CIRCUIT: -- AUX. CIRCUIT: SCREW CONNECTION MANUAL-AUTOMATIC-RESET | 254.2 | TEM | 1 | CP | 0.304 | 1
3RB24834AA1 | PROCESSING UNIT FOR FULL MOTOR PROTECTION (MONOSTABLE) FOR IO-LINK SIZE S00...S12, CLASS 5...30 STAND-ALONE INSTALLATION MAIN CIRCUIT: -- AUX. CIRCUIT: SCREW CONNECTION MANUAL-AUTOMATIC-RESET | 339.6 | TEM | 1 | CP | 0.28 | 1
3RB24834AA1 | PROCESSING UNIT FOR FULL MOTOR PROTECTION (MONOSTABLE) FOR IO-LINK SIZE S00...S12, CLASS 5...30 STAND-ALONE INSTALLATION MAIN CIRCUIT: -- AUX. CIRCUIT: SCREW CONNECTION MANUAL-AUTOMATIC-RESET | 339.6 | TEM | 1 | CP | 0.28 | 1
3RB29062BG1 | CURRENT TRANSFORMER 0.3...3 A FOR 3RB22/23/24 SIZE S00/S0 STAND-ALONE INSTALLATION MAIN CIRCUIT: THROUGH TRANSF. AUX. CIRCUIT: -- | 123.6 | TEM | 1 | CP | 0.106 | 1
3RB29062BG1 | CURRENT TRANSFORMER 0.3...3 A FOR 3RB22/23/24 SIZE S00/S0 STAND-ALONE INSTALLATION MAIN CIRCUIT: THROUGH TRANSF. AUX. CIRCUIT: -- | 123.6 | TEM | 1 | CP | 0.106 | 1
3RB29062DG1 | CURRENT TRANSFORMER 2.4...25 A FOR 3RB22/23/24 SIZE S00/S0 STAND-ALONE INSTALLATION MAIN CIRCUIT: THROUGH TRANSF. AUX. CIRCUIT: -- | 125.3 | TEM | 1 | CP | 0.139 | 1
3RB29062DG1 | CURRENT TRANSFORMER 2.4...25 A FOR 3RB22/23/24 SIZE S00/S0 STAND-ALONE INSTALLATION MAIN CIRCUIT: THROUGH TRANSF. AUX. CIRCUIT: -- | 125.3 | TEM | 1 | CP | 0.139 | 1
3RB29062JG1 | CURRENT TRANSFORMER 10...100 A FOR 3RB22/23/24 SIZE S2/S3 STAND-ALONE INSTALLATION MAIN CIRCUIT: THROUGH TRANSF. AUX. CIRCUIT: -- | 130.7 | TEM | 1 | CP | 0.303 | 1
3RB29062JG1 | CURRENT TRANSFORMER 10...100 A FOR 3RB22/23/24 SIZE S2/S3 STAND-ALONE INSTALLATION MAIN CIRCUIT: THROUGH TRANSF. AUX. CIRCUIT: -- | 130.7 | TEM | 1 | CP | 0.303 | 1
3RB29130AA1 | INDIVIDUAL MOUNTING SUPPORT FOR 3RB20/21 SIZE S00 STAND-ALONE INSTALLATION MAIN CIRCUIT, SCREW-TYPE TERM. AUX. CIRCUIT, -- | 9.53 | TEM | 1 | CP | 0.059 | 1
3RB29130AA1 | INDIVIDUAL MOUNTING SUPPORT FOR 3RB20/21 SIZE S00 STAND-ALONE INSTALLATION MAIN CIRCUIT, SCREW-TYPE TERM. AUX. CIRCUIT, -- | 9.53 | TEM | 1 | CP | 0.059 | 1
3RB29230AA1 | INDIVIDUAL MOUNTING SUPPORT FOR 3RB20/21 SIZE S0 STAND-ALONE INSTALLATION MAIN CIRCUIT, SCREW-TYPE TERM. AUX. CIRCUIT, -- | 10.97 | TEM | 1 | CP | 0.087 | 1
3RB29230AA1 | INDIVIDUAL MOUNTING SUPPORT FOR 3RB20/21 SIZE S0 STAND-ALONE INSTALLATION MAIN CIRCUIT, SCREW-TYPE TERM. AUX. CIRCUIT, -- | 10.97 | TEM | 1 | CP | 0.087 | 1
3RB29562TG2 | CURRENT TRANSFORMER 20...200 A FOR 3RB22/23/24 SIZE S6 MOUNT. ONTO CONT./ STAND-ALONE MAIN CIRCUIT: THROUGH TRANSF. AUX. CIRCUIT: -- | 295.1 | TEM | 1 | CP | 0.653 | 1
3RB29562TG2 | CURRENT TRANSFORMER 20...200 A FOR 3RB22/23/24 SIZE S6 MOUNT. ONTO CONT./ STAND-ALONE MAIN CIRCUIT: THROUGH TRANSF. AUX. CIRCUIT: -- | 295.1 | TEM | 1 | CP | 0.653 | 1
3RB29562TH2 | CURRENT TRANSFORMER 20...200 A FOR 3RB22/23/24 SIZE S6 MOUNT. ONTO CONT./ STAND-ALONE MAIN CIRCUIT: BAR CONNECTION AUX. CIRCUIT: -- | 312 | TEM | 1 | CP | 0.969 | 1
3RB29562TH2 | CURRENT TRANSFORMER 20...200 A FOR 3RB22/23/24 SIZE S6 MOUNT. ONTO CONT./ STAND-ALONE MAIN CIRCUIT: BAR CONNECTION AUX. CIRCUIT: -- | 312 | TEM | 1 | CP | 0.969 | 1
3RB29662WH2 | CURRENT TRANSFORMER 63...630 A FOR 3RB22/23/24 SIZE S10/S12 MOUNT. ONTO CONT./ STAND-ALONE MAIN CIRCUIT: BAR CONNECTION AUX. CIRCUIT: -- | 351.1 | TEM | 1 | CP | 1.8 | 1
3RB29662WH2 | CURRENT TRANSFORMER 63...630 A FOR 3RB22/23/24 SIZE S10/S12 MOUNT. ONTO CONT./ STAND-ALONE MAIN CIRCUIT: BAR CONNECTION AUX. CIRCUIT: -- | 351.1 | TEM | 1 | CP | 1.8 | 1
3RB29842 | COVER SEALABLE FOR 3RB22/23/24 SIZE S00...S12 | 7.38 | TEM | 1 | CP | 0.004 | 10
3RB29842 | COVER SEALABLE FOR 3RB22/23/24 SIZE S00...S12 | 7.38 | TEM | 1 | CP | 0.004 | 10
3RB29852AA0 | MEMORY MODULE ANALOG BASIC 1 FOR 3RB22/23 SZ S00...S12 | 64.88 | TEM | 1 | CP | 0.003 | 1
3RB29852AA0 | MEMORY MODULE ANALOG BASIC 1 FOR 3RB22/23 SZ S00...S12 | 64.88 | TEM | 1 | CP | 0.003 | 1
3RB29852AA1 | MEMORY MODULE ANALOG BASIC 1 GF FOR 3RB22/23 SZ S00...S12 | 86.72 | TEM | 1 | CP | 0.003 | 1
3RB29852AA1 | MEMORY MODULE ANALOG BASIC 1 GF FOR 3RB22/23 SZ S00...S12 | 86.72 | TEM | 1 | CP | 0.003 | 1
3RB29852AB1 | MEMORY MODULE ANALOG BASIC 2 GF FOR 3RB22/23 SZ S00...S12 | 81.08 | TEM | 1 | CP | 0.003 | 1
3RB29852AB1 | MEMORY MODULE ANALOG BASIC 2 GF FOR 3RB22/23 SZ S00...S12 | 81.08 | TEM | 1 | CP | 0.003 | 1
3RB29852CA1 | MEMORY MODULE BASIC 1 GF FOR 3RB22/23 SZ S00...S12 | 21.73 | TEM | 1 | CP | 0.004 | 1
3RB29852CA1 | MEMORY MODULE BASIC 1 GF FOR 3RB22/23 SZ S00...S12 | 21.73 | TEM | 1 | CP | 0.004 | 1
3RB29852CB1 | MEMORY MODULE BASIC 2 GF FOR 3RB22/23 SZ S00...S12 | 16.2 | TEM | 1 | CP | 0.004 | 1
3RB29852CB1 | MEMORY MODULE BASIC 2 GF FOR 3RB22/23 SZ S00...S12 | 16.2 | TEM | 1 | CP | 0.004 | 1
3RB29872B | CONNECTING CABLE 0.1 M FOR 3RB22/23/24 SIZE S00...S12 | 10.46 | TEM | 1 | CP | 0.016 | 1
3RB29872B | CONNECTING CABLE 0.1 M FOR 3RB22/23/24 SIZE S00...S12 | 10.46 | TEM | 1 | CP | 0.016 | 1
3RB29872D | CONNECTING CABLE 0.5 M FOR 3RB22/23/24 SIZE S00...S12 | 13.12 | TEM | 1 | CP | 0.023 | 1
3RB29872D | CONNECTING CABLE 0.5 M FOR 3RB22/23/24 SIZE S00...S12 | 13.12 | TEM | 1 | CP | 0.023 | 1
3RB30161NB0 | OVERLOAD RELAY 0.32...1.25 A FOR MOTOR PROTECTION SIZE S00, CLASS 10 CONTACTOR ASS. MAIN CIRCUIT: SCREW CONN. AUX.CIRCUIT: SCREW CONN. MANUAL-AUTOM.-RESET | 47.87 | TEM | 1 | CP | 0.225 | 1
3RB30161NB0 | OVERLOAD RELAY 0.32...1.25 A FOR MOTOR PROTECTION SIZE S00, CLASS 10 CONTACTOR ASS. MAIN CIRCUIT: SCREW CONN. AUX.CIRCUIT: SCREW CONN. MANUAL-AUTOM.-RESET | 47.87 | TEM | 1 | CP | 0.225 | 1
3RB30161PB0 | OVERLOAD RELAY 1...4 A FOR MOTOR PROTECTION SIZE S00, CLASS 10 CONTACTOR ASS. MAIN CIRCUIT: SCREW CONN. AUX.CIRCUIT: SCREW CONN. MANUAL-AUTOM.-RESET | 47.87 | TEM | 1 | CP | 0.225 | 1
3RB30161PB0 | OVERLOAD RELAY 1...4 A FOR MOTOR PROTECTION SIZE S00, CLASS 10 CONTACTOR ASS. MAIN CIRCUIT: SCREW CONN. AUX.CIRCUIT: SCREW CONN. MANUAL-AUTOM.-RESET | 47.87 | TEM | 1 | CP | 0.225 | 1
3RB30161RB0 | OVERLOAD RELAY 0.1...0.4 A FOR MOTOR PROTECTION SIZE S00, CLASS 10 CONTACTOR ASS. MAIN CIRCUIT: SCREW CONN. AUX.CIRCUIT: SCREW CONN. MANUAL-AUTOM.-RESET | 47.87 | TEM | 1 | CP | 0.225 | 1
3RB30161RB0 | OVERLOAD RELAY 0.1...0.4 A FOR MOTOR PROTECTION SIZE S00, CLASS 10 CONTACTOR ASS. MAIN CIRCUIT: SCREW CONN. AUX.CIRCUIT: SCREW CONN. MANUAL-AUTOM.-RESET | 47.87 | TEM | 1 | CP | 0.225 | 1
3RB30161SB0 | OVERLOAD RELAY 3...12 A FOR MOTOR PROTECTION SIZE S00, CLASS 10 CONTACTOR ASS. MAIN CIRCUIT: SCREW CONN. AUX.CIRCUIT: SCREW CONN. MANUAL-AUTOM.-RESET | 51.35 | TEM | 1 | CP | 0.225 | 1
3RB30161SB0 | OVERLOAD RELAY 3...12 A FOR MOTOR PROTECTION SIZE S00, CLASS 10 CONTACTOR ASS. MAIN CIRCUIT: SCREW CONN. AUX.CIRCUIT: SCREW CONN. MANUAL-AUTOM.-RESET | 51.35 | TEM | 1 | CP | 0.225 | 1
3RB30161TB0 | OVERLOAD RELAY 4...16 A FOR MOTOR PROTECTION SIZE S00, CLASS 10 CONTACTOR ASS. MAIN CIRCUIT: SCREW CONN. AUX.CIRCUIT: SCREW CONN. MANUAL-AUTOM.-RESET | 51.35 | TEM | 1 | CP | 0.225 | 1
3RB30161TB0 | OVERLOAD RELAY 4...16 A FOR MOTOR PROTECTION SIZE S00, CLASS 10 CONTACTOR ASS. MAIN CIRCUIT: SCREW CONN. AUX.CIRCUIT: SCREW CONN. MANUAL-AUTOM.-RESET | 51.35 | TEM | 1 | CP | 0.225 | 1
3RB30162NB0 | OVERLOAD RELAY 0.32...1.25 A FOR MOTOR PROTECTION SIZE S00, CLASS 20 CONTACTOR ASS. MAIN CIRCUIT: SCREW CONN. AUX.CIRCUIT: SCREW CONN. MANUAL-AUTOM.-RESET | 60.37 | TEM | 1 | CP | 0.225 | 1
3RB30162NB0 | OVERLOAD RELAY 0.32...1.25 A FOR MOTOR PROTECTION SIZE S00, CLASS 20 CONTACTOR ASS. MAIN CIRCUIT: SCREW CONN. AUX.CIRCUIT: SCREW CONN. MANUAL-AUTOM.-RESET | 60.37 | TEM | 1 | CP | 0.225 | 1
3RB30162PB0 | OVERLOAD RELAY 1...4 A FOR MOTOR PROTECTION SIZE S00, CLASS 20 CONTACTOR ASS. MAIN CIRCUIT: SCREW CONN. AUX.CIRCUIT: SCREW CONN. MANUAL-AUTOM.-RESET | 60.37 | TEM | 1 | CP | 0.225 | 1
3RB30162PB0 | OVERLOAD RELAY 1...4 A FOR MOTOR PROTECTION SIZE S00, CLASS 20 CONTACTOR ASS. MAIN CIRCUIT: SCREW CONN. AUX.CIRCUIT: SCREW CONN. MANUAL-AUTOM.-RESET | 60.37 | TEM | 1 | CP | 0.225 | 1
3RB30162SB0 | OVERLOAD RELAY 3...12 A FOR MOTOR PROTECTION SIZE S00, CLASS 20 CONTACTOR ASS. MAIN CIRCUIT: SCREW CONN. AUX.CIRCUIT: SCREW CONN. MANUAL-AUTOM.-RESET | 60.37 | TEM | 1 | CP | 0.225 | 1
3RB30162SB0 | OVERLOAD RELAY 3...12 A FOR MOTOR PROTECTION SIZE S00, CLASS 20 CONTACTOR ASS. MAIN CIRCUIT: SCREW CONN. AUX.CIRCUIT: SCREW CONN. MANUAL-AUTOM.-RESET | 60.37 | TEM | 1 | CP | 0.225 | 1
3RB30162TB0 | OVERLOAD RELAY 4...16 A FOR MOTOR PROTECTION SIZE S00, CLASS 20 CONTACTOR ASS. MAIN CIRCUIT: SCREW CONN. AUX.CIRCUIT: SCREW CONN. MANUAL-AUTOM.-RESET | 60.37 | TEM | 1 | CP | 0.225 | 1
3RB30162TB0 | OVERLOAD RELAY 4...16 A FOR MOTOR PROTECTION SIZE S00, CLASS 20 CONTACTOR ASS. MAIN CIRCUIT: SCREW CONN. AUX.CIRCUIT: SCREW CONN. MANUAL-AUTOM.-RESET | 60.37 | TEM | 1 | CP | 0.225 | 1
3RB30261NB0 | OVERLOAD RELAY 0.32...1.25 A FOR MOTOR PROTECTION SIZE S0, CLASS 10 CONTACTOR ASS. MAIN CIRCUIT: SCREW CONN. AUX.CIRCUIT: SCREW CONN. MANUAL-AUTOM.-RESET | 56.79 | TEM | 1 | CP | 0.26 | 1
3RB30261NB0 | OVERLOAD RELAY 0.32...1.25 A FOR MOTOR PROTECTION SIZE S0, CLASS 10 CONTACTOR ASS. MAIN CIRCUIT: SCREW CONN. AUX.CIRCUIT: SCREW CONN. MANUAL-AUTOM.-RESET | 56.79 | TEM | 1 | CP | 0.26 | 1
3RB30261PB0 | OVERLOAD RELAY 1...4 A FOR MOTOR PROTECTION SIZE S0, CLASS 10 CONTACTOR ASS. MAIN CIRCUIT: SCREW CONN. AUX.CIRCUIT: SCREW CONN. MANUAL-AUTOM.-RESET | 56.79 | TEM | 1 | CP | 0.26 | 1
3RB30261PB0 | OVERLOAD RELAY 1...4 A FOR MOTOR PROTECTION SIZE S0, CLASS 10 CONTACTOR ASS. MAIN CIRCUIT: SCREW CONN. AUX.CIRCUIT: SCREW CONN. MANUAL-AUTOM.-RESET | 56.79 | TEM | 1 | CP | 0.26 | 1
3RB30261QB0 | OVERLOAD RELAY 6...25 A FOR MOTOR PROTECTION SIZE S0, CLASS 10 CONTACTOR ASS. MAIN CIRCUIT: SCREW CONN. AUX.CIRCUIT: SCREW CONN. MANUAL-AUTOM.-RESET | 58.73 | TEM | 1 | CP | 0.26 | 1
3RB30261QB0 | OVERLOAD RELAY 6...25 A FOR MOTOR PROTECTION SIZE S0, CLASS 10 CONTACTOR ASS. MAIN CIRCUIT: SCREW CONN. AUX.CIRCUIT: SCREW CONN. MANUAL-AUTOM.-RESET | 58.73 | TEM | 1 | CP | 0.26 | 1
3RB30261QE0 | OVERLOAD RELAY 6...25 A FOR MOTOR PROTECTION SIZE S0, CLASS 10 CONTACTOR ASS. MAIN CIRCUIT: SPR.-LOAD.TERM. AUX.CIRCUIT: SPR.-LOAD.TERM. MANUAL-AUTOM.-RESET | 58.73 | TEM | 1 | CP | 0.26 | 1
3RB30261QE0 | OVERLOAD RELAY 6...25 A FOR MOTOR PROTECTION SIZE S0, CLASS 10 CONTACTOR ASS. MAIN CIRCUIT: SPR.-LOAD.TERM. AUX.CIRCUIT: SPR.-LOAD.TERM. MANUAL-AUTOM.-RESET | 58.73 | TEM | 1 | CP | 0.26 | 1
3RB30261RB0 | OVERLOAD RELAY 0.1...0.4 A FOR MOTOR PROTECTION SIZE S0, CLASS 10 CONTACTOR ASS. MAIN CIRCUIT: SCREW CONN. AUX.CIRCUIT: SCREW CONN. MANUAL-AUTOM.-RESET | 56.79 | TEM | 1 | CP | 0.26 | 1
3RB30261RB0 | OVERLOAD RELAY 0.1...0.4 A FOR MOTOR PROTECTION SIZE S0, CLASS 10 CONTACTOR ASS. MAIN CIRCUIT: SCREW CONN. AUX.CIRCUIT: SCREW CONN. MANUAL-AUTOM.-RESET | 56.79 | TEM | 1 | CP | 0.26 | 1
3RB30261SB0 | OVERLOAD RELAY 3...12 A FOR MOTOR PROTECTION SIZE S0, CLASS 10 CONTACTOR ASS. MAIN CIRCUIT: SCREW CONN. AUX.CIRCUIT: SCREW CONN. MANUAL-AUTOM.-RESET | 58.73 | TEM | 1 | CP | 0.26 | 1
3RB30261SB0 | OVERLOAD RELAY 3...12 A FOR MOTOR PROTECTION SIZE S0, CLASS 10 CONTACTOR ASS. MAIN CIRCUIT: SCREW CONN. AUX.CIRCUIT: SCREW CONN. MANUAL-AUTOM.-RESET | 58.73 | TEM | 1 | CP | 0.26 | 1
3RB30261VB0 | OVERLOAD RELAY 10...40 A FOR MOTOR PROTECTION SIZE S0, CLASS 10 CONTACTOR ASS. MAIN CIRCUIT: SCREW CONN. AUX.CIRCUIT: SCREW CONN. MANUAL-AUTOM.-RESET | 86.61 | TEM | 1 | CP | 0.26 | 1
3RB30261VB0 | OVERLOAD RELAY 10...40 A FOR MOTOR PROTECTION SIZE S0, CLASS 10 CONTACTOR ASS. MAIN CIRCUIT: SCREW CONN. AUX.CIRCUIT: SCREW CONN. MANUAL-AUTOM.-RESET | 86.61 | TEM | 1 | CP | 0.26 | 1
3RB30261VE0 | OVERLOAD RELAY 10...40 A FOR MOTOR PROTECTION SIZE S0, CLASS 10 CONTACTOR ASS. MAIN CIRCUIT: SPR.-LOAD.TERM. AUX.CIRCUIT: SPR.-LOAD.TERM. MANUAL-AUTOM.-RESET | 86.61 | TEM | 1 | CP | 0.26 | 1
3RB30261VE0 | OVERLOAD RELAY 10...40 A FOR MOTOR PROTECTION SIZE S0, CLASS 10 CONTACTOR ASS. MAIN CIRCUIT: SPR.-LOAD.TERM. AUX.CIRCUIT: SPR.-LOAD.TERM. MANUAL-AUTOM.-RESET | 86.61 | TEM | 1 | CP | 0.26 | 1
3RB30262QB0 | OVERLOAD RELAY 6...25 A FOR MOTOR PROTECTION SIZE S0, CLASS 20 CONTACTOR ASS. MAIN CIRCUIT: SCREW CONN. AUX.CIRCUIT: SCREW CONN. MANUAL-AUTOM.-RESET | 69.5 | TEM | 1 | CP | 0.26 | 1
3RB30262QB0 | OVERLOAD RELAY 6...25 A FOR MOTOR PROTECTION SIZE S0, CLASS 20 CONTACTOR ASS. MAIN CIRCUIT: SCREW CONN. AUX.CIRCUIT: SCREW CONN. MANUAL-AUTOM.-RESET | 69.5 | TEM | 1 | CP | 0.26 | 1
3RB30262SB0 | OVERLOAD RELAY 3...12 A FOR MOTOR PROTECTION SIZE S0, CLASS 20 CONTACTOR ASS. MAIN CIRCUIT: SCREW CONN. AUX.CIRCUIT: SCREW CONN. MANUAL-AUTOM.-RESET | 69.5 | TEM | 1 | CP | 0.26 | 1
3RB30262SB0 | OVERLOAD RELAY 3...12 A FOR MOTOR PROTECTION SIZE S0, CLASS 20 CONTACTOR ASS. MAIN CIRCUIT: SCREW CONN. AUX.CIRCUIT: SCREW CONN. MANUAL-AUTOM.-RESET | 69.5 | TEM | 1 | CP | 0.26 | 1
3RB30262SE0 | OVERLOAD RELAY 3...12 A FOR MOTOR PROTECTION SIZE S0, CLASS 20 CONTACTOR ASS. MAIN CIRCUIT: SPR.-LOAD.TERM. AUX.CIRCUIT: SPR.-LOAD.TERM. MANUAL-AUTOM.-RESET | 69.5 | TEM | 1 | CP | 0.26 | 1
3RB30262SE0 | OVERLOAD RELAY 3...12 A FOR MOTOR PROTECTION SIZE S0, CLASS 20 CONTACTOR ASS. MAIN CIRCUIT: SPR.-LOAD.TERM. AUX.CIRCUIT: SPR.-LOAD.TERM. MANUAL-AUTOM.-RESET | 69.5 | TEM | 1 | CP | 0.26 | 1
3RB30262VB0 | OVERLOAD RELAY 10...40 A FOR MOTOR PROTECTION SIZE S0, CLASS 20 CONTACTOR ASS. MAIN CIRCUIT: SCREW CONN. AUX.CIRCUIT: SCREW CONN. MANUAL-AUTOM.-RESET | 97.68 | TEM | 1 | CP | 0.26 | 1
3RB30262VB0 | OVERLOAD RELAY 10...40 A FOR MOTOR PROTECTION SIZE S0, CLASS 20 CONTACTOR ASS. MAIN CIRCUIT: SCREW CONN. AUX.CIRCUIT: SCREW CONN. MANUAL-AUTOM.-RESET | 97.68 | TEM | 1 | CP | 0.26 | 1
3RB30361UB0 | OVERLOAD RELAY 12.5...50 A FOR MOTOR PROTECTION SIZE S2, CLASS 10E FOR MOUNTING ONTO CONTACTORS MAIN CIRCUIT: SCREW TERMINAL AUX. CIRCUIT: SCREW TERMINAL MANUAL-AUTOMATIC-RESET | 112.24 | TEM | 1 | CP | 0.225 | 1
3RB30361UB0 | OVERLOAD RELAY 12.5...50 A FOR MOTOR PROTECTION SIZE S2, CLASS 10E FOR MOUNTING ONTO CONTACTORS MAIN CIRCUIT: SCREW TERMINAL AUX. CIRCUIT: SCREW TERMINAL MANUAL-AUTOMATIC-RESET | 112.24 | TEM | 1 | CP | 0.225 | 1
3RB30361WB0 | OVERLOAD RELAY 20...80 A FOR MOTOR PROTECTION SIZE S2, CLASS 10E FOR MOUNTING ONTO CONTACTORS MAIN CIRCUIT: SCREW TERMINAL AUX. CIRCUIT: SCREW TERMINAL MANUAL-AUTOMATIC-RESET | 146.78 | TEM | 1 | CP | 0.225 | 1
3RB30361WB0 | OVERLOAD RELAY 20...80 A FOR MOTOR PROTECTION SIZE S2, CLASS 10E FOR MOUNTING ONTO CONTACTORS MAIN CIRCUIT: SCREW TERMINAL AUX. CIRCUIT: SCREW TERMINAL MANUAL-AUTOMATIC-RESET | 146.78 | TEM | 1 | CP | 0.225 | 1
3RB30362UB0 | OVERLOAD RELAY 12.5...50 A FOR MOTOR PROTECTION SIZE S2, CLASS 20E FOR MOUNTING ONTO CONTACTORS MAIN CIRCUIT: SCREW TERMINAL AUX. CIRCUIT: SCREW TERMINAL MANUAL-AUTOMATIC-RESET | 132.94 | TEM | 1 | CP | 0.225 | 1
3RB30362UB0 | OVERLOAD RELAY 12.5...50 A FOR MOTOR PROTECTION SIZE S2, CLASS 20E FOR MOUNTING ONTO CONTACTORS MAIN CIRCUIT: SCREW TERMINAL AUX. CIRCUIT: SCREW TERMINAL MANUAL-AUTOMATIC-RESET | 132.94 | TEM | 1 | CP | 0.225 | 1
3RB30362UW1 | OVERLOAD RELAY 12.5...50 A FOR MOTOR PROTECTION SIZE S2, CLASS 20E STAND-ALONE INSTALLATION MAIN CIRCUIT: STR.-THR. TRANSF. AUX. CIRCUIT: SCREW TERMINAL MANUAL-AUTOMATIC-RESET | 131.92 | TEM | 1 | CP | 0.225 | 1
3RB30362UW1 | OVERLOAD RELAY 12.5...50 A FOR MOTOR PROTECTION SIZE S2, CLASS 20E STAND-ALONE INSTALLATION MAIN CIRCUIT: STR.-THR. TRANSF. AUX. CIRCUIT: SCREW TERMINAL MANUAL-AUTOMATIC-RESET | 131.92 | TEM | 1 | CP | 0.225 | 1
3RB30362WW1 | OVERLOAD RELAY 20...80 A FOR MOTOR PROTECTION SIZE S2, CLASS 20E STAND-ALONE INSTALLATION MAIN CIRCUIT: STR.-THR. TRANSF. AUX. CIRCUIT: SCREW TERMINAL MANUAL-AUTOMATIC-RESET | 169.23 | TEM | 1 | CP | 0.225 | 1
3RB30362WW1 | OVERLOAD RELAY 20...80 A FOR MOTOR PROTECTION SIZE S2, CLASS 20E STAND-ALONE INSTALLATION MAIN CIRCUIT: STR.-THR. TRANSF. AUX. CIRCUIT: SCREW TERMINAL MANUAL-AUTOMATIC-RESET | 169.23 | TEM | 1 | CP | 0.225 | 1
3RB31134NE0 | OVERLOAD RELAY 0.32...1.25 A FOR MOTOR PROTECTION SIZE S00, CLASS 5...30 CONTACTOR ASS. MAIN CIRCUIT: SPR.-LOAD.TERM. AUX.CIRCUIT: SPR.-LOAD.TERM. MANUAL-AUTOM.-RESET INT. GROUND FAULT DETECTION | 110.19 | TEM | 1 | CP | 0.225 | 1
3RB31134NE0 | OVERLOAD RELAY 0.32...1.25 A FOR MOTOR PROTECTION SIZE S00, CLASS 5...30 CONTACTOR ASS. MAIN CIRCUIT: SPR.-LOAD.TERM. AUX.CIRCUIT: SPR.-LOAD.TERM. MANUAL-AUTOM.-RESET INT. GROUND FAULT DETECTION | 110.19 | TEM | 1 | CP | 0.225 | 1
3RB31134PB0 | OVERLOAD RELAY 1...4 A FOR MOTOR PROTECTION SIZE S00, CLASS 5...30 CONTACTOR ASS. MAIN CIRCUIT: SCREW CONN. AUX.CIRCUIT: SCREW CONN. MANUAL-AUTOM.-RESET INT. GROUND FAULT DETECTION | 110.19 | TEM | 1 | CP | 0.225 | 1
3RB31134PB0 | OVERLOAD RELAY 1...4 A FOR MOTOR PROTECTION SIZE S00, CLASS 5...30 CONTACTOR ASS. MAIN CIRCUIT: SCREW CONN. AUX.CIRCUIT: SCREW CONN. MANUAL-AUTOM.-RESET INT. GROUND FAULT DETECTION | 110.19 | TEM | 1 | CP | 0.225 | 1
3RB31134PE0 | OVERLOAD RELAY 1...4 A FOR MOTOR PROTECTION SIZE S00, CLASS 5...30 CONTACTOR ASS. MAIN CIRCUIT: SPR.-LOAD.TERM. AUX.CIRCUIT: SPR.-LOAD.TERM. MANUAL-AUTOM.-RESET INT. GROUND FAULT DETECTION | 110.19 | TEM | 1 | CP | 0.225 | 1
3RB31134PE0 | OVERLOAD RELAY 1...4 A FOR MOTOR PROTECTION SIZE S00, CLASS 5...30 CONTACTOR ASS. MAIN CIRCUIT: SPR.-LOAD.TERM. AUX.CIRCUIT: SPR.-LOAD.TERM. MANUAL-AUTOM.-RESET INT. GROUND FAULT DETECTION | 110.19 | TEM | 1 | CP | 0.225 | 1
3RB31134SE0 | OVERLOAD RELAY 3...12 A FOR MOTOR PROTECTION SIZE S00, CLASS 5...30 CONTACTOR ASS. MAIN CIRCUIT: SPR.-LOAD.TERM. AUX.CIRCUIT: SPR.-LOAD.TERM. MANUAL-AUTOM.-RESET INT. GROUND FAULT DETECTION | 110.19 | TEM | 1 | CP | 0.225 | 1
3RB31134SE0 | OVERLOAD RELAY 3...12 A FOR MOTOR PROTECTION SIZE S00, CLASS 5...30 CONTACTOR ASS. MAIN CIRCUIT: SPR.-LOAD.TERM. AUX.CIRCUIT: SPR.-LOAD.TERM. MANUAL-AUTOM.-RESET INT. GROUND FAULT DETECTION | 110.19 | TEM | 1 | CP | 0.225 | 1
3RB31134TB0 | OVERLOAD RELAY 4...16 A FOR MOTOR PROTECTION SIZE S00, CLASS 5...30 CONTACTOR ASS. MAIN CIRCUIT: SCREW CONN. AUX.CIRCUIT: SCREW CONN. MANUAL-AUTOM.-RESET INT. GROUND FAULT DETECTION | 110.19 | TEM | 1 | CP | 0.225 | 1
3RB31134TB0 | OVERLOAD RELAY 4...16 A FOR MOTOR PROTECTION SIZE S00, CLASS 5...30 CONTACTOR ASS. MAIN CIRCUIT: SCREW CONN. AUX.CIRCUIT: SCREW CONN. MANUAL-AUTOM.-RESET INT. GROUND FAULT DETECTION | 110.19 | TEM | 1 | CP | 0.225 | 1
3RB31234QB0 | OVERLOAD RELAY 6...25 A FOR MOTOR PROTECTION SIZE S0, CLASS 5...30 CONTACTOR ASS. MAIN CIRCUIT: SCREW CONN. AUX.CIRCUIT: SCREW CONN. MANUAL-AUTOM.-RESET INT. GROUND FAULT DETECTION | 119.72 | TEM | 1 | CP | 0.26 | 1
3RB31234QB0 | OVERLOAD RELAY 6...25 A FOR MOTOR PROTECTION SIZE S0, CLASS 5...30 CONTACTOR ASS. MAIN CIRCUIT: SCREW CONN. AUX.CIRCUIT: SCREW CONN. MANUAL-AUTOM.-RESET INT. GROUND FAULT DETECTION | 119.72 | TEM | 1 | CP | 0.26 | 1
3RB31234QE0 | OVERLOAD RELAY 6...25 A FOR MOTOR PROTECTION SIZE S0, CLASS 5...30 CONTACTOR ASS. MAIN CIRCUIT: SPR.-LOAD.TERM. AUX.CIRCUIT: SPR.-LOAD.TERM. MANUAL-AUTOM.-RESET INT. GROUND FAULT DETECTION | 119.72 | TEM | 1 | CP | 0.26 | 1
3RB31234QE0 | OVERLOAD RELAY 6...25 A FOR MOTOR PROTECTION SIZE S0, CLASS 5...30 CONTACTOR ASS. MAIN CIRCUIT: SPR.-LOAD.TERM. AUX.CIRCUIT: SPR.-LOAD.TERM. MANUAL-AUTOM.-RESET INT. GROUND FAULT DETECTION | 119.72 | TEM | 1 | CP | 0.26 | 1
3RB31234SB0 | OVERLOAD RELAY 3...12 A FOR MOTOR PROTECTION SIZE S0, CLASS 5...30 CONTACTOR ASS. MAIN CIRCUIT: SCREW CONN. AUX.CIRCUIT: SCREW CONN. MANUAL-AUTOM.-RESET INT. GROUND FAULT DETECTION | 119.72 | TEM | 1 | CP | 0.26 | 1
3RB31234SB0 | OVERLOAD RELAY 3...12 A FOR MOTOR PROTECTION SIZE S0, CLASS 5...30 CONTACTOR ASS. MAIN CIRCUIT: SCREW CONN. AUX.CIRCUIT: SCREW CONN. MANUAL-AUTOM.-RESET INT. GROUND FAULT DETECTION | 119.72 | TEM | 1 | CP | 0.26 | 1
3RB31234VB0 | OVERLOAD RELAY 10...40 A FOR MOTOR PROTECTION SIZE S0, CLASS 5...30 CONTACTOR ASS. MAIN CIRCUIT: SCREW CONN. AUX.CIRCUIT: SCREW CONN. MANUAL-AUTOM.-RESET INT. GROUND FAULT DETECTION | 149.04 | TEM | 1 | CP | 0.26 | 1
3RB31234VB0 | OVERLOAD RELAY 10...40 A FOR MOTOR PROTECTION SIZE S0, CLASS 5...30 CONTACTOR ASS. MAIN CIRCUIT: SCREW CONN. AUX.CIRCUIT: SCREW CONN. MANUAL-AUTOM.-RESET INT. GROUND FAULT DETECTION | 149.04 | TEM | 1 | CP | 0.26 | 1
3RB31234VE0 | OVERLOAD RELAY 10...40 A FOR MOTOR PROTECTION SIZE S0, CLASS 5...30 CONTACTOR ASS. MAIN CIRCUIT: SPR.-LOAD.TERM. AUX.CIRCUIT: SPR.-LOAD.TERM. MANUAL-AUTOM.-RESET INT. GROUND FAULT DETECTION | 149.04 | TEM | 1 | CP | 0.26 | 1
3RB31234VE0 | OVERLOAD RELAY 10...40 A FOR MOTOR PROTECTION SIZE S0, CLASS 5...30 CONTACTOR ASS. MAIN CIRCUIT: SPR.-LOAD.TERM. AUX.CIRCUIT: SPR.-LOAD.TERM. MANUAL-AUTOM.-RESET INT. GROUND FAULT DETECTION | 149.04 | TEM | 1 | CP | 0.26 | 1
3RB31334UB0 | OVERLOAD RELAY 12.5...50 A FOR MOTOR PROTECTION SIZE S2, CLASS 5E...30E FOR MOUNTING ONTO CONTACTORS MAIN CIRCUIT: SCREW TERMINAL AUX. CIRCUIT: SCREW TERMINAL MANUAL-AUTOMATIC-RESET INT. GROUND FAULT DETECTION | 192.5 | TEM | 1 | CP | 0.225 | 1
3RB31334UB0 | OVERLOAD RELAY 12.5...50 A FOR MOTOR PROTECTION SIZE S2, CLASS 5E...30E FOR MOUNTING ONTO CONTACTORS MAIN CIRCUIT: SCREW TERMINAL AUX. CIRCUIT: SCREW TERMINAL MANUAL-AUTOMATIC-RESET INT. GROUND FAULT DETECTION | 192.5 | TEM | 1 | CP | 0.225 | 1
3RB31334UD0 | OVERLOAD RELAY 12.5...50 A FOR MOTOR PROTECTION SIZE S2, CLASS 5E...30E FOR MOUNTING ONTO CONTACTORS MAIN CIRCUIT: SCREW TERMINAL AUX. CIRCUIT: SPRING-TYPE TERM. MANUAL-AUTOMATIC-RESET INT. GROUND FAULT DETECTION | 192.5 | TEM | 1 | CP | 0.225 | 1
3RB31334UD0 | OVERLOAD RELAY 12.5...50 A FOR MOTOR PROTECTION SIZE S2, CLASS 5E...30E FOR MOUNTING ONTO CONTACTORS MAIN CIRCUIT: SCREW TERMINAL AUX. CIRCUIT: SPRING-TYPE TERM. MANUAL-AUTOMATIC-RESET INT. GROUND FAULT DETECTION | 192.5 | TEM | 1 | CP | 0.225 | 1
3RB31334UW1 | OVERLOAD RELAY 12.5...50 A FOR MOTOR PROTECTION SIZE S2, CLASS 5E...30E STAND-ALONE INSTALLATION MAIN CIRCUIT: STR.-THR. TRANSF. AUX. CIRCUIT: SCREW TERMINAL MANUAL-AUTOMATIC-RESET INT. GROUND FAULT DETECTION | 192.5 | TEM | 1 | CP | 0.225 | 1
3RB31334UW1 | OVERLOAD RELAY 12.5...50 A FOR MOTOR PROTECTION SIZE S2, CLASS 5E...30E STAND-ALONE INSTALLATION MAIN CIRCUIT: STR.-THR. TRANSF. AUX. CIRCUIT: SCREW TERMINAL MANUAL-AUTOMATIC-RESET INT. GROUND FAULT DETECTION | 192.5 | TEM | 1 | CP | 0.225 | 1
3RB39800B | CABLE RELEASE WITH HOLDER FOR 3RB30/3RB31 SIZE S00...S2 | 35.36 | TEM | 1 | CP | 0.06 | 1
3RB39800B | CABLE RELEASE WITH HOLDER FOR 3RB30/3RB31 SIZE S00...S2 | 35.36 | TEM | 1 | CP | 0.06 | 1
3RB39800C | CABLE RELEASE WITH HOLDER FOR 3RB30/3RB31 SIZE S00...S2 | 35.36 | TEM | 1 | CP | 0.066 | 1
3RB39800C | CABLE RELEASE WITH HOLDER FOR 3RB30/3RB31 SIZE S00...S2 | 35.36 | TEM | 1 | CP | 0.066 | 1
3RE10108XC170AP0 | DIRECT STARTER, 5.5 KW, RELAY CAN BE CONNECTED, CONTACT. 3RT10, 230V,50/60 HZ, SIZE S00, PE TERMINAL, MOULDED PLASTIC HOUSING IP65, EUROPEAN DESIGN, PUSHB. I-0 (0=R), BLACK/WHITE | 85.9 | TEM | 1 | CP | 0.514 | 1
3RE10108XC170AP0 | DIRECT STARTER, 5.5 KW, RELAY CAN BE CONNECTED, CONTACT. 3RT10, 230V,50/60 HZ, SIZE S00, PE TERMINAL, MOULDED PLASTIC HOUSING IP65, EUROPEAN DESIGN, PUSHB. I-0 (0=R), BLACK/WHITE | 85.9 | TEM | 1 | CP | 0.514 | 1
3RE10108XC170AV0 | DIRECT STARTER, 5.5 KW, RELAY CAN BE CONNECTED, CONTACT. 3RT10, 400V,50/60 HZ, SIZE S00, PE TERMINAL, MOULDED PLASTIC HOUSING IP65, EUROPEAN DESIGN, PUSHB. I-0 (0=R), BLACK/WHITE | 85.9 | TEM | 1 | CP | 0.52 | 1
3RE10108XC170AV0 | DIRECT STARTER, 5.5 KW, RELAY CAN BE CONNECTED, CONTACT. 3RT10, 400V,50/60 HZ, SIZE S00, PE TERMINAL, MOULDED PLASTIC HOUSING IP65, EUROPEAN DESIGN, PUSHB. I-0 (0=R), BLACK/WHITE | 85.9 | TEM | 1 | CP | 0.52 | 1
3RE10208XC250AP0 | DIRECT STARTER, 7.5 KW, RELAY CAN BE CONNECTED, CONTACTOR 3RT10, 230 V, 50 HZ, SIZE S0, PE AND N TERMINAL MOULDED PLASTIC HOUSING IP65, EUROPEAN DESIGN, PUSHB. I-0 (0=R), BLACK/WHITE | 116.6 | TEM | 1 | CP | 0.834 | 1
3RE10208XC250AP0 | DIRECT STARTER, 7.5 KW, RELAY CAN BE CONNECTED, CONTACTOR 3RT10, 230 V, 50 HZ, SIZE S0, PE AND N TERMINAL MOULDED PLASTIC HOUSING IP65, EUROPEAN DESIGN, PUSHB. I-0 (0=R), BLACK/WHITE | 116.6 | TEM | 1 | CP | 0.834 | 1
3RE10208XC250AV0 | DIRECT STARTER, 7.5 KW, RELAY CAN BE CONNECTED, CONTACTOR 3RT10, 400 V, 50 HZ, SIZE S0, PE TERMINAL, MOULDED PLASTIC HOUSING IP65, EUROPEAN DESIGN, PUSHB. I-0 (0=R), BLACK/WHITE | 112.3 | TEM | 1 | CP | 0.814 | 1
3RE10208XC250AV0 | DIRECT STARTER, 7.5 KW, RELAY CAN BE CONNECTED, CONTACTOR 3RT10, 400 V, 50 HZ, SIZE S0, PE TERMINAL, MOULDED PLASTIC HOUSING IP65, EUROPEAN DESIGN, PUSHB. I-0 (0=R), BLACK/WHITE | 112.3 | TEM | 1 | CP | 0.814 | 1
3RE10208XC260AP0 | DIRECT STARTER, 11 KW, RELAY CAN BE CONNECTED, CONTACTOR 3RT10, 230 V, 50 HZ, SIZE S0, PE AND N TERMINAL MOULDED PLASTIC HOUSING IP65, EUROPEAN DESIGN, PUSHB. I-0 (0=R), BLACK/WHITE | 135.3 | TEM | 1 | CP | 0.827 | 1
3RE10208XC260AP0 | DIRECT STARTER, 11 KW, RELAY CAN BE CONNECTED, CONTACTOR 3RT10, 230 V, 50 HZ, SIZE S0, PE AND N TERMINAL MOULDED PLASTIC HOUSING IP65, EUROPEAN DESIGN, PUSHB. I-0 (0=R), BLACK/WHITE | 135.3 | TEM | 1 | CP | 0.827 | 1
3RE10208XC260AV0 | DIRECT STARTER, 11 KW, RELAY CAN BE CONNECTED, CONTACTOR 3RT10, 400 V, 50 HZ, SIZE S0, PE TERMINAL, MOULDED PLASTIC HOUSING IP65, EUROPEAN DESIGN, PUSHB. I-0 (0=R), BLACK/WHITE | 132.7 | TEM | 1 | CP | 0.796 | 1
3RE10208XC260AV0 | DIRECT STARTER, 11 KW, RELAY CAN BE CONNECTED, CONTACTOR 3RT10, 400 V, 50 HZ, SIZE S0, PE TERMINAL, MOULDED PLASTIC HOUSING IP65, EUROPEAN DESIGN, PUSHB. I-0 (0=R), BLACK/WHITE | 132.7 | TEM | 1 | CP | 0.796 | 1
3RE13108XC170AP0 | REVERSING STARTER, 5.5 KW, RELAY CAN BE CONNECTED, CONTACTOR COMB. 3RA13, 230 V SIZE S00, PE TERMINAL, MOULDED PLASTIC HOUSING IP65, EUROPEAN DESIGN, PUSHB. BLACK/WHITE | 245.9 | TEM | 1 | CP | 0.997 | 1
3RE13108XC170AP0 | REVERSING STARTER, 5.5 KW, RELAY CAN BE CONNECTED, CONTACTOR COMB. 3RA13, 230 V SIZE S00, PE TERMINAL, MOULDED PLASTIC HOUSING IP65, EUROPEAN DESIGN, PUSHB. BLACK/WHITE | 245.9 | TEM | 1 | CP | 0.997 | 1
3RE19131CB1 | HOUSING FOR DIRECT STARTER, SIZE S00, CONTACTORS/RELAYS CAN BE CONN. PE TERMINAL MOULDED PLASTIC HOUSING IP65, EUROPEAN DESIGN, PUSHB. BLACK/WHITE | 43.7 | TEM | 1 | CP | 0.303 | 1
3RE19131CB1 | HOUSING FOR DIRECT STARTER, SIZE S00, CONTACTORS/RELAYS CAN BE CONN. PE TERMINAL MOULDED PLASTIC HOUSING IP65, EUROPEAN DESIGN, PUSHB. BLACK/WHITE | 43.7 | TEM | 1 | CP | 0.303 | 1
3RE19231CB2 | HOUSING FOR DIRECT STARTER, SIZE S0, CONTACTORS/RELAYS CAN BE CONN. PE AND N TERMINAL MOULDED PLASTIC HOUSING IP65, EUROPEAN DESIGN, PUSHB. BLACK/WHITE | 60.8 | TEM | 1 | CP | 0.44 | 1
3RE19231CB2 | HOUSING FOR DIRECT STARTER, SIZE S0, CONTACTORS/RELAYS CAN BE CONN. PE AND N TERMINAL MOULDED PLASTIC HOUSING IP65, EUROPEAN DESIGN, PUSHB. BLACK/WHITE | 60.8 | TEM | 1 | CP | 0.44 | 1
3RF20201AA02 | SEMICONDUCTOR RELAY 3RF2, 1-PH. WIDTH 45 MM, 20 A 24-230 V / 24 V DC SCREW TERMINAL | 34.03 | TEM | 1 | CP | 0.1 | 1
3RF20201AA02 | SEMICONDUCTOR RELAY 3RF2, 1-PH. WIDTH 45 MM, 20 A 24-230 V / 24 V DC SCREW TERMINAL | 34.03 | TEM | 1 | CP | 0.1 | 1
3RF20301AA02 | SEMICOND. RELAY 3RF2, 1-PHASE WIDTH 45 MM, 30 A 24-230 V / 24 V DC SCREW TERMINAL | 34.44 | TEM | 1 | CP | 0.093 | 1
3RF20301AA02 | SEMICOND. RELAY 3RF2, 1-PHASE WIDTH 45 MM, 30 A 24-230 V / 24 V DC SCREW TERMINAL | 34.44 | TEM | 1 | CP | 0.093 | 1
3RF20301AA04 | SEMICONDUCTOR RELAY 3RF2, 1-PH. WIDTH 45 MM, 30 A 48-460 V / 24 V DC SCREW TERMINAL | 39.16 | TEM | 1 | CP | 0.084 | 1
3RF20301AA04 | SEMICONDUCTOR RELAY 3RF2, 1-PH. WIDTH 45 MM, 30 A 48-460 V / 24 V DC SCREW TERMINAL | 39.16 | TEM | 1 | CP | 0.084 | 1
3RF20301AA42 | SEMICONDUCTOR RELAY 3RF2, 1-PH. CONSTRUCTION WIDTH 45 MM, 30 A 24-230 V / 4-30 V DC SCREW TERMINAL | 34.13 | TEM | 1 | CP | 0.089 | 1
3RF20301AA42 | SEMICONDUCTOR RELAY 3RF2, 1-PH. CONSTRUCTION WIDTH 45 MM, 30 A 24-230 V / 4-30 V DC SCREW TERMINAL | 34.13 | TEM | 1 | CP | 0.089 | 1
3RF20301BA04 | SEMICONDUCTOR RELAY 3RF2, 1-PH. WIDTH 45 MM, 30 A 48-460 V / 24 V DC SCREW CONNECTION INSTANTANEOUS SWITCHING | 39.16 | TEM | 1 | CP | 0.085 | 1
3RF20301BA04 | SEMICONDUCTOR RELAY 3RF2, 1-PH. WIDTH 45 MM, 30 A 48-460 V / 24 V DC SCREW CONNECTION INSTANTANEOUS SWITCHING | 39.16 | TEM | 1 | CP | 0.085 | 1
3RF20501AA02 | SEMICOND. RELAY 3RF2, 1-PHASE WIDTH 45 MM, 50 A 24-230 V / 24 V DC SCREW TERMINAL | 37.41 | TEM | 1 | CP | 0.08 | 1
3RF20501AA02 | SEMICOND. RELAY 3RF2, 1-PHASE WIDTH 45 MM, 50 A 24-230 V / 24 V DC SCREW TERMINAL | 37.41 | TEM | 1 | CP | 0.08 | 1
3RF20501AA04 | SEMICONDUCTOR RELAY 3RF2, 1-PH. WIDTH 45 MM, 50 A 48-460 V / 24 V DC SCREW TERMINAL | 43.26 | TEM | 1 | CP | 0.08 | 1
3RF20501AA04 | SEMICONDUCTOR RELAY 3RF2, 1-PH. WIDTH 45 MM, 50 A 48-460 V / 24 V DC SCREW TERMINAL | 43.26 | TEM | 1 | CP | 0.08 | 1
3RF20501AA22 | SEMICOND. RELAY 3RF2, 1-PHASE WIDTH 45 MM, 50 A 24-230 V / 110-230 V AC SCREW TERMINAL | 41.1 | TEM | 1 | CP | 0.08 | 1
3RF20501AA22 | SEMICOND. RELAY 3RF2, 1-PHASE WIDTH 45 MM, 50 A 24-230 V / 110-230 V AC SCREW TERMINAL | 41.1 | TEM | 1 | CP | 0.08 | 1
3RF20501AA44 | SEMICONDUCTOR RELAY 3RF2, 1-PH. WIDTH 45 MM, 50 A 48-460 V / 4-30 V DC SCREW CONNECTION | 43.26 | TEM | 1 | CP | 0.098 | 1
3RF20501AA44 | SEMICONDUCTOR RELAY 3RF2, 1-PH. WIDTH 45 MM, 50 A 48-460 V / 4-30 V DC SCREW CONNECTION | 43.26 | TEM | 1 | CP | 0.098 | 1
3RF20701AA02 | SEMICOND. RELAY 3RF2, 1-PHASE WIDTH 45 MM, 70 A 24-230 V / 24 V DC SCREW TERMINAL | 47.05 | TEM | 1 | CP | 0.085 | 1
3RF20701AA02 | SEMICOND. RELAY 3RF2, 1-PHASE WIDTH 45 MM, 70 A 24-230 V / 24 V DC SCREW TERMINAL | 47.05 | TEM | 1 | CP | 0.085 | 1
3RF20901AA02 | SEMICOND. RELAY 3RF2, 1-PHASE WIDTH 45 MM, 90 A 24-230 V / 24 V DC SCREW TERMINAL | 56.58 | TEM | 1 | CP | 0.102 | 1
3RF20901AA02 | SEMICOND. RELAY 3RF2, 1-PHASE WIDTH 45 MM, 90 A 24-230 V / 24 V DC SCREW TERMINAL | 56.58 | TEM | 1 | CP | 0.102 | 1
3RF21201AA02 | SEMICOND. RELAY 3RF2, 1-PHASE WIDTH 22.5 MM, 20 A 24-230 V / 24 V DC SCREW TERMINAL | 32.9 | TEM | 1 | CP | 0.073 | 1
3RF21201AA02 | SEMICOND. RELAY 3RF2, 1-PHASE WIDTH 22.5 MM, 20 A 24-230 V / 24 V DC SCREW TERMINAL | 32.9 | TEM | 1 | CP | 0.073 | 1
3RF21201AA04 | SEMICONDUCTOR RELAY 3RF2, 1-PH. WIDTH 22.5MM, 20 A 48-460 V / 24 V DC SCREW TERMINAL | 37.31 | TEM | 1 | CP | 0.072 | 1
3RF21201AA04 | SEMICONDUCTOR RELAY 3RF2, 1-PH. WIDTH 22.5MM, 20 A 48-460 V / 24 V DC SCREW TERMINAL | 37.31 | TEM | 1 | CP | 0.072 | 1
3RF21201AA24 | SEMICONDUCTOR RELAY 3RF2, 1-PH. WIDTH 22.5MM, 20 A 48-460 V / 110-230 V AC SCREW TERMINAL | 40.8 | TEM | 1 | CP | 0.085 | 1
3RF21201AA24 | SEMICONDUCTOR RELAY 3RF2, 1-PH. WIDTH 22.5MM, 20 A 48-460 V / 110-230 V AC SCREW TERMINAL | 40.8 | TEM | 1 | CP | 0.085 | 1
3RF21201BA04 | SEMICONDUCTOR RELAY 3RF2, 1-PH. CONSTR. WIDTH 22.5 MM, 20 A 48-460V / 24V DC SCREW TERMINAL INSTANTANEOUS CONNECTION | 37.31 | TEM | 1 | CP | 0.068 | 1
3RF21201BA04 | SEMICONDUCTOR RELAY 3RF2, 1-PH. CONSTR. WIDTH 22.5 MM, 20 A 48-460V / 24V DC SCREW TERMINAL INSTANTANEOUS CONNECTION | 37.31 | TEM | 1 | CP | 0.068 | 1
3RF21301AA04 | SEMICONDUCTOR RELAY 3RF2, 1-PH. WIDTH 22.5MM, 30 A 48-460 V / 24 V DC SCREW TERMINAL | 38.23 | TEM | 1 | CP | 0.072 | 1
3RF21301AA04 | SEMICONDUCTOR RELAY 3RF2, 1-PH. WIDTH 22.5MM, 30 A 48-460 V / 24 V DC SCREW TERMINAL | 38.23 | TEM | 1 | CP | 0.072 | 1
3RF21301AA06 | SEMICONDUCTOR RELAY 3RF2, 1-PH. WIDTH 22.5MM, 30 A 48-600 V / 24 V DC SCREW TERMINAL | 54.43 | TEM | 1 | CP | 0.081 | 1
3RF21301AA06 | SEMICONDUCTOR RELAY 3RF2, 1-PH. WIDTH 22.5MM, 30 A 48-600 V / 24 V DC SCREW TERMINAL | 54.43 | TEM | 1 | CP | 0.081 | 1
3RF21301AA45 | SEMICONDUCTOR RELAY 3RF2, 1-PH. WIDTH 22.5MM, 30A 48-600V / 4-30V DC SCREW-TYPE TERMINAL BLOCKING VOLTAGE 1200V | 39.98 | TEM | 1 | CP | 0.071 | 1
3RF21301AA45 | SEMICONDUCTOR RELAY 3RF2, 1-PH. WIDTH 22.5MM, 30A 48-600V / 4-30V DC SCREW-TYPE TERMINAL BLOCKING VOLTAGE 1200V | 39.98 | TEM | 1 | CP | 0.071 | 1
3RF21501AA04 | SEMICONDUCTOR RELAY 3RF2, 1-PH. WIDTH 22.5MM, 50 A 48-460 V / 24 V DC SCREW TERMINAL | 42.03 | TEM | 1 | CP | 0.067 | 1
3RF21501AA04 | SEMICONDUCTOR RELAY 3RF2, 1-PH. WIDTH 22.5MM, 50 A 48-460 V / 24 V DC SCREW TERMINAL | 42.03 | TEM | 1 | CP | 0.067 | 1
3RF21501AA06 | SEMICONDUCTOR RELAY 3RF2, 1-PH. WIDTH 22.5MM, 50 A 48-600 V / 24 V DC SCREW TERMINAL | 56.27 | TEM | 1 | CP | 0.114 | 1
3RF21501AA06 | SEMICONDUCTOR RELAY 3RF2, 1-PH. WIDTH 22.5MM, 50 A 48-600 V / 24 V DC SCREW TERMINAL | 56.27 | TEM | 1 | CP | 0.114 | 1
3RF21501AA45 | SEMICONDUCTOR RELAY 3RF2, 1-PH. WIDTH 22.5MM, 50A 48-600V / 4-30V DC SCREW-TYPE TERMINAL BLOCKING VOLTAGE 1200V | 43.87 | TEM | 1 | CP | 0.074 | 1
3RF21501AA45 | SEMICONDUCTOR RELAY 3RF2, 1-PH. WIDTH 22.5MM, 50A 48-600V / 4-30V DC SCREW-TYPE TERMINAL BLOCKING VOLTAGE 1200V | 43.87 | TEM | 1 | CP | 0.074 | 1
3RF21701AA04 | SEMICONDUCTOR RELAY 3RF2, 1-PH. WIDTH 22.5MM, 70 A 48-460 V / 24 V DC SCREW TERMINAL | 49.51 | TEM | 1 | CP | 0.071 | 1
3RF21701AA04 | SEMICONDUCTOR RELAY 3RF2, 1-PH. WIDTH 22.5MM, 70 A 48-460 V / 24 V DC SCREW TERMINAL | 49.51 | TEM | 1 | CP | 0.071 | 1
3RF21701AA45 | SEMICONDUCTOR RELAY 3RF2, 1-PH. WIDTH 22.5 MM, 70 A 48-600V / 4-30V DC SCREW CONNECTION BLOCKING VOLTAGE 1200V | 49.51 | TEM | 1 | CP | 0.07 | 1
3RF21701AA45 | SEMICONDUCTOR RELAY 3RF2, 1-PH. WIDTH 22.5 MM, 70 A 48-600V / 4-30V DC SCREW CONNECTION BLOCKING VOLTAGE 1200V | 49.51 | TEM | 1 | CP | 0.07 | 1
3RF21711AA451KP0 | SEMICONDUCTOR RELAY 3RF2, 1-PH. WIDTH 22.5 MM, 70 A 48-600V / 4-30V DC SCREW CONNECTION BLOCKING VOLTAGE 1200V SPECIAL INSCRIPTION CUSTOM MADE SPECIAL DESIGN | 49.51 | TEM | 1 | CP | 0.072 | 318
3RF21711AA451KP0 | SEMICONDUCTOR RELAY 3RF2, 1-PH. WIDTH 22.5 MM, 70 A 48-600V / 4-30V DC SCREW CONNECTION BLOCKING VOLTAGE 1200V SPECIAL INSCRIPTION CUSTOM MADE SPECIAL DESIGN | 49.51 | TEM | 1 | CP | 0.072 | 318
3RF21901AA04 | SEMICONDUCTOR RELAY 3RF2, 1-PH. WIDTH 22.5MM, 90 A 48-460 V / 24 V DC SCREW TERMINAL | 56.48 | TEM | 1 | CP | 0.087 | 1
3RF21901AA04 | SEMICONDUCTOR RELAY 3RF2, 1-PH. WIDTH 22.5MM, 90 A 48-460 V / 24 V DC SCREW TERMINAL | 56.48 | TEM | 1 | CP | 0.087 | 1
3RF22301AC45 | SOLID STATE RELAY 3-PHASE 3RF2 30 A 40 DEG. C 48-600 V / 4-30 V DC 3PH.-CONTROLLED SCREW TERMINAL BLOCKING VOLTAGE 1200 V | 127.72 | TEM | 1 | CP | 0.145 | 1
3RF22301AC45 | SOLID STATE RELAY 3-PHASE 3RF2 30 A 40 DEG. C 48-600 V / 4-30 V DC 3PH.-CONTROLLED SCREW TERMINAL BLOCKING VOLTAGE 1200 V | 127.72 | TEM | 1 | CP | 0.145 | 1
3RF22551AC45 | SOLID STATE RELAY 3-PHASE 3RF2 55 A 40 DEG. C 48-600 V / 4-30 V DC 3PH.-CONTROLLED SCREW TERMINAL BLOCKING VOLTAGE 1200 V | 161.13 | TEM | 1 | CP | 0.145 | 1
3RF22551AC45 | SOLID STATE RELAY 3-PHASE 3RF2 55 A 40 DEG. C 48-600 V / 4-30 V DC 3PH.-CONTROLLED SCREW TERMINAL BLOCKING VOLTAGE 1200 V | 161.13 | TEM | 1 | CP | 0.145 | 1
3RF22552AC45 | SOLID STATE RELAY 3-PHASE 3RF2 55 A 40 DEG. C 48-600 V / 4-30 V DC 3PH.-CONTROLLED SPRING-TYPE TERMINAL BLOCKING VOLTAGE 1200 V | 166.56 | TEM | 1 | CP | 0.16 | 1
3RF22552AC45 | SOLID STATE RELAY 3-PHASE 3RF2 55 A 40 DEG. C 48-600 V / 4-30 V DC 3PH.-CONTROLLED SPRING-TYPE TERMINAL BLOCKING VOLTAGE 1200 V | 166.56 | TEM | 1 | CP | 0.16 | 1
3RF22553AC45 | SOLID STATE RELAY 3-PHASE 3RF2 55 A 40 DEG. C 48-600 V / 4-30 V DC 3PH.-CONTROLLED RING TERMINAL LUG BLOCKING VOLTAGE 1200 V | 161.13 | TEM | 1 | CP | 0.148 | 1
3RF22553AC45 | SOLID STATE RELAY 3-PHASE 3RF2 55 A 40 DEG. C 48-600 V / 4-30 V DC 3PH.-CONTROLLED RING TERMINAL LUG BLOCKING VOLTAGE 1200 V | 161.13 | TEM | 1 | CP | 0.148 | 1
3RF23101AA02 | SEMICOND. CONTACTOR 3RF2, 1-PH. AC 51 10.5 A 40 DEGREES C 24-230 V / 24V DC SCREW TERMINAL | 52.07 | TEM | 1 | CP | 0.167 | 1
3RF23101AA02 | SEMICOND. CONTACTOR 3RF2, 1-PH. AC 51 10.5 A 40 DEGREES C 24-230 V / 24V DC SCREW TERMINAL | 52.07 | TEM | 1 | CP | 0.167 | 1
3RF23101AA04 | SEMICOND. CONTACTOR 3RF2, 1-PH. AC 51 10 A 40 DEGREES C 48-460 V / 24 V DC SCREW TERMINAL | 56.17 | TEM | 1 | CP | 0.203 | 1
3RF23101AA04 | SEMICOND. CONTACTOR 3RF2, 1-PH. AC 51 10 A 40 DEGREES C 48-460 V / 24 V DC SCREW TERMINAL | 56.17 | TEM | 1 | CP | 0.203 | 1
3RF23101AA22 | SEMICOND. CONTACTOR 3RF2, 1-PH. AC 51 10.5 A 40 DEGREES C 24-230 V / 110-230 V AC SCREW TERMINAL | 56.07 | TEM | 1 | CP | 0.198 | 1
3RF23101AA22 | SEMICOND. CONTACTOR 3RF2, 1-PH. AC 51 10.5 A 40 DEGREES C 24-230 V / 110-230 V AC SCREW TERMINAL | 56.07 | TEM | 1 | CP | 0.198 | 1
3RF23101BA02 | SEMI-COND. CONTACTOR 3RF2,1-PH. AC 51 10A / AC15 6A 40 DEG. C 24-230 V / 24 V DC INSTANTANEOUS SWITCHING | 52.07 | TEM | 1 | CP | 0.163 | 1
3RF23101BA02 | SEMI-COND. CONTACTOR 3RF2,1-PH. AC 51 10A / AC15 6A 40 DEG. C 24-230 V / 24 V DC INSTANTANEOUS SWITCHING | 52.07 | TEM | 1 | CP | 0.163 | 1
3RF23101BA22 | SEMI-COND. CONTACTOR 3RF2,1-PH. AC 51 10 A / AC15 6A 40 DEG. C 24-230 V / 110-230 V AC INSTANTANEOUS SWITCHING | 56.07 | TEM | 1 | CP | 0.156 | 1
3RF23101BA22 | SEMI-COND. CONTACTOR 3RF2,1-PH. AC 51 10 A / AC15 6A 40 DEG. C 24-230 V / 110-230 V AC INSTANTANEOUS SWITCHING | 56.07 | TEM | 1 | CP | 0.156 | 1
3RF23102AA02 | SEMI-COND. CONTACTOR 3RF2, 1-PH AC 51 10 A 40 DEGREES C 24-230 V / 24 V DC SPRING-LOADED TERMINAL | 54.43 | TEM | 1 | CP | 0.162 | 1
3RF23102AA02 | SEMI-COND. CONTACTOR 3RF2, 1-PH AC 51 10 A 40 DEGREES C 24-230 V / 24 V DC SPRING-LOADED TERMINAL | 54.43 | TEM | 1 | CP | 0.162 | 1
3RF23102AA04 | SEMI-COND. CONTACTOR 3RF2, 1-PH AC 51 10 A 40 DEGREES C 48-460 V / 24 V DC SPRING-LOADED TERMINAL | 58.63 | TEM | 1 | CP | 0.206 | 1
3RF23102AA04 | SEMI-COND. CONTACTOR 3RF2, 1-PH AC 51 10 A 40 DEGREES C 48-460 V / 24 V DC SPRING-LOADED TERMINAL | 58.63 | TEM | 1 | CP | 0.206 | 1
3RF23201AA02 | SEMI-COND. CONTACTOR 3RF2,1-PH. AC 51 20 A 40 DEGREES C 24-230 V / 24 V DC SCREW TERMINAL | 54.74 | TEM | 1 | CP | 0.224 | 1
3RF23201AA02 | SEMI-COND. CONTACTOR 3RF2,1-PH. AC 51 20 A 40 DEGREES C 24-230 V / 24 V DC SCREW TERMINAL | 54.74 | TEM | 1 | CP | 0.224 | 1
3RF23201AA020KN0 | SEMI-COND. CONTACTOR 3RF2,1-PH. AC51 20A 40 DEGR. C 24-230V / 24V DC LP SCREW CONNECTION LOW POWER CONSUMPTION | 58.32 | TEM | 1 | CP | 0.225 | 1
3RF23201AA020KN0 | SEMI-COND. CONTACTOR 3RF2,1-PH. AC51 20A 40 DEGR. C 24-230V / 24V DC LP SCREW CONNECTION LOW POWER CONSUMPTION | 58.32 | TEM | 1 | CP | 0.225 | 1
3RF23201AA04 | SEMI-COND. CONTACTOR 3RF2,1-PH. AC51 20 A 40 DEGREES C 48-460 V / 24 V DC SCREW TERMINAL | 59.14 | TEM | 1 | CP | 0.22 | 1
3RF23201AA04 | SEMI-COND. CONTACTOR 3RF2,1-PH. AC51 20 A 40 DEGREES C 48-460 V / 24 V DC SCREW TERMINAL | 59.14 | TEM | 1 | CP | 0.22 | 1
3RF23201AA14 | SEMI-COND. CONTACTOR 3RF2,1-PH. AC51 20A 40 DEGREES C 48-460V / 24V AC/DC SCREW TERMINAL | 58.94 | TEM | 1 | CP | 0.227 | 1
3RF23201AA14 | SEMI-COND. CONTACTOR 3RF2,1-PH. AC51 20A 40 DEGREES C 48-460V / 24V AC/DC SCREW TERMINAL | 58.94 | TEM | 1 | CP | 0.227 | 1
3RF23201AA22 | SEMI-COND. CONTACTOR 3RF2,1-PH. AC 51 20 A 40 DEGREES C 24-230 V / 110-230 V AC SCREW TERMINAL | 58.63 | TEM | 1 | CP | 0.24 | 1
3RF23201AA22 | SEMI-COND. CONTACTOR 3RF2,1-PH. AC 51 20 A 40 DEGREES C 24-230 V / 110-230 V AC SCREW TERMINAL | 58.63 | TEM | 1 | CP | 0.24 | 1
3RF23201AA24 | SEMI-COND. CONTACTOR 3RF2,1-PH. AC 51 20 A 40 DEGREES C 48-460 V / 110-230 V AC SCREW TERMINAL | 63.24 | TEM | 1 | CP | 0.251 | 1
3RF23201AA24 | SEMI-COND. CONTACTOR 3RF2,1-PH. AC 51 20 A 40 DEGREES C 48-460 V / 110-230 V AC SCREW TERMINAL | 63.24 | TEM | 1 | CP | 0.251 | 1
3RF23201AA44 | SEMI-COND. CONTACTOR 3RF2,1-PH. AC51 20 A 40 DEG. C 48-460 V / 4-30 V DC SCREW CONNECTION | 59.14 | TEM | 1 | CP | 0.225 | 1
3RF23201AA44 | SEMI-COND. CONTACTOR 3RF2,1-PH. AC51 20 A 40 DEG. C 48-460 V / 4-30 V DC SCREW CONNECTION | 59.14 | TEM | 1 | CP | 0.225 | 1
3RF23201AA45 | SEMI-COND. CONTACTOR 3RF2,1-PH. AC51 20A 40 DEGREE C 48-600 V / 4-30 V DC SCREW CONNECTION BLOCKING VOLTAGE 1200 V | 59.14 | TEM | 1 | CP | 0.24 | 1
3RF23201AA45 | SEMI-COND. CONTACTOR 3RF2,1-PH. AC51 20A 40 DEGREE C 48-600 V / 4-30 V DC SCREW CONNECTION BLOCKING VOLTAGE 1200 V | 59.14 | TEM | 1 | CP | 0.24 | 1
3RF23201BA04 | SEMI-COND. CONTACTOR 3RF2,1-PH. AC51 20A / AC15 12A 40 DEGR. C 48-460V / 24V DC INST. SWITCHING | 59.14 | TEM | 1 | CP | 0.227 | 1
3RF23201BA04 | SEMI-COND. CONTACTOR 3RF2,1-PH. AC51 20A / AC15 12A 40 DEGR. C 48-460V / 24V DC INST. SWITCHING | 59.14 | TEM | 1 | CP | 0.227 | 1
3RF23201BA22 | SEMI-COND. CONTACTOR 3RF2,1-PH. AC 51 20A / AC15 12A 40 DEG. C 24-230 V / 110-230 V AC INSTANTANEOUS SWITCHING | 58.63 | TEM | 1 | CP | 0.239 | 1
3RF23201BA22 | SEMI-COND. CONTACTOR 3RF2,1-PH. AC 51 20A / AC15 12A 40 DEG. C 24-230 V / 110-230 V AC INSTANTANEOUS SWITCHING | 58.63 | TEM | 1 | CP | 0.239 | 1
3RF23201CA04 | SEMI-COND. CONTACTOR 3RF2,1-PH. AC 51 20 A 40 DEGREES C 48-460 V / 24 V DC LOW NOISE | 71.44 | TEM | 1 | CP | 0.234 | 1
3RF23201CA04 | SEMI-COND. CONTACTOR 3RF2,1-PH. AC 51 20 A 40 DEGREES C 48-460 V / 24 V DC LOW NOISE | 71.44 | TEM | 1 | CP | 0.234 | 1
3RF23202AA02 | SEMI-COND. CONTACTOR 3RF2,1-PH. AC 51 20 A 40 DEGREES C 24-230 V / 24 V DC SPRING-LOADED TERMINAL | 56.58 | TEM | 1 | CP | 0.251 | 1
3RF23202AA02 | SEMI-COND. CONTACTOR 3RF2,1-PH. AC 51 20 A 40 DEGREES C 24-230 V / 24 V DC SPRING-LOADED TERMINAL | 56.58 | TEM | 1 | CP | 0.251 | 1
3RF23202AA04 | SEMI-COND. CONTACTOR 3RF2,1-PH. AC 51 20 A 40 DEGREES C 48-460 V / 24 V DC SPRING-LOADED TERMINAL | 61.71 | TEM | 1 | CP | 0.244 | 1
3RF23202AA04 | SEMI-COND. CONTACTOR 3RF2,1-PH. AC 51 20 A 40 DEGREES C 48-460 V / 24 V DC SPRING-LOADED TERMINAL | 61.71 | TEM | 1 | CP | 0.244 | 1
3RF23301AA02 | SEMI-COND. CONTACTOR 3RF2,1-PH. AC 51 30 A 40 DEGREES C 24-230 V / 24 V DC SCREW TERMINAL | 58.73 | TEM | 1 | CP | 0.437 | 1
3RF23301AA02 | SEMI-COND. CONTACTOR 3RF2,1-PH. AC 51 30 A 40 DEGREES C 24-230 V / 24 V DC SCREW TERMINAL | 58.73 | TEM | 1 | CP | 0.437 | 1
3RF23301AA04 | SEMI-COND. CONTACTOR 3RF2,1-PH. AC 51 30 A 40 DEGREES C 48-460 V / 24 V DC SCREW TERMINAL | 63.76 | TEM | 1 | CP | 0.406 | 1
3RF23301AA04 | SEMI-COND. CONTACTOR 3RF2,1-PH. AC 51 30 A 40 DEGREES C 48-460 V / 24 V DC SCREW TERMINAL | 63.76 | TEM | 1 | CP | 0.406 | 1
3RF23301AA22 | SEMI-COND. CONTACTOR 3RF2,1-PH. AC 51 30 A 40 DEGREES C 24-230 V / 110-230 V AC SCREW TERMINAL | 62.94 | TEM | 1 | CP | 0.414 | 1
3RF23301AA22 | SEMI-COND. CONTACTOR 3RF2,1-PH. AC 51 30 A 40 DEGREES C 24-230 V / 110-230 V AC SCREW TERMINAL | 62.94 | TEM | 1 | CP | 0.414 | 1
3RF23301AA24 | SEMI-COND. CONTACTOR 3RF2,1-PH. AC 51 30 A 40 DEGREES C 48-460 V / 110-230 V AC SCREW TERMINAL | 67.86 | TEM | 1 | CP | 0.426 | 1
3RF23301AA24 | SEMI-COND. CONTACTOR 3RF2,1-PH. AC 51 30 A 40 DEGREES C 48-460 V / 110-230 V AC SCREW TERMINAL | 67.86 | TEM | 1 | CP | 0.426 | 1
3RF23301AA44 | SEMI-COND. CONTACTOR 3RF2,1-PH. AC51 30 A 40 DEG. C 48-460 V / 4-30 V DC SCREW TERMINAL | 63.55 | TEM | 1 | CP | 0.405 | 1
3RF23301AA44 | SEMI-COND. CONTACTOR 3RF2,1-PH. AC51 30 A 40 DEG. C 48-460 V / 4-30 V DC SCREW TERMINAL | 63.55 | TEM | 1 | CP | 0.405 | 1
3RF23301AA45 | SOLID-STATE CONTACTOR 3RF2,1-PH AC51 30A 40 C 48-600V / 4-30V DC SCREW-TYPE TERMINAL BLOCKING VOLTAGE 1200V | 67.04 | TEM | 1 | CP | 0.405 | 1
3RF23301AA45 | SOLID-STATE CONTACTOR 3RF2,1-PH AC51 30A 40 C 48-600V / 4-30V DC SCREW-TYPE TERMINAL BLOCKING VOLTAGE 1200V | 67.04 | TEM | 1 | CP | 0.405 | 1
3RF23301BA22 | SEMI-COND. CONTACTOR 3RF2,1-PH. AC 51 30A / AC15 15A 40 DEG. C 24-230 V / 110-230 V AC INSTANTANEOUS SWITCHING | 62.94 | TEM | 1 | CP | 0.408 | 1
3RF23301BA22 | SEMI-COND. CONTACTOR 3RF2,1-PH. AC 51 30A / AC15 15A 40 DEG. C 24-230 V / 110-230 V AC INSTANTANEOUS SWITCHING | 62.94 | TEM | 1 | CP | 0.408 | 1
3RF23301BA24 | SEMI-COND. CONTACTOR 3RF2,1-PH. AC 51 30A / AC15 15A 40 DEG. C 48-460 V / 110-230 V AC INSTANTANEOUS SWITCHING | 67.86 | TEM | 1 | CP | 0.4 | 1
3RF23301BA24 | SEMI-COND. CONTACTOR 3RF2,1-PH. AC 51 30A / AC15 15A 40 DEG. C 48-460 V / 110-230 V AC INSTANTANEOUS SWITCHING | 67.86 | TEM | 1 | CP | 0.4 | 1
3RF23401AA02 | SEMI-COND. CONTACTOR 3RF2,1-PH. AC 51 40 A 40 DEGREES C 24-230 V / 24 V DC SCREW TERMINAL | 68.06 | TEM | 1 | CP | 0.575 | 1
3RF23401AA02 | SEMI-COND. CONTACTOR 3RF2,1-PH. AC 51 40 A 40 DEGREES C 24-230 V / 24 V DC SCREW TERMINAL | 68.06 | TEM | 1 | CP | 0.575 | 1
3RF23401AA04 | SEMI-COND. CONTACTOR 3RF2,1-PH. AC 51 40 A 40 DEGREES C 48-460 V / 24 V DC SCREW TERMINAL | 73.9 | TEM | 1 | CP | 0.571 | 1
3RF23401AA04 | SEMI-COND. CONTACTOR 3RF2,1-PH. AC 51 40 A 40 DEGREES C 48-460 V / 24 V DC SCREW TERMINAL | 73.9 | TEM | 1 | CP | 0.571 | 1
3RF23401AA22 | SEMI-COND. CONTACTOR 3RF2,1-PH. AC 51 40 A 40 DEGREES C 24-230 V / 110-230 V AC SCREW TERMINAL | 72.47 | TEM | 1 | CP | 0.548 | 1
3RF23401AA22 | SEMI-COND. CONTACTOR 3RF2,1-PH. AC 51 40 A 40 DEGREES C 24-230 V / 110-230 V AC SCREW TERMINAL | 72.47 | TEM | 1 | CP | 0.548 | 1
3RF23401AA24 | SEMI-COND. CONTACTOR 3RF2,1-PH. AC 51 40 A 40 DEGREES C 48-460 V / 110-230 V AC SCREW TERMINAL | 78.52 | TEM | 1 | CP | 0.602 | 1
3RF23401AA24 | SEMI-COND. CONTACTOR 3RF2,1-PH. AC 51 40 A 40 DEGREES C 48-460 V / 110-230 V AC SCREW TERMINAL | 78.52 | TEM | 1 | CP | 0.602 | 1
3RF23401AA45 | SOLID-STATE CONTACTOR 3RF2,1-PH AC51 40A 40C 48-600V / 4-30V DC SCREW-TYPE TERMINAL BLOCKING VOLTAGE 1200V | 79.85 | TEM | 1 | CP | 0.553 | 1
3RF23401AA45 | SOLID-STATE CONTACTOR 3RF2,1-PH AC51 40A 40C 48-600V / 4-30V DC SCREW-TYPE TERMINAL BLOCKING VOLTAGE 1200V | 79.85 | TEM | 1 | CP | 0.553 | 1
3RF23401BA22 | SEMI-COND. CONTACTOR 3RF2,1-PH. AC 51 40A / AC15 20A 40 DEG. C 24-230 V / 110-230 VA C INSTANTANEOUS SWITCHING | 72.47 | TEM | 1 | CP | 0.55 | 1
3RF23401BA22 | SEMI-COND. CONTACTOR 3RF2,1-PH. AC 51 40A / AC15 20A 40 DEG. C 24-230 V / 110-230 VA C INSTANTANEOUS SWITCHING | 72.47 | TEM | 1 | CP | 0.55 | 1
3RF23501AA02 | SEMI-COND. CONTACTOR 3RF2,1-PH. AC 51 50 A 40 DEGREES C 24-230 V / 24 V DC SCREW TERMINAL | 72.88 | TEM | 1 | CP | 0.573 | 1
3RF23501AA02 | SEMI-COND. CONTACTOR 3RF2,1-PH. AC 51 50 A 40 DEGREES C 24-230 V / 24 V DC SCREW TERMINAL | 72.88 | TEM | 1 | CP | 0.573 | 1
3RF23501AA04 | SEMI-COND. CONTACTOR 3RF2,1-PH. AC 51 50 A 40 DEGREES C 48-460 V / 24 V DC SCREW TERMINAL | 79.44 | TEM | 1 | CP | 0.54 | 1
3RF23501AA04 | SEMI-COND. CONTACTOR 3RF2,1-PH. AC 51 50 A 40 DEGREES C 48-460 V / 24 V DC SCREW TERMINAL | 79.44 | TEM | 1 | CP | 0.54 | 1
3RF23501AA22 | SEMI-COND. CONTACTOR 3RF2,1-PH. AC 51 50 A 40 DEGREES C 24-230 V / 110-230 V AC SCREW TERMINAL | 76.98 | TEM | 1 | CP | 0.598 | 1
3RF23501AA22 | SEMI-COND. CONTACTOR 3RF2,1-PH. AC 51 50 A 40 DEGREES C 24-230 V / 110-230 V AC SCREW TERMINAL | 76.98 | TEM | 1 | CP | 0.598 | 1
3RF23501AA24 | SEMI-COND. CONTACTOR 3RF2,1-PH. AC 51 50 A 40 DEGREES C 48-460 V / 110-230 V AC SCREW TERMINAL | 83.64 | TEM | 1 | CP | 0.6 | 1
3RF23501AA24 | SEMI-COND. CONTACTOR 3RF2,1-PH. AC 51 50 A 40 DEGREES C 48-460 V / 110-230 V AC SCREW TERMINAL | 83.64 | TEM | 1 | CP | 0.6 | 1
3RF23501BA22 | SEMI-COND. CONTACTOR 3RF2,1-PH. AC 51 50A / AC15 25A 40 DEG. C 24-230 V / 110-230 V AC INSTANTANEOUS SWITCHING | 76.98 | TEM | 1 | CP | 0.571 | 1
3RF23501BA22 | SEMI-COND. CONTACTOR 3RF2,1-PH. AC 51 50A / AC15 25A 40 DEG. C 24-230 V / 110-230 V AC INSTANTANEOUS SWITCHING | 76.98 | TEM | 1 | CP | 0.571 | 1
3RF23501BA44 | SEMI-COND. CONTACTOR 3RF2,1-PH. AC51 50 A/AC15 25 A 40 DEG. C 48-460 V / 4-30 V DC INSTANTANEOUS SWITCHING | 79.44 | TEM | 1 | CP | 0.557 | 1
3RF23501BA44 | SEMI-COND. CONTACTOR 3RF2,1-PH. AC51 50 A/AC15 25 A 40 DEG. C 48-460 V / 4-30 V DC INSTANTANEOUS SWITCHING | 79.44 | TEM | 1 | CP | 0.557 | 1
3RF23503AA06 | SEMI-COND. CONTACTOR 3RF2,1-PH. AC 51 50 A 40 DEGREES C 48-600 V / 24 V DC RING TERMINAL | 93.28 | TEM | 1 | CP | 0.545 | 1
3RF23503AA06 | SEMI-COND. CONTACTOR 3RF2,1-PH. AC 51 50 A 40 DEGREES C 48-600 V / 24 V DC RING TERMINAL | 93.28 | TEM | 1 | CP | 0.545 | 1
3RF23703AA02 | SEMI-COND. CONTACTOR 3RF2,1-PH. AC 51 70 A 40 DEGREES C 24-230 V / 24 V DC RING TERMINAL | 110.5 | TEM | 1 | CP | 1.272 | 1
3RF23703AA02 | SEMI-COND. CONTACTOR 3RF2,1-PH. AC 51 70 A 40 DEGREES C 24-230 V / 24 V DC RING TERMINAL | 110.5 | TEM | 1 | CP | 1.272 | 1
3RF23703AA22 | SEMI-COND. CONTACTOR 3RF2,1-PH. AC 51 70 A 40 DEGREES C 24-230 V / 110-230 V AC RING TERMINAL | 115.01 | TEM | 1 | CP | 1.247 | 1
3RF23703AA22 | SEMI-COND. CONTACTOR 3RF2,1-PH. AC 51 70 A 40 DEGREES C 24-230 V / 110-230 V AC RING TERMINAL | 115.01 | TEM | 1 | CP | 1.247 | 1
3RF23703BA02 | SEMI-COND. CONTACTOR 3RF2,1-PH. AC 51 70A/AC15 27.5A 40 DEG. C 24-230 V / 24 V DC INSTANTANEOUS SWITCHING | 110.5 | TEM | 1 | CP | 1.23 | 1
3RF23703BA02 | SEMI-COND. CONTACTOR 3RF2,1-PH. AC 51 70A/AC15 27.5A 40 DEG. C 24-230 V / 24 V DC INSTANTANEOUS SWITCHING | 110.5 | TEM | 1 | CP | 1.23 | 1
3RF23703BA04 | SEMI-COND. CONTACTOR 3RF2,1-PH. AC 51 70A/AC15 27.5A 40 DEG. C 48-460 V / 24 V DC INSTANTANEOUS SWITCHING | 115.01 | TEM | 1 | CP | 1.251 | 1
3RF23703BA04 | SEMI-COND. CONTACTOR 3RF2,1-PH. AC 51 70A/AC15 27.5A 40 DEG. C 48-460 V / 24 V DC INSTANTANEOUS SWITCHING | 115.01 | TEM | 1 | CP | 1.251 | 1
3RF23903AA02 | SEMI-COND. CONTACTOR 3RF2,1-PH. AC 51 90 A 40 DEGREES C 24-230 V / 24 V DC RING TERMINAL | 178.35 | TEM | 1 | CP | 3.185 | 1
3RF23903AA02 | SEMI-COND. CONTACTOR 3RF2,1-PH. AC 51 90 A 40 DEGREES C 24-230 V / 24 V DC RING TERMINAL | 178.35 | TEM | 1 | CP | 3.185 | 1
3RF23903AA04 | SEMI-COND. CONTACTOR 3RF2,1-PH. AC 51 90 A 40 DEGREES C 48-460 V / 24 V DC RING TERMINAL | 179.27 | TEM | 1 | CP | 3.153 | 1
3RF23903AA04 | SEMI-COND. CONTACTOR 3RF2,1-PH. AC 51 90 A 40 DEGREES C 48-460 V / 24 V DC RING TERMINAL | 179.27 | TEM | 1 | CP | 3.153 | 1
3RF24101AB45 | SOLID STATE CONTACTOR 3-P. 3RF2 AC51 10 A 40 DEG. C 48-600 V / 4-30 V DC 2PH.-CONTROLLED SCREW TERMINAL BLOCKING VOLTAGE 1200V | 124.95 | TEM | 1 | CP | 0.357 | 1
3RF24101AB45 | SOLID STATE CONTACTOR 3-P. 3RF2 AC51 10 A 40 DEG. C 48-600 V / 4-30 V DC 2PH.-CONTROLLED SCREW TERMINAL BLOCKING VOLTAGE 1200V | 124.95 | TEM | 1 | CP | 0.357 | 1
3RF24101AC45 | SOLID STATE CONTACTOR 3-P. 3RF2 AC51 10 A 40 DEG. C 48-600 V / 4-30 V DC 3PH.-CONTROLLED SCREW TERMINAL BLOCKING VOLTAGE 1200V | 152.11 | TEM | 1 | CP | 0.375 | 1
3RF24101AC45 | SOLID STATE CONTACTOR 3-P. 3RF2 AC51 10 A 40 DEG. C 48-600 V / 4-30 V DC 3PH.-CONTROLLED SCREW TERMINAL BLOCKING VOLTAGE 1200V | 152.11 | TEM | 1 | CP | 0.375 | 1
3RF24101AC55 | SEMI-CONDUCTOR CONTAC.3-PH.3RF2 AC51 10A 40 DEG. C 48-600V / 230V AC 3-PHASE CONTROLLED SCREW TERMINAL BLOCKING VOLTAGE 1200V | 154.88 | TEM | 1 | CP | 0.36 | 1
3RF24101AC55 | SEMI-CONDUCTOR CONTAC.3-PH.3RF2 AC51 10A 40 DEG. C 48-600V / 230V AC 3-PHASE CONTROLLED SCREW TERMINAL BLOCKING VOLTAGE 1200V | 154.88 | TEM | 1 | CP | 0.36 | 1
3RF24201AB45 | SEMI-CONDUCTOR CONTAC.3-PH.3RF2 AC51 20A 40 DEG. C 48-600V / 4-30V DC 2-PHASE CONTROLLED SCREW TERMINAL BLOCKING VOLTAGE 1200V | 138.58 | TEM | 1 | CP | 0.443 | 1
3RF24201AB45 | SEMI-CONDUCTOR CONTAC.3-PH.3RF2 AC51 20A 40 DEG. C 48-600V / 4-30V DC 2-PHASE CONTROLLED SCREW TERMINAL BLOCKING VOLTAGE 1200V | 138.58 | TEM | 1 | CP | 0.443 | 1
3RF24201AC45 | SEMI-CONDUCTOR CONTAC.3-PH.3RF2 AC51 20A 40 DEG. C 48-600V / 4-30V DC 3-PHASE CONTROLLED SCREW TERMINAL BLOCKING VOLTAGE 1200V | 168.41 | TEM | 1 | CP | 0.723 | 1
3RF24201AC45 | SEMI-CONDUCTOR CONTAC.3-PH.3RF2 AC51 20A 40 DEG. C 48-600V / 4-30V DC 3-PHASE CONTROLLED SCREW TERMINAL BLOCKING VOLTAGE 1200V | 168.41 | TEM | 1 | CP | 0.723 | 1
3RF24201AC55 | SEMI-CONDUCTOR CONTAC.3-PH.3RF2 AC51 20A 40 DEG. C 48-600V / 230V AC 3-PHASE CONTROLLED SCREW TERMINAL BLOCKING VOLTAGE 1200V | 171.18 | TEM | 1 | CP | 0.682 | 1
3RF24201AC55 | SEMI-CONDUCTOR CONTAC.3-PH.3RF2 AC51 20A 40 DEG. C 48-600V / 230V AC 3-PHASE CONTROLLED SCREW TERMINAL BLOCKING VOLTAGE 1200V | 171.18 | TEM | 1 | CP | 0.682 | 1
3RF24301AB45 | SEMI-CONDUCTOR CONTAC.3-PH.3RF2 AC51 30A 40 DEG. C 48-600V / 4-30V DC 2-PHASE CONTROLLED SCREW TERMINAL BLOCKING VOLTAGE 1200V | 150.27 | TEM | 1 | CP | 0.698 | 1
3RF24301AB45 | SEMI-CONDUCTOR CONTAC.3-PH.3RF2 AC51 30A 40 DEG. C 48-600V / 4-30V DC 2-PHASE CONTROLLED SCREW TERMINAL BLOCKING VOLTAGE 1200V | 150.27 | TEM | 1 | CP | 0.698 | 1
3RF24301AB55 | SEMI-CONDUCTOR CONTAC.3-PH.3RF2 AC51 30A 40 DEG. C 48-600V / 230V AC 2-PHASE CONTROLLED SCREW TERMINAL BLOCKING VOLTAGE 1200V | 153.96 | TEM | 1 | CP | 0.702 | 1
3RF24301AB55 | SEMI-CONDUCTOR CONTAC.3-PH.3RF2 AC51 30A 40 DEG. C 48-600V / 230V AC 2-PHASE CONTROLLED SCREW TERMINAL BLOCKING VOLTAGE 1200V | 153.96 | TEM | 1 | CP | 0.702 | 1
3RF24301AC45 | SEMI-CONDUCTOR CONTAC.3-PH.3RF2 AC51 30A 40 DEG. C 48-600V / 4-30V DC 3-PHASE CONTROLLED SCREW TERMINAL BLOCKING VOLTAGE 1200V | 188.29 | TEM | 1 | CP | 1 | 1
3RF24301AC45 | SEMI-CONDUCTOR CONTAC.3-PH.3RF2 AC51 30A 40 DEG. C 48-600V / 4-30V DC 3-PHASE CONTROLLED SCREW TERMINAL BLOCKING VOLTAGE 1200V | 188.29 | TEM | 1 | CP | 1 | 1
3RF24401AB45 | SEMI-CONDUCTOR CONTAC.3-PH.3RF2 AC51 40A 40 DEG. C 48-600V / 4-30V DC 2-PHASE CONTROLLED SCREW TERMINAL BLOCKING VOLTAGE 1200V | 167.49 | TEM | 1 | CP | 0.991 | 1
3RF24401AB45 | SEMI-CONDUCTOR CONTAC.3-PH.3RF2 AC51 40A 40 DEG. C 48-600V / 4-30V DC 2-PHASE CONTROLLED SCREW TERMINAL BLOCKING VOLTAGE 1200V | 167.49 | TEM | 1 | CP | 0.991 | 1
3RF24401AC45 | SEMI-CONDUCTOR CONTAC.3-PH.3RF2 AC51 40A 40 DEG. C 48-600V / 4-30V DC 3-PHASE CONTROLLED SCREW TERMINAL BLOCKING VOLTAGE 1200V | 207.05 | TEM | 1 | CP | 1.232 | 1
3RF24401AC45 | SEMI-CONDUCTOR CONTAC.3-PH.3RF2 AC51 40A 40 DEG. C 48-600V / 4-30V DC 3-PHASE CONTROLLED SCREW TERMINAL BLOCKING VOLTAGE 1200V | 208.28 | TEM | 1 | CP | 1.232 | 1
3RF24501AC45 | SEMI-CONDUCTOR CONTAC.3-PH.3RF2 AC51 50A 40 DEG. C 48-600V / 4-30V DC 3-PHASE CONTROLLED SCREW TERMINAL BLOCKING VOLTAGE 1200V | 236.37 | TEM | 1 | CP | 2.057 | 1
3RF24501AC45 | SEMI-CONDUCTOR CONTAC.3-PH.3RF2 AC51 50A 40 DEG. C 48-600V / 4-30V DC 3-PHASE CONTROLLED SCREW TERMINAL BLOCKING VOLTAGE 1200V | 236.37 | TEM | 1 | CP | 2.057 | 1
3RF24503AC55 | SEMI-CONDUCTOR CONTAC.3-PH.3RF2 AC51 50A 40 DEG. C 48-600V / 230V AC 3-PHASE CONTROLLED RING TERMINAL BLOCKING TERMINAL | 239.03 | TEM | 1 | CP | 2.061 | 1
3RF24503AC55 | SEMI-CONDUCTOR CONTAC.3-PH.3RF2 AC51 50A 40 DEG. C 48-600V / 230V AC 3-PHASE CONTROLLED RING TERMINAL BLOCKING TERMINAL | 239.03 | TEM | 1 | CP | 2.061 | 1
3RF29000EA18 | CONVERTER CONTROL VOLTAGE 24 V UC FOR SEMI-COND. RELAY/CONT. 3RF2 | 43.87 | TEM | 1 | CP | 0.042 | 1
3RF29000EA18 | CONVERTER CONTROL VOLTAGE 24 V UC FOR SEMI-COND. RELAY/CONT. 3RF2 | 43.87 | TEM | 1 | CP | 0.042 | 1
3RF29040KA130KC0 | POWER CONTROLLER CURRENT RANGE 4A 40 DEG. C 110-230V / 24V AC/DC FOR SOLID STATE RELAY / CONT. | 195.57 | TEM | 1 | CP | 0.157 | 1
3RF29040KA130KC0 | POWER CONTROLLER CURRENT RANGE 4A 40 DEG. C 110-230V / 24V AC/DC FOR SOLID STATE RELAY / CONT. | 195.57 | TEM | 1 | CP | 0.157 | 1
3RF29200FA08 | LOAD MONITORING BASIS CURRENT RANGE 20A 40 DEGREES C CONTROL VOLTAGE 24 V DC FOR SEMICON. RELAY/CONTACTOR OUTPUT NO | 75.95 | TEM | 1 | CP | 0.068 | 1
3RF29200FA08 | LOAD MONITORING BASIS CURRENT RANGE 20A 40 DEGREES C CONTROL VOLTAGE 24 V DC FOR SEMICON. RELAY/CONTACTOR OUTPUT NO | 75.95 | TEM | 1 | CP | 0.068 | 1
3RF29200GA13 | LOAD MONITORING CURRENT RANGE 20 A 40 DEGREES C 110-230 V / 24 V AC/DC TO SEMICON. RELAY/CONTACT. 3RF2 | 93.28 | TEM | 1 | CP | 0.169 | 1
3RF29200GA13 | LOAD MONITORING CURRENT RANGE 20 A 40 DEGREES C 110-230 V / 24 V AC/DC TO SEMICON. RELAY/CONTACT. 3RF2 | 93.28 | TEM | 1 | CP | 0.169 | 1
3RF29320JA16 | HEATER CURRENT MONITORING CURRENT RANGE 32A 40 DEG. C 400-600V / 24V AC/DC FOR SEMICOND. RELAY / CONTACTOR REMOTE / W/O CONTROL CONNECT. | 132.23 | TEM | 1 | CP | 0.171 | 1
3RF29320JA16 | HEATER CURRENT MONITORING CURRENT RANGE 32A 40 DEG. C 400-600V / 24V AC/DC FOR SEMICOND. RELAY / CONTACTOR REMOTE / W/O CONTROL CONNECT. | 132.23 | TEM | 1 | CP | 0.171 | 1
3RF29500GA13 | LOAD MONITORING CURRENT RANGE 50 A 40 DEGREES C 110-230 V / 24 V AC/DC TO SEMICON. RELAY/CONTACT. 3RF2 | 106.81 | TEM | 1 | CP | 0.169 | 1
3RF29500GA13 | LOAD MONITORING CURRENT RANGE 50 A 40 DEGREES C 110-230 V / 24 V AC/DC TO SEMICON. RELAY/CONTACT. 3RF2 | 106.81 | TEM | 1 | CP | 0.169 | 1
3RF29500GA16 | LOAD MONITORING CURRENT RANGE 50 A 40 DEGREES C 400-600 V / 24 V AC/DC TO SEMICON. RELAY/CONTACT. 3RF2 | 118.59 | TEM | 1 | CP | 0.169 | 1
3RF29500GA16 | LOAD MONITORING CURRENT RANGE 50 A 40 DEGREES C 400-600 V / 24 V AC/DC TO SEMICON. RELAY/CONTACT. 3RF2 | 118.59 | TEM | 1 | CP | 0.169 | 1
3RF29900GA16 | LOAD MONITORING CURRENT RANGE 90 A 40 DEGREES C 400-600 V / 24 V AC/DC TO SEMICON. RELAY/CONTACT. 3RF2 | 134.89 | TEM | 1 | CP | 0.169 | 1
3RF29900GA16 | LOAD MONITORING CURRENT RANGE 90 A 40 DEGREES C 400-600 V / 24 V AC/DC TO SEMICON. RELAY/CONTACT. 3RF2 | 134.89 | TEM | 1 | CP | 0.169 | 1
3RF34031BD04 | SOLID-STATE CONTACTOR 3-PH 3RF3 AC53 3.8A 40 DEGREES C 48-480V / 24V DC REVERSE SWITCHING INSTANTANEOUS SCREW TERMINALS | 178.35 | TEM | 1 | CP | 0.359 | 1
3RF34031BD04 | SOLID-STATE CONTACTOR 3-PH 3RF3 AC53 3.8A 40 DEGREES C 48-480V / 24V DC REVERSE SWITCHING INSTANTANEOUS SCREW TERMINALS | 178.35 | TEM | 1 | CP | 0.359 | 1
3RF34051BB24 | SOLID-STATE CONTACTOR 3-PH 3RF3 AC53 5.2A 40 DEGREES C 48-480V / 110-230V AC 2-PH. CONTROLLED INSTANTANEOUS SCREW TERMINALS | 132.23 | TEM | 1 | CP | 0.31 | 1
3RF34051BB24 | SOLID-STATE CONTACTOR 3-PH 3RF3 AC53 5.2A 40 DEGREES C 48-480V / 110-230V AC 2-PH. CONTROLLED INSTANTANEOUS SCREW TERMINALS | 132.23 | TEM | 1 | CP | 0.31 | 1
3RF34101BB04 | SOLID-STATE CONTACTOR 3-PH 3RF3 AC53 9.2A 40 DEGREES C 48-480V / 24V DC 2-PH. CONTROLLED INSTANTANEOUS SCREW TERMINALS | 141.25 | TEM | 1 | CP | 0.493 | 1
3RF34101BB04 | SOLID-STATE CONTACTOR 3-PH 3RF3 AC53 9.2A 40 DEGREES C 48-480V / 24V DC 2-PH. CONTROLLED INSTANTANEOUS SCREW TERMINALS | 141.25 | TEM | 1 | CP | 0.493 | 1
3RF34101BD04 | SOLID-STATE CONTACTOR 3-PH 3RF3 AC53 7.4A 40 DEGREES C 48-480V / 24V DC REVERSE SWITCHING INSTANTANEOUS SCREW TERMINALS | 272.55 | TEM | 1 | CP | 0.593 | 1
3RF34101BD04 | SOLID-STATE CONTACTOR 3-PH 3RF3 AC53 7.4A 40 DEGREES C 48-480V / 24V DC REVERSE SWITCHING INSTANTANEOUS SCREW TERMINALS | 272.55 | TEM | 1 | CP | 0.593 | 1
3RF34121BB04 | SOLID-STATE CONTACTOR 3-PH 3RF3 AC53 12.5A 40 DEGREES C 48-480V / 24V DC 2-PH. CONTROLLED INSTANTANEOUS SCREW TERMINALS | 155.7 | TEM | 1 | CP | 0.493 | 1
3RF34121BB04 | SOLID-STATE CONTACTOR 3-PH 3RF3 AC53 12.5A 40 DEGREES C 48-480V / 24V DC 2-PH. CONTROLLED INSTANTANEOUS SCREW TERMINALS | 155.7 | TEM | 1 | CP | 0.493 | 1
3RF34121BB24 | SOLID-STATE CONTACTOR 3-PH 3RF3 AC53 12.5A 40 DEGREES C 48-480V / 110-230V AC 2-PH. CONTROLLED INSTANTANEOUS SCREW TERMINALS | 161.13 | TEM | 1 | CP | 0.491 | 1
3RF34121BB24 | SOLID-STATE CONTACTOR 3-PH 3RF3 AC53 12.5A 40 DEGREES C 48-480V / 110-230V AC 2-PH. CONTROLLED INSTANTANEOUS SCREW TERMINALS | 161.13 | TEM | 1 | CP | 0.491 | 1
3RG90020DA00 | ACTUATOR SENSOR INTERFACE F90 4I/40 APPLICATION MODULE, IP20 4X1 INPUT 200 MA, PNP 4X1 OUTPUT,ELECTRONICS DC 24V 2A,SCREW TERMINALS, EXT.VOLTAGE SUPPLY VIA SCREW TERMINALS | 236.88 | TEM | 1 | CP | 0.11 | 1
3RG90020DA00 | ACTUATOR SENSOR INTERFACE F90 4I/40 APPLICATION MODULE, IP20 4X1 INPUT 200 MA, PNP 4X1 OUTPUT,ELECTRONICS DC 24V 2A,SCREW TERMINALS, EXT.VOLTAGE SUPPLY VIA SCREW TERMINALS | 236.88 | TEM | 1 | CP | 0.11 | 1
3RG90020DB00 | ACTUATOR SENSOR INTERFACE F90 4I/40 APPLICATION MODULE, IP20 4X1 INPUT 200MA PNP,4X1 OUTPUT ELECTRONICS DC 24V, 1A SCREW TERMINALS, EXT. VOLTAGE SUPPLY VIA SCREW TERMINALS | 194.96 | TEM | 1 | CP | 0.11 | 1
3RG90020DB00 | ACTUATOR SENSOR INTERFACE F90 4I/40 APPLICATION MODULE, IP20 4X1 INPUT 200MA PNP,4X1 OUTPUT ELECTRONICS DC 24V, 1A SCREW TERMINALS, EXT. VOLTAGE SUPPLY VIA SCREW TERMINALS | 194.96 | TEM | 1 | CP | 0.11 | 1
3RH11221AB00 | CONTACTOR RELAY, 2NO+2NC, AC 24 V, 50 HZ, SCREW CONNECTION, SIZES00 | 32.13 | TEM | 1 | CP | 0.205 | 1
3RH11221AB00 | CONTACTOR RELAY, 2NO+2NC, AC 24 V, 50 HZ, SCREW CONNECTION, SIZES00 | 32.13 | TEM | 1 | CP | 0.205 | 1
3RH11221AD00 | CONTACTOR RELAY, 2NO+2NC, AC 42V 50/60HZ, SCREW CONNECTION, SIZE S00 | 34.99 | TEM | 1 | CP | 0.202 | 1
3RH11221AD00 | CONTACTOR RELAY, 2NO+2NC, AC 42V 50/60HZ, SCREW CONNECTION, SIZE S00 | 34.99 | TEM | 1 | CP | 0.202 | 1
3RH11221AF00 | CONTACTOR RELAY, 2NO+2NC, AC 110 V, 50 HZ, SCREW CONNECTION, SIZE S00 | 32.13 | TEM | 1 | CP | 0.205 | 1
3RH11221AF00 | CONTACTOR RELAY, 2NO+2NC, AC 110 V, 50 HZ, SCREW CONNECTION, SIZE S00 | 32.13 | TEM | 1 | CP | 0.205 | 1
3RH11221AK60 | CONTACTOR RELAY, 2NO+2NC, AC 110 V 50 HZ / 120 V 60 HZ SCREW CONNECTION, SIZE S00 | 32.13 | TEM | 1 | CP | 0.204 | 1
3RH11221AK60 | CONTACTOR RELAY, 2NO+2NC, AC 110 V 50 HZ / 120 V 60 HZ SCREW CONNECTION, SIZE S00 | 32.13 | TEM | 1 | CP | 0.204 | 1
3RH11221AN10 | CONTACTOR RELAY, 2NO+2NC, AC 220 V, 60 HZ, SCREW CONNECTION, SIZE S00 | 34.99 | TEM | 1 | CP | 0.203 | 1
3RH11221AN10 | CONTACTOR RELAY, 2NO+2NC, AC 220 V, 60 HZ, SCREW CONNECTION, SIZE S00 | 34.99 | TEM | 1 | CP | 0.203 | 1
3RH11221AN20 | CONTACTOR RELAY, 2NO+2NC, AC 220 V, 50/60 HZ, SCREW CONNECTION, SIZE S00 | 32.13 | TEM | 1 | CP | 0.199 | 1
3RH11221AN20 | CONTACTOR RELAY, 2NO+2NC, AC 220 V, 50/60 HZ, SCREW CONNECTION, SIZE S00 | 32.13 | TEM | 1 | CP | 0.199 | 1
3RH11221AP00 | CONTACTOR RELAY, 2NO+2NC, AC 230 V, 50/60 HZ, SCREW CONNECTION, SIZE S00 | 32.13 | TEM | 1 | CP | 0.203 | 1
3RH11221AP00 | CONTACTOR RELAY, 2NO+2NC, AC 230 V, 50/60 HZ, SCREW CONNECTION, SIZE S00 | 32.13 | TEM | 1 | CP | 0.203 | 1
3RH11221AP60 | CONTACTOR RELAY, 2NO+2NC, AC 220 V 50 HZ / 240 V 60 HZ SCREW CONNECTION, SIZE S00 | 32.13 | TEM | 1 | CP | 0.201 | 1
3RH11221AP60 | CONTACTOR RELAY, 2NO+2NC, AC 220 V 50 HZ / 240 V 60 HZ SCREW CONNECTION, SIZE S00 | 32.13 | TEM | 1 | CP | 0.201 | 1
3RH11221AR60 | CONTACTOR RELAY, 2 NO + 2 NC, AC 400 V 50HZ/400...440V 60HZ, SCREW-TYPE CONNECT., MOD. S00 | 34.99 | TEM | 1 | CP | 0.203 | 1
3RH11221AR60 | CONTACTOR RELAY, 2 NO + 2 NC, AC 400 V 50HZ/400...440V 60HZ, SCREW-TYPE CONNECT., MOD. S00 | 34.99 | TEM | 1 | CP | 0.203 | 1
3RH11221AU00 | CONTACTOR RELAY, 2NO+2NC, AC 240 V 50/60 HZ SCREW CONNECTION, SIZE S00 | 32.13 | TEM | 1 | CP | 0.207 | 1
3RH11221AU00 | CONTACTOR RELAY, 2NO+2NC, AC 240 V 50/60 HZ SCREW CONNECTION, SIZE S00 | 32.13 | TEM | 1 | CP | 0.207 | 1
3RH11221AV00 | CONTACTOR RELAY, 2NO+2NC, AC 400 V 50/60 HZ SCREW CONNECTION, SIZE S00 | 34.99 | TEM | 1 | CP | 0.202 | 1
3RH11221AV00 | CONTACTOR RELAY, 2NO+2NC, AC 400 V 50/60 HZ SCREW CONNECTION, SIZE S00 | 34.99 | TEM | 1 | CP | 0.202 | 1
3RH11221BB40 | CONTACTOR RELAY, 2NO+2NC, DC 24 V, SCREW CONNECTION, SIZE S00 | 36.92 | TEM | 1 | CP | 0.263 | 1
3RH11221BB40 | CONTACTOR RELAY, 2NO+2NC, DC 24 V, SCREW CONNECTION, SIZE S00 | 36.92 | TEM | 1 | CP | 0.263 | 1
3RH11221BB40 | CONTACTOR RELAY, 2NO+2NC, DC 24 V, SCREW CONNECTION, SIZE S00 | 36.92 | TEM | 1 | CP | 0.263 | 1
3RH11221BD40 | CONTACTOR RELAY, 2NO+2NC, DC 42 V, SCREW CONNECTION, SIZE S00 | 40.6 | TEM | 1 | CP | 0.264 | 1
3RH11221BD40 | CONTACTOR RELAY, 2NO+2NC, DC 42 V, SCREW CONNECTION, SIZE S00 | 40.6 | TEM | 1 | CP | 0.264 | 1
3RH11221BE40 | CONTACTOR RELAY, 2NO+2NC, DC 60 V, SCREW CONNECTION, SIZE S00 | 40.6 | TEM | 1 | CP | 0.263 | 1
3RH11221BE40 | CONTACTOR RELAY, 2NO+2NC, DC 60 V, SCREW CONNECTION, SIZE S00 | 40.6 | TEM | 1 | CP | 0.263 | 1
3RH11221BF40 | CONTACTOR RELAY, 2NO+2NC, DC 110 V, SCREW CONNECTION, SIZE S00 | 36.92 | TEM | 1 | CP | 0.263 | 1
3RH11221BF40 | CONTACTOR RELAY, 2NO+2NC, DC 110 V, SCREW CONNECTION, SIZE S00 | 36.92 | TEM | 1 | CP | 0.263 | 1
3RH11221BF40 | CONTACTOR RELAY, 2NO+2NC, DC 110 V, SCREW CONNECTION, SIZE S00 | 36.92 | TEM | 1 | CP | 0.263 | 1
3RH11221BG40 | CONTACTOR RELAY, 2NO+2NC, DC 125 V, SCREW CONNECTION, SIZE S00 | 40.6 | TEM | 1 | CP | 0.258 | 1
3RH11221BG40 | CONTACTOR RELAY, 2NO+2NC, DC 125 V, SCREW CONNECTION, SIZE S00 | 40.6 | TEM | 1 | CP | 0.258 | 1
3RH11221BG40 | CONTACTOR RELAY, 2NO+2NC, DC 125 V, SCREW CONNECTION, SIZE S00 | 40.6 | TEM | 1 | CP | 0.258 | 1
3RH11221BM40 | CONTACTOR RELAY, 2NO+2NC, DC 220 V, SCREW CONNECTION, SIZE S00 | 36.92 | TEM | 1 | CP | 0.259 | 1
3RH11221BM40 | CONTACTOR RELAY, 2NO+2NC, DC 220 V, SCREW CONNECTION, SIZE S00 | 36.92 | TEM | 1 | CP | 0.259 | 1
3RH11221BW40 | CONTACTOR RELAY, 2NO+2NC, DC 48 V, SCREW CONNECTION, SIZE S00 | 36.92 | TEM | 1 | CP | 0.262 | 1
3RH11221BW40 | CONTACTOR RELAY, 2NO+2NC, DC 48 V, SCREW CONNECTION, SIZE S00 | 36.92 | TEM | 1 | CP | 0.262 | 1
3RH11221KB40 | COUPLING RELAY, 2NO+2NC, DC 24 V, 0.7...1.25*US, WITH VARISTOR SCREW CONNECTION, SIZE S00 | 41.82 | TEM | 1 | CP | 0.259 | 1
3RH11221KB40 | COUPLING RELAY, 2NO+2NC, DC 24 V, 0.7...1.25*US, WITH VARISTOR SCREW CONNECTION, SIZE S00 | 41.82 | TEM | 1 | CP | 0.259 | 1
3RH11221KF40 | CONTROL RELAY, 2NO + 2NC 110 V DC, 0.7 ... 1.25*US WITH VARISTOR SCREW CONNECTION, SIZE S00 | 41.82 | TEM | 1 | CP | 0.26 | 1
3RH11221KF40 | CONTROL RELAY, 2NO + 2NC 110 V DC, 0.7 ... 1.25*US WITH VARISTOR SCREW CONNECTION, SIZE S00 | 41.82 | TEM | 1 | CP | 0.26 | 1
3RH11221KG400LA0 | CONTROL RELAY, 2NO+1NC, 125 V DC, 0.7...1.25*US, WITH VARISTOR, SCREW CONNECTION, SIZE S00 RAILWAY VERSION | 69.46 | TEM | 1 | CP | 0.285 | 1
3RH11221KG400LA0 | CONTROL RELAY, 2NO+1NC, 125 V DC, 0.7...1.25*US, WITH VARISTOR, SCREW CONNECTION, SIZE S00 RAILWAY VERSION | 69.46 | TEM | 1 | CP | 0.285 | 1
3RH11221VB40 | COUPLING RELAY F. AUXILIARY CIRCUITS, 2NO+2 NC, 24V DC, SIZE S00, 0.85...1.85XUS, 1.4W, SCREW CONNECTION, DIODE BUILT-IN | 42.64 | TEM | 1 | CP | 0.259 | 1
3RH11221VB40 | COUPLING RELAY F. AUXILIARY CIRCUITS, 2NO+2 NC, 24V DC, SIZE S00, 0.85...1.85XUS, 1.4W, SCREW CONNECTION, DIODE BUILT-IN | 42.64 | TEM | 1 | CP | 0.259 | 1
3RH11222AF00 | CONTACTOR RELAY, 2NO+2NC, AC 110 V, 50 HZ, CAGE CLAMP CONNECTION, SIZE S00 | 32.74 | TEM | 1 | CP | 0.201 | 1
3RH11222AF00 | CONTACTOR RELAY, 2NO+2NC, AC 110 V, 50 HZ, CAGE CLAMP CONNECTION, SIZE S00 | 32.74 | TEM | 1 | CP | 0.201 | 1
3RH11222AP00 | CONTACTOR RELAY, 2NO+2NC, AC 220 V, 50 HZ, CAGE CLAMP CONNECTION, SIZE S00 | 32.74 | TEM | 1 | CP | 0.2 | 1
3RH11222AP00 | CONTACTOR RELAY, 2NO+2NC, AC 220 V, 50 HZ, CAGE CLAMP CONNECTION, SIZE S00 | 32.74 | TEM | 1 | CP | 0.2 | 1
3RH11222AV00 | CONTACTOR RELAY, 2NO+2NC, AC 400 V, 50/60 HZ, CAGE CLAMP-CONN., SIZE S00 | 35.7 | TEM | 1 | CP | 0.198 | 1
3RH11222AV00 | CONTACTOR RELAY, 2NO+2NC, AC 400 V, 50/60 HZ, CAGE CLAMP-CONN., SIZE S00 | 35.7 | TEM | 1 | CP | 0.198 | 1
3RH11222BB40 | CONTACTOR RELAY, 2NO+2NC, DC 24 V, CAGE CLAMP CONNECTION, SIZE S00 | 37.43 | TEM | 1 | CP | 0.261 | 1
3RH11222BB40 | CONTACTOR RELAY, 2NO+2NC, DC 24 V, CAGE CLAMP CONNECTION, SIZE S00 | 37.43 | TEM | 1 | CP | 0.261 | 1
3RH11222BE40 | CONTACTOR RELAY, 2NO+2NC, DC 60 V, CAGE-CLAMP CONNECTION, SIZE S00 | 41.21 | TEM | 1 | CP | 0.258 | 1
3RH11222BE40 | CONTACTOR RELAY, 2NO+2NC, DC 60 V, CAGE-CLAMP CONNECTION, SIZE S00 | 41.21 | TEM | 1 | CP | 0.258 | 1
3RH11222BF40 | CONTACTOR RELAY, 2NO+2NC, DC 110 V, CAGE-CLAMP CONNECTION, SIZE S00 | 37.43 | TEM | 1 | CP | 0.258 | 1
3RH11222BF40 | CONTACTOR RELAY, 2NO+2NC, DC 110 V, CAGE-CLAMP CONNECTION, SIZE S00 | 37.43 | TEM | 1 | CP | 0.258 | 1
3RH11222BG40 | CONTACTOR RELAY, 2NO+2NC, DC 125 V, CAGE-CLAMP CONNECTION, SIZE S00 | 41.21 | TEM | 1 | CP | 0.255 | 1
3RH11222BG40 | CONTACTOR RELAY, 2NO+2NC, DC 125 V, CAGE-CLAMP CONNECTION, SIZE S00 | 41.21 | TEM | 1 | CP | 0.255 | 1
3RH11222BM40 | CONTACTOR RELAY, 2NO+2NC, DC 220 V, CAGE CLAMP CONNECTION, SIZE S00 | 37.43 | TEM | 1 | CP | 0.259 | 1
3RH11222BM40 | CONTACTOR RELAY, 2NO+2NC, DC 220 V, CAGE CLAMP CONNECTION, SIZE S00 | 37.43 | TEM | 1 | CP | 0.259 | 1
3RH11222BW40 | CONTACTOR RELAY, 2NO+2NC, DC 48 V, CAGE-CLAMP CONNECTION, SIZE S00 | 37.43 | TEM | 1 | CP | 0.26 | 1
3RH11222BW40 | CONTACTOR RELAY, 2NO+2NC, DC 48 V, CAGE-CLAMP CONNECTION, SIZE S00 | 37.43 | TEM | 1 | CP | 0.26 | 1
3RH11222HB40 | COUPLING RELAY, 2NO+2NC, DC 24 V, 0.7...1.25*US, CAGE CLAMP CONNECTION, SIZE S00 | 37.33 | TEM | 1 | CP | 0.257 | 1
3RH11222HB40 | COUPLING RELAY, 2NO+2NC, DC 24 V, 0.7...1.25*US, CAGE CLAMP CONNECTION, SIZE S00 | 37.33 | TEM | 1 | CP | 0.257 | 1
3RH11222KB40 | COUPLING RELAY, 2NO+2NC, DC 24 V, 0.7...1.25*US, WITH VARISTOR CAGE CLAMP CONNECTION, SIZE S00 | 42.64 | TEM | 1 | CP | 0.258 | 1
3RH11222KB40 | COUPLING RELAY, 2NO+2NC, DC 24 V, 0.7...1.25*US, WITH VARISTOR CAGE CLAMP CONNECTION, SIZE S00 | 42.64 | TEM | 1 | CP | 0.258 | 1
3RH11222KB400LA0 | CONTACTOR RELAY, 2NO+1NC, DC 24V, 0.7...1.25*US, WITH VARISTOR, 3-POLE CAGE CLAMP CONNECTION, SIZE S00 | 65.79 | TEM | 1 | CP | 0.286 | 1
3RH11222KB400LA0 | CONTACTOR RELAY, 2NO+1NC, DC 24V, 0.7...1.25*US, WITH VARISTOR, 3-POLE CAGE CLAMP CONNECTION, SIZE S00 | 65.79 | TEM | 1 | CP | 0.286 | 1
3RH11222KF40 | COUPLING RELAY, 2NO+2NC, DC 110 V, 0.7...1.25*US, WITH VARISTOR CAGE CLAMP CONNECTION, SIZE S00 | 42.64 | TEM | 1 | CP | 0.256 | 1
3RH11222KF40 | COUPLING RELAY, 2NO+2NC, DC 110 V, 0.7...1.25*US, WITH VARISTOR CAGE CLAMP CONNECTION, SIZE S00 | 42.64 | TEM | 1 | CP | 0.256 | 1
3RH11222KF400LA0 | CONTACTOR RELAY, 2NO+1NC, DC 110V, 0.7...1.25*US, WITH VARISTOR, 3-POLE SPRING-LOADED TERM., SIZE S00 FOR RAILWAY APPLICATION | 65.79 | TEM | 1 | CP | 0.287 | 1
3RH11222KF400LA0 | CONTACTOR RELAY, 2NO+1NC, DC 110V, 0.7...1.25*US, WITH VARISTOR, 3-POLE SPRING-LOADED TERM., SIZE S00 FOR RAILWAY APPLICATION | 65.79 | TEM | 1 | CP | 0.287 | 1
3RH11222VB40 | COUPLING RELAY F. AUXILIARY CIRCUITS, 2NO+2NC, 24V DC, SIZE S00, 0.85...1.85XUS, 1.4W, CAGE CLAMP CONNECTION, DIODE BUILT-IN | 43.55 | TEM | 1 | CP | 0.256 | 1
3RH11222VB40 | COUPLING RELAY F. AUXILIARY CIRCUITS, 2NO+2NC, 24V DC, SIZE S00, 0.85...1.85XUS, 1.4W, CAGE CLAMP CONNECTION, DIODE BUILT-IN | 43.55 | TEM | 1 | CP | 0.256 | 1
3RH11311AB00 | CONTACTOR RELAY, 3NO+1NC, AC 24 V, 50 HZ, SCREW CONNECTION, SIZE S00 | 32.13 | TEM | 1 | CP | 0.206 | 1
3RH11311AB00 | CONTACTOR RELAY, 3NO+1NC, AC 24 V, 50 HZ, SCREW CONNECTION, SIZE S00 | 32.13 | TEM | 1 | CP | 0.206 | 1
3RH11311AD00 | CONTACTOR RELAY, 3NO+1NC, AC 42V 50/60HZ, SCREW CONNECTION, SIZE S00 | 34.99 | TEM | 1 | CP | 0.203 | 1
3RH11311AD00 | CONTACTOR RELAY, 3NO+1NC, AC 42V 50/60HZ, SCREW CONNECTION, SIZE S00 | 34.99 | TEM | 1 | CP | 0.203 | 1
3RH11311AF00 | CONTACTOR RELAY, 3NO+1NC, AC 110 V, 50 HZ, SCREW CONNECTION, SIZE S00 | 32.13 | TEM | 1 | CP | 0.205 | 1
3RH11311AF00 | CONTACTOR RELAY, 3NO+1NC, AC 110 V, 50 HZ, SCREW CONNECTION, SIZE S00 | 32.13 | TEM | 1 | CP | 0.205 | 1
3RH11311AH00 | CONTACTOR RELAY, 3NO+1NC, AC 48V 50/60HZ, SCREW CONNECTION, SIZE S00 | 32.13 | TEM | 1 | CP | 0.203 | 1
3RH11311AH00 | CONTACTOR RELAY, 3NO+1NC, AC 48V 50/60HZ, SCREW CONNECTION, SIZE S00 | 32.13 | TEM | 1 | CP | 0.203 | 1
3RH11311AN10 | CONTACTOR RELAY, 3NO+1NC, AC 220 V, 60 HZ, SCREW CONNECTION, SIZE S00 | 34.99 | TEM | 1 | CP | 0.201 | 1
3RH11311AN10 | CONTACTOR RELAY, 3NO+1NC, AC 220 V, 60 HZ, SCREW CONNECTION, SIZE S00 | 34.99 | TEM | 1 | CP | 0.201 | 1
3RH11311AN20 | CONTACTOR RELAY, 3NO+1NC, AC 220 V, 50/60 HZ, SCREW CONNECTION, SIZE S00 | 32.13 | TEM | 1 | CP | 0.2 | 1
3RH11311AN20 | CONTACTOR RELAY, 3NO+1NC, AC 220 V, 50/60 HZ, SCREW CONNECTION, SIZE S00 | 32.13 | TEM | 1 | CP | 0.2 | 1
3RH11311AP00 | CONTACTOR RELAY, 3NO+1NC, AC 230 V, 50/60 HZ, SCREW CONNECTION, SIZE S00 | 32.13 | TEM | 1 | CP | 0.202 | 1
3RH11311AP00 | CONTACTOR RELAY, 3NO+1NC, AC 230 V, 50/60 HZ, SCREW CONNECTION, SIZE S00 | 32.13 | TEM | 1 | CP | 0.202 | 1
3RH11311AR60 | CONTACTOR RELAY, 3 NO + 1 NC, AC 400 V 50HZ/400...440V, 60HZ, SCREW-TYPE CONNECT., MOD. S00 | 34.99 | TEM | 1 | CP | 0.205 | 1
3RH11311AR60 | CONTACTOR RELAY, 3 NO + 1 NC, AC 400 V 50HZ/400...440V, 60HZ, SCREW-TYPE CONNECT., MOD. S00 | 34.99 | TEM | 1 | CP | 0.205 | 1
3RH11311BB40 | CONTACTOR RELAY, 3NO+1NC, DC 24 V, SCREW CONNECTION, SIZE S00 | 36.92 | TEM | 1 | CP | 0.261 | 1
3RH11311BB40 | CONTACTOR RELAY, 3NO+1NC, DC 24 V, SCREW CONNECTION, SIZE S00 | 36.92 | TEM | 1 | CP | 0.261 | 1
3RH11311BD40 | CONTACTOR RELAY, 3NO+1NC, DC 42 V, SCREW CONNECTION, SIZE S00 | 40.6 | TEM | 1 | CP | 0.265 | 1
3RH11311BD40 | CONTACTOR RELAY, 3NO+1NC, DC 42 V, SCREW CONNECTION, SIZE S00 | 40.6 | TEM | 1 | CP | 0.265 | 1
3RH11311BE40 | CONTACTOR RELAY, 3NO+1NC, DC 60 V, SCREW CONNECTION, SIZE S00 | 40.6 | TEM | 1 | CP | 0.262 | 1
3RH11311BE40 | CONTACTOR RELAY, 3NO+1NC, DC 60 V, SCREW CONNECTION, SIZE S00 | 40.6 | TEM | 1 | CP | 0.262 | 1
3RH11311BF40 | CONTACTOR RELAY, 3NO+1NC, DC 110 V, SCREW CONNECTION, SIZE S00 | 36.92 | TEM | 1 | CP | 0.263 | 1
3RH11311BF40 | CONTACTOR RELAY, 3NO+1NC, DC 110 V, SCREW CONNECTION, SIZE S00 | 36.92 | TEM | 1 | CP | 0.263 | 1
3RH11311BF40 | CONTACTOR RELAY, 3NO+1NC, DC 110 V, SCREW CONNECTION, SIZE S00 | 36.92 | TEM | 1 | CP | 0.263 | 1
3RH11311BG40 | CONTACTOR RELAY, 3NO+1NC, DC 125 V, SCREW CONNECTION, SIZE S00 | 40.6 | TEM | 1 | CP | 0.259 | 1
3RH11311BG40 | CONTACTOR RELAY, 3NO+1NC, DC 125 V, SCREW CONNECTION, SIZE S00 | 40.6 | TEM | 1 | CP | 0.259 | 1
3RH11311BG40 | CONTACTOR RELAY, 3NO+1NC, DC 125 V, SCREW CONNECTION, SIZE S00 | 40.6 | TEM | 1 | CP | 0.259 | 1
3RH11311BM40 | CONTACTOR RELAY, 3NO+1NC, DC 220 V, SCREW CONNECTION, SIZE S00 | 36.92 | TEM | 1 | CP | 0.26 | 1
3RH11311BM40 | CONTACTOR RELAY, 3NO+1NC, DC 220 V, SCREW CONNECTION, SIZE S00 | 36.92 | TEM | 1 | CP | 0.26 | 1
3RH11311BW40 | CONTACTOR RELAY, 3NO+1NC, DC 48 V, SCREW CONNECTION, SIZE S00 | 36.92 | TEM | 1 | CP | 0.263 | 1
3RH11311BW40 | CONTACTOR RELAY, 3NO+1NC, DC 48 V, SCREW CONNECTION, SIZE S00 | 36.92 | TEM | 1 | CP | 0.263 | 1
3RH11311HB40 | COUPLING RELAY, 3NO+1NC, DC 24 V, 0.7...1.25*US, SCREW CONNECTION, SIZE S00 | 36.82 | TEM | 1 | CP | 0.261 | 1
3RH11311HB40 | COUPLING RELAY, 3NO+1NC, DC 24 V, 0.7...1.25*US, SCREW CONNECTION, SIZE S00 | 36.82 | TEM | 1 | CP | 0.261 | 1
3RH11311JB40 | COUPLING RELAY, 3NO+1NC, DC 24 V, 0.7...1.25*US, W.DIODE SCREW CONNECTION, SIZE S00 | 42.64 | TEM | 1 | CP | 0.26 | 1
3RH11311JB40 | COUPLING RELAY, 3NO+1NC, DC 24 V, 0.7...1.25*US, W.DIODE SCREW CONNECTION, SIZE S00 | 42.64 | TEM | 1 | CP | 0.26 | 1
3RH11311KB40 | COUPLING RELAY, 3NO+1NC, DC 24 V, 0.7...1.25*US, WITH VARISTOR SCREW CONNECTION, SIZE S00 | 41.82 | TEM | 1 | CP | 0.259 | 1
3RH11311KB40 | COUPLING RELAY, 3NO+1NC, DC 24 V, 0.7...1.25*US, WITH VARISTOR SCREW CONNECTION, SIZE S00 | 41.82 | TEM | 1 | CP | 0.259 | 1
3RH11311MB400KT0 | COUPLING RELAY F. AUXILIARY CIRCUITS, 3NO+1 NC, 24V DC, SIZE S00, 0.85...1.85XUS, 1.4W, SCREW CONNECTION, WITHOUT SURGE SUPPRESSOR | 36.82 | TEM | 1 | CP | 0.259 | 1
3RH11311MB400KT0 | COUPLING RELAY F. AUXILIARY CIRCUITS, 3NO+1 NC, 24V DC, SIZE S00, 0.85...1.85XUS, 1.4W, SCREW CONNECTION, WITHOUT SURGE SUPPRESSOR | 36.82 | TEM | 1 | CP | 0.259 | 1
3RH11311VB40 | COUPLING RELAY F. AUXILIARY CIRCUITS, 3NO+1 NC, 24V DC, SIZE S00, 0.85...1.85XUS, 1.4W, SCREW CONNECTION, DIODE BUILT-IN | 42.64 | TEM | 1 | CP | 0.26 | 1
3RH11311VB40 | COUPLING RELAY F. AUXILIARY CIRCUITS, 3NO+1 NC, 24V DC, SIZE S00, 0.85...1.85XUS, 1.4W, SCREW CONNECTION, DIODE BUILT-IN | 42.64 | TEM | 1 | CP | 0.26 | 1
3RH11312AB00 | CONTACTOR RELAY, 3NO+1NC, AC 24 V, 50 HZ, CAGE CLAMP CONNECTION, SIZE S00 | 32.74 | TEM | 1 | CP | 0.202 | 1
3RH11312AB00 | CONTACTOR RELAY, 3NO+1NC, AC 24 V, 50 HZ, CAGE CLAMP CONNECTION, SIZE S00 | 32.74 | TEM | 1 | CP | 0.202 | 1
3RH11312AF00 | CONTACTOR RELAY, 3NO+1NC, AC 110 V, 50 HZ, CAGE CLAMP CONNECTION, SIZE S00 | 32.74 | TEM | 1 | CP | 0.202 | 1
3RH11312AF00 | CONTACTOR RELAY, 3NO+1NC, AC 110 V, 50 HZ, CAGE CLAMP CONNECTION, SIZE S00 | 32.74 | TEM | 1 | CP | 0.202 | 1
3RH11312AN20 | CONTACTOR RELAY, 3NO+1NC, AC 220 V, 50/60 HZ, CAGE CLAMP CONNECTION, SIZE S00 | 32.74 | TEM | 1 | CP | 0.196 | 1
3RH11312AN20 | CONTACTOR RELAY, 3NO+1NC, AC 220 V, 50/60 HZ, CAGE CLAMP CONNECTION, SIZE S00 | 32.74 | TEM | 1 | CP | 0.196 | 1
3RH11312AP00 | CONTACTOR RELAY, 3NO+1NC, AC 220 V, 50 HZ, CAGE CLAMP CONNECTION, SIZE S00 | 32.74 | TEM | 1 | CP | 0.199 | 1
3RH11312AP00 | CONTACTOR RELAY, 3NO+1NC, AC 220 V, 50 HZ, CAGE CLAMP CONNECTION, SIZE S00 | 32.74 | TEM | 1 | CP | 0.199 | 1
3RH11312BB40 | CONTACTOR RELAY, 3NO+1NC, DC 24 V, CAGE CLAMP CONNECTION, SIZE S00 | 37.43 | TEM | 1 | CP | 0.262 | 1
3RH11312BB40 | CONTACTOR RELAY, 3NO+1NC, DC 24 V, CAGE CLAMP CONNECTION, SIZE S00 | 37.43 | TEM | 1 | CP | 0.262 | 1
3RH11312BF40 | CONTACTOR RELAY, 3NO+1NC, DC 110 V, CAGE-CLAMP CONNECTION, SIZE S00 | 37.43 | TEM | 1 | CP | 0.258 | 1
3RH11312BF40 | CONTACTOR RELAY, 3NO+1NC, DC 110 V, CAGE-CLAMP CONNECTION, SIZE S00 | 37.43 | TEM | 1 | CP | 0.258 | 1
3RH11312BM40 | CONTACTOR RELAY, 3NO+1NC, DC 220 V, CAGE CLAMP CONNECTION, SIZE S00 | 37.43 | TEM | 1 | CP | 0.254 | 1
3RH11312BM40 | CONTACTOR RELAY, 3NO+1NC, DC 220 V, CAGE CLAMP CONNECTION, SIZE S00 | 37.43 | TEM | 1 | CP | 0.254 | 1
3RH11401AB00 | CONTACTOR RELAY, 4NO, AC 24 V, 50 HZ, SCREW CONNECTION, SIZE S00 | 32.13 | TEM | 1 | CP | 0.205 | 1
3RH11401AB00 | CONTACTOR RELAY, 4NO, AC 24 V, 50 HZ, SCREW CONNECTION, SIZE S00 | 32.13 | TEM | 1 | CP | 0.205 | 1
3RH11401AD00 | CONTACTOR RELAY, 4NO, AC 42V 50/60 HZ, SCREW CONNECTION, SIZE S00 | 34.99 | TEM | 1 | CP | 0.203 | 1
3RH11401AD00 | CONTACTOR RELAY, 4NO, AC 42V 50/60 HZ, SCREW CONNECTION, SIZE S00 | 34.99 | TEM | 1 | CP | 0.203 | 1
3RH11401AF00 | CONTACTOR RELAY, 4NO, AC 110 V, 50 HZ, SCREW CONNECTION, SIZE S00 | 32.13 | TEM | 1 | CP | 0.204 | 1
3RH11401AF00 | CONTACTOR RELAY, 4NO, AC 110 V, 50 HZ, SCREW CONNECTION, SIZE S00 | 32.13 | TEM | 1 | CP | 0.204 | 1
3RH11401AH00 | CONTACTOR RELAY, 4NO, AC 48V 50/60 HZ, SCREW CONNECTION, SIZE S00 | 32.13 | TEM | 1 | CP | 0.204 | 1
3RH11401AH00 | CONTACTOR RELAY, 4NO, AC 48V 50/60 HZ, SCREW CONNECTION, SIZE S00 | 32.13 | TEM | 1 | CP | 0.204 | 1
3RH11401AN10 | CONTACTOR RELAY, 4NO, AC 220 V, 60 HZ, SCREW CONNECTION, SIZE S00 | 34.99 | TEM | 1 | CP | 0.2 | 1
3RH11401AN10 | CONTACTOR RELAY, 4NO, AC 220 V, 60 HZ, SCREW CONNECTION, SIZE S00 | 34.99 | TEM | 1 | CP | 0.2 | 1
3RH11401AN20 | CONTACTOR RELAY, 4NO, AC 220 V, 50/60 HZ, SCREW CONNECTION, SIZE S00 | 32.13 | TEM | 1 | CP | 0.2 | 1
3RH11401AN20 | CONTACTOR RELAY, 4NO, AC 220 V, 50/60 HZ, SCREW CONNECTION, SIZE S00 | 32.13 | TEM | 1 | CP | 0.2 | 1
3RH11401AP00 | CONTACTOR RELAY, 4NO, AC 230 V, 50/60 HZ, SCREW CONNECTION, SIZE S00 | 32.13 | TEM | 1 | CP | 0.204 | 1
3RH11401AP00 | CONTACTOR RELAY, 4NO, AC 230 V, 50/60 HZ, SCREW CONNECTION, SIZE S00 | 32.13 | TEM | 1 | CP | 0.204 | 1
3RH11401AV00 | CONTACTOR RELAY, 4 NO, AC 400 V 50/60 HZ, SCREW CONNECTION, SIZE S00 | 34.99 | TEM | 1 | CP | 0.198 | 1
3RH11401AV00 | CONTACTOR RELAY, 4 NO, AC 400 V 50/60 HZ, SCREW CONNECTION, SIZE S00 | 34.99 | TEM | 1 | CP | 0.198 | 1
3RH11401BA40 | CONTACTOR RELAY, 4NO, DC 12 V, SCREW CONNECTION, SIZE S00 | 40.6 | TEM | 1 | CP | 0.262 | 1
3RH11401BA40 | CONTACTOR RELAY, 4NO, DC 12 V, SCREW CONNECTION, SIZE S00 | 40.6 | TEM | 1 | CP | 0.262 | 1
3RH11401BB40 | CONTACTOR RELAY, 4NO, DC 24 V, SCREW CONNECTION, SIZE S00 | 36.92 | TEM | 1 | CP | 0.264 | 1
3RH11401BB40 | CONTACTOR RELAY, 4NO, DC 24 V, SCREW CONNECTION, SIZE S00 | 36.92 | TEM | 1 | CP | 0.264 | 1
3RH11401BE40 | CONTACTOR RELAY, 4NO, DC 60 V, SCREW CONNECTION, SIZE S00 | 40.6 | TEM | 1 | CP | 0.263 | 1
3RH11401BE40 | CONTACTOR RELAY, 4NO, DC 60 V, SCREW CONNECTION, SIZE S00 | 40.6 | TEM | 1 | CP | 0.263 | 1
3RH11401BF40 | CONTACTOR RELAY, 4NO, DC 110 V, SCREW CONNECTION, SIZE S00 | 36.92 | TEM | 1 | CP | 0.262 | 1
3RH11401BF40 | CONTACTOR RELAY, 4NO, DC 110 V, SCREW CONNECTION, SIZE S00 | 36.92 | TEM | 1 | CP | 0.262 | 1
3RH11401BF40 | CONTACTOR RELAY, 4NO, DC 110 V, SCREW CONNECTION, SIZE S00 | 36.92 | TEM | 1 | CP | 0.262 | 1
3RH11401BG40 | CONTACTOR RELAY, 4NO, DC 125 V, SCREW CONNECTION, SIZE S00 | 40.6 | TEM | 1 | CP | 0.257 | 1
3RH11401BG40 | CONTACTOR RELAY, 4NO, DC 125 V, SCREW CONNECTION, SIZE S00 | 40.6 | TEM | 1 | CP | 0.257 | 1
3RH11401BM40 | CONTACTOR RELAY, 4NO, DC 220 V, SCREW CONNECTION, SIZE S00 | 36.92 | TEM | 1 | CP | 0.26 | 1
3RH11401BM40 | CONTACTOR RELAY, 4NO, DC 220 V, SCREW CONNECTION, SIZE S00 | 36.92 | TEM | 1 | CP | 0.26 | 1
3RH11401BW40 | CONTACTOR RELAY, 4NO, DC 48 V, SCREW CONNECTION, SIZE S00 | 36.92 | TEM | 1 | CP | 0.263 | 1
3RH11401BW40 | CONTACTOR RELAY, 4NO, DC 48 V, SCREW CONNECTION, SIZE S00 | 36.92 | TEM | 1 | CP | 0.263 | 1
3RH11401JB40 | COUPLING RELAY, 4NO, DC 24 V, 0.7...1.25*US, W.DIODE SCREW CONNECTION, SIZE S00 | 42.64 | TEM | 1 | CP | 0.259 | 1
3RH11401JB40 | COUPLING RELAY, 4NO, DC 24 V, 0.7...1.25*US, W.DIODE SCREW CONNECTION, SIZE S00 | 42.64 | TEM | 1 | CP | 0.259 | 1
3RH11401KB40 | COUPLING RELAY, 4NO, DC 24 V, 0.7...1.25*US, WITH VARISTOR, SCREW CONNECTION, SIZE S00 | 41.82 | TEM | 1 | CP | 0.259 | 1
3RH11401KB40 | COUPLING RELAY, 4NO, DC 24 V, 0.7...1.25*US, WITH VARISTOR, SCREW CONNECTION, SIZE S00 | 41.82 | TEM | 1 | CP | 0.259 | 1
3RH11401VB40 | COUPLING RELAY F. AUXILIARY CIRCUITS, 4NO, 24V DC, SIZE S00, 0.85...1.85XUS, 1.4W, SCREW CONNECTION, DIODE BUILT-IN | 42.64 | TEM | 1 | CP | 0.26 | 1
3RH11401VB40 | COUPLING RELAY F. AUXILIARY CIRCUITS, 4NO, 24V DC, SIZE S00, 0.85...1.85XUS, 1.4W, SCREW CONNECTION, DIODE BUILT-IN | 42.64 | TEM | 1 | CP | 0.26 | 1
3RH11402AB00 | CONTACTOR RELAY, 4NO, AC 24 V, 50 HZ, CAGE CLAMP CONNECTION, SIZE S00 | 32.74 | TEM | 1 | CP | 0.201 | 1
3RH11402AB00 | CONTACTOR RELAY, 4NO, AC 24 V, 50 HZ, CAGE CLAMP CONNECTION, SIZE S00 | 32.74 | TEM | 1 | CP | 0.201 | 1
3RH11402AF00 | CONTACTOR RELAY, 4NO, AC 110 V, 50 HZ, CAGE CLAMP CONNECTION, SIZE S00 | 32.74 | TEM | 1 | CP | 0.201 | 1
3RH11402AF00 | CONTACTOR RELAY, 4NO, AC 110 V, 50 HZ, CAGE CLAMP CONNECTION, SIZE S00 | 32.74 | TEM | 1 | CP | 0.201 | 1
3RH11402AP00 | CONTACTOR RELAY, 4NO, AC 220 V, 50 HZ, CAGE CLAMP CONNECTION, SIZE S00 | 32.74 | TEM | 1 | CP | 0.2 | 1
3RH11402AP00 | CONTACTOR RELAY, 4NO, AC 220 V, 50 HZ, CAGE CLAMP CONNECTION, SIZE S00 | 32.74 | TEM | 1 | CP | 0.2 | 1
3RH11402BB40 | CONTACTOR RELAY, 4NO, DC 24 V, CAGE CLAMP CONNECTION, SIZE S00 | 37.43 | TEM | 1 | CP | 0.26 | 1
3RH11402BB40 | CONTACTOR RELAY, 4NO, DC 24 V, CAGE CLAMP CONNECTION, SIZE S00 | 37.43 | TEM | 1 | CP | 0.26 | 1
3RH11402BM40 | CONTACTOR RELAY, 4NO, DC 220 V, CAGE CLAMP CONNECTION, SIZE S00 | 37.43 | TEM | 1 | CP | 0.254 | 1
3RH11402BM40 | CONTACTOR RELAY, 4NO, DC 220 V, CAGE CLAMP CONNECTION, SIZE S00 | 37.43 | TEM | 1 | CP | 0.254 | 1
3RH11402JB40 | COUPLING RELAY, 4NO DC 24 V, 0.7...1.25*US, W.DIODE CAGE CLAMP CONNECTION, SIZE S00 | 43.55 | TEM | 1 | CP | 0.258 | 1
3RH11402JB40 | COUPLING RELAY, 4NO DC 24 V, 0.7...1.25*US, W.DIODE CAGE CLAMP CONNECTION, SIZE S00 | 43.55 | TEM | 1 | CP | 0.258 | 1
3RH11402KB40 | COUPLING RELAY, 4NO, DC 24 V, 0.7...1.25*US, WITH VARISTOR, CAGE CLAMP CONNECTION, SIZE S00 | 42.64 | TEM | 1 | CP | 0.257 | 1
3RH11402KB40 | COUPLING RELAY, 4NO, DC 24 V, 0.7...1.25*US, WITH VARISTOR, CAGE CLAMP CONNECTION, SIZE S00 | 42.64 | TEM | 1 | CP | 0.257 | 1
3RH12441AP00 | CONTACTOR RELAY, 4 NO+4 NC, W. PERMANENT. JOINTED AUXILIARY SWITCH BLOCK, AC 230V, 50/60HZ | 50.49 | TEM | 1 | CP | 0.25 | 1
3RH12441AP00 | CONTACTOR RELAY, 4 NO+4 NC, W. PERMANENT. JOINTED AUXILIARY SWITCH BLOCK, AC 230V, 50/60HZ | 50.49 | TEM | 1 | CP | 0.25 | 1
3RH12441BB40 | CONTACTOR RELAY, 4NO+4NC, W. PERMANENT. JOINTED AUXILIARY SWITCH BLOCK 24V DC, SIZE S00, SCREW CONNECTION, SIZE S00 | 55.28 | TEM | 1 | CP | 0.312 | 1
3RH12441BB40 | CONTACTOR RELAY, 4NO+4NC, W. PERMANENT. JOINTED AUXILIARY SWITCH BLOCK 24V DC, SIZE S00, SCREW CONNECTION, SIZE S00 | 55.28 | TEM | 1 | CP | 0.312 | 1
3RH12442AP00 | CONTACTOR RELAY, 4 NO+4 NC, W. PERMANENT. JOINTED AUXILIARY SWITCH BLOCK, CAGE CLAMP CONNECTION, AC 230V, 50/60HZ | 51.31 | TEM | 1 | CP | 0.252 | 1
3RH12442AP00 | CONTACTOR RELAY, 4 NO+4 NC, W. PERMANENT. JOINTED AUXILIARY SWITCH BLOCK, CAGE CLAMP CONNECTION, AC 230V, 50/60HZ | 51.31 | TEM | 1 | CP | 0.252 | 1
3RH12442BB40 | CONTACTOR RELAY, 4NO+4NC, W. PERMANENT. JOINTED AUXILIARY SWITCH BLOCK 24V DC, SIZE S00, CAGE CLAMP CONNECTION, SIZE S00 | 56.1 | TEM | 1 | CP | 0.313 | 1
3RH12442BB40 | CONTACTOR RELAY, 4NO+4NC, W. PERMANENT. JOINTED AUXILIARY SWITCH BLOCK 24V DC, SIZE S00, CAGE CLAMP CONNECTION, SIZE S00 | 56.1 | TEM | 1 | CP | 0.313 | 1
3RH12621AP00 | CONTACTOR RELAY, 6 NO+2 NC, W. PERMANENT. JOINTED AUXILIARY SWITCH BLOCK, AC 230V, 50/60HZ | 50.49 | TEM | 1 | CP | 0.25 | 1
3RH12621AP00 | CONTACTOR RELAY, 6 NO+2 NC, W. PERMANENT. JOINTED AUXILIARY SWITCH BLOCK, AC 230V, 50/60HZ | 50.49 | TEM | 1 | CP | 0.25 | 1
3RH12621BB40 | CONTACTOR RELAY, 6NO+2NC, W. PERMANENT. JOINTED AUXILIARY SWITCH BLOCK 24V DC, SIZE S00, SCREW CONNECTION, SIZE S00 | 55.28 | TEM | 1 | CP | 0.31 | 1
3RH12621BB40 | CONTACTOR RELAY, 6NO+2NC, W. PERMANENT. JOINTED AUXILIARY SWITCH BLOCK 24V DC, SIZE S00, SCREW CONNECTION, SIZE S00 | 55.28 | TEM | 1 | CP | 0.31 | 1
3RH13441AP00 | CONTACTOR RELAY, 4NO+4NC, AC 230 V, 50/60 HZ, SCREW CONNECTION, SIZE S00 | 51.31 | TEM | 1 | CP | 0.252 | 1
3RH13441AP00 | CONTACTOR RELAY, 4NO+4NC, AC 230 V, 50/60 HZ, SCREW CONNECTION, SIZE S00 | 51.31 | TEM | 1 | CP | 0.252 | 1
3RH13531DF400KA0 | CONTACTOR RELAY,5NO+3NC,110V DC SCREW TERMINAL, SIZE S00, MOUNTED VARISTOR 2NO+2NC BASIC DEVICE /DIN EN 50005 | 65.18 | TEM | 1 | CP | 0.317 | 1
3RH13531DF400KA0 | CONTACTOR RELAY,5NO+3NC,110V DC SCREW TERMINAL, SIZE S00, MOUNTED VARISTOR 2NO+2NC BASIC DEVICE /DIN EN 50005 | 65.18 | TEM | 1 | CP | 0.317 | 1
3RH13531DG400KA0 | CONTACTOR RELAY,5NO+3NC,125V DC SCREW TERMINAL, SIZE S00, MOUNTED VARISTOR 2NO+2NC BASIC DEVICE /DIN EN 50005 | 65.18 | TEM | 1 | CP | 0.316 | 1
3RH13531DG400KA0 | CONTACTOR RELAY,5NO+3NC,125V DC SCREW TERMINAL, SIZE S00, MOUNTED VARISTOR 2NO+2NC BASIC DEVICE /DIN EN 50005 | 65.18 | TEM | 1 | CP | 0.316 | 1
3RH13622AF00 | CONTACTOR RELAY, 6NO + 2NC, 110 V AC, 50 HZ CAGE CLAMP CONNECTION, SIZE S00 | 52.22 | TEM | 1 | CP | 0.254 | 1
3RH13622AF00 | CONTACTOR RELAY, 6NO + 2NC, 110 V AC, 50 HZ CAGE CLAMP CONNECTION, SIZE S00 | 52.22 | TEM | 1 | CP | 0.254 | 1
3RH13622BB40 | CONT. RELAY, 24 V DC, 6S, U.2S CAGE CLAMP CONNECTION, SIZE S00 | 56.81 | TEM | 1 | CP | 0.314 | 1
3RH13622BB40 | CONT. RELAY, 24 V DC, 6S, U.2S CAGE CLAMP CONNECTION, SIZE S00 | 56.81 | TEM | 1 | CP | 0.314 | 1
3RH14221AB00 | CONTACTOR RELAY, LATCHED, 4-POLE, 2 NO + 2 NC, SIZE S00, AC 24 V, 50/60 HZ | 107.51 | TEM | 1 | CP | 0.384 | 1
3RH14221AB00 | CONTACTOR RELAY, LATCHED, 4-POLE, 2 NO + 2 NC, SIZE S00, AC 24 V, 50/60 HZ | 107.51 | TEM | 1 | CP | 0.384 | 1
3RH14221AF00 | CONTACTOR RELAY, LATCHED, 4-POLE, 2 NO + 2 NC, SIZE S00, AC 110 V, 50/60 HZ | 107.51 | TEM | 1 | CP | 0.4 | 1
3RH14221AF00 | CONTACTOR RELAY, LATCHED, 4-POLE, 2 NO + 2 NC, SIZE S00, AC 110 V, 50/60 HZ | 107.51 | TEM | 1 | CP | 0.4 | 1
3RH14221AP00 | CONTACTOR RELAY, LATCHED, 4-POLE, 2 NO + 2 NC, SIZE S00, AC 230 V, 50/60 HZ | 107.51 | TEM | 1 | CP | 0.385 | 1
3RH14221AP00 | CONTACTOR RELAY, LATCHED, 4-POLE, 2 NO + 2 NC, SIZE S00, AC 230 V, 50/60 HZ | 107.51 | TEM | 1 | CP | 0.385 | 1
3RH14221BB40 | CONTACTOR RELAY, LATCHED, 4-POLE, 2 NO + 2 NC, SIZE S00, DC 24 V | 111.89 | TEM | 1 | CP | 0.508 | 1
3RH14221BB40 | CONTACTOR RELAY, LATCHED, 4-POLE, 2 NO + 2 NC, SIZE S00, DC 24 V | 111.89 | TEM | 1 | CP | 0.508 | 1
3RH14221BF40 | CONTACTOR RELAY, LATCHED, 4-POLE, 2 NO + 2 NC, SIZE S00, DC 110 V | 111.89 | TEM | 1 | CP | 0.505 | 1
3RH14221BF40 | CONTACTOR RELAY, LATCHED, 4-POLE, 2 NO + 2 NC, SIZE S00, DC 110 V | 111.89 | TEM | 1 | CP | 0.505 | 1
3RH14221BM40 | CONTACTOR RELAY, LATCHED, 4-POLE, 2 NO + 2 NC, SIZE S00, DC 220V | 111.89 | TEM | 1 | CP | 0.499 | 1
3RH14221BM40 | CONTACTOR RELAY, LATCHED, 4-POLE, 2 NO + 2 NC, SIZE S00, DC 220V | 111.89 | TEM | 1 | CP | 0.499 | 1
3RH14311AN20 | CONTACTOR RELAY, LATCHED, 4-POLE, 3 NO + 1 NC, SIZE S00, AC 220 V, 50/60 HZ | 107.51 | TEM | 1 | CP | 0.383 | 1
3RH14311AN20 | CONTACTOR RELAY, LATCHED, 4-POLE, 3 NO + 1 NC, SIZE S00, AC 220 V, 50/60 HZ | 107.51 | TEM | 1 | CP | 0.383 | 1
3RH14311AP00 | AUXILIARY CONTACTOR LATCHED, 4-POLE, 3NO+1NC, SZ S00, AC 230V, 50/60HZ | 107.51 | TEM | 1 | CP | 0.384 | 1
3RH14311AP00 | AUXILIARY CONTACTOR LATCHED, 4-POLE, 3NO+1NC, SZ S00, AC 230V, 50/60HZ | 107.51 | TEM | 1 | CP | 0.384 | 1
3RH14311BB40 | CONTACTOR RELAY, LATCHED, 4-POLE, 3 NO + 1 NC, SIZE S00, DC 24 V | 111.89 | TEM | 1 | CP | 0.505 | 1
3RH14311BB40 | CONTACTOR RELAY, LATCHED, 4-POLE, 3 NO + 1 NC, SIZE S00, DC 24 V | 111.89 | TEM | 1 | CP | 0.505 | 1
3RH19111AA01 | AUXILIARY SWITCH BLOCK, 1NC, DIN EN 50005, CONNECTION FROM ABOVE, SCREW CONNECTION, F. CONTACTOR RELAYS A. CONTACT. FOR SWITCHING MOTORS, SIZE S00 | 5.7 | TEM | 1 | CP | 0.016 | 1
3RH19111AA01 | AUXILIARY SWITCH BLOCK, 1NC, DIN EN 50005, CONNECTION FROM ABOVE, SCREW CONNECTION, F. CONTACTOR RELAYS A. CONTACT. FOR SWITCHING MOTORS, SIZE S00 | 5.7 | TEM | 1 | CP | 0.016 | 1
3RH19111AA10 | AUXILIARY SWITCH BLOCK, 1NO, DIN EN 50005, CONNECTION FROM ABOVE, SCREW CONNECTION, F. CONTACTOR RELAYS A. CONTACT. FOR SWITCHING MOTORS, SIZE S00 | 5.7 | TEM | 1 | CP | 0.016 | 1
3RH19111AA10 | AUXILIARY SWITCH BLOCK, 1NO, DIN EN 50005, CONNECTION FROM ABOVE, SCREW CONNECTION, F. CONTACTOR RELAYS A. CONTACT. FOR SWITCHING MOTORS, SIZE S00 | 5.7 | TEM | 1 | CP | 0.016 | 1
3RH19111BA01 | AUXILIARY SWITCH BLOCK, 1NC, DIN EN 50005, CONNECTION FROM BELOW, SCREW CONNECTION, F. CONTACTOR RELAYS A. CONTACT. FOR SWITCHING MOTORS, SIZE S00 | 5.7 | TEM | 1 | CP | 0.016 | 1
3RH19111BA01 | AUXILIARY SWITCH BLOCK, 1NC, DIN EN 50005, CONNECTION FROM BELOW, SCREW CONNECTION, F. CONTACTOR RELAYS A. CONTACT. FOR SWITCHING MOTORS, SIZE S00 | 5.7 | TEM | 1 | CP | 0.016 | 1
3RH19111BA10 | AUX. SWITCH BLOCK, 1NO, DIN EN 50005, CONNECTION FROM BELOW, SCREW CONNECTION, F. CONTACTOR RELAYS A. CONTACT. | 5.7 | TEM | 1 | CP | 0.02 | 1
3RH19111BA10 | AUX. SWITCH BLOCK, 1NO, DIN EN 50005, CONNECTION FROM BELOW, SCREW CONNECTION, F. CONTACTOR RELAYS A. CONTACT. | 5.7 | TEM | 1 | CP | 0.02 | 1
3RH19111FA02 | AUXILIARY SWITCH BLOCK, 02, 2NC, DIN EN50005, SCREW CONNECTION, F. CONTACTOR RELAYS A. CONTACT. FOR SWITCHING MOTORS, SIZE S00 | 7.3 | TEM | 1 | CP | 0.04 | 1
3RH19111FA02 | AUXILIARY SWITCH BLOCK, 02, 2NC, DIN EN50005, SCREW CONNECTION, F. CONTACTOR RELAYS A. CONTACT. FOR SWITCHING MOTORS, SIZE S00 | 7.3 | TEM | 1 | CP | 0.04 | 1
3RH19111FA11 | AUXILIARY SWITCH BLOCK, 11, 1NO+1NC, DIN EN50005, SCREW CONNECTION, F. CONTACTOR RELAYS A. CONTACT. FOR SWITCHING MOTORS, SIZE S00 | 7.3 | TEM | 1 | CP | 0.04 | 1
3RH19111FA11 | AUXILIARY SWITCH BLOCK, 11, 1NO+1NC, DIN EN50005, SCREW CONNECTION, F. CONTACTOR RELAYS A. CONTACT. FOR SWITCHING MOTORS, SIZE S00 | 7.3 | TEM | 1 | CP | 0.04 | 1
3RH19111FA20 | AUXILIARY SWITCH BLOCK, 20, 2NO, DIN EN50005, SCREW CONNECTION, F. CONTACTOR RELAYS A. CONTACT. FOR SWITCHING MOTORS, SIZE S00 | 7.3 | TEM | 1 | CP | 0.04 | 1
3RH19111FA20 | AUXILIARY SWITCH BLOCK, 20, 2NO, DIN EN50005, SCREW CONNECTION, F. CONTACTOR RELAYS A. CONTACT. FOR SWITCHING MOTORS, SIZE S00 | 7.3 | TEM | 1 | CP | 0.04 | 1
3RH19111FA22 | AUXILIARY SWITCH BLOCK, 22, 2NO+2NC, DIN EN50005, SCREW CONNECTION, F. CONTACTOR RELAYS A. CONTACT. FOR SWITCHING MOTORS, SIZE S00 | 12.5 | TEM | 1 | CP | 0.051 | 1
3RH19111FA22 | AUXILIARY SWITCH BLOCK, 22, 2NO+2NC, DIN EN50005, SCREW CONNECTION, F. CONTACTOR RELAYS A. CONTACT. FOR SWITCHING MOTORS, SIZE S00 | 12.5 | TEM | 1 | CP | 0.051 | 1
3RH19111FA31 | AUXILIARY SWITCH BLOCK, 31, 3NO+1NC, DIN EN50005, SCREW CONNECTION, F. CONTACTOR RELAYS A. CONTACT. FOR SWITCHING MOTORS, SIZE S00 | 12.5 | TEM | 1 | CP | 0.051 | 1
3RH19111FA31 | AUXILIARY SWITCH BLOCK, 31, 3NO+1NC, DIN EN50005, SCREW CONNECTION, F. CONTACTOR RELAYS A. CONTACT. FOR SWITCHING MOTORS, SIZE S00 | 12.5 | TEM | 1 | CP | 0.051 | 1
3RH19111FA40 | AUXILIARY SWITCH BLOCK, 40, 4NO, DIN EN50005, SCREW CONNECTION, F. CONTACTOR RELAYS A. CONTACT. FOR SWITCHING MOTORS, SIZE S00 | 12.5 | TEM | 1 | CP | 0.051 | 1
3RH19111FA40 | AUXILIARY SWITCH BLOCK, 40, 4NO, DIN EN50005, SCREW CONNECTION, F. CONTACTOR RELAYS A. CONTACT. FOR SWITCHING MOTORS, SIZE S00 | 12.5 | TEM | 1 | CP | 0.051 | 1
3RH19111FA40 | AUXILIARY SWITCH BLOCK, 40, 4NO, DIN EN50005, SCREW CONNECTION, F. CONTACTOR RELAYS A. CONTACT. FOR SWITCHING MOTORS, SIZE S00 | 12.5 | TEM | 1 | CP | 0.051 | 1
3RH19111FB11 | AUXILIARY SWITCH BLOCK, 11, 1NO+1NC, 1U, DIN EN50005, SCREW CONNECTION, F. CONTACTOR RELAYS A. CONTACT. FOR SWITCHING MOTORS, SIZE S00 | 15.1 | TEM | 1 | CP | 0.04 | 1
3RH19111FB11 | AUXILIARY SWITCH BLOCK, 11, 1NO+1NC, 1U, DIN EN50005, SCREW CONNECTION, F. CONTACTOR RELAYS A. CONTACT. FOR SWITCHING MOTORS, SIZE S00 | 15.1 | TEM | 1 | CP | 0.04 | 1
3RH19111FB22 | AUX. SWITCH BLOCK, 22, 2NO+2NC, 1 U, DIN EN50005, SCREW CONNECTION, F. AUX.+MOT. CONTACTORS,SIZE S00 | 22.5 | TEM | 1 | CP | 0.051 | 1
3RH19111FB22 | AUX. SWITCH BLOCK, 22, 2NO+2NC, 1 U, DIN EN50005, SCREW CONNECTION, F. AUX.+MOT. CONTACTORS,SIZE S00 | 22.5 | TEM | 1 | CP | 0.051 | 1
3RH19111FC22 | AUXILIARY SWITCH BLOCK, , 22, 2NO+2NC 2U, DIN EN50005, SCREW CONNECTION, F. CONTACTOR RELAYS A. CONTACT. FOR SWITCHING MOTORS, SIZE S00 | 20.1 | TEM | 1 | CP | 0.051 | 1
3RH19111FC22 | AUXILIARY SWITCH BLOCK, , 22, 2NO+2NC 2U, DIN EN50005, SCREW CONNECTION, F. CONTACTOR RELAYS A. CONTACT. FOR SWITCHING MOTORS, SIZE S00 | 20.1 | TEM | 1 | CP | 0.051 | 1
3RH19111GA04 | AUXILIARY SWITCH BLOCK, 44E, 4NC, DIN EN50011, SCREW CONNECTION, FOR CONTACTOR RELAYS, 4-POLE | 12.5 | TEM | 1 | CP | 0.051 | 1
3RH19111GA04 | AUXILIARY SWITCH BLOCK, 44E, 4NC, DIN EN50011, SCREW CONNECTION, FOR CONTACTOR RELAYS, 4-POLE | 12.5 | TEM | 1 | CP | 0.051 | 1
3RH19111GA13 | AUXILIARY SWITCH BLOCK, 53E, 1NO+3NC, DIN EN50011, SCREW CONNECTION, FOR CONTACTOR RELAYS, 4-POLE | 12.5 | TEM | 1 | CP | 0.051 | 1
3RH19111GA13 | AUXILIARY SWITCH BLOCK, 53E, 1NO+3NC, DIN EN50011, SCREW CONNECTION, FOR CONTACTOR RELAYS, 4-POLE | 12.5 | TEM | 1 | CP | 0.051 | 1
3RH19111GA22 | AUXILIARY SWITCH BLOCK, 62E, 2NO+2NC, DIN EN50011, SCREW CONNECTION, FOR CONTACTOR RELAYS, 4-POLE | 12.5 | TEM | 1 | CP | 0.051 | 1
3RH19111GA22 | AUXILIARY SWITCH BLOCK, 62E, 2NO+2NC, DIN EN50011, SCREW CONNECTION, FOR CONTACTOR RELAYS, 4-POLE | 12.5 | TEM | 1 | CP | 0.051 | 1
3RH19111GA22 | AUXILIARY SWITCH BLOCK, 62E, 2NO+2NC, DIN EN50011, SCREW CONNECTION, FOR CONTACTOR RELAYS, 4-POLE | 12.5 | TEM | 1 | CP | 0.051 | 1
3RH19111GA31 | AUXILIARY SWITCH BLOCK, 71E, 3NO+1NC, DIN EN50011, SCREW CONNECTION, FOR CONTACTOR RELAYS, 4-POLE | 12.5 | TEM | 1 | CP | 0.051 | 1
3RH19111GA31 | AUXILIARY SWITCH BLOCK, 71E, 3NO+1NC, DIN EN50011, SCREW CONNECTION, FOR CONTACTOR RELAYS, 4-POLE | 12.5 | TEM | 1 | CP | 0.051 | 1
3RH19111GA40 | AUXILIARY SWITCH BLOCK, 80E, 4NO, DIN EN50011, SCREW CONNECTION, FOR CONTACTOR RELAYS, 4-POLE | 12.5 | TEM | 1 | CP | 0.051 | 1
3RH19111GA40 | AUXILIARY SWITCH BLOCK, 80E, 4NO, DIN EN50011, SCREW CONNECTION, FOR CONTACTOR RELAYS, 4-POLE | 12.5 | TEM | 1 | CP | 0.051 | 1
3RH19111HA01 | AUXILIARY SWITCH BLOCK, 11E (1NC), DIN EN50012, SCREW CONNECTION, FOR CONTACTORS FOR SWITCHING MOTORS, 4-POLE | 5.8 | TEM | 1 | CP | 0.035 | 1
3RH19111HA01 | AUXILIARY SWITCH BLOCK, 11E (1NC), DIN EN50012, SCREW CONNECTION, FOR CONTACTORS FOR SWITCHING MOTORS, 4-POLE | 5.8 | TEM | 1 | CP | 0.035 | 1
3RH19111HA12 | AUXILIARY SWITCH BLOCK, 22E, 1NO+2NC, DIN EN50012, SCREW CONNECTION, FOR CONTACTORS FOR SWITCHING MOTORS, 4-POLE | 10.1 | TEM | 1 | CP | 0.046 | 1
3RH19111HA12 | AUXILIARY SWITCH BLOCK, 22E, 1NO+2NC, DIN EN50012, SCREW CONNECTION, FOR CONTACTORS FOR SWITCHING MOTORS, 4-POLE | 10.1 | TEM | 1 | CP | 0.046 | 1
3RH19111HA13 | AUXILIARY SWITCH BLOCK, 23E, 1NO+3NC, DIN EN50012, SCREW CONNECTION, FOR CONTACTORS FOR SWITCHING MOTORS, 4-POLE | 12.5 | TEM | 1 | CP | 0.051 | 1
3RH19111HA13 | AUXILIARY SWITCH BLOCK, 23E, 1NO+3NC, DIN EN50012, SCREW CONNECTION, FOR CONTACTORS FOR SWITCHING MOTORS, 4-POLE | 12.5 | TEM | 1 | CP | 0.051 | 1
3RH19111HA22 | AUXILIARY SWITCH BLOCK, 32E, 2NO+2NC, DIN EN50012, SCREW CONNECTION, FOR CONTACTORS FOR SWITCHING MOTORS, 4-POLE | 12.5 | TEM | 1 | CP | 0.051 | 1
3RH19111HA22 | AUXILIARY SWITCH BLOCK, 32E, 2NO+2NC, DIN EN50012, SCREW CONNECTION, FOR CONTACTORS FOR SWITCHING MOTORS, 4-POLE | 12.5 | TEM | 1 | CP | 0.051 | 1
3RH19111HA22 | AUXILIARY SWITCH BLOCK, 32E, 2NO+2NC, DIN EN50012, SCREW CONNECTION, FOR CONTACTORS FOR SWITCHING MOTORS, 4-POLE | 12.5 | TEM | 1 | CP | 0.051 | 1
3RH19111HA31 | AUX. CONTACT BLOCK, 3NO+1NC DIN EN50012, SCREW CONNECTION, FOR MOTOR CONTACTSORS, 4-POLE | 12.5 | TEM | 1 | CP | 0.051 | 1
3RH19111HA31 | AUX. CONTACT BLOCK, 3NO+1NC DIN EN50012, SCREW CONNECTION, FOR MOTOR CONTACTSORS, 4-POLE | 12.5 | TEM | 1 | CP | 0.051 | 1
3RH19111LA11 | AUXILIARY SWITCH BLOCK, DIN EN 50005, 1NO+1NC, CONNECTION FROM ABOVE, SCREW CONNECTION, F. CONTACTOR RELAYS A. CONTACT. FOR SWITCHING MOTORS, SIZES00 | 7.4 | TEM | 1 | CP | 0.051 | 1
3RH19111LA11 | AUXILIARY SWITCH BLOCK, DIN EN 50005, 1NO+1NC, CONNECTION FROM ABOVE, SCREW CONNECTION, F. CONTACTOR RELAYS A. CONTACT. FOR SWITCHING MOTORS, SIZES00 | 7.4 | TEM | 1 | CP | 0.051 | 1
3RH19111LA20 | AUXILIARY SWITCH BLOCK, DIN EN 50005, 2NO, CONNECTION FROM ABOVE, SCREW CONNECTION, F. CONTACTOR RELAYS A. CONTACT. FOR SWITCHING MOTORS, SIZES00 | 7.4 | TEM | 1 | CP | 0.051 | 1
3RH19111LA20 | AUXILIARY SWITCH BLOCK, DIN EN 50005, 2NO, CONNECTION FROM ABOVE, SCREW CONNECTION, F. CONTACTOR RELAYS A. CONTACT. FOR SWITCHING MOTORS, SIZES00 | 7.4 | TEM | 1 | CP | 0.051 | 1
3RH19111MA11 | AUXILIARY SWITCH BLOCK, DIN EN 50005, 1NO+1NC, CONNECTION FROM BELOW SCREW CONNECTION, F. CONTACTOR RELAYS A. CONTACT. FOR SWITCHING MOTORS, SIZES00 | 7.4 | TEM | 1 | CP | 0.051 | 1
3RH19111MA11 | AUXILIARY SWITCH BLOCK, DIN EN 50005, 1NO+1NC, CONNECTION FROM BELOW SCREW CONNECTION, F. CONTACTOR RELAYS A. CONTACT. FOR SWITCHING MOTORS, SIZES00 | 7.4 | TEM | 1 | CP | 0.051 | 1
3RH19111MA20 | AUXILIARY SWITCH BLOCK, DIN EN 50005, 2NO, CONNECTION FROM BELOW, SCREW CONNECTION, F. CONTACTOR RELAYS A. CONTACT. FOR SWITCHING MOTORS, SIZES00 | 7.4 | TEM | 1 | CP | 0.051 | 1
3RH19111MA20 | AUXILIARY SWITCH BLOCK, DIN EN 50005, 2NO, CONNECTION FROM BELOW, SCREW CONNECTION, F. CONTACTOR RELAYS A. CONTACT. FOR SWITCHING MOTORS, SIZES00 | 7.4 | TEM | 1 | CP | 0.051 | 1
3RH19111NF02 | AUXILIARY CONTACT BLOCK, DIN EN 50005, 02 I, 2 NC, FOR USE IN ELECTRONICS, SCREW CONNECTION, SIZE S00, 4-POLE | 30.8 | TEM | 1 | CP | 0.042 | 1
3RH19111NF02 | AUXILIARY CONTACT BLOCK, DIN EN 50005, 02 I, 2 NC, FOR USE IN ELECTRONICS, SCREW CONNECTION, SIZE S00, 4-POLE | 30.8 | TEM | 1 | CP | 0.042 | 1
3RH19111NF11 | AUXILIARY CONTACT BLOCK, 11I, DIN EN 50005, 1 NO + 1 NC, FOR USE IN ELECTRONICS, SCREW CONNECTION, SIZE S00, 4-POLE | 30.8 | TEM | 1 | CP | 0.042 | 1
3RH19111NF11 | AUXILIARY CONTACT BLOCK, 11I, DIN EN 50005, 1 NO + 1 NC, FOR USE IN ELECTRONICS, SCREW CONNECTION, SIZE S00, 4-POLE | 30.8 | TEM | 1 | CP | 0.042 | 1
3RH19112FA11 | AUXILIARY SWITCH BLOCK, 11, 1NO+1NC, DIN EN50005, CAGE CLAMP CONNECTION, F. AUX. + MOTOR CONTACTORS, SIZE S00 | 7.4 | TEM | 1 | CP | 0.047 | 1
3RH19112FA11 | AUXILIARY SWITCH BLOCK, 11, 1NO+1NC, DIN EN50005, CAGE CLAMP CONNECTION, F. AUX. + MOTOR CONTACTORS, SIZE S00 | 7.4 | TEM | 1 | CP | 0.047 | 1
3RH19112FA20 | AUXILIARY SWITCH BLOCK, 20, 2NO, DIN EN50005, CAGE CLAMP CONNECTION, F. CONTACTOR RELAYS A. CONTACT. FOR SWITCHING MOTORS, SIZE S00 | 7.4 | TEM | 1 | CP | 0.047 | 1
3RH19112FA20 | AUXILIARY SWITCH BLOCK, 20, 2NO, DIN EN50005, CAGE CLAMP CONNECTION, F. CONTACTOR RELAYS A. CONTACT. FOR SWITCHING MOTORS, SIZE S00 | 7.4 | TEM | 1 | CP | 0.047 | 1
3RH19112FA22 | AUXILIARY SWITCH BLOCK, 22, 2NO+2NC, DIN EN50005, CAGE CLAMP CONNECTION, F. CONTACTOR RELAYS A. CONTACT. FOR SWITCHING MOTORS, SIZE S00 | 12.8 | TEM | 1 | CP | 0.059 | 1
3RH19112FA22 | AUXILIARY SWITCH BLOCK, 22, 2NO+2NC, DIN EN50005, CAGE CLAMP CONNECTION, F. CONTACTOR RELAYS A. CONTACT. FOR SWITCHING MOTORS, SIZE S00 | 12.8 | TEM | 1 | CP | 0.059 | 1
3RH19112FA31 | AUXILIARY SWITCH BLOCK, 31, 3NO+1NC, DIN EN50005, CAGE CLAMP CONNECTION, F. CONTACTOR RELAYS A. CONTACT. FOR SWITCHING MOTORS, SIZE S00 | 12.8 | TEM | 1 | CP | 0.059 | 1
3RH19112FA31 | AUXILIARY SWITCH BLOCK, 31, 3NO+1NC, DIN EN50005, CAGE CLAMP CONNECTION, F. CONTACTOR RELAYS A. CONTACT. FOR SWITCHING MOTORS, SIZE S00 | 12.8 | TEM | 1 | CP | 0.059 | 1
3RH19112FA40 | AUXILIARY SWITCH BLOCK, 40, 4NO, DIN EN50005, CAGE CLAMP CONNECTION, F. CONTACTOR RELAYS A. CONTACT. FOR SWITCHING MOTORS, SIZE S00 | 12.8 | TEM | 1 | CP | 0.059 | 1
3RH19112FA40 | AUXILIARY SWITCH BLOCK, 40, 4NO, DIN EN50005, CAGE CLAMP CONNECTION, F. CONTACTOR RELAYS A. CONTACT. FOR SWITCHING MOTORS, SIZE S00 | 12.8 | TEM | 1 | CP | 0.059 | 1
3RH19112FB11 | AUXILIARY SWITCH BLOCK, 11, 1NO+1NC, 1U, DIN EN50005, CAGE CLAMP CONNECTION, F. CONTACTOR RELAYS A. CONTACT. FOR SWITCHING MOTORS, SIZE S00 | 15.6 | TEM | 1 | CP | 0.047 | 1
3RH19112FB11 | AUXILIARY SWITCH BLOCK, 11, 1NO+1NC, 1U, DIN EN50005, CAGE CLAMP CONNECTION, F. CONTACTOR RELAYS A. CONTACT. FOR SWITCHING MOTORS, SIZE S00 | 15.6 | TEM | 1 | CP | 0.047 | 1
3RH19112FC22 | AUXILIARY SWITCH BLOCK, 22, 2NO+2NC, 2U, DIN EN50005, CAGE CLAMP CONNECTION F. CONTACTOR RELAYS A. CONTACT. FOR SWITCHING MOTORS, SIZE S00 | 20.6 | TEM | 1 | CP | 0.059 | 1
3RH19112FC22 | AUXILIARY SWITCH BLOCK, 22, 2NO+2NC, 2U, DIN EN50005, CAGE CLAMP CONNECTION F. CONTACTOR RELAYS A. CONTACT. FOR SWITCHING MOTORS, SIZE S00 | 20.6 | TEM | 1 | CP | 0.059 | 1
3RH19112GA04 | AUXILIARY SWITCH BLOCK, 44E, 4 NC, DIN EN50011, CAGE CLAMP CONNECTION FOR CONTACTOR RELAYS, 4-POLE | 12.8 | TEM | 1 | CP | 0.059 | 1
3RH19112GA04 | AUXILIARY SWITCH BLOCK, 44E, 4 NC, DIN EN50011, CAGE CLAMP CONNECTION FOR CONTACTOR RELAYS, 4-POLE | 12.8 | TEM | 1 | CP | 0.059 | 1
3RH19112GA22 | AUXILIARY SWITCH BLOCK, 62E, 2NO+2NC, DIN EN50011, CAGE CLAMP CONNECTION FOR CONTACTOR RELAYS, 4-POLE | 12.8 | TEM | 1 | CP | 0.059 | 1
3RH19112GA22 | AUXILIARY SWITCH BLOCK, 62E, 2NO+2NC, DIN EN50011, CAGE CLAMP CONNECTION FOR CONTACTOR RELAYS, 4-POLE | 12.8 | TEM | 1 | CP | 0.059 | 1
3RH19112GA40 | AUXILIARY SWITCH BLOCK, 80E, 4NO,, DIN EN50011, CAGE CLAMP CONNECTION FOR CONTACTOR RELAYS, 4-POLE | 12.8 | TEM | 1 | CP | 0.059 | 1
3RH19112GA40 | AUXILIARY SWITCH BLOCK, 80E, 4NO,, DIN EN50011, CAGE CLAMP CONNECTION FOR CONTACTOR RELAYS, 4-POLE | 12.8 | TEM | 1 | CP | 0.059 | 1
3RH19112HA01 | AUXILIARY SWITCH BLOCK, 11E (1NC), DIN EN50012, CAGE CLAMP CONNECTION, FOR CONTACTORS FOR SWITCHING MOTORS, 4-POLE | 6 | TEM | 1 | CP | 0.041 | 1
3RH19112HA01 | AUXILIARY SWITCH BLOCK, 11E (1NC), DIN EN50012, CAGE CLAMP CONNECTION, FOR CONTACTORS FOR SWITCHING MOTORS, 4-POLE | 6 | TEM | 1 | CP | 0.041 | 1
3RH19112HA12 | AUXILIARY SWITCH BLOCK, 22E, 1NO+2NC, DIN EN50012, CAGE CLAMP CONNECTION, FOR CONTACTORS FOR SWITCHING MOTORS, 4-POLE | 10.4 | TEM | 1 | CP | 0.053 | 1
3RH19112HA12 | AUXILIARY SWITCH BLOCK, 22E, 1NO+2NC, DIN EN50012, CAGE CLAMP CONNECTION, FOR CONTACTORS FOR SWITCHING MOTORS, 4-POLE | 10.4 | TEM | 1 | CP | 0.053 | 1
3RH19112HA22 | AUXILIARY SWITCH BLOCK, 32E, 2NO+2NC, DIN EN 50012, CAGE CLAMP CONNECTION, FOR CONTACTORS FOR SWITCHING MOTORS, 4-POLE | 12.8 | TEM | 1 | CP | 0.059 | 1
3RH19112HA22 | AUXILIARY SWITCH BLOCK, 32E, 2NO+2NC, DIN EN 50012, CAGE CLAMP CONNECTION, FOR CONTACTORS FOR SWITCHING MOTORS, 4-POLE | 12.8 | TEM | 1 | CP | 0.059 | 1
3RH19112NF02 | ELECTRONIC COMPATIBLE AUX. SWITCH BLOCK 02, DIN EN 50005, 2-POLE, CAGE CLAMP TERMINALS, SIZE S00, 2 NC (ENCAPSULATED) FOR AUX. AND MOT. CONTACTORS | 31.5 | TEM | 1 | CP | 0.048 | 1
3RH19112NF02 | ELECTRONIC COMPATIBLE AUX. SWITCH BLOCK 02, DIN EN 50005, 2-POLE, CAGE CLAMP TERMINALS, SIZE S00, 2 NC (ENCAPSULATED) FOR AUX. AND MOT. CONTACTORS | 31.5 | TEM | 1 | CP | 0.048 | 1
3RH19112NF11 | AUX. CONT. BLOCK, 11, 1NO+1NC, OVERLAPP. CONTACT, DIN EN50005, CAGE CLAMP CONNECTION, FOR AUX. + MOTOR CONTACTORS, SIZE S00 | 31.5 | TEM | 1 | CP | 0.048 | 1
3RH19112NF11 | AUX. CONT. BLOCK, 11, 1NO+1NC, OVERLAPP. CONTACT, DIN EN50005, CAGE CLAMP CONNECTION, FOR AUX. + MOTOR CONTACTORS, SIZE S00 | 31.5 | TEM | 1 | CP | 0.048 | 1
3RH19112NF20 | AUX. CONTACT BLOCK, 20, OVERLAPP. CONTACT, DIN EN50005, CAGE CLAMP CONNECTION, SIZE S00, 2NO | 31.5 | TEM | 1 | CP | 0.048 | 1
3RH19112NF20 | AUX. CONTACT BLOCK, 20, OVERLAPP. CONTACT, DIN EN50005, CAGE CLAMP CONNECTION, SIZE S00, 2NO | 31.5 | TEM | 1 | CP | 0.048 | 1
3RH19211CA01 | AUXILIARY SWITCH BLOCK, 1 NC, DIN EN50005, SCREW CONNECTION, FOR CONTACTORS FOR SWITCHING MOTORS, 1-POLE | 3.9 | TEM | 1 | CP | 0.019 | 1
3RH19211CA01 | AUXILIARY SWITCH BLOCK, 1 NC, DIN EN50005, SCREW CONNECTION, FOR CONTACTORS FOR SWITCHING MOTORS, 1-POLE | 3.9 | TEM | 1 | CP | 0.019 | 1
3RH19211CA01 | AUXILIARY SWITCH BLOCK, 1 NC, DIN EN50005, SCREW CONNECTION, FOR CONTACTORS FOR SWITCHING MOTORS, 1-POLE | 3.9 | TEM | 1 | CP | 0.019 | 1
3RH19211CA10 | AUXILIARY SWITCH BLOCK, 1 NO, DIN EN50005, SCREW CONNECTION, FOR CONTACTORS FOR SWITCHING MOTORS, 1-POLE | 3.9 | TEM | 1 | CP | 0.02 | 1
3RH19211CA10 | AUXILIARY SWITCH BLOCK, 1 NO, DIN EN50005, SCREW CONNECTION, FOR CONTACTORS FOR SWITCHING MOTORS, 1-POLE | 3.9 | TEM | 1 | CP | 0.02 | 1
3RH19211CA10 | AUXILIARY SWITCH BLOCK, 1 NO, DIN EN50005, SCREW CONNECTION, FOR CONTACTORS FOR SWITCHING MOTORS, 1-POLE | 3.9 | TEM | 1 | CP | 0.02 | 1
3RH19211DA11 | AUX. SWITCH BLOCK, 1 NO+1 NC, DIN EN50012, LATERALLY, 10 MM, SCREW CONNECTION,SIZE S0...S12, FOR MOTOR CONTACTORS, | 10.3 | TEM | 1 | CP | 0.048 | 1
3RH19211DA11 | AUX. SWITCH BLOCK, 1 NO+1 NC, DIN EN50012, LATERALLY, 10 MM, SCREW CONNECTION,SIZE S0...S12, FOR MOTOR CONTACTORS, | 10.3 | TEM | 1 | CP | 0.048 | 1
3RH19211EA02 | AUXILIARY SWITCH BLOCK, 2 NC, DIN EN50005, LATERALLY, 10 MM SCREW CONNECTION, SIZE S0...S12 FOR CONTACTORS FOR SWITCHING MOTORS, 2-POLE | 10.3 | TEM | 1 | CP | 0.048 | 1
3RH19211EA02 | AUXILIARY SWITCH BLOCK, 2 NC, DIN EN50005, LATERALLY, 10 MM SCREW CONNECTION, SIZE S0...S12 FOR CONTACTORS FOR SWITCHING MOTORS, 2-POLE | 10.3 | TEM | 1 | CP | 0.048 | 1
3RH19211EA11 | AUX. SWITCH BLOCK, 1NO+1NC, DIN EN50005, LATERALLY, 10 MM SCREW CONNECTION,SIZE S0...S12, FOR CONTACTORS FOR SWITCHING MOTORS, 2-POLE | 10.3 | TEM | 1 | CP | 0.048 | 1
3RH19211EA11 | AUX. SWITCH BLOCK, 1NO+1NC, DIN EN50005, LATERALLY, 10 MM SCREW CONNECTION,SIZE S0...S12, FOR CONTACTORS FOR SWITCHING MOTORS, 2-POLE | 10.3 | TEM | 1 | CP | 0.048 | 1
3RH19211EA11 | AUX. SWITCH BLOCK, 1NO+1NC, DIN EN50005, LATERALLY, 10 MM SCREW CONNECTION,SIZE S0...S12, FOR CONTACTORS FOR SWITCHING MOTORS, 2-POLE | 10.3 | TEM | 1 | CP | 0.048 | 1
3RH19211EA20 | AUXILIARY SWITCH BLOCK, 2 NO, DIN EN50005, LATERALLY, 10 MM SCREW CONNECTION,SIZE S0...S12, FOR CONTACTORS FOR SWITCHING MOTORS, 2-POLE | 10.3 | TEM | 1 | CP | 0.049 | 1
3RH19211EA20 | AUXILIARY SWITCH BLOCK, 2 NO, DIN EN50005, LATERALLY, 10 MM SCREW CONNECTION,SIZE S0...S12, FOR CONTACTORS FOR SWITCHING MOTORS, 2-POLE | 10.3 | TEM | 1 | CP | 0.049 | 1
3RH19211EA20 | AUXILIARY SWITCH BLOCK, 2 NO, DIN EN50005, LATERALLY, 10 MM SCREW CONNECTION,SIZE S0...S12, FOR CONTACTORS FOR SWITCHING MOTORS, 2-POLE | 10.3 | TEM | 1 | CP | 0.049 | 1
3RH19211FA04 | MOUNTING BLOCK DIN EN 50005, 4-POLE, 4NC | 11.7 | TEM | 1 | CP | 0.074 | 1
3RH19211FA04 | MOUNTING BLOCK DIN EN 50005, 4-POLE, 4NC | 11.7 | TEM | 1 | CP | 0.074 | 1
3RH19211FA11 | TOP UNIT BLOCK 2 POE, 1NO+1NC | 10.3 | TEM | 1 | CP | 0.06 | 1
3RH19211FA11 | TOP UNIT BLOCK 2 POE, 1NO+1NC | 10.3 | TEM | 1 | CP | 0.06 | 1
3RH19211FA22 | MOUNTING BLOCK DIN EN 50005, 4-POLE,2NO+2NC | 11.7 | TEM | 1 | CP | 0.075 | 1
3RH19211FA22 | MOUNTING BLOCK DIN EN 50005, 4-POLE,2NO+2NC | 11.7 | TEM | 1 | CP | 0.075 | 1
3RH19211FA31 | MOUNTING BLOCK DIN EN 50005, 4-POLE, 3NO+1NC | 11.7 | TEM | 1 | CP | 0.077 | 1
3RH19211FA31 | MOUNTING BLOCK DIN EN 50005, 4-POLE, 3NO+1NC | 11.7 | TEM | 1 | CP | 0.077 | 1
3RH19211FA40 | MOUNTING BLOCK DIN EN 50005, 4-POLE, 4NO | 11.7 | TEM | 1 | CP | 0.077 | 1
3RH19211FA40 | MOUNTING BLOCK DIN EN 50005, 4-POLE, 4NO | 11.7 | TEM | 1 | CP | 0.077 | 1
3RH19211FC22 | AUXILIARY SWITCH BLOCK 22U, 2NO+2NC, DIN EN 50005, SCREW CONNECTION, SIZE S0...S12 | 18.9 | TEM | 1 | CP | 0.075 | 1
3RH19211FC22 | AUXILIARY SWITCH BLOCK 22U, 2NO+2NC, DIN EN 50005, SCREW CONNECTION, SIZE S0...S12 | 18.9 | TEM | 1 | CP | 0.075 | 1
3RH19211FE22 | ELECTRONICS COMPAT. AUX. SWITCH DIN EN 50005, 1NO+1NC (ENCLOSED) A.1NO+1NC (NON-ENCLOSED) SIZE S0...S3 | 34.5 | TEM | 1 | CP | 0.075 | 1
3RH19211FE22 | ELECTRONICS COMPAT. AUX. SWITCH DIN EN 50005, 1NO+1NC (ENCLOSED) A.1NO+1NC (NON-ENCLOSED) SIZE S0...S3 | 34.5 | TEM | 1 | CP | 0.075 | 1
3RH19211HA13 | AUXILIARY SWITCH BLOCK, 13 (1NO+3NC), DIN EN50012, 4-POLE, SCREW CONNECTION, FOR MOTOR CONTACTORS, SIZE S0...S3 | 11.7 | TEM | 1 | CP | 0.074 | 1
3RH19211HA13 | AUXILIARY SWITCH BLOCK, 13 (1NO+3NC), DIN EN50012, 4-POLE, SCREW CONNECTION, FOR MOTOR CONTACTORS, SIZE S0...S3 | 11.7 | TEM | 1 | CP | 0.074 | 1
3RH19211HA22 | AUXILIARY SWITCH BLOCK, 22 (2NO+2NC), DIN EN50012, 4-POLE, SCREW CONNECTION, FOR MOTOR CONTACTORS, SIZE S0...S3 | 11.7 | TEM | 1 | CP | 0.075 | 1
3RH19211HA22 | AUXILIARY SWITCH BLOCK, 22 (2NO+2NC), DIN EN50012, 4-POLE, SCREW CONNECTION, FOR MOTOR CONTACTORS, SIZE S0...S3 | 11.7 | TEM | 1 | CP | 0.075 | 1
3RH19211HA31 | AUXILIARY SWITCH BLOCK, 31 (3NO+1NC), DIN EN50012, 4-POLE, SCREW CONNECTION, FOR MOTOR CONTACTORS, SIZE S0...S3 | 11.7 | TEM | 1 | CP | 0.077 | 1
3RH19211HA31 | AUXILIARY SWITCH BLOCK, 31 (3NO+1NC), DIN EN50012, 4-POLE, SCREW CONNECTION, FOR MOTOR CONTACTORS, SIZE S0...S3 | 11.7 | TEM | 1 | CP | 0.077 | 1
3RH19211JA11 | AUX. SWITCH BLOCK, 1 NO+1 NC, DIN EN50012, LATERALLY, 10 MM SCREW CONNECTION, SIZE S3...S12 FOR MOTOR CONTACTORS, 2-POLE | 10.3 | TEM | 1 | CP | 0.048 | 1
3RH19211JA11 | AUX. SWITCH BLOCK, 1 NO+1 NC, DIN EN50012, LATERALLY, 10 MM SCREW CONNECTION, SIZE S3...S12 FOR MOTOR CONTACTORS, 2-POLE | 10.3 | TEM | 1 | CP | 0.048 | 1
3RH19211KA02 | AUXILIARY SWITCH BLOCK, 2 NC, DIN EN50005, LATERALLY, 10 MM SCREW CONNECTION, SIZE S3...S12 FOR CONTACTORS FOR SWITCHING MOTORS, 2-POLE | 10.3 | TEM | 1 | CP | 0.048 | 1
3RH19211KA02 | AUXILIARY SWITCH BLOCK, 2 NC, DIN EN50005, LATERALLY, 10 MM SCREW CONNECTION, SIZE S3...S12 FOR CONTACTORS FOR SWITCHING MOTORS, 2-POLE | 10.3 | TEM | 1 | CP | 0.048 | 1
3RH19211KA11 | AUX. SWITCH BLOCK, 1NO+1NC, DIN EN50005, LATERALLY, 10 MM SCREW CONNECTION, SIZE S3...S12 FOR CONTACTORS FOR SWITCHING MOTORS, 2-POLE | 10.3 | TEM | 1 | CP | 0.047 | 1
3RH19211KA11 | AUX. SWITCH BLOCK, 1NO+1NC, DIN EN50005, LATERALLY, 10 MM SCREW CONNECTION, SIZE S3...S12 FOR CONTACTORS FOR SWITCHING MOTORS, 2-POLE | 10.3 | TEM | 1 | CP | 0.047 | 1
3RH19211KA20 | AUXILIARY SWITCH BLOCK, 2 NO, DIN EN50005, LATERALLY, 10 MM SCREW CONNECTION, SIZE S3...S12 FOR CONTACTORS FOR SWITCHING MOTORS, 2-POLE | 10.3 | TEM | 1 | CP | 0.048 | 1
3RH19211KA20 | AUXILIARY SWITCH BLOCK, 2 NO, DIN EN50005, LATERALLY, 10 MM SCREW CONNECTION, SIZE S3...S12 FOR CONTACTORS FOR SWITCHING MOTORS, 2-POLE | 10.3 | TEM | 1 | CP | 0.048 | 1
3RH19211LA02 | AUXILIARY SWITCH BLOCK, 2 NC, DIN EN 50005, CABLE ENTRY FROM ABOVE SCREW CONNECTION, FOR CONTACTORS FOR SWITCHING MOTORS, 2-POLE | 10.5 | TEM | 1 | CP | 0.074 | 1
3RH19211LA02 | AUXILIARY SWITCH BLOCK, 2 NC, DIN EN 50005, CABLE ENTRY FROM ABOVE SCREW CONNECTION, FOR CONTACTORS FOR SWITCHING MOTORS, 2-POLE | 10.5 | TEM | 1 | CP | 0.074 | 1
3RH19211LA11 | AUXILIARY SWITCH BLOCK, DIN EN 50005, 1NO+1NC, CABLE ENTRY FROM ABOVE SCREW CONNECTION, FOR CONTACTORS FOR SWITCHING MOTORS, 2-POLE | 10.5 | TEM | 1 | CP | 0.075 | 1
3RH19211LA11 | AUXILIARY SWITCH BLOCK, DIN EN 50005, 1NO+1NC, CABLE ENTRY FROM ABOVE SCREW CONNECTION, FOR CONTACTORS FOR SWITCHING MOTORS, 2-POLE | 10.5 | TEM | 1 | CP | 0.075 | 1
3RH19211LA20 | AUXILIARY SWITCH BLOCK, 2 NO, DIN EN 50005, CABLE ENTRY FROM ABOVE SCREW CONNECTION, FOR CONTACTORS FOR SWITCHING MOTORS, 2-POLE | 10.5 | TEM | 1 | CP | 0.077 | 1
3RH19211LA20 | AUXILIARY SWITCH BLOCK, 2 NO, DIN EN 50005, CABLE ENTRY FROM ABOVE SCREW CONNECTION, FOR CONTACTORS FOR SWITCHING MOTORS, 2-POLE | 10.5 | TEM | 1 | CP | 0.077 | 1
3RH19211MA02 | AUXILIARY SWITCH BLOCK, 2 NC, DIN EN 50005, CABLE ENTRY FROM BELOW, SCREW CONNECTION, FOR CONTACTORS FOR SWITCHING MOTORS, 2-POLE | 10.5 | TEM | 1 | CP | 0.074 | 1
3RH19211MA02 | AUXILIARY SWITCH BLOCK, 2 NC, DIN EN 50005, CABLE ENTRY FROM BELOW, SCREW CONNECTION, FOR CONTACTORS FOR SWITCHING MOTORS, 2-POLE | 10.5 | TEM | 1 | CP | 0.074 | 1
3RH19211MA11 | AUX. SWITCH BLOCK,1NO+1NC, DIN EN 50005, CABLE ENTRY FROM BELOW, SCREW CONNECTION, FOR CONTACTORS FOR SWITCHING MOTORS, 2-POLE | 10.5 | TEM | 1 | CP | 0.075 | 1
3RH19211MA11 | AUX. SWITCH BLOCK,1NO+1NC, DIN EN 50005, CABLE ENTRY FROM BELOW, SCREW CONNECTION, FOR CONTACTORS FOR SWITCHING MOTORS, 2-POLE | 10.5 | TEM | 1 | CP | 0.075 | 1
3RH19211MA20 | AUXILIARY SWITCH BLOCK, 2 NO, DIN EN 50005, CABLE ENTRY FROM BELOW, SCREW CONNECTION, FOR CONTACTORS FOR SWITCHING MOTORS, 2-POLE | 10.5 | TEM | 1 | CP | 0.077 | 1
3RH19211MA20 | AUXILIARY SWITCH BLOCK, 2 NO, DIN EN 50005, CABLE ENTRY FROM BELOW, SCREW CONNECTION, FOR CONTACTORS FOR SWITCHING MOTORS, 2-POLE | 10.5 | TEM | 1 | CP | 0.077 | 1
3RH19211PA22 | AUX. CONT. BLOCK, 22 (2NO+2NC) DIN EN50005, 4-POLE, SCREW CONNECTION,FRONTSEITIG FOR MOTOR CONTAC. SIZE S0...S3 | 11.7 | TEM | 1 | CP | 0.075 | 1
3RH19211PA22 | AUX. CONT. BLOCK, 22 (2NO+2NC) DIN EN50005, 4-POLE, SCREW CONNECTION,FRONTSEITIG FOR MOTOR CONTAC. SIZE S0...S3 | 11.7 | TEM | 1 | CP | 0.075 | 1
3RH19211XA220MA0 | AUX.SWITCH BLOCK, 2NO+2NC, WITH ORDINAL NUMBERS 5...8, DIN EN 50012, 4-POLE SCREW CONNECTION, FOR CONTACTORS SIZE S0...S12 | 13.4 | TEM | 1 | CP | 0.075 | 1
3RH19211XA220MA0 | AUX.SWITCH BLOCK, 2NO+2NC, WITH ORDINAL NUMBERS 5...8, DIN EN 50012, 4-POLE SCREW CONNECTION, FOR CONTACTORS SIZE S0...S12 | 13.4 | TEM | 1 | CP | 0.075 | 1
3RH19211XA310MA3 | AUXILIARY SWITCH BLOCK, (3NO+1NC), DIN EN50012, 4-POLE, SCREW CONNECTION, FOR MOTOR CONTACTORS, SIZE S0...S3 | 11.7 | TEM | 1 | CP | 0.077 | 1
3RH19211XA310MA3 | AUXILIARY SWITCH BLOCK, (3NO+1NC), DIN EN50012, 4-POLE, SCREW CONNECTION, FOR MOTOR CONTACTORS, SIZE S0...S3 | 11.7 | TEM | 1 | CP | 0.077 | 1
3RH19212CA01 | AUXILIARY SWITCH BLOCK, 1 NC, DIN EN50005, CAGE CLAMP CONNECTION, FOR CONTACTORS FOR SWITCHING MOTORS, 1-POLE | 4.1 | TEM | 1 | CP | 0.017 | 1
3RH19212CA01 | AUXILIARY SWITCH BLOCK, 1 NC, DIN EN50005, CAGE CLAMP CONNECTION, FOR CONTACTORS FOR SWITCHING MOTORS, 1-POLE | 4.1 | TEM | 1 | CP | 0.017 | 1
3RH19212CA10 | AUXILIARY SWITCH BLOCK, 1 NO, DIN EN50005, CAGE CLAMP CONNECTION, FOR CONTACTORS FOR SWITCHING MOTORS, 1-POLE | 4.1 | TEM | 1 | CP | 0.018 | 1
3RH19212CA10 | AUXILIARY SWITCH BLOCK, 1 NO, DIN EN50005, CAGE CLAMP CONNECTION, FOR CONTACTORS FOR SWITCHING MOTORS, 1-POLE | 4.1 | TEM | 1 | CP | 0.018 | 1
3RH19212DA11 | AUX. SWITCH BLOCK, 1NO + 1NC, DIN EN 50012, LATERAL, 10MM, CAGE CLAMP, FOR MOTOR CONTACTORS, SIZE S0...S12 | 10.5 | TEM | 1 | CP | 0.051 | 1
3RH19212DA11 | AUX. SWITCH BLOCK, 1NO + 1NC, DIN EN 50012, LATERAL, 10MM, CAGE CLAMP, FOR MOTOR CONTACTORS, SIZE S0...S12 | 10.5 | TEM | 1 | CP | 0.051 | 1
3RH19212DE11 | ELECTRONIC AUXILIARY SWITCH DIN EN 50012 LATERAL, CAGE CLAMP CONN. 1NO+1NC, SEALED, SIZE S0...S12 | 28.1 | TEM | 1 | CP | 0.05 | 1
3RH19212DE11 | ELECTRONIC AUXILIARY SWITCH DIN EN 50012 LATERAL, CAGE CLAMP CONN. 1NO+1NC, SEALED, SIZE S0...S12 | 28.1 | TEM | 1 | CP | 0.05 | 1
3RH19212EA02 | AUXILIARY SWITCH BLOCK, 2 NC, DIN EN50005, LATERALLY, 10 MM CAGE CLAMP, SIZE S0...S12, FOR CONTACTORS FOR SWITCHING MOTORS, 2-POLE | 10.5 | TEM | 1 | CP | 0.051 | 1
3RH19212EA02 | AUXILIARY SWITCH BLOCK, 2 NC, DIN EN50005, LATERALLY, 10 MM CAGE CLAMP, SIZE S0...S12, FOR CONTACTORS FOR SWITCHING MOTORS, 2-POLE | 10.5 | TEM | 1 | CP | 0.051 | 1
3RH19212EA20 | AUXILIARY SWITCH BLOCK, 2 NO, DIN EN50005, LATERALLY, 10 MM CAGE-CLAMP ,SIZE S0...S12, FOR CONTACTORS FOR SWITCHING MOTORS, 2-POLE | 10.5 | TEM | 1 | CP | 0.05 | 1
3RH19212EA20 | AUXILIARY SWITCH BLOCK, 2 NO, DIN EN50005, LATERALLY, 10 MM CAGE-CLAMP ,SIZE S0...S12, FOR CONTACTORS FOR SWITCHING MOTORS, 2-POLE | 10.5 | TEM | 1 | CP | 0.05 | 1
3RH19212EE02 | ELECTRONIC AUXILIARY SWITCH DIN EN 50005 LATERAL, CAGE CLAMP CONN. 2 NC, SEALED, SIZE S0...S3 | 28.1 | TEM | 1 | CP | 0.05 | 1
3RH19212EE02 | ELECTRONIC AUXILIARY SWITCH DIN EN 50005 LATERAL, CAGE CLAMP CONN. 2 NC, SEALED, SIZE S0...S3 | 28.1 | TEM | 1 | CP | 0.05 | 1
3RH19212FA22 | AUXILIARY SWITCH BLOCK, DIN EN 50005, 2NO+2NC, CAGE CLAMP, F.CONTACTOR RELAYS A. CONTACT. F. SWITCHING MOTORS,SIZE S0...S12 | 12 | TEM | 1 | CP | 0.071 | 1
3RH19212FA22 | AUXILIARY SWITCH BLOCK, DIN EN 50005, 2NO+2NC, CAGE CLAMP, F.CONTACTOR RELAYS A. CONTACT. F. SWITCHING MOTORS,SIZE S0...S12 | 12 | TEM | 1 | CP | 0.071 | 1
3RH19212FA31 | AUXILIARY SWITCH BLOCK, DIN EN 50005, 3NO+1NC, CAGE CLAMP, F.CONTACTOR RELAYS A. CONTACT. F. SWITCHING MOTORS,SIZE S0...S12 | 12 | TEM | 1 | CP | 0.072 | 1
3RH19212FA31 | AUXILIARY SWITCH BLOCK, DIN EN 50005, 3NO+1NC, CAGE CLAMP, F.CONTACTOR RELAYS A. CONTACT. F. SWITCHING MOTORS,SIZE S0...S12 | 12 | TEM | 1 | CP | 0.072 | 1
3RH19212FA40 | AUXILIARY SWITCH BLOCK, 4NO, DIN EN 50005, CAGE CLAMP, F.CONTACTOR RELAYS A. CONTACT. F. SWITCHING MOTORS,SIZE S0...S12 | 12 | TEM | 1 | CP | 0.072 | 1
3RH19212FA40 | AUXILIARY SWITCH BLOCK, 4NO, DIN EN 50005, CAGE CLAMP, F.CONTACTOR RELAYS A. CONTACT. F. SWITCHING MOTORS,SIZE S0...S12 | 12 | TEM | 1 | CP | 0.072 | 1
3RH19212FJ22 | AUXILIARY SWITCH BLOCK ELECTRONIC-ORIENTATED, FRONT SIDE, CAGE CLAMP, SIZE S0...S12, FOR 3RT102, 3RT103, 3RT104, 2NC (ENCLOSED), 2S (NOT ENCLOSED) | 35.4 | TEM | 1 | CP | 0.069 | 1
3RH19212FJ22 | AUXILIARY SWITCH BLOCK ELECTRONIC-ORIENTATED, FRONT SIDE, CAGE CLAMP, SIZE S0...S12, FOR 3RT102, 3RT103, 3RT104, 2NC (ENCLOSED), 2S (NOT ENCLOSED) | 35.4 | TEM | 1 | CP | 0.069 | 1
3RH19212HA13 | AUXILIARY SWITCH BLOCK, 13 (1NO+3NC), DIN EN50005, CAGE-CLAMP CONNECTION, FOR MOTOR CONTACTORS, 4-POLE | 12 | TEM | 1 | CP | 0.069 | 1
3RH19212HA13 | AUXILIARY SWITCH BLOCK, 13 (1NO+3NC), DIN EN50005, CAGE-CLAMP CONNECTION, FOR MOTOR CONTACTORS, 4-POLE | 12 | TEM | 1 | CP | 0.069 | 1
3RH19212HA22 | AUXILIARY SWITCH BLOCK, 22 (2NO+2NC), DIN EN50005, CAGE CLAMP-ANSCHLUSS, FOR CONTACTORS FOR SWITCHING MOTORS, 4-POLE | 12 | TEM | 1 | CP | 0.071 | 1
3RH19212HA22 | AUXILIARY SWITCH BLOCK, 22 (2NO+2NC), DIN EN50005, CAGE CLAMP-ANSCHLUSS, FOR CONTACTORS FOR SWITCHING MOTORS, 4-POLE | 12 | TEM | 1 | CP | 0.071 | 1
3RH19212HA31 | AUXILIARY SWITCH BLOCK, 31 (3NO+1NC), DIN EN50005, CAGE CLAMP CONNECTION, FOR CONTACTORS FOR SWITCHING MOTORS, 4-POLE | 12 | TEM | 1 | CP | 0.072 | 1
3RH19212HA31 | AUXILIARY SWITCH BLOCK, 31 (3NO+1NC), DIN EN50005, CAGE CLAMP CONNECTION, FOR CONTACTORS FOR SWITCHING MOTORS, 4-POLE | 12 | TEM | 1 | CP | 0.072 | 1
3RH19212JA11 | AUX. SWITCH BLOCK, 1 NO+1 NC, DIN EN50012, LATERALLY, 10 MM, CAGE CLAMP, SIZE S3...S12, FOR MOTOR CONTACTORS, 2-POLE | 10.5 | TEM | 1 | CP | 0.051 | 1
3RH19212JA11 | AUX. SWITCH BLOCK, 1 NO+1 NC, DIN EN50012, LATERALLY, 10 MM, CAGE CLAMP, SIZE S3...S12, FOR MOTOR CONTACTORS, 2-POLE | 10.5 | TEM | 1 | CP | 0.051 | 1
3RH19212KA20 | AUX. CONTACT BLOCK, 2 NO, DIN EN50005, 10MM, CAGE CLAMP CONNECTION, S3...S12, FOR MOTOR CONTACTORS, 2 POLES | 10.5 | TEM | 1 | CP | 0.05 | 1
3RH19212KA20 | AUX. CONTACT BLOCK, 2 NO, DIN EN50005, 10MM, CAGE CLAMP CONNECTION, S3...S12, FOR MOTOR CONTACTORS, 2 POLES | 10.5 | TEM | 1 | CP | 0.05 | 1
3RH19241GP11 | COUPLING LINK FOR DIRECT COIL INSTALLATION FOR SIRIUS CONTACTORS SIZE S0...S3, DC 24V | 45 | TEM | 1 | CP | 0.056 | 1
3RH19241GP11 | COUPLING LINK FOR DIRECT COIL INSTALLATION FOR SIRIUS CONTACTORS SIZE S0...S3, DC 24V | 45 | TEM | 1 | CP | 0.056 | 1
3RH21221AB00 | CONTACTOR RELAY, 2NO+2NC, AC 24V, 50/60 HZ, SIZE S00, SCREW TERMINAL | 27.06 | TEM | 1 | CP | 0.231 | 1
3RH21221AB00 | CONTACTOR RELAY, 2NO+2NC, AC 24V, 50/60 HZ, SIZE S00, SCREW TERMINAL | 27.06 | TEM | 1 | CP | 0.231 | 1
3RH21221AD00 | CONTACTOR RELAY, 2NO+2NC, AC 42V, 50/60 HZ, SIZE S00, SCREW TERMINAL | 29.73 | TEM | 1 | CP | 0.233 | 1
3RH21221AD00 | CONTACTOR RELAY, 2NO+2NC, AC 42V, 50/60 HZ, SIZE S00, SCREW TERMINAL | 29.73 | TEM | 1 | CP | 0.233 | 1
3RH21221AF00 | CONTACTOR RELAY, 2NO+2NC, AC 110V, 50/60 HZ, SIZE S00, SCREW TERMINAL | 27.06 | TEM | 1 | CP | 0.232 | 1
3RH21221AF00 | CONTACTOR RELAY, 2NO+2NC, AC 110V, 50/60 HZ, SIZE S00, SCREW TERMINAL | 27.06 | TEM | 1 | CP | 0.232 | 1
3RH21221AN20 | CONTACTOR RELAY, 2NO+2NC, AC 220V, 50/60 HZ, SIZE S00, SCREW TERMINAL | 27.06 | TEM | 1 | CP | 0.234 | 1
3RH21221AN20 | CONTACTOR RELAY, 2NO+2NC, AC 220V, 50/60 HZ, SIZE S00, SCREW TERMINAL | 27.06 | TEM | 1 | CP | 0.234 | 1
3RH21221AP00 | CONTACTOR RELAY, 2NO+2NC, AC 230V, 50/60 HZ, SIZE S00, SCREW TERMINAL | 27.06 | TEM | 1 | CP | 0.232 | 1
3RH21221AP00 | CONTACTOR RELAY, 2NO+2NC, AC 230V, 50/60 HZ, SIZE S00, SCREW TERMINAL | 27.06 | TEM | 1 | CP | 0.232 | 1
3RH21221AV00 | CONTACTOR RELAY, 2NO+2NC, AC 400V, 50/60 HZ, SIZE S00, SCREW TERMINAL | 29.73 | TEM | 1 | CP | 0.23 | 1
3RH21221AV00 | CONTACTOR RELAY, 2NO+2NC, AC 400V, 50/60 HZ, SIZE S00, SCREW TERMINAL | 29.73 | TEM | 1 | CP | 0.23 | 1
3RH21221BB40 | CONTACTOR RELAY, 2NO+2NC, DC 24V, SIZE S00, SCREW TERMINAL | 31.26 | TEM | 1 | CP | 0.29 | 1
3RH21221BB40 | CONTACTOR RELAY, 2NO+2NC, DC 24V, SIZE S00, SCREW TERMINAL | 31.26 | TEM | 1 | CP | 0.29 | 1
3RH21221BD40 | CONTACTOR RELAY, 2NO+2NC, DC 42V, SIZE S00, SCREW TERMINAL | 34.65 | TEM | 1 | CP | 0.29 | 1
3RH21221BD40 | CONTACTOR RELAY, 2NO+2NC, DC 42V, SIZE S00, SCREW TERMINAL | 34.65 | TEM | 1 | CP | 0.29 | 1
3RH21221BE40 | CONTACTOR RELAY, 2NO+2NC, DC 60V, SIZE S00, SCREW TERMINAL | 34.65 | TEM | 1 | CP | 0.291 | 1
3RH21221BE40 | CONTACTOR RELAY, 2NO+2NC, DC 60V, SIZE S00, SCREW TERMINAL | 34.65 | TEM | 1 | CP | 0.291 | 1
3RH21221BF40 | CONTACTOR RELAY, 2NO+2NC, DC 110V, SIZE S00, SCREW TERMINAL | 31.26 | TEM | 1 | CP | 0.29 | 1
3RH21221BF40 | CONTACTOR RELAY, 2NO+2NC, DC 110V, SIZE S00, SCREW TERMINAL | 31.26 | TEM | 1 | CP | 0.29 | 1
3RH21221BF40 | CONTACTOR RELAY, 2NO+2NC, DC 110V, SIZE S00, SCREW TERMINAL | 31.26 | TEM | 1 | CP | 0.29 | 1
3RH21221BG40 | CONTACTOR RELAY, 2NO+2NC, DC 125V, SIZE S00, SCREW TERMINAL | 34.65 | TEM | 1 | CP | 0.29 | 1
3RH21221BG40 | CONTACTOR RELAY, 2NO+2NC, DC 125V, SIZE S00, SCREW TERMINAL | 34.65 | TEM | 1 | CP | 0.29 | 1
3RH21221BM40 | CONTACTOR RELAY, 2NO+2NC, DC 220V, SIZE S00, SCREW TERMINAL | 31.06 | TEM | 1 | CP | 0.293 | 1
3RH21221BM40 | CONTACTOR RELAY, 2NO+2NC, DC 220V, SIZE S00, SCREW TERMINAL | 31.26 | TEM | 1 | CP | 0.293 | 1
3RH21221BP40 | CONTACTOR RELAY, 2NO+2NC, DC 230V, SIZE S00, SCREW TERMINAL | 34.65 | TEM | 1 | CP | 0.29 | 1
3RH21221BP40 | CONTACTOR RELAY, 2NO+2NC, DC 230V, SIZE S00, SCREW TERMINAL | 34.65 | TEM | 1 | CP | 0.29 | 1
3RH21221BW40 | CONTACTOR RELAY, 2NO+2NC, DC 48V, SIZE S00, SCREW TERMINAL | 31.26 | TEM | 1 | CP | 0.288 | 1
3RH21221BW40 | CONTACTOR RELAY, 2NO+2NC, DC 48V, SIZE S00, SCREW TERMINAL | 31.26 | TEM | 1 | CP | 0.288 | 1
3RH21222AP00 | CONTACTOR RELAY, 2NO+2NC, AC 230V, 50/60 HZ, SZ S00, SPRING-LOADED TERMINAL | 27.06 | TEM | 1 | CP | 0.255 | 1
3RH21222AP00 | CONTACTOR RELAY, 2NO+2NC, AC 230V, 50/60 HZ, SZ S00, SPRING-LOADED TERMINAL | 27.06 | TEM | 1 | CP | 0.255 | 1
3RH21222KF400LA0 | CONT. REL. FOR RAIL, 2NO+1NC, 110 V DC, 0.7...1.25*US, W. INTEGRATED SUPPRESSOR DIODE, SIZE S00, SPRING-TYPE TERMINALS SUITABLE FOR PLC OUTPUTS | 56.27 | TEM | 1 | CP | 0.322 | 1
3RH21222KF400LA0 | CONT. REL. FOR RAIL, 2NO+1NC, 110 V DC, 0.7...1.25*US, W. INTEGRATED SUPPRESSOR DIODE, SIZE S00, SPRING-TYPE TERMINALS SUITABLE FOR PLC OUTPUTS | 56.27 | TEM | 1 | CP | 0.322 | 1
3RH21311AB00 | CONTACTOR RELAY, 3NO+1NC, AC 24V, 50/60 HZ, SIZE S00, SCREW TERMINAL | 27.06 | TEM | 1 | CP | 0.233 | 1
3RH21311AB00 | CONTACTOR RELAY, 3NO+1NC, AC 24V, 50/60 HZ, SIZE S00, SCREW TERMINAL | 27.06 | TEM | 1 | CP | 0.233 | 1
3RH21311AB00 | CONTACTOR RELAY, 3NO+1NC, AC 24V, 50/60 HZ, SIZE S00, SCREW TERMINAL | 27.06 | TEM | 1 | CP | 0.233 | 1
3RH21311AF00 | CONTACTOR RELAY, 3NO+1NC, AC 110V, 50/60 HZ, SIZE S00, SCREW TERMINAL | 27.06 | TEM | 1 | CP | 0.231 | 1
3RH21311AF00 | CONTACTOR RELAY, 3NO+1NC, AC 110V, 50/60 HZ, SIZE S00, SCREW TERMINAL | 27.06 | TEM | 1 | CP | 0.231 | 1
3RH21311AN20 | CONTACTOR RELAY, 3NO+1NC, AC 220V, 50/60 HZ, SIZE S00, SCREW TERMINAL | 27.06 | TEM | 1 | CP | 0.233 | 1
3RH21311AN20 | CONTACTOR RELAY, 3NO+1NC, AC 220V, 50/60 HZ, SIZE S00, SCREW TERMINAL | 27.06 | TEM | 1 | CP | 0.233 | 1
3RH21311AP00 | CONTACTOR RELAY, 3NO+1NC, AC 230V, 50/60 HZ, SIZE S00, SCREW TERMINAL | 27.06 | TEM | 1 | CP | 0.233 | 1
3RH21311AP00 | CONTACTOR RELAY, 3NO+1NC, AC 230V, 50/60 HZ, SIZE S00, SCREW TERMINAL | 27.06 | TEM | 1 | CP | 0.233 | 1
3RH21311BB40 | CONTACTOR RELAY, 3NO+1NC, DC 24V, SIZE S00, SCREW TERMINAL | 31.26 | TEM | 1 | CP | 0.29 | 1
3RH21311BB40 | CONTACTOR RELAY, 3NO+1NC, DC 24V, SIZE S00, SCREW TERMINAL | 31.26 | TEM | 1 | CP | 0.29 | 1
3RH21311BB40 | CONTACTOR RELAY, 3NO+1NC, DC 24V, SIZE S00, SCREW TERMINAL | 31.26 | TEM | 1 | CP | 0.29 | 1
3RH21311BF40 | CONTACTOR RELAY, 3NO+1NC, DC 110V, SIZE S00, SCREW TERMINAL | 31.26 | TEM | 1 | CP | 0.29 | 1
3RH21311BF40 | CONTACTOR RELAY, 3NO+1NC, DC 110V, SIZE S00, SCREW TERMINAL | 31.26 | TEM | 1 | CP | 0.29 | 1
3RH21311BM40 | CONTACTOR RELAY, 3NO+1NC, DC 220V, SIZE S00, SCREW TERMINAL | 31.26 | TEM | 1 | CP | 0.29 | 1
3RH21311BM40 | CONTACTOR RELAY, 3NO+1NC, DC 220V, SIZE S00, SCREW TERMINAL | 31.26 | TEM | 1 | CP | 0.29 | 1
3RH21311BW40 | CONTACTOR RELAY, 3NO+1NC, DC 48V, SIZE S00, SCREW TERMINAL | 31.06 | TEM | 1 | CP | 0.286 | 1
3RH21311BW40 | CONTACTOR RELAY, 3NO+1NC, DC 48V, SIZE S00, SCREW TERMINAL | 31.26 | TEM | 1 | CP | 0.286 | 1
3RH21401AB00 | CONTACTOR RELAY, 4NO, AC 24V, 50/60 HZ, SIZE S00, SCREW TERMINAL | 27.06 | TEM | 1 | CP | 0.231 | 1
3RH21401AB00 | CONTACTOR RELAY, 4NO, AC 24V, 50/60 HZ, SIZE S00, SCREW TERMINAL | 27.06 | TEM | 1 | CP | 0.231 | 1
3RH21401AF00 | CONTACTOR RELAY, 4NO, AC 110V, 50/60 HZ, SIZE S00, SCREW TERMINAL | 27.06 | TEM | 1 | CP | 0.231 | 1
3RH21401AF00 | CONTACTOR RELAY, 4NO, AC 110V, 50/60 HZ, SIZE S00, SCREW TERMINAL | 27.06 | TEM | 1 | CP | 0.231 | 1
3RH21401AN20 | CONTACTOR RELAY, 4NO, AC 220V, 50/60 HZ, SIZE S00, SCREW TERMINAL | 27.06 | TEM | 1 | CP | 0.233 | 1
3RH21401AN20 | CONTACTOR RELAY, 4NO, AC 220V, 50/60 HZ, SIZE S00, SCREW TERMINAL | 27.06 | TEM | 1 | CP | 0.233 | 1
3RH21401AP00 | CONTACTOR RELAY, 4NO, AC 230V, 50/60 HZ, SIZE S00, SCREW TERMINAL | 27.06 | TEM | 1 | CP | 0.233 | 1
3RH21401AP00 | CONTACTOR RELAY, 4NO, AC 230V, 50/60 HZ, SIZE S00, SCREW TERMINAL | 27.06 | TEM | 1 | CP | 0.233 | 1
3RH21401AP00 | CONTACTOR RELAY, 4NO, AC 230V, 50/60 HZ, SIZE S00, SCREW TERMINAL | 27.06 | TEM | 1 | CP | 0.233 | 1
3RH21401AV00 | CONTACTOR RELAY, 4NO, AC 400V, 50/60 HZ, SIZE S00, SCREW TERMINAL | 29.73 | TEM | 1 | CP | 0.231 | 1
3RH21401AV00 | CONTACTOR RELAY, 4NO, AC 400V, 50/60 HZ, SIZE S00, SCREW TERMINAL | 29.73 | TEM | 1 | CP | 0.231 | 1
3RH21401BB40 | CONTACTOR RELAY, 4NO, DC 24V, SIZE S00, SCREW TERMINAL | 31.26 | TEM | 1 | CP | 0.29 | 1
3RH21401BB40 | CONTACTOR RELAY, 4NO, DC 24V, SIZE S00, SCREW TERMINAL | 31.26 | TEM | 1 | CP | 0.29 | 1
3RH21401BF40 | CONTACTOR RELAY, 4NO, DC 110V, SIZE S00, SCREW TERMINAL | 31.26 | TEM | 1 | CP | 0.29 | 1
3RH21401BF40 | CONTACTOR RELAY, 4NO, DC 110V, SIZE S00, SCREW TERMINAL | 31.26 | TEM | 1 | CP | 0.29 | 1
3RH21401BW40 | CONTACTOR RELAY, 4NO, DC 48V, SIZE S00, SCREW TERMINAL | 31.26 | TEM | 1 | CP | 0.286 | 1
3RH21401BW40 | CONTACTOR RELAY, 4NO, DC 48V, SIZE S00, SCREW TERMINAL | 31.26 | TEM | 1 | CP | 0.286 | 1
3RH21402AF00 | CONTACTOR RELAY, 4NO, AC 110V, 50/60 HZ, SZ S00, SPRING-LOADED TERMINAL | 27.06 | TEM | 1 | CP | 0.254 | 1
3RH21402AF00 | CONTACTOR RELAY, 4NO, AC 110V, 50/60 HZ, SZ S00, SPRING-LOADED TERMINAL | 27.06 | TEM | 1 | CP | 0.254 | 1
3RH21402AP00 | CONTACTOR RELAY, 4NO, AC 230V, 50/60 HZ, SZ S00, SPRING-LOADED TERMINAL | 27.06 | TEM | 1 | CP | 0.255 | 1
3RH21402AP00 | CONTACTOR RELAY, 4NO, AC 230V, 50/60 HZ, SZ S00, SPRING-LOADED TERMINAL | 27.06 | TEM | 1 | CP | 0.255 | 1
3RH21402BB40 | CONTACTOR RELAY, 4NO, DC 24V, SZ S00, SPRING-LOADED TERMINAL | 31.26 | TEM | 1 | CP | 0.312 | 1
3RH21402BB40 | CONTACTOR RELAY, 4NO, DC 24V, SZ S00, SPRING-LOADED TERMINAL | 31.26 | TEM | 1 | CP | 0.312 | 1
3RH22441AP60 | CONTACTOR RELAY, 4NO+4NC, AC220V 50HZ/240V 60HZ, SIZE S00, SCREW TERMINAL, PERMANENT AUX. SWITCH, FOR SUVA APPLICATIONS | 44.28 | TEM | 1 | CP | 0.281 | 1
3RH22441AP60 | CONTACTOR RELAY, 4NO+4NC, AC220V 50HZ/240V 60HZ, SIZE S00, SCREW TERMINAL, PERMANENT AUX. SWITCH, FOR SUVA APPLICATIONS | 44.28 | TEM | 1 | CP | 0.281 | 1
3RH22441BB40 | CONTACTOR RELAY, 4NO+4NC, DC 24V, SIZE S00, SCREW TERMINAL, PERMANENT AUX. SWITCH, FOR SUVA APPLICATIONS | 47.97 | TEM | 1 | CP | 0.343 | 1
3RH22441BB40 | CONTACTOR RELAY, 4NO+4NC, DC 24V, SIZE S00, SCREW TERMINAL, PERMANENT AUX. SWITCH, FOR SUVA APPLICATIONS | 47.97 | TEM | 1 | CP | 0.343 | 1
3RH22621AP00 | CONTACTOR RELAY, 6NO+2NC, AC 230V, 50/60 HZ, SIZE S00, SCREW TERMINAL, PERMANENT AUX. SWITCH, FOR SUVA APPLICATIONS | 44.28 | TEM | 1 | CP | 0.285 | 1
3RH22621AP00 | CONTACTOR RELAY, 6NO+2NC, AC 230V, 50/60 HZ, SIZE S00, SCREW TERMINAL, PERMANENT AUX. SWITCH, FOR SUVA APPLICATIONS | 44.28 | TEM | 1 | CP | 0.285 | 1
3RH22621BB40 | CONTACTOR RELAY, 6NO+2NC, DC 24V, SIZE S00, SCREW TERMINAL, PERMANENT AUX. SWITCH, FOR SUVA APPLICATIONS | 47.97 | TEM | 1 | CP | 0.342 | 1
3RH22621BB40 | CONTACTOR RELAY, 6NO+2NC, DC 24V, SIZE S00, SCREW TERMINAL, PERMANENT AUX. SWITCH, FOR SUVA APPLICATIONS | 47.97 | TEM | 1 | CP | 0.342 | 1
3RH24221AB00 | CONTACTOR RELAY LATCHED, 2NO+2NC, AC 24V, 50/60HZ, SIZE S00, SCREW TERMINAL | 92.66 | TEM | 1 | CP | 0.444 | 1
3RH24221AB00 | CONTACTOR RELAY LATCHED, 2NO+2NC, AC 24V, 50/60HZ, SIZE S00, SCREW TERMINAL | 92.66 | TEM | 1 | CP | 0.444 | 1
3RH24221AP00 | CONTACTOR RELAY LATCHED, 2NO+2NC, AC 230V, 50/60HZ, SIZE S00, SCREW TERMINAL | 92.66 | TEM | 1 | CP | 0.448 | 1
3RH24221AP00 | CONTACTOR RELAY LATCHED, 2NO+2NC, AC 230V, 50/60HZ, SIZE S00, SCREW TERMINAL | 92.66 | TEM | 1 | CP | 0.448 | 1
3RH24221BB40 | CONTACTOR RELAY LATCHED, 2NO+2NC, DC 24V, SIZE S00, SCREW TERMINAL | 97.68 | TEM | 1 | CP | 0.571 | 1
3RH24221BB40 | CONTACTOR RELAY LATCHED, 2NO+2NC, DC 24V, SIZE S00, SCREW TERMINAL | 97.68 | TEM | 1 | CP | 0.571 | 1
3RH24221BF40 | CONTACTOR RELAY LATCHED, 2NO+2NC, DC 110V, SIZE S00, SCREW TERMINAL | 97.68 | TEM | 1 | CP | 0.568 | 1
3RH24221BF40 | CONTACTOR RELAY LATCHED, 2NO+2NC, DC 110V, SIZE S00, SCREW TERMINAL | 97.68 | TEM | 1 | CP | 0.568 | 1
3RH24221BG40 | CONTACTOR RELAY LATCHED, 2NO+2NC, DC 125V, SIZE S00, SCREW TERMINAL | 101.78 | TEM | 1 | CP | 0.562 | 1
3RH24221BG40 | CONTACTOR RELAY LATCHED, 2NO+2NC, DC 125V, SIZE S00, SCREW TERMINAL | 101.78 | TEM | 1 | CP | 0.562 | 1
3RH24401AP00 | CONTACTOR RELAY LATCHED, 4NO, AC 230V, 50/60HZ, SIZE S00, SCREW TERMINAL | 92.66 | TEM | 1 | CP | 0.446 | 1
3RH24401AP00 | CONTACTOR RELAY LATCHED, 4NO, AC 230V, 50/60HZ, SIZE S00, SCREW TERMINAL | 92.66 | TEM | 1 | CP | 0.446 | 1
3RH24401BB40 | CONTACTOR RELAY LATCHED, 4NO, DC 24V, SIZE S00, SCREW TERMINAL | 97.68 | TEM | 1 | CP | 0.554 | 1
3RH24401BB40 | CONTACTOR RELAY LATCHED, 4NO, DC 24V, SIZE S00, SCREW TERMINAL | 97.68 | TEM | 1 | CP | 0.554 | 1
3RH24401BF40 | CONTACTOR RELAY LATCHED, 4NO, DC 110V, SIZE S00, SCREW TERMINAL | 97.68 | TEM | 1 | CP | 0.561 | 1
3RH24401BF40 | CONTACTOR RELAY LATCHED, 4NO, DC 110V, SIZE S00, SCREW TERMINAL | 97.68 | TEM | 1 | CP | 0.561 | 1
3RH24401BG40 | CONTACTOR RELAY LATCHED, 4NO, DC 125V, SIZE S00, SCREW TERMINAL | 101.78 | TEM | 1 | CP | 0.559 | 1
3RH24401BG40 | CONTACTOR RELAY LATCHED, 4NO, DC 125V, SIZE S00, SCREW TERMINAL | 101.78 | TEM | 1 | CP | 0.559 | 1
3RH29111AA01 | AUX.SWITCH BLOCK,FRONT,1NC, CURR.PATH: 1NC, CONN. F. ABOVE, F. CONT. RELAYS A. MOTOR CONT., 3RT2 SCREW TERMINAL 71 / 72 | 6.16 | TEM | 1 | CP | 0.02 | 1
3RH29111AA01 | AUX.SWITCH BLOCK,FRONT,1NC, CURR.PATH: 1NC, CONN. F. ABOVE, F. CONT. RELAYS A. MOTOR CONT., 3RT2 SCREW TERMINAL 71 / 72 | 6.16 | TEM | 1 | CP | 0.02 | 1
3RH29111AA10 | AUX.SWITCH BLOCK,FRONT,1NO, CURR.PATH: 1NO, CONN. F. ABOVE, F. CONT. RELAYS A. MOTOR CONT., 3RT2 SCREW TERMINAL 73 / 74 | 6.16 | TEM | 1 | CP | 0.052 | 1
3RH29111AA10 | AUX.SWITCH BLOCK,FRONT,1NO, CURR.PATH: 1NO, CONN. F. ABOVE, F. CONT. RELAYS A. MOTOR CONT., 3RT2 SCREW TERMINAL 73 / 74 | 6.16 | TEM | 1 | CP | 0.052 | 1
3RH29111DA02 | LATERAL AUX.SWITCH BLOCK,SIDE, 2NC, CURR.PATH: 1NC, 1NC, FOR MOTOR CONTACTORS, SZ S00, SCREW TERMINAL R: 21/22, 31/32 L: 41/42, 51/52 | 11.88 | TEM | 1 | CP | 0.04 | 1
3RH29111DA02 | LATERAL AUX.SWITCH BLOCK,SIDE, 2NC, CURR.PATH: 1NC, 1NC, FOR MOTOR CONTACTORS, SZ S00, SCREW TERMINAL R: 21/22, 31/32 L: 41/42, 51/52 | 11.88 | TEM | 1 | CP | 0.04 | 1
3RH29111DA02 | LATERAL AUX.SWITCH BLOCK,SIDE, 2NC, CURR.PATH: 1NC, 1NC, FOR MOTOR CONTACTORS, SZ S00, SCREW TERMINAL R: 21/22, 31/32 L: 41/42, 51/52 | 11.88 | TEM | 1 | CP | 0.04 | 1
3RH29111DA11 | LATERAL AUX.SWITCH BLOCK,SIDE, 1NO+1NC, CURR.PATH: 1NC, 1NO, FOR MOTOR CONTACTORS, SZ S00, SCREW TERMINAL R: 21/22, 33/34 L: 41/42, 53/54 | 11.88 | TEM | 1 | CP | 0.04 | 1
3RH29111DA11 | LATERAL AUX.SWITCH BLOCK,SIDE, 1NO+1NC, CURR.PATH: 1NC, 1NO, FOR MOTOR CONTACTORS, SZ S00, SCREW TERMINAL R: 21/22, 33/34 L: 41/42, 53/54 | 11.88 | TEM | 1 | CP | 0.04 | 1
3RH29111DA20 | LATERAL AUX.SWITCH BLOCK,SIDE, 2NO, CURR.PATH: 1NO, 1NO, FOR MOTOR CONTACTORS, SZ S00, SCREW TERMINAL R: 23/24, 33/34 L :43/44, 53/54 | 11.88 | TEM | 1 | CP | 0.04 | 1
3RH29111DA20 | LATERAL AUX.SWITCH BLOCK,SIDE, 2NO, CURR.PATH: 1NO, 1NO, FOR MOTOR CONTACTORS, SZ S00, SCREW TERMINAL R: 23/24, 33/34 L :43/44, 53/54 | 11.88 | TEM | 1 | CP | 0.04 | 1
3RH29111FA04 | AUX.SWITCH BLOCK,FRONT,4NC, CURR.PATH: 1NC, 1NC, 1NC, 1NC, F. CONT. RELAYS A. MOTOR CONT., 3RT2 SCREW TERMINAL .1 / .2,.1 / .2,.1 / .2,.1 / .2 | 13.31 | TEM | 1 | CP | 0.052 | 1
3RH29111FA04 | AUX.SWITCH BLOCK,FRONT,4NC, CURR.PATH: 1NC, 1NC, 1NC, 1NC, F. CONT. RELAYS A. MOTOR CONT., 3RT2 SCREW TERMINAL .1 / .2,.1 / .2,.1 / .2,.1 / .2 | 13.31 | TEM | 1 | CP | 0.052 | 1
3RH29111FA22 | AUX.SWITCH BLOCK,FRONT,2NO+2NC, CURR.PATH: 1NO, 1NC, 1NC, 1NO, F. CONT. RELAYS A. MOTOR CONT., 3RT2 SCREW TERMINAL .3 / .4,.1 / .2,.1 / .2,.3 / .4 | 13.31 | TEM | 1 | CP | 0.052 | 1
3RH29111FA22 | AUX.SWITCH BLOCK,FRONT,2NO+2NC, CURR.PATH: 1NO, 1NC, 1NC, 1NO, F. CONT. RELAYS A. MOTOR CONT., 3RT2 SCREW TERMINAL .3 / .4,.1 / .2,.1 / .2,.3 / .4 | 13.31 | TEM | 1 | CP | 0.052 | 1
3RH29111FA22 | AUX.SWITCH BLOCK,FRONT,2NO+2NC, CURR.PATH: 1NO, 1NC, 1NC, 1NO, F. CONT. RELAYS A. MOTOR CONT., 3RT2 SCREW TERMINAL .3 / .4,.1 / .2,.1 / .2,.3 / .4 | 13.31 | TEM | 1 | CP | 0.052 | 1
3RH29111FA40 | AUX.SWITCH BLOCK,FRONT,4NO, CURR.PATH: 1NO, 1NO, 1NO, 1NO, F. CONT. RELAYS A. MOTOR CONT., 3RT2 SCREW TERMINAL .3 / .4,.3 / .4,.3 / .4,.3 / .4 | 13.31 | TEM | 1 | CP | 0.052 | 1
3RH29111FA40 | AUX.SWITCH BLOCK,FRONT,4NO, CURR.PATH: 1NO, 1NO, 1NO, 1NO, F. CONT. RELAYS A. MOTOR CONT., 3RT2 SCREW TERMINAL .3 / .4,.3 / .4,.3 / .4,.3 / .4 | 13.31 | TEM | 1 | CP | 0.052 | 1
3RH29111FA40 | AUX.SWITCH BLOCK,FRONT,4NO, CURR.PATH: 1NO, 1NO, 1NO, 1NO, F. CONT. RELAYS A. MOTOR CONT., 3RT2 SCREW TERMINAL .3 / .4,.3 / .4,.3 / .4,.3 / .4 | 13.31 | TEM | 1 | CP | 0.052 | 1
3RH29111FB11 | AUX.SWITCH BL 11U,1NO+1NC,FRONT CURR.PATH: 1NO, --, 1NC, --, F. CONT. RELAYS A. MOTOR CONT., 3RT2 SCREW TERMINAL .7 / .8,-- / --,.5 / .6,-- / -- | 16.06 | TEM | 1 | CP | 0.051 | 1
3RH29111FB11 | AUX.SWITCH BL 11U,1NO+1NC,FRONT CURR.PATH: 1NO, --, 1NC, --, F. CONT. RELAYS A. MOTOR CONT., 3RT2 SCREW TERMINAL .7 / .8,-- / --,.5 / .6,-- / -- | 16.06 | TEM | 1 | CP | 0.051 | 1
3RH29111FB22 | AUX.SWITCH BL 11U,2NO+2NC,FRONT CURR.PATH: 1NO, 1NC, 1NC, 1NO, F. CONT. RELAYS A. MOTOR CONT., 3RT2 SCREW TERMINAL .3 / .4,.1 / .2,.5 / .6,.7 / .8 | 23.98 | TEM | 1 | CP | 0.052 | 1
3RH29111FB22 | AUX.SWITCH BL 11U,2NO+2NC,FRONT CURR.PATH: 1NO, 1NC, 1NC, 1NO, F. CONT. RELAYS A. MOTOR CONT., 3RT2 SCREW TERMINAL .3 / .4,.1 / .2,.5 / .6,.7 / .8 | 23.98 | TEM | 1 | CP | 0.052 | 1
3RH29111FC22 | AUX.SWITCH BL 22U,2NO+2NC,FRONT CURR.PATH: 1NO, 1NO, 1NC, 1NC, F. CONT. RELAYS A. MOTOR CONT., 3RT2 SCREW TERMINAL .7 / .8,.7 / .8,.5 / .6,.5 / .6 | 21.34 | TEM | 1 | CP | 0.052 | 1
3RH29111FC22 | AUX.SWITCH BL 22U,2NO+2NC,FRONT CURR.PATH: 1NO, 1NO, 1NC, 1NC, F. CONT. RELAYS A. MOTOR CONT., 3RT2 SCREW TERMINAL .7 / .8,.7 / .8,.5 / .6,.5 / .6 | 21.34 | TEM | 1 | CP | 0.052 | 1
3RH29111GA04 | AUX.SWITCH BLOCK,FRONT,4NC, CURR.PATH: 1NC, 1NC, 1NC, 1NC, FOR CONTACTOR RELAYS, SZ S00, SCREW TERMINAL 51 / 52,61 / 62,71 / 72,81 / 82 F. 3RH2140 / 3RH2440 (EN 50011) | 13.31 | TEM | 1 | CP | 0.052 | 1
3RH29111GA04 | AUX.SWITCH BLOCK,FRONT,4NC, CURR.PATH: 1NC, 1NC, 1NC, 1NC, FOR CONTACTOR RELAYS, SZ S00, SCREW TERMINAL 51 / 52,61 / 62,71 / 72,81 / 82 F. 3RH2140 / 3RH2440 (EN 50011) | 13.31 | TEM | 1 | CP | 0.052 | 1
3RH29111GA13 | AUX.SWITCH BLOCK,FRONT,1NO+3NC, CURR.PATH: 1NO, 1NC, 1NC, 1NC, FOR CONTACTOR RELAYS, SZ S00, SCREW TERMINAL 53 / 54,61 / 62,71 / 72,81 / 82 F. 3RH2140 / 3RH2440 (EN 50011) | 13.31 | TEM | 1 | CP | 0.052 | 1
3RH29111GA13 | AUX.SWITCH BLOCK,FRONT,1NO+3NC, CURR.PATH: 1NO, 1NC, 1NC, 1NC, FOR CONTACTOR RELAYS, SZ S00, SCREW TERMINAL 53 / 54,61 / 62,71 / 72,81 / 82 F. 3RH2140 / 3RH2440 (EN 50011) | 13.31 | TEM | 1 | CP | 0.052 | 1
3RH29111GA22 | AUX.SWITCH BLOCK,FRONT,2NO+2NC, CURR.PATH: 1NO, 1NC, 1NC, 1NO, FOR CONTACTOR RELAYS, SZ S00, SCREW TERMINAL 53 / 54,61 / 62,71 / 72,83 / 84 F. 3RH2140 / 3RH2440 (EN 50011) | 13.31 | TEM | 1 | CP | 0.052 | 1
3RH29111GA22 | AUX.SWITCH BLOCK,FRONT,2NO+2NC, CURR.PATH: 1NO, 1NC, 1NC, 1NO, FOR CONTACTOR RELAYS, SZ S00, SCREW TERMINAL 53 / 54,61 / 62,71 / 72,83 / 84 F. 3RH2140 / 3RH2440 (EN 50011) | 13.31 | TEM | 1 | CP | 0.052 | 1
3RH29111GA31 | AUX.SWITCH BLOCK,FRONT,3NO+1NC, CURR.PATH: 1NO, 1NC, 1NO, 1NO, FOR CONTACTOR RELAYS, SZ S00, SCREW TERMINAL 53 / 54,61 / 62,73 / 74,83 / 84 F. 3RH2140 / 3RH2440 (EN 50011) | 13.31 | TEM | 1 | CP | 0.052 | 1
3RH29111GA31 | AUX.SWITCH BLOCK,FRONT,3NO+1NC, CURR.PATH: 1NO, 1NC, 1NO, 1NO, FOR CONTACTOR RELAYS, SZ S00, SCREW TERMINAL 53 / 54,61 / 62,73 / 74,83 / 84 F. 3RH2140 / 3RH2440 (EN 50011) | 13.31 | TEM | 1 | CP | 0.052 | 1
3RH29111GA40 | AUX.SWITCH BLOCK,FRONT,4NO, CURR.PATH: 1NO, 1NO, 1NO, 1NO, FOR CONTACTOR RELAYS, SZ S00, SCREW TERMINAL 53 / 54,63 / 64,73 / 74,83 / 84 F. 3RH2140 / 3RH2440 (EN 50011) | 13.31 | TEM | 1 | CP | 0.052 | 1
3RH29111GA40 | AUX.SWITCH BLOCK,FRONT,4NO, CURR.PATH: 1NO, 1NO, 1NO, 1NO, FOR CONTACTOR RELAYS, SZ S00, SCREW TERMINAL 53 / 54,63 / 64,73 / 74,83 / 84 F. 3RH2140 / 3RH2440 (EN 50011) | 13.31 | TEM | 1 | CP | 0.052 | 1
3RH29111GA40 | AUX.SWITCH BLOCK,FRONT,4NO, CURR.PATH: 1NO, 1NO, 1NO, 1NO, FOR CONTACTOR RELAYS, SZ S00, SCREW TERMINAL 53 / 54,63 / 64,73 / 74,83 / 84 F. 3RH2140 / 3RH2440 (EN 50011) | 13.31 | TEM | 1 | CP | 0.052 | 1
3RH29111HA01 | AUX.SWITCH BLOCK,FRONT,1NC, CURR.PATH: 1NC, F. CONT. RELAYS A. MOTOR CONT., 3RT2 SCREW TERMINAL .1 / .2 | 6.27 | TEM | 1 | CP | 0.035 | 1
3RH29111HA01 | AUX.SWITCH BLOCK,FRONT,1NC, CURR.PATH: 1NC, F. CONT. RELAYS A. MOTOR CONT., 3RT2 SCREW TERMINAL .1 / .2 | 6.27 | TEM | 1 | CP | 0.035 | 1
3RH29111HA10 | AUX.SWITCH BLOCK,FRONT,1NO, CURR.PATH: 1NO, F. CONT. RELAYS A. MOTOR CONT., 3RT2 SCREW TERMINAL .3 / .4 | 6.27 | TEM | 1 | CP | 0.052 | 1
3RH29111HA10 | AUX.SWITCH BLOCK,FRONT,1NO, CURR.PATH: 1NO, F. CONT. RELAYS A. MOTOR CONT., 3RT2 SCREW TERMINAL .3 / .4 | 6.27 | TEM | 1 | CP | 0.052 | 1
3RH29111HA11 | AUX.SWITCH BLOCK,FRONT,1NO+1NC, CURR.PATH: 1NC, 1NO, F. CONT. RELAYS A. MOTOR CONT., 3RT2 SCREW TERMINAL .1 / .2, .3 /.4 | 7.92 | TEM | 1 | CP | 0.052 | 1
3RH29111HA11 | AUX.SWITCH BLOCK,FRONT,1NO+1NC, CURR.PATH: 1NC, 1NO, F. CONT. RELAYS A. MOTOR CONT., 3RT2 SCREW TERMINAL .1 / .2, .3 /.4 | 7.92 | TEM | 1 | CP | 0.052 | 1
3RH29111HA12 | AUX.SWITCH BLOCK,FRONT,1NO+2NC, CURR.PATH: 1NC, 1NC, 1NO, F. CONT. RELAYS A. MOTOR CONT., 3RT2 SCREW TERMINAL .1 / .2, .1 / .2, .3 / .4 | 10.78 | TEM | 1 | CP | 0.055 | 1
3RH29111HA12 | AUX.SWITCH BLOCK,FRONT,1NO+2NC, CURR.PATH: 1NC, 1NC, 1NO, F. CONT. RELAYS A. MOTOR CONT., 3RT2 SCREW TERMINAL .1 / .2, .1 / .2, .3 / .4 | 10.78 | TEM | 1 | CP | 0.055 | 1
3RH29111HA13 | AUX.SWITCH BLOCK,FRONT,1NO+3NC, CURR.PATH: 1NC, 1NC, 1NC, 1NO, F. CONT. RELAYS A. MOTOR CONT., 3RT2 SCREW TERMINAL .1 / .2,.1 / .2,.1 / .2,.3 / .4 | 13.31 | TEM | 1 | CP | 0.06 | 1
3RH29111HA13 | AUX.SWITCH BLOCK,FRONT,1NO+3NC, CURR.PATH: 1NC, 1NC, 1NC, 1NO, F. CONT. RELAYS A. MOTOR CONT., 3RT2 SCREW TERMINAL .1 / .2,.1 / .2,.1 / .2,.3 / .4 | 13.31 | TEM | 1 | CP | 0.06 | 1
3RH29111HA13 | AUX.SWITCH BLOCK,FRONT,1NO+3NC, CURR.PATH: 1NC, 1NC, 1NC, 1NO, F. CONT. RELAYS A. MOTOR CONT., 3RT2 SCREW TERMINAL .1 / .2,.1 / .2,.1 / .2,.3 / .4 | 13.31 | TEM | 1 | CP | 0.06 | 1
3RH29111HA20 | AUX.SWITCH BLOCK,FRONT,2NO, CURR.PATH: 1NO, 1NO, F. CONT. RELAYS A. MOTOR CONT., 3RT2 SCREW TERMINAL .3 / .4, .3 / .4 | 7.92 | TEM | 1 | CP | 0.08 | 1
3RH29111HA20 | AUX.SWITCH BLOCK,FRONT,2NO, CURR.PATH: 1NO, 1NO, F. CONT. RELAYS A. MOTOR CONT., 3RT2 SCREW TERMINAL .3 / .4, .3 / .4 | 7.92 | TEM | 1 | CP | 0.08 | 1
3RH29111HA21 | AUX.SWITCH BLOCK,FRONT,2NO+1NC, CURR.PATH: 1NC, 1NO, 1NO, F. CONT. RELAYS A. MOTOR CONT., 3RT2 SCREW TERMINAL .1 / .2, .3 / .4, .3 / .4 | 10.78 | TEM | 1 | CP | 0.04 | 1
3RH29111HA21 | AUX.SWITCH BLOCK,FRONT,2NO+1NC, CURR.PATH: 1NC, 1NO, 1NO, F. CONT. RELAYS A. MOTOR CONT., 3RT2 SCREW TERMINAL .1 / .2, .3 / .4, .3 / .4 | 10.78 | TEM | 1 | CP | 0.04 | 1
3RH29111HA22 | AUX.SWITCH BLOCK,FRONT,2NO+2NC, CURR.PATH: 1NC, 1NC, 1NO, 1NO, F. CONT. RELAYS A. MOTOR CONT., 3RT2 SCREW TERMINAL .1 / .2,.1 / .2,.3 / .4,.3 / .4 | 13.31 | TEM | 1 | CP | 0.052 | 1
3RH29111HA22 | AUX.SWITCH BLOCK,FRONT,2NO+2NC, CURR.PATH: 1NC, 1NC, 1NO, 1NO, F. CONT. RELAYS A. MOTOR CONT., 3RT2 SCREW TERMINAL .1 / .2,.1 / .2,.3 / .4,.3 / .4 | 13.31 | TEM | 1 | CP | 0.052 | 1
3RH29111HA22 | AUX.SWITCH BLOCK,FRONT,2NO+2NC, CURR.PATH: 1NC, 1NC, 1NO, 1NO, F. CONT. RELAYS A. MOTOR CONT., 3RT2 SCREW TERMINAL .1 / .2,.1 / .2,.3 / .4,.3 / .4 | 13.31 | TEM | 1 | CP | 0.052 | 1
3RH29111HA31 | AUX.SWITCH BLOCK,FRONT,3NO+1NC, CURR.PATH: 1NC, 1NO, 1NO, 1NO, F. CONT. RELAYS A. MOTOR CONT., 3RT2 SCREW TERMINAL .1 / .2,.3 / .4,.3 / .4,.3 / .4 | 13.31 | TEM | 1 | CP | 0.041 | 1
3RH29111HA31 | AUX.SWITCH BLOCK,FRONT,3NO+1NC, CURR.PATH: 1NC, 1NO, 1NO, 1NO, F. CONT. RELAYS A. MOTOR CONT., 3RT2 SCREW TERMINAL .1 / .2,.3 / .4,.3 / .4,.3 / .4 | 13.31 | TEM | 1 | CP | 0.041 | 1
3RH29111HA31 | AUX.SWITCH BLOCK,FRONT,3NO+1NC, CURR.PATH: 1NC, 1NO, 1NO, 1NO, F. CONT. RELAYS A. MOTOR CONT., 3RT2 SCREW TERMINAL .1 / .2,.3 / .4,.3 / .4,.3 / .4 | 13.31 | TEM | 1 | CP | 0.041 | 1
3RH29111LA11 | AUX.SWITCH BLOCK,FRONT,1NO+1NC, CURR.PATH:1NO, 1NC, CONN.F.AB., F. CONT. RELAYS A. MOTOR CONT., 3RT2 SCREW TERMINAL 73 / 74, 81 / 82 | 7.92 | TEM | 1 | CP | 0.052 | 1
3RH29111LA11 | AUX.SWITCH BLOCK,FRONT,1NO+1NC, CURR.PATH:1NO, 1NC, CONN.F.AB., F. CONT. RELAYS A. MOTOR CONT., 3RT2 SCREW TERMINAL 73 / 74, 81 / 82 | 7.92 | TEM | 1 | CP | 0.052 | 1
3RH29111LA20 | AUX.SWITCH BLOCK,FRONT,2NO, CURR.PATH:1NO, 1NO, CONN.F.AB., F. CONT. RELAYS A. MOTOR CONT., 3RT2 SCREW TERMINAL 73 / 74, 83 / 84 | 7.92 | TEM | 1 | CP | 0.052 | 1
3RH29111LA20 | AUX.SWITCH BLOCK,FRONT,2NO, CURR.PATH:1NO, 1NO, CONN.F.AB., F. CONT. RELAYS A. MOTOR CONT., 3RT2 SCREW TERMINAL 73 / 74, 83 / 84 | 7.92 | TEM | 1 | CP | 0.052 | 1
3RH29111MA11 | AUX.SWITCH BLOCK,FRONT,1NO+1NC, CURR.PATH:1NO, 1NC, CONN.F.BE., F. CONT. RELAYS A. MOTOR CONT., 3RT2 SCREW TERMINAL 73 / 74, 81 / 82 | 7.92 | TEM | 1 | CP | 0.052 | 1
3RH29111MA11 | AUX.SWITCH BLOCK,FRONT,1NO+1NC, CURR.PATH:1NO, 1NC, CONN.F.BE., F. CONT. RELAYS A. MOTOR CONT., 3RT2 SCREW TERMINAL 73 / 74, 81 / 82 | 7.92 | TEM | 1 | CP | 0.052 | 1
3RH29111XA040MA0 | AUX.SWITCH BLOCK,FRONT,4NC, CURR.PATH: 1NC, 1NC, 1NC, 1NC, F. CONT. RELAYS A. MOTOR CONT., 3RT2 SCREW TERMINAL 51 / 52;61 / 62;71 / 72;81 / 82 DIN EN 50005 | 13.31 | TEM | 1 | CP | 0.052 | 1
3RH29111XA040MA0 | AUX.SWITCH BLOCK,FRONT,4NC, CURR.PATH: 1NC, 1NC, 1NC, 1NC, F. CONT. RELAYS A. MOTOR CONT., 3RT2 SCREW TERMINAL 51 / 52;61 / 62;71 / 72;81 / 82 DIN EN 50005 | 13.31 | TEM | 1 | CP | 0.052 | 1
3RH29111XA220MA0 | AUX.SWITCH BLOCK,FRONT,2NO+2NC, CURR.PATH: 1NO, 1NC,1NC,1NO, SPECIAL VARIANTS FOR 3RT2 SCREW TERMINAL 53 / 54,61 / 62,71 / 72,83 / 84 DIN EN 50005 | 13.31 | TEM | 1 | CP | 0.052 | 1
3RH29111XA220MA0 | AUX.SWITCH BLOCK,FRONT,2NO+2NC, CURR.PATH: 1NO, 1NC,1NC,1NO, SPECIAL VARIANTS FOR 3RT2 SCREW TERMINAL 53 / 54,61 / 62,71 / 72,83 / 84 DIN EN 50005 | 13.31 | TEM | 1 | CP | 0.052 | 1
3RH29112DA11 | LATERAL AUX.SWITCH BLOCK,SIDE, 1NO+1NC, CURR.PATH: 1NC, 1NO, FOR MOTOR CONTACTORS, SZ S00, SPRING-LOADED TERMINAL R: 21/22, 33/34 L: 41/42, 53/54 | 11.88 | TEM | 1 | CP | 0.05 | 1
3RH29112DA11 | LATERAL AUX.SWITCH BLOCK,SIDE, 1NO+1NC, CURR.PATH: 1NC, 1NO, FOR MOTOR CONTACTORS, SZ S00, SPRING-LOADED TERMINAL R: 21/22, 33/34 L: 41/42, 53/54 | 11.88 | TEM | 1 | CP | 0.05 | 1
3RH29112FA22 | AUX.SWITCH BLOCK,FRONT,2NO+2NC, CURR.PATH: 1NO, 1NC, 1NC, 1NO, F. CONT. RELAYS A. MOTOR CONT., 3RT2 SPRING-LOADED TERMINAL .3 / .4,.1 / .2,.1 /.2,.3 / .4 | 13.31 | TEM | 1 | CP | 0.06 | 1
3RH29112FA22 | AUX.SWITCH BLOCK,FRONT,2NO+2NC, CURR.PATH: 1NO, 1NC, 1NC, 1NO, F. CONT. RELAYS A. MOTOR CONT., 3RT2 SPRING-LOADED TERMINAL .3 / .4,.1 / .2,.1 /.2,.3 / .4 | 13.31 | TEM | 1 | CP | 0.06 | 1
3RH29112FA40 | AUX.SWITCH BLOCK,FRONT,4NO, CURR.PATH: 1NO, 1NO, 1NO, 1NO, F. CONT. RELAYS A. MOTOR CONT., 3RT2 SPRING-LOADED TERMINAL .3 / .4,.3 / .4,.3 /.4,.3 / .4 | 13.31 | TEM | 1 | CP | 0.06 | 1
3RH29112FA40 | AUX.SWITCH BLOCK,FRONT,4NO, CURR.PATH: 1NO, 1NO, 1NO, 1NO, F. CONT. RELAYS A. MOTOR CONT., 3RT2 SPRING-LOADED TERMINAL .3 / .4,.3 / .4,.3 /.4,.3 / .4 | 13.31 | TEM | 1 | CP | 0.06 | 1
3RH29112FB22 | AUX.SWITCH BL 11U,2NO+2NC,FRONT CURR.PATH: 1NO, 1NC, 1NC, 1NO, F. CONT. RELAYS A. MOTOR CONT., 3RT2 SPRING-LOADED TERMINAL .3 / .4,.1 / .2,.5 /.6,.7 / .8 | 23.98 | TEM | 1 | CP | 0.06 | 1
3RH29112FB22 | AUX.SWITCH BL 11U,2NO+2NC,FRONT CURR.PATH: 1NO, 1NC, 1NC, 1NO, F. CONT. RELAYS A. MOTOR CONT., 3RT2 SPRING-LOADED TERMINAL .3 / .4,.1 / .2,.5 /.6,.7 / .8 | 23.98 | TEM | 1 | CP | 0.06 | 1
3RH29112GA31 | AUX.SWITCH BLOCK,FRONT,3NO+1NC, CURR.PATH: 1NO, 1NC, 1NO, 1NO, FOR CONTACTOR RELAYS, SZ S00, SPRING-LOADED TERMINAL 53 / 54,61 / 62,73 /74,83 / 84 F. 3RH2140 / 3RH2440 (EN 50011) | 13.31 | TEM | 1 | CP | 0.06 | 1
3RH29112GA31 | AUX.SWITCH BLOCK,FRONT,3NO+1NC, CURR.PATH: 1NO, 1NC, 1NO, 1NO, FOR CONTACTOR RELAYS, SZ S00, SPRING-LOADED TERMINAL 53 / 54,61 / 62,73 /74,83 / 84 F. 3RH2140 / 3RH2440 (EN 50011) | 13.31 | TEM | 1 | CP | 0.06 | 1
3RH29112HA01 | AUX.SWITCH BLOCK,FRONT,1NC, CURR.PATH: 1NC, F. CONT. RELAYS A. MOTOR CONT., 3RT2 SPRING-LOADED TERMINAL .1 / .2 | 6.27 | TEM | 1 | CP | 0.043 | 1
3RH29112HA01 | AUX.SWITCH BLOCK,FRONT,1NC, CURR.PATH: 1NC, F. CONT. RELAYS A. MOTOR CONT., 3RT2 SPRING-LOADED TERMINAL .1 / .2 | 6.27 | TEM | 1 | CP | 0.043 | 1
3RH29112HA10 | AUX.SWITCH BLOCK,FRONT,1NO, CURR.PATH: 1NO, F. CONT. RELAYS A. MOTOR CONT., 3RT2 SPRING-LOADED TERMINAL .3 / .4 | 6.27 | TEM | 1 | CP | 0.054 | 1
3RH29112HA10 | AUX.SWITCH BLOCK,FRONT,1NO, CURR.PATH: 1NO, F. CONT. RELAYS A. MOTOR CONT., 3RT2 SPRING-LOADED TERMINAL .3 / .4 | 6.27 | TEM | 1 | CP | 0.054 | 1
3RH29112HA11 | AUX.SWITCH BLOCK,FRONT,1NO+1NC, CURR.PATH: 1NC, 1NO, F. CONT. RELAYS A. MOTOR CONT., 3RT2 SPRING-LOADED TERMINAL .1 / .2, .3 / .4 | 7.92 | TEM | 1 | CP | 0.405 | 1
3RH29112HA11 | AUX.SWITCH BLOCK,FRONT,1NO+1NC, CURR.PATH: 1NC, 1NO, F. CONT. RELAYS A. MOTOR CONT., 3RT2 SPRING-LOADED TERMINAL .1 / .2, .3 / .4 | 7.92 | TEM | 1 | CP | 0.405 | 1
3RH29112HA22 | AUX.SWITCH BLOCK,FRONT,2NO+2NC, CURR.PATH: 1NC, 1NC, 1NO, 1NO, F. CONT. RELAYS A. MOTOR CONT., 3RT2 SPRING-LOADED TERMINAL .1 / .2,.1 / .2,.3 /.4,.3 / .4 | 13.31 | TEM | 1 | CP | 0.069 | 1
3RH29112HA22 | AUX.SWITCH BLOCK,FRONT,2NO+2NC, CURR.PATH: 1NC, 1NC, 1NO, 1NO, F. CONT. RELAYS A. MOTOR CONT., 3RT2 SPRING-LOADED TERMINAL .1 / .2,.1 / .2,.3 /.4,.3 / .4 | 13.31 | TEM | 1 | CP | 0.069 | 1
3RH29112HA31 | AUX.SWITCH BLOCK,FRONT,3NO+1NC, CURR.PATH: 1NC, 1NO, 1NO, 1NO, F. CONT. RELAYS A. MOTOR CONT., 3RT2 SPRING-LOADED TERMINAL .1 / .2,.3 / .4,.3 /.4,.3 / .4 | 13.31 | TEM | 1 | CP | 0.048 | 1
3RH29112HA31 | AUX.SWITCH BLOCK,FRONT,3NO+1NC, CURR.PATH: 1NC, 1NO, 1NO, 1NO, F. CONT. RELAYS A. MOTOR CONT., 3RT2 SPRING-LOADED TERMINAL .1 / .2,.3 / .4,.3 /.4,.3 / .4 | 13.31 | TEM | 1 | CP | 0.048 | 1
3RH29211DA02 | LATERAL AUX.SWITCH BLOCK,SIDE, 2NC, CURR.PATH: 1NC, 1NC, FOR MOTOR CONTACTORS, SZ S0 AND S2 SCREW TERMINAL R: 31/32, 41/42 L: 51/52, 61/62 | 11.88 | TEM | 1 | CP | 0.041 | 1
3RH29211DA02 | LATERAL AUX.SWITCH BLOCK,SIDE, 2NC, CURR.PATH: 1NC, 1NC, FOR MOTOR CONTACTORS, SZ S0 AND S2 SCREW TERMINAL R: 31/32, 41/42 L: 51/52, 61/62 | 11.88 | TEM | 1 | CP | 0.041 | 1
3RH29211DA11 | LATERAL AUX.SWITCH BLOCK,SIDE, 1NO+1NC, CURR.PATH: 1NC, 1NO, FOR MOTOR CONTACTORS, SZ S0 AND S2 SCREW TERMINAL R: 31/32, 43/44 L: 51/52, 63/64 | 11.88 | TEM | 1 | CP | 0.04 | 1
3RH29211DA11 | LATERAL AUX.SWITCH BLOCK,SIDE, 1NO+1NC, CURR.PATH: 1NC, 1NO, FOR MOTOR CONTACTORS, SZ S0 AND S2 SCREW TERMINAL R: 31/32, 43/44 L: 51/52, 63/64 | 11.88 | TEM | 1 | CP | 0.04 | 1
3RH29211DA11 | LATERAL AUX.SWITCH BLOCK,SIDE, 1NO+1NC, CURR.PATH: 1NC, 1NO, FOR MOTOR CONTACTORS, SZ S0 AND S2 SCREW TERMINAL R: 31/32, 43/44 L: 51/52, 63/64 | 11.88 | TEM | 1 | CP | 0.04 | 1
3RH29211DA20 | LATERAL AUX.SWITCH BLOCK,SIDE, 2NO, CURR.PATH: 1NO, 1NO, FOR MOTOR CONTACTORS, SZ S0 AND S2 SCREW TERMINAL R: 33/34, 43/44 L: 53/54, 63/64 | 11.88 | TEM | 1 | CP | 0.039 | 1
3RH29211DA20 | LATERAL AUX.SWITCH BLOCK,SIDE, 2NO, CURR.PATH: 1NO, 1NO, FOR MOTOR CONTACTORS, SZ S0 AND S2 SCREW TERMINAL R: 33/34, 43/44 L: 53/54, 63/64 | 11.88 | TEM | 1 | CP | 0.039 | 1
3RH29212DA11 | LATERAL AUX.SWITCH BLOCK,SIDE, 1NO+1NC, CURR.PATH: 1NC, 1NO, FOR MOTOR CONTACTORS, SZ S0 AND S2 SPRING-LOADED TERMINAL R: 31/32, 43/44 L: 51/52, 63/64 | 11.88 | TEM | 1 | CP | 0.05 | 1
3RH29212DA11 | LATERAL AUX.SWITCH BLOCK,SIDE, 1NO+1NC, CURR.PATH: 1NC, 1NO, FOR MOTOR CONTACTORS, SZ S0 AND S2 SPRING-LOADED TERMINAL R: 31/32, 43/44 L: 51/52, 63/64 | 11.88 | TEM | 1 | CP | 0.05 | 1
3RH29241GP11 | COUPLING LINK FOR DIRECT COIL CONNECTION, DC 24V, 1NO, FOR MOTOR CONTACTORS, SZ S0 SCREW TERMINAL CONNECTOR B1/B2 FOR 1NO | 52.03 | TEM | 1 | CP | 0.07 | 1
3RH29241GP11 | COUPLING LINK FOR DIRECT COIL CONNECTION, DC 24V, 1NO, FOR MOTOR CONTACTORS, SZ S0 SCREW TERMINAL CONNECTOR B1/B2 FOR 1NO | 52.03 | TEM | 1 | CP | 0.07 | 1
3RK10050LB000AA0 | SIMATIC DP, ELECTRONIC MODULE FOR ET 200S, 4SI SIRIUS, 4 POINT-TO-POINT INTERFACES 15MM WIDTH, IO-LINK MASTER FOR SIRIUS SWITCHGEAR | 221.71 | TEM | 1 | CP | 0.056 | 1
3RK10050LB000AA0 | SIMATIC DP, ELECTRONIC MODULE FOR ET 200S, 4SI SIRIUS, 4 POINT-TO-POINT INTERFACES 15MM WIDTH, IO-LINK MASTER FOR SIRIUS SWITCHGEAR | 221.71 | TEM | 1 | CP | 0.056 | 1
3RK11001CQ200AA3 | AS-INTERFACE COMPACT MOD. K45, IP67, DIGITAL, 4 OUTPUTS, 4 X OUTP., ELECTR.,1.0A, DC 24V 3AMAX. FOR ALL OUTPUTS 4 X M12 SOCKET | 191.57 | TEM | 1 | CP | 0.085 | 1
3RK11001CQ200AA3 | AS-INTERFACE COMPACT MOD. K45, IP67, DIGITAL, 4 OUTPUTS, 4 X OUTP., ELECTR.,1.0A, DC 24V 3AMAX. FOR ALL OUTPUTS 4 X M12 SOCKET | 191.57 | TEM | 1 | CP | 0.085 | 1
3RK11051AE040CA0 | ASISAFE BASIC SAFETY MONITOR 1 F-RO, 1 ENABLING CIRCUIT, IP20, WITH SCREW-TYPE TERMINALS (REMOVABLE), SAFE OUTPUT RELAY RESPONSE TIME MAX. 40 MS, MONITOR TYPE 1, VERSION 3, APPLICABLE UP TO CATEGORY 4 (EN 954-1), UP TO PL E (EN ISO 13849-1), UP TO SIL 3 (IEC 61508), FOR AS-INTERFACE / AS-I SAFETY AT WORK | 615 | TEM | 1 | CP | 0.345 | 1
3RK11051AE040CA0 | ASISAFE BASIC SAFETY MONITOR 1 F-RO, 1 ENABLING CIRCUIT, IP20, WITH SCREW-TYPE TERMINALS (REMOVABLE), SAFE OUTPUT RELAY RESPONSE TIME MAX. 40 MS, MONITOR TYPE 1, VERSION 3, APPLICABLE UP TO CATEGORY 4 (EN 954-1), UP TO PL E (EN ISO 13849-1), UP TO SIL 3 (IEC 61508), FOR AS-INTERFACE / AS-I SAFETY AT WORK | 615 | TEM | 1 | CP | 0.345 | 1
3RK11051BE040CA0 | ASISAFE BASIC SAFETY MONITOR 2 F-RO, 2 ENABLING CIRCUITS, IP20, WITH SCREW-TYPE TERMINALS (REMOVABLE), SAFE OUTPUT RELAY RESPONSE TIME MAX. 40 MS, MONITOR TYPE 2, VERSION 3, APPLICABLE UP TO CATEGORY 4 (EN 954-1), UP TO PL E (EN ISO 13849-1), UP TO SIL 3 (IEC 61508), FOR AS-INTERFACE / AS-I SAFETY AT WORK | 821.64 | TEM | 1 | CP | 0.415 | 1
3RK11051BE040CA0 | ASISAFE BASIC SAFETY MONITOR 2 F-RO, 2 ENABLING CIRCUITS, IP20, WITH SCREW-TYPE TERMINALS (REMOVABLE), SAFE OUTPUT RELAY RESPONSE TIME MAX. 40 MS, MONITOR TYPE 2, VERSION 3, APPLICABLE UP TO CATEGORY 4 (EN 954-1), UP TO PL E (EN ISO 13849-1), UP TO SIL 3 (IEC 61508), FOR AS-INTERFACE / AS-I SAFETY AT WORK | 821.64 | TEM | 1 | CP | 0.415 | 1
3RK11051BE042CA0 | ASISAFE ENHANCED SAFETY MONITOR 2 F-RO, 2 ENABLING CIRCUITS, IP20, WITH SCREW-TYPE TERMINALS (REMOVABLE), SAFE OUTPUT RELAY RESPONSE TIME MAX. 40 MS, MONITOR TYPE 4, VERSION 3, APPLICABLE UP TO CATEGORY 4 (EN 954-1), UP TO PL E (EN ISO 13849-1), UP TO SIL 3 (IEC 61508), FOR AS-INTERFACE / AS-I SAFETY AT WORK | 919.12 | TEM | 1 | CP | 0.415 | 1
3RK11051BE042CA0 | ASISAFE ENHANCED SAFETY MONITOR 2 F-RO, 2 ENABLING CIRCUITS, IP20, WITH SCREW-TYPE TERMINALS (REMOVABLE), SAFE OUTPUT RELAY RESPONSE TIME MAX. 40 MS, MONITOR TYPE 4, VERSION 3, APPLICABLE UP TO CATEGORY 4 (EN 954-1), UP TO PL E (EN ISO 13849-1), UP TO SIL 3 (IEC 61508), FOR AS-INTERFACE / AS-I SAFETY AT WORK | 919.12 | TEM | 1 | CP | 0.415 | 1
3RK11071BQ400AA3 | AS-INTERFACE COMPACT MOD., IP67 ANALOG, 2AO, NUMERIC. FORMAT S7 2 X OUTP. (M12), 4 TO 20MA FOR 2-WIRE ACTUATORS ACTIVE CHANNELS 1 AND 2 MOUNTING PLATE 3RK19010CA00 TO BE ORDERED SEPARATELY | 381.4 | TEM | 1 | CP | 0.195 | 1
3RK11071BQ400AA3 | AS-INTERFACE COMPACT MOD., IP67 ANALOG, 2AO, NUMERIC. FORMAT S7 2 X OUTP. (M12), 4 TO 20MA FOR 2-WIRE ACTUATORS ACTIVE CHANNELS 1 AND 2 MOUNTING PLATE 3RK19010CA00 TO BE ORDERED SEPARATELY | 381.4 | TEM | 1 | CP | 0.195 | 1
3RK12000CE000AA2 | AS-INTERFACE MODULE SLIMLINE S22.5, DIGITAL, 4I, 2-WIRE,IP20 4 X 1 INPUT, PNP, SCREW-TYPE TERMINAL CONNECT. MODULE WIDTH 22.5 MM | 130.69 | TEM | 1 | CP | 0.136 | 1
3RK12000CE000AA2 | AS-INTERFACE MODULE SLIMLINE S22.5, DIGITAL, 4I, 2-WIRE,IP20 4 X 1 INPUT, PNP, SCREW-TYPE TERMINAL CONNECT. MODULE WIDTH 22.5 MM | 130.69 | TEM | 1 | CP | 0.136 | 1
3RK12000CE020AA2 | AS-INTERF. MODULE SLIMLINE,IP20 S22.5, DIGITAL, 4I, 2/3-WIRE 4 X 1 INPUT, 200MA, PNP SCREW-TYPE TERMINAL CONNECT. MODULE WIDTH 22.5 MM | 158.26 | TEM | 1 | CP | 0.138 | 1
3RK12000CE020AA2 | AS-INTERF. MODULE SLIMLINE,IP20 S22.5, DIGITAL, 4I, 2/3-WIRE 4 X 1 INPUT, 200MA, PNP SCREW-TYPE TERMINAL CONNECT. MODULE WIDTH 22.5 MM | 158.26 | TEM | 1 | CP | 0.138 | 1
3RK12000CE030AA2 | AS-INTERFACE COUNTER MODULE S22.5, DIGITAL, 1I,COUNTER,IP20 1 X 1 COUNTER INPUT, 90MA, PNP SCREW-TYPE TERMINAL CONNECT. MODULE WIDTH 22.5 MM | 201.62 | TEM | 1 | CP | 0.115 | 1
3RK12000CE030AA2 | AS-INTERFACE COUNTER MODULE S22.5, DIGITAL, 1I,COUNTER,IP20 1 X 1 COUNTER INPUT, 90MA, PNP SCREW-TYPE TERMINAL CONNECT. MODULE WIDTH 22.5 MM | 201.62 | TEM | 1 | CP | 0.115 | 1
3RK12000CG020AA2 | AS-INTERF. MODULE SLIMLINE,IP20 S22.5, DIGITAL, 4I, 2/3-WIRE 4 X 1 INPUT, 200MA, PNP CAGE-CLAMP, MODULE WIDTH 22.5 MM | 161.13 | TEM | 1 | CP | 0.128 | 1
3RK12000CG020AA2 | AS-INTERF. MODULE SLIMLINE,IP20 S22.5, DIGITAL, 4I, 2/3-WIRE 4 X 1 INPUT, 200MA, PNP CAGE-CLAMP, MODULE WIDTH 22.5 MM | 161.13 | TEM | 1 | CP | 0.128 | 1
3RK12000CQ000AA3 | AS-INTERFACE COMPACT MOD. K60, DIGITAL, 4I, IP67 4 X 1 INPUT, 200MA MAX., PNP 2 X M12 STANDARD SOCKET 2 X M12 SOCKET W. Y-II-ASSIGNM. FOR INPUT CONNECTIONS MOUNTING PLATE 3RK19010CA00 TO TO BE ORDERED SEPARATELY | 164.51 | TEM | 1 | CP | 0.185 | 1
3RK12000CQ000AA3 | AS-INTERFACE COMPACT MOD. K60, DIGITAL, 4I, IP67 4 X 1 INPUT, 200MA MAX., PNP 2 X M12 STANDARD SOCKET 2 X M12 SOCKET W. Y-II-ASSIGNM. FOR INPUT CONNECTIONS MOUNTING PLATE 3RK19010CA00 TO TO BE ORDERED SEPARATELY | 164.51 | TEM | 1 | CP | 0.185 | 1
3RK12000CQ200AA3 | AS-INTERFACE COMPACT MOD. K45, IP67, DIGITAL, 4 INPUTS 4 X 1 INPUT, 200MA MAX., PNP 4 X M12 SOCKET | 158.98 | TEM | 1 | CP | 0.088 | 1
3RK12000CQ200AA3 | AS-INTERFACE COMPACT MOD. K45, IP67, DIGITAL, 4 INPUTS 4 X 1 INPUT, 200MA MAX., PNP 4 X M12 SOCKET | 158.98 | TEM | 1 | CP | 0.088 | 1
3RK12000DQ000AA3 | AS-INTERFACE COMPACT MOD. K60, DIGITAL, 8I, IP67 8 X 1 INPUT, 200MA MAX., PNP 4 X M12 STANDARD SOCKET 4 X M12 SOCKET W. Y-II-ASSIGNM. FOR INPUT CONNECTIONS MOUNTING PLATE 3RK19010CA00 TO TO BE ORDERED SEPARATELY | 315.91 | TEM | 1 | CP | 0.19 | 1
3RK12000DQ000AA3 | AS-INTERFACE COMPACT MOD. K60, DIGITAL, 8I, IP67 8 X 1 INPUT, 200MA MAX., PNP 4 X M12 STANDARD SOCKET 4 X M12 SOCKET W. Y-II-ASSIGNM. FOR INPUT CONNECTIONS MOUNTING PLATE 3RK19010CA00 TO TO BE ORDERED SEPARATELY | 315.91 | TEM | 1 | CP | 0.19 | 1
3RK12050BE000AA2 | AS-INTERFACE SAFETY AT WORK SLIMLINE S22.5F STANDARD IP20 2F-DI | 176.4 | TEM | 1 | CP | 0.142 | 1
3RK12050BE000AA2 | AS-INTERFACE SAFETY AT WORK SLIMLINE S22.5F STANDARD IP20 2F-DI | 176.4 | TEM | 1 | CP | 0.142 | 1
3RK12050BQ000AA3 | SAFE MODULE K45F, WITH TWO SECURE INPUTS 2FE | 193.21 | TEM | 1 | CP | 0.092 | 1
3RK12050BQ000AA3 | SAFE MODULE K45F, WITH TWO SECURE INPUTS 2FE | 193.21 | TEM | 1 | CP | 0.092 | 1
3RK12071BQ400AA3 | AS-INTERFACE COMPACT MOD., IP67 ANALOG, 2AI, NUMERIC. FORMAT S7 2 X INP. (M12), 4 TO 20MA FOR 4-WIRE SENSORS ACTIVE CHANNELS 1 AND 2 MOUNTING PLATE 3RK19010CA00 TO BE ORDERED SEPARATELY | 359.57 | TEM | 1 | CP | 0.19 | 1
3RK12071BQ400AA3 | AS-INTERFACE COMPACT MOD., IP67 ANALOG, 2AI, NUMERIC. FORMAT S7 2 X INP. (M12), 4 TO 20MA FOR 4-WIRE SENSORS ACTIVE CHANNELS 1 AND 2 MOUNTING PLATE 3RK19010CA00 TO BE ORDERED SEPARATELY | 359.57 | TEM | 1 | CP | 0.19 | 1
3RK12071BQ440AA3 | AS-INTERF. COMPACT MODULE, IP67 ANALOG, 4AI 4 X INPUTS (M12), 4...20MA FOR 4-WIRE SENSORS ACTIVE CHANNELS 1,2, 3 A. 4 MOUNTING PLATE 3RK19010CA00 TO BE ORDERED SEPARATELY, PROFILE 7.3 | 413.38 | TEM | 1 | CP | 0.179 | 1
3RK12071BQ440AA3 | AS-INTERF. COMPACT MODULE, IP67 ANALOG, 4AI 4 X INPUTS (M12), 4...20MA FOR 4-WIRE SENSORS ACTIVE CHANNELS 1,2, 3 A. 4 MOUNTING PLATE 3RK19010CA00 TO BE ORDERED SEPARATELY, PROFILE 7.3 | 413.38 | TEM | 1 | CP | 0.179 | 1
3RK13010AB100AB4 | DS1E-X FOR ET200S HIGH FEATURE DIRECT STARTER SETTING RANGE 0.3...3A MECHANICAL SWITCHING ELECTRONIC CONTACTOR AC-3/TO 1.1KW/400V EXPANDABLE FOR BRAKE CONTROL MODULE 2DI MODULE MOTORSTARTER ES SIGNAL FROM CIRCUIT-BREAKER PARAMETERIZABLE DPV 1 CAPABLE PROFIENERGY CAPABLE ON PN | 400.16 | TEM | 1 | CP | 1.55 | 1
3RK13010AB100AB4 | DS1E-X FOR ET200S HIGH FEATURE DIRECT STARTER SETTING RANGE 0.3...3A MECHANICAL SWITCHING ELECTRONIC CONTACTOR AC-3/TO 1.1KW/400V EXPANDABLE FOR BRAKE CONTROL MODULE 2DI MODULE MOTORSTARTER ES SIGNAL FROM CIRCUIT-BREAKER PARAMETERIZABLE DPV 1 CAPABLE PROFIENERGY CAPABLE ON PN | 400.16 | TEM | 1 | CP | 1.55 | 1
3RK13010BB000AA2 | DS1-X FOR ET 200S ELECTROMECHANICS LINE STARTER EXPANDABLE ADJUSTABLE RANGE 0.14...0.20A AC-3, TO 0.06 KW/400V FOR BRAKE CONTROL MODULE | 246.82 | TEM | 1 | CP | 0.888 | 1
3RK13010BB000AA2 | DS1-X FOR ET 200S ELECTROMECHANICS LINE STARTER EXPANDABLE ADJUSTABLE RANGE 0.14...0.20A AC-3, TO 0.06 KW/400V FOR BRAKE CONTROL MODULE | 246.82 | TEM | 1 | CP | 0.888 | 1
3RK13010BB100AB4 | DS1E-X FOR ET200S HIGH FEATURE DIRECT STARTER SETTING RANGE 2.4...8A MECHANICAL SWITCHING ELECTRONIC PROTECTION AC-3/TO 3KW/400V EXPANDABLE FOR BRAKE CONTROL MODULE 2DI MODULE 2DI MODULE MOTORSTARTER ES SIGNAL FROM CIRCUIT-BREAKER PARAMETERIZABLE DPV 1 CAPABLE PROFIENERGY CAPABLE ON PN | 435.63 | TEM | 1 | CP | 1.55 | 1
3RK13010BB100AB4 | DS1E-X FOR ET200S HIGH FEATURE DIRECT STARTER SETTING RANGE 2.4...8A MECHANICAL SWITCHING ELECTRONIC PROTECTION AC-3/TO 3KW/400V EXPANDABLE FOR BRAKE CONTROL MODULE 2DI MODULE 2DI MODULE MOTORSTARTER ES SIGNAL FROM CIRCUIT-BREAKER PARAMETERIZABLE DPV 1 CAPABLE PROFIENERGY CAPABLE ON PN | 435.63 | TEM | 1 | CP | 1.55 | 1
3RK13010CB100AB4 | DS1E-X FOR ET200S HIGH FEATURE DIRECT STARTER SETTING RANGE 2.4...16A MECHANICAL SWITCHING ELECTRONIC PROTECTION AC-3/TO 7.5KW/400V EXPANDABLE FOR BRAKE CONTROL MODULE 2DI MODULE 2DI MODULE MOTORSTARTER ES SIGNAL FROM CIRCUIT-BREAKER PARAMETERIZABLE DPV 1 CAPABLE PROFIENERGY CAPABLE ON PN | 501.12 | TEM | 1 | CP | 1.545 | 1
3RK13010CB100AB4 | DS1E-X FOR ET200S HIGH FEATURE DIRECT STARTER SETTING RANGE 2.4...16A MECHANICAL SWITCHING ELECTRONIC PROTECTION AC-3/TO 7.5KW/400V EXPANDABLE FOR BRAKE CONTROL MODULE 2DI MODULE 2DI MODULE MOTORSTARTER ES SIGNAL FROM CIRCUIT-BREAKER PARAMETERIZABLE DPV 1 CAPABLE PROFIENERGY CAPABLE ON PN | 501.12 | TEM | 1 | CP | 1.545 | 1
3RK13010CB101AB4 | RS1E-X FOR ET200S HIGH FEATURE REVERSING STARTER SETTING RANGE 2.4...16A MECHANICAL SWITCHING ELECTRONIC PROTECTION AC-3/TO 7.5KW/400V EXPANDABLE FOR BRAKE CONTROL MODULE 2DI MODULE 2DI MODULE MOTORSTARTER ES SIGNAL FROM CIRCUIT-BREAKER PARAMETERIZABLE DPV 1 CAPABLE PROFIENERGY CAPABLE ON PN | 652.62 | TEM | 1 | CP | 2.384 | 1
3RK13010CB101AB4 | RS1E-X FOR ET200S HIGH FEATURE REVERSING STARTER SETTING RANGE 2.4...16A MECHANICAL SWITCHING ELECTRONIC PROTECTION AC-3/TO 7.5KW/400V EXPANDABLE FOR BRAKE CONTROL MODULE 2DI MODULE 2DI MODULE MOTORSTARTER ES SIGNAL FROM CIRCUIT-BREAKER PARAMETERIZABLE DPV 1 CAPABLE PROFIENERGY CAPABLE ON PN | 652.62 | TEM | 1 | CP | 2.384 | 1
3RK13010DB000AA2 | DS1-X FOR ET 200S ELECTROMECHANICS LINE STARTER EXPANDABLE ADJUSTABLE RANGE 0.22...0.32A AC-3, 0.09 KW/400V FOR BRAKE CONTROL MODULE | 246.82 | TEM | 1 | CP | 0.834 | 1
3RK13010DB000AA2 | DS1-X FOR ET 200S ELECTROMECHANICS LINE STARTER EXPANDABLE ADJUSTABLE RANGE 0.22...0.32A AC-3, 0.09 KW/400V FOR BRAKE CONTROL MODULE | 246.82 | TEM | 1 | CP | 0.834 | 1
3RK13010EB001AA2 | RS1-X FOR ET 200S ELECTRO-MECH. REVERS. STARTER, EXPANDABLE SETTING RANGE 0.28...0.40A AC-3, 0.10KW/400V | 317.85 | TEM | 1 | CP | 1.307 | 1
3RK13010EB001AA2 | RS1-X FOR ET 200S ELECTRO-MECH. REVERS. STARTER, EXPANDABLE SETTING RANGE 0.28...0.40A AC-3, 0.10KW/400V | 317.85 | TEM | 1 | CP | 1.307 | 1
3RK13010FB000AA2 | DS1-X FOR ET 200S ELECTROMECHANICS LINE STARTER EXPANDABLE ADJUSTABLE RANGE 0.35...0.50A AC-3, 0.12 KW/400V FOR BRAKE CONTROL MODULE | 246.82 | TEM | 1 | CP | 0.835 | 1
3RK13010FB000AA2 | DS1-X FOR ET 200S ELECTROMECHANICS LINE STARTER EXPANDABLE ADJUSTABLE RANGE 0.35...0.50A AC-3, 0.12 KW/400V FOR BRAKE CONTROL MODULE | 246.82 | TEM | 1 | CP | 0.835 | 1
3RK13010FB001AA2 | RS1-X FOR ET 200S ELECTRO-MECH. REVERS. STARTER, EXPANDABLE SETTING RANGE 0.35...0.50A AC-3, 0.12KW/400V | 317.85 | TEM | 1 | CP | 1.308 | 1
3RK13010FB001AA2 | RS1-X FOR ET 200S ELECTRO-MECH. REVERS. STARTER, EXPANDABLE SETTING RANGE 0.35...0.50A AC-3, 0.12KW/400V | 317.85 | TEM | 1 | CP | 1.308 | 1
3RK13010GB000AA2 | DS1-X FOR ET 200S ELECTROMECHANICS LINE STARTER EXPANDABLE ADJUSTABLE RANGE 0.45...0.63A AC-3, 0.18 KW/400V FOR BRAKE CONTROL MODULE | 246.82 | TEM | 1 | CP | 0.836 | 1
3RK13010GB000AA2 | DS1-X FOR ET 200S ELECTROMECHANICS LINE STARTER EXPANDABLE ADJUSTABLE RANGE 0.45...0.63A AC-3, 0.18 KW/400V FOR BRAKE CONTROL MODULE | 246.82 | TEM | 1 | CP | 0.836 | 1
3RK13010HB000AA2 | DS1-X FOR ET 200S ELECTROMECHANICS LINE STARTER EXPANDABLE ADJUSTABLE RANGE 0.55...0.80A AC-3, 0.21 KW/400V FOR BRAKE CONTROL MODULE | 246.82 | TEM | 1 | CP | 0.88 | 1
3RK13010HB000AA2 | DS1-X FOR ET 200S ELECTROMECHANICS LINE STARTER EXPANDABLE ADJUSTABLE RANGE 0.55...0.80A AC-3, 0.21 KW/400V FOR BRAKE CONTROL MODULE | 246.82 | TEM | 1 | CP | 0.88 | 1
3RK13010HB001AA2 | RS1-X FOR ET 200S ELECTRO-MECH. REVERS. STARTER, EXPANDABLE SETTING RANGE 0.55...0.80A AC-3, 0.21KW/400V | 317.85 | TEM | 1 | CP | 1.254 | 1
3RK13010HB001AA2 | RS1-X FOR ET 200S ELECTRO-MECH. REVERS. STARTER, EXPANDABLE SETTING RANGE 0.55...0.80A AC-3, 0.21KW/400V | 317.85 | TEM | 1 | CP | 1.254 | 1
3RK13010JB000AA2 | DS1-X FOR ET 200S ELECTROMECHANICS LINE STARTER EXPANDABLE ADJUSTABLE RANGE 0.70...1.00A AC-3, 0.25 KW/400V FOR BRAKE CONTROL MODULE | 246.82 | TEM | 1 | CP | 0.83 | 1
3RK13010JB000AA2 | DS1-X FOR ET 200S ELECTROMECHANICS LINE STARTER EXPANDABLE ADJUSTABLE RANGE 0.70...1.00A AC-3, 0.25 KW/400V FOR BRAKE CONTROL MODULE | 246.82 | TEM | 1 | CP | 0.83 | 1
3RK13010JB001AA2 | RS1-X FOR ET 200S ELECTRO-MECH. REVERS. STARTER, EXPANDABLE SETTING RANGE 0.70...1.00A AC-3, 0.25KW/400V | 317.85 | TEM | 1 | CP | 1.25 | 1
3RK13010JB001AA2 | RS1-X FOR ET 200S ELECTRO-MECH. REVERS. STARTER, EXPANDABLE SETTING RANGE 0.70...1.00A AC-3, 0.25KW/400V | 317.85 | TEM | 1 | CP | 1.25 | 1
3RK13010KB000AA2 | DS1-X FOR ET 200S ELECTROMECHANICS LINE STARTER EXPANDABLE ADJUSTABLE RANGE 0.90...1.25A AC-3, 0.37 KW/400V FOR BRAKE CONTROL MODULE | 246.82 | TEM | 1 | CP | 0.894 | 1
3RK13010KB000AA2 | DS1-X FOR ET 200S ELECTROMECHANICS LINE STARTER EXPANDABLE ADJUSTABLE RANGE 0.90...1.25A AC-3, 0.37 KW/400V FOR BRAKE CONTROL MODULE | 246.82 | TEM | 1 | CP | 0.894 | 1
3RK13010KB001AA2 | RS1-X FOR ET 200S ELECTRO-MECH. REVERS. STARTER, EXPANDABLE SETTING RANGE 0.90...1.25A AC-3, 0.37 K W/400V | 317.85 | TEM | 1 | CP | 1.298 | 1
3RK13010KB001AA2 | RS1-X FOR ET 200S ELECTRO-MECH. REVERS. STARTER, EXPANDABLE SETTING RANGE 0.90...1.25A AC-3, 0.37 K W/400V | 317.85 | TEM | 1 | CP | 1.298 | 1
3RK13011AB000AA2 | DS1-X FOR ET 200S ELECTROMECHANICS LINE STARTER EXPANDABLE ADJUSTABLE RANGE 1.1...1.6A AC-3, 0.55 KW/400V FOR BRAKE CONTROL MODULE | 246.82 | TEM | 1 | CP | 0.875 | 1
3RK13011AB000AA2 | DS1-X FOR ET 200S ELECTROMECHANICS LINE STARTER EXPANDABLE ADJUSTABLE RANGE 1.1...1.6A AC-3, 0.55 KW/400V FOR BRAKE CONTROL MODULE | 246.82 | TEM | 1 | CP | 0.875 | 1
3RK13011AB001AA2 | RS1-X FOR ET 200S ELECTRO-MECH. REVERS. STARTER, EXPANDABLE SETTING RANGE 1.1...1.6A AC-3, 0.55KW/400V | 317.85 | TEM | 1 | CP | 1.297 | 1
3RK13011AB001AA2 | RS1-X FOR ET 200S ELECTRO-MECH. REVERS. STARTER, EXPANDABLE SETTING RANGE 1.1...1.6A AC-3, 0.55KW/400V | 317.85 | TEM | 1 | CP | 1.297 | 1
3RK13011BB000AA2 | DS1-X FOR ET 200S ELECTROMECHANICS LINE STARTER EXPANDABLE ADJUSTABLE RANGE 1.4...2.0A AC-3, 0.75 KW/400V FOR BRAKE CONTROL MODULE | 246.82 | TEM | 1 | CP | 0.88 | 1
3RK13011BB000AA2 | DS1-X FOR ET 200S ELECTROMECHANICS LINE STARTER EXPANDABLE ADJUSTABLE RANGE 1.4...2.0A AC-3, 0.75 KW/400V FOR BRAKE CONTROL MODULE | 246.82 | TEM | 1 | CP | 0.88 | 1
3RK13011BB001AA2 | RS1-X FOR ET 200S ELECTRO-MECH. REVERS. STARTER, EXPANDABLE SETTING RANGE 1.4...2.0A AC-3, 0.75KW/400V | 317.85 | TEM | 1 | CP | 1.306 | 1
3RK13011BB001AA2 | RS1-X FOR ET 200S ELECTRO-MECH. REVERS. STARTER, EXPANDABLE SETTING RANGE 1.4...2.0A AC-3, 0.75KW/400V | 317.85 | TEM | 1 | CP | 1.306 | 1
3RK13011CB000AA2 | DS1-X FOR ET 200S ELECTROMECHANICS LINE STARTER EXPANDABLE ADJUSTABLE RANGE 1.8...2.5A AC-3, 0.9 KW/400V FOR BRAKE CONTROL MODULE | 246.82 | TEM | 1 | CP | 0.882 | 1
3RK13011CB000AA2 | DS1-X FOR ET 200S ELECTROMECHANICS LINE STARTER EXPANDABLE ADJUSTABLE RANGE 1.8...2.5A AC-3, 0.9 KW/400V FOR BRAKE CONTROL MODULE | 246.82 | TEM | 1 | CP | 0.882 | 1
3RK13011CB001AA2 | RS1-X FOR ET 200S ELECTRO-MECH. REVERS. STARTER, EXPANDABLE SETTING RANGE 1.8...2.5A AC-3, 0.9KW/400V | 317.85 | TEM | 1 | CP | 1.305 | 1
3RK13011CB001AA2 | RS1-X FOR ET 200S ELECTRO-MECH. REVERS. STARTER, EXPANDABLE SETTING RANGE 1.8...2.5A AC-3, 0.9KW/400V | 317.85 | TEM | 1 | CP | 1.305 | 1
3RK13011DB000AA2 | DS1-X FOR ET 200S ELECTROMECHANICS LINE STARTER EXPANDABLE ADJUSTABLE RANGE 2.2...3.2A AC-3, 1.1 KW/400V FOR BRAKE CONTROL MODULE | 246.82 | TEM | 1 | CP | 0.897 | 1
3RK13011DB000AA2 | DS1-X FOR ET 200S ELECTROMECHANICS LINE STARTER EXPANDABLE ADJUSTABLE RANGE 2.2...3.2A AC-3, 1.1 KW/400V FOR BRAKE CONTROL MODULE | 246.82 | TEM | 1 | CP | 0.897 | 1
3RK13011DB001AA2 | RS1-X FOR ET 200S ELECTRO-MECH. REVERS. STARTER, EXPANDABLE SETTING RANGE 2.2...3.2A AC-3, 1.1KW/400V | 317.85 | TEM | 1 | CP | 1.307 | 1
3RK13011DB001AA2 | RS1-X FOR ET 200S ELECTRO-MECH. REVERS. STARTER, EXPANDABLE SETTING RANGE 2.2...3.2A AC-3, 1.1KW/400V | 317.85 | TEM | 1 | CP | 1.307 | 1
3RK13011EB000AA2 | DS1-X FOR ET 200S ELECTROMECHANICS LINE STARTER EXPANDABLE ADJUSTABLE RANGE 2.8...4.0A AC-3, 1.5 KW/400V FOR BRAKE CONTROL MODULE | 246.82 | TEM | 1 | CP | 0.883 | 1
3RK13011EB000AA2 | DS1-X FOR ET 200S ELECTROMECHANICS LINE STARTER EXPANDABLE ADJUSTABLE RANGE 2.8...4.0A AC-3, 1.5 KW/400V FOR BRAKE CONTROL MODULE | 246.82 | TEM | 1 | CP | 0.883 | 1
3RK13011EB001AA2 | RS1-X FOR ET 200S ELECTRO-MECH. REVERS. STARTER, EXPANDABLE SETTING RANGE 2.8...4.0A AC-3, 1.5KW/400V | 317.85 | TEM | 1 | CP | 1.306 | 1
3RK13011EB001AA2 | RS1-X FOR ET 200S ELECTRO-MECH. REVERS. STARTER, EXPANDABLE SETTING RANGE 2.8...4.0A AC-3, 1.5KW/400V | 317.85 | TEM | 1 | CP | 1.306 | 1
3RK13011FB000AA2 | DS1-X FOR ET 200S ELECTROMECHANICS LINE STARTER EXPANDABLE ADJUSTABLE RANGE 3.5...5.0A AC-3, 1.9 KW/400V FOR BRAKE CONTROL MODULE | 246.82 | TEM | 1 | CP | 0.887 | 1
3RK13011FB000AA2 | DS1-X FOR ET 200S ELECTROMECHANICS LINE STARTER EXPANDABLE ADJUSTABLE RANGE 3.5...5.0A AC-3, 1.9 KW/400V FOR BRAKE CONTROL MODULE | 246.82 | TEM | 1 | CP | 0.887 | 1
3RK13011FB001AA2 | RS1-X FOR ET 200S ELECTRO-MECH. REVERS. STARTER, EXPANDABLE SETTING RANGE 3.5...5.0A AC-3, 1.9KW/400V | 317.85 | TEM | 1 | CP | 1.304 | 1
3RK13011FB001AA2 | RS1-X FOR ET 200S ELECTRO-MECH. REVERS. STARTER, EXPANDABLE SETTING RANGE 3.5...5.0A AC-3, 1.9KW/400V | 317.85 | TEM | 1 | CP | 1.304 | 1
3RK13011GB000AA2 | DS1-X FOR ET 200S ELECTROMECHANICS LINE STARTER EXPANDABLE ADJUSTABLE RANGE 4.5...6.3A AC-3, 2.2 KW/400V FOR BRAKE CONTROL MODULE | 246.82 | TEM | 1 | CP | 0.889 | 1
3RK13011GB000AA2 | DS1-X FOR ET 200S ELECTROMECHANICS LINE STARTER EXPANDABLE ADJUSTABLE RANGE 4.5...6.3A AC-3, 2.2 KW/400V FOR BRAKE CONTROL MODULE | 246.82 | TEM | 1 | CP | 0.889 | 1
3RK13011GB001AA2 | RS1-X FOR ET 200S ELECTRO-MECH. REVERS. STARTER, EXPANDABLE SETTING RANGE 4.5...6.3A AC-3, 2.2KW/400V | 317.85 | TEM | 1 | CP | 1.307 | 1
3RK13011GB001AA2 | RS1-X FOR ET 200S ELECTRO-MECH. REVERS. STARTER, EXPANDABLE SETTING RANGE 4.5...6.3A AC-3, 2.2KW/400V | 317.85 | TEM | 1 | CP | 1.307 | 1
3RK13011HB000AA2 | DS1-X FOR ET 200S ELECTROMECHANICS LINE STARTER EXPANDABLE ADJUSTABLE RANGE 5.5...8.0A AC-3, 3.0 KW/400V FOR BRAKE CONTROL MODULE | 246.82 | TEM | 1 | CP | 0.887 | 1
3RK13011HB000AA2 | DS1-X FOR ET 200S ELECTROMECHANICS LINE STARTER EXPANDABLE ADJUSTABLE RANGE 5.5...8.0A AC-3, 3.0 KW/400V FOR BRAKE CONTROL MODULE | 246.82 | TEM | 1 | CP | 0.887 | 1
3RK13011HB001AA2 | RS1-X FOR ET 200S ELECTRO-MECH. REVERS. STARTER, EXPANDABLE SETTING RANGE 5.5...8.0A AC-3, 3.0KW/400V | 317.85 | TEM | 1 | CP | 1.306 | 1
3RK13011HB001AA2 | RS1-X FOR ET 200S ELECTRO-MECH. REVERS. STARTER, EXPANDABLE SETTING RANGE 5.5...8.0A AC-3, 3.0KW/400V | 317.85 | TEM | 1 | CP | 1.306 | 1
3RK13011JB000AA2 | DS1-X FOR ET 200S ELECTROMECHANICS LINE STARTER EXPANDABLE ADJUSTABLE RANGE 7.0...10A AC-3, 4.0 KW/400V FOR BRAKE CONTROL MODULE | 246.82 | TEM | 1 | CP | 0.87 | 1
3RK13011JB000AA2 | DS1-X FOR ET 200S ELECTROMECHANICS LINE STARTER EXPANDABLE ADJUSTABLE RANGE 7.0...10A AC-3, 4.0 KW/400V FOR BRAKE CONTROL MODULE | 246.82 | TEM | 1 | CP | 0.87 | 1
3RK13011JB001AA2 | RS1-X FOR ET 200S ELECTRO-MECH. REVERS. STARTER, EXPANDABLE SETTING RANGE 7.0...10A AC-3, 4.0KW/400V | 317.85 | TEM | 1 | CP | 1.45 | 1
3RK13011JB001AA2 | RS1-X FOR ET 200S ELECTRO-MECH. REVERS. STARTER, EXPANDABLE SETTING RANGE 7.0...10A AC-3, 4.0KW/400V | 317.85 | TEM | 1 | CP | 1.45 | 1
3RK13011KB000AA2 | DS1-X FOR ET 200S ELECTROMECHANICS LINE STARTER EXPANDABLE ADJUSTABLE RANGE 9.0...12A AC-3, 5.5 KW/400V FOR BRAKE CONTROL MODULE | 246.82 | TEM | 1 | CP | 0.88 | 1
3RK13011KB000AA2 | DS1-X FOR ET 200S ELECTROMECHANICS LINE STARTER EXPANDABLE ADJUSTABLE RANGE 9.0...12A AC-3, 5.5 KW/400V FOR BRAKE CONTROL MODULE | 246.82 | TEM | 1 | CP | 0.88 | 1
3RK13011KB001AA2 | RS1-X FOR ET 200S ELECTRO-MECH. REVERS. STARTER, EXPANDABLE SETTING RANGE 9,0...12A AC-3, 5.5KW/400V | 317.85 | TEM | 1 | CP | 1.344 | 1
3RK13011KB001AA2 | RS1-X FOR ET 200S ELECTRO-MECH. REVERS. STARTER, EXPANDABLE SETTING RANGE 9,0...12A AC-3, 5.5KW/400V | 317.85 | TEM | 1 | CP | 1.344 | 1
3RK13156KS410AA0 | SIRIUS MOTOR STARTER M200D AS-I COMMUNICATION: AS-INTERFACE DIRECT ON-LINE STARTER, BASIC MECHANICAL SWITCHING 3 400V AC/0,9KW;0,15A...2,00A; ELECTR. OVERLOAD PROTECTION; THERMISTOR:THERMOCLICK / PTC WITHOUT BRAKE CONTACT 2DI AS-I + 2DI / 1DO ON DEVICE HAN Q4/2 - HAN Q8/0 | 708.04 | TEM | 1 | CP | 3.7 | 1
3RK13156KS410AA0 | SIRIUS MOTOR STARTER M200D AS-I COMMUNICATION: AS-INTERFACE DIRECT ON-LINE STARTER, BASIC MECHANICAL SWITCHING 3 400V AC/0,9KW;0,15A...2,00A; ELECTR. OVERLOAD PROTECTION; THERMISTOR:THERMOCLICK / PTC WITHOUT BRAKE CONTACT 2DI AS-I + 2DI / 1DO ON DEVICE HAN Q4/2 - HAN Q8/0 | 708.04 | TEM | 1 | CP | 3.7 | 1
3RK14000BE000AA2 | AS-INTERFACE SLIMLINE MODULE, S22.5, DIGITAL, 2I/2O, IP20, 2 X 1 INPUT, 2-WIRE, PNP 2 X 1OUTP., ELECTR., 2A, DC 24V SCREW-TYPE TERMINAL CONNECT. MODULE WIDTH 22.5 MM | 148.83 | TEM | 1 | CP | 0.138 | 1
3RK14000BE000AA2 | AS-INTERFACE SLIMLINE MODULE, S22.5, DIGITAL, 2I/2O, IP20, 2 X 1 INPUT, 2-WIRE, PNP 2 X 1OUTP., ELECTR., 2A, DC 24V SCREW-TYPE TERMINAL CONNECT. MODULE WIDTH 22.5 MM | 148.83 | TEM | 1 | CP | 0.138 | 1
3RK14000CD000AA3 | AS-INTERFACE MODULE, 4I/4O, WITH SOLDER-PIN CONNECTION, 4 X 1 INPUT, PNP 4 X OUTPUTS 45MA, 24V DC SUPPLY F. THE INPUTS A. OUTPUTS YELLOW AS-I CABLE | 148.83 | TEM | 1 | CP | 0.042 | 1
3RK14000CD000AA3 | AS-INTERFACE MODULE, 4I/4O, WITH SOLDER-PIN CONNECTION, 4 X 1 INPUT, PNP 4 X OUTPUTS 45MA, 24V DC SUPPLY F. THE INPUTS A. OUTPUTS YELLOW AS-I CABLE | 148.83 | TEM | 1 | CP | 0.042 | 1
3RK14000CE000AA3 | AS-INTERFACE FLAT MOD., 4I/4O, WITH SCREW CONNECTION, 4 X 1 INPUT, PNP 4 X OUTPUTS, 24V DC SUPPLY FOR THE OUTPUTS VIA AS-I CABLE | 160.52 | TEM | 1 | CP | 0.098 | 1
3RK14000CE000AA3 | AS-INTERFACE FLAT MOD., 4I/4O, WITH SCREW CONNECTION, 4 X 1 INPUT, PNP 4 X OUTPUTS, 24V DC SUPPLY FOR THE OUTPUTS VIA AS-I CABLE | 160.52 | TEM | 1 | CP | 0.098 | 1
3RK14000CE100AA2 | AS-INTERFACE FUNCTION MODULE LOGO! STANDARD SLAVE IP20 4DI/4DO COMPATIBLE WITH SERIES 0BA6 AND 0BA7 | 161.85 | TEM | 1 | CP | 0.107 | 1
3RK14000CE100AA2 | AS-INTERFACE FUNCTION MODULE LOGO! STANDARD SLAVE IP20 4DI/4DO COMPATIBLE WITH SERIES 0BA6 AND 0BA7 | 161.85 | TEM | 1 | CP | 0.107 | 1
3RK14001BQ200AA3 | AS-INTERFACE COMPACT MOD. K45, IP67, DIGITAL, 2 IN-/OUTPUTS, 2X1 INPUT, 200MA MAX., PNP, 2 X 1OUTP., ELECTR.,1.5A,DC 24V 3A MAX. FOR ALL OUTPUTS 4 X M12-SOCKETS | 188.19 | TEM | 1 | CP | 0.09 | 1
3RK14001BQ200AA3 | AS-INTERFACE COMPACT MOD. K45, IP67, DIGITAL, 2 IN-/OUTPUTS, 2X1 INPUT, 200MA MAX., PNP, 2 X 1OUTP., ELECTR.,1.5A,DC 24V 3A MAX. FOR ALL OUTPUTS 4 X M12-SOCKETS | 188.19 | TEM | 1 | CP | 0.09 | 1
3RK14001CE000AA2 | AS-INTERFACE SLIMLINE MOD. S45, DIGITAL, 4I/4O, 2/3-WIRE, IP20 4 X 1 INPUT, 200MA, PNP 4 X 1 OUTPUT, 1A, DC 24V SCREW-TYPE TERMINAL CONNECT. MODULE WIDTH 45 MM | 179.79 | TEM | 1 | CP | 0.269 | 1
3RK14001CE000AA2 | AS-INTERFACE SLIMLINE MOD. S45, DIGITAL, 4I/4O, 2/3-WIRE, IP20 4 X 1 INPUT, 200MA, PNP 4 X 1 OUTPUT, 1A, DC 24V SCREW-TYPE TERMINAL CONNECT. MODULE WIDTH 45 MM | 179.79 | TEM | 1 | CP | 0.269 | 1
3RK14001DQ000AA3 | AS-INTERFACE COMPACT MOD. K60, DIGITAL, 4I/4O, IP67, 4 X 1 INPUT, 200MA MAX., PNP 4 X 1 OUTPUT, 2A, DC 24V 4 X M12 STANDARD SOCKET 4 X M12 SOCKET M. Y-II ASSIGNM. FOR INPUT/OUTPUT CONNECTIONS, MOUNTING PLATE 3RK19010CA00 TO BE ORDERED SEPARATELY | 258.81 | TEM | 1 | CP | 0.192 | 1
3RK14001DQ000AA3 | AS-INTERFACE COMPACT MOD. K60, DIGITAL, 4I/4O, IP67, 4 X 1 INPUT, 200MA MAX., PNP 4 X 1 OUTPUT, 2A, DC 24V 4 X M12 STANDARD SOCKET 4 X M12 SOCKET M. Y-II ASSIGNM. FOR INPUT/OUTPUT CONNECTIONS, MOUNTING PLATE 3RK19010CA00 TO BE ORDERED SEPARATELY | 258.81 | TEM | 1 | CP | 0.192 | 1
3RK14001DQ030AA3 | AS-INTERFACE COMPACT MOD. K60, DIGITAL, 4I/4O, IP67, 4 X 1 INPUT, 200MA MAX., PNP 4 X 1 OUTPUT, 1A, DC 24V 4 X M12 STANDARD SOCKET 4X M12 SOCKET, STAND. ASSIGNM. FOR INPUT/OUTPUT CONNECTIONS, MOUNTING PLATE 3RK19010CA00 TO BE ORDERED SEPARATELY | 247.03 | TEM | 1 | CP | 0.193 | 1
3RK14001DQ030AA3 | AS-INTERFACE COMPACT MOD. K60, DIGITAL, 4I/4O, IP67, 4 X 1 INPUT, 200MA MAX., PNP 4 X 1 OUTPUT, 1A, DC 24V 4 X M12 STANDARD SOCKET 4X M12 SOCKET, STAND. ASSIGNM. FOR INPUT/OUTPUT CONNECTIONS, MOUNTING PLATE 3RK19010CA00 TO BE ORDERED SEPARATELY | 247.03 | TEM | 1 | CP | 0.193 | 1
3RK14020BE000AA2 | AS-INTERFACE SLIMLINE MOD. IP20 S22.5, DIGITAL, 2I/2OR(RELAY), 2 X 1 INPUT, 2-WIRE, PNP 2 X 1 OUTPUT, RELAY SCREW-TYPE TERMINAL CONNECT., MODULE WIDTH 22.5 MM | 176.4 | TEM | 1 | CP | 0.15 | 1
3RK14020BE000AA2 | AS-INTERFACE SLIMLINE MOD. IP20 S22.5, DIGITAL, 2I/2OR(RELAY), 2 X 1 INPUT, 2-WIRE, PNP 2 X 1 OUTPUT, RELAY SCREW-TYPE TERMINAL CONNECT., MODULE WIDTH 22.5 MM | 176.4 | TEM | 1 | CP | 0.15 | 1
3RK14023CE000AA2 | AS-INTERFACE SLIMLINE MOD. S45, DIGITAL, 4I/4OR, 2/3-WIRE, IP20 4 X 1 INPUT, 200MA, PNP, 4 X 1 OUTPUT, RELAY, SCREW-TYPE TERMINAL CONNECT., MODULE WIDTH 45 MM | 223.45 | TEM | 1 | CP | 0.3 | 1
3RK14023CE000AA2 | AS-INTERFACE SLIMLINE MOD. S45, DIGITAL, 4I/4OR, 2/3-WIRE, IP20 4 X 1 INPUT, 200MA, PNP, 4 X 1 OUTPUT, RELAY, SCREW-TYPE TERMINAL CONNECT., MODULE WIDTH 45 MM | 223.45 | TEM | 1 | CP | 0.3 | 1
3RK14023CE010AA2 | AS-INTERFACE SLIMLINE MOD. S45, DIGITAL,4I/4O,POTENT.-FREE,IP20 4 X 1 INPUT, 200MA, PNP 4 X 1 OUTPUT, 1A, DC 24V SCREW-TYPE TERMINAL CONNECT., MODULE WIDTH 45 MM | 193.21 | TEM | 1 | CP | 0.27 | 1
3RK14023CE010AA2 | AS-INTERFACE SLIMLINE MOD. S45, DIGITAL,4I/4O,POTENT.-FREE,IP20 4 X 1 INPUT, 200MA, PNP 4 X 1 OUTPUT, 1A, DC 24V SCREW-TYPE TERMINAL CONNECT., MODULE WIDTH 45 MM | 193.21 | TEM | 1 | CP | 0.27 | 1
3RK14023CG010AA2 | AS-INTERFACE SLIMLINE MOD. S45, DIGITAL,4I/4O,POTENT.-FREE,IP20 4 X 1 INPUT, 200MA, PNP 4 X 1 OUTPUT, 1A, DC 24V CAGE-CLAMP, MODULE WIDTH 45 MM | 196.6 | TEM | 1 | CP | 0.248 | 1
3RK14023CG010AA2 | AS-INTERFACE SLIMLINE MOD. S45, DIGITAL,4I/4O,POTENT.-FREE,IP20 4 X 1 INPUT, 200MA, PNP 4 X 1 OUTPUT, 1A, DC 24V CAGE-CLAMP, MODULE WIDTH 45 MM | 196.6 | TEM | 1 | CP | 0.248 | 1
3RK14050BQ000AA3 | SAFE MODULE K60F, WITH TWO SECURE INPUTS 2FE AND TWO STANDARD OUTPUTS 2A | 238.62 | TEM | 1 | CP | 0.2 | 1
3RK14050BQ000AA3 | SAFE MODULE K60F, WITH TWO SECURE INPUTS 2FE AND TWO STANDARD OUTPUTS 2A | 238.62 | TEM | 1 | CP | 0.2 | 1
3RK14088KE000AA2 | AS-INTERFACE SLIMLINE MODULE S22.5, EARTH FAULT MONITORING, IP20,1 X 1INPUT, REMOTE RESET, 2 X SIGNAL OUTPUT, RELAY, 1A DC12 1A (2A MAX.) DC13 500MA (24V) SCREW-TYPE TERMINAL CONNECT., MODULE WIDTH 22.5 MM, NO AS-I ADDRESS REQUIRED AS-INTERFACE MONITORING ONLY | 161.44 | TEM | 1 | CP | 0.155 | 1
3RK14088KE000AA2 | AS-INTERFACE SLIMLINE MODULE S22.5, EARTH FAULT MONITORING, IP20,1 X 1INPUT, REMOTE RESET, 2 X SIGNAL OUTPUT, RELAY, 1A DC12 1A (2A MAX.) DC13 500MA (24V) SCREW-TYPE TERMINAL CONNECT., MODULE WIDTH 22.5 MM, NO AS-I ADDRESS REQUIRED AS-INTERFACE MONITORING ONLY | 161.44 | TEM | 1 | CP | 0.155 | 1
3RK14088KG000AA2 | AS-INTERFACE SLIMLINE MODULE S22.5, EARTH FAULT MONITORING, IP20,1 X 1INPUT, REMOTE RESET, 2 X SIGNAL OUTPUT, RELAY, 1A DC12 1A (2A MAX.) DC13 500MA (24V) CAGE-CLAMP, MODULE WIDTH 22.5 MM, NO AS-I ADDRESS REQUIRED AS-INTERFACE MONITORING ONLY | 161.44 | TEM | 1 | CP | 0.135 | 1
3RK14088KG000AA2 | AS-INTERFACE SLIMLINE MODULE S22.5, EARTH FAULT MONITORING, IP20,1 X 1INPUT, REMOTE RESET, 2 X SIGNAL OUTPUT, RELAY, 1A DC12 1A (2A MAX.) DC13 500MA (24V) CAGE-CLAMP, MODULE WIDTH 22.5 MM, NO AS-I ADDRESS REQUIRED AS-INTERFACE MONITORING ONLY | 161.44 | TEM | 1 | CP | 0.135 | 1
3RK18022FB060GA1 | ASISAFE CD (V3) FOR AS-I SAFETY MONITOR, INCLUDES CONFIGURATIONS SOFTWARE ASIMON V3, | 189.83 | TEM | 1 | CP | 0.216 | 1
3RK18022FB060GA1 | ASISAFE CD (V3) FOR AS-I SAFETY MONITOR, INCLUDES CONFIGURATIONS SOFTWARE ASIMON V3, | 189.83 | TEM | 1 | CP | 0.216 | 1
3RK19010CA00 | AS-INTERFACE MOUNT. PLATE K60 FOR COMPACT MODULE K60 FOR 2 RIBBON CABLES, AS-INTERFACE CABLE (YELLOW) AND AS-INTERFACE CABLE 24V (BLACK) | 19.78 | TEM | 1 | CP | 0.071 | 1
3RK19010CA00 | AS-INTERFACE MOUNT. PLATE K60 FOR COMPACT MODULE K60 FOR 2 RIBBON CABLES, AS-INTERFACE CABLE (YELLOW) AND AS-INTERFACE CABLE 24V (BLACK) | 19.78 | TEM | 1 | CP | 0.071 | 1
3RK19010CB01 | AS-INTERFACE MOUNTING PLATE K60 FOR COMPACT MODULE K60, MOUNT. ON RAIL FOR 2 RIBBON CABLE, AS-INTERFACE CABLE (YELLOW) AND AS-INTERFACE CABLE 24 V (BLACK) | 23.68 | TEM | 1 | CP | 0.091 | 1
3RK19010CB01 | AS-INTERFACE MOUNTING PLATE K60 FOR COMPACT MODULE K60, MOUNT. ON RAIL FOR 2 RIBBON CABLE, AS-INTERFACE CABLE (YELLOW) AND AS-INTERFACE CABLE 24 V (BLACK) | 23.68 | TEM | 1 | CP | 0.091 | 1
3RK19011AA00 | INPUT BRIDGE FOR SAFE MODULES | 14.56 | TEM | 1 | CP | 0.012 | 1
3RK19011AA00 | INPUT BRIDGE FOR SAFE MODULES | 14.56 | TEM | 1 | CP | 0.012 | 1
3RK19011KA00 | AS-INTERFACE, BLANK PLUG M12, FOR MODULES IP 67, | 1.37 | TEM | 100 | CP | 0.001 | 10
3RK19011KA00 | AS-INTERFACE, BLANK PLUG M12, FOR MODULES IP 67, | 1.37 | TEM | 100 | CP | 0.001 | 10
3RK19011MA00 | AS-INTERFACE COUPLING MODULE FK/ADDRESS W. BUILT-IN ADDRESSING SOCKET FOR 2 AS-INTERFACE CABLES (YELLOW), CONNECTION WITH INSULATION PIERCING METHOD EEMI (EXTEND. ELECTROMECHANICAL INTERFACE) | 46.74 | TEM | 1 | CP | 0.056 | 1
3RK19011MA00 | AS-INTERFACE COUPLING MODULE FK/ADDRESS W. BUILT-IN ADDRESSING SOCKET FOR 2 AS-INTERFACE CABLES (YELLOW), CONNECTION WITH INSULATION PIERCING METHOD EEMI (EXTEND. ELECTROMECHANICAL INTERFACE) | 46.74 | TEM | 1 | CP | 0.056 | 1
3RK19011MN00 | CABLE END PIECE, FOR SEALING OPEN CABLE ENDS FOR PROFILED AS-I CABLES DEGREE OF PROTECTION IP67, | 5.13 | TEM | 1 | CP | 0.008 | 10
3RK19011MN00 | CABLE END PIECE, FOR SEALING OPEN CABLE ENDS FOR PROFILED AS-I CABLES DEGREE OF PROTECTION IP67, | 5.13 | TEM | 1 | CP | 0.008 | 10
3RK19011NN10 | AS-INTERFACE DISTRIB. COMPACT FOR CREATING NETWORK STRUCTURES BRANCHES, DISCONNECTION, IP 67/68/69K, MAX. 8A | 28.39 | TEM | 1 | CP | 0.028 | 1
3RK19011NN10 | AS-INTERFACE DISTRIB. COMPACT FOR CREATING NETWORK STRUCTURES BRANCHES, DISCONNECTION, IP 67/68/69K, MAX. 8A | 28.39 | TEM | 1 | CP | 0.028 | 1
3RK19011NR10 | AS-INTERFACE M12 BRANCH AS-I W/O U-AUX, WITH M12 SOCKET IP 67/68/69K, MAX. 4A | 28.39 | TEM | 1 | CP | 0.034 | 1
3RK19011NR10 | AS-INTERFACE M12 BRANCH AS-I W/O U-AUX, WITH M12 SOCKET IP 67/68/69K, MAX. 4A | 28.39 | TEM | 1 | CP | 0.034 | 1
3RK19011NR11 | AS-INTERFACE M12 BRANCH AS-I W/O U-AUX, CABLE, 1M, WITH M12 ANGLE PLUG IP 67/68/69K, MAX. 6A | 30.55 | TEM | 1 | CP | 0.065 | 1
3RK19011NR11 | AS-INTERFACE M12 BRANCH AS-I W/O U-AUX, CABLE, 1M, WITH M12 ANGLE PLUG IP 67/68/69K, MAX. 6A | 30.55 | TEM | 1 | CP | 0.065 | 1
3RK19011NR12 | AS-INTERFACE M12 BRANCH AS-I W/O U-AUX, CABLE, 2M, WITH M12 ANGLE PLUG IP 67/68/69K, MAX. 6A | 32.6 | TEM | 1 | CP | 0.095 | 1
3RK19011NR12 | AS-INTERFACE M12 BRANCH AS-I W/O U-AUX, CABLE, 2M, WITH M12 ANGLE PLUG IP 67/68/69K, MAX. 6A | 32.6 | TEM | 1 | CP | 0.095 | 1
3RK19011NR20 | AS-INTERFACE M12 BRANCH AS-I AND U-AUX, WITH M12 SOCKET IP 67/68/69K, MAX. 4A | 54.43 | TEM | 1 | CP | 0.035 | 1
3RK19011NR20 | AS-INTERFACE M12 BRANCH AS-I AND U-AUX, WITH M12 SOCKET IP 67/68/69K, MAX. 4A | 54.43 | TEM | 1 | CP | 0.035 | 1
3RK19011NR21 | AS-INTERFACE M12 BRANCH AS-I AND U-AUX, CABLE, 1M, WITH M12 ANGLE PLUG IP 67/68/69K, MAX. 6A | 55.76 | TEM | 1 | CP | 0.066 | 1
3RK19011NR21 | AS-INTERFACE M12 BRANCH AS-I AND U-AUX, CABLE, 1M, WITH M12 ANGLE PLUG IP 67/68/69K, MAX. 6A | 55.76 | TEM | 1 | CP | 0.066 | 1
3RK19011NR22 | AS-INTERFACE M12 BRANCH AS-I AND U-AUX, CABLE, 2M, WITH M12 ANGLE PLUG IP 67/68/69K, MAX. 6A | 57.81 | TEM | 1 | CP | 0.095 | 1
3RK19011NR22 | AS-INTERFACE M12 BRANCH AS-I AND U-AUX, CABLE, 2M, WITH M12 ANGLE PLUG IP 67/68/69K, MAX. 6A | 57.81 | TEM | 1 | CP | 0.095 | 1
3RK19012DA00 | AS-INTERFACE MOUNTING PLATE K45 FOR STANDARD RAIL MOUNTING 1 X AS-INTERFACE CABLE (YELLOW) 1 X AS-INTERFACE CABLE (BLACK), HOLE GRID COMPATIBLE WITH COUPLING MODULE FK/FK-E (APPLICATION MODULE) | 12.81 | TEM | 1 | CP | 0.036 | 1
3RK19012DA00 | AS-INTERFACE MOUNTING PLATE K45 FOR STANDARD RAIL MOUNTING 1 X AS-INTERFACE CABLE (YELLOW) 1 X AS-INTERFACE CABLE (BLACK), HOLE GRID COMPATIBLE WITH COUPLING MODULE FK/FK-E (APPLICATION MODULE) | 12.81 | TEM | 1 | CP | 0.036 | 1
3RK19012EA00 | AS-INTERFACE MOUNTING PLATE K45 FOR WALL MOUNTING 1 X AS-INTERFACE CABLE (YELLOW) 1 X AS-INTERFACE CABLE (BLACK), HOLE GRID COMPATIBLE WITH MOUNTING PLATE K60 | 12.4 | TEM | 1 | CP | 0.027 | 1
3RK19012EA00 | AS-INTERFACE MOUNTING PLATE K45 FOR WALL MOUNTING 1 X AS-INTERFACE CABLE (YELLOW) 1 X AS-INTERFACE CABLE (BLACK), HOLE GRID COMPATIBLE WITH MOUNTING PLATE K60 | 12.4 | TEM | 1 | CP | 0.027 | 1
3RK19013MA00 | 5-POLE SCREW TERMINAL FOR AS-I MASTER CM 1243-2 AND AS-I DATA DECOUPLING UNIT DCM 1271 | 13.12 | TEM | 1 | CP | 0.01 | 1
3RK19013MA00 | 5-POLE SCREW TERMINAL FOR AS-I MASTER CM 1243-2 AND AS-I DATA DECOUPLING UNIT DCM 1271 | 13.12 | TEM | 1 | CP | 0.01 | 1
3RK19013QA00 | CABLE CLIP FOR CABLE ADAPTER RIBBON CABLE | 1.68 | TEM | 100 | CP | 0.001 | 10
3RK19013QA00 | CABLE CLIP FOR CABLE ADAPTER RIBBON CABLE | 1.68 | TEM | 100 | CP | 0.001 | 10
3RK19013QM10 | AS-INTERFACE ACCESSORIES CABLE ADAPTER FOR ASI FLAT CABLE AND METRIC GLAND M20 LOOPED THROUGH VIA STANDARD CABLE | 19.48 | TEM | 1 | CP | 0.019 | 1
3RK19013QM10 | AS-INTERFACE ACCESSORIES CABLE ADAPTER FOR ASI FLAT CABLE AND METRIC GLAND M20 LOOPED THROUGH VIA STANDARD CABLE | 19.48 | TEM | 1 | CP | 0.019 | 1
3RK19013QM11 | AS-INTERFACE ACCESSORIES CABLE ADAPTER FOR ASI FLAT CABLE AND METRIC GLAND M20 LOOPED THROUGH VIA PINS | 19.48 | TEM | 1 | CP | 0.019 | 1
3RK19013QM11 | AS-INTERFACE ACCESSORIES CABLE ADAPTER FOR ASI FLAT CABLE AND METRIC GLAND M20 LOOPED THROUGH VIA PINS | 19.48 | TEM | 1 | CP | 0.019 | 1
3RK19015AA00 | CABLE SET AS-I SAFETY MONITOR, INCLUDES 1 PC CONFIGURATION CABLE FOR COMMUNICATION BETWEEN PC (SERIAL INTERFACE) AND SAFETY MONITOR, LENGTH ABOUT 150 CM, AND 1 TRANSFERRING CABLE BETWEEN TWO SAFETY MONITORS, LENGTH ABOUT 25 CM | 77.49 | TEM | 1 | CP | 0.085 | 1
3RK19015AA00 | CABLE SET AS-I SAFETY MONITOR, INCLUDES 1 PC CONFIGURATION CABLE FOR COMMUNICATION BETWEEN PC (SERIAL INTERFACE) AND SAFETY MONITOR, LENGTH ABOUT 150 CM, AND 1 TRANSFERRING CABLE BETWEEN TWO SAFETY MONITORS, LENGTH ABOUT 25 CM | 77.49 | TEM | 1 | CP | 0.085 | 1
3RK19020AJ00 | DISASSEMBLY TOOL FOR MALE AND FEMALE CONTACTS HAN Q8 AND HAN 10 | 38.75 | TEM | 1 | CP | 0.041 | 1
3RK19020AJ00 | DISASSEMBLY TOOL FOR MALE AND FEMALE CONTACTS HAN Q8 AND HAN 10 | 38.75 | TEM | 1 | CP | 0.041 | 1
3RK19020AP00 | MOUNT. PLATE F. COMPACT STARTER TO INSERT TRAPEZ.-SECTION CABLE FOR AS-I AND AUXILIARY POWER | 25.01 | TEM | 1 | CP | 0.119 | 1
3RK19020AP00 | MOUNT. PLATE F. COMPACT STARTER TO INSERT TRAPEZ.-SECTION CABLE FOR AS-I AND AUXILIARY POWER | 25.01 | TEM | 1 | CP | 0.119 | 1
3RK19020AR00 | SEALING FOR MOUNTING PLATE TO SEAL OFF THE HOUSING IF THE TRAPEZ.-SECTION CABLES ARE ENTERED AT ONE SIDE ONLY, CONSISTS OF 2 SEALS (1 NORMAL + 1 THREADED) | 1.49 | TEM | 100 | CP | 0.001 | 5
3RK19020AR00 | SEALING FOR MOUNTING PLATE TO SEAL OFF THE HOUSING IF THE TRAPEZ.-SECTION CABLES ARE ENTERED AT ONE SIDE ONLY, CONSISTS OF 2 SEALS (1 NORMAL + 1 THREADED) | 1.49 | TEM | 100 | CP | 0.001 | 5
3RK19020CB00 | CONNECTOR SET, SUPPLY 6X4 MM2, 9-POLE, COMPLETE, WITH PG16 CABLE ENTRY | 41.51 | TEM | 1 | CP | 0.068 | 1
3RK19020CB00 | CONNECTOR SET, SUPPLY 6X4 MM2, 9-POLE, COMPLETE, WITH PG16 CABLE ENTRY | 41.51 | TEM | 1 | CP | 0.068 | 1
3RK19020CD00 | CONN. SET, LOOP-THROUGH CONN. 6X4 MM2, 9-POLE, COMPLETE, WITH PG16 CABLE ENTRY | 41.51 | TEM | 1 | CP | 0.059 | 1
3RK19020CD00 | CONN. SET, LOOP-THROUGH CONN. 6X4 MM2, 9-POLE, COMPLETE, WITH PG16 CABLE ENTRY | 41.51 | TEM | 1 | CP | 0.059 | 1
3RK19020CE00 | CONNECTOR SET, MOTOR SUPPLY 8X1.5 MM2, 9-POLE, COMPLETE, WITH PG16 CABLE ENTRY | 41.51 | TEM | 1 | CP | 0.075 | 1
3RK19020CE00 | CONNECTOR SET, MOTOR SUPPLY 8X1.5 MM2, 9-POLE, COMPLETE, WITH PG16 CABLE ENTRY | 41.51 | TEM | 1 | CP | 0.075 | 1
3RK19020CK00 | BLANK PLUG FOR 9-POLE POWER SOCKETS | 14.25 | TEM | 1 | CP | 0.015 | 1
3RK19020CK00 | BLANK PLUG FOR 9-POLE POWER SOCKETS | 14.25 | TEM | 1 | CP | 0.015 | 1
3RK19024BA005AA0 | M12 CONNECTOR STRAIGHT SCREW CONNECTION MAX. 0.75 SQMM 5-POLE A-CODED MAX. 4A | 20.91 | TEM | 1 | CP | 0.024 | 0
3RK19024BA005AA0 | M12 CONNECTOR STRAIGHT SCREW CONNECTION MAX. 0.75 SQMM 5-POLE A-CODED MAX. 4A | 20.91 | TEM | 1 | CP | 0.024 | 0
3RK19024CA004AA0 | M12 SOCKET ANGLED 4 POL SCREW TERMINATION A CODING MAX. 4A | 16.2 | TEM | 1 | CP | 0.026 | 0
3RK19024CA004AA0 | M12 SOCKET ANGLED 4 POL SCREW TERMINATION A CODING MAX. 4A | 16.2 | TEM | 1 | CP | 0.026 | 0
3RK19024DA005AA0 | ANGLED, 5-POLE, B CODING SCREW CONNECTION NO TERMINATING RESISTOR INTEGRATED | 20.91 | TEM | 1 | CP | 0.025 | 0
3RK19024DA005AA0 | ANGLED, 5-POLE, B CODING SCREW CONNECTION NO TERMINATING RESISTOR INTEGRATED | 20.91 | TEM | 1 | CP | 0.025 | 0
3RK19024HB505AA0 | CONTROL CABLE, ONE SIDED ONLY M12 PLUG ANGLED, 5 POL A CODING 5M WITH 5X0,34QMM MAX 4A, PUR SHEATH, BLACK | 44.69 | TEM | 1 | CP | 0.199 | 0
3RK19024HB505AA0 | CONTROL CABLE, ONE SIDED ONLY M12 PLUG ANGLED, 5 POL A CODING 5M WITH 5X0,34QMM MAX 4A, PUR SHEATH, BLACK | 44.69 | TEM | 1 | CP | 0.199 | 0
3RK19024PB153AA0 | CONTROL LINE, PREASSEMBLED M12 STRAIGHT CABLE BOX M12 STRAIGHT CONNECTOR 1.5M CABLE 3X0.34SQMM A-CODED MAX. 4A; PUR SHEATH; BLACK | 37 | TEM | 1 | CP | 0.06 | 0
3RK19024PB153AA0 | CONTROL LINE, PREASSEMBLED M12 STRAIGHT CABLE BOX M12 STRAIGHT CONNECTOR 1.5M CABLE 3X0.34SQMM A-CODED MAX. 4A; PUR SHEATH; BLACK | 37 | TEM | 1 | CP | 0.06 | 0
3RK19030AA00 | TERMINAL MODULE FOR ET 200S PMD FOR POWER MODULE F. STARTER | 47.66 | TEM | 1 | CP | 0.22 | 1
3RK19030AA00 | TERMINAL MODULE FOR ET 200S PMD FOR POWER MODULE F. STARTER | 47.66 | TEM | 1 | CP | 0.22 | 1
3RK19030AB00 | TERMINAL MODULE FOR ET 200S DS FOR DIRECT STARTER, WITH FEEDER CONNECTION | 127.31 | TEM | 1 | CP | 0.352 | 1
3RK19030AB00 | TERMINAL MODULE FOR ET 200S DS FOR DIRECT STARTER, WITH FEEDER CONNECTION | 127.31 | TEM | 1 | CP | 0.352 | 1
3RK19030AB10 | TERMINAL MODULE FOR ET 200S DS FOR DIRECT STARTER, WITHOUT FEEDER CONNECTION | 120.44 | TEM | 1 | CP | 0.347 | 1
3RK19030AB10 | TERMINAL MODULE FOR ET 200S DS FOR DIRECT STARTER, WITHOUT FEEDER CONNECTION | 120.44 | TEM | 1 | CP | 0.347 | 1
3RK19030AC00 | TERMINAL MODULE FOR ET 200S RS FOR REVERSING STARTER, WITH FEEDER CONNECTION | 162.16 | TEM | 1 | CP | 0.49 | 1
3RK19030AC00 | TERMINAL MODULE FOR ET 200S RS FOR REVERSING STARTER, WITH FEEDER CONNECTION | 162.16 | TEM | 1 | CP | 0.49 | 1
3RK19030AC10 | TERMINAL MODULE FOR ET 200S RS FOR REVERSING STARTER, WITHOUT FEEDER CONNECTION | 166.26 | TEM | 1 | CP | 0.727 | 1
3RK19030AC10 | TERMINAL MODULE FOR ET 200S RS FOR REVERSING STARTER, WITHOUT FEEDER CONNECTION | 166.26 | TEM | 1 | CP | 0.727 | 1
3RK19030AE00 | 15 MM POWER BUS BRIDGE L123 FOR ET 200S | 21.32 | TEM | 1 | CP | 0.026 | 1
3RK19030AE00 | 15 MM POWER BUS BRIDGE L123 FOR ET 200S | 21.32 | TEM | 1 | CP | 0.026 | 1
3RK19030AH00 | 15 MM POWER BUS BRIDGE PE/N FOR ET 200S | 14.25 | TEM | 1 | CP | 0.019 | 1
3RK19030AH00 | 15 MM POWER BUS BRIDGE PE/N FOR ET 200S | 14.25 | TEM | 1 | CP | 0.019 | 1
3RK19030AK00 | 65MM TERMINAL MODULE FOR ET200S HIGH FEATURE LINE STARTER/LINE DIR.STARTER- STARTER WITH SUPPLY CONNECTOR | 145.45 | TEM | 1 | CP | 0.474 | 1
3RK19030AK00 | 65MM TERMINAL MODULE FOR ET200S HIGH FEATURE LINE STARTER/LINE DIR.STARTER- STARTER WITH SUPPLY CONNECTOR | 145.45 | TEM | 1 | CP | 0.474 | 1
3RK19030AK10 | 65MM TERMINAL MODULE FOR ET200S HIGH FEATURE D-O-L STARTERS/D-O-L SOFT STARTERS, WITHOUT INCOMING CONNECTION | 137.45 | TEM | 1 | CP | 0.474 | 1
3RK19030AK10 | 65MM TERMINAL MODULE FOR ET200S HIGH FEATURE D-O-L STARTERS/D-O-L SOFT STARTERS, WITHOUT INCOMING CONNECTION | 137.45 | TEM | 1 | CP | 0.474 | 1
3RK19030AL00 | 130MM TERMINAL MODULE FOR ET200S HIGH FEATURE REVERSE STARTER WITH SUPPLY CONNECTION | 179.27 | TEM | 1 | CP | 0.82 | 1
3RK19030AL00 | 130MM TERMINAL MODULE FOR ET200S HIGH FEATURE REVERSE STARTER WITH SUPPLY CONNECTION | 179.27 | TEM | 1 | CP | 0.82 | 1
3RK19030AL10 | 130MM TERMINAL MODULE FOR ET200S HIGH FEATURE REVERSE STARTER, WITHOUT SUPPLY CONNECTION | 179.27 | TEM | 1 | CP | 0.857 | 1
3RK19030AL10 | 130MM TERMINAL MODULE FOR ET200S HIGH FEATURE REVERSE STARTER, WITHOUT SUPPLY CONNECTION | 179.27 | TEM | 1 | CP | 0.857 | 1
3RK19030BA00 | PM-D FOR ET 200S POWER MODULE FOR STARTER | 80.05 | TEM | 1 | CP | 0.073 | 1
3RK19030BA00 | PM-D FOR ET 200S POWER MODULE FOR STARTER | 80.05 | TEM | 1 | CP | 0.073 | 1
3RK19030CA00 | CONTROL-KIT FOR 200S STARTER | 12.81 | TEM | 1 | CP | 0.017 | 1
3RK19030CA00 | CONTROL-KIT FOR 200S STARTER | 12.81 | TEM | 1 | CP | 0.017 | 1
3RK19030CD00 | DISTANCE MODULE FOR ET 200S STARTER | 34.95 | TEM | 1 | CP | 0.124 | 1
3RK19030CD00 | DISTANCE MODULE FOR ET 200S STARTER | 34.95 | TEM | 1 | CP | 0.124 | 1
3RK19030CG00 | CONTROL UNIT TO ET 200S | 13.02 | TEM | 1 | CP | 0.037 | 1
3RK19030CG00 | CONTROL UNIT TO ET 200S | 13.02 | TEM | 1 | CP | 0.037 | 1
3RK19030CH20 | 2DI 24VDC LC COM CONTROL MODULE FOR ET200S HIGH FEATURE STARTER FOR ET 200S FAILSSAFE STARTER FOR LOCAL INPUT FUNCTIONS OR F. MANUAL OPERATION WITH COM INTERFACE FOR PC CABLE 6ED1057-1AA00-0BA0 | 162.87 | TEM | 1 | CP | 0.026 | 1
3RK19030CH20 | 2DI 24VDC LC COM CONTROL MODULE FOR ET200S HIGH FEATURE STARTER FOR ET 200S FAILSSAFE STARTER FOR LOCAL INPUT FUNCTIONS OR F. MANUAL OPERATION WITH COM INTERFACE FOR PC CABLE 6ED1057-1AA00-0BA0 | 162.87 | TEM | 1 | CP | 0.026 | 1
3RK19031AA00 | TM-PF30 S47-B1 FOR ET 200S PM-D F1/2, TERMINAL MODULE FOR POTENTIAL GROUP, WITH SUPPLY U 1/2 AND SENSOR CONNECTION | 98.5 | TEM | 1 | CP | 0.403 | 1
3RK19031AA00 | TM-PF30 S47-B1 FOR ET 200S PM-D F1/2, TERMINAL MODULE FOR POTENTIAL GROUP, WITH SUPPLY U 1/2 AND SENSOR CONNECTION | 98.5 | TEM | 1 | CP | 0.403 | 1
3RK19031AA10 | TM-PF30 S47-B0 TERMINAL MODULE F. POWER MODULE PM-DF 1/2. FOR PARTIAL POTENTIAL GROUP W. SENSOR CONNECTION | 98.5 | TEM | 1 | CP | 0.393 | 1
3RK19031AA10 | TM-PF30 S47-B0 TERMINAL MODULE F. POWER MODULE PM-DF 1/2. FOR PARTIAL POTENTIAL GROUP W. SENSOR CONNECTION | 98.5 | TEM | 1 | CP | 0.393 | 1
3RK19031AB00 | TM-X15 S27-01 TERMINAL MODULE F. CONNECTION MODULE PM-X | 41.92 | TEM | 1 | CP | 0.197 | 1
3RK19031AB00 | TM-X15 S27-01 TERMINAL MODULE F. CONNECTION MODULE PM-X | 41.92 | TEM | 1 | CP | 0.197 | 1
3RK19031AC00 | TM-PF 30 S47-C1 FOR ET 200S PM-D F 3/4 TERMINAL MODULE FOR POTENTIAL GROUP, WITH SUPPLY U 1/2 AND SENSOR CONNECTION | 98.5 | TEM | 1 | CP | 0.39 | 1
3RK19031AC00 | TM-PF 30 S47-C1 FOR ET 200S PM-D F 3/4 TERMINAL MODULE FOR POTENTIAL GROUP, WITH SUPPLY U 1/2 AND SENSOR CONNECTION | 98.5 | TEM | 1 | CP | 0.39 | 1
3RK19031AC10 | TM-PF 30 S47-C0 FOR ET 200S PM-D F 3/4 TERMINAL MODULE FOR POTENTIAL GROUP, WITH SENSOR CONNECT. | 98.5 | TEM | 1 | CP | 0.379 | 1
3RK19031AC10 | TM-PF 30 S47-C0 FOR ET 200S PM-D F 3/4 TERMINAL MODULE FOR POTENTIAL GROUP, WITH SENSOR CONNECT. | 98.5 | TEM | 1 | CP | 0.379 | 1
3RK19031AD10 | TM-PF30 S47-D0 TERMINAL MODULE FOR CONTACT MULTIPLIERS PM-D F5, FOR ACTUATOR CONNECTION, FOR MAX. 4 SINGLE-CHAN. ACTUAT. FOR MAX. 2 DUAL-CHAN. ACTUAT. | 98.5 | TEM | 1 | CP | 0.385 | 1
3RK19031AD10 | TM-PF30 S47-D0 TERMINAL MODULE FOR CONTACT MULTIPLIERS PM-D F5, FOR ACTUATOR CONNECTION, FOR MAX. 4 SINGLE-CHAN. ACTUAT. FOR MAX. 2 DUAL-CHAN. ACTUAT. | 98.5 | TEM | 1 | CP | 0.385 | 1
3RK19031BA00 | PM-D F1 F. MOTOR STARTER POWER MODULE, FAILSAFE UP TO SAFETY CAT. 4 EN954-1 FOR MONIT. START EM. STOP PLUGABLE ONTO TM-PF30 S47-B0 -B1 30MM | 280.44 | TEM | 1 | CP | 0.251 | 1
3RK19031BA00 | PM-D F1 F. MOTOR STARTER POWER MODULE, FAILSAFE UP TO SAFETY CAT. 4 EN954-1 FOR MONIT. START EM. STOP PLUGABLE ONTO TM-PF30 S47-B0 -B1 30MM | 280.44 | TEM | 1 | CP | 0.251 | 1
3RK19031BC00 | PM-D F4 F. MOTOR STARTER POWER MODULE, FAILSAFE EXPANSION TO PM-D F 1/2 FOR FURTHER ET200S RAIL PLUGABLE ONTO TM-PF30 S47-C0 -C1 30MM | 246.82 | TEM | 1 | CP | 0.241 | 1
3RK19031BC00 | PM-D F4 F. MOTOR STARTER POWER MODULE, FAILSAFE EXPANSION TO PM-D F 1/2 FOR FURTHER ET200S RAIL PLUGABLE ONTO TM-PF30 S47-C0 -C1 30MM | 246.82 | TEM | 1 | CP | 0.241 | 1
3RK19031BE00 | PM-D F5 F. MOTOR STARTER POWER MODULE, FAILSAFE EXPANSION TO PM-D F1 TO F4, CONTACT MULTIPLIER W. 4 FLOATING RELAY CONTACTS, DC 24V MAX. 3A PER CONTACT PLUGABLE ONTO TM-PF30 S47-D0 30MM | 246.82 | TEM | 1 | CP | 0.231 | 1
3RK19031BE00 | PM-D F5 F. MOTOR STARTER POWER MODULE, FAILSAFE EXPANSION TO PM-D F1 TO F4, CONTACT MULTIPLIER W. 4 FLOATING RELAY CONTACTS, DC 24V MAX. 3A PER CONTACT PLUGABLE ONTO TM-PF30 S47-D0 30MM | 246.82 | TEM | 1 | CP | 0.231 | 1
3RK19031CA00 | F KIT FOR D-O-L STARTER DS1-X FOR ET200S SOLUTION LOCAL TO CA 4/ PL E ACC.TO ISO13849-1 TO SIL 3 IEC 62061 FOR D-O-L STARTER COMPRISING 1 AUX. CONT. BLOCK 1 CONTACT HOLDER WITH CONNECTING CABLE 2 CONTACT SUPPORTS FOR TM | 28.8 | TEM | 1 | CP | 0.032 | 1
3RK19031CA00 | F KIT FOR D-O-L STARTER DS1-X FOR ET200S SOLUTION LOCAL TO CA 4/ PL E ACC.TO ISO13849-1 TO SIL 3 IEC 62061 FOR D-O-L STARTER COMPRISING 1 AUX. CONT. BLOCK 1 CONTACT HOLDER WITH CONNECTING CABLE 2 CONTACT SUPPORTS FOR TM | 28.8 | TEM | 1 | CP | 0.032 | 1
3RK19031CA01 | F KIT RS1-X FOR ET200S SOLUTION LOCAL UP TO CAT. 4 / PL E ISO 13849-1 UP TO SIL 3 IEC 62061 FOR REVERSING STARTER CONSISTING OF: 2 AUX. SWITCH BLOCKS 1 CONTACT HOLDER WITH CONNECTING CABLE 1 CONNECTING CABLE (JUMPER) 4 CONTACT CARRIERS FOR TM | 51.56 | TEM | 1 | CP | 0.057 | 1
3RK19031CA01 | F KIT RS1-X FOR ET200S SOLUTION LOCAL UP TO CAT. 4 / PL E ISO 13849-1 UP TO SIL 3 IEC 62061 FOR REVERSING STARTER CONSISTING OF: 2 AUX. SWITCH BLOCKS 1 CONTACT HOLDER WITH CONNECTING CABLE 1 CONNECTING CABLE (JUMPER) 4 CONTACT CARRIERS FOR TM | 51.56 | TEM | 1 | CP | 0.057 | 1
3RK19031CB00 | PM-X F. MOTOR STARTER CONNECTION MODULE UP TO SAFETY CAT. 4 EN954-1 FOR FEEDBACK CIRCUIT AND INCOMING FEEDER PROTECTION 15MM PLUGABLE ONTO TM-X15 S27-01 | 56.89 | TEM | 1 | CP | 0.068 | 1
3RK19031CB00 | PM-X F. MOTOR STARTER CONNECTION MODULE UP TO SAFETY CAT. 4 EN954-1 FOR FEEDBACK CIRCUIT AND INCOMING FEEDER PROTECTION 15MM PLUGABLE ONTO TM-X15 S27-01 | 56.89 | TEM | 1 | CP | 0.068 | 1
3RK19032AA00 | TB PEN FOR ET 200S TERMINAL BLOCK PEN FOR STARTER WITH CONNECTION FOR FEEDER CABLE AND LOAD FOR INSTALLATION ON THE LEFT | 46.74 | TEM | 1 | CP | 0.077 | 1
3RK19032AA00 | TB PEN FOR ET 200S TERMINAL BLOCK PEN FOR STARTER WITH CONNECTION FOR FEEDER CABLE AND LOAD FOR INSTALLATION ON THE LEFT | 46.74 | TEM | 1 | CP | 0.077 | 1
3RK19032AA10 | TB PEN FOR ET 200S TERMINAL BLOCK PEN FOR STARTER WITH CONNECTION FOR LOAD FOR INSTALLATION IN THE MIDDLE | 46.74 | TEM | 1 | CP | 0.087 | 1
3RK19032AA10 | TB PEN FOR ET 200S TERMINAL BLOCK PEN FOR STARTER WITH CONNECTION FOR LOAD FOR INSTALLATION IN THE MIDDLE | 46.74 | TEM | 1 | CP | 0.087 | 1
3RK19032AC00 | 65MM TERMINAL BLOCK PEN FOR ET200S HIGH FEATURE STARTER, WITH CONN. FOR SUPPLY CABLE AND LOADS | 59.04 | TEM | 1 | CP | 0.095 | 1
3RK19032AC00 | 65MM TERMINAL BLOCK PEN FOR ET200S HIGH FEATURE STARTER, WITH CONN. FOR SUPPLY CABLE AND LOADS | 59.04 | TEM | 1 | CP | 0.095 | 1
3RK19032AC10 | 65MM TERMINAL BLOCK PEN FOR ET200S HIGH FEATURE STARTER, WITH CONN. FOR LOADS | 59.04 | TEM | 1 | CP | 0.107 | 1
3RK19032AC10 | 65MM TERMINAL BLOCK PEN FOR ET200S HIGH FEATURE STARTER, WITH CONN. FOR LOADS | 59.04 | TEM | 1 | CP | 0.107 | 1
3RK19033AB10 | FOR F-CM CONTACT MULTIPLIER CAN BE CODED FOR TRIPPING GROUP SG1 TO SG6 30MM | 148.42 | TEM | 1 | CP | 0.41 | 1
3RK19033AB10 | FOR F-CM CONTACT MULTIPLIER CAN BE CODED FOR TRIPPING GROUP SG1 TO SG6 30MM | 148.42 | TEM | 1 | CP | 0.41 | 1
3RK19033AE00 | TM-PFX30 S47-G1 FOR POTENTIAL GROUP, WITHOUT SUPPLY FROM LEFT FOR START OF 1 NEW GROUP 30MM | 148.42 | TEM | 1 | CP | 0.398 | 1
3RK19033AE00 | TM-PFX30 S47-G1 FOR POTENTIAL GROUP, WITHOUT SUPPLY FROM LEFT FOR START OF 1 NEW GROUP 30MM | 148.42 | TEM | 1 | CP | 0.398 | 1
3RK19033AE10 | TM-PFX30 S47-G0 FOR POTENTIAL GROUP, WITH SUPPLY FROM LEFT FOR ROUTING U1 M SG1 TO 6 FOR EXTERNAL ET200S-STATION 30MM | 148.42 | TEM | 1 | CP | 0.402 | 1
3RK19033AE10 | TM-PFX30 S47-G0 FOR POTENTIAL GROUP, WITH SUPPLY FROM LEFT FOR ROUTING U1 M SG1 TO 6 FOR EXTERNAL ET200S-STATION 30MM | 148.42 | TEM | 1 | CP | 0.402 | 1
3RK19033CA00 | FOR ET200S SOLUTION PROFISAFE F-CM FAILSAFE CONTACT MULTI- PLIER, W. 4 FLOATING CONTACTS, 2A DC-13 TO 24V FOR COUPLING W. SEPARATE SAFETY CIRCUITS PLUGABLE ONTO TM-FCM30 S47-E0 EXPANSION F. PM-DFX1 OR PM-DF PROFISAFE 30MM | 351.58 | TEM | 1 | CP | 0.22 | 1
3RK19033CA00 | FOR ET200S SOLUTION PROFISAFE F-CM FAILSAFE CONTACT MULTI- PLIER, W. 4 FLOATING CONTACTS, 2A DC-13 TO 24V FOR COUPLING W. SEPARATE SAFETY CIRCUITS PLUGABLE ONTO TM-FCM30 S47-E0 EXPANSION F. PM-DFX1 OR PM-DF PROFISAFE 30MM | 351.58 | TEM | 1 | CP | 0.22 | 1
3RK19033DA00 | PM-D FX1 FAILSAFE POWER MODULE FOR MS FAILSAFE F-RS F-DS FOR 6 TRIPPING GROUPS W. OVERVOLTAGE PROTECTION 30MM PLUGABLE ONTO TM-PFX30S47-G1 -G0 | 176.71 | TEM | 1 | CP | 0.124 | 1
3RK19033DA00 | PM-D FX1 FAILSAFE POWER MODULE FOR MS FAILSAFE F-RS F-DS FOR 6 TRIPPING GROUPS W. OVERVOLTAGE PROTECTION 30MM PLUGABLE ONTO TM-PFX30S47-G1 -G0 | 176.71 | TEM | 1 | CP | 0.124 | 1
3RK19033EA10 | 15 MM TERMINAL MODULE FOR ET200S INVERTER CONTROL MODULE ICU | 48.79 | TEM | 1 | CP | 0.098 | 1
3RK19033EA10 | 15 MM TERMINAL MODULE FOR ET200S INVERTER CONTROL MODULE ICU | 48.79 | TEM | 1 | CP | 0.098 | 1
3RK19033EC00 | 65 MM TERMINAL MODULE FOR ET 200S INVERTER POWER MODULE IPM25 FS A WITH FEEDER CONNECTION | 171.69 | TEM | 1 | CP | 0.55 | 1
3RK19033EC00 | 65 MM TERMINAL MODULE FOR ET 200S INVERTER POWER MODULE IPM25 FS A WITH FEEDER CONNECTION | 171.69 | TEM | 1 | CP | 0.55 | 1
3RK19033EC10 | 65 MM TERMINAL MODULE FOR ET 200S INVERTER POWER MODULE IPM25 FS A WITHOUT FEEDER CONNECTION | 164 | TEM | 1 | CP | 0.557 | 1
3RK19033EC10 | 65 MM TERMINAL MODULE FOR ET 200S INVERTER POWER MODULE IPM25 FS A WITHOUT FEEDER CONNECTION | 164 | TEM | 1 | CP | 0.557 | 1
3RK19033ED00 | 130 MM TERMINAL MODULE FOR ET 200S INVERTER POWER MODULE IPM25 FS B WITH FEEDER CONNECTION | 226.22 | TEM | 1 | CP | 0.897 | 1
3RK19033ED00 | 130 MM TERMINAL MODULE FOR ET 200S INVERTER POWER MODULE IPM25 FS B WITH FEEDER CONNECTION | 226.22 | TEM | 1 | CP | 0.897 | 1
3RK19042AB02 | AS-INTERFACE ADDRESSING UNIT V3.0 FOR SETTING ADDRESSES OF AS-I SLAVE MODULES, INPUT/OUTPUT TEST AND OTHER FUNCTIONS. AS-I SPECIFICATION V3.0, M12 CONNECTION SOCKET, WITH ADDRESSING CABLE 1.5 M (M12 CONNECTOR / HOLLOW PLUG). WITH BATTERIES (4 X 1.5 V LR6). ADDRESSING OF APPLICATION MODULES VIA 3RK1 901-1MA00 | 584.76 | TEM | 1 | CP | 0.529 | 1
3RK19042AB02 | AS-INTERFACE ADDRESSING UNIT V3.0 FOR SETTING ADDRESSES OF AS-I SLAVE MODULES, INPUT/OUTPUT TEST AND OTHER FUNCTIONS. AS-I SPECIFICATION V3.0, M12 CONNECTION SOCKET, WITH ADDRESSING CABLE 1.5 M (M12 CONNECTOR / HOLLOW PLUG). WITH BATTERIES (4 X 1.5 V LR6). ADDRESSING OF APPLICATION MODULES VIA 3RK1 901-1MA00 | 584.76 | TEM | 1 | CP | 0.529 | 1
3RK19112BE50 | 5 CONTACT SOCKETS 2,5MM2 CONNECTOR SET POWER SUPPLY F. CONNECTION TO MS, RSM OF ET 200PRO W. SLEEVE HOUSING ANGLED OUTLET SOCKET INSERT HAN Q4/2 INCL. SCREW FITTING | 67.55 | TEM | 1 | CP | 0.07 | 1
3RK19112BE50 | 5 CONTACT SOCKETS 2,5MM2 CONNECTOR SET POWER SUPPLY F. CONNECTION TO MS, RSM OF ET 200PRO W. SLEEVE HOUSING ANGLED OUTLET SOCKET INSERT HAN Q4/2 INCL. SCREW FITTING | 67.55 | TEM | 1 | CP | 0.07 | 1
3RK19223BA00 | HAND-HELD UNIT FOR ET 200PRO MOTOR STARTER ; ECOFAST MOTOR STARTER AND ET 200S MOTOR STARTER HF FOR OPERATOR TERMINAL SERIAL INTERFACE CABLE MUST BE ORDERED SEPARATELY 3RK1922-2BP00 (ET 200PRO MS) 3RK1911-0BN20 (ECOFAST MS) 6ED1057-1AA00-0BA0 (ET 200S MS) | 484.31 | TEM | 1 | CP | 0.409 | 1
3RK19223BA00 | HAND-HELD UNIT FOR ET 200PRO MOTOR STARTER ; ECOFAST MOTOR STARTER AND ET 200S MOTOR STARTER HF FOR OPERATOR TERMINAL SERIAL INTERFACE CABLE MUST BE ORDERED SEPARATELY 3RK1922-2BP00 (ET 200PRO MS) 3RK1911-0BN20 (ECOFAST MS) 6ED1057-1AA00-0BA0 (ET 200S MS) | 484.31 | TEM | 1 | CP | 0.409 | 1
3RK22000CG020AA2 | AS-INTERFACE CONTROL CABINET MODULE SLIMLINE S22.5 A/B SLAVE IP 20 4DI <=270MA SPRING-LOADED TERMINAL | 169.74 | TEM | 1 | CP | 0.132 | 1
3RK22000CG020AA2 | AS-INTERFACE CONTROL CABINET MODULE SLIMLINE S22.5 A/B SLAVE IP 20 4DI <=270MA SPRING-LOADED TERMINAL | 169.74 | TEM | 1 | CP | 0.132 | 1
3RK22000CQ200AA3 | AS-INTERFACE COMPACT MOD. K45, A/B-SLAVE, IP67, DIGITAL, 4 INPUTS, 4 X 1 INPUT, MAX. 200MA, PNP, 4 X M12 SOCKETS | 171.38 | TEM | 1 | CP | 0.091 | 1
3RK22000CQ200AA3 | AS-INTERFACE COMPACT MOD. K45, A/B-SLAVE, IP67, DIGITAL, 4 INPUTS, 4 X 1 INPUT, MAX. 200MA, PNP, 4 X M12 SOCKETS | 171.38 | TEM | 1 | CP | 0.091 | 1
3RK22071BQ500AA3 | AS-INTERFACE COMPACT MODULE K60, IP67, A/B-SLAVE (SPEC. 3.0), ANALOG, 2AI(1AI), 2(1)X INPUT CURRENT 4..20MA; +/-20MA; M12-SOCKETS. RESOLUTION 12 /14BIT, 1- OR 2-CHANNEL OPERATION, CHANGEOVER THROUGH ID1-CODE. MOUNTING PLATE 3RK19010CA00 TO BE ORDERED SEPARATELY. | 379.76 | TEM | 1 | CP | 0.184 | 1
3RK22071BQ500AA3 | AS-INTERFACE COMPACT MODULE K60, IP67, A/B-SLAVE (SPEC. 3.0), ANALOG, 2AI(1AI), 2(1)X INPUT CURRENT 4..20MA; +/-20MA; M12-SOCKETS. RESOLUTION 12 /14BIT, 1- OR 2-CHANNEL OPERATION, CHANGEOVER THROUGH ID1-CODE. MOUNTING PLATE 3RK19010CA00 TO BE ORDERED SEPARATELY. | 379.76 | TEM | 1 | CP | 0.184 | 1
3RK24001BQ200AA3 | AS-INTERFACE COMP. MODULE K45, A/B SLAVE, DIG., 2A/2E, IP 67, 2 INPUTS, 2 OUTPUTS 4 X M12 SOCK. W. STD. ASSIGNM. MOUNTING PLATE 3RK1901-2EA00 OR ORDER 3RK1901-2DA00 SEPARATELY | 196.6 | TEM | 1 | CP | 0.094 | 1
3RK24001BQ200AA3 | AS-INTERFACE COMP. MODULE K45, A/B SLAVE, DIG., 2A/2E, IP 67, 2 INPUTS, 2 OUTPUTS 4 X M12 SOCK. W. STD. ASSIGNM. MOUNTING PLATE 3RK1901-2EA00 OR ORDER 3RK1901-2DA00 SEPARATELY | 196.6 | TEM | 1 | CP | 0.094 | 1
3RK24001DQ000AA3 | AS-I COMPACT MODULE K60, IP67, A/B-SLAVE (SPEC 3.0), DIGITAL, 4DI/4DO, 4X INPUT FOR SENSOR (MECHAN., 2-WIRE, 3-WIRE), PNP, SENSOR SUPPLY FROM U_ASI MAX. TOTAL 200MA; 4 X OUTPUT OUTPUT SUPPLY DC 24V; 8 X M12-SOCKET Y-II-ASSIGNMENT; MOUNTING PLATE 3RK19010CA00 TO BE ORDERED SEPARATELY | 272.24 | TEM | 1 | CP | 0.205 | 1
3RK24001DQ000AA3 | AS-I COMPACT MODULE K60, IP67, A/B-SLAVE (SPEC 3.0), DIGITAL, 4DI/4DO, 4X INPUT FOR SENSOR (MECHAN., 2-WIRE, 3-WIRE), PNP, SENSOR SUPPLY FROM U_ASI MAX. TOTAL 200MA; 4 X OUTPUT OUTPUT SUPPLY DC 24V; 8 X M12-SOCKET Y-II-ASSIGNMENT; MOUNTING PLATE 3RK19010CA00 TO BE ORDERED SEPARATELY | 272.24 | TEM | 1 | CP | 0.205 | 1
3RK24001FG000AA2 | AS-INTERFACE SLIMLINE MOD. S45, DIGITAL, 4I/3O, 2/3-WIRE, IP20 4 X 1 INPUT, 200MA, PNP 3 X 1 OUTPUT, 1A, DC 24V CAGE-CLAMP, MODULE WIDTH 45 MM | 193.21 | TEM | 1 | CP | 0.258 | 1
3RK24001FG000AA2 | AS-INTERFACE SLIMLINE MOD. S45, DIGITAL, 4I/3O, 2/3-WIRE, IP20 4 X 1 INPUT, 200MA, PNP 3 X 1 OUTPUT, 1A, DC 24V CAGE-CLAMP, MODULE WIDTH 45 MM | 193.21 | TEM | 1 | CP | 0.258 | 1
3RK24001FQ030AA3 | AS-INTERFACE COMPACT MOD. K60, DIGITAL, 4I/3O, IP67, 4 X 1 INPUT, 200MA MAX., PNP 3 X 1 OUTPUT, 2A, DC 24V 4 X M12 STANDARD SOCKET 4 X M12 SOCKET M. Y-II ASSIGNM. FOR INPUT/OUTPUT CONNECTIONS, MOUNTING PLATE 3RK19010CA00 TO BE ORDERED SEPARATELY | 270.5 | TEM | 1 | CP | 0.195 | 1
3RK24001FQ030AA3 | AS-INTERFACE COMPACT MOD. K60, DIGITAL, 4I/3O, IP67, 4 X 1 INPUT, 200MA MAX., PNP 3 X 1 OUTPUT, 2A, DC 24V 4 X M12 STANDARD SOCKET 4 X M12 SOCKET M. Y-II ASSIGNM. FOR INPUT/OUTPUT CONNECTIONS, MOUNTING PLATE 3RK19010CA00 TO BE ORDERED SEPARATELY | 270.5 | TEM | 1 | CP | 0.195 | 1
3RK31111AA10 | SIRIUS, CENTRAL MOD. 3RK3 BASIC FOR MODULAR SAFETY SYSTEM 3RK3 4/8 F-DI, 1 F-RO, 1 F-DO, 24V DC PARAMETERIZABLE VIA SW MSS ES 45MM WIDE SCREW TERMINAL UP TO SIL3 (IEC 61508) UP TO PERFORMANCE LEVEL E (ISO 13849-1) | 1053.39 | TEM | 1 | CP | 0.373 | 1
3RK31111AA10 | SIRIUS, CENTRAL MOD. 3RK3 BASIC FOR MODULAR SAFETY SYSTEM 3RK3 4/8 F-DI, 1 F-RO, 1 F-DO, 24V DC PARAMETERIZABLE VIA SW MSS ES 45MM WIDE SCREW TERMINAL UP TO SIL3 (IEC 61508) UP TO PERFORMANCE LEVEL E (ISO 13849-1) | 1053.39 | TEM | 1 | CP | 0.373 | 1
3RK32211AA10 | SIRIUS, EXPANSION MODULE 3RK32 FOR MODULAR SAFETY SYSTEM 3RK3 2/4 F-DI, 1/2 F-RO, 24VDC/1A PARAMETERIZABLE VIA SW MSS ES WIDTH 22.5MM SCREW TERMINAL UP TO SIL3 (IEC 61508) UP TO PERFORMANCE LEVEL E (ISO 13849-1) | 423.63 | TEM | 1 | CP | 0.219 | 1
3RK32211AA10 | SIRIUS, EXPANSION MODULE 3RK32 FOR MODULAR SAFETY SYSTEM 3RK3 2/4 F-DI, 1/2 F-RO, 24VDC/1A PARAMETERIZABLE VIA SW MSS ES WIDTH 22.5MM SCREW TERMINAL UP TO SIL3 (IEC 61508) UP TO PERFORMANCE LEVEL E (ISO 13849-1) | 423.63 | TEM | 1 | CP | 0.219 | 1
3RK32311AA10 | SIRIUS, EXPANSION MODULE 3RK32 FOR MODULAR SAFETY SYSTEM 3RK3 2/4 F-DI, 2 F-DO, 24V DC/1.2A PARAMETERIZABLE VIA SW MSS ES WIDTH 22.5MM SCREW TERMINAL UP TO SIL3 (IEC 61508) UP TO PERFORMANCE LEVEL E (ISO 13849-1) | 396.98 | TEM | 1 | CP | 0.177 | 1
3RK32311AA10 | SIRIUS, EXPANSION MODULE 3RK32 FOR MODULAR SAFETY SYSTEM 3RK3 2/4 F-DI, 2 F-DO, 24V DC/1.2A PARAMETERIZABLE VIA SW MSS ES WIDTH 22.5MM SCREW TERMINAL UP TO SIL3 (IEC 61508) UP TO PERFORMANCE LEVEL E (ISO 13849-1) | 396.98 | TEM | 1 | CP | 0.177 | 1
3RK32421AA10 | SIRIUS, EXPANSION MODULE 3RK32 FOR 3RK3 MODULAR SAFETY SYSTEM 4 F-DO, DC 24V/ 2 A PARAMETERIZABLE VIA SW MSS ES 22.5MM WIDTH SCREW TERMINAL UP TO SIL3 (IEC 61508) UP TO PERFORMANCE LEVEL E (ISO 13849-1) | 492.41 | TEM | 1 | CP | 0.19 | 1
3RK32421AA10 | SIRIUS, EXPANSION MODULE 3RK32 FOR 3RK3 MODULAR SAFETY SYSTEM 4 F-DO, DC 24V/ 2 A PARAMETERIZABLE VIA SW MSS ES 22.5MM WIDTH SCREW TERMINAL UP TO SIL3 (IEC 61508) UP TO PERFORMANCE LEVEL E (ISO 13849-1) | 492.41 | TEM | 1 | CP | 0.19 | 1
3RK33111AA10 | SIRIUS, EXPANSION MODULE 3RK33 FOR MODULAR SAFETY SYSTEM 3RK3 8DO, 24V DC/0.5A PARAMETERIZABLE VIA SW MSS ES WIDTH 22.5MM SCREW-TYPE TERMINAL WITHOUT CONNECTING CABLE | 248.05 | TEM | 1 | CP | 0.172 | 1
3RK33111AA10 | SIRIUS, EXPANSION MODULE 3RK33 FOR MODULAR SAFETY SYSTEM 3RK3 8DO, 24V DC/0.5A PARAMETERIZABLE VIA SW MSS ES WIDTH 22.5MM SCREW-TYPE TERMINAL WITHOUT CONNECTING CABLE | 248.05 | TEM | 1 | CP | 0.172 | 1
3RK35111BA10 | SIRIUS, INTERFACE MODULE DP INTERFACE, FOR MODULAR SAFETY SYSTEM 3RK3 PROFIBUS-DP INTERFACE 12 KBIT/S, RS 485 45MM WIDTH SCREW-TYPE TERMINAL PARAMETRIZABLE VIA MSS ES WITHOUT CONNECTING CABLE | 589.68 | TEM | 1 | CP | 0.333 | 1
3RK35111BA10 | SIRIUS, INTERFACE MODULE DP INTERFACE, FOR MODULAR SAFETY SYSTEM 3RK3 PROFIBUS-DP INTERFACE 12 KBIT/S, RS 485 45MM WIDTH SCREW-TYPE TERMINAL PARAMETRIZABLE VIA MSS ES WITHOUT CONNECTING CABLE | 589.68 | TEM | 1 | CP | 0.333 | 1
3RK39221AC10 | STARTER PACKAGE FOR MODULAR SAFETY SYSTEM 3RK3 CONTENT: CENTRAL MODULE MSS ADVANCED, CONNECTION: SCREW TERMINAL SOFTWARE MODULAR SAFETY SYSTEM ES 2008 PREMIUM, USB PC-CABLE | 1488.51 | TEM | 1 | CP | 0.819 | 1
3RK39221AC10 | STARTER PACKAGE FOR MODULAR SAFETY SYSTEM 3RK3 CONTENT: CENTRAL MODULE MSS ADVANCED, CONNECTION: SCREW TERMINAL SOFTWARE MODULAR SAFETY SYSTEM ES 2008 PREMIUM, USB PC-CABLE | 1488.51 | TEM | 1 | CP | 0.819 | 1
3RK50100BA100AA0 | IO-LINK MODULE K20, DIGITAL, 4DI, IP67, 4 X 1 INPUT, SENSOR SUPPLY MAX. 200 MA, 2 X M12-SOCKET Y-ASSIGNMENT | 141.38 | TEM | 1 | CP | 0.075 | 1
3RK50100BA100AA0 | IO-LINK MODULE K20, DIGITAL, 4DI, IP67, 4 X 1 INPUT, SENSOR SUPPLY MAX. 200 MA, 2 X M12-SOCKET Y-ASSIGNMENT | 141.38 | TEM | 1 | CP | 0.075 | 1
3RK50100CA000AA0 | IO-LINK MODULE K20, DIGITAL, 8DI, IP67, 8 X 1 INPUT, SENSOR SUPPLY MAX. 400 MA, 8 X M8-SOCKET STANDARD-ASSIGNM. | 222.32 | TEM | 1 | CP | 0.11 | 1
3RK50100CA000AA0 | IO-LINK MODULE K20, DIGITAL, 8DI, IP67, 8 X 1 INPUT, SENSOR SUPPLY MAX. 400 MA, 8 X M8-SOCKET STANDARD-ASSIGNM. | 222.32 | TEM | 1 | CP | 0.11 | 1
3RK71376SA000BC1 | SIMATIC ET 200SP, COMMUNICATION MODULE CM AS-I MASTER ST ACCOR. AS-INTERFACE SPEC. V3.0 | 712.48 | TEM | 1 | CP | 0.06 | 1
3RK71376SA000BC1 | SIMATIC ET 200SP, COMMUNICATION MODULE CM AS-I MASTER ST ACCOR. AS-INTERFACE SPEC. V3.0 | 712.48 | TEM | 1 | CP | 0.06 | 1
3RK72432AA300XB0 | SIMATIC S7-1200, CM 1243-2, COMMUNICATION MODULE AS-INTERFACE MASTER ACCOR. AS-INTERFACE SPEC. V3.0 | 562.93 | TEM | 1 | CP | 0.153 | 1
3RK72432AA300XB0 | SIMATIC S7-1200, CM 1243-2, COMMUNICATION MODULE AS-INTERFACE MASTER ACCOR. AS-INTERFACE SPEC. V3.0 | 562.93 | TEM | 1 | CP | 0.153 | 1
3RM10011AA04 | MOTOR STARTER 3RM1 SIRIUS DIRECT STARTER 500 V, 0,1-0,5 A, 24 V DC SCREW-TYPE CONNECTION SYSTEM | 140.53 | TEM | 1 | CP | 0.324 | 1
3RM10011AA04 | MOTOR STARTER 3RM1 SIRIUS DIRECT STARTER 500 V, 0,1-0,5 A, 24 V DC SCREW-TYPE CONNECTION SYSTEM | 140.53 | TEM | 1 | CP | 0.324 | 1
3RM10011AA14 | MOTOR STARTER 3RM1 SIRIUS DIRECT STARTER 500 V; 0,1-0,5 A; 110-230 V AC SCREW-TYPE CONNECTION SYSTEM | 140.53 | TEM | 1 | CP | 0.367 | 1
3RM10011AA14 | MOTOR STARTER 3RM1 SIRIUS DIRECT STARTER 500 V; 0,1-0,5 A; 110-230 V AC SCREW-TYPE CONNECTION SYSTEM | 140.53 | TEM | 1 | CP | 0.367 | 1
3RM10021AA04 | MOTOR STARTER 3RM1 SIRIUS DIRECT STARTER 500 V, 0,4-2,0 A, 24 V DC SCREW-TYPE CONNECTION SYSTEM | 140.53 | TEM | 1 | CP | 0.315 | 1
3RM10021AA04 | MOTOR STARTER 3RM1 SIRIUS DIRECT STARTER 500 V, 0,4-2,0 A, 24 V DC SCREW-TYPE CONNECTION SYSTEM | 140.53 | TEM | 1 | CP | 0.315 | 1
3RM10021AA14 | MOTOR STARTER 3RM1 SIRIUS DIRECT STARTER 500 V; 0,4-2,0 A; 110-230 V AC SCREW-TYPE CONNECTION SYSTEM | 140.53 | TEM | 1 | CP | 0.322 | 1
3RM10021AA14 | MOTOR STARTER 3RM1 SIRIUS DIRECT STARTER 500 V; 0,4-2,0 A; 110-230 V AC SCREW-TYPE CONNECTION SYSTEM | 140.53 | TEM | 1 | CP | 0.322 | 1
3RM10071AA04 | MOTOR STARTER 3RM1 SIRIUS DIRECT STARTER 500 V; 1,6-7,0 A; 24 V DC SCREW-TYPE CONNECTION SYSTEM | 140.53 | TEM | 1 | CP | 0.32 | 1
3RM10071AA04 | MOTOR STARTER 3RM1 SIRIUS DIRECT STARTER 500 V; 1,6-7,0 A; 24 V DC SCREW-TYPE CONNECTION SYSTEM | 140.53 | TEM | 1 | CP | 0.32 | 1
3RM10071AA14 | MOTOR STARTER 3RM1 SIRIUS DIRECT STARTER 500 V; 1,6-7,0 A; 110-230 V AC SCREW-TYPE CONNECTION SYSTEM | 140.53 | TEM | 1 | CP | 0.323 | 1
3RM10071AA14 | MOTOR STARTER 3RM1 SIRIUS DIRECT STARTER 500 V; 1,6-7,0 A; 110-230 V AC SCREW-TYPE CONNECTION SYSTEM | 140.53 | TEM | 1 | CP | 0.323 | 1
3RM11011AA04 | MOTOR STARTER 3RM1 SIRIUS DIRECT STARTER SAFETY 500 V; 0,1 - 0,5 A; 24 V DC SCREW-TYPE CONNECTION SYSTEM | 163.18 | TEM | 1 | CP | 0.323 | 1
3RM11011AA04 | MOTOR STARTER 3RM1 SIRIUS DIRECT STARTER SAFETY 500 V; 0,1 - 0,5 A; 24 V DC SCREW-TYPE CONNECTION SYSTEM | 163.18 | TEM | 1 | CP | 0.323 | 1
3RM11071AA04 | MOTOR STARTER SIRIUS 3RM1 DIRECT STARTER SAFETY 500 V; 1,6 - 7,0 A; 24 V DC SCREW-TYPE CONNECTION SYSTEM | 163.18 | TEM | 1 | CP | 0.328 | 1
3RM11071AA04 | MOTOR STARTER SIRIUS 3RM1 DIRECT STARTER SAFETY 500 V; 1,6 - 7,0 A; 24 V DC SCREW-TYPE CONNECTION SYSTEM | 163.18 | TEM | 1 | CP | 0.328 | 1
3RM12011AA04 | MOTOR STARTER 3RM1 SIRIUS REVERSING STARTER 500 V, 0,1-0,5A, 24V DC SCREW-TYPE CONNECTION SYSTEM | 152.62 | TEM | 1 | CP | 0.34 | 1
3RM12011AA04 | MOTOR STARTER 3RM1 SIRIUS REVERSING STARTER 500 V, 0,1-0,5A, 24V DC SCREW-TYPE CONNECTION SYSTEM | 152.62 | TEM | 1 | CP | 0.34 | 1
3RM12011AA14 | MOTOR STARTER SIRIUS 3RM1 REVERSING STARTER 500 V; 0,1-0,5 A; 110-230 V AC SCREW CONNECTION SYSTEM | 152.62 | TEM | 1 | CP | 0.387 | 1
3RM12011AA14 | MOTOR STARTER SIRIUS 3RM1 REVERSING STARTER 500 V; 0,1-0,5 A; 110-230 V AC SCREW CONNECTION SYSTEM | 152.62 | TEM | 1 | CP | 0.387 | 1
3RM12021AA04 | MOTOR STARTER SIRIUS 3RM1 REVERSING STARTER 500 V; 0,4-2,0 A; 24 V DC SCREW-TYPE CONNECTION SYSTEM | 152.62 | TEM | 1 | CP | 0.33 | 1
3RM12021AA04 | MOTOR STARTER SIRIUS 3RM1 REVERSING STARTER 500 V; 0,4-2,0 A; 24 V DC SCREW-TYPE CONNECTION SYSTEM | 152.62 | TEM | 1 | CP | 0.33 | 1
3RM12021AA14 | MOTOR STARTER SIRIUS 3RM1 REVERSING STARTER 500 V; 0,4-2,0 A; 110-230 V AC SCREW CONNECTION SYSTEM | 152.62 | TEM | 1 | CP | 0.333 | 1
3RM12021AA14 | MOTOR STARTER SIRIUS 3RM1 REVERSING STARTER 500 V; 0,4-2,0 A; 110-230 V AC SCREW CONNECTION SYSTEM | 152.62 | TEM | 1 | CP | 0.333 | 1
3RM12071AA04 | MOTOR STARTER SIRIUS 3RM1 REVERSING STARTER 500 V; 1,6-7,0 A; 24 V DC SCREW-TYPE CONNECTION SYSTEM | 152.62 | TEM | 1 | CP | 0.336 | 1
3RM12071AA04 | MOTOR STARTER SIRIUS 3RM1 REVERSING STARTER 500 V; 1,6-7,0 A; 24 V DC SCREW-TYPE CONNECTION SYSTEM | 152.62 | TEM | 1 | CP | 0.336 | 1
3RM12071AA14 | MOTOR STARTER SIRIUS 3RM1 REVERSING STARTER 500 V; 1,6-7,0 A; 110-230 V AC SCREW CONNECTION SYSTEM | 140.53 | TEM | 1 | CP | 0.335 | 1
3RM12071AA14 | MOTOR STARTER SIRIUS 3RM1 REVERSING STARTER 500 V; 1,6-7,0 A; 110-230 V AC SCREW CONNECTION SYSTEM | 140.53 | TEM | 1 | CP | 0.335 | 1
3RM13071AA04 | MOTOR STARTER SIRIUS 3RM1 REVERSING STARTER SAFETY 500 V; 1,6 - 7,0 A; 24 V DC SCREW-TYPE CONNECTION SYSTEM | 175.28 | TEM | 1 | CP | 0.337 | 1
3RM13071AA04 | MOTOR STARTER SIRIUS 3RM1 REVERSING STARTER SAFETY 500 V; 1,6 - 7,0 A; 24 V DC SCREW-TYPE CONNECTION SYSTEM | 175.28 | TEM | 1 | CP | 0.337 | 1
3RM19101AA | ACCESSORY FOR SIRIUS 3RM1 3-PHASE BUSBAR FOR 2 MOTOR STARTERS MODULAR SPACING 22.5MM SCREW-TYPE CONNECTION | 6.77 | TEM | 1 | CP | 0.02 | 1
3RM19101AA | ACCESSORY FOR SIRIUS 3RM1 3-PHASE BUSBAR FOR 2 MOTOR STARTERS MODULAR SPACING 22.5MM SCREW-TYPE CONNECTION | 6.77 | TEM | 1 | CP | 0.02 | 1
3RM19101BA | ACCESSORY FOR SIRIUS 3RM1 3-PHASE BUSBAR FOR 3 MOTOR STARTERS MODULAR SPACING 22.5MM SCREW-TYPE CONNECTION | 8.51 | TEM | 1 | CP | 0.029 | 1
3RM19101BA | ACCESSORY FOR SIRIUS 3RM1 3-PHASE BUSBAR FOR 3 MOTOR STARTERS MODULAR SPACING 22.5MM SCREW-TYPE CONNECTION | 8.51 | TEM | 1 | CP | 0.029 | 1
3RM19101DA | ACCESSORY FOR SIRIUS 3RM1 3-PHASE BUSBAR FOR 5 MOTOR STARTERS MODULAR SPACING 22.5MM SCREW-TYPE CONNECTION | 11.28 | TEM | 1 | CP | 0.052 | 1
3RM19101DA | ACCESSORY FOR SIRIUS 3RM1 3-PHASE BUSBAR FOR 5 MOTOR STARTERS MODULAR SPACING 22.5MM SCREW-TYPE CONNECTION | 11.28 | TEM | 1 | CP | 0.052 | 1
3RM19106AA | ACCESSORY FOR SIRIUS 3RM1 CAP FOR BUSBARS | 1.23 | TEM | 1 | CP | 0.002 | 1
3RM19106AA | ACCESSORY FOR SIRIUS 3RM1 CAP FOR BUSBARS | 1.23 | TEM | 1 | CP | 0.002 | 1
3RM19201AA | ACCESSORY FOR SIRIUS 3RM1 3-PHASE FEED-IN TERMINAL FOR MOTOR STARTERS SCREW-TYPE CONNECTION | 7.69 | TEM | 1 | CP | 0.016 | 1
3RM19201AA | ACCESSORY FOR SIRIUS 3RM1 3-PHASE FEED-IN TERMINAL FOR MOTOR STARTERS SCREW-TYPE CONNECTION | 7.69 | TEM | 1 | CP | 0.016 | 1
3RN10001AB00 | THERMISTOR MOTOR PROTECTION COMPACT EVALUATION UNIT AUTO, 1W, AC/DC 24V SCREW CONNECTION | 56.58 | TEM | 1 | CP | 0.114 | 1
3RN10001AB00 | THERMISTOR MOTOR PROTECTION COMPACT EVALUATION UNIT AUTO, 1W, AC/DC 24V SCREW CONNECTION | 56.58 | TEM | 1 | CP | 0.114 | 1
3RN10001AG00 | THERMISTOR MOTOR PROTECTION COMPACT EVALUATION UNIT AUTO, 1W, AC 110V SCREW CONNECTION | 56.58 | TEM | 1 | CP | 0.155 | 1
3RN10001AG00 | THERMISTOR MOTOR PROTECTION COMPACT EVALUATION UNIT AUTO, 1W, AC 110V SCREW CONNECTION | 56.58 | TEM | 1 | CP | 0.155 | 1
3RN10001AM00 | THERMISTOR MOTOR PROTECTION COMPACT EVALUATION UNIT AUTO, 1W, AC 230V SCREW CONNECTION | 56.58 | TEM | 1 | CP | 0.154 | 1
3RN10001AM00 | THERMISTOR MOTOR PROTECTION COMPACT EVALUATION UNIT AUTO, 1W, AC 230V SCREW CONNECTION | 56.58 | TEM | 1 | CP | 0.154 | 1
3RN10002AB00 | THERMISTOR MOTOR PROTECTION COMPACT EVALUATION UNIT AUTO, 1W, DC 24V SPRING-LOADED TERMINAL | 57.4 | TEM | 1 | CP | 0.108 | 1
3RN10002AB00 | THERMISTOR MOTOR PROTECTION COMPACT EVALUATION UNIT AUTO, 1W, DC 24V SPRING-LOADED TERMINAL | 57.4 | TEM | 1 | CP | 0.108 | 1
3RN10101BB00 | THERMISTOR MOTOR PROTECTION STANDARD EVALUATION UNIT, AUTORESET, 2W,AC/DC24V, SCREW CONNECTION, | 78.21 | TEM | 1 | CP | 0.152 | 1
3RN10101BB00 | THERMISTOR MOTOR PROTECTION STANDARD EVALUATION UNIT, AUTORESET, 2W,AC/DC24V, SCREW CONNECTION, | 78.21 | TEM | 1 | CP | 0.152 | 1
3RN10101CB00 | THERMISTOR MOTOR PROTECTION STANDARD EVALUATION UNIT AUTO, 1NO+1NC, AC/DC 24V SCREW CONNECTION | 72.06 | TEM | 1 | CP | 0.128 | 1
3RN10101CB00 | THERMISTOR MOTOR PROTECTION STANDARD EVALUATION UNIT AUTO, 1NO+1NC, AC/DC 24V SCREW CONNECTION | 72.06 | TEM | 1 | CP | 0.128 | 1
3RN10101CG00 | THERMISTOR MOTOR PROTECTION STANDARD EVALUATION UNIT AUTO, 1NO+1NC, AC 110V SCREW CONNECTION | 72.06 | TEM | 1 | CP | 0.169 | 1
3RN10101CG00 | THERMISTOR MOTOR PROTECTION STANDARD EVALUATION UNIT AUTO, 1NO+1NC, AC 110V SCREW CONNECTION | 72.06 | TEM | 1 | CP | 0.169 | 1
3RN10101CM00 | THERMISTOR MOTOR PROTECTION STANDARD EVALUATION UNIT AUTO, 1NO+1NC, AC230V SCREW CONNECTION | 72.06 | TEM | 1 | CP | 0.168 | 1
3RN10101CM00 | THERMISTOR MOTOR PROTECTION STANDARD EVALUATION UNIT AUTO, 1NO+1NC, AC230V SCREW CONNECTION | 72.06 | TEM | 1 | CP | 0.168 | 1
3RN10101CW00 | THERMISTOR MOTOR PROTECTION STANDARD EVALUATION UNIT AUTO, 1NO+1NC, UC 24...240V SCREW CONNECTION | 94.4 | TEM | 1 | CP | 0.139 | 1
3RN10101CW00 | THERMISTOR MOTOR PROTECTION STANDARD EVALUATION UNIT AUTO, 1NO+1NC, UC 24...240V SCREW CONNECTION | 94.4 | TEM | 1 | CP | 0.139 | 1
3RN10102CB00 | THERMISTOR MOTOR PROTECTION STANDARD EVALUATION UNIT AUTO, 1NO+1NC, AC/DC 24V SPRING-LOADED TERMINAL | 73.39 | TEM | 1 | CP | 0.122 | 1
3RN10102CB00 | THERMISTOR MOTOR PROTECTION STANDARD EVALUATION UNIT AUTO, 1NO+1NC, AC/DC 24V SPRING-LOADED TERMINAL | 73.39 | TEM | 1 | CP | 0.122 | 1
3RN10102CW00 | THERMISTOR MOTOR PROTECTION STANDARD EVALUATION UNIT AUTO, 1NO+1NC, UC 24...240V SPRING-LOADED TERMINAL | 95.94 | TEM | 1 | CP | 0.13 | 1
3RN10102CW00 | THERMISTOR MOTOR PROTECTION STANDARD EVALUATION UNIT AUTO, 1NO+1NC, UC 24...240V SPRING-LOADED TERMINAL | 95.94 | TEM | 1 | CP | 0.13 | 1
3RN10111BB00 | THERMISTOR MOTOR PROTECTION STANDARD EVALUATION UNIT, MANUAL/REMOTE, 2W,AC/DC24V, SCREW CONNECTION, SHORT-CIRCUIT DETECTION, | 96.56 | TEM | 1 | CP | 0.155 | 1
3RN10111BB00 | THERMISTOR MOTOR PROTECTION STANDARD EVALUATION UNIT, MANUAL/REMOTE, 2W,AC/DC24V, SCREW CONNECTION, SHORT-CIRCUIT DETECTION, | 96.56 | TEM | 1 | CP | 0.155 | 1
3RN10111BM00 | THERMISTOR MOTOR PROTECTION STANDARD EVALUATION UNIT, MANUAL/REMOTE, 2W,AC230V, SCREW CONNECTION, SHORT-CIRCUIT DETECTION, GALVANIC ISOLATION | 96.56 | TEM | 1 | CP | 0.206 | 1
3RN10111BM00 | THERMISTOR MOTOR PROTECTION STANDARD EVALUATION UNIT, MANUAL/REMOTE, 2W,AC230V, SCREW CONNECTION, SHORT-CIRCUIT DETECTION, GALVANIC ISOLATION | 96.56 | TEM | 1 | CP | 0.206 | 1
3RN10111CB00 | THERMISTOR MOTOR PROTECTION STANDARD EVALUATION UNIT MANUAL, 1NO+1NC, AC/24V SCREW CONNECTION | 90.71 | TEM | 1 | CP | 0.144 | 1
3RN10111CB00 | THERMISTOR MOTOR PROTECTION STANDARD EVALUATION UNIT MANUAL, 1NO+1NC, AC/24V SCREW CONNECTION | 90.71 | TEM | 1 | CP | 0.144 | 1
3RN10111CK00 | THERMISTOR MOTOR PROTECTION STANDARD EVALUATION UNIT MANUAL, 1NO+1NC, AC 230/110V SCREW CONNECTION | 90.71 | TEM | 1 | CP | 0.186 | 1
3RN10111CK00 | THERMISTOR MOTOR PROTECTION STANDARD EVALUATION UNIT MANUAL, 1NO+1NC, AC 230/110V SCREW CONNECTION | 90.71 | TEM | 1 | CP | 0.186 | 1
3RN10112CK00 | THERMISTOR MOTOR PROTECTION STANDARD EVALUATION UNIT MANUAL, 1NO+1NC, AC 230/110V SPRING-LOADED TERMINAL | 92.46 | TEM | 1 | CP | 0.174 | 1
3RN10112CK00 | THERMISTOR MOTOR PROTECTION STANDARD EVALUATION UNIT MANUAL, 1NO+1NC, AC 230/110V SPRING-LOADED TERMINAL | 92.46 | TEM | 1 | CP | 0.174 | 1
3RN10121BB00 | THERMISTOR MOTOR PROTECTION STANDARD EVALUATION UNIT, MANUAL/AUTO/REMOTE, 2 CC,AC/DC24V, SCREW CONN., SHORT-CIRCUIT DETECT., NON-RESETTING ON VOLT.FAIL., | 132.43 | TEM | 1 | CP | 0.164 | 1
3RN10121BB00 | THERMISTOR MOTOR PROTECTION STANDARD EVALUATION UNIT, MANUAL/AUTO/REMOTE, 2 CC,AC/DC24V, SCREW CONN., SHORT-CIRCUIT DETECT., NON-RESETTING ON VOLT.FAIL., | 132.43 | TEM | 1 | CP | 0.164 | 1
3RN10121BM00 | THERMISTOR MOTOR PROTECTION STANDARD EVALUATION UNIT, MANUAL/AUTO/REMOTE, 2 CC,AC230V, SCREW CONN., SHORT-CIRCUIT DETECT., NON-RESETTING ON VOLT.FAIL., | 132.43 | TEM | 1 | CP | 0.206 | 1
3RN10121BM00 | THERMISTOR MOTOR PROTECTION STANDARD EVALUATION UNIT, MANUAL/AUTO/REMOTE, 2 CC,AC230V, SCREW CONN., SHORT-CIRCUIT DETECT., NON-RESETTING ON VOLT.FAIL., | 132.43 | TEM | 1 | CP | 0.206 | 1
3RN10121CB00 | THERMISTOR MOTOR PROTECTION STANDARD EVALUATION UNIT MANUAL/AUTO/REMOTE,1NO+1NC, AC/DC24V, SCREW CONNECTION | 128.43 | TEM | 1 | CP | 0.141 | 1
3RN10121CB00 | THERMISTOR MOTOR PROTECTION STANDARD EVALUATION UNIT MANUAL/AUTO/REMOTE,1NO+1NC, AC/DC24V, SCREW CONNECTION | 128.43 | TEM | 1 | CP | 0.141 | 1
3RN10121CK00 | THERMISTOR MOTOR PROTECTION STANDARD EVALUATION UNIT MANUAL/AUTO/REMOTE,1NO+1NC, AC 230/110V SCREW CONNECTION | 128.43 | TEM | 1 | CP | 0.186 | 1
3RN10121CK00 | THERMISTOR MOTOR PROTECTION STANDARD EVALUATION UNIT MANUAL/AUTO/REMOTE,1NO+1NC, AC 230/110V SCREW CONNECTION | 128.43 | TEM | 1 | CP | 0.186 | 1
3RN10122CB00 | THERMISTOR MOTOR PROTECTION STANDARD EVALUATION UNIT MANUAL/AUTO/REMOTE,1NO+1NC, AC/DC 24V, SPR.-LOADED TERMINAL | 130.38 | TEM | 1 | CP | 0.136 | 1
3RN10122CB00 | THERMISTOR MOTOR PROTECTION STANDARD EVALUATION UNIT MANUAL/AUTO/REMOTE,1NO+1NC, AC/DC 24V, SPR.-LOADED TERMINAL | 130.38 | TEM | 1 | CP | 0.136 | 1
3RN10131BB00 | THERMISTOR MOTOR PROTECTION MULTIFUNCTION EVALUATION UNIT MANUAL/AUTO/REMOTE, SHORT-CIRC.DETECT.,2W,AC/DC 24V SCREW CONNECTION | 162.26 | TEM | 1 | CP | 0.155 | 1
3RN10131BB00 | THERMISTOR MOTOR PROTECTION MULTIFUNCTION EVALUATION UNIT MANUAL/AUTO/REMOTE, SHORT-CIRC.DETECT.,2W,AC/DC 24V SCREW CONNECTION | 162.26 | TEM | 1 | CP | 0.155 | 1
3RN10131BW01 | THERMISTOR MOTOR PROTECTION MULTIFUNCTION EVALUATION UNIT MANUAL/AUTO/REMOTE, SHORT-CIRC.DETECT., UC24...240V BISTABLE, SCREW CONNECTION | 235.96 | TEM | 1 | CP | 0.159 | 1
3RN10131BW01 | THERMISTOR MOTOR PROTECTION MULTIFUNCTION EVALUATION UNIT MANUAL/AUTO/REMOTE, SHORT-CIRC.DETECT., UC24...240V BISTABLE, SCREW CONNECTION | 235.96 | TEM | 1 | CP | 0.159 | 1
3RN10131BW10 | THERMISTOR MOTOR PROTECTION MULTIFUNCTION EVALUATION UNIT MANUAL/AUTO/REMOTE, SHORT-CIRC.DETECT., 2W, UC 24...240V, SCREW CONNECTION | 184.19 | TEM | 1 | CP | 0.165 | 1
3RN10131BW10 | THERMISTOR MOTOR PROTECTION MULTIFUNCTION EVALUATION UNIT MANUAL/AUTO/REMOTE, SHORT-CIRC.DETECT., 2W, UC 24...240V, SCREW CONNECTION | 184.19 | TEM | 1 | CP | 0.165 | 1
3RN10132BB00 | THERMISTOR MOTOR PROTECTION MULTIFUNCTION EVALUATION UNIT MANUAL/AUTO/REMOTE, SHORT-CIRC.DETECT.,2W,AC/DC 24V SPRING-LOADED TERMINAL | 166.26 | TEM | 1 | CP | 0.148 | 1
3RN10132BB00 | THERMISTOR MOTOR PROTECTION MULTIFUNCTION EVALUATION UNIT MANUAL/AUTO/REMOTE, SHORT-CIRC.DETECT.,2W,AC/DC 24V SPRING-LOADED TERMINAL | 166.26 | TEM | 1 | CP | 0.148 | 1
3RN10221DW00 | THERMISTOR MOTOR PROTECTION FOR 2 SENSOR CIRCUITS, ALARM AND SWITCH-OFF, 1NO+1CO, UC 24...240V, SCREW CONNECTION | 257.79 | TEM | 1 | CP | 0.16 | 1
3RN10221DW00 | THERMISTOR MOTOR PROTECTION FOR 2 SENSOR CIRCUITS, ALARM AND SWITCH-OFF, 1NO+1CO, UC 24...240V, SCREW CONNECTION | 257.79 | TEM | 1 | CP | 0.16 | 1
3RN10222DW00 | THERMISTOR MOTOR PROTECTION FOR 2 SENSOR CIRCUITS, ALARM AND SWITCH-OFF, 1NO+1CO, UC 24...240V, SPRING-LOADED TERMINAL | 262.81 | TEM | 1 | CP | 0.155 | 1
3RN10222DW00 | THERMISTOR MOTOR PROTECTION FOR 2 SENSOR CIRCUITS, ALARM AND SWITCH-OFF, 1NO+1CO, UC 24...240V, SPRING-LOADED TERMINAL | 262.81 | TEM | 1 | CP | 0.155 | 1
3RN10621CW00 | THERMISTOR MOTOR PROTECTION FOR 6 SENSOR CIRCUITS, MULTI-MOTOR PROTECTION, 1NO+1NC, UC 24...240V, SCREW CONNECTION | 313.55 | TEM | 1 | CP | 0.273 | 1
3RN10621CW00 | THERMISTOR MOTOR PROTECTION FOR 6 SENSOR CIRCUITS, MULTI-MOTOR PROTECTION, 1NO+1NC, UC 24...240V, SCREW CONNECTION | 313.55 | TEM | 1 | CP | 0.273 | 1
3RN10622CW00 | THERMISTOR MOTOR PROTECTION FOR 6 SENSOR CIRCUITS, MULTI-MOTOR PROTECTION, 1NO+1NC, UC 24...240V, SPRING-LOADED TERMINAL | 319.49 | TEM | 1 | CP | 0.258 | 1
3RN10622CW00 | THERMISTOR MOTOR PROTECTION FOR 6 SENSOR CIRCUITS, MULTI-MOTOR PROTECTION, 1NO+1NC, UC 24...240V, SPRING-LOADED TERMINAL | 319.49 | TEM | 1 | CP | 0.258 | 1
3RP15742NP30 | MULTIFUNCTION TIME RELAY !!! PHASE-OUT PRODUCT !!! FOR FURTHER INFORMATION PLEASE CONTACT OUR SALES STAFF! IN CAGE-CLAMP TECH. 1 NO CONTACT DELAYED, 1 NO CONTACT NON-DELAYED, 1S...20S, AC/DC 24V, AC 200...240V | 76.07 | TEM | 1 | CP | 0.108 | 1
3RP15742NP30 | MULTIFUNCTION TIME RELAY !!! PHASE-OUT PRODUCT !!! FOR FURTHER INFORMATION PLEASE CONTACT OUR SALES STAFF! IN CAGE-CLAMP TECH. 1 NO CONTACT DELAYED, 1 NO CONTACT NON-DELAYED, 1S...20S, AC/DC 24V, AC 200...240V | 76.07 | TEM | 1 | CP | 0.108 | 1
3RP1902 | SEALABLE COVER FOR DEVICES WITH 1 OR 2 CHANGEOVER CONTACTS, FOR SECURING AGAINST UNAUTHORIZED CONFIGURING | 3.62 | TEM | 1 | CP | 0.003 | 5
3RP1902 | SEALABLE COVER FOR DEVICES WITH 1 OR 2 CHANGEOVER CONTACTS, FOR SECURING AGAINST UNAUTHORIZED CONFIGURING | 3.62 | TEM | 1 | CP | 0.003 | 5
3RP1903 | PUSH-IN LUG / ADAPTER FOR SCREW FIXING, FOR DEVICES WITH 1 OR 2 CHANGEOVER CONTACTS | 1.14 | TEM | 1 | CP | 0.002 | 10
3RP1903 | PUSH-IN LUG / ADAPTER FOR SCREW FIXING, FOR DEVICES WITH 1 OR 2 CHANGEOVER CONTACTS | 1.14 | TEM | 1 | CP | 0.002 | 10
3RP20051AP30 | SOLID-STATE TIME-DELAY RELAY MULTI-FUNCTION, 8 FUNCTIONS 1 CHANGEOVER CONTACT AC/DC 24V, AC 200 TO 240V 0.05 S TO 100H WIDTH 45MM SCREW TERMINALS | 96.46 | TEM | 1 | CP | 0.12 | 1
3RP20051AP30 | SOLID-STATE TIME-DELAY RELAY MULTI-FUNCTION, 8 FUNCTIONS 1 CHANGEOVER CONTACT AC/DC 24V, AC 200 TO 240V 0.05 S TO 100H WIDTH 45MM SCREW TERMINALS | 96.46 | TEM | 1 | CP | 0.12 | 1
3RP20051BW30 | SOLID-STATE TIME-DELAY RELAY MULTI-FUNCTION, 16 FUNCTIONS 2 CHANGEOVER CONTACTS AC/DC 24 TO 240V 0.05 S TO 100H WIDTH 45MM SCREW TERMINALS | 127.93 | TEM | 1 | CP | 0.13 | 1
3RP20051BW30 | SOLID-STATE TIME-DELAY RELAY MULTI-FUNCTION, 16 FUNCTIONS 2 CHANGEOVER CONTACTS AC/DC 24 TO 240V 0.05 S TO 100H WIDTH 45MM SCREW TERMINALS | 127.93 | TEM | 1 | CP | 0.13 | 1
3RP20052AP30 | SOLID-STATE TIME-DELAY RELAY MULTI-FUNCTION, 8 FUNCTIONS 1 CHANGEOVER CONTACT AC/DC 24V, AC 200 TO 240V 0.05 S TO 100H WIDTH 45MM CAGE CLAMP | 101.84 | TEM | 1 | CP | 0.12 | 1
3RP20052AP30 | SOLID-STATE TIME-DELAY RELAY MULTI-FUNCTION, 8 FUNCTIONS 1 CHANGEOVER CONTACT AC/DC 24V, AC 200 TO 240V 0.05 S TO 100H WIDTH 45MM CAGE CLAMP | 101.84 | TEM | 1 | CP | 0.12 | 1
3RP20251AP30 | SOLID-STATE TIME-DELAY RELAY ON-DELAY 1 CHANGEOVER CONTACT AC/DC 24V, AC 200 TO 240V 0.05 S TO 100H WIDTH 45MM SCREW TERMINALS | 64.07 | TEM | 1 | CP | 0.11 | 1
3RP20251AP30 | SOLID-STATE TIME-DELAY RELAY ON-DELAY 1 CHANGEOVER CONTACT AC/DC 24V, AC 200 TO 240V 0.05 S TO 100H WIDTH 45MM SCREW TERMINALS | 64.07 | TEM | 1 | CP | 0.11 | 1
3RP20251AQ30 | SOLID-STATE TIME-DELAY RELAY ON-DELAY 1 CHANGEOVER CONTACT AC/DC 24V, AC 100 TO 127V 0.05 S TO 100H WIDTH 45MM SCREW TERMINALS | 64.07 | TEM | 1 | CP | 0.11 | 1
3RP20251AQ30 | SOLID-STATE TIME-DELAY RELAY ON-DELAY 1 CHANGEOVER CONTACT AC/DC 24V, AC 100 TO 127V 0.05 S TO 100H WIDTH 45MM SCREW TERMINALS | 64.07 | TEM | 1 | CP | 0.11 | 1
3RP25051AW30 | TIME REL., MULTI-FUNCTION, 1 CO CONTACT, 13 FUNCTIONS, 7 TIME SET. RANGES, (1,10,100)s 10MIN; (1,10,100) HR 12...240V AC/DC AT AC 50/60HZ, LED, SCREW TERMINAL | 104.54 | TEM | 1 | CP | 0.147 | 1
3RP25051AW30 | TIME REL., MULTI-FUNCTION, 1 CO CONTACT, 13 FUNCTIONS, 7 TIME SET. RANGES, (1,10,100)s 10MIN; (1,10,100) HR 12...240V AC/DC AT AC 50/60HZ, LED, SCREW TERMINAL | 104.54 | TEM | 1 | CP | 0.147 | 1
3RP25051BB30 | TIME RELAY, MULTI-FUNCTION, 2 CO CONTACTS, 27 FUNCTIONS, 7 TIME SET. RANGES, (1, 10, 100)s 10MIN; (1,10,100) HR 24V AC/DC AT AC 50/60HZ, LED, SCREW TERMINAL | 104.95 | TEM | 1 | CP | 0.18 | 1
3RP25051BB30 | TIME RELAY, MULTI-FUNCTION, 2 CO CONTACTS, 27 FUNCTIONS, 7 TIME SET. RANGES, (1, 10, 100)s 10MIN; (1,10,100) HR 24V AC/DC AT AC 50/60HZ, LED, SCREW TERMINAL | 104.95 | TEM | 1 | CP | 0.18 | 1
3RP25051BT20 | TIME RELAY, MULTI-FUNCTION, 2 CO CONT., 27 FUNCT., 7 TIME SET. RANGES (1, 10, 100)s 10MIN; (1,10,100) HR 400...440 V AC AT AC 50/60HZ, LED, SCREW TERMINAL | 114.47 | TEM | 1 | CP | 0.18 | 1
3RP25051BT20 | TIME RELAY, MULTI-FUNCTION, 2 CO CONT., 27 FUNCT., 7 TIME SET. RANGES (1, 10, 100)s 10MIN; (1,10,100) HR 400...440 V AC AT AC 50/60HZ, LED, SCREW TERMINAL | 114.47 | TEM | 1 | CP | 0.18 | 1
3RP25051BW30 | TIME RELAY, MULTI-FUNCTION, 2 CO CONTACTS, 27 FUNCTIONS, 7 TIME SETTING RANGE(1,3,10, 30, 100) (S, MIN, HR), AC/DC 12... 240V, AT AC 50/60HZ, LED, SCREW TERMINAL | 129.79 | TEM | 1 | CP | 0.18 | 1
3RP25051BW30 | TIME RELAY, MULTI-FUNCTION, 2 CO CONTACTS, 27 FUNCTIONS, 7 TIME SETTING RANGE(1,3,10, 30, 100) (S, MIN, HR), AC/DC 12... 240V, AT AC 50/60HZ, LED, SCREW TERMINAL | 129.79 | TEM | 1 | CP | 0.18 | 1
3RP25051CW30 | TIME RELAY, MULTI-FUNCTION, 1 NO CONTACT, 13 FUNCT., 7 TIME SET. RANGES, (1, 10, 100)s 10MIN; (1,10,100) HR 24... 240 V AC/DC AT AC 50/60HZ, LED, SCREW TERMINAL | 104.54 | TEM | 1 | CP | 0.151 | 1
3RP25051CW30 | TIME RELAY, MULTI-FUNCTION, 1 NO CONTACT, 13 FUNCT., 7 TIME SET. RANGES, (1, 10, 100)s 10MIN; (1,10,100) HR 24... 240 V AC/DC AT AC 50/60HZ, LED, SCREW TERMINAL | 104.54 | TEM | 1 | CP | 0.151 | 1
3RP25111AW30 | TIME RELAY, ELECTRONIC, DELAYED, 1 CO CONT., 1 TIME RANGE 0.5S...10S, 12...240V AC/DC AT AC 50/60HZ LED, SCREW TERMINAL | 49.78 | TEM | 1 | CP | 0.137 | 1
3RP25111AW30 | TIME RELAY, ELECTRONIC, DELAYED, 1 CO CONT., 1 TIME RANGE 0.5S...10S, 12...240V AC/DC AT AC 50/60HZ LED, SCREW TERMINAL | 49.78 | TEM | 1 | CP | 0.137 | 1
3RP25121AW30 | TIME RELAY, ELECTRONIC, DELAYED, 1 CO CONT., 1 TIME RANGE 1.5S...30S, 12...240V AC/DC AT AC 50/60HZ, LED, SCREW TERMINAL | 50.09 | TEM | 1 | CP | 0.136 | 1
3RP25121AW30 | TIME RELAY, ELECTRONIC, DELAYED, 1 CO CONT., 1 TIME RANGE 1.5S...30S, 12...240V AC/DC AT AC 50/60HZ, LED, SCREW TERMINAL | 50.09 | TEM | 1 | CP | 0.136 | 1
3RP25131AW30 | TIME RELAY, ELECTRONIC, DELAYED, 1 CO CONT., 1 TIME SET. RANGE, 5S...100S, 12...240V AC/DC AT AC 50/60HZ, LED, SCREW TERMINAL | 50.09 | TEM | 1 | CP | 0.138 | 1
3RP25131AW30 | TIME RELAY, ELECTRONIC, DELAYED, 1 CO CONT., 1 TIME SET. RANGE, 5S...100S, 12...240V AC/DC AT AC 50/60HZ, LED, SCREW TERMINAL | 50.09 | TEM | 1 | CP | 0.138 | 1
3RP25251AW30 | TIME RELAY, ELECTRONIC, DELAYED, 1 CO CONT., 15 TIME SET. RANGES, 0.05S...100HR, 12...240V AC/DC AT AC 50/60HZ, LED, SCREW TERMINAL | 69.55 | TEM | 1 | CP | 0.133 | 1
3RP25251AW30 | TIME RELAY, ELECTRONIC, DELAYED, 1 CO CONT., 15 TIME SET. RANGES, 0.05S...100HR, 12...240V AC/DC AT AC 50/60HZ, LED, SCREW TERMINAL | 69.55 | TEM | 1 | CP | 0.133 | 1
3RP25251BW30 | TIME RELAY, ELECTRONIC, DELAYED, 2 CO CONT., 15 TIME SET. RANGES, 0.05S...100HR, 12...240V AC/DC AT AC 50/60HZ, SCREW TERMINAL | 94.6 | TEM | 1 | CP | 0.165 | 1
3RP25251BW30 | TIME RELAY, ELECTRONIC, DELAYED, 2 CO CONT., 15 TIME SET. RANGES, 0.05S...100HR, 12...240V AC/DC AT AC 50/60HZ, SCREW TERMINAL | 94.6 | TEM | 1 | CP | 0.165 | 1
3RP25351AW30 | TIME RELAY, OFF-DELAYED W. CONTROL SIGNAL, 1 CO CONT., 15 TIME SET. RANGES, 0.05 S...100 HR, 12...240 V DC, WIDE-RANGE AT AC 50/60HZ, LED, SCREW TERMINAL | 85.7 | TEM | 1 | CP | 0.147 | 1
3RP25351AW30 | TIME RELAY, OFF-DELAYED W. CONTROL SIGNAL, 1 CO CONT., 15 TIME SET. RANGES, 0.05 S...100 HR, 12...240 V DC, WIDE-RANGE AT AC 50/60HZ, LED, SCREW TERMINAL | 85.7 | TEM | 1 | CP | 0.147 | 1
3RP25401AB30 | TIMING RELAY, ELECTRONIC, OFF-DELAY, WITHOUT CONTROL SIGNAL OR NON-VOLATILE RELAY POSITIVE PASSING MAKE CONTACT, 24 V DC, 1 CO CONTACT 7 TIME RANGES 0.05S...600S, WITH LED, SCREW TERMINALS | 108.16 | TEM | 1 | CP | 0.17 | 1
3RP25401AB30 | TIMING RELAY, ELECTRONIC, OFF-DELAY, WITHOUT CONTROL SIGNAL OR NON-VOLATILE RELAY POSITIVE PASSING MAKE CONTACT, 24 V DC, 1 CO CONTACT 7 TIME RANGES 0.05S...600S, WITH LED, SCREW TERMINALS | 108.16 | TEM | 1 | CP | 0.17 | 1
3RP25401AW30 | TIMING RELAY, ELECTRONIC, OFF-DELAY, WITHOUT CONTROL SIGNAL OR NON-VOLATILE RELAY DEFINITE PASSING MAKE CONTACT, 7 T. SET. RANGES 0.05S...600S, 12-240 V AC/DC, 1 CO CONTACT AT 50/60HZ AC W. LED, SCREW TERMINAL | 119.75 | TEM | 1 | CP | 0.166 | 1
3RP25401AW30 | TIMING RELAY, ELECTRONIC, OFF-DELAY, WITHOUT CONTROL SIGNAL OR NON-VOLATILE RELAY DEFINITE PASSING MAKE CONTACT, 7 T. SET. RANGES 0.05S...600S, 12-240 V AC/DC, 1 CO CONTACT AT 50/60HZ AC W. LED, SCREW TERMINAL | 119.75 | TEM | 1 | CP | 0.166 | 1
3RP25551AW30 | TIME RELAY, ELECTRONIC, FLASH. RELAY ASYMMETRICAL, 1 CO CONT., 15 TIME SET. RANGES 0.05S...100HR, 12...240V AC/DC AT AC 50/60HZ, LED, SCREW TERMINAL | 121.61 | TEM | 1 | CP | 0.138 | 1
3RP25551AW30 | TIME RELAY, ELECTRONIC, FLASH. RELAY ASYMMETRICAL, 1 CO CONT., 15 TIME SET. RANGES 0.05S...100HR, 12...240V AC/DC AT AC 50/60HZ, LED, SCREW TERMINAL | 121.61 | TEM | 1 | CP | 0.138 | 1
3RP25741NM20 | TIME RELAY, ELECTRONIC, WITH STAR-DELTA FUNCTION, 1 CONTACTOR DELAYED, 1 CONTACTOR NON-DELAYED, 1 TIME SET. RANGE 1...20S, 200...240V AC AND 380...440V AC SCREW TERMINAL | 74.21 | TEM | 1 | CP | 0.153 | 1
3RP25741NM20 | TIME RELAY, ELECTRONIC, WITH STAR-DELTA FUNCTION, 1 CONTACTOR DELAYED, 1 CONTACTOR NON-DELAYED, 1 TIME SET. RANGE 1...20S, 200...240V AC AND 380...440V AC SCREW TERMINAL | 74.21 | TEM | 1 | CP | 0.153 | 1
3RP25741NW30 | TIME RELAY, ELECTRONIC, WITH STAR-DELTA FUNCTION, 1 CONTACTOR DELAYED, 1 CONTACTOR NON-DELAYED, 1 TIME SET. RANGE 1...20S, 12V...240V AC/DC AT AC 50/60HZ, SCREW TERMINAL | 64.89 | TEM | 1 | CP | 0.16 | 1
3RP25741NW30 | TIME RELAY, ELECTRONIC, WITH STAR-DELTA FUNCTION, 1 CONTACTOR DELAYED, 1 CONTACTOR NON-DELAYED, 1 TIME SET. RANGE 1...20S, 12V...240V AC/DC AT AC 50/60HZ, SCREW TERMINAL | 64.89 | TEM | 1 | CP | 0.16 | 1
3RP25761NM20 | TIME RELAY, ELECTRONIC, WITH STAR-DELTA FUNCTION, 1 CONTACTOR DELAYED, 1 CONTACTOR NON-DELAYED, 1 TIME SET. RANGE 3...60S, 200...240V AC AND 380...440V AC SCREW TERMINAL | 72.14 | TEM | 1 | CP | 0.154 | 1
3RP25761NM20 | TIME RELAY, ELECTRONIC, WITH STAR-DELTA FUNCTION, 1 CONTACTOR DELAYED, 1 CONTACTOR NON-DELAYED, 1 TIME SET. RANGE 3...60S, 200...240V AC AND 380...440V AC SCREW TERMINAL | 72.14 | TEM | 1 | CP | 0.154 | 1
3RP25761NW30 | TIME RELAY, ELECTRONIC, WITH STAR-DELTA FUNCTION, 1 CONTACTOR DELAYED, 1 CONTACTOR NON-DELAYED, 1 TIME SET. RANGE 3...60S, 12...240V AC/DC AT AC 50/60HZ, LED, SCREW TERMINAL | 64.89 | TEM | 1 | CP | 0.159 | 1
3RP25761NW30 | TIME RELAY, ELECTRONIC, WITH STAR-DELTA FUNCTION, 1 CONTACTOR DELAYED, 1 CONTACTOR NON-DELAYED, 1 TIME SET. RANGE 3...60S, 12...240V AC/DC AT AC 50/60HZ, LED, SCREW TERMINAL | 64.89 | TEM | 1 | CP | 0.159 | 1
3RQ30181AB00 | OUTPUT COUPLING DEVICE, RELAY COUPLER, 1 CO CONTACT 24V AC/DC WIDTH 6.2MM SCREW TERMINAL | 26.1 | TEM | 1 | CP | 0.035 | 1
3RQ30181AB00 | OUTPUT COUPLING DEVICE, RELAY COUPLER, 1 CO CONTACT 24V AC/DC WIDTH 6.2MM SCREW TERMINAL | 26.1 | TEM | 1 | CP | 0.035 | 1
3RR21411AA30 | MONITORING RELAY ATTACHABLE TO CONTACTOR 3RT2. SIZE S00 BASIC, ANALOG ADJUSTABLE APPARENT CURRENT MONITORING 1.6 - 16A, 50-60 HZ, 2-PHASE SUPPLY 24 V AC/DC 1 CO CONTACT MONITORING FOR CURRENT OVERSHOOT/UNDERSHOOT PHASE FAILURE, WIRE BREAK WITH OR W/O ERROR LOG ON-DELAY 0-60 S SPURIOUS PEAK SUPPR.0-30 S SWITCHING HYSTERESIS 6% SCREW CONNECTION | 81.9 | TEM | 1 | CP | 0.217 | 1
3RR21411AA30 | MONITORING RELAY ATTACHABLE TO CONTACTOR 3RT2. SIZE S00 BASIC, ANALOG ADJUSTABLE APPARENT CURRENT MONITORING 1.6 - 16A, 50-60 HZ, 2-PHASE SUPPLY 24 V AC/DC 1 CO CONTACT MONITORING FOR CURRENT OVERSHOOT/UNDERSHOOT PHASE FAILURE, WIRE BREAK WITH OR W/O ERROR LOG ON-DELAY 0-60 S SPURIOUS PEAK SUPPR.0-30 S SWITCHING HYSTERESIS 6% SCREW CONNECTION | 81.9 | TEM | 1 | CP | 0.217 | 1
3RR21411AW30 | MONITORING RELAY ATTACHABLE TO CONTACTOR 3RT2. SIZE S00 BASIC, ANALOG ADJUSTABLE APPARENT CURRENT MONITORING 1.6 - 16A, 50-60 HZ, 2-PHASE SUPPLY 24-240 V AC/DC 1 CO CONTACT MONITORING FOR CURRENT OVERSHOOT/UNDERSHOOT PHASE FAILURE, WIRE BREAK WITH OR W/O ERROR LOG ON-DELAY 0-60 S SPURIOUS PEAK SUPPR.0-30 S SWITCHING HYSTERESIS 6% SCREW CONNECTION | 92.66 | TEM | 1 | CP | 0.218 | 1
3RR21411AW30 | MONITORING RELAY ATTACHABLE TO CONTACTOR 3RT2. SIZE S00 BASIC, ANALOG ADJUSTABLE APPARENT CURRENT MONITORING 1.6 - 16A, 50-60 HZ, 2-PHASE SUPPLY 24-240 V AC/DC 1 CO CONTACT MONITORING FOR CURRENT OVERSHOOT/UNDERSHOOT PHASE FAILURE, WIRE BREAK WITH OR W/O ERROR LOG ON-DELAY 0-60 S SPURIOUS PEAK SUPPR.0-30 S SWITCHING HYSTERESIS 6% SCREW CONNECTION | 92.66 | TEM | 1 | CP | 0.218 | 1
3RR21412AW30 | MONITORING RELAY ATTACHABLE TO CONTACTOR 3RT2. SIZE S00 BASIC, ANALOG ADJUSTABLE APPARENT CURRENT MONITORING 1.6 - 16A, 50-60 HZ, 2-PHASE SUPPLY 24-240 V AC/DC 1 CO CONTACT MONITORING FOR CURRENT OVERSHOOT/UNDERSHOOT PHASE FAILURE, WIRE BREAK WITH OR W/O ERROR LOG ON-DELAY 0-60 S SPURIOUS PEAK SUPPR.0-30 S SWITCHING HYSTERESIS 6% SPRING-LOADED CONNECTION | 92.66 | TEM | 1 | CP | 0.217 | 1
3RR21412AW30 | MONITORING RELAY ATTACHABLE TO CONTACTOR 3RT2. SIZE S00 BASIC, ANALOG ADJUSTABLE APPARENT CURRENT MONITORING 1.6 - 16A, 50-60 HZ, 2-PHASE SUPPLY 24-240 V AC/DC 1 CO CONTACT MONITORING FOR CURRENT OVERSHOOT/UNDERSHOOT PHASE FAILURE, WIRE BREAK WITH OR W/O ERROR LOG ON-DELAY 0-60 S SPURIOUS PEAK SUPPR.0-30 S SWITCHING HYSTERESIS 6% SPRING-LOADED CONNECTION | 92.66 | TEM | 1 | CP | 0.217 | 1
3RR21421AW30 | MONITORING RELAY ATTACHABLE TO CONTACTOR 3RT2. SIZE S0 BASIC, ANALOG ADJUSTABLE APPARENT CURRENT MONITORING 4 - 40A, 50-60 HZ, 2-PHASE SUPPLY 24-240 V AC/DC 1 CO CONTACT MONITORING FOR CURRENT OVERSHOOT/UNDERSHOOT PHASE FAILURE, WIRE BREAK WITH OR W/O ERROR LOG ON-DELAY 0-60 S SPURIOUS PEAK SUPPR.0-30 S SWITCHING HYSTERESIS 6% SCREW CONNECTION | 108.04 | TEM | 1 | CP | 0.303 | 1
3RR21421AW30 | MONITORING RELAY ATTACHABLE TO CONTACTOR 3RT2. SIZE S0 BASIC, ANALOG ADJUSTABLE APPARENT CURRENT MONITORING 4 - 40A, 50-60 HZ, 2-PHASE SUPPLY 24-240 V AC/DC 1 CO CONTACT MONITORING FOR CURRENT OVERSHOOT/UNDERSHOOT PHASE FAILURE, WIRE BREAK WITH OR W/O ERROR LOG ON-DELAY 0-60 S SPURIOUS PEAK SUPPR.0-30 S SWITCHING HYSTERESIS 6% SCREW CONNECTION | 108.04 | TEM | 1 | CP | 0.303 | 1
3RR22411FA30 | MONITORING RELAY ATTACHABLE TO CONTACTOR 3RT2. SIZE S00 STANDARD, DIGITAL ADJUSTABLE APPARENT/ACTIVE CURRENT MONIT. 1.6 - 16A, 20-400 HZ, 3-PHASE SUPPLY 24 V AC/DC 1 CO CONTACT, 1 SEMICOND. OUTPUT FOR ALARM AND WARNING, MONITORING FOR CURRENT OVERSHOOT/UNDERSHOOT PHASE FAILURE, WIRE BREAK PHASE SEQUENCE FAULT CURRENT BLOCKING CURRENT WARNING AND ALARM THRESHOLDS WITH OR W/O ERROR LOG ON-DELAY 0-99 S SPURIOUS PEAK SUPPR.0-30 S BREAK AFTER FAULT 0-300 MIN SCREW CONNECTION | 164.41 | TEM | 1 | CP | 0.242 | 1
3RR22411FA30 | MONITORING RELAY ATTACHABLE TO CONTACTOR 3RT2. SIZE S00 STANDARD, DIGITAL ADJUSTABLE APPARENT/ACTIVE CURRENT MONIT. 1.6 - 16A, 20-400 HZ, 3-PHASE SUPPLY 24 V AC/DC 1 CO CONTACT, 1 SEMICOND. OUTPUT FOR ALARM AND WARNING, MONITORING FOR CURRENT OVERSHOOT/UNDERSHOOT PHASE FAILURE, WIRE BREAK PHASE SEQUENCE FAULT CURRENT BLOCKING CURRENT WARNING AND ALARM THRESHOLDS WITH OR W/O ERROR LOG ON-DELAY 0-99 S SPURIOUS PEAK SUPPR.0-30 S BREAK AFTER FAULT 0-300 MIN SCREW CONNECTION | 164.41 | TEM | 1 | CP | 0.242 | 1
3RR22411FW30 | MONITORING RELAY ATTACHABLE TO CONTACTOR 3RT2. SIZE S00 STANDARD, DIGITAL ADJUSTABLE APPARENT/ACTIVE CURRENT MONIT. 1.6 - 16A, 20-400 HZ, 3-PHASE SUPPLY 24-240 V AC/DC 1 CO CONTACT, 1 SEMICOND. FOR ALARM AND WARNING MONITORING FOR CURRENT OVERSHOOT/UNDERSHOOT PHASE FAILURE, WIRE BREAK PHASE SEQUENCE FAULT CURRENT BLOCKING CURRENT WARNING AND ALARM THRESHOLDS WITH OR W/O ERROR LOG ON-DELAY 0-99 S SPURIOUS PEAK SUPPR. 0-30 S BREAK AFTER FAULT 0-300 MIN SCREW CONNECTION | 173.43 | TEM | 1 | CP | 0.242 | 1
3RR22411FW30 | MONITORING RELAY ATTACHABLE TO CONTACTOR 3RT2. SIZE S00 STANDARD, DIGITAL ADJUSTABLE APPARENT/ACTIVE CURRENT MONIT. 1.6 - 16A, 20-400 HZ, 3-PHASE SUPPLY 24-240 V AC/DC 1 CO CONTACT, 1 SEMICOND. FOR ALARM AND WARNING MONITORING FOR CURRENT OVERSHOOT/UNDERSHOOT PHASE FAILURE, WIRE BREAK PHASE SEQUENCE FAULT CURRENT BLOCKING CURRENT WARNING AND ALARM THRESHOLDS WITH OR W/O ERROR LOG ON-DELAY 0-99 S SPURIOUS PEAK SUPPR. 0-30 S BREAK AFTER FAULT 0-300 MIN SCREW CONNECTION | 173.43 | TEM | 1 | CP | 0.242 | 1
3RR22421FW30 | MONITORING RELAY ATTACHABLE TO CONTACTOR 3RT2. SIZE S0 STANDARD, DIGITAL ADJUSTABLE APPARENT/ACTIVE CURRENT MONIT. 4 - 40A, 20-400 HZ, 3-PHASE SUPPLY 24-240 V AC/DC 1 CO CONTACT, 1 SEMICOND. FOR ALARM AND WARNING MONITORING FOR CURRENT OVERSHOOT/UNDERSHOOT PHASE FAILURE, WIRE BREAK PHASE SEQUENCE FAULT CURRENT BLOCKING CURRENT WARNING AND ALARM THRESHOLDS WITH OR W/O ERROR LOG ON-DELAY 0-99 S SPURIOUS PEAK SUPPR.0-30 S BREAK AFTER FAULT 0-300 MIN SCREW CONNECTION | 196.19 | TEM | 1 | CP | 0.328 | 1
3RR22421FW30 | MONITORING RELAY ATTACHABLE TO CONTACTOR 3RT2. SIZE S0 STANDARD, DIGITAL ADJUSTABLE APPARENT/ACTIVE CURRENT MONIT. 4 - 40A, 20-400 HZ, 3-PHASE SUPPLY 24-240 V AC/DC 1 CO CONTACT, 1 SEMICOND. FOR ALARM AND WARNING MONITORING FOR CURRENT OVERSHOOT/UNDERSHOOT PHASE FAILURE, WIRE BREAK PHASE SEQUENCE FAULT CURRENT BLOCKING CURRENT WARNING AND ALARM THRESHOLDS WITH OR W/O ERROR LOG ON-DELAY 0-99 S SPURIOUS PEAK SUPPR.0-30 S BREAK AFTER FAULT 0-300 MIN SCREW CONNECTION | 196.19 | TEM | 1 | CP | 0.328 | 1
3RR22431FW30 | MONITORING RELAY ATTACHABLE TO CONTACTOR 3RT2. SIZE S2 STANDARD, DIGITAL ADJUSTABLE APPARENT/ACTIVE CURRENT MONIT. 8 - 80A, 20-400 HZ, 3-PHASE SUPPLY 24-240 V AC/DC 1 CO CONTACT, 1 SEMICOND. FOR ALARM AND WARNING MONITORING FOR CURRENT OVERSHOOT/UNDERSHOOT PHASE FAILURE, WIRE BREAK PHASE SEQUENCE FAULT CURRENT BLOCKING CURRENT WARNING AND ALARM THRESHOLDS WITH OR W/O ERROR LOG ON-DELAY 0-99 S SPURIOUS PEAK SUPPR.0-30 S BREAK AFTER FAULT 0-300 MIN SCREW CONNECTION | 255.23 | TEM | 1 | CP | 0.242 | 1
3RR22431FW30 | MONITORING RELAY ATTACHABLE TO CONTACTOR 3RT2. SIZE S2 STANDARD, DIGITAL ADJUSTABLE APPARENT/ACTIVE CURRENT MONIT. 8 - 80A, 20-400 HZ, 3-PHASE SUPPLY 24-240 V AC/DC 1 CO CONTACT, 1 SEMICOND. FOR ALARM AND WARNING MONITORING FOR CURRENT OVERSHOOT/UNDERSHOOT PHASE FAILURE, WIRE BREAK PHASE SEQUENCE FAULT CURRENT BLOCKING CURRENT WARNING AND ALARM THRESHOLDS WITH OR W/O ERROR LOG ON-DELAY 0-99 S SPURIOUS PEAK SUPPR.0-30 S BREAK AFTER FAULT 0-300 MIN SCREW CONNECTION | 255.23 | TEM | 1 | CP | 0.242 | 1
3RR24411AA40 | CURRENT MONITORING RELAY MOUNTABLE ON CONT. 3RT2, SZ. S00, APPARENT/ACTIVE CURR. MONIT.1.6 - 16A, 20-400 HZ, 3-PH., SUPPLY 24 V DC, 1 CO CONTACT, MONITORING F. CURRENT OVER-/UNDERSHOOT, CURRENT ASYMMETRY, PHASE FAILURE / WIRE BREAK, PHASE SEQUENCE, FAULT CURRENT, BLOCKING CURRENT, SWITCHING CYCLE/OP. HOURS COUNTER, WARNING/ALARM THRESHOLDS, AUTO OR MANUAL RESET ON-DELAY 0-999.9 S OFF-DELAY 0-999.9 S RECLOSING DELAY 0-999.9MIN SCREW CONNECTION | 214.33 | TEM | 1 | CP | 0.242 | 1
3RR24411AA40 | CURRENT MONITORING RELAY MOUNTABLE ON CONT. 3RT2, SZ. S00, APPARENT/ACTIVE CURR. MONIT.1.6 - 16A, 20-400 HZ, 3-PH., SUPPLY 24 V DC, 1 CO CONTACT, MONITORING F. CURRENT OVER-/UNDERSHOOT, CURRENT ASYMMETRY, PHASE FAILURE / WIRE BREAK, PHASE SEQUENCE, FAULT CURRENT, BLOCKING CURRENT, SWITCHING CYCLE/OP. HOURS COUNTER, WARNING/ALARM THRESHOLDS, AUTO OR MANUAL RESET ON-DELAY 0-999.9 S OFF-DELAY 0-999.9 S RECLOSING DELAY 0-999.9MIN SCREW CONNECTION | 214.33 | TEM | 1 | CP | 0.242 | 1
3RS10001CD10 | TEMPERATURE MONITORING RELAY FOR PT100, EXCEEDING OF 1 THRESH. VAL., WIDTH 22ND5 MM 0 C - 100 C, 24V AC/DC 1 NO + 1 NC, CLOSED-CIRC.PRINC. SCREW CONNECTION | 128.13 | TEM | 1 | CP | 0.137 | 1
3RS10001CD10 | TEMPERATURE MONITORING RELAY FOR PT100, EXCEEDING OF 1 THRESH. VAL., WIDTH 22ND5 MM 0 C - 100 C, 24V AC/DC 1 NO + 1 NC, CLOSED-CIRC.PRINC. SCREW CONNECTION | 128.13 | TEM | 1 | CP | 0.137 | 1
3RS10001CD20 | TEMPERATURE MONITORING RELAY FOR PT100, EXCEEDING OF 1 THRESH. VAL., WIDTH 22ND5 MM 0 C - 200 C, 24V AC/DC 1 NO + 1 NC, CLOSED-CIRC.PRINC. SCREW CONNECTION | 128.13 | TEM | 1 | CP | 0.135 | 1
3RS10001CD20 | TEMPERATURE MONITORING RELAY FOR PT100, EXCEEDING OF 1 THRESH. VAL., WIDTH 22ND5 MM 0 C - 200 C, 24V AC/DC 1 NO + 1 NC, CLOSED-CIRC.PRINC. SCREW CONNECTION | 128.13 | TEM | 1 | CP | 0.135 | 1
3RS10001CK10 | TEMPERATURE MONITORING RELAY FOR PT100, EXCEEDING OF 1 THRESH. VAL., WIDTH 22ND5 MM 0 C-100 C, 110-120/220-240V AC 1 NO + 1 NC, CLOSED-CIRC.PRINC. SCREW CONNECTION | 128.13 | TEM | 1 | CP | 0.18 | 1
3RS10001CK10 | TEMPERATURE MONITORING RELAY FOR PT100, EXCEEDING OF 1 THRESH. VAL., WIDTH 22ND5 MM 0 C-100 C, 110-120/220-240V AC 1 NO + 1 NC, CLOSED-CIRC.PRINC. SCREW CONNECTION | 128.13 | TEM | 1 | CP | 0.18 | 1
3RS10001CK20 | TEMPERATURE MONITORING RELAY FOR PT100, EXCEEDING OF 1 THRESH. VAL., WIDTH 22ND5 MM 0 C-200 C, 110-120/220-240V AC 1 NO + 1 NC, CLOSED-CIRC.PRINC. SCREW CONNECTION | 128.13 | TEM | 1 | CP | 0.179 | 1
3RS10001CK20 | TEMPERATURE MONITORING RELAY FOR PT100, EXCEEDING OF 1 THRESH. VAL., WIDTH 22ND5 MM 0 C-200 C, 110-120/220-240V AC 1 NO + 1 NC, CLOSED-CIRC.PRINC. SCREW CONNECTION | 128.13 | TEM | 1 | CP | 0.179 | 1
3RS10201DD20 | TEMPERATURE MONITORING RELAY FOR PT100, EXCEEDING OF 2 THRESH. VAL., WIDTH 22ND5 MM 0 C - 200 C, 24V AC/DC 1 NO+1 W, LOAD + CL.-CIRC.CURR. SCREW CONNECTION | 194.75 | TEM | 1 | CP | 0.16 | 1
3RS10201DD20 | TEMPERATURE MONITORING RELAY FOR PT100, EXCEEDING OF 2 THRESH. VAL., WIDTH 22ND5 MM 0 C - 200 C, 24V AC/DC 1 NO+1 W, LOAD + CL.-CIRC.CURR. SCREW CONNECTION | 194.75 | TEM | 1 | CP | 0.16 | 1
3RS10201DW20 | TEMPERATURE MONITORING RELAY FOR PT100, EXCEEDING OF 2 THRESH. VAL., WIDTH 22ND5 MM 0 C-200 C, 110-120/220-240V AC 1 NO+1 W, LOAD + CL.-CIRC.CURR. SCREW CONNECTION | 214.94 | TEM | 1 | CP | 0.175 | 1
3RS10201DW20 | TEMPERATURE MONITORING RELAY FOR PT100, EXCEEDING OF 2 THRESH. VAL., WIDTH 22ND5 MM 0 C-200 C, 110-120/220-240V AC 1 NO+1 W, LOAD + CL.-CIRC.CURR. SCREW CONNECTION | 214.94 | TEM | 1 | CP | 0.175 | 1
3RS10401GD50 | TEMPERATURE MONITORING RELAY PT100/1000 KTY83/84, NTC 2 THRESH. VAL., DIGITAL -50 C - 500 C, 24V AC/DC 2 X 1 W + 1 NO, WIDTH 45 MM SCREW CONNECTION | 257.89 | TEM | 1 | CP | 0.291 | 1
3RS10401GD50 | TEMPERATURE MONITORING RELAY PT100/1000 KTY83/84, NTC 2 THRESH. VAL., DIGITAL -50 C - 500 C, 24V AC/DC 2 X 1 W + 1 NO, WIDTH 45 MM SCREW CONNECTION | 257.89 | TEM | 1 | CP | 0.291 | 1
3RS10401GW50 | TEMPERATURE MONITORING RELAY PT100/1000 KTY83/84, NTC 2 THRESH. VAL., DIGITAL -50 C - 500 C, 24-240V AC/DC 2 X 1 W + 1 NO, WIDTH 45 MM SCREW CONNECTION | 276.34 | TEM | 1 | CP | 0.29 | 1
3RS10401GW50 | TEMPERATURE MONITORING RELAY PT100/1000 KTY83/84, NTC 2 THRESH. VAL., DIGITAL -50 C - 500 C, 24-240V AC/DC 2 X 1 W + 1 NO, WIDTH 45 MM SCREW CONNECTION | 276.34 | TEM | 1 | CP | 0.29 | 1
3RS10401GW50 | TEMPERATURE MONITORING RELAY PT100/1000 KTY83/84, NTC 2 THRESH. VAL., DIGITAL -50 C - 500 C, 24-240V AC/DC 2 X 1 W + 1 NO, WIDTH 45 MM SCREW CONNECTION | 276.34 | TEM | 1 | CP | 0.29 | 1
3RS10402GW50 | TEMPERATURE MONITORING RELAY PT100/1000 KTY83/84, NTC 2 THRESH. VAL., DIGITAL -50 C - 500 C, 24-240V AC/DC 2 X 1 W + 1 NO, WIDTH 45 MM CAGE-CLAMP - CONNECTION | 281.67 | TEM | 1 | CP | 0.289 | 1
3RS10402GW50 | TEMPERATURE MONITORING RELAY PT100/1000 KTY83/84, NTC 2 THRESH. VAL., DIGITAL -50 C - 500 C, 24-240V AC/DC 2 X 1 W + 1 NO, WIDTH 45 MM CAGE-CLAMP - CONNECTION | 281.67 | TEM | 1 | CP | 0.289 | 1
3RS10402GW50 | TEMPERATURE MONITORING RELAY PT100/1000 KTY83/84, NTC 2 THRESH. VAL., DIGITAL -50 C - 500 C, 24-240V AC/DC 2 X 1 W + 1 NO, WIDTH 45 MM CAGE-CLAMP - CONNECTION | 281.67 | TEM | 1 | CP | 0.289 | 1
3RS10411GW50 | TEMPERATURE MONITORING RELAY PT100/1000, KTY83/84, NTC 3 SENSORS, 2 THR. VAL., DIGITAL -50 DEG. C TO 500 DEG. C 24-240V AC/DC 2 X 1 W + 1 NO, WIDTH 45 MM SCREW CONNECTION | 423.74 | TEM | 1 | CP | 0.31 | 1
3RS10411GW50 | TEMPERATURE MONITORING RELAY PT100/1000, KTY83/84, NTC 3 SENSORS, 2 THR. VAL., DIGITAL -50 DEG. C TO 500 DEG. C 24-240V AC/DC 2 X 1 W + 1 NO, WIDTH 45 MM SCREW CONNECTION | 423.74 | TEM | 1 | CP | 0.31 | 1
3RS10411GW50 | TEMPERATURE MONITORING RELAY PT100/1000, KTY83/84, NTC 3 SENSORS, 2 THR. VAL., DIGITAL -50 DEG. C TO 500 DEG. C 24-240V AC/DC 2 X 1 W + 1 NO, WIDTH 45 MM SCREW CONNECTION | 423.74 | TEM | 1 | CP | 0.31 | 1
3RS10412GW50 | TEMPERATURE MONITORING RELAY PT100/1000, KTY83/84, NTC 3 SENSORS, 2 THR. VAL., DIGITAL -50 DEG. C TO 500 DEG. C 24-240V AC/DC 2 X 1 W + 1 NO, WIDTH 45 MM CAGE-CLAMP - CONNECTION | 431.63 | TEM | 1 | CP | 0.297 | 1
3RS10412GW50 | TEMPERATURE MONITORING RELAY PT100/1000, KTY83/84, NTC 3 SENSORS, 2 THR. VAL., DIGITAL -50 DEG. C TO 500 DEG. C 24-240V AC/DC 2 X 1 W + 1 NO, WIDTH 45 MM CAGE-CLAMP - CONNECTION | 431.63 | TEM | 1 | CP | 0.297 | 1
3RS10421GD70 | TEMPERATURE MONITORING RELAY PT100/1000 KTY83/84, NTC, 2 THRESHOLDS, DIGITAL, -50 DEGREES C TO 750 DEGREES C (SENSOR-DEPENDENT), 24 V AC/DC, 2 X 1 CO + 1 NO, WIDTH 45 MM, SCREW TERMINAL | 271.93 | TEM | 1 | CP | 0.292 | 1
3RS10421GD70 | TEMPERATURE MONITORING RELAY PT100/1000 KTY83/84, NTC, 2 THRESHOLDS, DIGITAL, -50 DEGREES C TO 750 DEGREES C (SENSOR-DEPENDENT), 24 V AC/DC, 2 X 1 CO + 1 NO, WIDTH 45 MM, SCREW TERMINAL | 271.93 | TEM | 1 | CP | 0.292 | 1
3RS10421GW70 | TEMPERATURE MONITORING RELAY PT100/1000 KTY83/84, NTC, 2 THRESHOLDS, DIGITAL, -50 DEGREES C TO 750 DEGREES C (SENSOR-DEPENDENT), 24 V TO 240 V AC/DC, 2 X 1 CO + 1 NO, WIDTH 45 MM, SCREW TERMINAL | 291.31 | TEM | 1 | CP | 0.302 | 1
3RS10421GW70 | TEMPERATURE MONITORING RELAY PT100/1000 KTY83/84, NTC, 2 THRESHOLDS, DIGITAL, -50 DEGREES C TO 750 DEGREES C (SENSOR-DEPENDENT), 24 V TO 240 V AC/DC, 2 X 1 CO + 1 NO, WIDTH 45 MM, SCREW TERMINAL | 291.31 | TEM | 1 | CP | 0.302 | 1
3RS10422GW70 | TEMPERATURE MONITORING RELAY PT100/1000 KTY83/84, NTC, 2 THRESHOLDS, DIGITAL, -50 DEGREES C TO 750 DEGREES C (SENSOR-DEPENDENT), 24 V TO 240 V AC/DC, 2 X 1 CO + 1 NO, WIDTH 45 MM, SPRING-LOADED TERMINAL | 297.46 | TEM | 1 | CP | 0.285 | 1
3RS10422GW70 | TEMPERATURE MONITORING RELAY PT100/1000 KTY83/84, NTC, 2 THRESHOLDS, DIGITAL, -50 DEGREES C TO 750 DEGREES C (SENSOR-DEPENDENT), 24 V TO 240 V AC/DC, 2 X 1 CO + 1 NO, WIDTH 45 MM, SPRING-LOADED TERMINAL | 297.46 | TEM | 1 | CP | 0.285 | 1
3RS11011CD30 | TEMPERATURE MONITORING RELAY THERMOCOUPLE TYP K, EXCEEDING 1 THRESH. VAL., WIDTH 22ND5 MM 0 C - 600 C, 24V AC/DC 1 NO + 1 NC, CLOSED-CIRC.PRINC. SCREW CONNECTION | 128.13 | TEM | 1 | CP | 0.135 | 1
3RS11011CD30 | TEMPERATURE MONITORING RELAY THERMOCOUPLE TYP K, EXCEEDING 1 THRESH. VAL., WIDTH 22ND5 MM 0 C - 600 C, 24V AC/DC 1 NO + 1 NC, CLOSED-CIRC.PRINC. SCREW CONNECTION | 128.13 | TEM | 1 | CP | 0.135 | 1
3RS11401GD60 | TEMPERATURE MONITORING RELAY THERMOCOUPLE J, T, E, K, N 2 THRESH. VAL., DIGITAL -99 C - 999 C, 24V AC/DC 2 X 1 W + 1 NO, WIDTH 45 MM SCREW CONNECTION | 257.89 | TEM | 1 | CP | 0.295 | 1
3RS11401GD60 | TEMPERATURE MONITORING RELAY THERMOCOUPLE J, T, E, K, N 2 THRESH. VAL., DIGITAL -99 C - 999 C, 24V AC/DC 2 X 1 W + 1 NO, WIDTH 45 MM SCREW CONNECTION | 257.89 | TEM | 1 | CP | 0.295 | 1
3RS11401GW60 | TEMPERATURE MONITORING RELAY THERMOCOUPLE J, T, E, K, N 2 THRESH. VAL., DIGITAL -99 C - 999 C, 24-240V AC/DC 2 X 1 W + 1 NO, WIDTH 45 MM SCREW CONNECTION | 276.34 | TEM | 1 | CP | 0.305 | 1
3RS11401GW60 | TEMPERATURE MONITORING RELAY THERMOCOUPLE J, T, E, K, N 2 THRESH. VAL., DIGITAL -99 C - 999 C, 24-240V AC/DC 2 X 1 W + 1 NO, WIDTH 45 MM SCREW CONNECTION | 276.34 | TEM | 1 | CP | 0.305 | 1
3RS11421GW80 | TEMPERATURE MONITORING RELAY THERMOCOUPLE J,K,T,E,N,S,R,B, 2 THRESHOLDS, DIGITAL, -99 DEGREES C TO 1800 DEGREES C (SENSOR-DEPENDENT), 24 V TO 240 V AC/DC, 2 X 1 CO + 1 NO, WIDTH 45 MM, SCREW TERMINAL | 291.31 | TEM | 1 | CP | 0.304 | 1
3RS11421GW80 | TEMPERATURE MONITORING RELAY THERMOCOUPLE J,K,T,E,N,S,R,B, 2 THRESHOLDS, DIGITAL, -99 DEGREES C TO 1800 DEGREES C (SENSOR-DEPENDENT), 24 V TO 240 V AC/DC, 2 X 1 CO + 1 NO, WIDTH 45 MM, SCREW TERMINAL | 291.31 | TEM | 1 | CP | 0.304 | 1
3RS17001AD00 | INTERFACE CONVERTER !!! PHASE-OUT PRODUCT !!! FOR FURTHER INFORMATION PLEASE CONTACT OUR SALES STAFF! AC/DC 24 V, 2 WAY SEPARATION ON: 0 TO 10 V OFF: 0 TO 10 V SCREW CONNECTION | 144.42 | TEM | 1 | CP | 0.055 | 1
3RS17001AD00 | INTERFACE CONVERTER !!! PHASE-OUT PRODUCT !!! FOR FURTHER INFORMATION PLEASE CONTACT OUR SALES STAFF! AC/DC 24 V, 2 WAY SEPARATION ON: 0 TO 10 V OFF: 0 TO 10 V SCREW CONNECTION | 144.42 | TEM | 1 | CP | 0.055 | 1
3RS17001CD00 | INTERFACE CONVERTER !!! PHASE-OUT PRODUCT !!! FOR FURTHER INFORMATION PLEASE CONTACT OUR SALES STAFF! AC/DC 24 V, 2 WAY SEPARATION ON: 0 TO 10 V OFF: 0 TO 20 MA SCREW CONNECTION | 144.42 | TEM | 1 | CP | 0.058 | 1
3RS17001CD00 | INTERFACE CONVERTER !!! PHASE-OUT PRODUCT !!! FOR FURTHER INFORMATION PLEASE CONTACT OUR SALES STAFF! AC/DC 24 V, 2 WAY SEPARATION ON: 0 TO 10 V OFF: 0 TO 20 MA SCREW CONNECTION | 144.42 | TEM | 1 | CP | 0.058 | 1
3RS17001DD00 | INTERFACE CONVERTER !!! PHASE-OUT PRODUCT !!! FOR FURTHER INFORMATION PLEASE CONTACT OUR SALES STAFF! AC/DC 24 V, 2 WAY SEPARATION ON: 0 TO 10 V OFF: 4 TO 20 MA SCREW CONNECTION | 144.42 | TEM | 1 | CP | 0.056 | 1
3RS17001DD00 | INTERFACE CONVERTER !!! PHASE-OUT PRODUCT !!! FOR FURTHER INFORMATION PLEASE CONTACT OUR SALES STAFF! AC/DC 24 V, 2 WAY SEPARATION ON: 0 TO 10 V OFF: 4 TO 20 MA SCREW CONNECTION | 144.42 | TEM | 1 | CP | 0.056 | 1
3RS17021AD00 | INTERFACE CONVERTER !!! PHASE-OUT PRODUCT !!! FOR FURTHER INFORMATION PLEASE CONTACT OUR SALES STAFF! AC/DC 24 V, 2 WAY SEPARATION ON: 0 TO 20 MA OFF: 0 TO 10 V SCREW CONNECTION | 144.42 | TEM | 1 | CP | 0.055 | 1
3RS17021AD00 | INTERFACE CONVERTER !!! PHASE-OUT PRODUCT !!! FOR FURTHER INFORMATION PLEASE CONTACT OUR SALES STAFF! AC/DC 24 V, 2 WAY SEPARATION ON: 0 TO 20 MA OFF: 0 TO 10 V SCREW CONNECTION | 144.42 | TEM | 1 | CP | 0.055 | 1
3RS17021CD00 | INTERFACE CONVERTER !!! PHASE-OUT PRODUCT !!! FOR FURTHER INFORMATION PLEASE CONTACT OUR SALES STAFF! AC/DC 24 V, 2 WAY SEPARATION ON: 0 TO 20 MA OFF: 0 TO 20 MA SCREW CONNECTION | 144.42 | TEM | 1 | CP | 0.055 | 1
3RS17021CD00 | INTERFACE CONVERTER !!! PHASE-OUT PRODUCT !!! FOR FURTHER INFORMATION PLEASE CONTACT OUR SALES STAFF! AC/DC 24 V, 2 WAY SEPARATION ON: 0 TO 20 MA OFF: 0 TO 20 MA SCREW CONNECTION | 144.42 | TEM | 1 | CP | 0.055 | 1
3RS17031AD00 | INTERFACE CONVERTER !!! PHASE-OUT PRODUCT !!! FOR FURTHER INFORMATION PLEASE CONTACT OUR SALES STAFF! AC/DC 24 V, 2 WAY SEPARATION ON: 4 TO 20 MA OFF: 0 TO 10 V SCREW CONNECTION | 144.42 | TEM | 1 | CP | 0.055 | 1
3RS17031AD00 | INTERFACE CONVERTER !!! PHASE-OUT PRODUCT !!! FOR FURTHER INFORMATION PLEASE CONTACT OUR SALES STAFF! AC/DC 24 V, 2 WAY SEPARATION ON: 4 TO 20 MA OFF: 0 TO 10 V SCREW CONNECTION | 144.42 | TEM | 1 | CP | 0.055 | 1
3RS17031AE00 | INTERFACE CONVERTER !!! PHASE-OUT PRODUCT !!! FOR FURTHER INFORMATION PLEASE CONTACT OUR SALES STAFF! AC/DC 24 V, 3 WAY SEPARATION ON: 4 TO 20 MA OFF: 0 TO 10 V SCREW CONNECTION | 160.72 | TEM | 1 | CP | 0.071 | 1
3RS17031AE00 | INTERFACE CONVERTER !!! PHASE-OUT PRODUCT !!! FOR FURTHER INFORMATION PLEASE CONTACT OUR SALES STAFF! AC/DC 24 V, 3 WAY SEPARATION ON: 4 TO 20 MA OFF: 0 TO 10 V SCREW CONNECTION | 160.72 | TEM | 1 | CP | 0.071 | 1
3RS17031CD00 | INTERFACE CONVERTER !!! PHASE-OUT PRODUCT !!! FOR FURTHER INFORMATION PLEASE CONTACT OUR SALES STAFF! AC/DC 24 V, 2 WAY SEPARATION ON: 4 TO 20 MA OFF: 0 TO 20 MA SCREW CONNECTION | 144.42 | TEM | 1 | CP | 0.057 | 1
3RS17031CD00 | INTERFACE CONVERTER !!! PHASE-OUT PRODUCT !!! FOR FURTHER INFORMATION PLEASE CONTACT OUR SALES STAFF! AC/DC 24 V, 2 WAY SEPARATION ON: 4 TO 20 MA OFF: 0 TO 20 MA SCREW CONNECTION | 144.42 | TEM | 1 | CP | 0.057 | 1
3RS17031DD00 | INTERFACE CONVERTER !!! PHASE-OUT PRODUCT !!! FOR FURTHER INFORMATION PLEASE CONTACT OUR SALES STAFF! AC/DC 24 V, 2 WAY SEPARATION ON: 4 TO 20 MA OFF: 4 TO 20 MA SCREW CONNECTION | 144.42 | TEM | 1 | CP | 0.058 | 1
3RS17031DD00 | INTERFACE CONVERTER !!! PHASE-OUT PRODUCT !!! FOR FURTHER INFORMATION PLEASE CONTACT OUR SALES STAFF! AC/DC 24 V, 2 WAY SEPARATION ON: 4 TO 20 MA OFF: 4 TO 20 MA SCREW CONNECTION | 144.42 | TEM | 1 | CP | 0.058 | 1
3RS17031DE00 | INTERFACE CONVERTER !!! PHASE-OUT PRODUCT !!! FOR FURTHER INFORMATION PLEASE CONTACT OUR SALES STAFF! AC/DC 24 V, 3 WAY SEPARATION ON: 4 TO 20 MA OFF: 4 TO 20 MA SCREW CONNECTION | 160.72 | TEM | 1 | CP | 0.071 | 1
3RS17031DE00 | INTERFACE CONVERTER !!! PHASE-OUT PRODUCT !!! FOR FURTHER INFORMATION PLEASE CONTACT OUR SALES STAFF! AC/DC 24 V, 3 WAY SEPARATION ON: 4 TO 20 MA OFF: 4 TO 20 MA SCREW CONNECTION | 160.72 | TEM | 1 | CP | 0.071 | 1
3RS17051FD00 | INTERFACE CONVERTER !!! PHASE-OUT PRODUCT !!! FOR FURTHER INFORMATION PLEASE CONTACT OUR SALES STAFF! AC/DC 24 V, 2 WAY SEPARATION ON: 0 TO 10 V; 0/4 TO 20 MA OFF: 0 TO 10 V; 0/4 TO 20 MA SCREW CONNECTION | 188.91 | TEM | 1 | CP | 0.057 | 1
3RS17051FD00 | INTERFACE CONVERTER !!! PHASE-OUT PRODUCT !!! FOR FURTHER INFORMATION PLEASE CONTACT OUR SALES STAFF! AC/DC 24 V, 2 WAY SEPARATION ON: 0 TO 10 V; 0/4 TO 20 MA OFF: 0 TO 10 V; 0/4 TO 20 MA SCREW CONNECTION | 188.91 | TEM | 1 | CP | 0.057 | 1
3RS17051FW00 | INTERFACE CONVERTER !!! PHASE-OUT PRODUCT !!! FOR FURTHER INFORMATION PLEASE CONTACT OUR SALES STAFF! UC 24-240 V, 3 WAY SEPARATION ON: 0 TO 10 V; 0/4 TO 20 MA OFF: 0 TO 10 V; 0/4 TO 20 MA SCREW CONNECTION | 272.45 | TEM | 1 | CP | 0.093 | 1
3RS17051FW00 | INTERFACE CONVERTER !!! PHASE-OUT PRODUCT !!! FOR FURTHER INFORMATION PLEASE CONTACT OUR SALES STAFF! UC 24-240 V, 3 WAY SEPARATION ON: 0 TO 10 V; 0/4 TO 20 MA OFF: 0 TO 10 V; 0/4 TO 20 MA SCREW CONNECTION | 272.45 | TEM | 1 | CP | 0.093 | 1
3RS17051FW00 | INTERFACE CONVERTER !!! PHASE-OUT PRODUCT !!! FOR FURTHER INFORMATION PLEASE CONTACT OUR SALES STAFF! UC 24-240 V, 3 WAY SEPARATION ON: 0 TO 10 V; 0/4 TO 20 MA OFF: 0 TO 10 V; 0/4 TO 20 MA SCREW CONNECTION | 272.45 | TEM | 1 | CP | 0.093 | 1
3RS17061FD00 | INTERFACE CONVERTER !!! PHASE-OUT PRODUCT !!! FOR FURTHER INFORMATION PLEASE CONTACT OUR SALES STAFF! AC/DC 24 V, 2 WAY SEPARATION ON: 16 SIGNALS OFF: 0 TO 10 V; 0/4 TO 20 MA SCREW CONNECTION | 248.87 | TEM | 1 | CP | 0.084 | 1
3RS17061FD00 | INTERFACE CONVERTER !!! PHASE-OUT PRODUCT !!! FOR FURTHER INFORMATION PLEASE CONTACT OUR SALES STAFF! AC/DC 24 V, 2 WAY SEPARATION ON: 16 SIGNALS OFF: 0 TO 10 V; 0/4 TO 20 MA SCREW CONNECTION | 248.87 | TEM | 1 | CP | 0.084 | 1
3RS17061FW00 | INTERFACE CONVERTER !!! PHASE-OUT PRODUCT !!! FOR FURTHER INFORMATION PLEASE CONTACT OUR SALES STAFF! UC 24-240 V, 3 WAY SEPARATION ON: 16 SIGNALS OFF: 0 TO 10 V; 0/4 TO 20 MA SCREW CONNECTION | 336 | TEM | 1 | CP | 0.093 | 1
3RS17061FW00 | INTERFACE CONVERTER !!! PHASE-OUT PRODUCT !!! FOR FURTHER INFORMATION PLEASE CONTACT OUR SALES STAFF! UC 24-240 V, 3 WAY SEPARATION ON: 16 SIGNALS OFF: 0 TO 10 V; 0/4 TO 20 MA SCREW CONNECTION | 336 | TEM | 1 | CP | 0.093 | 1
3RS17201ET00 | INTERFACE CONVERTER !!! PHASE-OUT PRODUCT !!! FOR FURTHER INFORMATION PLEASE CONTACT OUR SALES STAFF! PASSIVE SEPARATORS, 1-CHANNEL ON: 0/4 TO 20 MA OFF: 0/4 TO 20 MA WIDTH 6.2 MM SCREW CONNECTION | 144.42 | TEM | 1 | CP | 0.053 | 1
3RS17201ET00 | INTERFACE CONVERTER !!! PHASE-OUT PRODUCT !!! FOR FURTHER INFORMATION PLEASE CONTACT OUR SALES STAFF! PASSIVE SEPARATORS, 1-CHANNEL ON: 0/4 TO 20 MA OFF: 0/4 TO 20 MA WIDTH 6.2 MM SCREW CONNECTION | 144.42 | TEM | 1 | CP | 0.053 | 1
3RS17211ET00 | INTERFACE CONVERTER !!! PHASE-OUT PRODUCT !!! FOR FURTHER INFORMATION PLEASE CONTACT OUR SALES STAFF! PASSIVE SEPARATOR, 1-CHANNEL ON: 0/4 TO 20 MA OFF: 0/4 TO 20 MA SCREW CONNECTION | 144.42 | TEM | 1 | CP | 0.062 | 1
3RS17211ET00 | INTERFACE CONVERTER !!! PHASE-OUT PRODUCT !!! FOR FURTHER INFORMATION PLEASE CONTACT OUR SALES STAFF! PASSIVE SEPARATOR, 1-CHANNEL ON: 0/4 TO 20 MA OFF: 0/4 TO 20 MA SCREW CONNECTION | 144.42 | TEM | 1 | CP | 0.062 | 1
3RS17251FD00 | INTERFACE CONVERTER !!! PHASE-OUT PRODUCT !!! FOR FURTHER INFORMATION PLEASE CONTACT OUR SALES STAFF! WITH H-A-SWITCH AC/DC 24V, 2 WAY SEPARATION EIN: 0 TO 10 V; 0/4 TO 20 MA OFF: 0 TO 10 V; 0/4 TO 20 MA SCREW CONNECTION | 218.84 | TEM | 1 | CP | 0.088 | 1
3RS17251FD00 | INTERFACE CONVERTER !!! PHASE-OUT PRODUCT !!! FOR FURTHER INFORMATION PLEASE CONTACT OUR SALES STAFF! WITH H-A-SWITCH AC/DC 24V, 2 WAY SEPARATION EIN: 0 TO 10 V; 0/4 TO 20 MA OFF: 0 TO 10 V; 0/4 TO 20 MA SCREW CONNECTION | 218.84 | TEM | 1 | CP | 0.088 | 1
3RS18001AP00 | COUPLING RELAY IM INDUSTRY-STANDARD ENCLOSURE 1 CHANGEOVER CONTACT COMBIVOLTAGE 24 V AND 220 V TO 240 V AC/DC SCREW TERMINALS | 32.6 | TEM | 1 | CP | 0.11 | 1
3RS18001AP00 | COUPLING RELAY IM INDUSTRY-STANDARD ENCLOSURE 1 CHANGEOVER CONTACT COMBIVOLTAGE 24 V AND 220 V TO 240 V AC/DC SCREW TERMINALS | 32.6 | TEM | 1 | CP | 0.11 | 1
3RS18001BP00 | COUPLING RELAY IM INDUSTRY-STANDARD ENCLOSURE 2 CHANGEOVER CONTACTS COMBIVOLTAGE 24 V AND 220 V TO 240 V AC/DC SCREW TERMINALS | 39.16 | TEM | 1 | CP | 0.135 | 1
3RS18001BP00 | COUPLING RELAY IM INDUSTRY-STANDARD ENCLOSURE 2 CHANGEOVER CONTACTS COMBIVOLTAGE 24 V AND 220 V TO 240 V AC/DC SCREW TERMINALS | 39.16 | TEM | 1 | CP | 0.135 | 1
3RS18001BW00 | COUPLING RELAY IM INDUSTRY-STANDARD ENCLOSURE 2 CHANGEOVER CONTACTS WIDE VOLTAGE RANGE 24 V TO 240 V AC/DC SCREW TERMINALS | 49.3 | TEM | 1 | CP | 0.136 | 1
3RS18001BW00 | COUPLING RELAY IM INDUSTRY-STANDARD ENCLOSURE 2 CHANGEOVER CONTACTS WIDE VOLTAGE RANGE 24 V TO 240 V AC/DC SCREW TERMINALS | 49.3 | TEM | 1 | CP | 0.136 | 1
3RS18001HP00 | COUPLING RELAY IM INDUSTRY-STANDARD ENCLOSURE 3 CHANGEOVER CONTACTS COMBIVOLTAGE 24 V AND 220 V TO 240 V AC/DC SCREW TERMINALS | 45.61 | TEM | 1 | CP | 0.155 | 1
3RS18001HP00 | COUPLING RELAY IM INDUSTRY-STANDARD ENCLOSURE 3 CHANGEOVER CONTACTS COMBIVOLTAGE 24 V AND 220 V TO 240 V AC/DC SCREW TERMINALS | 45.61 | TEM | 1 | CP | 0.155 | 1
3RS18001HP01 | COUPLING RELAY IM INDUSTRY-STANDARD ENCLOSURE 3 COS, HARD GOLD-PLATED COMBIVOLTAGE 24 V AND 220 V TO 240 V AC/DC SCREW TERMINALS | 54.02 | TEM | 1 | CP | 0.153 | 1
3RS18001HP01 | COUPLING RELAY IM INDUSTRY-STANDARD ENCLOSURE 3 COS, HARD GOLD-PLATED COMBIVOLTAGE 24 V AND 220 V TO 240 V AC/DC SCREW TERMINALS | 54.02 | TEM | 1 | CP | 0.153 | 1
3RS18001HW00 | COUPLING RELAY IM INDUSTRY-STANDARD ENCLOSURE 3 CHANGEOVER CONTACTS WIDE VOLTAGE RANGE 24 V TO 240 V AC/DC SCREW TERMINALS | 55.86 | TEM | 1 | CP | 0.158 | 1
3RS18001HW00 | COUPLING RELAY IM INDUSTRY-STANDARD ENCLOSURE 3 CHANGEOVER CONTACTS WIDE VOLTAGE RANGE 24 V TO 240 V AC/DC SCREW TERMINALS | 55.86 | TEM | 1 | CP | 0.158 | 1
3RS18001HW01 | COUPLING RELAY IM INDUSTRY-STANDARD ENCLOSURE 3 COS, HARD GOLD-PLATED WIDE VOLTAGE RANGE 24 V TO 240 V AC/DC SCREW TERMINALS | 64.27 | TEM | 1 | CP | 0.158 | 1
3RS18001HW01 | COUPLING RELAY IM INDUSTRY-STANDARD ENCLOSURE 3 COS, HARD GOLD-PLATED WIDE VOLTAGE RANGE 24 V TO 240 V AC/DC SCREW TERMINALS | 64.27 | TEM | 1 | CP | 0.158 | 1
3RS18002BW00 | COUPLING RELAY IM INDUSTRY-STANDARD ENCLOSURE 2 CHANGEOVER CONTACTS WIDE VOLTAGE RANGE 24 V TO 240 V AC/DC CAGE CLAMP CONNECTIONS | 50.33 | TEM | 1 | CP | 0.13 | 1
3RS18002BW00 | COUPLING RELAY IM INDUSTRY-STANDARD ENCLOSURE 2 CHANGEOVER CONTACTS WIDE VOLTAGE RANGE 24 V TO 240 V AC/DC CAGE CLAMP CONNECTIONS | 50.33 | TEM | 1 | CP | 0.13 | 1
3RS18002HW00 | COUPLING RELAY IM INDUSTRY-STANDARD ENCLOSURE 3 CHANGEOVER CONTACTS WIDE VOLTAGE RANGE 24 V TO 240 V AC/DC CAGE CLAMP CONNECTIONS | 56.99 | TEM | 1 | CP | 0.149 | 1
3RS18002HW00 | COUPLING RELAY IM INDUSTRY-STANDARD ENCLOSURE 3 CHANGEOVER CONTACTS WIDE VOLTAGE RANGE 24 V TO 240 V AC/DC CAGE CLAMP CONNECTIONS | 56.99 | TEM | 1 | CP | 0.149 | 1
3RS70001CE00 | SIGNAL CONVERTER 24 V AC/DC, 3-WAY ISOLATION IN: 0 TO 10 V OUT: 0 TO 20 MA SCREW TERMINAL | 124.54 | TEM | 1 | CP | 0.049 | 1
3RS70001CE00 | SIGNAL CONVERTER 24 V AC/DC, 3-WAY ISOLATION IN: 0 TO 10 V OUT: 0 TO 20 MA SCREW TERMINAL | 124.54 | TEM | 1 | CP | 0.049 | 1
3RS70031AE00 | SIGNAL CONVERTER 24 V AC/DC, 3-WAY ISOLATION IN: 4 TO 20 MA OUT: 0 TO 10 V SCREW TERMINAL | 124.54 | TEM | 1 | CP | 0.048 | 1
3RS70031AE00 | SIGNAL CONVERTER 24 V AC/DC, 3-WAY ISOLATION IN: 4 TO 20 MA OUT: 0 TO 10 V SCREW TERMINAL | 124.54 | TEM | 1 | CP | 0.048 | 1
3RS70051FE00 | SIGNAL CONVERTER 24 V AC/DC, 3-WAY ISOLATION IN: 0 TO 10 V, 0/4 TO 20 MA OUT: 0 TO 10 V, 0/4 TO 20 MA SCREW TERMINAL | 162.26 | TEM | 1 | CP | 0.048 | 1
3RS70051FE00 | SIGNAL CONVERTER 24 V AC/DC, 3-WAY ISOLATION IN: 0 TO 10 V, 0/4 TO 20 MA OUT: 0 TO 10 V, 0/4 TO 20 MA SCREW TERMINAL | 162.26 | TEM | 1 | CP | 0.048 | 1
3RS70061FE00 | SIGNAL CONVERTER 24 V AC/DC, 3-WAY ISOLATION IN: 0-60MV, 0-100MV, 0-300MV, 0-500MV, 0-1V, 0-2V, 0-5V, 0-10 0-20V, 2-10V, 0-5MA, 0-10MA, 0-20MA, 4-20MA, +-5MA, +-20MA OUT: 0 TO 10 V, 0/4 TO 20 MA SCREW TERMINAL | 236.88 | TEM | 1 | CP | 0.076 | 1
3RS70061FE00 | SIGNAL CONVERTER 24 V AC/DC, 3-WAY ISOLATION IN: 0-60MV, 0-100MV, 0-300MV, 0-500MV, 0-1V, 0-2V, 0-5V, 0-10 0-20V, 2-10V, 0-5MA, 0-10MA, 0-20MA, 4-20MA, +-5MA, +-20MA OUT: 0 TO 10 V, 0/4 TO 20 MA SCREW TERMINAL | 236.88 | TEM | 1 | CP | 0.076 | 1
3RT10151AB01 | CONTACTOR, AC-3 3 KW/400 V, 1 NO, AC 24 V, 50/60 HZ, 3-POLE, SIZE S00, SCREW CONNECTION | 28.87 | TEM | 1 | CP | 0.207 | 1
3RT10151AB01 | CONTACTOR, AC-3 3 KW/400 V, 1 NO, AC 24 V, 50/60 HZ, 3-POLE, SIZE S00, SCREW CONNECTION | 28.87 | TEM | 1 | CP | 0.207 | 1
3RT10151AB02 | CONTACTOR, AC-3 3 KW/400 V, 1 NC, AC 24 V, 50/60 HZ, 3-POLE, SIZE S00, SCREW CONNECTION | 28.87 | TEM | 1 | CP | 0.206 | 1
3RT10151AB02 | CONTACTOR, AC-3 3 KW/400 V, 1 NC, AC 24 V, 50/60 HZ, 3-POLE, SIZE S00, SCREW CONNECTION | 28.87 | TEM | 1 | CP | 0.206 | 1
3RT10151AD01 | CONTACTOR, AC-3 3 KW/400 V, 1 NO, AC 42 V, 50/60 HZ, 3-POLE, SIZE S00, SCREW CONNECTION | 31.72 | TEM | 1 | CP | 0.203 | 1
3RT10151AD01 | CONTACTOR, AC-3 3 KW/400 V, 1 NO, AC 42 V, 50/60 HZ, 3-POLE, SIZE S00, SCREW CONNECTION | 31.72 | TEM | 1 | CP | 0.203 | 1
3RT10151AD02 | CONTACTOR, AC-3 3 KW/400 V, 1 NC, AC 42V 50/60HZ, 3-POLE, SIZE S00, SCREW CONNECTION | 31.72 | TEM | 1 | CP | 0.201 | 1
3RT10151AD02 | CONTACTOR, AC-3 3 KW/400 V, 1 NC, AC 42V 50/60HZ, 3-POLE, SIZE S00, SCREW CONNECTION | 31.72 | TEM | 1 | CP | 0.201 | 1
3RT10151AF01 | CONTACTOR, AC-3 3 KW/400 V, 1 NO, AC 110 V, 50/60HZ, 3-POLE, SIZE S00, SCREW CONNECTION | 28.87 | TEM | 1 | CP | 0.204 | 1
3RT10151AF01 | CONTACTOR, AC-3 3 KW/400 V, 1 NO, AC 110 V, 50/60HZ, 3-POLE, SIZE S00, SCREW CONNECTION | 28.87 | TEM | 1 | CP | 0.204 | 1
3RT10151AF02 | CONTACTOR, AC-3 3 KW/400 V, 1 NC, AC 110 V, 50/60 HZ, 3-POLE, SIZE S00, SCREW CONNECTION | 28.87 | TEM | 1 | CP | 0.203 | 1
3RT10151AF02 | CONTACTOR, AC-3 3 KW/400 V, 1 NC, AC 110 V, 50/60 HZ, 3-POLE, SIZE S00, SCREW CONNECTION | 28.87 | TEM | 1 | CP | 0.203 | 1
3RT10151AH02 | CONTACTOR, AC-3 3 KW/400 V, 1 NC, AC 48V 50/60HZ, 3-POLE, SIZE S00, SCREW CONNECTION | 28.87 | TEM | 1 | CP | 0.205 | 1
3RT10151AH02 | CONTACTOR, AC-3 3 KW/400 V, 1 NC, AC 48V 50/60HZ, 3-POLE, SIZE S00, SCREW CONNECTION | 28.87 | TEM | 1 | CP | 0.205 | 1
3RT10151AK61 | CONTACTOR, AC-3 3 KW/400 V, 1 NO, AC 110V 50/ 120V 60 HZ 3-POLE, SIZE S00, SCREW CONNECTION | 28.87 | TEM | 1 | CP | 0.204 | 1
3RT10151AK61 | CONTACTOR, AC-3 3 KW/400 V, 1 NO, AC 110V 50/ 120V 60 HZ 3-POLE, SIZE S00, SCREW CONNECTION | 28.87 | TEM | 1 | CP | 0.204 | 1
3RT10151AN21 | CONTACTOR, AC-3 3 KW/400 V, 1 NO, AC 220V 50/60HZ 3-POLE, SIZE S00, SCREW CONNECTION | 28.87 | TEM | 1 | CP | 0.2 | 1
3RT10151AN21 | CONTACTOR, AC-3 3 KW/400 V, 1 NO, AC 220V 50/60HZ 3-POLE, SIZE S00, SCREW CONNECTION | 28.87 | TEM | 1 | CP | 0.2 | 1
3RT10151AP01 | CONTACTOR, AC-3 3 KW/400 V, 1 NO, AC 230 V, 50/60 HZ, 3-POLE, SIZE S00, SCREW CONNECTION | 28.87 | TEM | 1 | CP | 0.204 | 1
3RT10151AP01 | CONTACTOR, AC-3 3 KW/400 V, 1 NO, AC 230 V, 50/60 HZ, 3-POLE, SIZE S00, SCREW CONNECTION | 28.87 | TEM | 1 | CP | 0.204 | 1
3RT10151AP01 | CONTACTOR, AC-3 3 KW/400 V, 1 NO, AC 230 V, 50/60 HZ, 3-POLE, SIZE S00, SCREW CONNECTION | 28.87 | TEM | 1 | CP | 0.204 | 1
3RT10151AP02 | CONTACTOR, AC-3 3 KW/400 V, 1 NC, AC 230 V, 50/60 HZ, 3-POLE, SIZE S00, SCREW CONNECTION | 28.87 | TEM | 1 | CP | 0.203 | 1
3RT10151AP02 | CONTACTOR, AC-3 3 KW/400 V, 1 NC, AC 230 V, 50/60 HZ, 3-POLE, SIZE S00, SCREW CONNECTION | 28.87 | TEM | 1 | CP | 0.203 | 1
3RT10151AP043MA0 | CONTACTOR, AC-3, 3KW/400V 2NO+2NC, PERMANENT. JOINTED 230V AC, 50/60HZ, 3-POLE, S00, SCREW TERMINAL FOR SUVA APPLICATIONS | 46.1 | TEM | 1 | CP | 0.247 | 1
3RT10151AP043MA0 | CONTACTOR, AC-3, 3KW/400V 2NO+2NC, PERMANENT. JOINTED 230V AC, 50/60HZ, 3-POLE, S00, SCREW TERMINAL FOR SUVA APPLICATIONS | 46.1 | TEM | 1 | CP | 0.247 | 1
3RT10151AV01 | CONTACTOR, AC-3 3 KW/400 V, 1 NO, AC 400 V, 50/60 HZ, 3-POLE, SIZE S00, SCREW CONNECTION | 31.72 | TEM | 1 | CP | 0.201 | 1
3RT10151AV01 | CONTACTOR, AC-3 3 KW/400 V, 1 NO, AC 400 V, 50/60 HZ, 3-POLE, SIZE S00, SCREW CONNECTION | 31.72 | TEM | 1 | CP | 0.201 | 1
3RT10151AV02 | CONTACTOR, AC-3 3 KW/400 V, 1 NC, AC 400V 50/60HZ, 3-POLE, SIZE S00, SCREW CONNECTION | 31.72 | TEM | 1 | CP | 0.202 | 1
3RT10151AV02 | CONTACTOR, AC-3 3 KW/400 V, 1 NC, AC 400V 50/60HZ, 3-POLE, SIZE S00, SCREW CONNECTION | 31.72 | TEM | 1 | CP | 0.202 | 1
3RT10151BA41 | CONTACTOR, AC-3 3KW/400V, 1NO, DC 12 V, 3-POLE, SIZE S00, SCREW CONNECTION | 38.05 | TEM | 1 | CP | 0.26 | 1
3RT10151BA41 | CONTACTOR, AC-3 3KW/400V, 1NO, DC 12 V, 3-POLE, SIZE S00, SCREW CONNECTION | 38.05 | TEM | 1 | CP | 0.26 | 1
3RT10151BB41 | CONTACTOR, AC-3 3 KW/400 V, 1 NO, DC 24 V, 3-POLE, SIZE S00, SCREW CONNECTION | 33.76 | TEM | 1 | CP | 0.265 | 1
3RT10151BB41 | CONTACTOR, AC-3 3 KW/400 V, 1 NO, DC 24 V, 3-POLE, SIZE S00, SCREW CONNECTION | 33.76 | TEM | 1 | CP | 0.265 | 1
3RT10151BB42 | CONTACTOR, AC-3 3 KW/400 V, 1 NC, DC 24 V, 3-POLE, SIZE S00, SCREW CONNECTION | 33.76 | TEM | 1 | CP | 0.264 | 1
3RT10151BB42 | CONTACTOR, AC-3 3 KW/400 V, 1 NC, DC 24 V, 3-POLE, SIZE S00, SCREW CONNECTION | 33.76 | TEM | 1 | CP | 0.264 | 1
3RT10151BB443MA0 | CONTACTOR, AC-3, 3KW/400V, 2NO+2NC, PERMANENT. JOINTED, 24V DC, 3-POLE, SIZE S00, SCREW TERMINAL FOR SUVA APPLICATIONS | 50.9 | TEM | 1 | CP | 0.309 | 1
3RT10151BB443MA0 | CONTACTOR, AC-3, 3KW/400V, 2NO+2NC, PERMANENT. JOINTED, 24V DC, 3-POLE, SIZE S00, SCREW TERMINAL FOR SUVA APPLICATIONS | 50.9 | TEM | 1 | CP | 0.309 | 1
3RT10151BF41 | CONTACTOR, AC-3 3 KW/400 V, 1 NO, DC 110 V, 3-POLE, SIZE S00, SCREW CONNECTION | 33.76 | TEM | 1 | CP | 0.262 | 1
3RT10151BF41 | CONTACTOR, AC-3 3 KW/400 V, 1 NO, DC 110 V, 3-POLE, SIZE S00, SCREW CONNECTION | 33.76 | TEM | 1 | CP | 0.262 | 1
3RT10151BF42 | CONTACTOR, AC-3 3 KW/400 V, 1 NC, DC 110 V, 3-POLE, SIZE S00, SCREW CONNECTION | 33.76 | TEM | 1 | CP | 0.261 | 1
3RT10151BF42 | CONTACTOR, AC-3 3 KW/400 V, 1 NC, DC 110 V, 3-POLE, SIZE S00, SCREW CONNECTION | 33.76 | TEM | 1 | CP | 0.261 | 1
3RT10151BM41 | CONTACTOR, AC-3 3 KW/400 V, 1 NO, DC 220 V, 3-POLE, SIZE S00, SCREW CONNECTION | 33.76 | TEM | 1 | CP | 0.261 | 1
3RT10151BM41 | CONTACTOR, AC-3 3 KW/400 V, 1 NO, DC 220 V, 3-POLE, SIZE S00, SCREW CONNECTION | 33.76 | TEM | 1 | CP | 0.261 | 1
3RT10151BM42 | CONTACTOR, AC-3 3 KW/400 V, 1 NC, DC 220 V, 3-POLE, SIZE S00, SCREW CONNECTION | 33.76 | TEM | 1 | CP | 0.259 | 1
3RT10151BM42 | CONTACTOR, AC-3 3 KW/400 V, 1 NC, DC 220 V, 3-POLE, SIZE S00, SCREW CONNECTION | 33.76 | TEM | 1 | CP | 0.259 | 1
3RT10151BW41 | CONTACTOR, AC-3 3 KW/400 V, 1 NO, DC 48 V, 3-POLE, SIZE S00, SCREW CONNECTION | 33.76 | TEM | 1 | CP | 0.264 | 1
3RT10151BW41 | CONTACTOR, AC-3 3 KW/400 V, 1 NO, DC 48 V, 3-POLE, SIZE S00, SCREW CONNECTION | 33.76 | TEM | 1 | CP | 0.264 | 1
3RT10151HB41 | CONTACTOR, AC-3 3 KW/400 V, 1 NO, DC 24V, 0.7...1.25*US, 3-POLE, SIZE S00, SCREW CONNECTION | 34.37 | TEM | 1 | CP | 0.261 | 1
3RT10151HB41 | CONTACTOR, AC-3 3 KW/400 V, 1 NO, DC 24V, 0.7...1.25*US, 3-POLE, SIZE S00, SCREW CONNECTION | 34.37 | TEM | 1 | CP | 0.261 | 1
3RT10151HB42 | CONTACTOR, AC-3 3 KW/400 V, 1 NC, DC 24V, 0.7...1.25*US, 3-POLE, SIZE S00, SCREW CONNECTION | 34.37 | TEM | 1 | CP | 0.261 | 1
3RT10151HB42 | CONTACTOR, AC-3 3 KW/400 V, 1 NC, DC 24V, 0.7...1.25*US, 3-POLE, SIZE S00, SCREW CONNECTION | 34.37 | TEM | 1 | CP | 0.261 | 1
3RT10151JB41 | CONTACTOR, AC-3 3 KW/400 V, 1NO, DC 24 V, 0.7...1.25*US, W.DIODE, 3-POLE, SIZE S00, SCREW CONNECTION | 39.78 | TEM | 1 | CP | 0.259 | 1
3RT10151JB41 | CONTACTOR, AC-3 3 KW/400 V, 1NO, DC 24 V, 0.7...1.25*US, W.DIODE, 3-POLE, SIZE S00, SCREW CONNECTION | 39.78 | TEM | 1 | CP | 0.259 | 1
3RT10151JB42 | CONTACTOR, AC-3 3 KW/400 V, 1 NC, DC 24 V, 0.7...1.25*US, W.DIODE, 3-POLE, SIZE S00, SCREW CONNECTION | 39.78 | TEM | 1 | CP | 0.26 | 1
3RT10151JB42 | CONTACTOR, AC-3 3 KW/400 V, 1 NC, DC 24 V, 0.7...1.25*US, W.DIODE, 3-POLE, SIZE S00, SCREW CONNECTION | 39.78 | TEM | 1 | CP | 0.26 | 1
3RT10151KB41 | CONTACTOR, AC-3 3 KW/400 V, 1 NO, DC 24 V, 0.7...1.25*US, W. VARISTOR, 3-POLE, SIZE S00, SCREW CONNECTION | 39.27 | TEM | 1 | CP | 0.261 | 1
3RT10151KB41 | CONTACTOR, AC-3 3 KW/400 V, 1 NO, DC 24 V, 0.7...1.25*US, W. VARISTOR, 3-POLE, SIZE S00, SCREW CONNECTION | 39.27 | TEM | 1 | CP | 0.261 | 1
3RT10151KB42 | CONTACTOR, AC-3 3 KW/400 V, 1 NC, DC 24 V, 0.7...1.25*US, W. VARISTOR, 3-POLE, SIZE S00, SCREW CONNECTION | 39.27 | TEM | 1 | CP | 0.26 | 1
3RT10151KB42 | CONTACTOR, AC-3 3 KW/400 V, 1 NC, DC 24 V, 0.7...1.25*US, W. VARISTOR, 3-POLE, SIZE S00, SCREW CONNECTION | 39.27 | TEM | 1 | CP | 0.26 | 1
3RT10151WB41 | COUPLING RELAY, AC-3 3KW/400 V, 3-POLE, SIZE S00, 1 NO, 24 V DC, 0.85...1.85 X US, 1.4 W, SCREW CONNECTION, VARISTOR BUILT-IN | 39.27 | TEM | 1 | CP | 0.262 | 1
3RT10151WB41 | COUPLING RELAY, AC-3 3KW/400 V, 3-POLE, SIZE S00, 1 NO, 24 V DC, 0.85...1.85 X US, 1.4 W, SCREW CONNECTION, VARISTOR BUILT-IN | 39.27 | TEM | 1 | CP | 0.262 | 1
3RT10152AB01 | CONTACTOR, AC-3 3 KW/400 V, 1 NO, AC 24 V, 50/60 HZ, 3-POLE, SIZE S00, CAGE CLAMP CONNECTION | 29.48 | TEM | 1 | CP | 0.204 | 1
3RT10152AB01 | CONTACTOR, AC-3 3 KW/400 V, 1 NO, AC 24 V, 50/60 HZ, 3-POLE, SIZE S00, CAGE CLAMP CONNECTION | 29.48 | TEM | 1 | CP | 0.204 | 1
3RT10152AB02 | CONTACTOR, AC-3 3 KW/400 V, 1 NC, AC 24 V, 50/60 HZ, 3-POLE, SIZE S00, CAGE CLAMP CONNECTION | 29.48 | TEM | 1 | CP | 0.203 | 1
3RT10152AB02 | CONTACTOR, AC-3 3 KW/400 V, 1 NC, AC 24 V, 50/60 HZ, 3-POLE, SIZE S00, CAGE CLAMP CONNECTION | 29.48 | TEM | 1 | CP | 0.203 | 1
3RT10152AF01 | CONTACTOR, AC-3 3 KW/400 V, 1 NO, AC 110 V, 50/60 HZ, 3-POLE, SIZE S00, CAGE CLAMP CONNECTION | 29.48 | TEM | 1 | CP | 0.204 | 1
3RT10152AF01 | CONTACTOR, AC-3 3 KW/400 V, 1 NO, AC 110 V, 50/60 HZ, 3-POLE, SIZE S00, CAGE CLAMP CONNECTION | 29.48 | TEM | 1 | CP | 0.204 | 1
3RT10152AF02 | CONTACTOR, AC-3 3 KW/400 V, 1 NC, AC 110 V, 50/60 HZ, 3-POLE, SIZE S00, CAGE CLAMP CONNECTION | 29.48 | TEM | 1 | CP | 0.202 | 1
3RT10152AF02 | CONTACTOR, AC-3 3 KW/400 V, 1 NC, AC 110 V, 50/60 HZ, 3-POLE, SIZE S00, CAGE CLAMP CONNECTION | 29.48 | TEM | 1 | CP | 0.202 | 1
3RT10152AP01 | CONTACTOR, AC-3 3 KW/400 V, 1 NO, AC 230 V, 50/60 HZ, 3-POLE, SIZE S00, CAGE CLAMP CONNECTION | 29.48 | TEM | 1 | CP | 0.2 | 1
3RT10152AP01 | CONTACTOR, AC-3 3 KW/400 V, 1 NO, AC 230 V, 50/60 HZ, 3-POLE, SIZE S00, CAGE CLAMP CONNECTION | 29.48 | TEM | 1 | CP | 0.2 | 1
3RT10152AP011AA0 | CONTACTOR, AC-3 3 KW/400 V, 1 NO, AC 230 V, 50/60 HZ, 3-POLE, SIZE S00, CAGE CLAMP CONNECTION, MOUNTIG POSITION VERTICAL | 37.94 | TEM | 1 | CP | 0.198 | 1
3RT10152AP011AA0 | CONTACTOR, AC-3 3 KW/400 V, 1 NO, AC 230 V, 50/60 HZ, 3-POLE, SIZE S00, CAGE CLAMP CONNECTION, MOUNTIG POSITION VERTICAL | 37.94 | TEM | 1 | CP | 0.198 | 1
3RT10152AP02 | CONTACTOR, AC-3 3 KW/400 V, 1 NC,AC 230 V, 50/60 HZ, 3-POLE, SIZE S00, CAGE CLAMP CONNECTION | 29.48 | TEM | 1 | CP | 0.201 | 1
3RT10152AP02 | CONTACTOR, AC-3 3 KW/400 V, 1 NC,AC 230 V, 50/60 HZ, 3-POLE, SIZE S00, CAGE CLAMP CONNECTION | 29.48 | TEM | 1 | CP | 0.201 | 1
3RT10152BB41 | CONTACTOR, AC-3 3 KW/400 V, 1 NO, DC 24 V, 3-POLE, SIZE S00, CAGE CLAMP CONNECTION | 34.68 | TEM | 1 | CP | 0.261 | 1
3RT10152BB41 | CONTACTOR, AC-3 3 KW/400 V, 1 NO, DC 24 V, 3-POLE, SIZE S00, CAGE CLAMP CONNECTION | 34.68 | TEM | 1 | CP | 0.261 | 1
3RT10152BB42 | CONTACTOR, AC-3 3 KW/400 V, 1 NC, DC 24 V, 3-POLE, SIZE S00, CAGE CLAMP CONNECTION | 34.68 | TEM | 1 | CP | 0.265 | 1
3RT10152BB42 | CONTACTOR, AC-3 3 KW/400 V, 1 NC, DC 24 V, 3-POLE, SIZE S00, CAGE CLAMP CONNECTION | 34.68 | TEM | 1 | CP | 0.265 | 1
3RT10152BM42 | CONTACTOR, AC-3 3 KW/400 V, 1 NC, DC 220 V, 3-POLE, SIZE S00, CAGE CLAMP CONNECTION | 34.68 | TEM | 1 | CP | 0.256 | 1
3RT10152BM42 | CONTACTOR, AC-3 3 KW/400 V, 1 NC, DC 220 V, 3-POLE, SIZE S00, CAGE CLAMP CONNECTION | 34.68 | TEM | 1 | CP | 0.256 | 1
3RT10161AB01 | CONTACTOR, AC-3 4 KW/400 V, 1 NO, AC 24 V, 50/60 HZ, 3-POLE, SIZE S00, SCREW CONNECTION | 31.11 | TEM | 1 | CP | 0.206 | 1
3RT10161AB01 | CONTACTOR, AC-3 4 KW/400 V, 1 NO, AC 24 V, 50/60 HZ, 3-POLE, SIZE S00, SCREW CONNECTION | 31.11 | TEM | 1 | CP | 0.206 | 1
3RT10161AB02 | CONTACTOR, AC-3 4 KW/400 V, 1 NC, AC 24 V, 50/60 HZ, 3-POLE, SIZE S00, SCREW CONNECTION | 31.11 | TEM | 1 | CP | 0.206 | 1
3RT10161AB02 | CONTACTOR, AC-3 4 KW/400 V, 1 NC, AC 24 V, 50/60 HZ, 3-POLE, SIZE S00, SCREW CONNECTION | 31.11 | TEM | 1 | CP | 0.206 | 1
3RT10161AD01 | CONTACTOR, AC-3 4 KW/400 V, 1 NO, AC 42 V, 50/60 HZ, 3-POLE, SIZE S00, SCREW CONNECTION | 33.97 | TEM | 1 | CP | 0.203 | 1
3RT10161AD01 | CONTACTOR, AC-3 4 KW/400 V, 1 NO, AC 42 V, 50/60 HZ, 3-POLE, SIZE S00, SCREW CONNECTION | 33.97 | TEM | 1 | CP | 0.203 | 1
3RT10161AD02 | CONTACTOR, AC-3 4 KW/400 V, 1 NC, AC 42V 50/60HZ, 3-POLE, SIZE S00, SCREW CONNECTION | 33.97 | TEM | 1 | CP | 0.203 | 1
3RT10161AD02 | CONTACTOR, AC-3 4 KW/400 V, 1 NC, AC 42V 50/60HZ, 3-POLE, SIZE S00, SCREW CONNECTION | 33.97 | TEM | 1 | CP | 0.203 | 1
3RT10161AF01 | CONTACTOR, AC-3 4 KW/400 V, 1 NO, AC 110 V, 50/60 HZ, 3-POLE, SIZE S00, SCREW CONNECTION | 31.11 | TEM | 1 | CP | 0.206 | 1
3RT10161AF01 | CONTACTOR, AC-3 4 KW/400 V, 1 NO, AC 110 V, 50/60 HZ, 3-POLE, SIZE S00, SCREW CONNECTION | 31.11 | TEM | 1 | CP | 0.206 | 1
3RT10161AF02 | CONTACTOR, AC-3 4 KW/400 V, 1 NC, AC 110 V, 50/60 HZ, 3-POLE, SIZE S00, SCREW CONNECTION | 31.11 | TEM | 1 | CP | 0.205 | 1
3RT10161AF02 | CONTACTOR, AC-3 4 KW/400 V, 1 NC, AC 110 V, 50/60 HZ, 3-POLE, SIZE S00, SCREW CONNECTION | 31.11 | TEM | 1 | CP | 0.205 | 1
3RT10161AH01 | CONTACTOR, AC-3 4 KW/400 V, 1 NO, AC 48V 50/60HZ, 3-POLE, SIZE S00, SCREW CONNECTION | 31.11 | TEM | 1 | CP | 0.205 | 1
3RT10161AH01 | CONTACTOR, AC-3 4 KW/400 V, 1 NO, AC 48V 50/60HZ, 3-POLE, SIZE S00, SCREW CONNECTION | 31.11 | TEM | 1 | CP | 0.205 | 1
3RT10161AK61 | CONTACTOR, AC-3 4 KW/400 V, 1 NO, AC 110V 50HZ/ 120V 60HZ, 3-POLE, SIZE S00, SCREW CONNECTION | 31.11 | TEM | 1 | CP | 0.205 | 1
3RT10161AK61 | CONTACTOR, AC-3 4 KW/400 V, 1 NO, AC 110V 50HZ/ 120V 60HZ, 3-POLE, SIZE S00, SCREW CONNECTION | 31.11 | TEM | 1 | CP | 0.205 | 1
3RT10161AN21 | CONTACTOR, AC-3 4 KW/400 V, 1 NO AC 220V 50/60HZ, 3-POLE, SIZE S00, SCREW CONNECTION | 31.11 | TEM | 1 | CP | 0.202 | 1
3RT10161AN21 | CONTACTOR, AC-3 4 KW/400 V, 1 NO AC 220V 50/60HZ, 3-POLE, SIZE S00, SCREW CONNECTION | 31.11 | TEM | 1 | CP | 0.202 | 1
3RT10161AP01 | CONTACTOR, AC-3, 4KW/400V, 1NO, AC 230V 50/60HZ, 3-POLE, SIZE S00, SCREW TERMINAL | 31.11 | TEM | 1 | CP | 0.203 | 1
3RT10161AP01 | CONTACTOR, AC-3, 4KW/400V, 1NO, AC 230V 50/60HZ, 3-POLE, SIZE S00, SCREW TERMINAL | 31.11 | TEM | 1 | CP | 0.203 | 1
3RT10161AP02 | CONTACTOR, AC-3 4 KW/400 V, 1 NC, AC 230 V, 50/60 HZ, 3-POLE, SIZE S00, SCREW CONNECTION | 31.11 | TEM | 1 | CP | 0.203 | 1
3RT10161AP02 | CONTACTOR, AC-3 4 KW/400 V, 1 NC, AC 230 V, 50/60 HZ, 3-POLE, SIZE S00, SCREW CONNECTION | 31.11 | TEM | 1 | CP | 0.203 | 1
3RT10161AP043MA0 | CONTACTOR, AC-3, 4KW/400V, 2NO+2NC, PERMANENT. JOINTED, 230V AC 50/60HZ, 3-POLE, SIZE S00 SCREW TERMINAL FOR SUVA APPLICATIONS | 48.35 | TEM | 1 | CP | 0.247 | 1
3RT10161AP043MA0 | CONTACTOR, AC-3, 4KW/400V, 2NO+2NC, PERMANENT. JOINTED, 230V AC 50/60HZ, 3-POLE, SIZE S00 SCREW TERMINAL FOR SUVA APPLICATIONS | 48.35 | TEM | 1 | CP | 0.247 | 1
3RT10161AR01 | CONTACTOR, AC-3 4 KW/400 V, 1NO 415V AC 50/60HZ, 3-POLE, S00 MODULE, SCREW-CONNECTION | 33.97 | TEM | 1 | CP | 0.2 | 1
3RT10161AR01 | CONTACTOR, AC-3 4 KW/400 V, 1NO 415V AC 50/60HZ, 3-POLE, S00 MODULE, SCREW-CONNECTION | 33.97 | TEM | 1 | CP | 0.2 | 1
3RT10161AR02 | CONTACTOR, AC-3 4 KW/400 V,1NC 415V AC 50/60HZ, 3-POLE, S00 MODULE, SCREW-CONNECTION | 33.97 | TEM | 1 | CP | 0.212 | 1
3RT10161AR02 | CONTACTOR, AC-3 4 KW/400 V,1NC 415V AC 50/60HZ, 3-POLE, S00 MODULE, SCREW-CONNECTION | 33.97 | TEM | 1 | CP | 0.212 | 1
3RT10161AR11 | CONTACT. 3-PH. 4 KW/400 V, 1NO, 440 V AC 60 HZ 3-POLE, SIZE S00, SCREW CONNECTION | 33.97 | TEM | 1 | CP | 0.204 | 1
3RT10161AR11 | CONTACT. 3-PH. 4 KW/400 V, 1NO, 440 V AC 60 HZ 3-POLE, SIZE S00, SCREW CONNECTION | 33.97 | TEM | 1 | CP | 0.204 | 1
3RT10161AR61 | CONTACTOR,AC-3 4 KW/400V, 1NO AC 400V, 50HZ/60HZ, 440V, 60HZ, 3 POLE, MOD. S00, SCREW-TYPE CONNECTION | 33.97 | TEM | 1 | CP | 0.202 | 1
3RT10161AR61 | CONTACTOR,AC-3 4 KW/400V, 1NO AC 400V, 50HZ/60HZ, 440V, 60HZ, 3 POLE, MOD. S00, SCREW-TYPE CONNECTION | 33.97 | TEM | 1 | CP | 0.202 | 1
3RT10161AU01 | CONTACTOR, AC-3 4 KW/400 V, 1 NO, AC 240 V 50/60 HZ, 3-POLE, SIZE S00, SCREW CONNECTION | 31.11 | TEM | 1 | CP | 0.204 | 1
3RT10161AU01 | CONTACTOR, AC-3 4 KW/400 V, 1 NO, AC 240 V 50/60 HZ, 3-POLE, SIZE S00, SCREW CONNECTION | 31.11 | TEM | 1 | CP | 0.204 | 1
3RT10161AV01 | CONTACTOR, AC-3 4 KW/400 V, 1 NO, AC 400 V 50 HZ /60 HZ, 3-POLE, SIZE S00, SCREW CONNECTION | 33.97 | TEM | 1 | CP | 0.205 | 1
3RT10161AV01 | CONTACTOR, AC-3 4 KW/400 V, 1 NO, AC 400 V 50 HZ /60 HZ, 3-POLE, SIZE S00, SCREW CONNECTION | 33.97 | TEM | 1 | CP | 0.205 | 1
3RT10161AV02 | CONTACTOR, AC-3 4 KW/400 V, 1 NC, AC 400V 50/60HZ, 3-POLE, SIZE S00, SCREW CONNECTION | 33.97 | TEM | 1 | CP | 0.203 | 1
3RT10161AV02 | CONTACTOR, AC-3 4 KW/400 V, 1 NC, AC 400V 50/60HZ, 3-POLE, SIZE S00, SCREW CONNECTION | 33.97 | TEM | 1 | CP | 0.203 | 1
3RT10161AV61 | CONTACTOR, AC-3 4 KW/400 V, 1 NO, AC 480 V, 60 HZ, 3-POLE, SIZE S00, SCREW CONNECTION | 33.97 | TEM | 1 | CP | 0.203 | 1
3RT10161AV61 | CONTACTOR, AC-3 4 KW/400 V, 1 NO, AC 480 V, 60 HZ, 3-POLE, SIZE S00, SCREW CONNECTION | 33.97 | TEM | 1 | CP | 0.203 | 1
3RT10161BA41 | CONTACTOR, AC-3 4KW/400V, 1NO, DC 12 V, 3-POLE, SIZE S00, SCREW CONNECTION | 40.39 | TEM | 1 | CP | 0.262 | 1
3RT10161BA41 | CONTACTOR, AC-3 4KW/400V, 1NO, DC 12 V, 3-POLE, SIZE S00, SCREW CONNECTION | 40.39 | TEM | 1 | CP | 0.262 | 1
3RT10161BB41 | CONTACTOR, AC-3 4 KW/400 V, 1 NO, DC 24 V, 3-POLE, SIZE S00, SCREW CONNECTION | 36.11 | TEM | 1 | CP | 0.263 | 1
3RT10161BB41 | CONTACTOR, AC-3 4 KW/400 V, 1 NO, DC 24 V, 3-POLE, SIZE S00, SCREW CONNECTION | 36.11 | TEM | 1 | CP | 0.263 | 1
3RT10161BB42 | CONTACTOR, AC-3 4 KW/400 V, 1 NC, DC 24 V, 3-POLE, SIZE S00, SCREW CONNECTION | 36.11 | TEM | 1 | CP | 0.262 | 1
3RT10161BB42 | CONTACTOR, AC-3 4 KW/400 V, 1 NC, DC 24 V, 3-POLE, SIZE S00, SCREW CONNECTION | 36.11 | TEM | 1 | CP | 0.262 | 1
3RT10161BB44 | CONTACTOR, AC-3 4 KW/400 V, 2NO + 2NC, DC 24 V, 3-POLE, SIZE S00, SCREW CONNECTION | 51.61 | TEM | 1 | CP | 0.305 | 1
3RT10161BB44 | CONTACTOR, AC-3 4 KW/400 V, 2NO + 2NC, DC 24 V, 3-POLE, SIZE S00, SCREW CONNECTION | 51.61 | TEM | 1 | CP | 0.305 | 1
3RT10161BB443MA0 | CONTACTOR, AC-3, 4KW/400V, 2NO+2NC, PERMANENT. JOINTED, 24V DC, 3-POLE, SIZE S00, SCREW TERMINAL FOR SUVA APPLICATIONS | 53.24 | TEM | 1 | CP | 0.309 | 1
3RT10161BB443MA0 | CONTACTOR, AC-3, 4KW/400V, 2NO+2NC, PERMANENT. JOINTED, 24V DC, 3-POLE, SIZE S00, SCREW TERMINAL FOR SUVA APPLICATIONS | 53.24 | TEM | 1 | CP | 0.309 | 1
3RT10161BF41 | CONTACTOR, AC-3 4 KW/400 V, 1 NO, DC 110 V, 3-POLE, SIZE S00, SCREW CONNECTION | 36.11 | TEM | 1 | CP | 0.263 | 1
3RT10161BF41 | CONTACTOR, AC-3 4 KW/400 V, 1 NO, DC 110 V, 3-POLE, SIZE S00, SCREW CONNECTION | 36.11 | TEM | 1 | CP | 0.263 | 1
3RT10161BF42 | CONTACTOR, AC-3 4 KW/400 V, 1 NC, DC 110 V, 3-POLE, SIZE S00, SCREW CONNECTION | 36.11 | TEM | 1 | CP | 0.262 | 1
3RT10161BF42 | CONTACTOR, AC-3 4 KW/400 V, 1 NC, DC 110 V, 3-POLE, SIZE S00, SCREW CONNECTION | 36.11 | TEM | 1 | CP | 0.262 | 1
3RT10161BG42 | CONTACTOR, AC-3 4 KW/400 V, 1 NC, DC 125 V, 3-POLE, SIZE S00, SCREW CONNECTION | 40.39 | TEM | 1 | CP | 0.261 | 1
3RT10161BG42 | CONTACTOR, AC-3 4 KW/400 V, 1 NC, DC 125 V, 3-POLE, SIZE S00, SCREW CONNECTION | 40.39 | TEM | 1 | CP | 0.261 | 1
3RT10161BM41 | CONTACTOR, AC-3 4 KW/400 V, 1 NO, DC 220 V, 3-POLE, SIZE S00, SCREW CONNECTION | 36.11 | TEM | 1 | CP | 0.259 | 1
3RT10161BM41 | CONTACTOR, AC-3 4 KW/400 V, 1 NO, DC 220 V, 3-POLE, SIZE S00, SCREW CONNECTION | 36.11 | TEM | 1 | CP | 0.259 | 1
3RT10161BM42 | CONTACTOR, AC-3 4 KW/400 V, 1 NC,DC 220 V, 3-POLE, SIZE S00, SCREW CONNECTION | 36.11 | TEM | 1 | CP | 0.261 | 1
3RT10161BM42 | CONTACTOR, AC-3 4 KW/400 V, 1 NC,DC 220 V, 3-POLE, SIZE S00, SCREW CONNECTION | 36.11 | TEM | 1 | CP | 0.261 | 1
3RT10161BW41 | CONTACTOR, AC-3 4 KW/400 V, 1 NO, DC 48 V, 3-POLE, SIZE S00, SCREW CONNECTION | 36.11 | TEM | 1 | CP | 0.265 | 1
3RT10161BW41 | CONTACTOR, AC-3 4 KW/400 V, 1 NO, DC 48 V, 3-POLE, SIZE S00, SCREW CONNECTION | 36.11 | TEM | 1 | CP | 0.265 | 1
3RT10161BW42 | CONTACTOR, AC-3 4 KW/400 V, 1 NC, DC 48 V, 3-POLE, SIZE S00, SCREW CONNECTION | 36.11 | TEM | 1 | CP | 0.262 | 1
3RT10161BW42 | CONTACTOR, AC-3 4 KW/400 V, 1 NC, DC 48 V, 3-POLE, SIZE S00, SCREW CONNECTION | 36.11 | TEM | 1 | CP | 0.262 | 1
3RT10161HB41 | COUPLING RELAY, AC-3 4 KW/400 V, 1 NO, DC 24 V, 0.7...1.25*US, 3-POLE, SIZE S00, SCREW CONNECTION | 36.41 | TEM | 1 | CP | 0.259 | 1
3RT10161HB41 | COUPLING RELAY, AC-3 4 KW/400 V, 1 NO, DC 24 V, 0.7...1.25*US, 3-POLE, SIZE S00, SCREW CONNECTION | 36.41 | TEM | 1 | CP | 0.259 | 1
3RT10161HB42 | COUPLING RELAY, AC-3 4 KW/400 V, 1 NC, DC 24 V, 0.7...1.25*US, 3-POLE, SIZE S00, SCREW CONNECTION | 36.41 | TEM | 1 | CP | 0.26 | 1
3RT10161HB42 | COUPLING RELAY, AC-3 4 KW/400 V, 1 NC, DC 24 V, 0.7...1.25*US, 3-POLE, SIZE S00, SCREW CONNECTION | 36.41 | TEM | 1 | CP | 0.26 | 1
3RT10161JB41 | COUPLING RELAY, AC-3 4KW/400 V, 1 NO, DC 24 V, 0.7...1.25*US, W.DIODE 3-POLE, SIZE S00, SCREW CONNECTION | 42.23 | TEM | 1 | CP | 0.261 | 1
3RT10161JB41 | COUPLING RELAY, AC-3 4KW/400 V, 1 NO, DC 24 V, 0.7...1.25*US, W.DIODE 3-POLE, SIZE S00, SCREW CONNECTION | 42.23 | TEM | 1 | CP | 0.261 | 1
3RT10161JB42 | COUPLING RELAY, AC-3 4 KW/400 V, 1 NC, DC 24 V, 0.7...1.25*US, W.DIODE 3-POLE, SIZE S00, SCREW CONNECTION | 42.23 | TEM | 1 | CP | 0.261 | 1
3RT10161JB42 | COUPLING RELAY, AC-3 4 KW/400 V, 1 NC, DC 24 V, 0.7...1.25*US, W.DIODE 3-POLE, SIZE S00, SCREW CONNECTION | 42.23 | TEM | 1 | CP | 0.261 | 1
3RT10161KB41 | COUPLING RELAY, AC-3 4 KW/400 V, 1 NO, DC 24 V, 0.7...1.25*US, W. VARISTOR, 3-POLE, SIZE S00, SCREW CONNECTION | 41.51 | TEM | 1 | CP | 0.261 | 1
3RT10161KB41 | COUPLING RELAY, AC-3 4 KW/400 V, 1 NO, DC 24 V, 0.7...1.25*US, W. VARISTOR, 3-POLE, SIZE S00, SCREW CONNECTION | 41.51 | TEM | 1 | CP | 0.261 | 1
3RT10161KB42 | COUPLING RELAY, AC-3 4 KW/400 V, 1 NC, DC 24 V, 0.7...1.25*US, W. VARISTOR, 3-POLE, SIZE S00, SCREW CONNECTION | 41.51 | TEM | 1 | CP | 0.261 | 1
3RT10161KB42 | COUPLING RELAY, AC-3 4 KW/400 V, 1 NC, DC 24 V, 0.7...1.25*US, W. VARISTOR, 3-POLE, SIZE S00, SCREW CONNECTION | 41.51 | TEM | 1 | CP | 0.261 | 1
3RT10161VB42 | COUPLING RELAY, AC-3 4KW/400 V, 3-POLE, SIZE S00, 1 NC, 24 V DC, 0.85...1.85 X US, 1.4 W, SCREW CONNECTION, DIODE BUILT-IN | 42.23 | TEM | 1 | CP | 0.261 | 1
3RT10161VB42 | COUPLING RELAY, AC-3 4KW/400 V, 3-POLE, SIZE S00, 1 NC, 24 V DC, 0.85...1.85 X US, 1.4 W, SCREW CONNECTION, DIODE BUILT-IN | 42.23 | TEM | 1 | CP | 0.261 | 1
3RT10161WB41 | COUPLING RELAY, AC-3 4KW/400 V, 3-POLE, SIZE S00, 1 NO, 24 V DC, 0.85...1.85 X US, 1.4 W, SCREW CONNECTION, VARISTOR BUILT-IN | 41.51 | TEM | 1 | CP | 0.266 | 1
3RT10161WB41 | COUPLING RELAY, AC-3 4KW/400 V, 3-POLE, SIZE S00, 1 NO, 24 V DC, 0.85...1.85 X US, 1.4 W, SCREW CONNECTION, VARISTOR BUILT-IN | 41.51 | TEM | 1 | CP | 0.266 | 1
3RT10162AB02 | CONTACTOR, AC-3 4 KW/400 V, 1 NC, AC 24 V, 50/60 HZ, 3-POLE, SIZE S00, CAGE CLAMP CONNECTION | 31.42 | TEM | 1 | CP | 0.204 | 1
3RT10162AB02 | CONTACTOR, AC-3 4 KW/400 V, 1 NC, AC 24 V, 50/60 HZ, 3-POLE, SIZE S00, CAGE CLAMP CONNECTION | 31.42 | TEM | 1 | CP | 0.204 | 1
3RT10162AF02 | CONTACTOR, AC-3 4 KW/400 V, 1 NC, AC 110 V, 50 HZ, 3-POLE, SIZE S00, CAGE CLAMP CONNECTION | 31.42 | TEM | 1 | CP | 0.202 | 1
3RT10162AF02 | CONTACTOR, AC-3 4 KW/400 V, 1 NC, AC 110 V, 50 HZ, 3-POLE, SIZE S00, CAGE CLAMP CONNECTION | 31.42 | TEM | 1 | CP | 0.202 | 1
3RT10162AP01 | CONTACTOR, AC-3 4 KW/400 V, 1 NO,AC 230 V, 50/60 HZ, 3-POLE, SIZE S00, CAGE CLAMP CONNECTION | 31.42 | TEM | 1 | CP | 0.201 | 1
3RT10162AP01 | CONTACTOR, AC-3 4 KW/400 V, 1 NO,AC 230 V, 50/60 HZ, 3-POLE, SIZE S00, CAGE CLAMP CONNECTION | 31.42 | TEM | 1 | CP | 0.201 | 1
3RT10162AP02 | CONTACTOR, AC-3 4 KW/400 V, 1 NC, AC 230 V, 50/60 HZ, 3-POLE, SIZE S00, CAGE CLAMP CONNECTION | 31.42 | TEM | 1 | CP | 0.201 | 1
3RT10162AP02 | CONTACTOR, AC-3 4 KW/400 V, 1 NC, AC 230 V, 50/60 HZ, 3-POLE, SIZE S00, CAGE CLAMP CONNECTION | 31.42 | TEM | 1 | CP | 0.201 | 1
3RT10162BB41 | CONTACTOR, AC-3 4 KW/400 V, 1 NO, DC 24 V, 3-POLE, SIZE S00, CAGE CLAMP | 36.52 | TEM | 1 | CP | 0.263 | 1
3RT10162BB41 | CONTACTOR, AC-3 4 KW/400 V, 1 NO, DC 24 V, 3-POLE, SIZE S00, CAGE CLAMP | 36.52 | TEM | 1 | CP | 0.263 | 1
3RT10162BB42 | CONTACTOR, AC-3 4 KW/400 V, 1 NC, DC 24 V, 3-POLE, SIZE S00, CAGE CLAMP | 36.52 | TEM | 1 | CP | 0.261 | 1
3RT10162BB42 | CONTACTOR, AC-3 4 KW/400 V, 1 NC, DC 24 V, 3-POLE, SIZE S00, CAGE CLAMP | 36.52 | TEM | 1 | CP | 0.261 | 1
3RT10162JB41 | COUPLING RELAY, AC-3 4KW/400 V, 1 NO, DC 24 V, 0.7...1.25*US, W.DIODE 3-POLE, SIZE S00, CAGE CLAMP CONNECTION | 43.04 | TEM | 1 | CP | 0.259 | 1
3RT10162JB41 | COUPLING RELAY, AC-3 4KW/400 V, 1 NO, DC 24 V, 0.7...1.25*US, W.DIODE 3-POLE, SIZE S00, CAGE CLAMP CONNECTION | 43.04 | TEM | 1 | CP | 0.259 | 1
3RT10162JB42 | COUPLING RELAY, AC-3 4 KW/400 V, 1 NC, DC 24 V, 0.7...1.25*US, W.DIODE 3-POLE, SIZE S00, CAGE CLAMP CONNECTION | 43.04 | TEM | 1 | CP | 0.256 | 1
3RT10162JB42 | COUPLING RELAY, AC-3 4 KW/400 V, 1 NC, DC 24 V, 0.7...1.25*US, W.DIODE 3-POLE, SIZE S00, CAGE CLAMP CONNECTION | 43.04 | TEM | 1 | CP | 0.256 | 1
3RT10162KB42 | COUPLING RELAY, AC-3 4 KW/400 V, 1 NC, DC 24 V, 0.7...1.25*US, W. VARISTOR, 3-POLE, SIZE S00, CAGE CLAMP CONNECTION | 42.33 | TEM | 1 | CP | 0.256 | 1
3RT10162KB42 | COUPLING RELAY, AC-3 4 KW/400 V, 1 NC, DC 24 V, 0.7...1.25*US, W. VARISTOR, 3-POLE, SIZE S00, CAGE CLAMP CONNECTION | 42.33 | TEM | 1 | CP | 0.256 | 1
3RT10171AB01 | CONTACTOR, AC-3 5.5 KW/400 V, 1 NO, AC 24 V, 50/60 HZ, 3-POLE, SIZE S00, SCREW CONNECTION | 34.58 | TEM | 1 | CP | 0.206 | 1
3RT10171AB01 | CONTACTOR, AC-3 5.5 KW/400 V, 1 NO, AC 24 V, 50/60 HZ, 3-POLE, SIZE S00, SCREW CONNECTION | 34.58 | TEM | 1 | CP | 0.206 | 1
3RT10171AB02 | CONTACTOR, AC-3 5.5 KW/400 V, 1 NC, AC 24 V, 50/60 HZ, 3-POLE, SIZE S00, SCREW CONNECTION | 34.58 | TEM | 1 | CP | 0.206 | 1
3RT10171AB02 | CONTACTOR, AC-3 5.5 KW/400 V, 1 NC, AC 24 V, 50/60 HZ, 3-POLE, SIZE S00, SCREW CONNECTION | 34.58 | TEM | 1 | CP | 0.206 | 1
3RT10171AD01 | CONTACTOR, AC-3 5.5 KW/400 V, 1 NO, AC 42V 50/60HZ 3-POLE, SIZE S00, SCREW CONNECTION | 37.13 | TEM | 1 | CP | 0.202 | 1
3RT10171AD01 | CONTACTOR, AC-3 5.5 KW/400 V, 1 NO, AC 42V 50/60HZ 3-POLE, SIZE S00, SCREW CONNECTION | 37.13 | TEM | 1 | CP | 0.202 | 1
3RT10171AD02 | CONTACTOR, AC-3 5.5 KW/400 V, 1 NC, AC 42V 50/60HZ, 3-POLE, SIZE S00, SCREW CONNECTION | 37.13 | TEM | 1 | CP | 0.203 | 1
3RT10171AD02 | CONTACTOR, AC-3 5.5 KW/400 V, 1 NC, AC 42V 50/60HZ, 3-POLE, SIZE S00, SCREW CONNECTION | 37.13 | TEM | 1 | CP | 0.203 | 1
3RT10171AF01 | CONTACTOR, AC-3 5.5 KW/400 V, 1 NO, AC 110 V, 50/60 HZ, 3-POLE, SIZE S00, SCREW CONNECTION | 34.58 | TEM | 1 | CP | 0.207 | 1
3RT10171AF01 | CONTACTOR, AC-3 5.5 KW/400 V, 1 NO, AC 110 V, 50/60 HZ, 3-POLE, SIZE S00, SCREW CONNECTION | 34.58 | TEM | 1 | CP | 0.207 | 1
3RT10171AF02 | CONTACTOR, AC-3 5.5 KW/400 V, 1 NC, AC 110 V, 50/60 HZ, 3-POLE, SIZE S00, SCREW CONNECTION | 34.58 | TEM | 1 | CP | 0.203 | 1
3RT10171AF02 | CONTACTOR, AC-3 5.5 KW/400 V, 1 NC, AC 110 V, 50/60 HZ, 3-POLE, SIZE S00, SCREW CONNECTION | 34.58 | TEM | 1 | CP | 0.203 | 1
3RT10171AH01 | CONTACTOR, AC-3 5.5 KW/400 V, 1 NO, AC 48V 50/60HZ, 3-POLE, SIZE S00, SCREW CONNECTION | 34.58 | TEM | 1 | CP | 0.205 | 1
3RT10171AH01 | CONTACTOR, AC-3 5.5 KW/400 V, 1 NO, AC 48V 50/60HZ, 3-POLE, SIZE S00, SCREW CONNECTION | 33.66 | TEM | 1 | CP | 0.205 | 1
3RT10171AH01 | CONTACTOR, AC-3 5.5 KW/400 V, 1 NO, AC 48V 50/60HZ, 3-POLE, SIZE S00, SCREW CONNECTION | 34.58 | TEM | 1 | CP | 0.205 | 1
3RT10171AH02 | CONTACTOR, AC-3 5.5 KW/400 V, 1 NC, AC 48V 50/60HZ, 3-POLE, SIZE S00, SCREW CONNECTION | 34.58 | TEM | 1 | CP | 0.205 | 1
3RT10171AH02 | CONTACTOR, AC-3 5.5 KW/400 V, 1 NC, AC 48V 50/60HZ, 3-POLE, SIZE S00, SCREW CONNECTION | 34.58 | TEM | 1 | CP | 0.205 | 1
3RT10171AK61 | CONTACTOR, AC-3 5,5 KW/400 V, 1 NO AC 110 V 50 HZ/120 V 60 HZ 3-POLE, SIZE S00, SCREW CONNECTION | 34.58 | TEM | 1 | CP | 0.205 | 1
3RT10171AK61 | CONTACTOR, AC-3 5,5 KW/400 V, 1 NO AC 110 V 50 HZ/120 V 60 HZ 3-POLE, SIZE S00, SCREW CONNECTION | 34.58 | TEM | 1 | CP | 0.205 | 1
3RT10171AN21 | CONTACTOR, AC-3 5,5 KW/400 V, 1 NO, AC 220V 50/60HZ, 3-POLE, SIZE S00, SCREW CONNECTION | 34.58 | TEM | 1 | CP | 0.201 | 1
3RT10171AN21 | CONTACTOR, AC-3 5,5 KW/400 V, 1 NO, AC 220V 50/60HZ, 3-POLE, SIZE S00, SCREW CONNECTION | 34.58 | TEM | 1 | CP | 0.201 | 1
3RT10171AP01 | CONTACTOR, AC-3 5.5 KW/400 V, 1 NO, AC 230 V, 50/60 HZ, 3-POLE, SIZE S00, SCREW CONNECTION | 34.58 | TEM | 1 | CP | 0.203 | 1
3RT10171AP01 | CONTACTOR, AC-3 5.5 KW/400 V, 1 NO, AC 230 V, 50/60 HZ, 3-POLE, SIZE S00, SCREW CONNECTION | 34.58 | TEM | 1 | CP | 0.203 | 1
3RT10171AP02 | CONTACTOR, AC-3 5.5 KW/400 V, 1 NC, AC 230 V, 50/60 HZ, 3-POLE, SIZE S00, SCREW CONNECTION | 34.58 | TEM | 1 | CP | 0.204 | 1
3RT10171AP02 | CONTACTOR, AC-3 5.5 KW/400 V, 1 NC, AC 230 V, 50/60 HZ, 3-POLE, SIZE S00, SCREW CONNECTION | 34.58 | TEM | 1 | CP | 0.204 | 1
3RT10171AP043MA0 | CONTACTOR, AC-3, 5,5KW/400V, 2NO+2NC, PERMANENT. JOINTED, 230V AC 50/60HZ, 3-POLE, SIZE S00 SCREW TERMINAL FOR SUVA APPLICATIONS | 50.08 | TEM | 1 | CP | 0.245 | 1
3RT10171AP043MA0 | CONTACTOR, AC-3, 5,5KW/400V, 2NO+2NC, PERMANENT. JOINTED, 230V AC 50/60HZ, 3-POLE, SIZE S00 SCREW TERMINAL FOR SUVA APPLICATIONS | 50.08 | TEM | 1 | CP | 0.245 | 1
3RT10171AR01 | CONTACTOR, AC-3 5.5 KW/400 V, 1NO, 415 V AC, 50/60 HZ, 3-POLE, S00 MODULE, SCREW-CONNECTION | 37.13 | TEM | 1 | CP | 0.199 | 1
3RT10171AR01 | CONTACTOR, AC-3 5.5 KW/400 V, 1NO, 415 V AC, 50/60 HZ, 3-POLE, S00 MODULE, SCREW-CONNECTION | 37.13 | TEM | 1 | CP | 0.199 | 1
3RT10171AR02 | CONTACTOR, AC-3 5.5 KW/400 V, 1NC, 415 V AC, 50/60 HZ, 3-POLE, S00 MODULE, SCREW-CONNECTION | 37.13 | TEM | 1 | CP | 0.206 | 1
3RT10171AR02 | CONTACTOR, AC-3 5.5 KW/400 V, 1NC, 415 V AC, 50/60 HZ, 3-POLE, S00 MODULE, SCREW-CONNECTION | 37.13 | TEM | 1 | CP | 0.206 | 1
3RT10171AR61 | CONTACTOR, AC-3 5,5 KW/400 V, AC 400V, 50HZ/60HZ, 440V, 60HZ, 1 NO, 3 POLE, MOD. S00, SCREW-TYPE CONNECTION | 37.13 | TEM | 1 | CP | 0.203 | 1
3RT10171AR61 | CONTACTOR, AC-3 5,5 KW/400 V, AC 400V, 50HZ/60HZ, 440V, 60HZ, 1 NO, 3 POLE, MOD. S00, SCREW-TYPE CONNECTION | 37.13 | TEM | 1 | CP | 0.203 | 1
3RT10171AU01 | CONTACTOR, AC-3 5,5 KW/400 V, 1 NO, AC 240 V 50/60 HZ, 3-POLE, SIZE S00, SCREW CONNECTION | 34.58 | TEM | 1 | CP | 0.205 | 1
3RT10171AU01 | CONTACTOR, AC-3 5,5 KW/400 V, 1 NO, AC 240 V 50/60 HZ, 3-POLE, SIZE S00, SCREW CONNECTION | 34.58 | TEM | 1 | CP | 0.205 | 1
3RT10171AV01 | CONTACTOR, AC-3 5,5 KW/400 V, 1 NO AC 400V 50/60HZ, 3-POLE, SIZE S00, SCREW CONNECTION | 37.13 | TEM | 1 | CP | 0.201 | 1
3RT10171AV01 | CONTACTOR, AC-3 5,5 KW/400 V, 1 NO AC 400V 50/60HZ, 3-POLE, SIZE S00, SCREW CONNECTION | 37.13 | TEM | 1 | CP | 0.201 | 1
3RT10171AV02 | CONTACTOR, AC-3 5,5 KW/400 V, 1 NC, AC 400V 50/60HZ, 3-POLE, SIZE S00, SCREW CONNECTION | 37.13 | TEM | 1 | CP | 0.201 | 1
3RT10171AV02 | CONTACTOR, AC-3 5,5 KW/400 V, 1 NC, AC 400V 50/60HZ, 3-POLE, SIZE S00, SCREW CONNECTION | 37.13 | TEM | 1 | CP | 0.201 | 1
3RT10171BA41 | CONTACTOR, AC-3 5.5KW/400V, 1NO DC 12 V 3-POLE, SIZE S00, SCREW CONNECTION | 43.76 | TEM | 1 | CP | 0.262 | 1
3RT10171BA41 | CONTACTOR, AC-3 5.5KW/400V, 1NO DC 12 V 3-POLE, SIZE S00, SCREW CONNECTION | 43.76 | TEM | 1 | CP | 0.262 | 1
3RT10171BB41 | CONTACTOR, AC-3 5.5KW/400V, 1NO DC 24 V, 3-POLE, SIZE S00, SCREW CONNECTION | 39.78 | TEM | 1 | CP | 0.25 | 1
3RT10171BB41 | CONTACTOR, AC-3 5.5KW/400V, 1NO DC 24 V, 3-POLE, SIZE S00, SCREW CONNECTION | 39.78 | TEM | 1 | CP | 0.25 | 1
3RT10171BB42 | CONTACTOR, AC-3 5.5KW/400V, 1 NC, DC 24 V, 3-POLE, SIZE S00, SCREW CONNECTION | 39.78 | TEM | 1 | CP | 0.265 | 1
3RT10171BB42 | CONTACTOR, AC-3 5.5KW/400V, 1 NC, DC 24 V, 3-POLE, SIZE S00, SCREW CONNECTION | 39.78 | TEM | 1 | CP | 0.265 | 1
3RT10171BB443MA0 | CONTACTOR, AC-3, 5,5KW/400V, 2NO+2NC, PERMANENT. JOINTED, 24V DC, 3-POLE, SIZE S00, SCREW TERMINAL FOR SUVA APPLICATIONS | 55.49 | TEM | 1 | CP | 0.31 | 1
3RT10171BB443MA0 | CONTACTOR, AC-3, 5,5KW/400V, 2NO+2NC, PERMANENT. JOINTED, 24V DC, 3-POLE, SIZE S00, SCREW TERMINAL FOR SUVA APPLICATIONS | 55.49 | TEM | 1 | CP | 0.31 | 1
3RT10171BM41 | CONTACTOR, AC-3 5,5 KW/400 V, 1 NO, DC 220 V, 3-POLE, SIZE S00, SCREW CONNECTION | 39.78 | TEM | 1 | CP | 0.26 | 1
3RT10171BM41 | CONTACTOR, AC-3 5,5 KW/400 V, 1 NO, DC 220 V, 3-POLE, SIZE S00, SCREW CONNECTION | 39.78 | TEM | 1 | CP | 0.26 | 1
3RT10171BW41 | CONTACTOR, AC-3 5.5KW/400V, 1NO DC 48 V, 3-POLE, SIZE S00, SCREW CONNECTION | 39.78 | TEM | 1 | CP | 0.263 | 1
3RT10171BW41 | CONTACTOR, AC-3 5.5KW/400V, 1NO DC 48 V, 3-POLE, SIZE S00, SCREW CONNECTION | 39.78 | TEM | 1 | CP | 0.263 | 1
3RT10171BW42 | CONTACTOR, AC-3 5.5KW/400V, 1 NC, DC 48 V, 3-POLE, SIZE S00, SCREW CONNECTION | 39.78 | TEM | 1 | CP | 0.263 | 1
3RT10171BW42 | CONTACTOR, AC-3 5.5KW/400V, 1 NC, DC 48 V, 3-POLE, SIZE S00, SCREW CONNECTION | 39.78 | TEM | 1 | CP | 0.263 | 1
3RT10171HB41 | COUPLING RELAY, AC-3 5,5KW/400 V, 1 NO, DC 24 V, 0.7...1.25*US, 3-POLE, SIZE S00, SCREW CONNECTION | 40.39 | TEM | 1 | CP | 0.26 | 1
3RT10171HB41 | COUPLING RELAY, AC-3 5,5KW/400 V, 1 NO, DC 24 V, 0.7...1.25*US, 3-POLE, SIZE S00, SCREW CONNECTION | 40.39 | TEM | 1 | CP | 0.26 | 1
3RT10171HB42 | COUPLING RELAY, AC-3 5,5 KW/400 V, 1 NC, DC 24 V, 0.7...1.25*US, 3-POLE, SIZE S00, SCREW CONNECTION | 40.39 | TEM | 1 | CP | 0.29 | 1
3RT10171HB42 | COUPLING RELAY, AC-3 5,5 KW/400 V, 1 NC, DC 24 V, 0.7...1.25*US, 3-POLE, SIZE S00, SCREW CONNECTION | 40.39 | TEM | 1 | CP | 0.29 | 1
3RT10171JB41 | COUPLING RELAY, AC-3 5,5KW/400 V, 1 NO, DC 24 V, 0.7...1.25*US, W.DIODE 3-POLE, SIZE S00, SCREW CONNECTION | 45.49 | TEM | 1 | CP | 0.258 | 1
3RT10171JB41 | COUPLING RELAY, AC-3 5,5KW/400 V, 1 NO, DC 24 V, 0.7...1.25*US, W.DIODE 3-POLE, SIZE S00, SCREW CONNECTION | 45.49 | TEM | 1 | CP | 0.258 | 1
3RT10171KB41 | COUPLING RELAY, AC-3 5,5 KW/400 V, 1 NO, DC 24 V, 0.7...1.25*US, W. VARISTOR, 3-POLE, SIZE S00, SCREW CONNECTION | 44.68 | TEM | 1 | CP | 0.261 | 1
3RT10171KB41 | COUPLING RELAY, AC-3 5,5 KW/400 V, 1 NO, DC 24 V, 0.7...1.25*US, W. VARISTOR, 3-POLE, SIZE S00, SCREW CONNECTION | 44.68 | TEM | 1 | CP | 0.261 | 1
3RT10171KB42 | COUPLING RELAY, AC-3 5,5 KW/400 V, 1 NC, DC 24 V, 0.7...1.25*US, W. VARISTOR, 3-POLE, SIZE S00, SCREW CONNECTION | 44.68 | TEM | 1 | CP | 0.261 | 1
3RT10171KB42 | COUPLING RELAY, AC-3 5,5 KW/400 V, 1 NC, DC 24 V, 0.7...1.25*US, W. VARISTOR, 3-POLE, SIZE S00, SCREW CONNECTION | 44.68 | TEM | 1 | CP | 0.261 | 1
3RT10171WB41 | COUPLING RELAY, 5.5 KW/400 V 3-POLE, SIZE S00, 1 NO, 24 V DC, 0.85...1.85 X US, 1.4 W, SCREW CONNECTION, VARISTOR BUILT-IN | 44.68 | TEM | 1 | CP | 0.261 | 1
3RT10171WB41 | COUPLING RELAY, 5.5 KW/400 V 3-POLE, SIZE S00, 1 NO, 24 V DC, 0.85...1.85 X US, 1.4 W, SCREW CONNECTION, VARISTOR BUILT-IN | 44.68 | TEM | 1 | CP | 0.261 | 1
3RT10172AB01 | CONTACTOR, AC-3 5.5 KW/400 V, 1 NO, AC 24 V, 50/60 HZ, 3-POLE, SIZE S00, CAGE CLAMP CONNECTION | 35.09 | TEM | 1 | CP | 0.201 | 1
3RT10172AB01 | CONTACTOR, AC-3 5.5 KW/400 V, 1 NO, AC 24 V, 50/60 HZ, 3-POLE, SIZE S00, CAGE CLAMP CONNECTION | 35.09 | TEM | 1 | CP | 0.201 | 1
3RT10172AP01 | CONTACTOR, AC-3 5.5 KW/400 V, 1 NO, AC 230 V, 50/60 HZ, 3-POLE, SIZE S00, CAGE CLAMP CONNECTION | 35.09 | TEM | 1 | CP | 0.199 | 1
3RT10172AP01 | CONTACTOR, AC-3 5.5 KW/400 V, 1 NO, AC 230 V, 50/60 HZ, 3-POLE, SIZE S00, CAGE CLAMP CONNECTION | 35.09 | TEM | 1 | CP | 0.199 | 1
3RT10172AP02 | CONTACTOR, AC-3 5.5 KW/400 V, 1 NC, AC 230 V, 50/60 HZ, 3-POLE, SIZE S00, CAGE CLAMP CONNECTION | 35.09 | TEM | 1 | CP | 0.199 | 1
3RT10172AP02 | CONTACTOR, AC-3 5.5 KW/400 V, 1 NC, AC 230 V, 50/60 HZ, 3-POLE, SIZE S00, CAGE CLAMP CONNECTION | 35.09 | TEM | 1 | CP | 0.199 | 1
3RT10172AP04 | CONTACTOR, AC-3 5.5 KW/400 V, 2NO+2NC, AC 230 V, 50/60 HZ, 3-POLE, SIZE S00, CAGE CLAMP CONNECTION +2 AUX. SWITCH BLOCKS(2NO+2NC) | 49.27 | TEM | 1 | CP | 0.249 | 1
3RT10172AP04 | CONTACTOR, AC-3 5.5 KW/400 V, 2NO+2NC, AC 230 V, 50/60 HZ, 3-POLE, SIZE S00, CAGE CLAMP CONNECTION +2 AUX. SWITCH BLOCKS(2NO+2NC) | 49.27 | TEM | 1 | CP | 0.249 | 1
3RT10172BB41 | CONTACTOR, AC-3 5.5KW/400V, 1NO DC 24 V, 3-POLE, SIZE S00, CAGE CLAMP CONNECTION | 40.7 | TEM | 1 | CP | 0.261 | 1
3RT10172BB41 | CONTACTOR, AC-3 5.5KW/400V, 1NO DC 24 V, 3-POLE, SIZE S00, CAGE CLAMP CONNECTION | 40.7 | TEM | 1 | CP | 0.261 | 1
3RT10172BB42 | CONTACTOR, AC-3 5.5KW/400V, 1 NC, DC 24 V, 3-POLE, SIZE S00, CAGE CLAMP CONNECTION | 40.7 | TEM | 1 | CP | 0.261 | 1
3RT10172BB42 | CONTACTOR, AC-3 5.5KW/400V, 1 NC, DC 24 V, 3-POLE, SIZE S00, CAGE CLAMP CONNECTION | 40.7 | TEM | 1 | CP | 0.261 | 1
3RT10172KB41 | COUPLING RELAY, AC-3 5,5 KW/400 V, 1 NO, DC 24 V, 0.7...1.25*US, W. VARISTOR, 3-POLE, SIZE S00, CAGE CLAMP CONNECTION | 45.8 | TEM | 1 | CP | 0.256 | 1
3RT10172KB41 | COUPLING RELAY, AC-3 5,5 KW/400 V, 1 NO, DC 24 V, 0.7...1.25*US, W. VARISTOR, 3-POLE, SIZE S00, CAGE CLAMP CONNECTION | 45.8 | TEM | 1 | CP | 0.256 | 1
3RT10172KB42 | COUPLING RELAY, AC-3 5,5 KW/400 V, 1 NC, DC 24 V, 0.7...1.25*US, W. VARISTOR, 3-POLE, SIZE S00, CAGE CLAMP CONNECTION | 45.8 | TEM | 1 | CP | 0.256 | 1
3RT10172KB42 | COUPLING RELAY, AC-3 5,5 KW/400 V, 1 NC, DC 24 V, 0.7...1.25*US, W. VARISTOR, 3-POLE, SIZE S00, CAGE CLAMP CONNECTION | 45.8 | TEM | 1 | CP | 0.256 | 1
3RT10172KB420LA0 | CONTACTOR, AC-3 5.5KW 400V, DC 24V, 3-POLE, SIZE S00, CAGE CLAMP CONNECTION, 0.7...1.25US WITH VARISTOR | 63.75 | TEM | 1 | CP | 0.293 | 1
3RT10172KB420LA0 | CONTACTOR, AC-3 5.5KW 400V, DC 24V, 3-POLE, SIZE S00, CAGE CLAMP CONNECTION, 0.7...1.25US WITH VARISTOR | 63.75 | TEM | 1 | CP | 0.293 | 1
3RT10172KF420LA0 | CONTACTOR, AC-3 5.5KW 400V, DC 110V, 3-POLE, SIZE S00, SPRING-LOADED TERMINAL 0.7...1.25US WITH VARISTOR FOR RAILWAY APPLICATION | 63.75 | TEM | 1 | CP | 0.283 | 1
3RT10172KF420LA0 | CONTACTOR, AC-3 5.5KW 400V, DC 110V, 3-POLE, SIZE S00, SPRING-LOADED TERMINAL 0.7...1.25US WITH VARISTOR FOR RAILWAY APPLICATION | 63.75 | TEM | 1 | CP | 0.283 | 1
3RT10231AB00 | CONTACTOR, AC-3 4KW/400V, AC 24V, 50HZ, 3-POLE, SIZE S0, SCREW CONNECTION | 29.78 | TEM | 1 | CP | 0.34 | 1
3RT10231AB00 | CONTACTOR, AC-3 4KW/400V, AC 24V, 50HZ, 3-POLE, SIZE S0, SCREW CONNECTION | 29.78 | TEM | 1 | CP | 0.34 | 1
3RT10231AB04 | CONTACTOR, AC-3 4KW/400V, AC 24V, 50HZ, 3-POLE, SIZE S0, SCREW CONNECTION, WITH 2NO+2NC | 46.92 | TEM | 1 | CP | 0.412 | 1
3RT10231AB04 | CONTACTOR, AC-3 4KW/400V, AC 24V, 50HZ, 3-POLE, SIZE S0, SCREW CONNECTION, WITH 2NO+2NC | 46.92 | TEM | 1 | CP | 0.412 | 1
3RT10231AC20 | CONTACTOR, AC-3 4KW/400V, AC 24 V, 50/60 HZ, 3-POLE, SIZE S0, SCREW CONNECTION | 29.78 | TEM | 1 | CP | 0.34 | 1
3RT10231AC20 | CONTACTOR, AC-3 4KW/400V, AC 24 V, 50/60 HZ, 3-POLE, SIZE S0, SCREW CONNECTION | 29.78 | TEM | 1 | CP | 0.34 | 1
3RT10231AF00 | CONTACTOR, AC-3 4KW/400V, AC 110V, 50HZ, 3-POLE, SIZE S0, SCREW CONNECTION | 29.78 | TEM | 1 | CP | 0.336 | 1
3RT10231AF00 | CONTACTOR, AC-3 4KW/400V, AC 110V, 50HZ, 3-POLE, SIZE S0, SCREW CONNECTION | 29.78 | TEM | 1 | CP | 0.336 | 1
3RT10231AF04 | CONTACTOR, AC-3 4KW/400V, AC 110V, 50HZ, 3-POLE, SIZE S0, SCREW CONNECTION WITH 2NO+2NC | 46.92 | TEM | 1 | CP | 0.406 | 1
3RT10231AF04 | CONTACTOR, AC-3 4KW/400V, AC 110V, 50HZ, 3-POLE, SIZE S0, SCREW CONNECTION WITH 2NO+2NC | 46.92 | TEM | 1 | CP | 0.406 | 1
3RT10231AH00 | CONTACTOR, AC-3 4KW/400V, AC 48V, 50HZ, 3-POLE, SIZE S0, SCREW CONNECTION | 29.78 | TEM | 1 | CP | 0.34 | 1
3RT10231AH00 | CONTACTOR, AC-3 4KW/400V, AC 48V, 50HZ, 3-POLE, SIZE S0, SCREW CONNECTION | 29.78 | TEM | 1 | CP | 0.34 | 1
3RT10231AK60 | CONTACTOR, AC-3 4 KW/400 V, AC 110 V 50 HZ / 120 V 60 HZ 3-POLE, SIZE S0, SCREW CONNECTION | 29.78 | TEM | 1 | CP | 0.336 | 1
3RT10231AK60 | CONTACTOR, AC-3 4 KW/400 V, AC 110 V 50 HZ / 120 V 60 HZ 3-POLE, SIZE S0, SCREW CONNECTION | 29.78 | TEM | 1 | CP | 0.336 | 1
3RT10231AL20 | CONTACTOR, AC-3 4KW/400V, AC 230V 50/60 HZ, 3-POLE, SIZE S0, SCREW CONNECTION | 29.78 | TEM | 1 | CP | 0.344 | 1
3RT10231AL20 | CONTACTOR, AC-3 4KW/400V, AC 230V 50/60 HZ, 3-POLE, SIZE S0, SCREW CONNECTION | 29.78 | TEM | 1 | CP | 0.344 | 1
3RT10231AN24 | CONTACTOR, AC-3 4 KW/400 V, AC 220V 50/60HZ, 3-POLE, 2 NO + 2 NC, SIZE S0, SCREW CONNECTION | 46.92 | TEM | 1 | CP | 0.412 | 1
3RT10231AN24 | CONTACTOR, AC-3 4 KW/400 V, AC 220V 50/60HZ, 3-POLE, 2 NO + 2 NC, SIZE S0, SCREW CONNECTION | 46.92 | TEM | 1 | CP | 0.412 | 1
3RT10231AP00 | CONTACTOR, AC-3 4KW/400V, AC 230V 50HZ, 3-POLE, SIZE S0, SCREW CONNECTION | 29.78 | TEM | 1 | CP | 0.34 | 1
3RT10231AP00 | CONTACTOR, AC-3 4KW/400V, AC 230V 50HZ, 3-POLE, SIZE S0, SCREW CONNECTION | 29.78 | TEM | 1 | CP | 0.34 | 1
3RT10231AP04 | CONTACTOR, AC-3 4KW/400V, AC 230V, 50HZ, 3-POLE, SIZE S0, SCREW CONNECTION, WITH 2NO+2NC | 46.92 | TEM | 1 | CP | 0.409 | 1
3RT10231AP04 | CONTACTOR, AC-3 4KW/400V, AC 230V, 50HZ, 3-POLE, SIZE S0, SCREW CONNECTION, WITH 2NO+2NC | 46.92 | TEM | 1 | CP | 0.409 | 1
3RT10231AP04 | CONTACTOR, AC-3 4KW/400V, AC 230V, 50HZ, 3-POLE, SIZE S0, SCREW CONNECTION, WITH 2NO+2NC | 46.92 | TEM | 1 | CP | 0.409 | 1
3RT10231AR60 | CONTACTOR, AC-3 4 KW/400 V, AC 400V, 50HZ/60HZ, 440V, 60HZ, 3 POLE, MOD. S0, SCREW-TYPE CONNECTION | 32.54 | TEM | 1 | CP | 0.342 | 1
3RT10231AR60 | CONTACTOR, AC-3 4 KW/400 V, AC 400V, 50HZ/60HZ, 440V, 60HZ, 3 POLE, MOD. S0, SCREW-TYPE CONNECTION | 32.54 | TEM | 1 | CP | 0.342 | 1
3RT10231AV00 | CONTACTOR, AC-3 4KW/400V, AC 400V, 50HZ, 3-POLE, SIZE S0, SCREW CONNECTION | 32.54 | TEM | 1 | CP | 0.338 | 1
3RT10231AV00 | CONTACTOR, AC-3 4KW/400V, AC 400V, 50HZ, 3-POLE, SIZE S0, SCREW CONNECTION | 32.54 | TEM | 1 | CP | 0.338 | 1
3RT10231BB40 | CONTACTOR, AC-3 4KW/400V, DC 24 V, 3-POLE, SIZE S0, SCREW CONNECTION | 65.69 | TEM | 1 | CP | 0.571 | 1
3RT10231BB40 | CONTACTOR, AC-3 4KW/400V, DC 24 V, 3-POLE, SIZE S0, SCREW CONNECTION | 65.69 | TEM | 1 | CP | 0.571 | 1
3RT10231BB44 | CONTACTOR, AC-3 4 KW/400 V, DC 24 V, 3-POLE, 2 NO + 2 NC, SIZE S0, SCREW CONNECTION | 83.13 | TEM | 1 | CP | 0.642 | 1
3RT10231BB44 | CONTACTOR, AC-3 4 KW/400 V, DC 24 V, 3-POLE, 2 NO + 2 NC, SIZE S0, SCREW CONNECTION | 83.13 | TEM | 1 | CP | 0.642 | 1
3RT10231BF40 | CONTACTOR, AC-3 4KW/400V, DC 110 V, 3-POLE, SIZE S0, SCREW CONNECTION | 65.69 | TEM | 1 | CP | 0.574 | 1
3RT10231BF40 | CONTACTOR, AC-3 4KW/400V, DC 110 V, 3-POLE, SIZE S0, SCREW CONNECTION | 65.69 | TEM | 1 | CP | 0.574 | 1
3RT10231BM40 | CONTACTOR, AC-3 4KW/400V, DC 220V, 3-POLE, SIZE S0, SCREW CONNECTION | 65.69 | TEM | 1 | CP | 0.569 | 1
3RT10231BM40 | CONTACTOR, AC-3 4KW/400V, DC 220V, 3-POLE, SIZE S0, SCREW CONNECTION | 65.69 | TEM | 1 | CP | 0.569 | 1
3RT10231BW44 | CONTACTOR, AC-3 4 KW/400 V, DC 48 V, 3-POLE, 2 NO + 2 NC, SIZE S0, SCREW CONNECTION | 83.13 | TEM | 1 | CP | 0.642 | 1
3RT10231BW44 | CONTACTOR, AC-3 4 KW/400 V, DC 48 V, 3-POLE, 2 NO + 2 NC, SIZE S0, SCREW CONNECTION | 83.13 | TEM | 1 | CP | 0.642 | 1
3RT10241AB00 | CONTACTOR, AC-3 5.5 KW/400 V, AC 24 V, 50 HZ, 3-POLE, SIZE S0, SCREW CONNECTION | 32.44 | TEM | 1 | CP | 0.341 | 1
3RT10241AB00 | CONTACTOR, AC-3 5.5 KW/400 V, AC 24 V, 50 HZ, 3-POLE, SIZE S0, SCREW CONNECTION | 32.44 | TEM | 1 | CP | 0.341 | 1
3RT10241AB04 | CONTACTOR, AC-3 5.5 KW/400 V, AC 24 V, 50 HZ, 3-POLE, 2 NO + 2 NC, SIZE S0, SCREW CONNECTION | 48.86 | TEM | 1 | CP | 0.412 | 1
3RT10241AB04 | CONTACTOR, AC-3 5.5 KW/400 V, AC 24 V, 50 HZ, 3-POLE, 2 NO + 2 NC, SIZE S0, SCREW CONNECTION | 48.86 | TEM | 1 | CP | 0.412 | 1
3RT10241AC20 | CONTACTOR, AC-3 5.5 KW/400 V, AC 24 V, 50/60 HZ, 3-POLE, SIZE S0, SCREW CONNECTION | 32.44 | TEM | 1 | CP | 0.338 | 1
3RT10241AC20 | CONTACTOR, AC-3 5.5 KW/400 V, AC 24 V, 50/60 HZ, 3-POLE, SIZE S0, SCREW CONNECTION | 32.44 | TEM | 1 | CP | 0.338 | 1
3RT10241AD00 | CONTACTOR, AC-3 5.5 KW/400 V, AC 42 V, 50 HZ, 3-POLE, SIZE S0, SCREW CONNECTION | 35.09 | TEM | 1 | CP | 0.339 | 1
3RT10241AD00 | CONTACTOR, AC-3 5.5 KW/400 V, AC 42 V, 50 HZ, 3-POLE, SIZE S0, SCREW CONNECTION | 35.09 | TEM | 1 | CP | 0.339 | 1
3RT10241AD04 | CONTACTOR, AC-3 5.5 KW/400 V, AC 42 V, 50 HZ, 3-POLE, 2 NO + 2 NC, SIZE S0, SCREW CONNECTION | 51 | TEM | 1 | CP | 0.411 | 1
3RT10241AD04 | CONTACTOR, AC-3 5.5 KW/400 V, AC 42 V, 50 HZ, 3-POLE, 2 NO + 2 NC, SIZE S0, SCREW CONNECTION | 51 | TEM | 1 | CP | 0.411 | 1
3RT10241AF00 | CONTACTOR, AC-3 5.5 KW/400 V, AC 110 V, 50 HZ, 3-POLE, SIZE S0, SCREW CONNECTION | 32.44 | TEM | 1 | CP | 0.336 | 1
3RT10241AF00 | CONTACTOR, AC-3 5.5 KW/400 V, AC 110 V, 50 HZ, 3-POLE, SIZE S0, SCREW CONNECTION | 32.44 | TEM | 1 | CP | 0.336 | 1
3RT10241AF04 | CONTACTOR, AC-3 5.5 KW/400 V, AC 110 V, 50 HZ, 3-POLE, 2 NO + 2 NC, SIZE S0, SCREW CONNECTION | 48.86 | TEM | 1 | CP | 0.408 | 1
3RT10241AF04 | CONTACTOR, AC-3 5.5 KW/400 V, AC 110 V, 50 HZ, 3-POLE, 2 NO + 2 NC, SIZE S0, SCREW CONNECTION | 48.86 | TEM | 1 | CP | 0.408 | 1
3RT10241AG20 | CONTACTOR, AC-3 5.5 KW/400 V, AC 110V 50/60HZ, 3-POLE, SIZE S0, SCREW CONNECTION | 32.44 | TEM | 1 | CP | 0.341 | 1
3RT10241AG20 | CONTACTOR, AC-3 5.5 KW/400 V, AC 110V 50/60HZ, 3-POLE, SIZE S0, SCREW CONNECTION | 32.44 | TEM | 1 | CP | 0.341 | 1
3RT10241AG24 | CONTACTOR, AC-3 5.5 KW/400 V, AC 110V 50/60HZ, 3-POLE, 2 NO + 2 NC, SIZE S0, SCREW CONNECTION | 48.86 | TEM | 1 | CP | 0.413 | 1
3RT10241AG24 | CONTACTOR, AC-3 5.5 KW/400 V, AC 110V 50/60HZ, 3-POLE, 2 NO + 2 NC, SIZE S0, SCREW CONNECTION | 48.86 | TEM | 1 | CP | 0.413 | 1
3RT10241AG280KS2 | CONTACTOR 3-PH, 5.5KW/400V, 110 V AC 50/60 HZ, 3-POLE, SIZE S0, SCREW CONNECTION 1N+ HS BLOCK 1NO+1NC ELECTRONIC FA.SCHINDLER | 73.85 | TEM | 1 | CP | 0.411 | 1
3RT10241AG280KS2 | CONTACTOR 3-PH, 5.5KW/400V, 110 V AC 50/60 HZ, 3-POLE, SIZE S0, SCREW CONNECTION 1N+ HS BLOCK 1NO+1NC ELECTRONIC FA.SCHINDLER | 73.85 | TEM | 1 | CP | 0.411 | 1
3RT10241AH00 | CONTACTOR, AC-3 5.5 KW/400 V, AC 48 V, 50 HZ, 3-POLE, SIZE S0, SCREW CONNECTION | 32.44 | TEM | 1 | CP | 0.34 | 1
3RT10241AH00 | CONTACTOR, AC-3 5.5 KW/400 V, AC 48 V, 50 HZ, 3-POLE, SIZE S0, SCREW CONNECTION | 32.44 | TEM | 1 | CP | 0.34 | 1
3RT10241AK60 | CONTACTOR, AC-3 5,5KW/400 V, AC 110V 50HZ/120V 60HZ, 3-POLE, SIZE S0, SCREW CONNECTION | 32.44 | TEM | 1 | CP | 0.337 | 1
3RT10241AK60 | CONTACTOR, AC-3 5,5KW/400 V, AC 110V 50HZ/120V 60HZ, 3-POLE, SIZE S0, SCREW CONNECTION | 32.44 | TEM | 1 | CP | 0.337 | 1
3RT10241AL20 | CONTACTOR, AC-3 5,5 KW/400 V, AC 230 V, 50/60 HZ, 3-POLE, SIZE S0, SCREW CONNECTION | 32.44 | TEM | 1 | CP | 0.344 | 1
3RT10241AL20 | CONTACTOR, AC-3 5,5 KW/400 V, AC 230 V, 50/60 HZ, 3-POLE, SIZE S0, SCREW CONNECTION | 32.44 | TEM | 1 | CP | 0.344 | 1
3RT10241AL24 | CONTACTOR, AC-3 5,5 KW/400 V, AC 230V 50/60HZ, 3-POLE, 2 NO + 2 NC, SIZE S0, SCREW CONNECTION | 48.86 | TEM | 1 | CP | 0.414 | 1
3RT10241AL24 | CONTACTOR, AC-3 5,5 KW/400 V, AC 230V 50/60HZ, 3-POLE, 2 NO + 2 NC, SIZE S0, SCREW CONNECTION | 48.86 | TEM | 1 | CP | 0.414 | 1
3RT10241AN20 | CONTACTOR, AC-3 5,5 KW/400 V, AC 220V 50/60HZ 3-POLE, SIZE S0, SCREW CONNECTION | 32.44 | TEM | 1 | CP | 0.342 | 1
3RT10241AN20 | CONTACTOR, AC-3 5,5 KW/400 V, AC 220V 50/60HZ 3-POLE, SIZE S0, SCREW CONNECTION | 32.44 | TEM | 1 | CP | 0.342 | 1
3RT10241AN24 | CONTACTOR, AC-3 5,5 KW/400 V, AC 220V 50/60HZ, 3-POLE, 2 NO + 2 NC, SIZE S0, SCREW CONNECTION | 48.86 | TEM | 1 | CP | 0.413 | 1
3RT10241AN24 | CONTACTOR, AC-3 5,5 KW/400 V, AC 220V 50/60HZ, 3-POLE, 2 NO + 2 NC, SIZE S0, SCREW CONNECTION | 48.86 | TEM | 1 | CP | 0.413 | 1
3RT10241AP00 | CONTACTOR, AC-3 5.5 KW/400 V, AC 230 V, 50 HZ, 3-POLE, SIZE S0, SCREW CONNECTION | 32.44 | TEM | 1 | CP | 0.338 | 1
3RT10241AP00 | CONTACTOR, AC-3 5.5 KW/400 V, AC 230 V, 50 HZ, 3-POLE, SIZE S0, SCREW CONNECTION | 32.44 | TEM | 1 | CP | 0.338 | 1
3RT10241AP00 | CONTACTOR, AC-3 5.5 KW/400 V, AC 230 V, 50 HZ, 3-POLE, SIZE S0, SCREW CONNECTION | 32.44 | TEM | 1 | CP | 0.338 | 1
3RT10241AP04 | CONTACTOR, AC-3 5.5 KW/400 V, AC 230 V, 50 HZ, 3-POLE, 2 NO + 2 NC, SIZE S0, SCREW CONNECTION | 48.86 | TEM | 1 | CP | 0.41 | 1
3RT10241AP04 | CONTACTOR, AC-3 5.5 KW/400 V, AC 230 V, 50 HZ, 3-POLE, 2 NO + 2 NC, SIZE S0, SCREW CONNECTION | 48.86 | TEM | 1 | CP | 0.41 | 1
3RT10241AP60 | CONTACTOR, AC-3 5,5 KW/400 V, AC 220V 50HZ/240V 60HZ, 3-POLE, SIZE S0, SCREW CONNECTION | 32.44 | TEM | 1 | CP | 0.343 | 1
3RT10241AP60 | CONTACTOR, AC-3 5,5 KW/400 V, AC 220V 50HZ/240V 60HZ, 3-POLE, SIZE S0, SCREW CONNECTION | 32.44 | TEM | 1 | CP | 0.343 | 1
3RT10241AR60 | CONTACTOR, AC-3 5,5 KW/400 V, AC 400V, 50HZ/60HZ, 440V, 60HZ, 3 POLE, MOD. S0, SCREW-TYPE CONNECTION | 35.09 | TEM | 1 | CP | 0.34 | 1
3RT10241AR60 | CONTACTOR, AC-3 5,5 KW/400 V, AC 400V, 50HZ/60HZ, 440V, 60HZ, 3 POLE, MOD. S0, SCREW-TYPE CONNECTION | 35.09 | TEM | 1 | CP | 0.34 | 1
3RT10241AV00 | CONTACTOR, AC-3 5,5 KW/400 V, AC 400 V 50 HZ, 3-POLE, SIZE S0, SCREW CONNECTION | 35.09 | TEM | 1 | CP | 0.337 | 1
3RT10241AV00 | CONTACTOR, AC-3 5,5 KW/400 V, AC 400 V 50 HZ, 3-POLE, SIZE S0, SCREW CONNECTION | 35.09 | TEM | 1 | CP | 0.337 | 1
3RT10241BB40 | CONTACTOR, AC-3 5.5 KW/400 V, DC 24 V, 3-POLE, SIZE S0, SCREW CONNECTION | 68.34 | TEM | 1 | CP | 0.567 | 1
3RT10241BB40 | CONTACTOR, AC-3 5.5 KW/400 V, DC 24 V, 3-POLE, SIZE S0, SCREW CONNECTION | 68.34 | TEM | 1 | CP | 0.567 | 1
3RT10241BB44 | CONTACTOR, AC-3 5.5 KW/400 V, DC 24 V, 3-POLE, 2 NO + 2 NC, SIZE S0, SCREW CONNECTION | 84.56 | TEM | 1 | CP | 0.637 | 1
3RT10241BB44 | CONTACTOR, AC-3 5.5 KW/400 V, DC 24 V, 3-POLE, 2 NO + 2 NC, SIZE S0, SCREW CONNECTION | 84.56 | TEM | 1 | CP | 0.637 | 1
3RT10241BF40 | CONTACTOR, AC-3 5.5 KW/400 V, DC 110 V, 3-POLE, SIZE S0, SCREW CONNECTION | 68.34 | TEM | 1 | CP | 0.573 | 1
3RT10241BF40 | CONTACTOR, AC-3 5.5 KW/400 V, DC 110 V, 3-POLE, SIZE S0, SCREW CONNECTION | 68.34 | TEM | 1 | CP | 0.573 | 1
3RT10241BM40 | CONTACTOR, AC-3 5.5 KW/400 V, DC 220 V, 3-POLE, SIZE S0, SCREW CONNECTION | 68.34 | TEM | 1 | CP | 0.57 | 1
3RT10241BM40 | CONTACTOR, AC-3 5.5 KW/400 V, DC 220 V, 3-POLE, SIZE S0, SCREW CONNECTION | 68.34 | TEM | 1 | CP | 0.57 | 1
3RT10241BM44 | CONTACTOR, AC-3 5.5 KW/400 V, DC 220 V, 3-POLE, 2 NO + 2 NC, SIZE S0, SCREW CONNECTION | 84.56 | TEM | 1 | CP | 0.643 | 1
3RT10241BM44 | CONTACTOR, AC-3 5.5 KW/400 V, DC 220 V, 3-POLE, 2 NO + 2 NC, SIZE S0, SCREW CONNECTION | 84.56 | TEM | 1 | CP | 0.643 | 1
3RT10241KB40 | CONTACTOR, AC-3 5.5 KW/400 V, DC 24 V, 0.7...1.25*US, W. VARISTOR, 3-POLE, SIZE S0, SCREW CONNECTION | 73.54 | TEM | 1 | CP | 0.577 | 1
3RT10241KB40 | CONTACTOR, AC-3 5.5 KW/400 V, DC 24 V, 0.7...1.25*US, W. VARISTOR, 3-POLE, SIZE S0, SCREW CONNECTION | 73.54 | TEM | 1 | CP | 0.577 | 1
3RT10243AF00 | CONTACTOR, AC-3 5.5 KW/400 V, AC 110 V, 50 HZ, 3-POLE, SIZE S0, CAGE CLAMP CONNECTION | 33.05 | TEM | 1 | CP | 0.334 | 1
3RT10243AF00 | CONTACTOR, AC-3 5.5 KW/400 V, AC 110 V, 50 HZ, 3-POLE, SIZE S0, CAGE CLAMP CONNECTION | 33.05 | TEM | 1 | CP | 0.334 | 1
3RT10243AL20 | CONTACTOR, AC-3 5,5 KW/400 V, AC 230 V 50/60 HZ, 3-POLE, SIZE S0, CAGE CLAMP CONNECTION | 33.05 | TEM | 1 | CP | 0.342 | 1
3RT10243AL20 | CONTACTOR, AC-3 5,5 KW/400 V, AC 230 V 50/60 HZ, 3-POLE, SIZE S0, CAGE CLAMP CONNECTION | 33.05 | TEM | 1 | CP | 0.342 | 1
3RT10243AL201AA0 | CONTACTOR 3-PH 5.5 KW/400 V, 230 V AC 50/60 HZ, 3-POLE, SIZE S0, MAIN CUR.: SCREW CONNECTION, MAIN CUR.: CAGE CLAMP STANDING MOUNTING POSITION | 40.7 | TEM | 1 | CP | 0.34 | 1
3RT10243AL201AA0 | CONTACTOR 3-PH 5.5 KW/400 V, 230 V AC 50/60 HZ, 3-POLE, SIZE S0, MAIN CUR.: SCREW CONNECTION, MAIN CUR.: CAGE CLAMP STANDING MOUNTING POSITION | 40.7 | TEM | 1 | CP | 0.34 | 1
3RT10243AP00 | CONTACTOR, AC-3 5.5 KW/400 V, AC 230 V, 50 HZ, 3-POLE, SIZE S0, CAGE CLAMP | 33.05 | TEM | 1 | CP | 0.336 | 1
3RT10243AP00 | CONTACTOR, AC-3 5.5 KW/400 V, AC 230 V, 50 HZ, 3-POLE, SIZE S0, CAGE CLAMP | 33.05 | TEM | 1 | CP | 0.336 | 1
3RT10243BB40 | CONTACTOR, AC-3 5.5 KW/400 V, DC 24 V, 3-POLE, SIZE S0, CAGE CLAMP | 69.46 | TEM | 1 | CP | 0.567 | 1
3RT10243BB40 | CONTACTOR, AC-3 5.5 KW/400 V, DC 24 V, 3-POLE, SIZE S0, CAGE CLAMP | 69.46 | TEM | 1 | CP | 0.567 | 1
3RT10243BB40 | CONTACTOR, AC-3 5.5 KW/400 V, DC 24 V, 3-POLE, SIZE S0, CAGE CLAMP | 69.46 | TEM | 1 | CP | 0.567 | 1
3RT10251AB00 | CONTACTOR, AC-3 7.5 KW/400 V, AC 24 V, 50 HZ, 3-POLE, SIZE S0, SCREW CONNECTION | 46.51 | TEM | 1 | CP | 0.342 | 1
3RT10251AB00 | CONTACTOR, AC-3 7.5 KW/400 V, AC 24 V, 50 HZ, 3-POLE, SIZE S0, SCREW CONNECTION | 46.51 | TEM | 1 | CP | 0.342 | 1
3RT10251AB04 | CONTACTOR, AC-3 7.5 KW/400 V, AC 24 V, 50 HZ, 3-POLE, 2 NO + 2 NC, SIZE S0, SCREW CONNECTION | 64.26 | TEM | 1 | CP | 0.413 | 1
3RT10251AB04 | CONTACTOR, AC-3 7.5 KW/400 V, AC 24 V, 50 HZ, 3-POLE, 2 NO + 2 NC, SIZE S0, SCREW CONNECTION | 64.26 | TEM | 1 | CP | 0.413 | 1
3RT10251AC20 | CONTACTOR, AC-3 7.5 KW/400 V, AC 24V 50/60HZ, 3-POLE, SIZE S0, SCREW CONNECTION | 46.51 | TEM | 1 | CP | 0.34 | 1
3RT10251AC20 | CONTACTOR, AC-3 7.5 KW/400 V, AC 24V 50/60HZ, 3-POLE, SIZE S0, SCREW CONNECTION | 46.51 | TEM | 1 | CP | 0.34 | 1
3RT10251AD00 | CONTACTOR, AC-3 7.5 KW/400 V, AC 42 V, 50 HZ, 3-POLE, SIZE S0, SCREW CONNECTION | 49.27 | TEM | 1 | CP | 0.34 | 1
3RT10251AD00 | CONTACTOR, AC-3 7.5 KW/400 V, AC 42 V, 50 HZ, 3-POLE, SIZE S0, SCREW CONNECTION | 49.27 | TEM | 1 | CP | 0.34 | 1
3RT10251AD04 | CONTACTOR, AC-3 7.5 KW/400 V, AC 42 V, 50 HZ, 3-POLE, 2 NO + 2 NC, SIZE S0, SCREW CONNECTION | 66.1 | TEM | 1 | CP | 0.411 | 1
3RT10251AD04 | CONTACTOR, AC-3 7.5 KW/400 V, AC 42 V, 50 HZ, 3-POLE, 2 NO + 2 NC, SIZE S0, SCREW CONNECTION | 66.1 | TEM | 1 | CP | 0.411 | 1
3RT10251AF00 | CONTACTOR, AC-3 7.5 KW/400 V, AC 110 V, 50 HZ, 3-POLE, SIZE S0, SCREW CONNECTION | 46.51 | TEM | 1 | CP | 0.337 | 1
3RT10251AF00 | CONTACTOR, AC-3 7.5 KW/400 V, AC 110 V, 50 HZ, 3-POLE, SIZE S0, SCREW CONNECTION | 46.51 | TEM | 1 | CP | 0.337 | 1
3RT10251AF04 | CONTACTOR, AC-3 7.5 KW/400 V, AC 110 V, 50 HZ, 3-POLE, 2 NO + 2 NC, SIZE S0, SCREW CONNECTION | 64.26 | TEM | 1 | CP | 0.409 | 1
3RT10251AF04 | CONTACTOR, AC-3 7.5 KW/400 V, AC 110 V, 50 HZ, 3-POLE, 2 NO + 2 NC, SIZE S0, SCREW CONNECTION | 64.26 | TEM | 1 | CP | 0.409 | 1
3RT10251AG20 | CONTACTOR, AC-3 7.5 KW/400 V, AC 110V 50/60HZ, 3-POLE, SIZE S0, SCREW CONNECTION | 46.51 | TEM | 1 | CP | 0.343 | 1
3RT10251AG20 | CONTACTOR, AC-3 7.5 KW/400 V, AC 110V 50/60HZ, 3-POLE, SIZE S0, SCREW CONNECTION | 46.51 | TEM | 1 | CP | 0.343 | 1
3RT10251AG24 | CONTACTOR, AC-3 7.5 KW/400 V, AC 110V 50/60HZ, 3-POLE, 2 NO + 2 NC, SIZE S0, SCREW CONNECTION | 64.26 | TEM | 1 | CP | 0.414 | 1
3RT10251AG24 | CONTACTOR, AC-3 7.5 KW/400 V, AC 110V 50/60HZ, 3-POLE, 2 NO + 2 NC, SIZE S0, SCREW CONNECTION | 64.26 | TEM | 1 | CP | 0.414 | 1
3RT10251AH00 | CONTACTOR, AC-3 7.5 KW/400 V, AC 48 V, 50 HZ, 3-POLE, SIZE S0, SCREW CONNECTION | 46.51 | TEM | 1 | CP | 0.339 | 1
3RT10251AH00 | CONTACTOR, AC-3 7.5 KW/400 V, AC 48 V, 50 HZ, 3-POLE, SIZE S0, SCREW CONNECTION | 46.51 | TEM | 1 | CP | 0.339 | 1
3RT10251AH20 | CONTACTOR, AC-3 7.5 KW/400 V, AC 48V, 50/60HZ, 3-POLE, SIZE S0, SCREW CONNECTION | 49.27 | TEM | 1 | CP | 0.338 | 1
3RT10251AH20 | CONTACTOR, AC-3 7.5 KW/400 V, AC 48V, 50/60HZ, 3-POLE, SIZE S0, SCREW CONNECTION | 49.27 | TEM | 1 | CP | 0.338 | 1
3RT10251AL20 | CONTACTOR, AC-3 7,5 KW/400 V, AC 230 V, 50/60 HZ, 3-POLE, SIZE S0, SCREW CONNECTION | 46.51 | TEM | 1 | CP | 0.344 | 1
3RT10251AL20 | CONTACTOR, AC-3 7,5 KW/400 V, AC 230 V, 50/60 HZ, 3-POLE, SIZE S0, SCREW CONNECTION | 46.51 | TEM | 1 | CP | 0.344 | 1
3RT10251AL24 | CONTACTOR, AC-3 7,5 KW/400 V, AC 230V 50/60HZ, 3-POLE, 2 NO + 2 NC, SIZE S0, SCREW CONNECTION | 64.26 | TEM | 1 | CP | 0.414 | 1
3RT10251AL24 | CONTACTOR, AC-3 7,5 KW/400 V, AC 230V 50/60HZ, 3-POLE, 2 NO + 2 NC, SIZE S0, SCREW CONNECTION | 64.26 | TEM | 1 | CP | 0.414 | 1
3RT10251AL243MA0 | CONTACTOR, AC-3, 7,5KW/400V, 2NO+2NC, PERMANENT. JOINTED, 230V AC 50/60HZ, 3-POLE, 2NO+2NC PERMAN. JOINTED SIZE S0, SCREW TERMINAL FOR SUVA APPLICATIONS | 65.08 | TEM | 1 | CP | 0.41 | 1
3RT10251AL243MA0 | CONTACTOR, AC-3, 7,5KW/400V, 2NO+2NC, PERMANENT. JOINTED, 230V AC 50/60HZ, 3-POLE, 2NO+2NC PERMAN. JOINTED SIZE S0, SCREW TERMINAL FOR SUVA APPLICATIONS | 65.08 | TEM | 1 | CP | 0.41 | 1
3RT10251AN20 | CONTACTOR, AC-3 7,5 KW/400 V, AC 220V 50/60HZ 3-POLE, SIZE S0, SCREW CONNECTION | 46.51 | TEM | 1 | CP | 0.341 | 1
3RT10251AN20 | CONTACTOR, AC-3 7,5 KW/400 V, AC 220V 50/60HZ 3-POLE, SIZE S0, SCREW CONNECTION | 46.51 | TEM | 1 | CP | 0.341 | 1
3RT10251AN24 | CONTACTOR, AC-3 7,5 KW/400 V, AC 220V 50/60HZ, 3-POLE, 2 NO + 2 NC, SIZE S0, SCREW CONNECTION | 64.26 | TEM | 1 | CP | 0.411 | 1
3RT10251AN24 | CONTACTOR, AC-3 7,5 KW/400 V, AC 220V 50/60HZ, 3-POLE, 2 NO + 2 NC, SIZE S0, SCREW CONNECTION | 64.26 | TEM | 1 | CP | 0.411 | 1
3RT10251AP00 | CONTACTOR, AC-3 7.5 KW/400 V, AC 230 V, 50 HZ, 3-POLE, SIZE S0, SCREW CONNECTION | 46.51 | TEM | 1 | CP | 0.34 | 1
3RT10251AP00 | CONTACTOR, AC-3 7.5 KW/400 V, AC 230 V, 50 HZ, 3-POLE, SIZE S0, SCREW CONNECTION | 46.51 | TEM | 1 | CP | 0.34 | 1
3RT10251AP04 | CONTACTOR, AC-3 7.5 KW/400 V, AC 230 V, 50 HZ, 3-POLE, 2 NO + 2 NC, SIZE S0, SCREW CONNECTION | 64.26 | TEM | 1 | CP | 0.41 | 1
3RT10251AP04 | CONTACTOR, AC-3 7.5 KW/400 V, AC 230 V, 50 HZ, 3-POLE, 2 NO + 2 NC, SIZE S0, SCREW CONNECTION | 64.26 | TEM | 1 | CP | 0.41 | 1
3RT10251AR00 | CONTACTOR, AC-3 7.5 KW/400 V, 415 V AC, 50 HZ, 3-POLE, S0 MODULE, SCREW-CONNECTION | 49.27 | TEM | 1 | CP | 0.34 | 1
3RT10251AR00 | CONTACTOR, AC-3 7.5 KW/400 V, 415 V AC, 50 HZ, 3-POLE, S0 MODULE, SCREW-CONNECTION | 49.27 | TEM | 1 | CP | 0.34 | 1
3RT10251AR60 | CONTACTOR, AC-3 7,5 KW/400 V, AC 400V, 50HZ/60HZ, 440V, 60HZ, 3 POLE, MOD. S0, SCREW CONNECTION | 49.27 | TEM | 1 | CP | 0.34 | 1
3RT10251AR60 | CONTACTOR, AC-3 7,5 KW/400 V, AC 400V, 50HZ/60HZ, 440V, 60HZ, 3 POLE, MOD. S0, SCREW CONNECTION | 49.27 | TEM | 1 | CP | 0.34 | 1
3RT10251AV00 | CONTACTOR, AC-3, 7.5KW/400V, AC 400V, 50HZ, 3-POLE, SIZE S0, SCREW TERMINAL | 49.27 | TEM | 1 | CP | 0.338 | 1
3RT10251AV00 | CONTACTOR, AC-3, 7.5KW/400V, AC 400V, 50HZ, 3-POLE, SIZE S0, SCREW TERMINAL | 49.27 | TEM | 1 | CP | 0.338 | 1
3RT10251BA40 | CONTACTOR 3-PH 7.5 KW/400 V, DC 12 V, 3-POLE, SIZE S0, SCREW CONNECTION | 91.39 | TEM | 1 | CP | 0.559 | 1
3RT10251BA40 | CONTACTOR 3-PH 7.5 KW/400 V, DC 12 V, 3-POLE, SIZE S0, SCREW CONNECTION | 91.39 | TEM | 1 | CP | 0.559 | 1
3RT10251BB40 | CONTACTOR, AC-3 7.5 KW/400 V, DC 24 V, 3-POLE, SIZE S0, SCREW CONNECTION | 87.21 | TEM | 1 | CP | 0.567 | 1
3RT10251BB40 | CONTACTOR, AC-3 7.5 KW/400 V, DC 24 V, 3-POLE, SIZE S0, SCREW CONNECTION | 87.21 | TEM | 1 | CP | 0.567 | 1
3RT10251BB44 | CONTACTOR, AC-3 7.5 KW/400 V, DC 24 V, 3-POLE, 2 NO + 2 NC, SIZE S0, SCREW CONNECTION | 103.94 | TEM | 1 | CP | 0.643 | 1
3RT10251BB44 | CONTACTOR, AC-3 7.5 KW/400 V, DC 24 V, 3-POLE, 2 NO + 2 NC, SIZE S0, SCREW CONNECTION | 103.94 | TEM | 1 | CP | 0.643 | 1
3RT10251BF40 | CONTACTOR, AC-3 7.5 KW/400 V, DC 110 V, 3-POLE, SIZE S0, SCREW CONNECTION | 87.21 | TEM | 1 | CP | 0.575 | 1
3RT10251BF40 | CONTACTOR, AC-3 7.5 KW/400 V, DC 110 V, 3-POLE, SIZE S0, SCREW CONNECTION | 87.21 | TEM | 1 | CP | 0.575 | 1
3RT10251BM40 | CONTACTOR, AC-3 7.5 KW/400 V, DC 220 V, 3-POLE, SIZE S0, SCREW CONNECTION | 87.21 | TEM | 1 | CP | 0.57 | 1
3RT10251BM40 | CONTACTOR, AC-3 7.5 KW/400 V, DC 220 V, 3-POLE, SIZE S0, SCREW CONNECTION | 87.21 | TEM | 1 | CP | 0.57 | 1
3RT10251BM44 | CONTACTOR, AC-3 7.5 KW/400 V, DC 220 V, 3-POLE, 2 NO + 2 NC, SIZE S0, SCREW CONNECTION | 103.94 | TEM | 1 | CP | 0.644 | 1
3RT10251BM44 | CONTACTOR, AC-3 7.5 KW/400 V, DC 220 V, 3-POLE, 2 NO + 2 NC, SIZE S0, SCREW CONNECTION | 103.94 | TEM | 1 | CP | 0.644 | 1
3RT10251BW40 | CONTACTOR, AC-3 7.5 KW/400 V, DC 48 V, 3-POLE, SIZE S0, SCREW CONNECTION | 87.21 | TEM | 1 | CP | 0.569 | 1
3RT10251BW40 | CONTACTOR, AC-3 7.5 KW/400 V, DC 48 V, 3-POLE, SIZE S0, SCREW CONNECTION | 87.21 | TEM | 1 | CP | 0.569 | 1
3RT10251BW44 | CONTACTOR, AC-3 7.5 KW/400 V, DC 48 V, 3-POLE, 2 NO + 2 NC, SIZE S0, SCREW CONNECTION | 103.94 | TEM | 1 | CP | 0.68 | 1
3RT10251BW44 | CONTACTOR, AC-3 7.5 KW/400 V, DC 48 V, 3-POLE, 2 NO + 2 NC, SIZE S0, SCREW CONNECTION | 103.94 | TEM | 1 | CP | 0.68 | 1
3RT10251KB40 | CONTACTOR, AC-3 7.5 KW/400 V, DC 24 V, 0.7...1.25*US, W. VARISTOR, 3-POLE, SIZE S0, SCREW CONNECTION | 83.74 | TEM | 1 | CP | 0.581 | 1
3RT10251KB40 | CONTACTOR, AC-3 7.5 KW/400 V, DC 24 V, 0.7...1.25*US, W. VARISTOR, 3-POLE, SIZE S0, SCREW CONNECTION | 83.74 | TEM | 1 | CP | 0.581 | 1
3RT10251XF400LA2 | CONTACTOR, AC-3, 7.5KW/400V DC 110V,0.7...1.25*US,3-POLE SIZE S0, SCREW CONNECTION WITH SOLID-STATE CONTROL BLOCK VARISTOR INTEGRATED | 118.22 | TEM | 1 | CP | 0.64 | 1
3RT10251XF400LA2 | CONTACTOR, AC-3, 7.5KW/400V DC 110V,0.7...1.25*US,3-POLE SIZE S0, SCREW CONNECTION WITH SOLID-STATE CONTROL BLOCK VARISTOR INTEGRATED | 118.22 | TEM | 1 | CP | 0.64 | 1
3RT10253AB00 | CONTACTOR, AC-3 7.5 KW/400 V, AC 24 V, 50 HZ, 3-POLE, SIZE S0, CAGE CLAMP CONNECTION | 47.43 | TEM | 1 | CP | 0.338 | 1
3RT10253AB00 | CONTACTOR, AC-3 7.5 KW/400 V, AC 24 V, 50 HZ, 3-POLE, SIZE S0, CAGE CLAMP CONNECTION | 47.43 | TEM | 1 | CP | 0.338 | 1
3RT10253AF06 | CONTACTOR 3-PH 7.5 KW/400 V, 2NO + 2NC, 110 V AC, 50 HZ, 3-POLE, SIZE S0, MAIN CUR.: SCREW CONNECTION MAIN CUR.: CAGE CLAMP +2 AUX. SWITCH BLOCK (2NO+2NC) | 78.23 | TEM | 1 | CP | 0.429 | 1
3RT10253AF06 | CONTACTOR 3-PH 7.5 KW/400 V, 2NO + 2NC, 110 V AC, 50 HZ, 3-POLE, SIZE S0, MAIN CUR.: SCREW CONNECTION MAIN CUR.: CAGE CLAMP +2 AUX. SWITCH BLOCK (2NO+2NC) | 78.23 | TEM | 1 | CP | 0.429 | 1
3RT10253AL20 | CONTACTOR, AC-3 7,5 KW/400 V, AC 230 V 50/60 HZ, 3-POLE, SIZE S0, CAGE CLAMP CONNECTION | 47.43 | TEM | 1 | CP | 0.342 | 1
3RT10253AL20 | CONTACTOR, AC-3 7,5 KW/400 V, AC 230 V 50/60 HZ, 3-POLE, SIZE S0, CAGE CLAMP CONNECTION | 47.43 | TEM | 1 | CP | 0.342 | 1
3RT10253AP00 | CONTACTOR, AC-3 7.5 KW/400 V, AC 230 V, 50 HZ, 3-POLE, SIZE S0, CAGE CLAMP CONNECTION | 47.43 | TEM | 1 | CP | 0.338 | 1
3RT10253AP00 | CONTACTOR, AC-3 7.5 KW/400 V, AC 230 V, 50 HZ, 3-POLE, SIZE S0, CAGE CLAMP CONNECTION | 47.43 | TEM | 1 | CP | 0.338 | 1
3RT10253KB40 | CONTACTOR, AC-3 7.5 KW/400 V, DC 24 V, 0.7...1.25*US, W. VARISTOR, 3-POLE, SIZE S0, CAGE CLAMP | 91.39 | TEM | 1 | CP | 0.58 | 1
3RT10253KB40 | CONTACTOR, AC-3 7.5 KW/400 V, DC 24 V, 0.7...1.25*US, W. VARISTOR, 3-POLE, SIZE S0, CAGE CLAMP | 91.39 | TEM | 1 | CP | 0.58 | 1
3RT10253KB440LA0 | CONTACTOR, AC-3 7.5KW/400V, DC 24V, 0.7...1.25*US, 3-POLE, SIZE S0, CAGE CLAMP CONNECTION | 129.13 | TEM | 1 | CP | 0.753 | 1
3RT10253KB440LA0 | CONTACTOR, AC-3 7.5KW/400V, DC 24V, 0.7...1.25*US, 3-POLE, SIZE S0, CAGE CLAMP CONNECTION | 129.13 | TEM | 1 | CP | 0.753 | 1
3RT10261AB00 | CONTACTOR, AC-3 11 KW/400 V, AC 24 V, 50 HZ, 3-POLE, SIZE S0, SCREW CONNECTION | 62.73 | TEM | 1 | CP | 0.342 | 1
3RT10261AB00 | CONTACTOR, AC-3 11 KW/400 V, AC 24 V, 50 HZ, 3-POLE, SIZE S0, SCREW CONNECTION | 62.73 | TEM | 1 | CP | 0.342 | 1
3RT10261AB04 | CONTACTOR, AC-3 11 KW/400 V, AC 24 V, 50 HZ, 3-POLE, 2 NO + 2 NC, SIZE S0, SCREW CONNECTION | 79.87 | TEM | 1 | CP | 0.414 | 1
3RT10261AB04 | CONTACTOR, AC-3 11 KW/400 V, AC 24 V, 50 HZ, 3-POLE, 2 NO + 2 NC, SIZE S0, SCREW CONNECTION | 79.87 | TEM | 1 | CP | 0.414 | 1
3RT10261AC20 | CONTACTOR, AC-3 11 KW/400 V, AC 24V 50/60HZ, 3-POLE, SIZE S0, SCREW CONNECTION | 62.73 | TEM | 1 | CP | 0.338 | 1
3RT10261AC20 | CONTACTOR, AC-3 11 KW/400 V, AC 24V 50/60HZ, 3-POLE, SIZE S0, SCREW CONNECTION | 62.73 | TEM | 1 | CP | 0.338 | 1
3RT10261AC24 | CONTACTOR, AC-3 11 KW/400 V, AC 24V 50/60HZ, 3-POLE, 2 NO + 2 NC, SIZE S0, SCREW CONNECTION | 79.87 | TEM | 1 | CP | 0.412 | 1
3RT10261AC24 | CONTACTOR, AC-3 11 KW/400 V, AC 24V 50/60HZ, 3-POLE, 2 NO + 2 NC, SIZE S0, SCREW CONNECTION | 79.87 | TEM | 1 | CP | 0.412 | 1
3RT10261AD00 | CONTACTOR, AC-3 11 KW/400 V, AC 42 V, 50 HZ, 3-POLE, SIZE S0, SCREW CONNECTION | 65.48 | TEM | 1 | CP | 0.338 | 1
3RT10261AD00 | CONTACTOR, AC-3 11 KW/400 V, AC 42 V, 50 HZ, 3-POLE, SIZE S0, SCREW CONNECTION | 65.48 | TEM | 1 | CP | 0.338 | 1
3RT10261AF00 | CONTACTOR, AC-3 11 KW/400 V, AC 110 V, 50 HZ, 3-POLE, SIZE S0, SCREW CONNECTION | 62.73 | TEM | 1 | CP | 0.339 | 1
3RT10261AF00 | CONTACTOR, AC-3 11 KW/400 V, AC 110 V, 50 HZ, 3-POLE, SIZE S0, SCREW CONNECTION | 62.73 | TEM | 1 | CP | 0.339 | 1
3RT10261AF04 | CONTACTOR, AC-3 11 KW/400 V, AC 110 V, 50 HZ, 3-POLE, 2 NO + 2 NC, SIZE S0, SCREW CONNECTION | 79.87 | TEM | 1 | CP | 0.409 | 1
3RT10261AF04 | CONTACTOR, AC-3 11 KW/400 V, AC 110 V, 50 HZ, 3-POLE, 2 NO + 2 NC, SIZE S0, SCREW CONNECTION | 79.87 | TEM | 1 | CP | 0.409 | 1
3RT10261AG20 | CONTACTOR, AC-3 11 KW/400 V, AC 110V 50/60HZ, 3-POLE, SIZE S0, SCREW CONNECTION | 62.73 | TEM | 1 | CP | 0.343 | 1
3RT10261AG20 | CONTACTOR, AC-3 11 KW/400 V, AC 110V 50/60HZ, 3-POLE, SIZE S0, SCREW CONNECTION | 62.73 | TEM | 1 | CP | 0.343 | 1
3RT10261AG24 | CONTACTOR, AC-3 11 KW/400 V, AC 110V 50HZ/60HZ, 3-POLE, 2 NO + 2 NC, SIZE S0, SCREW CONNECTION | 79.87 | TEM | 1 | CP | 0.415 | 1
3RT10261AG24 | CONTACTOR, AC-3 11 KW/400 V, AC 110V 50HZ/60HZ, 3-POLE, 2 NO + 2 NC, SIZE S0, SCREW CONNECTION | 79.87 | TEM | 1 | CP | 0.415 | 1
3RT10261AH00 | CONTACTOR, AC-3 11 KW/400 V, AC 48 V, 50 HZ, 3-POLE, SIZE S0, SCREW CONNECTION | 62.73 | TEM | 1 | CP | 0.341 | 1
3RT10261AH00 | CONTACTOR, AC-3 11 KW/400 V, AC 48 V, 50 HZ, 3-POLE, SIZE S0, SCREW CONNECTION | 62.73 | TEM | 1 | CP | 0.341 | 1
3RT10261AK60 | CONTACTOR, AC-3, 11KW/400V, AC 110V 50HZ/120V 60HZ, 3-POLE, SIZE S0, SCREW TERMINAL | 62.73 | TEM | 1 | CP | 0.338 | 1
3RT10261AK60 | CONTACTOR, AC-3, 11KW/400V, AC 110V 50HZ/120V 60HZ, 3-POLE, SIZE S0, SCREW TERMINAL | 62.73 | TEM | 1 | CP | 0.338 | 1
3RT10261AL20 | CONTACTOR, AC-3 11 KW / 400 V, AC 230 V 50/60 HZ, 3-POLE, SIZE S0, SCREW CONNECTION | 62.73 | TEM | 1 | CP | 0.342 | 1
3RT10261AL20 | CONTACTOR, AC-3 11 KW / 400 V, AC 230 V 50/60 HZ, 3-POLE, SIZE S0, SCREW CONNECTION | 62.73 | TEM | 1 | CP | 0.342 | 1
3RT10261AL24 | CONTACTOR, AC-3 11 KW / 400 V, AC 230 V 50/60 HZ, 3-POLE, 2 NO + 2 NC, SIZE S0, SCREW CONNECTION | 79.87 | TEM | 1 | CP | 0.416 | 1
3RT10261AL24 | CONTACTOR, AC-3 11 KW / 400 V, AC 230 V 50/60 HZ, 3-POLE, 2 NO + 2 NC, SIZE S0, SCREW CONNECTION | 79.87 | TEM | 1 | CP | 0.416 | 1
3RT10261AN20 | CONTACTOR, AC-3 11 KW / 400 V, AC 220 V 50/60 HZ, 3-POLE, SIZE S0, SCREW CONNECTION | 62.73 | TEM | 1 | CP | 0.341 | 1
3RT10261AN20 | CONTACTOR, AC-3 11 KW / 400 V, AC 220 V 50/60 HZ, 3-POLE, SIZE S0, SCREW CONNECTION | 62.73 | TEM | 1 | CP | 0.341 | 1
3RT10261AN24 | CONTACTOR, AC-3 11 KW / 400 V, AC 220 V 50/60 HZ, 3-POLE, 2 NO + 2 NC, SIZE S0, SCREW CONNECTION | 79.87 | TEM | 1 | CP | 0.412 | 1
3RT10261AN24 | CONTACTOR, AC-3 11 KW / 400 V, AC 220 V 50/60 HZ, 3-POLE, 2 NO + 2 NC, SIZE S0, SCREW CONNECTION | 79.87 | TEM | 1 | CP | 0.412 | 1
3RT10261AP00 | CONTACTOR, AC-3 11 KW/400 V, AC 230 V, 50 HZ, 3-POLE, SIZE S0, SCREW CONNECTION | 62.73 | TEM | 1 | CP | 0.339 | 1
3RT10261AP00 | CONTACTOR, AC-3 11 KW/400 V, AC 230 V, 50 HZ, 3-POLE, SIZE S0, SCREW CONNECTION | 62.73 | TEM | 1 | CP | 0.339 | 1
3RT10261AP00 | CONTACTOR, AC-3 11 KW/400 V, AC 230 V, 50 HZ, 3-POLE, SIZE S0, SCREW CONNECTION | 62.73 | TEM | 1 | CP | 0.339 | 1
3RT10261AP04 | CONTACTOR, AC-3 11 KW/400 V, AC 230 V, 50 HZ, 3-POLE, 2 NO + 2 NC, SIZE S0, SCREW CONNECTION | 79.87 | TEM | 1 | CP | 0.411 | 1
3RT10261AP04 | CONTACTOR, AC-3 11 KW/400 V, AC 230 V, 50 HZ, 3-POLE, 2 NO + 2 NC, SIZE S0, SCREW CONNECTION | 79.87 | TEM | 1 | CP | 0.411 | 1
3RT10261AR60 | CONTACTOR, AC-3 11 KW / 400 V, AC 400V, 50HZ/60HZ, 440V, 60HZ, 3 POLE, MOD. S0, SCREW CONNECTION | 65.48 | TEM | 1 | CP | 0.34 | 1
3RT10261AR60 | CONTACTOR, AC-3 11 KW / 400 V, AC 400V, 50HZ/60HZ, 440V, 60HZ, 3 POLE, MOD. S0, SCREW CONNECTION | 65.48 | TEM | 1 | CP | 0.34 | 1
3RT10261AV00 | CONTACTOR, AC-3 11 KW / 400 V, AC 400 V, 50 HZ 3-POLE, SIZE S0, SCREW CONNECTION | 65.48 | TEM | 1 | CP | 0.34 | 1
3RT10261AV00 | CONTACTOR, AC-3 11 KW / 400 V, AC 400 V, 50 HZ 3-POLE, SIZE S0, SCREW CONNECTION | 65.48 | TEM | 1 | CP | 0.34 | 1
3RT10261AV04 | CONTACTOR, AC-3, 11KW/400V, AC 400V, 50HZ, 2NO+2NC, 3-POLE, SIZE S0, SCREW TERMINAL | 81.91 | TEM | 1 | CP | 0.413 | 1
3RT10261AV04 | CONTACTOR, AC-3, 11KW/400V, AC 400V, 50HZ, 2NO+2NC, 3-POLE, SIZE S0, SCREW TERMINAL | 81.91 | TEM | 1 | CP | 0.413 | 1
3RT10261BB40 | CONTACTOR, AC-3 11 KW/400 V, DC 24 V, 3-POLE, SIZE S0, SCREW CONNECTION | 102.2 | TEM | 1 | CP | 0.568 | 1
3RT10261BB40 | CONTACTOR, AC-3 11 KW/400 V, DC 24 V, 3-POLE, SIZE S0, SCREW CONNECTION | 102.2 | TEM | 1 | CP | 0.568 | 1
3RT10261BB400BA0 | CONTACTOR, AC-3 11 KW/400 V, DC 24 V, 3-POLE, SIZE S0, SCREW CONNECTION, SPECIAL PURPOSE DEVICE | 123.73 | TEM | 1 | CP | 0.568 | 1
3RT10261BB400BA0 | CONTACTOR, AC-3 11 KW/400 V, DC 24 V, 3-POLE, SIZE S0, SCREW CONNECTION, SPECIAL PURPOSE DEVICE | 123.73 | TEM | 1 | CP | 0.568 | 1
3RT10261BB44 | CONTACTOR, AC-3 11 KW/400 V, DC 24 V, 3-POLE, 2 NO + 2 NC, SIZE S0, SCREW CONNECTION | 119.54 | TEM | 1 | CP | 0.644 | 1
3RT10261BB44 | CONTACTOR, AC-3 11 KW/400 V, DC 24 V, 3-POLE, 2 NO + 2 NC, SIZE S0, SCREW CONNECTION | 119.54 | TEM | 1 | CP | 0.644 | 1
3RT10261BE80 | CONTACTOR 3-PH 11 KW / 400 V, 80 V DC, 3-POLE, SCREW CONNECTION | 106.39 | TEM | 1 | CP | 0.576 | 1
3RT10261BE80 | CONTACTOR 3-PH 11 KW / 400 V, 80 V DC, 3-POLE, SCREW CONNECTION | 106.39 | TEM | 1 | CP | 0.576 | 1
3RT10261BF40 | CONTACTOR, AC-3 11 KW/400 V, DC 110 V, 3-POLE, SIZE S0, SCREW CONNECTION | 102.2 | TEM | 1 | CP | 0.574 | 1
3RT10261BF40 | CONTACTOR, AC-3 11 KW/400 V, DC 110 V, 3-POLE, SIZE S0, SCREW CONNECTION | 102.2 | TEM | 1 | CP | 0.574 | 1
3RT10261BF44 | CONTACTOR, AC-3 11 KW/400 V, DC 110 V, 3-POLE, 2 NO + 2 NC, SIZE S0, SCREW CONNECTION | 119.54 | TEM | 1 | CP | 0.645 | 1
3RT10261BF44 | CONTACTOR, AC-3 11 KW/400 V, DC 110 V, 3-POLE, 2 NO + 2 NC, SIZE S0, SCREW CONNECTION | 119.54 | TEM | 1 | CP | 0.645 | 1
3RT10261BG44 | CONTACTOR, AC-3 11 KW/400 V, DC 125 V, 3-POLE, 2 NO + 2 NC, SIZE S0, SCREW CONNECTION | 122.81 | TEM | 1 | CP | 0.644 | 1
3RT10261BG44 | CONTACTOR, AC-3 11 KW/400 V, DC 125 V, 3-POLE, 2 NO + 2 NC, SIZE S0, SCREW CONNECTION | 122.81 | TEM | 1 | CP | 0.644 | 1
3RT10261BM40 | CONTACTOR, AC-3 11 KW/400 V, DC 220 V, 3-POLE, SIZE S0, SCREW CONNECTION | 102.2 | TEM | 1 | CP | 0.571 | 1
3RT10261BM40 | CONTACTOR, AC-3 11 KW/400 V, DC 220 V, 3-POLE, SIZE S0, SCREW CONNECTION | 102.2 | TEM | 1 | CP | 0.571 | 1
3RT10261BM44 | CONTACTOR, AC-3 11 KW/400 V, DC 220 V, 3-POLE, 2 NO + 2 NC, SIZE S0, SCREW CONNECTION | 119.54 | TEM | 1 | CP | 0.641 | 1
3RT10261BM44 | CONTACTOR, AC-3 11 KW/400 V, DC 220 V, 3-POLE, 2 NO + 2 NC, SIZE S0, SCREW CONNECTION | 119.54 | TEM | 1 | CP | 0.641 | 1
3RT10261BP40 | CONTACTOR, AC-3 11 KW / 400 V, DC 230 V, 3-POLE, SIZE S0, SCREW CONNECTION | 106.39 | TEM | 1 | CP | 0.585 | 1
3RT10261BP40 | CONTACTOR, AC-3 11 KW / 400 V, DC 230 V, 3-POLE, SIZE S0, SCREW CONNECTION | 106.39 | TEM | 1 | CP | 0.585 | 1
3RT10261BW40 | CONTACTOR, AC-3 11 KW/400 V, DC 48 V, 3-POLE, SIZE S0, SCREW CONNECTION | 102.2 | TEM | 1 | CP | 0.572 | 1
3RT10261BW40 | CONTACTOR, AC-3 11 KW/400 V, DC 48 V, 3-POLE, SIZE S0, SCREW CONNECTION | 102.2 | TEM | 1 | CP | 0.572 | 1
3RT10261KB40 | CONTACTOR, AC-3 11 KW/400 V, DC 24 V, 0.7...1.25*US, W. VARISTOR, 3-POLE, SIZE S0, SCREW CONNECTION | 100.57 | TEM | 1 | CP | 0.581 | 1
3RT10261KB40 | CONTACTOR, AC-3 11 KW/400 V, DC 24 V, 0.7...1.25*US, W. VARISTOR, 3-POLE, SIZE S0, SCREW CONNECTION | 100.57 | TEM | 1 | CP | 0.581 | 1
3RT10263AB00 | CONTACTOR, AC-3 11 KW/400 V, AC 24 V, 50 HZ, 3-POLE, SIZE S0, CAGE CLAMP | 63.85 | TEM | 1 | CP | 0.34 | 1
3RT10263AB00 | CONTACTOR, AC-3 11 KW/400 V, AC 24 V, 50 HZ, 3-POLE, SIZE S0, CAGE CLAMP | 63.85 | TEM | 1 | CP | 0.34 | 1
3RT10263AL20 | CONTACTOR, AC-3 11 KW / 400 V, AC 230 V 50/60 HZ, 3-POLE, SIZE S0, CAGE CLAMP | 63.85 | TEM | 1 | CP | 0.341 | 1
3RT10263AL20 | CONTACTOR, AC-3 11 KW / 400 V, AC 230 V 50/60 HZ, 3-POLE, SIZE S0, CAGE CLAMP | 63.85 | TEM | 1 | CP | 0.341 | 1
3RT10263AL201AA0 | CONTACTOR 3-PH 11 KW / 400 V, 230 V AC 50/60 HZ, 3-POLE, SIZE S0, MAIN CUR.: SCREW CONNECTION, MAIN CUR.: CAGE CLAMP STANDING MOUNTING POSITION | 71.91 | TEM | 1 | CP | 0.343 | 1
3RT10263AL201AA0 | CONTACTOR 3-PH 11 KW / 400 V, 230 V AC 50/60 HZ, 3-POLE, SIZE S0, MAIN CUR.: SCREW CONNECTION, MAIN CUR.: CAGE CLAMP STANDING MOUNTING POSITION | 71.91 | TEM | 1 | CP | 0.343 | 1
3RT10263AN20 | CONTACTOR, AC-3 11 KW / 400 V, AC 220 V 50/60 HZ, 3-POLE, SIZE S0, CAGE CLAMP | 63.85 | TEM | 1 | CP | 0.34 | 1
3RT10263AN20 | CONTACTOR, AC-3 11 KW / 400 V, AC 220 V 50/60 HZ, 3-POLE, SIZE S0, CAGE CLAMP | 63.85 | TEM | 1 | CP | 0.34 | 1
3RT10263AP00 | CONTACTOR, AC-3 11 KW/400 V, AC 230 V, 50 HZ, 3-POLE, SIZE S0, CAGE CLAMP | 63.85 | TEM | 1 | CP | 0.338 | 1
3RT10263AP00 | CONTACTOR, AC-3 11 KW/400 V, AC 230 V, 50 HZ, 3-POLE, SIZE S0, CAGE CLAMP | 63.85 | TEM | 1 | CP | 0.338 | 1
3RT10263BB40 | CONTACTOR, AC-3 11 KW/400 V, DC 24 V, 3-POLE, SIZE S0, CAGE CLAMP | 103.94 | TEM | 1 | CP | 0.568 | 1
3RT10263BB40 | CONTACTOR, AC-3 11 KW/400 V, DC 24 V, 3-POLE, SIZE S0, CAGE CLAMP | 103.94 | TEM | 1 | CP | 0.568 | 1
3RT10263KB40 | CONTACTOR, AC-3 11 KW/400 V, DC 24 V, 0.7...1.25*US, W. VARISTOR, 3-POLE, SIZE S0, CAGE CLAMP | 102.2 | TEM | 1 | CP | 0.575 | 1
3RT10263KB40 | CONTACTOR, AC-3 11 KW/400 V, DC 24 V, 0.7...1.25*US, W. VARISTOR, 3-POLE, SIZE S0, CAGE CLAMP | 102.2 | TEM | 1 | CP | 0.575 | 1
3RT10341AB00 | CONTACTOR, AC-3 15 KW/400 V, AC 24 V, 50 HZ, 3-POLE, SIZE S2, SCREW CONNECTION | 90.82 | TEM | 1 | CP | 0.821 | 1
3RT10341AB00 | CONTACTOR, AC-3 15 KW/400 V, AC 24 V, 50 HZ, 3-POLE, SIZE S2, SCREW CONNECTION | 90.82 | TEM | 1 | CP | 0.821 | 1
3RT10341AB04 | CONTACTOR, AC-3 15 KW/400 V, AC 24 V, 50 HZ, 2 NO + 2 NC 3-POLE, SIZE S2, SCREW CONNECTION | 108.04 | TEM | 1 | CP | 0.911 | 1
3RT10341AB04 | CONTACTOR, AC-3 15 KW/400 V, AC 24 V, 50 HZ, 2 NO + 2 NC 3-POLE, SIZE S2, SCREW CONNECTION | 108.04 | TEM | 1 | CP | 0.911 | 1
3RT10341AC20 | CONTACTOR, AC-3 15 KW/400 V, AC 24V 50/60HZ, 3-POLE, SIZE S2, SCREW CONNECTION | 90.82 | TEM | 1 | CP | 0.822 | 1
3RT10341AC20 | CONTACTOR, AC-3 15 KW/400 V, AC 24V 50/60HZ, 3-POLE, SIZE S2, SCREW CONNECTION | 90.82 | TEM | 1 | CP | 0.822 | 1
3RT10341AD00 | CONTACTOR, AC-3 15 KW/400 V, AC 42 V, 50 HZ, 3-POLE, SIZE S2, SCREW CONNECTION | 94.3 | TEM | 1 | CP | 0.815 | 1
3RT10341AD00 | CONTACTOR, AC-3 15 KW/400 V, AC 42 V, 50 HZ, 3-POLE, SIZE S2, SCREW CONNECTION | 94.3 | TEM | 1 | CP | 0.815 | 1
3RT10341AD04 | CONTACTOR, AC-3 15 KW/400 V, AC 42 V, 50 HZ, 2 NO + 2 NC, 3-POLE, SIZE S2, SCREW CONNECTION | 111.42 | TEM | 1 | CP | 0.901 | 1
3RT10341AD04 | CONTACTOR, AC-3 15 KW/400 V, AC 42 V, 50 HZ, 2 NO + 2 NC, 3-POLE, SIZE S2, SCREW CONNECTION | 111.42 | TEM | 1 | CP | 0.901 | 1
3RT10341AF00 | CONTACTOR, AC-3 15 KW/400 V, AC 110 V, 50 HZ, 3-POLE, SIZE S2, SCREW CONNECTION | 90.82 | TEM | 1 | CP | 0.823 | 1
3RT10341AF00 | CONTACTOR, AC-3 15 KW/400 V, AC 110 V, 50 HZ, 3-POLE, SIZE S2, SCREW CONNECTION | 90.82 | TEM | 1 | CP | 0.823 | 1
3RT10341AF04 | CONTACTOR, AC-3 15 KW/400 V, AC 110 V, 50 HZ, 2 NO + 2 0E 3-POLE, SIZE S2, SCREW CONNECTION | 108.04 | TEM | 1 | CP | 0.912 | 1
3RT10341AF04 | CONTACTOR, AC-3 15 KW/400 V, AC 110 V, 50 HZ, 2 NO + 2 0E 3-POLE, SIZE S2, SCREW CONNECTION | 108.04 | TEM | 1 | CP | 0.912 | 1
3RT10341AG20 | CONTACTOR, AC-3 15 KW/400 V, AC 110V 50/60HZ, 3-POLE, SIZE S2, SCREW CONNECTION | 90.82 | TEM | 1 | CP | 0.813 | 1
3RT10341AG20 | CONTACTOR, AC-3 15 KW/400 V, AC 110V 50/60HZ, 3-POLE, SIZE S2, SCREW CONNECTION | 90.82 | TEM | 1 | CP | 0.813 | 1
3RT10341AH00 | CONTACTOR, AC-3 15 KW/400 V, AC 48 V, 50 HZ, 3-POLE, SIZE S2, SCREW CONNECTION | 90.82 | TEM | 1 | CP | 0.84 | 1
3RT10341AH00 | CONTACTOR, AC-3 15 KW/400 V, AC 48 V, 50 HZ, 3-POLE, SIZE S2, SCREW CONNECTION | 90.82 | TEM | 1 | CP | 0.84 | 1
3RT10341AH24 | CONTACTOR, AC-3 15 KW/400 V, AC48V, 50/60HZ, 2 NO + 2 NC 3-POLE, SIZE S2, SCREW CONNECTION | 111.42 | TEM | 1 | CP | 0.91 | 1
3RT10341AH24 | CONTACTOR, AC-3 15 KW/400 V, AC48V, 50/60HZ, 2 NO + 2 NC 3-POLE, SIZE S2, SCREW CONNECTION | 111.42 | TEM | 1 | CP | 0.91 | 1
3RT10341AK60 | CONTACTOR, AC-3 15 KW/400 V, AC 110V 50HZ/120V 60HZ 3-POLE, SIZE S2, SCREW CONNECTION | 90.82 | TEM | 1 | CP | 0.818 | 1
3RT10341AK60 | CONTACTOR, AC-3 15 KW/400 V, AC 110V 50HZ/120V 60HZ 3-POLE, SIZE S2, SCREW CONNECTION | 90.82 | TEM | 1 | CP | 0.818 | 1
3RT10341AL20 | CONTACTOR, AC-3 15 KW/400 V, AC 230 V, 50/60 HZ, 3-POLE, SIZE S2, SCREW CONNECTION | 90.82 | TEM | 1 | CP | 0.818 | 1
3RT10341AL20 | CONTACTOR, AC-3 15 KW/400 V, AC 230 V, 50/60 HZ, 3-POLE, SIZE S2, SCREW CONNECTION | 90.82 | TEM | 1 | CP | 0.818 | 1
3RT10341AL24 | CONTACTOR, AC-3 15 KW/400 V, AC 230V 50/60HZ 2 NO + 2 NC 3-POLE, SIZE S2, SCREW CONNECTION | 108.04 | TEM | 1 | CP | 0.912 | 1
3RT10341AL24 | CONTACTOR, AC-3 15 KW/400 V, AC 230V 50/60HZ 2 NO + 2 NC 3-POLE, SIZE S2, SCREW CONNECTION | 108.04 | TEM | 1 | CP | 0.912 | 1
3RT10341AN20 | CONTACTOR, AC-3 15 KW/400 V, AC 220V 50/60HZ 3-POLE, SIZE S2, SCREW CONNECTION | 90.82 | TEM | 1 | CP | 0.818 | 1
3RT10341AN20 | CONTACTOR, AC-3 15 KW/400 V, AC 220V 50/60HZ 3-POLE, SIZE S2, SCREW CONNECTION | 90.82 | TEM | 1 | CP | 0.818 | 1
3RT10341AN24 | CONTACTOR, AC-3 15 KW/400 V, AC 220V 50/60HZ 2 NO + 2 NC 3-POLE, SIZE S2, SCREW CONNECTION | 108.04 | TEM | 1 | CP | 0.908 | 1
3RT10341AN24 | CONTACTOR, AC-3 15 KW/400 V, AC 220V 50/60HZ 2 NO + 2 NC 3-POLE, SIZE S2, SCREW CONNECTION | 108.04 | TEM | 1 | CP | 0.908 | 1
3RT10341AP00 | CONTACTOR, AC-3 15 KW/400 V, AC 230 V, 50 HZ, 3-POLE, SIZE S2, SCREW CONNECTION | 90.82 | TEM | 1 | CP | 0.813 | 1
3RT10341AP00 | CONTACTOR, AC-3 15 KW/400 V, AC 230 V, 50 HZ, 3-POLE, SIZE S2, SCREW CONNECTION | 90.82 | TEM | 1 | CP | 0.813 | 1
3RT10341AP04 | CONTACTOR, AC-3 15 KW/400 V, AC 230 V, 50 HZ, 2 NO + 2 NC 3-POLE, SIZE S2, SCREW CONNECTION | 108.04 | TEM | 1 | CP | 0.908 | 1
3RT10341AP04 | CONTACTOR, AC-3 15 KW/400 V, AC 230 V, 50 HZ, 2 NO + 2 NC 3-POLE, SIZE S2, SCREW CONNECTION | 108.04 | TEM | 1 | CP | 0.908 | 1
3RT10341AR00 | CONTACTOR, AC-3 15 KW/400 V, 415 V AC 50 HZ 3-POLE, S2 MODULE, SCREW-CONNECTION | 94.3 | TEM | 1 | CP | 0.817 | 1
3RT10341AR00 | CONTACTOR, AC-3 15 KW/400 V, 415 V AC 50 HZ 3-POLE, S2 MODULE, SCREW-CONNECTION | 94.3 | TEM | 1 | CP | 0.817 | 1
3RT10341AR60 | CONTACTOR, AC-3 15 KW/400 V, AC 400V, 50HZ/60HZ, 440V, 60HZ, 3 POLE, MOD. S2, SCREW CONNECTION | 94.3 | TEM | 1 | CP | 0.817 | 1
3RT10341AR60 | CONTACTOR, AC-3 15 KW/400 V, AC 400V, 50HZ/60HZ, 440V, 60HZ, 3 POLE, MOD. S2, SCREW CONNECTION | 94.3 | TEM | 1 | CP | 0.817 | 1
3RT10341AV00 | CONTACTOR, AC-3 15 KW/400 V, AC 400 V, 50 HZ, 3-POLE, SIZE S2, SCREW CONNECTION | 94.3 | TEM | 1 | CP | 0.82 | 1
3RT10341AV00 | CONTACTOR, AC-3 15 KW/400 V, AC 400 V, 50 HZ, 3-POLE, SIZE S2, SCREW CONNECTION | 94.3 | TEM | 1 | CP | 0.82 | 1
3RT10341BB40 | CONTACTOR, AC-3 15 KW/400 V, DC 24 V, 3-POLE, SIZE S2, SCREW CONNECTION | 143.09 | TEM | 1 | CP | 1.415 | 1
3RT10341BB40 | CONTACTOR, AC-3 15 KW/400 V, DC 24 V, 3-POLE, SIZE S2, SCREW CONNECTION | 143.09 | TEM | 1 | CP | 1.415 | 1
3RT10341BB44 | CONTACTOR, AC-3 15 KW/400 V, DC 24 V, 3-POLE, 2 NO + 2 NC, SIZE S2, SCREW CONNECTION | 160.31 | TEM | 1 | CP | 1.53 | 1
3RT10341BB44 | CONTACTOR, AC-3 15 KW/400 V, DC 24 V, 3-POLE, 2 NO + 2 NC, SIZE S2, SCREW CONNECTION | 160.31 | TEM | 1 | CP | 1.53 | 1
3RT10341BF40 | CONTACTOR, AC-3 15 KW/400 V, DC 110 V, 3-POLE, SIZE S2, SCREW CONNECTION | 143.09 | TEM | 1 | CP | 1.425 | 1
3RT10341BF40 | CONTACTOR, AC-3 15 KW/400 V, DC 110 V, 3-POLE, SIZE S2, SCREW CONNECTION | 143.09 | TEM | 1 | CP | 1.425 | 1
3RT10341BF44 | CONTACTOR, AC-3 15 KW/400 V, DC 110 V, 3-POLE, 2 NO + 2 NC, SIZE S2, SCREW CONNECTION | 160.31 | TEM | 1 | CP | 1.484 | 1
3RT10341BF44 | CONTACTOR, AC-3 15 KW/400 V, DC 110 V, 3-POLE, 2 NO + 2 NC, SIZE S2, SCREW CONNECTION | 160.31 | TEM | 1 | CP | 1.484 | 1
3RT10341BM40 | CONTACTOR, AC-3 15 KW/400 V, DC 220 V, 3-POLE, SIZE S2, SCREW CONNECTION | 143.09 | TEM | 1 | CP | 1.446 | 1
3RT10341BM40 | CONTACTOR, AC-3 15 KW/400 V, DC 220 V, 3-POLE, SIZE S2, SCREW CONNECTION | 143.09 | TEM | 1 | CP | 1.446 | 1
3RT10341BM44 | CONTACTOR, AC-3 15 KW/400 V, DC 220 V, 3-POLE, 2 NO + 2 NC, SIZE S2 SCREW CONNECTION | 160.31 | TEM | 1 | CP | 1.484 | 1
3RT10341BM44 | CONTACTOR, AC-3 15 KW/400 V, DC 220 V, 3-POLE, 2 NO + 2 NC, SIZE S2 SCREW CONNECTION | 160.31 | TEM | 1 | CP | 1.484 | 1
3RT10341BP40 | CONTACTOR, AC-3 15 KW/400 V, DC 230 V, 3-POLE, SIZE S2, SCREW CONNECTION | 148.32 | TEM | 1 | CP | 1.406 | 1
3RT10341BP40 | CONTACTOR, AC-3 15 KW/400 V, DC 230 V, 3-POLE, SIZE S2, SCREW CONNECTION | 148.32 | TEM | 1 | CP | 1.406 | 1
3RT10341BW40 | CONTACTOR, AC-3 15 KW/400 V, DC 48 V, 3-POLE, SIZE S2, SCREW CONNECTION | 143.09 | TEM | 1 | CP | 1.408 | 1
3RT10341BW40 | CONTACTOR, AC-3 15 KW/400 V, DC 48 V, 3-POLE, SIZE S2, SCREW CONNECTION | 143.09 | TEM | 1 | CP | 1.408 | 1
3RT10341BW44 | CONTACTOR, AC-3 15 KW/400 V, DC 48 V, 3-POLE, 2 NO + 2 NC, SIZE S0, SCREW CONNECTION | 160.31 | TEM | 1 | CP | 1.492 | 1
3RT10341BW44 | CONTACTOR, AC-3 15 KW/400 V, DC 48 V, 3-POLE, 2 NO + 2 NC, SIZE S0, SCREW CONNECTION | 160.31 | TEM | 1 | CP | 1.492 | 1
3RT10343AB00 | CONTACTOR, AC-3 15 KW/400 V, AC 24 V, 50 HZ, 3-POLE, SIZE S2, CAGE CLAMP | 92.56 | TEM | 1 | CP | 0.819 | 1
3RT10343AB00 | CONTACTOR, AC-3 15 KW/400 V, AC 24 V, 50 HZ, 3-POLE, SIZE S2, CAGE CLAMP | 92.56 | TEM | 1 | CP | 0.819 | 1
3RT10343AL20 | CONTACTOR, AC-3 15 KW/400 V, AC 230 V 50/60 HZ, 3-POLE, SIZE S2, CAGE CLAMP | 92.56 | TEM | 1 | CP | 0.814 | 1
3RT10343AL20 | CONTACTOR, AC-3 15 KW/400 V, AC 230 V 50/60 HZ, 3-POLE, SIZE S2, CAGE CLAMP | 92.56 | TEM | 1 | CP | 0.814 | 1
3RT10343AL201AA0 | CONTACTOR, AC-3 15 KW/400 V, AC 230 V 50/60 HZ, 3 -POLE, SIZE S2, MAIN CIRCUIT: SCREW CONNECTION, AUX. CIRCUIT: CAGE CLAMP UPWARD MOUNTING POSITION | 108.86 | TEM | 1 | CP | 0.817 | 1
3RT10343AL201AA0 | CONTACTOR, AC-3 15 KW/400 V, AC 230 V 50/60 HZ, 3 -POLE, SIZE S2, MAIN CIRCUIT: SCREW CONNECTION, AUX. CIRCUIT: CAGE CLAMP UPWARD MOUNTING POSITION | 108.86 | TEM | 1 | CP | 0.817 | 1
3RT10343AP00 | CONTACTOR, AC-3 15 KW/400 V, AC 230 V, 50 HZ, 3-POLE, SIZE S2, CAGE CLAMP | 92.56 | TEM | 1 | CP | 0.811 | 1
3RT10343AP00 | CONTACTOR, AC-3 15 KW/400 V, AC 230 V, 50 HZ, 3-POLE, SIZE S2, CAGE CLAMP | 92.56 | TEM | 1 | CP | 0.811 | 1
3RT10343BB40 | CONTACTOR, AC-3 15 KW/400 V, DC 24 V, 3-POLE, SIZE S2, CAGE CLAMP | 147.4 | TEM | 1 | CP | 1.403 | 1
3RT10343BB40 | CONTACTOR, AC-3 15 KW/400 V, DC 24 V, 3-POLE, SIZE S2, CAGE CLAMP | 147.4 | TEM | 1 | CP | 1.403 | 1
3RT10343BF40 | CONTACTOR, AC-3 15 KW/400 V, DC 110 V, 3-POLE, SIZE S2, CAGE CLAMP | 147.4 | TEM | 1 | CP | 1.389 | 1
3RT10343BF40 | CONTACTOR, AC-3 15 KW/400 V, DC 110 V, 3-POLE, SIZE S2, CAGE CLAMP | 147.4 | TEM | 1 | CP | 1.389 | 1
3RT10343BM40 | CONTACTOR, AC-3 15 KW/400 V, DC 220 V, 3-POLE, SIZE S2, CAGE CLAMP | 147.4 | TEM | 1 | CP | 1.418 | 1
3RT10343BM40 | CONTACTOR, AC-3 15 KW/400 V, DC 220 V, 3-POLE, SIZE S2, CAGE CLAMP | 147.4 | TEM | 1 | CP | 1.418 | 1
3RT10343KB440LA0 | CONTACTOR, AC-3 15KW/400V, DC 24V, 0.7...1.25*US, 3-POLE, SIZE S2, CAGE CLAMP CONNECTION | 198.85 | TEM | 1 | CP | 1.644 | 1
3RT10343KB440LA0 | CONTACTOR, AC-3 15KW/400V, DC 24V, 0.7...1.25*US, 3-POLE, SIZE S2, CAGE CLAMP CONNECTION | 198.85 | TEM | 1 | CP | 1.644 | 1
3RT10343XF400LA2 | CONTACTOR, AC-3, 15KW/400V DC 110V, 0.7...1.25*US, 3-POLE SIZE S2, CAGE CLAMP CONNECTION WITH SOLID-STATE CONTROL BLOCK VARISTOR INTEGRATED | 191.16 | TEM | 1 | CP | 1.5 | 1
3RT10343XF400LA2 | CONTACTOR, AC-3, 15KW/400V DC 110V, 0.7...1.25*US, 3-POLE SIZE S2, CAGE CLAMP CONNECTION WITH SOLID-STATE CONTROL BLOCK VARISTOR INTEGRATED | 191.16 | TEM | 1 | CP | 1.5 | 1
3RT10351AB00 | CONTACTOR, AC-3 18.5 KW/400 V, AC 24 V, 50 HZ, 3-POLE, SIZE S2, SCREW CONNECTION | 108.45 | TEM | 1 | CP | 0.838 | 1
3RT10351AB00 | CONTACTOR, AC-3 18.5 KW/400 V, AC 24 V, 50 HZ, 3-POLE, SIZE S2, SCREW CONNECTION | 108.45 | TEM | 1 | CP | 0.838 | 1
3RT10351AB04 | CONTACTOR, AC-3 18.5 KW/400 V, AC 24 V, 50 HZ, 2 NO + 2 NC 3-POLE, SIZE S2, SCREW CONNECTION | 126.59 | TEM | 1 | CP | 1.02 | 1
3RT10351AB04 | CONTACTOR, AC-3 18.5 KW/400 V, AC 24 V, 50 HZ, 2 NO + 2 NC 3-POLE, SIZE S2, SCREW CONNECTION | 126.59 | TEM | 1 | CP | 1.02 | 1
3RT10351AD00 | CONTACTOR, AC-3 18.5 KW/400 V, AC 42 V, 50 HZ, 3-POLE, SIZE S2, SCREW CONNECTION | 112.03 | TEM | 1 | CP | 0.85 | 1
3RT10351AD00 | CONTACTOR, AC-3 18.5 KW/400 V, AC 42 V, 50 HZ, 3-POLE, SIZE S2, SCREW CONNECTION | 112.03 | TEM | 1 | CP | 0.85 | 1
3RT10351AD04 | CONTACTOR, AC-3 18.5 KW/400 V, AC 42 V, 50 HZ, 2 NO + 2 NC, 3-POLE, SIZE S2, SCREW CONNECTION | 130.18 | TEM | 1 | CP | 0.927 | 1
3RT10351AD04 | CONTACTOR, AC-3 18.5 KW/400 V, AC 42 V, 50 HZ, 2 NO + 2 NC, 3-POLE, SIZE S2, SCREW CONNECTION | 130.18 | TEM | 1 | CP | 0.927 | 1
3RT10351AF00 | CONTACTOR, AC-3 18.5 KW/400 V, AC 110 V, 50 HZ, 3-POLE, SIZE S2, SCREW CONNECTION | 108.45 | TEM | 1 | CP | 0.84 | 1
3RT10351AF00 | CONTACTOR, AC-3 18.5 KW/400 V, AC 110 V, 50 HZ, 3-POLE, SIZE S2, SCREW CONNECTION | 108.45 | TEM | 1 | CP | 0.84 | 1
3RT10351AF04 | CONTACTOR, AC-3 18.5 KW/400 V, AC 110 V, 50 HZ, 2 NO + 2 NC 3-POLE, SIZE S2, SCREW CONNECTION | 126.59 | TEM | 1 | CP | 0.932 | 1
3RT10351AF04 | CONTACTOR, AC-3 18.5 KW/400 V, AC 110 V, 50 HZ, 2 NO + 2 NC 3-POLE, SIZE S2, SCREW CONNECTION | 126.59 | TEM | 1 | CP | 0.932 | 1
3RT10351AG20 | CONTACTOR, AC-3 18.5 KW/400 V, AC 110V 50/60HZ, 3-POLE, SIZE S2, SCREW CONNECTION | 108.45 | TEM | 1 | CP | 0.839 | 1
3RT10351AG20 | CONTACTOR, AC-3 18.5 KW/400 V, AC 110V 50/60HZ, 3-POLE, SIZE S2, SCREW CONNECTION | 108.45 | TEM | 1 | CP | 0.839 | 1
3RT10351AH00 | CONTACTOR, AC-3 18.5 KW/400 V, AC 48 V, 50 HZ, 3-POLE, SIZE S2, SCREW CONNECTION | 108.45 | TEM | 1 | CP | 0.89 | 1
3RT10351AH00 | CONTACTOR, AC-3 18.5 KW/400 V, AC 48 V, 50 HZ, 3-POLE, SIZE S2, SCREW CONNECTION | 108.45 | TEM | 1 | CP | 0.89 | 1
3RT10351AH04 | CONTACTOR, AC-3 18.5 KW/400 V, AC 48 V, 50 HZ, 2 NO + 2 NC, 3-POLE, SIZE S2, SCREW CONNECTION | 126.59 | TEM | 1 | CP | 0.923 | 1
3RT10351AH04 | CONTACTOR, AC-3 18.5 KW/400 V, AC 48 V, 50 HZ, 2 NO + 2 NC, 3-POLE, SIZE S2, SCREW CONNECTION | 126.59 | TEM | 1 | CP | 0.923 | 1
3RT10351AL20 | CONTACTOR, AC-3 18,5 KW/400 V, AC 230V 50/60HZ 3-POLE, SIZE S2, SCREW CONNECTION | 108.45 | TEM | 1 | CP | 0.884 | 1
3RT10351AL20 | CONTACTOR, AC-3 18,5 KW/400 V, AC 230V 50/60HZ 3-POLE, SIZE S2, SCREW CONNECTION | 108.45 | TEM | 1 | CP | 0.884 | 1
3RT10351AL24 | CONTACTOR, AC-3 18,5 KW/400 V, AC 230V 50/60HZ, 2 NO + 2 NC 3-POLE, SIZE S2, SCREW CONNECTION | 126.59 | TEM | 1 | CP | 0.936 | 1
3RT10351AL24 | CONTACTOR, AC-3 18,5 KW/400 V, AC 230V 50/60HZ, 2 NO + 2 NC 3-POLE, SIZE S2, SCREW CONNECTION | 126.59 | TEM | 1 | CP | 0.936 | 1
3RT10351AN24 | CONTACTOR, AC-3 18,5 KW/400 V, AC 220V 50/60HZ, 2 NO + 2 NC 3-POLE, SIZE S2, SCREW CONNECTION | 126.59 | TEM | 1 | CP | 0.96 | 1
3RT10351AN24 | CONTACTOR, AC-3 18,5 KW/400 V, AC 220V 50/60HZ, 2 NO + 2 NC 3-POLE, SIZE S2, SCREW CONNECTION | 126.59 | TEM | 1 | CP | 0.96 | 1
3RT10351AP00 | CONTACTOR, AC-3 18.5 KW/400 V, AC 230 V, 50 HZ, 3-POLE, SIZE S2, SCREW CONNECTION | 108.45 | TEM | 1 | CP | 0.835 | 1
3RT10351AP00 | CONTACTOR, AC-3 18.5 KW/400 V, AC 230 V, 50 HZ, 3-POLE, SIZE S2, SCREW CONNECTION | 108.45 | TEM | 1 | CP | 0.835 | 1
3RT10351AP04 | CONTACTOR, AC-3 18.5 KW/400 V, AC 230 V, 50 HZ, 2 NO + 2 NC 3-POLE, SIZE S2, SCREW CONNECTION | 126.59 | TEM | 1 | CP | 0.935 | 1
3RT10351AP04 | CONTACTOR, AC-3 18.5 KW/400 V, AC 230 V, 50 HZ, 2 NO + 2 NC 3-POLE, SIZE S2, SCREW CONNECTION | 126.59 | TEM | 1 | CP | 0.935 | 1
3RT10351AP60 | CONTACTOR, AC-3 18,5 KW/400 V, AC 220V 50HZ/240V 60HZ 3-POLE, SIZE S2, SCREW CONNECTION | 108.45 | TEM | 1 | CP | 0.88 | 1
3RT10351AP60 | CONTACTOR, AC-3 18,5 KW/400 V, AC 220V 50HZ/240V 60HZ 3-POLE, SIZE S2, SCREW CONNECTION | 108.45 | TEM | 1 | CP | 0.88 | 1
3RT10351AV00 | CONTACTOR, AC-3 18,5 KW/400 V, AC 400 V, 50HZ, 3-POLE, SIZE S2, SCREW CONNECTION | 112.03 | TEM | 1 | CP | 0.845 | 1
3RT10351AV00 | CONTACTOR, AC-3 18,5 KW/400 V, AC 400 V, 50HZ, 3-POLE, SIZE S2, SCREW CONNECTION | 112.03 | TEM | 1 | CP | 0.845 | 1
3RT10351BA40 | CONTACTOR, AC-3, 18.5KW/400V, DC 12V, 3-POLE, SIZE S2. SCREW TERMINAL | 171.69 | TEM | 1 | CP | 1.44 | 1
3RT10351BA40 | CONTACTOR, AC-3, 18.5KW/400V, DC 12V, 3-POLE, SIZE S2. SCREW TERMINAL | 171.69 | TEM | 1 | CP | 1.44 | 1
3RT10351BB40 | CONTACTOR, AC-3 18.5 KW/400 V, DC 24 V, 3-POLE, SIZE S2, SCREW CONNECTION | 166.36 | TEM | 1 | CP | 1.415 | 1
3RT10351BB40 | CONTACTOR, AC-3 18.5 KW/400 V, DC 24 V, 3-POLE, SIZE S2, SCREW CONNECTION | 166.36 | TEM | 1 | CP | 1.415 | 1
3RT10351BB44 | CONTACTOR, AC-3 18.5 KW/400 V, DC 24 V, 3-POLE, 2 NO + 2 NC, SIZE S2, SCREW CONNECTION | 184.4 | TEM | 1 | CP | 1.489 | 1
3RT10351BB44 | CONTACTOR, AC-3 18.5 KW/400 V, DC 24 V, 3-POLE, 2 NO + 2 NC, SIZE S2, SCREW CONNECTION | 184.4 | TEM | 1 | CP | 1.489 | 1
3RT10351BE40 | CONTACTOR, AC-3 18.5 KW/400 V, DC 60 V, 3-POLE, SIZE S2, SCREW CONNECTION | 171.69 | TEM | 1 | CP | 1.432 | 1
3RT10351BE40 | CONTACTOR, AC-3 18.5 KW/400 V, DC 60 V, 3-POLE, SIZE S2, SCREW CONNECTION | 171.69 | TEM | 1 | CP | 1.432 | 1
3RT10351BF44 | CONTACTOR, AC-3 18.5 KW/400 V, DC 110 V, 3-POLE, 2 NO + 2 NC, SIZE S2, SCREW CONNECTION | 184.4 | TEM | 1 | CP | 1.472 | 1
3RT10351BF44 | CONTACTOR, AC-3 18.5 KW/400 V, DC 110 V, 3-POLE, 2 NO + 2 NC, SIZE S2, SCREW CONNECTION | 184.4 | TEM | 1 | CP | 1.472 | 1
3RT10351BM40 | CONTACTOR, AC-3 18.5 KW/400 V, DC 220 V, 3-POLE, SIZE S2, SCREW CONNECTION | 166.36 | TEM | 1 | CP | 1.439 | 1
3RT10351BM40 | CONTACTOR, AC-3 18.5 KW/400 V, DC 220 V, 3-POLE, SIZE S2, SCREW CONNECTION | 166.36 | TEM | 1 | CP | 1.439 | 1
3RT10351BW40 | CONTACTOR, AC-3 18.5 KW/400 V, DC 48 V, 3-POLE, SIZE S2, SCREW CONNECTION | 166.36 | TEM | 1 | CP | 1.422 | 1
3RT10351BW40 | CONTACTOR, AC-3 18.5 KW/400 V, DC 48 V, 3-POLE, SIZE S2, SCREW CONNECTION | 166.36 | TEM | 1 | CP | 1.422 | 1
3RT10353AB00 | CONTACTOR, AC-3 18.5 KW/400 V, AC 24 V, 50 HZ, 3-POLE, SIZE S2, CAGE CLAMP | 110.29 | TEM | 1 | CP | 0.838 | 1
3RT10353AB00 | CONTACTOR, AC-3 18.5 KW/400 V, AC 24 V, 50 HZ, 3-POLE, SIZE S2, CAGE CLAMP | 110.29 | TEM | 1 | CP | 0.838 | 1
3RT10353AL20 | CONTACTOR, AC-3 18,5 KW/400 V, AC 230 V 50/60 HZ, 3-POLE, SIZE S2, CAGE CLAMP | 110.29 | TEM | 1 | CP | 0.836 | 1
3RT10353AL20 | CONTACTOR, AC-3 18,5 KW/400 V, AC 230 V 50/60 HZ, 3-POLE, SIZE S2, CAGE CLAMP | 110.29 | TEM | 1 | CP | 0.836 | 1
3RT10353AL201AA0 | CONTACTOR 3-PH 18.5 KW/400 V, 230 V AC 50/60 HZ, 3-POLE, SIZE S2, MAIN CUR.: SCREW CONNECTION, MAIN CUR.: CAGE CLAMP STANDING MOUNTING POSITION | 127.41 | TEM | 1 | CP | 0.839 | 1
3RT10353AL201AA0 | CONTACTOR 3-PH 18.5 KW/400 V, 230 V AC 50/60 HZ, 3-POLE, SIZE S2, MAIN CUR.: SCREW CONNECTION, MAIN CUR.: CAGE CLAMP STANDING MOUNTING POSITION | 127.41 | TEM | 1 | CP | 0.839 | 1
3RT10353AP00 | CONTACTOR, AC-3 18.5 KW/400 V, AC 230 V, 50 HZ, 3-POLE, SIZE S2, CAGE CLAMP | 110.29 | TEM | 1 | CP | 0.834 | 1
3RT10353AP00 | CONTACTOR, AC-3 18.5 KW/400 V, AC 230 V, 50 HZ, 3-POLE, SIZE S2, CAGE CLAMP | 110.29 | TEM | 1 | CP | 0.834 | 1
3RT10353BB40 | CONTACTOR, AC-3 18.5 KW/400 V, DC 24 V, 3-POLE, SIZE S2, CAGE CLAMP | 168.1 | TEM | 1 | CP | 1.426 | 1
3RT10353BB40 | CONTACTOR, AC-3 18.5 KW/400 V, DC 24 V, 3-POLE, SIZE S2, CAGE CLAMP | 168.1 | TEM | 1 | CP | 1.426 | 1
3RT10361AB00 | CONTACTOR, AC-3 22 KW/400 V, AC 24 V, 50 HZ, 3-POLE, SIZE S2, SCREW CONNECTION | 116.24 | TEM | 1 | CP | 0.841 | 1
3RT10361AB00 | CONTACTOR, AC-3 22 KW/400 V, AC 24 V, 50 HZ, 3-POLE, SIZE S2, SCREW CONNECTION | 116.24 | TEM | 1 | CP | 0.841 | 1
3RT10361AB04 | CONTACTOR, AC-3 22 KW/400 V, AC 24 V, 50 HZ, 2 NO + 2 NC 3-POLE, SIZE S2, SCREW CONNECTION | 130.89 | TEM | 1 | CP | 0.932 | 1
3RT10361AB04 | CONTACTOR, AC-3 22 KW/400 V, AC 24 V, 50 HZ, 2 NO + 2 NC 3-POLE, SIZE S2, SCREW CONNECTION | 130.89 | TEM | 1 | CP | 0.932 | 1
3RT10361AC20 | CONTACTOR, AC-3 22 KW/400 V, AC 24V 50/60HZ, 3-POLE, SIZE S2, SCREW CONNECTION | 116.24 | TEM | 1 | CP | 0.847 | 1
3RT10361AC20 | CONTACTOR, AC-3 22 KW/400 V, AC 24V 50/60HZ, 3-POLE, SIZE S2, SCREW CONNECTION | 116.24 | TEM | 1 | CP | 0.847 | 1
3RT10361AD00 | CONTACTOR, AC-3 22 KW/400 V, AC 42 V, 50 HZ, 3-POLE, SIZE S2, SCREW CONNECTION | 119.21 | TEM | 1 | CP | 0.85 | 1
3RT10361AD00 | CONTACTOR, AC-3 22 KW/400 V, AC 42 V, 50 HZ, 3-POLE, SIZE S2, SCREW CONNECTION | 119.21 | TEM | 1 | CP | 0.85 | 1
3RT10361AD04 | CONTACTOR, AC-3 22 KW/400 V, AC 42 V, 50 HZ, 2 NO + 2 NC, 3-POLE, SIZE S2, SCREW CONNECTION | 133.76 | TEM | 1 | CP | 0.94 | 1
3RT10361AD04 | CONTACTOR, AC-3 22 KW/400 V, AC 42 V, 50 HZ, 2 NO + 2 NC, 3-POLE, SIZE S2, SCREW CONNECTION | 133.76 | TEM | 1 | CP | 0.94 | 1
3RT10361AD20 | CONTACTOR, AC-3 22 KW/400 V, AC 42V 50/60HZ, 3-POLE, SIZE S2, SCREW CONNECTION | 119.21 | TEM | 1 | CP | 0.841 | 1
3RT10361AD20 | CONTACTOR, AC-3 22 KW/400 V, AC 42V 50/60HZ, 3-POLE, SIZE S2, SCREW CONNECTION | 119.21 | TEM | 1 | CP | 0.841 | 1
3RT10361AF00 | CONTACTOR, AC-3 22 KW/400 V, AC 110 V, 50 HZ, 3-POLE, SIZE S2, SCREW CONNECTION | 116.24 | TEM | 1 | CP | 0.84 | 1
3RT10361AF00 | CONTACTOR, AC-3 22 KW/400 V, AC 110 V, 50 HZ, 3-POLE, SIZE S2, SCREW CONNECTION | 116.24 | TEM | 1 | CP | 0.84 | 1
3RT10361AF04 | CONTACTOR, AC-3 22 KW/400 V, AC 110 V, 50 HZ, 2 NO + 2 NC 3-POLE, SIZE S2, SCREW CONNECTION | 130.89 | TEM | 1 | CP | 0.935 | 1
3RT10361AF04 | CONTACTOR, AC-3 22 KW/400 V, AC 110 V, 50 HZ, 2 NO + 2 NC 3-POLE, SIZE S2, SCREW CONNECTION | 130.89 | TEM | 1 | CP | 0.935 | 1
3RT10361AG20 | CONTACTOR, AC-3 22 KW/400 V, AC 110V 50/60HZ, 3-POLE, SIZE S2, SCREW CONNECTION | 116.24 | TEM | 1 | CP | 1.37 | 1
3RT10361AG20 | CONTACTOR, AC-3 22 KW/400 V, AC 110V 50/60HZ, 3-POLE, SIZE S2, SCREW CONNECTION | 116.24 | TEM | 1 | CP | 1.37 | 1
3RT10361AH00 | CONTACTOR, AC-3 22 KW/400 V, AC 48 V, 50 HZ, 3-POLE, SIZE S2, SCREW CONNECTION | 116.24 | TEM | 1 | CP | 0.834 | 1
3RT10361AH00 | CONTACTOR, AC-3 22 KW/400 V, AC 48 V, 50 HZ, 3-POLE, SIZE S2, SCREW CONNECTION | 116.24 | TEM | 1 | CP | 0.834 | 1
3RT10361AH04 | CONTACTOR, AC-3 22 KW/400 V, AC 48 V, 50 HZ, 2 NO + 2 NC, 3-POLE, SIZE S2, SCREW CONNECTION | 130.89 | TEM | 1 | CP | 0.936 | 1
3RT10361AH04 | CONTACTOR, AC-3 22 KW/400 V, AC 48 V, 50 HZ, 2 NO + 2 NC, 3-POLE, SIZE S2, SCREW CONNECTION | 130.89 | TEM | 1 | CP | 0.936 | 1
3RT10361AH24 | CONTACTOR, AC-3 22 KW/400 V, AC 48 V, 50/60 HZ, 2 NO + 2 NC 3-POLE, SIZE S2, SCREW CONNECTION | 133.76 | TEM | 1 | CP | 0.93 | 1
3RT10361AH24 | CONTACTOR, AC-3 22 KW/400 V, AC 48 V, 50/60 HZ, 2 NO + 2 NC 3-POLE, SIZE S2, SCREW CONNECTION | 133.76 | TEM | 1 | CP | 0.93 | 1
3RT10361AL20 | CONTACTOR, AC-3 22 KW/400 V, AC 230 V, 50/60 HZ, 3-POLE, SIZE S2, SCREW CONNECTION | 116.24 | TEM | 1 | CP | 1.105 | 1
3RT10361AL20 | CONTACTOR, AC-3 22 KW/400 V, AC 230 V, 50/60 HZ, 3-POLE, SIZE S2, SCREW CONNECTION | 116.24 | TEM | 1 | CP | 1.105 | 1
3RT10361AL24 | CONTACTOR, AC-3 22 KW/400 V, AC 230V 50/60HZ 2 NO + 2 NC 3-POLE, SIZE S2, SCREW CONNECTION | 130.89 | TEM | 1 | CP | 0.936 | 1
3RT10361AL24 | CONTACTOR, AC-3 22 KW/400 V, AC 230V 50/60HZ 2 NO + 2 NC 3-POLE, SIZE S2, SCREW CONNECTION | 130.89 | TEM | 1 | CP | 0.936 | 1
3RT10361AN20 | CONTACTOR, AC-3 22 KW/400 V, AC 220V 50/60HZ 3-POLE, SIZE S2, SCREW CONNECTION | 116.24 | TEM | 1 | CP | 0.842 | 1
3RT10361AN20 | CONTACTOR, AC-3 22 KW/400 V, AC 220V 50/60HZ 3-POLE, SIZE S2, SCREW CONNECTION | 116.24 | TEM | 1 | CP | 0.842 | 1
3RT10361AN24 | CONTACTOR, AC-3 22 KW/400 V, AC 220V 50/60HZ 2 NO + 2 NC 3-POLE, SIZE S2, SCREW CONNECTION | 130.89 | TEM | 1 | CP | 0.933 | 1
3RT10361AN24 | CONTACTOR, AC-3 22 KW/400 V, AC 220V 50/60HZ 2 NO + 2 NC 3-POLE, SIZE S2, SCREW CONNECTION | 130.89 | TEM | 1 | CP | 0.933 | 1
3RT10361AP00 | CONTACTOR, AC-3 22 KW/400 V, AC 230 V, 50 HZ, 3-POLE, SIZE S2, SCREW CONNECTION | 116.24 | TEM | 1 | CP | 0.837 | 1
3RT10361AP00 | CONTACTOR, AC-3 22 KW/400 V, AC 230 V, 50 HZ, 3-POLE, SIZE S2, SCREW CONNECTION | 116.24 | TEM | 1 | CP | 0.837 | 1
3RT10361AP04 | CONTACTOR, AC-3 22 KW/400 V, AC 230 V, 50 HZ, 2 NO + 2 NC 3-POLE, SIZE S2, SCREW CONNECTION | 130.89 | TEM | 1 | CP | 0.928 | 1
3RT10361AP04 | CONTACTOR, AC-3 22 KW/400 V, AC 230 V, 50 HZ, 2 NO + 2 NC 3-POLE, SIZE S2, SCREW CONNECTION | 130.89 | TEM | 1 | CP | 0.928 | 1
3RT10361AQ20 | CONTACTOR 3-PH 22 KW/400 V, 500 V AC, 50/60 HZ, 3-POLE, SIZE S2, SCREW CONNECTION | 119.21 | TEM | 1 | CP | 0.846 | 1
3RT10361AQ20 | CONTACTOR 3-PH 22 KW/400 V, 500 V AC, 50/60 HZ, 3-POLE, SIZE S2, SCREW CONNECTION | 119.21 | TEM | 1 | CP | 0.846 | 1
3RT10361AR00 | CONTACTOR, AC-3 22 KW/400 V, 415 V AC 50, 3-POLE, S2 MODULE, SCREW-CONNECTION | 119.21 | TEM | 1 | CP | 0.846 | 1
3RT10361AR00 | CONTACTOR, AC-3 22 KW/400 V, 415 V AC 50, 3-POLE, S2 MODULE, SCREW-CONNECTION | 119.21 | TEM | 1 | CP | 0.846 | 1
3RT10361AR60 | CONTACTOR, AC-3 22 KW/400 V, AC 400V, 50HZ/60HZ, 440V, 60HZ, 3 POLE, MOD. S2, SCREW CONNECTION | 119.21 | TEM | 1 | CP | 0.849 | 1
3RT10361AR60 | CONTACTOR, AC-3 22 KW/400 V, AC 400V, 50HZ/60HZ, 440V, 60HZ, 3 POLE, MOD. S2, SCREW CONNECTION | 119.21 | TEM | 1 | CP | 0.849 | 1
3RT10361AT60 | CONTACTOR, AC-3 22 KW/400 V, AC 600 V, 60 HZ, 3-POLE, SIZE S2, SCREW CONNECTION | 119.21 | TEM | 1 | CP | 0.84 | 1
3RT10361AT60 | CONTACTOR, AC-3 22 KW/400 V, AC 600 V, 60 HZ, 3-POLE, SIZE S2, SCREW CONNECTION | 119.21 | TEM | 1 | CP | 0.84 | 1
3RT10361AV00 | CONTACTOR, AC-3 22 KW/400 V, AC 400 V, 50 HZ, 3-POLE, SIZE S2, SCREW CONNECTION | 119.21 | TEM | 1 | CP | 0.852 | 1
3RT10361AV00 | CONTACTOR, AC-3 22 KW/400 V, AC 400 V, 50 HZ, 3-POLE, SIZE S2, SCREW CONNECTION | 119.21 | TEM | 1 | CP | 0.852 | 1
3RT10361BB40 | CONTACTOR, AC-3 22 KW/400 V, DC 24 V, 3-POLE, SIZE S2, SCREW CONNECTION | 179.89 | TEM | 1 | CP | 1.426 | 1
3RT10361BB40 | CONTACTOR, AC-3 22 KW/400 V, DC 24 V, 3-POLE, SIZE S2, SCREW CONNECTION | 179.89 | TEM | 1 | CP | 1.426 | 1
3RT10361BB44 | CONTACTOR, AC-3 22 KW/400 V, DC 24 V, 3-POLE, 2 NO + 2 NC, SIZE S2, SCREW CONNECTION | 194.44 | TEM | 1 | CP | 1.533 | 1
3RT10361BB44 | CONTACTOR, AC-3 22 KW/400 V, DC 24 V, 3-POLE, 2 NO + 2 NC, SIZE S2, SCREW CONNECTION | 194.44 | TEM | 1 | CP | 1.533 | 1
3RT10361BF40 | CONTACTOR, AC-3 22 KW/400 V, DC 110 V, 3-POLE, SIZE S2, SCREW CONNECTION | 179.89 | TEM | 1 | CP | 1.399 | 1
3RT10361BF40 | CONTACTOR, AC-3 22 KW/400 V, DC 110 V, 3-POLE, SIZE S2, SCREW CONNECTION | 179.89 | TEM | 1 | CP | 1.399 | 1
3RT10361BM40 | CONTACTOR, AC-3 22 KW/400 V, DC 220 V, 3-POLE, SIZE S2, SCREW CONNECTION | 179.89 | TEM | 1 | CP | 1.441 | 1
3RT10361BM40 | CONTACTOR, AC-3 22 KW/400 V, DC 220 V, 3-POLE, SIZE S2, SCREW CONNECTION | 179.89 | TEM | 1 | CP | 1.441 | 1
3RT10361BM44 | CONTACTOR, AC-3 22 KW/400 V, DC 220 V, 3-POLE, 2 NO + 2 NC, SIZE S2, SCREW CONNECTION | 194.44 | TEM | 1 | CP | 1.51 | 1
3RT10361BM44 | CONTACTOR, AC-3 22 KW/400 V, DC 220 V, 3-POLE, 2 NO + 2 NC, SIZE S2, SCREW CONNECTION | 194.44 | TEM | 1 | CP | 1.51 | 1
3RT10361BP40 | CONTACTOR, AC-3 22 KW/400 V, DC 230 V, 3-POLE, SIZE S2, SCREW CONNECTION | 184.19 | TEM | 1 | CP | 1.414 | 1
3RT10361BP40 | CONTACTOR, AC-3 22 KW/400 V, DC 230 V, 3-POLE, SIZE S2, SCREW CONNECTION | 184.19 | TEM | 1 | CP | 1.414 | 1
3RT10361BW40 | CONTACTOR, AC-3 22 KW/400 V, DC 48 V, 3-POLE, SIZE S2, SCREW CONNECTION | 179.89 | TEM | 1 | CP | 1.436 | 1
3RT10361BW40 | CONTACTOR, AC-3 22 KW/400 V, DC 48 V, 3-POLE, SIZE S2, SCREW CONNECTION | 179.89 | TEM | 1 | CP | 1.436 | 1
3RT10361BW44 | CONTACTOR, AC-3 22 KW/400 V, DC 48 V, 3-POLE, 2 NO + 2 NC, SIZE S2, SCREW CONNECTION | 194.44 | TEM | 1 | CP | 1.502 | 1
3RT10361BW44 | CONTACTOR, AC-3 22 KW/400 V, DC 48 V, 3-POLE, 2 NO + 2 NC, SIZE S2, SCREW CONNECTION | 194.44 | TEM | 1 | CP | 1.502 | 1
3RT10363AL20 | CONTACTOR, AC-3 22 KW/400 V, AC 230 V 50/60 HZ, 3-POLE, SIZE S2, CAGE CLAMP | 117.67 | TEM | 1 | CP | 0.839 | 1
3RT10363AL20 | CONTACTOR, AC-3 22 KW/400 V, AC 230 V 50/60 HZ, 3-POLE, SIZE S2, CAGE CLAMP | 113.16 | TEM | 1 | CP | 0.839 | 1
3RT10363AL20 | CONTACTOR, AC-3 22 KW/400 V, AC 230 V 50/60 HZ, 3-POLE, SIZE S2, CAGE CLAMP | 117.67 | TEM | 1 | CP | 0.839 | 1
3RT10363AP00 | CONTACTOR, AC-3 22 KW/400 V, AC 230 V, 50 HZ, 3-POLE, SIZE S2, CAGE CLAMP | 117.67 | TEM | 1 | CP | 0.837 | 1
3RT10363AP00 | CONTACTOR, AC-3 22 KW/400 V, AC 230 V, 50 HZ, 3-POLE, SIZE S2, CAGE CLAMP | 117.67 | TEM | 1 | CP | 0.837 | 1
3RT10363AV00 | AC-3 CONTACTOR, 22 KW/400 V, 400 V, 50 HZ AC, 3-POLE, SIZE S2, CAGE CLAMP | 120.64 | TEM | 1 | CP | 0.84 | 1
3RT10363AV00 | AC-3 CONTACTOR, 22 KW/400 V, 400 V, 50 HZ AC, 3-POLE, SIZE S2, CAGE CLAMP | 120.64 | TEM | 1 | CP | 0.84 | 1
3RT10363BB40 | CONTACTOR, AC-3 22 KW/400 V, DC 24 V, 3-POLE, SIZE S2, CAGE CLAMP | 182.76 | TEM | 1 | CP | 1.402 | 1
3RT10363BB40 | CONTACTOR, AC-3 22 KW/400 V, DC 24 V, 3-POLE, SIZE S2, CAGE CLAMP | 182.76 | TEM | 1 | CP | 1.402 | 1
3RT10363BB40 | CONTACTOR, AC-3 22 KW/400 V, DC 24 V, 3-POLE, SIZE S2, CAGE CLAMP | 182.76 | TEM | 1 | CP | 1.402 | 1
3RT10363BM40 | CONTACTOR, AC-3 22 KW/400 V, DC 220 V, 3-POLE, SIZE S2, CAGE CLAMP | 182.76 | TEM | 1 | CP | 1.424 | 1
3RT10363BM40 | CONTACTOR, AC-3 22 KW/400 V, DC 220 V, 3-POLE, SIZE S2, CAGE CLAMP | 182.76 | TEM | 1 | CP | 1.424 | 1
3RT10441AB00 | CONTACTOR, AC-3 30 KW/400 V, AC 24 V, 50 HZ, 3-POLE, SIZE S3, SCREW CONNECTION | 160.82 | TEM | 1 | CP | 1.711 | 1
3RT10441AB00 | CONTACTOR, AC-3 30 KW/400 V, AC 24 V, 50 HZ, 3-POLE, SIZE S3, SCREW CONNECTION | 160.82 | TEM | 1 | CP | 1.711 | 1
3RT10441AD00 | CONTACTOR, AC-3 30 KW/400 V, AC 42 V, 50 HZ, 3-POLE, SIZE S3, SCREW CONNECTION | 168.92 | TEM | 1 | CP | 1.78 | 1
3RT10441AD00 | CONTACTOR, AC-3 30 KW/400 V, AC 42 V, 50 HZ, 3-POLE, SIZE S3, SCREW CONNECTION | 168.92 | TEM | 1 | CP | 1.78 | 1
3RT10441AD04 | CONTACTOR, AC-3 30 KW/400 V, AC 42 V, 50 HZ, 2 NO + 2 NC, 3-POLE, SIZE S3, SCREW CONNECTION | 182.76 | TEM | 1 | CP | 1.807 | 1
3RT10441AD04 | CONTACTOR, AC-3 30 KW/400 V, AC 42 V, 50 HZ, 2 NO + 2 NC, 3-POLE, SIZE S3, SCREW CONNECTION | 182.76 | TEM | 1 | CP | 1.807 | 1
3RT10441AD20 | CONTACTOR, AC-3 30 KW/400 V, AC 42V 50/60HZ, 3-POLE, SIZE S3, SCREW CONNECTION | 168.92 | TEM | 1 | CP | 1.721 | 1
3RT10441AD20 | CONTACTOR, AC-3 30 KW/400 V, AC 42V 50/60HZ, 3-POLE, SIZE S3, SCREW CONNECTION | 158.26 | TEM | 1 | CP | 1.721 | 1
3RT10441AD20 | CONTACTOR, AC-3 30 KW/400 V, AC 42V 50/60HZ, 3-POLE, SIZE S3, SCREW CONNECTION | 168.92 | TEM | 1 | CP | 1.721 | 1
3RT10441AF00 | CONTACTOR, AC-3 30 KW/400 V, AC 110 V, 50 HZ, 3-POLE, SIZE S3, SCREW CONNECTION | 160.82 | TEM | 1 | CP | 1.716 | 1
3RT10441AF00 | CONTACTOR, AC-3 30 KW/400 V, AC 110 V, 50 HZ, 3-POLE, SIZE S3, SCREW CONNECTION | 160.82 | TEM | 1 | CP | 1.716 | 1
3RT10441AF04 | CONTACTOR, AC-3 30 KW/400 V, AC 110 V, 50 HZ, 2 NO + 2 NC 3-POLE, SIZE S3, SCREW CONNECTION | 175.48 | TEM | 1 | CP | 1.81 | 1
3RT10441AF04 | CONTACTOR, AC-3 30 KW/400 V, AC 110 V, 50 HZ, 2 NO + 2 NC 3-POLE, SIZE S3, SCREW CONNECTION | 175.48 | TEM | 1 | CP | 1.81 | 1
3RT10441AG20 | CONTACTOR, AC-3 30 KW/400 V, AC 110V 50/60HZ, 3-POLE, SIZE S3, SCREW CONNECTION | 160.82 | TEM | 1 | CP | 1.709 | 1
3RT10441AG20 | CONTACTOR, AC-3 30 KW/400 V, AC 110V 50/60HZ, 3-POLE, SIZE S3, SCREW CONNECTION | 160.82 | TEM | 1 | CP | 1.709 | 1
3RT10441AH00 | CONTACTOR, AC-3 30 KW/400 V, AC 48 V, 50 HZ, 3-POLE, SIZE S3, SCREW CONNECTION | 160.82 | TEM | 1 | CP | 1.72 | 1
3RT10441AH00 | CONTACTOR, AC-3 30 KW/400 V, AC 48 V, 50 HZ, 3-POLE, SIZE S3, SCREW CONNECTION | 160.82 | TEM | 1 | CP | 1.72 | 1
3RT10441AH04 | CONTACTOR, AC-3 30 KW/400 V, AC 48 V, 50 HZ, 2 NO + 2 NC, 3-POLE, SIZE S3, SCREW CONNECTION | 175.48 | TEM | 1 | CP | 1.8 | 1
3RT10441AH04 | CONTACTOR, AC-3 30 KW/400 V, AC 48 V, 50 HZ, 2 NO + 2 NC, 3-POLE, SIZE S3, SCREW CONNECTION | 175.48 | TEM | 1 | CP | 1.8 | 1
3RT10441AK60 | CONTACTOR, AC-3 30 KW/400 V, AC 110V 50HZ/120V 60HZ 3-POLE, SIZE S3, SCREW CONNECTION | 160.82 | TEM | 1 | CP | 1.72 | 1
3RT10441AK60 | CONTACTOR, AC-3 30 KW/400 V, AC 110V 50HZ/120V 60HZ 3-POLE, SIZE S3, SCREW CONNECTION | 160.82 | TEM | 1 | CP | 1.72 | 1
3RT10441AL00 | CONTACTOR 3-PH, 30KW/400V, AC 125 V 50 HZ, 3-POLE, SIZE S3, SCREW CONNECTION | 168.92 | TEM | 1 | CP | 1.718 | 1
3RT10441AL00 | CONTACTOR 3-PH, 30KW/400V, AC 125 V 50 HZ, 3-POLE, SIZE S3, SCREW CONNECTION | 168.92 | TEM | 1 | CP | 1.718 | 1
3RT10441AL20 | CONTACTOR, AC-3 30 KW/400 V, AC 230V 50/60HZ 3-POLE, SIZE S3, SCREW CONNECTION | 160.82 | TEM | 1 | CP | 1.705 | 1
3RT10441AL20 | CONTACTOR, AC-3 30 KW/400 V, AC 230V 50/60HZ 3-POLE, SIZE S3, SCREW CONNECTION | 160.82 | TEM | 1 | CP | 1.705 | 1
3RT10441AL24 | CONTACTOR, AC-3 30 KW/400 V, AC 230V 50/60HZ 2 NO + 2 NC 3-POLE, SIZE S3, SCREW CONNECTION | 175.48 | TEM | 1 | CP | 1.807 | 1
3RT10441AL24 | CONTACTOR, AC-3 30 KW/400 V, AC 230V 50/60HZ 2 NO + 2 NC 3-POLE, SIZE S3, SCREW CONNECTION | 175.48 | TEM | 1 | CP | 1.807 | 1
3RT10441AN10 | AC-3 CONTACTOR, 30 KW/400 V, 220 V 60 HZ AC, 3-POLE, SIZE S3, SCREW TERMINAL | 168.92 | TEM | 1 | CP | 1.708 | 1
3RT10441AN10 | AC-3 CONTACTOR, 30 KW/400 V, 220 V 60 HZ AC, 3-POLE, SIZE S3, SCREW TERMINAL | 168.92 | TEM | 1 | CP | 1.708 | 1
3RT10441AN20 | CONTACTOR, AC-3 30 KW/400 V, AC 220V 50/60HZ 3-POLE, SIZE S3, SCREW CONNECTION | 160.82 | TEM | 1 | CP | 1.68 | 1
3RT10441AN20 | CONTACTOR, AC-3 30 KW/400 V, AC 220V 50/60HZ 3-POLE, SIZE S3, SCREW CONNECTION | 160.82 | TEM | 1 | CP | 1.68 | 1
3RT10441AN24 | CONTACTOR, AC-3 30 KW/400 V, AC 220V 50/60HZ 2 NO + 2 NC 3-POLE, SIZE S3, SCREW CONNECTION | 175.48 | TEM | 1 | CP | 1.79 | 1
3RT10441AN24 | CONTACTOR, AC-3 30 KW/400 V, AC 220V 50/60HZ 2 NO + 2 NC 3-POLE, SIZE S3, SCREW CONNECTION | 175.48 | TEM | 1 | CP | 1.79 | 1
3RT10441AP00 | CONTACTOR, AC-3 30 KW/400 V, AC 230 V, 50 HZ, 3-POLE, SIZE S3, SCREW CONNECTION | 160.82 | TEM | 1 | CP | 1.68 | 1
3RT10441AP00 | CONTACTOR, AC-3 30 KW/400 V, AC 230 V, 50 HZ, 3-POLE, SIZE S3, SCREW CONNECTION | 160.82 | TEM | 1 | CP | 1.68 | 1
3RT10441AP04 | CONTACTOR, AC-3 30 KW/400 V, AC 230 V, 50 HZ, 2 NO + 2 NC 3-POLE, SIZE S3, SCREW CONNECTION | 175.48 | TEM | 1 | CP | 1.807 | 1
3RT10441AP04 | CONTACTOR, AC-3 30 KW/400 V, AC 230 V, 50 HZ, 2 NO + 2 NC 3-POLE, SIZE S3, SCREW CONNECTION | 175.48 | TEM | 1 | CP | 1.807 | 1
3RT10441AP60 | CONTACTOR, AC-3 30 KW/400 V, AC 220V 50HZ/240V 60HZ 3-POLE, SIZE S3, SCREW CONNECTION | 160.82 | TEM | 1 | CP | 1.724 | 1
3RT10441AP60 | CONTACTOR, AC-3 30 KW/400 V, AC 220V 50HZ/240V 60HZ 3-POLE, SIZE S3, SCREW CONNECTION | 160.82 | TEM | 1 | CP | 1.724 | 1
3RT10441AR04 | CONTACTOR, AC-3 30 KW/400 V, AC 415 V, 50 HZ, 2 NO + 2 NC 3-POLE, SIZE S3, SCREW CONNECTION | 182.76 | TEM | 1 | CP | 1.799 | 1
3RT10441AR04 | CONTACTOR, AC-3 30 KW/400 V, AC 415 V, 50 HZ, 2 NO + 2 NC 3-POLE, SIZE S3, SCREW CONNECTION | 182.76 | TEM | 1 | CP | 1.799 | 1
3RT10441AR60 | CONTACTOR, AC-3 30 KW/400 V, AC 400V, 50HZ/60HZ, 440V, 60HZ, 3 POLE, MOD. S3, SCREW CONNECTION | 168.92 | TEM | 1 | CP | 1.719 | 1
3RT10441AR60 | CONTACTOR, AC-3 30 KW/400 V, AC 400V, 50HZ/60HZ, 440V, 60HZ, 3 POLE, MOD. S3, SCREW CONNECTION | 168.92 | TEM | 1 | CP | 1.719 | 1
3RT10441AR64 | CONTACTOR, AC-3 30 KW/400 V, AC 400V, 50HZ/60HZ, 440V, 60HZ, 2 NO + 2 NC, 3 POLE, MOD. S3, SCREW CONNECTION | 182.76 | TEM | 1 | CP | 1.787 | 1
3RT10441AR64 | CONTACTOR, AC-3 30 KW/400 V, AC 400V, 50HZ/60HZ, 440V, 60HZ, 2 NO + 2 NC, 3 POLE, MOD. S3, SCREW CONNECTION | 182.76 | TEM | 1 | CP | 1.787 | 1
3RT10441AV00 | CONTACTOR, AC-3 30 KW/400 V, AC 400 V, 50 HZ, 3-POLE, SIZE S3, SCREW CONNECTION | 168.92 | TEM | 1 | CP | 1.717 | 1
3RT10441AV00 | CONTACTOR, AC-3 30 KW/400 V, AC 400 V, 50 HZ, 3-POLE, SIZE S3, SCREW CONNECTION | 168.92 | TEM | 1 | CP | 1.717 | 1
3RT10441BB40 | CONTACTOR, AC-3 30 KW/400 V, DC 24 V, 3-POLE, SIZE S3, SCREW CONNECTION | 242 | TEM | 1 | CP | 2.81 | 1
3RT10441BB40 | CONTACTOR, AC-3 30 KW/400 V, DC 24 V, 3-POLE, SIZE S3, SCREW CONNECTION | 242 | TEM | 1 | CP | 2.81 | 1
3RT10441BB44 | CONTACTOR, AC-3 30 KW/400 V, DC 24 V, 2 NO + 2 NC 3-POLE, SIZE S3, SCREW CONNECTION | 256.56 | TEM | 1 | CP | 2.898 | 1
3RT10441BB44 | CONTACTOR, AC-3 30 KW/400 V, DC 24 V, 2 NO + 2 NC 3-POLE, SIZE S3, SCREW CONNECTION | 256.56 | TEM | 1 | CP | 2.898 | 1
3RT10441BB443MA0 | CONTACTOR, AC-3 30 KW/400 V, DC 24 V, 2 NO + 2 NC 3-POLE, SIZE S3, SCREW CONNECTION | 248.46 | TEM | 1 | CP | 2.97 | 1
3RT10441BB443MA0 | CONTACTOR, AC-3 30 KW/400 V, DC 24 V, 2 NO + 2 NC 3-POLE, SIZE S3, SCREW CONNECTION | 248.46 | TEM | 1 | CP | 2.97 | 1
3RT10441BD40 | CONTACTOR, AC-3 30 KW/400 V, DC 42 V, 3-POLE, SIZE S3, SCREW CONNECTION | 253.69 | TEM | 1 | CP | 2.812 | 1
3RT10441BD40 | CONTACTOR, AC-3 30 KW/400 V, DC 42 V, 3-POLE, SIZE S3, SCREW CONNECTION | 253.69 | TEM | 1 | CP | 2.812 | 1
3RT10441BF40 | CONTACTOR, AC-3 30 KW/400 V, DC 110 V, 3-POLE, SIZE S3, SCREW CONNECTION | 242 | TEM | 1 | CP | 2.755 | 1
3RT10441BF40 | CONTACTOR, AC-3 30 KW/400 V, DC 110 V, 3-POLE, SIZE S3, SCREW CONNECTION | 242 | TEM | 1 | CP | 2.755 | 1
3RT10441BM40 | CONTACTOR, AC-3 30 KW/400 V, DC 220 V, 3-POLE, SIZE S3, SCREW CONNECTION | 242 | TEM | 1 | CP | 2.775 | 1
3RT10441BM40 | CONTACTOR, AC-3 30 KW/400 V, DC 220 V, 3-POLE, SIZE S3, SCREW CONNECTION | 242 | TEM | 1 | CP | 2.775 | 1
3RT10441BP40 | CONTACTOR, AC-3 30 KW/400 V, DC 230 V, 3-POLE, SIZE S3, SCREW CONNECTION | 253.69 | TEM | 1 | CP | 2.757 | 1
3RT10441BP40 | CONTACTOR, AC-3 30 KW/400 V, DC 230 V, 3-POLE, SIZE S3, SCREW CONNECTION | 253.69 | TEM | 1 | CP | 2.757 | 1
3RT10441BW40 | CONTACTOR, AC-3 30 KW/400 V, DC 48 V, 3-POLE, SIZE S3, SCREW CONNECTION | 242 | TEM | 1 | CP | 2.77 | 1
3RT10441BW40 | CONTACTOR, AC-3 30 KW/400 V, DC 48 V, 3-POLE, SIZE S3, SCREW CONNECTION | 242 | TEM | 1 | CP | 2.77 | 1
3RT10443AF00 | CONTACTOR, AC-3 30 KW/400 V, AC 110 V, 50 HZ, 3-POLE, SIZE S3, CAGE CLAMP | 163.8 | TEM | 1 | CP | 1.717 | 1
3RT10443AF00 | CONTACTOR, AC-3 30 KW/400 V, AC 110 V, 50 HZ, 3-POLE, SIZE S3, CAGE CLAMP | 163.8 | TEM | 1 | CP | 1.717 | 1
3RT10443AF04 | CONTACTOR 3-PH 30 KW/400 V, 2 NO + 2 NC, 110 V AC, 50 HZ, 3-POLE, SIZE S3, MAIN CUR.: SCREW CONNECTION MAIN CUR.: CAGE CLAMP | 178.35 | TEM | 1 | CP | 1.797 | 1
3RT10443AF04 | CONTACTOR 3-PH 30 KW/400 V, 2 NO + 2 NC, 110 V AC, 50 HZ, 3-POLE, SIZE S3, MAIN CUR.: SCREW CONNECTION MAIN CUR.: CAGE CLAMP | 178.35 | TEM | 1 | CP | 1.797 | 1
3RT10443AF06 | CONTACTOR 3-PH 30 KW/400 V, 2 NO + 2 NC, 110 V AC, 50 HZ, 3-POLE, MAIN CUR.: SCREW CONNECTION MAIN CUR.: CAGE CLAMP | 190.86 | TEM | 1 | CP | 1.81 | 1
3RT10443AF06 | CONTACTOR 3-PH 30 KW/400 V, 2 NO + 2 NC, 110 V AC, 50 HZ, 3-POLE, MAIN CUR.: SCREW CONNECTION MAIN CUR.: CAGE CLAMP | 190.86 | TEM | 1 | CP | 1.81 | 1
3RT10443AL20 | CONTACTOR, AC-3 30 KW/400 V, AC 230 V 50/60 HZ, 3-POLE, SIZE S3, CAGE CLAMP | 163.8 | TEM | 1 | CP | 1.71 | 1
3RT10443AL20 | CONTACTOR, AC-3 30 KW/400 V, AC 230 V 50/60 HZ, 3-POLE, SIZE S3, CAGE CLAMP | 163.8 | TEM | 1 | CP | 1.71 | 1
3RT10443AP00 | CONTACTOR, AC-3 30 KW/400 V, AC 230 V, 50 HZ, 3-POLE, SIZE S3, CAGE CLAMP | 163.8 | TEM | 1 | CP | 1.703 | 1
3RT10443AP00 | CONTACTOR, AC-3 30 KW/400 V, AC 230 V, 50 HZ, 3-POLE, SIZE S3, CAGE CLAMP | 163.8 | TEM | 1 | CP | 1.703 | 1
3RT10443AV00 | CONTACTOR, AC-3 30 KW/400 V, AC 400 V, 50 HZ, 3-POLE, SIZE S3, CAGE CLAMP | 171.79 | TEM | 1 | CP | 1.713 | 1
3RT10443AV00 | CONTACTOR, AC-3 30 KW/400 V, AC 400 V, 50 HZ, 3-POLE, SIZE S3, CAGE CLAMP | 171.79 | TEM | 1 | CP | 1.713 | 1
3RT10443BB40 | CONTACTOR, AC-3 30 KW/400 V, DC 24 V, 3-POLE, SIZE S3, CAGE CLAMP | 244.87 | TEM | 1 | CP | 2.806 | 1
3RT10443BB40 | CONTACTOR, AC-3 30 KW/400 V, DC 24 V, 3-POLE, SIZE S3, CAGE CLAMP | 244.87 | TEM | 1 | CP | 2.806 | 1
3RT10443BM40 | CONTACTOR, AC-3 30 KW/400 V, DC 220 V, 3-POLE, SIZE S3, CAGE CLAMP | 244.87 | TEM | 1 | CP | 2.779 | 1
3RT10443BM40 | CONTACTOR, AC-3 30 KW/400 V, DC 220 V, 3-POLE, SIZE S3, CAGE CLAMP | 244.87 | TEM | 1 | CP | 2.779 | 1
3RT10451AB00 | CONTACTOR, AC-3 37 KW/400 V, AC 24 V, 50 HZ, 3-POLE, SIZE S3, SCREW CONNECTION | 230.22 | TEM | 1 | CP | 1.847 | 1
3RT10451AB00 | CONTACTOR, AC-3 37 KW/400 V, AC 24 V, 50 HZ, 3-POLE, SIZE S3, SCREW CONNECTION | 230.22 | TEM | 1 | CP | 1.847 | 1
3RT10451AD00 | CONTACTOR, AC-3 37 KW/400 V, AC 42 V, 50 HZ, 3-POLE, SIZE S3, SCREW CONNECTION | 239.85 | TEM | 1 | CP | 1.836 | 1
3RT10451AD00 | CONTACTOR, AC-3 37 KW/400 V, AC 42 V, 50 HZ, 3-POLE, SIZE S3, SCREW CONNECTION | 239.85 | TEM | 1 | CP | 1.836 | 1
3RT10451AF00 | CONTACTOR, AC-3 37 KW/400 V, AC 110 V, 50 HZ, 3-POLE, SIZE S3, SCREW CONNECTION | 230.22 | TEM | 1 | CP | 1.846 | 1
3RT10451AF00 | CONTACTOR, AC-3 37 KW/400 V, AC 110 V, 50 HZ, 3-POLE, SIZE S3, SCREW CONNECTION | 230.22 | TEM | 1 | CP | 1.846 | 1
3RT10451AF04 | CONTACTOR, AC-3 37 KW/400 V, AC 110 V, 50 HZ, 2 NO + 2 NC 3-POLE, SIZE S3, SCREW CONNECTION | 247.64 | TEM | 1 | CP | 1.933 | 1
3RT10451AF04 | CONTACTOR, AC-3 37 KW/400 V, AC 110 V, 50 HZ, 2 NO + 2 NC 3-POLE, SIZE S3, SCREW CONNECTION | 247.64 | TEM | 1 | CP | 1.933 | 1
3RT10451AG20 | CONTACTOR, AC-3 37 KW/400 V, AC 110V 50/60HZ, 3-POLE, SIZE S3, SCREW CONNECTION | 230.22 | TEM | 1 | CP | 1.843 | 1
3RT10451AG20 | CONTACTOR, AC-3 37 KW/400 V, AC 110V 50/60HZ, 3-POLE, SIZE S3, SCREW CONNECTION | 230.22 | TEM | 1 | CP | 1.843 | 1
3RT10451AG24 | CONTACTOR, AC-3 37 KW/400 V, AC 110V 50/60HZ, 2 NO + 2 NC, 3-POLE, SIZE S3, SCREW CONNECTION | 247.64 | TEM | 1 | CP | 1.93 | 1
3RT10451AG24 | CONTACTOR, AC-3 37 KW/400 V, AC 110V 50/60HZ, 2 NO + 2 NC, 3-POLE, SIZE S3, SCREW CONNECTION | 247.64 | TEM | 1 | CP | 1.93 | 1
3RT10451AH00 | CONTACTOR, AC-3 37 KW/400 V, AC 48 V, 50 HZ, 3-POLE, SIZE S3, SCREW CONNECTION | 230.22 | TEM | 1 | CP | 1.925 | 1
3RT10451AH00 | CONTACTOR, AC-3 37 KW/400 V, AC 48 V, 50 HZ, 3-POLE, SIZE S3, SCREW CONNECTION | 230.22 | TEM | 1 | CP | 1.925 | 1
3RT10451AL20 | CONTACTOR, AC-3 37 KW/400 V, AC 230V 50/60HZ 3-POLE, SIZE S3, SCREW CONNECTION | 230.22 | TEM | 1 | CP | 1.843 | 1
3RT10451AL20 | CONTACTOR, AC-3 37 KW/400 V, AC 230V 50/60HZ 3-POLE, SIZE S3, SCREW CONNECTION | 230.22 | TEM | 1 | CP | 1.843 | 1
3RT10451AN20 | CONTACTOR, AC-3 37 KW/400 V, AC 220V 50/60HZ 3-POLE, SIZE S3, SCREW CONNECTION | 230.22 | TEM | 1 | CP | 1.833 | 1
3RT10451AN20 | CONTACTOR, AC-3 37 KW/400 V, AC 220V 50/60HZ 3-POLE, SIZE S3, SCREW CONNECTION | 230.22 | TEM | 1 | CP | 1.833 | 1
3RT10451AN24 | CONTACTOR, AC-3 37 KW/400 V, AC 220V 50/60HZ 2 NO + 2 NC 3-POLE, SIZE S3, SCREW CONNECTION | 247.64 | TEM | 1 | CP | 1.955 | 1
3RT10451AN24 | CONTACTOR, AC-3 37 KW/400 V, AC 220V 50/60HZ 2 NO + 2 NC 3-POLE, SIZE S3, SCREW CONNECTION | 247.64 | TEM | 1 | CP | 1.955 | 1
3RT10451AP00 | CONTACTOR, AC-3 37 KW/400 V, AC 230 V, 50 HZ, 3-POLE, SIZE S3, SCREW CONNECTION | 230.22 | TEM | 1 | CP | 1.842 | 1
3RT10451AP00 | CONTACTOR, AC-3 37 KW/400 V, AC 230 V, 50 HZ, 3-POLE, SIZE S3, SCREW CONNECTION | 230.22 | TEM | 1 | CP | 1.842 | 1
3RT10451AP04 | CONTACTOR, AC-3 37 KW/400 V, AC 230 V, 50 HZ, 2 NO + 2 NC 3-POLE, SIZE S3, SCREW CONNECTION | 247.64 | TEM | 1 | CP | 1.917 | 1
3RT10451AP04 | CONTACTOR, AC-3 37 KW/400 V, AC 230 V, 50 HZ, 2 NO + 2 NC 3-POLE, SIZE S3, SCREW CONNECTION | 247.64 | TEM | 1 | CP | 1.917 | 1
3RT10451AP60 | CONTACTOR, AC-3 37 KW/400 V, AC 220V 50HZ/240V 60HZ 3-POLE, SIZE S3, SCREW CONNECTION | 230.22 | TEM | 1 | CP | 1.842 | 1
3RT10451AP60 | CONTACTOR, AC-3 37 KW/400 V, AC 220V 50HZ/240V 60HZ 3-POLE, SIZE S3, SCREW CONNECTION | 230.22 | TEM | 1 | CP | 1.842 | 1
3RT10451AR60 | CONTACTOR, AC-3 37 KW/400 V, AC 400V, 50HZ/60HZ, 440V, 60HZ, 3 POLE, MOD. S3, SCREW CONNECTION | 239.85 | TEM | 1 | CP | 1.849 | 1
3RT10451AR60 | CONTACTOR, AC-3 37 KW/400 V, AC 400V, 50HZ/60HZ, 440V, 60HZ, 3 POLE, MOD. S3, SCREW CONNECTION | 239.85 | TEM | 1 | CP | 1.849 | 1
3RT10451AR64 | CONTACTOR, AC-3 37 KW/400 V, AC 400V, 50HZ/60HZ, 440V, 60HZ, 2 NO + 2 NC, 3 POLE, MOD. S3, SCREW CONNECTION | 256.46 | TEM | 1 | CP | 1.932 | 1
3RT10451AR64 | CONTACTOR, AC-3 37 KW/400 V, AC 400V, 50HZ/60HZ, 440V, 60HZ, 2 NO + 2 NC, 3 POLE, MOD. S3, SCREW CONNECTION | 256.46 | TEM | 1 | CP | 1.932 | 1
3RT10451AV00 | CONTACTOR, AC-3 37 KW/400 V, AC 400 V, 50 HZ, 3-POLE, SIZE S3, SCREW CONNECTION | 239.85 | TEM | 1 | CP | 1.85 | 1
3RT10451AV00 | CONTACTOR, AC-3 37 KW/400 V, AC 400 V, 50 HZ, 3-POLE, SIZE S3, SCREW CONNECTION | 239.85 | TEM | 1 | CP | 1.85 | 1
3RT10451AV04 | CONTACTOR, AC-3 37 KW/400 V, AC 400 V, 50 HZ, 2 S + 2 OE 3-POLE, SIZE S3, SCREW CONNECTION | 256.46 | TEM | 1 | CP | 1.92 | 1
3RT10451AV04 | CONTACTOR, AC-3 37 KW/400 V, AC 400 V, 50 HZ, 2 S + 2 OE 3-POLE, SIZE S3, SCREW CONNECTION | 256.46 | TEM | 1 | CP | 1.92 | 1
3RT10451BB40 | CONTACTOR, AC-3 37 KW/400 V, DC 24 V, 3-POLE, SIZE S3, SCREW CONNECTION | 328.82 | TEM | 1 | CP | 2.852 | 1
3RT10451BB40 | CONTACTOR, AC-3 37 KW/400 V, DC 24 V, 3-POLE, SIZE S3, SCREW CONNECTION | 328.82 | TEM | 1 | CP | 2.852 | 1
3RT10451BB44 | CONTACTOR, AC-3 37 KW/400 V, DC 24 V, 2 NO + 2 NC, 3-POLE, SIZE S3, SCREW CONNECTION | 345.32 | TEM | 1 | CP | 2.914 | 1
3RT10451BB44 | CONTACTOR, AC-3 37 KW/400 V, DC 24 V, 2 NO + 2 NC, 3-POLE, SIZE S3, SCREW CONNECTION | 345.32 | TEM | 1 | CP | 2.914 | 1
3RT10451BF40 | CONTACTOR, AC-3 37 KW/400 V, DC 110 V, 3-POLE, SIZE S3, SCREW CONNECTION | 328.82 | TEM | 1 | CP | 2.775 | 1
3RT10451BF40 | CONTACTOR, AC-3 37 KW/400 V, DC 110 V, 3-POLE, SIZE S3, SCREW CONNECTION | 328.82 | TEM | 1 | CP | 2.775 | 1
3RT10451BF44 | CONTACTOR, AC-3 37 KW/400 V, DC 110 V, 2 NO + 2 NC, 3-POLE, SIZE S3, SCREW CONNECTION | 345.32 | TEM | 1 | CP | 2.856 | 1
3RT10451BF44 | CONTACTOR, AC-3 37 KW/400 V, DC 110 V, 2 NO + 2 NC, 3-POLE, SIZE S3, SCREW CONNECTION | 345.32 | TEM | 1 | CP | 2.856 | 1
3RT10451BM40 | CONTACTOR, AC-3 37 KW/400 V, DC 220 V, 3-POLE, SIZE S3, SCREW CONNECTION | 328.82 | TEM | 1 | CP | 2.806 | 1
3RT10451BM40 | CONTACTOR, AC-3 37 KW/400 V, DC 220 V, 3-POLE, SIZE S3, SCREW CONNECTION | 328.82 | TEM | 1 | CP | 2.806 | 1
3RT10451BM44 | CONTACTOR, AC-3 37 KW/400 V, DC 220 V, 2 NO + 2 NC, 3-POLE, SIZE S3, SCREW CONNECTION | 345.32 | TEM | 1 | CP | 2.906 | 1
3RT10451BM44 | CONTACTOR, AC-3 37 KW/400 V, DC 220 V, 2 NO + 2 NC, 3-POLE, SIZE S3, SCREW CONNECTION | 345.32 | TEM | 1 | CP | 2.906 | 1
3RT10451BW44 | CONTACTOR, AC-3 37 KW/400 V, DC 48 V, 2 NO + 2 NC, 3-POLE, SIZE S3, SCREW CONNECTION | 345.32 | TEM | 1 | CP | 2.885 | 1
3RT10451BW44 | CONTACTOR, AC-3 37 KW/400 V, DC 48 V, 2 NO + 2 NC, 3-POLE, SIZE S3, SCREW CONNECTION | 345.32 | TEM | 1 | CP | 2.885 | 1
3RT10451XF400LA2 | CONTACTOR, AC-3, 37KW/400V DC 110V, 0.7...1.25*US, 3-POLE SIZE S3, SCREW CONNECTION WITH SOLID-STATE CONTROL BLOCK VARISTOR INTEGRATED | 450.9 | TEM | 1 | CP | 2.841 | 1
3RT10451XF400LA2 | CONTACTOR, AC-3, 37KW/400V DC 110V, 0.7...1.25*US, 3-POLE SIZE S3, SCREW CONNECTION WITH SOLID-STATE CONTROL BLOCK VARISTOR INTEGRATED | 450.9 | TEM | 1 | CP | 2.841 | 1
3RT10453AL20 | CONTACTOR, AC-3 37 KW/400 V, AC 230 V 50/60 HZ, 3-POLE, SIZE S3, CAGE CLAMP | 234.62 | TEM | 1 | CP | 1.839 | 1
3RT10453AL20 | CONTACTOR, AC-3 37 KW/400 V, AC 230 V 50/60 HZ, 3-POLE, SIZE S3, CAGE CLAMP | 234.62 | TEM | 1 | CP | 1.839 | 1
3RT10453AP00 | CONTACTOR, AC-3 37 KW/400 V, AC 230 V, 50 HZ, 3-POLE, SIZE S3, CAGE CLAMP | 234.62 | TEM | 1 | CP | 1.831 | 1
3RT10453AP00 | CONTACTOR, AC-3 37 KW/400 V, AC 230 V, 50 HZ, 3-POLE, SIZE S3, CAGE CLAMP | 234.62 | TEM | 1 | CP | 1.831 | 1
3RT10453BM40 | CONTACTOR, AC-3 37 KW/400 V, DC 220 V, 3-POLE, SIZE S3, CAGE CLAMP | 333.13 | TEM | 1 | CP | 2.749 | 1
3RT10453BM40 | CONTACTOR, AC-3 37 KW/400 V, DC 220 V, 3-POLE, SIZE S3, CAGE CLAMP | 333.13 | TEM | 1 | CP | 2.749 | 1
3RT10461AB00 | CONTACTOR, AC-3 45 KW/400 V, AC 24 V, 50 HZ, 3-POLE, SIZE S3, SCREW CONNECTION | 283.11 | TEM | 1 | CP | 1.848 | 1
3RT10461AB00 | CONTACTOR, AC-3 45 KW/400 V, AC 24 V, 50 HZ, 3-POLE, SIZE S3, SCREW CONNECTION | 283.11 | TEM | 1 | CP | 1.848 | 1
3RT10461AC20 | CONTACTOR, AC-3 45 KW/400 V, AC 24V 50/60HZ 3-POLE, SIZE S3, SCREW CONNECTION | 283.11 | TEM | 1 | CP | 1.851 | 1
3RT10461AC20 | CONTACTOR, AC-3 45 KW/400 V, AC 24V 50/60HZ 3-POLE, SIZE S3, SCREW CONNECTION | 283.11 | TEM | 1 | CP | 1.851 | 1
3RT10461AD00 | CONTACTOR, AC-3 45 KW/400 V, AC 42 V, 50 HZ, 3-POLE, SIZE S3, SCREW CONNECTION | 292.33 | TEM | 1 | CP | 1.83 | 1
3RT10461AD00 | CONTACTOR, AC-3 45 KW/400 V, AC 42 V, 50 HZ, 3-POLE, SIZE S3, SCREW CONNECTION | 292.33 | TEM | 1 | CP | 1.83 | 1
3RT10461AF00 | CONTACTOR, AC-3 45 KW/400 V, AC 110 V, 50 HZ, 3-POLE, SIZE S3, SCREW CONNECTION | 283.11 | TEM | 1 | CP | 1.852 | 1
3RT10461AF00 | CONTACTOR, AC-3 45 KW/400 V, AC 110 V, 50 HZ, 3-POLE, SIZE S3, SCREW CONNECTION | 283.11 | TEM | 1 | CP | 1.852 | 1
3RT10461AF04 | CONTACTOR, AC-3 45 KW/400 V, AC 110 V, 50 HZ, 2 NO + 2 NC 3-POLE, SIZE S3, SCREW CONNECTION | 299.92 | TEM | 1 | CP | 1.938 | 1
3RT10461AF04 | CONTACTOR, AC-3 45 KW/400 V, AC 110 V, 50 HZ, 2 NO + 2 NC 3-POLE, SIZE S3, SCREW CONNECTION | 299.92 | TEM | 1 | CP | 1.938 | 1
3RT10461AG20 | CONTACTOR, AC-3 45 KW/400 V, AC 110V 50/60HZ, 3-POLE, SIZE S3, SCREW CONNECTION | 283.11 | TEM | 1 | CP | 1.847 | 1
3RT10461AG20 | CONTACTOR, AC-3 45 KW/400 V, AC 110V 50/60HZ, 3-POLE, SIZE S3, SCREW CONNECTION | 283.11 | TEM | 1 | CP | 1.847 | 1
3RT10461AG24 | CONTACTOR, AC-3 45 KW/400 V, AC 110V 50/60HZ 2 NO + 2 NC, 3-POLE, SIZE S3, SCREW CONNECTION | 299.92 | TEM | 1 | CP | 1.934 | 1
3RT10461AG24 | CONTACTOR, AC-3 45 KW/400 V, AC 110V 50/60HZ 2 NO + 2 NC, 3-POLE, SIZE S3, SCREW CONNECTION | 299.92 | TEM | 1 | CP | 1.934 | 1
3RT10461AL20 | CONTACTOR, AC-3 45 KW/400 V, AC 230V 50/60HZ 3-POLE, SIZE S3, SCREW CONNECTION | 283.11 | TEM | 1 | CP | 1.851 | 1
3RT10461AL20 | CONTACTOR, AC-3 45 KW/400 V, AC 230V 50/60HZ 3-POLE, SIZE S3, SCREW CONNECTION | 283.11 | TEM | 1 | CP | 1.851 | 1
3RT10461AL24 | CONTACTOR, AC-3 45 KW/400 V, AC 230V 50/60HZ 2 NO + 2 NC , 3-POLE, SIZE S3, SCREW CONNECTION | 299.92 | TEM | 1 | CP | 1.944 | 1
3RT10461AL24 | CONTACTOR, AC-3 45 KW/400 V, AC 230V 50/60HZ 2 NO + 2 NC , 3-POLE, SIZE S3, SCREW CONNECTION | 299.92 | TEM | 1 | CP | 1.944 | 1
3RT10461AP00 | CONTACTOR, AC-3 45 KW/400 V, AC 230 V, 50 HZ, 3-POLE, SIZE S3, SCREW CONNECTION | 283.11 | TEM | 1 | CP | 1.839 | 1
3RT10461AP00 | CONTACTOR, AC-3 45 KW/400 V, AC 230 V, 50 HZ, 3-POLE, SIZE S3, SCREW CONNECTION | 283.11 | TEM | 1 | CP | 1.839 | 1
3RT10461AP00 | CONTACTOR, AC-3 45 KW/400 V, AC 230 V, 50 HZ, 3-POLE, SIZE S3, SCREW CONNECTION | 283.11 | TEM | 1 | CP | 1.839 | 1
3RT10461AP04 | CONTACTOR, AC-3 45 KW/400 V, AC 230 V, 50 HZ, 2 NO + 2 NC 3-POLE, SIZE S3, SCREW CONNECTION | 299.92 | TEM | 1 | CP | 1.944 | 1
3RT10461AP04 | CONTACTOR, AC-3 45 KW/400 V, AC 230 V, 50 HZ, 2 NO + 2 NC 3-POLE, SIZE S3, SCREW CONNECTION | 299.92 | TEM | 1 | CP | 1.944 | 1
3RT10461AR64 | CONTACTOR, AC-3 45 KW/400 V, AC 400V, 50HZ/60HZ, 440V, 60HZ, 2 NO + 2 NC, 3 POLE, MOD. S3, SCREW CONNECTION | 308.42 | TEM | 1 | CP | 1.938 | 1
3RT10461AR64 | CONTACTOR, AC-3 45 KW/400 V, AC 400V, 50HZ/60HZ, 440V, 60HZ, 2 NO + 2 NC, 3 POLE, MOD. S3, SCREW CONNECTION | 308.42 | TEM | 1 | CP | 1.938 | 1
3RT10461AV00 | CONTACTOR, AC-3 45 KW/400 V, AC 400 V, 50 HZ, 3-POLE, SIZE S3, SCREW CONNECTION | 292.33 | TEM | 1 | CP | 1.852 | 1
3RT10461AV00 | CONTACTOR, AC-3 45 KW/400 V, AC 400 V, 50 HZ, 3-POLE, SIZE S3, SCREW CONNECTION | 292.33 | TEM | 1 | CP | 1.852 | 1
3RT10461AV04 | CONTACTOR, AC-3 45 KW/400 V, AC 400 V, 50 HZ, 2 S + 2 OE 3-POLE, SIZE S3, SCREW CONNECTION | 308.42 | TEM | 1 | CP | 1.952 | 1
3RT10461AV04 | CONTACTOR, AC-3 45 KW/400 V, AC 400 V, 50 HZ, 2 S + 2 OE 3-POLE, SIZE S3, SCREW CONNECTION | 308.42 | TEM | 1 | CP | 1.952 | 1
3RT10461BB40 | CONTACTOR, AC-3 45 KW/400 V, DC 24 V, 3-POLE, SIZE S3, SCREW CONNECTION | 377.51 | TEM | 1 | CP | 2.832 | 1
3RT10461BB40 | CONTACTOR, AC-3 45 KW/400 V, DC 24 V, 3-POLE, SIZE S3, SCREW CONNECTION | 377.51 | TEM | 1 | CP | 2.832 | 1
3RT10461BB44 | CONTACTOR, AC-3 45 KW/400 V, DC 24 V, 2 NO + 2 NC, 3-POLE, SIZE S3, SCREW CONNECTION | 393.5 | TEM | 1 | CP | 2.903 | 1
3RT10461BB44 | CONTACTOR, AC-3 45 KW/400 V, DC 24 V, 2 NO + 2 NC, 3-POLE, SIZE S3, SCREW CONNECTION | 393.5 | TEM | 1 | CP | 2.903 | 1
3RT10461BF40 | CONTACTOR, AC-3 45 KW/400 V, DC 110 V, 3-POLE, SIZE S3, SCREW CONNECTION | 377.51 | TEM | 1 | CP | 2.77 | 1
3RT10461BF40 | CONTACTOR, AC-3 45 KW/400 V, DC 110 V, 3-POLE, SIZE S3, SCREW CONNECTION | 377.51 | TEM | 1 | CP | 2.77 | 1
3RT10461BM40 | CONTACTOR, AC-3 45 KW/400 V, DC 220 V, 3-POLE, SIZE S3, SCREW CONNECTION | 377.51 | TEM | 1 | CP | 2.817 | 1
3RT10461BM40 | CONTACTOR, AC-3 45 KW/400 V, DC 220 V, 3-POLE, SIZE S3, SCREW CONNECTION | 377.51 | TEM | 1 | CP | 2.817 | 1
3RT10461BM44 | CONTACTOR, AC-3 45 KW/400 V, DC 220 V, 2 NO + 2 NC, 3-POLE, SIZE S3, SCREW CONNECTION | 393.5 | TEM | 1 | CP | 2.853 | 1
3RT10461BM44 | CONTACTOR, AC-3 45 KW/400 V, DC 220 V, 2 NO + 2 NC, 3-POLE, SIZE S3, SCREW CONNECTION | 393.5 | TEM | 1 | CP | 2.853 | 1
3RT10463AF00 | CONTACTOR, AC-3 45 KW/400 V, AC 110 V, 50 HZ, 3-POLE, SIZE S3, CAGE CLAMP | 288.13 | TEM | 1 | CP | 1.839 | 1
3RT10463AF00 | CONTACTOR, AC-3 45 KW/400 V, AC 110 V, 50 HZ, 3-POLE, SIZE S3, CAGE CLAMP | 288.13 | TEM | 1 | CP | 1.839 | 1
3RT10463AL20 | CONTACTOR, AC-3 45 KW/400 V, AC 230 V 50/60 HZ, 3-POLE, SIZE S3, CAGE CLAMP | 288.13 | TEM | 1 | CP | 1.845 | 1
3RT10463AL20 | CONTACTOR, AC-3 45 KW/400 V, AC 230 V 50/60 HZ, 3-POLE, SIZE S3, CAGE CLAMP | 288.13 | TEM | 1 | CP | 1.845 | 1
3RT10463AP00 | CONTACTOR, AC-3 45 KW/400 V, AC 230 V, 50 HZ, 3-POLE, SIZE S3, CAGE CLAMP | 288.13 | TEM | 1 | CP | 1.836 | 1
3RT10463AP00 | CONTACTOR, AC-3 45 KW/400 V, AC 230 V, 50 HZ, 3-POLE, SIZE S3, CAGE CLAMP | 288.13 | TEM | 1 | CP | 1.836 | 1
3RT10463BM40 | CONTACTOR, AC-3 45 KW/400 V, DC 220 V, 3-POLE, SIZE S3, CAGE CLAMP | 384.17 | TEM | 1 | CP | 2.751 | 1
3RT10463BM40 | CONTACTOR, AC-3 45 KW/400 V, DC 220 V, 3-POLE, SIZE S3, CAGE CLAMP | 384.17 | TEM | 1 | CP | 2.751 | 1
3RT10541AB36 | CONTACTOR, 55KW/400V/AC-3 AC(40...60HZ)/DC OPERATION UC 23...26V AUXIL. CONTACTS 2NO+2NC 3-POLE, SIZE S6 WITH BOX TERMINALS CONVENTIONAL OPERATING MECHAN. SCREW TERMINAL | 331.5 | TEM | 1 | CP | 3.66 | 1
3RT10541AB36 | CONTACTOR, 55KW/400V/AC-3 AC(40...60HZ)/DC OPERATION UC 23...26V AUXIL. CONTACTS 2NO+2NC 3-POLE, SIZE S6 WITH BOX TERMINALS CONVENTIONAL OPERATING MECHAN. SCREW TERMINAL | 331.5 | TEM | 1 | CP | 3.66 | 1
3RT10541AD36 | CONTACTOR, 55KW/400V/AC-3 AC(40...60HZ)/DC OPERATION UC 42...48V AUXIL. CONTACTS 2NO+2NC 3-POLE, SIZE S6 WITH BOX TERMINALS CONVENTIONAL OPERATING MECHAN. SCREW TERMINAL | 331.5 | TEM | 1 | CP | 3.631 | 1
3RT10541AD36 | CONTACTOR, 55KW/400V/AC-3 AC(40...60HZ)/DC OPERATION UC 42...48V AUXIL. CONTACTS 2NO+2NC 3-POLE, SIZE S6 WITH BOX TERMINALS CONVENTIONAL OPERATING MECHAN. SCREW TERMINAL | 331.5 | TEM | 1 | CP | 3.631 | 1
3RT10541AF36 | CONTACTOR, 55KW/400V/AC-3 AC(40...60HZ)/DC OPERATION UC 110...127V AUXIL. CONTACTS 2NO+2NC 3-POLE, SIZE S6 WITH BOX TERMINALS CONVENTIONAL OPERATING MECHAN. SCREW TERMINAL | 331.5 | TEM | 1 | CP | 3.67 | 1
3RT10541AF36 | CONTACTOR, 55KW/400V/AC-3 AC(40...60HZ)/DC OPERATION UC 110...127V AUXIL. CONTACTS 2NO+2NC 3-POLE, SIZE S6 WITH BOX TERMINALS CONVENTIONAL OPERATING MECHAN. SCREW TERMINAL | 331.5 | TEM | 1 | CP | 3.67 | 1
3RT10541AM36 | CONTACTOR, 55KW/400V/AC-3 AC(40...60HZ)/DC OPERATION UC 200...220V AUXIL. CONTACTS 2NO+2NC 3-POLE, SIZE S6 WITH BOX TERMINALS CONVENTIONAL OPERATING MECHAN. SCREW TERMINAL | 331.5 | TEM | 1 | CP | 3.578 | 1
3RT10541AM36 | CONTACTOR, 55KW/400V/AC-3 AC(40...60HZ)/DC OPERATION UC 200...220V AUXIL. CONTACTS 2NO+2NC 3-POLE, SIZE S6 WITH BOX TERMINALS CONVENTIONAL OPERATING MECHAN. SCREW TERMINAL | 331.5 | TEM | 1 | CP | 3.578 | 1
3RT10541AP30 | CONTACTOR, 55KW/400V/AC-3, AC(40...60HZ)/DC OPERATION UC 220...240V W/O AUXILIARY CONTACTS 3-POLE, SIZE S6 WITH BOX TERMINALS CONVENTIONAL OPERATING MECHAN. SCREW TERMINAL | 331.5 | TEM | 1 | CP | 3.5 | 1
3RT10541AP30 | CONTACTOR, 55KW/400V/AC-3, AC(40...60HZ)/DC OPERATION UC 220...240V W/O AUXILIARY CONTACTS 3-POLE, SIZE S6 WITH BOX TERMINALS CONVENTIONAL OPERATING MECHAN. SCREW TERMINAL | 331.5 | TEM | 1 | CP | 3.5 | 1
3RT10541AP36 | CONTACTOR, 55KW/400V/AC-3 AC(40...60HZ)/DC OPERATION UC 220...240V AUXIL. CONTACTS 2NO+2NC 3-POLE, SIZE S6 WITH BOX TERMINALS CONVENTIONAL OPERATING MECHAN. SCREW TERMINAL | 331.5 | TEM | 1 | CP | 3.625 | 1
3RT10541AP36 | CONTACTOR, 55KW/400V/AC-3 AC(40...60HZ)/DC OPERATION UC 220...240V AUXIL. CONTACTS 2NO+2NC 3-POLE, SIZE S6 WITH BOX TERMINALS CONVENTIONAL OPERATING MECHAN. SCREW TERMINAL | 331.5 | TEM | 1 | CP | 3.625 | 1
3RT10541AP36 | CONTACTOR, 55KW/400V/AC-3 AC(40...60HZ)/DC OPERATION UC 220...240V AUXIL. CONTACTS 2NO+2NC 3-POLE, SIZE S6 WITH BOX TERMINALS CONVENTIONAL OPERATING MECHAN. SCREW TERMINAL | 331.5 | TEM | 1 | CP | 3.625 | 1
3RT10541AR36 | CONTACTOR, 55KW/400V/AC-3, AC(40...60HZ)/DC OPERATION UC 440...480V AUX. CONTACTS 2NO+2NC, 3-POLE, SIZE S6 WITH BOX TERMINALS CONVENTIONAL OPERATING MECHAN. SCREW TERMINAL | 331.5 | TEM | 1 | CP | 3.679 | 1
3RT10541AR36 | CONTACTOR, 55KW/400V/AC-3, AC(40...60HZ)/DC OPERATION UC 440...480V AUX. CONTACTS 2NO+2NC, 3-POLE, SIZE S6 WITH BOX TERMINALS CONVENTIONAL OPERATING MECHAN. SCREW TERMINAL | 331.5 | TEM | 1 | CP | 3.679 | 1
3RT10541AV36 | CONTACTOR, 55KW/400V/AC-3, AC(40...60HZ)/DC OPERATION UC 380...420V AUX. CONTACTS 2NO+2NC, 3-POLE, SIZE S6 WITH BOX TERMINALS CONVENTIONAL OPERATING MECHAN. SCREW TERMINAL | 331.5 | TEM | 1 | CP | 3.59 | 1
3RT10541AV36 | CONTACTOR, 55KW/400V/AC-3, AC(40...60HZ)/DC OPERATION UC 380...420V AUX. CONTACTS 2NO+2NC, 3-POLE, SIZE S6 WITH BOX TERMINALS CONVENTIONAL OPERATING MECHAN. SCREW TERMINAL | 331.5 | TEM | 1 | CP | 3.59 | 1
3RT10541NB36 | CONTACTOR, 55KW/400V/AC-3 AC(40...60HZ)/DC OPERATION UC 21...27,3V AUXIL. CONTACTS 2NO+2NC 3-POLE, SIZE S6 WITH BOX TERMINALS ELECTRONIC OPERATING MECHANISM WITH PLC INTERFACE 24V DC SCREW TERMINAL | 385.8 | TEM | 1 | CP | 3.682 | 1
3RT10541NB36 | CONTACTOR, 55KW/400V/AC-3 AC(40...60HZ)/DC OPERATION UC 21...27,3V AUXIL. CONTACTS 2NO+2NC 3-POLE, SIZE S6 WITH BOX TERMINALS ELECTRONIC OPERATING MECHANISM WITH PLC INTERFACE 24V DC SCREW TERMINAL | 385.8 | TEM | 1 | CP | 3.682 | 1
3RT10542AP36 | CONTACTOR, 55 KW / 400 V / AC-3 AC(40...60HZ)/DC OPERATION UC 220-240V AUXILIARY CONTACTS 2NO+2NC 3-POLE, SIZE S6 BAR CONNECTIONS CONVENTIONAL OPERATING MECHAN. CAGE CLAMP CONNECTION | 340.2 | TEM | 1 | CP | 3.27 | 1
3RT10542AP36 | CONTACTOR, 55 KW / 400 V / AC-3 AC(40...60HZ)/DC OPERATION UC 220-240V AUXILIARY CONTACTS 2NO+2NC 3-POLE, SIZE S6 BAR CONNECTIONS CONVENTIONAL OPERATING MECHAN. CAGE CLAMP CONNECTION | 340.2 | TEM | 1 | CP | 3.27 | 1
3RT10543AP36 | CONTACTOR, 55KW/400V/AC-3 AC(40...60HZ)/DC OPERATION UC 220-240V AUXILIARY CONTACTS 2NO+2NC 3-POLE, SIZE S6 WITH BOX TERMINALS CONVENTIONAL OPERATING MECHAN. CAGE CLAMP CONNECTION | 340.2 | TEM | 1 | CP | 3.64 | 1
3RT10543AP36 | CONTACTOR, 55KW/400V/AC-3 AC(40...60HZ)/DC OPERATION UC 220-240V AUXILIARY CONTACTS 2NO+2NC 3-POLE, SIZE S6 WITH BOX TERMINALS CONVENTIONAL OPERATING MECHAN. CAGE CLAMP CONNECTION | 340.2 | TEM | 1 | CP | 3.64 | 1
3RT10546AB36 | CONTACTOR, 55KW/400V/AC-3, AC(40...60HZ)/DC OPERATION UC 23...26V AUX. CONTACTS 2NO+2NC, 3-POLE, SIZE S6 BAR CONNECTIONS CONVENTIONAL OPERATING MECHAN. SCREW TERMINAL | 331.5 | TEM | 1 | CP | 3.29 | 1
3RT10546AB36 | CONTACTOR, 55KW/400V/AC-3, AC(40...60HZ)/DC OPERATION UC 23...26V AUX. CONTACTS 2NO+2NC, 3-POLE, SIZE S6 BAR CONNECTIONS CONVENTIONAL OPERATING MECHAN. SCREW TERMINAL | 331.5 | TEM | 1 | CP | 3.29 | 1
3RT10546AF36 | CONTACTOR, 55KW/400V/AC-3, AC(40...60HZ)/DC OPERATION UC 110...127V AUXIL. CONTACTS 2NO+2NC 3-POLE, SIZE S6 BAR CONNECTIONS CONVENTIONAL OPERATING MECHAN. SCREW TERMINAL | 331.5 | TEM | 1 | CP | 3.28 | 1
3RT10546AF36 | CONTACTOR, 55KW/400V/AC-3, AC(40...60HZ)/DC OPERATION UC 110...127V AUXIL. CONTACTS 2NO+2NC 3-POLE, SIZE S6 BAR CONNECTIONS CONVENTIONAL OPERATING MECHAN. SCREW TERMINAL | 331.5 | TEM | 1 | CP | 3.28 | 1
3RT10546AP36 | CONTACTOR, 55KW/400V/AC-3, AC(40...60HZ)/DC OPERATION UC 220...240V AUX. CONTACTS 2NO+2NC, 3-POLE, SIZE S6 BAR CONNECTIONS CONVENTIONAL OPERATING MECHAN. SCREW TERMINAL | 331.5 | TEM | 1 | CP | 3.294 | 1
3RT10546AP36 | CONTACTOR, 55KW/400V/AC-3, AC(40...60HZ)/DC OPERATION UC 220...240V AUX. CONTACTS 2NO+2NC, 3-POLE, SIZE S6 BAR CONNECTIONS CONVENTIONAL OPERATING MECHAN. SCREW TERMINAL | 331.5 | TEM | 1 | CP | 3.294 | 1
3RT10546AR36 | CONTACTOR, 55KW/400V/AC-3, AC(40...60HZ)/DC OPERATION UC 440...480V AUXIL. CONTACTS 2NO+2NC 3-POLE, SIZE S6 BAR CONNECTIONS CONVENTIONAL OPERATING MECHAN. SCREW TERMINAL | 331.5 | TEM | 1 | CP | 3.32 | 1
3RT10546AR36 | CONTACTOR, 55KW/400V/AC-3, AC(40...60HZ)/DC OPERATION UC 440...480V AUXIL. CONTACTS 2NO+2NC 3-POLE, SIZE S6 BAR CONNECTIONS CONVENTIONAL OPERATING MECHAN. SCREW TERMINAL | 331.5 | TEM | 1 | CP | 3.32 | 1
3RT10546AV36 | CONTACTOR, 55KW/400V/AC-3, AC(40...60HZ)/DC OPERATION UC 380...420V AUXIL. CONTACTS 2NO+2NC 3-POLE, SIZE S6 BAR CONNECTIONS CONVENTIONAL OPERATING MECHAN. SCREW TERMINAL | 331.5 | TEM | 1 | CP | 3.259 | 1
3RT10546AV36 | CONTACTOR, 55KW/400V/AC-3, AC(40...60HZ)/DC OPERATION UC 380...420V AUXIL. CONTACTS 2NO+2NC 3-POLE, SIZE S6 BAR CONNECTIONS CONVENTIONAL OPERATING MECHAN. SCREW TERMINAL | 331.5 | TEM | 1 | CP | 3.259 | 1
3RT10546LA06 | CONTACTOR, 55KW/400V/AC-3 W/O COIL AUXIL. CONTACTS 2NO+2NC 3-POLE, SIZE S6 BAR CONNECTIONS CONVENTIONAL OPERATING MECHAN. AUX.CONDUCTOR: SCREW TERMINALS | 272.9 | TEM | 1 | CP | 2.92 | 1
3RT10546LA06 | CONTACTOR, 55KW/400V/AC-3 W/O COIL AUXIL. CONTACTS 2NO+2NC 3-POLE, SIZE S6 BAR CONNECTIONS CONVENTIONAL OPERATING MECHAN. AUX.CONDUCTOR: SCREW TERMINALS | 272.9 | TEM | 1 | CP | 2.92 | 1
3RT10552AF36 | CONTACTOR, 75KW/400V/AC-3 AC(40...60HZ)/DC OPERATION UC 110-127V AUXILIARY CONTACTS 2NO+2NC 3-POLE, SIZE S6 BAR CONNECTIONS CONVENTIONAL OPERATING MECHAN. CAGE CLAMP CONNECTION | 384.6 | TEM | 1 | CP | 3.375 | 1
3RT10552AF36 | CONTACTOR, 75KW/400V/AC-3 AC(40...60HZ)/DC OPERATION UC 110-127V AUXILIARY CONTACTS 2NO+2NC 3-POLE, SIZE S6 BAR CONNECTIONS CONVENTIONAL OPERATING MECHAN. CAGE CLAMP CONNECTION | 384.6 | TEM | 1 | CP | 3.375 | 1
3RT10552AP36 | CONTACTOR, 75KW/400V/AC-3 AC(40...60HZ)/DC OPERATION UC 220-240V AUXILIARY CONTACTS 2NO+2NC 3-POLE, SIZE S6 BAR CONNECTIONS CONVENTIONAL OPERATING MECHAN. CAGE CLAMP CONNECTION | 384.6 | TEM | 1 | CP | 3.36 | 1
3RT10552AP36 | CONTACTOR, 75KW/400V/AC-3 AC(40...60HZ)/DC OPERATION UC 220-240V AUXILIARY CONTACTS 2NO+2NC 3-POLE, SIZE S6 BAR CONNECTIONS CONVENTIONAL OPERATING MECHAN. CAGE CLAMP CONNECTION | 384.6 | TEM | 1 | CP | 3.36 | 1
3RT10556AB36 | CONTACTOR, 75KW/400V/AC-3, AC(40...60HZ)/DC OPERATION UC 23...26V AUXIL. CONTACTS 2NO+2NC 3-POLE, SIZE S6 BAR CONNECTIONS CONVENTIONAL OPERATING MECHAN. | 376.5 | TEM | 1 | CP | 3.365 | 1
3RT10556AB36 | CONTACTOR, 75KW/400V/AC-3, AC(40...60HZ)/DC OPERATION UC 23...26V AUXIL. CONTACTS 2NO+2NC 3-POLE, SIZE S6 BAR CONNECTIONS CONVENTIONAL OPERATING MECHAN. | 376.5 | TEM | 1 | CP | 3.365 | 1
3RT10556AD36 | CONTACTOR, 75KW/400V/AC-3, AC(40...60HZ)/DC OPERATION UC 42...48V AUXIL. CONTACTS 2NO+2NC 3-POLE, SIZE S6 BAR CONNECTIONS CONVENTIONAL OPERATING MECHAN. SCREW TERMINAL | 376.5 | TEM | 1 | CP | 3.322 | 1
3RT10556AD36 | CONTACTOR, 75KW/400V/AC-3, AC(40...60HZ)/DC OPERATION UC 42...48V AUXIL. CONTACTS 2NO+2NC 3-POLE, SIZE S6 BAR CONNECTIONS CONVENTIONAL OPERATING MECHAN. SCREW TERMINAL | 376.5 | TEM | 1 | CP | 3.322 | 1
3RT10556AF36 | CONTACTOR, 75KW/400V/AC-3, AC(40...60HZ)/DC OPERATION UC 110...127V AUXIL. CONTACTS 2NO+2NC 3-POLE, SIZE S6 BAR CONNECTIONS CONVENTIONAL OPERATING MECHAN. SCREW TERMINAL | 376.5 | TEM | 1 | CP | 3.36 | 1
3RT10556AF36 | CONTACTOR, 75KW/400V/AC-3, AC(40...60HZ)/DC OPERATION UC 110...127V AUXIL. CONTACTS 2NO+2NC 3-POLE, SIZE S6 BAR CONNECTIONS CONVENTIONAL OPERATING MECHAN. SCREW TERMINAL | 376.5 | TEM | 1 | CP | 3.36 | 1
3RT10556AP36 | CONTACTOR, 75KW/400V/AC-3, AC(40...60HZ)/DC OPERATION UC 220...240V AUXIL. CONTACTS 2NO+2NC 3-POLE, SIZE S6 BAR CONNECTIONS CONVENTIONAL OPERATING MECHAN. SCREW TERMINAL | 376.5 | TEM | 1 | CP | 3.36 | 1
3RT10556AP36 | CONTACTOR, 75KW/400V/AC-3, AC(40...60HZ)/DC OPERATION UC 220...240V AUXIL. CONTACTS 2NO+2NC 3-POLE, SIZE S6 BAR CONNECTIONS CONVENTIONAL OPERATING MECHAN. SCREW TERMINAL | 376.5 | TEM | 1 | CP | 3.36 | 1
3RT10556AP36 | CONTACTOR, 75KW/400V/AC-3, AC(40...60HZ)/DC OPERATION UC 220...240V AUXIL. CONTACTS 2NO+2NC 3-POLE, SIZE S6 BAR CONNECTIONS CONVENTIONAL OPERATING MECHAN. SCREW TERMINAL | 376.5 | TEM | 1 | CP | 3.36 | 1
3RT10556AR36 | CONTACTOR, 75KW/400V/AC-3, AC(40...60HZ)/DC OPERATION UC 440...480V AUXIL. CONTACTS 2NO+2NC 3-POLE, SIZE S6 BAR CONNECTIONS CONVENTIONAL OPERATING MECHAN. SCREW TERMINAL | 376.5 | TEM | 1 | CP | 3.375 | 1
3RT10556AR36 | CONTACTOR, 75KW/400V/AC-3, AC(40...60HZ)/DC OPERATION UC 440...480V AUXIL. CONTACTS 2NO+2NC 3-POLE, SIZE S6 BAR CONNECTIONS CONVENTIONAL OPERATING MECHAN. SCREW TERMINAL | 376.5 | TEM | 1 | CP | 3.375 | 1
3RT10556AV36 | CONTACTOR, 75KW/400V/AC-3, AC(40...60HZ)/DC OPERATION UC 380...420V AUXIL. CONTACTS 2NO+2NC 3-POLE, SIZE S6 BAR CONNECTIONS CONVENTIONAL OPERATING MECHAN. SCREW TERMINAL | 376.5 | TEM | 1 | CP | 3.335 | 1
3RT10556AV36 | CONTACTOR, 75KW/400V/AC-3, AC(40...60HZ)/DC OPERATION UC 380...420V AUXIL. CONTACTS 2NO+2NC 3-POLE, SIZE S6 BAR CONNECTIONS CONVENTIONAL OPERATING MECHAN. SCREW TERMINAL | 376.5 | TEM | 1 | CP | 3.335 | 1
3RT10556LA06 | CONTACTOR, 75KW/400V/AC-3 W/O COIL AUXIL. CONTACTS 2NO+2NC 3-POLE, SIZE S6 BAR CONNECTIONS CONVENTIONAL OPERATING MECHAN. AUX. CONDUCTOR: SCREW TEMRINALS | 319.3 | TEM | 1 | CP | 2.855 | 1
3RT10556LA06 | CONTACTOR, 75KW/400V/AC-3 W/O COIL AUXIL. CONTACTS 2NO+2NC 3-POLE, SIZE S6 BAR CONNECTIONS CONVENTIONAL OPERATING MECHAN. AUX. CONDUCTOR: SCREW TEMRINALS | 319.3 | TEM | 1 | CP | 2.855 | 1
3RT10556NF36 | CONTACTOR, 75KW/400V/AC-3, AC(40...60HZ)/DC OPERATION UC 96...127V AUXIL. CONTACTS 2NO+2NC 3-POLE, SIZE S6 BAR CONNECTIONS ELECTRONIC OPERATING MECHANISM WITH PLC INTERFACE 24V DC SCREW TERMINAL | 428.4 | TEM | 1 | CP | 3.325 | 1
3RT10556NF36 | CONTACTOR, 75KW/400V/AC-3, AC(40...60HZ)/DC OPERATION UC 96...127V AUXIL. CONTACTS 2NO+2NC 3-POLE, SIZE S6 BAR CONNECTIONS ELECTRONIC OPERATING MECHANISM WITH PLC INTERFACE 24V DC SCREW TERMINAL | 428.4 | TEM | 1 | CP | 3.325 | 1
3RT10556NP36 | CONTACTOR, 75KW/400V/AC-3, AC(40...60HZ)/DC OPERATION UC 200...277V AUXIL. CONTACTS 2NO+2NC 3-POLE, SIZE S6 BAR CONNECTIONS ELECTRONIC OPERATING MECHANISM WITH PLC INTERFACE 24V DC SCREW TERMINAL | 428.4 | TEM | 1 | CP | 3.325 | 1
3RT10556NP36 | CONTACTOR, 75KW/400V/AC-3, AC(40...60HZ)/DC OPERATION UC 200...277V AUXIL. CONTACTS 2NO+2NC 3-POLE, SIZE S6 BAR CONNECTIONS ELECTRONIC OPERATING MECHANISM WITH PLC INTERFACE 24V DC SCREW TERMINAL | 428.4 | TEM | 1 | CP | 3.325 | 1
3RT10562AF36 | CONTACTOR, 90KW/400V/AC-3 AC(40...60HZ)/DC OPERATION UC 110-127V AUXILIARY CONTACTS 2NO+2NC 3-POLE, SIZE S6 BAR CONNECTIONS CONVENT. OPERATING MECHANISM CAGE CLAMP TERMINAL | 483 | TEM | 1 | CP | 3.418 | 1
3RT10562AF36 | CONTACTOR, 90KW/400V/AC-3 AC(40...60HZ)/DC OPERATION UC 110-127V AUXILIARY CONTACTS 2NO+2NC 3-POLE, SIZE S6 BAR CONNECTIONS CONVENT. OPERATING MECHANISM CAGE CLAMP TERMINAL | 483 | TEM | 1 | CP | 3.418 | 1
3RT10562AP36 | CONTACTOR, 90KW/400V/AC-3 AC(40...60HZ)/DC OPERATION UC 220-240V AUXILIARY CONTACTS 2NO+2NC 3-POLE, SIZE S6 BAR CONNECTIONS CONVENT. OPERATING MECHANISM CAGE CLAMP TERMINAL | 483 | TEM | 1 | CP | 3.34 | 1
3RT10562AP36 | CONTACTOR, 90KW/400V/AC-3 AC(40...60HZ)/DC OPERATION UC 220-240V AUXILIARY CONTACTS 2NO+2NC 3-POLE, SIZE S6 BAR CONNECTIONS CONVENT. OPERATING MECHANISM CAGE CLAMP TERMINAL | 483 | TEM | 1 | CP | 3.34 | 1
3RT10562AR36 | CONTACTOR, 90KW/400V/AC-3 AC(40...60HZ)/DC OPERATION UC 440-480V AUXILIARY CONTACTS 2NO+2NC 3-POLE, SIZE S6 BAR CONNECTIONS CONVENT. OPERATING MECHANISM CAGE CLAMP TERMINAL | 483 | TEM | 1 | CP | 24.025 | 1
3RT10562AR36 | CONTACTOR, 90KW/400V/AC-3 AC(40...60HZ)/DC OPERATION UC 440-480V AUXILIARY CONTACTS 2NO+2NC 3-POLE, SIZE S6 BAR CONNECTIONS CONVENT. OPERATING MECHANISM CAGE CLAMP TERMINAL | 483 | TEM | 1 | CP | 24.025 | 1
3RT10566AB36 | CONTACTOR, 90KW/400V/AC-3, AC(40...60HZ)/DC OPERATION UC 23...26V AUXIL. CONTACTS 2NO+2NC 3-POLE, SIZE S6 BAR CONNECTIONS CONVENT. OPERATING MECHANSIM SCREW TERMINAL | 473.5 | TEM | 1 | CP | 3.39 | 1
3RT10566AB36 | CONTACTOR, 90KW/400V/AC-3, AC(40...60HZ)/DC OPERATION UC 23...26V AUXIL. CONTACTS 2NO+2NC 3-POLE, SIZE S6 BAR CONNECTIONS CONVENT. OPERATING MECHANSIM SCREW TERMINAL | 473.5 | TEM | 1 | CP | 3.39 | 1
3RT10566AF36 | CONTACTOR, 90KW/400V/AC-3, AC(40...60HZ)/DC OPERATION UC 110...127V AUXIL. CONTACTS 2NO+2NC 3-POLE, SIZE S6 BAR CONNECTIONS CONVENTION. OPERATING MECHANISM SCREW TERMINAL | 473.5 | TEM | 1 | CP | 3.371 | 1
3RT10566AF36 | CONTACTOR, 90KW/400V/AC-3, AC(40...60HZ)/DC OPERATION UC 110...127V AUXIL. CONTACTS 2NO+2NC 3-POLE, SIZE S6 BAR CONNECTIONS CONVENTION. OPERATING MECHANISM SCREW TERMINAL | 473.5 | TEM | 1 | CP | 3.371 | 1
3RT10566AP30 | CONTACTOR, 90KW/400V/AC-3, AC(40...60HZ)/DC OPERATION UC 220...240V W/O AUXILIARY CONTACTS 3-POLE, SIZE S6 BAR CONNECTIONS CONVENT. OPERATING MECHANISM | 473.5 | TEM | 1 | CP | 3.25 | 1
3RT10566AP30 | CONTACTOR, 90KW/400V/AC-3, AC(40...60HZ)/DC OPERATION UC 220...240V W/O AUXILIARY CONTACTS 3-POLE, SIZE S6 BAR CONNECTIONS CONVENT. OPERATING MECHANISM | 473.5 | TEM | 1 | CP | 3.25 | 1
3RT10566AP36 | CONTACTOR, 90KW/400V/AC-3, AC(50...60HZ)/DC OPERATION UC 220...240V AUXIL. CONTACTS 2NO+2NC 3-POLE, SIZE S6 BAR CONNECTIONS CONVENT. OPERATING MECHANISM SCREW TERMINAL | 473.5 | TEM | 1 | CP | 3.34 | 1
3RT10566AP36 | CONTACTOR, 90KW/400V/AC-3, AC(50...60HZ)/DC OPERATION UC 220...240V AUXIL. CONTACTS 2NO+2NC 3-POLE, SIZE S6 BAR CONNECTIONS CONVENT. OPERATING MECHANISM SCREW TERMINAL | 473.5 | TEM | 1 | CP | 3.34 | 1
3RT10566AR36 | CONTACTOR, 90KW/400V/AC-3, AC(40...60HZ)/DC OPERATION UC 440...480V AUXIL. CONTACTS 2NO+2NC 3-POLE, SIZE S6 BAR CONNECTIONS CONVENT. OPERATING MECHANISM SCREW TERMINAL | 473.5 | TEM | 1 | CP | 3.36 | 1
3RT10566AR36 | CONTACTOR, 90KW/400V/AC-3, AC(40...60HZ)/DC OPERATION UC 440...480V AUXIL. CONTACTS 2NO+2NC 3-POLE, SIZE S6 BAR CONNECTIONS CONVENT. OPERATING MECHANISM SCREW TERMINAL | 473.5 | TEM | 1 | CP | 3.36 | 1
3RT10566AV36 | CONTACTOR, 90KW/400V/AC-3, AC(40...60HZ)/DC OPERATION UC 380...420V AUXIL. CONTACTS 2NO+2NC 3-POLE, SIZE S6 BAR CONNECTIONS CONVENT. OPERATING MECHANISM SCREW TERMINAL | 473.5 | TEM | 1 | CP | 3.35 | 1
3RT10566AV36 | CONTACTOR, 90KW/400V/AC-3, AC(40...60HZ)/DC OPERATION UC 380...420V AUXIL. CONTACTS 2NO+2NC 3-POLE, SIZE S6 BAR CONNECTIONS CONVENT. OPERATING MECHANISM SCREW TERMINAL | 473.5 | TEM | 1 | CP | 3.35 | 1
3RT10566NB36 | CONTACTOR, 90KW/400V/AC-3, AC(40...60HZ)/DC OPERATION UC 21...27.3V AUXIL. CONTACTS 2NO+2NC 3-POLE, SIZE S6 BAR CONNECTIONS ELECTRONIC OPERATING MECHANISM WITH 24V DC PLC INTERFACE SCREW TERMINAL | 524.7 | TEM | 1 | CP | 3.381 | 1
3RT10566NB36 | CONTACTOR, 90KW/400V/AC-3, AC(40...60HZ)/DC OPERATION UC 21...27.3V AUXIL. CONTACTS 2NO+2NC 3-POLE, SIZE S6 BAR CONNECTIONS ELECTRONIC OPERATING MECHANISM WITH 24V DC PLC INTERFACE SCREW TERMINAL | 524.7 | TEM | 1 | CP | 3.381 | 1
3RT10566NP36 | CONTACTOR, 90KW/400V/AC-3, AC(40...60HZ)/DC OPERATION UC 200...277V AUXIL. CONTACTS 2NO+2NC 3-POLE, SIZE S6 BAR CONNECTIONS ELECTRONIC OPERATING MECHANISM WITH 24V DC PLC INTERFACE SCREW TERMINAL | 524.7 | TEM | 1 | CP | 3.334 | 1
3RT10566NP36 | CONTACTOR, 90KW/400V/AC-3, AC(40...60HZ)/DC OPERATION UC 200...277V AUXIL. CONTACTS 2NO+2NC 3-POLE, SIZE S6 BAR CONNECTIONS ELECTRONIC OPERATING MECHANISM WITH 24V DC PLC INTERFACE SCREW TERMINAL | 524.7 | TEM | 1 | CP | 3.334 | 1
3RT10642AP36 | CONTACTOR, 110KW/400V/AC-3 AC(40...60HZ)/DC OPERATION UC 220-240V AUXILIARY CONTACTS 2NO+2NC 3-POLE, SIZE S10 BAR CONNECTIONS CONVENT. OPERATING MECHANISM CAGE CLAMP TERMINAL | 664.5 | TEM | 1 | CP | 6.428 | 1
3RT10642AP36 | CONTACTOR, 110KW/400V/AC-3 AC(40...60HZ)/DC OPERATION UC 220-240V AUXILIARY CONTACTS 2NO+2NC 3-POLE, SIZE S10 BAR CONNECTIONS CONVENT. OPERATING MECHANISM CAGE CLAMP TERMINAL | 664.5 | TEM | 1 | CP | 6.428 | 1
3RT10646AD36 | CONTACTOR, 110KW/400V/AC-3 AC(40...60HZ)/DC OPERATION UC 42-48V AUXILIARY CONTACTS 2NO+2NC 3-POLE, SIZE S10 BAR CONNECTIONS CONVENT. OPERATING MECHANISM SCREW TERMINAL | 641.8 | TEM | 1 | CP | 6.548 | 1
3RT10646AD36 | CONTACTOR, 110KW/400V/AC-3 AC(40...60HZ)/DC OPERATION UC 42-48V AUXILIARY CONTACTS 2NO+2NC 3-POLE, SIZE S10 BAR CONNECTIONS CONVENT. OPERATING MECHANISM SCREW TERMINAL | 641.8 | TEM | 1 | CP | 6.548 | 1
3RT10646AF36 | CONTACTOR, 110KW/400V/AC-3 AC(40...60HZ)/DC OPERATION UC 110-127V AUXILIARY CONTACTS 2NO+2NC 3-POLE, SIZE S10 BAR CONNECTIONS CONVENT. OPERATING MECHANISM SCREW TERMINAL | 641.8 | TEM | 1 | CP | 6.48 | 1
3RT10646AF36 | CONTACTOR, 110KW/400V/AC-3 AC(40...60HZ)/DC OPERATION UC 110-127V AUXILIARY CONTACTS 2NO+2NC 3-POLE, SIZE S10 BAR CONNECTIONS CONVENT. OPERATING MECHANISM SCREW TERMINAL | 641.8 | TEM | 1 | CP | 6.48 | 1
3RT10646AP36 | CONTACTOR, 110KW/400V/AC-3 AC(40...60HZ)/DC OPERATION UC 220-240V AUXILIARY CONTACTS 2NO+2NC 3-POLE, SIZE S10 BAR CONNECTIONS CONVENT. OPERATING MECHANISM SCREW TERMINAL | 641.8 | TEM | 1 | CP | 6.42 | 1
3RT10646AP36 | CONTACTOR, 110KW/400V/AC-3 AC(40...60HZ)/DC OPERATION UC 220-240V AUXILIARY CONTACTS 2NO+2NC 3-POLE, SIZE S10 BAR CONNECTIONS CONVENT. OPERATING MECHANISM SCREW TERMINAL | 641.8 | TEM | 1 | CP | 6.42 | 1
3RT10646AR36 | CONTACTOR, 110KW/400V/AC-3 AC(40...60HZ)/DC OPERATION UC 440-480V AUXILIARY CONTACTS 2NO+2NC 3-POLE, SIZE S10 BAR CONNECTIONS CONVENT. OPERATING MECHANISM SCREW TERMINAL | 641.8 | TEM | 1 | CP | 6.54 | 1
3RT10646AR36 | CONTACTOR, 110KW/400V/AC-3 AC(40...60HZ)/DC OPERATION UC 440-480V AUXILIARY CONTACTS 2NO+2NC 3-POLE, SIZE S10 BAR CONNECTIONS CONVENT. OPERATING MECHANISM SCREW TERMINAL | 641.8 | TEM | 1 | CP | 6.54 | 1
3RT10646AV36 | CONTACTOR, 110KW/400V/AC-3 AC(40...60HZ)/DC OPERATION UC 380-420V AUXILIARY CONTACTS 2NO+2NC 3-POLE, SIZE S10 BAR CONNECTIONS CONVENT. OPERATING MECHANISM SCREW TERMINAL | 641.8 | TEM | 1 | CP | 6.431 | 1
3RT10646AV36 | CONTACTOR, 110KW/400V/AC-3 AC(40...60HZ)/DC OPERATION UC 380-420V AUXILIARY CONTACTS 2NO+2NC 3-POLE, SIZE S10 BAR CONNECTIONS CONVENT. OPERATING MECHANISM SCREW TERMINAL | 641.8 | TEM | 1 | CP | 6.431 | 1
3RT10646NP36 | CONTACTOR, 110KW/400V/AC-3 AC(40...60HZ)/DC OPERATION UC 200-277V AUXILIARY CONTACTS 2NO+2NC 3-POLE, SIZE S10 BAR CONNECTIONS ELECTRONIC OPERATING MECHANISM WITH 24V DC PLC INTERFACE SCREW TERMINAL | 725.1 | TEM | 1 | CP | 6.475 | 1
3RT10646NP36 | CONTACTOR, 110KW/400V/AC-3 AC(40...60HZ)/DC OPERATION UC 200-277V AUXILIARY CONTACTS 2NO+2NC 3-POLE, SIZE S10 BAR CONNECTIONS ELECTRONIC OPERATING MECHANISM WITH 24V DC PLC INTERFACE SCREW TERMINAL | 725.1 | TEM | 1 | CP | 6.475 | 1
3RT10652AP36 | CONTACTOR, 132KW/400V/AC-3 AC(40...60HZ)/DC OPERATION UC 220-240V AUXILIARY CONTACTS 2NO+2NC 3-POLE, SIZE S10 BAR CONNECTIONS CONVENT. OPERATING MECHANISM CAGE CLAMP TERMINAL | 837.7 | TEM | 1 | CP | 6.5 | 1
3RT10652AP36 | CONTACTOR, 132KW/400V/AC-3 AC(40...60HZ)/DC OPERATION UC 220-240V AUXILIARY CONTACTS 2NO+2NC 3-POLE, SIZE S10 BAR CONNECTIONS CONVENT. OPERATING MECHANISM CAGE CLAMP TERMINAL | 837.7 | TEM | 1 | CP | 6.5 | 1
3RT10656AB36 | CONTACTOR, 132KW/400V/AC-3 AC(40...60HZ)/DC OPERATION UC 23-26V AUXILIARY CONTACTS 2NO+2NC 3-POLE, SIZE S10 BAR CONNECTIONS CONVENT. OPERATING MECHANISM SCREW TERMINAL | 823 | TEM | 1 | CP | 6.62 | 1
3RT10656AB36 | CONTACTOR, 132KW/400V/AC-3 AC(40...60HZ)/DC OPERATION UC 23-26V AUXILIARY CONTACTS 2NO+2NC 3-POLE, SIZE S10 BAR CONNECTIONS CONVENT. OPERATING MECHANISM SCREW TERMINAL | 823 | TEM | 1 | CP | 6.62 | 1
3RT10656AD36 | CONTACTOR, 132KW/400V/AC-3 AC(40...60HZ)/DC OPERATION UC 42-48V AUXILIARY CONTACTS 2NO+2NC 3-POLE, SIZE S10 BAR CONNECTIONS CONVENT. OPERATING MECHANISM SCREW TERMINAL | 823 | TEM | 1 | CP | 6.566 | 1
3RT10656AD36 | CONTACTOR, 132KW/400V/AC-3 AC(40...60HZ)/DC OPERATION UC 42-48V AUXILIARY CONTACTS 2NO+2NC 3-POLE, SIZE S10 BAR CONNECTIONS CONVENT. OPERATING MECHANISM SCREW TERMINAL | 823 | TEM | 1 | CP | 6.566 | 1
3RT10656AF36 | CONTACTOR, 132KW/400V/AC-3 AC(40...60HZ)/DC OPERATION UC 110-127V AUXILIARY CONTACTS 2NO+2NC 3-POLE, SIZE S10 BAR CONNECTIONS CONVENT. OPERATING MECHANISM SCREW TERMINAL | 823 | TEM | 1 | CP | 6.57 | 1
3RT10656AF36 | CONTACTOR, 132KW/400V/AC-3 AC(40...60HZ)/DC OPERATION UC 110-127V AUXILIARY CONTACTS 2NO+2NC 3-POLE, SIZE S10 BAR CONNECTIONS CONVENT. OPERATING MECHANISM SCREW TERMINAL | 823 | TEM | 1 | CP | 6.57 | 1
3RT10656AP36 | CONTACTOR, 132KW/400V/AC-3 AC(40...60HZ)/DC OPERATION UC 220-240V AUXILIARY CONTACTS 2NO+2NC 3-POLE, SIZE S10 BAR CONNECTIONS CONVENT. OPERATING MECHANISM SCREW TERMINAL | 823 | TEM | 1 | CP | 6.54 | 1
3RT10656AP36 | CONTACTOR, 132KW/400V/AC-3 AC(40...60HZ)/DC OPERATION UC 220-240V AUXILIARY CONTACTS 2NO+2NC 3-POLE, SIZE S10 BAR CONNECTIONS CONVENT. OPERATING MECHANISM SCREW TERMINAL | 823 | TEM | 1 | CP | 6.54 | 1
3RT10656AP36 | CONTACTOR, 132KW/400V/AC-3 AC(40...60HZ)/DC OPERATION UC 220-240V AUXILIARY CONTACTS 2NO+2NC 3-POLE, SIZE S10 BAR CONNECTIONS CONVENT. OPERATING MECHANISM SCREW TERMINAL | 823 | TEM | 1 | CP | 6.54 | 1
3RT10656AR36 | CONTACTOR, 132KW/400V/AC-3 AC(40...60HZ)/DC OPERATION UC 440-480V AUXILIARY CONTACTS 2NO+2NC 3-POLE, SIZE S10 BAR CONNECTIONS CONVENT. OPERATING MECHANISM SCREW TERMINAL | 823 | TEM | 1 | CP | 6.627 | 1
3RT10656AR36 | CONTACTOR, 132KW/400V/AC-3 AC(40...60HZ)/DC OPERATION UC 440-480V AUXILIARY CONTACTS 2NO+2NC 3-POLE, SIZE S10 BAR CONNECTIONS CONVENT. OPERATING MECHANISM SCREW TERMINAL | 823 | TEM | 1 | CP | 6.627 | 1
3RT10656AV36 | CONTACTOR, 132KW/400V/AC-3 AC(40...60HZ)/DC OPERATION UC 380-420V AUXILIARY CONTACTS 2NO+2NC 3-POLE, SIZE S10 BAR CONNECTIONS CONVENT. OPERATING MECHANISM SCREW TERMINAL | 823 | TEM | 1 | CP | 6.523 | 1
3RT10656AV36 | CONTACTOR, 132KW/400V/AC-3 AC(40...60HZ)/DC OPERATION UC 380-420V AUXILIARY CONTACTS 2NO+2NC 3-POLE, SIZE S10 BAR CONNECTIONS CONVENT. OPERATING MECHANISM SCREW TERMINAL | 823 | TEM | 1 | CP | 6.523 | 1
3RT10656LA06 | CONTACTOR, 132KW/400V/AC-3 WITHOUT COIL AUXILIARY CONTACTS 2NO+2NC 3-POLE, SIZE S10 MAIN COND.: BAR CONNECTIONS CONVENT. OPERATING MECHANISM AUX. COND.: SCREW TERMINALS | 742.2 | TEM | 1 | CP | 5.87 | 1
3RT10656LA06 | CONTACTOR, 132KW/400V/AC-3 WITHOUT COIL AUXILIARY CONTACTS 2NO+2NC 3-POLE, SIZE S10 MAIN COND.: BAR CONNECTIONS CONVENT. OPERATING MECHANISM AUX. COND.: SCREW TERMINALS | 742.2 | TEM | 1 | CP | 5.87 | 1
3RT10656NP36 | CONTACTOR, 132KW/400V/AC-3 AC(40...60HZ)/DC OPERATION UC 200-277V AUXILIARY CONTACTS 2NO+2NC 3-POLE, SIZE S10 BAR CONNECTIONS ELECTRONIC OPERATING MECHANISM WITH 24V DC PLC INTERFACE SCREW TERMINAL | 889.2 | TEM | 1 | CP | 6.6 | 1
3RT10656NP36 | CONTACTOR, 132KW/400V/AC-3 AC(40...60HZ)/DC OPERATION UC 200-277V AUXILIARY CONTACTS 2NO+2NC 3-POLE, SIZE S10 BAR CONNECTIONS ELECTRONIC OPERATING MECHANISM WITH 24V DC PLC INTERFACE SCREW TERMINAL | 889.2 | TEM | 1 | CP | 6.6 | 1
3RT10662AF36 | CONTACTOR, 160KW/400V/AC-3 AC(40...60HZ)/DC OPERATION UC 110-127V AUXILIARY CONTACTS 2NO+2NC 3-POLE, SIZE S10 BAR CONNECTIONS CONVENT. OPERATING MECHANISM CAGE CLAMP TERMINAL | 984.3 | TEM | 1 | CP | 6.628 | 1
3RT10662AF36 | CONTACTOR, 160KW/400V/AC-3 AC(40...60HZ)/DC OPERATION UC 110-127V AUXILIARY CONTACTS 2NO+2NC 3-POLE, SIZE S10 BAR CONNECTIONS CONVENT. OPERATING MECHANISM CAGE CLAMP TERMINAL | 984.3 | TEM | 1 | CP | 6.628 | 1
3RT10666AB36 | CONTACTOR, 160KW/400V/AC-3 AC(40...60HZ)/DC OPERATION UC 23-26V AUXILIARY CONTACTS 2NO+2NC 3-POLE, SIZE S10 BAR CONNECTIONS CONVENT. OPERATING MECHANISM SCREW TERMINAL | 970 | TEM | 1 | CP | 6.568 | 1
3RT10666AB36 | CONTACTOR, 160KW/400V/AC-3 AC(40...60HZ)/DC OPERATION UC 23-26V AUXILIARY CONTACTS 2NO+2NC 3-POLE, SIZE S10 BAR CONNECTIONS CONVENT. OPERATING MECHANISM SCREW TERMINAL | 970 | TEM | 1 | CP | 6.568 | 1
3RT10666AF36 | CONTACTOR, 160KW/400V/AC-3 AC(40...60HZ)/DC OPERATION UC 110-127V AUXILIARY CONTACTS 2NO+2NC 3-POLE, SIZE S10 BAR CONNECTIONS CONVENT. OPERATING MECHANISM SCREW TERMINAL | 970 | TEM | 1 | CP | 6.62 | 1
3RT10666AF36 | CONTACTOR, 160KW/400V/AC-3 AC(40...60HZ)/DC OPERATION UC 110-127V AUXILIARY CONTACTS 2NO+2NC 3-POLE, SIZE S10 BAR CONNECTIONS CONVENT. OPERATING MECHANISM SCREW TERMINAL | 970 | TEM | 1 | CP | 6.62 | 1
3RT10666AP36 | CONTACTOR, 160KW/400V/AC-3 AC(40...60HZ)/DC OPERATION UC 220-240V AUXILIARY CONTACTS 2NO+2NC 3-POLE, SIZE S10 BAR CONNECTIONS CONVENT. OPERATING MECHANISM SCREW TERMINAL | 970 | TEM | 1 | CP | 6.565 | 1
3RT10666AP36 | CONTACTOR, 160KW/400V/AC-3 AC(40...60HZ)/DC OPERATION UC 220-240V AUXILIARY CONTACTS 2NO+2NC 3-POLE, SIZE S10 BAR CONNECTIONS CONVENT. OPERATING MECHANISM SCREW TERMINAL | 970 | TEM | 1 | CP | 6.565 | 1
3RT10666AP36 | CONTACTOR, 160KW/400V/AC-3 AC(40...60HZ)/DC OPERATION UC 220-240V AUXILIARY CONTACTS 2NO+2NC 3-POLE, SIZE S10 BAR CONNECTIONS CONVENT. OPERATING MECHANISM SCREW TERMINAL | 970 | TEM | 1 | CP | 6.565 | 1
3RT10666AR36 | CONTACTOR, 160KW/400V/AC-3 AC(40...60HZ)/DC OPERATION UC 440-480V AUXILIARY CONTACTS 2NO+2NC 3-POLE, SIZE S10 BAR CONNECTIONS CONVENT. OPERATING MECHANISM SCREW TERMINAL | 970 | TEM | 1 | CP | 6.61 | 1
3RT10666AR36 | CONTACTOR, 160KW/400V/AC-3 AC(40...60HZ)/DC OPERATION UC 440-480V AUXILIARY CONTACTS 2NO+2NC 3-POLE, SIZE S10 BAR CONNECTIONS CONVENT. OPERATING MECHANISM SCREW TERMINAL | 970 | TEM | 1 | CP | 6.61 | 1
3RT10666AV36 | CONTACTOR, 160KW/400V/AC-3 AC(40...60HZ)/DC OPERATION UC 380-420V AUXILIARY CONTACTS 2NO+2NC 3-POLE, SIZE S10 BAR CONNECTIONS CONVENT. OPERATING MECHANISM SCREW TERMINAL | 970 | TEM | 1 | CP | 6.531 | 1
3RT10666AV36 | CONTACTOR, 160KW/400V/AC-3 AC(40...60HZ)/DC OPERATION UC 380-420V AUXILIARY CONTACTS 2NO+2NC 3-POLE, SIZE S10 BAR CONNECTIONS CONVENT. OPERATING MECHANISM SCREW TERMINAL | 970 | TEM | 1 | CP | 6.531 | 1
3RT10666NP36 | CONTACTOR, 160KW/400V/AC-3 AC(40...60HZ)/DC OPERATION UC 200-277V AUXILIARY CONTACTS 2NO+2NC 3-POLE, SIZE S10 BAR CONNECTIONS ELECTRONIC OPERATING MECHANISM WITH 24V DC PLC INTERFACE SCREW TERMINAL | 1041.3 | TEM | 1 | CP | 6.61 | 1
3RT10666NP36 | CONTACTOR, 160KW/400V/AC-3 AC(40...60HZ)/DC OPERATION UC 200-277V AUXILIARY CONTACTS 2NO+2NC 3-POLE, SIZE S10 BAR CONNECTIONS ELECTRONIC OPERATING MECHANISM WITH 24V DC PLC INTERFACE SCREW TERMINAL | 1041.3 | TEM | 1 | CP | 6.61 | 1
3RT10752AF36 | CONTACTOR, 200KW/400V/AC-3 AC(40...60HZ)/DC OPERATION UC 110-127V AUXILIARY CONTACTS 2NO+2NC 3-POLE, SIZE S12 BAR CONNECTIONS CONVENT. OPERATING MECHANISM CAGE CLAMP TERMINAL | 1178.8 | TEM | 1 | CP | 10.744 | 1
3RT10752AF36 | CONTACTOR, 200KW/400V/AC-3 AC(40...60HZ)/DC OPERATION UC 110-127V AUXILIARY CONTACTS 2NO+2NC 3-POLE, SIZE S12 BAR CONNECTIONS CONVENT. OPERATING MECHANISM CAGE CLAMP TERMINAL | 1178.8 | TEM | 1 | CP | 10.744 | 1
3RT10752AP36 | CONTACTOR, 200KW/400V/AC-3 AC(40...60HZ)/DC OPERATION UC 220-240V AUXILIARY CONTACTS 2NO+2NC 3-POLE, SIZE S12 BAR CONNECTIONS CONVENT. OPERATING MECHANISM CAGE CLAMP TERMINAL | 1178.8 | TEM | 1 | CP | 10.297 | 1
3RT10752AP36 | CONTACTOR, 200KW/400V/AC-3 AC(40...60HZ)/DC OPERATION UC 220-240V AUXILIARY CONTACTS 2NO+2NC 3-POLE, SIZE S12 BAR CONNECTIONS CONVENT. OPERATING MECHANISM CAGE CLAMP TERMINAL | 1178.8 | TEM | 1 | CP | 10.297 | 1
3RT10756AB36 | CONTACTOR, 200KW/400V/AC-3 AC(40...60HZ)/DC OPERATION UC 23-26V AUXILIARY CONTACTS 2NO+2NC 3-POLE, SIZE S12 BAR CONNECTIONS CONVENT. OPERATING MECHANISM SCREW TERMINAL | 1145.1 | TEM | 1 | CP | 10.445 | 1
3RT10756AB36 | CONTACTOR, 200KW/400V/AC-3 AC(40...60HZ)/DC OPERATION UC 23-26V AUXILIARY CONTACTS 2NO+2NC 3-POLE, SIZE S12 BAR CONNECTIONS CONVENT. OPERATING MECHANISM SCREW TERMINAL | 1145.1 | TEM | 1 | CP | 10.445 | 1
3RT10756AF36 | CONTACTOR, 200KW/400V/AC-3 AC(40...60HZ)/DC OPERATION UC 110-127V AUXILIARY CONTACTS 2NO+2NC 3-POLE, SIZE S12 BAR CONNECTIONS CONVENT. OPERATING MECHANISM SCREW TERMINAL | 1145.1 | TEM | 1 | CP | 10.346 | 1
3RT10756AF36 | CONTACTOR, 200KW/400V/AC-3 AC(40...60HZ)/DC OPERATION UC 110-127V AUXILIARY CONTACTS 2NO+2NC 3-POLE, SIZE S12 BAR CONNECTIONS CONVENT. OPERATING MECHANISM SCREW TERMINAL | 1145.1 | TEM | 1 | CP | 10.346 | 1
3RT10756AP36 | CONTACTOR, 200KW/400V/AC-3 AC(40...60HZ)/DC OPERATION UC 220-240V AUXILIARY CONTACTS 2NO+2NC 3-POLE, SIZE S12 BAR CONNECTIONS CONVENT. OPERATING MECHANISM SCREW TERMINAL | 1145.1 | TEM | 1 | CP | 10.23 | 1
3RT10756AP36 | CONTACTOR, 200KW/400V/AC-3 AC(40...60HZ)/DC OPERATION UC 220-240V AUXILIARY CONTACTS 2NO+2NC 3-POLE, SIZE S12 BAR CONNECTIONS CONVENT. OPERATING MECHANISM SCREW TERMINAL | 1145.1 | TEM | 1 | CP | 10.23 | 1
3RT10756AP36 | CONTACTOR, 200KW/400V/AC-3 AC(40...60HZ)/DC OPERATION UC 220-240V AUXILIARY CONTACTS 2NO+2NC 3-POLE, SIZE S12 BAR CONNECTIONS CONVENT. OPERATING MECHANISM SCREW TERMINAL | 1145.1 | TEM | 1 | CP | 10.23 | 1
3RT10756AR36 | CONTACTOR, 200KW/400V/AC-3 AC(40...60HZ)/DC OPERATION UC 440-480V AUXILIARY CONTACTS 2NO+2NC 3-POLE, SIZE S12 BAR CONNECTIONS CONVENT. OPERATING MECHANISM SCREW TERMINAL | 1145.1 | TEM | 1 | CP | 10.33 | 1
3RT10756AR36 | CONTACTOR, 200KW/400V/AC-3 AC(40...60HZ)/DC OPERATION UC 440-480V AUXILIARY CONTACTS 2NO+2NC 3-POLE, SIZE S12 BAR CONNECTIONS CONVENT. OPERATING MECHANISM SCREW TERMINAL | 1145.1 | TEM | 1 | CP | 10.33 | 1
3RT10756AV36 | CONTACTOR, 200KW/400V/AC-3 AC(40...60HZ)/DC OPERATION UC 380-420V AUXILIARY CONTACTS 2NO+2NC 3-POLE, SIZE S12 BAR CONNECTIONS CONVENT. OPERATING MECHANISM SCREW TERMINAL | 1145.1 | TEM | 1 | CP | 10.179 | 1
3RT10756AV36 | CONTACTOR, 200KW/400V/AC-3 AC(40...60HZ)/DC OPERATION UC 380-420V AUXILIARY CONTACTS 2NO+2NC 3-POLE, SIZE S12 BAR CONNECTIONS CONVENT. OPERATING MECHANISM SCREW TERMINAL | 1145.1 | TEM | 1 | CP | 10.179 | 1
3RT10756LA06 | CONTACTOR, 200KW/400V/AC-3 WITHOUT COIL AUXILIARY CONTACTS 2NO+2NC 3-POLE, SIZE S12 MAIN COND.: BAR CONNECTIONS CONVENT. OPERATING MECHANISM AUX. COND.: SCREW TERMINALS | 1050.8 | TEM | 1 | CP | 9.114 | 1
3RT10756LA06 | CONTACTOR, 200KW/400V/AC-3 WITHOUT COIL AUXILIARY CONTACTS 2NO+2NC 3-POLE, SIZE S12 MAIN COND.: BAR CONNECTIONS CONVENT. OPERATING MECHANISM AUX. COND.: SCREW TERMINALS | 1050.8 | TEM | 1 | CP | 9.114 | 1
3RT10756NP36 | CONTACTOR, 200KW/400V/AC-3 AC(40...60HZ)/DC OPERATION UC 200-277V AUXILIARY CONTACTS 2NO+2NC 3-POLE, SIZE S12 BAR CONNECTIONS ELECTRONIC OPERATING MECHANISM WITH 24V DC PLC INTERFACE SCREW TERMINAL | 1300.1 | TEM | 1 | CP | 10.192 | 1
3RT10756NP36 | CONTACTOR, 200KW/400V/AC-3 AC(40...60HZ)/DC OPERATION UC 200-277V AUXILIARY CONTACTS 2NO+2NC 3-POLE, SIZE S12 BAR CONNECTIONS ELECTRONIC OPERATING MECHANISM WITH 24V DC PLC INTERFACE SCREW TERMINAL | 1300.1 | TEM | 1 | CP | 10.192 | 1
3RT10756PP35 | CONTACTOR, 200KW/400V/AC-3 AC(40...60HZ)/DC OPERATION UC 200-277V AUXILIARY CONTACTS 1NO+1NC 3-POLE, SIZE S12 BAR CONNECTIONS ELECTRONIC OPERATING MECHANISM WITH PLC/SIMOCODE INTERFACE AND REMAIN. LIFETIME INDICATOR | 1455 | TEM | 1 | CP | 10.576 | 1
3RT10756PP35 | CONTACTOR, 200KW/400V/AC-3 AC(40...60HZ)/DC OPERATION UC 200-277V AUXILIARY CONTACTS 1NO+1NC 3-POLE, SIZE S12 BAR CONNECTIONS ELECTRONIC OPERATING MECHANISM WITH PLC/SIMOCODE INTERFACE AND REMAIN. LIFETIME INDICATOR | 1455 | TEM | 1 | CP | 10.576 | 1
3RT10766AF36 | CONTACTOR, 250KW/400V/AC-3 AC(40...60HZ)/DC OPERATION UC 110-127V AUXILIARY CONTACTS 2NO+2NC 3-POLE, SIZE S12 BAR CONNECTIONS CONVENT. OPERATING MECHANISM SCREW TERMINAL | 1425.8 | TEM | 1 | CP | 10.49 | 1
3RT10766AF36 | CONTACTOR, 250KW/400V/AC-3 AC(40...60HZ)/DC OPERATION UC 110-127V AUXILIARY CONTACTS 2NO+2NC 3-POLE, SIZE S12 BAR CONNECTIONS CONVENT. OPERATING MECHANISM SCREW TERMINAL | 1425.8 | TEM | 1 | CP | 10.49 | 1
3RT10766AP36 | CONTACTOR, 250KW/400V/AC-3 AC(40...60HZ)/DC OPERATION UC 220-240V AUXILIARY CONTACTS 2NO+2NC 3-POLE, SIZE S12 BAR CONNECTIONS CONVENT. OPERATING MECHANISM SCREW TERMINAL | 1425.8 | TEM | 1 | CP | 10.4 | 1
3RT10766AP36 | CONTACTOR, 250KW/400V/AC-3 AC(40...60HZ)/DC OPERATION UC 220-240V AUXILIARY CONTACTS 2NO+2NC 3-POLE, SIZE S12 BAR CONNECTIONS CONVENT. OPERATING MECHANISM SCREW TERMINAL | 1425.8 | TEM | 1 | CP | 10.4 | 1
3RT10766AP36 | CONTACTOR, 250KW/400V/AC-3 AC(40...60HZ)/DC OPERATION UC 220-240V AUXILIARY CONTACTS 2NO+2NC 3-POLE, SIZE S12 BAR CONNECTIONS CONVENT. OPERATING MECHANISM SCREW TERMINAL | 1425.8 | TEM | 1 | CP | 10.4 | 1
3RT10766AR36 | CONTACTOR, 250KW/400V/AC-3 AC(40...60HZ)/DC OPERATION UC 440-480V AUXILIARY CONTACTS 2NO+2NC 3-POLE, SIZE S12 BAR CONNECTIONS CONVENT. OPERATING MECHANISM SCREW TERMINAL | 1425.8 | TEM | 1 | CP | 10.854 | 1
3RT10766AR36 | CONTACTOR, 250KW/400V/AC-3 AC(40...60HZ)/DC OPERATION UC 440-480V AUXILIARY CONTACTS 2NO+2NC 3-POLE, SIZE S12 BAR CONNECTIONS CONVENT. OPERATING MECHANISM SCREW TERMINAL | 1425.8 | TEM | 1 | CP | 10.854 | 1
3RT10766AV36 | CONTACTOR, 250KW/400V/AC-3 AC(40...60HZ)/DC OPERATION UC 380-420V AUXILIARY CONTACTS 2NO+2NC 3-POLE, SIZE S12 BAR CONNECTIONS CONVENT. OPERATING MECHANISM SCREW TERMINAL | 1425.8 | TEM | 1 | CP | 10.321 | 1
3RT10766AV36 | CONTACTOR, 250KW/400V/AC-3 AC(40...60HZ)/DC OPERATION UC 380-420V AUXILIARY CONTACTS 2NO+2NC 3-POLE, SIZE S12 BAR CONNECTIONS CONVENT. OPERATING MECHANISM SCREW TERMINAL | 1425.8 | TEM | 1 | CP | 10.321 | 1
3RT10766NP36 | CONTACTOR, 250KW/400V/AC-3 AC(40...60HZ)/DC OPERATION UC 200-277V AUXILIARY CONTACTS 2NO+2NC 3-POLE, SIZE S12 BAR CONNECTIONS ELECTRONIC OPERATING MECHANISM WITH 24V DC PLC INTERFACE SCREW TERMINAL | 1566 | TEM | 1 | CP | 10.26 | 1
3RT10766NP36 | CONTACTOR, 250KW/400V/AC-3 AC(40...60HZ)/DC OPERATION UC 200-277V AUXILIARY CONTACTS 2NO+2NC 3-POLE, SIZE S12 BAR CONNECTIONS ELECTRONIC OPERATING MECHANISM WITH 24V DC PLC INTERFACE SCREW TERMINAL | 1566 | TEM | 1 | CP | 10.26 | 1
3RT10766PP35 | CONTACTOR, 250KW/400V/AC-3 AC(40...60HZ)/DC OPERATION UC 200-277V AUXILIARY CONTACTS 1NO+1NC 3-POLE, SIZE S12 BAR CONNECTIONS ELECTRONIC OPERATING MECHANISM WITH PLC/SIMOCODE INTERFACE AND REMAIN. LIFETIME INDICATOR | 1700.4 | TEM | 1 | CP | 10.65 | 1
3RT10766PP35 | CONTACTOR, 250KW/400V/AC-3 AC(40...60HZ)/DC OPERATION UC 200-277V AUXILIARY CONTACTS 1NO+1NC 3-POLE, SIZE S12 BAR CONNECTIONS ELECTRONIC OPERATING MECHANISM WITH PLC/SIMOCODE INTERFACE AND REMAIN. LIFETIME INDICATOR | 1700.4 | TEM | 1 | CP | 10.65 | 1
3RT12646AP36 | VAC. CONTACTOR, 110KW/400V/AC-3 AC(40...60HZ)/DC OPERATION UC 220-240V AUXILIARY CONTACTS 2NO+2NC 3-POLE, SIZE S10 BAR CONNECTIONS CONVENT. OPERATING MECHANISM | 1145.6 | TEM | 1 | CP | 7.257 | 1
3RT12646AP36 | VAC. CONTACTOR, 110KW/400V/AC-3 AC(40...60HZ)/DC OPERATION UC 220-240V AUXILIARY CONTACTS 2NO+2NC 3-POLE, SIZE S10 BAR CONNECTIONS CONVENT. OPERATING MECHANISM | 1145.6 | TEM | 1 | CP | 7.257 | 1
3RT12656AP36 | VAC. CONTACTOR, 132KW/400V/AC-3 AC(40...60HZ)/DC OPERATION UC 220-240V AUXILIARY CONTACTS 2NO+2NC 3-POLE, SIZE S10 BAR CONNECTIONS CONVENT. OPERATING MECHANISM | 1318.6 | TEM | 1 | CP | 7.3 | 1
3RT12656AP36 | VAC. CONTACTOR, 132KW/400V/AC-3 AC(40...60HZ)/DC OPERATION UC 220-240V AUXILIARY CONTACTS 2NO+2NC 3-POLE, SIZE S10 BAR CONNECTIONS CONVENT. OPERATING MECHANISM | 1318.6 | TEM | 1 | CP | 7.3 | 1
3RT12666AP36 | VAC. CONTACTOR, 160KW/400V/AC-3 AC(40...60HZ)/DC OPERATION UC 220-240V AUXILIARY CONTACTS 2NO+2NC 3-POLE, SIZE S10 BAR CONNECTIONS CONVENT. OPERATING MECHANISM | 1559.5 | TEM | 1 | CP | 7.318 | 1
3RT12666AP36 | VAC. CONTACTOR, 160KW/400V/AC-3 AC(40...60HZ)/DC OPERATION UC 220-240V AUXILIARY CONTACTS 2NO+2NC 3-POLE, SIZE S10 BAR CONNECTIONS CONVENT. OPERATING MECHANISM | 1559.5 | TEM | 1 | CP | 7.318 | 1
3RT12756AF36 | VAC. CONTACTOR, 200KW/400V/AC-3 AC(40...60HZ)/DC OPERATION UC 110-127V AUXILIARY CONTACTS 2NO+2NC 3-POLE, SIZE S12 BAR CONNECTIONS CONVENT. OPERATING MECHANISM | 1806.4 | TEM | 1 | CP | 10.566 | 1
3RT12756AF36 | VAC. CONTACTOR, 200KW/400V/AC-3 AC(40...60HZ)/DC OPERATION UC 110-127V AUXILIARY CONTACTS 2NO+2NC 3-POLE, SIZE S12 BAR CONNECTIONS CONVENT. OPERATING MECHANISM | 1806.4 | TEM | 1 | CP | 10.566 | 1
3RT12756AP36 | VAC. CONTACTOR, 200KW/400V/AC-3 AC(40...60HZ)/DC OPERATION UC 220-240V AUXILIARY CONTACTS 2NO+2NC 3-POLE, SIZE S12 BAR CONNECTIONS CONVENT. OPERATING MECHANISM | 1806.4 | TEM | 1 | CP | 10.5 | 1
3RT12756AP36 | VAC. CONTACTOR, 200KW/400V/AC-3 AC(40...60HZ)/DC OPERATION UC 220-240V AUXILIARY CONTACTS 2NO+2NC 3-POLE, SIZE S12 BAR CONNECTIONS CONVENT. OPERATING MECHANISM | 1806.4 | TEM | 1 | CP | 10.5 | 1
3RT12756AR36 | VAC. CONTACTOR, 200KW/400V/AC-3 AC(40...60HZ)/DC OPERATION UC 440-480V AUXILIARY CONTACTS 2NO+2NC 3-POLE, SIZE S12 BAR CONNECTIONS CONVENT. OPERATING MECHANISM | 1742.6 | TEM | 1 | CP | 10.526 | 1
3RT12756AR36 | VAC. CONTACTOR, 200KW/400V/AC-3 AC(40...60HZ)/DC OPERATION UC 440-480V AUXILIARY CONTACTS 2NO+2NC 3-POLE, SIZE S12 BAR CONNECTIONS CONVENT. OPERATING MECHANISM | 1742.6 | TEM | 1 | CP | 10.526 | 1
3RT12766AF36 | VAC. CONTACTOR, 250KW/400V/AC-3 AC/DC OPERATION UC 110-127V AUXILIARY CONTACTS 2NO+2NC 3-POLE, SIZE S12 BAR CONNECTIONS CONVENT. OPERATING MECHANISM | 2418 | TEM | 1 | CP | 10.579 | 1
3RT12766AF36 | VAC. CONTACTOR, 250KW/400V/AC-3 AC/DC OPERATION UC 110-127V AUXILIARY CONTACTS 2NO+2NC 3-POLE, SIZE S12 BAR CONNECTIONS CONVENT. OPERATING MECHANISM | 2418 | TEM | 1 | CP | 10.579 | 1
3RT13161AB00 | CONTACTOR, AC-1,12KW/400 V, AC-1 18 A, AC 24 V, 50 HZ, 4-POLE, 4 NO, SIZE S00, SCREW CONNECTION | 30.19 | TEM | 1 | CP | 0.206 | 1
3RT13161AB00 | CONTACTOR, AC-1,12KW/400 V, AC-1 18 A, AC 24 V, 50 HZ, 4-POLE, 4 NO, SIZE S00, SCREW CONNECTION | 30.19 | TEM | 1 | CP | 0.206 | 1
3RT13161AP00 | CONTACTOR, AC-1 18A, 12KW/400 V AC 230 V, 50 HZ, 4-POLE, SIZE S00, 4 NO, SCREW CONNECTION | 30.19 | TEM | 1 | CP | 0.203 | 1
3RT13161AP00 | CONTACTOR, AC-1 18A, 12KW/400 V AC 230 V, 50 HZ, 4-POLE, SIZE S00, 4 NO, SCREW CONNECTION | 30.19 | TEM | 1 | CP | 0.203 | 1
3RT13161BB40 | CONTACTOR, AC-1, 12KW/400 V, AC-1 18 A, DC 24 V, 4-POLE, 4 NO, SIZE S00, SCREW CONNECTION | 35.09 | TEM | 1 | CP | 0.266 | 1
3RT13161BB40 | CONTACTOR, AC-1, 12KW/400 V, AC-1 18 A, DC 24 V, 4-POLE, 4 NO, SIZE S00, SCREW CONNECTION | 35.09 | TEM | 1 | CP | 0.266 | 1
3RT13161BF40 | CONTACTOR, AC-1, 12KW/400 V, AC-1 18 A, DC 110 V, 4-POLE, 4 NO, SIZE S00, SCREW CONNECTION | 35.09 | TEM | 1 | CP | 0.264 | 1
3RT13161BF40 | CONTACTOR, AC-1, 12KW/400 V, AC-1 18 A, DC 110 V, 4-POLE, 4 NO, SIZE S00, SCREW CONNECTION | 35.09 | TEM | 1 | CP | 0.264 | 1
3RT13162AB00 | CONTACTOR, AC-3 4 KW / 400 V, AC-1 18 A, AC 24 V, 50 HZ, 4-POLE, 4 NO, SIZE S00, CAGE-CLAMP CONNECTION | 30.5 | TEM | 1 | CP | 0.205 | 1
3RT13162AB00 | CONTACTOR, AC-3 4 KW / 400 V, AC-1 18 A, AC 24 V, 50 HZ, 4-POLE, 4 NO, SIZE S00, CAGE-CLAMP CONNECTION | 30.5 | TEM | 1 | CP | 0.205 | 1
3RT13162AP00 | CONTACTOR, AC-3 4 KW / 400 V, AC-1 18 A, AC 230 V, 50 HZ, 4-POLE, 4 NO, SIZE S00, CAGE-CLAMP CONNECTION | 30.5 | TEM | 1 | CP | 0.201 | 1
3RT13162AP00 | CONTACTOR, AC-3 4 KW / 400 V, AC-1 18 A, AC 230 V, 50 HZ, 4-POLE, 4 NO, SIZE S00, CAGE-CLAMP CONNECTION | 30.5 | TEM | 1 | CP | 0.201 | 1
3RT13171AB00 | CONTACTOR, AC-1, 14.5KW/400V, AC-1 22 A, AC 24 V, 50/60 HZ, 4-POLE, 4 NO, SIZE S00, SCREW CONNECTION | 37.33 | TEM | 1 | CP | 0.206 | 1
3RT13171AB00 | CONTACTOR, AC-1, 14.5KW/400V, AC-1 22 A, AC 24 V, 50/60 HZ, 4-POLE, 4 NO, SIZE S00, SCREW CONNECTION | 37.33 | TEM | 1 | CP | 0.206 | 1
3RT13171AP00 | CONTACTOR, AC-1, 14,5KW/400 V, AC-1 22 A, AC 230 V, 50 HZ, 4-POLE, 4 NO, SIZE S00, SCREW CONNECTION | 37.33 | TEM | 1 | CP | 0.202 | 1
3RT13171AP00 | CONTACTOR, AC-1, 14,5KW/400 V, AC-1 22 A, AC 230 V, 50 HZ, 4-POLE, 4 NO, SIZE S00, SCREW CONNECTION | 37.33 | TEM | 1 | CP | 0.202 | 1
3RT13171BB40 | CONTACTOR, AC-1, 14.5 KW/400V, AC-1 22 A, DC 24 V 4-POLE, 4 NO, SIZE S00, SCREW CONNECTION | 42.13 | TEM | 1 | CP | 0.265 | 1
3RT13171BB40 | CONTACTOR, AC-1, 14.5 KW/400V, AC-1 22 A, DC 24 V 4-POLE, 4 NO, SIZE S00, SCREW CONNECTION | 42.13 | TEM | 1 | CP | 0.265 | 1
3RT13172BB40 | CONTACTOR, AC-3 5.5KW/400 V, AC-1 22 A, DC 24 V, 4-POLE, 4 NO, SIZE S00, CAGE-CLAMP CONNECTION | 42.94 | TEM | 1 | CP | 0.263 | 1
3RT13172BB40 | CONTACTOR, AC-3 5.5KW/400 V, AC-1 22 A, DC 24 V, 4-POLE, 4 NO, SIZE S00, CAGE-CLAMP CONNECTION | 42.94 | TEM | 1 | CP | 0.263 | 1
3RT13251AB00 | CONTACTOR, AC-1 35 A, AC 24 V 50 HZ 4-POLE, SIZE S0, SCREW CONNECTION | 53.45 | TEM | 1 | CP | 0.393 | 1
3RT13251AB00 | CONTACTOR, AC-1 35 A, AC 24 V 50 HZ 4-POLE, SIZE S0, SCREW CONNECTION | 53.45 | TEM | 1 | CP | 0.393 | 1
3RT13251AP00 | CONTACTOR, AC-1 35A, 22KW/400V, AC 230 V, 50 HZ, 4-POLE, SIZE S0, SCREW CONNECTION | 53.45 | TEM | 1 | CP | 0.395 | 1
3RT13251AP00 | CONTACTOR, AC-1 35A, 22KW/400V, AC 230 V, 50 HZ, 4-POLE, SIZE S0, SCREW CONNECTION | 53.45 | TEM | 1 | CP | 0.395 | 1
3RT13251BB40 | CONTACTOR, AC-1 35 A, DC 24 V, 4-POLE, SIZE S0, SCREW CONNECTION | 97.31 | TEM | 1 | CP | 0.624 | 1
3RT13251BB40 | CONTACTOR, AC-1 35 A, DC 24 V, 4-POLE, SIZE S0, SCREW CONNECTION | 97.31 | TEM | 1 | CP | 0.624 | 1
3RT13251BF40 | CONTACTOR, AC-1 35 A, DC 110 V, 4-POLE, SIZE S0, SCREW CONNECTION | 97.31 | TEM | 1 | CP | 0.625 | 1
3RT13251BF40 | CONTACTOR, AC-1 35 A, DC 110 V, 4-POLE, SIZE S0, SCREW CONNECTION | 97.31 | TEM | 1 | CP | 0.625 | 1
3RT13261AF00 | CONTACTOR, AC-1 40 A, AC 110 V, 50 HZ, 4-POLE, SIZE S0, SCREW CONNECTION AVAILABLE MARCH '98 | 77.52 | TEM | 1 | CP | 0.393 | 1
3RT13261AF00 | CONTACTOR, AC-1 40 A, AC 110 V, 50 HZ, 4-POLE, SIZE S0, SCREW CONNECTION AVAILABLE MARCH '98 | 77.52 | TEM | 1 | CP | 0.393 | 1
3RT13261AL20 | CONTACTOR, AC-1 40 A, AC 230 V 50/60 HZ 4-POLE, SIZE S0, SCREW CONNECTION AVAILABLE MARCH '98 | 77.52 | TEM | 1 | CP | 0.397 | 1
3RT13261AL20 | CONTACTOR, AC-1 40 A, AC 230 V 50/60 HZ 4-POLE, SIZE S0, SCREW CONNECTION AVAILABLE MARCH '98 | 77.52 | TEM | 1 | CP | 0.397 | 1
3RT13261AP00 | CONTACTOR, AC-1 40A, 26KW/400V, AC 230 V, 50 HZ, 4-POLE, SIZE S0, SCREW CONNECTION | 77.52 | TEM | 1 | CP | 0.394 | 1
3RT13261AP00 | CONTACTOR, AC-1 40A, 26KW/400V, AC 230 V, 50 HZ, 4-POLE, SIZE S0, SCREW CONNECTION | 77.52 | TEM | 1 | CP | 0.394 | 1
3RT13261BB40 | CONTACTOR, AC-1 40 A, DC 24 V, 4-POLE, SIZE S0, SCREW CONNECTION AVAILABLE MARCH '98 | 117.4 | TEM | 1 | CP | 0.625 | 1
3RT13261BB40 | CONTACTOR, AC-1 40 A, DC 24 V, 4-POLE, SIZE S0, SCREW CONNECTION AVAILABLE MARCH '98 | 117.4 | TEM | 1 | CP | 0.625 | 1
3RT13261BF40 | CONTACTOR, AC-1 40 A, DC 110 V, 4-POLE, SIZE S0, SCREW CONNECTION | 117.4 | TEM | 1 | CP | 0.628 | 1
3RT13261BF40 | CONTACTOR, AC-1 40 A, DC 110 V, 4-POLE, SIZE S0, SCREW CONNECTION | 117.4 | TEM | 1 | CP | 0.628 | 1
3RT13361AB00 | CONTACTOR, AC-1 60 A, AC 24 V, 50 HZ, 4-POLE, SIZE S2, SCREW CONNECTION | 142.17 | TEM | 1 | CP | 0.98 | 1
3RT13361AB00 | CONTACTOR, AC-1 60 A, AC 24 V, 50 HZ, 4-POLE, SIZE S2, SCREW CONNECTION | 142.17 | TEM | 1 | CP | 0.98 | 1
3RT13361AG20 | CONTACTOR, AC-1 60 A, AC 110 V 50/60 HZ 4-POLE, SIZE S2, SCREW CONNECTION AVAILABLE MARCH '98 | 142.17 | TEM | 1 | CP | 0.98 | 1
3RT13361AG20 | CONTACTOR, AC-1 60 A, AC 110 V 50/60 HZ 4-POLE, SIZE S2, SCREW CONNECTION AVAILABLE MARCH '98 | 142.17 | TEM | 1 | CP | 0.98 | 1
3RT13361AL20 | CONTACTOR, AC-1 60 A, AC 230 V 50/60 HZ 4-POLE, SIZE S2, SCREW CONNECTION AVAILABLE MARCH '98 | 142.17 | TEM | 1 | CP | 0.996 | 1
3RT13361AL20 | CONTACTOR, AC-1 60 A, AC 230 V 50/60 HZ 4-POLE, SIZE S2, SCREW CONNECTION AVAILABLE MARCH '98 | 142.17 | TEM | 1 | CP | 0.996 | 1
3RT13361AP00 | CONTACTOR, AC-1 60A, 39KW/400V, AC 230 V, 50 HZ, 4-POLE, SIZE S2, SCREW CONNECTION | 142.17 | TEM | 1 | CP | 0.985 | 1
3RT13361AP00 | CONTACTOR, AC-1 60A, 39KW/400V, AC 230 V, 50 HZ, 4-POLE, SIZE S2, SCREW CONNECTION | 142.17 | TEM | 1 | CP | 0.985 | 1
3RT13361AU00 | CONTACTOR, AC-1 60 A, AC 240 V, 50 HZ, 4-POLE, SIZE S2, SCREW CONNECTION | 142.17 | TEM | 1 | CP | 0.983 | 1
3RT13361AU00 | CONTACTOR, AC-1 60 A, AC 240 V, 50 HZ, 4-POLE, SIZE S2, SCREW CONNECTION | 142.17 | TEM | 1 | CP | 0.983 | 1
3RT13361BB40 | CONTACTOR, AC-1 60 A, DC 24 V, 4-POLE, SIZE S2, SCREW CONNECTION AVAILABLE MARCH '98 | 218.02 | TEM | 1 | CP | 1.576 | 1
3RT13361BB40 | CONTACTOR, AC-1 60 A, DC 24 V, 4-POLE, SIZE S2, SCREW CONNECTION AVAILABLE MARCH '98 | 218.02 | TEM | 1 | CP | 1.576 | 1
3RT13441AB00 | CONTACTOR, AC-1 110 A, AC 24 V, 50 HZ, 4-POLE, SIZE S3, SCREW CONNECTION AVAILABLE MARCH '98 | 227.65 | TEM | 1 | CP | 2.175 | 1
3RT13441AB00 | CONTACTOR, AC-1 110 A, AC 24 V, 50 HZ, 4-POLE, SIZE S3, SCREW CONNECTION AVAILABLE MARCH '98 | 227.65 | TEM | 1 | CP | 2.175 | 1
3RT13441AL20 | CONTACTOR, AC-1 110 A, AC 230 V 50/60 HZ 4-POLE, SIZE S3, SCREW CONNECTION AVAILABLE MARCH '98 | 227.65 | TEM | 1 | CP | 2.205 | 1
3RT13441AL20 | CONTACTOR, AC-1 110 A, AC 230 V 50/60 HZ 4-POLE, SIZE S3, SCREW CONNECTION AVAILABLE MARCH '98 | 227.65 | TEM | 1 | CP | 2.205 | 1
3RT13441AP00 | CONTACTOR, AC-1 110A, 72KW/400V AC 230 V, 50 HZ, 4-POLE, SIZE S3, SCREW CONNECTION | 227.65 | TEM | 1 | CP | 2.203 | 1
3RT13441AP00 | CONTACTOR, AC-1 110A, 72KW/400V AC 230 V, 50 HZ, 4-POLE, SIZE S3, SCREW CONNECTION | 227.65 | TEM | 1 | CP | 2.203 | 1
3RT13441BB40 | CONTACTOR, AC-1 110 A, DC 24 V, 4-POLE, SIZE S3, SCREW CONNECTION AVAILABLE MARCH '98 | 341.02 | TEM | 1 | CP | 3.183 | 1
3RT13441BB40 | CONTACTOR, AC-1 110 A, DC 24 V, 4-POLE, SIZE S3, SCREW CONNECTION AVAILABLE MARCH '98 | 341.02 | TEM | 1 | CP | 3.183 | 1
3RT13461AB00 | CONTACTOR, AC-1 140 A, AC 24 V, 50 HZ, 4-POLE, SIZE S3, SCREW CONNECTION AVAILABLE MARCH '98 | 345.32 | TEM | 1 | CP | 2.17 | 1
3RT13461AB00 | CONTACTOR, AC-1 140 A, AC 24 V, 50 HZ, 4-POLE, SIZE S3, SCREW CONNECTION AVAILABLE MARCH '98 | 345.32 | TEM | 1 | CP | 2.17 | 1
3RT13461AG20 | CONTACTOR, AC-1 140 A, AC 110 V 50/60 HZ 4-POLE, SIZE S3, SCREW CONNECTION AVAILABLE MARCH '98 | 345.32 | TEM | 1 | CP | 2.166 | 1
3RT13461AG20 | CONTACTOR, AC-1 140 A, AC 110 V 50/60 HZ 4-POLE, SIZE S3, SCREW CONNECTION AVAILABLE MARCH '98 | 345.32 | TEM | 1 | CP | 2.166 | 1
3RT13461AL20 | CONTACTOR, AC-1 140 A, AC 230 V 50/60 HZ 4-POLE, SIZE S3, SCREW CONNECTION AVAILABLE MARCH '98 | 345.32 | TEM | 1 | CP | 2.183 | 1
3RT13461AL20 | CONTACTOR, AC-1 140 A, AC 230 V 50/60 HZ 4-POLE, SIZE S3, SCREW CONNECTION AVAILABLE MARCH '98 | 345.32 | TEM | 1 | CP | 2.183 | 1
3RT13461AP00 | CONTACTOR, AC-1 140A, 92KW/400V AC 230 V, 50 HZ, 4-POLE, SIZE S3, SCREW CONNECTION | 345.32 | TEM | 1 | CP | 2.169 | 1
3RT13461AP00 | CONTACTOR, AC-1 140A, 92KW/400V AC 230 V, 50 HZ, 4-POLE, SIZE S3, SCREW CONNECTION | 345.32 | TEM | 1 | CP | 2.169 | 1
3RT13461BB40 | CONTACTOR, AC-1 140 A, DC 24 V, 4-POLE, SIZE S3, SCREW CONNECTION AVAILABLE MARCH '98 | 457.05 | TEM | 1 | CP | 3.163 | 1
3RT13461BB40 | CONTACTOR, AC-1 140 A, DC 24 V, 4-POLE, SIZE S3, SCREW CONNECTION AVAILABLE MARCH '98 | 457.05 | TEM | 1 | CP | 3.163 | 1
3RT14461AF00 | CONTACTOR, AC-1 140 A/400 V, AC 110 V, 50 HZ, 3-POLE, SIZE S3, SCREW CONNECTION | 249.38 | TEM | 1 | CP | 1.85 | 1
3RT14461AF00 | CONTACTOR, AC-1 140 A/400 V, AC 110 V, 50 HZ, 3-POLE, SIZE S3, SCREW CONNECTION | 249.38 | TEM | 1 | CP | 1.85 | 1
3RT14461AL20 | CONTACTOR, AC-1 140 A / 400 V, AC 230 V, 50/60 HZ, 3-POLE, SIZE S3, SCREW CONNECTION | 249.38 | TEM | 1 | CP | 1.848 | 1
3RT14461AL20 | CONTACTOR, AC-1 140 A / 400 V, AC 230 V, 50/60 HZ, 3-POLE, SIZE S3, SCREW CONNECTION | 249.38 | TEM | 1 | CP | 1.848 | 1
3RT14461AP00 | CONTACTOR, AC-1 140 A/400 V, AC 230 V, 50 HZ, 3-POLE, SIZE S3, SCREW CONNECTION | 249.38 | TEM | 1 | CP | 1.847 | 1
3RT14461AP00 | CONTACTOR, AC-1 140 A/400 V, AC 230 V, 50 HZ, 3-POLE, SIZE S3, SCREW CONNECTION | 249.38 | TEM | 1 | CP | 1.847 | 1
3RT14461BM40 | CONTACTOR, AC-1 140 A/400 V, DC 220 V, 3-POLE, SIZE S3, SCREW CONNECTION | 328.62 | TEM | 1 | CP | 2.773 | 1
3RT14461BM40 | CONTACTOR, AC-1 140 A/400 V, DC 220 V, 3-POLE, SIZE S3, SCREW CONNECTION | 328.62 | TEM | 1 | CP | 2.773 | 1
3RT14466AV66 | CONTACTOR 1-PH, 140A/400V 480 V AC, 60 HZ AUX. CONTACTS 2N + 2NC LATERAL 3-POLE, SIZE S3 BAR CONNECTIONS | 258.71 | TEM | 1 | CP | 1.86 | 1
3RT14466AV66 | CONTACTOR 1-PH, 140A/400V 480 V AC, 60 HZ AUX. CONTACTS 2N + 2NC LATERAL 3-POLE, SIZE S3 BAR CONNECTIONS | 258.71 | TEM | 1 | CP | 1.86 | 1
3RT14566AB36 | CONTACTOR, 275A/AC-1, AC(40...60HZ)/DC OPERATION AUXIL. CONTACTS 2NO+2NC 3-POLE, SIZE S6 BAR CONNECTIONS CONVENT. OPERATING MECHANISM | 363.4 | TEM | 1 | CP | 3.43 | 1
3RT14566AB36 | CONTACTOR, 275A/AC-1, AC(40...60HZ)/DC OPERATION AUXIL. CONTACTS 2NO+2NC 3-POLE, SIZE S6 BAR CONNECTIONS CONVENT. OPERATING MECHANISM | 363.4 | TEM | 1 | CP | 3.43 | 1
3RT14566AF36 | CONTACTOR, 275A/AC-1, AC(40...60HZ)/DC OPERATION UC 110...127V AUXIL. CONTACTS 2NO+2NC 3-POLE, SIZE S6 BAR CONNECTIONS CONVENT. OPERATING MECHANISM | 363.4 | TEM | 1 | CP | 3.372 | 1
3RT14566AF36 | CONTACTOR, 275A/AC-1, AC(40...60HZ)/DC OPERATION UC 110...127V AUXIL. CONTACTS 2NO+2NC 3-POLE, SIZE S6 BAR CONNECTIONS CONVENT. OPERATING MECHANISM | 363.4 | TEM | 1 | CP | 3.372 | 1
3RT14566AP36 | CONTACTOR, 275A/AC-1, AC(40...60HZ)/DC OPERATION UC 220...240V AUXIL. CONTACTS 2NO+2NC 3-POLE, SIZE S6 BAR CONNECTIONS CONVENT. OPERATING MECHANISM | 363.4 | TEM | 1 | CP | 3.33 | 1
3RT14566AP36 | CONTACTOR, 275A/AC-1, AC(40...60HZ)/DC OPERATION UC 220...240V AUXIL. CONTACTS 2NO+2NC 3-POLE, SIZE S6 BAR CONNECTIONS CONVENT. OPERATING MECHANISM | 363.4 | TEM | 1 | CP | 3.33 | 1
3RT14666AF36 | CONTACTOR, 400A/AC-1 AC(40...60HZ)/DC OPERATION UC 110-127V AUXILIARY CONTACTS 2NO+2NC 3-POLE, SIZE S10 BAR CONNECTIONS CONVENT. OPERATING MECHANISM | 863.9 | TEM | 1 | CP | 6.586 | 1
3RT14666AF36 | CONTACTOR, 400A/AC-1 AC(40...60HZ)/DC OPERATION UC 110-127V AUXILIARY CONTACTS 2NO+2NC 3-POLE, SIZE S10 BAR CONNECTIONS CONVENT. OPERATING MECHANISM | 863.9 | TEM | 1 | CP | 6.586 | 1
3RT14666AP36 | CONTACTOR, 400A/AC-1 AC(40...60HZ)/DC OPERATION UC 220-240V AUXILIARY CONTACTS 2NO+2NC 3-POLE, SIZE S10 BAR CONNECTIONS CONVENT. OPERATING MECHANISM | 863.9 | TEM | 1 | CP | 6.535 | 1
3RT14666AP36 | CONTACTOR, 400A/AC-1 AC(40...60HZ)/DC OPERATION UC 220-240V AUXILIARY CONTACTS 2NO+2NC 3-POLE, SIZE S10 BAR CONNECTIONS CONVENT. OPERATING MECHANISM | 863.9 | TEM | 1 | CP | 6.535 | 1
3RT14766AF36 | CONTACTOR, 690A/AC-1 AC(40...60HZ)/DC OPERATION UC 110-127V AUXILIARY CONTACTS 2NO+2NC 3-POLE, SIZE S12 BAR CONNECTIONS CONVENT. OPERATING MECHANISM | 1362.3 | TEM | 1 | CP | 10.49 | 1
3RT14766AF36 | CONTACTOR, 690A/AC-1 AC(40...60HZ)/DC OPERATION UC 110-127V AUXILIARY CONTACTS 2NO+2NC 3-POLE, SIZE S12 BAR CONNECTIONS CONVENT. OPERATING MECHANISM | 1362.3 | TEM | 1 | CP | 10.49 | 1
3RT14766AP36 | CONTACTOR, 690A/AC-1 AC(40...60HZ)/DC OPERATION UC 220-240V AUXILIARY CONTACTS 2NO+2NC 3-POLE, SIZE S12 BAR CONNECTIONS CONVENT. OPERATING MECHANISM | 1362.3 | TEM | 1 | CP | 10.366 | 1
3RT14766AP36 | CONTACTOR, 690A/AC-1 AC(40...60HZ)/DC OPERATION UC 220-240V AUXILIARY CONTACTS 2NO+2NC 3-POLE, SIZE S12 BAR CONNECTIONS CONVENT. OPERATING MECHANISM | 1362.3 | TEM | 1 | CP | 10.366 | 1
3RT15151AP00 | CONTACT., AC-2/AC-3 3 KW/400 V, AC-1 16 A, AC 230 V, 50 HZ, | 30.6 | TEM | 1 | CP | 0.197 | 1
3RT15151AP00 | CONTACT., AC-2/AC-3 3 KW/400 V, AC-1 16 A, AC 230 V, 50 HZ, | 30.6 | TEM | 1 | CP | 0.197 | 1
3RT15161AD00 | CONTACTOR, AC-3 4 KW/400 V, AC-1 18 A, AC 42V, 50/60HZ, 4-POLE, 2 NO + 2 NC, SIZE S00, SCREW CONNECTION | 34.17 | TEM | 1 | CP | 0.202 | 1
3RT15161AD00 | CONTACTOR, AC-3 4 KW/400 V, AC-1 18 A, AC 42V, 50/60HZ, 4-POLE, 2 NO + 2 NC, SIZE S00, SCREW CONNECTION | 34.17 | TEM | 1 | CP | 0.202 | 1
3RT15161AF00 | CONTACTOR, AC-3 4 KW/400 V, AC-1 18 A, AC 110V 50/60HZ, 4-POLE, 2 NO + 2 NC, SIZE S00, SCREW CONNECTION | 31.42 | TEM | 1 | CP | 0.205 | 1
3RT15161AF00 | CONTACTOR, AC-3 4 KW/400 V, AC-1 18 A, AC 110V 50/60HZ, 4-POLE, 2 NO + 2 NC, SIZE S00, SCREW CONNECTION | 31.42 | TEM | 1 | CP | 0.205 | 1
3RT15161AH00 | CONTACTOR, AC-3 4 KW/400 V, AC-1 18 A, CC 48 V 50/60 HZ, 4-POLE, 2 NO + 2 NC, SIZE S00, SCREW CONNECTION | 31.42 | TEM | 1 | CP | 0.204 | 1
3RT15161AH00 | CONTACTOR, AC-3 4 KW/400 V, AC-1 18 A, CC 48 V 50/60 HZ, 4-POLE, 2 NO + 2 NC, SIZE S00, SCREW CONNECTION | 31.42 | TEM | 1 | CP | 0.204 | 1
3RT15161AP00 | CONTACTOR, AC-3 4 KW/400 V, AC-1 18 A, AC 230V 50/60HZ, 4-POLE, 2 NO + 2 NC, SIZE S00, SCREW CONNECTION | 31.42 | TEM | 1 | CP | 0.204 | 1
3RT15161AP00 | CONTACTOR, AC-3 4 KW/400 V, AC-1 18 A, AC 230V 50/60HZ, 4-POLE, 2 NO + 2 NC, SIZE S00, SCREW CONNECTION | 31.42 | TEM | 1 | CP | 0.204 | 1
3RT15161BB40 | CONTACTOR, AC-3 4 KW/400 V, AC-1 18 A, DC 24 V, 4-POLE, 2 NO + 2 NC, SIZE S00, SCREW CONNECTION | 36.31 | TEM | 1 | CP | 0.266 | 1
3RT15161BB40 | CONTACTOR, AC-3 4 KW/400 V, AC-1 18 A, DC 24 V, 4-POLE, 2 NO + 2 NC, SIZE S00, SCREW CONNECTION | 36.31 | TEM | 1 | CP | 0.266 | 1
3RT15162AP00 | CONTACTOR, AC-3 4 KW/400 V, AC-1 18 A, AC 230 V, 50 HZ, 4-POLE, 2 NO + 2 NC, SIZE S00 CAGE-CLAMP CONNECTION | 32.13 | TEM | 1 | CP | 0.2 | 1
3RT15162AP00 | CONTACTOR, AC-3 4 KW/400 V, AC-1 18 A, AC 230 V, 50 HZ, 4-POLE, 2 NO + 2 NC, SIZE S00 CAGE-CLAMP CONNECTION | 32.13 | TEM | 1 | CP | 0.2 | 1
3RT15171AB00 | CONTACTOR, AC-3 5.5KW/400 V, AC-1 22 A, AC 24 V, 50 HZ, 4-POLE, 2 NO + 2 NC, SIZE S00, SCREW CONNECTION | 38.56 | TEM | 1 | CP | 0.206 | 1
3RT15171AB00 | CONTACTOR, AC-3 5.5KW/400 V, AC-1 22 A, AC 24 V, 50 HZ, 4-POLE, 2 NO + 2 NC, SIZE S00, SCREW CONNECTION | 38.56 | TEM | 1 | CP | 0.206 | 1
3RT15171AD00 | CONTACTOR, AC-3 5.5KW/400 V, AC-1 22 A, AC 42 V, 50 HZ, 4-POLE, 2 NO + 2 NC, SIZE S00, SCREW CONNECTION | 41.21 | TEM | 1 | CP | 0.205 | 1
3RT15171AD00 | CONTACTOR, AC-3 5.5KW/400 V, AC-1 22 A, AC 42 V, 50 HZ, 4-POLE, 2 NO + 2 NC, SIZE S00, SCREW CONNECTION | 41.21 | TEM | 1 | CP | 0.205 | 1
3RT15171AF00 | CONTACTOR, AC-3 5.5KW/400 V, AC-1 22 A, AC 110 V, 50 HZ, 4-POLE, 2 NO + 2 NC, SIZE S00, SCREW CONNECTION | 38.56 | TEM | 1 | CP | 0.205 | 1
3RT15171AF00 | CONTACTOR, AC-3 5.5KW/400 V, AC-1 22 A, AC 110 V, 50 HZ, 4-POLE, 2 NO + 2 NC, SIZE S00, SCREW CONNECTION | 38.56 | TEM | 1 | CP | 0.205 | 1
3RT15171AH00 | CONTACTOR, AC-3 5.5KW/400 V, AC-1, 22 A, AC 48 V, 50 HZ, 4-POLE, 2 NO + 2 NC, SIZE S00, SCREW CONNECTION | 38.56 | TEM | 1 | CP | 0.205 | 1
3RT15171AH00 | CONTACTOR, AC-3 5.5KW/400 V, AC-1, 22 A, AC 48 V, 50 HZ, 4-POLE, 2 NO + 2 NC, SIZE S00, SCREW CONNECTION | 38.56 | TEM | 1 | CP | 0.205 | 1
3RT15171AP00 | CONTACTOR, AC-3 5.5KW/400 V, AC-1 22 A, AC 230 V, 50 HZ, 4-POLE, 2 NO + 2 NC, SIZE S00, SCREW CONNECTION | 38.56 | TEM | 1 | CP | 0.203 | 1
3RT15171AP00 | CONTACTOR, AC-3 5.5KW/400 V, AC-1 22 A, AC 230 V, 50 HZ, 4-POLE, 2 NO + 2 NC, SIZE S00, SCREW CONNECTION | 38.56 | TEM | 1 | CP | 0.203 | 1
3RT15171BB40 | CONTACTOR, AC-3 5.5KW/400 V, AC-1 22 A, DC 24V 4-POLE, 2 NO + 2 NC, SIZE S00, SCREW CONNECTION | 43.55 | TEM | 1 | CP | 0.263 | 1
3RT15171BB40 | CONTACTOR, AC-3 5.5KW/400 V, AC-1 22 A, DC 24V 4-POLE, 2 NO + 2 NC, SIZE S00, SCREW CONNECTION | 43.55 | TEM | 1 | CP | 0.263 | 1
3RT15171BM40 | CONTACTOR, AC-3 5.5KW/400 V, AC-1 22 A, DC 220 V 4-POLE, 2 NO + 2 NC, SIZE S00, SCREW CONNECTION | 43.55 | TEM | 1 | CP | 0.263 | 1
3RT15171BM40 | CONTACTOR, AC-3 5.5KW/400 V, AC-1 22 A, DC 220 V 4-POLE, 2 NO + 2 NC, SIZE S00, SCREW CONNECTION | 43.55 | TEM | 1 | CP | 0.263 | 1
3RT15172AP00 | CONTACTOR, AC-3 5.5 KW/400 V, AC-1 22 A, AC 230 V, 50 HZ, 4-POLE, 2 NO + 2 NC, SIZE S00, CAGE CLAMP CONNECTION | 39.27 | TEM | 1 | CP | 0.201 | 1
3RT15172AP00 | CONTACTOR, AC-3 5.5 KW/400 V, AC-1 22 A, AC 230 V, 50 HZ, 4-POLE, 2 NO + 2 NC, SIZE S00, CAGE CLAMP CONNECTION | 39.27 | TEM | 1 | CP | 0.201 | 1
3RT15172GG20 | CONTACTOR, 3-PH, 5.5 KW/400 V, AC-1, 22A, 110 V AC 50/60 HZ, 4-POLE, 2NO+2NC, SIZE S00, CAGE CLAMP CONNECTION | 62.42 | TEM | 1 | CP | 0.264 | 1
3RT15172GG20 | CONTACTOR, 3-PH, 5.5 KW/400 V, AC-1, 22A, 110 V AC 50/60 HZ, 4-POLE, 2NO+2NC, SIZE S00, CAGE CLAMP CONNECTION | 62.42 | TEM | 1 | CP | 0.264 | 1
3RT15261AB00 | CONTACTOR, AC-3 11 KW/400V, AC 24 V, 50HZ, 4-POLE, 2NO + 2NC, SIZE S0, SCREW CONNECTION | 77.21 | TEM | 1 | CP | 0.395 | 1
3RT15261AB00 | CONTACTOR, AC-3 11 KW/400V, AC 24 V, 50HZ, 4-POLE, 2NO + 2NC, SIZE S0, SCREW CONNECTION | 77.21 | TEM | 1 | CP | 0.395 | 1
3RT15261AD00 | CONTACTOR, AC-3 40 A,11KW/400V, AC 42 V 50HZ 4-POLE, 2 NO + 2 NC, SIZE S0, SCREW CONNECTION | 79.87 | TEM | 1 | CP | 0.397 | 1
3RT15261AD00 | CONTACTOR, AC-3 40 A,11KW/400V, AC 42 V 50HZ 4-POLE, 2 NO + 2 NC, SIZE S0, SCREW CONNECTION | 79.87 | TEM | 1 | CP | 0.397 | 1
3RT15261AF00 | CONTACTOR, AC-3 40 A,11KW/400V, AC 110 V, 50 HZ, 4-POLE, 2NO + 2NC, SIZE S0, SCREW CONNECTION | 77.21 | TEM | 1 | CP | 0.39 | 1
3RT15261AF00 | CONTACTOR, AC-3 40 A,11KW/400V, AC 110 V, 50 HZ, 4-POLE, 2NO + 2NC, SIZE S0, SCREW CONNECTION | 77.21 | TEM | 1 | CP | 0.39 | 1
3RT15261AL20 | CONTACTOR, AC-3, 11KW/400V, AC 230 V, 50/60 HZ 4-POLE, 2NO + 2NC, SIZE S0, SCREW CONNECTION DATE OF SUPPLY MARCH '98 | 77.21 | TEM | 1 | CP | 0.401 | 1
3RT15261AL20 | CONTACTOR, AC-3, 11KW/400V, AC 230 V, 50/60 HZ 4-POLE, 2NO + 2NC, SIZE S0, SCREW CONNECTION DATE OF SUPPLY MARCH '98 | 77.21 | TEM | 1 | CP | 0.401 | 1
3RT15261AP00 | CONTACTOR, AC-3, 11KW/400V, AC 230 V, 50 HZ, 4-POLE, 2NO + 2NC, SIZE S0, SCREW CONNECTION | 77.21 | TEM | 1 | CP | 0.397 | 1
3RT15261AP00 | CONTACTOR, AC-3, 11KW/400V, AC 230 V, 50 HZ, 4-POLE, 2NO + 2NC, SIZE S0, SCREW CONNECTION | 77.21 | TEM | 1 | CP | 0.397 | 1
3RT15261BB40 | CONTACTOR, AC-3, 11KW/400V, DC 24 V, 4-POLE, 2 NO + 2 NC, SIZE S0, SCREW CONNECTION | 116.59 | TEM | 1 | CP | 0.626 | 1
3RT15261BB40 | CONTACTOR, AC-3, 11KW/400V, DC 24 V, 4-POLE, 2 NO + 2 NC, SIZE S0, SCREW CONNECTION | 116.59 | TEM | 1 | CP | 0.626 | 1
3RT15261BM40 | CONTACTOR, AC-3, 11KW/400V, DC 220 V, 4-POLE, 2 NO + 2 NC, SIZE S0, SCREW CONNECTION | 116.59 | TEM | 1 | CP | 0.628 | 1
3RT15261BM40 | CONTACTOR, AC-3, 11KW/400V, DC 220 V, 4-POLE, 2 NO + 2 NC, SIZE S0, SCREW CONNECTION | 116.59 | TEM | 1 | CP | 0.628 | 1
3RT15351AB00 | CONTACTOR,AC-3 18.5 KW,400V, AC 24 V, 50 HZ 4-POLE, 2 NO + 2 NC, SIZE S2, SCREW CONNECTION | 137.76 | TEM | 1 | CP | 0.978 | 1
3RT15351AB00 | CONTACTOR,AC-3 18.5 KW,400V, AC 24 V, 50 HZ 4-POLE, 2 NO + 2 NC, SIZE S2, SCREW CONNECTION | 137.76 | TEM | 1 | CP | 0.978 | 1
3RT15351AD00 | CONTACTOR 3-PH 18.5 KW,400V, 42 V AC, 50 HZ 4-POLE, 2NO + 2NC, SIZE S2, SCREW CONNECTION | 139.5 | TEM | 1 | CP | 0.979 | 1
3RT15351AD00 | CONTACTOR 3-PH 18.5 KW,400V, 42 V AC, 50 HZ 4-POLE, 2NO + 2NC, SIZE S2, SCREW CONNECTION | 139.5 | TEM | 1 | CP | 0.979 | 1
3RT15351AL20 | CONTACTOR, AC-3 18,5 KW,400V, AC 230 V, 50/60 HZ 4-POLE, 2NO + 2NC, SIZE S2, SCREW CONNECTION | 137.76 | TEM | 1 | CP | 0.984 | 1
3RT15351AL20 | CONTACTOR, AC-3 18,5 KW,400V, AC 230 V, 50/60 HZ 4-POLE, 2NO + 2NC, SIZE S2, SCREW CONNECTION | 137.76 | TEM | 1 | CP | 0.984 | 1
3RT15351AP00 | CONTACTOR, AC-3 18.5 KW,400V, AC 230 V, 50 HZ 4-POLE, 2 NO + 2 NC, SIZE S2, SCREW CONNECTION | 137.76 | TEM | 1 | CP | 0.984 | 1
3RT15351AP00 | CONTACTOR, AC-3 18.5 KW,400V, AC 230 V, 50 HZ 4-POLE, 2 NO + 2 NC, SIZE S2, SCREW CONNECTION | 137.76 | TEM | 1 | CP | 0.984 | 1
3RT15351AV00 | CONTACTOR, AC-3 18.5 KW,400V, AC 24 V, 50 HZ 4-POLE, 2 NO + 2 NC, SIZE S2, SCREW CONNECTION | 139.5 | TEM | 1 | CP | 0.979 | 1
3RT15351AV00 | CONTACTOR, AC-3 18.5 KW,400V, AC 24 V, 50 HZ 4-POLE, 2 NO + 2 NC, SIZE S2, SCREW CONNECTION | 139.5 | TEM | 1 | CP | 0.979 | 1
3RT15351BB40 | CONTACTOR, AC-3 18.5 KW,400V, DC 24 V, 4-POLE, 2 NO + 2 NC, SIZE S2, SCREW CONNECTION AVAILABLE MARCH '98 | 181.43 | TEM | 1 | CP | 1.583 | 1
3RT15351BB40 | CONTACTOR, AC-3 18.5 KW,400V, DC 24 V, 4-POLE, 2 NO + 2 NC, SIZE S2, SCREW CONNECTION AVAILABLE MARCH '98 | 181.43 | TEM | 1 | CP | 1.583 | 1
3RT15351BF40 | CONTACTOR, AC-3 18.5 KW,400V, DC 110 V, 4-POLE, 2NO + 2NC, SIZE S2, SCREW CONNECTION | 181.43 | TEM | 1 | CP | 1.544 | 1
3RT15351BF40 | CONTACTOR, AC-3 18.5 KW,400V, DC 110 V, 4-POLE, 2NO + 2NC, SIZE S2, SCREW CONNECTION | 181.43 | TEM | 1 | CP | 1.544 | 1
3RT16171AB03 | CAPACITOR SW. CONTACTOR, AC-6, 12.5KVAR/400V, 24V, 50/60HZ, 3-POLE, SIZE S00 | 70.07 | TEM | 1 | CP | 0.279 | 1
3RT16171AB03 | CAPACITOR SW. CONTACTOR, AC-6, 12.5KVAR/400V, 24V, 50/60HZ, 3-POLE, SIZE S00 | 70.07 | TEM | 1 | CP | 0.279 | 1
3RT16171AF03 | CAPACITOR SW. CONTACTOR, AC-6, 12.5KVAR/400V, 110V, 50/60HZ, 3-POLE, SIZE S00 | 70.07 | TEM | 1 | CP | 0.276 | 1
3RT16171AF03 | CAPACITOR SW. CONTACTOR, AC-6, 12.5KVAR/400V, 110V, 50/60HZ, 3-POLE, SIZE S00 | 70.07 | TEM | 1 | CP | 0.276 | 1
3RT16171AP03 | CAPACITOR SW. CONTACTOR, AC-6, 12.5KVAR/400V, 230V, 50/60HZ, 3-POLE, SIZE S00 | 70.07 | TEM | 1 | CP | 0.291 | 1
3RT16171AP03 | CAPACITOR SW. CONTACTOR, AC-6, 12.5KVAR/400V, 230V, 50/60HZ, 3-POLE, SIZE S00 | 70.07 | TEM | 1 | CP | 0.291 | 1
3RT16271AB01 | CAPACITOR SW. CONTACTOR, AC-6, 25KVAR/400V, 24V, 50HZ, 3-POLE, SIZE S0 | 108.22 | TEM | 1 | CP | 0.432 | 1
3RT16271AB01 | CAPACITOR SW. CONTACTOR, AC-6, 25KVAR/400V, 24V, 50HZ, 3-POLE, SIZE S0 | 108.22 | TEM | 1 | CP | 0.432 | 1
3RT16271AF01 | CAPACITOR SW. CONTACTOR, AC-6, 25KVAR/400V, 110V, 50HZ, 3-POLE, SIZE S0 | 108.22 | TEM | 1 | CP | 0.43 | 1
3RT16271AF01 | CAPACITOR SW. CONTACTOR, AC-6, 25KVAR/400V, 110V, 50HZ, 3-POLE, SIZE S0 | 108.22 | TEM | 1 | CP | 0.43 | 1
3RT16271AL21 | CAPACITOR SW. CONTACTOR, AC-6, 25KVAR/400V, 230V, 50/60HZ, 3-POLE, SIZE S0 | 108.22 | TEM | 1 | CP | 0.438 | 1
3RT16271AL21 | CAPACITOR SW. CONTACTOR, AC-6, 25KVAR/400V, 230V, 50/60HZ, 3-POLE, SIZE S0 | 108.22 | TEM | 1 | CP | 0.438 | 1
3RT16271AN21 | CAPACITOR SW. CONTACTOR, AC-6, 25KVAR/400V, 220V, 50/60HZ, 3-POLE, SIZE S0 | 108.22 | TEM | 1 | CP | 0.432 | 1
3RT16271AN21 | CAPACITOR SW. CONTACTOR, AC-6, 25KVAR/400V, 220V, 50/60HZ, 3-POLE, SIZE S0 | 108.22 | TEM | 1 | CP | 0.432 | 1
3RT16271AP01 | CAPACITOR SW. CONTACTOR, AC-6, 25KVAR/400V, 230V, 50HZ, 3-POLE, SIZE S0 | 108.22 | TEM | 1 | CP | 0.43 | 1
3RT16271AP01 | CAPACITOR SW. CONTACTOR, AC-6, 25KVAR/400V, 230V, 50HZ, 3-POLE, SIZE S0 | 108.22 | TEM | 1 | CP | 0.43 | 1
3RT16271AP01 | CAPACITOR SW. CONTACTOR, AC-6, 25KVAR/400V, 230V, 50HZ, 3-POLE, SIZE S0 | 108.22 | TEM | 1 | CP | 0.43 | 1
3RT16271AP61 | CAPACITOR SW. CONTACTOR, AC-6, 25KVAR/400V, AC 220V 50HZ/ AC 240V 60HZ, 3-POLE, SIZE S0 | 108.22 | TEM | 1 | CP | 0.431 | 1
3RT16271AP61 | CAPACITOR SW. CONTACTOR, AC-6, 25KVAR/400V, AC 220V 50HZ/ AC 240V 60HZ, 3-POLE, SIZE S0 | 108.22 | TEM | 1 | CP | 0.431 | 1
3RT16271AV01 | CAPACITOR SW. CONTACTOR, AC-6, 25 KVAR/400V, 400V, 50HZ, 3-POLE, SIZE S0 | 110.57 | TEM | 1 | CP | 0.43 | 1
3RT16271AV01 | CAPACITOR SW. CONTACTOR, AC-6, 25 KVAR/400V, 400V, 50HZ, 3-POLE, SIZE S0 | 110.57 | TEM | 1 | CP | 0.43 | 1
3RT16471AF01 | CAPACITOR SW. CONTACTOR, AC-6, 50KVAR/400V, 110V, 50HZ, 3-POLE, SIZE S3 | 243.64 | TEM | 1 | CP | 1.895 | 1
3RT16471AF01 | CAPACITOR SW. CONTACTOR, AC-6, 50KVAR/400V, 110V, 50HZ, 3-POLE, SIZE S3 | 243.64 | TEM | 1 | CP | 1.895 | 1
3RT16471AP01 | CAPACITOR SW. CONTACTOR, AC-6, 50KVAR/400V, 230V, 50HZ, 3-POLE, SIZE S3 | 243.64 | TEM | 1 | CP | 1.897 | 1
3RT16471AP01 | CAPACITOR SW. CONTACTOR, AC-6, 50KVAR/400V, 230V, 50HZ, 3-POLE, SIZE S3 | 243.64 | TEM | 1 | CP | 1.897 | 1
3RT16471AP01 | CAPACITOR SW. CONTACTOR, AC-6, 50KVAR/400V, 230V, 50HZ, 3-POLE, SIZE S3 | 243.64 | TEM | 1 | CP | 1.897 | 1
3RT19001SB20 | IDENTIFICATION PLATES 20X7 MM PASTEL-TURQUOISE, COMPRISES 340 PLATES ON FRAMES PER FRAME 20 PLATES | 0.21 | TEM | 100 | CP | 0.001 | 340
3RT19001SB20 | IDENTIFICATION PLATES 20X7 MM PASTEL-TURQUOISE, COMPRISES 340 PLATES ON FRAMES PER FRAME 20 PLATES | 0.21 | TEM | 100 | CP | 0.001 | 340
3RT19161BB00 | VARISTOR, AC 24...48 V,DC 24...70 V, SURGE SUPPRESSOR, FOR MOUNTING ONTO CONTACTORS SIZES00 | 7.5 | TEM | 1 | CP | 0.007 | 1
3RT19161BB00 | VARISTOR, AC 24...48 V,DC 24...70 V, SURGE SUPPRESSOR, FOR MOUNTING ONTO CONTACTORS SIZES00 | 7.5 | TEM | 1 | CP | 0.007 | 1
3RT19161BB00 | VARISTOR, AC 24...48 V,DC 24...70 V, SURGE SUPPRESSOR, FOR MOUNTING ONTO CONTACTORS SIZES00 | 7.5 | TEM | 1 | CP | 0.007 | 1
3RT19161BC00 | VARISTOR, AC 48...127 V, DC 70...150 V, SURGE SUPPRESSOR, FOR MOUNTING ONTO CONTACTORS SIZES00 | 7.5 | TEM | 1 | CP | 0.008 | 1
3RT19161BC00 | VARISTOR, AC 48...127 V, DC 70...150 V, SURGE SUPPRESSOR, FOR MOUNTING ONTO CONTACTORS SIZES00 | 7.5 | TEM | 1 | CP | 0.008 | 1
3RT19161BD00 | VARISTOR, AC 127...240 V,DC 150...250 V, SURGE SUPPRESSOR, FOR MOUNTING ONTO CONTACTORS SIZES00 | 7.5 | TEM | 1 | CP | 0.008 | 1
3RT19161BD00 | VARISTOR, AC 127...240 V,DC 150...250 V, SURGE SUPPRESSOR, FOR MOUNTING ONTO CONTACTORS SIZES00 | 7.5 | TEM | 1 | CP | 0.008 | 1
3RT19161BD00 | VARISTOR, AC 127...240 V,DC 150...250 V, SURGE SUPPRESSOR, FOR MOUNTING ONTO CONTACTORS SIZES00 | 7.5 | TEM | 1 | CP | 0.008 | 1
3RT19161BE00 | VARISTOR, AC 240...400 V, SURGE SUPPRESSOR, FOR MOUNTING ONTO CONTACTORS SIZE S00 | 7.5 | TEM | 1 | CP | 0.008 | 1
3RT19161BE00 | VARISTOR, AC 240...400 V, SURGE SUPPRESSOR, FOR MOUNTING ONTO CONTACTORS SIZE S00 | 7.5 | TEM | 1 | CP | 0.008 | 1
3RT19161CB00 | RC-ELEMENT, AC 24...48 V,DC 24...70 V, SURGE SUPPRESSOR, FOR MOUNTING ONTO CONTACTORS SIZES00 WITHOUT/WITH AUX. SWITCH BLOCKS | 7.5 | TEM | 1 | CP | 0.009 | 1
3RT19161CB00 | RC-ELEMENT, AC 24...48 V,DC 24...70 V, SURGE SUPPRESSOR, FOR MOUNTING ONTO CONTACTORS SIZES00 WITHOUT/WITH AUX. SWITCH BLOCKS | 7.5 | TEM | 1 | CP | 0.009 | 1
3RT19161CB00 | RC-ELEMENT, AC 24...48 V,DC 24...70 V, SURGE SUPPRESSOR, FOR MOUNTING ONTO CONTACTORS SIZES00 WITHOUT/WITH AUX. SWITCH BLOCKS | 7.5 | TEM | 1 | CP | 0.009 | 1
3RT19161CC00 | RC-ELEMENT, AC 48...127 V, DC 70...150V, SURGE SUPPRESSOR, FOR MOUNTING ONTO CONTACTORS SIZES00 | 7.5 | TEM | 1 | CP | 0.009 | 1
3RT19161CC00 | RC-ELEMENT, AC 48...127 V, DC 70...150V, SURGE SUPPRESSOR, FOR MOUNTING ONTO CONTACTORS SIZES00 | 7.5 | TEM | 1 | CP | 0.009 | 1
3RT19161CD00 | RC-ELEMENT, AC 127...240 V,DC 150...250 V, SURGE SUPPRESSOR, FOR MOUNTING ONTO CONTACTORS SIZES00 | 7.5 | TEM | 1 | CP | 0.009 | 1
3RT19161CD00 | RC-ELEMENT, AC 127...240 V,DC 150...250 V, SURGE SUPPRESSOR, FOR MOUNTING ONTO CONTACTORS SIZES00 | 7.5 | TEM | 1 | CP | 0.009 | 1
3RT19161CE00 | RC ELEMENT, AC 240...400 V, SURGE SUPPRESSOR, FOR MOUNTING ONTO CONTACTORS SIZE S00 | 7.5 | TEM | 1 | CP | 0.009 | 1
3RT19161CE00 | RC ELEMENT, AC 240...400 V, SURGE SUPPRESSOR, FOR MOUNTING ONTO CONTACTORS SIZE S00 | 7.5 | TEM | 1 | CP | 0.009 | 1
3RT19161DG00 | SUPPRESSION DIODE, DC 12...250 V, SURGE SUPPRESSOR, FOR MOUNTING ONTO CONTACTORS SIZES00 | 7.5 | TEM | 1 | CP | 0.007 | 1
3RT19161DG00 | SUPPRESSION DIODE, DC 12...250 V, SURGE SUPPRESSOR, FOR MOUNTING ONTO CONTACTORS SIZES00 | 7.5 | TEM | 1 | CP | 0.007 | 1
3RT19161EH00 | DIODE COMBINATION, DC 12...250 V, SURGE SUPPRESSOR, FOR MOUNTING ONTO CONTACTORS SIZES00 | 8 | TEM | 1 | CP | 0.008 | 1
3RT19161EH00 | DIODE COMBINATION, DC 12...250 V, SURGE SUPPRESSOR, FOR MOUNTING ONTO CONTACTORS SIZES00 | 8 | TEM | 1 | CP | 0.008 | 1
3RT19161EH000FA1 | DIODE COMBINATION, DC 24...250 V, SURGE SUPPRESSOR, FOR MOUNTING ONTO CONTACTORS SIZES00 | 8 | TEM | 1 | CP | 0.007 | 100
3RT19161EH000FA1 | DIODE COMBINATION, DC 24...250 V, SURGE SUPPRESSOR, FOR MOUNTING ONTO CONTACTORS SIZES00 | 8 | TEM | 1 | CP | 0.007 | 100
3RT19161GA00 | ADDITIONAL LOAD, AC 180...255 V, FOR MOUNTING ONTO CONTACTORS SIZE S00 | 7.2 | TEM | 1 | CP | 0.009 | 1
3RT19161GA00 | ADDITIONAL LOAD, AC 180...255 V, FOR MOUNTING ONTO CONTACTORS SIZE S00 | 7.2 | TEM | 1 | CP | 0.009 | 1
3RT19161JJ00 | VARISTOR, WITH LED, AC 24...48 V, DC 12...24 V, SURGE SUPPRESSOR, FOR MOUNTING ONTO CONTACTORS SIZES00 | 10 | TEM | 1 | CP | 0.008 | 1
3RT19161JJ00 | VARISTOR, WITH LED, AC 24...48 V, DC 12...24 V, SURGE SUPPRESSOR, FOR MOUNTING ONTO CONTACTORS SIZES00 | 10 | TEM | 1 | CP | 0.008 | 1
3RT19161JK00 | VARISTOR, WITH LED, AC 48...127 V,DC 24...70 V, SURGE SUPPRESSOR, FOR MOUNTING ONTO CONTACTORS SIZES00 | 10 | TEM | 1 | CP | 0.008 | 1
3RT19161JK00 | VARISTOR, WITH LED, AC 48...127 V,DC 24...70 V, SURGE SUPPRESSOR, FOR MOUNTING ONTO CONTACTORS SIZES00 | 10 | TEM | 1 | CP | 0.008 | 1
3RT19161JL00 | VARISTOR, WITH LED, AC 127...240 V, DC 70...150V SURGE SUPPRESSOR, FOR MOUNTING ONTO CONTACTORS SIZES00 | 10 | TEM | 1 | CP | 0.008 | 1
3RT19161JL00 | VARISTOR, WITH LED, AC 127...240 V, DC 70...150V SURGE SUPPRESSOR, FOR MOUNTING ONTO CONTACTORS SIZES00 | 10 | TEM | 1 | CP | 0.008 | 1
3RT19161JP00 | VARISTOR, WITH LED, DC 150...250 V, SURGE SUPPRESSOR, FOR MOUNTING ONTO CONTACTORS SIZES00 | 10 | TEM | 1 | CP | 0.009 | 1
3RT19161JP00 | VARISTOR, WITH LED, DC 150...250 V, SURGE SUPPRESSOR, FOR MOUNTING ONTO CONTACTORS SIZES00 | 10 | TEM | 1 | CP | 0.009 | 1
3RT19161LM00 | SUPPRESSION DIODE, WITH LED, DC 24...70 V, SURGE SUPPRESSOR, FOR MOUNTING ONTO CONTACTORS SIZES00 | 10 | TEM | 1 | CP | 0.007 | 1
3RT19161LM00 | SUPPRESSION DIODE, WITH LED, DC 24...70 V, SURGE SUPPRESSOR, FOR MOUNTING ONTO CONTACTORS SIZES00 | 10 | TEM | 1 | CP | 0.007 | 1
3RT19161LN00 | SUPPRESSION DIODE, WITH LED, DC 70...150 V, SURGE SUPPRESSORS, FOR MOUNTING ONTO CONTACTORS SIZE S00 | 10 | TEM | 1 | CP | 0.001 | 1
3RT19161LN00 | SUPPRESSION DIODE, WITH LED, DC 70...150 V, SURGE SUPPRESSORS, FOR MOUNTING ONTO CONTACTORS SIZE S00 | 10 | TEM | 1 | CP | 0.001 | 1
3RT19161LN00 | SUPPRESSION DIODE, WITH LED, DC 70...150 V, SURGE SUPPRESSORS, FOR MOUNTING ONTO CONTACTORS SIZE S00 | 10 | TEM | 1 | CP | 0.001 | 1
3RT19161LP00 | SUPPRESSION DIODE, WITH LED, DC 150...250 V, SURGE SUPPRESSOR, FOR MOUNTING ONTO CONTACTORS SIZES00 | 10 | TEM | 1 | CP | 0.008 | 1
3RT19161LP00 | SUPPRESSION DIODE, WITH LED, DC 150...250 V, SURGE SUPPRESSOR, FOR MOUNTING ONTO CONTACTORS SIZES00 | 10 | TEM | 1 | CP | 0.008 | 1
3RT19162BE01 | OFF DELAY, DC 24V FOR 3RT10 CONTACTORS, SIZE S00...S3 AND AUX. CONTACTORS 3RH W. DC-OPERATION | 104.54 | TEM | 1 | CP | 0.113 | 1
3RT19162BE01 | OFF DELAY, DC 24V FOR 3RT10 CONTACTORS, SIZE S00...S3 AND AUX. CONTACTORS 3RH W. DC-OPERATION | 104.54 | TEM | 1 | CP | 0.113 | 1
3RT19164BA31 | PARALLEL CONNECTION W/O TERMINAL, 3-POLE FOR 3RT101., SCREW CONNECTION (REPLACEMENT FOR 3TX4490-2C, FOR 3TF2, 3TK2) | 2.8 | TEM | 1 | CP | 0.003 | 1
3RT19164BA31 | PARALLEL CONNECTION W/O TERMINAL, 3-POLE FOR 3RT101., SCREW CONNECTION (REPLACEMENT FOR 3TX4490-2C, FOR 3TF2, 3TK2) | 2.8 | TEM | 1 | CP | 0.003 | 1
3RT19164KA1 | SOLDER-TYPE PIN ADAPTER FOR CONTACTORS, WITH ONE INTEGRATED AUXILIARY CONTACT, FOR 3RT.01.1., | 3.3 | TEM | 1 | CP | 0.031 | 4
3RT19164KA1 | SOLDER-TYPE PIN ADAPTER FOR CONTACTORS, WITH ONE INTEGRATED AUXILIARY CONTACT, FOR 3RT.01.1., | 3.3 | TEM | 1 | CP | 0.031 | 4
3RT19164KA2 | SOLDER-TYPE PIN ADAPTER FOR CONTACTORS EQUIPPED WITH 4-POLE AUXILIARY CONTACT BLOCK FOR 3RT.01.1., PACKING = 4 ASSEMBLY KITS | 6.6 | TEM | 1 | CP | 0.068 | 4
3RT19164KA2 | SOLDER-TYPE PIN ADAPTER FOR CONTACTORS EQUIPPED WITH 4-POLE AUXILIARY CONTACT BLOCK FOR 3RT.01.1., PACKING = 4 ASSEMBLY KITS | 6.6 | TEM | 1 | CP | 0.068 | 4
3RT19222D | MECH. CONNECTOR FOR 3RT1.2 INTERLOCKING BETWEEN THE UNITS | 0.91 | TEM | 100 | CP | 0.001 | 20
3RT19222D | MECH. CONNECTOR FOR 3RT1.2 INTERLOCKING BETWEEN THE UNITS | 0.91 | TEM | 100 | CP | 0.001 | 20
3RT19245AB01 | COIL FOR CONTACTORS SIRIUS, SIZE S0, SCREW CONNECTION AC 24 V, 50 HZ | 16.8 | TEM | 1 | CP | 0.093 | 1
3RT19245AB01 | COIL FOR CONTACTORS SIRIUS, SIZE S0, SCREW CONNECTION AC 24 V, 50 HZ | 16.8 | TEM | 1 | CP | 0.093 | 1
3RT19245AD01 | COIL FOR CONTACTORS SIRIUS, SIZE S0, SCREW CONNECTION AC 42 V, 50 HZ | 20.1 | TEM | 1 | CP | 0.091 | 1
3RT19245AD01 | COIL FOR CONTACTORS SIRIUS, SIZE S0, SCREW CONNECTION AC 42 V, 50 HZ | 20.1 | TEM | 1 | CP | 0.091 | 1
3RT19245AF01 | COIL FOR CONTACTORS SIRIUS, SIZE S0, SCREW CONNECTION AC 110 V, 50 HZ | 16.8 | TEM | 1 | CP | 0.097 | 1
3RT19245AF01 | COIL FOR CONTACTORS SIRIUS, SIZE S0, SCREW CONNECTION AC 110 V, 50 HZ | 16.8 | TEM | 1 | CP | 0.097 | 1
3RT19245AH01 | COIL FOR CONTACTORS SIRIUS, SIZE S0, SCREW CONNECTION AC 48 V, 50 HZ | 16.8 | TEM | 1 | CP | 0.092 | 1
3RT19245AH01 | COIL FOR CONTACTORS SIRIUS, SIZE S0, SCREW CONNECTION AC 48 V, 50 HZ | 16.8 | TEM | 1 | CP | 0.092 | 1
3RT19245AL21 | COIL FOR CONTACTORS SIRIUS, SIZE S0, SCREW CONNECTION AC 230 V, 50/60 HZ | 16.8 | TEM | 1 | CP | 0.095 | 1
3RT19245AL21 | COIL FOR CONTACTORS SIRIUS, SIZE S0, SCREW CONNECTION AC 230 V, 50/60 HZ | 16.8 | TEM | 1 | CP | 0.095 | 1
3RT19245AN21 | COIL FOR CONTACTORS SIRIUS, SIZE S0, SCREW CONNECTION AC 220 V, 50/60 HZ | 16.8 | TEM | 1 | CP | 0.092 | 1
3RT19245AN21 | COIL FOR CONTACTORS SIRIUS, SIZE S0, SCREW CONNECTION AC 220 V, 50/60 HZ | 16.8 | TEM | 1 | CP | 0.092 | 1
3RT19245AP01 | COIL FOR CONTACTORS SIRIUS, SIZE S0, SCREW CONNECTION AC 230 V, 50 HZ | 16.8 | TEM | 1 | CP | 0.092 | 1
3RT19245AP01 | COIL FOR CONTACTORS SIRIUS, SIZE S0, SCREW CONNECTION AC 230 V, 50 HZ | 16.8 | TEM | 1 | CP | 0.092 | 1
3RT19245AU01 | COIL FOR CONTACTORS SIRIUS, SIZE S0, SCREW CONNECTION, AC 240 V, 50 HZ | 16.8 | TEM | 1 | CP | 0.095 | 1
3RT19245AU01 | COIL FOR CONTACTORS SIRIUS, SIZE S0, SCREW CONNECTION, AC 240 V, 50 HZ | 16.8 | TEM | 1 | CP | 0.095 | 1
3RT19245AV01 | COIL FOR CONTACTORS SIRIUS, SIZE S0, SCREW CONNECTION AC 400 V, 50 HZ | 20.1 | TEM | 1 | CP | 0.09 | 1
3RT19245AV01 | COIL FOR CONTACTORS SIRIUS, SIZE S0, SCREW CONNECTION AC 400 V, 50 HZ | 20.1 | TEM | 1 | CP | 0.09 | 1
3RT19261BB00 | VARISTOR, AC 24...48V, DC 24...70V, SURGE SUPPRESSOR, FOR MOUNTING ONTO CONTACTORS SZ. S0, S2, S3 | 8.8 | TEM | 1 | CP | 0.013 | 1
3RT19261BB00 | VARISTOR, AC 24...48V, DC 24...70V, SURGE SUPPRESSOR, FOR MOUNTING ONTO CONTACTORS SZ. S0, S2, S3 | 8.8 | TEM | 1 | CP | 0.013 | 1
3RT19261BB00 | VARISTOR, AC 24...48V, DC 24...70V, SURGE SUPPRESSOR, FOR MOUNTING ONTO CONTACTORS SZ. S0, S2, S3 | 8.8 | TEM | 1 | CP | 0.013 | 1
3RT19261BC00 | VARISTOR, AC 48-127V, DC70-150V SURGE SUPPRESSOR, FOR MOUNTING ONTO CONTACTORS SZ. S0...S3 | 9.2 | TEM | 1 | CP | 0.013 | 1
3RT19261BC00 | VARISTOR, AC 48-127V, DC70-150V SURGE SUPPRESSOR, FOR MOUNTING ONTO CONTACTORS SZ. S0...S3 | 9.2 | TEM | 1 | CP | 0.013 | 1
3RT19261BD00 | VARISTOR, AC 127...240V, DC 150...250V, SURGE SUPPRESSOR, FOR MOUNTING ONTO CONTACTORS SZ. S0...S3 | 9.5 | TEM | 1 | CP | 0.013 | 1
3RT19261BD00 | VARISTOR, AC 127...240V, DC 150...250V, SURGE SUPPRESSOR, FOR MOUNTING ONTO CONTACTORS SZ. S0...S3 | 9.5 | TEM | 1 | CP | 0.013 | 1
3RT19261BE00 | VARISTOR, AC 240...400V, SURGE SUPPRESSOR, FOR MOUNTING ONTO CONTACTORS SZ. S0...S3 | 12.2 | TEM | 1 | CP | 0.018 | 1
3RT19261BE00 | VARISTOR, AC 240...400V, SURGE SUPPRESSOR, FOR MOUNTING ONTO CONTACTORS SZ. S0...S3 | 12.2 | TEM | 1 | CP | 0.018 | 1
3RT19261CB00 | RC ELEMENT, AC 24...48V, DC 24...70V, SURGE SUPPRESSOR, FOR MOUNTING ONTO CONTACTORS SZ. S0, WITHOUT/WITH AUX. SWITCH BLOCKS | 11.4 | TEM | 1 | CP | 0.013 | 1
3RT19261CB00 | RC ELEMENT, AC 24...48V, DC 24...70V, SURGE SUPPRESSOR, FOR MOUNTING ONTO CONTACTORS SZ. S0, WITHOUT/WITH AUX. SWITCH BLOCKS | 11.4 | TEM | 1 | CP | 0.013 | 1
3RT19261CC00 | RC ELEMENT AC 48-127V, DC 70-150V SURGE SUPPRESSOR, FOR MOUNTING ONTO CONTACTORS SZ. S0, | 12 | TEM | 1 | CP | 0.013 | 1
3RT19261CC00 | RC ELEMENT AC 48-127V, DC 70-150V SURGE SUPPRESSOR, FOR MOUNTING ONTO CONTACTORS SZ. S0, | 12 | TEM | 1 | CP | 0.013 | 1
3RT19261CD00 | RC ELEMENT, AC 127...240V, DC 150...250V, SURGE SUPPRESSOR, FOR MOUNTING ONTO CONTACTORS SZ. S0, | 10.4 | TEM | 1 | CP | 0.012 | 1
3RT19261CD00 | RC ELEMENT, AC 127...240V, DC 150...250V, SURGE SUPPRESSOR, FOR MOUNTING ONTO CONTACTORS SZ. S0, | 10.4 | TEM | 1 | CP | 0.012 | 1
3RT19261CE00 | RC ELEMENT, AC 240...400V, SURGE SUPPRESSOR, FOR MOUNTING ONTO CONTACTORS SZ. S0 | 12.3 | TEM | 1 | CP | 0.012 | 1
3RT19261CE00 | RC ELEMENT, AC 240...400V, SURGE SUPPRESSOR, FOR MOUNTING ONTO CONTACTORS SZ. S0 | 12.3 | TEM | 1 | CP | 0.012 | 1
3RT19261ER00 | DIODE ASSEMBLY W/O LED, DC 24 V, SURGE SUPPRESSOR, FOR MOUNTING ONTO CONTACTORS SZ. S0, CAN BE PLUGGED IN ON TOP | 11.9 | TEM | 1 | CP | 0.013 | 1
3RT19261ER00 | DIODE ASSEMBLY W/O LED, DC 24 V, SURGE SUPPRESSOR, FOR MOUNTING ONTO CONTACTORS SZ. S0, CAN BE PLUGGED IN ON TOP | 11.9 | TEM | 1 | CP | 0.013 | 1
3RT19261ES00 | DIODE ASSEMBLY W/O LED, DC 30...250V, SURGE SUPPRESSOR, FOR MOUNTING ONTO CONTACTORS SZ. S0, CAN BE PLUGGED IN ON TOP | 11.9 | TEM | 1 | CP | 0.013 | 1
3RT19261ES00 | DIODE ASSEMBLY W/O LED, DC 30...250V, SURGE SUPPRESSOR, FOR MOUNTING ONTO CONTACTORS SZ. S0, CAN BE PLUGGED IN ON TOP | 11.9 | TEM | 1 | CP | 0.013 | 1
3RT19261QT00 | LED MODULE FOR DISPLAYING THE CONTACTOR FUNCTION AC/DC 24...240 V, POLARIZED, FOR MOUNTING ONTO CONTACTORS SIZE S0...S3 (1 PACKING = 5 ITEMS) | 6.9 | TEM | 1 | CP | 0.008 | 5
3RT19261QT00 | LED MODULE FOR DISPLAYING THE CONTACTOR FUNCTION AC/DC 24...240 V, POLARIZED, FOR MOUNTING ONTO CONTACTORS SIZE S0...S3 (1 PACKING = 5 ITEMS) | 6.9 | TEM | 1 | CP | 0.008 | 5
3RT19262CG21 | SOLID-STATE TWO-WIRE TIME RELAY SETTING RANGE 0.5 S...10 S, AC/DC 24...66 V, ON-DELAY, WITH VARISTOR FOR MOUNTING ONTO CONTACTORS SIZE S0...S3 | 55.48 | TEM | 1 | CP | 0.048 | 1
3RT19262CG21 | SOLID-STATE TWO-WIRE TIME RELAY SETTING RANGE 0.5 S...10 S, AC/DC 24...66 V, ON-DELAY, WITH VARISTOR FOR MOUNTING ONTO CONTACTORS SIZE S0...S3 | 55.48 | TEM | 1 | CP | 0.048 | 1
3RT19262CH11 | SOLID-STATE TWO-WIRE TIME RELAY SETTING RANGE 0.05 S...1 NO, AC/DC 90...240 V, ON-DELAY, WITH VARISTOR FOR MOUNTING ONTO CONTACTORS SIZE S0...S3 | 55.48 | TEM | 1 | CP | 0.048 | 1
3RT19262CH11 | SOLID-STATE TWO-WIRE TIME RELAY SETTING RANGE 0.05 S...1 NO, AC/DC 90...240 V, ON-DELAY, WITH VARISTOR FOR MOUNTING ONTO CONTACTORS SIZE S0...S3 | 55.48 | TEM | 1 | CP | 0.048 | 1
3RT19262CH21 | SOLID-STATE TWO-WIRE TIME RELAY SETTING RANGE 0.5 S...10 S, AC/DC 90...240 V, ON-DELAY, WITH VARISTOR FOR MOUNTING ONTO CONTACTORS SIZE S0...S3 | 55.48 | TEM | 1 | CP | 0.048 | 1
3RT19262CH21 | SOLID-STATE TWO-WIRE TIME RELAY SETTING RANGE 0.5 S...10 S, AC/DC 90...240 V, ON-DELAY, WITH VARISTOR FOR MOUNTING ONTO CONTACTORS SIZE S0...S3 | 55.48 | TEM | 1 | CP | 0.048 | 1
3RT19262CH31 | SOLID-STATE TWO-WIRE TIME RELAY SETTING RANGE 5 S...100 S, AC/DC 90...240 V, ON-DELAY, WITH VARISTOR, FOR MOUNTING ONTO CONTACTORS SIZE S0...S3 | 55.48 | TEM | 1 | CP | 0.048 | 1
3RT19262CH31 | SOLID-STATE TWO-WIRE TIME RELAY SETTING RANGE 5 S...100 S, AC/DC 90...240 V, ON-DELAY, WITH VARISTOR, FOR MOUNTING ONTO CONTACTORS SIZE S0...S3 | 55.48 | TEM | 1 | CP | 0.048 | 1
3RT19262ED21 | SOLID-STATE, TIME-DELAYED AUXILIARY SWITCH BLOCK SETTING RANGE 0.5 S...10 S AC 200...240 V, 1NO + 1NC, ON-DELAY, FOR MOUNTING ONTO CONTACTORS SIZE S0...S12 | 62.93 | TEM | 1 | CP | 0.085 | 1
3RT19262ED21 | SOLID-STATE, TIME-DELAYED AUXILIARY SWITCH BLOCK SETTING RANGE 0.5 S...10 S AC 200...240 V, 1NO + 1NC, ON-DELAY, FOR MOUNTING ONTO CONTACTORS SIZE S0...S12 | 62.93 | TEM | 1 | CP | 0.085 | 1
3RT19262ED31 | SOLID-STATE, TIME-DELAYED AUXILIARY SWITCH BLOCK SETTING RANGE 5 S...100 S, AC 200...240 V, 1NO + 1NC, ON-DELAY, FOR MOUNTING ONTO CONTACTORS SIZE S0...S12 | 69.35 | TEM | 1 | CP | 0.085 | 1
3RT19262ED31 | SOLID-STATE, TIME-DELAYED AUXILIARY SWITCH BLOCK SETTING RANGE 5 S...100 S, AC 200...240 V, 1NO + 1NC, ON-DELAY, FOR MOUNTING ONTO CONTACTORS SIZE S0...S12 | 69.35 | TEM | 1 | CP | 0.085 | 1
3RT19262EJ21 | SOLID-STATE, TIME-DELAYED AUXILIARY SWITCH BLOCK SETTING RANGE 0.5 S...10 S, AC/DC 24 V, 1NO + 1NC, ON-DELAY, FOR MOUNTING ONTO CONTACTORS SIZE S0...S12 | 62.93 | TEM | 1 | CP | 0.082 | 1
3RT19262EJ21 | SOLID-STATE, TIME-DELAYED AUXILIARY SWITCH BLOCK SETTING RANGE 0.5 S...10 S, AC/DC 24 V, 1NO + 1NC, ON-DELAY, FOR MOUNTING ONTO CONTACTORS SIZE S0...S12 | 62.93 | TEM | 1 | CP | 0.082 | 1
3RT19262EJ31 | SOLID-STATE, TIME-DELAYED AUXILIARY SWITCH BLOCK SETTING RANGE 5 S...100 S, AC/DC 24 V, 1NO + 1NC, ON-DELAY, FOR MOUNTING ONTO CONTACTORS SIZE S0...S12 | 69.35 | TEM | 1 | CP | 0.082 | 1
3RT19262EJ31 | SOLID-STATE, TIME-DELAYED AUXILIARY SWITCH BLOCK SETTING RANGE 5 S...100 S, AC/DC 24 V, 1NO + 1NC, ON-DELAY, FOR MOUNTING ONTO CONTACTORS SIZE S0...S12 | 69.35 | TEM | 1 | CP | 0.082 | 1
3RT19262FJ21 | SOLID-STATE, TIME-DELAYED AUXILIARY SWITCH BLOCK SETTING RANGE 0.5 S...10 S, AC/DC 24 V, 1NO + 1NC, OFF-DELAY, FOR MOUNTING ONTO CONTACTORS SIZE S0...S12 | 68.93 | TEM | 1 | CP | 0.086 | 1
3RT19262FJ21 | SOLID-STATE, TIME-DELAYED AUXILIARY SWITCH BLOCK SETTING RANGE 0.5 S...10 S, AC/DC 24 V, 1NO + 1NC, OFF-DELAY, FOR MOUNTING ONTO CONTACTORS SIZE S0...S12 | 68.93 | TEM | 1 | CP | 0.086 | 1
3RT19262FL21 | SOLID-STATE TIME-DELAY AUXIL. SWITCH BLOCK TIME SETTING RANGE 0,5...10 S, AC/DC 220...240 V, 1NO + 1NC, OFF-DELAY, F. MOUNTING ONTO CONTACTORS SIZE S0...S12 | 68.93 | TEM | 1 | CP | 0.086 | 1
3RT19262FL21 | SOLID-STATE TIME-DELAY AUXIL. SWITCH BLOCK TIME SETTING RANGE 0,5...10 S, AC/DC 220...240 V, 1NO + 1NC, OFF-DELAY, F. MOUNTING ONTO CONTACTORS SIZE S0...S12 | 68.93 | TEM | 1 | CP | 0.086 | 1
3RT19262FL31 | SOLID-STATE, TIME-DELAYED AUXILIARY SWITCH BLOCK SETTING RANGE 5 S...100 S, AC/DC 220...240 V, 1NO + 1NC, OFF-DELAY, FOR MOUNTING ONTO CONTACTORS SIZE S0...S12 | 75.56 | TEM | 1 | CP | 0.086 | 1
3RT19262FL31 | SOLID-STATE, TIME-DELAYED AUXILIARY SWITCH BLOCK SETTING RANGE 5 S...100 S, AC/DC 220...240 V, 1NO + 1NC, OFF-DELAY, FOR MOUNTING ONTO CONTACTORS SIZE S0...S12 | 75.56 | TEM | 1 | CP | 0.086 | 1
3RT19262GC51 | SOLID-STATE, TIME-DELAYED AUXILIARY SWITCH BLOCK SETTING RANGE 1.5 S...30 S, AC 100...127 V, 2NO, STAR-DELTA FUNCTION, FOR MOUNTING ONTO CONTACTORS, SIZE SO...S12 | 68.41 | TEM | 1 | CP | 0.086 | 1
3RT19262GC51 | SOLID-STATE, TIME-DELAYED AUXILIARY SWITCH BLOCK SETTING RANGE 1.5 S...30 S, AC 100...127 V, 2NO, STAR-DELTA FUNCTION, FOR MOUNTING ONTO CONTACTORS, SIZE SO...S12 | 68.41 | TEM | 1 | CP | 0.086 | 1
3RT19262GD51 | SOLID-STATE, TIME-DELAYED AUXILIARY SWITCH BLOCK SETTING RANGE 1.5 S...30 S, AC 200...240 V, 2NO, STAR-DELTA FUNCTION, FOR MOUNTING ONTO CONTACTORS, SIZE SO...S12 | 68.41 | TEM | 1 | CP | 0.086 | 1
3RT19262GD51 | SOLID-STATE, TIME-DELAYED AUXILIARY SWITCH BLOCK SETTING RANGE 1.5 S...30 S, AC 200...240 V, 2NO, STAR-DELTA FUNCTION, FOR MOUNTING ONTO CONTACTORS, SIZE SO...S12 | 68.41 | TEM | 1 | CP | 0.086 | 1
3RT19262PA01 | PNEUMATIC TIMING RELAY BLOCK RESPONSE-DELAYED 0.1 ... 30 S 1NO + 1NC TO SNAP ON 3RT1.2 | 73.2 | TEM | 1 | CP | 0.077 | 1
3RT19262PA01 | PNEUMATIC TIMING RELAY BLOCK RESPONSE-DELAYED 0.1 ... 30 S 1NO + 1NC TO SNAP ON 3RT1.2 | 73.2 | TEM | 1 | CP | 0.077 | 1
3RT19262PR01 | PNEUMATIC TIMING RELAY BLOCK OFF-DELAYED 0.1 ... 30 S 1NO + 1NC TO SNAP ON 3RT1.2 | 77.7 | TEM | 1 | CP | 0.084 | 1
3RT19262PR01 | PNEUMATIC TIMING RELAY BLOCK OFF-DELAYED 0.1 ... 30 S 1NO + 1NC TO SNAP ON 3RT1.2 | 77.7 | TEM | 1 | CP | 0.084 | 1
3RT19263AB31 | MECHANICAL LATCHING BLOCK FOR MOUNTING ON 3RT1.2. AND 3RT1.3., 24 V AC/DC | 63.1 | TEM | 1 | CP | 0.127 | 1
3RT19263AB31 | MECHANICAL LATCHING BLOCK FOR MOUNTING ON 3RT1.2. AND 3RT1.3., 24 V AC/DC | 63.1 | TEM | 1 | CP | 0.127 | 1
3RT19264BA31 | PARALLEL CONNECTION W/O TERMINAL, 3-POLE FOR 3RT102., SCREW CONNECTION | 2.8 | TEM | 1 | CP | 0.006 | 1
3RT19264BA31 | PARALLEL CONNECTION W/O TERMINAL, 3-POLE FOR 3RT102., SCREW CONNECTION | 2.8 | TEM | 1 | CP | 0.006 | 1
3RT19264CC20 | 3-PHASE BUSBAR, F. 2 CONTACTORS, SIZE S0 MODULAR SPACING: 45 MM | 8.3 | TEM | 1 | CP | 0.032 | 1
3RT19264CC20 | 3-PHASE BUSBAR, F. 2 CONTACTORS, SIZE S0 MODULAR SPACING: 45 MM | 8.3 | TEM | 1 | CP | 0.032 | 1
3RT19264MA10 | SEALABLE COVER FOR CONTACTORS SIZE S0 TO S12 PROTECTED AGAINST INADVERTENT MANUAL OPERATION, PACK OF 5 | 1.6 | TEM | 1 | CP | 0.004 | 5
3RT19264MA10 | SEALABLE COVER FOR CONTACTORS SIZE S0 TO S12 PROTECTED AGAINST INADVERTENT MANUAL OPERATION, PACK OF 5 | 1.6 | TEM | 1 | CP | 0.004 | 5
3RT19264MA10 | SEALABLE COVER FOR CONTACTORS SIZE S0 TO S12 PROTECTED AGAINST INADVERTENT MANUAL OPERATION, PACK OF 5 | 1.6 | TEM | 1 | CP | 0.004 | 5
3RT19345AB01 | COIL FOR CONTACTORS SIRIUS, SIZE S2, SCREW CONNECTION AC 24 V, 50 HZ | 19.7 | TEM | 1 | CP | 0.112 | 1
3RT19345AB01 | COIL FOR CONTACTORS SIRIUS, SIZE S2, SCREW CONNECTION AC 24 V, 50 HZ | 19.7 | TEM | 1 | CP | 0.112 | 1
3RT19345AC21 | COIL FOR CONTACTORS SIRIUS, SIZE S2, SCREW CONNECTION AC 24 V, 50/60 HZ | 19.7 | TEM | 1 | CP | 0.113 | 1
3RT19345AC21 | COIL FOR CONTACTORS SIRIUS, SIZE S2, SCREW CONNECTION AC 24 V, 50/60 HZ | 19.7 | TEM | 1 | CP | 0.113 | 1
3RT19345AD01 | COIL FOR CONTACTORS SIRIUS, SIZE S2, SCREW CONNECTION AC 42 V, 50 HZ | 23.7 | TEM | 1 | CP | 0.109 | 1
3RT19345AD01 | COIL FOR CONTACTORS SIRIUS, SIZE S2, SCREW CONNECTION AC 42 V, 50 HZ | 23.7 | TEM | 1 | CP | 0.109 | 1
3RT19345AF01 | COIL FOR CONTACTORS SIRIUS, SIZE S2, SCREW CONNECTION AC 110 V, 50 HZ | 19.7 | TEM | 1 | CP | 0.2 | 1
3RT19345AF01 | COIL FOR CONTACTORS SIRIUS, SIZE S2, SCREW CONNECTION AC 110 V, 50 HZ | 19.7 | TEM | 1 | CP | 0.2 | 1
3RT19345AG21 | COIL FOR CONTACTORS SIRIUS, SIZE S2, SCREW CONNECTION AC 110 V, 50/60 HZ | 19.7 | TEM | 1 | CP | 0.114 | 1
3RT19345AG21 | COIL FOR CONTACTORS SIRIUS, SIZE S2, SCREW CONNECTION AC 110 V, 50/60 HZ | 19.7 | TEM | 1 | CP | 0.114 | 1
3RT19345AL21 | COIL FOR CONTACTORS SIRIUS, SIZE S2, SCREW CONNECTION AC 230 V, 50/60 HZ | 19.7 | TEM | 1 | CP | 0.11 | 1
3RT19345AL21 | COIL FOR CONTACTORS SIRIUS, SIZE S2, SCREW CONNECTION AC 230 V, 50/60 HZ | 19.7 | TEM | 1 | CP | 0.11 | 1
3RT19345AP01 | COIL FOR CONTACTORS SIRIUS, SIZE S2, SCREW CONNECTION AC 230 V, 50 HZ | 19.7 | TEM | 1 | CP | 0.111 | 1
3RT19345AP01 | COIL FOR CONTACTORS SIRIUS, SIZE S2, SCREW CONNECTION AC 230 V, 50 HZ | 19.7 | TEM | 1 | CP | 0.111 | 1
3RT19345AV01 | COIL FOR CONTACTORS SIRIUS, SIZE S2, SCREW CONNECTION AC 400 V, 50 HZ | 23.7 | TEM | 1 | CP | 0.112 | 1
3RT19345AV01 | COIL FOR CONTACTORS SIRIUS, SIZE S2, SCREW CONNECTION AC 400 V, 50 HZ | 23.7 | TEM | 1 | CP | 0.112 | 1
3RT19345BB41 | COIL FOR CONTACTORS SIRIUS, SIZE S2, SCREW CONNECTION DC 24 V | 55.3 | TEM | 1 | CP | 0.598 | 1
3RT19345BB41 | COIL FOR CONTACTORS SIRIUS, SIZE S2, SCREW CONNECTION DC 24 V | 55.3 | TEM | 1 | CP | 0.598 | 1
3RT19345BF41 | COIL FOR CONTACTORS SIRIUS, SIZE S2, SCREW CONNECTION DC 110 V | 55.3 | TEM | 1 | CP | 0.56 | 1
3RT19345BF41 | COIL FOR CONTACTORS SIRIUS, SIZE S2, SCREW CONNECTION DC 110 V | 55.3 | TEM | 1 | CP | 0.56 | 1
3RT19345BW41 | COIL FOR CONTACTORS SIRIUS, SIZE S2, SCREW CONNECTION DC 48 V | 55.3 | TEM | 1 | CP | 0.62 | 1
3RT19345BW41 | COIL FOR CONTACTORS SIRIUS, SIZE S2, SCREW CONNECTION DC 48 V | 55.3 | TEM | 1 | CP | 0.62 | 1
3RT19346A | EQUIV. CONTACTS F. CONTACTOR SIZE S2, 3-POLE, AC-3, 15 KW, 3 NO, MAIN CONTACTS, CONSISTS OF 3 MOVABLE AND 6 FIXED CONTACTS WITH MOUNTING ACC. | 49.5 | TEM | 1 | CP | 0.042 | 1
3RT19346A | EQUIV. CONTACTS F. CONTACTOR SIZE S2, 3-POLE, AC-3, 15 KW, 3 NO, MAIN CONTACTS, CONSISTS OF 3 MOVABLE AND 6 FIXED CONTACTS WITH MOUNTING ACC. | 49.5 | TEM | 1 | CP | 0.042 | 1
3RT19355AB01 | COIL FOR CONTACTORS SIRIUS, SIZE S2, SCREW CONNECTION AC 24 V, 50 HZ | 19.7 | TEM | 1 | CP | 0.106 | 1
3RT19355AB01 | COIL FOR CONTACTORS SIRIUS, SIZE S2, SCREW CONNECTION AC 24 V, 50 HZ | 19.7 | TEM | 1 | CP | 0.106 | 1
3RT19355AC21 | COIL FOR CONTACTORS SIRIUS, SIZE S2, SCREW CONNECTION AC 24 V, 50/60 HZ | 19.7 | TEM | 1 | CP | 0.111 | 1
3RT19355AC21 | COIL FOR CONTACTORS SIRIUS, SIZE S2, SCREW CONNECTION AC 24 V, 50/60 HZ | 19.7 | TEM | 1 | CP | 0.111 | 1
3RT19355AD01 | COIL FOR CONTACTORS SIRIUS, SIZE S2, SCREW CONNECTION AC 42 V, 50 HZ | 23.7 | TEM | 1 | CP | 0.107 | 1
3RT19355AD01 | COIL FOR CONTACTORS SIRIUS, SIZE S2, SCREW CONNECTION AC 42 V, 50 HZ | 23.7 | TEM | 1 | CP | 0.107 | 1
3RT19355AF01 | COIL FOR CONTACTORS SIRIUS, SIZE S2, SCREW CONNECTION AC 110 V, 50 HZ | 19.7 | TEM | 1 | CP | 0.11 | 1
3RT19355AF01 | COIL FOR CONTACTORS SIRIUS, SIZE S2, SCREW CONNECTION AC 110 V, 50 HZ | 19.7 | TEM | 1 | CP | 0.11 | 1
3RT19355AH01 | COIL FOR CONTACTORS SIRIUS, SIZE S2, SCREW CONNECTION AC 48 V, 50 HZ | 19.7 | TEM | 1 | CP | 0.108 | 1
3RT19355AH01 | COIL FOR CONTACTORS SIRIUS, SIZE S2, SCREW CONNECTION AC 48 V, 50 HZ | 19.7 | TEM | 1 | CP | 0.108 | 1
3RT19355AL21 | COIL FOR CONTACTORS SIRIUS, SIZE S2, SCREW CONNECTION AC 230 V, 50/60 HZ | 19.7 | TEM | 1 | CP | 0.11 | 1
3RT19355AL21 | COIL FOR CONTACTORS SIRIUS, SIZE S2, SCREW CONNECTION AC 230 V, 50/60 HZ | 19.7 | TEM | 1 | CP | 0.11 | 1
3RT19355AP01 | COIL FOR CONTACTORS SIRIUS, SIZE S2, SCREW CONNECTION AC 230 V, 50 HZ | 19.7 | TEM | 1 | CP | 0.112 | 1
3RT19355AP01 | COIL FOR CONTACTORS SIRIUS, SIZE S2, SCREW CONNECTION AC 230 V, 50 HZ | 19.7 | TEM | 1 | CP | 0.112 | 1
3RT19355AV01 | COIL FOR CONTACTORS SIRIUS, SIZE S2, SCREW CONNECTION AC 400 V, 50 HZ | 23.7 | TEM | 1 | CP | 0.116 | 1
3RT19355AV01 | COIL FOR CONTACTORS SIRIUS, SIZE S2, SCREW CONNECTION AC 400 V, 50 HZ | 23.7 | TEM | 1 | CP | 0.116 | 1
3RT19356A | EQUIV. CONTACTS F. CONTACTOR SIZE S2, 3-POLE, AC-3, 18.5 KW, 3 NO, MAIN CONTACTS, CONSISTS OF 3 MOVABLE AND 6 FIXED CONTACTS WITH MOUNTING ACC. | 59.2 | TEM | 1 | CP | 0.045 | 1
3RT19356A | EQUIV. CONTACTS F. CONTACTOR SIZE S2, 3-POLE, AC-3, 18.5 KW, 3 NO, MAIN CONTACTS, CONSISTS OF 3 MOVABLE AND 6 FIXED CONTACTS WITH MOUNTING ACC. | 59.2 | TEM | 1 | CP | 0.045 | 1
3RT19361CB00 | RC-ELEMENT, AC 24...48 V,DC 24...70 V, SURGE SUPPRESSOR, FOR MOUNTING ONTO CONTACTORS SIZE S2 AND S3 | 11.4 | TEM | 1 | CP | 0.031 | 1
3RT19361CB00 | RC-ELEMENT, AC 24...48 V,DC 24...70 V, SURGE SUPPRESSOR, FOR MOUNTING ONTO CONTACTORS SIZE S2 AND S3 | 11.4 | TEM | 1 | CP | 0.031 | 1
3RT19361CC00 | RC-ELEMENT, AC 48...127 V, SURGE SUPPRESSOR, FOR MOUNTING ONTO CONTACTORS SIZE S2 AND S3 | 14.5 | TEM | 1 | CP | 0.031 | 1
3RT19361CC00 | RC-ELEMENT, AC 48...127 V, SURGE SUPPRESSOR, FOR MOUNTING ONTO CONTACTORS SIZE S2 AND S3 | 14.5 | TEM | 1 | CP | 0.031 | 1
3RT19361CD00 | RC-ELEMENT, AC 127...240 V, SURGE SUPPRESSOR, FOR MOUNTING ONTO CONTACTORS SIZE S2 AND S3 | 12.3 | TEM | 1 | CP | 0.031 | 1
3RT19361CD00 | RC-ELEMENT, AC 127...240 V, SURGE SUPPRESSOR, FOR MOUNTING ONTO CONTACTORS SIZE S2 AND S3 | 12.3 | TEM | 1 | CP | 0.031 | 1
3RT19361CE00 | RC ELEMENT, AC 240...400 V, SURGE SUPPRESSOR, FOR MOUNTING ONTO CONTACTORS FOR S2 AND S3 | 15.1 | TEM | 1 | CP | 0.031 | 1
3RT19361CE00 | RC ELEMENT, AC 240...400 V, SURGE SUPPRESSOR, FOR MOUNTING ONTO CONTACTORS FOR S2 AND S3 | 15.1 | TEM | 1 | CP | 0.031 | 1
3RT19361ER00 | DIODE ASSEMBLY WITHOUT LED, DC 24 V, SURGE SUPPRESSOR, FOR MOUNTING ONTO CONTACTORS SIZE S2 | 19.4 | TEM | 1 | CP | 0.013 | 1
3RT19361ER00 | DIODE ASSEMBLY WITHOUT LED, DC 24 V, SURGE SUPPRESSOR, FOR MOUNTING ONTO CONTACTORS SIZE S2 | 19.4 | TEM | 1 | CP | 0.013 | 1
3RT19361ES00 | DIODE ASSEMBLY WITHOUT LED, DC 30...250 V, SURGE SUPPRESSOR, FOR MOUNTING ONTO CONTACTORS SIZE S2 | 19.4 | TEM | 1 | CP | 0.013 | 1
3RT19361ES00 | DIODE ASSEMBLY WITHOUT LED, DC 30...250 V, SURGE SUPPRESSOR, FOR MOUNTING ONTO CONTACTORS SIZE S2 | 19.4 | TEM | 1 | CP | 0.013 | 1
3RT19364BA31 | PARALLEL CONNECTION WITHOUT TERMINAL, 3-POLE FOR 3RT.03 | 5.4 | TEM | 1 | CP | 0.015 | 1
3RT19364BA31 | PARALLEL CONNECTION WITHOUT TERMINAL, 3-POLE FOR 3RT.03 | 5.4 | TEM | 1 | CP | 0.015 | 1
3RT19364BB31 | PARALLEL CONNECTION WITH TERMINAL, 3-POLE FOR 3RT.03 | 11.9 | TEM | 1 | CP | 0.147 | 1
3RT19364BB31 | PARALLEL CONNECTION WITH TERMINAL, 3-POLE FOR 3RT.03 | 11.9 | TEM | 1 | CP | 0.147 | 1
3RT19364EA2 | TERMINAL COVER FOR BOX TERMINALS, FOR CONTACTOR AND OVERLOAD RELAY SIZE S2 AND SOFT STARTER 3RW403. | 3.6 | TEM | 1 | CP | 0.017 | 1
3RT19364EA2 | TERMINAL COVER FOR BOX TERMINALS, FOR CONTACTOR AND OVERLOAD RELAY SIZE S2 AND SOFT STARTER 3RW403. | 3.6 | TEM | 1 | CP | 0.017 | 1
3RT19366A | EQUIV. CONTACTS F. CONTACTOR SIZE S2, 3-POLE, AC-3, 22 KW, 3 NO, MAIN CONTACTS, CONSISTS OF 3 MOVABLE AND 6 FIXED CONTACTS WITH MOUNTING ACC. | 82.7 | TEM | 1 | CP | 0.047 | 1
3RT19366A | EQUIV. CONTACTS F. CONTACTOR SIZE S2, 3-POLE, AC-3, 22 KW, 3 NO, MAIN CONTACTS, CONSISTS OF 3 MOVABLE AND 6 FIXED CONTACTS WITH MOUNTING ACC. | 82.7 | TEM | 1 | CP | 0.047 | 1
3RT19445AB01 | COIL FOR CONTACTORS SIRIUS, SIZE S3, SCREW CONNECTION, AC 24 V, 50 HZ | 24.3 | TEM | 1 | CP | 0.179 | 1
3RT19445AB01 | COIL FOR CONTACTORS SIRIUS, SIZE S3, SCREW CONNECTION, AC 24 V, 50 HZ | 24.3 | TEM | 1 | CP | 0.179 | 1
3RT19445AD01 | COIL FOR CONTACTORS SIRIUS, SIZE S3, SCREW CONNECTION, AC 42 V, 50 HZ | 34.5 | TEM | 1 | CP | 0.182 | 1
3RT19445AD01 | COIL FOR CONTACTORS SIRIUS, SIZE S3, SCREW CONNECTION, AC 42 V, 50 HZ | 34.5 | TEM | 1 | CP | 0.182 | 1
3RT19445AF01 | COIL FOR CONTACTORS SIRIUS, SIZE S3, SCREW CONNECTION, AC 110 V, 50 HZ | 24.3 | TEM | 1 | CP | 0.186 | 1
3RT19445AF01 | COIL FOR CONTACTORS SIRIUS, SIZE S3, SCREW CONNECTION, AC 110 V, 50 HZ | 24.3 | TEM | 1 | CP | 0.186 | 1
3RT19445AG21 | COIL FOR CONTACTORS SIRIUS, SIZE S3, SCREW CONNECTION, AC 110 V, 50/60 HZ | 24.3 | TEM | 1 | CP | 0.175 | 1
3RT19445AG21 | COIL FOR CONTACTORS SIRIUS, SIZE S3, SCREW CONNECTION, AC 110 V, 50/60 HZ | 24.3 | TEM | 1 | CP | 0.175 | 1
3RT19445AK61 | COIL FOR CONTACTORS SIRIUS, SIZE S3, SCREW CONNECTION, AC 110 V, 50 HZ / 120 V, 60 HZ | 24.3 | TEM | 1 | CP | 0.192 | 1
3RT19445AK61 | COIL FOR CONTACTORS SIRIUS, SIZE S3, SCREW CONNECTION, AC 110 V, 50 HZ / 120 V, 60 HZ | 24.3 | TEM | 1 | CP | 0.192 | 1
3RT19445AL21 | COIL FOR CONTACTORS SIRIUS, SIZE S3, SCREW CONNECTION, AC 230 V, 50/60 HZ | 24.3 | TEM | 1 | CP | 0.183 | 1
3RT19445AL21 | COIL FOR CONTACTORS SIRIUS, SIZE S3, SCREW CONNECTION, AC 230 V, 50/60 HZ | 24.3 | TEM | 1 | CP | 0.183 | 1
3RT19445AN21 | COIL FOR CONTACTORS SIRIUS, SIZE S3, SCREW CONNECTION, AC 220 V, 50/60 HZ | 24.3 | TEM | 1 | CP | 0.18 | 1
3RT19445AN21 | COIL FOR CONTACTORS SIRIUS, SIZE S3, SCREW CONNECTION, AC 220 V, 50/60 HZ | 24.3 | TEM | 1 | CP | 0.18 | 1
3RT19445AP01 | COIL FOR CONTACTORS SIRIUS, SIZE S3, SCREW CONNECTION, AC 230 V, 50 HZ | 24.3 | TEM | 1 | CP | 0.18 | 1
3RT19445AP01 | COIL FOR CONTACTORS SIRIUS, SIZE S3, SCREW CONNECTION, AC 230 V, 50 HZ | 24.3 | TEM | 1 | CP | 0.18 | 1
3RT19445AV01 | COIL FOR CONTACTORS SIRIUS, SIZE S3, SCREW CONNECTION, AC 400 V, 50 HZ | 34.5 | TEM | 1 | CP | 0.192 | 1
3RT19445AV01 | COIL FOR CONTACTORS SIRIUS, SIZE S3, SCREW CONNECTION, AC 400 V, 50 HZ | 34.5 | TEM | 1 | CP | 0.192 | 1
3RT19445BB41 | SOLENOID COIL FOR CONTACTORS SIRIUS, SIZE S3, SCREW TERMINALS, 24 V DC | 86.9 | TEM | 1 | CP | 0.962 | 1
3RT19445BB41 | SOLENOID COIL FOR CONTACTORS SIRIUS, SIZE S3, SCREW TERMINALS, 24 V DC | 86.9 | TEM | 1 | CP | 0.962 | 1
3RT19445BF41 | COIL FOR CONTACTORS SIRIUS, SIZE S3, SCREW CONNECTION, DC 110 V | 86.9 | TEM | 1 | CP | 0.87 | 1
3RT19445BF41 | COIL FOR CONTACTORS SIRIUS, SIZE S3, SCREW CONNECTION, DC 110 V | 86.9 | TEM | 1 | CP | 0.87 | 1
3RT19446A | EQUIV. CONTACTS F. CONTACTOR SIZE S3, 3-POLE, AC-3, 30 KW, 3 NO, MAIN CONTACTS, CONSISTS OF 3 MOVABLE AND 6 FIXED CONTACTS WITH MOUNTING ACC. | 92.7 | TEM | 1 | CP | 0.104 | 1
3RT19446A | EQUIV. CONTACTS F. CONTACTOR SIZE S3, 3-POLE, AC-3, 30 KW, 3 NO, MAIN CONTACTS, CONSISTS OF 3 MOVABLE AND 6 FIXED CONTACTS WITH MOUNTING ACC. | 92.7 | TEM | 1 | CP | 0.104 | 1
3RT19455AB01 | COIL FOR CONTACTORS SIRIUS, SIZE S3, SCREW CONNECTION, AC 24 V, 50 HZ | 50.8 | TEM | 1 | CP | 0.172 | 1
3RT19455AB01 | COIL FOR CONTACTORS SIRIUS, SIZE S3, SCREW CONNECTION, AC 24 V, 50 HZ | 50.8 | TEM | 1 | CP | 0.172 | 1
3RT19455AD01 | COIL FOR CONTACTORS SIRIUS, SIZE S3, SCREW CONNECTION, AC 42 V, 50 HZ | 61 | TEM | 1 | CP | 0.167 | 1
3RT19455AD01 | COIL FOR CONTACTORS SIRIUS, SIZE S3, SCREW CONNECTION, AC 42 V, 50 HZ | 61 | TEM | 1 | CP | 0.167 | 1
3RT19455AF01 | COIL FOR CONTACTORS SIRIUS, SIZE S3, SCREW CONNECTION, AC 110 V, 50 HZ | 50.8 | TEM | 1 | CP | 0.17 | 1
3RT19455AF01 | COIL FOR CONTACTORS SIRIUS, SIZE S3, SCREW CONNECTION, AC 110 V, 50 HZ | 50.8 | TEM | 1 | CP | 0.17 | 1
3RT19455AG21 | COIL FOR CONTACTORS SIRIUS, SIZE S3, SCREW CONNECTION, AC 110 V, 50/60 HZ | 50.8 | TEM | 1 | CP | 0.175 | 1
3RT19455AG21 | COIL FOR CONTACTORS SIRIUS, SIZE S3, SCREW CONNECTION, AC 110 V, 50/60 HZ | 50.8 | TEM | 1 | CP | 0.175 | 1
3RT19455AL21 | COIL FOR CONTACTORS SIRIUS, SIZE S3, SCREW CONNECTION, AC 230 V, 50/60 HZ | 50.8 | TEM | 1 | CP | 0.176 | 1
3RT19455AL21 | COIL FOR CONTACTORS SIRIUS, SIZE S3, SCREW CONNECTION, AC 230 V, 50/60 HZ | 50.8 | TEM | 1 | CP | 0.176 | 1
3RT19455AP01 | COIL FOR CONTACTORS SIRIUS, SIZE S3, SCREW CONNECTION, AC 230 V, 50 HZ | 50.8 | TEM | 1 | CP | 0.165 | 1
3RT19455AP01 | COIL FOR CONTACTORS SIRIUS, SIZE S3, SCREW CONNECTION, AC 230 V, 50 HZ | 50.8 | TEM | 1 | CP | 0.165 | 1
3RT19455AP01 | COIL FOR CONTACTORS SIRIUS, SIZE S3, SCREW CONNECTION, AC 230 V, 50 HZ | 50.8 | TEM | 1 | CP | 0.165 | 1
3RT19455AV01 | COIL FOR CONTACTORS SIRIUS, SIZE S3, SCREW CONNECTION, AC 400 V, 50 HZ | 61 | TEM | 1 | CP | 0.172 | 1
3RT19455AV01 | COIL FOR CONTACTORS SIRIUS, SIZE S3, SCREW CONNECTION, AC 400 V, 50 HZ | 61 | TEM | 1 | CP | 0.172 | 1
3RT19456A | EQUIV. CONTACTS FOR CONTACTOR SIZE S3, 3-POLE, AC-3, 37 KW, 3 NO, MAIN CONTACTS, CONSISTS OF 3 MOVABLE AND 6 FIXED CONTACTS WITH MOUNTING ACC. | 108.9 | TEM | 1 | CP | 0.113 | 1
3RT19456A | EQUIV. CONTACTS FOR CONTACTOR SIZE S3, 3-POLE, AC-3, 37 KW, 3 NO, MAIN CONTACTS, CONSISTS OF 3 MOVABLE AND 6 FIXED CONTACTS WITH MOUNTING ACC. | 108.9 | TEM | 1 | CP | 0.113 | 1
3RT19464BA31 | PARALLEL CONNECTION WITHOUT TERMINAL, 3-POLE FOR 3RT104. | 7 | TEM | 1 | CP | 0.028 | 1
3RT19464BA31 | PARALLEL CONNECTION WITHOUT TERMINAL, 3-POLE FOR 3RT104. | 7 | TEM | 1 | CP | 0.028 | 1
3RT19464BB31 | PARALLEL CONNECTION WITH TERMINAL, 3-POLE FOR 3RT104. | 33.9 | TEM | 1 | CP | 0.207 | 1
3RT19464BB31 | PARALLEL CONNECTION WITH TERMINAL, 3-POLE FOR 3RT104. | 33.9 | TEM | 1 | CP | 0.207 | 1
3RT19464EA1 | TERMINAL COVER FOR CABLE LUG AND BAR CONNECTION, FOR CONTACTOR AND OVERLOAD RELAY SIZE S3 AND SOFT STARTER 3RW404. | 6.8 | TEM | 1 | CP | 0.039 | 1
3RT19464EA1 | TERMINAL COVER FOR CABLE LUG AND BAR CONNECTION, FOR CONTACTOR AND OVERLOAD RELAY SIZE S3 AND SOFT STARTER 3RW404. | 6.8 | TEM | 1 | CP | 0.039 | 1
3RT19464EA2 | TERMINAL COVER FOR BOX TERMINALS, FOR CONTACTOR, . AND OVERLOAD RELAY SIZE S3 AND SOFT STARTER 3RW404. | 4.2 | TEM | 1 | CP | 0.02 | 1
3RT19464EA2 | TERMINAL COVER FOR BOX TERMINALS, FOR CONTACTOR, . AND OVERLOAD RELAY SIZE S3 AND SOFT STARTER 3RW404. | 4.2 | TEM | 1 | CP | 0.02 | 1
3RT19464G | BOX TERMINAL BLOCK, 3-POLE FOR CONTACTOR SIZE S3, 3RT1.4 | 15.1 | TEM | 1 | CP | 0.119 | 1
3RT19464G | BOX TERMINAL BLOCK, 3-POLE FOR CONTACTOR SIZE S3, 3RT1.4 | 15.1 | TEM | 1 | CP | 0.119 | 1
3RT19464LB00 | RESISTANCE WIRES F. 3RT164. | 4.5 | TEM | 1 | CP | 0.003 | 30
3RT19464LB00 | RESISTANCE WIRES F. 3RT164. | 4.5 | TEM | 1 | CP | 0.003 | 30
3RT19466A | EQUIV. CONTACTS FOR CONTACTOR SIZE S3, 3-POLE, AC-3, 45 KW, 3 NO, MAIN CONTACTS, CONSISTS OF 3 MOVABLE AND 6 FIXED CONTACTS WITH MOUNTING ACC. | 141.5 | TEM | 1 | CP | 0.117 | 1
3RT19466A | EQUIV. CONTACTS FOR CONTACTOR SIZE S3, 3-POLE, AC-3, 45 KW, 3 NO, MAIN CONTACTS, CONSISTS OF 3 MOVABLE AND 6 FIXED CONTACTS WITH MOUNTING ACC. | 141.5 | TEM | 1 | CP | 0.117 | 1
3RT19466D | EQUIV. CONTACTS FOR CONTACTOR SIZE S3, 3-POLE, AC-1, 140 A, 3 NO, MAIN CONTACTS, CONSISTS OF 3 MOVABLE AND 6 FIXED CONTACTS WITH MOUNTING ACC. | 101 | TEM | 1 | CP | 0.115 | 1
3RT19466D | EQUIV. CONTACTS FOR CONTACTOR SIZE S3, 3-POLE, AC-1, 140 A, 3 NO, MAIN CONTACTS, CONSISTS OF 3 MOVABLE AND 6 FIXED CONTACTS WITH MOUNTING ACC. | 101 | TEM | 1 | CP | 0.115 | 1
3RT19466E | SPARE CONTACTS F. CONTACTOR MOD. S3, 4-POLE, IE/AC-1 140 A 4NO MAIN CONTACTS CONSISTS OF 4 MOVABLE AND 8 FIXED CONTACTS WITH MOUNTING ACC. | 174.2 | TEM | 1 | CP | 0.152 | 1
3RT19466E | SPARE CONTACTS F. CONTACTOR MOD. S3, 4-POLE, IE/AC-1 140 A 4NO MAIN CONTACTS CONSISTS OF 4 MOVABLE AND 8 FIXED CONTACTS WITH MOUNTING ACC. | 174.2 | TEM | 1 | CP | 0.152 | 1
3RT19546A | SPARE CONTACTS F. MOD. S6 F. CONTACTOR 3RT1054, 55KW/AC-3 CONSISTS OF 3 MOVABLE AND 6 FIXED CONTACTS WITH MOUNTING ACC. | 181.1 | TEM | 1 | CP | 0.24 | 1
3RT19546A | SPARE CONTACTS F. MOD. S6 F. CONTACTOR 3RT1054, 55KW/AC-3 CONSISTS OF 3 MOVABLE AND 6 FIXED CONTACTS WITH MOUNTING ACC. | 181.1 | TEM | 1 | CP | 0.24 | 1
3RT19554G | FRAME TERMINAL BLOCK FOR CONTACTOR SIZE S6, 3RT1054 FOR OVERLOAD RELAY 3RB105 MAX. CONNECTION APPR. 70MM2 | 27.9 | TEM | 1 | CP | 0.24 | 1
3RT19554G | FRAME TERMINAL BLOCK FOR CONTACTOR SIZE S6, 3RT1054 FOR OVERLOAD RELAY 3RB105 MAX. CONNECTION APPR. 70MM2 | 27.9 | TEM | 1 | CP | 0.24 | 1
3RT19555AB31 | WITHDR. COIL FOR MOD. S6 FOR CONTACTORS 3RT105/3RT145 AC/DC ACTUATOR UC23-26V DRIVE: CONVENTIONAL | 82.5 | TEM | 1 | CP | 0.57 | 1
3RT19555AB31 | WITHDR. COIL FOR MOD. S6 FOR CONTACTORS 3RT105/3RT145 AC/DC ACTUATOR UC23-26V DRIVE: CONVENTIONAL | 82.5 | TEM | 1 | CP | 0.57 | 1
3RT19555AD31 | WITHDR. COIL FOR MOD. S6 FOR CONTACTORS 3RT105/3RT145 AC/DC ACTUATOR UC42-48V DRIVE: CONVENTIONAL | 82.5 | TEM | 1 | CP | 0.541 | 1
3RT19555AD31 | WITHDR. COIL FOR MOD. S6 FOR CONTACTORS 3RT105/3RT145 AC/DC ACTUATOR UC42-48V DRIVE: CONVENTIONAL | 82.5 | TEM | 1 | CP | 0.541 | 1
3RT19555AF31 | WITHDR. COIL FOR MOD. S6 FOR CONTACTORS 3RT105/3RT145 AC/DC ACTUATOR UC110-127V DRIVE: CONVENTIONAL | 82.5 | TEM | 1 | CP | 0.57 | 1
3RT19555AF31 | WITHDR. COIL FOR MOD. S6 FOR CONTACTORS 3RT105/3RT145 AC/DC ACTUATOR UC110-127V DRIVE: CONVENTIONAL | 82.5 | TEM | 1 | CP | 0.57 | 1
3RT19555AP31 | WITHDR. COIL FOR MOD. S6 FOR CONTACTORS 3RT105/3RT145 AC/DC ACTUATOR UC220-240V DRIVE: CONVENTIONAL | 82.5 | TEM | 1 | CP | 0.541 | 1
3RT19555AP31 | WITHDR. COIL FOR MOD. S6 FOR CONTACTORS 3RT105/3RT145 AC/DC ACTUATOR UC220-240V DRIVE: CONVENTIONAL | 82.5 | TEM | 1 | CP | 0.541 | 1
3RT19555AP32 | WITHDRAWABLE COIL FOR SIZE S6 FOR CONTACTORS 3RT105/3RT145 AC/DC OPERATION UC220-240V DRIVE: CONVENTIONAL CAGE-CLAMP CONNECTION | 96.1 | TEM | 1 | CP | 0.534 | 1
3RT19555AP32 | WITHDRAWABLE COIL FOR SIZE S6 FOR CONTACTORS 3RT105/3RT145 AC/DC OPERATION UC220-240V DRIVE: CONVENTIONAL CAGE-CLAMP CONNECTION | 96.1 | TEM | 1 | CP | 0.534 | 1
3RT19555AR31 | WITHDR. COIL FOR MOD. S6 FOR CONTACTORS 3RT105/3RT145 AC/DC ACTUATOR UC440-480V DRIVE: CONVENTIONAL | 82.5 | TEM | 1 | CP | 0.594 | 1
3RT19555AR31 | WITHDR. COIL FOR MOD. S6 FOR CONTACTORS 3RT105/3RT145 AC/DC ACTUATOR UC440-480V DRIVE: CONVENTIONAL | 82.5 | TEM | 1 | CP | 0.594 | 1
3RT19555AS31 | WITHDR. COIL FOR MOD. S6 FOR CONTACTORS 3RT105/3RT145 AC/DC ACTUATOR UC500-550V DRIVE: CONVENTIONAL | 82.5 | TEM | 1 | CP | 0.556 | 1
3RT19555AS31 | WITHDR. COIL FOR MOD. S6 FOR CONTACTORS 3RT105/3RT145 AC/DC ACTUATOR UC500-550V DRIVE: CONVENTIONAL | 82.5 | TEM | 1 | CP | 0.556 | 1
3RT19555AV31 | WITHDR. COIL FOR MOD. S6 FOR CONTACTORS 3RT105/3RT145 AC/DC ACTUATOR UC380-420V DRIVE: CONVENTIONAL | 82.5 | TEM | 1 | CP | 0.56 | 1
3RT19555AV31 | WITHDR. COIL FOR MOD. S6 FOR CONTACTORS 3RT105/3RT145 AC/DC ACTUATOR UC380-420V DRIVE: CONVENTIONAL | 82.5 | TEM | 1 | CP | 0.56 | 1
3RT19555NF31 | WITHDR. COIL FOR MOD. S6 FOR CONTACTORS 3RT105/3RT145 AC/DC ACTUATOR UC96-127V DRIVE: ELECTRONIC WITH SPS INTERFACE 24V DC | 155.4 | TEM | 1 | CP | 0.518 | 1
3RT19555NF31 | WITHDR. COIL FOR MOD. S6 FOR CONTACTORS 3RT105/3RT145 AC/DC ACTUATOR UC96-127V DRIVE: ELECTRONIC WITH SPS INTERFACE 24V DC | 155.4 | TEM | 1 | CP | 0.518 | 1
3RT19556A | SPARE CONTACTS F. MOD.S6 F. CONTACTOR 3RT1055, 75KW/AC-3 CONSISTS OF 3 MOVABLE AND 6 FIXED CONTACTS WITH MOUNTING ACC. | 232.6 | TEM | 1 | CP | 0.28 | 1
3RT19556A | SPARE CONTACTS F. MOD.S6 F. CONTACTOR 3RT1055, 75KW/AC-3 CONSISTS OF 3 MOVABLE AND 6 FIXED CONTACTS WITH MOUNTING ACC. | 232.6 | TEM | 1 | CP | 0.28 | 1
3RT19557A | ARCING CHAMBER FOR MOD.S6 F. CONTACTOR 3RT1055, 75KW/AC-3 | 115.8 | TEM | 1 | CP | 0.753 | 1
3RT19557A | ARCING CHAMBER FOR MOD.S6 F. CONTACTOR 3RT1055, 75KW/AC-3 | 115.8 | TEM | 1 | CP | 0.753 | 1
3RT19561CC00 | SURGE SUPPRESSOR./RC ELEMENT FOR CONTACTOR MOD.S6/S10/S12 FOR US = AC 48-127V/DC 70-150V | 26.6 | TEM | 1 | CP | 0.029 | 1
3RT19561CC00 | SURGE SUPPRESSOR./RC ELEMENT FOR CONTACTOR MOD.S6/S10/S12 FOR US = AC 48-127V/DC 70-150V | 26.6 | TEM | 1 | CP | 0.029 | 1
3RT19561CD00 | SURGE SUPPRESSOR./RC ELEMENT FOR CONTACTOR MOD.S6/S10/S12 FOR US = AC127-240V/DC150-250V | 26.6 | TEM | 1 | CP | 0.028 | 1
3RT19561CD00 | SURGE SUPPRESSOR./RC ELEMENT FOR CONTACTOR MOD.S6/S10/S12 FOR US = AC127-240V/DC150-250V | 26.6 | TEM | 1 | CP | 0.028 | 1
3RT19561CE00 | SURGE SUPPRESSOR./RC ELEMENT FOR CONTACTOR MOD.S6/S10/S12 FOR US = AC 240-420 V | 26.6 | TEM | 1 | CP | 0.03 | 1
3RT19561CE00 | SURGE SUPPRESSOR./RC ELEMENT FOR CONTACTOR MOD.S6/S10/S12 FOR US = AC 240-420 V | 26.6 | TEM | 1 | CP | 0.03 | 1
3RT19564BA31 | PARALLEL CONNECTION 3-POLE, FOR CONTACTOR MOD. S6, 3RT1.5 | 14.6 | TEM | 1 | CP | 0.159 | 1
3RT19564BA31 | PARALLEL CONNECTION 3-POLE, FOR CONTACTOR MOD. S6, 3RT1.5 | 14.6 | TEM | 1 | CP | 0.159 | 1
3RT19564EA1 | TERMINAL COVER FOR BAR CONNECTIONS FOR CONTACTOR SIZE S6, 3RT1.5 FOR OVERLOAD RELAY 3RB2.5 FOR SOFT STARTER 3RW405., 3RW442.,3RW443. | 13.2 | TEM | 1 | CP | 0.068 | 1
3RT19564EA1 | TERMINAL COVER FOR BAR CONNECTIONS FOR CONTACTOR SIZE S6, 3RT1.5 FOR OVERLOAD RELAY 3RB2.5 FOR SOFT STARTER 3RW405., 3RW442.,3RW443. | 13.2 | TEM | 1 | CP | 0.068 | 1
3RT19564EA2 | TERMINAL COVER FOR BOX TERMINAL BLOCK FOR CONTACTOR SIZE S6, 3RT1.5 FOR OVERLOAD RELAY 3RB105 FOR SOFT STARTER 3RW405., 3RW442., 3RW443. | 10.8 | TEM | 1 | CP | 0.021 | 1
3RT19564EA2 | TERMINAL COVER FOR BOX TERMINAL BLOCK FOR CONTACTOR SIZE S6, 3RT1.5 FOR OVERLOAD RELAY 3RB105 FOR SOFT STARTER 3RW405., 3RW442., 3RW443. | 10.8 | TEM | 1 | CP | 0.021 | 1
3RT19564EA4 | TERMINAL COVER FOR BUSBAR CONNECTIONS FOR REVERSING AND STAR-DELTA COMBINATIONS, FOR CONTACTORS SZ. S6 | 11.4 | TEM | 1 | CP | 0.028 | 1
3RT19564EA4 | TERMINAL COVER FOR BUSBAR CONNECTIONS FOR REVERSING AND STAR-DELTA COMBINATIONS, FOR CONTACTORS SZ. S6 | 11.4 | TEM | 1 | CP | 0.028 | 1
3RT19564G | FRAME TERMINAL BLOCK FOR CONTACTOR MOD.S6, 3RT1.5 FOR OVERLOAD RELAY 3RB105 MAX. CONNECTION APPR. 120 MM2 | 33.9 | TEM | 1 | CP | 0.269 | 1
3RT19564G | FRAME TERMINAL BLOCK FOR CONTACTOR MOD.S6, 3RT1.5 FOR OVERLOAD RELAY 3RB105 MAX. CONNECTION APPR. 120 MM2 | 33.9 | TEM | 1 | CP | 0.269 | 1
3RT19566A | SPARE CONTACTS F. MOD.S6 F. CONTACTOR 3RT1056, 90KW/AC-3 CONSISTS OF 3 MOVABLE AND 6 FIXED CONTACTS WITH MOUNTING ACC. | 291 | TEM | 1 | CP | 0.295 | 1
3RT19566A | SPARE CONTACTS F. MOD.S6 F. CONTACTOR 3RT1056, 90KW/AC-3 CONSISTS OF 3 MOVABLE AND 6 FIXED CONTACTS WITH MOUNTING ACC. | 291 | TEM | 1 | CP | 0.295 | 1
3RT19566D | SPARE CONTACTS F. MOD.S6 F. CONTACTOR 3RT1456, 250A/AC-1 CONSISTS OF 3 MOVABLE AND 6 FIXED CONTACTS WITH MOUNTING ACC. | 219.7 | TEM | 1 | CP | 0.285 | 1
3RT19566D | SPARE CONTACTS F. MOD.S6 F. CONTACTOR 3RT1456, 250A/AC-1 CONSISTS OF 3 MOVABLE AND 6 FIXED CONTACTS WITH MOUNTING ACC. | 219.7 | TEM | 1 | CP | 0.285 | 1
3RT19646A | SPARE CONTACTS F. SIZE S10 F. CONTACTOR 3RT1064,110KW/AC-3 CONSISTS OF 3 MOVABLE AND 6 FIXED CONTACTS WITH FIXING PARTS | 342.5 | TEM | 1 | CP | 0.452 | 1
3RT19646A | SPARE CONTACTS F. SIZE S10 F. CONTACTOR 3RT1064,110KW/AC-3 CONSISTS OF 3 MOVABLE AND 6 FIXED CONTACTS WITH FIXING PARTS | 342.5 | TEM | 1 | CP | 0.452 | 1
3RT19655AB31 | WITHDR. COIL FOR SIZE S10 FOR CONTACTORS 3RT106/3RT146 AC/DC OPERATION 23-26V UC DRIVE: CONVENTIONAL | 101.9 | TEM | 1 | CP | 0.844 | 1
3RT19655AB31 | WITHDR. COIL FOR SIZE S10 FOR CONTACTORS 3RT106/3RT146 AC/DC OPERATION 23-26V UC DRIVE: CONVENTIONAL | 101.9 | TEM | 1 | CP | 0.844 | 1
3RT19655AD31 | WITHDR. COIL FOR SIZE S10 FOR CONTACTORS 3RT106/3RT146 AC/DC OPERATION 42-48V UC DRIVE: CONVENTIONAL | 101.9 | TEM | 1 | CP | 0.84 | 1
3RT19655AD31 | WITHDR. COIL FOR SIZE S10 FOR CONTACTORS 3RT106/3RT146 AC/DC OPERATION 42-48V UC DRIVE: CONVENTIONAL | 101.9 | TEM | 1 | CP | 0.84 | 1
3RT19655AF31 | WITHDR. COIL FOR SIZE S10 FOR CONTACTORS 3RT106/3RT146 AC/DC OPERATION 110-127V UC DRIVE: CONVENTIONAL | 101.9 | TEM | 1 | CP | 0.82 | 1
3RT19655AF31 | WITHDR. COIL FOR SIZE S10 FOR CONTACTORS 3RT106/3RT146 AC/DC OPERATION 110-127V UC DRIVE: CONVENTIONAL | 101.9 | TEM | 1 | CP | 0.82 | 1
3RT19655AM31 | WITHDR. COIL FOR SIZE S10 FOR CONTACTORS 3RT106/3RT146 AC/DC OPERATION 200-220V UC DRIVE: CONVENTIONAL | 101.9 | TEM | 1 | CP | 0.802 | 1
3RT19655AM31 | WITHDR. COIL FOR SIZE S10 FOR CONTACTORS 3RT106/3RT146 AC/DC OPERATION 200-220V UC DRIVE: CONVENTIONAL | 101.9 | TEM | 1 | CP | 0.802 | 1
3RT19655AP31 | WITHDR. COIL FOR SIZE S10 FOR CONTACTORS 3RT106/3RT146 AC/DC OPERATION 220-240V UC DRIVE: CONVENTIONAL | 101.9 | TEM | 1 | CP | 0.817 | 1
3RT19655AP31 | WITHDR. COIL FOR SIZE S10 FOR CONTACTORS 3RT106/3RT146 AC/DC OPERATION 220-240V UC DRIVE: CONVENTIONAL | 101.9 | TEM | 1 | CP | 0.817 | 1
3RT19655AR31 | WITHDR. COIL FOR SIZE S10 FOR CONTACTORS 3RT106/3RT146 AC/DC OPERATION 440-480V UC DRIVE: CONVENTIONAL | 101.9 | TEM | 1 | CP | 0.825 | 1
3RT19655AR31 | WITHDR. COIL FOR SIZE S10 FOR CONTACTORS 3RT106/3RT146 AC/DC OPERATION 440-480V UC DRIVE: CONVENTIONAL | 101.9 | TEM | 1 | CP | 0.825 | 1
3RT19655AV31 | WITHDR. COIL FOR SIZE S10 FOR CONTACTORS 3RT106/3RT146 AC/DC OPERATION 380-420V UC DRIVE: CONVENTIONAL | 101.9 | TEM | 1 | CP | 0.84 | 1
3RT19655AV31 | WITHDR. COIL FOR SIZE S10 FOR CONTACTORS 3RT106/3RT146 AC/DC OPERATION 380-420V UC DRIVE: CONVENTIONAL | 101.9 | TEM | 1 | CP | 0.84 | 1
3RT19656A | SPARE CONTACTS F. SIZE S10 F. CONTACTOR 3RT1065,132KW/AC-3 CONSISTS OF 3 MOVABLE AND 6 FIXED CONTACTS WITH FIXING PARTS | 448.4 | TEM | 1 | CP | 0.53 | 1
3RT19656A | SPARE CONTACTS F. SIZE S10 F. CONTACTOR 3RT1065,132KW/AC-3 CONSISTS OF 3 MOVABLE AND 6 FIXED CONTACTS WITH FIXING PARTS | 448.4 | TEM | 1 | CP | 0.53 | 1
3RT19661PV3 | MAIN CIRCUIT ATTENUATION MODULE FOR VACUUM CONTACTORS 3RT126/7 FOR UE <= 690 V AC SCREW MOUNTING | 69.4 | TEM | 1 | CP | 0.358 | 1
3RT19661PV3 | MAIN CIRCUIT ATTENUATION MODULE FOR VACUUM CONTACTORS 3RT126/7 FOR UE <= 690 V AC SCREW MOUNTING | 69.4 | TEM | 1 | CP | 0.358 | 1
3RT19664BA31 | PARALLEL CONNECTION 3-POLE, WITHOUT TERMINAL FOR CONTACTORS SIZE S10/S12 | 24.8 | TEM | 1 | CP | 0.541 | 1
3RT19664BA31 | PARALLEL CONNECTION 3-POLE, WITHOUT TERMINAL FOR CONTACTORS SIZE S10/S12 | 24.8 | TEM | 1 | CP | 0.541 | 1
3RT19664EA1 | TERMINAL COVER FOR BAR CONNECTIONS FOR CONTACTORS SIZE S10/S12 FOR OVERLOAD RELAY 3RB106 FOR SOFT START.3RW407.,3RW444. | 19.5 | TEM | 1 | CP | 0.118 | 1
3RT19664EA1 | TERMINAL COVER FOR BAR CONNECTIONS FOR CONTACTORS SIZE S10/S12 FOR OVERLOAD RELAY 3RB106 FOR SOFT START.3RW407.,3RW444. | 19.5 | TEM | 1 | CP | 0.118 | 1
3RT19664EA2 | TERMINAL COVER FOR BOX TERMINAL BLOCK FOR CONTACTORS SIZE S10/S12 FOR OVERLOAD RELAY 3RB106 FOR SOFT START.3RW407.,3RW444. | 15.7 | TEM | 1 | CP | 0.037 | 1
3RT19664EA2 | TERMINAL COVER FOR BOX TERMINAL BLOCK FOR CONTACTORS SIZE S10/S12 FOR OVERLOAD RELAY 3RB106 FOR SOFT START.3RW407.,3RW444. | 15.7 | TEM | 1 | CP | 0.037 | 1
3RT19664EA3 | TERMINAL COVER FOR RAIL CONNECTIONS BETWEEN CONTACTOR/OVERLOAD RELAY S6/S12, FOR OVERLOAD RELAY 3RB106 FOR OVERLOAD RELAY 3RB106 | 15.7 | TEM | 1 | CP | 0.076 | 1
3RT19664EA3 | TERMINAL COVER FOR RAIL CONNECTIONS BETWEEN CONTACTOR/OVERLOAD RELAY S6/S12, FOR OVERLOAD RELAY 3RB106 FOR OVERLOAD RELAY 3RB106 | 15.7 | TEM | 1 | CP | 0.076 | 1
3RT19664G | FRAME TERMINAL BLOCK FOR CONTACTORS SIZE S10/S12 FOR OVERLOAD RELAY 3RB106 | 93.6 | TEM | 1 | CP | 0.694 | 1
3RT19664G | FRAME TERMINAL BLOCK FOR CONTACTORS SIZE S10/S12 FOR OVERLOAD RELAY 3RB106 | 93.6 | TEM | 1 | CP | 0.694 | 1
3RT19665AP31 | WITHDR. COIL FOR SIZE S10 FOR VAC. CONTACTOR 3RT126 AC/DC OPERATION 220-240V UC DRIVE: CONVENTIONAL | 106.9 | TEM | 1 | CP | 0.96 | 1
3RT19665AP31 | WITHDR. COIL FOR SIZE S10 FOR VAC. CONTACTOR 3RT126 AC/DC OPERATION 220-240V UC DRIVE: CONVENTIONAL | 106.9 | TEM | 1 | CP | 0.96 | 1
3RT19666A | SPARE CONTACTS F. SIZE S10 F. CONTACTOR 3RT1066,160KW/AC-3 CONSISTS OF 3 MOVABLE AND 6 FIXED CONTACTS WITH FIXING PARTS | 558.2 | TEM | 1 | CP | 0.553 | 1
3RT19666A | SPARE CONTACTS F. SIZE S10 F. CONTACTOR 3RT1066,160KW/AC-3 CONSISTS OF 3 MOVABLE AND 6 FIXED CONTACTS WITH FIXING PARTS | 558.2 | TEM | 1 | CP | 0.553 | 1
3RT19666D | SPARE CONTACTS F. SIZE S10 F. CONTACTOR 3RT1466,380A/AC-1 CONSISTS OF 3 MOVABLE AND 6 FIXED CONTACTS WITH FIXING PARTS | 420.7 | TEM | 1 | CP | 0.547 | 1
3RT19666D | SPARE CONTACTS F. SIZE S10 F. CONTACTOR 3RT1466,380A/AC-1 CONSISTS OF 3 MOVABLE AND 6 FIXED CONTACTS WITH FIXING PARTS | 420.7 | TEM | 1 | CP | 0.547 | 1
3RT19666V | VACUUM INTERRUPTERS F. SIZE S10 F. CONTACTOR 3RT1266,160KW/AC-3 CONSISTS OF 3 VACUUM INTERRUPTERS WITH FIXING PARTS | 889.8 | TEM | 1 | CP | 1.528 | 1
3RT19666V | VACUUM INTERRUPTERS F. SIZE S10 F. CONTACTOR 3RT1266,160KW/AC-3 CONSISTS OF 3 VACUUM INTERRUPTERS WITH FIXING PARTS | 889.8 | TEM | 1 | CP | 1.528 | 1
3RT19755AF31 | WITHDR. COIL FOR SIZE S12 FOR CONTACTOR 3RT107/3RT127/3RT147 AC/DC OPERATION 110-127V UC DRIVE: CONVENTIONAL | 129.7 | TEM | 1 | CP | 1.315 | 1
3RT19755AF31 | WITHDR. COIL FOR SIZE S12 FOR CONTACTOR 3RT107/3RT127/3RT147 AC/DC OPERATION 110-127V UC DRIVE: CONVENTIONAL | 129.7 | TEM | 1 | CP | 1.315 | 1
3RT19755AF32 | WITHDRAWABLE COIL FOR SIZE S12 F. CONTS. 3RT107/3RT127/3RT147 AC/DC OPERATION UC110-127V DRIVE: CONVENTIONAL CAGE-CLAMP CONNECTION | 172.2 | TEM | 1 | CP | 1.361 | 1
3RT19755AF32 | WITHDRAWABLE COIL FOR SIZE S12 F. CONTS. 3RT107/3RT127/3RT147 AC/DC OPERATION UC110-127V DRIVE: CONVENTIONAL CAGE-CLAMP CONNECTION | 172.2 | TEM | 1 | CP | 1.361 | 1
3RT19755AP31 | WITHDR. COIL FOR SIZE S12 FOR CONTACTOR 3RT107/3RT127/3RT147 AC/DC OPERATION 220-240V UC DRIVE: CONVENTIONAL | 129.7 | TEM | 1 | CP | 1.225 | 1
3RT19755AP31 | WITHDR. COIL FOR SIZE S12 FOR CONTACTOR 3RT107/3RT127/3RT147 AC/DC OPERATION 220-240V UC DRIVE: CONVENTIONAL | 129.7 | TEM | 1 | CP | 1.225 | 1
3RT19755AR31 | WITHDR. COIL FOR SIZE S12 FOR CONTACTOR 3RT107/3RT127/3RT147 AC/DC OPERATION 440-480V UC DRIVE: CONVENTIONAL | 129.7 | TEM | 1 | CP | 1.308 | 1
3RT19755AR31 | WITHDR. COIL FOR SIZE S12 FOR CONTACTOR 3RT107/3RT127/3RT147 AC/DC OPERATION 440-480V UC DRIVE: CONVENTIONAL | 129.7 | TEM | 1 | CP | 1.308 | 1
3RT19755AV31 | WITHDR. COIL FOR SIZE S12 FOR CONTACTOR 3RT107/3RT127/3RT147 AC/DC OPERATION 380-420V UC DRIVE: CONVENTIONAL | 129.7 | TEM | 1 | CP | 1.28 | 1
3RT19755AV31 | WITHDR. COIL FOR SIZE S12 FOR CONTACTOR 3RT107/3RT127/3RT147 AC/DC OPERATION 380-420V UC DRIVE: CONVENTIONAL | 129.7 | TEM | 1 | CP | 1.28 | 1
3RT19756A | SPARE CONTACTS F. SIZE S12 F. CONTACTOR 3RT1075,200KW/AC-3 CONSISTS OF 3 MOVABLE AND 6 FIXED CONTACTS WITH FIXING PARTS | 570.1 | TEM | 1 | CP | 0.776 | 1
3RT19756A | SPARE CONTACTS F. SIZE S12 F. CONTACTOR 3RT1075,200KW/AC-3 CONSISTS OF 3 MOVABLE AND 6 FIXED CONTACTS WITH FIXING PARTS | 570.1 | TEM | 1 | CP | 0.776 | 1
3RT19766A | SPARE CONTACTS F. SIZE S12 F. CONTACTOR 3RT1076,250KW/AC-3 CONSISTS OF 3 MOVABLE AND 6 FIXED CONTACTS WITH FIXING PARTS | 736.4 | TEM | 1 | CP | 0.921 | 1
3RT19766A | SPARE CONTACTS F. SIZE S12 F. CONTACTOR 3RT1076,250KW/AC-3 CONSISTS OF 3 MOVABLE AND 6 FIXED CONTACTS WITH FIXING PARTS | 736.4 | TEM | 1 | CP | 0.921 | 1
3RT20151AB01 | CONTACTOR, AC-3, 3KW/400V, 1NO, AC 24V, 50/60 HZ, 3-POLE, SZ S00 SCREW TERMINAL | 24.18 | TEM | 1 | CP | 0.218 | 1
3RT20151AB01 | CONTACTOR, AC-3, 3KW/400V, 1NO, AC 24V, 50/60 HZ, 3-POLE, SZ S00 SCREW TERMINAL | 24.18 | TEM | 1 | CP | 0.218 | 1
3RT20151AB02 | CONTACTOR, AC-3, 3KW/400V, 1NC, AC 24V, 50/60 HZ, 3-POLE, SZ S00 SCREW TERMINAL | 24.18 | TEM | 1 | CP | 0.228 | 1
3RT20151AB02 | CONTACTOR, AC-3, 3KW/400V, 1NC, AC 24V, 50/60 HZ, 3-POLE, SZ S00 SCREW TERMINAL | 24.18 | TEM | 1 | CP | 0.228 | 1
3RT20151AF01 | CONTACTOR, AC-3, 3KW/400V, 1NO, AC110V, 50/60 HZ, 3-POLE, SZ S00 SCREW TERMINAL | 24.18 | TEM | 1 | CP | 0.233 | 1
3RT20151AF01 | CONTACTOR, AC-3, 3KW/400V, 1NO, AC110V, 50/60 HZ, 3-POLE, SZ S00 SCREW TERMINAL | 24.18 | TEM | 1 | CP | 0.233 | 1
3RT20151AF02 | CONTACTOR, AC-3, 3KW/400V, 1NC, AC110V, 50/60 HZ, 3-POLE, SZ S00 SCREW TERMINAL | 24.18 | TEM | 1 | CP | 0.226 | 1
3RT20151AF02 | CONTACTOR, AC-3, 3KW/400V, 1NC, AC110V, 50/60 HZ, 3-POLE, SZ S00 SCREW TERMINAL | 24.18 | TEM | 1 | CP | 0.226 | 1
3RT20151AF02 | CONTACTOR, AC-3, 3KW/400V, 1NC, AC110V, 50/60 HZ, 3-POLE, SZ S00 SCREW TERMINAL | 24.18 | TEM | 1 | CP | 0.226 | 1
3RT20151AP01 | CONTACTOR, AC-3, 3KW/400V, 1NO, AC 230V, 50/60 HZ, 3-POLE, SZ S00 SCREW TERMINAL | 24.18 | TEM | 1 | CP | 0.23 | 1
3RT20151AP01 | CONTACTOR, AC-3, 3KW/400V, 1NO, AC 230V, 50/60 HZ, 3-POLE, SZ S00 SCREW TERMINAL | 24.18 | TEM | 1 | CP | 0.23 | 1
3RT20151AP01 | CONTACTOR, AC-3, 3KW/400V, 1NO, AC 230V, 50/60 HZ, 3-POLE, SZ S00 SCREW TERMINAL | 24.18 | TEM | 1 | CP | 0.23 | 1
3RT20151AP02 | CONTACTOR, AC-3, 3KW/400V, 1NC, AC 230V, 50/60 HZ, 3-POLE, SZ S00 SCREW TERMINAL | 24.18 | TEM | 1 | CP | 0.231 | 1
3RT20151AP02 | CONTACTOR, AC-3, 3KW/400V, 1NC, AC 230V, 50/60 HZ, 3-POLE, SZ S00 SCREW TERMINAL | 24.18 | TEM | 1 | CP | 0.231 | 1
3RT20151AP02 | CONTACTOR, AC-3, 3KW/400V, 1NC, AC 230V, 50/60 HZ, 3-POLE, SZ S00 SCREW TERMINAL | 24.18 | TEM | 1 | CP | 0.231 | 1
3RT20151BB41 | CONTACTOR, AC-3, 3KW/400V, 1NO, DC 24V, 3-POLE, SZ S00 SCREW TERMINAL | 28.25 | TEM | 1 | CP | 0.291 | 1
3RT20151BB41 | CONTACTOR, AC-3, 3KW/400V, 1NO, DC 24V, 3-POLE, SZ S00 SCREW TERMINAL | 28.25 | TEM | 1 | CP | 0.291 | 1
3RT20151BB410CC0 | CONTACTOR, AC-3, 3KW/400V, 1NO, DC 24V, COM. CAPABILITY 3-POLE, SZ S00 SCREW TERMINAL | 31.99 | TEM | 1 | CP | 0.294 | 1
3RT20151BB410CC0 | CONTACTOR, AC-3, 3KW/400V, 1NO, DC 24V, COM. CAPABILITY 3-POLE, SZ S00 SCREW TERMINAL | 31.99 | TEM | 1 | CP | 0.294 | 1
3RT20151BB42 | CONTACTOR, AC-3, 3KW/400V, 1NC, DC 24V, 3-POLE, SZ S00 SCREW TERMINAL | 28.25 | TEM | 1 | CP | 0.291 | 1
3RT20151BB42 | CONTACTOR, AC-3, 3KW/400V, 1NC, DC 24V, 3-POLE, SZ S00 SCREW TERMINAL | 28.25 | TEM | 1 | CP | 0.291 | 1
3RT20151JB41 | COUPL. CONT., AC-3, 3KW/400V, 1NO, 24 V DC, 0.7...1.25*US, W. INTEGRATED DIODE, 3-POLE SIZE S00, SCREW TERMINALS SUITABLE FOR PLC OUTPUTS | 33.38 | TEM | 1 | CP | 0.294 | 1
3RT20151JB41 | COUPL. CONT., AC-3, 3KW/400V, 1NO, 24 V DC, 0.7...1.25*US, W. INTEGRATED DIODE, 3-POLE SIZE S00, SCREW TERMINALS SUITABLE FOR PLC OUTPUTS | 33.38 | TEM | 1 | CP | 0.294 | 1
3RT20151JB42 | COUPL. CONT., AC-3, 3KW/400V, 1NC, 24 V DC, 0.7...1.25*US, W. INTEGRATED DIODE, 3-POLE SIZE S00, SCREW TERMINALS SUITABLE FOR PLC OUTPUTS | 33.38 | TEM | 1 | CP | 0.293 | 1
3RT20151JB42 | COUPL. CONT., AC-3, 3KW/400V, 1NC, 24 V DC, 0.7...1.25*US, W. INTEGRATED DIODE, 3-POLE SIZE S00, SCREW TERMINALS SUITABLE FOR PLC OUTPUTS | 33.38 | TEM | 1 | CP | 0.293 | 1
3RT20151KB41 | COUPL. CONT., AC-3, 3KW/400V, 1NO, 24 V DC, 0.7...1.25*US, W. INTEGRATED SUPPRESSOR DIODE, 3-POLE, SIZE S00, SCREW TERMINALS SUITABLE FOR PLC OUTPUTS | 32.74 | TEM | 1 | CP | 0.294 | 1
3RT20151KB41 | COUPL. CONT., AC-3, 3KW/400V, 1NO, 24 V DC, 0.7...1.25*US, W. INTEGRATED SUPPRESSOR DIODE, 3-POLE, SIZE S00, SCREW TERMINALS SUITABLE FOR PLC OUTPUTS | 32.74 | TEM | 1 | CP | 0.294 | 1
3RT20152AB01 | CONTACTOR, AC-3, 3KW/400V, 1NO, AC 24V, 50/60 HZ, 3-POLE, SZ S00 SPRING-LOADED TERMINAL | 24.18 | TEM | 1 | CP | 0.252 | 1
3RT20152AB01 | CONTACTOR, AC-3, 3KW/400V, 1NO, AC 24V, 50/60 HZ, 3-POLE, SZ S00 SPRING-LOADED TERMINAL | 24.18 | TEM | 1 | CP | 0.252 | 1
3RT20152AB02 | CONTACTOR, AC-3, 3KW/400V, 1NC, AC 24V, 50/60 HZ, 3-POLE, SZ S00 SPRING-LOADED TERMINAL | 24.18 | TEM | 1 | CP | 0.248 | 1
3RT20152AB02 | CONTACTOR, AC-3, 3KW/400V, 1NC, AC 24V, 50/60 HZ, 3-POLE, SZ S00 SPRING-LOADED TERMINAL | 24.18 | TEM | 1 | CP | 0.248 | 1
3RT20152AP01 | CONTACTOR, AC-3, 3KW/400V, 1NO, AC 230V, 50/60 HZ, 3-POLE, SZ S00 SPRING-LOADED TERMINAL | 24.18 | TEM | 1 | CP | 0.253 | 1
3RT20152AP01 | CONTACTOR, AC-3, 3KW/400V, 1NO, AC 230V, 50/60 HZ, 3-POLE, SZ S00 SPRING-LOADED TERMINAL | 24.18 | TEM | 1 | CP | 0.253 | 1
3RT20152AP02 | CONTACTOR, AC-3, 3KW/400V, 1NC, AC 230V, 50/60 HZ, 3-POLE, SZ S00 SPRING-LOADED TERMINAL | 24.18 | TEM | 1 | CP | 0.251 | 1
3RT20152AP02 | CONTACTOR, AC-3, 3KW/400V, 1NC, AC 230V, 50/60 HZ, 3-POLE, SZ S00 SPRING-LOADED TERMINAL | 24.18 | TEM | 1 | CP | 0.251 | 1
3RT20152BB41 | CONTACTOR, AC-3, 3KW/400V, 1NO, DC 24V, 3-POLE, SZ S00 SPRING-LOADED TERMINAL | 28.25 | TEM | 1 | CP | 0.316 | 1
3RT20152BB41 | CONTACTOR, AC-3, 3KW/400V, 1NO, DC 24V, 3-POLE, SZ S00 SPRING-LOADED TERMINAL | 28.25 | TEM | 1 | CP | 0.316 | 1
3RT20152BB42 | CONTACTOR, AC-3, 3KW/400V, 1NC, DC 24V, 3-POLE, SZ S00 SPRING-LOADED TERMINAL | 28.25 | TEM | 1 | CP | 0.312 | 1
3RT20152BB42 | CONTACTOR, AC-3, 3KW/400V, 1NC, DC 24V, 3-POLE, SZ S00 SPRING-LOADED TERMINAL | 28.25 | TEM | 1 | CP | 0.312 | 1
3RT20152BB443MA0 | CONTACTOR, AC-3, 3KW/400V, 2NO+2NC, DC 24V, 3-POLE, SZ S00 SPRING-LOADED TERMINAL PERMANENT AUX. SWITCH FOR SUVA APPLICATIONS | 43.66 | TEM | 1 | CP | 0.376 | 1
3RT20152BB443MA0 | CONTACTOR, AC-3, 3KW/400V, 2NO+2NC, DC 24V, 3-POLE, SZ S00 SPRING-LOADED TERMINAL PERMANENT AUX. SWITCH FOR SUVA APPLICATIONS | 43.66 | TEM | 1 | CP | 0.376 | 1
3RT20161AB01 | CONTACTOR, AC-3, 4KW/400V, 1NO, AC 24V, 50/60 HZ, 3-POLE, SZ S00 SCREW TERMINAL | 25.15 | TEM | 1 | CP | 0.229 | 1
3RT20161AB01 | CONTACTOR, AC-3, 4KW/400V, 1NO, AC 24V, 50/60 HZ, 3-POLE, SZ S00 SCREW TERMINAL | 25.15 | TEM | 1 | CP | 0.229 | 1
3RT20161AB02 | CONTACTOR, AC-3, 4KW/400V, 1NC, AC 24V, 50/60 HZ, 3-POLE, SZ S00 SCREW TERMINAL | 25.15 | TEM | 1 | CP | 0.229 | 1
3RT20161AB02 | CONTACTOR, AC-3, 4KW/400V, 1NC, AC 24V, 50/60 HZ, 3-POLE, SZ S00 SCREW TERMINAL | 25.15 | TEM | 1 | CP | 0.229 | 1
3RT20161AD01 | CONTACTOR, AC-3, 4KW/400V, 1NO, AC 42V, 50/60 HZ, 3-POLE, SZ S00 SCREW TERMINAL | 27.71 | TEM | 1 | CP | 0.23 | 1
3RT20161AD01 | CONTACTOR, AC-3, 4KW/400V, 1NO, AC 42V, 50/60 HZ, 3-POLE, SZ S00 SCREW TERMINAL | 27.71 | TEM | 1 | CP | 0.23 | 1
3RT20161AD02 | CONTACTOR, AC-3, 4KW/400V, 1NC, AC 42V, 50/60 HZ, 3-POLE, SZ S00 SCREW TERMINAL | 27.71 | TEM | 1 | CP | 0.23 | 1
3RT20161AD02 | CONTACTOR, AC-3, 4KW/400V, 1NC, AC 42V, 50/60 HZ, 3-POLE, SZ S00 SCREW TERMINAL | 27.71 | TEM | 1 | CP | 0.23 | 1
3RT20161AF01 | CONTACTOR, AC-3, 4KW/400V, 1NO, AC110V, 50/60 HZ, 3-POLE, SZ S00 SCREW TERMINAL | 25.15 | TEM | 1 | CP | 0.233 | 1
3RT20161AF01 | CONTACTOR, AC-3, 4KW/400V, 1NO, AC110V, 50/60 HZ, 3-POLE, SZ S00 SCREW TERMINAL | 25.15 | TEM | 1 | CP | 0.233 | 1
3RT20161AF02 | CONTACTOR, AC-3, 4KW/400V, 1NC, AC110V, 50/60 HZ, 3-POLE, SZ S00 SCREW TERMINAL | 25.15 | TEM | 1 | CP | 0.23 | 1
3RT20161AF02 | CONTACTOR, AC-3, 4KW/400V, 1NC, AC110V, 50/60 HZ, 3-POLE, SZ S00 SCREW TERMINAL | 25.15 | TEM | 1 | CP | 0.23 | 1
3RT20161AK61 | CONTACTOR, AC-3, 4KW/400V, 1NO, AC110V 50HZ, 120V 60HZ 3-POLE, SZ S00 SCREW TERMINAL | 25.15 | TEM | 1 | CP | 0.23 | 1
3RT20161AK61 | CONTACTOR, AC-3, 4KW/400V, 1NO, AC110V 50HZ, 120V 60HZ 3-POLE, SZ S00 SCREW TERMINAL | 25.15 | TEM | 1 | CP | 0.23 | 1
3RT20161AN21 | CONTACTOR, AC-3, 4KW/400V, 1NO, AC 220V, 50/60 HZ, 3-POLE, SZ S00 SCREW TERMINAL | 25.15 | TEM | 1 | CP | 0.227 | 1
3RT20161AN21 | CONTACTOR, AC-3, 4KW/400V, 1NO, AC 220V, 50/60 HZ, 3-POLE, SZ S00 SCREW TERMINAL | 25.15 | TEM | 1 | CP | 0.227 | 1
3RT20161AN22 | CONTACTOR, AC-3, 4KW/400V, 1NC, AC 220V, 50/60 HZ, 3-POLE, SZ S00 SCREW TERMINAL | 25.15 | TEM | 1 | CP | 0.226 | 1
3RT20161AN22 | CONTACTOR, AC-3, 4KW/400V, 1NC, AC 220V, 50/60 HZ, 3-POLE, SZ S00 SCREW TERMINAL | 25.15 | TEM | 1 | CP | 0.226 | 1
3RT20161AP01 | CONTACTOR, AC-3, 4KW/400V, 1NO, AC 230V, 50/60 HZ, 3-POLE, SZ S00 SCREW TERMINAL | 25.15 | TEM | 1 | CP | 0.23 | 1
3RT20161AP01 | CONTACTOR, AC-3, 4KW/400V, 1NO, AC 230V, 50/60 HZ, 3-POLE, SZ S00 SCREW TERMINAL | 25.15 | TEM | 1 | CP | 0.23 | 1
3RT20161AP01 | CONTACTOR, AC-3, 4KW/400V, 1NO, AC 230V, 50/60 HZ, 3-POLE, SZ S00 SCREW TERMINAL | 25.15 | TEM | 1 | CP | 0.23 | 1
3RT20161AP02 | CONTACTOR, AC-3, 4KW/400V, 1NC, AC 230V, 50/60 HZ, 3-POLE, SZ S00 SCREW TERMINAL | 25.15 | TEM | 1 | CP | 0.23 | 1
3RT20161AP02 | CONTACTOR, AC-3, 4KW/400V, 1NC, AC 230V, 50/60 HZ, 3-POLE, SZ S00 SCREW TERMINAL | 25.15 | TEM | 1 | CP | 0.23 | 1
3RT20161AR61 | CONTACTOR, AC-3, 4KW/400V, 1NO, AC 400V 50HZ, 400...440V 60HZ 3-POLE, SZ S00 SCREW TERMINAL | 27.71 | TEM | 1 | CP | 0.229 | 1
3RT20161AR61 | CONTACTOR, AC-3, 4KW/400V, 1NO, AC 400V 50HZ, 400...440V 60HZ 3-POLE, SZ S00 SCREW TERMINAL | 27.71 | TEM | 1 | CP | 0.229 | 1
3RT20161AU02 | CONTACTOR, AC-3, 4KW/400V, 1NC, AC 240V, 50/60 HZ, 3-POLE, SZ S00 SCREW TERMINAL | 25.15 | TEM | 1 | CP | 0.231 | 1
3RT20161AU02 | CONTACTOR, AC-3, 4KW/400V, 1NC, AC 240V, 50/60 HZ, 3-POLE, SZ S00 SCREW TERMINAL | 25.15 | TEM | 1 | CP | 0.231 | 1
3RT20161AV01 | CONTACTOR, AC-3, 4KW/400V, 1NO, AC 400V, 50/60 HZ, 3-POLE, SZ S00 SCREW TERMINAL | 27.71 | TEM | 1 | CP | 0.231 | 1
3RT20161AV01 | CONTACTOR, AC-3, 4KW/400V, 1NO, AC 400V, 50/60 HZ, 3-POLE, SZ S00 SCREW TERMINAL | 27.71 | TEM | 1 | CP | 0.231 | 1
3RT20161BB41 | CONTACTOR, AC-3, 4KW/400V, 1NO, DC 24V, 3-POLE, SZ S00 SCREW TERMINAL | 29.43 | TEM | 1 | CP | 0.29 | 1
3RT20161BB41 | CONTACTOR, AC-3, 4KW/400V, 1NO, DC 24V, 3-POLE, SZ S00 SCREW TERMINAL | 29.43 | TEM | 1 | CP | 0.29 | 1
3RT20161BB42 | CONTACTOR, AC-3, 4KW/400V, 1NC, DC 24V, 3-POLE, SZ S00 SCREW TERMINAL | 29.43 | TEM | 1 | CP | 0.292 | 1
3RT20161BB42 | CONTACTOR, AC-3, 4KW/400V, 1NC, DC 24V, 3-POLE, SZ S00 SCREW TERMINAL | 29.43 | TEM | 1 | CP | 0.292 | 1
3RT20161BF41 | CONTACTOR, AC-3, 4KW/400V, 1NO, DC 110V 3-POLE, SZ S00 SCREW TERMINAL | 29.43 | TEM | 1 | CP | 0.291 | 1
3RT20161BF41 | CONTACTOR, AC-3, 4KW/400V, 1NO, DC 110V 3-POLE, SZ S00 SCREW TERMINAL | 29.43 | TEM | 1 | CP | 0.291 | 1
3RT20161BF42 | CONTACTOR, AC-3, 4KW/400V, 1NC, DC 110V 3-POLE, SZ S00 SCREW TERMINAL | 29.43 | TEM | 1 | CP | 0.293 | 1
3RT20161BF42 | CONTACTOR, AC-3, 4KW/400V, 1NC, DC 110V 3-POLE, SZ S00 SCREW TERMINAL | 29.43 | TEM | 1 | CP | 0.293 | 1
3RT20161BM41 | CONTACTOR, AC-3, 4KW/400V, 1NO, DC 220V 3-POLE, SZ S00 SCREW TERMINAL | 29.43 | TEM | 1 | CP | 0.29 | 1
3RT20161BM41 | CONTACTOR, AC-3, 4KW/400V, 1NO, DC 220V 3-POLE, SZ S00 SCREW TERMINAL | 29.43 | TEM | 1 | CP | 0.29 | 1
3RT20161BP41 | CONTACTOR, AC-3, 4KW/400V, 1NO, DC 230V, 3-POLE, SZ S00 SCREW TERMINAL | 33.17 | TEM | 1 | CP | 0.288 | 1
3RT20161BP41 | CONTACTOR, AC-3, 4KW/400V, 1NO, DC 230V, 3-POLE, SZ S00 SCREW TERMINAL | 33.17 | TEM | 1 | CP | 0.288 | 1
3RT20161BP42 | CONTACTOR, AC-3, 4KW/400V, 1NC, DC 230V, 3-POLE, SZ S00 SCREW TERMINAL | 33.17 | TEM | 1 | CP | 0.285 | 1
3RT20161BP42 | CONTACTOR, AC-3, 4KW/400V, 1NC, DC 230V, 3-POLE, SZ S00 SCREW TERMINAL | 33.17 | TEM | 1 | CP | 0.285 | 1
3RT20161BW41 | CONTACTOR, AC-3, 4KW/400V, 1NO, DC 48V, 3-POLE, SZ S00 SCREW TERMINAL | 29.43 | TEM | 1 | CP | 0.287 | 1
3RT20161BW41 | CONTACTOR, AC-3, 4KW/400V, 1NO, DC 48V, 3-POLE, SZ S00 SCREW TERMINAL | 29.43 | TEM | 1 | CP | 0.287 | 1
3RT20161JB41 | COUPL. CONT., AC-3, 4KW/400V, 1NO, 24 V DC, 0.7...1.25*US, W. INTEGRATED DIODE, 3-POLE SIZE S00, SCREW TERMINALS SUITABLE FOR PLC OUTPUTS | 33.6 | TEM | 1 | CP | 0.297 | 1
3RT20161JB41 | COUPL. CONT., AC-3, 4KW/400V, 1NO, 24 V DC, 0.7...1.25*US, W. INTEGRATED DIODE, 3-POLE SIZE S00, SCREW TERMINALS SUITABLE FOR PLC OUTPUTS | 33.6 | TEM | 1 | CP | 0.297 | 1
3RT20161KB41 | COUPL. CONT., AC-3, 4KW/400V, 1NO, 24 V DC, 0.7...1.25*US, W. INTEGRATED SUPPRESSOR DIODE, 3-POLE, SIZE S00, SCREW TERMINALS SUITABLE FOR PLC OUTPUTS | 33.71 | TEM | 1 | CP | 0.295 | 1
3RT20161KB41 | COUPL. CONT., AC-3, 4KW/400V, 1NO, 24 V DC, 0.7...1.25*US, W. INTEGRATED SUPPRESSOR DIODE, 3-POLE, SIZE S00, SCREW TERMINALS SUITABLE FOR PLC OUTPUTS | 33.71 | TEM | 1 | CP | 0.295 | 1
3RT20162AB01 | CONTACTOR, AC-3, 4KW/400V, 1NO, AC 24V, 50/60 HZ, 3-POLE, SZ S00 SPRING-LOADED TERMINAL | 25.15 | TEM | 1 | CP | 0.253 | 1
3RT20162AB01 | CONTACTOR, AC-3, 4KW/400V, 1NO, AC 24V, 50/60 HZ, 3-POLE, SZ S00 SPRING-LOADED TERMINAL | 25.15 | TEM | 1 | CP | 0.253 | 1
3RT20162AP01 | CONTACTOR, AC-3, 4KW/400V, 1NO, AC 230V, 50/60 HZ, 3-POLE, SZ S00 SPRING-LOADED TERMINAL | 25.15 | TEM | 1 | CP | 0.252 | 1
3RT20162AP01 | CONTACTOR, AC-3, 4KW/400V, 1NO, AC 230V, 50/60 HZ, 3-POLE, SZ S00 SPRING-LOADED TERMINAL | 25.15 | TEM | 1 | CP | 0.252 | 1
3RT20162AP02 | CONTACTOR, AC-3, 4KW/400V, 1NC, AC 230V, 50/60 HZ, 3-POLE, SZ S00 SPRING-LOADED TERMINAL | 25.15 | TEM | 1 | CP | 0.25 | 1
3RT20162AP02 | CONTACTOR, AC-3, 4KW/400V, 1NC, AC 230V, 50/60 HZ, 3-POLE, SZ S00 SPRING-LOADED TERMINAL | 25.15 | TEM | 1 | CP | 0.25 | 1
3RT20162BB41 | CONTACTOR, AC-3, 4KW/400V, 1NO, DC 24V, 3-POLE, SZ S00 SPRING-LOADED TERMINAL | 29.43 | TEM | 1 | CP | 0.315 | 1
3RT20162BB41 | CONTACTOR, AC-3, 4KW/400V, 1NO, DC 24V, 3-POLE, SZ S00 SPRING-LOADED TERMINAL | 29.43 | TEM | 1 | CP | 0.315 | 1
3RT20162BB42 | CONTACTOR, AC-3, 4KW/400V, 1NC, DC 24V, 3-POLE, SZ S00 SPRING-LOADED TERMINAL | 29.43 | TEM | 1 | CP | 0.315 | 1
3RT20162BB42 | CONTACTOR, AC-3, 4KW/400V, 1NC, DC 24V, 3-POLE, SZ S00 SPRING-LOADED TERMINAL | 29.43 | TEM | 1 | CP | 0.315 | 1
3RT20171AB01 | CONTACTOR, AC-3, 5.5KW/400V, 1NO, AC 24V, 50/60 HZ, 3-POLE, SZ S00 SCREW TERMINAL | 29.1 | TEM | 1 | CP | 0.232 | 1
3RT20171AB01 | CONTACTOR, AC-3, 5.5KW/400V, 1NO, AC 24V, 50/60 HZ, 3-POLE, SZ S00 SCREW TERMINAL | 29.1 | TEM | 1 | CP | 0.232 | 1
3RT20171AB02 | CONTACTOR, AC-3, 5.5KW/400V, 1NC, AC 24V, 50/60 HZ, 3-POLE, SZ S00 SCREW TERMINAL | 29.1 | TEM | 1 | CP | 0.233 | 1
3RT20171AB02 | CONTACTOR, AC-3, 5.5KW/400V, 1NC, AC 24V, 50/60 HZ, 3-POLE, SZ S00 SCREW TERMINAL | 29.1 | TEM | 1 | CP | 0.233 | 1
3RT20171AD01 | CONTACTOR, AC-3, 5.5KW/400V, 1NO, AC 42V, 50/60 HZ, 3-POLE, SZ S00 SCREW TERMINAL | 31.46 | TEM | 1 | CP | 0.232 | 1
3RT20171AD01 | CONTACTOR, AC-3, 5.5KW/400V, 1NO, AC 42V, 50/60 HZ, 3-POLE, SZ S00 SCREW TERMINAL | 31.46 | TEM | 1 | CP | 0.232 | 1
3RT20171AD02 | CONTACTOR, AC-3, 5.5KW/400V, 1NC, AC 42V, 50/60 HZ, 3-POLE, SZ S00 SCREW TERMINAL | 31.46 | TEM | 1 | CP | 0.233 | 1
3RT20171AD02 | CONTACTOR, AC-3, 5.5KW/400V, 1NC, AC 42V, 50/60 HZ, 3-POLE, SZ S00 SCREW TERMINAL | 31.46 | TEM | 1 | CP | 0.233 | 1
3RT20171AF01 | CONTACTOR, AC-3, 5.5KW/400V, 1NO, AC110V, 50/60 HZ, 3-POLE, SZ S00 SCREW TERMINAL | 29.1 | TEM | 1 | CP | 0.231 | 1
3RT20171AF01 | CONTACTOR, AC-3, 5.5KW/400V, 1NO, AC110V, 50/60 HZ, 3-POLE, SZ S00 SCREW TERMINAL | 29.1 | TEM | 1 | CP | 0.231 | 1
3RT20171AF02 | CONTACTOR, AC-3, 5.5KW/400V, 1NC, AC110V, 50/60 HZ, 3-POLE, SZ S00 SCREW TERMINAL | 29.1 | TEM | 1 | CP | 0.233 | 1
3RT20171AF02 | CONTACTOR, AC-3, 5.5KW/400V, 1NC, AC110V, 50/60 HZ, 3-POLE, SZ S00 SCREW TERMINAL | 29.1 | TEM | 1 | CP | 0.233 | 1
3RT20171AP01 | CONTACTOR, AC-3, 5.5KW/400V, 1NO, AC 230V, 50/60 HZ, 3-POLE, SZ S00 SCREW TERMINAL | 29.1 | TEM | 1 | CP | 0.231 | 1
3RT20171AP01 | CONTACTOR, AC-3, 5.5KW/400V, 1NO, AC 230V, 50/60 HZ, 3-POLE, SZ S00 SCREW TERMINAL | 29.1 | TEM | 1 | CP | 0.231 | 1
3RT20171AP02 | CONTACTOR, AC-3, 5.5KW/400V, 1NC, AC 230V, 50/60 HZ, 3-POLE, SZ S00 SCREW TERMINAL | 29.1 | TEM | 1 | CP | 0.233 | 1
3RT20171AP02 | CONTACTOR, AC-3, 5.5KW/400V, 1NC, AC 230V, 50/60 HZ, 3-POLE, SZ S00 SCREW TERMINAL | 29.1 | TEM | 1 | CP | 0.233 | 1
3RT20171AP61 | CONTACTOR, AC-3, 5.5KW/400V, 1NO, AC 220V 50HZ 240V 60 HZ, 3-POLE, SZ S00 SCREW TERMINAL | 29.1 | TEM | 1 | CP | 0.236 | 1
3RT20171AP61 | CONTACTOR, AC-3, 5.5KW/400V, 1NO, AC 220V 50HZ 240V 60 HZ, 3-POLE, SZ S00 SCREW TERMINAL | 29.1 | TEM | 1 | CP | 0.236 | 1
3RT20171AR61 | CONTACTOR, 3AC, 5.5KW/400V, 1NO, AC400V, 50HZ, 400...440V 60HZ 3-POLE, SZ S00 SCREW TERMINAL | 31.46 | TEM | 1 | CP | 0.233 | 1
3RT20171AR61 | CONTACTOR, 3AC, 5.5KW/400V, 1NO, AC400V, 50HZ, 400...440V 60HZ 3-POLE, SZ S00 SCREW TERMINAL | 31.46 | TEM | 1 | CP | 0.233 | 1
3RT20171BB41 | CONTACTOR, AC-3, 5.5KW/400V, 1NO, DC 24V, 3-POLE, SZ S00 SCREW TERMINAL . | 33.71 | TEM | 1 | CP | 0.294 | 1
3RT20171BB41 | CONTACTOR, AC-3, 5.5KW/400V, 1NO, DC 24V, 3-POLE, SZ S00 SCREW TERMINAL . | 33.71 | TEM | 1 | CP | 0.294 | 1
3RT20171BB42 | CONTACTOR, AC-3, 5.5KW/400V, 1NC, DC 24V, 3-POLE, SZ S00 SCREW TERMINAL . | 33.71 | TEM | 1 | CP | 0.29 | 1
3RT20171BB42 | CONTACTOR, AC-3, 5.5KW/400V, 1NC, DC 24V, 3-POLE, SZ S00 SCREW TERMINAL . | 33.71 | TEM | 1 | CP | 0.29 | 1
3RT20171BW41 | CONTACTOR, AC-3, 5.5KW/400V, 1NO, DC 48V, 3-POLE, SZ S00 SCREW TERMINAL | 33.71 | TEM | 1 | CP | 0.286 | 1
3RT20171BW41 | CONTACTOR, AC-3, 5.5KW/400V, 1NO, DC 48V, 3-POLE, SZ S00 SCREW TERMINAL | 33.71 | TEM | 1 | CP | 0.286 | 1
3RT20171HB42 | COUPL. CONT., AC-3, 5.5KW/400V, 1NC, 24 V DC, 0.7...1.25*US, 3-POLE, SIZE S00 SCREW TERMINALS SUITABLE FOR PLC OUTPUTS | 33.71 | TEM | 1 | CP | 0.296 | 1
3RT20171HB42 | COUPL. CONT., AC-3, 5.5KW/400V, 1NC, 24 V DC, 0.7...1.25*US, 3-POLE, SIZE S00 SCREW TERMINALS SUITABLE FOR PLC OUTPUTS | 33.71 | TEM | 1 | CP | 0.296 | 1
3RT20171SB41 | COUPLING CONT., AC-3, 5.5KW/ 400V 1NO, DC 24V, 0.85...1.85*US, W. INTEGRA. SUPPRESSOR DIODE, 3-POLE SZ S00, SCREW TERMINAL | 37.77 | TEM | 1 | CP | 0.295 | 1
3RT20171SB41 | COUPLING CONT., AC-3, 5.5KW/ 400V 1NO, DC 24V, 0.85...1.85*US, W. INTEGRA. SUPPRESSOR DIODE, 3-POLE SZ S00, SCREW TERMINAL | 37.77 | TEM | 1 | CP | 0.295 | 1
3RT20172AP01 | CONTACTOR, AC-3, 5.5KW/400V, 1NO, AC 230V, 50/60 HZ, 3-POLE, SZ S00 SPRING-LOADED TERMINAL | 28.68 | TEM | 1 | CP | 0.255 | 1
3RT20172AP01 | CONTACTOR, AC-3, 5.5KW/400V, 1NO, AC 230V, 50/60 HZ, 3-POLE, SZ S00 SPRING-LOADED TERMINAL | 28.68 | TEM | 1 | CP | 0.255 | 1
3RT20172AP02 | CONTACTOR, AC-3, 5.5KW/400V, 1NC, AC 230V, 50/60 HZ, 3-POLE, SZ S00 SPRING-LOADED TERMINAL | 29.1 | TEM | 1 | CP | 0.256 | 1
3RT20172AP02 | CONTACTOR, AC-3, 5.5KW/400V, 1NC, AC 230V, 50/60 HZ, 3-POLE, SZ S00 SPRING-LOADED TERMINAL | 29.1 | TEM | 1 | CP | 0.256 | 1
3RT20172BB41 | CONTACTOR, AC-3, 5.5KW/400V, 1NO, DC 24V, 3-POLE, SZ S00 SPRING-LOADED TERMINAL . | 33.71 | TEM | 1 | CP | 0.311 | 1
3RT20172BB41 | CONTACTOR, AC-3, 5.5KW/400V, 1NO, DC 24V, 3-POLE, SZ S00 SPRING-LOADED TERMINAL . | 33.71 | TEM | 1 | CP | 0.311 | 1
3RT20172BW41 | CONTACTOR, AC-3, 5.5KW/400V, 1NO, DC 48V, 3-POLE, SZ S00 SPRING-LOADED TERMINAL | 33.71 | TEM | 1 | CP | 0.308 | 1
3RT20172BW41 | CONTACTOR, AC-3, 5.5KW/400V, 1NO, DC 48V, 3-POLE, SZ S00 SPRING-LOADED TERMINAL | 33.71 | TEM | 1 | CP | 0.308 | 1
3RT20172HB42 | COUPL. CONT., AC-3, 5.5KW/400V, 1NC, 24 V DC, 0.7...1.25*US, 3-POLE, SIZE S00 SPRING-TYPE TERMINALS SUITABLE FOR PLC OUTPUTS | 33.71 | TEM | 1 | CP | 0.316 | 1
3RT20172HB42 | COUPL. CONT., AC-3, 5.5KW/400V, 1NC, 24 V DC, 0.7...1.25*US, 3-POLE, SIZE S00 SPRING-TYPE TERMINALS SUITABLE FOR PLC OUTPUTS | 33.71 | TEM | 1 | CP | 0.316 | 1
3RT20181AB01 | CONTACTOR, AC-3, 7.5KW/400V, 1NO, AC 24V 50/60HZ, 3-POLE, SZ S00 SCREW TERMINAL | 38.73 | TEM | 1 | CP | 0.23 | 1
3RT20181AB01 | CONTACTOR, AC-3, 7.5KW/400V, 1NO, AC 24V 50/60HZ, 3-POLE, SZ S00 SCREW TERMINAL | 38.73 | TEM | 1 | CP | 0.23 | 1
3RT20181AB02 | CONTACTOR, AC-3, 7.5KW/400V, 1NC, AC 24V 50/60HZ, 3-POLE, SZ S00 SCREW TERMINAL | 38.73 | TEM | 1 | CP | 0.23 | 1
3RT20181AB02 | CONTACTOR, AC-3, 7.5KW/400V, 1NC, AC 24V 50/60HZ, 3-POLE, SZ S00 SCREW TERMINAL | 38.73 | TEM | 1 | CP | 0.23 | 1
3RT20181AF01 | CONTACTOR, AC-3, 7.5KW/400V, 1NO, AC110V, 50/60 HZ, 3-POLE, SZ S00 SCREW TERMINAL | 38.73 | TEM | 1 | CP | 0.233 | 1
3RT20181AF01 | CONTACTOR, AC-3, 7.5KW/400V, 1NO, AC110V, 50/60 HZ, 3-POLE, SZ S00 SCREW TERMINAL | 38.73 | TEM | 1 | CP | 0.233 | 1
3RT20181AP01 | CONTACTOR, AC-3, 7.5KW/400V, 1NO, AC 230V, 50/60 HZ, 3-POLE, SZ S00 SCREW TERMINAL | 38.73 | TEM | 1 | CP | 0.232 | 1
3RT20181AP01 | CONTACTOR, AC-3, 7.5KW/400V, 1NO, AC 230V, 50/60 HZ, 3-POLE, SZ S00 SCREW TERMINAL | 38.73 | TEM | 1 | CP | 0.232 | 1
3RT20181AP01 | CONTACTOR, AC-3, 7.5KW/400V, 1NO, AC 230V, 50/60 HZ, 3-POLE, SZ S00 SCREW TERMINAL | 38.73 | TEM | 1 | CP | 0.232 | 1
3RT20181AP02 | CONTACTOR, AC-3, 7.5KW/400V, 1NC, AC 230V, 50/60 HZ, 3-POLE, SZ S00 SCREW TERMINAL | 38.73 | TEM | 1 | CP | 0.235 | 1
3RT20181AP02 | CONTACTOR, AC-3, 7.5KW/400V, 1NC, AC 230V, 50/60 HZ, 3-POLE, SZ S00 SCREW TERMINAL | 38.73 | TEM | 1 | CP | 0.235 | 1
3RT20181AR61 | CONTACTOR, AC-3, 7.5KW/400V, 1NO, AC 400V 50HZ, 400...440V 60HZ 3-POLE, SZ S00 SCREW TERMINAL | 41.2 | TEM | 1 | CP | 0.233 | 1
3RT20181AR61 | CONTACTOR, AC-3, 7.5KW/400V, 1NO, AC 400V 50HZ, 400...440V 60HZ 3-POLE, SZ S00 SCREW TERMINAL | 41.2 | TEM | 1 | CP | 0.233 | 1
3RT20181AV01 | CONTACTOR, AC-3, 7.5KW/400V, 1NO, AC 400V, 50/60 HZ, 3-POLE, SZ S00 SCREW TERMINAL | 41.2 | TEM | 1 | CP | 0.23 | 1
3RT20181AV01 | CONTACTOR, AC-3, 7.5KW/400V, 1NO, AC 400V, 50/60 HZ, 3-POLE, SZ S00 SCREW TERMINAL | 41.2 | TEM | 1 | CP | 0.23 | 1
3RT20181BB41 | CONTACTOR, AC-3, 7.5KW/400V, 1NO, DC 24V, 3-POLE, SZ S00 SCREW TERMINAL . | 62.17 | TEM | 1 | CP | 0.291 | 1
3RT20181BB41 | CONTACTOR, AC-3, 7.5KW/400V, 1NO, DC 24V, 3-POLE, SZ S00 SCREW TERMINAL . | 62.17 | TEM | 1 | CP | 0.291 | 1
3RT20181BB42 | CONTACTOR, AC-3, 7.5KW/400V, 1NC, DC 24V, 3-POLE, SZ S00 SCREW TERMINAL . | 62.17 | TEM | 1 | CP | 0.291 | 1
3RT20181BB42 | CONTACTOR, AC-3, 7.5KW/400V, 1NC, DC 24V, 3-POLE, SZ S00 SCREW TERMINAL . | 62.17 | TEM | 1 | CP | 0.291 | 1
3RT20181BW41 | CONTACTOR, AC-3, 7.5KW/400V, 1NO, DC 48V, 3-POLE, SZ S00 SCREW TERMINAL | 62.17 | TEM | 1 | CP | 0.286 | 1
3RT20181BW41 | CONTACTOR, AC-3, 7.5KW/400V, 1NO, DC 48V, 3-POLE, SZ S00 SCREW TERMINAL | 62.17 | TEM | 1 | CP | 0.286 | 1
3RT20231AB00 | CONTACTOR, AC-3, 4KW/400V, 1NO+1NC, AC 24V 50HZ, 3-POLE, SZ S0 SCREW TERMINAL | 28.05 | TEM | 1 | CP | 0.409 | 1
3RT20231AB00 | CONTACTOR, AC-3, 4KW/400V, 1NO+1NC, AC 24V 50HZ, 3-POLE, SZ S0 SCREW TERMINAL | 28.05 | TEM | 1 | CP | 0.409 | 1
3RT20231AC20 | CONTACTOR, AC-3, 4KW/400V, 1NO+1NC, AC 24V 50/60HZ, 3-POLE, SZ S0 SCREW TERMINAL | 28.05 | TEM | 1 | CP | 0.407 | 1
3RT20231AC20 | CONTACTOR, AC-3, 4KW/400V, 1NO+1NC, AC 24V 50/60HZ, 3-POLE, SZ S0 SCREW TERMINAL | 28.05 | TEM | 1 | CP | 0.407 | 1
3RT20231AD00 | CONTACTOR, AC-3, 4KW/400V, 1NO+1NC, AC 42V 50HZ, 3-POLE, SZ S0 SCREW TERMINAL | 30.6 | TEM | 1 | CP | 0.411 | 1
3RT20231AD00 | CONTACTOR, AC-3, 4KW/400V, 1NO+1NC, AC 42V 50HZ, 3-POLE, SZ S0 SCREW TERMINAL | 30.6 | TEM | 1 | CP | 0.411 | 1
3RT20231AF00 | CONTACTOR, AC-3, 4KW/400V, 1NO+1NC, AC110V 50HZ, 3-POLE, SZ S0 SCREW TERMINAL | 28.05 | TEM | 1 | CP | 0.406 | 1
3RT20231AF00 | CONTACTOR, AC-3, 4KW/400V, 1NO+1NC, AC110V 50HZ, 3-POLE, SZ S0 SCREW TERMINAL | 28.05 | TEM | 1 | CP | 0.406 | 1
3RT20231AG20 | CONTACTOR, AC-3, 4KW/400V, 1NO+1NC, AC110V 50/60HZ, 3-POLE, SZ S0 SCREW TERMINAL | 28.05 | TEM | 1 | CP | 0.405 | 1
3RT20231AG20 | CONTACTOR, AC-3, 4KW/400V, 1NO+1NC, AC110V 50/60HZ, 3-POLE, SZ S0 SCREW TERMINAL | 28.05 | TEM | 1 | CP | 0.405 | 1
3RT20231AL20 | CONTACTOR, AC-3, 4KW/400V, 1NO+1NC, AC 230V 50/60HZ, 3-POLE, SZ S0 SCREW TERMINAL | 28.05 | TEM | 1 | CP | 0.409 | 1
3RT20231AL20 | CONTACTOR, AC-3, 4KW/400V, 1NO+1NC, AC 230V 50/60HZ, 3-POLE, SZ S0 SCREW TERMINAL | 28.05 | TEM | 1 | CP | 0.409 | 1
3RT20231AL24 | CONTACTOR, AC-3, 4KW/400V, 2NO+2NC, AC 230V 50/60HZ, 3-POLE, SZ S0 SCREW TERMINAL REMOVABLE AUX. SWITCH | 39.17 | TEM | 1 | CP | 0.45 | 1
3RT20231AL24 | CONTACTOR, AC-3, 4KW/400V, 2NO+2NC, AC 230V 50/60HZ, 3-POLE, SZ S0 SCREW TERMINAL REMOVABLE AUX. SWITCH | 39.17 | TEM | 1 | CP | 0.45 | 1
3RT20231AN24 | CONTACTOR, AC-3, 4KW/400V, 2NO+2NC, AC 220V 50/60HZ, 3-POLE, SZ S0 SCREW TERMINAL REMOVABLE AUX. SWITCH | 39.17 | TEM | 1 | CP | 0.445 | 1
3RT20231AN24 | CONTACTOR, AC-3, 4KW/400V, 2NO+2NC, AC 220V 50/60HZ, 3-POLE, SZ S0 SCREW TERMINAL REMOVABLE AUX. SWITCH | 39.17 | TEM | 1 | CP | 0.445 | 1
3RT20231AP00 | CONTACTOR, AC-3, 4KW/400V, 1NO+1NC, AC 230V 50HZ, 3-POLE, SZ S0 SCREW TERMINAL | 28.05 | TEM | 1 | CP | 0.405 | 1
3RT20231AP00 | CONTACTOR, AC-3, 4KW/400V, 1NO+1NC, AC 230V 50HZ, 3-POLE, SZ S0 SCREW TERMINAL | 28.05 | TEM | 1 | CP | 0.405 | 1
3RT20231AP00 | CONTACTOR, AC-3, 4KW/400V, 1NO+1NC, AC 230V 50HZ, 3-POLE, SZ S0 SCREW TERMINAL | 28.05 | TEM | 1 | CP | 0.405 | 1
3RT20231BB40 | CONTACTOR, AC-3, 4KW/400V, 1NO+1NC, DC 24V, 3-POLE, SZ S0 SCREW TERMINAL | 60.18 | TEM | 1 | CP | 0.596 | 1
3RT20231BB40 | CONTACTOR, AC-3, 4KW/400V, 1NO+1NC, DC 24V, 3-POLE, SZ S0 SCREW TERMINAL | 60.18 | TEM | 1 | CP | 0.596 | 1
3RT20231BB44 | CONTACTOR, AC-3, 4KW/400V, 2NO+2NC, DC 24V, 3-POLE, SZ S0 SCREW TERMINAL REMOVABLE AUX. SWITCH | 71.3 | TEM | 1 | CP | 0.638 | 1
3RT20231BB44 | CONTACTOR, AC-3, 4KW/400V, 2NO+2NC, DC 24V, 3-POLE, SZ S0 SCREW TERMINAL REMOVABLE AUX. SWITCH | 71.3 | TEM | 1 | CP | 0.638 | 1
3RT20231BW40 | CONTACTOR, AC-3, 4KW/400V, 1NO+1NC, DC 48V, 3-POLE, SZ S0 SCREW TERMINAL | 60.18 | TEM | 1 | CP | 0.588 | 1
3RT20231BW40 | CONTACTOR, AC-3, 4KW/400V, 1NO+1NC, DC 48V, 3-POLE, SZ S0 SCREW TERMINAL | 60.18 | TEM | 1 | CP | 0.588 | 1
3RT20232AP00 | CONTACTOR, AC-3, 4KW/400V, 1NO+1NC, AC 230V 50HZ, 3-POLE, SZ S0 SPRING-LOADED TERMINAL | 28.05 | TEM | 1 | CP | 0.441 | 1
3RT20232AP00 | CONTACTOR, AC-3, 4KW/400V, 1NO+1NC, AC 230V 50HZ, 3-POLE, SZ S0 SPRING-LOADED TERMINAL | 28.05 | TEM | 1 | CP | 0.441 | 1
3RT20241AB00 | CONTACTOR, AC-3, 5.5KW/400V, 1NO+1NC, AC 24V 50HZ, 3-POLE, SZ S0 SCREW TERMINAL | 31.21 | TEM | 1 | CP | 0.409 | 1
3RT20241AB00 | CONTACTOR, AC-3, 5.5KW/400V, 1NO+1NC, AC 24V 50HZ, 3-POLE, SZ S0 SCREW TERMINAL | 31.21 | TEM | 1 | CP | 0.409 | 1
3RT20241AC20 | CONTACTOR, AC-3, 5.5KW/400V, 1NO+1NC, AC 24V 50/60HZ, 3-POLE, SZ S0 SCREW TERMINAL | 31.21 | TEM | 1 | CP | 0.406 | 1
3RT20241AC20 | CONTACTOR, AC-3, 5.5KW/400V, 1NO+1NC, AC 24V 50/60HZ, 3-POLE, SZ S0 SCREW TERMINAL | 31.21 | TEM | 1 | CP | 0.406 | 1
3RT20241AD00 | CONTACTOR, AC-3, 5.5KW/400V, 1NO+1NC, AC 42V 50HZ, 3-POLE, SZ S0 SCREW TERMINAL | 33.56 | TEM | 1 | CP | 0.403 | 1
3RT20241AD00 | CONTACTOR, AC-3, 5.5KW/400V, 1NO+1NC, AC 42V 50HZ, 3-POLE, SZ S0 SCREW TERMINAL | 33.56 | TEM | 1 | CP | 0.403 | 1
3RT20241AD04 | CONTACTOR, AC-3, 5.5KW/400V, 2NO+2NC, AC 42V 50HZ, 3-POLE, SZ S0 SCREW TERMINAL REMOVABLE AUX. SWITCH | 43.96 | TEM | 1 | CP | 0.451 | 1
3RT20241AD04 | CONTACTOR, AC-3, 5.5KW/400V, 2NO+2NC, AC 42V 50HZ, 3-POLE, SZ S0 SCREW TERMINAL REMOVABLE AUX. SWITCH | 43.96 | TEM | 1 | CP | 0.451 | 1
3RT20241AF00 | CONTACTOR, AC-3, 5.5KW/400V, 1NO+1NC, AC110V 50HZ, 3-POLE, SZ S0 SCREW TERMINAL | 31.21 | TEM | 1 | CP | 0.409 | 1
3RT20241AF00 | CONTACTOR, AC-3, 5.5KW/400V, 1NO+1NC, AC110V 50HZ, 3-POLE, SZ S0 SCREW TERMINAL | 31.21 | TEM | 1 | CP | 0.409 | 1
3RT20241AG20 | CONTACTOR, AC-3, 5.5KW/400V, 1NO+1NC, AC110V 50/60HZ, 3-POLE, SZ S0 SCREW TERMINAL | 31.21 | TEM | 1 | CP | 0.406 | 1
3RT20241AG20 | CONTACTOR, AC-3, 5.5KW/400V, 1NO+1NC, AC110V 50/60HZ, 3-POLE, SZ S0 SCREW TERMINAL | 31.21 | TEM | 1 | CP | 0.406 | 1
3RT20241AH00 | CONTACTOR, AC-3, 5.5KW/400V, 1NO+1NC, AC 48V 50HZ, 3-POLE, SZ S0 SCREW TERMINAL | 31.21 | TEM | 1 | CP | 0.406 | 1
3RT20241AH00 | CONTACTOR, AC-3, 5.5KW/400V, 1NO+1NC, AC 48V 50HZ, 3-POLE, SZ S0 SCREW TERMINAL | 31.21 | TEM | 1 | CP | 0.406 | 1
3RT20241AL20 | CONTACTOR, AC-3, 5.5KW/400V, 1NO+1NC, AC 230V 50/60HZ, 3-POLE, SZ S0 SCREW TERMINAL | 31.21 | TEM | 1 | CP | 0.41 | 1
3RT20241AL20 | CONTACTOR, AC-3, 5.5KW/400V, 1NO+1NC, AC 230V 50/60HZ, 3-POLE, SZ S0 SCREW TERMINAL | 31.21 | TEM | 1 | CP | 0.41 | 1
3RT20241AN24 | CONTACTOR, AC-3, 5.5KW/400V, 2NO+2NC, AC 220V 50/60HZ, 3-POLE, SZ S0 SCREW TERMINAL REMOVABLE AUX. SWITCH | 41.62 | TEM | 1 | CP | 0.447 | 1
3RT20241AN24 | CONTACTOR, AC-3, 5.5KW/400V, 2NO+2NC, AC 220V 50/60HZ, 3-POLE, SZ S0 SCREW TERMINAL REMOVABLE AUX. SWITCH | 41.62 | TEM | 1 | CP | 0.447 | 1
3RT20241AP00 | CONTACTOR, AC-3, 5.5KW/400V, 1NO+1NC, AC 230V 50HZ, 3-POLE, SZ S0 SCREW TERMINAL | 31.21 | TEM | 1 | CP | 0.407 | 1
3RT20241AP00 | CONTACTOR, AC-3, 5.5KW/400V, 1NO+1NC, AC 230V 50HZ, 3-POLE, SZ S0 SCREW TERMINAL | 31.21 | TEM | 1 | CP | 0.407 | 1
3RT20241AP00 | CONTACTOR, AC-3, 5.5KW/400V, 1NO+1NC, AC 230V 50HZ, 3-POLE, SZ S0 SCREW TERMINAL | 31.21 | TEM | 1 | CP | 0.407 | 1
3RT20241AP04 | CONTACTOR, AC-3, 5.5KW/400V, 2NO+2NC, AC 230V 50HZ, 3-POLE, SZ S0 SCREW TERMINAL REMOVABLE AUX. SWITCH | 41.62 | TEM | 1 | CP | 0.45 | 1
3RT20241AP04 | CONTACTOR, AC-3, 5.5KW/400V, 2NO+2NC, AC 230V 50HZ, 3-POLE, SZ S0 SCREW TERMINAL REMOVABLE AUX. SWITCH | 41.62 | TEM | 1 | CP | 0.45 | 1
3RT20241AR60 | CONTACTOR, AC-3, 5.5KW/400V, 1NO+1NC, AC 400V 50HZ, 400...440V 60HZ, 3-POLE, SZ S0 SCREW TERMINAL | 33.56 | TEM | 1 | CP | 0.404 | 1
3RT20241AR60 | CONTACTOR, AC-3, 5.5KW/400V, 1NO+1NC, AC 400V 50HZ, 400...440V 60HZ, 3-POLE, SZ S0 SCREW TERMINAL | 33.56 | TEM | 1 | CP | 0.404 | 1
3RT20241BB40 | CONTACTOR, AC-3, 5.5KW/400V, 1NO+1NC, DC 24V, 3-POLE, SZ S0 SCREW TERMINAL | 61.2 | TEM | 1 | CP | 0.597 | 1
3RT20241BB40 | CONTACTOR, AC-3, 5.5KW/400V, 1NO+1NC, DC 24V, 3-POLE, SZ S0 SCREW TERMINAL | 61.2 | TEM | 1 | CP | 0.597 | 1
3RT20241BF40 | CONTACTOR, AC-3, 5.5KW/400V, 1NO+1NC, DC 110V, 3-POLE, SZ S0 SCREW TERMINAL | 61.2 | TEM | 1 | CP | 0.597 | 1
3RT20241BF40 | CONTACTOR, AC-3, 5.5KW/400V, 1NO+1NC, DC 110V, 3-POLE, SZ S0 SCREW TERMINAL | 61.2 | TEM | 1 | CP | 0.597 | 1
3RT20241NB30 | CONTACTOR, AC-3, 5.5KW/400V, 1NO+1NC, AC(50-60HZ)/DC ACTUAT. AC/DC 21...28V, 3-POLE, SZ S0 SCREW TERMINAL | 73.75 | TEM | 1 | CP | 0.577 | 1
3RT20241NB30 | CONTACTOR, AC-3, 5.5KW/400V, 1NO+1NC, AC(50-60HZ)/DC ACTUAT. AC/DC 21...28V, 3-POLE, SZ S0 SCREW TERMINAL | 73.75 | TEM | 1 | CP | 0.577 | 1
3RT20242AB00 | CONTACTOR, AC-3, 5.5KW/400V, 1NO+1NC, AC 24V 50HZ, 3-POLE, SZ S0 SPRING-LOADED TERMINAL | 31.21 | TEM | 1 | CP | 0.447 | 1
3RT20242AB00 | CONTACTOR, AC-3, 5.5KW/400V, 1NO+1NC, AC 24V 50HZ, 3-POLE, SZ S0 SPRING-LOADED TERMINAL | 31.21 | TEM | 1 | CP | 0.447 | 1
3RT20242AP00 | CONTACTOR, AC-3, 5.5KW/400V, 1NO+1NC, AC 230V 50HZ, 3-POLE, SZ S0 SPRING-LOADED TERMINAL | 31.21 | TEM | 1 | CP | 0.443 | 1
3RT20242AP00 | CONTACTOR, AC-3, 5.5KW/400V, 1NO+1NC, AC 230V 50HZ, 3-POLE, SZ S0 SPRING-LOADED TERMINAL | 31.21 | TEM | 1 | CP | 0.443 | 1
3RT20242BB40 | CONTACTOR, AC-3, 5.5KW/400V, 1NO+1NC, DC 24V, 3-POLE, SZ S0 SPRING-LOADED TERMINAL | 61.2 | TEM | 1 | CP | 0.634 | 1
3RT20242BB40 | CONTACTOR, AC-3, 5.5KW/400V, 1NO+1NC, DC 24V, 3-POLE, SZ S0 SPRING-LOADED TERMINAL | 61.2 | TEM | 1 | CP | 0.634 | 1
3RT20242BB400CC0 | CONTACTOR, AC-3, 5.5KW/400V, 1NO+1NC, DC 24V, COM. CAPABILITY, 3-POLE, SZ S0 SPRING-LOADED TERMINAL | 66.1 | TEM | 1 | CP | 0.638 | 1
3RT20242BB400CC0 | CONTACTOR, AC-3, 5.5KW/400V, 1NO+1NC, DC 24V, COM. CAPABILITY, 3-POLE, SZ S0 SPRING-LOADED TERMINAL | 66.1 | TEM | 1 | CP | 0.638 | 1
3RT20251AB00 | CONTACTOR, AC-3, 7.5KW/400V, 1NO+1NC, AC 24V 50HZ, 3-POLE, SZ S0 SCREW TERMINAL | 43.25 | TEM | 1 | CP | 0.407 | 1
3RT20251AB00 | CONTACTOR, AC-3, 7.5KW/400V, 1NO+1NC, AC 24V 50HZ, 3-POLE, SZ S0 SCREW TERMINAL | 43.25 | TEM | 1 | CP | 0.407 | 1
3RT20251AB04 | CONTACTOR, AC-3, 7.5KW/400V, 2NO+2NC, AC 24V 50HZ, 3-POLE, SZ S0 SCREW TERMINAL REMOVABLE AUX. SWITCH | 54.16 | TEM | 1 | CP | 0.455 | 1
3RT20251AB04 | CONTACTOR, AC-3, 7.5KW/400V, 2NO+2NC, AC 24V 50HZ, 3-POLE, SZ S0 SCREW TERMINAL REMOVABLE AUX. SWITCH | 54.16 | TEM | 1 | CP | 0.455 | 1
3RT20251AC20 | CONTACTOR, AC-3, 7.5KW/400V, 1NO+1NC, AC 24V 50/60HZ, 3-POLE, SZ S0 SCREW TERMINAL | 43.25 | TEM | 1 | CP | 0.408 | 1
3RT20251AC20 | CONTACTOR, AC-3, 7.5KW/400V, 1NO+1NC, AC 24V 50/60HZ, 3-POLE, SZ S0 SCREW TERMINAL | 43.25 | TEM | 1 | CP | 0.408 | 1
3RT20251AD00 | CONTACTOR, AC-3, 7.5KW/400V, 1NO+1NC, AC 42V 50HZ, 3-POLE, SZ S0 SCREW TERMINAL | 45.7 | TEM | 1 | CP | 0.407 | 1
3RT20251AD00 | CONTACTOR, AC-3, 7.5KW/400V, 1NO+1NC, AC 42V 50HZ, 3-POLE, SZ S0 SCREW TERMINAL | 45.7 | TEM | 1 | CP | 0.407 | 1
3RT20251AF00 | CONTACTOR, AC-3, 7.5KW/400V, 1NO+1NC, AC110V 50HZ, 3-POLE, SZ S0 SCREW TERMINAL | 43.25 | TEM | 1 | CP | 0.41 | 1
3RT20251AF00 | CONTACTOR, AC-3, 7.5KW/400V, 1NO+1NC, AC110V 50HZ, 3-POLE, SZ S0 SCREW TERMINAL | 43.25 | TEM | 1 | CP | 0.41 | 1
3RT20251AF04 | CONTACTOR, AC-3, 7.5KW/400V, 2NO+2NC, AC110V 50HZ, 3-POLE, SZ S0 SCREW TERMINAL REMOVABLE AUX. SWITCH | 54.16 | TEM | 1 | CP | 0.43 | 1
3RT20251AF04 | CONTACTOR, AC-3, 7.5KW/400V, 2NO+2NC, AC110V 50HZ, 3-POLE, SZ S0 SCREW TERMINAL REMOVABLE AUX. SWITCH | 54.16 | TEM | 1 | CP | 0.43 | 1
3RT20251AG20 | CONTACTOR, AC-3, 7.5KW/400V, 1NO+1NC, AC110V 50/60HZ, 3-POLE, SZ S0 SCREW TERMINAL | 43.25 | TEM | 1 | CP | 0.401 | 1
3RT20251AG20 | CONTACTOR, AC-3, 7.5KW/400V, 1NO+1NC, AC110V 50/60HZ, 3-POLE, SZ S0 SCREW TERMINAL | 43.25 | TEM | 1 | CP | 0.401 | 1
3RT20251AG24 | CONTACTOR, AC-3, 7.5KW/400V, 2NO+2NC, AC110V 50/60HZ, 3-POLE, SZ S0 SCREW TERMINAL REMOVABLE AUX. SWITCH | 54.16 | TEM | 1 | CP | 0.445 | 1
3RT20251AG24 | CONTACTOR, AC-3, 7.5KW/400V, 2NO+2NC, AC110V 50/60HZ, 3-POLE, SZ S0 SCREW TERMINAL REMOVABLE AUX. SWITCH | 54.16 | TEM | 1 | CP | 0.445 | 1
3RT20251AH00 | CONTACTOR, AC-3, 7.5KW/400V, 1NO+1NC, AC 48V 50HZ, 3-POLE, SZ S0 SCREW TERMINAL | 43.25 | TEM | 1 | CP | 0.406 | 1
3RT20251AH00 | CONTACTOR, AC-3, 7.5KW/400V, 1NO+1NC, AC 48V 50HZ, 3-POLE, SZ S0 SCREW TERMINAL | 43.25 | TEM | 1 | CP | 0.406 | 1
3RT20251AL20 | CONTACTOR, AC-3, 7.5KW/400V, 1NO+1NC, AC 230V 50/60HZ, 3-POLE, SZ S0 SCREW TERMINAL | 43.25 | TEM | 1 | CP | 0.405 | 1
3RT20251AL20 | CONTACTOR, AC-3, 7.5KW/400V, 1NO+1NC, AC 230V 50/60HZ, 3-POLE, SZ S0 SCREW TERMINAL | 43.04 | TEM | 1 | CP | 0.405 | 1
3RT20251AL20 | CONTACTOR, AC-3, 7.5KW/400V, 1NO+1NC, AC 230V 50/60HZ, 3-POLE, SZ S0 SCREW TERMINAL | 43.25 | TEM | 1 | CP | 0.405 | 1
3RT20251AN20 | CONTACTOR, AC-3, 7.5KW/400V, 1NO+1NC, AC 220V 50/60HZ, 3-POLE, SZ S0 SCREW TERMINAL | 43.25 | TEM | 1 | CP | 0.407 | 1
3RT20251AN20 | CONTACTOR, AC-3, 7.5KW/400V, 1NO+1NC, AC 220V 50/60HZ, 3-POLE, SZ S0 SCREW TERMINAL | 43.25 | TEM | 1 | CP | 0.407 | 1
3RT20251AP00 | CONTACTOR, AC-3, 7.5KW/400V, 1NO+1NC, AC 230V 50HZ, 3-POLE, SZ S0 SCREW TERMINAL | 43.25 | TEM | 1 | CP | 0.405 | 1
3RT20251AP00 | CONTACTOR, AC-3, 7.5KW/400V, 1NO+1NC, AC 230V 50HZ, 3-POLE, SZ S0 SCREW TERMINAL | 43.25 | TEM | 1 | CP | 0.405 | 1
3RT20251AP04 | CONTACTOR, AC-3, 7.5KW/400V, 2NO+2NC, AC 230V 50HZ, 3-POLE, SZ S0 SCREW TERMINAL REMOVABLE AUX. SWITCH | 54.16 | TEM | 1 | CP | 0.451 | 1
3RT20251AP04 | CONTACTOR, AC-3, 7.5KW/400V, 2NO+2NC, AC 230V 50HZ, 3-POLE, SZ S0 SCREW TERMINAL REMOVABLE AUX. SWITCH | 54.16 | TEM | 1 | CP | 0.451 | 1
3RT20251AR60 | CONTACTOR, AC-3, 7.5KW/400V, 1NO+1NC, AC 400V 50HZ, 400...440V 60HZ, 3-POLE, SZ S0 SCREW TERMINAL | 45.7 | TEM | 1 | CP | 0.404 | 1
3RT20251AR60 | CONTACTOR, AC-3, 7.5KW/400V, 1NO+1NC, AC 400V 50HZ, 400...440V 60HZ, 3-POLE, SZ S0 SCREW TERMINAL | 45.7 | TEM | 1 | CP | 0.404 | 1
3RT20251AV00 | CONTACTOR, AC-3, 7.5KW/400V, 1NO+1NC, AC 400V 50HZ, 3-POLE, SZ S0 SCREW TERMINAL | 45.7 | TEM | 1 | CP | 0.401 | 1
3RT20251AV00 | CONTACTOR, AC-3, 7.5KW/400V, 1NO+1NC, AC 400V 50HZ, 3-POLE, SZ S0 SCREW TERMINAL | 45.7 | TEM | 1 | CP | 0.401 | 1
3RT20251BB40 | CONTACTOR, AC-3, 7.5KW/400V, 1NO+1NC, DC 24V, 3-POLE, SZ S0 SCREW TERMINAL | 77.32 | TEM | 1 | CP | 0.598 | 1
3RT20251BB40 | CONTACTOR, AC-3, 7.5KW/400V, 1NO+1NC, DC 24V, 3-POLE, SZ S0 SCREW TERMINAL | 77.32 | TEM | 1 | CP | 0.598 | 1
3RT20251BB400CC0 | CONTACTOR, AC-3, 7.5KW/400V, 1NO+1NC, DC 24V, COM. CAPABILITY, 3-POLE, SZ S0 SCREW TERMINAL | 82.42 | TEM | 1 | CP | 0.599 | 1
3RT20251BB400CC0 | CONTACTOR, AC-3, 7.5KW/400V, 1NO+1NC, DC 24V, COM. CAPABILITY, 3-POLE, SZ S0 SCREW TERMINAL | 82.42 | TEM | 1 | CP | 0.599 | 1
3RT20251BB44 | CONTACTOR, AC-3, 7.5KW/400V, 2NO+2NC, DC 24V, 3-POLE, SZ S0 SCREW TERMINAL REMOVABLE AUX. SWITCH | 87.92 | TEM | 1 | CP | 0.64 | 1
3RT20251BB44 | CONTACTOR, AC-3, 7.5KW/400V, 2NO+2NC, DC 24V, 3-POLE, SZ S0 SCREW TERMINAL REMOVABLE AUX. SWITCH | 87.92 | TEM | 1 | CP | 0.64 | 1
3RT20251BF40 | CONTACTOR, AC-3, 7.5KW/400V, 1NO+1NC, DC 110V, 3-POLE, SZ S0 SCREW TERMINAL | 77.32 | TEM | 1 | CP | 0.58 | 1
3RT20251BF40 | CONTACTOR, AC-3, 7.5KW/400V, 1NO+1NC, DC 110V, 3-POLE, SZ S0 SCREW TERMINAL | 77.32 | TEM | 1 | CP | 0.58 | 1
3RT20251BM40 | CONTACTOR, AC-3, 7.5KW/400V, 1NO+1NC, DC 220V, 3-POLE, SZ S0 SCREW TERMINAL | 77.32 | TEM | 1 | CP | 0.587 | 1
3RT20251BM40 | CONTACTOR, AC-3, 7.5KW/400V, 1NO+1NC, DC 220V, 3-POLE, SZ S0 SCREW TERMINAL | 77.32 | TEM | 1 | CP | 0.587 | 1
3RT20251BW40 | CONTACTOR, AC-3, 7.5KW/400V, 1NO+1NC, DC 48V, 3-POLE, SZ S0 SCREW TERMINAL | 77.32 | TEM | 1 | CP | 0.593 | 1
3RT20251BW40 | CONTACTOR, AC-3, 7.5KW/400V, 1NO+1NC, DC 48V, 3-POLE, SZ S0 SCREW TERMINAL | 77.32 | TEM | 1 | CP | 0.593 | 1
3RT20251KB40 | COUPLING CONTACTOR, AC-3, 7.5KW/400V, 1NO+1NC, 24 V DC, W. INTEGRATED VARISTOR 3-POLE, SIZE S0 SCREW TERMINALS SUITABLE FOR PLC OUTPUTS | 84.05 | TEM | 1 | CP | 0.615 | 1
3RT20251KB40 | COUPLING CONTACTOR, AC-3, 7.5KW/400V, 1NO+1NC, 24 V DC, W. INTEGRATED VARISTOR 3-POLE, SIZE S0 SCREW TERMINALS SUITABLE FOR PLC OUTPUTS | 84.05 | TEM | 1 | CP | 0.615 | 1
3RT20251NP30 | CONTACTOR, AC-3, 7.5KW/400V, 1NO+1NC, AC(50-60HZ)/DC ACTUAT. AC/DC 200...280V, 3-POLE, SZ S0 SCREW TERMINAL | 92.62 | TEM | 1 | CP | 0.546 | 1
3RT20251NP30 | CONTACTOR, AC-3, 7.5KW/400V, 1NO+1NC, AC(50-60HZ)/DC ACTUAT. AC/DC 200...280V, 3-POLE, SZ S0 SCREW TERMINAL | 92.62 | TEM | 1 | CP | 0.546 | 1
3RT20252AB00 | CONTACTOR, AC-3, 7.5KW/400V, 1NO+1NC, AC 24V 50HZ, 3-POLE, SZ S0 SPRING-LOADED TERMINAL | 43.25 | TEM | 1 | CP | 0.448 | 1
3RT20252AB00 | CONTACTOR, AC-3, 7.5KW/400V, 1NO+1NC, AC 24V 50HZ, 3-POLE, SZ S0 SPRING-LOADED TERMINAL | 43.25 | TEM | 1 | CP | 0.448 | 1
3RT20261AB00 | CONTACTOR, AC-3, 11KW/400V, 1NO+1NC, AC 24V 50HZ, 3-POLE, SZ S0 SCREW TERMINAL | 58.55 | TEM | 1 | CP | 0.413 | 1
3RT20261AB00 | CONTACTOR, AC-3, 11KW/400V, 1NO+1NC, AC 24V 50HZ, 3-POLE, SZ S0 SCREW TERMINAL | 58.55 | TEM | 1 | CP | 0.413 | 1
3RT20261AC20 | CONTACTOR, AC-3, 11KW/400V, 1NO+1NC, AC 24V 50/60HZ, 3-POLE, SZ S0 SCREW TERMINAL | 58.55 | TEM | 1 | CP | 0.409 | 1
3RT20261AC20 | CONTACTOR, AC-3, 11KW/400V, 1NO+1NC, AC 24V 50/60HZ, 3-POLE, SZ S0 SCREW TERMINAL | 58.24 | TEM | 1 | CP | 0.409 | 1
3RT20261AC20 | CONTACTOR, AC-3, 11KW/400V, 1NO+1NC, AC 24V 50/60HZ, 3-POLE, SZ S0 SCREW TERMINAL | 58.55 | TEM | 1 | CP | 0.409 | 1
3RT20261AD00 | CONTACTOR, AC-3, 11KW/400V, 1NO+1NC, AC 42V 50HZ, 3-POLE, SZ S0 SCREW TERMINAL | 61.1 | TEM | 1 | CP | 0.415 | 1
3RT20261AD00 | CONTACTOR, AC-3, 11KW/400V, 1NO+1NC, AC 42V 50HZ, 3-POLE, SZ S0 SCREW TERMINAL | 61.1 | TEM | 1 | CP | 0.415 | 1
3RT20261AF00 | CONTACTOR, AC-3, 11KW/400V, 1NO+1NC, AC110V 50HZ, 3-POLE, SZ S0 SCREW TERMINAL | 58.55 | TEM | 1 | CP | 0.418 | 1
3RT20261AF00 | CONTACTOR, AC-3, 11KW/400V, 1NO+1NC, AC110V 50HZ, 3-POLE, SZ S0 SCREW TERMINAL | 58.55 | TEM | 1 | CP | 0.418 | 1
3RT20261AF04 | CONTACTOR, AC-3, 11KW/400V, 2NO+2NC, AC110V 50HZ, 3-POLE, SZ S0 SCREW TERMINAL REMOVABLE AUX. SWITCH | 69.67 | TEM | 1 | CP | 0.46 | 1
3RT20261AF04 | CONTACTOR, AC-3, 11KW/400V, 2NO+2NC, AC110V 50HZ, 3-POLE, SZ S0 SCREW TERMINAL REMOVABLE AUX. SWITCH | 69.67 | TEM | 1 | CP | 0.46 | 1
3RT20261AG20 | CONTACTOR, AC-3, 11KW/400V, 1NO+1NC, AC110V 50/60HZ, 3-POLE, SZ S0 SCREW TERMINAL | 58.55 | TEM | 1 | CP | 0.416 | 1
3RT20261AG20 | CONTACTOR, AC-3, 11KW/400V, 1NO+1NC, AC110V 50/60HZ, 3-POLE, SZ S0 SCREW TERMINAL | 58.55 | TEM | 1 | CP | 0.416 | 1
3RT20261AH00 | CONTACTOR, AC-3, 11KW/400V, 1NO+1NC, AC 48V 50HZ, 3-POLE, SZ S0 SCREW TERMINAL | 58.55 | TEM | 1 | CP | 0.416 | 1
3RT20261AH00 | CONTACTOR, AC-3, 11KW/400V, 1NO+1NC, AC 48V 50HZ, 3-POLE, SZ S0 SCREW TERMINAL | 58.55 | TEM | 1 | CP | 0.416 | 1
3RT20261AL20 | CONTACTOR, AC-3, 11KW/400V, 1NO+1NC, AC 230V 50/60HZ, 3-POLE, SZ S0 SCREW TERMINAL | 58.55 | TEM | 1 | CP | 0.416 | 1
3RT20261AL20 | CONTACTOR, AC-3, 11KW/400V, 1NO+1NC, AC 230V 50/60HZ, 3-POLE, SZ S0 SCREW TERMINAL | 58.55 | TEM | 1 | CP | 0.416 | 1
3RT20261AN20 | CONTACTOR, AC-3, 11KW/400V, 1NO+1NC, AC 220V 50/60HZ, 3-POLE, SZ S0 SCREW TERMINAL | 58.55 | TEM | 1 | CP | 0.417 | 1
3RT20261AN20 | CONTACTOR, AC-3, 11KW/400V, 1NO+1NC, AC 220V 50/60HZ, 3-POLE, SZ S0 SCREW TERMINAL | 58.55 | TEM | 1 | CP | 0.417 | 1
3RT20261AN24 | CONTACTOR, AC-3, 11KW/400V, 2NO+2NC, AC 220V 50/60HZ, 3-POLE, SZ S0 SCREW TERMINAL REMOVABLE AUX. SWITCH | 69.67 | TEM | 1 | CP | 0.457 | 1
3RT20261AN24 | CONTACTOR, AC-3, 11KW/400V, 2NO+2NC, AC 220V 50/60HZ, 3-POLE, SZ S0 SCREW TERMINAL REMOVABLE AUX. SWITCH | 69.67 | TEM | 1 | CP | 0.457 | 1
3RT20261AP00 | CONTACTOR, AC-3, 11KW/400V, 1NO+1NC, AC 230V 50HZ, 3-POLE, SZ S0 SCREW TERMINAL | 58.55 | TEM | 1 | CP | 0.411 | 1
3RT20261AP00 | CONTACTOR, AC-3, 11KW/400V, 1NO+1NC, AC 230V 50HZ, 3-POLE, SZ S0 SCREW TERMINAL | 58.55 | TEM | 1 | CP | 0.411 | 1
3RT20261AP00 | CONTACTOR, AC-3, 11KW/400V, 1NO+1NC, AC 230V 50HZ, 3-POLE, SZ S0 SCREW TERMINAL | 58.55 | TEM | 1 | CP | 0.411 | 1
3RT20261AP04 | CONTACTOR, AC-3, 11KW/400V, 2NO+2NC, AC 230V 50HZ, 3-POLE, SZ S0 SCREW TERMINAL REMOVABLE AUX. SWITCH | 69.67 | TEM | 1 | CP | 0.448 | 1
3RT20261AP04 | CONTACTOR, AC-3, 11KW/400V, 2NO+2NC, AC 230V 50HZ, 3-POLE, SZ S0 SCREW TERMINAL REMOVABLE AUX. SWITCH | 69.67 | TEM | 1 | CP | 0.448 | 1
3RT20261AR60 | CONTACTOR, AC-3, 11KW/400V, 1NO+1NC, AC 400V 50HZ, 400...440V 60HZ, 3-POLE, SZ S0 SCREW TERMINAL | 61.1 | TEM | 1 | CP | 0.411 | 1
3RT20261AR60 | CONTACTOR, AC-3, 11KW/400V, 1NO+1NC, AC 400V 50HZ, 400...440V 60HZ, 3-POLE, SZ S0 SCREW TERMINAL | 61.1 | TEM | 1 | CP | 0.411 | 1
3RT20261AV00 | CONTACTOR, AC-3, 11KW/400V, 1NO+1NC, AC 400V 50HZ, 3-POLE, SZ S0 SCREW TERMINAL | 61.1 | TEM | 1 | CP | 0.413 | 1
3RT20261AV00 | CONTACTOR, AC-3, 11KW/400V, 1NO+1NC, AC 400V 50HZ, 3-POLE, SZ S0 SCREW TERMINAL | 61.1 | TEM | 1 | CP | 0.413 | 1
3RT20261BB40 | CONTACTOR, AC-3, 11KW/400V, 1NO+1NC, DC 24V, 3-POLE, SZ S0 SCREW TERMINAL | 93.33 | TEM | 1 | CP | 0.596 | 1
3RT20261BB40 | CONTACTOR, AC-3, 11KW/400V, 1NO+1NC, DC 24V, 3-POLE, SZ S0 SCREW TERMINAL | 93.33 | TEM | 1 | CP | 0.596 | 1
3RT20261BB44 | CONTACTOR, AC-3, 11KW/400V, 2NO+2NC, DC 24V, 3-POLE, SZ S0 SCREW TERMINAL REMOVABLE AUX. SWITCH | 104.55 | TEM | 1 | CP | 0.64 | 1
3RT20261BB44 | CONTACTOR, AC-3, 11KW/400V, 2NO+2NC, DC 24V, 3-POLE, SZ S0 SCREW TERMINAL REMOVABLE AUX. SWITCH | 104.55 | TEM | 1 | CP | 0.64 | 1
3RT20261BF40 | CONTACTOR, AC-3, 11KW/400V, 1NO+1NC, DC 110V, 3-POLE, SZ S0 SCREW TERMINAL | 93.33 | TEM | 1 | CP | 0.596 | 1
3RT20261BF40 | CONTACTOR, AC-3, 11KW/400V, 1NO+1NC, DC 110V, 3-POLE, SZ S0 SCREW TERMINAL | 93.33 | TEM | 1 | CP | 0.596 | 1
3RT20261BM40 | CONTACTOR, AC-3, 11KW/400V, 1NO+1NC, DC 220V, 3-POLE, SZ S0 SCREW TERMINAL | 93.33 | TEM | 1 | CP | 0.596 | 1
3RT20261BM40 | CONTACTOR, AC-3, 11KW/400V, 1NO+1NC, DC 220V, 3-POLE, SZ S0 SCREW TERMINAL | 93.33 | TEM | 1 | CP | 0.596 | 1
3RT20261BW40 | CONTACTOR, AC-3, 11KW/400V, 1NO+1NC, DC 48V, 3-POLE, SZ S0 SCREW TERMINAL | 93.33 | TEM | 1 | CP | 0.592 | 1
3RT20261BW40 | CONTACTOR, AC-3, 11KW/400V, 1NO+1NC, DC 48V, 3-POLE, SZ S0 SCREW TERMINAL | 93.33 | TEM | 1 | CP | 0.592 | 1
3RT20261KB40 | COUPLING CONTACTOR, AC-3, 11KW/400V, 1NO+1NC, 24 V DC, W. INTEGRATED VARISTOR 3-POLE, SIZE S0 SCREW TERMINALS SUITABLE FOR PLC OUTPUTS | 100.57 | TEM | 1 | CP | 0.604 | 1
3RT20261KB40 | COUPLING CONTACTOR, AC-3, 11KW/400V, 1NO+1NC, 24 V DC, W. INTEGRATED VARISTOR 3-POLE, SIZE S0 SCREW TERMINALS SUITABLE FOR PLC OUTPUTS | 100.57 | TEM | 1 | CP | 0.604 | 1
3RT20261NP30 | CONTACTOR, AC-3, 11KW/400V, 1NO+1NC, AC(50-60HZ)/DC ACTUAT. AC/DC 200...280V, 3-POLE, SZ S0 SCREW TERMINAL | 112.51 | TEM | 1 | CP | 0.545 | 1
3RT20261NP30 | CONTACTOR, AC-3, 11KW/400V, 1NO+1NC, AC(50-60HZ)/DC ACTUAT. AC/DC 200...280V, 3-POLE, SZ S0 SCREW TERMINAL | 112.51 | TEM | 1 | CP | 0.545 | 1
3RT20262AF00 | CONTACTOR, AC-3, 11KW/400V, 1NO+1NC, AC110V 50HZ, 3-POLE, SZ S0 SPRING-LOADED TERMINAL | 58.55 | TEM | 1 | CP | 0.455 | 1
3RT20262AF00 | CONTACTOR, AC-3, 11KW/400V, 1NO+1NC, AC110V 50HZ, 3-POLE, SZ S0 SPRING-LOADED TERMINAL | 58.55 | TEM | 1 | CP | 0.455 | 1
3RT20262AP00 | CONTACTOR, AC-3, 11KW/400V, 1NO+1NC, AC 230V 50HZ, 3-POLE, SZ S0 SPRING-LOADED TERMINAL | 58.55 | TEM | 1 | CP | 0.449 | 1
3RT20262AP00 | CONTACTOR, AC-3, 11KW/400V, 1NO+1NC, AC 230V 50HZ, 3-POLE, SZ S0 SPRING-LOADED TERMINAL | 58.55 | TEM | 1 | CP | 0.449 | 1
3RT20262BB40 | CONTACTOR, AC-3, 11KW/400V, 1NO+1NC, DC 24V, 3-POLE, SZ S0 SPRING-LOADED TERMINAL | 93.33 | TEM | 1 | CP | 0.638 | 1
3RT20262BB40 | CONTACTOR, AC-3, 11KW/400V, 1NO+1NC, DC 24V, 3-POLE, SZ S0 SPRING-LOADED TERMINAL | 93.33 | TEM | 1 | CP | 0.638 | 1
3RT20262BB400CC0 | CONTACTOR, AC-3, 11KW/400V, 1NO+1NC, DC 24V, COM. CAPABILITY, 3-POLE, SZ S0 SPRING-LOADED TERMINAL | 98.12 | TEM | 1 | CP | 0.638 | 1
3RT20262BB400CC0 | CONTACTOR, AC-3, 11KW/400V, 1NO+1NC, DC 24V, COM. CAPABILITY, 3-POLE, SZ S0 SPRING-LOADED TERMINAL | 98.12 | TEM | 1 | CP | 0.638 | 1
3RT20262BW40 | CONTACTOR, AC-3, 11KW/400V, 1NO+1NC, DC 48V, 3-POLE, SZ S0 SPRING-LOADED TERMINAL | 93.33 | TEM | 1 | CP | 0.629 | 1
3RT20262BW40 | CONTACTOR, AC-3, 11KW/400V, 1NO+1NC, DC 48V, 3-POLE, SZ S0 SPRING-LOADED TERMINAL | 93.33 | TEM | 1 | CP | 0.629 | 1
3RT20271AB00 | CONTACTOR, AC-3, 15KW/400V, 1NO+1NC, AC 24V 50HZ, 3-POLE, SZ S0 SCREW TERMINAL | 81.91 | TEM | 1 | CP | 0.421 | 1
3RT20271AB00 | CONTACTOR, AC-3, 15KW/400V, 1NO+1NC, AC 24V 50HZ, 3-POLE, SZ S0 SCREW TERMINAL | 81.91 | TEM | 1 | CP | 0.421 | 1
3RT20271AC20 | CONTACTOR, AC-3, 15KW/400V, 1NO+1NC, AC 24V 50/60HZ, 3-POLE, SZ S0 SCREW TERMINAL | 81.91 | TEM | 1 | CP | 0.42 | 1
3RT20271AC20 | CONTACTOR, AC-3, 15KW/400V, 1NO+1NC, AC 24V 50/60HZ, 3-POLE, SZ S0 SCREW TERMINAL | 81.91 | TEM | 1 | CP | 0.42 | 1
3RT20271AD00 | CONTACTOR, AC-3, 15KW/400V, 1NO+1NC, AC 42V 50HZ, 3POLE, SZ. S0 SCREW TERMINAL | 84.25 | TEM | 1 | CP | 0.425 | 1
3RT20271AD00 | CONTACTOR, AC-3, 15KW/400V, 1NO+1NC, AC 42V 50HZ, 3POLE, SZ. S0 SCREW TERMINAL | 84.25 | TEM | 1 | CP | 0.425 | 1
3RT20271AF00 | CONTACTOR, AC-3, 15KW/400V, 1NO+1NC, AC 110V 50HZ, 3-POLE, SZ S0 SCREW TERMINAL | 81.91 | TEM | 1 | CP | 0.423 | 1
3RT20271AF00 | CONTACTOR, AC-3, 15KW/400V, 1NO+1NC, AC 110V 50HZ, 3-POLE, SZ S0 SCREW TERMINAL | 81.91 | TEM | 1 | CP | 0.423 | 1
3RT20271AG20 | CONTACTOR, AC-3, 15KW/400V, 1NO+1NC, AC 110V 50/60HZ, 3-POLE, SZ S0 SCREW TERMINAL | 81.91 | TEM | 1 | CP | 0.423 | 1
3RT20271AG20 | CONTACTOR, AC-3, 15KW/400V, 1NO+1NC, AC 110V 50/60HZ, 3-POLE, SZ S0 SCREW TERMINAL | 81.91 | TEM | 1 | CP | 0.423 | 1
3RT20271AH00 | CONTACTOR, AC-3, 15KW/400V, 1NO+1NC, AC 48V 50HZ, 3POLE, SZ. S0 SCREW TERMINAL | 81.91 | TEM | 1 | CP | 0.426 | 1
3RT20271AH00 | CONTACTOR, AC-3, 15KW/400V, 1NO+1NC, AC 48V 50HZ, 3POLE, SZ. S0 SCREW TERMINAL | 81.91 | TEM | 1 | CP | 0.426 | 1
3RT20271AH20 | CONTACTOR, AC-3, 15KW/400V, 1NO+1NC, AC 48V 50/60HZ, 3-POLE, SZ S0 SCREW TERMINAL | 84.25 | TEM | 1 | CP | 0.421 | 1
3RT20271AH20 | CONTACTOR, AC-3, 15KW/400V, 1NO+1NC, AC 48V 50/60HZ, 3-POLE, SZ S0 SCREW TERMINAL | 84.25 | TEM | 1 | CP | 0.421 | 1
3RT20271AL20 | CONTACTOR, AC-3, 15KW/400V, 1NO+1NC, AC 230V 50/60HZ, 3-POLE, SZ S0 SCREW TERMINAL | 81.91 | TEM | 1 | CP | 0.423 | 1
3RT20271AL20 | CONTACTOR, AC-3, 15KW/400V, 1NO+1NC, AC 230V 50/60HZ, 3-POLE, SZ S0 SCREW TERMINAL | 81.91 | TEM | 1 | CP | 0.423 | 1
3RT20271AN20 | CONTACTOR, AC-3, 15KW/400V, 1NO+1NC, AC 220V 50/60HZ, 3-POLE, SZ S0 SCREW TERMINAL | 81.91 | TEM | 1 | CP | 0.427 | 1
3RT20271AN20 | CONTACTOR, AC-3, 15KW/400V, 1NO+1NC, AC 220V 50/60HZ, 3-POLE, SZ S0 SCREW TERMINAL | 81.91 | TEM | 1 | CP | 0.427 | 1
3RT20271AP00 | CONTACTOR, AC-3, 15KW/400V, 1NO+1NC, AC 230V 50HZ, 3-POLE, SZ S0 SCREW TERMINAL | 81.91 | TEM | 1 | CP | 0.421 | 1
3RT20271AP00 | CONTACTOR, AC-3, 15KW/400V, 1NO+1NC, AC 230V 50HZ, 3-POLE, SZ S0 SCREW TERMINAL | 81.91 | TEM | 1 | CP | 0.421 | 1
3RT20271AP04 | CONTACTOR, AC-3, 15KW/400V, 2NO+2NC, AC 230V 50HZ, 3-POLE, SZ S0 SCREW TERMINAL REMOVABLE AUX. SWITCH | 92.72 | TEM | 1 | CP | 0.464 | 1
3RT20271AP04 | CONTACTOR, AC-3, 15KW/400V, 2NO+2NC, AC 230V 50HZ, 3-POLE, SZ S0 SCREW TERMINAL REMOVABLE AUX. SWITCH | 92.72 | TEM | 1 | CP | 0.464 | 1
3RT20271AR60 | CONTACTOR, AC-3, 15KW/400V, 1NO+1NC, AC 400V 50HZ, 400...440V 60HZ, 3-POLE, SZ S0 SCREW TERMINAL | 84.25 | TEM | 1 | CP | 0.417 | 1
3RT20271AR60 | CONTACTOR, AC-3, 15KW/400V, 1NO+1NC, AC 400V 50HZ, 400...440V 60HZ, 3-POLE, SZ S0 SCREW TERMINAL | 84.25 | TEM | 1 | CP | 0.417 | 1
3RT20271BB40 | CONTACTOR, AC-3, 15KW/400V, 1NO+1NC, DC 24V, 3-POLE, SZ S0 SCREW TERMINAL | 122.91 | TEM | 1 | CP | 0.608 | 1
3RT20271BB40 | CONTACTOR, AC-3, 15KW/400V, 1NO+1NC, DC 24V, 3-POLE, SZ S0 SCREW TERMINAL | 122.91 | TEM | 1 | CP | 0.608 | 1
3RT20271BW40 | CONTACTOR, AC-3, 15KW/400V, 1NO+1NC, DC 48V, 3-POLE, SZ S0 SCREW TERMINAL | 122.91 | TEM | 1 | CP | 0.599 | 1
3RT20271BW40 | CONTACTOR, AC-3, 15KW/400V, 1NO+1NC, DC 48V, 3-POLE, SZ S0 SCREW TERMINAL | 122.91 | TEM | 1 | CP | 0.599 | 1
3RT20271NP30 | CONTACTOR, AC-3, 15KW/400V, 1NO+1NC, AC(50-60HZ)/DC ACTUAT. AC/DC 200...280V, 3-POLE, SZ S0 SCREW TERMINAL | 147.59 | TEM | 1 | CP | 0.557 | 1
3RT20271NP30 | CONTACTOR, AC-3, 15KW/400V, 1NO+1NC, AC(50-60HZ)/DC ACTUAT. AC/DC 200...280V, 3-POLE, SZ S0 SCREW TERMINAL | 147.59 | TEM | 1 | CP | 0.557 | 1
3RT20272AF00 | CONTACTOR, AC-3, 15KW/400V, 1NO+1NC, AC 110V 50HZ, 3-POLE, SZ S0 SPRING-LOADED TERMINAL | 81.91 | TEM | 1 | CP | 0.461 | 1
3RT20272AF00 | CONTACTOR, AC-3, 15KW/400V, 1NO+1NC, AC 110V 50HZ, 3-POLE, SZ S0 SPRING-LOADED TERMINAL | 81.91 | TEM | 1 | CP | 0.461 | 1
3RT20272AG20 | CONTACTOR, AC-3, 15KW/400V, 1NO+1NC, AC 110V 50/60HZ, 3-POLE, SZ S0 SPRING-LOADED TERMINAL | 81.91 | TEM | 1 | CP | 0.461 | 1
3RT20272AG20 | CONTACTOR, AC-3, 15KW/400V, 1NO+1NC, AC 110V 50/60HZ, 3-POLE, SZ S0 SPRING-LOADED TERMINAL | 81.91 | TEM | 1 | CP | 0.461 | 1
3RT20272AP00 | CONTACTOR, AC-3, 15KW/400V, 1NO+1NC, AC 230V 50HZ, 3-POLE, SZ S0 SPRING-LOADED TERMINAL | 81.91 | TEM | 1 | CP | 0.459 | 1
3RT20272AP00 | CONTACTOR, AC-3, 15KW/400V, 1NO+1NC, AC 230V 50HZ, 3-POLE, SZ S0 SPRING-LOADED TERMINAL | 81.91 | TEM | 1 | CP | 0.459 | 1
3RT20281AB00 | CONTACTOR, AC-3, 18.5KW/400V, 1NO+1NC, AC 24V 50HZ, 3-POLE, SZ S0 SCREW TERMINAL | 89.15 | TEM | 1 | CP | 0.425 | 1
3RT20281AB00 | CONTACTOR, AC-3, 18.5KW/400V, 1NO+1NC, AC 24V 50HZ, 3-POLE, SZ S0 SCREW TERMINAL | 89.15 | TEM | 1 | CP | 0.425 | 1
3RT20281AC20 | CONTACTOR, AC-3, 18.5KW/400V, 1NO+1NC, AC 24V 50/60HZ, 3-POLE, SZ S0 SCREW TERMINAL | 89.15 | TEM | 1 | CP | 0.414 | 1
3RT20281AC20 | CONTACTOR, AC-3, 18.5KW/400V, 1NO+1NC, AC 24V 50/60HZ, 3-POLE, SZ S0 SCREW TERMINAL | 89.15 | TEM | 1 | CP | 0.414 | 1
3RT20281AF00 | CONTACTOR, AC-3, 18.5KW/400V, 1NO+1NC, AC 110V 50HZ, 3-POLE, SZ S0 SCREW TERMINAL | 89.15 | TEM | 1 | CP | 0.426 | 1
3RT20281AF00 | CONTACTOR, AC-3, 18.5KW/400V, 1NO+1NC, AC 110V 50HZ, 3-POLE, SZ S0 SCREW TERMINAL | 89.15 | TEM | 1 | CP | 0.426 | 1
3RT20281AG20 | CONTACTOR, AC-3, 18.5KW/400V, 1NO+1NC, AC 110V 50/60HZ, 3-POLE, SZ S0 SCREW TERMINAL | 89.15 | TEM | 1 | CP | 0.423 | 1
3RT20281AG20 | CONTACTOR, AC-3, 18.5KW/400V, 1NO+1NC, AC 110V 50/60HZ, 3-POLE, SZ S0 SCREW TERMINAL | 89.15 | TEM | 1 | CP | 0.423 | 1
3RT20281AL20 | CONTACTOR, AC-3, 18.5KW/400V, 1NO+1NC, AC 230V 50/60HZ, 3-POLE, SZ S0 SCREW TERMINAL | 89.15 | TEM | 1 | CP | 0.424 | 1
3RT20281AL20 | CONTACTOR, AC-3, 18.5KW/400V, 1NO+1NC, AC 230V 50/60HZ, 3-POLE, SZ S0 SCREW TERMINAL | 89.15 | TEM | 1 | CP | 0.424 | 1
3RT20281AN20 | CONTACTOR, AC-3, 18.5KW/400V, 1NO+1NC, AC 220V 50/60HZ, 3-POLE, SZ S0 SCREW TERMINAL | 89.15 | TEM | 1 | CP | 0.426 | 1
3RT20281AN20 | CONTACTOR, AC-3, 18.5KW/400V, 1NO+1NC, AC 220V 50/60HZ, 3-POLE, SZ S0 SCREW TERMINAL | 89.15 | TEM | 1 | CP | 0.426 | 1
3RT20281AP00 | CONTACTOR, AC-3, 18.5KW/400V, 1NO+1NC, AC 230V 50HZ, 3-POLE, SZ S0 SCREW TERMINAL | 89.15 | TEM | 1 | CP | 0.419 | 1
3RT20281AP00 | CONTACTOR, AC-3, 18.5KW/400V, 1NO+1NC, AC 230V 50HZ, 3-POLE, SZ S0 SCREW TERMINAL | 89.15 | TEM | 1 | CP | 0.419 | 1
3RT20281AR60 | CONTACTOR, AC-3, 18.5KW/400V, 1NO+1NC, AC 400V 50HZ, 400...440V 60HZ, 3-POLE, SZ S0 SCREW TERMINAL | 92.21 | TEM | 1 | CP | 0.418 | 1
3RT20281AR60 | CONTACTOR, AC-3, 18.5KW/400V, 1NO+1NC, AC 400V 50HZ, 400...440V 60HZ, 3-POLE, SZ S0 SCREW TERMINAL | 92.21 | TEM | 1 | CP | 0.418 | 1
3RT20281BB40 | CONTACTOR, AC-3, 18.5KW/400V, 1NO+1NC, DC 24V, 3-POLE, SZ S0 SCREW TERMINAL | 131.17 | TEM | 1 | CP | 0.604 | 1
3RT20281BB40 | CONTACTOR, AC-3, 18.5KW/400V, 1NO+1NC, DC 24V, 3-POLE, SZ S0 SCREW TERMINAL | 131.17 | TEM | 1 | CP | 0.604 | 1
3RT20281NF30 | CONTACTOR, AC-3, 18.5KW/400V, 1NO+1NC, AC(50-60HZ)/DC ACTUAT. AC/DC 95...130V, 3-POLE, SZ S0 SCREW TERMINAL | 158.2 | TEM | 1 | CP | 0.553 | 1
3RT20281NF30 | CONTACTOR, AC-3, 18.5KW/400V, 1NO+1NC, AC(50-60HZ)/DC ACTUAT. AC/DC 95...130V, 3-POLE, SZ S0 SCREW TERMINAL | 158.2 | TEM | 1 | CP | 0.553 | 1
3RT20282AF00 | CONTACTOR, AC-3, 18.5KW/400V, 1NO+1NC, AC 110V 50HZ, 3-POLE, SZ S0 SPRING-LOADED TERMINAL | 89.15 | TEM | 1 | CP | 0.462 | 1
3RT20282AF00 | CONTACTOR, AC-3, 18.5KW/400V, 1NO+1NC, AC 110V 50HZ, 3-POLE, SZ S0 SPRING-LOADED TERMINAL | 89.15 | TEM | 1 | CP | 0.462 | 1
3RT20282AP00 | CONTACTOR, AC-3, 18.5KW/400V, 1NO+1NC, AC 230V 50HZ, 3-POLE, SZ S0 SPRING-LOADED TERMINAL | 89.15 | TEM | 1 | CP | 0.46 | 1
3RT20282AP00 | CONTACTOR, AC-3, 18.5KW/400V, 1NO+1NC, AC 230V 50HZ, 3-POLE, SZ S0 SPRING-LOADED TERMINAL | 89.15 | TEM | 1 | CP | 0.46 | 1
3RT20282BW40 | CONTACTOR, AC-3, 18.5KW/400V, 1NO+1NC, DC 48V, 3-POLE, SZ S0 SPRING-LOADED TERMINAL | 131.17 | TEM | 1 | CP | 0.646 | 1
3RT20282BW40 | CONTACTOR, AC-3, 18.5KW/400V, 1NO+1NC, DC 48V, 3-POLE, SZ S0 SPRING-LOADED TERMINAL | 131.17 | TEM | 1 | CP | 0.646 | 1
3RT20351AB00 | CONTACTOR,AC3:18.5KW/400V, 1NO+1NC, 24V AC 50HZ, 3-POLE, SIZE S2, SCREW TERMINAL | 101.33 | TEM | 1 | CP | 0.984 | 1
3RT20351AB00 | CONTACTOR,AC3:18.5KW/400V, 1NO+1NC, 24V AC 50HZ, 3-POLE, SIZE S2, SCREW TERMINAL | 101.33 | TEM | 1 | CP | 0.984 | 1
3RT20351AF00 | CONTACTOR,AC3:18.5KW/400V, 1NO+1NC, 110V AC 50HZ, 3-POLE, SIZE S2, SCREW TERMINAL | 101.33 | TEM | 1 | CP | 0.998 | 1
3RT20351AF00 | CONTACTOR,AC3:18.5KW/400V, 1NO+1NC, 110V AC 50HZ, 3-POLE, SIZE S2, SCREW TERMINAL | 101.33 | TEM | 1 | CP | 0.998 | 1
3RT20351AL20 | CONTACTOR,AC3:18.5KW/400V, 1NO+1NC, 230V AC 50/60HZ, 3-POLE, SIZE S2, SCREW TERMINAL | 100.58 | TEM | 1 | CP | 0.99 | 1
3RT20351AL20 | CONTACTOR,AC3:18.5KW/400V, 1NO+1NC, 230V AC 50/60HZ, 3-POLE, SIZE S2, SCREW TERMINAL | 100.58 | TEM | 1 | CP | 0.99 | 1
3RT20351AP00 | CONTACTOR,AC3:18.5KW/400V, 1NO+1NC, 230V AC 50HZ, 3-POLE, SIZE S2, SCREW TERMINAL | 101.33 | TEM | 1 | CP | 0.984 | 1
3RT20351AP00 | CONTACTOR,AC3:18.5KW/400V, 1NO+1NC, 230V AC 50HZ, 3-POLE, SIZE S2, SCREW TERMINAL | 101.33 | TEM | 1 | CP | 0.984 | 1
3RT20351AV00 | CONTACTOR,AC3:18.5KW/400V, 1NO+1NC, 400V AC 50HZ, 3-POLE, SIZE S2, SCREW TERMINAL | 104.65 | TEM | 1 | CP | 0.984 | 1
3RT20351AV00 | CONTACTOR,AC3:18.5KW/400V, 1NO+1NC, 400V AC 50HZ, 3-POLE, SIZE S2, SCREW TERMINAL | 104.65 | TEM | 1 | CP | 0.984 | 1
3RT20351AV04 | CONTACTOR,AC3:18.5KW/400V, 2NO+2NC, 400V AC 50HZ, 3-POLE, SIZE S2, SCREW TERMINAL | 115.13 | TEM | 1 | CP | 1.065 | 1
3RT20351AV04 | CONTACTOR,AC3:18.5KW/400V, 2NO+2NC, 400V AC 50HZ, 3-POLE, SIZE S2, SCREW TERMINAL | 115.13 | TEM | 1 | CP | 1.065 | 1
3RT20351NB30 | CONTACTOR,AC3:18.5KW/400V, 1NO+1NC, 20-33V AC/DC, WITH VARISTOR, 3-POLE, SIZE S2, SCREW TERMINAL | 154.08 | TEM | 1 | CP | 1.113 | 1
3RT20351NB30 | CONTACTOR,AC3:18.5KW/400V, 1NO+1NC, 20-33V AC/DC, WITH VARISTOR, 3-POLE, SIZE S2, SCREW TERMINAL | 154.08 | TEM | 1 | CP | 1.113 | 1
3RT20361AB00 | CONTACTOR,AC3:22KW/400V, 1NO+1NC, 24V AC 50HZ, 3-POLE, SIZE S2, SCREW TERMINAL | 120.59 | TEM | 1 | CP | 0.994 | 1
3RT20361AB00 | CONTACTOR,AC3:22KW/400V, 1NO+1NC, 24V AC 50HZ, 3-POLE, SIZE S2, SCREW TERMINAL | 120.59 | TEM | 1 | CP | 0.994 | 1
3RT20361AD00 | CONTACTOR,AC3:22KW/400V, 1NO+1NC, 42V AC 50HZ, 3-POLE, SIZE S2, SCREW TERMINAL | 123.59 | TEM | 1 | CP | 0.984 | 1
3RT20361AD00 | CONTACTOR,AC3:22KW/400V, 1NO+1NC, 42V AC 50HZ, 3-POLE, SIZE S2, SCREW TERMINAL | 123.59 | TEM | 1 | CP | 0.984 | 1
3RT20361AL20 | CONTACTOR,AC3:22KW/400V, 1NO+1NC, 230V AC 50/60HZ, 3-POLE, SIZE S2, SCREW TERMINAL | 120.59 | TEM | 1 | CP | 0.988 | 1
3RT20361AL20 | CONTACTOR,AC3:22KW/400V, 1NO+1NC, 230V AC 50/60HZ, 3-POLE, SIZE S2, SCREW TERMINAL | 120.59 | TEM | 1 | CP | 0.988 | 1
3RT20361AN20 | CONTACTOR,AC3:22KW/400V, 1NO+1NC, 220V AC 50/60HZ, 3-POLE, SIZE S2, SCREW TERMINAL | 120.59 | TEM | 1 | CP | 0.991 | 1
3RT20361AN20 | CONTACTOR,AC3:22KW/400V, 1NO+1NC, 220V AC 50/60HZ, 3-POLE, SIZE S2, SCREW TERMINAL | 120.59 | TEM | 1 | CP | 0.991 | 1
3RT20361AP00 | CONTACTOR,AC3:22KW/400V, 1NO+1NC, 230V AC 50HZ, 3-POLE, SIZE S2, SCREW TERMINAL | 120.59 | TEM | 1 | CP | 0.989 | 1
3RT20361AP00 | CONTACTOR,AC3:22KW/400V, 1NO+1NC, 230V AC 50HZ, 3-POLE, SIZE S2, SCREW TERMINAL | 120.59 | TEM | 1 | CP | 0.989 | 1
3RT20361AR60 | CONTACTOR,AC3:22KW/400V, 1NO+1NC,400VAC50HZ/400.440V60HZ 3-POLE, SIZE S2, SCREW TERMINAL | 123.59 | TEM | 1 | CP | 1 | 1
3RT20361AR60 | CONTACTOR,AC3:22KW/400V, 1NO+1NC,400VAC50HZ/400.440V60HZ 3-POLE, SIZE S2, SCREW TERMINAL | 123.59 | TEM | 1 | CP | 1 | 1
3RT20361NB30 | CONTACTOR,AC3:22KW/400V, 1NO+1NC, 20-33V AC/DC, WITH VARISTOR, 3-POLE, SIZE S2, SCREW TERMINAL | 188.53 | TEM | 1 | CP | 1.121 | 1
3RT20361NB30 | CONTACTOR,AC3:22KW/400V, 1NO+1NC, 20-33V AC/DC, WITH VARISTOR, 3-POLE, SIZE S2, SCREW TERMINAL | 188.53 | TEM | 1 | CP | 1.121 | 1
3RT20371AB00 | CONTACTOR,AC3:30KW/400V, 1NO+1NC, 24V AC 50HZ, 3-POLE, SIZE S2, SCREW TERMINAL | 158.57 | TEM | 1 | CP | 0.994 | 1
3RT20371AB00 | CONTACTOR,AC3:30KW/400V, 1NO+1NC, 24V AC 50HZ, 3-POLE, SIZE S2, SCREW TERMINAL | 158.57 | TEM | 1 | CP | 0.994 | 1
3RT20371AF00 | CONTACTOR,AC3:30KW/400V, 1NO+1NC, 110V AC 50HZ, 3-POLE, SIZE S2, SCREW TERMINAL | 158.57 | TEM | 1 | CP | 0.996 | 1
3RT20371AF00 | CONTACTOR,AC3:30KW/400V, 1NO+1NC, 110V AC 50HZ, 3-POLE, SIZE S2, SCREW TERMINAL | 158.57 | TEM | 1 | CP | 0.996 | 1
3RT20371AG20 | CONTACTOR,AC3:30KW/400V, 1NO+1NC, 110V AC 50/60HZ, 3-POLE, SIZE S2, SCREW TERMINAL | 158.57 | TEM | 1 | CP | 0.988 | 1
3RT20371AG20 | CONTACTOR,AC3:30KW/400V, 1NO+1NC, 110V AC 50/60HZ, 3-POLE, SIZE S2, SCREW TERMINAL | 158.57 | TEM | 1 | CP | 0.988 | 1
3RT20371AL20 | CONTACTOR,AC3:30KW/400V, 1NO+1NC, 230V AC 50/60HZ, 3-POLE, SIZE S2, SCREW TERMINAL | 158.57 | TEM | 1 | CP | 0.994 | 1
3RT20371AL20 | CONTACTOR,AC3:30KW/400V, 1NO+1NC, 230V AC 50/60HZ, 3-POLE, SIZE S2, SCREW TERMINAL | 158.57 | TEM | 1 | CP | 0.994 | 1
3RT20371AP00 | CONTACTOR,AC3:30KW/400V, 1NO+1NC, 230V AC 50HZ, 3-POLE, SIZE S2, SCREW TERMINAL | 158.57 | TEM | 1 | CP | 1.006 | 1
3RT20371AP00 | CONTACTOR,AC3:30KW/400V, 1NO+1NC, 230V AC 50HZ, 3-POLE, SIZE S2, SCREW TERMINAL | 158.57 | TEM | 1 | CP | 1.006 | 1
3RT20371AR60 | CONTACTOR,AC3:30KW/400V, 1NO+1NC,400VAC50HZ/400.440V60HZ 3-POLE, SIZE S2, SCREW TERMINAL | 161.36 | TEM | 1 | CP | 0.985 | 1
3RT20371AR60 | CONTACTOR,AC3:30KW/400V, 1NO+1NC,400VAC50HZ/400.440V60HZ 3-POLE, SIZE S2, SCREW TERMINAL | 161.36 | TEM | 1 | CP | 0.985 | 1
3RT20371NB30 | CONTACTOR,AC3:30KW/400V, 1NO+1NC, 20-33V AC/DC, WITH VARISTOR, 3-POLE, SIZE S2, SCREW TERMINAL | 236.36 | TEM | 1 | CP | 1.113 | 1
3RT20371NB30 | CONTACTOR,AC3:30KW/400V, 1NO+1NC, 20-33V AC/DC, WITH VARISTOR, 3-POLE, SIZE S2, SCREW TERMINAL | 236.36 | TEM | 1 | CP | 1.113 | 1
3RT20381AG20 | CONTACTOR,AC3:37KW/400V, 1NO+1NC, 110V AC 50/60HZ, 3-POLE, SIZE S2, SCREW TERMINAL | 219.03 | TEM | 1 | CP | 0.989 | 1
3RT20381AG20 | CONTACTOR,AC3:37KW/400V, 1NO+1NC, 110V AC 50/60HZ, 3-POLE, SIZE S2, SCREW TERMINAL | 219.03 | TEM | 1 | CP | 0.989 | 1
3RT20381AL20 | CONTACTOR,AC3:37KW/400V, 1NO+1NC, 230V AC 50/60HZ, 3-POLE, SIZE S2, SCREW TERMINAL | 219.03 | TEM | 1 | CP | 0.992 | 1
3RT20381AL20 | CONTACTOR,AC3:37KW/400V, 1NO+1NC, 230V AC 50/60HZ, 3-POLE, SIZE S2, SCREW TERMINAL | 219.03 | TEM | 1 | CP | 0.992 | 1
3RT20381AP00 | CONTACTOR,AC3:37KW/400V, 1NO+1NC, 230V AC 50HZ, 3-POLE, SIZE S2, SCREW TERMINAL | 219.03 | TEM | 1 | CP | 0.991 | 1
3RT20381AP00 | CONTACTOR,AC3:37KW/400V, 1NO+1NC, 230V AC 50HZ, 3-POLE, SIZE S2, SCREW TERMINAL | 219.03 | TEM | 1 | CP | 0.991 | 1
3RT20381AR60 | CONTACTOR,AC3:37KW/400V, 1NO+1NC,400VAC50HZ/400.440V60HZ 3-POLE, SIZE S2, SCREW TERMINAL | 222.56 | TEM | 1 | CP | 0.984 | 1
3RT20381AR60 | CONTACTOR,AC3:37KW/400V, 1NO+1NC,400VAC50HZ/400.440V60HZ 3-POLE, SIZE S2, SCREW TERMINAL | 222.56 | TEM | 1 | CP | 0.984 | 1
3RT20381NB30 | CONTACTOR,AC3:37KW/400V, 1NO+1NC, 20-33V AC/DC, WITH VARISTOR, 3-POLE, SIZE S2, SCREW TERMINAL | 312.23 | TEM | 1 | CP | 1.119 | 1
3RT20381NB30 | CONTACTOR,AC3:37KW/400V, 1NO+1NC, 20-33V AC/DC, WITH VARISTOR, 3-POLE, SIZE S2, SCREW TERMINAL | 312.23 | TEM | 1 | CP | 1.119 | 1
3RT23161AB00 | 4NO CONTACTOR, AC1: 18A AC 24V 50/60HZ 4-POLE, 4NO, SZ: S00, SCREW TERMINAL | 26.11 | TEM | 1 | CP | 0.23 | 1
3RT23161AB00 | 4NO CONTACTOR, AC1: 18A AC 24V 50/60HZ 4-POLE, 4NO, SZ: S00, SCREW TERMINAL | 26.11 | TEM | 1 | CP | 0.23 | 1
3RT23161AP00 | 4NO CONTACTOR, AC1: 18A AC 230V 50/60HZ 4-POLE, 4NO, SZ: S00, SCREW TERMINAL | 26.11 | TEM | 1 | CP | 0.231 | 1
3RT23161AP00 | 4NO CONTACTOR, AC1: 18A AC 230V 50/60HZ 4-POLE, 4NO, SZ: S00, SCREW TERMINAL | 26.11 | TEM | 1 | CP | 0.231 | 1
3RT23161BB40 | 4NO CONTACTOR, AC1: 18A DC 24V 4-POLE, 4NO, SZ: S00, SCREW TERMINAL | 30.6 | TEM | 1 | CP | 0.291 | 1
3RT23161BB40 | 4NO CONTACTOR, AC1: 18A DC 24V 4-POLE, 4NO, SZ: S00, SCREW TERMINAL | 30.6 | TEM | 1 | CP | 0.291 | 1
3RT23251AP00 | 4NO CONTACTOR, AC1: 35A AC 230V 50HZ 4-POLE, 4NO, SZ: S0, SCREW TERMINAL 1NO+1NC INTEGR. | 50.08 | TEM | 1 | CP | 0.477 | 1
3RT23251AP00 | 4NO CONTACTOR, AC1: 35A AC 230V 50HZ 4-POLE, 4NO, SZ: S0, SCREW TERMINAL 1NO+1NC INTEGR. | 50.08 | TEM | 1 | CP | 0.477 | 1
3RT23251BM40 | 4NO CONTACTOR, AC1: 35A DC 220V 4-POLE, 4NO, SZ: S0, SCREW TERMINAL 1NO+1NC INTEGR. | 90.78 | TEM | 1 | CP | 0.646 | 1
3RT23251BM40 | 4NO CONTACTOR, AC1: 35A DC 220V 4-POLE, 4NO, SZ: S0, SCREW TERMINAL 1NO+1NC INTEGR. | 90.78 | TEM | 1 | CP | 0.646 | 1
3RT23261AB00 | 4NO CONTACTOR, AC1: 40A AC 24V 50HZ 4-POLE, 4NO, SZ: S0, SCREW TERMINAL 1NO+1NC INTEGR. | 72.73 | TEM | 1 | CP | 0.471 | 1
3RT23261AB00 | 4NO CONTACTOR, AC1: 40A AC 24V 50HZ 4-POLE, 4NO, SZ: S0, SCREW TERMINAL 1NO+1NC INTEGR. | 72.73 | TEM | 1 | CP | 0.471 | 1
3RT23261AP00 | 4NO CONTACTOR, AC1: 40A AC 230V 50HZ 4-POLE, 4NO, SZ: S0, SCREW TERMINAL 1NO+1NC INTEGR. | 72.73 | TEM | 1 | CP | 0.478 | 1
3RT23261AP00 | 4NO CONTACTOR, AC1: 40A AC 230V 50HZ 4-POLE, 4NO, SZ: S0, SCREW TERMINAL 1NO+1NC INTEGR. | 72.73 | TEM | 1 | CP | 0.478 | 1
3RT23271AB00 | 4NO CONTACTOR, AC1: 50A AC 24V 50HZ 4-POLE, 4NO, SZ: S0, SCREW TERMINAL 1NO+1NC INTEGR. | 98.12 | TEM | 1 | CP | 0.48 | 1
3RT23271AB00 | 4NO CONTACTOR, AC1: 50A AC 24V 50HZ 4-POLE, 4NO, SZ: S0, SCREW TERMINAL 1NO+1NC INTEGR. | 98.12 | TEM | 1 | CP | 0.48 | 1
3RT23271AP00 | 4NO CONTACTOR, AC1: 50A AC 230V 50HZ 4-POLE, 4NO, SZ: S0, SCREW TERMINAL 1NO+1NC INTEGR. | 98.12 | TEM | 1 | CP | 0.478 | 1
3RT23271AP00 | 4NO CONTACTOR, AC1: 50A AC 230V 50HZ 4-POLE, 4NO, SZ: S0, SCREW TERMINAL 1NO+1NC INTEGR. | 98.12 | TEM | 1 | CP | 0.478 | 1
3RT23361AP00 | 4NO CONTACTOR,AC1:60A 230V AC 50HZ, 4-POLE, 4NO, SIZE S2, SCREW TERMINAL 1NO+1NC INTEGRATED | 152.05 | TEM | 1 | CP | 1.138 | 1
3RT23361AP00 | 4NO CONTACTOR,AC1:60A 230V AC 50HZ, 4-POLE, 4NO, SIZE S2, SCREW TERMINAL 1NO+1NC INTEGRATED | 152.05 | TEM | 1 | CP | 1.138 | 1
3RT23371AP00 | 4NO CONTACTOR,AC1:110A 230V AC 50HZ, 4-POLE, 4NO, SIZE S2, SCREW TERMINAL 1NO+1NC INTEGRATED | 240.32 | TEM | 1 | CP | 1.147 | 1
3RT23371AP00 | 4NO CONTACTOR,AC1:110A 230V AC 50HZ, 4-POLE, 4NO, SIZE S2, SCREW TERMINAL 1NO+1NC INTEGRATED | 240.32 | TEM | 1 | CP | 1.147 | 1
3RT25161AF00 | 2NO+2NC CONTACTOR, AC3: 4KW AC 110V 50HZ 4-POLE, 2NO+2NC, SZ: S00, SCREW TERMINAL | 27.18 | TEM | 1 | CP | 0.228 | 1
3RT25161AF00 | 2NO+2NC CONTACTOR, AC3: 4KW AC 110V 50HZ 4-POLE, 2NO+2NC, SZ: S00, SCREW TERMINAL | 27.18 | TEM | 1 | CP | 0.228 | 1
3RT25161AP00 | 2NO+2NC CONTACTOR, AC3: 4KW AC 230V 50HZ 4-POLE, 2NO+2NC, SZ: S00, SCREW TERMINAL | 27.18 | TEM | 1 | CP | 0.231 | 1
3RT25161AP00 | 2NO+2NC CONTACTOR, AC3: 4KW AC 230V 50HZ 4-POLE, 2NO+2NC, SZ: S00, SCREW TERMINAL | 27.18 | TEM | 1 | CP | 0.231 | 1
3RT25161BB40 | 2NO+2NC CONTACTOR, AC3: 4KW DC 24V 4-POLE, 2NO+2NC, SZ: S00, SCREW TERMINAL | 31.35 | TEM | 1 | CP | 0.291 | 1
3RT25161BB40 | 2NO+2NC CONTACTOR, AC3: 4KW DC 24V 4-POLE, 2NO+2NC, SZ: S00, SCREW TERMINAL | 31.35 | TEM | 1 | CP | 0.291 | 1
3RT25162AP00 | 2NO+2NC CONTACTOR, AC3: 4KW AC 230V 50HZ 4-POLE, 2NO+2NC, SZ: S00, SPRING-LOADED TERMINAL | 27.18 | TEM | 1 | CP | 0.253 | 1
3RT25162AP00 | 2NO+2NC CONTACTOR, AC3: 4KW AC 230V 50HZ 4-POLE, 2NO+2NC, SZ: S00, SPRING-LOADED TERMINAL | 27.18 | TEM | 1 | CP | 0.253 | 1
3RT25171AB00 | 2NO+2NC CONTACTOR, AC3: 5.5KW AC 24V 50HZ 4-POLE, 2NO+2NC, SZ: S00, SCREW TERMINAL | 31.57 | TEM | 1 | CP | 0.232 | 1
3RT25171AB00 | 2NO+2NC CONTACTOR, AC3: 5.5KW AC 24V 50HZ 4-POLE, 2NO+2NC, SZ: S00, SCREW TERMINAL | 31.57 | TEM | 1 | CP | 0.232 | 1
3RT25171AF00 | 2NO+2NC CONTACTOR, AC3: 5.5KW AC 110V 50HZ 4-POLE, 2NO+2NC, SZ: S00, SCREW TERMINAL | 31.57 | TEM | 1 | CP | 0.235 | 1
3RT25171AF00 | 2NO+2NC CONTACTOR, AC3: 5.5KW AC 110V 50HZ 4-POLE, 2NO+2NC, SZ: S00, SCREW TERMINAL | 31.57 | TEM | 1 | CP | 0.235 | 1
3RT25171AP00 | 2NO+2NC CONTACTOR, AC3: 5.5KW AC 230V 50HZ 4-POLE, 2NO+2NC, SZ: S00, SCREW TERMINAL | 31.57 | TEM | 1 | CP | 0.232 | 1
3RT25171AP00 | 2NO+2NC CONTACTOR, AC3: 5.5KW AC 230V 50HZ 4-POLE, 2NO+2NC, SZ: S00, SCREW TERMINAL | 31.57 | TEM | 1 | CP | 0.232 | 1
3RT25171AP00 | 2NO+2NC CONTACTOR, AC3: 5.5KW AC 230V 50HZ 4-POLE, 2NO+2NC, SZ: S00, SCREW TERMINAL | 31.57 | TEM | 1 | CP | 0.232 | 1
3RT25171BB40 | 2NO+2NC CONTACTOR, AC3: 5.5KW DC 24V 4-POLE, 2NO+2NC, SZ: S00, SCREW TERMINAL | 35.63 | TEM | 1 | CP | 0.291 | 1
3RT25171BB40 | 2NO+2NC CONTACTOR, AC3: 5.5KW DC 24V 4-POLE, 2NO+2NC, SZ: S00, SCREW TERMINAL | 35.63 | TEM | 1 | CP | 0.291 | 1
3RT25181AP00 | 2NO+2NC CONTACTOR, AC3: 7.5KW AC 230V 50HZ 4-POLE, 2NO+2NC, SZ: S00, SCREW TERMINAL | 42.48 | TEM | 1 | CP | 0.234 | 1
3RT25181AP00 | 2NO+2NC CONTACTOR, AC3: 7.5KW AC 230V 50HZ 4-POLE, 2NO+2NC, SZ: S00, SCREW TERMINAL | 42.48 | TEM | 1 | CP | 0.234 | 1
3RT25261AF00 | 2NO+2NC CONTACTOR, AC3: 11KW AC 110V 50HZ 4-POLE, 2NO+2NC, SZ: S0, SCREW TERMINAL 1NO+1NC INTEGR. | 79.87 | TEM | 1 | CP | 0.484 | 1
3RT25261AF00 | 2NO+2NC CONTACTOR, AC3: 11KW AC 110V 50HZ 4-POLE, 2NO+2NC, SZ: S0, SCREW TERMINAL 1NO+1NC INTEGR. | 79.87 | TEM | 1 | CP | 0.484 | 1
3RT26171AP03 | CONTACTOR, AC-6B,12.5KVAR/400V, 1NO+1NC, 230 V AC 50/60HZ 3-POLE, SIZE S00 SCREW TERMINAL | 69.23 | TEM | 1 | CP | 0.346 | 1
3RT26171AP03 | CONTACTOR, AC-6B,12.5KVAR/400V, 1NO+1NC, 230 V AC 50/60HZ 3-POLE, SIZE S00 SCREW TERMINAL | 69.23 | TEM | 1 | CP | 0.346 | 1
3RT26251AP05 | CONTACTOR, AC-6B,16.7KVAR/400V, 1NO+2NC, 230 V AC 50HZ 3-POLE, SIZE S0 SCREW TERMINAL | 74.97 | TEM | 1 | CP | 0.532 | 1
3RT26251AP05 | CONTACTOR, AC-6B,16.7KVAR/400V, 1NO+2NC, 230 V AC 50HZ 3-POLE, SIZE S0 SCREW TERMINAL | 74.97 | TEM | 1 | CP | 0.532 | 1
3RT26271AB05 | CONTACTOR, AC-6B, 25KVAR/400V, 1NO+2NC, 24 V AC 50HZ 3-POLE, SIZE S0 SCREW TERMINAL | 101.9 | TEM | 1 | CP | 0.541 | 1
3RT26271AB05 | CONTACTOR, AC-6B, 25KVAR/400V, 1NO+2NC, 24 V AC 50HZ 3-POLE, SIZE S0 SCREW TERMINAL | 101.9 | TEM | 1 | CP | 0.541 | 1
3RT26271AP05 | CONTACTOR, AC-6B, 25KVAR/400V, 1NO+2NC, 230 V AC 50HZ 3-POLE, SIZE S0 SCREW TERMINAL | 101.9 | TEM | 1 | CP | 0.541 | 1
3RT26271AP05 | CONTACTOR, AC-6B, 25KVAR/400V, 1NO+2NC, 230 V AC 50HZ 3-POLE, SIZE S0 SCREW TERMINAL | 101.9 | TEM | 1 | CP | 0.541 | 1
3RT26281AP05 | CONTACTOR, AC-6B, 33KVAR/400V, 1NO+2NC, 230 V AC 50HZ 3-POLE, SIZE S0 SCREW TERMINAL | 130.25 | TEM | 1 | CP | 0.647 | 1
3RT26281AP05 | CONTACTOR, AC-6B, 33KVAR/400V, 1NO+2NC, 230 V AC 50HZ 3-POLE, SIZE S0 SCREW TERMINAL | 130.25 | TEM | 1 | CP | 0.647 | 1
3RT26361AB03 | CONTACTOR, AC-6B, 50KVAR/400V, 1NO+1NC, 24V AC, 50/60HZ, 3-POLE, SIZE S2 SCREW TERMINAL | 250.17 | TEM | 1 | CP | 1.058 | 1
3RT26361AB03 | CONTACTOR, AC-6B, 50KVAR/400V, 1NO+1NC, 24V AC, 50/60HZ, 3-POLE, SIZE S2 SCREW TERMINAL | 250.17 | TEM | 1 | CP | 1.058 | 1
3RT26361AP03 | CONTACTOR, AC-6B, 50KVAR/400V, 1NO+1NC, 230V AC, 50HZ, 3-POLE, SIZE S2 SCREW TERMINAL | 250.17 | TEM | 1 | CP | 1.062 | 1
3RT26361AP03 | CONTACTOR, AC-6B, 50KVAR/400V, 1NO+1NC, 230V AC, 50HZ, 3-POLE, SIZE S2 SCREW TERMINAL | 250.17 | TEM | 1 | CP | 1.062 | 1
3RT26361AP05 | CONTACTOR, AC-6B, 50KVAR/400V, 2NC, 230V AC, 50HZ, 3-POLE, SIZE S2 SCREW TERMINAL | 250.17 | TEM | 1 | CP | 1.07 | 1
3RT26361AP05 | CONTACTOR, AC-6B, 50KVAR/400V, 2NC, 230V AC, 50HZ, 3-POLE, SIZE S2 SCREW TERMINAL | 250.17 | TEM | 1 | CP | 1.07 | 1
3RT26371AP03 | CONTACTOR, AC-6B, 75KVAR/400V, 1NO+1NC, 230V AC, 50HZ, 3-POLE, SIZE S2 SCREW TERMINAL | 334.38 | TEM | 1 | CP | 1.064 | 1
3RT26371AP03 | CONTACTOR, AC-6B, 75KVAR/400V, 1NO+1NC, 230V AC, 50HZ, 3-POLE, SIZE S2 SCREW TERMINAL | 334.38 | TEM | 1 | CP | 1.064 | 1
3RT29161BB00 | SURGE SUPPRESSOR, VARISTOR, AC 24...48V, DC 24...70V, F. CONT. RELAYS A. MOTOR CONT. SZ S00, | 7.37 | TEM | 1 | CP | 0.006 | 1
3RT29161BB00 | SURGE SUPPRESSOR, VARISTOR, AC 24...48V, DC 24...70V, F. CONT. RELAYS A. MOTOR CONT. SZ S00, | 7.37 | TEM | 1 | CP | 0.006 | 1
3RT29161BC00 | SURGE SUPPRESSOR, VARISTOR, AC 48...127V, DC 70...150V, F. CONT. RELAYS A. MOTOR CONT. SZ S00, | 7.37 | TEM | 1 | CP | 0.006 | 1
3RT29161BC00 | SURGE SUPPRESSOR, VARISTOR, AC 48...127V, DC 70...150V, F. CONT. RELAYS A. MOTOR CONT. SZ S00, | 7.37 | TEM | 1 | CP | 0.006 | 1
3RT29161BD00 | SURGE SUPPRESSOR, VARISTOR, AC 127...240V, DC 150...250V, F. CONT. RELAYS A. MOTOR CONT. SZ S00, | 7.37 | TEM | 1 | CP | 0.006 | 1
3RT29161BD00 | SURGE SUPPRESSOR, VARISTOR, AC 127...240V, DC 150...250V, F. CONT. RELAYS A. MOTOR CONT. SZ S00, | 7.37 | TEM | 1 | CP | 0.006 | 1
3RT29161BE00 | SURGE SUPPRESSOR, VARISTOR, AC 240...400V, F. CONT. RELAYS A. MOTOR CONT. SZ S00, | 7.37 | TEM | 1 | CP | 0.007 | 1
3RT29161BE00 | SURGE SUPPRESSOR, VARISTOR, AC 240...400V, F. CONT. RELAYS A. MOTOR CONT. SZ S00, | 7.37 | TEM | 1 | CP | 0.007 | 1
3RT29161CB00 | SURGE SUPPRESSOR, RC COUPLING, AC 24...48V, DC 24...70V, F. CONT. RELAYS A. MOTOR CONT. SZ S00, | 7.37 | TEM | 1 | CP | 0.007 | 1
3RT29161CB00 | SURGE SUPPRESSOR, RC COUPLING, AC 24...48V, DC 24...70V, F. CONT. RELAYS A. MOTOR CONT. SZ S00, | 7.37 | TEM | 1 | CP | 0.007 | 1
3RT29161CC00 | SURGE SUPPRESSOR, RC COUPLING, AC 48...127V, DC 70...150V, F. CONT. RELAYS A. MOTOR CONT. SZ S00, | 7.37 | TEM | 1 | CP | 0.007 | 1
3RT29161CC00 | SURGE SUPPRESSOR, RC COUPLING, AC 48...127V, DC 70...150V, F. CONT. RELAYS A. MOTOR CONT. SZ S00, | 7.37 | TEM | 1 | CP | 0.007 | 1
3RT29161CD00 | SURGE SUPPRESSOR, RC COUPLING, AC 127...240V, DC 150...250V, F. CONT. RELAYS A. MOTOR CONT. SZ S00, | 7.37 | TEM | 1 | CP | 0.007 | 1
3RT29161CD00 | SURGE SUPPRESSOR, RC COUPLING, AC 127...240V, DC 150...250V, F. CONT. RELAYS A. MOTOR CONT. SZ S00, | 7.37 | TEM | 1 | CP | 0.007 | 1
3RT29161CE00 | SURGE SUPPRESSOR, RC COUPLING, AC 240...400V, F. CONT. RELAYS A. MOTOR CONT. SZ S00, | 7.37 | TEM | 1 | CP | 0.007 | 1
3RT29161CE00 | SURGE SUPPRESSOR, RC COUPLING, AC 240...400V, F. CONT. RELAYS A. MOTOR CONT. SZ S00, | 7.37 | TEM | 1 | CP | 0.007 | 1
3RT29161DG00 | SURGE SUPPRESSOR, SUPPRESSION DIODE DC 12...250V, F. CONT. RELAYS A. MOTOR CONT. SZ S00, | 7.37 | TEM | 1 | CP | 0.005 | 1
3RT29161DG00 | SURGE SUPPRESSOR, SUPPRESSION DIODE DC 12...250V, F. CONT. RELAYS A. MOTOR CONT. SZ S00, | 7.37 | TEM | 1 | CP | 0.005 | 1
3RT29161EH00 | SURGE SUPPRESSOR, DIODE COMBINATION, DC 12...250V, F. CONT. RELAYS A. MOTOR CONT. SZ S00, | 8.03 | TEM | 1 | CP | 0.006 | 1
3RT29161EH00 | SURGE SUPPRESSOR, DIODE COMBINATION, DC 12...250V, F. CONT. RELAYS A. MOTOR CONT. SZ S00, | 8.03 | TEM | 1 | CP | 0.006 | 1
3RT29161JK00 | SURGE SUPPRESSOR, VARISTOR WITH LED, AC 48...127V, DC 24...70V, F. CONT. RELAYS A. MOTOR CONT. SZ S00, | 9.79 | TEM | 1 | CP | 0.007 | 1
3RT29161JK00 | SURGE SUPPRESSOR, VARISTOR WITH LED, AC 48...127V, DC 24...70V, F. CONT. RELAYS A. MOTOR CONT. SZ S00, | 9.79 | TEM | 1 | CP | 0.007 | 1
3RT29161JL00 | SURGE SUPPRESSOR, VARISTOR WITH LED, AC 127...240V, DC 70...150V F. CONT. RELAYS A. MOTOR CONT. SZ S00, | 9.79 | TEM | 1 | CP | 0.007 | 1
3RT29161JL00 | SURGE SUPPRESSOR, VARISTOR WITH LED, AC 127...240V, DC 70...150V F. CONT. RELAYS A. MOTOR CONT. SZ S00, | 9.79 | TEM | 1 | CP | 0.007 | 1
3RT29161LM00 | SURGE SUPPRESSOR, SUPPRESSION DIODE WITH LED, DC 24...70V, F. CONT. RELAYS A. MOTOR CONT. SZ S00, | 9.79 | TEM | 1 | CP | 0.006 | 1
3RT29161LM00 | SURGE SUPPRESSOR, SUPPRESSION DIODE WITH LED, DC 24...70V, F. CONT. RELAYS A. MOTOR CONT. SZ S00, | 9.79 | TEM | 1 | CP | 0.006 | 1
3RT29161LN00 | SURGE SUPPRESSOR, SUPPRESSION DIODE WITH LED, DC 70...150V, F. CONT. RELAYS A. MOTOR CONT. SZ S00, | 9.79 | TEM | 1 | CP | 0.006 | 1
3RT29161LN00 | SURGE SUPPRESSOR, SUPPRESSION DIODE WITH LED, DC 70...150V, F. CONT. RELAYS A. MOTOR CONT. SZ S00, | 9.79 | TEM | 1 | CP | 0.006 | 1
3RT29245AB01 | MAGNET COIL F. CONTACTORS 7,5KW AC 24V, 50HZ FOR MOTOR CONTACTORS SZ S0, SCREW TERMINAL | 16.94 | TEM | 1 | CP | 0.08 | 1
3RT29245AB01 | MAGNET COIL F. CONTACTORS 7,5KW AC 24V, 50HZ FOR MOTOR CONTACTORS SZ S0, SCREW TERMINAL | 16.94 | TEM | 1 | CP | 0.08 | 1
3RT29245AD01 | MAGNET COIL F. CONTACTORS 7,5KW AC 42V, 50HZ FOR MOTOR CONTACTORS SZ S0, SCREW TERMINAL, | 20.24 | TEM | 1 | CP | 0.074 | 1
3RT29245AD01 | MAGNET COIL F. CONTACTORS 7,5KW AC 42V, 50HZ FOR MOTOR CONTACTORS SZ S0, SCREW TERMINAL, | 20.24 | TEM | 1 | CP | 0.074 | 1
3RT29245AF01 | MAGNET COIL F. CONTACTORS 7,5KW AC 110V, 50HZ FOR MOTOR CONTACTORS SZ S0, SCREW TERMINAL, | 16.94 | TEM | 1 | CP | 0.085 | 1
3RT29245AF01 | MAGNET COIL F. CONTACTORS 7,5KW AC 110V, 50HZ FOR MOTOR CONTACTORS SZ S0, SCREW TERMINAL, | 16.94 | TEM | 1 | CP | 0.085 | 1
3RT29245AH01 | MAGNET COIL F. CONTACTORS 7,5KW AC 48V, 50HZ FOR MOTOR CONTACTORS SZ S0, SCREW TERMINAL, | 16.94 | TEM | 1 | CP | 0.072 | 1
3RT29245AH01 | MAGNET COIL F. CONTACTORS 7,5KW AC 48V, 50HZ FOR MOTOR CONTACTORS SZ S0, SCREW TERMINAL, | 16.94 | TEM | 1 | CP | 0.072 | 1
3RT29245AP01 | MAGNET COIL F. CONTACTORS 7,5KW AC 230V, 50HZ FOR MOTOR CONTACTORS SZ S0, SCREW TERMINAL, | 16.94 | TEM | 1 | CP | 0.069 | 1
3RT29245AP01 | MAGNET COIL F. CONTACTORS 7,5KW AC 230V, 50HZ FOR MOTOR CONTACTORS SZ S0, SCREW TERMINAL, | 16.94 | TEM | 1 | CP | 0.069 | 1
3RT29245AV01 | MAGNET COIL F. CONTACTORS 7,5KW AC 400V, 50HZ FOR MOTOR CONTACTORS SZ S0, SCREW TERMINAL, | 20.24 | TEM | 1 | CP | 0.073 | 1
3RT29245AV01 | MAGNET COIL F. CONTACTORS 7,5KW AC 400V, 50HZ FOR MOTOR CONTACTORS SZ S0, SCREW TERMINAL, | 20.24 | TEM | 1 | CP | 0.073 | 1
3RT29261BB00 | SURGE SUPPRESSOR, VARISTOR, AC 24...48V, DC 24...70V, FOR MOTOR CONTACTORS SZ S0, | 9.68 | TEM | 1 | CP | 0.004 | 1
3RT29261BB00 | SURGE SUPPRESSOR, VARISTOR, AC 24...48V, DC 24...70V, FOR MOTOR CONTACTORS SZ S0, | 9.68 | TEM | 1 | CP | 0.004 | 1
3RT29261BD00 | SURGE SUPPRESSOR, VARISTOR, AC 127...240V, DC 150...250V, FOR MOTOR CONTACTORS SZ S0, | 9.68 | TEM | 1 | CP | 0.004 | 1
3RT29261BD00 | SURGE SUPPRESSOR, VARISTOR, AC 127...240V, DC 150...250V, FOR MOTOR CONTACTORS SZ S0, | 9.68 | TEM | 1 | CP | 0.004 | 1
3RT29261CB00 | SURGE SUPPRESSOR, RC COUPLING, AC 24...48V, DC 24...70V, FOR MOTOR CONTACTORS SZ S0, | 12.21 | TEM | 1 | CP | 0.005 | 1
3RT29261CB00 | SURGE SUPPRESSOR, RC COUPLING, AC 24...48V, DC 24...70V, FOR MOTOR CONTACTORS SZ S0, | 12.21 | TEM | 1 | CP | 0.005 | 1
3RT29261CD00 | SURGE SUPPRESSOR, RC COUPLING, AC 127...240V, DC 150...250V, FOR MOTOR CONTACTORS SZ S0, | 12.21 | TEM | 1 | CP | 0.005 | 1
3RT29261CD00 | SURGE SUPPRESSOR, RC COUPLING, AC 127...240V, DC 150...250V, FOR MOTOR CONTACTORS SZ S0, | 12.21 | TEM | 1 | CP | 0.005 | 1
3RT29261CE00 | SURGE SUPPRESSOR, RC COUPLING, AC 240...400V, FOR MOTOR CONTACTORS SZ S0, | 12.21 | TEM | 1 | CP | 0.006 | 1
3RT29261CE00 | SURGE SUPPRESSOR, RC COUPLING, AC 240...400V, FOR MOTOR CONTACTORS SZ S0, | 12.21 | TEM | 1 | CP | 0.006 | 1
3RT29261ER00 | SURGE SUPPRESSOR, DIODE COMBINATION, DC 24 V, FOR MOTOR CONTACTORS SZ S0, | 12.87 | TEM | 1 | CP | 0.004 | 1
3RT29261ER00 | SURGE SUPPRESSOR, DIODE COMBINATION, DC 24 V, FOR MOTOR CONTACTORS SZ S0, | 12.87 | TEM | 1 | CP | 0.004 | 1
3RT29261MR00 | SURGE SUPPRESSOR, DIODE COMBINATION WITH LED, DC 24 V, FOR MOTOR CONTACTORS SZ S0, | 16.83 | TEM | 1 | CP | 0.004 | 1
3RT29261MR00 | SURGE SUPPRESSOR, DIODE COMBINATION WITH LED, DC 24 V, FOR MOTOR CONTACTORS SZ S0, | 16.83 | TEM | 1 | CP | 0.004 | 1
3RT29262PA01 | PNEUMATIC TIME-RELAY BLOCK ON-DELAY 0.1 ... 30S 1NO + 1NC, FOR MOTOR CONTACTORS SZ S0 | 76.34 | TEM | 1 | CP | 0.1 | 1
3RT29262PA01 | PNEUMATIC TIME-RELAY BLOCK ON-DELAY 0.1 ... 30S 1NO + 1NC, FOR MOTOR CONTACTORS SZ S0 | 76.34 | TEM | 1 | CP | 0.1 | 1
3RT29262PA11 | PNEUMATIC TIME-RELAY BLOCK ON-DELAY 1 ... 60S 1NO + 1NC, FOR MOTOR CONTACTORS SZ S0 | 76.34 | TEM | 1 | CP | 0.097 | 1
3RT29262PA11 | PNEUMATIC TIME-RELAY BLOCK ON-DELAY 1 ... 60S 1NO + 1NC, FOR MOTOR CONTACTORS SZ S0 | 76.34 | TEM | 1 | CP | 0.097 | 1
3RT29262PR01 | PNEUMATIC TIME-RELAY BLOCK OFF-DELAY 0.1 ... 30S 1NO + 1NC, FOR MOTOR CONTACTORS SZ S0 | 81.18 | TEM | 1 | CP | 0.099 | 1
3RT29262PR01 | PNEUMATIC TIME-RELAY BLOCK OFF-DELAY 0.1 ... 30S 1NO + 1NC, FOR MOTOR CONTACTORS SZ S0 | 81.18 | TEM | 1 | CP | 0.099 | 1
3RT29262PR11 | PNEUMATIC TIME-RELAY BLOCK OFF-DELAY 1 ... 60S 1NO + 1NC, FOR MOTOR CONTACTORS SZ S0 | 81.18 | TEM | 1 | CP | 0.098 | 1
3RT29262PR11 | PNEUMATIC TIME-RELAY BLOCK OFF-DELAY 1 ... 60S 1NO + 1NC, FOR MOTOR CONTACTORS SZ S0 | 81.18 | TEM | 1 | CP | 0.098 | 1
3RT29265AB01 | MAGNET COIL F. CONTACTOR 18,5KW AC 24V, 50HZ FOR MOTOR CONTACTORS SZ S0, SCREW TERMINAL | 16.94 | TEM | 1 | CP | 0.08 | 1
3RT29265AB01 | MAGNET COIL F. CONTACTOR 18,5KW AC 24V, 50HZ FOR MOTOR CONTACTORS SZ S0, SCREW TERMINAL | 16.94 | TEM | 1 | CP | 0.08 | 1
3RT29265AD01 | MAGNET COIL F. CONTACTOR 18,5KW AC 42V, 50HZ FOR MOTOR CONTACTORS SZ S0, SCREW TERMINAL, | 20.24 | TEM | 1 | CP | 0.08 | 1
3RT29265AD01 | MAGNET COIL F. CONTACTOR 18,5KW AC 42V, 50HZ FOR MOTOR CONTACTORS SZ S0, SCREW TERMINAL, | 20.24 | TEM | 1 | CP | 0.08 | 1
3RT29265AF01 | MAGNET COIL F. CONTACTOR 18,5KW AC 110V, 50HZ FOR MOTOR CONTACTORS SZ S0, SCREW TERMINAL, | 16.94 | TEM | 1 | CP | 0.083 | 1
3RT29265AF01 | MAGNET COIL F. CONTACTOR 18,5KW AC 110V, 50HZ FOR MOTOR CONTACTORS SZ S0, SCREW TERMINAL, | 16.94 | TEM | 1 | CP | 0.083 | 1
3RT29265AP01 | MAGNET COIL F. CONTACTOR 18,5KW AC 230V, 50HZ FOR MOTOR CONTACTORS SZ S0, SCREW TERMINAL, | 16.94 | TEM | 1 | CP | 0.077 | 1
3RT29265AP01 | MAGNET COIL F. CONTACTOR 18,5KW AC 230V, 50HZ FOR MOTOR CONTACTORS SZ S0, SCREW TERMINAL, | 16.94 | TEM | 1 | CP | 0.077 | 1
3RT29265AV01 | MAGNET COIL F. CONTACTOR 18,5KW AC 400V, 50HZ FOR MOTOR CONTACTORS SZ S0, SCREW TERMINAL, | 20.24 | TEM | 1 | CP | 0.075 | 1
3RT29265AV01 | MAGNET COIL F. CONTACTOR 18,5KW AC 400V, 50HZ FOR MOTOR CONTACTORS SZ S0, SCREW TERMINAL, | 20.24 | TEM | 1 | CP | 0.075 | 1
3RT29345AL21 | MAGNET COIL FOR CONTACTORS S2, 230V AC 50/60 HZ | 20.79 | TEM | 1 | CP | 0.118 | 1
3RT29345AL21 | MAGNET COIL FOR CONTACTORS S2, 230V AC 50/60 HZ | 20.79 | TEM | 1 | CP | 0.118 | 1
3RT29345AP01 | MAGNET COIL FOR CONTACTORS S2, 230V AC 50HZ | 20.79 | TEM | 1 | CP | 0.12 | 1
3RT29345AP01 | MAGNET COIL FOR CONTACTORS S2, 230V AC 50HZ | 20.79 | TEM | 1 | CP | 0.12 | 1
3RU11160AB0 | OVERLOAD RELAY, 0.11...0.16 A, 1NO+1NC, SIZE S00, CLASS 10, FOR CONTACTOR MOUNTING | 38.24 | TEM | 1 | CP | 0.147 | 1
3RU11160AB0 | OVERLOAD RELAY, 0.11...0.16 A, 1NO+1NC, SIZE S00, CLASS 10, FOR CONTACTOR MOUNTING | 38.24 | TEM | 1 | CP | 0.147 | 1
3RU11160BB0 | OVERLOAD RELAY, 0.14...0.2 A, 1NO+1NC, SIZE S00, CLASS 10, FOR CONTACTOR MOUNTING | 38.24 | TEM | 1 | CP | 0.146 | 1
3RU11160BB0 | OVERLOAD RELAY, 0.14...0.2 A, 1NO+1NC, SIZE S00, CLASS 10, FOR CONTACTOR MOUNTING | 38.24 | TEM | 1 | CP | 0.146 | 1
3RU11160CB0 | OVERLOAD RELAY, 0.18...0.25 A, 1NO+1NC, SIZE S00, CLASS 10, FOR CONTACTOR MOUNTING | 38.24 | TEM | 1 | CP | 0.154 | 1
3RU11160CB0 | OVERLOAD RELAY, 0.18...0.25 A, 1NO+1NC, SIZE S00, CLASS 10, FOR CONTACTOR MOUNTING | 38.24 | TEM | 1 | CP | 0.154 | 1
3RU11160CB1 | OVERLOAD RELAY, 0.18...0.25 A, 1NO+1NC, SIZE S00, CLASS 10, FOR INDIVID. MOUNTING | 49.02 | TEM | 1 | CP | 0.174 | 1
3RU11160CB1 | OVERLOAD RELAY, 0.18...0.25 A, 1NO+1NC, SIZE S00, CLASS 10, FOR INDIVID. MOUNTING | 49.02 | TEM | 1 | CP | 0.174 | 1
3RU11160DB0 | OVERLOAD RELAY, 0.22...0.32 A, 1NO+1NC, SIZE S00, CLASS 10, FOR CONTACTOR MOUNTING | 38.24 | TEM | 1 | CP | 0.152 | 1
3RU11160DB0 | OVERLOAD RELAY, 0.22...0.32 A, 1NO+1NC, SIZE S00, CLASS 10, FOR CONTACTOR MOUNTING | 38.24 | TEM | 1 | CP | 0.152 | 1
3RU11160DB1 | OVERLOAD RELAY, 0.22...0.32 A, 1NO+1NC, SIZE S00, CLASS 10, FOR INDIVID. MOUNTING | 49.02 | TEM | 1 | CP | 0.175 | 1
3RU11160DB1 | OVERLOAD RELAY, 0.22...0.32 A, 1NO+1NC, SIZE S00, CLASS 10, FOR INDIVID. MOUNTING | 49.02 | TEM | 1 | CP | 0.175 | 1
3RU11160EB0 | OVERLOAD RELAY, 0.28...0.4 A, 1NO+1NC, SIZE S00, CLASS 10, FOR CONTACTOR MOUNTING | 38.24 | TEM | 1 | CP | 0.15 | 1
3RU11160EB0 | OVERLOAD RELAY, 0.28...0.4 A, 1NO+1NC, SIZE S00, CLASS 10, FOR CONTACTOR MOUNTING | 38.24 | TEM | 1 | CP | 0.15 | 1
3RU11160EB1 | OVERLOAD RELAY, 0.28...0.4 A, 1NO+1NC, SIZE S00, CLASS 10, FOR INDIVID. MOUNTING | 49.02 | TEM | 1 | CP | 0.21 | 1
3RU11160EB1 | OVERLOAD RELAY, 0.28...0.4 A, 1NO+1NC, SIZE S00, CLASS 10, FOR INDIVID. MOUNTING | 49.02 | TEM | 1 | CP | 0.21 | 1
3RU11160FB0 | OVERLOAD RELAY, 0.35...0.5 A, 1NO+1NC, SIZE S00, CLASS 10, FOR CONTACTOR MOUNTING | 38.24 | TEM | 1 | CP | 0.155 | 1
3RU11160FB0 | OVERLOAD RELAY, 0.35...0.5 A, 1NO+1NC, SIZE S00, CLASS 10, FOR CONTACTOR MOUNTING | 38.24 | TEM | 1 | CP | 0.155 | 1
3RU11160FB1 | OVERLOAD RELAY, 0.35...0.5 A, 1NO+1NC, SIZE S00, CLASS 10, FOR INDIVID. MOUNTING | 49.02 | TEM | 1 | CP | 0.174 | 1
3RU11160FB1 | OVERLOAD RELAY, 0.35...0.5 A, 1NO+1NC, SIZE S00, CLASS 10, FOR INDIVID. MOUNTING | 49.02 | TEM | 1 | CP | 0.174 | 1
3RU11160GB0 | OVERLOAD RELAY 0.45...0.63 A FOR MOTOR PROTECTION SIZE S00, CLASS 10 FOR CONTACTOR MOUNTING MAIN CIRCUIT: SCREW CONN. AUX. CIRCUIT: SCREW CONN. MANUAL-AUTOMATIC-RESET | 38.24 | TEM | 1 | CP | 0.155 | 1
3RU11160GB0 | OVERLOAD RELAY 0.45...0.63 A FOR MOTOR PROTECTION SIZE S00, CLASS 10 FOR CONTACTOR MOUNTING MAIN CIRCUIT: SCREW CONN. AUX. CIRCUIT: SCREW CONN. MANUAL-AUTOMATIC-RESET | 38.24 | TEM | 1 | CP | 0.155 | 1
3RU11160GB1 | OVERLOAD RELAY, 0.45...0.63 A, 1NO+1NC, SIZE S00, CLASS 10, FOR INDIVID. MOUNTING | 49.02 | TEM | 1 | CP | 0.175 | 1
3RU11160GB1 | OVERLOAD RELAY, 0.45...0.63 A, 1NO+1NC, SIZE S00, CLASS 10, FOR INDIVID. MOUNTING | 49.02 | TEM | 1 | CP | 0.175 | 1
3RU11160HB0 | OVERLOAD RELAY, 0.55...0.8 A, 1NO+1NC, SIZE S00, CLASS 10, FOR CONTACTOR MOUNTING | 38.24 | TEM | 1 | CP | 0.152 | 1
3RU11160HB0 | OVERLOAD RELAY, 0.55...0.8 A, 1NO+1NC, SIZE S00, CLASS 10, FOR CONTACTOR MOUNTING | 38.24 | TEM | 1 | CP | 0.152 | 1
3RU11160HB1 | OVERLOAD RELAY, 0.55...0.8 A, 1NO+1NC, SIZE S00, CLASS 10, FOR INDIVID. MOUNTING | 49.02 | TEM | 1 | CP | 0.175 | 1
3RU11160HB1 | OVERLOAD RELAY, 0.55...0.8 A, 1NO+1NC, SIZE S00, CLASS 10, FOR INDIVID. MOUNTING | 49.02 | TEM | 1 | CP | 0.175 | 1
3RU11160JB0 | OVERLOAD RELAY, 0.7...1 A, 1NO+1NC, SIZE S00, CLASS 10, FOR CONTACTOR MOUNTING | 38.24 | TEM | 1 | CP | 0.27 | 1
3RU11160JB0 | OVERLOAD RELAY, 0.7...1 A, 1NO+1NC, SIZE S00, CLASS 10, FOR CONTACTOR MOUNTING | 38.24 | TEM | 1 | CP | 0.27 | 1
3RU11160JB1 | OVERLOAD RELAY, 0.7...1 A, 1NO+1NC, SIZE S00, CLASS 10, FOR INDIVID. MOUNTING | 49.02 | TEM | 1 | CP | 0.184 | 1
3RU11160JB1 | OVERLOAD RELAY, 0.7...1 A, 1NO+1NC, SIZE S00, CLASS 10, FOR INDIVID. MOUNTING | 49.02 | TEM | 1 | CP | 0.184 | 1
3RU11160KB0 | OVERLOAD RELAY, 0.9...1.25 A, 1NO+1NC, SIZE S00, CLASS 10, FOR CONTACTOR MOUNTING | 38.24 | TEM | 1 | CP | 0.155 | 1
3RU11160KB0 | OVERLOAD RELAY, 0.9...1.25 A, 1NO+1NC, SIZE S00, CLASS 10, FOR CONTACTOR MOUNTING | 38.24 | TEM | 1 | CP | 0.155 | 1
3RU11160KB1 | OVERLOAD RELAY, 0.9...1.25 A, 1NO+1NC, SIZE S00, CLASS 10, FOR INDIVID. MOUNTING | 49.02 | TEM | 1 | CP | 0.177 | 1
3RU11160KB1 | OVERLOAD RELAY, 0.9...1.25 A, 1NO+1NC, SIZE S00, CLASS 10, FOR INDIVID. MOUNTING | 49.02 | TEM | 1 | CP | 0.177 | 1
3RU11161AB0 | OVERLOAD RELAY, 1.1...1.6 A, 1NO+1NC, SIZE S00, CLASS 10, FOR CONTACTOR MOUNTING | 38.24 | TEM | 1 | CP | 0.155 | 1
3RU11161AB0 | OVERLOAD RELAY, 1.1...1.6 A, 1NO+1NC, SIZE S00, CLASS 10, FOR CONTACTOR MOUNTING | 38.24 | TEM | 1 | CP | 0.155 | 1
3RU11161AB1 | OVERLOAD RELAY, 1.1...1.6 A, 1NO+1NC, SIZE S00, CLASS 10, FOR INDIVID. MOUNTING | 49.02 | TEM | 1 | CP | 0.186 | 1
3RU11161AB1 | OVERLOAD RELAY, 1.1...1.6 A, 1NO+1NC, SIZE S00, CLASS 10, FOR INDIVID. MOUNTING | 49.02 | TEM | 1 | CP | 0.186 | 1
3RU11161AC1 | OVERLOAD RELAY, 1.1...1.6 A, 1NO+1NC, SIZE S00, CLASS 10, CAGE CLAMP CONNECTION, FOR INSTALLAT. AS A SINGLE UNIT | 49.71 | TEM | 1 | CP | 0.22 | 1
3RU11161AC1 | OVERLOAD RELAY, 1.1...1.6 A, 1NO+1NC, SIZE S00, CLASS 10, CAGE CLAMP CONNECTION, FOR INSTALLAT. AS A SINGLE UNIT | 49.71 | TEM | 1 | CP | 0.22 | 1
3RU11161BB0 | OVERLOAD RELAY, 1.4...2 A, 1NO+1NC, SIZE S00, CLASS 10, FOR CONTACTOR MOUNTING | 38.24 | TEM | 1 | CP | 0.157 | 1
3RU11161BB0 | OVERLOAD RELAY, 1.4...2 A, 1NO+1NC, SIZE S00, CLASS 10, FOR CONTACTOR MOUNTING | 38.24 | TEM | 1 | CP | 0.157 | 1
3RU11161BB0 | OVERLOAD RELAY, 1.4...2 A, 1NO+1NC, SIZE S00, CLASS 10, FOR CONTACTOR MOUNTING | 38.24 | TEM | 1 | CP | 0.157 | 1
3RU11161BB1 | OVERLOAD RELAY, 1.4...2 A, 1NO+1NC, SIZE S00, CLASS 10, FOR INDIVID. MOUNTING | 49.02 | TEM | 1 | CP | 0.2 | 1
3RU11161BB1 | OVERLOAD RELAY, 1.4...2 A, 1NO+1NC, SIZE S00, CLASS 10, FOR INDIVID. MOUNTING | 49.02 | TEM | 1 | CP | 0.2 | 1
3RU11161CB0 | OVERLOAD RELAY, 1.8...2.5 A, 1NO+1NC, SIZE S00, CLASS 10, FOR CONTACTOR MOUNTING | 38.24 | TEM | 1 | CP | 0.156 | 1
3RU11161CB0 | OVERLOAD RELAY, 1.8...2.5 A, 1NO+1NC, SIZE S00, CLASS 10, FOR CONTACTOR MOUNTING | 38.24 | TEM | 1 | CP | 0.156 | 1
3RU11161CB1 | OVERLOAD RELAY, 1.8...2.5 A, 1NO+1NC, SIZE S00, CLASS 10, FOR INDIVID. MOUNTING | 49.02 | TEM | 1 | CP | 0.18 | 1
3RU11161CB1 | OVERLOAD RELAY, 1.8...2.5 A, 1NO+1NC, SIZE S00, CLASS 10, FOR INDIVID. MOUNTING | 49.02 | TEM | 1 | CP | 0.18 | 1
3RU11161CC1 | OVERLOAD RELAY, 1.8...2.5 A, 1NO+1NC, SIZE S00, CLASS 10, CAGE CLAMP CONNECTION, FOR INSTALLAT. AS A SINGLE UNIT | 49.71 | TEM | 1 | CP | 0.189 | 1
3RU11161CC1 | OVERLOAD RELAY, 1.8...2.5 A, 1NO+1NC, SIZE S00, CLASS 10, CAGE CLAMP CONNECTION, FOR INSTALLAT. AS A SINGLE UNIT | 49.71 | TEM | 1 | CP | 0.189 | 1
3RU11161DB0 | OVERLOAD RELAY, 2.2...3.2 A, 1NO+1NC, SIZE S00, CLASS 10, FOR CONTACTOR MOUNTING | 38.24 | TEM | 1 | CP | 0.155 | 1
3RU11161DB0 | OVERLOAD RELAY, 2.2...3.2 A, 1NO+1NC, SIZE S00, CLASS 10, FOR CONTACTOR MOUNTING | 38.24 | TEM | 1 | CP | 0.155 | 1
3RU11161DB1 | OVERLOAD RELAY, 2.2...3.2 A 1NO+1NC, SIZE S00, CLASS 10, FOR INDIVID. MOUNTING | 49.02 | TEM | 1 | CP | 0.18 | 1
3RU11161DB1 | OVERLOAD RELAY, 2.2...3.2 A 1NO+1NC, SIZE S00, CLASS 10, FOR INDIVID. MOUNTING | 49.02 | TEM | 1 | CP | 0.18 | 1
3RU11161DC1 | OVERLOAD RELAY, 2.2...3.2 A, 1NO+1NC, SIZE S00, CLASS 10, CAGE CLAMP CONNECTION, FOR INSTALLAT. AS A SINGLE UNIT | 49.71 | TEM | 1 | CP | 0.192 | 1
3RU11161DC1 | OVERLOAD RELAY, 2.2...3.2 A, 1NO+1NC, SIZE S00, CLASS 10, CAGE CLAMP CONNECTION, FOR INSTALLAT. AS A SINGLE UNIT | 49.71 | TEM | 1 | CP | 0.192 | 1
3RU11161EB0 | OVERLOAD RELAY, 2.8...4 A, 1NO+1NC, SIZE S00, CLASS 10, FOR CONTACTOR MOUNTING | 38.24 | TEM | 1 | CP | 0.155 | 1
3RU11161EB0 | OVERLOAD RELAY, 2.8...4 A, 1NO+1NC, SIZE S00, CLASS 10, FOR CONTACTOR MOUNTING | 38.24 | TEM | 1 | CP | 0.155 | 1
3RU11161EB1 | OVERLOAD RELAY, 2.8...4 A, 1NO+1NC, SIZE S00, CLASS 10, FOR INDIVID. MOUNTING | 49.02 | TEM | 1 | CP | 0.187 | 1
3RU11161EB1 | OVERLOAD RELAY, 2.8...4 A, 1NO+1NC, SIZE S00, CLASS 10, FOR INDIVID. MOUNTING | 49.02 | TEM | 1 | CP | 0.187 | 1
3RU11161FB0 | OVERLOAD RELAY, 3.5...5 A, 1NO+1NC, SIZE S00, CLASS 10, FOR CONTACTOR MOUNTING | 38.24 | TEM | 1 | CP | 0.161 | 1
3RU11161FB0 | OVERLOAD RELAY, 3.5...5 A, 1NO+1NC, SIZE S00, CLASS 10, FOR CONTACTOR MOUNTING | 38.24 | TEM | 1 | CP | 0.161 | 1
3RU11161FB1 | OVERLOAD RELAY, 3.5...5 A, 1NO+1NC, SIZE S00, CLASS 10, FOR INDIVID. MOUNTING | 49.02 | TEM | 1 | CP | 0.182 | 1
3RU11161FB1 | OVERLOAD RELAY, 3.5...5 A, 1NO+1NC, SIZE S00, CLASS 10, FOR INDIVID. MOUNTING | 49.02 | TEM | 1 | CP | 0.182 | 1
3RU11161GB0 | OVERLOAD RELAY, 4.5...6.3 A, 1NO+1NC, SIZE S00, CLASS 10, FOR CONTACTOR MOUNTING | 38.24 | TEM | 1 | CP | 0.157 | 1
3RU11161GB0 | OVERLOAD RELAY, 4.5...6.3 A, 1NO+1NC, SIZE S00, CLASS 10, FOR CONTACTOR MOUNTING | 38.24 | TEM | 1 | CP | 0.157 | 1
3RU11161GB1 | OVERLOAD RELAY 4.5...6.3 A FOR MOTOR PROTECTION SIZE S00, CLASS 10 FOR INDIVID. MOUNTING MAIN CIRCUIT: SCREW CONN. AUX. CIRCUIT: SCREW CONN. MANUAL-AUTOMATIC-RESET | 49.02 | TEM | 1 | CP | 0.192 | 1
3RU11161GB1 | OVERLOAD RELAY 4.5...6.3 A FOR MOTOR PROTECTION SIZE S00, CLASS 10 FOR INDIVID. MOUNTING MAIN CIRCUIT: SCREW CONN. AUX. CIRCUIT: SCREW CONN. MANUAL-AUTOMATIC-RESET | 49.02 | TEM | 1 | CP | 0.192 | 1
3RU11161HB0 | OVERLOAD RELAY, 5.5...8 A, 1NO+1NC, SIZE S00, CLASS 10, FOR CONTACTOR MOUNTING | 38.24 | TEM | 1 | CP | 0.16 | 1
3RU11161HB0 | OVERLOAD RELAY, 5.5...8 A, 1NO+1NC, SIZE S00, CLASS 10, FOR CONTACTOR MOUNTING | 38.24 | TEM | 1 | CP | 0.16 | 1
3RU11161HB1 | OVERLOAD RELAY, 5.5...8 A, 1NO+1NC, SIZE S00, CLASS 10, FOR INDIVID. MOUNTING | 49.02 | TEM | 1 | CP | 0.195 | 1
3RU11161HB1 | OVERLOAD RELAY, 5.5...8 A, 1NO+1NC, SIZE S00, CLASS 10, FOR INDIVID. MOUNTING | 49.02 | TEM | 1 | CP | 0.195 | 1
3RU11161HC1 | OVERLOAD RELAY, 5.5...8 A, 1NO+1NC, SIZE S00, CLASS 10, CAGE CLAMP CONNECTION, FOR INSTALLAT. AS A SINGLE UNIT | 49.71 | TEM | 1 | CP | 0.194 | 1
3RU11161HC1 | OVERLOAD RELAY, 5.5...8 A, 1NO+1NC, SIZE S00, CLASS 10, CAGE CLAMP CONNECTION, FOR INSTALLAT. AS A SINGLE UNIT | 49.71 | TEM | 1 | CP | 0.194 | 1
3RU11161JB0 | OVERLOAD RELAY, 7...10 A, 1NO+1NC, SIZE S00, CLASS 10, FOR CONTACTOR MOUNTING | 38.24 | TEM | 1 | CP | 0.159 | 1
3RU11161JB0 | OVERLOAD RELAY, 7...10 A, 1NO+1NC, SIZE S00, CLASS 10, FOR CONTACTOR MOUNTING | 38.24 | TEM | 1 | CP | 0.159 | 1
3RU11161JB1 | OVERLOAD RELAY, 7...10 A, 1NO+1NC, SIZE S00, CLASS 10, FOR INDIVID. MOUNTING | 49.02 | TEM | 1 | CP | 0.192 | 1
3RU11161JB1 | OVERLOAD RELAY, 7...10 A, 1NO+1NC, SIZE S00, CLASS 10, FOR INDIVID. MOUNTING | 49.02 | TEM | 1 | CP | 0.192 | 1
3RU11161KB0 | OVERLOAD RELAY, 9...12 A, 1NO+1NC, SIZE S00, CLASS 10, FOR CONTACTOR MOUNTING | 38.24 | TEM | 1 | CP | 0.155 | 1
3RU11161KB0 | OVERLOAD RELAY, 9...12 A, 1NO+1NC, SIZE S00, CLASS 10, FOR CONTACTOR MOUNTING | 38.24 | TEM | 1 | CP | 0.155 | 1
3RU11161KB1 | OVERLOAD RELAY, 9...12 A, 1NO+1NC, SIZE S00, CLASS 10, FOR INDIVID. MOUNTING | 49.02 | TEM | 1 | CP | 0.183 | 1
3RU11161KB1 | OVERLOAD RELAY, 9...12 A, 1NO+1NC, SIZE S00, CLASS 10, FOR INDIVID. MOUNTING | 49.02 | TEM | 1 | CP | 0.183 | 1
3RU11161KC1 | OVERLOAD RELAY, 9...12 A, 1NO+1NC, SIZE S00, CLASS 10, CAGE CLAMP CONNECTION, FOR INSTALLAT. AS A SINGLE UNIT | 49.71 | TEM | 1 | CP | 0.194 | 1
3RU11161KC1 | OVERLOAD RELAY, 9...12 A, 1NO+1NC, SIZE S00, CLASS 10, CAGE CLAMP CONNECTION, FOR INSTALLAT. AS A SINGLE UNIT | 49.71 | TEM | 1 | CP | 0.194 | 1
3RU11261CB0 | OVERLOAD RELAY, 1.8...2.5 A, 1NO+1NC, SIZE S0, CLASS 10, FOR CONTACTOR MOUNTING | 39.71 | TEM | 1 | CP | 0.181 | 1
3RU11261CB0 | OVERLOAD RELAY, 1.8...2.5 A, 1NO+1NC, SIZE S0, CLASS 10, FOR CONTACTOR MOUNTING | 39.71 | TEM | 1 | CP | 0.181 | 1
3RU11261DB0 | OVERLOAD RELAY, 2.2...3.2 A, 1NO+1NC, SIZE S0, CLASS 10, FOR CONTACTOR MOUNTING | 39.71 | TEM | 1 | CP | 0.182 | 1
3RU11261DB0 | OVERLOAD RELAY, 2.2...3.2 A, 1NO+1NC, SIZE S0, CLASS 10, FOR CONTACTOR MOUNTING | 39.71 | TEM | 1 | CP | 0.182 | 1
3RU11261EB0 | OVERLOAD RELAY, 2.8...4 A, 1NO+1NC, SIZE S0, CLASS 10, FOR CONTACTOR MOUNTING | 39.71 | TEM | 1 | CP | 0.18 | 1
3RU11261EB0 | OVERLOAD RELAY, 2.8...4 A, 1NO+1NC, SIZE S0, CLASS 10, FOR CONTACTOR MOUNTING | 39.71 | TEM | 1 | CP | 0.18 | 1
3RU11261FB0 | OVERLOAD RELAY, 3.5...5 A, 1NO+1NC, SIZE S0, CLASS 10, FOR CONTACTOR MOUNTING | 39.71 | TEM | 1 | CP | 0.18 | 1
3RU11261FB0 | OVERLOAD RELAY, 3.5...5 A, 1NO+1NC, SIZE S0, CLASS 10, FOR CONTACTOR MOUNTING | 39.71 | TEM | 1 | CP | 0.18 | 1
3RU11261GB0 | OVERLOAD RELAY, 4.5...6.3 A, 1NO+1NC, SIZE S0, CLASS 10, FOR CONTACTOR MOUNTING | 39.71 | TEM | 1 | CP | 0.185 | 1
3RU11261GB0 | OVERLOAD RELAY, 4.5...6.3 A, 1NO+1NC, SIZE S0, CLASS 10, FOR CONTACTOR MOUNTING | 39.71 | TEM | 1 | CP | 0.185 | 1
3RU11261GB0 | OVERLOAD RELAY, 4.5...6.3 A, 1NO+1NC, SIZE S0, CLASS 10, FOR CONTACTOR MOUNTING | 39.71 | TEM | 1 | CP | 0.185 | 1
3RU11261GD0 | OVERLOAD RELAY, 4.5...6.3 A, 1NO+1NC, SIZE S0, CLASS 10, MAIN CIRCUIT: SCREW CONNECTION, AUXILIARY CIRCUIT: CAGE CLAMP, FOR CONTACTOR MOUNTING | 40.59 | TEM | 1 | CP | 0.184 | 1
3RU11261GD0 | OVERLOAD RELAY, 4.5...6.3 A, 1NO+1NC, SIZE S0, CLASS 10, MAIN CIRCUIT: SCREW CONNECTION, AUXILIARY CIRCUIT: CAGE CLAMP, FOR CONTACTOR MOUNTING | 40.59 | TEM | 1 | CP | 0.184 | 1
3RU11261HB0 | OVERLOAD RELAY, 5.5...8 A, 1NO+1NC, SIZE S0, CLASS 10, FOR CONTACTOR MOUNTING | 39.71 | TEM | 1 | CP | 0.185 | 1
3RU11261HB0 | OVERLOAD RELAY, 5.5...8 A, 1NO+1NC, SIZE S0, CLASS 10, FOR CONTACTOR MOUNTING | 39.71 | TEM | 1 | CP | 0.185 | 1
3RU11261JB0 | OVERLOAD RELAY, 7...10 A, 1NO+1NC, SIZE S0, CLASS 10, FOR CONTACTOR MOUNTING | 39.71 | TEM | 1 | CP | 0.185 | 1
3RU11261JB0 | OVERLOAD RELAY, 7...10 A, 1NO+1NC, SIZE S0, CLASS 10, FOR CONTACTOR MOUNTING | 39.71 | TEM | 1 | CP | 0.185 | 1
3RU11261KB0 | OVERLOAD RELAY, 9...12.5 A, 1NO+1NC, SIZE S0, CLASS 10, FOR CONTACTOR MOUNTING | 39.71 | TEM | 1 | CP | 0.185 | 1
3RU11261KB0 | OVERLOAD RELAY, 9...12.5 A, 1NO+1NC, SIZE S0, CLASS 10, FOR CONTACTOR MOUNTING | 39.71 | TEM | 1 | CP | 0.185 | 1
3RU11261KD0 | OVERLOAD RELAY, 9...12.5 A, 1NO+1NC, SIZE S0, CLASS 10, MAIN CIRCUIT: SCREW CONNECTION, AUXILIARY CIRCUIT: CAGE CLAMP, FOR CONTACTOR MOUNTING | 40.59 | TEM | 1 | CP | 0.182 | 1
3RU11261KD0 | OVERLOAD RELAY, 9...12.5 A, 1NO+1NC, SIZE S0, CLASS 10, MAIN CIRCUIT: SCREW CONNECTION, AUXILIARY CIRCUIT: CAGE CLAMP, FOR CONTACTOR MOUNTING | 40.59 | TEM | 1 | CP | 0.182 | 1
3RU11264AB0 | OVERLOAD RELAY,11...16 A, 1NO+1NC, SIZE S0, CLASS 10, FOR CONTACTOR MOUNTING | 39.71 | TEM | 1 | CP | 0.193 | 1
3RU11264AB0 | OVERLOAD RELAY,11...16 A, 1NO+1NC, SIZE S0, CLASS 10, FOR CONTACTOR MOUNTING | 39.71 | TEM | 1 | CP | 0.193 | 1
3RU11264AB1 | OVERLOAD RELAY, 11...16 A, 1NO+1NC, SIZE S0, CLASS 10, SCREW CONNECTION, FOR INDIVID. MOUNTING | 50.88 | TEM | 1 | CP | 0.238 | 1
3RU11264AB1 | OVERLOAD RELAY, 11...16 A, 1NO+1NC, SIZE S0, CLASS 10, SCREW CONNECTION, FOR INDIVID. MOUNTING | 50.88 | TEM | 1 | CP | 0.238 | 1
3RU11264BB0 | OVERLOAD RELAY,14...20 A, 1NO+1NC, SIZE S0, CLASS 10, FOR CONTACTOR MOUNTING | 39.71 | TEM | 1 | CP | 0.187 | 1
3RU11264BB0 | OVERLOAD RELAY,14...20 A, 1NO+1NC, SIZE S0, CLASS 10, FOR CONTACTOR MOUNTING | 39.71 | TEM | 1 | CP | 0.187 | 1
3RU11264BB1 | OVERLOAD RELAY, 14...20 A, 1NO+1NC, SIZE S0, CLASS 10, SCREW CONNECTION, FOR INDIVID. MOUNTING | 50.88 | TEM | 1 | CP | 0.236 | 1
3RU11264BB1 | OVERLOAD RELAY, 14...20 A, 1NO+1NC, SIZE S0, CLASS 10, SCREW CONNECTION, FOR INDIVID. MOUNTING | 50.88 | TEM | 1 | CP | 0.236 | 1
3RU11264BD0 | OVERLOAD RELAY, 14...20 A, 1NO+1NC, SIZE S0, CLASS 10, MAIN CIRCUIT: SCREW CONNECTION, AUXILIARY CIRCUIT: CAGE CLAMP, FOR CONTACTOR MOUNTING | 40.59 | TEM | 1 | CP | 0.27 | 1
3RU11264BD0 | OVERLOAD RELAY, 14...20 A, 1NO+1NC, SIZE S0, CLASS 10, MAIN CIRCUIT: SCREW CONNECTION, AUXILIARY CIRCUIT: CAGE CLAMP, FOR CONTACTOR MOUNTING | 40.59 | TEM | 1 | CP | 0.27 | 1
3RU11264CB0 | OVERLOAD RELAY,17...22 A, 1NO+1NC, SIZE S0, CLASS 10, FOR CONTACTOR MOUNTING | 39.71 | TEM | 1 | CP | 0.18 | 1
3RU11264CB0 | OVERLOAD RELAY,17...22 A, 1NO+1NC, SIZE S0, CLASS 10, FOR CONTACTOR MOUNTING | 39.71 | TEM | 1 | CP | 0.18 | 1
3RU11264CB1 | OVERLOAD RELAY, 17...22 A, 1NO+1NC, SIZE S0, CLASS 10, SCREW CONNECTION, FOR INDIVID. MOUNTING | 50.88 | TEM | 1 | CP | 0.247 | 1
3RU11264CB1 | OVERLOAD RELAY, 17...22 A, 1NO+1NC, SIZE S0, CLASS 10, SCREW CONNECTION, FOR INDIVID. MOUNTING | 50.88 | TEM | 1 | CP | 0.247 | 1
3RU11264DB0 | OVERLOAD RELAY,20...25 A, 1NO+1NC, SIZE S0, CLASS 10, FOR CONTACTOR MOUNTING | 39.71 | TEM | 1 | CP | 0.188 | 1
3RU11264DB0 | OVERLOAD RELAY,20...25 A, 1NO+1NC, SIZE S0, CLASS 10, FOR CONTACTOR MOUNTING | 39.71 | TEM | 1 | CP | 0.188 | 1
3RU11264DB1 | OVERLOAD RELAY, 20...25 A, 1NO+1NC, SIZE S0, CLASS 10, SCREW CONNECTION, FOR INDIVID. MOUNTING | 50.88 | TEM | 1 | CP | 0.26 | 1
3RU11264DB1 | OVERLOAD RELAY, 20...25 A, 1NO+1NC, SIZE S0, CLASS 10, SCREW CONNECTION, FOR INDIVID. MOUNTING | 50.88 | TEM | 1 | CP | 0.26 | 1
3RU11264DD0 | OVERLOAD RELAY, 20...25 A, 1NO+1NC, SIZE S0, CLASS 10, MAIN CIRCUIT: SCREW CONNECTION, AUXILIARY CIRCUIT: CAGE CLAMP, FOR CONTACTOR MOUNTING | 40.59 | TEM | 1 | CP | 0.186 | 1
3RU11264DD0 | OVERLOAD RELAY, 20...25 A, 1NO+1NC, SIZE S0, CLASS 10, MAIN CIRCUIT: SCREW CONNECTION, AUXILIARY CIRCUIT: CAGE CLAMP, FOR CONTACTOR MOUNTING | 40.59 | TEM | 1 | CP | 0.186 | 1
3RU11361HB0 | OVERLOAD RELAY, 5.5...8 A, 1NO+1NC, SIZE S2, CLASS 10, FOR CONTACTOR MOUNTING | 48.04 | TEM | 1 | CP | 0.31 | 1
3RU11361HB0 | OVERLOAD RELAY, 5.5...8 A, 1NO+1NC, SIZE S2, CLASS 10, FOR CONTACTOR MOUNTING | 48.04 | TEM | 1 | CP | 0.31 | 1
3RU11361JB0 | OVERLOAD RELAY, 7...10 A, 1NO+1NC, SIZE S2, CLASS 10, FOR CONTACTOR MOUNTING | 48.04 | TEM | 1 | CP | 0.317 | 1
3RU11361JB0 | OVERLOAD RELAY, 7...10 A, 1NO+1NC, SIZE S2, CLASS 10, FOR CONTACTOR MOUNTING | 48.04 | TEM | 1 | CP | 0.317 | 1
3RU11361KB0 | OVERLOAD RELAY, 9...12 A, 1NO+1NC, SIZE S2, CLASS 10, FOR CONTACTOR MOUNTING | 48.04 | TEM | 1 | CP | 0.312 | 1
3RU11361KB0 | OVERLOAD RELAY, 9...12 A, 1NO+1NC, SIZE S2, CLASS 10, FOR CONTACTOR MOUNTING | 48.04 | TEM | 1 | CP | 0.312 | 1
3RU11364AB0 | OVERLOAD RELAY, 11...16 A, 1NO+1NC, SIZE S2, CLASS 10, FOR CONTACTOR MOUNTING | 48.04 | TEM | 1 | CP | 0.32 | 1
3RU11364AB0 | OVERLOAD RELAY, 11...16 A, 1NO+1NC, SIZE S2, CLASS 10, FOR CONTACTOR MOUNTING | 48.04 | TEM | 1 | CP | 0.32 | 1
3RU11364BB0 | OVERLOAD RELAY, 14...20 A, 1NO+1NC, SIZE S2, CLASS 10, FOR CONTACTOR MOUNTING | 48.04 | TEM | 1 | CP | 0.333 | 1
3RU11364BB0 | OVERLOAD RELAY, 14...20 A, 1NO+1NC, SIZE S2, CLASS 10, FOR CONTACTOR MOUNTING | 48.04 | TEM | 1 | CP | 0.333 | 1
3RU11364BD0 | OVERLOAD RELAY, 14...20 A, 1NO+1NC, SIZE S2, CLASS 10, FOR CONTACTOR MOUNTING, AUXILIARY SWITCH: CAGE CLAMP | 48.82 | TEM | 1 | CP | 0.317 | 1
3RU11364BD0 | OVERLOAD RELAY, 14...20 A, 1NO+1NC, SIZE S2, CLASS 10, FOR CONTACTOR MOUNTING, AUXILIARY SWITCH: CAGE CLAMP | 48.82 | TEM | 1 | CP | 0.317 | 1
3RU11364DB0 | OVERLOAD RELAY, 18...25 A, 1NO+1NC, SIZE S2, CLASS 10, FOR CONTACTOR MOUNTING | 48.04 | TEM | 1 | CP | 0.333 | 1
3RU11364DB0 | OVERLOAD RELAY, 18...25 A, 1NO+1NC, SIZE S2, CLASS 10, FOR CONTACTOR MOUNTING | 48.04 | TEM | 1 | CP | 0.333 | 1
3RU11364EB0 | OVERLOAD RELAY, 22...32 A, 1NO+1NC, SIZE S2, CLASS 10, FOR CONTACTOR MOUNTING | 67.45 | TEM | 1 | CP | 0.33 | 1
3RU11364EB0 | OVERLOAD RELAY, 22...32 A, 1NO+1NC, SIZE S2, CLASS 10, FOR CONTACTOR MOUNTING | 67.45 | TEM | 1 | CP | 0.33 | 1
3RU11364EB1 | OVERLOAD RELAY, 22...32 A, 1NO+1NC, SIZE S2, CLASS 10, SCREW CONNECTION, FOR INDIVID. MOUNTING | 81.76 | TEM | 1 | CP | 0.47 | 1
3RU11364EB1 | OVERLOAD RELAY, 22...32 A, 1NO+1NC, SIZE S2, CLASS 10, SCREW CONNECTION, FOR INDIVID. MOUNTING | 81.76 | TEM | 1 | CP | 0.47 | 1
3RU11364ED0 | OVERLOAD RELAY, 22...32 A, 1NO+1NC, SIZE S2, CLASS 10, FOR CONTACTOR MOUNTING, AUXILIARY SWITCH: CAGE CLAMP | 68.82 | TEM | 1 | CP | 0.316 | 1
3RU11364ED0 | OVERLOAD RELAY, 22...32 A, 1NO+1NC, SIZE S2, CLASS 10, FOR CONTACTOR MOUNTING, AUXILIARY SWITCH: CAGE CLAMP | 68.82 | TEM | 1 | CP | 0.316 | 1
3RU11364FB0 | OVERLOAD RELAY, 28...40 A, 1NO+1NC, SIZE S2, CLASS 10, FOR CONTACTOR MOUNTING | 67.45 | TEM | 1 | CP | 0.324 | 1
3RU11364FB0 | OVERLOAD RELAY, 28...40 A, 1NO+1NC, SIZE S2, CLASS 10, FOR CONTACTOR MOUNTING | 67.45 | TEM | 1 | CP | 0.324 | 1
3RU11364FB1 | OVERLOAD RELAY, 28...40 A, 1NO+1NC, SIZE S2, CLASS 10, SCREW CONNECTION, FOR INDIVID. MOUNTING | 81.76 | TEM | 1 | CP | 0.47 | 1
3RU11364FB1 | OVERLOAD RELAY, 28...40 A, 1NO+1NC, SIZE S2, CLASS 10, SCREW CONNECTION, FOR INDIVID. MOUNTING | 81.76 | TEM | 1 | CP | 0.47 | 1
3RU11364FD0 | OVERLOAD RELAY, 28...40 A, 1NO+1NC, SIZE S2, CLASS 10, FOR CONTACTOR MOUNTING, AUXILIARY SWITCH: CAGE CLAMP | 68.82 | TEM | 1 | CP | 0.322 | 1
3RU11364FD0 | OVERLOAD RELAY, 28...40 A, 1NO+1NC, SIZE S2, CLASS 10, FOR CONTACTOR MOUNTING, AUXILIARY SWITCH: CAGE CLAMP | 68.82 | TEM | 1 | CP | 0.322 | 1
3RU11364GB0 | OVERLOAD RELAY, 36...45 A, 1NO+1NC, SIZE S2, CLASS 10, FOR CONTACTOR MOUNTING | 75.98 | TEM | 1 | CP | 0.32 | 1
3RU11364GB0 | OVERLOAD RELAY, 36...45 A, 1NO+1NC, SIZE S2, CLASS 10, FOR CONTACTOR MOUNTING | 75.98 | TEM | 1 | CP | 0.32 | 1
3RU11364GB1 | OVERLOAD RELAY, 36...45 A, 1NO+1NC, SIZE S2, CLASS 10, SCREW CONNECTION, FOR INDIVID. MOUNTING | 90.49 | TEM | 1 | CP | 0.48 | 1
3RU11364GB1 | OVERLOAD RELAY, 36...45 A, 1NO+1NC, SIZE S2, CLASS 10, SCREW CONNECTION, FOR INDIVID. MOUNTING | 90.49 | TEM | 1 | CP | 0.48 | 1
3RU11364GD0 | OVERLOAD RELAY, 36...45 A, 1NO+1NC, SIZE S2, CLASS 10, FOR CONTACTOR MOUNTING, AUXILIARY SWITCH: CAGE CLAMP | 77.45 | TEM | 1 | CP | 0.323 | 1
3RU11364GD0 | OVERLOAD RELAY, 36...45 A, 1NO+1NC, SIZE S2, CLASS 10, FOR CONTACTOR MOUNTING, AUXILIARY SWITCH: CAGE CLAMP | 77.45 | TEM | 1 | CP | 0.323 | 1
3RU11364HB0 | OVERLOAD RELAY, 40...50 A, 1NO+1NC, SIZE S2, CLASS 10, FOR CONTACTOR MOUNTING | 91.96 | TEM | 1 | CP | 0.332 | 1
3RU11364HB0 | OVERLOAD RELAY, 40...50 A, 1NO+1NC, SIZE S2, CLASS 10, FOR CONTACTOR MOUNTING | 91.96 | TEM | 1 | CP | 0.332 | 1
3RU11364HB1 | OVERLOAD RELAY, 40...50 A, | 107.16 | TEM | 1 | CP | 0.477 | 1
3RU11364HB1 | OVERLOAD RELAY, 40...50 A, | 107.16 | TEM | 1 | CP | 0.477 | 1
3RU11464DB0 | OVERLOAD RELAY 18...25 A FOR MOTOR PROTECTION SIZE S3, CLASS 10 FOR CONTACTOR MOUNTING MAIN CIRCUIT: SCREW CONN. AUX. CIRCUIT: SCREW CONN. MANUAL-AUTOMATIC-RESET | 72.35 | TEM | 1 | CP | 0.545 | 1
3RU11464DB0 | OVERLOAD RELAY 18...25 A FOR MOTOR PROTECTION SIZE S3, CLASS 10 FOR CONTACTOR MOUNTING MAIN CIRCUIT: SCREW CONN. AUX. CIRCUIT: SCREW CONN. MANUAL-AUTOMATIC-RESET | 72.35 | TEM | 1 | CP | 0.545 | 1
3RU11464EB0 | OVERLOAD RELAY 22...32 A FOR MOTOR PROTECTION SIZE S3, CLASS 10 FOR CONTACTOR MOUNTING MAIN CIRCUIT: SCREW CONN. AUX. CIRCUIT: SCREW CONN. MANUAL-AUTOMATIC-RESET | 72.35 | TEM | 1 | CP | 0.548 | 1
3RU11464EB0 | OVERLOAD RELAY 22...32 A FOR MOTOR PROTECTION SIZE S3, CLASS 10 FOR CONTACTOR MOUNTING MAIN CIRCUIT: SCREW CONN. AUX. CIRCUIT: SCREW CONN. MANUAL-AUTOMATIC-RESET | 72.35 | TEM | 1 | CP | 0.548 | 1
3RU11464FB0 | OVERLOAD RELAY 28...40 A FOR MOTOR PROTECTION SIZE S3, CLASS 10 FOR CONTACTOR MOUNTING MAIN CIRCUIT: SCREW CONN. AUX. CIRCUIT: SCREW CONN. MANUAL-AUTOMATIC-RESET | 83.24 | TEM | 1 | CP | 0.54 | 1
3RU11464FB0 | OVERLOAD RELAY 28...40 A FOR MOTOR PROTECTION SIZE S3, CLASS 10 FOR CONTACTOR MOUNTING MAIN CIRCUIT: SCREW CONN. AUX. CIRCUIT: SCREW CONN. MANUAL-AUTOMATIC-RESET | 83.24 | TEM | 1 | CP | 0.54 | 1
3RU11464HB0 | OVERLOAD RELAY 36...50 A FOR MOTOR PROTECTION SIZE S3, CLASS 10 FOR CONTACTOR MOUNTING MAIN CIRCUIT: SCREW CONN. AUX. CIRCUIT: SCREW CONN. MANUAL-AUTOMATIC-RESET | 90.49 | TEM | 1 | CP | 0.555 | 1
3RU11464HB0 | OVERLOAD RELAY 36...50 A FOR MOTOR PROTECTION SIZE S3, CLASS 10 FOR CONTACTOR MOUNTING MAIN CIRCUIT: SCREW CONN. AUX. CIRCUIT: SCREW CONN. MANUAL-AUTOMATIC-RESET | 90.49 | TEM | 1 | CP | 0.555 | 1
3RU11464JB0 | OVERLOAD RELAY, 45...63 A, 1NO+1NC, SIZE S3, CLASS 10, FOR CONTACTOR MOUNTING | 90.49 | TEM | 1 | CP | 0.56 | 1
3RU11464JB0 | OVERLOAD RELAY, 45...63 A, 1NO+1NC, SIZE S3, CLASS 10, FOR CONTACTOR MOUNTING | 90.49 | TEM | 1 | CP | 0.56 | 1
3RU11464JB1 | OVERLOAD RELAY 45...63 A FOR MOTOR PROTECTION SIZE S3, CLASS 10 FOR INDIVID. MOUNTING MAIN CIRCUIT: SCREW CONN. AUX. CIRCUIT: SCREW CONN. MANUAL-AUTOMATIC-RESET | 108.63 | TEM | 1 | CP | 0.786 | 1
3RU11464JB1 | OVERLOAD RELAY 45...63 A FOR MOTOR PROTECTION SIZE S3, CLASS 10 FOR INDIVID. MOUNTING MAIN CIRCUIT: SCREW CONN. AUX. CIRCUIT: SCREW CONN. MANUAL-AUTOMATIC-RESET | 108.63 | TEM | 1 | CP | 0.786 | 1
3RU11464JD0 | OVERLOAD RELAY 45...63 A FOR MOTOR PROTECTION SIZE S3, CLASS 10 FOR CONT. MOUNTING MAIN CIRC.: SCREW CONN. AUX. CIRC.: SPRING-LOADED TERM. MANUAL-AUTOMATIC-RESET | 91.96 | TEM | 1 | CP | 0.551 | 1
3RU11464JD0 | OVERLOAD RELAY 45...63 A FOR MOTOR PROTECTION SIZE S3, CLASS 10 FOR CONT. MOUNTING MAIN CIRC.: SCREW CONN. AUX. CIRC.: SPRING-LOADED TERM. MANUAL-AUTOMATIC-RESET | 91.96 | TEM | 1 | CP | 0.551 | 1
3RU11464KB0 | OVERLOAD RELAY, 57...75 A, 1NO+1NC, SIZE S3, CLASS 10, FOR CONTACTOR MOUNTING | 94.12 | TEM | 1 | CP | 0.57 | 1
3RU11464KB0 | OVERLOAD RELAY, 57...75 A, 1NO+1NC, SIZE S3, CLASS 10, FOR CONTACTOR MOUNTING | 94.12 | TEM | 1 | CP | 0.57 | 1
3RU11464KB1 | OVERLOAD RELAY 57...75 A FOR MOTOR PROTECTION SIZE S3, CLASS 10 FOR INDIVID. MOUNTING MAIN CIRCUIT: SCREW CONN. AUX. CIRCUIT: SCREW CONN. MANUAL-AUTOMATIC-RESET | 112.25 | TEM | 1 | CP | 0.82 | 1
3RU11464KB1 | OVERLOAD RELAY 57...75 A FOR MOTOR PROTECTION SIZE S3, CLASS 10 FOR INDIVID. MOUNTING MAIN CIRCUIT: SCREW CONN. AUX. CIRCUIT: SCREW CONN. MANUAL-AUTOMATIC-RESET | 112.25 | TEM | 1 | CP | 0.82 | 1
3RU11464KD0 | OVERLOAD RELAY 57...75 A FOR MOTOR PROTECTION SIZE S3, CLASS 10 FOR CONT. MOUNTING MAIN CIRC.: SCREW CONN. AUX. CIRC.: SPRING-LOADED TERM. MANUAL-AUTOMATIC-RESET | 95.59 | TEM | 1 | CP | 0.605 | 1
3RU11464KD0 | OVERLOAD RELAY 57...75 A FOR MOTOR PROTECTION SIZE S3, CLASS 10 FOR CONT. MOUNTING MAIN CIRC.: SCREW CONN. AUX. CIRC.: SPRING-LOADED TERM. MANUAL-AUTOMATIC-RESET | 95.59 | TEM | 1 | CP | 0.605 | 1
3RU11464LB0 | OVERLOAD RELAY, 70...90 A, 1NO+1NC, SIZE S3, CLASS 10, FOR CONTACTOR MOUNTING | 107.84 | TEM | 1 | CP | 0.57 | 1
3RU11464LB0 | OVERLOAD RELAY, 70...90 A, 1NO+1NC, SIZE S3, CLASS 10, FOR CONTACTOR MOUNTING | 107.84 | TEM | 1 | CP | 0.57 | 1
3RU11464LB1 | OVERLOAD RELAY 70...90 A FOR MOTOR PROTECTION SIZE S3, CLASS 10 FOR INDIVID. MOUNTING MAIN CIRCUIT: SCREW CONN. AUX. CIRCUIT: SCREW CONN. MANUAL-AUTOMATIC-RESET | 126.67 | TEM | 1 | CP | 0.801 | 1
3RU11464LB1 | OVERLOAD RELAY 70...90 A FOR MOTOR PROTECTION SIZE S3, CLASS 10 FOR INDIVID. MOUNTING MAIN CIRCUIT: SCREW CONN. AUX. CIRCUIT: SCREW CONN. MANUAL-AUTOMATIC-RESET | 126.67 | TEM | 1 | CP | 0.801 | 1
3RU11464MB0 | OVERLOAD RELAY 80...100 A FOR MOTOR PROTECTION SIZE S3, CLASS 10 FOR CONTACTOR MOUNTING MAIN CIRCUIT: SCREW CONN. AUX. CIRCUIT: SCREW CONN. MANUAL-AUTOMATIC-RESET | 139.71 | TEM | 1 | CP | 0.585 | 1
3RU11464MB0 | OVERLOAD RELAY 80...100 A FOR MOTOR PROTECTION SIZE S3, CLASS 10 FOR CONTACTOR MOUNTING MAIN CIRCUIT: SCREW CONN. AUX. CIRCUIT: SCREW CONN. MANUAL-AUTOMATIC-RESET | 139.71 | TEM | 1 | CP | 0.585 | 1
3RU11464MB1 | OVERLOAD RELAY 80...100 A FOR MOTOR PROTECTION SIZE S3, CLASS 10 FOR INDIVID. MOUNTING MAIN CIRCUIT: SCREW CONN. AUX. CIRCUIT: SCREW CONN. MANUAL-AUTOMATIC-RESET | 159.31 | TEM | 1 | CP | 0.805 | 1
3RU11464MB1 | OVERLOAD RELAY 80...100 A FOR MOTOR PROTECTION SIZE S3, CLASS 10 FOR INDIVID. MOUNTING MAIN CIRCUIT: SCREW CONN. AUX. CIRCUIT: SCREW CONN. MANUAL-AUTOMATIC-RESET | 159.31 | TEM | 1 | CP | 0.805 | 1
3RU19001A | MECHANICAL RESET FOR 3RU11/3RB20/3RB21 SIZE S00...S12 | 3.79 | TEM | 1 | CP | 0.043 | 1
3RU19001A | MECHANICAL RESET FOR 3RU11/3RB20/3RB21 SIZE S00...S12 | 3.79 | TEM | 1 | CP | 0.043 | 1
3RU19001B | CABLE RELEASE WITH HOLDER FOR 3RU11/3RB20/3RB21 SIZE S00...S12 | 36.9 | TEM | 1 | CP | 0.067 | 1
3RU19001B | CABLE RELEASE WITH HOLDER FOR 3RU11/3RB20/3RB21 SIZE S00...S12 | 36.9 | TEM | 1 | CP | 0.067 | 1
3RU19001C | CABLE RELEASE WITH HOLDER FOR 3RU11/3RB20/3RB21 SIZE S00...S12 | 36.9 | TEM | 1 | CP | 0.077 | 1
3RU19001C | CABLE RELEASE WITH HOLDER FOR 3RU11/3RB20/3RB21 SIZE S00...S12 | 36.9 | TEM | 1 | CP | 0.077 | 1
3RU19002AB71 | REMOTE RESET MODULE, ELECTRICAL AC/DC 24...30 V FOR 3RU SIZE S00...S12 | 33.42 | TEM | 1 | CP | 0.055 | 1
3RU19002AB71 | REMOTE RESET MODULE, ELECTRICAL AC/DC 24...30 V FOR 3RU SIZE S00...S12 | 33.42 | TEM | 1 | CP | 0.055 | 1
3RU19002AF71 | REMOTE RESET MODULE, ELECTRICAL AC/DC 110...127 V FOR 3RU SIZE S00...S12 | 33.42 | TEM | 1 | CP | 0.055 | 1
3RU19002AF71 | REMOTE RESET MODULE, ELECTRICAL AC/DC 110...127 V FOR 3RU SIZE S00...S12 | 33.42 | TEM | 1 | CP | 0.055 | 1
3RU19002AM71 | REMOTE RESET MODULE, ELECTRICAL AC/DC 220...250 V FOR 3RU SIZE S00...S12 | 33.42 | TEM | 1 | CP | 0.055 | 1
3RU19002AM71 | REMOTE RESET MODULE, ELECTRICAL AC/DC 220...250 V FOR 3RU SIZE S00...S12 | 33.42 | TEM | 1 | CP | 0.055 | 1
3RU19163AA01 | HOLDER FOR STAND-ALONE INSTALL. FOR 3RU11/3RB10 SIZE S00 STAND-ALONE INSTALLATION MAIN CIRC.: SCREW TERMINAL AUX.CIRC.: -- | 9.23 | TEM | 1 | CP | 0.06 | 1
3RU19163AA01 | HOLDER FOR STAND-ALONE INSTALL. FOR 3RU11/3RB10 SIZE S00 STAND-ALONE INSTALLATION MAIN CIRC.: SCREW TERMINAL AUX.CIRC.: -- | 9.23 | TEM | 1 | CP | 0.06 | 1
3RU19263AA01 | HOLDER FOR STAND-ALONE INSTALL. FOR 3RU11/3RB10 SIZE S0 STAND-ALONE INSTALLATION MAIN CIRC.: SCREW TERMINAL AUX.CIRC.: -- | 11.07 | TEM | 1 | CP | 0.083 | 1
3RU19263AA01 | HOLDER FOR STAND-ALONE INSTALL. FOR 3RU11/3RB10 SIZE S0 STAND-ALONE INSTALLATION MAIN CIRC.: SCREW TERMINAL AUX.CIRC.: -- | 11.07 | TEM | 1 | CP | 0.083 | 1
3RU19363AA01 | STAND-ALONE INSTALL. SUPPORT FOR 3RU11 SZ S2 STAND-ALONE INSTALLATION MAIN CIRCUIT: SCREW TERMINAL AUX. CIRCUIT: -- | 14.66 | TEM | 1 | CP | 0.176 | 1
3RU19363AA01 | STAND-ALONE INSTALL. SUPPORT FOR 3RU11 SZ S2 STAND-ALONE INSTALLATION MAIN CIRCUIT: SCREW TERMINAL AUX. CIRCUIT: -- | 14.66 | TEM | 1 | CP | 0.176 | 1
3RU19463AA01 | STAND-ALONE INSTALL. SUPPORT FOR 3RU11 SZ S3 STAND-ALONE INSTALLATION MAIN CIRCUIT: SCREW TERMINAL AUX. CIRCUIT: -- | 18.66 | TEM | 1 | CP | 0.27 | 1
3RU19463AA01 | STAND-ALONE INSTALL. SUPPORT FOR 3RU11 SZ S3 STAND-ALONE INSTALLATION MAIN CIRCUIT: SCREW TERMINAL AUX. CIRCUIT: -- | 18.66 | TEM | 1 | CP | 0.27 | 1
3RU21160AB0 | OVERLOAD RELAY 0.11...0.16 A FOR MOTOR PROTECTION SZ S00, CLASS 10, F. MOUNTING ONTO CONTACTOR MAIN CIRCUIT: SCREW TERMINAL AUX. CIRCUIT: SCREW TERMINAL MANUAL-AUTOMATIC-RESET | 35 | TEM | 1 | CP | 0.15 | 1
3RU21160AB0 | OVERLOAD RELAY 0.11...0.16 A FOR MOTOR PROTECTION SZ S00, CLASS 10, F. MOUNTING ONTO CONTACTOR MAIN CIRCUIT: SCREW TERMINAL AUX. CIRCUIT: SCREW TERMINAL MANUAL-AUTOMATIC-RESET | 35 | TEM | 1 | CP | 0.15 | 1
3RU21160BB0 | OVERLOAD RELAY 0.14...0.20 A FOR MOTOR PROTECTION SZ S00, CLASS 10, F. MOUNTING ONTO CONTACTOR MAIN CIRCUIT: SCREW TERMINAL AUX. CIRCUIT: SCREW TERMINAL MANUAL-AUTOMATIC-RESET | 35 | TEM | 1 | CP | 0.143 | 1
3RU21160BB0 | OVERLOAD RELAY 0.14...0.20 A FOR MOTOR PROTECTION SZ S00, CLASS 10, F. MOUNTING ONTO CONTACTOR MAIN CIRCUIT: SCREW TERMINAL AUX. CIRCUIT: SCREW TERMINAL MANUAL-AUTOMATIC-RESET | 35 | TEM | 1 | CP | 0.143 | 1
3RU21160DB0 | OVERLOAD RELAY 0.22...0.32 A FOR MOTOR PROTECTION SZ S00, CLASS 10, F. MOUNTING ONTO CONTACTOR MAIN CIRCUIT: SCREW TERMINAL AUX. CIRCUIT: SCREW TERMINAL MANUAL-AUTOMATIC-RESET | 35 | TEM | 1 | CP | 0.144 | 1
3RU21160DB0 | OVERLOAD RELAY 0.22...0.32 A FOR MOTOR PROTECTION SZ S00, CLASS 10, F. MOUNTING ONTO CONTACTOR MAIN CIRCUIT: SCREW TERMINAL AUX. CIRCUIT: SCREW TERMINAL MANUAL-AUTOMATIC-RESET | 35 | TEM | 1 | CP | 0.144 | 1
3RU21160EB0 | OVERLOAD RELAY 0.28...0.40 A FOR MOTOR PROTECTION SZ S00, CLASS 10, F. MOUNTING ONTO CONTACTOR MAIN CIRCUIT: SCREW TERMINAL AUX. CIRCUIT: SCREW TERMINAL MANUAL-AUTOMATIC-RESET | 35 | TEM | 1 | CP | 0.145 | 1
3RU21160EB0 | OVERLOAD RELAY 0.28...0.40 A FOR MOTOR PROTECTION SZ S00, CLASS 10, F. MOUNTING ONTO CONTACTOR MAIN CIRCUIT: SCREW TERMINAL AUX. CIRCUIT: SCREW TERMINAL MANUAL-AUTOMATIC-RESET | 35 | TEM | 1 | CP | 0.145 | 1
3RU21160FB0 | OVERLOAD RELAY 0.35...0.50 A FOR MOTOR PROTECTION SZ S00, CLASS 10, F. MOUNTING ONTO CONTACTOR MAIN CIRCUIT: SCREW TERMINAL AUX. CIRCUIT: SCREW TERMINAL MANUAL-AUTOMATIC-RESET | 35 | TEM | 1 | CP | 0.144 | 1
3RU21160FB0 | OVERLOAD RELAY 0.35...0.50 A FOR MOTOR PROTECTION SZ S00, CLASS 10, F. MOUNTING ONTO CONTACTOR MAIN CIRCUIT: SCREW TERMINAL AUX. CIRCUIT: SCREW TERMINAL MANUAL-AUTOMATIC-RESET | 35 | TEM | 1 | CP | 0.144 | 1
3RU21160GB0 | OVERLOAD RELAY 0.45...0.63 A FOR MOTOR PROTECTION SZ S00, CLASS 10, F. MOUNTING ONTO CONTACTOR MAIN CIRCUIT: SCREW TERMINAL AUX. CIRCUIT: SCREW TERMINAL MANUAL-AUTOMATIC-RESET | 35 | TEM | 1 | CP | 0.177 | 1
3RU21160GB0 | OVERLOAD RELAY 0.45...0.63 A FOR MOTOR PROTECTION SZ S00, CLASS 10, F. MOUNTING ONTO CONTACTOR MAIN CIRCUIT: SCREW TERMINAL AUX. CIRCUIT: SCREW TERMINAL MANUAL-AUTOMATIC-RESET | 35 | TEM | 1 | CP | 0.177 | 1
3RU21160HB0 | OVERLOAD RELAY 0.55...0.80 A FOR MOTOR PROTECTION SZ S00, CLASS 10, F. MOUNTING ONTO CONTACTOR MAIN CIRCUIT: SCREW TERMINAL AUX. CIRCUIT: SCREW TERMINAL MANUAL-AUTOMATIC-RESET | 35 | TEM | 1 | CP | 0.174 | 1
3RU21160HB0 | OVERLOAD RELAY 0.55...0.80 A FOR MOTOR PROTECTION SZ S00, CLASS 10, F. MOUNTING ONTO CONTACTOR MAIN CIRCUIT: SCREW TERMINAL AUX. CIRCUIT: SCREW TERMINAL MANUAL-AUTOMATIC-RESET | 35 | TEM | 1 | CP | 0.174 | 1
3RU21160HB1 | OVERLOAD RELAY 0.55...0.80 A FOR MOTOR PROTECTION SZ S00, CLASS 10, STAND-ALONE INSTALLATION MAIN CIRCUIT: SCREW TERMINAL AUX. CIRCUIT: SCREW TERMINAL MANUAL-AUTOMATIC-RESET | 44.8 | TEM | 1 | CP | 0.184 | 1
3RU21160HB1 | OVERLOAD RELAY 0.55...0.80 A FOR MOTOR PROTECTION SZ S00, CLASS 10, STAND-ALONE INSTALLATION MAIN CIRCUIT: SCREW TERMINAL AUX. CIRCUIT: SCREW TERMINAL MANUAL-AUTOMATIC-RESET | 44.8 | TEM | 1 | CP | 0.184 | 1
3RU21160JB0 | OVERLOAD RELAY 0.70...1.0 A FOR MOTOR PROTECTION SZ S00, CLASS 10, F. MOUNTING ONTO CONTACTOR MAIN CIRCUIT: SCREW TERMINAL AUX. CIRCUIT: SCREW TERMINAL MANUAL-AUTOMATIC-RESET | 35 | TEM | 1 | CP | 0.145 | 1
3RU21160JB0 | OVERLOAD RELAY 0.70...1.0 A FOR MOTOR PROTECTION SZ S00, CLASS 10, F. MOUNTING ONTO CONTACTOR MAIN CIRCUIT: SCREW TERMINAL AUX. CIRCUIT: SCREW TERMINAL MANUAL-AUTOMATIC-RESET | 35 | TEM | 1 | CP | 0.145 | 1
3RU21160KB0 | OVERLOAD RELAY 0.90...1.25 A FOR MOTOR PROTECTION SZ S00, CLASS 10, F. MOUNTING ONTO CONTACTOR MAIN CIRCUIT: SCREW TERMINAL AUX. CIRCUIT: SCREW TERMINAL MANUAL-AUTOMATIC-RESET | 35 | TEM | 1 | CP | 0.178 | 1
3RU21160KB0 | OVERLOAD RELAY 0.90...1.25 A FOR MOTOR PROTECTION SZ S00, CLASS 10, F. MOUNTING ONTO CONTACTOR MAIN CIRCUIT: SCREW TERMINAL AUX. CIRCUIT: SCREW TERMINAL MANUAL-AUTOMATIC-RESET | 35 | TEM | 1 | CP | 0.178 | 1
3RU21160KB0 | OVERLOAD RELAY 0.90...1.25 A FOR MOTOR PROTECTION SZ S00, CLASS 10, F. MOUNTING ONTO CONTACTOR MAIN CIRCUIT: SCREW TERMINAL AUX. CIRCUIT: SCREW TERMINAL MANUAL-AUTOMATIC-RESET | 35 | TEM | 1 | CP | 0.178 | 1
3RU21161AB0 | OVERLOAD RELAY 1.1...1.6 A FOR MOTOR PROTECTION SZ S00, CLASS 10, F. MOUNTING ONTO CONTACTOR MAIN CIRCUIT: SCREW TERMINAL AUX. CIRCUIT: SCREW TERMINAL MANUAL-AUTOMATIC-RESET | 35 | TEM | 1 | CP | 0.161 | 1
3RU21161AB0 | OVERLOAD RELAY 1.1...1.6 A FOR MOTOR PROTECTION SZ S00, CLASS 10, F. MOUNTING ONTO CONTACTOR MAIN CIRCUIT: SCREW TERMINAL AUX. CIRCUIT: SCREW TERMINAL MANUAL-AUTOMATIC-RESET | 35 | TEM | 1 | CP | 0.161 | 1
3RU21161BB0 | OVERLOAD RELAY 1.4...2.0 A FOR MOTOR PROTECTION SZ S00, CLASS 10, F. MOUNTING ONTO CONTACTOR MAIN CIRCUIT: SCREW TERMINAL AUX. CIRCUIT: SCREW TERMINAL MANUAL-AUTOMATIC-RESET | 35 | TEM | 1 | CP | 0.155 | 1
3RU21161BB0 | OVERLOAD RELAY 1.4...2.0 A FOR MOTOR PROTECTION SZ S00, CLASS 10, F. MOUNTING ONTO CONTACTOR MAIN CIRCUIT: SCREW TERMINAL AUX. CIRCUIT: SCREW TERMINAL MANUAL-AUTOMATIC-RESET | 35 | TEM | 1 | CP | 0.155 | 1
3RU21161CB0 | OVERLOAD RELAY 1.8...2.5 A FOR MOTOR PROTECTION SZ S00, CLASS 10, F. MOUNTING ONTO CONTACTOR MAIN CIRCUIT: SCREW TERMINAL AUX. CIRCUIT: SCREW TERMINAL MANUAL-AUTOMATIC-RESET | 35 | TEM | 1 | CP | 0.153 | 1
3RU21161CB0 | OVERLOAD RELAY 1.8...2.5 A FOR MOTOR PROTECTION SZ S00, CLASS 10, F. MOUNTING ONTO CONTACTOR MAIN CIRCUIT: SCREW TERMINAL AUX. CIRCUIT: SCREW TERMINAL MANUAL-AUTOMATIC-RESET | 35 | TEM | 1 | CP | 0.153 | 1
3RU21161CB1 | OVERLOAD RELAY 1.8...2.5 A FOR MOTOR PROTECTION SZ S00, CLASS 10, STAND-ALONE INSTALLATION MAIN CIRCUIT: SCREW TERMINAL AUX. CIRCUIT: SCREW TERMINAL MANUAL-AUTOMATIC-RESET | 44.8 | TEM | 1 | CP | 0.226 | 1
3RU21161CB1 | OVERLOAD RELAY 1.8...2.5 A FOR MOTOR PROTECTION SZ S00, CLASS 10, STAND-ALONE INSTALLATION MAIN CIRCUIT: SCREW TERMINAL AUX. CIRCUIT: SCREW TERMINAL MANUAL-AUTOMATIC-RESET | 44.8 | TEM | 1 | CP | 0.226 | 1
3RU21161DB0 | OVERLOAD RELAY 2.2...3.2 A FOR MOTOR PROTECTION SZ S00, CLASS 10, F. MOUNTING ONTO CONTACTOR MAIN CIRCUIT: SCREW TERMINAL AUX. CIRCUIT: SCREW TERMINAL MANUAL-AUTOMATIC-RESET | 35 | TEM | 1 | CP | 0.148 | 1
3RU21161DB0 | OVERLOAD RELAY 2.2...3.2 A FOR MOTOR PROTECTION SZ S00, CLASS 10, F. MOUNTING ONTO CONTACTOR MAIN CIRCUIT: SCREW TERMINAL AUX. CIRCUIT: SCREW TERMINAL MANUAL-AUTOMATIC-RESET | 35 | TEM | 1 | CP | 0.148 | 1
3RU21161DB1 | OVERLOAD RELAY 2.2...3.2 A FOR MOTOR PROTECTION SZ S00, CLASS 10, STAND-ALONE INSTALLATION MAIN CIRCUIT: SCREW TERMINAL AUX. CIRCUIT: SCREW TERMINAL MANUAL-AUTOMATIC-RESET | 44.8 | TEM | 1 | CP | 0.179 | 1
3RU21161DB1 | OVERLOAD RELAY 2.2...3.2 A FOR MOTOR PROTECTION SZ S00, CLASS 10, STAND-ALONE INSTALLATION MAIN CIRCUIT: SCREW TERMINAL AUX. CIRCUIT: SCREW TERMINAL MANUAL-AUTOMATIC-RESET | 44.8 | TEM | 1 | CP | 0.179 | 1
3RU21161EB0 | OVERLOAD RELAY 2.8...4.0 A FOR MOTOR PROTECTION SZ S00, CLASS 10, F. MOUNTING ONTO CONTACTOR MAIN CIRCUIT: SCREW TERMINAL AUX. CIRCUIT: SCREW TERMINAL MANUAL-AUTOMATIC-RESET | 35 | TEM | 1 | CP | 0.156 | 1
3RU21161EB0 | OVERLOAD RELAY 2.8...4.0 A FOR MOTOR PROTECTION SZ S00, CLASS 10, F. MOUNTING ONTO CONTACTOR MAIN CIRCUIT: SCREW TERMINAL AUX. CIRCUIT: SCREW TERMINAL MANUAL-AUTOMATIC-RESET | 35 | TEM | 1 | CP | 0.156 | 1
3RU21161FB0 | OVERLOAD RELAY 3.5...5.0 A FOR MOTOR PROTECTION SZ S00, CLASS 10, F. MOUNTING ONTO CONTACTOR MAIN CIRCUIT: SCREW TERMINAL AUX. CIRCUIT: SCREW TERMINAL MANUAL-AUTOMATIC-RESET | 35 | TEM | 1 | CP | 0.155 | 1
3RU21161FB0 | OVERLOAD RELAY 3.5...5.0 A FOR MOTOR PROTECTION SZ S00, CLASS 10, F. MOUNTING ONTO CONTACTOR MAIN CIRCUIT: SCREW TERMINAL AUX. CIRCUIT: SCREW TERMINAL MANUAL-AUTOMATIC-RESET | 35 | TEM | 1 | CP | 0.155 | 1
3RU21161FB1 | OVERLOAD RELAY 3.5...5.0 A FOR MOTOR PROTECTION SZ S00, CLASS 10, STAND-ALONE INSTALLATION MAIN CIRCUIT: SCREW TERMINAL AUX. CIRCUIT: SCREW TERMINAL MANUAL-AUTOMATIC-RESET | 44.8 | TEM | 1 | CP | 0.151 | 1
3RU21161FB1 | OVERLOAD RELAY 3.5...5.0 A FOR MOTOR PROTECTION SZ S00, CLASS 10, STAND-ALONE INSTALLATION MAIN CIRCUIT: SCREW TERMINAL AUX. CIRCUIT: SCREW TERMINAL MANUAL-AUTOMATIC-RESET | 44.8 | TEM | 1 | CP | 0.151 | 1
3RU21161FC0 | OVERLOAD RELAY 3.5...5.0 A FOR MOTOR PROTECTION SZ S00, CLASS 10, F. MOUNTING ONTO CONTACTOR MAIN CIRCUIT: SPRING TERMINAL AUX. CIRCUIT: SPRING TERMINAL MANUAL-AUTOMATIC-RESET | 35 | TEM | 1 | CP | 0.157 | 1
3RU21161FC0 | OVERLOAD RELAY 3.5...5.0 A FOR MOTOR PROTECTION SZ S00, CLASS 10, F. MOUNTING ONTO CONTACTOR MAIN CIRCUIT: SPRING TERMINAL AUX. CIRCUIT: SPRING TERMINAL MANUAL-AUTOMATIC-RESET | 35 | TEM | 1 | CP | 0.157 | 1
3RU21161GB0 | OVERLOAD RELAY 4.5...6.3 A FOR MOTOR PROTECTION SZ S00, CLASS 10, F. MOUNTING ONTO CONTACTOR MAIN CIRCUIT: SCREW TERMINAL AUX. CIRCUIT: SCREW TERMINAL MANUAL-AUTOMATIC-RESET | 35 | TEM | 1 | CP | 0.157 | 1
3RU21161GB0 | OVERLOAD RELAY 4.5...6.3 A FOR MOTOR PROTECTION SZ S00, CLASS 10, F. MOUNTING ONTO CONTACTOR MAIN CIRCUIT: SCREW TERMINAL AUX. CIRCUIT: SCREW TERMINAL MANUAL-AUTOMATIC-RESET | 35 | TEM | 1 | CP | 0.157 | 1
3RU21161GB1 | OVERLOAD RELAY 4.5...6.3 A FOR MOTOR PROTECTION SZ S00, CLASS 10, STAND-ALONE INSTALLATION MAIN CIRCUIT: SCREW TERMINAL AUX. CIRCUIT: SCREW TERMINAL MANUAL-AUTOMATIC-RESET | 44.8 | TEM | 1 | CP | 0.171 | 1
3RU21161GB1 | OVERLOAD RELAY 4.5...6.3 A FOR MOTOR PROTECTION SZ S00, CLASS 10, STAND-ALONE INSTALLATION MAIN CIRCUIT: SCREW TERMINAL AUX. CIRCUIT: SCREW TERMINAL MANUAL-AUTOMATIC-RESET | 44.8 | TEM | 1 | CP | 0.171 | 1
3RU21161HB0 | OVERLOAD RELAY 5.5...8.0 A FOR MOTOR PROTECTION SZ S00, CLASS 10, F. MOUNTING ONTO CONTACTOR MAIN CIRCUIT: SCREW TERMINAL AUX. CIRCUIT: SCREW TERMINAL MANUAL-AUTOMATIC-RESET | 35 | TEM | 1 | CP | 0.149 | 1
3RU21161HB0 | OVERLOAD RELAY 5.5...8.0 A FOR MOTOR PROTECTION SZ S00, CLASS 10, F. MOUNTING ONTO CONTACTOR MAIN CIRCUIT: SCREW TERMINAL AUX. CIRCUIT: SCREW TERMINAL MANUAL-AUTOMATIC-RESET | 35 | TEM | 1 | CP | 0.149 | 1
3RU21161HB0 | OVERLOAD RELAY 5.5...8.0 A FOR MOTOR PROTECTION SZ S00, CLASS 10, F. MOUNTING ONTO CONTACTOR MAIN CIRCUIT: SCREW TERMINAL AUX. CIRCUIT: SCREW TERMINAL MANUAL-AUTOMATIC-RESET | 35 | TEM | 1 | CP | 0.149 | 1
3RU21161JB0 | OVERLOAD RELAY 7.0...10 A FOR MOTOR PROTECTION SZ S00, CLASS 10, F. MOUNTING ONTO CONTACTOR MAIN CIRCUIT: SCREW TERMINAL AUX. CIRCUIT: SCREW TERMINAL MANUAL-AUTOMATIC-RESET | 35 | TEM | 1 | CP | 0.156 | 1
3RU21161JB0 | OVERLOAD RELAY 7.0...10 A FOR MOTOR PROTECTION SZ S00, CLASS 10, F. MOUNTING ONTO CONTACTOR MAIN CIRCUIT: SCREW TERMINAL AUX. CIRCUIT: SCREW TERMINAL MANUAL-AUTOMATIC-RESET | 35 | TEM | 1 | CP | 0.156 | 1
3RU21161JB1 | OVERLOAD RELAY 7.0...10 A FOR MOTOR PROTECTION SZ S00, CLASS 10, STAND-ALONE INSTALLATION MAIN CIRCUIT: SCREW TERMINAL AUX. CIRCUIT: SCREW TERMINAL MANUAL-AUTOMATIC-RESET | 44.8 | TEM | 1 | CP | 0.181 | 1
3RU21161JB1 | OVERLOAD RELAY 7.0...10 A FOR MOTOR PROTECTION SZ S00, CLASS 10, STAND-ALONE INSTALLATION MAIN CIRCUIT: SCREW TERMINAL AUX. CIRCUIT: SCREW TERMINAL MANUAL-AUTOMATIC-RESET | 44.8 | TEM | 1 | CP | 0.181 | 1
3RU21161KB0 | OVERLOAD RELAY 9.0...12.5 A FOR MOTOR PROTECTION BGR S00, CLASS 10 FOR MOUNTING ONTO CONTACTORS MAIN CIRCUIT: SCREW TERMINAL AUXILARY CIRCUIT:SCREW TERMINAL MANUAL-AUTOMATIC-RESET | 35 | TEM | 1 | CP | 0.159 | 1
3RU21161KB0 | OVERLOAD RELAY 9.0...12.5 A FOR MOTOR PROTECTION BGR S00, CLASS 10 FOR MOUNTING ONTO CONTACTORS MAIN CIRCUIT: SCREW TERMINAL AUXILARY CIRCUIT:SCREW TERMINAL MANUAL-AUTOMATIC-RESET | 35 | TEM | 1 | CP | 0.159 | 1
3RU21161KB1 | OVERLOAD RELAY 9.0...12.5 A FOR MOTOR PROTECTION BGR S00, CLASS 10 STAND-ALONE INSTALLATION MAIN CIRCUIT: SCREW TERMINAL AUXILARY CIRCUIT:SCREW TERMINAL MANUAL-AUTOMATIC-RESET | 44.8 | TEM | 1 | CP | 0.185 | 1
3RU21161KB1 | OVERLOAD RELAY 9.0...12.5 A FOR MOTOR PROTECTION BGR S00, CLASS 10 STAND-ALONE INSTALLATION MAIN CIRCUIT: SCREW TERMINAL AUXILARY CIRCUIT:SCREW TERMINAL MANUAL-AUTOMATIC-RESET | 44.8 | TEM | 1 | CP | 0.185 | 1
3RU21161KC1 | OVERLOAD RELAY 9.0...12.5 A FOR MOTOR PROTECTION BGR S00, CLASS 10 STAND-ALONE INSTALLATION MAIN CIRCUIT: SPRING-LOADED TERMINAL AUXILARY CIRCUIT:SPRING-LOADED TERMINAL MANUAL-AUTOMATIC-RESET | 44.8 | TEM | 1 | CP | 0.212 | 1
3RU21161KC1 | OVERLOAD RELAY 9.0...12.5 A FOR MOTOR PROTECTION BGR S00, CLASS 10 STAND-ALONE INSTALLATION MAIN CIRCUIT: SPRING-LOADED TERMINAL AUXILARY CIRCUIT:SPRING-LOADED TERMINAL MANUAL-AUTOMATIC-RESET | 44.8 | TEM | 1 | CP | 0.212 | 1
3RU21164AB0 | OVERLOAD RELAY 11...16 A FOR MOTOR PROTECTION SZ S00, CLASS 10, F. MOUNTING ONTO CONTACTOR MAIN CIRCUIT: SCREW TERMINAL AUX. CIRCUIT: SCREW TERMINAL MANUAL-AUTOMATIC-RESET | 35 | TEM | 1 | CP | 0.154 | 1
3RU21164AB0 | OVERLOAD RELAY 11...16 A FOR MOTOR PROTECTION SZ S00, CLASS 10, F. MOUNTING ONTO CONTACTOR MAIN CIRCUIT: SCREW TERMINAL AUX. CIRCUIT: SCREW TERMINAL MANUAL-AUTOMATIC-RESET | 35 | TEM | 1 | CP | 0.154 | 1
3RU21261CB0 | OVERLOAD RELAY 1.8...2.5 A FOR MOTOR PROTECTION SZ S0, CLASS 10, F. MOUNTING ONTO CONTACTOR MAIN CIRCUIT: SCREW TERMINAL AUX. CIRCUIT: SCREW TERMINAL MANUAL-AUTOMATIC-RESET | 37.4 | TEM | 1 | CP | 0.176 | 1
3RU21261CB0 | OVERLOAD RELAY 1.8...2.5 A FOR MOTOR PROTECTION SZ S0, CLASS 10, F. MOUNTING ONTO CONTACTOR MAIN CIRCUIT: SCREW TERMINAL AUX. CIRCUIT: SCREW TERMINAL MANUAL-AUTOMATIC-RESET | 37.4 | TEM | 1 | CP | 0.176 | 1
3RU21261CB0 | OVERLOAD RELAY 1.8...2.5 A FOR MOTOR PROTECTION SZ S0, CLASS 10, F. MOUNTING ONTO CONTACTOR MAIN CIRCUIT: SCREW TERMINAL AUX. CIRCUIT: SCREW TERMINAL MANUAL-AUTOMATIC-RESET | 37.4 | TEM | 1 | CP | 0.176 | 1
3RU21261DB0 | OVERLOAD RELAY 2.2...3.2 A FOR MOTOR PROTECTION SZ S0, CLASS 10, F. MOUNTING ONTO CONTACTOR MAIN CIRCUIT: SCREW TERMINAL AUX. CIRCUIT: SCREW TERMINAL MANUAL-AUTOMATIC-RESET | 37.4 | TEM | 1 | CP | 0.241 | 1
3RU21261DB0 | OVERLOAD RELAY 2.2...3.2 A FOR MOTOR PROTECTION SZ S0, CLASS 10, F. MOUNTING ONTO CONTACTOR MAIN CIRCUIT: SCREW TERMINAL AUX. CIRCUIT: SCREW TERMINAL MANUAL-AUTOMATIC-RESET | 37.4 | TEM | 1 | CP | 0.241 | 1
3RU21261DB0 | OVERLOAD RELAY 2.2...3.2 A FOR MOTOR PROTECTION SZ S0, CLASS 10, F. MOUNTING ONTO CONTACTOR MAIN CIRCUIT: SCREW TERMINAL AUX. CIRCUIT: SCREW TERMINAL MANUAL-AUTOMATIC-RESET | 37.4 | TEM | 1 | CP | 0.241 | 1
3RU21261EB0 | OVERLOAD RELAY 2.8...4.0 A FOR MOTOR PROTECTION SZ S0, CLASS 10, F. MOUNTING ONTO CONTACTOR MAIN CIRCUIT: SCREW TERMINAL AUX. CIRCUIT: SCREW TERMINAL MANUAL-AUTOMATIC-RESET | 37.4 | TEM | 1 | CP | 0.237 | 1
3RU21261EB0 | OVERLOAD RELAY 2.8...4.0 A FOR MOTOR PROTECTION SZ S0, CLASS 10, F. MOUNTING ONTO CONTACTOR MAIN CIRCUIT: SCREW TERMINAL AUX. CIRCUIT: SCREW TERMINAL MANUAL-AUTOMATIC-RESET | 37.4 | TEM | 1 | CP | 0.237 | 1
3RU21261EB0 | OVERLOAD RELAY 2.8...4.0 A FOR MOTOR PROTECTION SZ S0, CLASS 10, F. MOUNTING ONTO CONTACTOR MAIN CIRCUIT: SCREW TERMINAL AUX. CIRCUIT: SCREW TERMINAL MANUAL-AUTOMATIC-RESET | 37.4 | TEM | 1 | CP | 0.237 | 1
3RU21261FB0 | OVERLOAD RELAY 3.5...5.0 A FOR MOTOR PROTECTION SZ S0, CLASS 10, F. MOUNTING ONTO CONTACTOR MAIN CIRCUIT: SCREW TERMINAL AUX. CIRCUIT: SCREW TERMINAL MANUAL-AUTOMATIC-RESET | 37.4 | TEM | 1 | CP | 0.178 | 1
3RU21261FB0 | OVERLOAD RELAY 3.5...5.0 A FOR MOTOR PROTECTION SZ S0, CLASS 10, F. MOUNTING ONTO CONTACTOR MAIN CIRCUIT: SCREW TERMINAL AUX. CIRCUIT: SCREW TERMINAL MANUAL-AUTOMATIC-RESET | 37.4 | TEM | 1 | CP | 0.178 | 1
3RU21261FB0 | OVERLOAD RELAY 3.5...5.0 A FOR MOTOR PROTECTION SZ S0, CLASS 10, F. MOUNTING ONTO CONTACTOR MAIN CIRCUIT: SCREW TERMINAL AUX. CIRCUIT: SCREW TERMINAL MANUAL-AUTOMATIC-RESET | 37.4 | TEM | 1 | CP | 0.178 | 1
3RU21261GB0 | OVERLOAD RELAY 4.5...6.3 A FOR MOTOR PROTECTION SZ S0, CLASS 10, F. MOUNTING ONTO CONTACTOR MAIN CIRCUIT: SCREW TERMINAL AUX. CIRCUIT: SCREW TERMINAL MANUAL-AUTOMATIC-RESET | 37.4 | TEM | 1 | CP | 0.243 | 1
3RU21261GB0 | OVERLOAD RELAY 4.5...6.3 A FOR MOTOR PROTECTION SZ S0, CLASS 10, F. MOUNTING ONTO CONTACTOR MAIN CIRCUIT: SCREW TERMINAL AUX. CIRCUIT: SCREW TERMINAL MANUAL-AUTOMATIC-RESET | 37.4 | TEM | 1 | CP | 0.243 | 1
3RU21261GB0 | OVERLOAD RELAY 4.5...6.3 A FOR MOTOR PROTECTION SZ S0, CLASS 10, F. MOUNTING ONTO CONTACTOR MAIN CIRCUIT: SCREW TERMINAL AUX. CIRCUIT: SCREW TERMINAL MANUAL-AUTOMATIC-RESET | 37.4 | TEM | 1 | CP | 0.243 | 1
3RU21261HB0 | OVERLOAD RELAY 5.5...8.0 A FOR MOTOR PROTECTION SZ S0, CLASS 10, F. MOUNTING ONTO CONTACTOR MAIN CIRCUIT: SCREW TERMINAL AUX. CIRCUIT: SCREW TERMINAL MANUAL-AUTOMATIC-RESET | 37.4 | TEM | 1 | CP | 0.235 | 1
3RU21261HB0 | OVERLOAD RELAY 5.5...8.0 A FOR MOTOR PROTECTION SZ S0, CLASS 10, F. MOUNTING ONTO CONTACTOR MAIN CIRCUIT: SCREW TERMINAL AUX. CIRCUIT: SCREW TERMINAL MANUAL-AUTOMATIC-RESET | 37.4 | TEM | 1 | CP | 0.235 | 1
3RU21261HB0 | OVERLOAD RELAY 5.5...8.0 A FOR MOTOR PROTECTION SZ S0, CLASS 10, F. MOUNTING ONTO CONTACTOR MAIN CIRCUIT: SCREW TERMINAL AUX. CIRCUIT: SCREW TERMINAL MANUAL-AUTOMATIC-RESET | 37.4 | TEM | 1 | CP | 0.235 | 1
3RU21261HC0 | OVERLOAD RELAY 5.5...8.0 A FOR MOTOR PROTECTION SZ S0, CLASS 10, F. MOUNTING ONTO CONTACTOR MAIN CIRCUIT: SPRING TERMINAL AUX. CIRCUIT: SPRING TERMINAL MANUAL-AUTOMATIC-RESET | 37.4 | TEM | 1 | CP | 0.231 | 1
3RU21261HC0 | OVERLOAD RELAY 5.5...8.0 A FOR MOTOR PROTECTION SZ S0, CLASS 10, F. MOUNTING ONTO CONTACTOR MAIN CIRCUIT: SPRING TERMINAL AUX. CIRCUIT: SPRING TERMINAL MANUAL-AUTOMATIC-RESET | 37.4 | TEM | 1 | CP | 0.231 | 1
3RU21261JB0 | OVERLOAD RELAY 7.0...10 A FOR MOTOR PROTECTION SZ S0, CLASS 10, F. MOUNTING ONTO CONTACTOR MAIN CIRCUIT: SCREW TERMINAL AUX. CIRCUIT: SCREW TERMINAL MANUAL-AUTOMATIC-RESET | 37.4 | TEM | 1 | CP | 0.18 | 1
3RU21261JB0 | OVERLOAD RELAY 7.0...10 A FOR MOTOR PROTECTION SZ S0, CLASS 10, F. MOUNTING ONTO CONTACTOR MAIN CIRCUIT: SCREW TERMINAL AUX. CIRCUIT: SCREW TERMINAL MANUAL-AUTOMATIC-RESET | 37.4 | TEM | 1 | CP | 0.18 | 1
3RU21261JB0 | OVERLOAD RELAY 7.0...10 A FOR MOTOR PROTECTION SZ S0, CLASS 10, F. MOUNTING ONTO CONTACTOR MAIN CIRCUIT: SCREW TERMINAL AUX. CIRCUIT: SCREW TERMINAL MANUAL-AUTOMATIC-RESET | 37.4 | TEM | 1 | CP | 0.18 | 1
3RU21261KB0 | OVERLOAD RELAY 9.0...12.5 A FOR MOTOR PROTECTION BGR S00, CLASS 10 FOR MOUNTING ONTO CONTACTORS MAIN CIRCUIT:SCREW TERMINAL AUXILARY CIRCUIT:SCREW TERMINAL MANUAL-AUTOMATIC-RESET | 37.4 | TEM | 1 | CP | 0.239 | 1
3RU21261KB0 | OVERLOAD RELAY 9.0...12.5 A FOR MOTOR PROTECTION BGR S00, CLASS 10 FOR MOUNTING ONTO CONTACTORS MAIN CIRCUIT:SCREW TERMINAL AUXILARY CIRCUIT:SCREW TERMINAL MANUAL-AUTOMATIC-RESET | 37.4 | TEM | 1 | CP | 0.239 | 1
3RU21261KB0 | OVERLOAD RELAY 9.0...12.5 A FOR MOTOR PROTECTION BGR S00, CLASS 10 FOR MOUNTING ONTO CONTACTORS MAIN CIRCUIT:SCREW TERMINAL AUXILARY CIRCUIT:SCREW TERMINAL MANUAL-AUTOMATIC-RESET | 37.4 | TEM | 1 | CP | 0.239 | 1
3RU21264AB0 | OVERLOAD RELAY 11...16 A FOR MOTOR PROTECTION SZ S0, CLASS 10, F. MOUNTING ONTO CONTACTOR MAIN CIRCUIT: SCREW TERMINAL AUX. CIRCUIT: SCREW TERMINAL MANUAL-AUTOMATIC-RESET | 37.4 | TEM | 1 | CP | 0.183 | 1
3RU21264AB0 | OVERLOAD RELAY 11...16 A FOR MOTOR PROTECTION SZ S0, CLASS 10, F. MOUNTING ONTO CONTACTOR MAIN CIRCUIT: SCREW TERMINAL AUX. CIRCUIT: SCREW TERMINAL MANUAL-AUTOMATIC-RESET | 37.4 | TEM | 1 | CP | 0.183 | 1
3RU21264BB0 | OVERLOAD RELAY 14...20 A FOR MOTOR PROTECTION SZ S0, CLASS 10, F. MOUNTING ONTO CONTACTOR MAIN CIRCUIT: SCREW TERMINAL AUX. CIRCUIT: SCREW TERMINAL MANUAL-AUTOMATIC-RESET | 37.4 | TEM | 1 | CP | 0.181 | 1
3RU21264BB0 | OVERLOAD RELAY 14...20 A FOR MOTOR PROTECTION SZ S0, CLASS 10, F. MOUNTING ONTO CONTACTOR MAIN CIRCUIT: SCREW TERMINAL AUX. CIRCUIT: SCREW TERMINAL MANUAL-AUTOMATIC-RESET | 37.4 | TEM | 1 | CP | 0.181 | 1
3RU21264BB0 | OVERLOAD RELAY 14...20 A FOR MOTOR PROTECTION SZ S0, CLASS 10, F. MOUNTING ONTO CONTACTOR MAIN CIRCUIT: SCREW TERMINAL AUX. CIRCUIT: SCREW TERMINAL MANUAL-AUTOMATIC-RESET | 37.4 | TEM | 1 | CP | 0.181 | 1
3RU21264CB0 | OVERLOAD RELAY 17...22 A FOR MOTOR PROTECTION SZ S0, CLASS 10, F. MOUNTING ONTO CONTACTOR MAIN CIRCUIT: SCREW TERMINAL AUX. CIRCUIT: SCREW TERMINAL MANUAL-AUTOMATIC-RESET | 37.4 | TEM | 1 | CP | 0.184 | 1
3RU21264CB0 | OVERLOAD RELAY 17...22 A FOR MOTOR PROTECTION SZ S0, CLASS 10, F. MOUNTING ONTO CONTACTOR MAIN CIRCUIT: SCREW TERMINAL AUX. CIRCUIT: SCREW TERMINAL MANUAL-AUTOMATIC-RESET | 37.4 | TEM | 1 | CP | 0.184 | 1
3RU21264DB0 | OVERLOAD RELAY 20...25 A FOR MOTOR PROTECTION SZ S0, CLASS 10, F. MOUNTING ONTO CONTACTOR MAIN CIRCUIT: SCREW TERMINAL AUX. CIRCUIT: SCREW TERMINAL MANUAL-AUTOMATIC-RESET | 37.4 | TEM | 1 | CP | 0.188 | 1
3RU21264DB0 | OVERLOAD RELAY 20...25 A FOR MOTOR PROTECTION SZ S0, CLASS 10, F. MOUNTING ONTO CONTACTOR MAIN CIRCUIT: SCREW TERMINAL AUX. CIRCUIT: SCREW TERMINAL MANUAL-AUTOMATIC-RESET | 37.4 | TEM | 1 | CP | 0.188 | 1
3RU21264DC0 | OVERLOAD RELAY 20...25 A FOR MOTOR PROTECTION SZ S0, CLASS 10, F. MOUNTING ONTO CONTACTOR MAIN CIRCUIT: SPRING TERMINAL AUX. CIRCUIT: SPRING TERMINAL MANUAL-AUTOMATIC-RESET | 37.4 | TEM | 1 | CP | 0.234 | 1
3RU21264DC0 | OVERLOAD RELAY 20...25 A FOR MOTOR PROTECTION SZ S0, CLASS 10, F. MOUNTING ONTO CONTACTOR MAIN CIRCUIT: SPRING TERMINAL AUX. CIRCUIT: SPRING TERMINAL MANUAL-AUTOMATIC-RESET | 37.4 | TEM | 1 | CP | 0.234 | 1
3RU21264EB0 | OVERLOAD RELAY 27...32 A FOR MOTOR PROTECTION SZ S0, CLASS 10, F. MOUNTING ONTO CONTACTOR MAIN CIRCUIT: SCREW TERMINAL AUX. CIRCUIT: SCREW TERMINAL MANUAL-AUTOMATIC-RESET | 57.7 | TEM | 1 | CP | 0.194 | 1
3RU21264EB0 | OVERLOAD RELAY 27...32 A FOR MOTOR PROTECTION SZ S0, CLASS 10, F. MOUNTING ONTO CONTACTOR MAIN CIRCUIT: SCREW TERMINAL AUX. CIRCUIT: SCREW TERMINAL MANUAL-AUTOMATIC-RESET | 57.7 | TEM | 1 | CP | 0.194 | 1
3RU21264FB0 | OVERLOAD RELAY 34...40 A FOR MOTOR PROTECTION SZ S0, CLASS 10, F. MOUNTING ONTO CONTACTOR MAIN CIRCUIT: SCREW TERMINAL AUX. CIRCUIT: SCREW TERMINAL MANUAL-AUTOMATIC-RESET | 57.7 | TEM | 1 | CP | 0.196 | 1
3RU21264FB0 | OVERLOAD RELAY 34...40 A FOR MOTOR PROTECTION SZ S0, CLASS 10, F. MOUNTING ONTO CONTACTOR MAIN CIRCUIT: SCREW TERMINAL AUX. CIRCUIT: SCREW TERMINAL MANUAL-AUTOMATIC-RESET | 57.7 | TEM | 1 | CP | 0.196 | 1
3RU21264FB1 | OVERLOAD RELAY 34...40 A FOR MOTOR PROTECTION SZ S0, CLASS 10, STAND-ALONE INSTALLATION MAIN CIRCUIT: SCREW TERMINAL AUX. CIRCUIT: SCREW TERMINAL MANUAL-AUTOMATIC-RESET | 68.3 | TEM | 1 | CP | 0.251 | 1
3RU21264FB1 | OVERLOAD RELAY 34...40 A FOR MOTOR PROTECTION SZ S0, CLASS 10, STAND-ALONE INSTALLATION MAIN CIRCUIT: SCREW TERMINAL AUX. CIRCUIT: SCREW TERMINAL MANUAL-AUTOMATIC-RESET | 68.3 | TEM | 1 | CP | 0.251 | 1
3RU21264NB0 | OVERLOAD RELAY 23...28 A FOR MOTOR PROTECTION SZ S0, CLASS 10, F. MOUNTING ONTO CONTACTOR MAIN CIRCUIT: SCREW TERMINAL AUX. CIRCUIT: SCREW TERMINAL MANUAL-AUTOMATIC-RESET | 57.7 | TEM | 1 | CP | 0.199 | 1
3RU21264NB0 | OVERLOAD RELAY 23...28 A FOR MOTOR PROTECTION SZ S0, CLASS 10, F. MOUNTING ONTO CONTACTOR MAIN CIRCUIT: SCREW TERMINAL AUX. CIRCUIT: SCREW TERMINAL MANUAL-AUTOMATIC-RESET | 57.7 | TEM | 1 | CP | 0.199 | 1
3RU21264PB0 | OVERLOAD RELAY 30...36 A FOR MOTOR PROTECTION SZ S0, CLASS 10, F. MOUNTING ONTO CONTACTOR MAIN CIRCUIT: SCREW TERMINAL AUX. CIRCUIT: SCREW TERMINAL MANUAL-AUTOMATIC-RESET | 57.7 | TEM | 1 | CP | 0.2 | 1
3RU21264PB0 | OVERLOAD RELAY 30...36 A FOR MOTOR PROTECTION SZ S0, CLASS 10, F. MOUNTING ONTO CONTACTOR MAIN CIRCUIT: SCREW TERMINAL AUX. CIRCUIT: SCREW TERMINAL MANUAL-AUTOMATIC-RESET | 57.7 | TEM | 1 | CP | 0.2 | 1
3RU21364BB0 | OVERLOAD RELAY 14...20 A FOR MOTOR PROTECTION SIZE S2, CLASS 10 FOR MOUNTING ONTO CONTACTORS MAIN CIRCUIT: SCREW TERMINAL AUX. CIRCUIT: SCREW TERMINAL MANUAL-AUTOMATIC-RESET. | 48 | TEM | 1 | CP | 0.323 | 1
3RU21364BB0 | OVERLOAD RELAY 14...20 A FOR MOTOR PROTECTION SIZE S2, CLASS 10 FOR MOUNTING ONTO CONTACTORS MAIN CIRCUIT: SCREW TERMINAL AUX. CIRCUIT: SCREW TERMINAL MANUAL-AUTOMATIC-RESET. | 48 | TEM | 1 | CP | 0.323 | 1
3RU21364DB0 | OVERLOAD RELAY 18...25 A FOR MOTOR PROTECTION SIZE S2, CLASS 10 FOR MOUNTING ONTO CONTACTORS MAIN CIRCUIT: SCREW TERMINAL AUX. CIRCUIT: SCREW TERMINAL MANUAL-AUTOMATIC-RESET. | 48 | TEM | 1 | CP | 0.324 | 1
3RU21364DB0 | OVERLOAD RELAY 18...25 A FOR MOTOR PROTECTION SIZE S2, CLASS 10 FOR MOUNTING ONTO CONTACTORS MAIN CIRCUIT: SCREW TERMINAL AUX. CIRCUIT: SCREW TERMINAL MANUAL-AUTOMATIC-RESET. | 48 | TEM | 1 | CP | 0.324 | 1
3RU21364EB0 | OVERLOAD RELAY 22...32 A FOR MOTOR PROTECTION SIZE S2, CLASS 10 FOR MOUNTING ONTO CONTACTORS MAIN CIRCUIT: SCREW TERMINAL AUX. CIRCUIT: SCREW TERMINAL MANUAL-AUTOMATIC-RESET. | 67.4 | TEM | 1 | CP | 0.322 | 1
3RU21364EB0 | OVERLOAD RELAY 22...32 A FOR MOTOR PROTECTION SIZE S2, CLASS 10 FOR MOUNTING ONTO CONTACTORS MAIN CIRCUIT: SCREW TERMINAL AUX. CIRCUIT: SCREW TERMINAL MANUAL-AUTOMATIC-RESET. | 67.4 | TEM | 1 | CP | 0.322 | 1
3RU21364FB0 | OVERLOAD RELAY 28...40 A FOR MOTOR PROTECTION SIZE S2, CLASS 10 FOR MOUNTING ONTO CONTACTORS MAIN CIRCUIT: SCREW TERMINAL AUX. CIRCUIT: SCREW TERMINAL MANUAL-AUTOMATIC-RESET. | 67.4 | TEM | 1 | CP | 0.329 | 1
3RU21364FB0 | OVERLOAD RELAY 28...40 A FOR MOTOR PROTECTION SIZE S2, CLASS 10 FOR MOUNTING ONTO CONTACTORS MAIN CIRCUIT: SCREW TERMINAL AUX. CIRCUIT: SCREW TERMINAL MANUAL-AUTOMATIC-RESET. | 67.4 | TEM | 1 | CP | 0.329 | 1
3RU21364GB0 | OVERLOAD RELAY 36...45 A FOR MOTOR PROTECTION SIZE S2, CLASS 10 FOR MOUNTING ONTO CONTACTORS MAIN CIRCUIT: SCREW TERMINAL AUX. CIRCUIT: SCREW TERMINAL MANUAL-AUTOMATIC-RESET. | 76.1 | TEM | 1 | CP | 0.331 | 1
3RU21364GB0 | OVERLOAD RELAY 36...45 A FOR MOTOR PROTECTION SIZE S2, CLASS 10 FOR MOUNTING ONTO CONTACTORS MAIN CIRCUIT: SCREW TERMINAL AUX. CIRCUIT: SCREW TERMINAL MANUAL-AUTOMATIC-RESET. | 76.1 | TEM | 1 | CP | 0.331 | 1
3RU21364HB0 | OVERLOAD RELAY 40... 50 A FOR MOTOR PROTECTION SIZE S2, CLASS 10 FOR MOUNTING ONTO CONTACTORS MAIN CIRCUIT: SCREW TERMINAL AUX. CIRCUIT: SCREW TERMINAL MANUAL-AUTOMATIC-RESET. | 92.3 | TEM | 1 | CP | 0.326 | 1
3RU21364HB0 | OVERLOAD RELAY 40... 50 A FOR MOTOR PROTECTION SIZE S2, CLASS 10 FOR MOUNTING ONTO CONTACTORS MAIN CIRCUIT: SCREW TERMINAL AUX. CIRCUIT: SCREW TERMINAL MANUAL-AUTOMATIC-RESET. | 92.3 | TEM | 1 | CP | 0.326 | 1
3RU21364JB0 | OVERLOAD RELAY 54...65 A FOR MOTOR PROTECTION SIZE S2, CLASS 10 FOR MOUNTING ONTO CONTACTORS MAIN CIRCUIT: SCREW TERMINAL AUX. CIRCUIT: SCREW TERMINAL MANUAL-AUTOMATIC-RESET. | 92.3 | TEM | 1 | CP | 0.326 | 1
3RU21364JB0 | OVERLOAD RELAY 54...65 A FOR MOTOR PROTECTION SIZE S2, CLASS 10 FOR MOUNTING ONTO CONTACTORS MAIN CIRCUIT: SCREW TERMINAL AUX. CIRCUIT: SCREW TERMINAL MANUAL-AUTOMATIC-RESET. | 92.3 | TEM | 1 | CP | 0.326 | 1
3RU21364KB0 | OVERLOAD RELAY 62...73 A FOR MOTOR PROTECTION SIZE S2, CLASS 10A CONTACTOR MOUNTING MAIN CIRCUIT: SCREW TERM. AUX. CIRCUIT: SCREW TERM. MANUAL/AUTOMATIC RESET | 92.3 | TEM | 1 | CP | 0.326 | 1
3RU21364KB0 | OVERLOAD RELAY 62...73 A FOR MOTOR PROTECTION SIZE S2, CLASS 10A CONTACTOR MOUNTING MAIN CIRCUIT: SCREW TERM. AUX. CIRCUIT: SCREW TERM. MANUAL/AUTOMATIC RESET | 92.3 | TEM | 1 | CP | 0.326 | 1
3RU21364QB0 | OVERLOAD RELAY 47...57 A FOR MOTOR PROTECTION SIZE S2, CLASS 10 FOR MOUNTING ONTO CONTACTORS MAIN CIRCUIT: SCREW TERMINAL AUX. CIRCUIT: SCREW TERMINAL MANUAL-AUTOMATIC-RESET. | 92.3 | TEM | 1 | CP | 0.326 | 1
3RU21364QB0 | OVERLOAD RELAY 47...57 A FOR MOTOR PROTECTION SIZE S2, CLASS 10 FOR MOUNTING ONTO CONTACTORS MAIN CIRCUIT: SCREW TERMINAL AUX. CIRCUIT: SCREW TERMINAL MANUAL-AUTOMATIC-RESET. | 92.3 | TEM | 1 | CP | 0.326 | 1
3RU21364RB0 | OVERLOAD RELAY 70...80 A FOR MOTOR PROTECTION SIZE S2, CLASS 10A CONTACTOR MOUNTING MAIN CIRCUIT: SCREW TERM. AUX. CIRCUIT: SCREW TERM. MANUAL/AUTOMATIC RESET | 105.6 | TEM | 1 | CP | 0.343 | 1
3RU21364RB0 | OVERLOAD RELAY 70...80 A FOR MOTOR PROTECTION SIZE S2, CLASS 10A CONTACTOR MOUNTING MAIN CIRCUIT: SCREW TERM. AUX. CIRCUIT: SCREW TERM. MANUAL/AUTOMATIC RESET | 105.6 | TEM | 1 | CP | 0.343 | 1
3RU29001B | CABLE RELEASE WITH HOLDER FOR 3RU2 SIZE S00...S2 | 35.98 | TEM | 1 | CP | 0.063 | 1
3RU29001B | CABLE RELEASE WITH HOLDER FOR 3RU2 SIZE S00...S2 | 35.98 | TEM | 1 | CP | 0.063 | 1
3RU29163AA01 | STAND-ALONE INSTALLATION SUPPORT FOR 3RU21/3RB30/3RB31/3RR2 SZ S00, STAND-ALONE INSTALLATION MAIN CIRCUIT: SCREW TERMINAL AUX. CIRCUIT: -- | 9.02 | TEM | 1 | CP | 0.06 | 1
3RU29163AA01 | STAND-ALONE INSTALLATION SUPPORT FOR 3RU21/3RB30/3RB31/3RR2 SZ S00, STAND-ALONE INSTALLATION MAIN CIRCUIT: SCREW TERMINAL AUX. CIRCUIT: -- | 9.02 | TEM | 1 | CP | 0.06 | 1
3RU29163AC01 | STAND-ALONE INSTALLATION SUPPORT FOR 3RU21/3RB30/3RB31/3RR2 SZ S00, STAND-ALONE INSTALLATION MAIN CIRCUIT: SPRING TERMINAL AUX. CIRCUIT: -- | 9.02 | TEM | 1 | CP | 0.065 | 1
3RU29163AC01 | STAND-ALONE INSTALLATION SUPPORT FOR 3RU21/3RB30/3RB31/3RR2 SZ S00, STAND-ALONE INSTALLATION MAIN CIRCUIT: SPRING TERMINAL AUX. CIRCUIT: -- | 9.02 | TEM | 1 | CP | 0.065 | 1
3RU29263AA01 | SUPPORT FOR STAND-ALONE INST. FOR 3RU21/3RB30/3RB31/3RR2 SIZE S0, STAND-ALONE INSTALLATION MAIN CIRCUIT: SCREW TERMINAL AUXILIARY CIRCUIT: -- | 10.97 | TEM | 1 | CP | 0.08 | 1
3RU29263AA01 | SUPPORT FOR STAND-ALONE INST. FOR 3RU21/3RB30/3RB31/3RR2 SIZE S0, STAND-ALONE INSTALLATION MAIN CIRCUIT: SCREW TERMINAL AUXILIARY CIRCUIT: -- | 10.97 | TEM | 1 | CP | 0.08 | 1
3RU29263AC01 | SUPPORT FOR STAND-ALONE INST. FOR 3RU21/3RB30/3RB31/3RR2 SIZE S0, STAND-ALONE INSTALLATION MAIN CIRCUIT: SPRING-T. TERM. AUXILIARY CIRCUIT: -- | 10.97 | TEM | 1 | CP | 0.087 | 1
3RU29263AC01 | SUPPORT FOR STAND-ALONE INST. FOR 3RU21/3RB30/3RB31/3RR2 SIZE S0, STAND-ALONE INSTALLATION MAIN CIRCUIT: SPRING-T. TERM. AUXILIARY CIRCUIT: -- | 10.97 | TEM | 1 | CP | 0.087 | 1
3RU29363AA01 | SUPPORT F. STAND-ALONE INSTALLATION FOR 3RU21/3RB30/3RB31 SZ. S2, STAND-ALONE INSTALLATION MAIN CIRCUIT: SCREW TERMINAL | 14.97 | TEM | 1 | CP | 0.177 | 1
3RU29363AA01 | SUPPORT F. STAND-ALONE INSTALLATION FOR 3RU21/3RB30/3RB31 SZ. S2, STAND-ALONE INSTALLATION MAIN CIRCUIT: SCREW TERMINAL | 14.97 | TEM | 1 | CP | 0.177 | 1
3RV10110AA10 | CIRCUIT-BREAKER, 0.11...0.16A N-RELEASE 2.1 A, SIZE S00 MOTOR PROTECTION, CLASS 10, SCREW CONNECTION STANDARD BREAKING CAPACITY | 44.9 | TEM | 1 | CP | 0.228 | 1
3RV10110AA10 | CIRCUIT-BREAKER, 0.11...0.16A N-RELEASE 2.1 A, SIZE S00 MOTOR PROTECTION, CLASS 10, SCREW CONNECTION STANDARD BREAKING CAPACITY | 44.9 | TEM | 1 | CP | 0.228 | 1
3RV10110AA15 | CIRCUIT-BREAKER, SIZE S00, FOR MOTOR PROTECTION, CLASS 10, A REL.0.11...0.16A, N REL.2.1A SCREW CONNECTION, STANDARD BREAKING CAPACITY, W. TRANSV. AUX. SWITCH 1NO/1NC | 57.71 | TEM | 1 | CP | 0.244 | 1
3RV10110AA15 | CIRCUIT-BREAKER, SIZE S00, FOR MOTOR PROTECTION, CLASS 10, A REL.0.11...0.16A, N REL.2.1A SCREW CONNECTION, STANDARD BREAKING CAPACITY, W. TRANSV. AUX. SWITCH 1NO/1NC | 57.71 | TEM | 1 | CP | 0.244 | 1
3RV10110BA10 | CIRCUIT-BREAKER SIZE S00, FOR MOTOR PROTECTION, CLASS 10, A-REL.0.14...0.2A,N-REL.2.6A, SCREW TERMINAL, STANDARD SWITCHING CAPACITY | 44.9 | TEM | 1 | CP | 0.229 | 1
3RV10110BA10 | CIRCUIT-BREAKER SIZE S00, FOR MOTOR PROTECTION, CLASS 10, A-REL.0.14...0.2A,N-REL.2.6A, SCREW TERMINAL, STANDARD SWITCHING CAPACITY | 44.9 | TEM | 1 | CP | 0.229 | 1
3RV10110CA10 | CIRCUIT-BREAKER 0.18...0,.25 N-RELEASE 3,3A, SIZE S00, MOTOR PROTECTION, CLASS 10, SCREW CONNECTION STANDARD BREAKING CAPACITY | 44.9 | TEM | 1 | CP | 0.229 | 1
3RV10110CA10 | CIRCUIT-BREAKER 0.18...0,.25 N-RELEASE 3,3A, SIZE S00, MOTOR PROTECTION, CLASS 10, SCREW CONNECTION STANDARD BREAKING CAPACITY | 44.9 | TEM | 1 | CP | 0.229 | 1
3RV10110CA15 | CIRCUIT-BREAKER SIZE S00, FOR MOTOR PROTECTION, CLASS 10, A REL.0.18...0.25A, N REL. 3,3A SCREW CONNECTION, STANDARD BREAKING CAPACITY , W. TRANSV. AUX. SWITCH 1NO/1NC | 57.71 | TEM | 1 | CP | 0.244 | 1
3RV10110CA15 | CIRCUIT-BREAKER SIZE S00, FOR MOTOR PROTECTION, CLASS 10, A REL.0.18...0.25A, N REL. 3,3A SCREW CONNECTION, STANDARD BREAKING CAPACITY , W. TRANSV. AUX. SWITCH 1NO/1NC | 57.71 | TEM | 1 | CP | 0.244 | 1
3RV10110DA10 | CIRCUIT-BREAKER, 0.22...0.32A N-RELEASE 4.2 A, SIZE S00, MOTOR PROTECTION, CLASS 10, SCREW CONNECTION STANDARD BREAKING CAPACITY | 45.31 | TEM | 1 | CP | 0.23 | 1
3RV10110DA10 | CIRCUIT-BREAKER, 0.22...0.32A N-RELEASE 4.2 A, SIZE S00, MOTOR PROTECTION, CLASS 10, SCREW CONNECTION STANDARD BREAKING CAPACITY | 45.31 | TEM | 1 | CP | 0.23 | 1
3RV10110DA15 | CIRCUIT-BREAKER, SIZE S00, FOR MOTOR PROTECTION, CLASS 10, A REL.0.22...0.32A, N REL.4.2A SCREW CONNECTION, STANDARD BREAKING CAPACITY W. TRANSV. AUX. SWITCH 1NO/1NC | 58.22 | TEM | 1 | CP | 0.245 | 1
3RV10110DA15 | CIRCUIT-BREAKER, SIZE S00, FOR MOTOR PROTECTION, CLASS 10, A REL.0.22...0.32A, N REL.4.2A SCREW CONNECTION, STANDARD BREAKING CAPACITY W. TRANSV. AUX. SWITCH 1NO/1NC | 58.22 | TEM | 1 | CP | 0.245 | 1
3RV10110EA10 | CIRCUIT-BREAKER SIZE S00, FOR MOTOR PROTECTION, CLASS 10, A-REL.0.28...0.4A,N-REL.5.2A, SCREW TERMINAL, STANDARD SWITCHING CAPACITY | 45.31 | TEM | 1 | CP | 0.231 | 1
3RV10110EA10 | CIRCUIT-BREAKER SIZE S00, FOR MOTOR PROTECTION, CLASS 10, A-REL.0.28...0.4A,N-REL.5.2A, SCREW TERMINAL, STANDARD SWITCHING CAPACITY | 45.31 | TEM | 1 | CP | 0.231 | 1
3RV10110EA15 | CIRCUIT-BREAKER, SIZE S00, FOR MOTOR PROTECTION, CLASS 10, A REL.0.28...0.40A, N REL.5.2A, SCREW CONNECTION, STANDARD BREAKING CAPACITY, W. TRANSV. AUX. SWITCH 1NO/1NC | 58.22 | TEM | 1 | CP | 0.247 | 1
3RV10110EA15 | CIRCUIT-BREAKER, SIZE S00, FOR MOTOR PROTECTION, CLASS 10, A REL.0.28...0.40A, N REL.5.2A, SCREW CONNECTION, STANDARD BREAKING CAPACITY, W. TRANSV. AUX. SWITCH 1NO/1NC | 58.22 | TEM | 1 | CP | 0.247 | 1
3RV10110FA10 | CIRCUIT-BREAKER SIZE S00, FOR MOTOR PROTECTION, CLASS 10, A-REL.0.35...0.5A, N-REL.6.5A SCREW TERMINAL, STANDARD SWITCHING CAPACITY | 45.31 | TEM | 1 | CP | 0.231 | 1
3RV10110FA10 | CIRCUIT-BREAKER SIZE S00, FOR MOTOR PROTECTION, CLASS 10, A-REL.0.35...0.5A, N-REL.6.5A SCREW TERMINAL, STANDARD SWITCHING CAPACITY | 45.31 | TEM | 1 | CP | 0.231 | 1
3RV10110FA15 | CIRCUIT-BREAKER, SIZE S00, FOR MOTOR PROTECTION, CLASS 10, A REL.0.35...0.50A, N REL.6,5A, SCREW CONNECTION, STANDARD BREAKING CAPACITY W. TRANSV. AUX. SWITCH 1NO/1NC | 58.22 | TEM | 1 | CP | 0.245 | 1
3RV10110FA15 | CIRCUIT-BREAKER, SIZE S00, FOR MOTOR PROTECTION, CLASS 10, A REL.0.35...0.50A, N REL.6,5A, SCREW CONNECTION, STANDARD BREAKING CAPACITY W. TRANSV. AUX. SWITCH 1NO/1NC | 58.22 | TEM | 1 | CP | 0.245 | 1
3RV10110GA10 | CIRCUIT-BREAKER SIZE S00, FOR MOTOR PROTECTION, CLASS 10, A-REL.0.45...0.63A,N-REL.8.2A SCREW TERMINAL, STANDARD SWITCHING CAPACITY | 45.72 | TEM | 1 | CP | 0.229 | 1
3RV10110GA10 | CIRCUIT-BREAKER SIZE S00, FOR MOTOR PROTECTION, CLASS 10, A-REL.0.45...0.63A,N-REL.8.2A SCREW TERMINAL, STANDARD SWITCHING CAPACITY | 45.72 | TEM | 1 | CP | 0.229 | 1
3RV10110GA15 | CIRCUIT-BREAKER, SIZE S00, FOR MOTOR PROTECTION, CLASS 10, A REL.0.45...0.63A, N REL.8.2A SCREW CONNECTION, STANDARD BREAKING CAPACITY, W. TRANSV. AUX. SWITCH 1NO/1NC | 58.32 | TEM | 1 | CP | 0.247 | 1
3RV10110GA15 | CIRCUIT-BREAKER, SIZE S00, FOR MOTOR PROTECTION, CLASS 10, A REL.0.45...0.63A, N REL.8.2A SCREW CONNECTION, STANDARD BREAKING CAPACITY, W. TRANSV. AUX. SWITCH 1NO/1NC | 58.32 | TEM | 1 | CP | 0.247 | 1
3RV10110HA10 | CIRCUIT-BREAKER SIZE S00, FOR MOTOR PROTECTION, CLASS 10, A-REL.0.55...0.8A, N-REL.10 A SCREW TERMINAL, STANDARD SWITCHING CAPACITY | 47.15 | TEM | 1 | CP | 0.233 | 1
3RV10110HA10 | CIRCUIT-BREAKER SIZE S00, FOR MOTOR PROTECTION, CLASS 10, A-REL.0.55...0.8A, N-REL.10 A SCREW TERMINAL, STANDARD SWITCHING CAPACITY | 47.15 | TEM | 1 | CP | 0.233 | 1
3RV10110HA15 | CIRCUIT-BREAKER, SIZE S00, FOR MOTOR PROTECTION, CLASS 10, A REL.0.55...0.8A, N REL. 10A, SCREW CONNECTION, STANDARD BREAKING CAPACITY W. TRANSV. AUX. SWITCH 1NO/1NC | 59.66 | TEM | 1 | CP | 0.247 | 1
3RV10110HA15 | CIRCUIT-BREAKER, SIZE S00, FOR MOTOR PROTECTION, CLASS 10, A REL.0.55...0.8A, N REL. 10A, SCREW CONNECTION, STANDARD BREAKING CAPACITY W. TRANSV. AUX. SWITCH 1NO/1NC | 59.66 | TEM | 1 | CP | 0.247 | 1
3RV10110JA10 | CIRCUIT-BREAKER SIZE S00, FOR MOTOR PROTECTION, CLASS 10, A-REL. 0.7...1A, N-REL. 13A, SCREW TERMINAL, STANDARD SWITCHING CAPACITY | 47.15 | TEM | 1 | CP | 0.23 | 1
3RV10110JA10 | CIRCUIT-BREAKER SIZE S00, FOR MOTOR PROTECTION, CLASS 10, A-REL. 0.7...1A, N-REL. 13A, SCREW TERMINAL, STANDARD SWITCHING CAPACITY | 47.15 | TEM | 1 | CP | 0.23 | 1
3RV10110JA15 | CIRCUIT-BREAKER, SIZE S00, FOR MOTOR PROTECTION, CLASS 10, A REL. 0.70...1A, N REL. 13A, SCREW CONNECTION, STANDARD BREAKING CAPACITY, W. TRANSV. AUX. SWITCH 1NO/1NC | 59.66 | TEM | 1 | CP | 0.245 | 1
3RV10110JA15 | CIRCUIT-BREAKER, SIZE S00, FOR MOTOR PROTECTION, CLASS 10, A REL. 0.70...1A, N REL. 13A, SCREW CONNECTION, STANDARD BREAKING CAPACITY, W. TRANSV. AUX. SWITCH 1NO/1NC | 59.66 | TEM | 1 | CP | 0.245 | 1
3RV10110KA10 | CIRCUIT-BREAKER SIZE S00, FOR MOTOR PROTECTION, CLASS 10, A-REL.0.9...1.25A, N-REL.16A, SCREW TERMINAL, STANDARD SWITCHING CAPACITY | 47.77 | TEM | 1 | CP | 0.274 | 1
3RV10110KA10 | CIRCUIT-BREAKER SIZE S00, FOR MOTOR PROTECTION, CLASS 10, A-REL.0.9...1.25A, N-REL.16A, SCREW TERMINAL, STANDARD SWITCHING CAPACITY | 47.77 | TEM | 1 | CP | 0.274 | 1
3RV10110KA15 | CIRCUIT-BREAKER, SIZE S00, FOR MOTOR PROTECTION, CLASS 10, A REL.0.9...1.25A, N REL.16A, 1NO + 1NC TRANSVERSE, SCREW CONN., STANDARD BREAKING CAPAC. | 59.66 | TEM | 1 | CP | 0.297 | 1
3RV10110KA15 | CIRCUIT-BREAKER, SIZE S00, FOR MOTOR PROTECTION, CLASS 10, A REL.0.9...1.25A, N REL.16A, 1NO + 1NC TRANSVERSE, SCREW CONN., STANDARD BREAKING CAPAC. | 59.66 | TEM | 1 | CP | 0.297 | 1
3RV10111AA10 | CIRCUIT-BREAKER SIZE S00, FOR MOTOR PROTECTION, CLASS 10, A-REL.1.1...1.6A, N-REL. 21A, SCREW TERMINAL, STANDARD SWITCHING CAPACITY | 47.77 | TEM | 1 | CP | 0.274 | 1
3RV10111AA10 | CIRCUIT-BREAKER SIZE S00, FOR MOTOR PROTECTION, CLASS 10, A-REL.1.1...1.6A, N-REL. 21A, SCREW TERMINAL, STANDARD SWITCHING CAPACITY | 47.77 | TEM | 1 | CP | 0.274 | 1
3RV10111AA15 | CIRCUIT-BREAKER, SIZE S00, FOR MOTOR PROTECTION, CLASS 10, A REL.1.1...1.6A, N REL.21A, SCREW CONNECTION, STANDARD BREAKING CAPACITY, W. TRANSV. AUX. SWITCH 1NO/1NC | 59.66 | TEM | 1 | CP | 0.289 | 1
3RV10111AA15 | CIRCUIT-BREAKER, SIZE S00, FOR MOTOR PROTECTION, CLASS 10, A REL.1.1...1.6A, N REL.21A, SCREW CONNECTION, STANDARD BREAKING CAPACITY, W. TRANSV. AUX. SWITCH 1NO/1NC | 59.66 | TEM | 1 | CP | 0.289 | 1
3RV10111BA10 | CIRCUIT-BREAKER SIZE S00, FOR MOTOR PROTECTION, CLASS 10, A-REL. 1.4...2A, N-REL. 26A, SCREW TERMINAL, STANDARD SWITCHING CAPACITY | 50.23 | TEM | 1 | CP | 0.277 | 1
3RV10111BA10 | CIRCUIT-BREAKER SIZE S00, FOR MOTOR PROTECTION, CLASS 10, A-REL. 1.4...2A, N-REL. 26A, SCREW TERMINAL, STANDARD SWITCHING CAPACITY | 50.23 | TEM | 1 | CP | 0.277 | 1
3RV10111BA15 | CIRCUIT-BREAKER, SIZE S00, FOR MOTOR PROTECTION, CLASS 10, A REL. 1.4...2A, N REL. 26A, SCREW CONNECTION, STANDARD BREAKING CAPACITY W. TRANSV. AUX. SWITCH 1NO/1NC | 61.91 | TEM | 1 | CP | 0.292 | 1
3RV10111BA15 | CIRCUIT-BREAKER, SIZE S00, FOR MOTOR PROTECTION, CLASS 10, A REL. 1.4...2A, N REL. 26A, SCREW CONNECTION, STANDARD BREAKING CAPACITY W. TRANSV. AUX. SWITCH 1NO/1NC | 61.91 | TEM | 1 | CP | 0.292 | 1
3RV10111CA10 | CIRCUIT-BREAKER SIZE S00, FOR MOTOR PROTECTION, CLASS 10, A-REL.1.8...2.5A, N-REL. 33A, SCREW TERMINAL, STANDARD SWITCHING CAPACITY | 50.23 | TEM | 1 | CP | 0.273 | 1
3RV10111CA10 | CIRCUIT-BREAKER SIZE S00, FOR MOTOR PROTECTION, CLASS 10, A-REL.1.8...2.5A, N-REL. 33A, SCREW TERMINAL, STANDARD SWITCHING CAPACITY | 50.23 | TEM | 1 | CP | 0.273 | 1
3RV10111CA15 | CIRCUIT-BREAKER SIZE S00, FOR MOTOR PROTECTION, CLASS 10, A-REL. 1.8...2.5A, N-REL. 33A SCREW TERMINAL, STANDARD SWITCHING CAPACITY, W. TRANSV. AUX. SWITCH 1NO+1NC | 61.91 | TEM | 1 | CP | 0.293 | 1
3RV10111CA15 | CIRCUIT-BREAKER SIZE S00, FOR MOTOR PROTECTION, CLASS 10, A-REL. 1.8...2.5A, N-REL. 33A SCREW TERMINAL, STANDARD SWITCHING CAPACITY, W. TRANSV. AUX. SWITCH 1NO+1NC | 61.91 | TEM | 1 | CP | 0.293 | 1
3RV10111DA10 | CIRCUIT-BREAKER SIZE S00, FOR MOTOR PROTECTION, CLASS 10, A-REL.2.2...3.2A, N-REL. 42A, SCREW TERMINAL, STANDARD SWITCHING CAPACITY | 50.23 | TEM | 1 | CP | 0.279 | 1
3RV10111DA10 | CIRCUIT-BREAKER SIZE S00, FOR MOTOR PROTECTION, CLASS 10, A-REL.2.2...3.2A, N-REL. 42A, SCREW TERMINAL, STANDARD SWITCHING CAPACITY | 50.23 | TEM | 1 | CP | 0.279 | 1
3RV10111DA15 | CIRCUIT-BREAKER, SIZE S00, FOR MOTOR PROTECTION, CLASS 10, A REL.2.2...3.2A, N REL.42A, 1NO + 1NC TRANSVERSE, SCREW CONN., STANDARD BREAKING CAPAC. | 61.91 | TEM | 1 | CP | 0.294 | 1
3RV10111DA15 | CIRCUIT-BREAKER, SIZE S00, FOR MOTOR PROTECTION, CLASS 10, A REL.2.2...3.2A, N REL.42A, 1NO + 1NC TRANSVERSE, SCREW CONN., STANDARD BREAKING CAPAC. | 61.91 | TEM | 1 | CP | 0.294 | 1
3RV10111EA10 | CIRCUIT-BREAKER SIZE S00, FOR MOTOR PROTECTION, CLASS 10, A-REL. 2.8...4A, N-REL. 52A, SCREW TERMINAL, STANDARD SWITCHING CAPACITY | 50.23 | TEM | 1 | CP | 0.277 | 1
3RV10111EA10 | CIRCUIT-BREAKER SIZE S00, FOR MOTOR PROTECTION, CLASS 10, A-REL. 2.8...4A, N-REL. 52A, SCREW TERMINAL, STANDARD SWITCHING CAPACITY | 50.23 | TEM | 1 | CP | 0.277 | 1
3RV10111EA15 | CIRCUIT-BREAKER SIZE S00, FOR MOTOR PROTECTION, CLASS 10, A-REL. 2.8...4A, N-REL. 52A, SCREW TERMINAL, STANDARD SWITCHING CAPACITY, W. TRANSV. AUX. SWITCH 1NO+1NC | 61.91 | TEM | 1 | CP | 0.29 | 1
3RV10111EA15 | CIRCUIT-BREAKER SIZE S00, FOR MOTOR PROTECTION, CLASS 10, A-REL. 2.8...4A, N-REL. 52A, SCREW TERMINAL, STANDARD SWITCHING CAPACITY, W. TRANSV. AUX. SWITCH 1NO+1NC | 61.91 | TEM | 1 | CP | 0.29 | 1
3RV10111FA10 | CIRCUIT-BREAKER SIZE S00, FOR MOTOR PROTECTION, CLASS 10, A-REL. 3.5...5A, N-REL. 65A, SCREW TERMINAL, STANDARD SWITCHING CAPACITY | 50.23 | TEM | 1 | CP | 0.282 | 1
3RV10111FA10 | CIRCUIT-BREAKER SIZE S00, FOR MOTOR PROTECTION, CLASS 10, A-REL. 3.5...5A, N-REL. 65A, SCREW TERMINAL, STANDARD SWITCHING CAPACITY | 50.23 | TEM | 1 | CP | 0.282 | 1
3RV10111FA15 | CIRCUIT-BREAKER, SIZE S00, FOR MOTOR PROTECTION, CLASS 10, A REL.3.5...5A, N REL.65A, 1NO + 1NC TRANSVERSE, SCREW CONN., STANDARD BREAKING CAPAC. | 61.91 | TEM | 1 | CP | 0.297 | 1
3RV10111FA15 | CIRCUIT-BREAKER, SIZE S00, FOR MOTOR PROTECTION, CLASS 10, A REL.3.5...5A, N REL.65A, 1NO + 1NC TRANSVERSE, SCREW CONN., STANDARD BREAKING CAPAC. | 61.91 | TEM | 1 | CP | 0.297 | 1
3RV10111GA10 | CIRCUIT-BREAKER SIZE S00, FOR MOTOR PROTECTION, CLASS 10, A-REL. 4.5...6.3A, N-REL. 82A SCREW TERMINAL, STANDARD SWITCHING CAPACITY | 50.23 | TEM | 1 | CP | 0.284 | 1
3RV10111GA10 | CIRCUIT-BREAKER SIZE S00, FOR MOTOR PROTECTION, CLASS 10, A-REL. 4.5...6.3A, N-REL. 82A SCREW TERMINAL, STANDARD SWITCHING CAPACITY | 50.23 | TEM | 1 | CP | 0.284 | 1
3RV10111GA15 | CIRCUIT-BREAKER SIZE S00, FOR MOTOR PROTECTION, CLASS 10, A-REL. 4.5...6.3A, N-REL. 82A SCREW TERMINAL, STANDARD SWITCHING CAPACITY, W. TRANSV. AUX. SWITCH 1NO+1NC | 61.91 | TEM | 1 | CP | 0.299 | 1
3RV10111GA15 | CIRCUIT-BREAKER SIZE S00, FOR MOTOR PROTECTION, CLASS 10, A-REL. 4.5...6.3A, N-REL. 82A SCREW TERMINAL, STANDARD SWITCHING CAPACITY, W. TRANSV. AUX. SWITCH 1NO+1NC | 61.91 | TEM | 1 | CP | 0.299 | 1
3RV10111HA10 | CIRCUIT-BREAKER SIZE S00, FOR MOTOR PROTECTION, CLASS 10, A-REL. 5.5...8A, N-REL. 104A, SCREW TERMINAL, STANDARD SWITCHING CAPACITY | 50.23 | TEM | 1 | CP | 0.284 | 1
3RV10111HA10 | CIRCUIT-BREAKER SIZE S00, FOR MOTOR PROTECTION, CLASS 10, A-REL. 5.5...8A, N-REL. 104A, SCREW TERMINAL, STANDARD SWITCHING CAPACITY | 50.23 | TEM | 1 | CP | 0.284 | 1
3RV10111HA15 | CIRCUIT-BREAKER, SIZE S00, FOR MOTOR PROTECTION, CLASS 10, A REL.5.5...8 A, N REL.104 A, 1NO + 1NC TRANSVERSE, SCREW CONN., STANDARD BREAKING CAPAC. | 61.91 | TEM | 1 | CP | 0.3 | 1
3RV10111HA15 | CIRCUIT-BREAKER, SIZE S00, FOR MOTOR PROTECTION, CLASS 10, A REL.5.5...8 A, N REL.104 A, 1NO + 1NC TRANSVERSE, SCREW CONN., STANDARD BREAKING CAPAC. | 61.91 | TEM | 1 | CP | 0.3 | 1
3RV10111JA10 | CIRCUIT-BREAKER SIZE S00, FOR MOTOR PROTECTION, CLASS 10, A-REL. 7...10A, N-REL. 130A, SCREW TERMINAL, STANDARD SWITCHING CAPACITY | 56.07 | TEM | 1 | CP | 0.281 | 1
3RV10111JA10 | CIRCUIT-BREAKER SIZE S00, FOR MOTOR PROTECTION, CLASS 10, A-REL. 7...10A, N-REL. 130A, SCREW TERMINAL, STANDARD SWITCHING CAPACITY | 56.07 | TEM | 1 | CP | 0.281 | 1
3RV10111JA15 | CIRCUIT-BREAKER SIZE S00, FOR MOTOR PROTECTION, CLASS 10, A-REL. 7...10A, N-REL. 130A, SCREW TERMINAL, STANDARD SWITCHING CAPACITY, W. TRANSV. AUX. SWITCH 1NO/1NC | 67.96 | TEM | 1 | CP | 0.297 | 1
3RV10111JA15 | CIRCUIT-BREAKER SIZE S00, FOR MOTOR PROTECTION, CLASS 10, A-REL. 7...10A, N-REL. 130A, SCREW TERMINAL, STANDARD SWITCHING CAPACITY, W. TRANSV. AUX. SWITCH 1NO/1NC | 67.96 | TEM | 1 | CP | 0.297 | 1
3RV10111KA10 | CIRCUIT-BREAKER SIZE S00, FOR MOTOR PROTECTION, CLASS 10, A-REL. 9...12A, N-REL. 156A, SCREW TERMINAL, STANDARD SWITCHING CAPACITY | 56.07 | TEM | 1 | CP | 0.278 | 1
3RV10111KA10 | CIRCUIT-BREAKER SIZE S00, FOR MOTOR PROTECTION, CLASS 10, A-REL. 9...12A, N-REL. 156A, SCREW TERMINAL, STANDARD SWITCHING CAPACITY | 56.07 | TEM | 1 | CP | 0.278 | 1
3RV10111KA15 | CIRCUIT-BREAKER, SIZE S00, FOR MOTOR PROTECTION, CLASS 10, A REL.9...12 A, N REL.156 A, 1NO + 1NC TRANSVERSE, SCREW CONN., STANDARD BREAKING CAPAC. | 67.96 | TEM | 1 | CP | 0.292 | 1
3RV10111KA15 | CIRCUIT-BREAKER, SIZE S00, FOR MOTOR PROTECTION, CLASS 10, A REL.9...12 A, N REL.156 A, 1NO + 1NC TRANSVERSE, SCREW CONN., STANDARD BREAKING CAPAC. | 67.96 | TEM | 1 | CP | 0.292 | 1
3RV10210AA10 | CIRCUIT-BREAKER, 0.11...0.16A N-RELEASE 2.1 A, SIZE S0, MOTOR PROTECTION, CLASS 10, SCREW CONNECTION STANDARD BREAKING CAPACITY | 48.79 | TEM | 1 | CP | 0.288 | 1
3RV10210AA10 | CIRCUIT-BREAKER, 0.11...0.16A N-RELEASE 2.1 A, SIZE S0, MOTOR PROTECTION, CLASS 10, SCREW CONNECTION STANDARD BREAKING CAPACITY | 48.79 | TEM | 1 | CP | 0.288 | 1
3RV10210BA10 | CIRCUIT-BREAKER, 0.14...0.2 A N-RELEASE 2.6 A, SIZE S0, MOTOR PROTECTION, CLASS 10, SCREW CONNECTION STANDARD BREAKING CAPACITY | 48.79 | TEM | 1 | CP | 0.286 | 1
3RV10210BA10 | CIRCUIT-BREAKER, 0.14...0.2 A N-RELEASE 2.6 A, SIZE S0, MOTOR PROTECTION, CLASS 10, SCREW CONNECTION STANDARD BREAKING CAPACITY | 48.79 | TEM | 1 | CP | 0.286 | 1
3RV10210CA10 | CIRCUIT-BREAKER, 0.18...0.25A N-RELEASE 3,3 A, SIZE S0, MOTOR PROTECTION, CLASS 10, SCREW CONNECTION STANDARD BREAKING CAPACITY | 48.79 | TEM | 1 | CP | 0.288 | 1
3RV10210CA10 | CIRCUIT-BREAKER, 0.18...0.25A N-RELEASE 3,3 A, SIZE S0, MOTOR PROTECTION, CLASS 10, SCREW CONNECTION STANDARD BREAKING CAPACITY | 48.79 | TEM | 1 | CP | 0.288 | 1
3RV10210CA15 | CIRCUIT-BREAKER, SIZE S0, FOR MOTOR PROTECTION, CLASS 10, A REL.0.18...0.25, N REL.3,3 A, SCREW CONNECTION, STANDARD BREAKING CAPACITY W. TRANSV. AUX. SWITCH 1NO/1NC | 60.48 | TEM | 1 | CP | 0.303 | 1
3RV10210CA15 | CIRCUIT-BREAKER, SIZE S0, FOR MOTOR PROTECTION, CLASS 10, A REL.0.18...0.25, N REL.3,3 A, SCREW CONNECTION, STANDARD BREAKING CAPACITY W. TRANSV. AUX. SWITCH 1NO/1NC | 60.48 | TEM | 1 | CP | 0.303 | 1
3RV10210DA10 | CIRCUIT-BREAKER, 0.22...0.32A N-RELEASE 4.2 A, SIZE S0, MOTOR PROTECTION, CLASS 10, SCREW CONNECTION STANDARD BREAKING CAPACITY | 49.71 | TEM | 1 | CP | 0.286 | 1
3RV10210DA10 | CIRCUIT-BREAKER, 0.22...0.32A N-RELEASE 4.2 A, SIZE S0, MOTOR PROTECTION, CLASS 10, SCREW CONNECTION STANDARD BREAKING CAPACITY | 49.71 | TEM | 1 | CP | 0.286 | 1
3RV10210DA15 | CIRCUIT-BREAKER, SIZE S0, FOR MOTOR PROTECTION, CLASS 10, A REL.0.22...0.32A, N REL.4.2A, SCREW CONNECTION, STANDARD BREAKING CAPACITY W. TRANSV. AUX. SWITCH 1NO/1NC | 61.19 | TEM | 1 | CP | 0.302 | 1
3RV10210DA15 | CIRCUIT-BREAKER, SIZE S0, FOR MOTOR PROTECTION, CLASS 10, A REL.0.22...0.32A, N REL.4.2A, SCREW CONNECTION, STANDARD BREAKING CAPACITY W. TRANSV. AUX. SWITCH 1NO/1NC | 61.19 | TEM | 1 | CP | 0.302 | 1
3RV10210EA10 | CIRCUIT-BREAKER, 0.28...0.40A N-RELEASE 5.2 A, SIZE S0, MOTOR PROTECTION, CLASS 10, SCREW CONNECTION STANDARD BREAKING CAPACITY | 49.71 | TEM | 1 | CP | 0.287 | 1
3RV10210EA10 | CIRCUIT-BREAKER, 0.28...0.40A N-RELEASE 5.2 A, SIZE S0, MOTOR PROTECTION, CLASS 10, SCREW CONNECTION STANDARD BREAKING CAPACITY | 49.71 | TEM | 1 | CP | 0.287 | 1
3RV10210EA15 | CIRCUIT-BREAKER, SIZE S0, FOR MOTOR PROTECTION, CLASS 10, A REL.0.28...0.40A, N REL.5.2A, SCREW CONNECTION, STANDARD BREAKING CAPACITY W. TRANSV. AUX. SWITCH 1NO/1NC | 61.19 | TEM | 1 | CP | 0.302 | 1
3RV10210EA15 | CIRCUIT-BREAKER, SIZE S0, FOR MOTOR PROTECTION, CLASS 10, A REL.0.28...0.40A, N REL.5.2A, SCREW CONNECTION, STANDARD BREAKING CAPACITY W. TRANSV. AUX. SWITCH 1NO/1NC | 61.19 | TEM | 1 | CP | 0.302 | 1
3RV10210FA10 | CIRCUIT-BREAKER, 0.35...0.50A N-RELEASE 6,5 A, SIZE S0, MOTOR PROTECTION, CLASS 10, SCREW CONNECTION STANDARD BREAKING CAPACITY | 49.71 | TEM | 1 | CP | 0.284 | 1
3RV10210FA10 | CIRCUIT-BREAKER, 0.35...0.50A N-RELEASE 6,5 A, SIZE S0, MOTOR PROTECTION, CLASS 10, SCREW CONNECTION STANDARD BREAKING CAPACITY | 49.71 | TEM | 1 | CP | 0.284 | 1
3RV10210FA15 | CIRCUIT-BREAKER, SIZE S0, FOR MOTOR PROTECTION, CLASS 10, A REL.0.35...0.50A, N REL.6,5A, SCREW CONNECTION, STANDARD BREAKING CAPACITY W. TRANSV. AUX. SWITCH 1NO/1NC | 61.19 | TEM | 1 | CP | 0.303 | 1
3RV10210FA15 | CIRCUIT-BREAKER, SIZE S0, FOR MOTOR PROTECTION, CLASS 10, A REL.0.35...0.50A, N REL.6,5A, SCREW CONNECTION, STANDARD BREAKING CAPACITY W. TRANSV. AUX. SWITCH 1NO/1NC | 61.19 | TEM | 1 | CP | 0.303 | 1
3RV10210GA10 | CIRCUIT-BREAKER SIZE S0, FOR MOTOR PROTECTION, CLASS 10, A-REL.0.45...0.63A,N-REL.8.2A SCREW TERMINAL, STANDARD SWITCHING CAPACITY | 49.71 | TEM | 1 | CP | 0.284 | 1
3RV10210GA10 | CIRCUIT-BREAKER SIZE S0, FOR MOTOR PROTECTION, CLASS 10, A-REL.0.45...0.63A,N-REL.8.2A SCREW TERMINAL, STANDARD SWITCHING CAPACITY | 49.71 | TEM | 1 | CP | 0.284 | 1
3RV10210GA15 | CIRCUIT-BREAKER, SIZE S0, FOR MOTOR PROTECTION, CLASS 10, A REL.0.45...0.63A, N REL.8.2A SCREW CONNECTION, STANDARD BREAKING CAPACITY W. TRANSV. AUX. SWITCH 1NO/1NC | 61.19 | TEM | 1 | CP | 0.305 | 1
3RV10210GA15 | CIRCUIT-BREAKER, SIZE S0, FOR MOTOR PROTECTION, CLASS 10, A REL.0.45...0.63A, N REL.8.2A SCREW CONNECTION, STANDARD BREAKING CAPACITY W. TRANSV. AUX. SWITCH 1NO/1NC | 61.19 | TEM | 1 | CP | 0.305 | 1
3RV10210GA15 | CIRCUIT-BREAKER, SIZE S0, FOR MOTOR PROTECTION, CLASS 10, A REL.0.45...0.63A, N REL.8.2A SCREW CONNECTION, STANDARD BREAKING CAPACITY W. TRANSV. AUX. SWITCH 1NO/1NC | 61.19 | TEM | 1 | CP | 0.305 | 1
3RV10210HA10 | CIRCUIT-BREAKER SIZE S0, FOR MOTOR PROTECTION, CLASS 10, A-REL.0.55...0.80A,N-REL.10 A SCREW TERMINAL, STANDARD SWITCHING CAPACITY | 49.71 | TEM | 1 | CP | 0.285 | 1
3RV10210HA10 | CIRCUIT-BREAKER SIZE S0, FOR MOTOR PROTECTION, CLASS 10, A-REL.0.55...0.80A,N-REL.10 A SCREW TERMINAL, STANDARD SWITCHING CAPACITY | 49.71 | TEM | 1 | CP | 0.285 | 1
3RV10210HA15 | CIRCUIT-BREAKER, SIZE S0, FOR MOTOR PROTECTION, CLASS 10, A REL.0.55...0.80A, N REL.10 A, SCREW CONNECTION, STANDARD BREAKING CAPACITY W. TRANSV. AUX. SWITCH 1NO/1NC | 61.19 | TEM | 1 | CP | 0.301 | 1
3RV10210HA15 | CIRCUIT-BREAKER, SIZE S0, FOR MOTOR PROTECTION, CLASS 10, A REL.0.55...0.80A, N REL.10 A, SCREW CONNECTION, STANDARD BREAKING CAPACITY W. TRANSV. AUX. SWITCH 1NO/1NC | 61.19 | TEM | 1 | CP | 0.301 | 1
3RV10210JA10 | CIRCUIT-BREAKER SIZE S0, FOR MOTOR PROTECTION, CLASS 10, A-REL. 0.7 ...1A, N-REL. 13A, SCREW TERMINAL, STANDARD SWITCHING CAPACITY | 52.99 | TEM | 1 | CP | 0.351 | 1
3RV10210JA10 | CIRCUIT-BREAKER SIZE S0, FOR MOTOR PROTECTION, CLASS 10, A-REL. 0.7 ...1A, N-REL. 13A, SCREW TERMINAL, STANDARD SWITCHING CAPACITY | 52.99 | TEM | 1 | CP | 0.351 | 1
3RV10210JA10 | CIRCUIT-BREAKER SIZE S0, FOR MOTOR PROTECTION, CLASS 10, A-REL. 0.7 ...1A, N-REL. 13A, SCREW TERMINAL, STANDARD SWITCHING CAPACITY | 52.99 | TEM | 1 | CP | 0.351 | 1
3RV10210JA15 | CIRCUIT-BREAKER, SIZE S0, FOR MOTOR PROTECTION, CLASS 10, A REL.0.70...1A, N REL.13A, SCREW CONNECTION, STANDARD BREAKING CAPACITY W. TRANSV. AUX. SWITCH 1NO/1NC | 64.68 | TEM | 1 | CP | 0.36 | 1
3RV10210JA15 | CIRCUIT-BREAKER, SIZE S0, FOR MOTOR PROTECTION, CLASS 10, A REL.0.70...1A, N REL.13A, SCREW CONNECTION, STANDARD BREAKING CAPACITY W. TRANSV. AUX. SWITCH 1NO/1NC | 64.68 | TEM | 1 | CP | 0.36 | 1
3RV10210KA10 | CIRCUIT-BREAKER SIZE S0, FOR MOTOR PROTECTION, CLASS 10, A-REL. 0.9...1.25A, N-REL.16A SCREW TERMINAL, STANDARD SWITCHING CAPACITY | 52.99 | TEM | 1 | CP | 0.364 | 1
3RV10210KA10 | CIRCUIT-BREAKER SIZE S0, FOR MOTOR PROTECTION, CLASS 10, A-REL. 0.9...1.25A, N-REL.16A SCREW TERMINAL, STANDARD SWITCHING CAPACITY | 52.99 | TEM | 1 | CP | 0.364 | 1
3RV10210KA15 | CIRCUIT-BREAKER, SIZE S0, FOR MOTOR PROTECTION, CLASS 10, A REL.0.9...1.25A, N REL.16A, SCREW CONNECTION, STANDARD BREAKING CAPACITY W. TRANSV. AUX. SWITCH 1NO/1NC | 64.68 | TEM | 1 | CP | 0.365 | 1
3RV10210KA15 | CIRCUIT-BREAKER, SIZE S0, FOR MOTOR PROTECTION, CLASS 10, A REL.0.9...1.25A, N REL.16A, SCREW CONNECTION, STANDARD BREAKING CAPACITY W. TRANSV. AUX. SWITCH 1NO/1NC | 64.68 | TEM | 1 | CP | 0.365 | 1
3RV10211AA10 | CIRCUIT-BREAKER SIZE S0, FOR MOTOR PROTECTION, CLASS 10, A-REL. 1.1...1.6A, N-REL. 21A SCREW TERMINAL, STANDARD SWITCHING CAPACITY | 52.99 | TEM | 1 | CP | 0.353 | 1
3RV10211AA10 | CIRCUIT-BREAKER SIZE S0, FOR MOTOR PROTECTION, CLASS 10, A-REL. 1.1...1.6A, N-REL. 21A SCREW TERMINAL, STANDARD SWITCHING CAPACITY | 52.99 | TEM | 1 | CP | 0.353 | 1
3RV10211AA15 | CIRCUIT-BREAKER, SIZE S0, FOR MOTOR PROTECTION, CLASS 10, A REL.1.1...1.6A, N REL.21 A, SCREW CONNECTION, STANDARD BREAKING CAPACITY W. TRANSV. AUX. SWITCH 1NO/1NC | 64.68 | TEM | 1 | CP | 0.373 | 1
3RV10211AA15 | CIRCUIT-BREAKER, SIZE S0, FOR MOTOR PROTECTION, CLASS 10, A REL.1.1...1.6A, N REL.21 A, SCREW CONNECTION, STANDARD BREAKING CAPACITY W. TRANSV. AUX. SWITCH 1NO/1NC | 64.68 | TEM | 1 | CP | 0.373 | 1
3RV10211BA10 | CIRCUIT-BREAKER SIZE S0, FOR MOTOR PROTECTION, CLASS 10, A-REL. 1.4...2A, N-REL. 26A, SCREW TERMINAL, STANDARD SWITCHING CAPACITY | 53.81 | TEM | 1 | CP | 0.357 | 1
3RV10211BA10 | CIRCUIT-BREAKER SIZE S0, FOR MOTOR PROTECTION, CLASS 10, A-REL. 1.4...2A, N-REL. 26A, SCREW TERMINAL, STANDARD SWITCHING CAPACITY | 53.81 | TEM | 1 | CP | 0.357 | 1
3RV10211BA15 | CIRCUIT-BREAKER, SIZE S0, FOR MOTOR PROTECTION, CLASS 10, A REL.1.4...2 A, N REL.26 A, SCREW CONNECTION, STANDARD BREAKING CAPACITY W. TRANSV. AUX. SWITCH 1NO/1NC | 65.29 | TEM | 1 | CP | 0.365 | 1
3RV10211BA15 | CIRCUIT-BREAKER, SIZE S0, FOR MOTOR PROTECTION, CLASS 10, A REL.1.4...2 A, N REL.26 A, SCREW CONNECTION, STANDARD BREAKING CAPACITY W. TRANSV. AUX. SWITCH 1NO/1NC | 65.29 | TEM | 1 | CP | 0.365 | 1
3RV10211CA10 | CIRCUIT-BREAKER SIZE S0, FOR MOTOR PROTECTION, CLASS 10, A-REL. 1.8...2.5A, N-REL.33A, SCREW TERMINAL, STANDARD SWITCHING CAPACITY | 53.81 | TEM | 1 | CP | 0.357 | 1
3RV10211CA10 | CIRCUIT-BREAKER SIZE S0, FOR MOTOR PROTECTION, CLASS 10, A-REL. 1.8...2.5A, N-REL.33A, SCREW TERMINAL, STANDARD SWITCHING CAPACITY | 53.81 | TEM | 1 | CP | 0.357 | 1
3RV10211CA10 | CIRCUIT-BREAKER SIZE S0, FOR MOTOR PROTECTION, CLASS 10, A-REL. 1.8...2.5A, N-REL.33A, SCREW TERMINAL, STANDARD SWITCHING CAPACITY | 53.81 | TEM | 1 | CP | 0.357 | 1
3RV10211CA15 | CIRCUIT-BREAKER, SIZE S0, FOR MOTOR PROTECTION, CLASS 10, A REL.1.8...2.5A, N REL.33A, SCREW CONNECTION, STANDARD BREAKING CAPACITY W. TRANSV. AUX. SWITCH 1NO/1NC | 65.29 | TEM | 1 | CP | 0.367 | 1
3RV10211CA15 | CIRCUIT-BREAKER, SIZE S0, FOR MOTOR PROTECTION, CLASS 10, A REL.1.8...2.5A, N REL.33A, SCREW CONNECTION, STANDARD BREAKING CAPACITY W. TRANSV. AUX. SWITCH 1NO/1NC | 65.29 | TEM | 1 | CP | 0.367 | 1
3RV10211DA10 | CIRCUIT-BREAKER SIZE S0, FOR MOTOR PROTECTION, CLASS 10, A-REL. 2.2...3.2A, N-REL.42A, SCREW TERMINAL, STANDARD SWITCHING CAPACITY | 53.81 | TEM | 1 | CP | 0.359 | 1
3RV10211DA10 | CIRCUIT-BREAKER SIZE S0, FOR MOTOR PROTECTION, CLASS 10, A-REL. 2.2...3.2A, N-REL.42A, SCREW TERMINAL, STANDARD SWITCHING CAPACITY | 53.81 | TEM | 1 | CP | 0.359 | 1
3RV10211DA10 | CIRCUIT-BREAKER SIZE S0, FOR MOTOR PROTECTION, CLASS 10, A-REL. 2.2...3.2A, N-REL.42A, SCREW TERMINAL, STANDARD SWITCHING CAPACITY | 53.81 | TEM | 1 | CP | 0.359 | 1
3RV10211DA15 | CIRCUIT-BREAKER, SIZE S0, FOR MOTOR PROTECTION, CLASS 10, A REL.2.2...3.2A, N REL. 42A, SCREW CONNECTION, STANDARD BREAKING CAPACITY W. TRANSV. AUX. SWITCH 1NO/1NC | 65.29 | TEM | 1 | CP | 0.355 | 1
3RV10211DA15 | CIRCUIT-BREAKER, SIZE S0, FOR MOTOR PROTECTION, CLASS 10, A REL.2.2...3.2A, N REL. 42A, SCREW CONNECTION, STANDARD BREAKING CAPACITY W. TRANSV. AUX. SWITCH 1NO/1NC | 65.29 | TEM | 1 | CP | 0.355 | 1
3RV10211EA10 | CIRCUIT-BREAKER SIZE S0, FOR MOTOR PROTECTION, CLASS 10, A-REL. 2.8...4A, N-REL. 52A, SCREW TERMINAL, STANDARD SWITCHING CAPACITY | 53.81 | TEM | 1 | CP | 0.355 | 1
3RV10211EA10 | CIRCUIT-BREAKER SIZE S0, FOR MOTOR PROTECTION, CLASS 10, A-REL. 2.8...4A, N-REL. 52A, SCREW TERMINAL, STANDARD SWITCHING CAPACITY | 53.81 | TEM | 1 | CP | 0.355 | 1
3RV10211EA10 | CIRCUIT-BREAKER SIZE S0, FOR MOTOR PROTECTION, CLASS 10, A-REL. 2.8...4A, N-REL. 52A, SCREW TERMINAL, STANDARD SWITCHING CAPACITY | 53.81 | TEM | 1 | CP | 0.355 | 1
3RV10211EA15 | CIRCUIT-BREAKER, SIZE S0, FOR MOTOR PROTECTION, CLASS 10, A REL.2.8A...4.0A, N REL.52A, SCREW CONNECTION, STANDARD BREAKING CAPACITY W. TRANSV. AUX. SWITCH 1NO/1NC | 65.29 | TEM | 1 | CP | 0.364 | 1
3RV10211EA15 | CIRCUIT-BREAKER, SIZE S0, FOR MOTOR PROTECTION, CLASS 10, A REL.2.8A...4.0A, N REL.52A, SCREW CONNECTION, STANDARD BREAKING CAPACITY W. TRANSV. AUX. SWITCH 1NO/1NC | 65.29 | TEM | 1 | CP | 0.364 | 1
3RV10211EA15 | CIRCUIT-BREAKER, SIZE S0, FOR MOTOR PROTECTION, CLASS 10, A REL.2.8A...4.0A, N REL.52A, SCREW CONNECTION, STANDARD BREAKING CAPACITY W. TRANSV. AUX. SWITCH 1NO/1NC | 65.29 | TEM | 1 | CP | 0.364 | 1
3RV10211FA10 | CIRCUIT-BREAKER SIZE S0, FOR MOTOR PROTECTION, CLASS 10, A-REL. 3.5...5A, N-REL. 65A, SCREW TERMINAL, STANDARD SWITCHING CAPACITY | 53.81 | TEM | 1 | CP | 0.361 | 1
3RV10211FA10 | CIRCUIT-BREAKER SIZE S0, FOR MOTOR PROTECTION, CLASS 10, A-REL. 3.5...5A, N-REL. 65A, SCREW TERMINAL, STANDARD SWITCHING CAPACITY | 53.81 | TEM | 1 | CP | 0.361 | 1
3RV10211FA15 | CIRCUIT-BREAKER, SIZE S0, FOR MOTOR PROTECTION, CLASS 10, A REL.3.5...5 A, N REL. 65 A, SCREW CONNECTION, STANDARD BREAKING CAPACITY W. TRANSV. AUX. SWITCH 1NO/1NC | 65.29 | TEM | 1 | CP | 0.35 | 1
3RV10211FA15 | CIRCUIT-BREAKER, SIZE S0, FOR MOTOR PROTECTION, CLASS 10, A REL.3.5...5 A, N REL. 65 A, SCREW CONNECTION, STANDARD BREAKING CAPACITY W. TRANSV. AUX. SWITCH 1NO/1NC | 65.29 | TEM | 1 | CP | 0.35 | 1
3RV10211GA10 | CIRCUIT-BREAKER SIZE S0, FOR MOTOR PROTECTION, CLASS 10, A-REL.4.5A...6.3A, N-REL.82A, SCREW TERMINAL, STANDARD SWITCHING CAPACITY | 53.81 | TEM | 1 | CP | 0.359 | 1
3RV10211GA10 | CIRCUIT-BREAKER SIZE S0, FOR MOTOR PROTECTION, CLASS 10, A-REL.4.5A...6.3A, N-REL.82A, SCREW TERMINAL, STANDARD SWITCHING CAPACITY | 53.81 | TEM | 1 | CP | 0.359 | 1
3RV10211GA15 | CIRCUIT-BREAKER, SIZE S0, FOR MOTOR PROTECTION, CLASS 10, A REL.4.5A...6.3A, N REL.82A, SCREW CONNECTION, STANDARD BREAKING CAPACITY W. TRANSV. AUX. SWITCH 1NO/1NC | 65.29 | TEM | 1 | CP | 0.375 | 1
3RV10211GA15 | CIRCUIT-BREAKER, SIZE S0, FOR MOTOR PROTECTION, CLASS 10, A REL.4.5A...6.3A, N REL.82A, SCREW CONNECTION, STANDARD BREAKING CAPACITY W. TRANSV. AUX. SWITCH 1NO/1NC | 65.29 | TEM | 1 | CP | 0.375 | 1
3RV10211HA10 | CIRCUIT-BREAKER SIZE S0, FOR MOTOR PROTECTION, CLASS 10, A-REL. 5.5...8A, N-REL. 104A, SCREW TERMINAL, STANDARD SWITCHING CAPACITY | 53.81 | TEM | 1 | CP | 0.353 | 1
3RV10211HA10 | CIRCUIT-BREAKER SIZE S0, FOR MOTOR PROTECTION, CLASS 10, A-REL. 5.5...8A, N-REL. 104A, SCREW TERMINAL, STANDARD SWITCHING CAPACITY | 53.81 | TEM | 1 | CP | 0.353 | 1
3RV10211HA10 | CIRCUIT-BREAKER SIZE S0, FOR MOTOR PROTECTION, CLASS 10, A-REL. 5.5...8A, N-REL. 104A, SCREW TERMINAL, STANDARD SWITCHING CAPACITY | 53.81 | TEM | 1 | CP | 0.353 | 1
3RV10211HA15 | CIRCUIT-BREAKER, SIZE S0, FOR MOTOR PROTECTION, CLASS 10, A REL.5.5...8 A, N REL.104 A, SCREW CONNECTION, STANDARD BREAKING CAPACITY, W. TRANSV. AUX. SWITCH 1NO/1NC | 65.29 | TEM | 1 | CP | 0.375 | 1
3RV10211HA15 | CIRCUIT-BREAKER, SIZE S0, FOR MOTOR PROTECTION, CLASS 10, A REL.5.5...8 A, N REL.104 A, SCREW CONNECTION, STANDARD BREAKING CAPACITY, W. TRANSV. AUX. SWITCH 1NO/1NC | 65.29 | TEM | 1 | CP | 0.375 | 1
3RV10211JA10 | CIRCUIT-BREAKER SIZE S0, FOR MOTOR PROTECTION, CLASS 10, A-REL. 7...10A, N-REL. 130A, SCREW TERMINAL, STANDARD SWITCHING CAPACITY | 59.86 | TEM | 1 | CP | 0.364 | 1
3RV10211JA10 | CIRCUIT-BREAKER SIZE S0, FOR MOTOR PROTECTION, CLASS 10, A-REL. 7...10A, N-REL. 130A, SCREW TERMINAL, STANDARD SWITCHING CAPACITY | 59.86 | TEM | 1 | CP | 0.364 | 1
3RV10211JA10 | CIRCUIT-BREAKER SIZE S0, FOR MOTOR PROTECTION, CLASS 10, A-REL. 7...10A, N-REL. 130A, SCREW TERMINAL, STANDARD SWITCHING CAPACITY | 59.86 | TEM | 1 | CP | 0.364 | 1
3RV10211JA15 | CIRCUIT-BREAKER, SIZE S0, FOR MOTOR PROTECTION, CLASS 10, A REL.7...10 A, N REL.130 A, SCREW CONNECTION, STANDARD BREAKING CAPACITY W. TRANSV. AUX. SWITCH 1NO/1NC | 71.24 | TEM | 1 | CP | 0.378 | 1
3RV10211JA15 | CIRCUIT-BREAKER, SIZE S0, FOR MOTOR PROTECTION, CLASS 10, A REL.7...10 A, N REL.130 A, SCREW CONNECTION, STANDARD BREAKING CAPACITY W. TRANSV. AUX. SWITCH 1NO/1NC | 71.24 | TEM | 1 | CP | 0.378 | 1
3RV10211JA15 | CIRCUIT-BREAKER, SIZE S0, FOR MOTOR PROTECTION, CLASS 10, A REL.7...10 A, N REL.130 A, SCREW CONNECTION, STANDARD BREAKING CAPACITY W. TRANSV. AUX. SWITCH 1NO/1NC | 71.24 | TEM | 1 | CP | 0.378 | 1
3RV10211KA10 | CIRCUIT-BREAKER SIZE S0, FOR MOTOR PROTECTION, CLASS 10, A-REL. 9...12.5A, N-REL. 163A SCREW TERMINAL, STANDARD SWITCHING CAPACITY | 59.86 | TEM | 1 | CP | 0.356 | 1
3RV10211KA10 | CIRCUIT-BREAKER SIZE S0, FOR MOTOR PROTECTION, CLASS 10, A-REL. 9...12.5A, N-REL. 163A SCREW TERMINAL, STANDARD SWITCHING CAPACITY | 59.86 | TEM | 1 | CP | 0.356 | 1
3RV10211KA15 | CIRCUIT-BREAKER, SIZE S0, FOR MOTOR PROTECTION, CLASS 10, A REL.9...12,5 A, N REL.163 A, SCREW CONNECTION, STANDARD BREAKING CAPACITY W. TRANSV. AUX. SWITCH 1NO/1NC | 71.24 | TEM | 1 | CP | 0.37 | 1
3RV10211KA15 | CIRCUIT-BREAKER, SIZE S0, FOR MOTOR PROTECTION, CLASS 10, A REL.9...12,5 A, N REL.163 A, SCREW CONNECTION, STANDARD BREAKING CAPACITY W. TRANSV. AUX. SWITCH 1NO/1NC | 71.24 | TEM | 1 | CP | 0.37 | 1
3RV10211KA15 | CIRCUIT-BREAKER, SIZE S0, FOR MOTOR PROTECTION, CLASS 10, A REL.9...12,5 A, N REL.163 A, SCREW CONNECTION, STANDARD BREAKING CAPACITY W. TRANSV. AUX. SWITCH 1NO/1NC | 71.24 | TEM | 1 | CP | 0.37 | 1
3RV10214AA10 | CIRCUIT-BREAKER SIZE S0, FOR MOTOR PROTECTION, CLASS 10, A-REL. 11...16A, N-REL. 208A, SCREW TERMINAL, STANDARD SWITCHING CAPACITY | 59.86 | TEM | 1 | CP | 0.367 | 1
3RV10214AA10 | CIRCUIT-BREAKER SIZE S0, FOR MOTOR PROTECTION, CLASS 10, A-REL. 11...16A, N-REL. 208A, SCREW TERMINAL, STANDARD SWITCHING CAPACITY | 59.86 | TEM | 1 | CP | 0.367 | 1
3RV10214AA10 | CIRCUIT-BREAKER SIZE S0, FOR MOTOR PROTECTION, CLASS 10, A-REL. 11...16A, N-REL. 208A, SCREW TERMINAL, STANDARD SWITCHING CAPACITY | 59.86 | TEM | 1 | CP | 0.367 | 1
3RV10214AA15 | CIRCUIT-BREAKER SIZE S0, FOR MOTOR PROTECTION, CLASS 10, A-REL. 11...16A,N-REL. 208A, SCREW TERMINAL, STANDARD SWITCHING CAPACITY, W. TRANSV. AUX. SWITCH 1NO/1NC | 71.24 | TEM | 1 | CP | 0.382 | 1
3RV10214AA15 | CIRCUIT-BREAKER SIZE S0, FOR MOTOR PROTECTION, CLASS 10, A-REL. 11...16A,N-REL. 208A, SCREW TERMINAL, STANDARD SWITCHING CAPACITY, W. TRANSV. AUX. SWITCH 1NO/1NC | 71.24 | TEM | 1 | CP | 0.382 | 1
3RV10214BA10 | CIRCUIT-BREAKER, 14...20 A, N-RELEASE 260 A, SIZE S0, MOTOR PROTECTION, CLASS 10, SCREW CONNECTION STANDARD BREAKING CAPACITY, | 62.42 | TEM | 1 | CP | 0.361 | 1
3RV10214BA10 | CIRCUIT-BREAKER, 14...20 A, N-RELEASE 260 A, SIZE S0, MOTOR PROTECTION, CLASS 10, SCREW CONNECTION STANDARD BREAKING CAPACITY, | 62.42 | TEM | 1 | CP | 0.361 | 1
3RV10214BA10 | CIRCUIT-BREAKER, 14...20 A, N-RELEASE 260 A, SIZE S0, MOTOR PROTECTION, CLASS 10, SCREW CONNECTION STANDARD BREAKING CAPACITY, | 62.42 | TEM | 1 | CP | 0.361 | 1
3RV10214BA15 | CIRCUIT-BREAKER SIZE S0, FOR MOTOR PROTECTION, CLASS 10, A-REL. 14...20A,N-REL. 260A, SCREW TERMINAL, STANDARD SWITCHING CAPACITY, W. TRANSV. AUX. SWITCH 1NO/1NC | 74.11 | TEM | 1 | CP | 0.375 | 1
3RV10214BA15 | CIRCUIT-BREAKER SIZE S0, FOR MOTOR PROTECTION, CLASS 10, A-REL. 14...20A,N-REL. 260A, SCREW TERMINAL, STANDARD SWITCHING CAPACITY, W. TRANSV. AUX. SWITCH 1NO/1NC | 74.11 | TEM | 1 | CP | 0.375 | 1
3RV10214BA15 | CIRCUIT-BREAKER SIZE S0, FOR MOTOR PROTECTION, CLASS 10, A-REL. 14...20A,N-REL. 260A, SCREW TERMINAL, STANDARD SWITCHING CAPACITY, W. TRANSV. AUX. SWITCH 1NO/1NC | 74.11 | TEM | 1 | CP | 0.375 | 1
3RV10214CA10 | CIRCUIT-BREAKER SIZE S0, FOR MOTOR PROTECTION, CLASS 10, A-REL. 17...22A, N-REL. 286A, SCREW TERMINAL, STANDARD SWITCHING CAPACITY | 70.62 | TEM | 1 | CP | 0.362 | 1
3RV10214CA10 | CIRCUIT-BREAKER SIZE S0, FOR MOTOR PROTECTION, CLASS 10, A-REL. 17...22A, N-REL. 286A, SCREW TERMINAL, STANDARD SWITCHING CAPACITY | 70.62 | TEM | 1 | CP | 0.362 | 1
3RV10214CA15 | CIRCUIT-BREAKER, SIZE S0, FOR MOTOR PROTECTION, CLASS 10, A REL.17...22 A, N REL.286 A, SCREW CONNECTION, STANDARD BREAKING CAPACITY | 82.41 | TEM | 1 | CP | 0.381 | 1
3RV10214CA15 | CIRCUIT-BREAKER, SIZE S0, FOR MOTOR PROTECTION, CLASS 10, A REL.17...22 A, N REL.286 A, SCREW CONNECTION, STANDARD BREAKING CAPACITY | 82.41 | TEM | 1 | CP | 0.381 | 1
3RV10214CA15 | CIRCUIT-BREAKER, SIZE S0, FOR MOTOR PROTECTION, CLASS 10, A REL.17...22 A, N REL.286 A, SCREW CONNECTION, STANDARD BREAKING CAPACITY | 82.41 | TEM | 1 | CP | 0.381 | 1
3RV10214DA10 | CIRCUIT-BREAKER SIZE S0, FOR MOTOR PROTECTION, CLASS 10, A-REL. 20...25A, N-REL. 325A, SCREW TERMINAL, STANDARD SWITCHING CAPACITY | 80.87 | TEM | 1 | CP | 0.372 | 1
3RV10214DA10 | CIRCUIT-BREAKER SIZE S0, FOR MOTOR PROTECTION, CLASS 10, A-REL. 20...25A, N-REL. 325A, SCREW TERMINAL, STANDARD SWITCHING CAPACITY | 80.87 | TEM | 1 | CP | 0.372 | 1
3RV10214DA10 | CIRCUIT-BREAKER SIZE S0, FOR MOTOR PROTECTION, CLASS 10, A-REL. 20...25A, N-REL. 325A, SCREW TERMINAL, STANDARD SWITCHING CAPACITY | 80.87 | TEM | 1 | CP | 0.372 | 1
3RV10214DA15 | CIRCUIT-BREAKER, SIZE S0, FOR MOTOR PROTECTION, CLASS 10, A REL.20...25 A, N REL.325 A, SCREW CONNECTION, STANDARD BREAKING CAPACITY, W. TRANSV. AUX. SWITCH 1NO/1NC | 92.87 | TEM | 1 | CP | 0.388 | 1
3RV10214DA15 | CIRCUIT-BREAKER, SIZE S0, FOR MOTOR PROTECTION, CLASS 10, A REL.20...25 A, N REL.325 A, SCREW CONNECTION, STANDARD BREAKING CAPACITY, W. TRANSV. AUX. SWITCH 1NO/1NC | 92.87 | TEM | 1 | CP | 0.388 | 1
3RV10314AA10 | CIRCUIT-BREAKER 11...16 A, N-RELEASE 208 A, SIZE S2, MOTOR PROTECTION CLASS 10 SCREW CONNECTION STANDARD BREAKING CAPACITY | 109.8 | TEM | 1 | CP | 1.058 | 1
3RV10314AA10 | CIRCUIT-BREAKER 11...16 A, N-RELEASE 208 A, SIZE S2, MOTOR PROTECTION CLASS 10 SCREW CONNECTION STANDARD BREAKING CAPACITY | 109.8 | TEM | 1 | CP | 1.058 | 1
3RV10314AA10 | CIRCUIT-BREAKER 11...16 A, N-RELEASE 208 A, SIZE S2, MOTOR PROTECTION CLASS 10 SCREW CONNECTION STANDARD BREAKING CAPACITY | 109.8 | TEM | 1 | CP | 1.058 | 1
3RV10314AA15 | CIRCUIT-BREAKER, SIZE S2, FOR MOTOR PROTECTION, CLASS 10, A-RES. 11...16 A, N-RES. 208 A, 1 NO + 1 NC TRANSVERSE, SCREW CONNECTION, STANDARD SWITCHING CAPACITY | 123 | TEM | 1 | CP | 1.073 | 1
3RV10314AA15 | CIRCUIT-BREAKER, SIZE S2, FOR MOTOR PROTECTION, CLASS 10, A-RES. 11...16 A, N-RES. 208 A, 1 NO + 1 NC TRANSVERSE, SCREW CONNECTION, STANDARD SWITCHING CAPACITY | 123 | TEM | 1 | CP | 1.073 | 1
3RV10314AB10 | CIRCUIT-BREAKER, SIZE S2, FOR MOTOR PROTECTION, CLASS 20, A-RELEASE 11...16 A, N-RELEASE 208 A, SCREW CONNECTION, STANDARD BREAKING CAPACITY | 143.3 | TEM | 1 | CP | 1.074 | 1
3RV10314AB10 | CIRCUIT-BREAKER, SIZE S2, FOR MOTOR PROTECTION, CLASS 20, A-RELEASE 11...16 A, N-RELEASE 208 A, SCREW CONNECTION, STANDARD BREAKING CAPACITY | 143.3 | TEM | 1 | CP | 1.074 | 1
3RV10314BA10 | CIRCUIT-BREAKER 14...20 A, N-RELEASE 260 A, SIZE S2, MOTOR PROTECTION CLASS 10 SCREW CONNECTION STANDARD BREAKING CAPACITY | 109.8 | TEM | 1 | CP | 1.061 | 1
3RV10314BA10 | CIRCUIT-BREAKER 14...20 A, N-RELEASE 260 A, SIZE S2, MOTOR PROTECTION CLASS 10 SCREW CONNECTION STANDARD BREAKING CAPACITY | 109.8 | TEM | 1 | CP | 1.061 | 1
3RV10314BA10 | CIRCUIT-BREAKER 14...20 A, N-RELEASE 260 A, SIZE S2, MOTOR PROTECTION CLASS 10 SCREW CONNECTION STANDARD BREAKING CAPACITY | 109.8 | TEM | 1 | CP | 1.061 | 1
3RV10314BB10 | CIRCUIT-BREAKER, SIZE S2, FOR MOTOR PROTECTION, CLASS 20, A-RELEASE 14...20 A, N-RELEASE 260 A, SCREW CONNECTION, STANDARD BEAKING CAPACITY | 143.3 | TEM | 1 | CP | 1.078 | 1
3RV10314BB10 | CIRCUIT-BREAKER, SIZE S2, FOR MOTOR PROTECTION, CLASS 20, A-RELEASE 14...20 A, N-RELEASE 260 A, SCREW CONNECTION, STANDARD BEAKING CAPACITY | 143.3 | TEM | 1 | CP | 1.078 | 1
3RV10314DA10 | CIRCUIT-BREAKER 18...25 A, N-RELEASE 325 A, SIZE S2, MOTOR PROTECTION CLASS 10 SCREW CONNECTION STANDARD BREAKING CAPACITY | 125.4 | TEM | 1 | CP | 1.047 | 1
3RV10314DA10 | CIRCUIT-BREAKER 18...25 A, N-RELEASE 325 A, SIZE S2, MOTOR PROTECTION CLASS 10 SCREW CONNECTION STANDARD BREAKING CAPACITY | 125.4 | TEM | 1 | CP | 1.047 | 1
3RV10314DA10 | CIRCUIT-BREAKER 18...25 A, N-RELEASE 325 A, SIZE S2, MOTOR PROTECTION CLASS 10 SCREW CONNECTION STANDARD BREAKING CAPACITY | 125.4 | TEM | 1 | CP | 1.047 | 1
3RV10314DA100BA0 | SPECIAL TYPE CIRCUIT BREAKER SIZE S2, FOR MOTOR PROTECTION, CLASS 10, A-RELEASE 18...25A, SHORT-CIRCUIT RELEASE 325A, SCREW TERMINAL, STANDARD SWITCHING CAPACITY AMBIENT TEMPERATURE -50 DEGREES C 500 SWITCHING CYCLES | 149.5 | TEM | 1 | CP | 1.049 | 1
3RV10314DA100BA0 | SPECIAL TYPE CIRCUIT BREAKER SIZE S2, FOR MOTOR PROTECTION, CLASS 10, A-RELEASE 18...25A, SHORT-CIRCUIT RELEASE 325A, SCREW TERMINAL, STANDARD SWITCHING CAPACITY AMBIENT TEMPERATURE -50 DEGREES C 500 SWITCHING CYCLES | 149.5 | TEM | 1 | CP | 1.049 | 1
3RV10314DA15 | CIRCUIT-BREAKER, SIZE S2, FOR MOTOR PROTECTION, CLASS 10, A-RES.18...25 A, N-RES. 300 A, 1 NO + 1 NC TRANSVERSE, SCREW CONNECTION, STANDARD SWITCHING CAPACITY | 140.2 | TEM | 1 | CP | 1.059 | 1
3RV10314DA15 | CIRCUIT-BREAKER, SIZE S2, FOR MOTOR PROTECTION, CLASS 10, A-RES.18...25 A, N-RES. 300 A, 1 NO + 1 NC TRANSVERSE, SCREW CONNECTION, STANDARD SWITCHING CAPACITY | 140.2 | TEM | 1 | CP | 1.059 | 1
3RV10314DB10 | CIRCUIT-BREAKER, SIZE S2, FOR MOTOR PROTECTION, CLASS 20, A-RELEASE 18...25 A, N-RELEASE 325 A, SCREW CONNECTION, STANDARD BREAKING CAPACITY | 158.1 | TEM | 1 | CP | 1.071 | 1
3RV10314DB10 | CIRCUIT-BREAKER, SIZE S2, FOR MOTOR PROTECTION, CLASS 20, A-RELEASE 18...25 A, N-RELEASE 325 A, SCREW CONNECTION, STANDARD BREAKING CAPACITY | 158.1 | TEM | 1 | CP | 1.071 | 1
3RV10314EA10 | CIRCUIT-BREAKER SIZE S2. FOR MOTOR PROTECTION, CLASS 10, A-REL. 22...32A, N-REL. 416A, SCREW TERMINAL, STANDARD SWITCHING CAPACITY | 134.7 | TEM | 1 | CP | 1.049 | 1
3RV10314EA10 | CIRCUIT-BREAKER SIZE S2. FOR MOTOR PROTECTION, CLASS 10, A-REL. 22...32A, N-REL. 416A, SCREW TERMINAL, STANDARD SWITCHING CAPACITY | 134.7 | TEM | 1 | CP | 1.049 | 1
3RV10314EA10 | CIRCUIT-BREAKER SIZE S2. FOR MOTOR PROTECTION, CLASS 10, A-REL. 22...32A, N-REL. 416A, SCREW TERMINAL, STANDARD SWITCHING CAPACITY | 134.7 | TEM | 1 | CP | 1.049 | 1
3RV10314EA15 | CIRCUIT-BREAKER SIZE S2, MOTOR PROTECTION CLASS 10 A-RELEASE 22...32A, N-RELEASE 416A SCREW CONNECTION W. INTEGRATED AUXILIARY SWITCH | 146.4 | TEM | 1 | CP | 1.057 | 1
3RV10314EA15 | CIRCUIT-BREAKER SIZE S2, MOTOR PROTECTION CLASS 10 A-RELEASE 22...32A, N-RELEASE 416A SCREW CONNECTION W. INTEGRATED AUXILIARY SWITCH | 146.4 | TEM | 1 | CP | 1.057 | 1
3RV10314EB10 | CIRCUIT-BREAKER, SIZE S2, FOR MOTOR PROTECTION, CLASS 20, A-RELEASE 22...32 A, N-RELEASE 416 A, SCREW CONNECTION, STANDARD BREAKING CAPACITY | 169 | TEM | 1 | CP | 1.084 | 1
3RV10314EB10 | CIRCUIT-BREAKER, SIZE S2, FOR MOTOR PROTECTION, CLASS 20, A-RELEASE 22...32 A, N-RELEASE 416 A, SCREW CONNECTION, STANDARD BREAKING CAPACITY | 169 | TEM | 1 | CP | 1.084 | 1
3RV10314FA10 | CIRCUIT-BREAKER SIZE S2. FOR MOTOR PROTECTION, CLASS 10, A-REL. 28...40A, N-REL. 520A, SCREW TERMINAL, STANDARD SWITCHING CAPACITY | 157.3 | TEM | 1 | CP | 1.07 | 1
3RV10314FA10 | CIRCUIT-BREAKER SIZE S2. FOR MOTOR PROTECTION, CLASS 10, A-REL. 28...40A, N-REL. 520A, SCREW TERMINAL, STANDARD SWITCHING CAPACITY | 157.3 | TEM | 1 | CP | 1.07 | 1
3RV10314FA10 | CIRCUIT-BREAKER SIZE S2. FOR MOTOR PROTECTION, CLASS 10, A-REL. 28...40A, N-REL. 520A, SCREW TERMINAL, STANDARD SWITCHING CAPACITY | 157.3 | TEM | 1 | CP | 1.07 | 1
3RV10314FA15 | CIRCUIT-BREAKER 28...40 A, N-RELEASE 480 A, SIZE S2, MOTOR PROTECTION CLASS 10 SCREW CONNECTION | 169.8 | TEM | 1 | CP | 1.112 | 1
3RV10314FA15 | CIRCUIT-BREAKER 28...40 A, N-RELEASE 480 A, SIZE S2, MOTOR PROTECTION CLASS 10 SCREW CONNECTION | 169.8 | TEM | 1 | CP | 1.112 | 1
3RV10314FB10 | CIRCUIT-BREAKER, SIZE S2, FOR MOTOR PROTECTION, CLASS 20, A-RELEASE 28...40 A, N-RELEASE 520 A, SCREW CONNECTION, STANDARD BREAKING CAPACITY | 186.9 | TEM | 1 | CP | 1.128 | 1
3RV10314FB10 | CIRCUIT-BREAKER, SIZE S2, FOR MOTOR PROTECTION, CLASS 20, A-RELEASE 28...40 A, N-RELEASE 520 A, SCREW CONNECTION, STANDARD BREAKING CAPACITY | 186.9 | TEM | 1 | CP | 1.128 | 1
3RV10314GA10 | CIRCUIT-BREAKER 36...45 A, N-RELEASE 585 A, SIZE S2, MOTOR PROTECTION CLASS 10 SCREW CONNECTION STANDARD BREAKING CAPACITY | 173.6 | TEM | 1 | CP | 1.056 | 1
3RV10314GA10 | CIRCUIT-BREAKER 36...45 A, N-RELEASE 585 A, SIZE S2, MOTOR PROTECTION CLASS 10 SCREW CONNECTION STANDARD BREAKING CAPACITY | 173.6 | TEM | 1 | CP | 1.056 | 1
3RV10314GA10 | CIRCUIT-BREAKER 36...45 A, N-RELEASE 585 A, SIZE S2, MOTOR PROTECTION CLASS 10 SCREW CONNECTION STANDARD BREAKING CAPACITY | 173.6 | TEM | 1 | CP | 1.056 | 1
3RV10314GA15 | CIRCUIT-BREAKER, SIZE S2, FOR MOTOR PROTECTION, CLASS 10, A-RES. 36...45 A, N-RES. 540 A, 1 NO + 1 NC TRANSVERSE, SCREW CONNECTION, STANDARD SWITCHING CAPACITY | 183 | TEM | 1 | CP | 1.073 | 1
3RV10314GA15 | CIRCUIT-BREAKER, SIZE S2, FOR MOTOR PROTECTION, CLASS 10, A-RES. 36...45 A, N-RES. 540 A, 1 NO + 1 NC TRANSVERSE, SCREW CONNECTION, STANDARD SWITCHING CAPACITY | 183 | TEM | 1 | CP | 1.073 | 1
3RV10314GB10 | CIRCUIT-BREAKER, SIZE S2, FOR MOTOR PROTECTION, CLASS 20, A-RELEASE 36...45 A, N-RELEASE 585 A, SCREW CONNECTION, STANDARD BREAKING CAPACITY | 205.6 | TEM | 1 | CP | 1.09 | 1
3RV10314GB10 | CIRCUIT-BREAKER, SIZE S2, FOR MOTOR PROTECTION, CLASS 20, A-RELEASE 36...45 A, N-RELEASE 585 A, SCREW CONNECTION, STANDARD BREAKING CAPACITY | 205.6 | TEM | 1 | CP | 1.09 | 1
3RV10314HA10 | CIRCUIT-BREAKER SIZE S2. FOR MOTOR PROTECTION, CLASS 10, A-REL. 40...50A, N-REL. 650A, SCREW TERMINAL, STANDARD SWITCHING CAPACITY | 176.8 | TEM | 1 | CP | 1.046 | 1
3RV10314HA10 | CIRCUIT-BREAKER SIZE S2. FOR MOTOR PROTECTION, CLASS 10, A-REL. 40...50A, N-REL. 650A, SCREW TERMINAL, STANDARD SWITCHING CAPACITY | 176.8 | TEM | 1 | CP | 1.046 | 1
3RV10314HA10 | CIRCUIT-BREAKER SIZE S2. FOR MOTOR PROTECTION, CLASS 10, A-REL. 40...50A, N-REL. 650A, SCREW TERMINAL, STANDARD SWITCHING CAPACITY | 176.8 | TEM | 1 | CP | 1.046 | 1
3RV10314HA15 | MOTOR STARTER PROTECTOR SIZE S2, FOR MOTOR PROTECTION, CLASS 10, A RELEASE 40...50A, N RELEASE 650A, SCREW TERMINALS, WITH INTEGRATED AUX. SWITCH | 186.9 | TEM | 1 | CP | 1.058 | 1
3RV10314HA15 | MOTOR STARTER PROTECTOR SIZE S2, FOR MOTOR PROTECTION, CLASS 10, A RELEASE 40...50A, N RELEASE 650A, SCREW TERMINALS, WITH INTEGRATED AUX. SWITCH | 186.9 | TEM | 1 | CP | 1.058 | 1
3RV10314HB10 | CIRCUIT-BREAKER, SIZE S2, A-RELEASE 40...50 A, N-RELEASE 650 A, MOTOR PROTECTION, CLASS 20, SCREW CONNECTION, STANDARD BREAKING CAPACITY | 208.7 | TEM | 1 | CP | 1.081 | 1
3RV10314HB10 | CIRCUIT-BREAKER, SIZE S2, A-RELEASE 40...50 A, N-RELEASE 650 A, MOTOR PROTECTION, CLASS 20, SCREW CONNECTION, STANDARD BREAKING CAPACITY | 208.7 | TEM | 1 | CP | 1.081 | 1
3RV10414FA10 | CIRCUIT-BREAKER SIZE S3 A-RELEASE 28...40 A, N-RELEASE 520 A, MOTOR PROTECTION, CLASS 10 SCREW CONNECTION STANDARD BREAKING CAPACITY | 186.1 | TEM | 1 | CP | 2.219 | 1
3RV10414FA10 | CIRCUIT-BREAKER SIZE S3 A-RELEASE 28...40 A, N-RELEASE 520 A, MOTOR PROTECTION, CLASS 10 SCREW CONNECTION STANDARD BREAKING CAPACITY | 186.1 | TEM | 1 | CP | 2.219 | 1
3RV10414HA10 | CIRCUIT-BREAKER SIZE S3, FOR MOTOR PROTECTION, CLASS 10, A-REL. 36...50A, N-REL. 650A, SCREW TERMINAL, STANDARD SWITCHING CAPACITY | 186.1 | TEM | 1 | CP | 2.229 | 1
3RV10414HA10 | CIRCUIT-BREAKER SIZE S3, FOR MOTOR PROTECTION, CLASS 10, A-REL. 36...50A, N-REL. 650A, SCREW TERMINAL, STANDARD SWITCHING CAPACITY | 186.1 | TEM | 1 | CP | 2.229 | 1
3RV10414HA10 | CIRCUIT-BREAKER SIZE S3, FOR MOTOR PROTECTION, CLASS 10, A-REL. 36...50A, N-REL. 650A, SCREW TERMINAL, STANDARD SWITCHING CAPACITY | 186.1 | TEM | 1 | CP | 2.229 | 1
3RV10414HA15 | CIRCUIT-BREAKER, SIZE S3, FOR MOTOR PROTECTION, CLASS 10, A-RES. 36...50 A, N-RES. 650 A, 1 NO + 1 NC TRANSVERSE, SCREW CONNECTION, STANDARD SWITCHING CAPACITY | 200.1 | TEM | 1 | CP | 2.244 | 1
3RV10414HA15 | CIRCUIT-BREAKER, SIZE S3, FOR MOTOR PROTECTION, CLASS 10, A-RES. 36...50 A, N-RES. 650 A, 1 NO + 1 NC TRANSVERSE, SCREW CONNECTION, STANDARD SWITCHING CAPACITY | 194.6 | TEM | 1 | CP | 2.244 | 1
3RV10414HA15 | CIRCUIT-BREAKER, SIZE S3, FOR MOTOR PROTECTION, CLASS 10, A-RES. 36...50 A, N-RES. 650 A, 1 NO + 1 NC TRANSVERSE, SCREW CONNECTION, STANDARD SWITCHING CAPACITY | 200.1 | TEM | 1 | CP | 2.244 | 1
3RV10414JA10 | CIRCUIT-BREAKER SIZE S3, FOR MOTOR PROTECTION, CLASS 10, A-REL. 45...63A, N-REL. 819A, SCREW TERMINAL, STANDARD SWITCHING CAPACITY | 186.1 | TEM | 1 | CP | 2.246 | 1
3RV10414JA10 | CIRCUIT-BREAKER SIZE S3, FOR MOTOR PROTECTION, CLASS 10, A-REL. 45...63A, N-REL. 819A, SCREW TERMINAL, STANDARD SWITCHING CAPACITY | 186.1 | TEM | 1 | CP | 2.246 | 1
3RV10414JA10 | CIRCUIT-BREAKER SIZE S3, FOR MOTOR PROTECTION, CLASS 10, A-REL. 45...63A, N-REL. 819A, SCREW TERMINAL, STANDARD SWITCHING CAPACITY | 186.1 | TEM | 1 | CP | 2.246 | 1
3RV10414JA15 | CIRCUIT-BREAKER SIZE S3 A-RELEASE 45...63A, N-RELEASE 819 A MOTOR PROTECTION, CLASS 10 SCREW CONNECTION | 200.1 | TEM | 1 | CP | 2.258 | 1
3RV10414JA15 | CIRCUIT-BREAKER SIZE S3 A-RELEASE 45...63A, N-RELEASE 819 A MOTOR PROTECTION, CLASS 10 SCREW CONNECTION | 200.1 | TEM | 1 | CP | 2.258 | 1
3RV10414KA10 | CIRCUIT-BREAKER SIZE S3, FOR MOTOR PROTECTION, CLASS 10, A-REL. 57...75A, N-REL. 975A, SCREW TERMINAL, STANDARD SWITCHING CAPACITY | 207.9 | TEM | 1 | CP | 2.246 | 1
3RV10414KA10 | CIRCUIT-BREAKER SIZE S3, FOR MOTOR PROTECTION, CLASS 10, A-REL. 57...75A, N-REL. 975A, SCREW TERMINAL, STANDARD SWITCHING CAPACITY | 207.9 | TEM | 1 | CP | 2.246 | 1
3RV10414KA10 | CIRCUIT-BREAKER SIZE S3, FOR MOTOR PROTECTION, CLASS 10, A-REL. 57...75A, N-REL. 975A, SCREW TERMINAL, STANDARD SWITCHING CAPACITY | 207.9 | TEM | 1 | CP | 2.246 | 1
3RV10414KA15 | CIRCUIT-BREAKER SIZE S3 A-RELEASE 57...75 A, N-RELEASE 975 A MOTOR PROTECTION, CLASS 10 SCREW CONNECTION | 218 | TEM | 1 | CP | 2.268 | 1
3RV10414KA15 | CIRCUIT-BREAKER SIZE S3 A-RELEASE 57...75 A, N-RELEASE 975 A MOTOR PROTECTION, CLASS 10 SCREW CONNECTION | 218 | TEM | 1 | CP | 2.268 | 1
3RV10414LA10 | CIRCUIT-BREAKER SIZE S3 A-RELEASE 70...90 A, N-RELEASE 1170 A MOTOR PROTECTION, CLASS 10 SCREW CONNECTION STANDARD BREAKING CAPACITY | 221.9 | TEM | 1 | CP | 2.265 | 1
3RV10414LA10 | CIRCUIT-BREAKER SIZE S3 A-RELEASE 70...90 A, N-RELEASE 1170 A MOTOR PROTECTION, CLASS 10 SCREW CONNECTION STANDARD BREAKING CAPACITY | 221.9 | TEM | 1 | CP | 2.265 | 1
3RV10414LA10 | CIRCUIT-BREAKER SIZE S3 A-RELEASE 70...90 A, N-RELEASE 1170 A MOTOR PROTECTION, CLASS 10 SCREW CONNECTION STANDARD BREAKING CAPACITY | 221.9 | TEM | 1 | CP | 2.265 | 1
3RV10414LA15 | CIRCUIT-BREAKER, SIZE S3, FOR MOTOR PROTECTION, CLASS 10, A-RES. 70...90 A, N-RES. 1170 A 1 NO + 1 NC TRANSVERSE, SCREW CONNECTION, STANDARD SWITCHING CAPACITY | 236.7 | TEM | 1 | CP | 2.284 | 1
3RV10414LA15 | CIRCUIT-BREAKER, SIZE S3, FOR MOTOR PROTECTION, CLASS 10, A-RES. 70...90 A, N-RES. 1170 A 1 NO + 1 NC TRANSVERSE, SCREW CONNECTION, STANDARD SWITCHING CAPACITY | 236.7 | TEM | 1 | CP | 2.284 | 1
3RV10414MA10 | CIRCUIT-BREAKER SIZE S3, FOR MOTOR PROTECTION, CLASS 10, A-REL. 80...100A,N-REL. 1300A SCREW TERMINAL, STANDARD SWITCHING CAPACITY | 245.3 | TEM | 1 | CP | 2.278 | 1
3RV10414MA10 | CIRCUIT-BREAKER SIZE S3, FOR MOTOR PROTECTION, CLASS 10, A-REL. 80...100A,N-REL. 1300A SCREW TERMINAL, STANDARD SWITCHING CAPACITY | 245.3 | TEM | 1 | CP | 2.278 | 1
3RV10414MA10 | CIRCUIT-BREAKER SIZE S3, FOR MOTOR PROTECTION, CLASS 10, A-REL. 80...100A,N-REL. 1300A SCREW TERMINAL, STANDARD SWITCHING CAPACITY | 245.3 | TEM | 1 | CP | 2.278 | 1
3RV10414MA15 | CIRCUIT-BREAKER, SIZE S3, FOR MOTOR PROTECTION, CLASS 10, A-RES.80...100 A, N-RES.1300 A 1 NO + 1 NC TRANSVERSE, SCREW CONNECTION, STANDARD SWITCHING CAPACITY | 257.7 | TEM | 1 | CP | 2.305 | 1
3RV10414MA15 | CIRCUIT-BREAKER, SIZE S3, FOR MOTOR PROTECTION, CLASS 10, A-RES.80...100 A, N-RES.1300 A 1 NO + 1 NC TRANSVERSE, SCREW CONNECTION, STANDARD SWITCHING CAPACITY | 257.7 | TEM | 1 | CP | 2.305 | 1
3RV10424AA10 | CIRCUIT-BREAKER SIZE S3 A-RELEASE 11...16 A, N-RELEASE 208 A, MOTOR PROTECTION, CLASS 10, SCREW CONNECTION, INCREASED BREAKING CAPACITY | 207.9 | TEM | 1 | CP | 2.174 | 1
3RV10424AA10 | CIRCUIT-BREAKER SIZE S3 A-RELEASE 11...16 A, N-RELEASE 208 A, MOTOR PROTECTION, CLASS 10, SCREW CONNECTION, INCREASED BREAKING CAPACITY | 207.9 | TEM | 1 | CP | 2.174 | 1
3RV10424BA10 | CIRCUIT-BREAKER SIZE S3 A-RELEASE 14...20 A, N-RELEASE 260 A, MOTOR PROTECTION, CLASS 10, SCREW CONNECTION, INCREASED BREAKING CAPACITY | 207.9 | TEM | 1 | CP | 2.183 | 1
3RV10424BA10 | CIRCUIT-BREAKER SIZE S3 A-RELEASE 14...20 A, N-RELEASE 260 A, MOTOR PROTECTION, CLASS 10, SCREW CONNECTION, INCREASED BREAKING CAPACITY | 207.9 | TEM | 1 | CP | 2.183 | 1
3RV10424DA10 | CIRCUIT-BREAKER SIZE S3 A-RELEASE 18...25 A, N-RELEASE 325 A, MOTOR PROTECTION, CLASS 10, SCREW CONNECTION, INCREASED BREAKING CAPACITY | 222.7 | TEM | 1 | CP | 2.212 | 1
3RV10424DA10 | CIRCUIT-BREAKER SIZE S3 A-RELEASE 18...25 A, N-RELEASE 325 A, MOTOR PROTECTION, CLASS 10, SCREW CONNECTION, INCREASED BREAKING CAPACITY | 222.7 | TEM | 1 | CP | 2.212 | 1
3RV10424EA10 | CIRCUIT-BREAKER SIZE S3 FOR MOTOR PROTECTION, CLASS 10, A-RELEASE 22...32 A, N-RELEASE 416 A, SCREW CONNECTION, INCREASED BREAKING CAPACITY | 232.8 | TEM | 1 | CP | 2.221 | 1
3RV10424EA10 | CIRCUIT-BREAKER SIZE S3 FOR MOTOR PROTECTION, CLASS 10, A-RELEASE 22...32 A, N-RELEASE 416 A, SCREW CONNECTION, INCREASED BREAKING CAPACITY | 232.8 | TEM | 1 | CP | 2.221 | 1
3RV10424FA10 | CIRCUIT-BREAKER SIZE S3 A-RELEASE 28...40 A, N-RELEASE 520A MOTOR PROTECTION UP TO 100 KA, CLASS 10, SCREW CONNECTION INCREASED BREAKING CAPACITY | 285 | TEM | 1 | CP | 2.2 | 1
3RV10424FA10 | CIRCUIT-BREAKER SIZE S3 A-RELEASE 28...40 A, N-RELEASE 520A MOTOR PROTECTION UP TO 100 KA, CLASS 10, SCREW CONNECTION INCREASED BREAKING CAPACITY | 285 | TEM | 1 | CP | 2.2 | 1
3RV10424FB10 | CIRCUIT-BREAKER SIZE S3 A-RELEASE 28...40 A, N-RELEASE 520A, MOTOR PROTECTION UP TO 100 KA, CLASS 20, SCREW CONNECTION, INCREASED BREAKING CAPACITY | 315.4 | TEM | 1 | CP | 2.215 | 1
3RV10424FB10 | CIRCUIT-BREAKER SIZE S3 A-RELEASE 28...40 A, N-RELEASE 520A, MOTOR PROTECTION UP TO 100 KA, CLASS 20, SCREW CONNECTION, INCREASED BREAKING CAPACITY | 315.4 | TEM | 1 | CP | 2.215 | 1
3RV10424HA10 | CIRCUIT-BREAKER SIZE S3, A-REL.36...50 A,N-REL.650A W. OVERLOAD RELAY FUNCTION, MOTOR PROT. TO 100KA,CL. 10 SCREW TERMINAL INCREASED SWITCHING CAPACITY INCREASED SWITCHING CAPACITY | 285 | TEM | 1 | CP | 2.231 | 1
3RV10424HA10 | CIRCUIT-BREAKER SIZE S3, A-REL.36...50 A,N-REL.650A W. OVERLOAD RELAY FUNCTION, MOTOR PROT. TO 100KA,CL. 10 SCREW TERMINAL INCREASED SWITCHING CAPACITY INCREASED SWITCHING CAPACITY | 285 | TEM | 1 | CP | 2.231 | 1
3RV10424HB10 | CIRCUIT-BREAKER SIZE S3 A-RELEASE 36...50 A, N-RELEASE 650A, MOTOR PROTECTION UP TO 100 KA, CLASS 20, SCREW CONNECTION INCREASED BREAKING CAPACITY | 315.4 | TEM | 1 | CP | 2.241 | 1
3RV10424HB10 | CIRCUIT-BREAKER SIZE S3 A-RELEASE 36...50 A, N-RELEASE 650A, MOTOR PROTECTION UP TO 100 KA, CLASS 20, SCREW CONNECTION INCREASED BREAKING CAPACITY | 315.4 | TEM | 1 | CP | 2.241 | 1
3RV10424JA10 | CIRCUIT-BREAKER SIZE S3 A-RELEASE 45...63 A, N-RELEASE 819A MOTOR PROTECTION UP TO 100 KA, CLASS 10, SCREW CONNECTION INCREASED BREAKING CAPACITY | 285 | TEM | 1 | CP | 2.255 | 1
3RV10424JA10 | CIRCUIT-BREAKER SIZE S3 A-RELEASE 45...63 A, N-RELEASE 819A MOTOR PROTECTION UP TO 100 KA, CLASS 10, SCREW CONNECTION INCREASED BREAKING CAPACITY | 285 | TEM | 1 | CP | 2.255 | 1
3RV10424JB10 | CIRCUIT-BREAKER SIZE S3 A-RELEASE 45...63 A, N-RELEASE 819A, MOTOR PROTECTION UP TO 100 KA, CLASS 20, SCREW CONNECTION, INCREASED BREAKING CAPACITY | 315.4 | TEM | 1 | CP | 2.25 | 1
3RV10424JB10 | CIRCUIT-BREAKER SIZE S3 A-RELEASE 45...63 A, N-RELEASE 819A, MOTOR PROTECTION UP TO 100 KA, CLASS 20, SCREW CONNECTION, INCREASED BREAKING CAPACITY | 315.4 | TEM | 1 | CP | 2.25 | 1
3RV10424KA10 | CIRCUIT-BREAKER SIZE S3, MOTOR PROT. TO 100KA, CL. 10 A-REL. 57...75A, N-REL. 975A, SCREW TERMINAL, INCREASED SWITCHING CAPACITY INCREASED SWITCHING CAPACITY | 310.7 | TEM | 1 | CP | 2.244 | 1
3RV10424KA10 | CIRCUIT-BREAKER SIZE S3, MOTOR PROT. TO 100KA, CL. 10 A-REL. 57...75A, N-REL. 975A, SCREW TERMINAL, INCREASED SWITCHING CAPACITY INCREASED SWITCHING CAPACITY | 310.7 | TEM | 1 | CP | 2.244 | 1
3RV10424KA10 | CIRCUIT-BREAKER SIZE S3, MOTOR PROT. TO 100KA, CL. 10 A-REL. 57...75A, N-REL. 975A, SCREW TERMINAL, INCREASED SWITCHING CAPACITY INCREASED SWITCHING CAPACITY | 310.7 | TEM | 1 | CP | 2.244 | 1
3RV10424KB10 | CIRCUIT-BREAKER SIZE S3, A-REL. 57...75A, N-REL. 975A, MOTOR PROT. TO 100KA, CL. 20 SCREW TERMINAL, INCREASED SWITCHING CAPACITY INCREASED SWITCHING CAPACITY | 332.5 | TEM | 1 | CP | 2.258 | 1
3RV10424KB10 | CIRCUIT-BREAKER SIZE S3, A-REL. 57...75A, N-REL. 975A, MOTOR PROT. TO 100KA, CL. 20 SCREW TERMINAL, INCREASED SWITCHING CAPACITY INCREASED SWITCHING CAPACITY | 332.5 | TEM | 1 | CP | 2.258 | 1
3RV10424LA10 | CIRCUIT-BREAKER SIZE S3, A-REL.70...90 A,N-REL.1170A MOTOR PROT. TO 100KA,CL. 10, SCREW TERMINAL, INCREASED SWITCHING CAPACITY INCREASED SWITCHING CAPACITY | 325.5 | TEM | 1 | CP | 2.26 | 1
3RV10424LA10 | CIRCUIT-BREAKER SIZE S3, A-REL.70...90 A,N-REL.1170A MOTOR PROT. TO 100KA,CL. 10, SCREW TERMINAL, INCREASED SWITCHING CAPACITY INCREASED SWITCHING CAPACITY | 325.5 | TEM | 1 | CP | 2.26 | 1
3RV10424LA10 | CIRCUIT-BREAKER SIZE S3, A-REL.70...90 A,N-REL.1170A MOTOR PROT. TO 100KA,CL. 10, SCREW TERMINAL, INCREASED SWITCHING CAPACITY INCREASED SWITCHING CAPACITY | 325.5 | TEM | 1 | CP | 2.26 | 1
3RV10424LB10 | CIRCUIT-BREAKER SIZE S3 A-RELEASE 70...90 A, N-RELEASE 1170A, MOTOR PROTECTION UP TO 100 KA, CLASS 20, SCREW CONNECTION INCREASED BREAKING CAPACITY | 342.6 | TEM | 1 | CP | 2.31 | 1
3RV10424LB10 | CIRCUIT-BREAKER SIZE S3 A-RELEASE 70...90 A, N-RELEASE 1170A, MOTOR PROTECTION UP TO 100 KA, CLASS 20, SCREW CONNECTION INCREASED BREAKING CAPACITY | 342.6 | TEM | 1 | CP | 2.31 | 1
3RV10424MA10 | CIRCUIT-BREAKER SIZE S3, A-REL.80...100 A,N-REL.1300A MOTOR PROT. TO 100KA, CL. 10, SCREW TERMINAL, INCREASED SWITCHING CAPACITY INCREASED SWITCHING CAPACITY | 339.5 | TEM | 1 | CP | 2.277 | 1
3RV10424MA10 | CIRCUIT-BREAKER SIZE S3, A-REL.80...100 A,N-REL.1300A MOTOR PROT. TO 100KA, CL. 10, SCREW TERMINAL, INCREASED SWITCHING CAPACITY INCREASED SWITCHING CAPACITY | 339.5 | TEM | 1 | CP | 2.277 | 1
3RV10424MA10 | CIRCUIT-BREAKER SIZE S3, A-REL.80...100 A,N-REL.1300A MOTOR PROT. TO 100KA, CL. 10, SCREW TERMINAL, INCREASED SWITCHING CAPACITY INCREASED SWITCHING CAPACITY | 339.5 | TEM | 1 | CP | 2.277 | 1
3RV10424MB10 | CIRCUIT-BREAKER SIZE S3 A-RELEASE 80...100 A, N-RELEASE 1235 A, MOTOR PROTECTION UP TO 100 KA, CLASS 20, SCREW CONNECTION INCREASED BREAKING CAPACITY | 357.4 | TEM | 1 | CP | 2.304 | 1
3RV10424MB10 | CIRCUIT-BREAKER SIZE S3 A-RELEASE 80...100 A, N-RELEASE 1235 A, MOTOR PROTECTION UP TO 100 KA, CLASS 20, SCREW CONNECTION INCREASED BREAKING CAPACITY | 357.4 | TEM | 1 | CP | 2.304 | 1
3RV10637AL10 | MOLDED CASE CIRC.BREAKER 3RV1 FOR MOTOR PROTECTION STANDARD SWITCHING CAPACITY RATED CURRENT IN=100A ELECTRONIC RELEASE SHORT-CIRCUIT PROTECTION ADJUSTABLE 6-13XLN OVERLOAD PROTECTION UEL 0.4-1XLN, CLASS 10A-30 ICU =120KA AT 400V 3-POLE, SCREW TERMINAL INCL.PHASE BARRIERS | 691.98 | TEM | 1 | CP | 3.944 | 1
3RV10637AL10 | MOLDED CASE CIRC.BREAKER 3RV1 FOR MOTOR PROTECTION STANDARD SWITCHING CAPACITY RATED CURRENT IN=100A ELECTRONIC RELEASE SHORT-CIRCUIT PROTECTION ADJUSTABLE 6-13XLN OVERLOAD PROTECTION UEL 0.4-1XLN, CLASS 10A-30 ICU =120KA AT 400V 3-POLE, SCREW TERMINAL INCL.PHASE BARRIERS | 691.98 | TEM | 1 | CP | 3.944 | 1
3RV10637CL10 | MOLDED CASE CIRC.BREAKER 3RV1 FOR MOTOR PROTECTION STANDARD SWITCHING CAPACITY RATED CURRENT IN=160A ELECTRONIC RELEASE SHORT-CIRCUIT PROTECTION ADJUSTABLE 6-13XLN OVERLOAD PROTECTION UEL 0.4-1XLN, CLASS 10A-30 ICU =120KA AT 400V 3-POLE, SCREW TERMINAL INCL. PHASE BARRIERS | 863.05 | TEM | 1 | CP | 3.954 | 1
3RV10637CL10 | MOLDED CASE CIRC.BREAKER 3RV1 FOR MOTOR PROTECTION STANDARD SWITCHING CAPACITY RATED CURRENT IN=160A ELECTRONIC RELEASE SHORT-CIRCUIT PROTECTION ADJUSTABLE 6-13XLN OVERLOAD PROTECTION UEL 0.4-1XLN, CLASS 10A-30 ICU =120KA AT 400V 3-POLE, SCREW TERMINAL INCL. PHASE BARRIERS | 863.05 | TEM | 1 | CP | 3.954 | 1
3RV10637DL10 | MOLDED CASE CIRC.BREAKER 3RV1 FOR MOTOR PROTECTION STANDARD SWITCHING CAPACITY RATED CURRENT IN=200A ELECTRONIC RELEASE SHORT-CIRCUIT PROTECTION ADJUSTABLE 6-13XLN OVERLOAD PROTECTION UEL 0.4-1XLN, CLASS 10A-30 ICU =120KA AT 400V 3-POLE, SCREW TERMINAL INCL. PHASE BARRIERS | 1032.79 | TEM | 1 | CP | 3.048 | 1
3RV10637DL10 | MOLDED CASE CIRC.BREAKER 3RV1 FOR MOTOR PROTECTION STANDARD SWITCHING CAPACITY RATED CURRENT IN=200A ELECTRONIC RELEASE SHORT-CIRCUIT PROTECTION ADJUSTABLE 6-13XLN OVERLOAD PROTECTION UEL 0.4-1XLN, CLASS 10A-30 ICU =120KA AT 400V 3-POLE, SCREW TERMINAL INCL. PHASE BARRIERS | 1009.63 | TEM | 1 | CP | 3.048 | 1
3RV10637DL10 | MOLDED CASE CIRC.BREAKER 3RV1 FOR MOTOR PROTECTION STANDARD SWITCHING CAPACITY RATED CURRENT IN=200A ELECTRONIC RELEASE SHORT-CIRCUIT PROTECTION ADJUSTABLE 6-13XLN OVERLOAD PROTECTION UEL 0.4-1XLN, CLASS 10A-30 ICU =120KA AT 400V 3-POLE, SCREW TERMINAL INCL. PHASE BARRIERS | 1032.79 | TEM | 1 | CP | 3.048 | 1
3RV10737GL10 | MOLDED CASE CIRC.BREAKER 3RV1 FOR MOTOR PROTECTION STANDARD SWITCHING CAPACITY RATED CURRENT IN=400A ELECTRONIC RELEASE SHORT-CIRCUIT PROTECTION ADJUSTABLE 6-13XLN OVERLOAD PROTECTION UEL 0.4-1XLN, CLASS 10A-30 ICU =120KA AT 400V 3-POLE, SCREW TERMINAL INCL. PHASE BARRIERS | 1320.51 | TEM | 1 | CP | 5.189 | 1
3RV10737GL10 | MOLDED CASE CIRC.BREAKER 3RV1 FOR MOTOR PROTECTION STANDARD SWITCHING CAPACITY RATED CURRENT IN=400A ELECTRONIC RELEASE SHORT-CIRCUIT PROTECTION ADJUSTABLE 6-13XLN OVERLOAD PROTECTION UEL 0.4-1XLN, CLASS 10A-30 ICU =120KA AT 400V 3-POLE, SCREW TERMINAL INCL. PHASE BARRIERS | 1320.51 | TEM | 1 | CP | 5.189 | 1
3RV11210DA10 | CIRCUIT-BREAKER, SIZE S0, FOR MOTOR PROTECTION, CLASS 10, WITH OVERLOAD RELAY FUNCTION A REL.0.22...0.32A, N REL.4.2A SCREW CONNECTION, STANDARD BREAKING CAPACITY | 76.88 | TEM | 1 | CP | 0.354 | 1
3RV11210DA10 | CIRCUIT-BREAKER, SIZE S0, FOR MOTOR PROTECTION, CLASS 10, WITH OVERLOAD RELAY FUNCTION A REL.0.22...0.32A, N REL.4.2A SCREW CONNECTION, STANDARD BREAKING CAPACITY | 76.88 | TEM | 1 | CP | 0.354 | 1
3RV11210FA10 | CIRCUIT-BREAKER, SIZE S0, FOR MOTOR PROTECTION, CLASS 10, WITH OVERLOAD RELAY FUNCTION A REL.0.35...0.50A, N REL.6,5A, SCREW CONNECTION, STANDARD BREAKING CAPACITY | 76.88 | TEM | 1 | CP | 0.354 | 1
3RV11210FA10 | CIRCUIT-BREAKER, SIZE S0, FOR MOTOR PROTECTION, CLASS 10, WITH OVERLOAD RELAY FUNCTION A REL.0.35...0.50A, N REL.6,5A, SCREW CONNECTION, STANDARD BREAKING CAPACITY | 76.88 | TEM | 1 | CP | 0.354 | 1
3RV11210HA10 | CIRCUIT-BREAKER, SIZE S0, FOR MOTOR PROTECTION, CLASS 10, WITH OVERLOAD RELAY FUNCTION A REL.0.55...0.80A, N REL. 10A, SCREW CONNECTION, STANDARD BREAKING CAPACITY | 76.88 | TEM | 1 | CP | 0.352 | 1
3RV11210HA10 | CIRCUIT-BREAKER, SIZE S0, FOR MOTOR PROTECTION, CLASS 10, WITH OVERLOAD RELAY FUNCTION A REL.0.55...0.80A, N REL. 10A, SCREW CONNECTION, STANDARD BREAKING CAPACITY | 76.88 | TEM | 1 | CP | 0.352 | 1
3RV11210KA10 | CIRCUIT-BREAKER, SIZE S0, FOR MOTOR PROTECTION, CLASS 10, WITH OVERLOAD RELAY FUNCTION A REL.0.9...1.25A, N REL.16A, SCREW CONNECTION, STANDARD BREAKING CAPACITY | 80.46 | TEM | 1 | CP | 0.423 | 1
3RV11210KA10 | CIRCUIT-BREAKER, SIZE S0, FOR MOTOR PROTECTION, CLASS 10, WITH OVERLOAD RELAY FUNCTION A REL.0.9...1.25A, N REL.16A, SCREW CONNECTION, STANDARD BREAKING CAPACITY | 80.46 | TEM | 1 | CP | 0.423 | 1
3RV11211AA10 | CIRCUIT-BREAKER SIZE S0, FOR MOTOR PROTECTION, CLASS 10, WITH OVERLOAD RELAY FUNCTION A-REL. 1.1...1.6A, N-REL.21A, SCREW TERMINAL, STANDARD SWITCHING CAPACITY | 80.46 | TEM | 1 | CP | 0.424 | 1
3RV11211AA10 | CIRCUIT-BREAKER SIZE S0, FOR MOTOR PROTECTION, CLASS 10, WITH OVERLOAD RELAY FUNCTION A-REL. 1.1...1.6A, N-REL.21A, SCREW TERMINAL, STANDARD SWITCHING CAPACITY | 80.46 | TEM | 1 | CP | 0.424 | 1
3RV11211BA10 | CIRCUIT-BREAKER, SIZE S0, FOR MOTOR PROTECTION, CLASS 10, WITH OVERLOAD RELAY FUNCTION A REL.1.4...2 A, N REL.26 A, SCREW CONNECTION, STANDARD BREAKING CAPACITY | 83.95 | TEM | 1 | CP | 0.424 | 1
3RV11211BA10 | CIRCUIT-BREAKER, SIZE S0, FOR MOTOR PROTECTION, CLASS 10, WITH OVERLOAD RELAY FUNCTION A REL.1.4...2 A, N REL.26 A, SCREW CONNECTION, STANDARD BREAKING CAPACITY | 83.95 | TEM | 1 | CP | 0.424 | 1
3RV11211CA10 | CIRCUIT-BREAKER, SIZE S0, FOR MOTOR PROTECTION, CLASS 10, WITH OVERLOAD RELAY FUNCTION A REL.1.8...2,5A, N REL.33A, SCREW CONNECTION, STANDARD BREAKING CAPACITY | 83.95 | TEM | 1 | CP | 0.422 | 1
3RV11211CA10 | CIRCUIT-BREAKER, SIZE S0, FOR MOTOR PROTECTION, CLASS 10, WITH OVERLOAD RELAY FUNCTION A REL.1.8...2,5A, N REL.33A, SCREW CONNECTION, STANDARD BREAKING CAPACITY | 83.95 | TEM | 1 | CP | 0.422 | 1
3RV11211DA10 | CIRCUIT-BREAKER SIZE S0, FOR MOTOR PROTECTION, CLASS 10, WITH OVERLOAD RELAY FUNCTION A-REL. 2.2...3.2A, N-REL.42A, SCREW TERMINAL, STANDARD SWITCHING CAPACITY | 83.95 | TEM | 1 | CP | 0.425 | 1
3RV11211DA10 | CIRCUIT-BREAKER SIZE S0, FOR MOTOR PROTECTION, CLASS 10, WITH OVERLOAD RELAY FUNCTION A-REL. 2.2...3.2A, N-REL.42A, SCREW TERMINAL, STANDARD SWITCHING CAPACITY | 83.95 | TEM | 1 | CP | 0.425 | 1
3RV11211EA10 | CIRCUIT-BREAKER, SIZE S0, FOR MOTOR PROTECTION, CLASS 10, WITH OVERLOAD RELAY FUNCTION A REL.2.8A...4.0A, N REL.52A, SCREW CONNECTION, STANDARD BREAKING CAPACITY | 83.95 | TEM | 1 | CP | 0.422 | 1
3RV11211EA10 | CIRCUIT-BREAKER, SIZE S0, FOR MOTOR PROTECTION, CLASS 10, WITH OVERLOAD RELAY FUNCTION A REL.2.8A...4.0A, N REL.52A, SCREW CONNECTION, STANDARD BREAKING CAPACITY | 83.95 | TEM | 1 | CP | 0.422 | 1
3RV11211FA10 | CIRCUIT-BREAKER, SIZE S0, FOR MOTOR PROTECTION, CLASS 10, WITH OVERLOAD RELAY FUNCTION A REL.3.5...5 A, N REL. 65 A, SCREW CONNECTION, STANDARD BREAKING CAPACITY | 83.95 | TEM | 1 | CP | 0.428 | 1
3RV11211FA10 | CIRCUIT-BREAKER, SIZE S0, FOR MOTOR PROTECTION, CLASS 10, WITH OVERLOAD RELAY FUNCTION A REL.3.5...5 A, N REL. 65 A, SCREW CONNECTION, STANDARD BREAKING CAPACITY | 83.95 | TEM | 1 | CP | 0.428 | 1
3RV11211GA10 | CIRCUIT-BREAKER, SIZE S0, FOR MOTOR PROTECTION, CLASS 10, WITH OVERLOAD RELAY FUNCTION A REL.4.5A...6.3A, N REL.82A, SCREW CONNECTION, STANDARD BREAKING CAPACITY | 83.95 | TEM | 1 | CP | 0.428 | 1
3RV11211GA10 | CIRCUIT-BREAKER, SIZE S0, FOR MOTOR PROTECTION, CLASS 10, WITH OVERLOAD RELAY FUNCTION A REL.4.5A...6.3A, N REL.82A, SCREW CONNECTION, STANDARD BREAKING CAPACITY | 83.95 | TEM | 1 | CP | 0.428 | 1
3RV11211HA10 | CIRCUIT-BREAKER, SIZE S0, FOR MOTOR PROTECTION, CLASS 10, WITH OVERLOAD RELAY FUNCTION A REL.5.5...8 A, N REL. 104A, SCREW CONNECTION, STANDARD BREAKING CAPACITY, | 83.95 | TEM | 1 | CP | 0.428 | 1
3RV11211HA10 | CIRCUIT-BREAKER, SIZE S0, FOR MOTOR PROTECTION, CLASS 10, WITH OVERLOAD RELAY FUNCTION A REL.5.5...8 A, N REL. 104A, SCREW CONNECTION, STANDARD BREAKING CAPACITY, | 83.95 | TEM | 1 | CP | 0.428 | 1
3RV11211JA10 | CIRCUIT-BREAKER, SIZE S0, FOR MOTOR PROTECTION, CLASS 10, WITH OVERLOAD RELAY FUNCTION A REL.7...10 A, N REL.130 A, SCREW CONNECTION, STANDARD BREAKING CAPACITY | 89.59 | TEM | 1 | CP | 0.432 | 1
3RV11211JA10 | CIRCUIT-BREAKER, SIZE S0, FOR MOTOR PROTECTION, CLASS 10, WITH OVERLOAD RELAY FUNCTION A REL.7...10 A, N REL.130 A, SCREW CONNECTION, STANDARD BREAKING CAPACITY | 89.59 | TEM | 1 | CP | 0.432 | 1
3RV11211KA10 | CIRCUIT-BREAKER, SIZE S0, FOR MOTOR PROTECTION, CLASS 10, WITH OVERLOAD RELAY FUNCTION A REL.9...12,5A, N REL.163 A, SCREW CONNECTION, STANDARD BREAKING CAPACITY | 89.59 | TEM | 1 | CP | 0.428 | 1
3RV11211KA10 | CIRCUIT-BREAKER, SIZE S0, FOR MOTOR PROTECTION, CLASS 10, WITH OVERLOAD RELAY FUNCTION A REL.9...12,5A, N REL.163 A, SCREW CONNECTION, STANDARD BREAKING CAPACITY | 89.59 | TEM | 1 | CP | 0.428 | 1
3RV11214AA10 | CIRCUIT-BREAKER, SIZE S0, FOR MOTOR PROTECTION, CLASS 10, WITH OVERLOAD RELAY FUNCTION A REL.11...16 A, N REL.208 A, SCREW CONNECTION, STANDARD BREAKING CAPACITY | 89.59 | TEM | 1 | CP | 0.434 | 1
3RV11214AA10 | CIRCUIT-BREAKER, SIZE S0, FOR MOTOR PROTECTION, CLASS 10, WITH OVERLOAD RELAY FUNCTION A REL.11...16 A, N REL.208 A, SCREW CONNECTION, STANDARD BREAKING CAPACITY | 89.59 | TEM | 1 | CP | 0.434 | 1
3RV11214BA10 | CIRCUIT-BREAKER, SIZE S0, FOR MOTOR PROTECTION, CLASS 10, WITH OVERLOAD RELAY FUNCTION A REL.14...20 A, N REL.260 A, SCREW CONNECTION, STANDARD BREAKING CAPACITY | 94.51 | TEM | 1 | CP | 0.43 | 1
3RV11214BA10 | CIRCUIT-BREAKER, SIZE S0, FOR MOTOR PROTECTION, CLASS 10, WITH OVERLOAD RELAY FUNCTION A REL.14...20 A, N REL.260 A, SCREW CONNECTION, STANDARD BREAKING CAPACITY | 94.51 | TEM | 1 | CP | 0.43 | 1
3RV11214CA10 | CIRCUIT-BREAKER, SIZE S0, FOR MOTOR PROTECTION, CLASS 10, WITH OVERLOAD RELAY FUNCTION A REL.17...22 A, N REL.286 A, SCREW CONNECTION, STANDARD BREAKING CAPACITY | 100.25 | TEM | 1 | CP | 0.433 | 1
3RV11214CA10 | CIRCUIT-BREAKER, SIZE S0, FOR MOTOR PROTECTION, CLASS 10, WITH OVERLOAD RELAY FUNCTION A REL.17...22 A, N REL.286 A, SCREW CONNECTION, STANDARD BREAKING CAPACITY | 100.25 | TEM | 1 | CP | 0.433 | 1
3RV11214DA10 | CIRCUIT-BREAKER, SIZE S0, FOR MOTOR PROTECTION, CLASS 10, WITH OVERLOAD RELAY FUNCTION A REL.20...25 A, N REL.325 A, SCREW CONNECTION, STANDARD BREAKING CAPACITY | 109.37 | TEM | 1 | CP | 0.44 | 1
3RV11214DA10 | CIRCUIT-BREAKER, SIZE S0, FOR MOTOR PROTECTION, CLASS 10, WITH OVERLOAD RELAY FUNCTION A REL.20...25 A, N REL.325 A, SCREW CONNECTION, STANDARD BREAKING CAPACITY | 109.37 | TEM | 1 | CP | 0.44 | 1
3RV11314AA10 | CIRCUIT-BREAKER, SIZE S2, FOR MOTOR PROTECTION, CLASS 10, WITH OVERLOAD RELAY FUNCTION A REL.11...16 A, N REL.208 A, SCREW CONNECTION, STANDARD BREAKING CAPACITY | 145.7 | TEM | 1 | CP | 1.125 | 1
3RV11314AA10 | CIRCUIT-BREAKER, SIZE S2, FOR MOTOR PROTECTION, CLASS 10, WITH OVERLOAD RELAY FUNCTION A REL.11...16 A, N REL.208 A, SCREW CONNECTION, STANDARD BREAKING CAPACITY | 145.7 | TEM | 1 | CP | 1.125 | 1
3RV11314DA10 | CIRCUIT-BREAKER, SIZE S2, FOR MOTOR PROTECTION, CLASS 10, WITH OVERLOAD RELAY FUNCTION A REL.18...25A, N REL.325A, SCREW CONNECTION, STANDARD BREAKING CAPACITY | 163.9 | TEM | 1 | CP | 1.112 | 1
3RV11314DA10 | CIRCUIT-BREAKER, SIZE S2, FOR MOTOR PROTECTION, CLASS 10, WITH OVERLOAD RELAY FUNCTION A REL.18...25A, N REL.325A, SCREW CONNECTION, STANDARD BREAKING CAPACITY | 163.9 | TEM | 1 | CP | 1.112 | 1
3RV11314EA10 | CIRCUIT-BREAKER, SIZE S2, FOR MOTOR PROTECTION, CLASS 10, WITH OVERLOAD RELAY FUNCTION A REL. 32A, M REL- 416A, SCREW CONNECTION, STANDARD BREAKING CAPACITY | 176.5 | TEM | 1 | CP | 1.108 | 1
3RV11314EA10 | CIRCUIT-BREAKER, SIZE S2, FOR MOTOR PROTECTION, CLASS 10, WITH OVERLOAD RELAY FUNCTION A REL. 32A, M REL- 416A, SCREW CONNECTION, STANDARD BREAKING CAPACITY | 176.5 | TEM | 1 | CP | 1.108 | 1
3RV11314FA10 | CIRCUIT-BREAKER, SIZE S2, FOR MOTOR PROTECTION, CLASS 10, WITH OVERLOAD RELAY FUNCTION A REL.28...40A, N REL.520A, SCREW CONNECTION, STANDARD BREAKING CAPACITY | 197.9 | TEM | 1 | CP | 1.131 | 1
3RV11314FA10 | CIRCUIT-BREAKER, SIZE S2, FOR MOTOR PROTECTION, CLASS 10, WITH OVERLOAD RELAY FUNCTION A REL.28...40A, N REL.520A, SCREW CONNECTION, STANDARD BREAKING CAPACITY | 197.9 | TEM | 1 | CP | 1.131 | 1
3RV11314FA10 | CIRCUIT-BREAKER, SIZE S2, FOR MOTOR PROTECTION, CLASS 10, WITH OVERLOAD RELAY FUNCTION A REL.28...40A, N REL.520A, SCREW CONNECTION, STANDARD BREAKING CAPACITY | 197.9 | TEM | 1 | CP | 1.131 | 1
3RV11314GA10 | CIRCUIT-BREAKER, SIZE S2, FOR MOTOR PROTECTION, CLASS 10, WITH OVERLOAD RELAY FUNCTION A REL.36...45A, N REL.585A, SCREW CONNECTION, STANDARD BREAKING CAPACITY | 214.5 | TEM | 1 | CP | 1.125 | 1
3RV11314GA10 | CIRCUIT-BREAKER, SIZE S2, FOR MOTOR PROTECTION, CLASS 10, WITH OVERLOAD RELAY FUNCTION A REL.36...45A, N REL.585A, SCREW CONNECTION, STANDARD BREAKING CAPACITY | 214.5 | TEM | 1 | CP | 1.125 | 1
3RV11314HA10 | CIRCUIT-BREAKER, SIZE S2, FOR MOTOR PROTECTION, CLASS 10, WITH OVERLOAD RELAY FUNCTION A REL.40...50A, N REL.650A, SCREW CONNECTION, STANDARD BREAKING CAPACITY | 217.7 | TEM | 1 | CP | 1.112 | 1
3RV11314HA10 | CIRCUIT-BREAKER, SIZE S2, FOR MOTOR PROTECTION, CLASS 10, WITH OVERLOAD RELAY FUNCTION A REL.40...50A, N REL.650A, SCREW CONNECTION, STANDARD BREAKING CAPACITY | 217.7 | TEM | 1 | CP | 1.112 | 1
3RV11314HA10 | CIRCUIT-BREAKER, SIZE S2, FOR MOTOR PROTECTION, CLASS 10, WITH OVERLOAD RELAY FUNCTION A REL.40...50A, N REL.650A, SCREW CONNECTION, STANDARD BREAKING CAPACITY | 217.7 | TEM | 1 | CP | 1.112 | 1
3RV11424DA10 | CIRCUIT-BREAKER, SIZE S3 A REL.18...25 A, N REL.325 A, WITH OVERLOAD RELAY FUNCTION MOTOR PROTECTION, CLASS 10 SCREW CONNECTION, INCREASED BREAKING CAPACITY | 262 | TEM | 1 | CP | 2.284 | 1
3RV11424DA10 | CIRCUIT-BREAKER, SIZE S3 A REL.18...25 A, N REL.325 A, WITH OVERLOAD RELAY FUNCTION MOTOR PROTECTION, CLASS 10 SCREW CONNECTION, INCREASED BREAKING CAPACITY | 262 | TEM | 1 | CP | 2.284 | 1
3RV11424EA10 | CIRCUIT-BREAKER, SIZE S3 FOR MOTOR PROTECTION, CLASS 10, WITH OVERLOAD RELAY FUNCTION A REL.22...32 A, N REL.416 A, SCREW CONNECTION, INCREASED BREAKING CAPACITY | 273.1 | TEM | 1 | CP | 2.288 | 1
3RV11424EA10 | CIRCUIT-BREAKER, SIZE S3 FOR MOTOR PROTECTION, CLASS 10, WITH OVERLOAD RELAY FUNCTION A REL.22...32 A, N REL.416 A, SCREW CONNECTION, INCREASED BREAKING CAPACITY | 273.1 | TEM | 1 | CP | 2.288 | 1
3RV11424FA10 | CIRCUIT-BREAKER, SIZE S3, A REL. 28...40 A,N REL. 520A, WITH OVERLOAD RELAY FUNCTION MOT.PROT. UP TO 100 KA,CLASS 10 SCREW CONNECTION, INCREASED BREAKING CAPACITY | 314.3 | TEM | 1 | CP | 2.267 | 1
3RV11424FA10 | CIRCUIT-BREAKER, SIZE S3, A REL. 28...40 A,N REL. 520A, WITH OVERLOAD RELAY FUNCTION MOT.PROT. UP TO 100 KA,CLASS 10 SCREW CONNECTION, INCREASED BREAKING CAPACITY | 314.3 | TEM | 1 | CP | 2.267 | 1
3RV11424HA10 | CIRCUIT-BREAKER, SIZE S3, A REL. 36...50 A, N REL. 650A, WITH OVERLOAD RELAY FUNCTION MOT.PROT. UP TO 100 KA,CLASS 10 SCREW CONNECTION, INCREASED BREAKING CAPACITY | 314.3 | TEM | 1 | CP | 2.293 | 1
3RV11424HA10 | CIRCUIT-BREAKER, SIZE S3, A REL. 36...50 A, N REL. 650A, WITH OVERLOAD RELAY FUNCTION MOT.PROT. UP TO 100 KA,CLASS 10 SCREW CONNECTION, INCREASED BREAKING CAPACITY | 314.3 | TEM | 1 | CP | 2.293 | 1
3RV11424HA10 | CIRCUIT-BREAKER, SIZE S3, A REL. 36...50 A, N REL. 650A, WITH OVERLOAD RELAY FUNCTION MOT.PROT. UP TO 100 KA,CLASS 10 SCREW CONNECTION, INCREASED BREAKING CAPACITY | 314.3 | TEM | 1 | CP | 2.293 | 1
3RV11424JA10 | CIRCUIT-BREAKER, SIZE S3 A REL.45...63 A, N REL.819A WITH OVERLOAD RELAY FUNCTION MOT.PROT. UP TO 100 KA,CLASS 10 SCREW CONNECTION INCREASED BREAKING CAPACITY | 330.1 | TEM | 1 | CP | 2.305 | 1
3RV11424JA10 | CIRCUIT-BREAKER, SIZE S3 A REL.45...63 A, N REL.819A WITH OVERLOAD RELAY FUNCTION MOT.PROT. UP TO 100 KA,CLASS 10 SCREW CONNECTION INCREASED BREAKING CAPACITY | 330.1 | TEM | 1 | CP | 2.305 | 1
3RV11424KA10 | CIRCUIT-BREAKER, SIZE S3 FOR MOTOR PROTECTION, CLASS 10 WITH OVERLOAD RELAY FUNCTION A REL.57...75 A, N REL.975A SCREW CONNECTION INCREASED BREAKING CAPACITY | 346 | TEM | 1 | CP | 2.307 | 1
3RV11424KA10 | CIRCUIT-BREAKER, SIZE S3 FOR MOTOR PROTECTION, CLASS 10 WITH OVERLOAD RELAY FUNCTION A REL.57...75 A, N REL.975A SCREW CONNECTION INCREASED BREAKING CAPACITY | 346 | TEM | 1 | CP | 2.307 | 1
3RV11424LA10 | CIRCUIT-BREAKER, SIZE S3 A REL.70...90 A, N REL.1170 A WITH OVERLOAD RELAY FUNCTION MOT.PROT. UP TO 100 KA,CLASS 10 SCREW CONNECTION INCREASED BREAKING CAPACITY | 358.6 | TEM | 1 | CP | 2.317 | 1
3RV11424LA10 | CIRCUIT-BREAKER, SIZE S3 A REL.70...90 A, N REL.1170 A WITH OVERLOAD RELAY FUNCTION MOT.PROT. UP TO 100 KA,CLASS 10 SCREW CONNECTION INCREASED BREAKING CAPACITY | 358.6 | TEM | 1 | CP | 2.317 | 1
3RV11424MA10 | CIRCUIT-BREAKER, SIZE S3 A REL.80...100 A, N REL.1235 A WITH OVERLOAD RELAY FUNCTION MOT.PROT. UP TO 100 KA,CLASS 10 SCREW CONNECTION INCREASED BREAKING CAPACITY | 371.3 | TEM | 1 | CP | 2.346 | 1
3RV11424MA10 | CIRCUIT-BREAKER, SIZE S3 A REL.80...100 A, N REL.1235 A WITH OVERLOAD RELAY FUNCTION MOT.PROT. UP TO 100 KA,CLASS 10 SCREW CONNECTION INCREASED BREAKING CAPACITY | 371.3 | TEM | 1 | CP | 2.346 | 1
3RV13210AC10 | CIRCUIT-BREAKER N-RELEASE 2.1 A, SIZE S0 STARTER PROTECTION, 100 KA SCREW CONNECTION | 47.46 | TEM | 1 | CP | 0.281 | 1
3RV13210AC10 | CIRCUIT-BREAKER N-RELEASE 2.1 A, SIZE S0 STARTER PROTECTION, 100 KA SCREW CONNECTION | 47.46 | TEM | 1 | CP | 0.281 | 1
3RV13210EC10 | CIRCUIT-BREAKER N-RELEASE 5.2 A, SIZE S0, STARTER PROTECTION, 100 KA SCREW CONNECTION STANDARD BREAKING CAPACITY | 48.07 | TEM | 1 | CP | 0.283 | 1
3RV13210EC10 | CIRCUIT-BREAKER N-RELEASE 5.2 A, SIZE S0, STARTER PROTECTION, 100 KA SCREW CONNECTION STANDARD BREAKING CAPACITY | 48.07 | TEM | 1 | CP | 0.283 | 1
3RV13210FC10 | CIRCUIT-BREAKER N-RELEASE 6,5A, SIZE S0, STARTER PROTECTION, 100 KA SCREW CONNECTION STANDARD BREAKING CAPACITY | 48.07 | TEM | 1 | CP | 0.283 | 1
3RV13210FC10 | CIRCUIT-BREAKER N-RELEASE 6,5A, SIZE S0, STARTER PROTECTION, 100 KA SCREW CONNECTION STANDARD BREAKING CAPACITY | 48.07 | TEM | 1 | CP | 0.283 | 1
3RV13210GC10 | CIRCUIT-BREAKER N-RELEASE 8.2 A, SIZE S0 STARTER PROTECTION, 100 KA SCREW CONNECTION STANDARD BREAKING CAPACITY | 48.07 | TEM | 1 | CP | 0.284 | 1
3RV13210GC10 | CIRCUIT-BREAKER N-RELEASE 8.2 A, SIZE S0 STARTER PROTECTION, 100 KA SCREW CONNECTION STANDARD BREAKING CAPACITY | 48.07 | TEM | 1 | CP | 0.284 | 1
3RV13210JC10 | CIRCUIT-BREAKER N-RELEASE 13 A, SIZE S0, STARTER PROTECTION, 100 KA SCREW CONNECTION STANDARD BREAKING CAPACITY | 51.35 | TEM | 1 | CP | 0.346 | 1
3RV13210JC10 | CIRCUIT-BREAKER N-RELEASE 13 A, SIZE S0, STARTER PROTECTION, 100 KA SCREW CONNECTION STANDARD BREAKING CAPACITY | 51.35 | TEM | 1 | CP | 0.346 | 1
3RV13210KC10 | CIRCUIT-BREAKER N-RELEASE 16 A, SIZE S0, STARTER PROTECTION, 100 KA SCREW CONNECTION STANDARD BREAKING CAPACITY | 51.35 | TEM | 1 | CP | 0.35 | 1
3RV13210KC10 | CIRCUIT-BREAKER N-RELEASE 16 A, SIZE S0, STARTER PROTECTION, 100 KA SCREW CONNECTION STANDARD BREAKING CAPACITY | 51.35 | TEM | 1 | CP | 0.35 | 1
3RV13210KC10 | CIRCUIT-BREAKER N-RELEASE 16 A, SIZE S0, STARTER PROTECTION, 100 KA SCREW CONNECTION STANDARD BREAKING CAPACITY | 51.35 | TEM | 1 | CP | 0.35 | 1
3RV13211AC10 | CIRCUIT-BREAKER N-RELEASE 21 A, SIZE S0, STARTER PROTECTION, 100 KA SCREW CONNECTION STANDARD BREAKING CAPACITY | 51.35 | TEM | 1 | CP | 0.353 | 1
3RV13211AC10 | CIRCUIT-BREAKER N-RELEASE 21 A, SIZE S0, STARTER PROTECTION, 100 KA SCREW CONNECTION STANDARD BREAKING CAPACITY | 51.35 | TEM | 1 | CP | 0.353 | 1
3RV13211BC10 | CIRCUIT-BREAKER N-RELEASE 26 A, SIZE S0 STARTER PROTECTION, 100 KA SCREW CONNECTION STANDARD BREAKING CAPACITY | 52.07 | TEM | 1 | CP | 0.352 | 1
3RV13211BC10 | CIRCUIT-BREAKER N-RELEASE 26 A, SIZE S0 STARTER PROTECTION, 100 KA SCREW CONNECTION STANDARD BREAKING CAPACITY | 52.07 | TEM | 1 | CP | 0.352 | 1
3RV13211BC10 | CIRCUIT-BREAKER N-RELEASE 26 A, SIZE S0 STARTER PROTECTION, 100 KA SCREW CONNECTION STANDARD BREAKING CAPACITY | 52.07 | TEM | 1 | CP | 0.352 | 1
3RV13211CC10 | CIRCUIT-BREAKER N-RELEASE 33 A, SIZE S0, STARTER PROTECTION, 100 KA SCREW CONNECTION STANDARD BREAKING CAPACITY | 52.07 | TEM | 1 | CP | 0.352 | 1
3RV13211CC10 | CIRCUIT-BREAKER N-RELEASE 33 A, SIZE S0, STARTER PROTECTION, 100 KA SCREW CONNECTION STANDARD BREAKING CAPACITY | 52.07 | TEM | 1 | CP | 0.352 | 1
3RV13211CC10 | CIRCUIT-BREAKER N-RELEASE 33 A, SIZE S0, STARTER PROTECTION, 100 KA SCREW CONNECTION STANDARD BREAKING CAPACITY | 52.07 | TEM | 1 | CP | 0.352 | 1
3RV13211DC10 | CIRCUIT-BREAKER N-RELEASE 42 A, SIZE S0 STARTER PROTECTION, 100 KA SCREW CONNECTION | 52.07 | TEM | 1 | CP | 0.355 | 1
3RV13211DC10 | CIRCUIT-BREAKER N-RELEASE 42 A, SIZE S0 STARTER PROTECTION, 100 KA SCREW CONNECTION | 52.07 | TEM | 1 | CP | 0.355 | 1
3RV13211DC10 | CIRCUIT-BREAKER N-RELEASE 42 A, SIZE S0 STARTER PROTECTION, 100 KA SCREW CONNECTION | 52.07 | TEM | 1 | CP | 0.355 | 1
3RV13211EC10 | CIRCUIT-BREAKER N-RELEASE 52 A, SIZE S0, STARTER PROTECTION, 100 KA SCREW CONNECTION STANDARD BREAKING CAPACITY | 52.07 | TEM | 1 | CP | 0.351 | 1
3RV13211EC10 | CIRCUIT-BREAKER N-RELEASE 52 A, SIZE S0, STARTER PROTECTION, 100 KA SCREW CONNECTION STANDARD BREAKING CAPACITY | 52.07 | TEM | 1 | CP | 0.351 | 1
3RV13211FC10 | CIRCUIT-BREAKER N-RELEASE 65 A, SIZE S0, STARTER PROTECTION, 100 KA SCREW CONNECTION STANDARD BREAKING CAPACITY | 52.07 | TEM | 1 | CP | 0.356 | 1
3RV13211FC10 | CIRCUIT-BREAKER N-RELEASE 65 A, SIZE S0, STARTER PROTECTION, 100 KA SCREW CONNECTION STANDARD BREAKING CAPACITY | 52.07 | TEM | 1 | CP | 0.356 | 1
3RV13211FC10 | CIRCUIT-BREAKER N-RELEASE 65 A, SIZE S0, STARTER PROTECTION, 100 KA SCREW CONNECTION STANDARD BREAKING CAPACITY | 52.07 | TEM | 1 | CP | 0.356 | 1
3RV13211GC10 | CIRCUIT-BREAKER N-RELEASE 82 A, SIZE S0, STARTER PROTECTION, 100 KA, SCREW CONNECTION STANDARD BREAKING CAPACITY | 52.07 | TEM | 1 | CP | 0.358 | 1
3RV13211GC10 | CIRCUIT-BREAKER N-RELEASE 82 A, SIZE S0, STARTER PROTECTION, 100 KA, SCREW CONNECTION STANDARD BREAKING CAPACITY | 52.07 | TEM | 1 | CP | 0.358 | 1
3RV13211GC10 | CIRCUIT-BREAKER N-RELEASE 82 A, SIZE S0, STARTER PROTECTION, 100 KA, SCREW CONNECTION STANDARD BREAKING CAPACITY | 52.07 | TEM | 1 | CP | 0.358 | 1
3RV13211HC10 | CIRCUIT-BREAKER N-RELEASE 104A, SIZE S0, STARTER PROTECTION, 100 KA SCREW CONNECTION STANDARD BREAKING CAPACITY | 52.07 | TEM | 1 | CP | 0.354 | 1
3RV13211HC10 | CIRCUIT-BREAKER N-RELEASE 104A, SIZE S0, STARTER PROTECTION, 100 KA SCREW CONNECTION STANDARD BREAKING CAPACITY | 52.07 | TEM | 1 | CP | 0.354 | 1
3RV13211HC10 | CIRCUIT-BREAKER N-RELEASE 104A, SIZE S0, STARTER PROTECTION, 100 KA SCREW CONNECTION STANDARD BREAKING CAPACITY | 52.07 | TEM | 1 | CP | 0.354 | 1
3RV13211JC10 | CIRCUIT-BREAKER N-RELEASE 130 A, SIZE S0, STARTER PROTECTION, 100 KA SCREW CONNECTION STANDARD BREAKING CAPACITY | 57.81 | TEM | 1 | CP | 0.359 | 1
3RV13211JC10 | CIRCUIT-BREAKER N-RELEASE 130 A, SIZE S0, STARTER PROTECTION, 100 KA SCREW CONNECTION STANDARD BREAKING CAPACITY | 57.81 | TEM | 1 | CP | 0.359 | 1
3RV13211JC10 | CIRCUIT-BREAKER N-RELEASE 130 A, SIZE S0, STARTER PROTECTION, 100 KA SCREW CONNECTION STANDARD BREAKING CAPACITY | 57.81 | TEM | 1 | CP | 0.359 | 1
3RV13211KC10 | CIRCUIT-BREAKER N-RELEASE 163 A, SIZE S0, STARTER PROTECTION, 100 KA SCREW CONNECTION STANDARD BREAKING CAPACITY | 57.81 | TEM | 1 | CP | 0.353 | 1
3RV13211KC10 | CIRCUIT-BREAKER N-RELEASE 163 A, SIZE S0, STARTER PROTECTION, 100 KA SCREW CONNECTION STANDARD BREAKING CAPACITY | 57.81 | TEM | 1 | CP | 0.353 | 1
3RV13211KC10 | CIRCUIT-BREAKER N-RELEASE 163 A, SIZE S0, STARTER PROTECTION, 100 KA SCREW CONNECTION STANDARD BREAKING CAPACITY | 57.81 | TEM | 1 | CP | 0.353 | 1
3RV13214AC10 | CIRCUIT-BREAKER N-RELEASE 208 A, SIZE S0, STARTER PROTECTION, 50 KA SCREW CONNECTION STANDARD BREAKING CAPACITY | 57.81 | TEM | 1 | CP | 0.362 | 1
3RV13214AC10 | CIRCUIT-BREAKER N-RELEASE 208 A, SIZE S0, STARTER PROTECTION, 50 KA SCREW CONNECTION STANDARD BREAKING CAPACITY | 57.81 | TEM | 1 | CP | 0.362 | 1
3RV13214BC10 | CIRCUIT-BREAKER N-RELEASE 260 A, SIZE S0 STARTER PROTECTION, 50 KA SCREW CONNECTION STANDARD BREAKING CAPACITY | 60.58 | TEM | 1 | CP | 0.359 | 1
3RV13214BC10 | CIRCUIT-BREAKER N-RELEASE 260 A, SIZE S0 STARTER PROTECTION, 50 KA SCREW CONNECTION STANDARD BREAKING CAPACITY | 60.58 | TEM | 1 | CP | 0.359 | 1
3RV13214BC10 | CIRCUIT-BREAKER N-RELEASE 260 A, SIZE S0 STARTER PROTECTION, 50 KA SCREW CONNECTION STANDARD BREAKING CAPACITY | 60.58 | TEM | 1 | CP | 0.359 | 1
3RV13214CC10 | CIRCUIT-BREAKER N-RELEASE 286 A, SIZE S0, STARTER PROTECTION, 50 KA SCREW CONNECTION STANDARD BREAKING CAPACITY | 63.96 | TEM | 1 | CP | 0.361 | 1
3RV13214CC10 | CIRCUIT-BREAKER N-RELEASE 286 A, SIZE S0, STARTER PROTECTION, 50 KA SCREW CONNECTION STANDARD BREAKING CAPACITY | 63.96 | TEM | 1 | CP | 0.361 | 1
3RV13214DC10 | CIRCUIT-BREAKER N-RELEASE 325 A, SIZE S0, STARTER PROTECTION, 50 KA SCREW CONNECTION STANDARD BREAKING CAPACITY | 73.39 | TEM | 1 | CP | 0.369 | 1
3RV13214DC10 | CIRCUIT-BREAKER N-RELEASE 325 A, SIZE S0, STARTER PROTECTION, 50 KA SCREW CONNECTION STANDARD BREAKING CAPACITY | 73.39 | TEM | 1 | CP | 0.369 | 1
3RV13314AC10 | CIRCUIT-BREAKER N-RELEASE 208 A, SIZE S2 STARTER PROTECTION, 50 KA SCREW CONNECTION STANDARD BREAKING CAPACITY | 104.3 | TEM | 1 | CP | 1.048 | 1
3RV13314AC10 | CIRCUIT-BREAKER N-RELEASE 208 A, SIZE S2 STARTER PROTECTION, 50 KA SCREW CONNECTION STANDARD BREAKING CAPACITY | 104.3 | TEM | 1 | CP | 1.048 | 1
3RV13314BC10 | CIRCUIT-BREAKER N-RELEASE 260 A, SIZE S2 STARTER PROTECTION, 50 KA SCREW CONNECTION STANDARD BREAKING CAPACITY | 104.3 | TEM | 1 | CP | 1.058 | 1
3RV13314BC10 | CIRCUIT-BREAKER N-RELEASE 260 A, SIZE S2 STARTER PROTECTION, 50 KA SCREW CONNECTION STANDARD BREAKING CAPACITY | 104.3 | TEM | 1 | CP | 1.058 | 1
3RV13314DC10 | CIRCUIT-BREAKER N-RELEASE 325 A, SIZE S2 STARTER PROTECTION, 50 KA SCREW CONNECTION STANDARD BREAKING CAPACITY | 123 | TEM | 1 | CP | 1.035 | 1
3RV13314DC10 | CIRCUIT-BREAKER N-RELEASE 325 A, SIZE S2 STARTER PROTECTION, 50 KA SCREW CONNECTION STANDARD BREAKING CAPACITY | 123 | TEM | 1 | CP | 1.035 | 1
3RV13314EC10 | CIRCUIT-BREAKER N-RELEASE 416 A, SIZE S2 STARTER PROTECTION, 50 KA SCREW CONNECTION STANDARD BREAKING CAPACITY | 130 | TEM | 1 | CP | 1.037 | 1
3RV13314EC10 | CIRCUIT-BREAKER N-RELEASE 416 A, SIZE S2 STARTER PROTECTION, 50 KA SCREW CONNECTION STANDARD BREAKING CAPACITY | 130 | TEM | 1 | CP | 1.037 | 1
3RV13314EC10 | CIRCUIT-BREAKER N-RELEASE 416 A, SIZE S2 STARTER PROTECTION, 50 KA SCREW CONNECTION STANDARD BREAKING CAPACITY | 130 | TEM | 1 | CP | 1.037 | 1
3RV13314FC10 | CIRCUIT-BREAKER N-RELEASE 520 A, SIZE S2 STARTER PROTECTION, 50 KA SCREW CONNECTION STANDARD BREAKING CAPACITY | 150.3 | TEM | 1 | CP | 1.056 | 1
3RV13314FC10 | CIRCUIT-BREAKER N-RELEASE 520 A, SIZE S2 STARTER PROTECTION, 50 KA SCREW CONNECTION STANDARD BREAKING CAPACITY | 150.3 | TEM | 1 | CP | 1.056 | 1
3RV13314GC10 | CIRCUIT-BREAKER N-RELEASE 585 A, SIZE S2 STARTER PROTECTION, 50 KA SCREW CONNECTION STANDARD BREAKING CAPACITY | 169 | TEM | 1 | CP | 1.048 | 1
3RV13314GC10 | CIRCUIT-BREAKER N-RELEASE 585 A, SIZE S2 STARTER PROTECTION, 50 KA SCREW CONNECTION STANDARD BREAKING CAPACITY | 169 | TEM | 1 | CP | 1.048 | 1
3RV13314HC10 | CIRCUIT-BREAKER N-RELEASE 650 A, SIZE S2 STARTER PROTECTION, 50 KA SCREW CONNECTION STANDARD BREAKING CAPACITY | 173.6 | TEM | 1 | CP | 1.034 | 1
3RV13314HC10 | CIRCUIT-BREAKER N-RELEASE 650 A, SIZE S2 STARTER PROTECTION, 50 KA SCREW CONNECTION STANDARD BREAKING CAPACITY | 173.6 | TEM | 1 | CP | 1.034 | 1
3RV13314HC10 | CIRCUIT-BREAKER N-RELEASE 650 A, SIZE S2 STARTER PROTECTION, 50 KA SCREW CONNECTION STANDARD BREAKING CAPACITY | 173.6 | TEM | 1 | CP | 1.034 | 1
3RV13414FC10 | CIRCUIT-BREAKER N-RELEASE 520 A, SIZE S3 STARTER PROTECTION, 50 KA SCREW CONNECTION STANDARD BREAKING CAPACITY | 181.4 | TEM | 1 | CP | 2.206 | 1
3RV13414FC10 | CIRCUIT-BREAKER N-RELEASE 520 A, SIZE S3 STARTER PROTECTION, 50 KA SCREW CONNECTION STANDARD BREAKING CAPACITY | 181.4 | TEM | 1 | CP | 2.206 | 1
3RV13414FC10 | CIRCUIT-BREAKER N-RELEASE 520 A, SIZE S3 STARTER PROTECTION, 50 KA SCREW CONNECTION STANDARD BREAKING CAPACITY | 181.4 | TEM | 1 | CP | 2.206 | 1
3RV13414HC10 | CIRCUIT-BREAKER N-RELEASE 650 A, SIZE S3 STARTER PROTECTION, 50 KA SCREW CONNECTION STANDARD BREAKING CAPACITY | 181.4 | TEM | 1 | CP | 2.22 | 1
3RV13414HC10 | CIRCUIT-BREAKER N-RELEASE 650 A, SIZE S3 STARTER PROTECTION, 50 KA SCREW CONNECTION STANDARD BREAKING CAPACITY | 181.4 | TEM | 1 | CP | 2.22 | 1
3RV13414HC10 | CIRCUIT-BREAKER N-RELEASE 650 A, SIZE S3 STARTER PROTECTION, 50 KA SCREW CONNECTION STANDARD BREAKING CAPACITY | 181.4 | TEM | 1 | CP | 2.22 | 1
3RV13414JC10 | CIRCUIT-BREAKER N-RELEASE 819 A, SIZE S3 STARTER PROTECTION, 50 KA SCREW CONNECTION STANDARD BREAKING CAPACITY | 181.4 | TEM | 1 | CP | 2.234 | 1
3RV13414JC10 | CIRCUIT-BREAKER N-RELEASE 819 A, SIZE S3 STARTER PROTECTION, 50 KA SCREW CONNECTION STANDARD BREAKING CAPACITY | 181.4 | TEM | 1 | CP | 2.234 | 1
3RV13414JC10 | CIRCUIT-BREAKER N-RELEASE 819 A, SIZE S3 STARTER PROTECTION, 50 KA SCREW CONNECTION STANDARD BREAKING CAPACITY | 181.4 | TEM | 1 | CP | 2.234 | 1
3RV13414KC10 | CIRCUIT-BREAKER SIZE S3, FOR STARTER COMBINATION, RATED CURRENT 75A, N-REL. 975A, SCREW TERMINAL, STANDARD SWITCHING CAPACITY | 200.9 | TEM | 1 | CP | 2.247 | 1
3RV13414KC10 | CIRCUIT-BREAKER SIZE S3, FOR STARTER COMBINATION, RATED CURRENT 75A, N-REL. 975A, SCREW TERMINAL, STANDARD SWITCHING CAPACITY | 200.9 | TEM | 1 | CP | 2.247 | 1
3RV13414KC10 | CIRCUIT-BREAKER SIZE S3, FOR STARTER COMBINATION, RATED CURRENT 75A, N-REL. 975A, SCREW TERMINAL, STANDARD SWITCHING CAPACITY | 200.9 | TEM | 1 | CP | 2.247 | 1
3RV13414LC10 | CIRCUIT-BREAKER N-RELEASE 1170 A, SIZE S3 STARTER PROTECTION, 50 KA SCREW CONNECTION STANDARD BREAKING CAPACITY | 213.4 | TEM | 1 | CP | 2.254 | 1
3RV13414LC10 | CIRCUIT-BREAKER N-RELEASE 1170 A, SIZE S3 STARTER PROTECTION, 50 KA SCREW CONNECTION STANDARD BREAKING CAPACITY | 213.4 | TEM | 1 | CP | 2.254 | 1
3RV13414MC10 | CIRCUIT-BREAKER, 100 A, N-RELEASE 1235 A, SIZE S3 STARTER PROTECTION, 50 KA SCREW CONNECTION STANDARD BREAKING CAPACITY | 236.7 | TEM | 1 | CP | 2.273 | 1
3RV13414MC10 | CIRCUIT-BREAKER, 100 A, N-RELEASE 1235 A, SIZE S3 STARTER PROTECTION, 50 KA SCREW CONNECTION STANDARD BREAKING CAPACITY | 236.7 | TEM | 1 | CP | 2.273 | 1
3RV13414MC10 | CIRCUIT-BREAKER, 100 A, N-RELEASE 1235 A, SIZE S3 STARTER PROTECTION, 50 KA SCREW CONNECTION STANDARD BREAKING CAPACITY | 236.7 | TEM | 1 | CP | 2.273 | 1
3RV13424JC10 | CIRCUIT-BREAKER, 63 A, N-RELEASE 819 A, SIZE S3, STARTER PROTECTION, 100 KA, SCREW CONNECTION INCREASED BREAKING CAPACITY | 278 | TEM | 1 | CP | 2.221 | 1
3RV13424JC10 | CIRCUIT-BREAKER, 63 A, N-RELEASE 819 A, SIZE S3, STARTER PROTECTION, 100 KA, SCREW CONNECTION INCREASED BREAKING CAPACITY | 278 | TEM | 1 | CP | 2.221 | 1
3RV13424KC10 | CIRCUIT-BREAKER SIZE S3, FOR STARTER COMBINATION, RATED CURRENT 75A, N-REL. 975A, SCREW TERMINAL, INCREASED SWITCHING CAPACITY | 303.7 | TEM | 1 | CP | 2.247 | 1
3RV13424KC10 | CIRCUIT-BREAKER SIZE S3, FOR STARTER COMBINATION, RATED CURRENT 75A, N-REL. 975A, SCREW TERMINAL, INCREASED SWITCHING CAPACITY | 303.7 | TEM | 1 | CP | 2.247 | 1
3RV13424MC10 | CIRCUIT-BREAKER, 100 A, N-RELEASE 1235 A, SIZE S3, STARTER PROTECTION, 100 KA, SCREW CONNECTION INCREASED BREAKING CAPACITY | 330.2 | TEM | 1 | CP | 2.266 | 1
3RV13424MC10 | CIRCUIT-BREAKER, 100 A, N-RELEASE 1235 A, SIZE S3, STARTER PROTECTION, 100 KA, SCREW CONNECTION INCREASED BREAKING CAPACITY | 330.2 | TEM | 1 | CP | 2.266 | 1
3RV13637CN10 | MOLDED CASE CIRC.BREAKER 3RV1 FOR STARTER COMBINATION STANDARD SWITCHING CAPACITY RATED CURRENT IN=160A ELECTRONIC RELEASE SHORT-CIRCUIT PROTECTION ADJUSTABLE 1-10XLN ICU =120KA AT 400V 3-POLE, SCREW TERMINAL INCL. PHASE BARRIERS | 752.45 | TEM | 1 | CP | 4 | 1
3RV13637CN10 | MOLDED CASE CIRC.BREAKER 3RV1 FOR STARTER COMBINATION STANDARD SWITCHING CAPACITY RATED CURRENT IN=160A ELECTRONIC RELEASE SHORT-CIRCUIT PROTECTION ADJUSTABLE 1-10XLN ICU =120KA AT 400V 3-POLE, SCREW TERMINAL INCL. PHASE BARRIERS | 752.45 | TEM | 1 | CP | 4 | 1
3RV13737JN10 | MOLDED CASE CIRC.BREAKER 3RV1 FOR STARTER COMBINATION STANDARD SWITCHING CAPACITY RATED CURRENT IN=630A ELECTRONIC RELEASE SHORT-CIRCUIT PROTECTION ADJUSTABLE 1-10XLN ICU =120KA AT 400V 3-POLE, SCREW TERMINAL INCL. PHASE BARRIERS | 1578.71 | TEM | 1 | CP | 5.29 | 1
3RV13737JN10 | MOLDED CASE CIRC.BREAKER 3RV1 FOR STARTER COMBINATION STANDARD SWITCHING CAPACITY RATED CURRENT IN=630A ELECTRONIC RELEASE SHORT-CIRCUIT PROTECTION ADJUSTABLE 1-10XLN ICU =120KA AT 400V 3-POLE, SCREW TERMINAL INCL. PHASE BARRIERS | 1578.71 | TEM | 1 | CP | 5.29 | 1
3RV14210AA10 | CIRCUIT-BREAKER, 0.11...0.16A N-RELEASE 3,3A, SIZE S0, TRANSFORMER PROTECTION, CL. 10, SCREW CONNECTION STANDARD BREAKING CAPACITY | 53.81 | TEM | 1 | CP | 0.286 | 1
3RV14210AA10 | CIRCUIT-BREAKER, 0.11...0.16A N-RELEASE 3,3A, SIZE S0, TRANSFORMER PROTECTION, CL. 10, SCREW CONNECTION STANDARD BREAKING CAPACITY | 53.81 | TEM | 1 | CP | 0.286 | 1
3RV14210EA10 | CIRCUIT-BREAKER, 0.28...0.4 A N-RELEASE 8.2 A, SIZE S0, TRANSFORMER PROTECTION, CL. 10, SCREW CONNECTION STANDARD BREAKING CAPACITY | 53.81 | TEM | 1 | CP | 0.288 | 1
3RV14210EA10 | CIRCUIT-BREAKER, 0.28...0.4 A N-RELEASE 8.2 A, SIZE S0, TRANSFORMER PROTECTION, CL. 10, SCREW CONNECTION STANDARD BREAKING CAPACITY | 53.81 | TEM | 1 | CP | 0.288 | 1
3RV14210FA10 | CIRCUIT-BREAKER, 0.35...0.5 A N-RELEASE 10 A, SIZE S0 TRANSFORMER PROTECTION, CL. 10, SCREW CONNECTION | 53.81 | TEM | 1 | CP | 0.285 | 1
3RV14210FA10 | CIRCUIT-BREAKER, 0.35...0.5 A N-RELEASE 10 A, SIZE S0 TRANSFORMER PROTECTION, CL. 10, SCREW CONNECTION | 53.81 | TEM | 1 | CP | 0.285 | 1
3RV14210GA10 | CIRCUIT-BREAKER, 0.45...0.63A N-RELEASE 13 A, SIZE S0, TRANSFORMER PROTECTION, CL. 10, SCREW CONNECTION STANDARD BREAKING CAPACITY | 53.81 | TEM | 1 | CP | 0.351 | 1
3RV14210GA10 | CIRCUIT-BREAKER, 0.45...0.63A N-RELEASE 13 A, SIZE S0, TRANSFORMER PROTECTION, CL. 10, SCREW CONNECTION STANDARD BREAKING CAPACITY | 53.81 | TEM | 1 | CP | 0.351 | 1
3RV14210HA10 | CIRCUIT-BREAKER, 0.55...0.8 A N-RELEASE 16 A, SIZE S0, TRANSFORMER PROTECTION, CL. 10, SCREW CONNECTION STANDARD BREAKING CAPACITY | 53.81 | TEM | 1 | CP | 0.355 | 1
3RV14210HA10 | CIRCUIT-BREAKER, 0.55...0.8 A N-RELEASE 16 A, SIZE S0, TRANSFORMER PROTECTION, CL. 10, SCREW CONNECTION STANDARD BREAKING CAPACITY | 53.81 | TEM | 1 | CP | 0.355 | 1
3RV14210JA10 | CIRCUIT-BREAKER, 0.7...1 A N-RELEASE 21 A, SIZE S0, TRANSFORMER PROTECTION, CL. 10, SCREW CONNECTION STANDARD BREAKING CAPACITY | 57.09 | TEM | 1 | CP | 0.353 | 1
3RV14210JA10 | CIRCUIT-BREAKER, 0.7...1 A N-RELEASE 21 A, SIZE S0, TRANSFORMER PROTECTION, CL. 10, SCREW CONNECTION STANDARD BREAKING CAPACITY | 57.09 | TEM | 1 | CP | 0.353 | 1
3RV14210KA10 | CIRCUIT-BREAKER, 0.9...1.25 A N-RELEASE 26 A, SIZE S0, TRANSFORMER PROTECTION, CL. 10, SCREW CONNECTION STANDARD BREAKING CAPACITY | 57.09 | TEM | 1 | CP | 0.354 | 1
3RV14210KA10 | CIRCUIT-BREAKER, 0.9...1.25 A N-RELEASE 26 A, SIZE S0, TRANSFORMER PROTECTION, CL. 10, SCREW CONNECTION STANDARD BREAKING CAPACITY | 57.09 | TEM | 1 | CP | 0.354 | 1
3RV14211AA10 | CIRCUIT-BREAKER, 1.1...1.6 A N-RELEASE 33 A, SIZE S0, TRANSFORMER PROTECTION, CL. 10, SCREW CONNECTION STANDARD BREAKING CAPACITY | 57.09 | TEM | 1 | CP | 0.334 | 1
3RV14211AA10 | CIRCUIT-BREAKER, 1.1...1.6 A N-RELEASE 33 A, SIZE S0, TRANSFORMER PROTECTION, CL. 10, SCREW CONNECTION STANDARD BREAKING CAPACITY | 57.09 | TEM | 1 | CP | 0.334 | 1
3RV14211BA10 | CIRCUIT-BREAKER, 1.4...2 A N-RELEASE 42 A, SIZE S0 TRANSFORMER PROTECTION, CL. 10, SCREW CONNECTION STANDARD BREAKING CAPACITY | 57.09 | TEM | 1 | CP | 0.357 | 1
3RV14211BA10 | CIRCUIT-BREAKER, 1.4...2 A N-RELEASE 42 A, SIZE S0 TRANSFORMER PROTECTION, CL. 10, SCREW CONNECTION STANDARD BREAKING CAPACITY | 57.09 | TEM | 1 | CP | 0.357 | 1
3RV14211CA10 | CIRCUIT-BREAKER, 1.8...2.5 A N-RELEASE 52 A, SIZE S0 TRANSFORMER PROTECTION, CL. 10, SCREW CONNECTION STANDARD BREAKING CAPACITY | 57.09 | TEM | 1 | CP | 0.355 | 1
3RV14211CA10 | CIRCUIT-BREAKER, 1.8...2.5 A N-RELEASE 52 A, SIZE S0 TRANSFORMER PROTECTION, CL. 10, SCREW CONNECTION STANDARD BREAKING CAPACITY | 57.09 | TEM | 1 | CP | 0.355 | 1
3RV14211DA10 | CIRCUIT-BREAKER, 2.2...3.2 A N-RELEASE 65 A, SIZE S0, TRANSFORMER PROTECTION, CL. 10, SCREW CONNECTION STANDARD BREAKING CAPACITY | 57.09 | TEM | 1 | CP | 0.358 | 1
3RV14211DA10 | CIRCUIT-BREAKER, 2.2...3.2 A N-RELEASE 65 A, SIZE S0, TRANSFORMER PROTECTION, CL. 10, SCREW CONNECTION STANDARD BREAKING CAPACITY | 57.09 | TEM | 1 | CP | 0.358 | 1
3RV14211EA10 | CIRCUIT-BREAKER, 2.8...4 A N-RELEASE 82 A, SIZE S0 TRANSFORMER PROTECTION, CL. 10, SCREW CONNECTION STANDARD BREAKING CAPACITY | 57.09 | TEM | 1 | CP | 0.356 | 1
3RV14211EA10 | CIRCUIT-BREAKER, 2.8...4 A N-RELEASE 82 A, SIZE S0 TRANSFORMER PROTECTION, CL. 10, SCREW CONNECTION STANDARD BREAKING CAPACITY | 57.09 | TEM | 1 | CP | 0.356 | 1
3RV14211FA10 | CIRCUIT-BREAKER, 3.5...5 A N-RELEASE 104A, SIZE S0, TRANSFORMER PROTECTION, CL. 10, SCREW CONNECTION STANDARD BREAKING CAPACITY | 57.09 | TEM | 1 | CP | 0.35 | 1
3RV14211FA10 | CIRCUIT-BREAKER, 3.5...5 A N-RELEASE 104A, SIZE S0, TRANSFORMER PROTECTION, CL. 10, SCREW CONNECTION STANDARD BREAKING CAPACITY | 57.09 | TEM | 1 | CP | 0.35 | 1
3RV14211GA10 | CIRCUIT-BREAKER, 4.5...6.3 A N-RELEASE 130 A, SIZE S0, TRANSFORMER PROTECTION, CL. 10, SCREW CONNECTION STANDARD BREAKING CAPACITY | 57.09 | TEM | 1 | CP | 0.361 | 1
3RV14211GA10 | CIRCUIT-BREAKER, 4.5...6.3 A N-RELEASE 130 A, SIZE S0, TRANSFORMER PROTECTION, CL. 10, SCREW CONNECTION STANDARD BREAKING CAPACITY | 57.09 | TEM | 1 | CP | 0.361 | 1
3RV14211HA10 | CIRCUIT-BREAKER, 5.5...8 A N-RELEASE 163 A, SIZE S0, TRANSFORMER PROTECTION, CL. 10, SCREW CONNECTION STANDARD BREAKING CAPACITY | 57.09 | TEM | 1 | CP | 0.36 | 1
3RV14211HA10 | CIRCUIT-BREAKER, 5.5...8 A N-RELEASE 163 A, SIZE S0, TRANSFORMER PROTECTION, CL. 10, SCREW CONNECTION STANDARD BREAKING CAPACITY | 57.09 | TEM | 1 | CP | 0.36 | 1
3RV14211JA10 | CIRCUIT-BREAKER, 7...10 A N-RELEASE 208 A, SIZE S0 TRANSFORMER PROTECTION, CL. 10, SCREW CONNECTION STANDARD BREAKING CAPACITY | 62.94 | TEM | 1 | CP | 0.367 | 1
3RV14211JA10 | CIRCUIT-BREAKER, 7...10 A N-RELEASE 208 A, SIZE S0 TRANSFORMER PROTECTION, CL. 10, SCREW CONNECTION STANDARD BREAKING CAPACITY | 62.94 | TEM | 1 | CP | 0.367 | 1
3RV14211KA10 | CIRCUIT-BREAKER, 9...12.5 A N-RELEASE 260 A, SIZE S0, TRANSFORMER PROTECTION, CL. 10, SCREW CONNECTION STANDARD BREAKING CAPACITY | 62.94 | TEM | 1 | CP | 0.361 | 1
3RV14211KA10 | CIRCUIT-BREAKER, 9...12.5 A N-RELEASE 260 A, SIZE S0, TRANSFORMER PROTECTION, CL. 10, SCREW CONNECTION STANDARD BREAKING CAPACITY | 62.94 | TEM | 1 | CP | 0.361 | 1
3RV14214AA10 | CIRCUIT-BREAKER, 11...16 A N-RELEASE 286 A, SIZE S0 TRANSFORMER PROTECTION, CL. 10, SCREW CONNECTION STANDARD BREAKING CAPACITY | 62.94 | TEM | 1 | CP | 0.365 | 1
3RV14214AA10 | CIRCUIT-BREAKER, 11...16 A N-RELEASE 286 A, SIZE S0 TRANSFORMER PROTECTION, CL. 10, SCREW CONNECTION STANDARD BREAKING CAPACITY | 62.94 | TEM | 1 | CP | 0.365 | 1
3RV14214BA10 | CIRCUIT-BREAKER, 14...20 A N-RELEASE 325 A, SIZE S0 TRANSFORMER PROTECTION, CL. 10, SCREW CONNECTION STANDARD BREAKING CAPACITY | 66.01 | TEM | 1 | CP | 0.364 | 1
3RV14214BA10 | CIRCUIT-BREAKER, 14...20 A N-RELEASE 325 A, SIZE S0 TRANSFORMER PROTECTION, CL. 10, SCREW CONNECTION STANDARD BREAKING CAPACITY | 66.01 | TEM | 1 | CP | 0.364 | 1
3RV14314BA10 | CIRCUIT-BREAKER, 14...20 A N-RELEASE 416 A, SIZE S2 TRANSFORMER PROTECTION, CL. 10, 50KA, SCREW CONNECTION STANDARD BREAKING CAPACITY | 125.4 | TEM | 1 | CP | 1.048 | 1
3RV14314BA10 | CIRCUIT-BREAKER, 14...20 A N-RELEASE 416 A, SIZE S2 TRANSFORMER PROTECTION, CL. 10, 50KA, SCREW CONNECTION STANDARD BREAKING CAPACITY | 125.4 | TEM | 1 | CP | 1.048 | 1
3RV14314DA10 | CIRCUIT-BREAKER, 18...25 A, N-RELEASE 520 A, SIZE S2 TRANSFORMER PROTECTION, CL. 10, 50KA, SCREW CONNECTION STANDARD BREAKING CAPACITY | 133.2 | TEM | 1 | CP | 1.092 | 1
3RV14314DA10 | CIRCUIT-BREAKER, 18...25 A, N-RELEASE 520 A, SIZE S2 TRANSFORMER PROTECTION, CL. 10, 50KA, SCREW CONNECTION STANDARD BREAKING CAPACITY | 133.2 | TEM | 1 | CP | 1.092 | 1
3RV14314EA10 | CIRCUIT-BREAKER, 22...32 A, N-RELEASE 660 A, SIZE S2 TRANSFORMER PROTECTION, CL. 10, 50KA, SCREW CONNECTION STANDARD BREAKING CAPACITY | 161.2 | TEM | 1 | CP | 1.048 | 1
3RV14314EA10 | CIRCUIT-BREAKER, 22...32 A, N-RELEASE 660 A, SIZE S2 TRANSFORMER PROTECTION, CL. 10, 50KA, SCREW CONNECTION STANDARD BREAKING CAPACITY | 161.2 | TEM | 1 | CP | 1.048 | 1
3RV14314FA10 | CIRCUIT-BREAKER, 28...40 A, N-RELEASE 836 A, SIZE S2, TRANSFORMER PROTECTION, CL. 10, 50KA, SCREW CONNECTION STANDARD BREAKING CAPACITY | 183 | TEM | 1 | CP | 1.052 | 1
3RV14314FA10 | CIRCUIT-BREAKER, 28...40 A, N-RELEASE 836 A, SIZE S2, TRANSFORMER PROTECTION, CL. 10, 50KA, SCREW CONNECTION STANDARD BREAKING CAPACITY | 183 | TEM | 1 | CP | 1.052 | 1
3RV16110BD10 | CIRCUIT-BREAKER SIZE S00, FOR FUSE MONITORING, SCREW TERMINAL, A-REL. 0.2A, N-REL. 1.2A | 44.08 | TEM | 1 | CP | 0.244 | 1
3RV16110BD10 | CIRCUIT-BREAKER SIZE S00, FOR FUSE MONITORING, SCREW TERMINAL, A-REL. 0.2A, N-REL. 1.2A | 44.08 | TEM | 1 | CP | 0.244 | 1
3RV16111AG14 | CIRCUIT-BREAKER FOR VOLTAGE TRANSFORMER, 1CO, S00, 1.4A | 232.47 | TEM | 1 | CP | 0.312 | 1
3RV16111AG14 | CIRCUIT-BREAKER FOR VOLTAGE TRANSFORMER, 1CO, S00, 1.4A | 232.47 | TEM | 1 | CP | 0.312 | 1
3RV16111AG14 | CIRCUIT-BREAKER FOR VOLTAGE TRANSFORMER, 1CO, S00, 1.4A | 232.47 | TEM | 1 | CP | 0.312 | 1
3RV16111CG14 | CIRCUIT-BREAKER FOR VOLTAGE TRANSFORMER, 1CO, S00, 2.5A | 232.47 | TEM | 1 | CP | 0.304 | 1
3RV16111CG14 | CIRCUIT-BREAKER FOR VOLTAGE TRANSFORMER, 1CO, S00, 2.5A | 232.47 | TEM | 1 | CP | 0.304 | 1
3RV16111DG14 | CIRCUIT-BREAKER FOR VOLTAGE TRANSFORMER, 1CO, S00, 3A | 232.47 | TEM | 1 | CP | 0.311 | 1
3RV16111DG14 | CIRCUIT-BREAKER FOR VOLTAGE TRANSFORMER, 1CO, S00, 3A | 232.47 | TEM | 1 | CP | 0.311 | 1
3RV16111DG14 | CIRCUIT-BREAKER FOR VOLTAGE TRANSFORMER, 1CO, S00, 3A | 232.47 | TEM | 1 | CP | 0.311 | 1
3RV17425GD10 | CIRCUIT-BREAKER, SIZE S3, FOR PLANT PROTECTION, W. APPROBATION CIRCUIT-BREAKER UL 489, CSA C22.2 NO.5-02, A-TRIGGER 40 A N-TRIGGER 520 A SCREW CONNECTION, STANDARD SWITCHING CAPACITY | 325.5 | TEM | 1 | CP | 2.28 | 1
3RV17425GD10 | CIRCUIT-BREAKER, SIZE S3, FOR PLANT PROTECTION, W. APPROBATION CIRCUIT-BREAKER UL 489, CSA C22.2 NO.5-02, A-TRIGGER 40 A N-TRIGGER 520 A SCREW CONNECTION, STANDARD SWITCHING CAPACITY | 325.5 | TEM | 1 | CP | 2.28 | 1
3RV19011A | AUXIL. SWITCH, LATERALLY FITT. 1NO + 1NC, F. CIRCUIT-BREAKERS, SIZE S00, SIZE S0, S2, S3 | 8.3 | TEM | 1 | CP | 0.045 | 1
3RV19011A | AUXIL. SWITCH, LATERALLY FITT. 1NO + 1NC, F. CIRCUIT-BREAKERS, SIZE S00, SIZE S0, S2, S3 | 8.3 | TEM | 1 | CP | 0.045 | 1
3RV19011A | AUXIL. SWITCH, LATERALLY FITT. 1NO + 1NC, F. CIRCUIT-BREAKERS, SIZE S00, SIZE S0, S2, S3 | 8.3 | TEM | 1 | CP | 0.045 | 1
3RV19011B | AUXIL. SWITCH, LATERALLY FITT. 2NO, F. CIRCUIT-BREAKER, SIZE S00...S3 | 8.3 | TEM | 1 | CP | 0.045 | 1
3RV19011B | AUXIL. SWITCH, LATERALLY FITT. 2NO, F. CIRCUIT-BREAKER, SIZE S00...S3 | 8.3 | TEM | 1 | CP | 0.045 | 1
3RV19011C | AUXIL. SWITCH, LATERALLY FITT. 2NC, F. CIRCUIT-BREAKER, SIZE S00...S3 | 8.3 | TEM | 1 | CP | 0.045 | 1
3RV19011C | AUXIL. SWITCH, LATERALLY FITT. 2NC, F. CIRCUIT-BREAKER, SIZE S00...S3 | 8.3 | TEM | 1 | CP | 0.045 | 1
3RV19011D | AUXIL. SWITCH, TRANSVERSE, 1 C, FOR CIRCUIT-BREAKERS, SIZES00 | 6.05 | TEM | 1 | CP | 0.016 | 1
3RV19011D | AUXIL. SWITCH, TRANSVERSE, 1 C, FOR CIRCUIT-BREAKERS, SIZES00 | 6.05 | TEM | 1 | CP | 0.016 | 1
3RV19011E | AUXIL. SWITCH, TRANSVERSE 1NO + 1NC, F. CIRCUIT-BREAKER, SIZE S00,S0,S2,S3 | 7.28 | TEM | 1 | CP | 0.017 | 1
3RV19011E | AUXIL. SWITCH, TRANSVERSE 1NO + 1NC, F. CIRCUIT-BREAKER, SIZE S00,S0,S2,S3 | 7.28 | TEM | 1 | CP | 0.017 | 1
3RV19011E | AUXIL. SWITCH, TRANSVERSE 1NO + 1NC, F. CIRCUIT-BREAKER, SIZE S00,S0,S2,S3 | 7.28 | TEM | 1 | CP | 0.017 | 1
3RV19011F | TRANSVERSE AUXILIARY SWITCH WITH SCREW CONNECTION, 2NO | 7.28 | TEM | 1 | CP | 0.018 | 1
3RV19011F | TRANSVERSE AUXILIARY SWITCH WITH SCREW CONNECTION, 2NO | 7.28 | TEM | 1 | CP | 0.018 | 1
3RV19011G | TRANSVERSE AUXILIARY SWITCH ELECTRONICS COMPATIBLE, 1 W, FOR CIRCUIT-BREAKER, SIZE S00...S3, | 24.7 | TEM | 1 | CP | 0.016 | 1
3RV19011G | TRANSVERSE AUXILIARY SWITCH ELECTRONICS COMPATIBLE, 1 W, FOR CIRCUIT-BREAKER, SIZE S00...S3, | 24.7 | TEM | 1 | CP | 0.016 | 1
3RV19011J | LATERAL AUXILIARY SWITCH WITH SCREW CONNECTION, 2NO+ 2NC | 18.86 | TEM | 1 | CP | 0.083 | 1
3RV19011J | LATERAL AUXILIARY SWITCH WITH SCREW CONNECTION, 2NO+ 2NC | 18.86 | TEM | 1 | CP | 0.083 | 1
3RV19012A | AUXIL. SWITCH, LATERALLY FITT. 1NO + 1NC, CAGE CLAMP CONNECT. F. CIRCUIT-BREAKERS, SIZE S00 | 8.41 | TEM | 1 | CP | 0.04 | 1
3RV19012A | AUXIL. SWITCH, LATERALLY FITT. 1NO + 1NC, CAGE CLAMP CONNECT. F. CIRCUIT-BREAKERS, SIZE S00 | 8.41 | TEM | 1 | CP | 0.04 | 1
3RV19012B | AUXIL. SWITCH, LATERALLY FITT. 2NO, CAGE CLAMP CONNECTION F. CIRCUIT-BREAKERS, SIZE S00 | 8.41 | TEM | 1 | CP | 0.04 | 1
3RV19012B | AUXIL. SWITCH, LATERALLY FITT. 2NO, CAGE CLAMP CONNECTION F. CIRCUIT-BREAKERS, SIZE S00 | 8.41 | TEM | 1 | CP | 0.04 | 1
3RV19012E | TRANSVERSE AUXILIARY SWITCH WITH CAGE CLAMP CONNECTION, 1NO+1NC | 7.38 | TEM | 1 | CP | 0.017 | 1
3RV19012E | TRANSVERSE AUXILIARY SWITCH WITH CAGE CLAMP CONNECTION, 1NO+1NC | 7.38 | TEM | 1 | CP | 0.017 | 1
3RV19021AB0 | UNDERVOLTAGE RELEASE 24 V AC, 50 HZ, FOR CIRCUIT-BREAKERS, MODULES S00...S3 | 23.88 | TEM | 1 | CP | 0.136 | 1
3RV19021AB0 | UNDERVOLTAGE RELEASE 24 V AC, 50 HZ, FOR CIRCUIT-BREAKERS, MODULES S00...S3 | 23.88 | TEM | 1 | CP | 0.136 | 1
3RV19021AB4 | UNDERVOLTAGE RELEASE, DC 24V, FOR CIRCUIT BREAKER BGR. S00...S3 | 68.68 | TEM | 1 | CP | 0.141 | 1
3RV19021AB4 | UNDERVOLTAGE RELEASE, DC 24V, FOR CIRCUIT BREAKER BGR. S00...S3 | 68.68 | TEM | 1 | CP | 0.141 | 1
3RV19021AF0 | UNDERVOLTAGE RELEASE AC 110V/50HZ, AC 120V/60HZ, FOR CIRCUIT-BREAKER, SIZE S00...S3, | 23.88 | TEM | 1 | CP | 0.134 | 1
3RV19021AF0 | UNDERVOLTAGE RELEASE AC 110V/50HZ, AC 120V/60HZ, FOR CIRCUIT-BREAKER, SIZE S00...S3, | 23.88 | TEM | 1 | CP | 0.134 | 1
3RV19021AF0 | UNDERVOLTAGE RELEASE AC 110V/50HZ, AC 120V/60HZ, FOR CIRCUIT-BREAKER, SIZE S00...S3, | 23.88 | TEM | 1 | CP | 0.134 | 1
3RV19021AP0 | UNDERVOLTAGE RELEASE AC 230V/50HZ, AC 240V/60HZ, FOR CIRCUIT-BREAKERS, SIZES00 | 23.88 | TEM | 1 | CP | 0.132 | 1
3RV19021AP0 | UNDERVOLTAGE RELEASE AC 230V/50HZ, AC 240V/60HZ, FOR CIRCUIT-BREAKERS, SIZES00 | 23.88 | TEM | 1 | CP | 0.132 | 1
3RV19021AP0 | UNDERVOLTAGE RELEASE AC 230V/50HZ, AC 240V/60HZ, FOR CIRCUIT-BREAKERS, SIZES00 | 23.88 | TEM | 1 | CP | 0.132 | 1
3RV19021AV0 | UNDERVOLTAGE RELEASE AC 400 V, 50 HZ, FOR CIRCUIT-BREAKERS, SIZES00 | 23.88 | TEM | 1 | CP | 0.13 | 1
3RV19021AV0 | UNDERVOLTAGE RELEASE AC 400 V, 50 HZ, FOR CIRCUIT-BREAKERS, SIZES00 | 23.88 | TEM | 1 | CP | 0.13 | 1
3RV19021AV1 | UNDERVOLTAGE RELEASE AC 415V, 50HZ, 480V, 60HZ, FOR CIRCUIT-BREAKER, SIZE S00...S3 | 23.88 | TEM | 1 | CP | 0.131 | 1
3RV19021AV1 | UNDERVOLTAGE RELEASE AC 415V, 50HZ, 480V, 60HZ, FOR CIRCUIT-BREAKER, SIZE S00...S3 | 23.88 | TEM | 1 | CP | 0.131 | 1
3RV19021AV1 | UNDERVOLTAGE RELEASE AC 415V, 50HZ, 480V, 60HZ, FOR CIRCUIT-BREAKER, SIZE S00...S3 | 23.88 | TEM | 1 | CP | 0.131 | 1
3RV19021DB0 | SHUNT TRIP AC 20...24V, 50/60HZ, 100% ED, AC 20...70V, 50/60HZ, 5SEC ED, DC 20...70V, 5SEC ED, | 23.88 | TEM | 1 | CP | 0.137 | 1
3RV19021DB0 | SHUNT TRIP AC 20...24V, 50/60HZ, 100% ED, AC 20...70V, 50/60HZ, 5SEC ED, DC 20...70V, 5SEC ED, | 23.88 | TEM | 1 | CP | 0.137 | 1
3RV19021DF0 | SHUNT TRIP AC 90...10V, 50/60HZ 100% ED, FOR CIRCUIT-BREAKER, SIZE S00...S3 | 23.88 | TEM | 1 | CP | 0.136 | 1
3RV19021DF0 | SHUNT TRIP AC 90...10V, 50/60HZ 100% ED, FOR CIRCUIT-BREAKER, SIZE S00...S3 | 23.88 | TEM | 1 | CP | 0.136 | 1
3RV19021DP0 | SHUNT TRIP AC 210...240V,50/60HZ, 100% ED, DC 190...330V, 5SEC ED, AC 190...330V,50/60HZ, 5SEC ED, FOR S00...S3, | 23.88 | TEM | 1 | CP | 0.136 | 1
3RV19021DP0 | SHUNT TRIP AC 210...240V,50/60HZ, 100% ED, DC 190...330V, 5SEC ED, AC 190...330V,50/60HZ, 5SEC ED, FOR S00...S3, | 23.88 | TEM | 1 | CP | 0.136 | 1
3RV19021DV0 | SHUNT TRIP AC 350...415V, 50/60HZ, 100% ED FOR CIRCUIT-BREAKERS, SIZE S00...S3, | 23.88 | TEM | 1 | CP | 0.132 | 1
3RV19021DV0 | SHUNT TRIP AC 350...415V, 50/60HZ, 100% ED FOR CIRCUIT-BREAKERS, SIZE S00...S3, | 23.88 | TEM | 1 | CP | 0.132 | 1
3RV19121CP0 | UNDERVOLTAGE RELEASE AC 230 V, 50 HZ/240V, 60HZ, WITH LEADING AUXIL. SWITCH 2NO, FOR CIRCUIT-BREAKERS, SIZES00 | 34.13 | TEM | 1 | CP | 0.141 | 1
3RV19121CP0 | UNDERVOLTAGE RELEASE AC 230 V, 50 HZ/240V, 60HZ, WITH LEADING AUXIL. SWITCH 2NO, FOR CIRCUIT-BREAKERS, SIZES00 | 34.13 | TEM | 1 | CP | 0.141 | 1
3RV19121CV0 | UNDERVOLTAGE RELEASE AC 400 V, 50 HZ, WITH LEADING AUXIL. SWITCH 2NO, FOR CIRCUIT-BREAKERS, SIZES00 | 34.13 | TEM | 1 | CP | 0.137 | 1
3RV19121CV0 | UNDERVOLTAGE RELEASE AC 400 V, 50 HZ, WITH LEADING AUXIL. SWITCH 2NO, FOR CIRCUIT-BREAKERS, SIZES00 | 34.13 | TEM | 1 | CP | 0.137 | 1
3RV19121CV1 | UNDERVOLTAGE RELEASE AC 415V, 50HZ, AC 480V, 60HZ, W. LEADING AUX. SWITCHES, 2NO, FOR CIRCUIT-BREAKER, SIZES00 | 34.13 | TEM | 1 | CP | 0.139 | 1
3RV19121CV1 | UNDERVOLTAGE RELEASE AC 415V, 50HZ, AC 480V, 60HZ, W. LEADING AUX. SWITCHES, 2NO, FOR CIRCUIT-BREAKER, SIZES00 | 34.13 | TEM | 1 | CP | 0.139 | 1
3RV19131CA00 | MOULDED-PLASTIC ENCLOSURE FOR WALL MOUNTING, DEGREE OF PROTECTION IP55, WITH N AND PE TERMINAL, 54MM | 13.22 | TEM | 1 | CP | 0.285 | 1
3RV19131CA00 | MOULDED-PLASTIC ENCLOSURE FOR WALL MOUNTING, DEGREE OF PROTECTION IP55, WITH N AND PE TERMINAL, 54MM | 13.22 | TEM | 1 | CP | 0.285 | 1
3RV19131DA00 | MOULDED-PLASTIC ENCLOSURE FOR WALL MOUNTING, DEGREE OF PROTECTION IP55, WITH N AND PE TERMINAL, 72MM | 15.58 | TEM | 1 | CP | 0.33 | 1
3RV19131DA00 | MOULDED-PLASTIC ENCLOSURE FOR WALL MOUNTING, DEGREE OF PROTECTION IP55, WITH N AND PE TERMINAL, 72MM | 15.58 | TEM | 1 | CP | 0.33 | 1
3RV19137D | EMERGENCY-STOP HANDLE SELF-LATCHING, UNLATCHING BY TURNING, FOR HOUSING 3RV1913 | 17.32 | TEM | 1 | CP | 0.106 | 1
3RV19137D | EMERGENCY-STOP HANDLE SELF-LATCHING, UNLATCHING BY TURNING, FOR HOUSING 3RV1913 | 17.32 | TEM | 1 | CP | 0.106 | 1
3RV19151AB | 3-PHASE BUSBARS MODULAR SPACING 45MM FOR 2 CIRCUIT-BREAKERS | 7.69 | TEM | 1 | CP | 0.1 | 1
3RV19151AB | 3-PHASE BUSBARS MODULAR SPACING 45MM FOR 2 CIRCUIT-BREAKERS | 7.69 | TEM | 1 | CP | 0.1 | 1
3RV19151AB | 3-PHASE BUSBARS MODULAR SPACING 45MM FOR 2 CIRCUIT-BREAKERS | 7.69 | TEM | 1 | CP | 0.1 | 1
3RV19151BB | 3-PHASE BUSBARS MODULAR SPACING 45MM FOR 3 CIRCUIT-BREAKERS | 9.53 | TEM | 1 | CP | 0.071 | 1
3RV19151BB | 3-PHASE BUSBARS MODULAR SPACING 45MM FOR 3 CIRCUIT-BREAKERS | 9.53 | TEM | 1 | CP | 0.071 | 1
3RV19151CB | 3-PHASE BUSBARS MODULAR SPACING 45MM FOR 4 CIRCUIT-BREAKERS | 10.46 | TEM | 1 | CP | 0.097 | 1
3RV19151CB | 3-PHASE BUSBARS MODULAR SPACING 45MM FOR 4 CIRCUIT-BREAKERS | 10.46 | TEM | 1 | CP | 0.097 | 1
3RV19151DB | 3-PHASE BUSBARS MODULAR SPACING 45MM FOR 5 CIRCUIT-BREAKERS | 11.79 | TEM | 1 | CP | 0.14 | 1
3RV19151DB | 3-PHASE BUSBARS MODULAR SPACING 45MM FOR 5 CIRCUIT-BREAKERS | 11.79 | TEM | 1 | CP | 0.14 | 1
3RV19152AB | 3-PHASE BUSBARS MODULAR SPACING 55MM FOR 2 CIRCUIT-BREAKERS + ACCESSORIES | 7.59 | TEM | 1 | CP | 0.051 | 1
3RV19152AB | 3-PHASE BUSBARS MODULAR SPACING 55MM FOR 2 CIRCUIT-BREAKERS + ACCESSORIES | 7.59 | TEM | 1 | CP | 0.051 | 1
3RV19152BB | 3-PHASE BUSBARS MODULAR SPACING 55MM FOR 3 CIRCUIT-BREAKERS + ACCESSORIES | 9.12 | TEM | 1 | CP | 0.079 | 1
3RV19152BB | 3-PHASE BUSBARS MODULAR SPACING 55MM FOR 3 CIRCUIT-BREAKERS + ACCESSORIES | 9.12 | TEM | 1 | CP | 0.079 | 1
3RV19152CB | 3-PHASE BUSBARS MODULAR SPACING 55MM FOR 4 CIRCUIT-BREAKERS + ACCESSORIES | 10.35 | TEM | 1 | CP | 0.111 | 1
3RV19152CB | 3-PHASE BUSBARS MODULAR SPACING 55MM FOR 4 CIRCUIT-BREAKERS + ACCESSORIES | 10.35 | TEM | 1 | CP | 0.111 | 1
3RV19152DB | 3-PHASE BUSBARS MODULAR SPACING 55MM FOR 5 CIRCUIT-BREAKERS + ACCESSORIES | 11.38 | TEM | 1 | CP | 0.14 | 1
3RV19152DB | 3-PHASE BUSBARS MODULAR SPACING 55MM FOR 5 CIRCUIT-BREAKERS + ACCESSORIES | 11.38 | TEM | 1 | CP | 0.14 | 1
3RV19153AB | 3-PHASE BUSBARS MODULAR SPACING 63MM FOR 2 CIRCUIT-BREAKERS + ACCESSORIES | 8 | TEM | 1 | CP | 0.052 | 1
3RV19153AB | 3-PHASE BUSBARS MODULAR SPACING 63MM FOR 2 CIRCUIT-BREAKERS + ACCESSORIES | 8 | TEM | 1 | CP | 0.052 | 1
3RV19153CB | 3-PHASE BUSBARS MODULAR SPACING 63MM FOR 4 CIRCUIT-BREAKERS + ACCESSORIES | 10.66 | TEM | 1 | CP | 0.121 | 1
3RV19153CB | 3-PHASE BUSBARS MODULAR SPACING 63MM FOR 4 CIRCUIT-BREAKERS + ACCESSORIES | 10.66 | TEM | 1 | CP | 0.121 | 1
3RV19155A | 3-PHASE LINE-SIDE TERMINAL 3-PHASE LINE-SIDE TERMINAL, FOR 3-PHASE BUSBARS, FOR SIZE S0 AND S00, CONNECTION FROM ABOVE, PIN-TYPE CONNECTIONS | 7.69 | TEM | 1 | CP | 0.042 | 1
3RV19155A | 3-PHASE LINE-SIDE TERMINAL 3-PHASE LINE-SIDE TERMINAL, FOR 3-PHASE BUSBARS, FOR SIZE S0 AND S00, CONNECTION FROM ABOVE, PIN-TYPE CONNECTIONS | 7.69 | TEM | 1 | CP | 0.042 | 1
3RV19155B | 3-PHASE LINE-SIDE TERMINAL, F. 3-PHASE BUSBAR, CONNECTION FROM BELOW | 11.38 | TEM | 1 | CP | 0.112 | 1
3RV19155B | 3-PHASE LINE-SIDE TERMINAL, F. 3-PHASE BUSBAR, CONNECTION FROM BELOW | 11.38 | TEM | 1 | CP | 0.112 | 1
3RV19155DB | CONNECTING PIECE FOR 3-PHASE BUSBARS MODULAR SPACING 45MM | 8 | TEM | 1 | CP | 0.045 | 1
3RV19155DB | CONNECTING PIECE FOR 3-PHASE BUSBARS MODULAR SPACING 45MM | 8 | TEM | 1 | CP | 0.045 | 1
3RV19156AB | COVER FOR TAGS | 1.44 | TEM | 1 | CP | 0.003 | 10
3RV19156AB | COVER FOR TAGS | 1.44 | TEM | 1 | CP | 0.003 | 10
3RV19171A | 3-PHASE BUSBAR WITH FEEDER LEFT-HAND SIDE FOR 2 MSPS, SIZE S00 AND S0 | 16.91 | TEM | 1 | CP | 0.435 | 1
3RV19171A | 3-PHASE BUSBAR WITH FEEDER LEFT-HAND SIDE FOR 2 MSPS, SIZE S00 AND S0 | 16.91 | TEM | 1 | CP | 0.435 | 1
3RV19171E | 3-PHASE BUSBAR WITH FEEDER RIGHT-HAND SIDE FOR 2 MSPS, SIZE S00 AND S0 | 16.91 | TEM | 1 | CP | 0.44 | 1
3RV19171E | 3-PHASE BUSBAR WITH FEEDER RIGHT-HAND SIDE FOR 2 MSPS, SIZE S00 AND S0 | 16.91 | TEM | 1 | CP | 0.44 | 1
3RV19174A | 3-PHASE BUSBAR INCL. EXTENSION PLUG FOR 2 MSPS, SIZE S00 AND S0 | 10.25 | TEM | 1 | CP | 0.267 | 1
3RV19174A | 3-PHASE BUSBAR INCL. EXTENSION PLUG FOR 2 MSPS, SIZE S00 AND S0 | 10.25 | TEM | 1 | CP | 0.267 | 1
3RV19175AA00 | CONNECTION PLUG FOR THE MSP SIZE S00 WITH CAGE CLAMP CONNECTION, SINGLE-UNIT PACKAGE | 3.28 | TEM | 1 | CP | 0.053 | 1
3RV19175AA00 | CONNECTION PLUG FOR THE MSP SIZE S00 WITH CAGE CLAMP CONNECTION, SINGLE-UNIT PACKAGE | 3.28 | TEM | 1 | CP | 0.053 | 1
3RV19175BA00 | EXTENSION PLUG TO CONNECT 3-PHASE BUSBARS 3RV1917-1/4 | 4.41 | TEM | 1 | CP | 0.035 | 1
3RV19175BA00 | EXTENSION PLUG TO CONNECT 3-PHASE BUSBARS 3RV1917-1/4 | 4.41 | TEM | 1 | CP | 0.035 | 1
3RV19175D | FOR CURRENT SUPPLY AND ALSO FOR CONNECTION OF 3-PHASE BUSBARS 3RV1917-1/4 | 12.1 | TEM | 1 | CP | 0.059 | 1
3RV19175D | FOR CURRENT SUPPLY AND ALSO FOR CONNECTION OF 3-PHASE BUSBARS 3RV1917-1/4 | 12.1 | TEM | 1 | CP | 0.059 | 1
3RV19176A | END COVER FOR 3-PHASE BUSBAR 3RV1917, MULTI-UNIT PACKAGE (10 PCS.) | 0.56 | TEM | 100 | CP | 0.006 | 10
3RV19176A | END COVER FOR 3-PHASE BUSBAR 3RV1917, MULTI-UNIT PACKAGE (10 PCS.) | 0.56 | TEM | 100 | CP | 0.006 | 10
3RV19177AA00 | CONTACTOR BASE, FOR CONTACTOR SIZE S00 WITH CAGE CLAMP CONNECTION, SINGLE-UNIT PACKING | 1.95 | TEM | 1 | CP | 0.043 | 1
3RV19177AA00 | CONTACTOR BASE, FOR CONTACTOR SIZE S00 WITH CAGE CLAMP CONNECTION, SINGLE-UNIT PACKING | 1.95 | TEM | 1 | CP | 0.043 | 1
3RV19211M | SIGNALLING SWITCH FOR SIZE S0...S3 | 17.22 | TEM | 1 | CP | 0.094 | 1
3RV19211M | SIGNALLING SWITCH FOR SIZE S0...S3 | 17.22 | TEM | 1 | CP | 0.094 | 1
3RV19211M | SIGNALLING SWITCH FOR SIZE S0...S3 | 17.22 | TEM | 1 | CP | 0.094 | 1
3RV19221CF0 | UNDERVOLTAGE RELEASE AC 110 V, 50 HZ, W. LEADING AUX. SWITCHES, 2NO, FOR CIRCUIT-BREAKER, SIZE S0...S3 | 34.13 | TEM | 1 | CP | 0.2 | 1
3RV19221CF0 | UNDERVOLTAGE RELEASE AC 110 V, 50 HZ, W. LEADING AUX. SWITCHES, 2NO, FOR CIRCUIT-BREAKER, SIZE S0...S3 | 34.13 | TEM | 1 | CP | 0.2 | 1
3RV19221CV0 | UNDERVOLTAGE RELEASE AC 400 V, 50 HZ, WITH LEADING AUXIL. SWITCH 2NO, FOR CIRCUIT-BREAKERS, SIZES0...S3 | 34.13 | TEM | 1 | CP | 0.14 | 1
3RV19221CV0 | UNDERVOLTAGE RELEASE AC 400 V, 50 HZ, WITH LEADING AUXIL. SWITCH 2NO, FOR CIRCUIT-BREAKERS, SIZES0...S3 | 34.13 | TEM | 1 | CP | 0.14 | 1
3RV19231CA00 | MOULDED-PLASTIC ENCLOSURE FOR WALL MOUNTING DEGREE OF PROTECTION IP55, WITH N AND PE TERMINAL LOCKABLE IN 0 POSITION 54MM | 13.53 | TEM | 1 | CP | 0.334 | 1
3RV19231CA00 | MOULDED-PLASTIC ENCLOSURE FOR WALL MOUNTING DEGREE OF PROTECTION IP55, WITH N AND PE TERMINAL LOCKABLE IN 0 POSITION 54MM | 13.53 | TEM | 1 | CP | 0.334 | 1
3RV19231DA01 | CAST-ALUMINIUM HOUSING IP 65, MOUNTING WIDTH 72MM, WITH PE-TERMINAL FOR CIRCUIT-BREAKERS, SIZE S0 | 47.77 | TEM | 1 | CP | 1.011 | 1
3RV19231DA01 | CAST-ALUMINIUM HOUSING IP 65, MOUNTING WIDTH 72MM, WITH PE-TERMINAL FOR CIRCUIT-BREAKERS, SIZE S0 | 47.77 | TEM | 1 | CP | 1.011 | 1
3RV19234B | MOULDED PLASTIC FRONT PLATE, IP55, WITH ROTARY OPERATING MECHANISM, LOCKABLE, FOR CIRCUIT-BREAKER S00,S0,S2,S3 | 11.28 | TEM | 1 | CP | 0.102 | 1
3RV19234B | MOULDED PLASTIC FRONT PLATE, IP55, WITH ROTARY OPERATING MECHANISM, LOCKABLE, FOR CIRCUIT-BREAKER S00,S0,S2,S3 | 11.28 | TEM | 1 | CP | 0.102 | 1
3RV19255AB | 3-PHASE LINE-SIDE TERMINAL SIZE S0, CONNECTION FROM ABOVE | 8.3 | TEM | 1 | CP | 0.042 | 1
3RV19255AB | 3-PHASE LINE-SIDE TERMINAL SIZE S0, CONNECTION FROM ABOVE | 8.3 | TEM | 1 | CP | 0.042 | 1
3RV19255EB | 3-PHASE INCOM.-FEEDER TERMINAL FOR 3-PHASE BUSBARS, FOR SELF-PREDECTED COMBINATION MOTOR CONTROLLER (TYPE E), FOR CIRCUIT-BREAKER 3RV SIZE S0, CONNECTION FROM TOP, CONNECTIONS IN FORK FORM | 12.92 | TEM | 1 | CP | 0.053 | 1
3RV19255EB | 3-PHASE INCOM.-FEEDER TERMINAL FOR 3-PHASE BUSBARS, FOR SELF-PREDECTED COMBINATION MOTOR CONTROLLER (TYPE E), FOR CIRCUIT-BREAKER 3RV SIZE S0, CONNECTION FROM TOP, CONNECTIONS IN FORK FORM | 12.92 | TEM | 1 | CP | 0.053 | 1
3RV19262B | DOOR-COUPL. RED. OPER. MECHAN. FOR CIRCUIT-BREAKERS SIZE S0, GREY HANDLE | 69.29 | TEM | 1 | CP | 1.052 | 1
3RV19262B | DOOR-COUPL. RED. OPER. MECHAN. FOR CIRCUIT-BREAKERS SIZE S0, GREY HANDLE | 69.29 | TEM | 1 | CP | 1.052 | 1
3RV19275A | PLUG CONNECTOR, FOR CIRCUIT-BREAKER SIZE S0 WITH SCREW TERMINAL, MULTI-UNIT PACKING (10 PIECES) | 2.87 | TEM | 1 | CP | 0.037 | 10
3RV19275A | PLUG CONNECTOR, FOR CIRCUIT-BREAKER SIZE S0 WITH SCREW TERMINAL, MULTI-UNIT PACKING (10 PIECES) | 2.87 | TEM | 1 | CP | 0.037 | 10
3RV19275AA00 | CONNECTION PLUG FOR THE MSP SIZE S0 WITH SCREW CONNECTION SINGLE-UNIT PACKAGE | 2.87 | TEM | 1 | CP | 0.041 | 1
3RV19275AA00 | CONNECTION PLUG FOR THE MSP SIZE S0 WITH SCREW CONNECTION SINGLE-UNIT PACKAGE | 2.87 | TEM | 1 | CP | 0.041 | 1
3RV19281A | ISOLATOR MODULE FOR CIRCUIT-BREAKERS SIZE S0 | 33.42 | TEM | 1 | CP | 0.158 | 1
3RV19281A | ISOLATOR MODULE FOR CIRCUIT-BREAKERS SIZE S0 | 33.42 | TEM | 1 | CP | 0.158 | 1
3RV19281H | TERMINAL BLOCK TYPE E, ENHANCED AIR AND CREEPAGE DISTANCE, FOR COMBINATION MOTOR CONTROLLER TYPE E TO UL508, FOR CIRCUIT-BREAKER, SIZE S0 | 11.17 | TEM | 1 | CP | 0.083 | 1
3RV19281H | TERMINAL BLOCK TYPE E, ENHANCED AIR AND CREEPAGE DISTANCE, FOR COMBINATION MOTOR CONTROLLER TYPE E TO UL508, FOR CIRCUIT-BREAKER, SIZE S0 | 11.17 | TEM | 1 | CP | 0.083 | 1
3RV19331DA00 | MOULDED-PLASTIC ENCLOSURE FOR WALL MOUNTING DEGREE OF PROTECTION IP55, WITH N AND PE TERMINAL LOCKABLE IN 0 POSITION 82MM | 44.49 | TEM | 1 | CP | 1.134 | 1
3RV19331DA00 | MOULDED-PLASTIC ENCLOSURE FOR WALL MOUNTING DEGREE OF PROTECTION IP55, WITH N AND PE TERMINAL LOCKABLE IN 0 POSITION 82MM | 44.49 | TEM | 1 | CP | 1.134 | 1
3RV19351A | 3-PHASE BUSBAR, F. 2 CIRCUIT-BREAKERS, SIZE S2 MODULAR SPACING: 55 MM | 13.84 | TEM | 1 | CP | 0.134 | 1
3RV19351A | 3-PHASE BUSBAR, F. 2 CIRCUIT-BREAKERS, SIZE S2 MODULAR SPACING: 55 MM | 13.84 | TEM | 1 | CP | 0.134 | 1
3RV19351B | 3-PHASE BUSBAR, F. 3 CIRCUIT-BREAKERS, SIZE S2 MODULAR SPACING: 50 MM | 17.02 | TEM | 1 | CP | 0.207 | 1
3RV19351B | 3-PHASE BUSBAR, F. 3 CIRCUIT-BREAKERS, SIZE S2 MODULAR SPACING: 50 MM | 17.02 | TEM | 1 | CP | 0.207 | 1
3RV19351C | 3-PHASE BUSBAR, F. 4 CIRCUIT-BREAKERS, SIZE S2 MODULAR SPACING: 50 MM | 19.99 | TEM | 1 | CP | 0.291 | 1
3RV19351C | 3-PHASE BUSBAR, F. 4 CIRCUIT-BREAKERS, SIZE S2 MODULAR SPACING: 50 MM | 19.99 | TEM | 1 | CP | 0.291 | 1
3RV19353A | 3-PHASE BUSBAR, F. 2 CIRCUIT-BREAKERS, SIZE S2 MODULAR SPACING: 68 MM | 16.5 | TEM | 1 | CP | 0.163 | 1
3RV19353A | 3-PHASE BUSBAR, F. 2 CIRCUIT-BREAKERS, SIZE S2 MODULAR SPACING: 68 MM | 16.5 | TEM | 1 | CP | 0.163 | 1
3RV19353B | 3-PHASE BUSBAR, F. 3 CIRCUIT-BREAKERS, SIZE S2 MODULAR SPACING: 68 MM | 19.58 | TEM | 1 | CP | 0.263 | 1
3RV19353B | 3-PHASE BUSBAR, F. 3 CIRCUIT-BREAKERS, SIZE S2 MODULAR SPACING: 68 MM | 19.58 | TEM | 1 | CP | 0.263 | 1
3RV19353C | 3-PHASE BUSBAR, F. 4 CIRCUIT-BREAKERS, SIZE S2 MODULAR SPACING: 68 MM | 22.76 | TEM | 1 | CP | 0.369 | 1
3RV19353C | 3-PHASE BUSBAR, F. 4 CIRCUIT-BREAKERS, SIZE S2 MODULAR SPACING: 68 MM | 22.76 | TEM | 1 | CP | 0.369 | 1
3RV19355A | 3-PHASE LINE-SIDE TERMINAL, F. 3-PHASE BUSBAR, CONNECTION FROM ABOVE | 11.99 | TEM | 1 | CP | 0.113 | 1
3RV19355A | 3-PHASE LINE-SIDE TERMINAL, F. 3-PHASE BUSBAR, CONNECTION FROM ABOVE | 11.99 | TEM | 1 | CP | 0.113 | 1
3RV19356A | TOUCH GUARD, FOR EMPTY SPACES SIZE S2 | 2.46 | TEM | 1 | CP | 0.012 | 5
3RV19356A | TOUCH GUARD, FOR EMPTY SPACES SIZE S2 | 2.46 | TEM | 1 | CP | 0.012 | 5
3RV19362B | DOOR-COUPL. ROT. OPER. MECHAN. FOR CIRCUIT-BREAKERS SIZE S2, GREY HANDLE | 73.8 | TEM | 1 | CP | 1.373 | 1
3RV19362B | DOOR-COUPL. ROT. OPER. MECHAN. FOR CIRCUIT-BREAKERS SIZE S2, GREY HANDLE | 73.8 | TEM | 1 | CP | 1.373 | 1
3RV19381A | ISOLATOR MODULE FOR CIRCUIT-BREAKERS SIZE S2 | 53.61 | TEM | 1 | CP | 0.325 | 1
3RV19381A | ISOLATOR MODULE FOR CIRCUIT-BREAKERS SIZE S2 | 53.61 | TEM | 1 | CP | 0.325 | 1
3RV19462B | DOOR-COUPL. ROT. OPER. MECHAN. FOR CIRCUIT-BREAKERS SIZE S3, GREY HANDLE | 81.9 | TEM | 1 | CP | 1.722 | 1
3RV19462B | DOOR-COUPL. ROT. OPER. MECHAN. FOR CIRCUIT-BREAKERS SIZE S3, GREY HANDLE | 79.64 | TEM | 1 | CP | 1.722 | 1
3RV19462B | DOOR-COUPL. ROT. OPER. MECHAN. FOR CIRCUIT-BREAKERS SIZE S3, GREY HANDLE | 81.9 | TEM | 1 | CP | 1.722 | 1
3RV19751CA0 | EXTENDED TERMINAL FRONT-ACCESS.TERMINAL, 6 ITEMS FOR FRAME SIZE 3RV1. 7 | 106.09 | TEM | 1 | CP | 0.87 | 1
3RV19751CA0 | EXTENDED TERMINAL FRONT-ACCESS.TERMINAL, 6 ITEMS FOR FRAME SIZE 3RV1. 7 | 106.09 | TEM | 1 | CP | 0.87 | 1
3RV19760BA0 | ROTARY LEVER OPERAT.MECHANISM WITH LOCK/DOOR INTERLOCKING FOR FRAME SIZE 3RV1. 6, 7 | 62.42 | TEM | 1 | CP | 0.76 | 1
3RV19760BA0 | ROTARY LEVER OPERAT.MECHANISM WITH LOCK/DOOR INTERLOCKING FOR FRAME SIZE 3RV1. 6, 7 | 62.42 | TEM | 1 | CP | 0.76 | 1
3RV19821AF0 | UNDERVOLTAGE TRIP UNIT 220...240V AC, 220...250V DC FOR FRAME SIZE 3RV1. 6, 7, 8 | 82.1 | TEM | 1 | CP | 0.138 | 1
3RV19821AF0 | UNDERVOLTAGE TRIP UNIT 220...240V AC, 220...250V DC FOR FRAME SIZE 3RV1. 6, 7, 8 | 82.1 | TEM | 1 | CP | 0.138 | 1
3RV19911AA0 | AUX. SWITCH, 250V AC/DC 1 SIGNALING CHANGEOVER SWITCH 1 TRIPPED MESSAGE FOR FRAME SIZE 3RV1. 5, 6, 7, 8 | 36.59 | TEM | 1 | CP | 0.073 | 1
3RV19911AA0 | AUX. SWITCH, 250V AC/DC 1 SIGNALING CHANGEOVER SWITCH 1 TRIPPED MESSAGE FOR FRAME SIZE 3RV1. 5, 6, 7, 8 | 36.59 | TEM | 1 | CP | 0.073 | 1
3RV19911BA0 | AUX. SWITCH, 250V AC/DC 3 SIGNALING CHANGEOVER SWITCHES 1 TRIPPED MESSAGE FOR FRAME SIZE 3RV1. 5, 6, 7, 8 | 84.26 | TEM | 1 | CP | 0.074 | 1
3RV19911BA0 | AUX. SWITCH, 250V AC/DC 3 SIGNALING CHANGEOVER SWITCHES 1 TRIPPED MESSAGE FOR FRAME SIZE 3RV1. 5, 6, 7, 8 | 84.26 | TEM | 1 | CP | 0.074 | 1
3RV19911CA0 | AUX. SWITCH, 24V DC 3 SIGNALING CHANGEOVER SWITCHES 1 TRIPPED MESSAGE FOR FRAME SIZE 3RV1. 5, 6, 7, 8 | 84.26 | TEM | 1 | CP | 0.075 | 1
3RV19911CA0 | AUX. SWITCH, 24V DC 3 SIGNALING CHANGEOVER SWITCHES 1 TRIPPED MESSAGE FOR FRAME SIZE 3RV1. 5, 6, 7, 8 | 84.26 | TEM | 1 | CP | 0.075 | 1
3RV20110AA10 | CIRCUIT-BREAKER SZ S00, FOR MOTOR PROTECTION, CLASS 10, A-RELEASE 0.11...0.16A, N-RELEASE2.1A SCREW CONNECTION, STANDARD SW. CAPACITY | 43.23 | TEM | 1 | CP | 0.275 | 1
3RV20110AA10 | CIRCUIT-BREAKER SZ S00, FOR MOTOR PROTECTION, CLASS 10, A-RELEASE 0.11...0.16A, N-RELEASE2.1A SCREW CONNECTION, STANDARD SW. CAPACITY | 43.23 | TEM | 1 | CP | 0.275 | 1
3RV20110AA10 | CIRCUIT-BREAKER SZ S00, FOR MOTOR PROTECTION, CLASS 10, A-RELEASE 0.11...0.16A, N-RELEASE2.1A SCREW CONNECTION, STANDARD SW. CAPACITY | 43.23 | TEM | 1 | CP | 0.275 | 1
3RV20110BA10 | CIRCUIT-BREAKER SZ S00, FOR MOTOR PROTECTION, CLASS 10, A-REL. 0.14...0.2A, N-RELEASE2.6A, SCREW CONNECTION, STANDARD SW. CAPACITY | 43.23 | TEM | 1 | CP | 0.277 | 1
3RV20110BA10 | CIRCUIT-BREAKER SZ S00, FOR MOTOR PROTECTION, CLASS 10, A-REL. 0.14...0.2A, N-RELEASE2.6A, SCREW CONNECTION, STANDARD SW. CAPACITY | 43.23 | TEM | 1 | CP | 0.277 | 1
3RV20110CA10 | CIRCUIT-BREAKER SZ S00, FOR MOTOR PROTECTION, CLASS 10, A-REL. 0.18...0.25A, N-RELEASE3.3A SCREW CONNECTION, STANDARD SW. CAPACITY | 43.23 | TEM | 1 | CP | 0.275 | 1
3RV20110CA10 | CIRCUIT-BREAKER SZ S00, FOR MOTOR PROTECTION, CLASS 10, A-REL. 0.18...0.25A, N-RELEASE3.3A SCREW CONNECTION, STANDARD SW. CAPACITY | 43.23 | TEM | 1 | CP | 0.275 | 1
3RV20110DA10 | CIRCUIT-BREAKER SZ S00, FOR MOTOR PROTECTION, CLASS 10, A-REL. 0.22...0.32A, N-RELEASE4.2A SCREW CONNECTION, STANDARD SW. CAPACITY | 43.55 | TEM | 1 | CP | 0.276 | 1
3RV20110DA10 | CIRCUIT-BREAKER SZ S00, FOR MOTOR PROTECTION, CLASS 10, A-REL. 0.22...0.32A, N-RELEASE4.2A SCREW CONNECTION, STANDARD SW. CAPACITY | 43.55 | TEM | 1 | CP | 0.276 | 1
3RV20110DA10 | CIRCUIT-BREAKER SZ S00, FOR MOTOR PROTECTION, CLASS 10, A-REL. 0.22...0.32A, N-RELEASE4.2A SCREW CONNECTION, STANDARD SW. CAPACITY | 43.55 | TEM | 1 | CP | 0.276 | 1
3RV20110DA15 | CIRCUIT-BREAKER SZ S00, FOR MOTOR PROTECTION, CLASS 10, A-REL. 0.22...0.32A, N-RELEASE4.2A SCREW CONNECTION, STANDARD SW. CAPACITY, W. TRANSVERSE AUX. SWITCH 1NO+1NC | 55.53 | TEM | 1 | CP | 0.291 | 1
3RV20110DA15 | CIRCUIT-BREAKER SZ S00, FOR MOTOR PROTECTION, CLASS 10, A-REL. 0.22...0.32A, N-RELEASE4.2A SCREW CONNECTION, STANDARD SW. CAPACITY, W. TRANSVERSE AUX. SWITCH 1NO+1NC | 55.53 | TEM | 1 | CP | 0.291 | 1
3RV20110EA10 | CIRCUIT-BREAKER SZ S00, FOR MOTOR PROTECTION, CLASS 10, A-REL. 0.28...0.4A, N-RELEASE5.2A, SCREW CONNECTION, STANDARD SW. CAPACITY | 43.55 | TEM | 1 | CP | 0.276 | 1
3RV20110EA10 | CIRCUIT-BREAKER SZ S00, FOR MOTOR PROTECTION, CLASS 10, A-REL. 0.28...0.4A, N-RELEASE5.2A, SCREW CONNECTION, STANDARD SW. CAPACITY | 43.55 | TEM | 1 | CP | 0.276 | 1
3RV20110EA15 | CIRCUIT-BREAKER SZ S00, FOR MOTOR PROTECTION, CLASS 10, A-REL. 0.28...0.4A, N-RELEASE5.2A SCREW CONNECTION, STANDARD SW. CAPACITY, W. TRANSVERSE AUX. SWITCH 1NO+1NC | 55.53 | TEM | 1 | CP | 0.292 | 1
3RV20110EA15 | CIRCUIT-BREAKER SZ S00, FOR MOTOR PROTECTION, CLASS 10, A-REL. 0.28...0.4A, N-RELEASE5.2A SCREW CONNECTION, STANDARD SW. CAPACITY, W. TRANSVERSE AUX. SWITCH 1NO+1NC | 55.53 | TEM | 1 | CP | 0.292 | 1
3RV20110EA20 | CIRCUIT-BREAKER SZ S00, FOR MOTOR PROTECTION, CLASS 10, A-REL. 0.28...0.4A, N-RELEASE5.2A SPRING-L. CONNECTION STANDARD SW. CAPACITY | 43.55 | TEM | 1 | CP | 0.297 | 1
3RV20110EA20 | CIRCUIT-BREAKER SZ S00, FOR MOTOR PROTECTION, CLASS 10, A-REL. 0.28...0.4A, N-RELEASE5.2A SPRING-L. CONNECTION STANDARD SW. CAPACITY | 43.55 | TEM | 1 | CP | 0.297 | 1
3RV20110FA10 | CIRCUIT-BREAKER SZ S00, FOR MOTOR PROTECTION, CLASS 10, A-REL. 0.35...0.5A, N-RELEASE6.5A SCREW CONNECTION, STANDARD SW. CAPACITY | 43.55 | TEM | 1 | CP | 0.276 | 1
3RV20110FA10 | CIRCUIT-BREAKER SZ S00, FOR MOTOR PROTECTION, CLASS 10, A-REL. 0.35...0.5A, N-RELEASE6.5A SCREW CONNECTION, STANDARD SW. CAPACITY | 43.55 | TEM | 1 | CP | 0.276 | 1
3RV20110FA15 | CIRCUIT-BREAKER SZ S00, FOR MOTOR PROTECTION, CLASS 10, A-REL. 0.35...0.5A, N-RELEASE6.5A SCREW CONNECTION, STANDARD SW. CAPACITY, W. TRANSVERSE AUX. SWITCH 1NO+1NC | 55.53 | TEM | 1 | CP | 0.29 | 1
3RV20110FA15 | CIRCUIT-BREAKER SZ S00, FOR MOTOR PROTECTION, CLASS 10, A-REL. 0.35...0.5A, N-RELEASE6.5A SCREW CONNECTION, STANDARD SW. CAPACITY, W. TRANSVERSE AUX. SWITCH 1NO+1NC | 55.53 | TEM | 1 | CP | 0.29 | 1
3RV20110FA25 | CIRCUIT-BREAKER SZ S00, FOR MOTOR PROTECTION, CLASS 10, A-REL. 0.35...0.5A,N-RELEASE 6.5A SPRING-L. CONNECTION STANDARD SW. CAPACITY W. TRANSVERSE AUX. SWITCH 1NO+1NC | 55.53 | TEM | 1 | CP | 0.311 | 1
3RV20110FA25 | CIRCUIT-BREAKER SZ S00, FOR MOTOR PROTECTION, CLASS 10, A-REL. 0.35...0.5A,N-RELEASE 6.5A SPRING-L. CONNECTION STANDARD SW. CAPACITY W. TRANSVERSE AUX. SWITCH 1NO+1NC | 55.53 | TEM | 1 | CP | 0.311 | 1
3RV20110GA10 | CIRCUIT-BREAKER SZ S00, FOR MOTOR PROTECTION, CLASS 10, A-REL. 0.45...0.63A, N-RELEASE8.2A SCREW CONNECTION, STANDARD SW. CAPACITY | 43.98 | TEM | 1 | CP | 0.274 | 1
3RV20110GA10 | CIRCUIT-BREAKER SZ S00, FOR MOTOR PROTECTION, CLASS 10, A-REL. 0.45...0.63A, N-RELEASE8.2A SCREW CONNECTION, STANDARD SW. CAPACITY | 43.98 | TEM | 1 | CP | 0.274 | 1
3RV20110GA10 | CIRCUIT-BREAKER SZ S00, FOR MOTOR PROTECTION, CLASS 10, A-REL. 0.45...0.63A, N-RELEASE8.2A SCREW CONNECTION, STANDARD SW. CAPACITY | 43.98 | TEM | 1 | CP | 0.274 | 1
3RV20110GA15 | CIRCUIT-BREAKER SZ S00, FOR MOTOR PROTECTION, CLASS 10, A-REL. 0.45...0.63A, N-RELEASE8.2A SCREW CONNECTION, STANDARD SW. CAPACITY, W. TRANSVERSE AUX. SWITCH 1NO+1NC | 55.85 | TEM | 1 | CP | 0.293 | 1
3RV20110GA15 | CIRCUIT-BREAKER SZ S00, FOR MOTOR PROTECTION, CLASS 10, A-REL. 0.45...0.63A, N-RELEASE8.2A SCREW CONNECTION, STANDARD SW. CAPACITY, W. TRANSVERSE AUX. SWITCH 1NO+1NC | 55.85 | TEM | 1 | CP | 0.293 | 1
3RV20110HA10 | CIRCUIT-BREAKER SZ S00, FOR MOTOR PROTECTION, CLASS 10, A-REL. 0.55...0.8A, N-RELEASE10 A SCREW CONNECTION, STANDARD SW. CAPACITY | 44.73 | TEM | 1 | CP | 0.275 | 1
3RV20110HA10 | CIRCUIT-BREAKER SZ S00, FOR MOTOR PROTECTION, CLASS 10, A-REL. 0.55...0.8A, N-RELEASE10 A SCREW CONNECTION, STANDARD SW. CAPACITY | 44.73 | TEM | 1 | CP | 0.275 | 1
3RV20110HA10 | CIRCUIT-BREAKER SZ S00, FOR MOTOR PROTECTION, CLASS 10, A-REL. 0.55...0.8A, N-RELEASE10 A SCREW CONNECTION, STANDARD SW. CAPACITY | 44.73 | TEM | 1 | CP | 0.275 | 1
3RV20110HA15 | CIRCUIT-BREAKER SZ S00, FOR MOTOR PROTECTION, CLASS 10, A-REL. 0.55...0.8A, N-RELEASE10A, SCREW CONNECTION, STANDARD SW. CAPACITY, W. TRANSVERSE AUX. SWITCH 1NO+1NC | 56.07 | TEM | 1 | CP | 0.292 | 1
3RV20110HA15 | CIRCUIT-BREAKER SZ S00, FOR MOTOR PROTECTION, CLASS 10, A-REL. 0.55...0.8A, N-RELEASE10A, SCREW CONNECTION, STANDARD SW. CAPACITY, W. TRANSVERSE AUX. SWITCH 1NO+1NC | 56.07 | TEM | 1 | CP | 0.292 | 1
3RV20110JA10 | CIRCUIT-BREAKER SZ S00, FOR MOTOR PROTECTION, CLASS 10, A-REL. 0.7...1A, N-RELEASE 13A, SCREW CONNECTION, STANDARD SW. CAPACITY | 44.73 | TEM | 1 | CP | 0.34 | 1
3RV20110JA10 | CIRCUIT-BREAKER SZ S00, FOR MOTOR PROTECTION, CLASS 10, A-REL. 0.7...1A, N-RELEASE 13A, SCREW CONNECTION, STANDARD SW. CAPACITY | 44.73 | TEM | 1 | CP | 0.34 | 1
3RV20110JA10 | CIRCUIT-BREAKER SZ S00, FOR MOTOR PROTECTION, CLASS 10, A-REL. 0.7...1A, N-RELEASE 13A, SCREW CONNECTION, STANDARD SW. CAPACITY | 44.73 | TEM | 1 | CP | 0.34 | 1
3RV20110JA15 | CIRCUIT-BREAKER SZ S00, FOR MOTOR PROTECTION, CLASS 10, A-REL. 0.7...1A, N-RELEASE 13A, SCREW CONNECTION, STANDARD SW. CAPACITY, W. TRANSVERSE AUX. SWITCH 1NO+1NC | 56.07 | TEM | 1 | CP | 0.356 | 1
3RV20110JA15 | CIRCUIT-BREAKER SZ S00, FOR MOTOR PROTECTION, CLASS 10, A-REL. 0.7...1A, N-RELEASE 13A, SCREW CONNECTION, STANDARD SW. CAPACITY, W. TRANSVERSE AUX. SWITCH 1NO+1NC | 56.07 | TEM | 1 | CP | 0.356 | 1
3RV20110KA10 | CIRCUIT-BREAKER SZ S00, FOR MOTOR PROTECTION, CLASS 10, A-REL. 0.9...1.25A, N-RELEASE16A, SCREW CONNECTION, STANDARD SW. CAPACITY | 45.37 | TEM | 1 | CP | 0.343 | 1
3RV20110KA10 | CIRCUIT-BREAKER SZ S00, FOR MOTOR PROTECTION, CLASS 10, A-REL. 0.9...1.25A, N-RELEASE16A, SCREW CONNECTION, STANDARD SW. CAPACITY | 45.37 | TEM | 1 | CP | 0.343 | 1
3RV20110KA10 | CIRCUIT-BREAKER SZ S00, FOR MOTOR PROTECTION, CLASS 10, A-REL. 0.9...1.25A, N-RELEASE16A, SCREW CONNECTION, STANDARD SW. CAPACITY | 45.37 | TEM | 1 | CP | 0.343 | 1
3RV20110KA15 | CIRCUIT-BREAKER SZ S00, FOR MOTOR PROTECTION, CLASS 10, A-REL. 0.9...1.25A, N-RELEASE16A, SCREW CONNECTION, STANDARD SW. CAPACITY W. TRANSVERSE AUX. SWITCH 1NO+1NC | 56.28 | TEM | 1 | CP | 0.358 | 1
3RV20110KA15 | CIRCUIT-BREAKER SZ S00, FOR MOTOR PROTECTION, CLASS 10, A-REL. 0.9...1.25A, N-RELEASE16A, SCREW CONNECTION, STANDARD SW. CAPACITY W. TRANSVERSE AUX. SWITCH 1NO+1NC | 56.28 | TEM | 1 | CP | 0.358 | 1
3RV20110KA25 | CIRCUIT-BREAKER SZ S00, FOR MOTOR PROTECTION, CLASS 10, A-REL. 0.9...1.25A, N-RELEASE16A, SPRING-L. CONNECTION STANDARD SW. CAPACITY W. TRANSVERSE AUX. SWITCH 1NO+1NC | 56.28 | TEM | 1 | CP | 0.382 | 1
3RV20110KA25 | CIRCUIT-BREAKER SZ S00, FOR MOTOR PROTECTION, CLASS 10, A-REL. 0.9...1.25A, N-RELEASE16A, SPRING-L. CONNECTION STANDARD SW. CAPACITY W. TRANSVERSE AUX. SWITCH 1NO+1NC | 56.28 | TEM | 1 | CP | 0.382 | 1
3RV20111AA10 | CIRCUIT-BREAKER SZ S00, FOR MOTOR PROTECTION, CLASS 10, A-REL.1.1...1.6A, N-RELEASE 21A, SCREW CONNECTION, STANDARD SW. CAPACITY | 45.37 | TEM | 1 | CP | 0.343 | 1
3RV20111AA10 | CIRCUIT-BREAKER SZ S00, FOR MOTOR PROTECTION, CLASS 10, A-REL.1.1...1.6A, N-RELEASE 21A, SCREW CONNECTION, STANDARD SW. CAPACITY | 45.37 | TEM | 1 | CP | 0.343 | 1
3RV20111AA10 | CIRCUIT-BREAKER SZ S00, FOR MOTOR PROTECTION, CLASS 10, A-REL.1.1...1.6A, N-RELEASE 21A, SCREW CONNECTION, STANDARD SW. CAPACITY | 45.37 | TEM | 1 | CP | 0.343 | 1
3RV20111AA15 | CIRCUIT-BREAKER SZ S00, FOR MOTOR PROTECTION, CLASS 10, A-REL.1.1...1.6A, N-RELEASE 21A, SCREW CONNECTION, STANDARD SW. CAPACITY, W. TRANSVERSE AUX. SWITCH 1NO+1NC | 56.28 | TEM | 1 | CP | 0.344 | 1
3RV20111AA15 | CIRCUIT-BREAKER SZ S00, FOR MOTOR PROTECTION, CLASS 10, A-REL.1.1...1.6A, N-RELEASE 21A, SCREW CONNECTION, STANDARD SW. CAPACITY, W. TRANSVERSE AUX. SWITCH 1NO+1NC | 56.28 | TEM | 1 | CP | 0.344 | 1
3RV20111AA20 | CIRCUIT-BREAKER SZ S00, FOR MOTOR PROTECTION, CLASS 10, A-REL.1.1...1.6A, N-RELEASE 21A, SPRING-L. CONNECTION STANDARD SW. CAPACITY | 45.37 | TEM | 1 | CP | 0.362 | 1
3RV20111AA20 | CIRCUIT-BREAKER SZ S00, FOR MOTOR PROTECTION, CLASS 10, A-REL.1.1...1.6A, N-RELEASE 21A, SPRING-L. CONNECTION STANDARD SW. CAPACITY | 45.37 | TEM | 1 | CP | 0.362 | 1
3RV20111AA25 | CIRCUIT-BREAKER SZ S00, FOR MOTOR PROTECTION, CLASS 10, A-REL.1.1...1.6A, N-RELEASE 21A, SPRING-L. CONNECTION STANDARD SW. CAPACITY W. TRANSVERSE AUX. SWITCH 1NO+1NC | 56.28 | TEM | 1 | CP | 0.382 | 1
3RV20111AA25 | CIRCUIT-BREAKER SZ S00, FOR MOTOR PROTECTION, CLASS 10, A-REL.1.1...1.6A, N-RELEASE 21A, SPRING-L. CONNECTION STANDARD SW. CAPACITY W. TRANSVERSE AUX. SWITCH 1NO+1NC | 56.28 | TEM | 1 | CP | 0.382 | 1
3RV20111BA10 | CIRCUIT-BREAKER SZ S00, FOR MOTOR PROTECTION, CLASS 10, A-REL. 1.4...2A, N-RELEASE 26A, SCREW CONNECTION, STANDARD SW. CAPACITY | 45.48 | TEM | 1 | CP | 0.345 | 1
3RV20111BA10 | CIRCUIT-BREAKER SZ S00, FOR MOTOR PROTECTION, CLASS 10, A-REL. 1.4...2A, N-RELEASE 26A, SCREW CONNECTION, STANDARD SW. CAPACITY | 45.48 | TEM | 1 | CP | 0.345 | 1
3RV20111BA10 | CIRCUIT-BREAKER SZ S00, FOR MOTOR PROTECTION, CLASS 10, A-REL. 1.4...2A, N-RELEASE 26A, SCREW CONNECTION, STANDARD SW. CAPACITY | 45.48 | TEM | 1 | CP | 0.345 | 1
3RV20111BA15 | CIRCUIT-BREAKER SZ S00, FOR MOTOR PROTECTION, CLASS 10, A-REL. 1.4...2A, N-RELEASE 26A, SCREW CONNECTION, STANDARD SW. CAPACITY, W. TRANSVERSE AUX. SWITCH 1NO+1NC | 55.96 | TEM | 1 | CP | 0.358 | 1
3RV20111BA15 | CIRCUIT-BREAKER SZ S00, FOR MOTOR PROTECTION, CLASS 10, A-REL. 1.4...2A, N-RELEASE 26A, SCREW CONNECTION, STANDARD SW. CAPACITY, W. TRANSVERSE AUX. SWITCH 1NO+1NC | 55.96 | TEM | 1 | CP | 0.358 | 1
3RV20111BA25 | CIRCUIT-BREAKER SZ S00, FOR MOTOR PROTECTION, CLASS 10, A-REL. 1.4...2A, N-RELEASE 26A, SPRING-L. CONNECTION STANDARD SW. CAPACITY W. TRANSVERSE AUX. SWITCH 1NO+1NC | 55.96 | TEM | 1 | CP | 0.4 | 1
3RV20111BA25 | CIRCUIT-BREAKER SZ S00, FOR MOTOR PROTECTION, CLASS 10, A-REL. 1.4...2A, N-RELEASE 26A, SPRING-L. CONNECTION STANDARD SW. CAPACITY W. TRANSVERSE AUX. SWITCH 1NO+1NC | 55.96 | TEM | 1 | CP | 0.4 | 1
3RV20111CA10 | CIRCUIT-BREAKER SZ S00, FOR MOTOR PROTECTION, CLASS 10, A-REL.1.8...2.5A, N-RELEASE 33A, SCREW CONNECTION, STANDARD SW. CAPACITY | 45.48 | TEM | 1 | CP | 0.347 | 1
3RV20111CA10 | CIRCUIT-BREAKER SZ S00, FOR MOTOR PROTECTION, CLASS 10, A-REL.1.8...2.5A, N-RELEASE 33A, SCREW CONNECTION, STANDARD SW. CAPACITY | 45.48 | TEM | 1 | CP | 0.347 | 1
3RV20111CA10 | CIRCUIT-BREAKER SZ S00, FOR MOTOR PROTECTION, CLASS 10, A-REL.1.8...2.5A, N-RELEASE 33A, SCREW CONNECTION, STANDARD SW. CAPACITY | 45.48 | TEM | 1 | CP | 0.347 | 1
3RV20111CA15 | CIRCUIT-BREAKER SZ S00, FOR MOTOR PROTECTION, CLASS 10, A-REL. 1.8...2.5A, N-RELEASE 33A SCREW CONNECTION, STANDARD SW. CAPACITY, W. TRANSVERSE AUX. SWITCH 1NO+1NC | 55.96 | TEM | 1 | CP | 0.363 | 1
3RV20111CA15 | CIRCUIT-BREAKER SZ S00, FOR MOTOR PROTECTION, CLASS 10, A-REL. 1.8...2.5A, N-RELEASE 33A SCREW CONNECTION, STANDARD SW. CAPACITY, W. TRANSVERSE AUX. SWITCH 1NO+1NC | 55.96 | TEM | 1 | CP | 0.363 | 1
3RV20111CA20 | CIRCUIT-BREAKER SZ S00, FOR MOTOR PROTECTION, CLASS 10, A-REL.1.8...2.5A, N-RELEASE 33A, SPRING-L. CONNECTION, STANDARD SW. CAPACITY | 45.48 | TEM | 1 | CP | 0.36 | 1
3RV20111CA20 | CIRCUIT-BREAKER SZ S00, FOR MOTOR PROTECTION, CLASS 10, A-REL.1.8...2.5A, N-RELEASE 33A, SPRING-L. CONNECTION, STANDARD SW. CAPACITY | 45.48 | TEM | 1 | CP | 0.36 | 1
3RV20111CA25 | CIRCUIT-BREAKER SZ S00, FOR MOTOR PROTECTION, CLASS 10, A-REL.1.8...2.5A, N-RELEASE 33A, SPRING-L. CONNECTION, STANDARD SW. CAPACITY W. TRANSVERSE AUX. SWITCH 1NO+1NC | 55.96 | TEM | 1 | CP | 0.403 | 1
3RV20111CA25 | CIRCUIT-BREAKER SZ S00, FOR MOTOR PROTECTION, CLASS 10, A-REL.1.8...2.5A, N-RELEASE 33A, SPRING-L. CONNECTION, STANDARD SW. CAPACITY W. TRANSVERSE AUX. SWITCH 1NO+1NC | 55.96 | TEM | 1 | CP | 0.403 | 1
3RV20111DA10 | CIRCUIT-BREAKER SZ S00, FOR MOTOR PROTECTION, CLASS 10, A-REL.2.2...3.2A, N-RELEASE 42A, SCREW CONNECTION, STANDARD SW. CAPACITY | 45.48 | TEM | 1 | CP | 0.347 | 1
3RV20111DA10 | CIRCUIT-BREAKER SZ S00, FOR MOTOR PROTECTION, CLASS 10, A-REL.2.2...3.2A, N-RELEASE 42A, SCREW CONNECTION, STANDARD SW. CAPACITY | 45.48 | TEM | 1 | CP | 0.347 | 1
3RV20111DA10 | CIRCUIT-BREAKER SZ S00, FOR MOTOR PROTECTION, CLASS 10, A-REL.2.2...3.2A, N-RELEASE 42A, SCREW CONNECTION, STANDARD SW. CAPACITY | 45.48 | TEM | 1 | CP | 0.347 | 1
3RV20111DA15 | CIRCUIT-BREAKER SZ S00, FOR MOTOR PROTECTION, CLASS 10, A-REL. 2.2...3.2A, N-RELEASE42A, SCREW CONNECTION, STANDARD SW. CAPACITY W. TRANSVERSE AUX. SWITCH 1NO+1NC | 55.96 | TEM | 1 | CP | 0.362 | 1
3RV20111DA15 | CIRCUIT-BREAKER SZ S00, FOR MOTOR PROTECTION, CLASS 10, A-REL. 2.2...3.2A, N-RELEASE42A, SCREW CONNECTION, STANDARD SW. CAPACITY W. TRANSVERSE AUX. SWITCH 1NO+1NC | 55.96 | TEM | 1 | CP | 0.362 | 1
3RV20111DA20 | CIRCUIT-BREAKER SZ S00, FOR MOTOR PROTECTION, CLASS 10, A-REL.2.2...3.2A, N-RELEASE 42A, SPRING-L. CONNECTION, STANDARD SW. CAPACITY | 45.48 | TEM | 1 | CP | 0.367 | 1
3RV20111DA20 | CIRCUIT-BREAKER SZ S00, FOR MOTOR PROTECTION, CLASS 10, A-REL.2.2...3.2A, N-RELEASE 42A, SPRING-L. CONNECTION, STANDARD SW. CAPACITY | 45.48 | TEM | 1 | CP | 0.367 | 1
3RV20111DA25 | CIRCUIT-BREAKER SZ S00, FOR MOTOR PROTECTION, CLASS 10, A-RELEASE2.2...3.2A, N-RELEASE 42A, SPRING-L. CONNECTION, STANDARD SW. CAPACITY W. TRANSVERSE AUX. SWITCH 1NO+1NC | 55.96 | TEM | 1 | CP | 0.384 | 1
3RV20111DA25 | CIRCUIT-BREAKER SZ S00, FOR MOTOR PROTECTION, CLASS 10, A-RELEASE2.2...3.2A, N-RELEASE 42A, SPRING-L. CONNECTION, STANDARD SW. CAPACITY W. TRANSVERSE AUX. SWITCH 1NO+1NC | 55.96 | TEM | 1 | CP | 0.384 | 1
3RV20111EA10 | CIRCUIT-BREAKER SZ S00, FOR MOTOR PROTECTION, CLASS 10, A-RELEASE 2.8...4A, N-RELEASE 52A, SCREW CONNECTION, STANDARD SW. CAPACITY | 45.48 | TEM | 1 | CP | 0.343 | 1
3RV20111EA10 | CIRCUIT-BREAKER SZ S00, FOR MOTOR PROTECTION, CLASS 10, A-RELEASE 2.8...4A, N-RELEASE 52A, SCREW CONNECTION, STANDARD SW. CAPACITY | 45.48 | TEM | 1 | CP | 0.343 | 1
3RV20111EA10 | CIRCUIT-BREAKER SZ S00, FOR MOTOR PROTECTION, CLASS 10, A-RELEASE 2.8...4A, N-RELEASE 52A, SCREW CONNECTION, STANDARD SW. CAPACITY | 45.48 | TEM | 1 | CP | 0.343 | 1
3RV20111EA15 | CIRCUIT-BREAKER SZ S00, FOR MOTOR PROTECTION, CLASS 10, A-RELEASE 2.8...4A, N-RELEASE 52A, SCREW CONNECTION, STANDARD SW. CAPACITY, W. TRANSVERSE AUX. SWITCH 1NO+1NC | 55.96 | TEM | 1 | CP | 0.355 | 1
3RV20111EA15 | CIRCUIT-BREAKER SZ S00, FOR MOTOR PROTECTION, CLASS 10, A-RELEASE 2.8...4A, N-RELEASE 52A, SCREW CONNECTION, STANDARD SW. CAPACITY, W. TRANSVERSE AUX. SWITCH 1NO+1NC | 55.96 | TEM | 1 | CP | 0.355 | 1
3RV20111EA20 | CIRCUIT-BREAKER SZ S00, FOR MOTOR PROTECTION, CLASS 10, A-RELEASE 2.8...4A, N-RELEASE 52A, SPRING-L. CONNECTION, STANDARD SW. CAPACITY | 45.48 | TEM | 1 | CP | 0.366 | 1
3RV20111EA20 | CIRCUIT-BREAKER SZ S00, FOR MOTOR PROTECTION, CLASS 10, A-RELEASE 2.8...4A, N-RELEASE 52A, SPRING-L. CONNECTION, STANDARD SW. CAPACITY | 45.48 | TEM | 1 | CP | 0.366 | 1
3RV20111EA25 | CIRCUIT-BREAKER SZ S00, FOR MOTOR PROTECTION, CLASS 10, A-RELEASE 2.8...4A, N-RELEASE 52A, SPRING-L. CONNECTION, STANDARD SW. CAPACITY W. TRANSVERSE AUX. SWITCH 1NO+1NC | 55.96 | TEM | 1 | CP | 0.38 | 1
3RV20111EA25 | CIRCUIT-BREAKER SZ S00, FOR MOTOR PROTECTION, CLASS 10, A-RELEASE 2.8...4A, N-RELEASE 52A, SPRING-L. CONNECTION, STANDARD SW. CAPACITY W. TRANSVERSE AUX. SWITCH 1NO+1NC | 55.96 | TEM | 1 | CP | 0.38 | 1
3RV20111FA10 | CIRCUIT-BREAKER SZ S00, FOR MOTOR PROTECTION, CLASS 10, A-RELEASE 3.5...5A, N-RELEASE 65A, SCREW CONNECTION, STANDARD SW. CAPACITY | 45.48 | TEM | 1 | CP | 0.347 | 1
3RV20111FA10 | CIRCUIT-BREAKER SZ S00, FOR MOTOR PROTECTION, CLASS 10, A-RELEASE 3.5...5A, N-RELEASE 65A, SCREW CONNECTION, STANDARD SW. CAPACITY | 45.48 | TEM | 1 | CP | 0.347 | 1
3RV20111FA10 | CIRCUIT-BREAKER SZ S00, FOR MOTOR PROTECTION, CLASS 10, A-RELEASE 3.5...5A, N-RELEASE 65A, SCREW CONNECTION, STANDARD SW. CAPACITY | 45.48 | TEM | 1 | CP | 0.347 | 1
3RV20111FA15 | CIRCUIT-BREAKER SZ S00, FOR MOTOR PROTECTION, CLASS 10, A-RELEASE 3.5...5A, N-RELEASE 65A, SCREW CONNECTION, STANDARD SW. CAPACITY W. TRANSVERSE AUX. SWITCH 1NO+1NC | 55.96 | TEM | 1 | CP | 0.365 | 1
3RV20111FA15 | CIRCUIT-BREAKER SZ S00, FOR MOTOR PROTECTION, CLASS 10, A-RELEASE 3.5...5A, N-RELEASE 65A, SCREW CONNECTION, STANDARD SW. CAPACITY W. TRANSVERSE AUX. SWITCH 1NO+1NC | 55.96 | TEM | 1 | CP | 0.365 | 1
3RV20111FA25 | CIRCUIT-BREAKER SZ S00, FOR MOTOR PROTECTION, CLASS 10, A-RELEASE 3.5...5A, N-RELEASE 65A, SPRING-L. CONNECTION, STANDARD SW. CAPACITY W. TRANSVERSE AUX. SWITCH 1NO+1NC | 55.96 | TEM | 1 | CP | 0.387 | 1
3RV20111FA25 | CIRCUIT-BREAKER SZ S00, FOR MOTOR PROTECTION, CLASS 10, A-RELEASE 3.5...5A, N-RELEASE 65A, SPRING-L. CONNECTION, STANDARD SW. CAPACITY W. TRANSVERSE AUX. SWITCH 1NO+1NC | 55.96 | TEM | 1 | CP | 0.387 | 1
3RV20111GA10 | CIRCUIT-BREAKER SZ S00, FOR MOTOR PROTECTION, CLASS 10, A-RELEASE 4.5...6.3A, N-RELEASE 82A SCREW CONNECTION, STANDARD SW. CAPACITY | 45.48 | TEM | 1 | CP | 0.348 | 1
3RV20111GA10 | CIRCUIT-BREAKER SZ S00, FOR MOTOR PROTECTION, CLASS 10, A-RELEASE 4.5...6.3A, N-RELEASE 82A SCREW CONNECTION, STANDARD SW. CAPACITY | 45.48 | TEM | 1 | CP | 0.348 | 1
3RV20111GA10 | CIRCUIT-BREAKER SZ S00, FOR MOTOR PROTECTION, CLASS 10, A-RELEASE 4.5...6.3A, N-RELEASE 82A SCREW CONNECTION, STANDARD SW. CAPACITY | 45.48 | TEM | 1 | CP | 0.348 | 1
3RV20111GA15 | CIRCUIT-BREAKER SZ S00, FOR MOTOR PROTECTION, CLASS 10, A-RELEASE 4.5...6.3A, N-RELEASE 82A SCREW CONNECTION, STANDARD SW. CAPACITY W. TRANSVERSE AUX. SWITCH 1NO+1NC | 55.96 | TEM | 1 | CP | 0.365 | 1
3RV20111GA15 | CIRCUIT-BREAKER SZ S00, FOR MOTOR PROTECTION, CLASS 10, A-RELEASE 4.5...6.3A, N-RELEASE 82A SCREW CONNECTION, STANDARD SW. CAPACITY W. TRANSVERSE AUX. SWITCH 1NO+1NC | 55.96 | TEM | 1 | CP | 0.365 | 1
3RV20111GA20 | CIRCUIT-BREAKER SZ S00, FOR MOTOR PROTECTION, CLASS 10, A-RELEASE 4.5...6.3A, N-RELEASE 82A SPRING-L. CONNECTION, STANDARD SW. CAPACITY | 45.48 | TEM | 1 | CP | 0.374 | 1
3RV20111GA20 | CIRCUIT-BREAKER SZ S00, FOR MOTOR PROTECTION, CLASS 10, A-RELEASE 4.5...6.3A, N-RELEASE 82A SPRING-L. CONNECTION, STANDARD SW. CAPACITY | 45.48 | TEM | 1 | CP | 0.374 | 1
3RV20111GA40 | CIRCUIT-BREAKER SZ S00, FOR MOTOR PROTECTION, CLASS 10, A-RELEASE 4.5...6.3A, N-RELEASE 82A RING CABLE LUG CONNECTION, STANDARD SW. CAPACITY | 45.48 | TEM | 1 | CP | 0.338 | 1
3RV20111GA40 | CIRCUIT-BREAKER SZ S00, FOR MOTOR PROTECTION, CLASS 10, A-RELEASE 4.5...6.3A, N-RELEASE 82A RING CABLE LUG CONNECTION, STANDARD SW. CAPACITY | 45.48 | TEM | 1 | CP | 0.338 | 1
3RV20111HA10 | CIRCUIT-BREAKER SZ S00, FOR MOTOR PROTECTION, CLASS 10, A-RELEASE 5.5...8A, N-RELEASE 104A, SCREW CONNECTION, STANDARD SW. CAPACITY | 50.29 | TEM | 1 | CP | 0.345 | 1
3RV20111HA10 | CIRCUIT-BREAKER SZ S00, FOR MOTOR PROTECTION, CLASS 10, A-RELEASE 5.5...8A, N-RELEASE 104A, SCREW CONNECTION, STANDARD SW. CAPACITY | 50.29 | TEM | 1 | CP | 0.345 | 1
3RV20111HA10 | CIRCUIT-BREAKER SZ S00, FOR MOTOR PROTECTION, CLASS 10, A-RELEASE 5.5...8A, N-RELEASE 104A, SCREW CONNECTION, STANDARD SW. CAPACITY | 50.29 | TEM | 1 | CP | 0.345 | 1
3RV20111HA15 | CIRCUIT-BREAKER SZ S00, FOR MOTOR PROTECTION, CLASS 10, A-RELEASE 5.5...8A, N-RELEASE 104A, SCREW CONNECTION, STANDARD SW. CAPACITY W. TRANSVERSE AUX. SWITCH 1NO+1NC | 61.85 | TEM | 1 | CP | 0.36 | 1
3RV20111HA15 | CIRCUIT-BREAKER SZ S00, FOR MOTOR PROTECTION, CLASS 10, A-RELEASE 5.5...8A, N-RELEASE 104A, SCREW CONNECTION, STANDARD SW. CAPACITY W. TRANSVERSE AUX. SWITCH 1NO+1NC | 61.85 | TEM | 1 | CP | 0.36 | 1
3RV20111HA20 | CIRCUIT-BREAKER SZ S00, FOR MOTOR PROTECTION, CLASS 10, A-RELEASE 5.5...8A, N-RELEASE 104A, SPRING-L. CONNECTION, STANDARD SW. CAPACITY | 50.29 | TEM | 1 | CP | 0.373 | 1
3RV20111HA20 | CIRCUIT-BREAKER SZ S00, FOR MOTOR PROTECTION, CLASS 10, A-RELEASE 5.5...8A, N-RELEASE 104A, SPRING-L. CONNECTION, STANDARD SW. CAPACITY | 50.29 | TEM | 1 | CP | 0.373 | 1
3RV20111HA25 | CIRCUIT-BREAKER SZ S00, FOR MOTOR PROTECTION, CLASS 10, A-RELEASE 5.5...8A, N-RELEASE 104A, SPRING-L. CONNECTION, STANDARD SW. CAPACITY W. TRANSVERSE AUX. SWITCH 1NO+1NC | 61.85 | TEM | 1 | CP | 0.387 | 1
3RV20111HA25 | CIRCUIT-BREAKER SZ S00, FOR MOTOR PROTECTION, CLASS 10, A-RELEASE 5.5...8A, N-RELEASE 104A, SPRING-L. CONNECTION, STANDARD SW. CAPACITY W. TRANSVERSE AUX. SWITCH 1NO+1NC | 61.85 | TEM | 1 | CP | 0.387 | 1
3RV20111JA10 | CIRCUIT-BREAKER SZ S00, FOR MOTOR PROTECTION, CLASS 10, A-RELEASE 7...10A, N-RELEASE 130A, SCREW CONNECTION, STANDARD SW. CAPACITY | 51.68 | TEM | 1 | CP | 0.349 | 1
3RV20111JA10 | CIRCUIT-BREAKER SZ S00, FOR MOTOR PROTECTION, CLASS 10, A-RELEASE 7...10A, N-RELEASE 130A, SCREW CONNECTION, STANDARD SW. CAPACITY | 51.68 | TEM | 1 | CP | 0.349 | 1
3RV20111JA10 | CIRCUIT-BREAKER SZ S00, FOR MOTOR PROTECTION, CLASS 10, A-RELEASE 7...10A, N-RELEASE 130A, SCREW CONNECTION, STANDARD SW. CAPACITY | 51.68 | TEM | 1 | CP | 0.349 | 1
3RV20111JA15 | CIRCUIT-BREAKER SZ S00, FOR MOTOR PROTECTION, CLASS 10, A-RELEASE 7...10A, N-RELEASE 130A, SCREW CONNECTION, STANDARD SW. CAPACITY W. TRANSVERSE AUX. SWITCH 1NO+1NC | 62.17 | TEM | 1 | CP | 0.366 | 1
3RV20111JA15 | CIRCUIT-BREAKER SZ S00, FOR MOTOR PROTECTION, CLASS 10, A-RELEASE 7...10A, N-RELEASE 130A, SCREW CONNECTION, STANDARD SW. CAPACITY W. TRANSVERSE AUX. SWITCH 1NO+1NC | 62.17 | TEM | 1 | CP | 0.366 | 1
3RV20111JA20 | CIRCUIT-BREAKER SZ S00, FOR MOTOR PROTECTION, CLASS 10, A-RELEASE 7...10A, N-RELEASE 130A, SPRING-L. CONNECTION, STANDARD SW. CAPACITY | 51.68 | TEM | 1 | CP | 0.37 | 1
3RV20111JA20 | CIRCUIT-BREAKER SZ S00, FOR MOTOR PROTECTION, CLASS 10, A-RELEASE 7...10A, N-RELEASE 130A, SPRING-L. CONNECTION, STANDARD SW. CAPACITY | 51.68 | TEM | 1 | CP | 0.37 | 1
3RV20111KA10 | CIRCUIT-BREAKER SZ S00, FOR MOTOR PROTECTION, CLASS 10, A-RELEASE 9..12.5A, N-RELEASE 163A, SCREW CONNECTION, STANDARD SW. CAPACITY | 53.93 | TEM | 1 | CP | 0.344 | 1
3RV20111KA10 | CIRCUIT-BREAKER SZ S00, FOR MOTOR PROTECTION, CLASS 10, A-RELEASE 9..12.5A, N-RELEASE 163A, SCREW CONNECTION, STANDARD SW. CAPACITY | 53.93 | TEM | 1 | CP | 0.344 | 1
3RV20111KA10 | CIRCUIT-BREAKER SZ S00, FOR MOTOR PROTECTION, CLASS 10, A-RELEASE 9..12.5A, N-RELEASE 163A, SCREW CONNECTION, STANDARD SW. CAPACITY | 53.93 | TEM | 1 | CP | 0.344 | 1
3RV20111KA15 | CIRCUIT-BREAKER SZ S00, FOR MOTOR PROTECTION, CLASS 10, A-RELEASE 9..12.5A, N-RELEASE 163A, SCREW CONNECTION, STANDARD SW. CAPACITY W. TRANSVERSE AUX. SWITCH 1NO+1NC | 64.84 | TEM | 1 | CP | 0.362 | 1
3RV20111KA15 | CIRCUIT-BREAKER SZ S00, FOR MOTOR PROTECTION, CLASS 10, A-RELEASE 9..12.5A, N-RELEASE 163A, SCREW CONNECTION, STANDARD SW. CAPACITY W. TRANSVERSE AUX. SWITCH 1NO+1NC | 64.84 | TEM | 1 | CP | 0.362 | 1
3RV20111KA25 | CIRCUIT-BREAKER SZ S00, FOR MOTOR PROTECTION, CLASS 10, A-RELEASE 9..12.5A, N-RELEASE 163A, SPRING-L. CONNECTION, STANDARD SW. CAPACITY W. TRANSVERSE AUX. SWITCH 1NO+1NC | 64.84 | TEM | 1 | CP | 0.384 | 1
3RV20111KA25 | CIRCUIT-BREAKER SZ S00, FOR MOTOR PROTECTION, CLASS 10, A-RELEASE 9..12.5A, N-RELEASE 163A, SPRING-L. CONNECTION, STANDARD SW. CAPACITY W. TRANSVERSE AUX. SWITCH 1NO+1NC | 64.84 | TEM | 1 | CP | 0.384 | 1
3RV20114AA10 | CIRCUIT-BREAKER SZ S00, FOR MOTOR PROTECTION, CLASS 10, A-RELEASE 10...16A, N-RELEASE 208A, SCREW CONNECTION, STANDARD SW. CAPACITY | 54.46 | TEM | 1 | CP | 0.358 | 1
3RV20114AA10 | CIRCUIT-BREAKER SZ S00, FOR MOTOR PROTECTION, CLASS 10, A-RELEASE 10...16A, N-RELEASE 208A, SCREW CONNECTION, STANDARD SW. CAPACITY | 54.46 | TEM | 1 | CP | 0.358 | 1
3RV20114AA10 | CIRCUIT-BREAKER SZ S00, FOR MOTOR PROTECTION, CLASS 10, A-RELEASE 10...16A, N-RELEASE 208A, SCREW CONNECTION, STANDARD SW. CAPACITY | 54.46 | TEM | 1 | CP | 0.358 | 1
3RV20114AA15 | CIRCUIT-BREAKER SZ S00, FOR MOTOR PROTECTION, CLASS 10, A-RELEASE 10...16A, N-RELEASE 208A, SCREW CONNECTION, STANDARD SW. CAPACITY W. TRANSVERSE AUX. SWITCH 1NO+1NC | 66.45 | TEM | 1 | CP | 0.373 | 1
3RV20114AA15 | CIRCUIT-BREAKER SZ S00, FOR MOTOR PROTECTION, CLASS 10, A-RELEASE 10...16A, N-RELEASE 208A, SCREW CONNECTION, STANDARD SW. CAPACITY W. TRANSVERSE AUX. SWITCH 1NO+1NC | 66.45 | TEM | 1 | CP | 0.373 | 1
3RV20114AA25 | CIRCUIT-BREAKER SZ S00, FOR MOTOR PROTECTION, CLASS 10, A-RELEASE 10...16A, N-RELEASE 208A, SPRING-L. CONNECTION, STANDARD SW. CAPACITY W. TRANSVERSE AUX. SWITCH 1NO+1NC | 65.16 | TEM | 1 | CP | 0.392 | 1
3RV20114AA25 | CIRCUIT-BREAKER SZ S00, FOR MOTOR PROTECTION, CLASS 10, A-RELEASE 10...16A, N-RELEASE 208A, SPRING-L. CONNECTION, STANDARD SW. CAPACITY W. TRANSVERSE AUX. SWITCH 1NO+1NC | 65.16 | TEM | 1 | CP | 0.392 | 1
3RV20210GA10 | CIRCUIT-BREAKER SZ S0, FOR MOTOR PROTECTION, CLASS 10, A-REL. 0.45...0.63A, N-REL.8.2A SCREW CONNECTION, STANDARD SW. CAPACITY | 45.8 | TEM | 1 | CP | 0.284 | 1
3RV20210GA10 | CIRCUIT-BREAKER SZ S0, FOR MOTOR PROTECTION, CLASS 10, A-REL. 0.45...0.63A, N-REL.8.2A SCREW CONNECTION, STANDARD SW. CAPACITY | 45.8 | TEM | 1 | CP | 0.284 | 1
3RV20210KA10 | CIRCUIT-BREAKER SZ S0, FOR MOTOR PROTECTION, CLASS 10, A-REL. 0.9...1.25A, N-REL. 16A SCREW CONNECTION, STANDARD SW. CAPACITY | 47.29 | TEM | 1 | CP | 0.35 | 1
3RV20210KA10 | CIRCUIT-BREAKER SZ S0, FOR MOTOR PROTECTION, CLASS 10, A-REL. 0.9...1.25A, N-REL. 16A SCREW CONNECTION, STANDARD SW. CAPACITY | 47.29 | TEM | 1 | CP | 0.35 | 1
3RV20211AA10 | CIRCUIT-BREAKER SZ S0, FOR MOTOR PROTECTION, CLASS 10, A-REL.1.1...1.6A, N-REL.21A SCREW CONNECTION, STANDARD SW. CAPACITY | 47.29 | TEM | 1 | CP | 0.352 | 1
3RV20211AA10 | CIRCUIT-BREAKER SZ S0, FOR MOTOR PROTECTION, CLASS 10, A-REL.1.1...1.6A, N-REL.21A SCREW CONNECTION, STANDARD SW. CAPACITY | 47.29 | TEM | 1 | CP | 0.352 | 1
3RV20211BA10 | CIRCUIT-BREAKER SZ S0, FOR MOTOR PROTECTION, CLASS 10, A-REL. 1.4...2A, N-RELEASE 26A, SCREW CONNECTION, STANDARD SW. CAPACITY | 46.76 | TEM | 1 | CP | 0.352 | 1
3RV20211BA10 | CIRCUIT-BREAKER SZ S0, FOR MOTOR PROTECTION, CLASS 10, A-REL. 1.4...2A, N-RELEASE 26A, SCREW CONNECTION, STANDARD SW. CAPACITY | 46.76 | TEM | 1 | CP | 0.352 | 1
3RV20211CA10 | CIRCUIT-BREAKER SZ S0, FOR MOTOR PROTECTION, CLASS 10, A-REL.1.8...2.5A, N-REL.33A SCREW CONNECTION, STANDARD SW. CAPACITY | 46.76 | TEM | 1 | CP | 0.35 | 1
3RV20211CA10 | CIRCUIT-BREAKER SZ S0, FOR MOTOR PROTECTION, CLASS 10, A-REL.1.8...2.5A, N-REL.33A SCREW CONNECTION, STANDARD SW. CAPACITY | 46.76 | TEM | 1 | CP | 0.35 | 1
3RV20211DA10 | CIRCUIT-BREAKER SZ S0, FOR MOTOR PROTECTION, CLASS 10, A-REL.2.2...3.2A, N-REL. 42A SCREW CONNECTION, STANDARD SW. CAPACITY | 46.76 | TEM | 1 | CP | 0.355 | 1
3RV20211DA10 | CIRCUIT-BREAKER SZ S0, FOR MOTOR PROTECTION, CLASS 10, A-REL.2.2...3.2A, N-REL. 42A SCREW CONNECTION, STANDARD SW. CAPACITY | 46.76 | TEM | 1 | CP | 0.355 | 1
3RV20211EA10 | CIRCUIT-BREAKER SZ S0, FOR MOTOR PROTECTION, CLASS 10, A-REL. 2.8...4A, N-REL. 52A SCREW CONNECTION, STANDARD SW. CAPACITY | 46.76 | TEM | 1 | CP | 0.352 | 1
3RV20211EA10 | CIRCUIT-BREAKER SZ S0, FOR MOTOR PROTECTION, CLASS 10, A-REL. 2.8...4A, N-REL. 52A SCREW CONNECTION, STANDARD SW. CAPACITY | 46.76 | TEM | 1 | CP | 0.352 | 1
3RV20211EA20 | CIRCUIT-BREAKER SZ S0, FOR MOTOR PROTECTION, CLASS 10, A-REL. 2.8...4A, N-REL. 52A SPRING-L. CONNECTION, STANDARD SW. CAPACITY | 46.76 | TEM | 1 | CP | 0.403 | 1
3RV20211EA20 | CIRCUIT-BREAKER SZ S0, FOR MOTOR PROTECTION, CLASS 10, A-REL. 2.8...4A, N-REL. 52A SPRING-L. CONNECTION, STANDARD SW. CAPACITY | 46.76 | TEM | 1 | CP | 0.403 | 1
3RV20211GA10 | CIRCUIT-BREAKER SZ S0, FOR MOTOR PROTECTION, CLASS 10, A-REL. 4.5...6.3A, N-REL. 82A SCREW CONNECTION, STANDARD SW. CAPACITY | 46.76 | TEM | 1 | CP | 0.358 | 1
3RV20211GA10 | CIRCUIT-BREAKER SZ S0, FOR MOTOR PROTECTION, CLASS 10, A-REL. 4.5...6.3A, N-REL. 82A SCREW CONNECTION, STANDARD SW. CAPACITY | 46.76 | TEM | 1 | CP | 0.358 | 1
3RV20211HA10 | CIRCUIT-BREAKER SZ S0, FOR MOTOR PROTECTION, CLASS 10, A-REL. 5.5...8A, N-REL. 104A SCREW CONNECTION, STANDARD SW. CAPACITY | 52.43 | TEM | 1 | CP | 0.356 | 1
3RV20211HA10 | CIRCUIT-BREAKER SZ S0, FOR MOTOR PROTECTION, CLASS 10, A-REL. 5.5...8A, N-REL. 104A SCREW CONNECTION, STANDARD SW. CAPACITY | 52.43 | TEM | 1 | CP | 0.356 | 1
3RV20211JA10 | CIRCUIT-BREAKER SZ S0, FOR MOTOR PROTECTION, CLASS 10, A-REL. 7...10A, N-REL. 130A SCREW CONNECTION, STANDARD SW. CAPACITY | 53.71 | TEM | 1 | CP | 0.358 | 1
3RV20211JA10 | CIRCUIT-BREAKER SZ S0, FOR MOTOR PROTECTION, CLASS 10, A-REL. 7...10A, N-REL. 130A SCREW CONNECTION, STANDARD SW. CAPACITY | 53.71 | TEM | 1 | CP | 0.358 | 1
3RV20211JA15 | CIRCUIT-BREAKER SZ S0, FOR MOTOR PROTECTION, CLASS 10, A-REL. 7...10A, N-REL. 130A SCREW CONNECTION, STANDARD SW. CAPACITY W. TRANSVERSE AUX. SWITCH 1NO+1NC | 64.2 | TEM | 1 | CP | 0.373 | 1
3RV20211JA15 | CIRCUIT-BREAKER SZ S0, FOR MOTOR PROTECTION, CLASS 10, A-REL. 7...10A, N-REL. 130A SCREW CONNECTION, STANDARD SW. CAPACITY W. TRANSVERSE AUX. SWITCH 1NO+1NC | 64.2 | TEM | 1 | CP | 0.373 | 1
3RV20211JA20 | CIRCUIT-BREAKER SZ S0, FOR MOTOR PROTECTION, CLASS 10, A-REL. 7...10A, N-REL. 130A SPRING-L. CONNECTION, STANDARD SW. CAPACITY | 53.71 | TEM | 1 | CP | 0.41 | 1
3RV20211JA20 | CIRCUIT-BREAKER SZ S0, FOR MOTOR PROTECTION, CLASS 10, A-REL. 7...10A, N-REL. 130A SPRING-L. CONNECTION, STANDARD SW. CAPACITY | 53.71 | TEM | 1 | CP | 0.41 | 1
3RV20211KA10 | CIRCUIT-BREAKER SZ S0, FOR MOTOR PROTECTION, CLASS 10, A-REL. 9..12.5A, N-REL. 163A, SCREW CONNECTION, STANDARD SW. CAPACITY STANDARD SW. CAPACITY | 56.07 | TEM | 1 | CP | 0.356 | 1
3RV20211KA10 | CIRCUIT-BREAKER SZ S0, FOR MOTOR PROTECTION, CLASS 10, A-REL. 9..12.5A, N-REL. 163A, SCREW CONNECTION, STANDARD SW. CAPACITY STANDARD SW. CAPACITY | 56.07 | TEM | 1 | CP | 0.356 | 1
3RV20211KA15 | CIRCUIT-BREAKER SZ S0, FOR MOTOR PROTECTION, CLASS 10, A-REL. 9..12.5A, N-REL. 163A, SCREW CONNECTION, STANDARD SW. CAPACITY W. TRANSVERSE AUX. SWITCH 1NO+1NC | 65.59 | TEM | 1 | CP | 0.372 | 1
3RV20211KA15 | CIRCUIT-BREAKER SZ S0, FOR MOTOR PROTECTION, CLASS 10, A-REL. 9..12.5A, N-REL. 163A, SCREW CONNECTION, STANDARD SW. CAPACITY W. TRANSVERSE AUX. SWITCH 1NO+1NC | 65.59 | TEM | 1 | CP | 0.372 | 1
3RV20214AA10 | CIRCUIT-BREAKER SZ S0, FOR MOTOR PROTECTION, CLASS 10, A-RELEASE 10...16A, N-RELEASE 208A, SCREW CONNECTION, STANDARD SW. CAPACITY | 54.46 | TEM | 1 | CP | 0.361 | 1
3RV20214AA10 | CIRCUIT-BREAKER SZ S0, FOR MOTOR PROTECTION, CLASS 10, A-RELEASE 10...16A, N-RELEASE 208A, SCREW CONNECTION, STANDARD SW. CAPACITY | 54.46 | TEM | 1 | CP | 0.361 | 1
3RV20214AA15 | CIRCUIT-BREAKER SZ S0, FOR MOTOR PROTECTION, CLASS 10, A-RELEASE 10...16A, N-RELEASE 208A, SCREW CONNECTION, STANDARD SW. CAPACITY, W. TRANSVERSE AUX. SWITCH 1NO+1NC | 65.16 | TEM | 1 | CP | 0.377 | 1
3RV20214AA15 | CIRCUIT-BREAKER SZ S0, FOR MOTOR PROTECTION, CLASS 10, A-RELEASE 10...16A, N-RELEASE 208A, SCREW CONNECTION, STANDARD SW. CAPACITY, W. TRANSVERSE AUX. SWITCH 1NO+1NC | 65.16 | TEM | 1 | CP | 0.377 | 1
3RV20214BA10 | CIRCUIT-BREAKER SZ S0, FOR MOTOR PROTECTION, CLASS 10, A-RELEASE 13...20A, N-RELEASE 260A, SCREW CONNECTION, STANDARD SW. CAPACITY, | 57.57 | TEM | 1 | CP | 0.359 | 1
3RV20214BA10 | CIRCUIT-BREAKER SZ S0, FOR MOTOR PROTECTION, CLASS 10, A-RELEASE 13...20A, N-RELEASE 260A, SCREW CONNECTION, STANDARD SW. CAPACITY, | 57.57 | TEM | 1 | CP | 0.359 | 1
3RV20214BA10 | CIRCUIT-BREAKER SZ S0, FOR MOTOR PROTECTION, CLASS 10, A-RELEASE 13...20A, N-RELEASE 260A, SCREW CONNECTION, STANDARD SW. CAPACITY, | 57.57 | TEM | 1 | CP | 0.359 | 1
3RV20214BA15 | CIRCUIT-BREAKER SZ S0, FOR MOTOR PROTECTION, CLASS 10, A-RELEASE 13...20A, N-RELEASE 260A, SCREW CONNECTION, STANDARD SW. CAPACITY, W. TRANSVERSE AUX. SWITCH 1NO+1NC | 68.37 | TEM | 1 | CP | 0.373 | 1
3RV20214BA15 | CIRCUIT-BREAKER SZ S0, FOR MOTOR PROTECTION, CLASS 10, A-RELEASE 13...20A, N-RELEASE 260A, SCREW CONNECTION, STANDARD SW. CAPACITY, W. TRANSVERSE AUX. SWITCH 1NO+1NC | 68.37 | TEM | 1 | CP | 0.373 | 1
3RV20214BA25 | CIRCUIT-BREAKER SZ S0, FOR MOTOR PROTECTION, CLASS 10, A-RELEASE 13...20A, N-RELEASE 260A, SPRING-L. CONNECTION, STANDARD SW. CAPACITY, W. TRANSVERSE AUX. SWITCH 1NO+1NC | 68.37 | TEM | 1 | CP | 0.425 | 1
3RV20214BA25 | CIRCUIT-BREAKER SZ S0, FOR MOTOR PROTECTION, CLASS 10, A-RELEASE 13...20A, N-RELEASE 260A, SPRING-L. CONNECTION, STANDARD SW. CAPACITY, W. TRANSVERSE AUX. SWITCH 1NO+1NC | 68.37 | TEM | 1 | CP | 0.425 | 1
3RV20214CA10 | CIRCUIT-BREAKER SZ S0, FOR MOTOR PROTECTION, CLASS 10, A-RELEASE 16...22A, N-RELEASE 286A, SCREW CONNECTION, STANDARD SW. CAPACITY, | 61.31 | TEM | 1 | CP | 0.362 | 1
3RV20214CA10 | CIRCUIT-BREAKER SZ S0, FOR MOTOR PROTECTION, CLASS 10, A-RELEASE 16...22A, N-RELEASE 286A, SCREW CONNECTION, STANDARD SW. CAPACITY, | 61.31 | TEM | 1 | CP | 0.362 | 1
3RV20214CA15 | CIRCUIT-BREAKER SZ S0, FOR MOTOR PROTECTION, CLASS 10, A-RELEASE 16...22A, N-RELEASE 286A, SCREW CONNECTION, STANDARD SW. CAPACITY, W. TRANSVERSE AUX. SWITCH 1NO+1NC | 72.23 | TEM | 1 | CP | 0.376 | 1
3RV20214CA15 | CIRCUIT-BREAKER SZ S0, FOR MOTOR PROTECTION, CLASS 10, A-RELEASE 16...22A, N-RELEASE 286A, SCREW CONNECTION, STANDARD SW. CAPACITY, W. TRANSVERSE AUX. SWITCH 1NO+1NC | 72.23 | TEM | 1 | CP | 0.376 | 1
3RV20214CA40 | CIRCUIT-BREAKER SZ S0, FOR MOTOR PROTECTION, CLASS 10, A-RELEASE 16...22A, N-RELEASE 286A, RING CABLE LUG CONNECTION, STANDARD SW. CAPACITY, | 61.31 | TEM | 1 | CP | 0.349 | 1
3RV20214CA40 | CIRCUIT-BREAKER SZ S0, FOR MOTOR PROTECTION, CLASS 10, A-RELEASE 16...22A, N-RELEASE 286A, RING CABLE LUG CONNECTION, STANDARD SW. CAPACITY, | 61.31 | TEM | 1 | CP | 0.349 | 1
3RV20214DA10 | CIRCUIT-BREAKER SZ S0, FOR MOTOR PROTECTION, CLASS 10, A-RELEASE 18...25A, N-RELEASE 325A, SCREW CONNECTION, STANDARD SW. CAPACITY, | 70.09 | TEM | 1 | CP | 0.366 | 1
3RV20214DA10 | CIRCUIT-BREAKER SZ S0, FOR MOTOR PROTECTION, CLASS 10, A-RELEASE 18...25A, N-RELEASE 325A, SCREW CONNECTION, STANDARD SW. CAPACITY, | 70.09 | TEM | 1 | CP | 0.366 | 1
3RV20214DA10 | CIRCUIT-BREAKER SZ S0, FOR MOTOR PROTECTION, CLASS 10, A-RELEASE 18...25A, N-RELEASE 325A, SCREW CONNECTION, STANDARD SW. CAPACITY, | 70.09 | TEM | 1 | CP | 0.366 | 1
3RV20214DA15 | CIRCUIT-BREAKER SZ S0, FOR MOTOR PROTECTION, CLASS 10, A-RELEASE 18...25A, N-RELEASE 325A, SCREW CONNECTION, STANDARD SW. CAPACITY, W. TRANSVERSE AUX. SWITCH 1NO+1NC | 81.32 | TEM | 1 | CP | 0.383 | 1
3RV20214DA15 | CIRCUIT-BREAKER SZ S0, FOR MOTOR PROTECTION, CLASS 10, A-RELEASE 18...25A, N-RELEASE 325A, SCREW CONNECTION, STANDARD SW. CAPACITY, W. TRANSVERSE AUX. SWITCH 1NO+1NC | 81.32 | TEM | 1 | CP | 0.383 | 1
3RV20214DA20 | CIRCUIT-BREAKER SZ S0, FOR MOTOR PROTECTION, CLASS 10, A-RELEASE 18...25A, N-RELEASE 325A, SPRING-L. CONNECTION, STANDARD SW. CAPACITY, | 70.09 | TEM | 1 | CP | 0.422 | 1
3RV20214DA20 | CIRCUIT-BREAKER SZ S0, FOR MOTOR PROTECTION, CLASS 10, A-RELEASE 18...25A, N-RELEASE 325A, SPRING-L. CONNECTION, STANDARD SW. CAPACITY, | 70.09 | TEM | 1 | CP | 0.422 | 1
3RV20214DA25 | CIRCUIT-BREAKER SZ S0, FOR MOTOR PROTECTION, CLASS 10, A-RELEASE 18...25A, N-RELEASE 325A, SPRING-L. CONNECTION, STANDARD SW. CAPACITY, W. TRANSVERSE AUX. SWITCH 1NO+1NC | 81.32 | TEM | 1 | CP | 0.437 | 1
3RV20214DA25 | CIRCUIT-BREAKER SZ S0, FOR MOTOR PROTECTION, CLASS 10, A-RELEASE 18...25A, N-RELEASE 325A, SPRING-L. CONNECTION, STANDARD SW. CAPACITY, W. TRANSVERSE AUX. SWITCH 1NO+1NC | 81.32 | TEM | 1 | CP | 0.437 | 1
3RV20214EA10 | CIRCUIT-BREAKER SZ S0, FOR MOTOR PROTECTION, CLASS 10, A-RELEASE 27...32A, N-RELEASE 400A, SCREW CONNECTION, STANDARD SW. CAPACITY, | 89.88 | TEM | 1 | CP | 0.378 | 1
3RV20214EA10 | CIRCUIT-BREAKER SZ S0, FOR MOTOR PROTECTION, CLASS 10, A-RELEASE 27...32A, N-RELEASE 400A, SCREW CONNECTION, STANDARD SW. CAPACITY, | 89.88 | TEM | 1 | CP | 0.378 | 1
3RV20214EA10 | CIRCUIT-BREAKER SZ S0, FOR MOTOR PROTECTION, CLASS 10, A-RELEASE 27...32A, N-RELEASE 400A, SCREW CONNECTION, STANDARD SW. CAPACITY, | 89.88 | TEM | 1 | CP | 0.378 | 1
3RV20214EA15 | CIRCUIT-BREAKER SZ S0, FOR MOTOR PROTECTION, CLASS 10, A-RELEASE 27...32A, N-RELEASE 400A, SCREW CONNECTION, STANDARD SW. CAPACITY, W. TRANSVERSE AUX. SWITCH 1NO+1NC | 101.65 | TEM | 1 | CP | 0.392 | 1
3RV20214EA15 | CIRCUIT-BREAKER SZ S0, FOR MOTOR PROTECTION, CLASS 10, A-RELEASE 27...32A, N-RELEASE 400A, SCREW CONNECTION, STANDARD SW. CAPACITY, W. TRANSVERSE AUX. SWITCH 1NO+1NC | 101.65 | TEM | 1 | CP | 0.392 | 1
3RV20214FA10 | CIRCUIT-BREAKER SZ S0, FOR MOTOR PROTECTION, CLASS 10, A-RELEASE 34...40A, N-RELEASE 480A, SCREW TERMINAL, STANDARD SWITCHING CAPACITY, | 116.42 | TEM | 1 | CP | 0.384 | 1
3RV20214FA10 | CIRCUIT-BREAKER SZ S0, FOR MOTOR PROTECTION, CLASS 10, A-RELEASE 34...40A, N-RELEASE 480A, SCREW TERMINAL, STANDARD SWITCHING CAPACITY, | 116.42 | TEM | 1 | CP | 0.384 | 1
3RV20214NA10 | CIRCUIT-BREAKER SZ S0, FOR MOTOR PROTECTION, CLASS 10, A-RELEASE 23...28A, N-RELEASE 364A, SCREW CONNECTION, STANDARD SW. CAPACITY, | 89.88 | TEM | 1 | CP | 0.375 | 1
3RV20214NA10 | CIRCUIT-BREAKER SZ S0, FOR MOTOR PROTECTION, CLASS 10, A-RELEASE 23...28A, N-RELEASE 364A, SCREW CONNECTION, STANDARD SW. CAPACITY, | 89.88 | TEM | 1 | CP | 0.375 | 1
3RV20214NA15 | CIRCUIT-BREAKER SZ S0, FOR MOTOR PROTECTION, CLASS 10, A-RELEASE 23...28A, N-RELEASE 364A, SCREW CONNECTION, STANDARD SW. CAPACITY, W. TRANSVERSE AUX. SWITCH 1NO+1NC | 101.65 | TEM | 1 | CP | 0.391 | 1
3RV20214NA15 | CIRCUIT-BREAKER SZ S0, FOR MOTOR PROTECTION, CLASS 10, A-RELEASE 23...28A, N-RELEASE 364A, SCREW CONNECTION, STANDARD SW. CAPACITY, W. TRANSVERSE AUX. SWITCH 1NO+1NC | 101.65 | TEM | 1 | CP | 0.391 | 1
3RV20214NA25 | CIRCUIT-BREAKER SZ S0, FOR MOTOR PROTECTION, CLASS 10, A-RELEASE 23...28A, N-RELEASE 364A, SPRING-L. CONNECTION, STANDARD SW. CAPACITY, W. TRANSVERSE AUX. SWITCH 1NO+1NC | 101.65 | TEM | 1 | CP | 0.445 | 1
3RV20214NA25 | CIRCUIT-BREAKER SZ S0, FOR MOTOR PROTECTION, CLASS 10, A-RELEASE 23...28A, N-RELEASE 364A, SPRING-L. CONNECTION, STANDARD SW. CAPACITY, W. TRANSVERSE AUX. SWITCH 1NO+1NC | 101.65 | TEM | 1 | CP | 0.445 | 1
3RV20214PA10 | CIRCUIT-BREAKER SZ S0, FOR MOTOR PROTECTION, CLASS 10, A-RELEASE 30...36A, N-RELEASE 432A, SCREW CONNECTION, STANDARD SW. CAPACITY, | 107.54 | TEM | 1 | CP | 0.383 | 1
3RV20214PA10 | CIRCUIT-BREAKER SZ S0, FOR MOTOR PROTECTION, CLASS 10, A-RELEASE 30...36A, N-RELEASE 432A, SCREW CONNECTION, STANDARD SW. CAPACITY, | 107.54 | TEM | 1 | CP | 0.383 | 1
3RV20314DA10 | CIRCUIT BREAKER SIZE S2. FOR MOTOR PROTECTION, CLASS 10, A-RELEASE 18...25A, N-RELEASE 325A, SCREW TERMINAL, STANDARD BREAKING CAPACITY | 123.52 | TEM | 1 | CP | 1.054 | 1
3RV20314DA10 | CIRCUIT BREAKER SIZE S2. FOR MOTOR PROTECTION, CLASS 10, A-RELEASE 18...25A, N-RELEASE 325A, SCREW TERMINAL, STANDARD BREAKING CAPACITY | 123.52 | TEM | 1 | CP | 1.054 | 1
3RV20314EA10 | CIRCUIT BREAKER SIZE S2. FOR MOTOR PROTECTION, CLASS 10, A-REL. 22...32A, N-REL. 416A, SCREW TERMINAL, STANDARD BREAKING CAPACITY | 133.72 | TEM | 1 | CP | 1.058 | 1
3RV20314EA10 | CIRCUIT BREAKER SIZE S2. FOR MOTOR PROTECTION, CLASS 10, A-REL. 22...32A, N-REL. 416A, SCREW TERMINAL, STANDARD BREAKING CAPACITY | 133.72 | TEM | 1 | CP | 1.058 | 1
3RV20314PA10 | CIRCUIT BREAKER, SIZE S2, FOR MOTOR PROTECTION, CLASS 10, A-RELEASE 28...36A, N-RELEASE 520A, SCREW TERMINAL, STANDARD BREAKING CAPACITY | 143.93 | TEM | 1 | CP | 1.08 | 1
3RV20314PA10 | CIRCUIT BREAKER, SIZE S2, FOR MOTOR PROTECTION, CLASS 10, A-RELEASE 28...36A, N-RELEASE 520A, SCREW TERMINAL, STANDARD BREAKING CAPACITY | 143.93 | TEM | 1 | CP | 1.08 | 1
3RV20314UA10 | CIRCUIT BREAKER, SIZE S2, FOR MOTOR PROTECTION, CLASS 10, A-RELEASE 32...40A, N-RELEASE 585A, SCREW TERMINAL, STANDARD BREAKING CAPACITY | 155.74 | TEM | 1 | CP | 1.074 | 1
3RV20314UA10 | CIRCUIT BREAKER, SIZE S2, FOR MOTOR PROTECTION, CLASS 10, A-RELEASE 32...40A, N-RELEASE 585A, SCREW TERMINAL, STANDARD BREAKING CAPACITY | 155.74 | TEM | 1 | CP | 1.074 | 1
3RV20314VA10 | CIRCUIT BREAKER, SIZE S2, FOR MOTOR PROTECTION, CLASS 10, A-RELEASE 35...45A, N-RELEASE 650A, SCREW TERMINAL, STANDARD BREAKING CAPACITY | 171.5 | TEM | 1 | CP | 1.071 | 1
3RV20314VA10 | CIRCUIT BREAKER, SIZE S2, FOR MOTOR PROTECTION, CLASS 10, A-RELEASE 35...45A, N-RELEASE 650A, SCREW TERMINAL, STANDARD BREAKING CAPACITY | 171.5 | TEM | 1 | CP | 1.071 | 1
3RV20314VA15 | CIRCUIT BREAKER, SIZE S2, FOR MOTOR PROTECTION, CLASS 10, A-RELEASE 35...45A, N-RELEASE 650A, SCREW TERMINAL, STANDARD BREAKING CAPACITY W. TRANSV. AUX. SWITCH 1NO+1NC | 184.02 | TEM | 1 | CP | 1.068 | 1
3RV20314VA15 | CIRCUIT BREAKER, SIZE S2, FOR MOTOR PROTECTION, CLASS 10, A-RELEASE 35...45A, N-RELEASE 650A, SCREW TERMINAL, STANDARD BREAKING CAPACITY W. TRANSV. AUX. SWITCH 1NO+1NC | 184.02 | TEM | 1 | CP | 1.068 | 1
3RV20314VB10 | CIRCUIT BREAKER, SIZE S2, FOR MOTOR PROTECTION, CLASS 20, A-RELEASE 35...45A, N-RELEASE 650A, SCREW TERMINAL, STANDARD BREAKING CAPACITY | 202.91 | TEM | 1 | CP | 1.112 | 1
3RV20314VB10 | CIRCUIT BREAKER, SIZE S2, FOR MOTOR PROTECTION, CLASS 20, A-RELEASE 35...45A, N-RELEASE 650A, SCREW TERMINAL, STANDARD BREAKING CAPACITY | 202.91 | TEM | 1 | CP | 1.112 | 1
3RV20314WA10 | CIRCUIT BREAKER, SIZE S2, FOR MOTOR PROTECTION, CLASS 10, A-RELEASE 42...52A, N-RELEASE 741A, SCREW TERMINAL, STANDARD BREAKING CAPACITY | 174.63 | TEM | 1 | CP | 1.166 | 1
3RV20314WA10 | CIRCUIT BREAKER, SIZE S2, FOR MOTOR PROTECTION, CLASS 10, A-RELEASE 42...52A, N-RELEASE 741A, SCREW TERMINAL, STANDARD BREAKING CAPACITY | 174.63 | TEM | 1 | CP | 1.166 | 1
3RV20324DA10 | CIRCUIT BREAKER, SIZE S2, FOR MOTOR PROTECTION, CLASS 10, A-RELEASE 18...25A, N-RELEASE 325A, SCREW TERMINAL, INCREASED SWITCHING CAPACITY | 187.15 | TEM | 1 | CP | 1.114 | 1
3RV20324DA10 | CIRCUIT BREAKER, SIZE S2, FOR MOTOR PROTECTION, CLASS 10, A-RELEASE 18...25A, N-RELEASE 325A, SCREW TERMINAL, INCREASED SWITCHING CAPACITY | 187.15 | TEM | 1 | CP | 1.114 | 1
3RV20324EA10 | CIRCUIT BREAKER, SIZE S2, FOR MOTOR PROTECTION, CLASS 10, A-RELEASE 22...32A, N-RELEASE 416A, SCREW TERMINAL, INCREASED SWITCHING CAPACITY | 199.78 | TEM | 1 | CP | 1.114 | 1
3RV20324EA10 | CIRCUIT BREAKER, SIZE S2, FOR MOTOR PROTECTION, CLASS 10, A-RELEASE 22...32A, N-RELEASE 416A, SCREW TERMINAL, INCREASED SWITCHING CAPACITY | 199.78 | TEM | 1 | CP | 1.114 | 1
3RV20324WA10 | CIRCUIT BREAKER, SIZE S2, FOR MOTOR PROTECTION, CLASS 10, A-RELEASE 42...52A, N-RELEASE 741A, SCREW TERMINAL, INCREASED SWITCHING CAPACITY | 261.89 | TEM | 1 | CP | 1.167 | 1
3RV20324WA10 | CIRCUIT BREAKER, SIZE S2, FOR MOTOR PROTECTION, CLASS 10, A-RELEASE 42...52A, N-RELEASE 741A, SCREW TERMINAL, INCREASED SWITCHING CAPACITY | 261.89 | TEM | 1 | CP | 1.167 | 1
3RV21110AA10 | CIRCUIT-BREAKER SZ S00, FOR MOTOR PROTECTION, CLASS 10, W. OVERLOAD RELAY FUNCTION A-RELEASE 0.11...0.16A, N-RELEASE2.1A SCREW CONNECTION, STANDARD SW. CAPACITY | 73.19 | TEM | 1 | CP | 0.335 | 1
3RV21110AA10 | CIRCUIT-BREAKER SZ S00, FOR MOTOR PROTECTION, CLASS 10, W. OVERLOAD RELAY FUNCTION A-RELEASE 0.11...0.16A, N-RELEASE2.1A SCREW CONNECTION, STANDARD SW. CAPACITY | 73.19 | TEM | 1 | CP | 0.335 | 1
3RV21110BA10 | CIRCUIT-BREAKER SZ S00, FOR MOTOR PROTECTION, CLASS 10, W. OVERLOAD RELAY FUNCTION A-RELEASE 0.14...0.2A, N-RELEASE2.6A, SCREW CONNECTION, STANDARD SW. CAPACITY | 73.19 | TEM | 1 | CP | 0.337 | 1
3RV21110BA10 | CIRCUIT-BREAKER SZ S00, FOR MOTOR PROTECTION, CLASS 10, W. OVERLOAD RELAY FUNCTION A-RELEASE 0.14...0.2A, N-RELEASE2.6A, SCREW CONNECTION, STANDARD SW. CAPACITY | 73.19 | TEM | 1 | CP | 0.337 | 1
3RV21110CA10 | CIRCUIT-BREAKER SZ S00, FOR MOTOR PROTECTION, CLASS 10, W. OVERLOAD RELAY FUNCTION A-RELEASE 0.18...0.25A, N-RELEASE3.3A SCREW CONNECTION, STANDARD SW. CAPACITY | 73.19 | TEM | 1 | CP | 0.334 | 1
3RV21110CA10 | CIRCUIT-BREAKER SZ S00, FOR MOTOR PROTECTION, CLASS 10, W. OVERLOAD RELAY FUNCTION A-RELEASE 0.18...0.25A, N-RELEASE3.3A SCREW CONNECTION, STANDARD SW. CAPACITY | 73.19 | TEM | 1 | CP | 0.334 | 1
3RV21110DA10 | CIRCUIT-BREAKER SZ S00, FOR MOTOR PROTECTION, CLASS 10, W. OVERLOAD RELAY FUNCTION A-RELEASE 0.22...0.32A, N-RELEASE4.2A SCREW CONNECTION, STANDARD SW. CAPACITY | 73.19 | TEM | 1 | CP | 0.337 | 1
3RV21110DA10 | CIRCUIT-BREAKER SZ S00, FOR MOTOR PROTECTION, CLASS 10, W. OVERLOAD RELAY FUNCTION A-RELEASE 0.22...0.32A, N-RELEASE4.2A SCREW CONNECTION, STANDARD SW. CAPACITY | 73.19 | TEM | 1 | CP | 0.337 | 1
3RV21110EA10 | CIRCUIT-BREAKER SZ S00, FOR MOTOR PROTECTION, CLASS 10, W. OVERLOAD RELAY FUNCTION A-RELEASE 0.28...0.4A,N-RELEASE 5.2A SCREW CONNECTION, STANDARD SW. CAPACITY | 73.19 | TEM | 1 | CP | 0.339 | 1
3RV21110EA10 | CIRCUIT-BREAKER SZ S00, FOR MOTOR PROTECTION, CLASS 10, W. OVERLOAD RELAY FUNCTION A-RELEASE 0.28...0.4A,N-RELEASE 5.2A SCREW CONNECTION, STANDARD SW. CAPACITY | 73.19 | TEM | 1 | CP | 0.339 | 1
3RV21110FA10 | CIRCUIT-BREAKER SZ S00, FOR MOTOR PROTECTION, CLASS 10, W. OVERLOAD RELAY FUNCTION A-RELEASE0.35...0.5A, N-RELEASE6.5A SCREW CONNECTION, STANDARD SW. CAPACITY | 73.19 | TEM | 1 | CP | 0.341 | 1
3RV21110FA10 | CIRCUIT-BREAKER SZ S00, FOR MOTOR PROTECTION, CLASS 10, W. OVERLOAD RELAY FUNCTION A-RELEASE0.35...0.5A, N-RELEASE6.5A SCREW CONNECTION, STANDARD SW. CAPACITY | 73.19 | TEM | 1 | CP | 0.341 | 1
3RV21110GA10 | CIRCUIT-BREAKER SZ S00, FOR MOTOR PROTECTION, CLASS 10, W. OVERLOAD RELAY FUNCTION A-RELEASE 0.45...0.63A, N-RELEASE8.2A SCREW CONNECTION, STANDARD SW. CAPACITY | 73.19 | TEM | 1 | CP | 0.338 | 1
3RV21110GA10 | CIRCUIT-BREAKER SZ S00, FOR MOTOR PROTECTION, CLASS 10, W. OVERLOAD RELAY FUNCTION A-RELEASE 0.45...0.63A, N-RELEASE8.2A SCREW CONNECTION, STANDARD SW. CAPACITY | 73.19 | TEM | 1 | CP | 0.338 | 1
3RV21110HA10 | CIRCUIT-BREAKER SZ S00, FOR MOTOR PROTECTION, CLASS 10, W. OVERLOAD RELAY FUNCTION A-RELEASE 0.55...0.8A,N-RELEASE 10A SCREW CONNECTION, STANDARD SW. CAPACITY | 73.19 | TEM | 1 | CP | 0.338 | 1
3RV21110HA10 | CIRCUIT-BREAKER SZ S00, FOR MOTOR PROTECTION, CLASS 10, W. OVERLOAD RELAY FUNCTION A-RELEASE 0.55...0.8A,N-RELEASE 10A SCREW CONNECTION, STANDARD SW. CAPACITY | 73.19 | TEM | 1 | CP | 0.338 | 1
3RV21110JA10 | CIRCUIT-BREAKER SZ S00, FOR MOTOR PROTECTION, CLASS 10, W. OVERLOAD RELAY FUNCTION A-RELEASE 0.7...1A, N-RELEASE 13A, SCREW CONNECTION, STANDARD SW. CAPACITY | 74.04 | TEM | 1 | CP | 0.401 | 1
3RV21110JA10 | CIRCUIT-BREAKER SZ S00, FOR MOTOR PROTECTION, CLASS 10, W. OVERLOAD RELAY FUNCTION A-RELEASE 0.7...1A, N-RELEASE 13A, SCREW CONNECTION, STANDARD SW. CAPACITY | 74.04 | TEM | 1 | CP | 0.401 | 1
3RV21110KA10 | CIRCUIT-BREAKER SZ S00, FOR MOTOR PROTECTION, CLASS 10, W. OVERLOAD RELAY FUNCTION A-RELEASE 0.9...1.25A, N-RELEASE16A, SCREW CONNECTION, STANDARD SW. CAPACITY | 74.04 | TEM | 1 | CP | 0.404 | 1
3RV21110KA10 | CIRCUIT-BREAKER SZ S00, FOR MOTOR PROTECTION, CLASS 10, W. OVERLOAD RELAY FUNCTION A-RELEASE 0.9...1.25A, N-RELEASE16A, SCREW CONNECTION, STANDARD SW. CAPACITY | 74.04 | TEM | 1 | CP | 0.404 | 1
3RV21111AA10 | CIRCUIT-BREAKER SZ S00, FOR MOTOR PROTECTION, CLASS 10, W. OVERLOAD RELAY FUNCTION A-RELEASE 1.1...1.6A, N-RELEASE21A, SCREW CONNECTION, STANDARD SW. CAPACITY | 74.04 | TEM | 1 | CP | 0.407 | 1
3RV21111AA10 | CIRCUIT-BREAKER SZ S00, FOR MOTOR PROTECTION, CLASS 10, W. OVERLOAD RELAY FUNCTION A-RELEASE 1.1...1.6A, N-RELEASE21A, SCREW CONNECTION, STANDARD SW. CAPACITY | 74.04 | TEM | 1 | CP | 0.407 | 1
3RV21111BA10 | CIRCUIT-BREAKER SZ S00, FOR MOTOR PROTECTION, CLASS 10, W. OVERLOAD RELAY FUNCTION A-RELEASE 1.4...2 A, N-RELEASE 26A, SCREW CONNECTION, STANDARD SW. CAPACITY | 73.83 | TEM | 1 | CP | 0.407 | 1
3RV21111BA10 | CIRCUIT-BREAKER SZ S00, FOR MOTOR PROTECTION, CLASS 10, W. OVERLOAD RELAY FUNCTION A-RELEASE 1.4...2 A, N-RELEASE 26A, SCREW CONNECTION, STANDARD SW. CAPACITY | 73.83 | TEM | 1 | CP | 0.407 | 1
3RV21111CA10 | CIRCUIT-BREAKER SZ S00, FOR MOTOR PROTECTION, CLASS 10, W. OVERLOAD RELAY FUNCTION A-RELEASE1.8...2.5A, N-RELEASE33A, SCREW CONNECTION, STANDARD SW. CAPACITY | 73.83 | TEM | 1 | CP | 0.406 | 1
3RV21111CA10 | CIRCUIT-BREAKER SZ S00, FOR MOTOR PROTECTION, CLASS 10, W. OVERLOAD RELAY FUNCTION A-RELEASE1.8...2.5A, N-RELEASE33A, SCREW CONNECTION, STANDARD SW. CAPACITY | 73.83 | TEM | 1 | CP | 0.406 | 1
3RV21111DA10 | CIRCUIT-BREAKER SZ S00, FOR MOTOR PROTECTION, CLASS 10, W. OVERLOAD RELAY FUNCTION A-RELEASE 2.2...3.2A, N-RELEASE42A, SCREW CONNECTION, STANDARD SW. CAPACITY | 73.83 | TEM | 1 | CP | 0.407 | 1
3RV21111DA10 | CIRCUIT-BREAKER SZ S00, FOR MOTOR PROTECTION, CLASS 10, W. OVERLOAD RELAY FUNCTION A-RELEASE 2.2...3.2A, N-RELEASE42A, SCREW CONNECTION, STANDARD SW. CAPACITY | 73.83 | TEM | 1 | CP | 0.407 | 1
3RV21111EA10 | CIRCUIT-BREAKER SZ S00, FOR MOTOR PROTECTION, CLASS 10, W. OVERLOAD RELAY FUNCTION A-RELEASE 2.8A...4A, N-RELEASE 52A, SCREW CONNECTION, STANDARD SW. CAPACITY | 73.83 | TEM | 1 | CP | 0.406 | 1
3RV21111EA10 | CIRCUIT-BREAKER SZ S00, FOR MOTOR PROTECTION, CLASS 10, W. OVERLOAD RELAY FUNCTION A-RELEASE 2.8A...4A, N-RELEASE 52A, SCREW CONNECTION, STANDARD SW. CAPACITY | 73.83 | TEM | 1 | CP | 0.406 | 1
3RV21111FA10 | CIRCUIT-BREAKER SZ S00, FOR MOTOR PROTECTION, CLASS 10, W. OVERLOAD RELAY FUNCTION A-RELEASE 3.5...5A, N-RELEASE 65A, SCREW CONNECTION, STANDARD SW. CAPACITY | 73.83 | TEM | 1 | CP | 0.411 | 1
3RV21111FA10 | CIRCUIT-BREAKER SZ S00, FOR MOTOR PROTECTION, CLASS 10, W. OVERLOAD RELAY FUNCTION A-RELEASE 3.5...5A, N-RELEASE 65A, SCREW CONNECTION, STANDARD SW. CAPACITY | 73.83 | TEM | 1 | CP | 0.411 | 1
3RV21111GA10 | CIRCUIT-BREAKER SZ S00, FOR MOTOR PROTECTION, CLASS 10, W. OVERLOAD RELAY FUNCTION A-RELEASE4.5A...6.3A, N-RELEASE82A, SCREW CONNECTION, STANDARD SW. CAPACITY | 73.83 | TEM | 1 | CP | 0.411 | 1
3RV21111GA10 | CIRCUIT-BREAKER SZ S00, FOR MOTOR PROTECTION, CLASS 10, W. OVERLOAD RELAY FUNCTION A-RELEASE4.5A...6.3A, N-RELEASE82A, SCREW CONNECTION, STANDARD SW. CAPACITY | 73.83 | TEM | 1 | CP | 0.411 | 1
3RV21111HA10 | CIRCUIT-BREAKER SZ S00, FOR MOTOR PROTECTION, CLASS 10, W. OVERLOAD RELAY FUNCTION A-RELEASE 5.5...8A, N-RELEASE 104A, SCREW CONNECTION, STANDARD SW. CAPACITY | 81.64 | TEM | 1 | CP | 0.41 | 1
3RV21111HA10 | CIRCUIT-BREAKER SZ S00, FOR MOTOR PROTECTION, CLASS 10, W. OVERLOAD RELAY FUNCTION A-RELEASE 5.5...8A, N-RELEASE 104A, SCREW CONNECTION, STANDARD SW. CAPACITY | 81.64 | TEM | 1 | CP | 0.41 | 1
3RV21111JA10 | CIRCUIT-BREAKER SZ S00, FOR MOTOR PROTECTION, CLASS 10, W. OVERLOAD RELAY FUNCTION A-RELEASE 7...10A, N-RELEASE130A, SCREW CONNECTION, STANDARD SW. CAPACITY | 83.46 | TEM | 1 | CP | 0.412 | 1
3RV21111JA10 | CIRCUIT-BREAKER SZ S00, FOR MOTOR PROTECTION, CLASS 10, W. OVERLOAD RELAY FUNCTION A-RELEASE 7...10A, N-RELEASE130A, SCREW CONNECTION, STANDARD SW. CAPACITY | 83.46 | TEM | 1 | CP | 0.412 | 1
3RV21111KA10 | CIRCUIT-BREAKER SZ S00, FOR MOTOR PROTECTION, CLASS 10, W. OVERLOAD RELAY FUNCTION A-RELEASE 9...12.5A, N-RELEASE163A, SCREW CONNECTION, STANDARD SW. CAPACITY | 84.74 | TEM | 1 | CP | 0.409 | 1
3RV21111KA10 | CIRCUIT-BREAKER SZ S00, FOR MOTOR PROTECTION, CLASS 10, W. OVERLOAD RELAY FUNCTION A-RELEASE 9...12.5A, N-RELEASE163A, SCREW CONNECTION, STANDARD SW. CAPACITY | 84.74 | TEM | 1 | CP | 0.409 | 1
3RV21114AA10 | CIRCUIT-BREAKER SZ S00, FOR MOTOR PROTECTION, CLASS 10, W. OVERLOAD RELAY FUNCTION A-RELEASE 10...16A, N-RELEASE208A, SCREW CONNECTION, STANDARD SW. CAPACITY | 84.74 | TEM | 1 | CP | 0.414 | 1
3RV21114AA10 | CIRCUIT-BREAKER SZ S00, FOR MOTOR PROTECTION, CLASS 10, W. OVERLOAD RELAY FUNCTION A-RELEASE 10...16A, N-RELEASE208A, SCREW CONNECTION, STANDARD SW. CAPACITY | 84.74 | TEM | 1 | CP | 0.414 | 1
3RV21214BA10 | CIRCUIT-BREAKER SZ S0, FOR MOTOR PROTECTION, CLASS 10, W. OVERLOAD RELAY FUNCTION A-RELEASE 13...20A, N-RELEASE 260A, SCREW CONNECTION, STANDARD SW. CAPACITY | 88.38 | TEM | 1 | CP | 0.42 | 1
3RV21214BA10 | CIRCUIT-BREAKER SZ S0, FOR MOTOR PROTECTION, CLASS 10, W. OVERLOAD RELAY FUNCTION A-RELEASE 13...20A, N-RELEASE 260A, SCREW CONNECTION, STANDARD SW. CAPACITY | 88.38 | TEM | 1 | CP | 0.42 | 1
3RV21214DA10 | CIRCUIT-BREAKER SZ S0, FOR MOTOR PROTECTION, CLASS 10, W. OVERLOAD RELAY FUNCTION A-RELEASE18...25A, N-RELEASE 325 A, SCREW CONNECTION, STANDARD SW. CAPACITY | 103.15 | TEM | 1 | CP | 0.429 | 1
3RV21214DA10 | CIRCUIT-BREAKER SZ S0, FOR MOTOR PROTECTION, CLASS 10, W. OVERLOAD RELAY FUNCTION A-RELEASE18...25A, N-RELEASE 325 A, SCREW CONNECTION, STANDARD SW. CAPACITY | 103.15 | TEM | 1 | CP | 0.429 | 1
3RV21314VA10 | CIRCUIT BREAKER, SIZE S2, FOR MOTOR PROTECTION, CLASS 10, W. OVERLOAD RELAY FUNCTION A-RELEASE 35...45A, N-RELEASE 650A, STANDARD BREAKING CAPACITY | 171.5 | TEM | 1 | CP | 1.124 | 1
3RV21314VA10 | CIRCUIT BREAKER, SIZE S2, FOR MOTOR PROTECTION, CLASS 10, W. OVERLOAD RELAY FUNCTION A-RELEASE 35...45A, N-RELEASE 650A, STANDARD BREAKING CAPACITY | 171.5 | TEM | 1 | CP | 1.124 | 1
3RV23110JC10 | CIRCUIT-BREAKER SZ S00, FOR STARTER COMBINATION, RATED CURRENT 1A, N-RELEASE 13A, SCREW CONNECTION, STANDARD SW. CAPACITY | 40.34 | TEM | 1 | CP | 0.338 | 1
3RV23110JC10 | CIRCUIT-BREAKER SZ S00, FOR STARTER COMBINATION, RATED CURRENT 1A, N-RELEASE 13A, SCREW CONNECTION, STANDARD SW. CAPACITY | 40.34 | TEM | 1 | CP | 0.338 | 1
3RV23110KC10 | CIRCUIT-BREAKER SZ S00, FOR STARTER COMBINATION, RATED CURRENT 1.25A, N-RELEASE 16A, SCREW CONNECTION, STANDARD SW. CAPACITY | 40.34 | TEM | 1 | CP | 0.339 | 1
3RV23110KC10 | CIRCUIT-BREAKER SZ S00, FOR STARTER COMBINATION, RATED CURRENT 1.25A, N-RELEASE 16A, SCREW CONNECTION, STANDARD SW. CAPACITY | 40.34 | TEM | 1 | CP | 0.339 | 1
3RV23111AC10 | CIRCUIT-BREAKER SZ S00, FOR STARTER COMBINATION, RATED CURRENT 1.6A, N-RELEASE 21A, SCREW CONNECTION, STANDARD SW. CAPACITY | 40.34 | TEM | 1 | CP | 0.342 | 1
3RV23111AC10 | CIRCUIT-BREAKER SZ S00, FOR STARTER COMBINATION, RATED CURRENT 1.6A, N-RELEASE 21A, SCREW CONNECTION, STANDARD SW. CAPACITY | 40.34 | TEM | 1 | CP | 0.342 | 1
3RV23111BC10 | CIRCUIT-BREAKER SZ S00, FOR STARTER COMBINATION, RATED CURRENT 2 A, N-RELEASE 26A, SCREW CONNECTION, STANDARD SW. CAPACITY | 40.55 | TEM | 1 | CP | 0.342 | 1
3RV23111BC10 | CIRCUIT-BREAKER SZ S00, FOR STARTER COMBINATION, RATED CURRENT 2 A, N-RELEASE 26A, SCREW CONNECTION, STANDARD SW. CAPACITY | 40.55 | TEM | 1 | CP | 0.342 | 1
3RV23111DC10 | CIRCUIT-BREAKER SZ S00, FOR STARTER COMBINATION, RATED CURRENT 3.2A, N-RELEASE 42A, SCREW CONNECTION, STANDARD SW. CAPACITY | 40.55 | TEM | 1 | CP | 0.343 | 1
3RV23111DC10 | CIRCUIT-BREAKER SZ S00, FOR STARTER COMBINATION, RATED CURRENT 3.2A, N-RELEASE 42A, SCREW CONNECTION, STANDARD SW. CAPACITY | 40.55 | TEM | 1 | CP | 0.343 | 1
3RV23111EC10 | CIRCUIT-BREAKER SZ S00, FOR STARTER COMBINATION, RATED CURRENT 4A, N-RELEASE 52A, SCREW CONNECTION, STANDARD SW. CAPACITY | 40.55 | TEM | 1 | CP | 0.341 | 1
3RV23111EC10 | CIRCUIT-BREAKER SZ S00, FOR STARTER COMBINATION, RATED CURRENT 4A, N-RELEASE 52A, SCREW CONNECTION, STANDARD SW. CAPACITY | 40.55 | TEM | 1 | CP | 0.341 | 1
3RV23111GC10 | CIRCUIT-BREAKER SZ S00, FOR STARTER COMBINATION, RATED CURRENT 6.3A, N-RELEASE 82A, SCREW CONNECTION, STANDARD SW. CAPACITY | 40.55 | TEM | 1 | CP | 0.345 | 1
3RV23111GC10 | CIRCUIT-BREAKER SZ S00, FOR STARTER COMBINATION, RATED CURRENT 6.3A, N-RELEASE 82A, SCREW CONNECTION, STANDARD SW. CAPACITY | 40.55 | TEM | 1 | CP | 0.345 | 1
3RV23111HC10 | CIRCUIT-BREAKER SZ S00, FOR STARTER COMBINATION, RATED CURRENT 8A, N-RELEASE 104A, SCREW CONNECTION, STANDARD SW. CAPACITY | 40.55 | TEM | 1 | CP | 0.347 | 1
3RV23111HC10 | CIRCUIT-BREAKER SZ S00, FOR STARTER COMBINATION, RATED CURRENT 8A, N-RELEASE 104A, SCREW CONNECTION, STANDARD SW. CAPACITY | 40.55 | TEM | 1 | CP | 0.347 | 1
3RV23111HC10 | CIRCUIT-BREAKER SZ S00, FOR STARTER COMBINATION, RATED CURRENT 8A, N-RELEASE 104A, SCREW CONNECTION, STANDARD SW. CAPACITY | 40.55 | TEM | 1 | CP | 0.347 | 1
3RV23111JC10 | CIRCUIT-BREAKER SZ S00, FOR STARTER COMBINATION, RATED CURRENT 10A, N-RELEASE 130A, SCREW CONNECTION, STANDARD SW. CAPACITY | 42.48 | TEM | 1 | CP | 0.347 | 1
3RV23111JC10 | CIRCUIT-BREAKER SZ S00, FOR STARTER COMBINATION, RATED CURRENT 10A, N-RELEASE 130A, SCREW CONNECTION, STANDARD SW. CAPACITY | 42.48 | TEM | 1 | CP | 0.347 | 1
3RV23111KC10 | CIRCUIT-BREAKER SZ S00, FOR STARTER COMBINATION, RATED CURRENT 12.5A, N-RELEASE 163A, SCREW CONNECTION, STANDARD SW. CAPACITY | 42.48 | TEM | 1 | CP | 0.344 | 1
3RV23111KC10 | CIRCUIT-BREAKER SZ S00, FOR STARTER COMBINATION, RATED CURRENT 12.5A, N-RELEASE 163A, SCREW CONNECTION, STANDARD SW. CAPACITY | 42.48 | TEM | 1 | CP | 0.344 | 1
3RV23114AC10 | CIRCUIT-BREAKER SZ S00, FOR STARTER COMBINATION, RATED CURRENT 16A, N-RELEASE 208A, SCREW CONNECTION, STANDARD SW. CAPACITY | 42.48 | TEM | 1 | CP | 0.351 | 1
3RV23114AC10 | CIRCUIT-BREAKER SZ S00, FOR STARTER COMBINATION, RATED CURRENT 16A, N-RELEASE 208A, SCREW CONNECTION, STANDARD SW. CAPACITY | 42.48 | TEM | 1 | CP | 0.351 | 1
3RV23114AC20 | CIRCUIT-BREAKER SZ S00, FOR STARTER COMBINATION, RATED CURRENT 16A, N-RELEASE 208A, SPRING-L. CONNECTION, STANDARD SW. CAPACITY | 42.48 | TEM | 1 | CP | 0.375 | 1
3RV23114AC20 | CIRCUIT-BREAKER SZ S00, FOR STARTER COMBINATION, RATED CURRENT 16A, N-RELEASE 208A, SPRING-L. CONNECTION, STANDARD SW. CAPACITY | 42.48 | TEM | 1 | CP | 0.375 | 1
3RV23211GC10 | CIRCUIT-BREAKER SZ S0, FOR STARTER COMBINATION, RATED CURRENT 6.3A, N-REL. 82A SCREW CONNECTION, STANDARD SW. CAPACITY | 44.83 | TEM | 1 | CP | 0.352 | 1
3RV23211GC10 | CIRCUIT-BREAKER SZ S0, FOR STARTER COMBINATION, RATED CURRENT 6.3A, N-REL. 82A SCREW CONNECTION, STANDARD SW. CAPACITY | 44.83 | TEM | 1 | CP | 0.352 | 1
3RV23214AC10 | CIRCUIT-BREAKER SZ S0, FOR STARTER COMBINATION, RATED CURRENT 16A, N-RELEASE 208A, SCREW CONNECTION, STANDARD SW. CAPACITY | 42.48 | TEM | 1 | CP | 0.357 | 1
3RV23214AC10 | CIRCUIT-BREAKER SZ S0, FOR STARTER COMBINATION, RATED CURRENT 16A, N-RELEASE 208A, SCREW CONNECTION, STANDARD SW. CAPACITY | 42.48 | TEM | 1 | CP | 0.357 | 1
3RV23214AC20 | CIRCUIT-BREAKER SZ S0, FOR STARTER COMBINATION, RATED CURRENT 16A, N-RELEASE 208A, SPRING-L. CONNECTION, STANDARD SW. CAPACITY | 42.48 | TEM | 1 | CP | 0.412 | 1
3RV23214AC20 | CIRCUIT-BREAKER SZ S0, FOR STARTER COMBINATION, RATED CURRENT 16A, N-RELEASE 208A, SPRING-L. CONNECTION, STANDARD SW. CAPACITY | 42.48 | TEM | 1 | CP | 0.412 | 1
3RV23214BC10 | CIRCUIT-BREAKER SZ S0, FOR STARTER COMBINATION, RATED CURRENT 20A, N-RELEASE 260A, SCREW CONNECTION, STANDARD SW. CAPACITY | 44.41 | TEM | 1 | CP | 0.356 | 1
3RV23214BC10 | CIRCUIT-BREAKER SZ S0, FOR STARTER COMBINATION, RATED CURRENT 20A, N-RELEASE 260A, SCREW CONNECTION, STANDARD SW. CAPACITY | 44.41 | TEM | 1 | CP | 0.356 | 1
3RV23214BC20 | CIRCUIT-BREAKER SZ S0, FOR STARTER COMBINATION, RATED CURRENT 20A, N-RELEASE 260A, SPRING-L. CONNECTION, STANDARD SW. CAPACITY | 43.76 | TEM | 1 | CP | 0.409 | 1
3RV23214BC20 | CIRCUIT-BREAKER SZ S0, FOR STARTER COMBINATION, RATED CURRENT 20A, N-RELEASE 260A, SPRING-L. CONNECTION, STANDARD SW. CAPACITY | 43.76 | TEM | 1 | CP | 0.409 | 1
3RV23214CC10 | CIRCUIT-BREAKER SZ S0, FOR STARTER COMBINATION, RATED CURRENT 22A, N-RELEASE 286A, SCREW CONNECTION, STANDARD SW. CAPACITY | 46.97 | TEM | 1 | CP | 0.357 | 1
3RV23214CC10 | CIRCUIT-BREAKER SZ S0, FOR STARTER COMBINATION, RATED CURRENT 22A, N-RELEASE 286A, SCREW CONNECTION, STANDARD SW. CAPACITY | 46.97 | TEM | 1 | CP | 0.357 | 1
3RV23214CC20 | CIRCUIT-BREAKER SZ S0, FOR STARTER COMBINATION, RATED CURRENT 22A, N-RELEASE 286A, SPRING-L. CONNECTION, STANDARD SW. CAPACITY | 46.97 | TEM | 1 | CP | 0.41 | 1
3RV23214CC20 | CIRCUIT-BREAKER SZ S0, FOR STARTER COMBINATION, RATED CURRENT 22A, N-RELEASE 286A, SPRING-L. CONNECTION, STANDARD SW. CAPACITY | 46.97 | TEM | 1 | CP | 0.41 | 1
3RV23214DC10 | CIRCUIT-BREAKER SZ S0, FOR STARTER COMBINATION, RATED CURRENT 25A, N-RELEASE 325A, SCREW CONNECTION, STANDARD SW. CAPACITY | 53.93 | TEM | 1 | CP | 0.365 | 1
3RV23214DC10 | CIRCUIT-BREAKER SZ S0, FOR STARTER COMBINATION, RATED CURRENT 25A, N-RELEASE 325A, SCREW CONNECTION, STANDARD SW. CAPACITY | 53.93 | TEM | 1 | CP | 0.365 | 1
3RV23214EC10 | CIRCUIT-BREAKER SZ S0, FOR STARTER COMBINATION, RATED CURRENT 32A, N-RELEASE 400A, SCREW CONNECTION, STANDARD SW. CAPACITY | 68.69 | TEM | 1 | CP | 0.371 | 1
3RV23214EC10 | CIRCUIT-BREAKER SZ S0, FOR STARTER COMBINATION, RATED CURRENT 32A, N-RELEASE 400A, SCREW CONNECTION, STANDARD SW. CAPACITY | 68.69 | TEM | 1 | CP | 0.371 | 1
3RV23214EC20 | CIRCUIT-BREAKER SZ S0, FOR STARTER COMBINATION, RATED CURRENT 32A, N-RELEASE 400A, SPRING-L. CONNECTION, STANDARD SW. CAPACITY | 68.69 | TEM | 1 | CP | 0.41 | 1
3RV23214EC20 | CIRCUIT-BREAKER SZ S0, FOR STARTER COMBINATION, RATED CURRENT 32A, N-RELEASE 400A, SPRING-L. CONNECTION, STANDARD SW. CAPACITY | 68.69 | TEM | 1 | CP | 0.41 | 1
3RV23214FC10 | CIRCUIT-BREAKER SZ S0, FOR STARTER COMBINATION, RATED CURRENT 40A, N-RELEASE 480A, SCREW CONNECTION, STANDARD SW. CAPACITY | 100.37 | TEM | 1 | CP | 0.37 | 1
3RV23214FC10 | CIRCUIT-BREAKER SZ S0, FOR STARTER COMBINATION, RATED CURRENT 40A, N-RELEASE 480A, SCREW CONNECTION, STANDARD SW. CAPACITY | 100.37 | TEM | 1 | CP | 0.37 | 1
3RV23214NC10 | CIRCUIT-BREAKER SZ S0, FOR STARTER COMBINATION, RATED CURRENT 28A, N-RELEASE 364A, SCREW CONNECTION, STANDARD SW. CAPACITY | 68.69 | TEM | 1 | CP | 0.374 | 1
3RV23214NC10 | CIRCUIT-BREAKER SZ S0, FOR STARTER COMBINATION, RATED CURRENT 28A, N-RELEASE 364A, SCREW CONNECTION, STANDARD SW. CAPACITY | 68.69 | TEM | 1 | CP | 0.374 | 1
3RV23314WC10 | CIRCUIT BREAKER, SIZE S2, FOR STARTER COMBINATION, RATED CURRENT 52A, N-RELEASE 741A, SCREW TERMINAL, STANDARD BREAKING CAPACITY | 131.81 | TEM | 1 | CP | 1.152 | 1
3RV23314WC10 | CIRCUIT BREAKER, SIZE S2, FOR STARTER COMBINATION, RATED CURRENT 52A, N-RELEASE 741A, SCREW TERMINAL, STANDARD BREAKING CAPACITY | 131.81 | TEM | 1 | CP | 1.152 | 1
3RV24110AA10 | CIRCUIT-BREAKER SZ S00, FOR TRANSFORMER PROT. A-RELEASE 0.11...0.16A, N-RELEASE3.3A SCREW CONNECTION, STANDARD SW. CAPACITY | 51.04 | TEM | 1 | CP | 0.275 | 1
3RV24110AA10 | CIRCUIT-BREAKER SZ S00, FOR TRANSFORMER PROT. A-RELEASE 0.11...0.16A, N-RELEASE3.3A SCREW CONNECTION, STANDARD SW. CAPACITY | 51.04 | TEM | 1 | CP | 0.275 | 1
3RV24110CA10 | CIRCUIT-BREAKER SZ S00, FOR TRANSFORMER PROT. A-RELEASE 0.18...0.25A, N-RELEASE5.2A SCREW CONNECTION, STANDARD SW. CAPACITY | 51.04 | TEM | 1 | CP | 0.275 | 1
3RV24110CA10 | CIRCUIT-BREAKER SZ S00, FOR TRANSFORMER PROT. A-RELEASE 0.18...0.25A, N-RELEASE5.2A SCREW CONNECTION, STANDARD SW. CAPACITY | 51.04 | TEM | 1 | CP | 0.275 | 1
3RV24110FA10 | CIRCUIT-BREAKER SZ S00, FOR TRANSFORMER PROT. A-RELEASE 0.35...0.5A, N-RELEASE10A, SCREW CONNECTION, STANDARD SW. CAPACITY | 51.04 | TEM | 1 | CP | 0.273 | 1
3RV24110FA10 | CIRCUIT-BREAKER SZ S00, FOR TRANSFORMER PROT. A-RELEASE 0.35...0.5A, N-RELEASE10A, SCREW CONNECTION, STANDARD SW. CAPACITY | 51.04 | TEM | 1 | CP | 0.273 | 1
3RV24110HA10 | CIRCUIT-BREAKER SZ S00, FOR TRANSFORMER PROT. A-RELEASE 0.55...0.8A, N-RELEASE16A SCREW CONNECTION, STANDARD SW. CAPACITY | 51.04 | TEM | 1 | CP | 0.341 | 1
3RV24110HA10 | CIRCUIT-BREAKER SZ S00, FOR TRANSFORMER PROT. A-RELEASE 0.55...0.8A, N-RELEASE16A SCREW CONNECTION, STANDARD SW. CAPACITY | 51.04 | TEM | 1 | CP | 0.341 | 1
3RV24110JA10 | CIRCUIT-BREAKER SZ S00, FOR TRANSFORMER PROT. A-RELEASE 0.7...1 A, N-RELEASE 21A, SCREW CONNECTION, STANDARD SW. CAPACITY | 52.54 | TEM | 1 | CP | 0.339 | 1
3RV24110JA10 | CIRCUIT-BREAKER SZ S00, FOR TRANSFORMER PROT. A-RELEASE 0.7...1 A, N-RELEASE 21A, SCREW CONNECTION, STANDARD SW. CAPACITY | 52.54 | TEM | 1 | CP | 0.339 | 1
3RV24110KA10 | CIRCUIT-BREAKER SZ S00, FOR TRANSFORMER PROT. A-RELEASE 0.9...1.25A, N-RELEASE 26A SCREW CONNECTION, STANDARD SW. CAPACITY | 52.54 | TEM | 1 | CP | 0.345 | 1
3RV24110KA10 | CIRCUIT-BREAKER SZ S00, FOR TRANSFORMER PROT. A-RELEASE 0.9...1.25A, N-RELEASE 26A SCREW CONNECTION, STANDARD SW. CAPACITY | 52.54 | TEM | 1 | CP | 0.345 | 1
3RV24111AA10 | CIRCUIT-BREAKER SZ S00, FOR TRANSFORMER PROT. A-RELEASE1.1...1.6 A, N-RELEASE 33A SCREW CONNECTION, STANDARD SW. CAPACITY | 52.54 | TEM | 1 | CP | 0.345 | 1
3RV24111AA10 | CIRCUIT-BREAKER SZ S00, FOR TRANSFORMER PROT. A-RELEASE1.1...1.6 A, N-RELEASE 33A SCREW CONNECTION, STANDARD SW. CAPACITY | 52.54 | TEM | 1 | CP | 0.345 | 1
3RV24111BA10 | CIRCUIT-BREAKER SZ S00, FOR TRANSFORMER PROT. A-RELEASE 1.4...2A, N-RELEASE 42A, SCREW CONNECTION, STANDARD SW. CAPACITY | 52.54 | TEM | 1 | CP | 0.343 | 1
3RV24111BA10 | CIRCUIT-BREAKER SZ S00, FOR TRANSFORMER PROT. A-RELEASE 1.4...2A, N-RELEASE 42A, SCREW CONNECTION, STANDARD SW. CAPACITY | 52.54 | TEM | 1 | CP | 0.343 | 1
3RV24111CA10 | CIRCUIT-BREAKER SZ S00, FOR TRANSFORMER PROT. A-RELEASE 1.8...2.5A, N-RELEASE 52A SCREW CONNECTION, STANDARD SW. CAPACITY | 52.54 | TEM | 1 | CP | 0.345 | 1
3RV24111CA10 | CIRCUIT-BREAKER SZ S00, FOR TRANSFORMER PROT. A-RELEASE 1.8...2.5A, N-RELEASE 52A SCREW CONNECTION, STANDARD SW. CAPACITY | 52.54 | TEM | 1 | CP | 0.345 | 1
3RV24111DA10 | CIRCUIT-BREAKER SZ S00, FOR TRANSFORMER PROT. A-RELEASE 2.2...3.2A, N-RELEASE 65A SCREW CONNECTION, STANDARD SW. CAPACITY | 52.54 | TEM | 1 | CP | 0.349 | 1
3RV24111DA10 | CIRCUIT-BREAKER SZ S00, FOR TRANSFORMER PROT. A-RELEASE 2.2...3.2A, N-RELEASE 65A SCREW CONNECTION, STANDARD SW. CAPACITY | 52.54 | TEM | 1 | CP | 0.349 | 1
3RV24111DA10 | CIRCUIT-BREAKER SZ S00, FOR TRANSFORMER PROT. A-RELEASE 2.2...3.2A, N-RELEASE 65A SCREW CONNECTION, STANDARD SW. CAPACITY | 52.54 | TEM | 1 | CP | 0.349 | 1
3RV24111EA10 | CIRCUIT-BREAKER SZ S00, FOR TRANSFORMER PROT. A-RELEASE 2.8...4A, N-RELEASE 82A, SCREW CONNECTION, STANDARD SW. CAPACITY | 52.54 | TEM | 1 | CP | 0.344 | 1
3RV24111EA10 | CIRCUIT-BREAKER SZ S00, FOR TRANSFORMER PROT. A-RELEASE 2.8...4A, N-RELEASE 82A, SCREW CONNECTION, STANDARD SW. CAPACITY | 52.54 | TEM | 1 | CP | 0.344 | 1
3RV24111FA10 | CIRCUIT-BREAKER SZ S00, FOR TRANSFORMER PROT. A-RELEASE 3.5...5A, N-RELEASE 104A, SCREW CONNECTION, STANDARD SW. CAPACITY | 52.54 | TEM | 1 | CP | 0.347 | 1
3RV24111FA10 | CIRCUIT-BREAKER SZ S00, FOR TRANSFORMER PROT. A-RELEASE 3.5...5A, N-RELEASE 104A, SCREW CONNECTION, STANDARD SW. CAPACITY | 52.54 | TEM | 1 | CP | 0.347 | 1
3RV24111FA10 | CIRCUIT-BREAKER SZ S00, FOR TRANSFORMER PROT. A-RELEASE 3.5...5A, N-RELEASE 104A, SCREW CONNECTION, STANDARD SW. CAPACITY | 52.54 | TEM | 1 | CP | 0.347 | 1
3RV24111GA10 | CIRCUIT-BREAKER SZ S00, FOR TRANSFORMER PROT. A-RELEASE4.5...6.3A, N-RELEASE130A, SCREW CONNECTION, STANDARD SW. CAPACITY | 52.54 | TEM | 1 | CP | 0.351 | 1
3RV24111GA10 | CIRCUIT-BREAKER SZ S00, FOR TRANSFORMER PROT. A-RELEASE4.5...6.3A, N-RELEASE130A, SCREW CONNECTION, STANDARD SW. CAPACITY | 52.54 | TEM | 1 | CP | 0.351 | 1
3RV24111HA10 | CIRCUIT-BREAKER SZ S00, FOR TRANSFORMER PROT. A-RELEASE 5.5...8A, N-RELEASE 163A, SCREW CONNECTION, STANDARD SW. CAPACITY | 55.75 | TEM | 1 | CP | 0.351 | 1
3RV24111HA10 | CIRCUIT-BREAKER SZ S00, FOR TRANSFORMER PROT. A-RELEASE 5.5...8A, N-RELEASE 163A, SCREW CONNECTION, STANDARD SW. CAPACITY | 55.75 | TEM | 1 | CP | 0.351 | 1
3RV24111JA10 | CIRCUIT-BREAKER SZ S00, FOR TRANSFORMER PROT. A-RELEASE 7...10A, N-RELEASE 208A, SCREW CONNECTION, STANDARD SW. CAPACITY | 58.1 | TEM | 1 | CP | 0.357 | 1
3RV24111JA10 | CIRCUIT-BREAKER SZ S00, FOR TRANSFORMER PROT. A-RELEASE 7...10A, N-RELEASE 208A, SCREW CONNECTION, STANDARD SW. CAPACITY | 58.1 | TEM | 1 | CP | 0.357 | 1
3RV24114AA10 | CIRCUIT-BREAKER SZ S00, FOR TRANSFORMER PROT. A-RELEASE 10...16A, N-RELEASE 286A, SCREW CONNECTION, STANDARD SW. CAPACITY | 58.96 | TEM | 1 | CP | 0.358 | 1
3RV24114AA10 | CIRCUIT-BREAKER SZ S00, FOR TRANSFORMER PROT. A-RELEASE 10...16A, N-RELEASE 286A, SCREW CONNECTION, STANDARD SW. CAPACITY | 58.96 | TEM | 1 | CP | 0.358 | 1
3RV24214AA10 | CIRCUIT-BREAKER SZ S0, FOR TRANSFORMER PROT. A-RELEASE 10...16A, N-RELEASE 286A, SCREW CONNECTION, STANDARD SW. CAPACITY | 58.96 | TEM | 1 | CP | 0.362 | 1
3RV24214AA10 | CIRCUIT-BREAKER SZ S0, FOR TRANSFORMER PROT. A-RELEASE 10...16A, N-RELEASE 286A, SCREW CONNECTION, STANDARD SW. CAPACITY | 58.96 | TEM | 1 | CP | 0.362 | 1
3RV24214BA10 | CIRCUIT-BREAKER SZ S0, FOR TRANSFORMER PROT. A-RELEASE 13...20A, N-RELEASE 325A, SCREW CONNECTION, STANDARD SW. CAPACITY | 61.85 | TEM | 1 | CP | 0.357 | 1
3RV24214BA10 | CIRCUIT-BREAKER SZ S0, FOR TRANSFORMER PROT. A-RELEASE 13...20A, N-RELEASE 325A, SCREW CONNECTION, STANDARD SW. CAPACITY | 61.85 | TEM | 1 | CP | 0.357 | 1
3RV24214CA10 | CIRCUIT-BREAKER SZ S0, FOR TRANSFORMER PROT. A-RELEASE 16...22A, N-RELEASE 364A, SCREW CONNECTION, STANDARD SW. CAPACITY | 65.81 | TEM | 1 | CP | 0.373 | 1
3RV24214CA10 | CIRCUIT-BREAKER SZ S0, FOR TRANSFORMER PROT. A-RELEASE 16...22A, N-RELEASE 364A, SCREW CONNECTION, STANDARD SW. CAPACITY | 65.81 | TEM | 1 | CP | 0.373 | 1
3RV24314UA10 | CIRCUIT BREAKER, SIZE S2, FOR TRANSFORMER PROTECTION, A-RELEASE 32...40A, N-RELEASE 820A, SCREW TERMINAL, STANDARD BREAKING CAPACITY | 139.28 | TEM | 1 | CP | 1.052 | 1
3RV24314UA10 | CIRCUIT BREAKER, SIZE S2, FOR TRANSFORMER PROTECTION, A-RELEASE 32...40A, N-RELEASE 820A, SCREW TERMINAL, STANDARD BREAKING CAPACITY | 139.28 | TEM | 1 | CP | 1.052 | 1
3RV27111KD10 | CIRCUIT-BREAKER SZ S00, FOR PLANT PROTECTION, WITH APPROBATION CIRCUIT-BREAKER UL 489. CSA C22.2 NO.5-02. A-RELEASE 12.5 A, N-RELEASE 163 A, SCREW CONNECTION, STANDARD SW. CAPACITY | 121.23 | TEM | 1 | CP | 0.509 | 1
3RV27111KD10 | CIRCUIT-BREAKER SZ S00, FOR PLANT PROTECTION, WITH APPROBATION CIRCUIT-BREAKER UL 489. CSA C22.2 NO.5-02. A-RELEASE 12.5 A, N-RELEASE 163 A, SCREW CONNECTION, STANDARD SW. CAPACITY | 121.23 | TEM | 1 | CP | 0.509 | 1
3RV29010H | COVER CAP FOR TRANSVERSE AUXILIARY SWITCH, FOR CIRCUIT BREAKERS 3RV2 | 3.89 | TEM | 1 | CP | 0.006 | 10
3RV29010H | COVER CAP FOR TRANSVERSE AUXILIARY SWITCH, FOR CIRCUIT BREAKERS 3RV2 | 3.89 | TEM | 1 | CP | 0.006 | 10
3RV29011A | LATERAL AUXILIARY SWITCH 1NO+1NC, SCREW CONNECTION, FOR CIRCUIT-BREAKERS 3RV2 | 8.4 | TEM | 1 | CP | 0.046 | 1
3RV29011A | LATERAL AUXILIARY SWITCH 1NO+1NC, SCREW CONNECTION, FOR CIRCUIT-BREAKERS 3RV2 | 8.4 | TEM | 1 | CP | 0.046 | 1
3RV29011B | LATERAL AUXILIARY SWITCH 2NO, SCREW CONNECTION, FOR CIRCUIT-BREAKERS 3RV2 | 8.4 | TEM | 1 | CP | 0.047 | 1
3RV29011B | LATERAL AUXILIARY SWITCH 2NO, SCREW CONNECTION, FOR CIRCUIT-BREAKERS 3RV2 | 8.4 | TEM | 1 | CP | 0.047 | 1
3RV29011C | LATERAL AUXILIARY SWITCH 2NC, SCREW CONNECTION, FOR CIRCUIT-BREAKERS 3RV2 | 8.4 | TEM | 1 | CP | 0.046 | 1
3RV29011C | LATERAL AUXILIARY SWITCH 2NC, SCREW CONNECTION, FOR CIRCUIT-BREAKERS 3RV2 | 8.4 | TEM | 1 | CP | 0.046 | 1
3RV29011D | TRANSVERSE AUX. SWITCH, 1CO, SCREW CONNECTION, FOR CIRCUIT-BREAKERS 3RV2 | 6.2 | TEM | 1 | CP | 0.016 | 1
3RV29011D | TRANSVERSE AUX. SWITCH, 1CO, SCREW CONNECTION, FOR CIRCUIT-BREAKERS 3RV2 | 6.2 | TEM | 1 | CP | 0.016 | 1
3RV29011E | TRANSVERSE AUX. SWITCH, 1NO+1NC, SCREW CONNECTION, FOR CIRCUIT-BREAKERS 3RV2 | 7.46 | TEM | 1 | CP | 0.018 | 1
3RV29011E | TRANSVERSE AUX. SWITCH, 1NO+1NC, SCREW CONNECTION, FOR CIRCUIT-BREAKERS 3RV2 | 7.46 | TEM | 1 | CP | 0.018 | 1
3RV29011E | TRANSVERSE AUX. SWITCH, 1NO+1NC, SCREW CONNECTION, FOR CIRCUIT-BREAKERS 3RV2 | 7.46 | TEM | 1 | CP | 0.018 | 1
3RV29011F | TRANSVERSE AUX. SWITCH, 2 S, SCREW CONNECTION, FOR CIRCUIT-BREAKERS 3RV2 | 7.46 | TEM | 1 | CP | 0.018 | 1
3RV29011F | TRANSVERSE AUX. SWITCH, 2 S, SCREW CONNECTION, FOR CIRCUIT-BREAKERS 3RV2 | 7.46 | TEM | 1 | CP | 0.018 | 1
3RV29011J | LATERAL AUXILIARY SWITCH 2NO+2NC, SCREW CONNECTION, FOR CIRCUIT-BREAKERS 3RV2 | 19.11 | TEM | 1 | CP | 0.086 | 1
3RV29011J | LATERAL AUXILIARY SWITCH 2NO+2NC, SCREW CONNECTION, FOR CIRCUIT-BREAKERS 3RV2 | 19.11 | TEM | 1 | CP | 0.086 | 1
3RV29021AB0 | UNDERVOLTAGE RELEASE, AC 24V, 50HZ, W. SCREW CONNECTION; FOR CIRCUIT-BREAKERS 3RV2 | 23.42 | TEM | 1 | CP | 0.139 | 1
3RV29021AB0 | UNDERVOLTAGE RELEASE, AC 24V, 50HZ, W. SCREW CONNECTION; FOR CIRCUIT-BREAKERS 3RV2 | 23.42 | TEM | 1 | CP | 0.139 | 1
3RV29021AF0 | UNDERVOLTAGE RELEASE, AC 110V/50HZ, AC 120V/60HZ, W. SCREW CONNECTION; FOR CIRCUIT-BREAKERS 3RV2 | 23.42 | TEM | 1 | CP | 0.138 | 1
3RV29021AF0 | UNDERVOLTAGE RELEASE, AC 110V/50HZ, AC 120V/60HZ, W. SCREW CONNECTION; FOR CIRCUIT-BREAKERS 3RV2 | 23.42 | TEM | 1 | CP | 0.138 | 1
3RV29021AP0 | UNDERVOLTAGE RELEASE, AC 230V/50HZ, AC 240V/60HZ, W. SCREW CONNECTION; FOR CIRCUIT-BREAKERS 3RV2 | 23.42 | TEM | 1 | CP | 0.134 | 1
3RV29021AP0 | UNDERVOLTAGE RELEASE, AC 230V/50HZ, AC 240V/60HZ, W. SCREW CONNECTION; FOR CIRCUIT-BREAKERS 3RV2 | 23.42 | TEM | 1 | CP | 0.134 | 1
3RV29021AP0 | UNDERVOLTAGE RELEASE, AC 230V/50HZ, AC 240V/60HZ, W. SCREW CONNECTION; FOR CIRCUIT-BREAKERS 3RV2 | 23.42 | TEM | 1 | CP | 0.134 | 1
3RV29021AV0 | UNDERVOLTAGE RELEASE, AC 400V/50HZ, AC 440V/60HZ W. SCREW CONNECTION; FOR CIRCUIT-BREAKERS 3RV2 | 23.42 | TEM | 1 | CP | 0.132 | 1
3RV29021AV0 | UNDERVOLTAGE RELEASE, AC 400V/50HZ, AC 440V/60HZ W. SCREW CONNECTION; FOR CIRCUIT-BREAKERS 3RV2 | 23.42 | TEM | 1 | CP | 0.132 | 1
3RV29021DB0 | VOLTAGE RELEASE, AC 20...24V, 50/60HZ, 100% ED, AC 20...70V, 50/60HZ, 5SEC ED, DC 20...70V, 5SEC ED, W. SCREW CONNECTION; FOR CIRCUIT-BREAKERS 3RV2 | 23.42 | TEM | 1 | CP | 0.136 | 1
3RV29021DB0 | VOLTAGE RELEASE, AC 20...24V, 50/60HZ, 100% ED, AC 20...70V, 50/60HZ, 5SEC ED, DC 20...70V, 5SEC ED, W. SCREW CONNECTION; FOR CIRCUIT-BREAKERS 3RV2 | 23.42 | TEM | 1 | CP | 0.136 | 1
3RV29021DP0 | VOLTAGE RELEASE, AC 210...240V, 50/60HZ,100% ED, AC 190...330V,50/60HZ, 5SEC ED, DC 190...330V, 5SEC ED, W. SCREW CONNECTION; FOR CIRCUIT-BREAKERS 3RV2 | 23.42 | TEM | 1 | CP | 0.134 | 1
3RV29021DP0 | VOLTAGE RELEASE, AC 210...240V, 50/60HZ,100% ED, AC 190...330V,50/60HZ, 5SEC ED, DC 190...330V, 5SEC ED, W. SCREW CONNECTION; FOR CIRCUIT-BREAKERS 3RV2 | 23.42 | TEM | 1 | CP | 0.134 | 1
3RV29155B | 3-PHASE INFEED TERMINAL, FOR 3-PHASE BUSBAR, SZ S0 UND S00, CONNECTION FROM BELOW | 11.03 | TEM | 1 | CP | 0.109 | 1
3RV29155B | 3-PHASE INFEED TERMINAL, FOR 3-PHASE BUSBAR, SZ S0 UND S00, CONNECTION FROM BELOW | 11.03 | TEM | 1 | CP | 0.109 | 1
3RV29171A | 3-PHASE BUSBAR WITH INFEED LEFT, FOR 2 CIRCUIT-BREAKERS, SIZE S00 UND S0 | 16.49 | TEM | 1 | CP | 0.455 | 1
3RV29171A | 3-PHASE BUSBAR WITH INFEED LEFT, FOR 2 CIRCUIT-BREAKERS, SIZE S00 UND S0 | 16.49 | TEM | 1 | CP | 0.455 | 1
3RV29174A | 3-PHASE BUSBAR INCLUDING EXTENSION CONNECTOR, FOR 2 CIRCUIT-BREAKERS, SIZE S00 UND S0 | 10.08 | TEM | 1 | CP | 0.261 | 1
3RV29174A | 3-PHASE BUSBAR INCLUDING EXTENSION CONNECTOR, FOR 2 CIRCUIT-BREAKERS, SIZE S00 UND S0 | 10.08 | TEM | 1 | CP | 0.261 | 1
3RV29174B | 3-PHASE BUSBAR INCLUDING EXTENSION CONNECTOR, FOR 3 CIRCUIT-BREAKERS, SIZE S00 UND S0 | 13.34 | TEM | 1 | CP | 0.369 | 1
3RV29174B | 3-PHASE BUSBAR INCLUDING EXTENSION CONNECTOR, FOR 3 CIRCUIT-BREAKERS, SIZE S00 UND S0 | 13.34 | TEM | 1 | CP | 0.369 | 1
3RV29175A | CABLE CONNECTOR SIZE S00 SPRING-L. CONNECTION MULTI-UNIT PACKAGE 10 UNITS | 2.94 | TEM | 1 | CP | 0.053 | 1
3RV29175A | CABLE CONNECTOR SIZE S00 SPRING-L. CONNECTION MULTI-UNIT PACKAGE 10 UNITS | 2.94 | TEM | 1 | CP | 0.053 | 1
3RV29175BA00 | EXTENSION CONNECTOR FOR CONNECTING 3-PHASE BUSBARS 3RV2917 | 4.31 | TEM | 1 | CP | 0.035 | 1
3RV29175BA00 | EXTENSION CONNECTOR FOR CONNECTING 3-PHASE BUSBARS 3RV2917 | 4.31 | TEM | 1 | CP | 0.035 | 1
3RV29175C | CABLE CONNECTOR SIZE S00 SCREW CONNECTION MULTI-UNIT PACKAGE 10 UNITS | 2.94 | TEM | 1 | CP | 0.035 | 1
3RV29175C | CABLE CONNECTOR SIZE S00 SCREW CONNECTION MULTI-UNIT PACKAGE 10 UNITS | 2.94 | TEM | 1 | CP | 0.035 | 1
3RV29175E | BROAD EXTENSION CONNECTOR FOR CONNECTING 3-PHASE BUSBARS 3RV2917 WIRING DUCT FROM 10MM | 7.56 | TEM | 1 | CP | 0.044 | 1
3RV29175E | BROAD EXTENSION CONNECTOR FOR CONNECTING 3-PHASE BUSBARS 3RV2917 WIRING DUCT FROM 10MM | 7.56 | TEM | 1 | CP | 0.044 | 1
3RV29176A | END COVER FOR 3-PHASE BUSBAR 3RV2917. MULTI-UNIT PACKAGE 10 UNITS | 0.56 | TEM | 100 | CP | 0.006 | 1
3RV29176A | END COVER FOR 3-PHASE BUSBAR 3RV2917. MULTI-UNIT PACKAGE 10 UNITS | 0.56 | TEM | 100 | CP | 0.006 | 1
3RV29177AA00 | CONTACTOR BASE, FOR CONTACTOR SIZE S00 W.SCREW/SPRING-LOADEDCONNECTION SINGLE-UNIT PACKING | 2.42 | TEM | 1 | CP | 0.067 | 1
3RV29177AA00 | CONTACTOR BASE, FOR CONTACTOR SIZE S00 W.SCREW/SPRING-LOADEDCONNECTION SINGLE-UNIT PACKING | 2.42 | TEM | 1 | CP | 0.067 | 1
3RV29211M | SIGNALING SWITCH, FOR CIRCUIT-BREAKERS 3RV2. W. SCREW CONNECTION, | 15.02 | TEM | 1 | CP | 0.106 | 1
3RV29211M | SIGNALING SWITCH, FOR CIRCUIT-BREAKERS 3RV2. W. SCREW CONNECTION, | 15.02 | TEM | 1 | CP | 0.106 | 1
3RV29211M | SIGNALING SWITCH, FOR CIRCUIT-BREAKERS 3RV2. W. SCREW CONNECTION, | 15.02 | TEM | 1 | CP | 0.106 | 1
3RV29222CP0 | UNDERVOLTAGE RELEASE, AC 230V/50HZ, AC 240V/60HZ, WITH LEADING AUX. CONTACTS 2NO, WITH SPRING-L. CONNECTION, FOR CIRCUIT-BREAKERS 3RV2 | 32.87 | TEM | 1 | CP | 0.136 | 1
3RV29222CP0 | UNDERVOLTAGE RELEASE, AC 230V/50HZ, AC 240V/60HZ, WITH LEADING AUX. CONTACTS 2NO, WITH SPRING-L. CONNECTION, FOR CIRCUIT-BREAKERS 3RV2 | 32.87 | TEM | 1 | CP | 0.136 | 1
3RV29255AB | 3-PHASE INFEED TERMINAL, FOR 3-PHASE BUSBARS, CONNECTION FROM ABOVE, SIZE S00/S0 | 7.98 | TEM | 1 | CP | 0.044 | 1
3RV29255AB | 3-PHASE INFEED TERMINAL, FOR 3-PHASE BUSBARS, CONNECTION FROM ABOVE, SIZE S00/S0 | 7.98 | TEM | 1 | CP | 0.044 | 1
3RV29255EB | 3-PHASE INFEED TERMINAL FOR 3-PHASE BUSBARS, FOR SELF-PROTECTED COMBINATION MOTOR CONTROLLER (TYPE E), FOR CIRCUIT-BREAKERS 3RV SIZE S00/S0, | 12.39 | TEM | 1 | CP | 0.054 | 1
3RV29255EB | 3-PHASE INFEED TERMINAL FOR 3-PHASE BUSBARS, FOR SELF-PROTECTED COMBINATION MOTOR CONTROLLER (TYPE E), FOR CIRCUIT-BREAKERS 3RV SIZE S00/S0, | 12.39 | TEM | 1 | CP | 0.054 | 1
3RV29260B | DOOR-COUPLING ROTARY OPERATING MECHANISM, IP64, FOR CIRCUIT- BREAKERS SIZE S00...S3 130MM SHAFT BLACK | 34.02 | TEM | 1 | CP | 0.147 | 1
3RV29260B | DOOR-COUPLING ROTARY OPERATING MECHANISM, IP64, FOR CIRCUIT- BREAKERS SIZE S00...S3 130MM SHAFT BLACK | 34.02 | TEM | 1 | CP | 0.147 | 1
3RV29260K | DOOR-COUPLING ROTARY MECHANISM IP64, FOR CIRCUIT-BREAKER SIZE S00...S3, BLACK, 330 MM SHAFT | 40.01 | TEM | 1 | CP | 0.39 | 1
3RV29260K | DOOR-COUPLING ROTARY MECHANISM IP64, FOR CIRCUIT-BREAKER SIZE S00...S3, BLACK, 330 MM SHAFT | 40.01 | TEM | 1 | CP | 0.39 | 1
3RV29260K | DOOR-COUPLING ROTARY MECHANISM IP64, FOR CIRCUIT-BREAKER SIZE S00...S3, BLACK, 330 MM SHAFT | 40.01 | TEM | 1 | CP | 0.39 | 1
3RV29260L | DOOR-COUPLING ROTARY MECHANISM IP64, EMERGENCY STOP, SIZE S00...S3, 330 MM SHAFT | 45.78 | TEM | 1 | CP | 0.381 | 1
3RV29260L | DOOR-COUPLING ROTARY MECHANISM IP64, EMERGENCY STOP, SIZE S00...S3, 330 MM SHAFT | 45.78 | TEM | 1 | CP | 0.381 | 1
3RV29262B | DOOR-COUPLING ROTARY OPERATING MECHANISM FOR CIRCUIT-BREAKERS SIZE S00/S0, HANDLE GRAY NEW DESIGN | 66.57 | TEM | 1 | CP | 1.045 | 1
3RV29262B | DOOR-COUPLING ROTARY OPERATING MECHANISM FOR CIRCUIT-BREAKERS SIZE S00/S0, HANDLE GRAY NEW DESIGN | 66.57 | TEM | 1 | CP | 1.045 | 1
3RV29275A | CABLE CONNECTOR SIZE S0 SPRING-L. CONNECTION MULTI-UNIT PACKAGE 10 UNITS | 2.94 | TEM | 1 | CP | 0.065 | 1
3RV29275A | CABLE CONNECTOR SIZE S0 SPRING-L. CONNECTION MULTI-UNIT PACKAGE 10 UNITS | 2.94 | TEM | 1 | CP | 0.065 | 1
3RV29277AA00 | CONTACTOR BASE SIZE S00/S0 | 2.31 | TEM | 1 | CP | 0.082 | 1
3RV29277AA00 | CONTACTOR BASE SIZE S00/S0 | 2.31 | TEM | 1 | CP | 0.082 | 1
3RV29280B | PUSH-IN LUG SIZE S00/S0 | 0.26 | TEM | 100 | CP | 0.002 | 10
3RV29280B | PUSH-IN LUG SIZE S00/S0 | 0.26 | TEM | 100 | CP | 0.002 | 10
3RV29281A | ISOLATOR MODULE, FOR CIRCUIT-BREAKER SZ S00/S0 | 32.13 | TEM | 1 | CP | 0.159 | 1
3RV29281A | ISOLATOR MODULE, FOR CIRCUIT-BREAKER SZ S00/S0 | 32.13 | TEM | 1 | CP | 0.159 | 1
3RV29355A | 3-PHASE INFEED TERMINAL, SZ.S2 F. 3-PHASE BUSBAR, CONNECTION FROM TOP | 14.6 | TEM | 1 | CP | 0.18 | 1
3RV29355A | 3-PHASE INFEED TERMINAL, SZ.S2 F. 3-PHASE BUSBAR, CONNECTION FROM TOP | 14.6 | TEM | 1 | CP | 0.18 | 1
3RV29362B | DOOR-COUPLING ROTARY OPERATING MECHANISM, FOR CIRCUIT BREAKER SZ. S2, GRAY HANDLE NEW DESIGN | 72.24 | TEM | 1 | CP | 1.35 | 1
3RV29362B | DOOR-COUPLING ROTARY OPERATING MECHANISM, FOR CIRCUIT BREAKER SZ. S2, GRAY HANDLE NEW DESIGN | 72.24 | TEM | 1 | CP | 1.35 | 1
3RV29381A | DISCONNECTOR MODULE FOR CIRCUIT BREAKER SZ. S2 | 54.08 | TEM | 1 | CP | 0.368 | 1
3RV29381A | DISCONNECTOR MODULE FOR CIRCUIT BREAKER SZ. S2 | 54.08 | TEM | 1 | CP | 0.368 | 1
3RV29462B | DOOR-COUPLING ROTARY OPERATING MECHANISM,FOR CIRCUIT-BREAKERS SIZE S3,HANDLE GRAY NEW DESIGN | 78.75 | TEM | 1 | CP | 1.665 | 1
3RV29462B | DOOR-COUPLING ROTARY OPERATING MECHANISM,FOR CIRCUIT-BREAKERS SIZE S3,HANDLE GRAY NEW DESIGN | 78.75 | TEM | 1 | CP | 1.665 | 1
3RW29201DA00 | CONNECTION CABLE 5M FOR PC COMMUNICATION WITH 3RW22 CONTROL UNIT OR SIMOCODE-DP | 84.56 | TEM | 1 | CP | 0.19 | 1
3RW29201DA00 | CONNECTION CABLE 5M FOR PC COMMUNICATION WITH 3RW22 CONTROL UNIT OR SIMOCODE-DP | 84.56 | TEM | 1 | CP | 0.19 | 1
3RW30031CB54 | SOFT STARTER WIDTH 22.5 MM 3A, 1.1KW/400 V, 40 DEGR.C 200-400V / UC 24-230V SCREW CONNECTION | 233.19 | TEM | 1 | CP | 0.208 | 1
3RW30031CB54 | SOFT STARTER WIDTH 22.5 MM 3A, 1.1KW/400 V, 40 DEGR.C 200-400V / UC 24-230V SCREW CONNECTION | 233.19 | TEM | 1 | CP | 0.208 | 1
3RW30131BB04 | SIRIUS SOFT STARTER, SIZE S00, 3.6A, 1.5KW/400V, 40 DEGREES, 200-480V AC, 24V AC/DC, SCREW TERMINALS | 137.6 | TEM | 1 | CP | 0.455 | 1
3RW30131BB04 | SIRIUS SOFT STARTER, SIZE S00, 3.6A, 1.5KW/400V, 40 DEGREES, 200-480V AC, 24V AC/DC, SCREW TERMINALS | 137.6 | TEM | 1 | CP | 0.455 | 1
3RW30131BB14 | SIRIUS SOFT STARTER, SIZE S00, 3.6A, 1.5KW/400V, 40 DEGREES, 200-480V AC, 110-230V AC/DC, SCREW TERMINALS | 137.6 | TEM | 1 | CP | 0.456 | 1
3RW30131BB14 | SIRIUS SOFT STARTER, SIZE S00, 3.6A, 1.5KW/400V, 40 DEGREES, 200-480V AC, 110-230V AC/DC, SCREW TERMINALS | 137.6 | TEM | 1 | CP | 0.456 | 1
3RW30141BB04 | SIRIUS SOFT STARTER, SIZE S00, 6.5A, 3KW/400V, 40 DEGREES, 200-480V AC, 24V AC/DC, SCREW TERMINALS | 159.9 | TEM | 1 | CP | 0.435 | 1
3RW30141BB04 | SIRIUS SOFT STARTER, SIZE S00, 6.5A, 3KW/400V, 40 DEGREES, 200-480V AC, 24V AC/DC, SCREW TERMINALS | 159.9 | TEM | 1 | CP | 0.435 | 1
3RW30141BB14 | SIRIUS SOFT STARTER, SIZE S00, 6.5A, 3KW/400V, 40 DEGREES, 200-480V AC, 110-230V AC/DC, SCREW TERMINALS | 159.9 | TEM | 1 | CP | 0.458 | 1
3RW30141BB14 | SIRIUS SOFT STARTER, SIZE S00, 6.5A, 3KW/400V, 40 DEGREES, 200-480V AC, 110-230V AC/DC, SCREW TERMINALS | 159.9 | TEM | 1 | CP | 0.458 | 1
3RW30161BB04 | SIRIUS SOFT STARTER, SIZE S00, 9A, 4KW/400V, 40 DEGREES, 200-480V AC, 24V AC/DC, SCREW TERMINALS | 182.2 | TEM | 1 | CP | 0.46 | 1
3RW30161BB04 | SIRIUS SOFT STARTER, SIZE S00, 9A, 4KW/400V, 40 DEGREES, 200-480V AC, 24V AC/DC, SCREW TERMINALS | 182.2 | TEM | 1 | CP | 0.46 | 1
3RW30161BB14 | SIRIUS SOFT STARTER, SIZE S00, 9A, 4KW/400V, 40 DEGREES, 200-480V AC, 110-230V AC/DC, SCREW TERMINALS | 182.2 | TEM | 1 | CP | 0.46 | 1
3RW30161BB14 | SIRIUS SOFT STARTER, SIZE S00, 9A, 4KW/400V, 40 DEGREES, 200-480V AC, 110-230V AC/DC, SCREW TERMINALS | 182.2 | TEM | 1 | CP | 0.46 | 1
3RW30171BB04 | SIRIUS SOFT STARTER, SIZE S00, 12.5A, 5.5KW/400V, 40 DEGREES, 200-480V AC, 24V AC/DC, SCREW TERMINALS | 205.8 | TEM | 1 | CP | 0.47 | 1
3RW30171BB04 | SIRIUS SOFT STARTER, SIZE S00, 12.5A, 5.5KW/400V, 40 DEGREES, 200-480V AC, 24V AC/DC, SCREW TERMINALS | 205.8 | TEM | 1 | CP | 0.47 | 1
3RW30171BB14 | SIRIUS SOFT STARTER, SIZE S00, 12.5A, 5.5KW/400V, 40 DEGREES, 200-480V AC, 110-230V AC/DC, SCREW TERMINALS | 205.8 | TEM | 1 | CP | 0.463 | 1
3RW30171BB14 | SIRIUS SOFT STARTER, SIZE S00, 12.5A, 5.5KW/400V, 40 DEGREES, 200-480V AC, 110-230V AC/DC, SCREW TERMINALS | 205.8 | TEM | 1 | CP | 0.463 | 1
3RW30181BB04 | SIRIUS SOFT STARTER, SIZE S00, 17.6A, 7.5KW/400V, 40 DEGREES, 200-480V AC, 24V AC/DC, SCREW TERMINALS | 267.8 | TEM | 1 | CP | 0.46 | 1
3RW30181BB04 | SIRIUS SOFT STARTER, SIZE S00, 17.6A, 7.5KW/400V, 40 DEGREES, 200-480V AC, 24V AC/DC, SCREW TERMINALS | 267.8 | TEM | 1 | CP | 0.46 | 1
3RW30181BB14 | SIRIUS SOFT STARTER, SIZE S00, 17.6A, 7.5KW/400V, 40 DEGREES, 200-480V AC, 110-230V AC/DC, SCREW TERMINALS | 267.8 | TEM | 1 | CP | 0.458 | 1
3RW30181BB14 | SIRIUS SOFT STARTER, SIZE S00, 17.6A, 7.5KW/400V, 40 DEGREES, 200-480V AC, 110-230V AC/DC, SCREW TERMINALS | 267.8 | TEM | 1 | CP | 0.458 | 1
3RW30182BB04 | SIRIUS SOFT STARTER, SIZE S00, 17.6A, 7.5KW/400V, 40 DEGREES, 200-480V AC, 24V AC/DC, SPRING-LOADED TERMINALS | 267.8 | TEM | 1 | CP | 0.48 | 1
3RW30182BB04 | SIRIUS SOFT STARTER, SIZE S00, 17.6A, 7.5KW/400V, 40 DEGREES, 200-480V AC, 24V AC/DC, SPRING-LOADED TERMINALS | 267.8 | TEM | 1 | CP | 0.48 | 1
3RW30261BB04 | SIRIUS SOFT STARTER, SIZE S0, 25A, 11KW/400V, 40 DEGREES, 200-480V AC, 24V AC/DC, SCREW TERMINALS | 313.1 | TEM | 1 | CP | 0.635 | 1
3RW30261BB04 | SIRIUS SOFT STARTER, SIZE S0, 25A, 11KW/400V, 40 DEGREES, 200-480V AC, 24V AC/DC, SCREW TERMINALS | 313.1 | TEM | 1 | CP | 0.635 | 1
3RW30261BB14 | SIRIUS SOFT STARTER, SIZE S0, 25A, 11KW/400V, 40 DEGREES, 200-480V AC, 110-230V AC/DC, SCREW TERMINALS | 313.1 | TEM | 1 | CP | 0.64 | 1
3RW30261BB14 | SIRIUS SOFT STARTER, SIZE S0, 25A, 11KW/400V, 40 DEGREES, 200-480V AC, 110-230V AC/DC, SCREW TERMINALS | 313.1 | TEM | 1 | CP | 0.64 | 1
3RW30271BB04 | SIRIUS SOFT STARTER, SIZE S0, 32A, 15KW/400V, 40 DEGREES, 200-480V AC, 24V AC/DC, SCREW TERMINALS | 365.5 | TEM | 1 | CP | 0.65 | 1
3RW30271BB04 | SIRIUS SOFT STARTER, SIZE S0, 32A, 15KW/400V, 40 DEGREES, 200-480V AC, 24V AC/DC, SCREW TERMINALS | 365.5 | TEM | 1 | CP | 0.65 | 1
3RW30271BB14 | SIRIUS SOFT STARTER, SIZE S0, 32A, 15KW/400V, 40 DEGREES, 200-480V AC, 110-230V AC/DC, SCREW TERMINALS | 365.5 | TEM | 1 | CP | 0.649 | 1
3RW30271BB14 | SIRIUS SOFT STARTER, SIZE S0, 32A, 15KW/400V, 40 DEGREES, 200-480V AC, 110-230V AC/DC, SCREW TERMINALS | 365.5 | TEM | 1 | CP | 0.649 | 1
3RW30281BB04 | SIRIUS SOFT STARTER, SIZE S0, 38A, 18.5KW/400V, 40 DEGREES, 200-480V AC, 24V AC/DC, SCREW TERMINALS | 451.9 | TEM | 1 | CP | 0.648 | 1
3RW30281BB04 | SIRIUS SOFT STARTER, SIZE S0, 38A, 18.5KW/400V, 40 DEGREES, 200-480V AC, 24V AC/DC, SCREW TERMINALS | 451.9 | TEM | 1 | CP | 0.648 | 1
3RW30281BB14 | SIRIUS SOFT STARTER, SIZE S0, 38A, 18.5KW/400V, 40 DEGREES, 200-480V AC, 110-230V AC/DC, SCREW TERMINALS | 451.9 | TEM | 1 | CP | 0.625 | 1
3RW30281BB14 | SIRIUS SOFT STARTER, SIZE S0, 38A, 18.5KW/400V, 40 DEGREES, 200-480V AC, 110-230V AC/DC, SCREW TERMINALS | 451.9 | TEM | 1 | CP | 0.625 | 1
3RW30361BB04 | SIRIUS SOFT STARTER, SIZE S2, 45A, 22KW/400V, 40 DEGREES, 200-480V AC, 24V AC/DC, SCREW TERMINALS | 555.3 | TEM | 1 | CP | 1.178 | 1
3RW30361BB04 | SIRIUS SOFT STARTER, SIZE S2, 45A, 22KW/400V, 40 DEGREES, 200-480V AC, 24V AC/DC, SCREW TERMINALS | 555.3 | TEM | 1 | CP | 1.178 | 1
3RW30361BB14 | SIRIUS SOFT STARTER, SIZE S2, 45A, 22KW/400V, 40 DEGREES, 200-480V AC, 110-230V AC/DC, SCREW TERMINALS | 555.3 | TEM | 1 | CP | 1.18 | 1
3RW30361BB14 | SIRIUS SOFT STARTER, SIZE S2, 45A, 22KW/400V, 40 DEGREES, 200-480V AC, 110-230V AC/DC, SCREW TERMINALS | 555.3 | TEM | 1 | CP | 1.18 | 1
3RW30362BB14 | SIRIUS SOFT STARTER, SIZE S2, 45A, 22KW/400V, 40 DEGREES, 200-480V AC, 110-230V AC/DC, SPRING-LOADED TERMINALS | 555.3 | TEM | 1 | CP | 1.17 | 1
3RW30362BB14 | SIRIUS SOFT STARTER, SIZE S2, 45A, 22KW/400V, 40 DEGREES, 200-480V AC, 110-230V AC/DC, SPRING-LOADED TERMINALS | 555.3 | TEM | 1 | CP | 1.17 | 1
3RW30371BB04 | SIRIUS SOFT STARTER, SIZE S2, 63A, 30KW/400V, 40 DEGREES, 200-480V AC, 24V AC/DC, SCREW TERMINALS | 675.8 | TEM | 1 | CP | 1.182 | 1
3RW30371BB04 | SIRIUS SOFT STARTER, SIZE S2, 63A, 30KW/400V, 40 DEGREES, 200-480V AC, 24V AC/DC, SCREW TERMINALS | 675.8 | TEM | 1 | CP | 1.182 | 1
3RW30371BB14 | SIRIUS SOFT STARTER, SIZE S2, 63A, 30KW/400V, 40 DEGREES, 200-480V AC, 110-230V AC/DC, SCREW TERMINALS | 675.8 | TEM | 1 | CP | 1.17 | 1
3RW30371BB14 | SIRIUS SOFT STARTER, SIZE S2, 63A, 30KW/400V, 40 DEGREES, 200-480V AC, 110-230V AC/DC, SCREW TERMINALS | 675.8 | TEM | 1 | CP | 1.17 | 1
3RW30372BB04 | SIRIUS SOFT STARTER, SIZE S2, 63A, 30KW/400V, 40 DEGREES, 200-480V AC, 24V AC/DC, SPRING-LOADED TERMINALS | 675.8 | TEM | 1 | CP | 1.175 | 1
3RW30372BB04 | SIRIUS SOFT STARTER, SIZE S2, 63A, 30KW/400V, 40 DEGREES, 200-480V AC, 24V AC/DC, SPRING-LOADED TERMINALS | 675.8 | TEM | 1 | CP | 1.175 | 1
3RW30381BB04 | SIRIUS SOFT STARTER, SIZE S2, 72A, 37KW/400V, 40 DEGREES, 200-480V AC, 24V AC/DC, SCREW TERMINALS | 800.4 | TEM | 1 | CP | 1.18 | 1
3RW30381BB04 | SIRIUS SOFT STARTER, SIZE S2, 72A, 37KW/400V, 40 DEGREES, 200-480V AC, 24V AC/DC, SCREW TERMINALS | 800.4 | TEM | 1 | CP | 1.18 | 1
3RW30381BB14 | SIRIUS SOFT STARTER, SIZE S2, 72A, 37KW/400V, 40 DEGREES, 200-480V AC, 110-230V AC/DC, SCREW TERMINALS | 800.4 | TEM | 1 | CP | 1.181 | 1
3RW30381BB14 | SIRIUS SOFT STARTER, SIZE S2, 72A, 37KW/400V, 40 DEGREES, 200-480V AC, 110-230V AC/DC, SCREW TERMINALS | 800.4 | TEM | 1 | CP | 1.181 | 1
3RW30382BB14 | SIRIUS SOFT STARTER, SIZE S2, 72A, 37KW/400V, 40 DEGREES, 200-480V AC, 110-230V AC/DC, SPRING-LOADED TERMINALS | 800.4 | TEM | 1 | CP | 1.167 | 1
3RW30382BB14 | SIRIUS SOFT STARTER, SIZE S2, 72A, 37KW/400V, 40 DEGREES, 200-480V AC, 110-230V AC/DC, SPRING-LOADED TERMINALS | 800.4 | TEM | 1 | CP | 1.167 | 1
3RW30461BB04 | SIRIUS SOFT STARTER, SIZE S3, 80A, 45KW/400V, 40 DEGREES, 200-480V AC, 24V AC/DC, SCREW TERMINALS | 920.8 | TEM | 1 | CP | 1.699 | 1
3RW30461BB04 | SIRIUS SOFT STARTER, SIZE S3, 80A, 45KW/400V, 40 DEGREES, 200-480V AC, 24V AC/DC, SCREW TERMINALS | 920.8 | TEM | 1 | CP | 1.699 | 1
3RW30461BB14 | SIRIUS SOFT STARTER, SIZE S3, 80A, 45KW/400V, 40 DEGREES, 200-480V AC, 110-230V AC/DC, SCREW TERMINALS | 920.8 | TEM | 1 | CP | 1.67 | 1
3RW30461BB14 | SIRIUS SOFT STARTER, SIZE S3, 80A, 45KW/400V, 40 DEGREES, 200-480V AC, 110-230V AC/DC, SCREW TERMINALS | 920.8 | TEM | 1 | CP | 1.67 | 1
3RW30471BB04 | SIRIUS SOFT STARTER, SIZE S3, 106A, 55KW/400V, 40 DEGREES, 200-480V AC, 24V AC/DC, SCREW TERMINALS | 1027.1 | TEM | 1 | CP | 1.696 | 1
3RW30471BB04 | SIRIUS SOFT STARTER, SIZE S3, 106A, 55KW/400V, 40 DEGREES, 200-480V AC, 24V AC/DC, SCREW TERMINALS | 1027.1 | TEM | 1 | CP | 1.696 | 1
3RW30471BB04 | SIRIUS SOFT STARTER, SIZE S3, 106A, 55KW/400V, 40 DEGREES, 200-480V AC, 24V AC/DC, SCREW TERMINALS | 1027.1 | TEM | 1 | CP | 1.696 | 1
3RW30471BB14 | SIRIUS SOFT STARTER, SIZE S3, 106A, 55KW/400V, 40 DEGREES, 200-480V AC, 110-230V AC/DC, SCREW TERMINALS | 1027.1 | TEM | 1 | CP | 1.694 | 1
3RW30471BB14 | SIRIUS SOFT STARTER, SIZE S3, 106A, 55KW/400V, 40 DEGREES, 200-480V AC, 110-230V AC/DC, SCREW TERMINALS | 1027.1 | TEM | 1 | CP | 1.694 | 1
3RW40241BB04 | SIRIUS SOFT STARTER, S0, 12.5A, 5.5KW/400V, 40 DEGR., AC 200-480V, AC/DC 24V, SCREW TERMINALS | 382.29 | TEM | 1 | CP | 0.729 | 1
3RW40241BB04 | SIRIUS SOFT STARTER, S0, 12.5A, 5.5KW/400V, 40 DEGR., AC 200-480V, AC/DC 24V, SCREW TERMINALS | 382.29 | TEM | 1 | CP | 0.729 | 1
3RW40241BB14 | SIRIUS SOFT STARTER, S0, 12.5A, 5.5KW/400V, 40 DEGR., AC 200-480V, AC/DC 110-230V, SCREW TERMINALS | 382.29 | TEM | 1 | CP | 0.7 | 1
3RW40241BB14 | SIRIUS SOFT STARTER, S0, 12.5A, 5.5KW/400V, 40 DEGR., AC 200-480V, AC/DC 110-230V, SCREW TERMINALS | 382.29 | TEM | 1 | CP | 0.7 | 1
3RW40241BB15 | SIRIUS SOFT STARTER, S0, 12.5A, 7.5KW/500V, 40 DEGR., AC 400-600V, AC/DC 110-230V, SCREW TERMINALS | 439.86 | TEM | 1 | CP | 0.7 | 1
3RW40241BB15 | SIRIUS SOFT STARTER, S0, 12.5A, 7.5KW/500V, 40 DEGR., AC 400-600V, AC/DC 110-230V, SCREW TERMINALS | 439.86 | TEM | 1 | CP | 0.7 | 1
3RW40241TB04 | SIRIUS SOFT STARTER, S0, 12.5A, 5.5KW/400V, 40 DEGR., AC 200-480V, AC/DC 24V, SCREW TERMINALS, THERMISTOR MOTOR PROTECTION | 495.81 | TEM | 1 | CP | 0.738 | 1
3RW40241TB04 | SIRIUS SOFT STARTER, S0, 12.5A, 5.5KW/400V, 40 DEGR., AC 200-480V, AC/DC 24V, SCREW TERMINALS, THERMISTOR MOTOR PROTECTION | 495.81 | TEM | 1 | CP | 0.738 | 1
3RW40241TB05 | SIRIUS SOFT STARTER, S0, 12.5A, 7.5KW/500V, 40 DEGR., AC 400-600V, AC/DC 24V, SCREW TERMINALS, THERMISTOR MOTOR PROTECTION | 551.76 | TEM | 1 | CP | 0.73 | 1
3RW40241TB05 | SIRIUS SOFT STARTER, S0, 12.5A, 7.5KW/500V, 40 DEGR., AC 400-600V, AC/DC 24V, SCREW TERMINALS, THERMISTOR MOTOR PROTECTION | 551.76 | TEM | 1 | CP | 0.73 | 1
3RW40242BB04 | SIRIUS SOFT STARTER, S0, 12.5A, 5.5KW/400V, 40 DEGR., AC 200-480V, AC/DC 24V, SPRING-LOADED TERMINALS | 382.29 | TEM | 1 | CP | 0.784 | 1
3RW40242BB04 | SIRIUS SOFT STARTER, S0, 12.5A, 5.5KW/400V, 40 DEGR., AC 200-480V, AC/DC 24V, SPRING-LOADED TERMINALS | 382.29 | TEM | 1 | CP | 0.784 | 1
3RW40261BB04 | SIRIUS SOFT STARTER, S0, 25A, 11KW/400V, 40 DEGR., AC 200-480V, AC/DC 24V, SCREW TERMINALS | 450.76 | TEM | 1 | CP | 0.73 | 1
3RW40261BB04 | SIRIUS SOFT STARTER, S0, 25A, 11KW/400V, 40 DEGR., AC 200-480V, AC/DC 24V, SCREW TERMINALS | 450.76 | TEM | 1 | CP | 0.73 | 1
3RW40261BB14 | SIRIUS SOFT STARTER, S0, 25A, 11KW/400V, 40 DEGR., AC 200-480V, AC/DC 110-230V, SCREW TERMINALS | 450.76 | TEM | 1 | CP | 0.73 | 1
3RW40261BB14 | SIRIUS SOFT STARTER, S0, 25A, 11KW/400V, 40 DEGR., AC 200-480V, AC/DC 110-230V, SCREW TERMINALS | 450.76 | TEM | 1 | CP | 0.73 | 1
3RW40261BB15 | SIRIUS SOFT STARTER, S0, 25A, 15KW/500V, 40 DEGR., AC 400-600V, AC/DC 110-230V, SCREW TERMINALS | 516.01 | TEM | 1 | CP | 0.725 | 1
3RW40261BB15 | SIRIUS SOFT STARTER, S0, 25A, 15KW/500V, 40 DEGR., AC 400-600V, AC/DC 110-230V, SCREW TERMINALS | 516.01 | TEM | 1 | CP | 0.725 | 1
3RW40261TB04 | SIRIUS SOFT STARTER, S0, 25A, 11KW/400V, 40 DEGR., AC 200-480V, AC/DC 24V, SCREW TERMINALS, THERMISTOR MOTOR PROTECTION | 561.06 | TEM | 1 | CP | 0.732 | 1
3RW40261TB04 | SIRIUS SOFT STARTER, S0, 25A, 11KW/400V, 40 DEGR., AC 200-480V, AC/DC 24V, SCREW TERMINALS, THERMISTOR MOTOR PROTECTION | 561.06 | TEM | 1 | CP | 0.732 | 1
3RW40261TB05 | SIRIUS SOFT STARTER, S0, 25A, 15KW/500V, 40 DEGR., AC 400-600V, AC/DC 24V, SCREW TERMINALS, THERMISTOR MOTOR PROTECTION | 631.05 | TEM | 1 | CP | 0.72 | 1
3RW40261TB05 | SIRIUS SOFT STARTER, S0, 25A, 15KW/500V, 40 DEGR., AC 400-600V, AC/DC 24V, SCREW TERMINALS, THERMISTOR MOTOR PROTECTION | 631.05 | TEM | 1 | CP | 0.72 | 1
3RW40262BB04 | SIRIUS SOFT STARTER, S0, 25A, 11KW/400V, 40 DEGR., AC 200-480V, AC/DC 24V, SPRING-LOADED TERMINALS | 450.76 | TEM | 1 | CP | 0.773 | 1
3RW40262BB04 | SIRIUS SOFT STARTER, S0, 25A, 11KW/400V, 40 DEGR., AC 200-480V, AC/DC 24V, SPRING-LOADED TERMINALS | 450.76 | TEM | 1 | CP | 0.773 | 1
3RW40271BB04 | SIRIUS SOFT STARTER, S0, 32A, 15KW/400V, 40 DEGR., AC 200-480V, AC/DC 24V, SCREW TERMINALS | 534.59 | TEM | 1 | CP | 0.71 | 1
3RW40271BB04 | SIRIUS SOFT STARTER, S0, 32A, 15KW/400V, 40 DEGR., AC 200-480V, AC/DC 24V, SCREW TERMINALS | 534.59 | TEM | 1 | CP | 0.71 | 1
3RW40271BB14 | SIRIUS SOFT STARTER, S0, 32A, 15KW/400V, 40 DEGR., AC 200-480V, AC/DC 110-230V, SCREW TERMINALS | 534.59 | TEM | 1 | CP | 0.736 | 1
3RW40271BB14 | SIRIUS SOFT STARTER, S0, 32A, 15KW/400V, 40 DEGR., AC 200-480V, AC/DC 110-230V, SCREW TERMINALS | 534.59 | TEM | 1 | CP | 0.736 | 1
3RW40271BB15 | SIRIUS SOFT STARTER, S0, 32A, 18.5KW/500V, 40 DEGR., AC 400-600V, AC/DC 110-230V, SCREW TERMINALS | 612.36 | TEM | 1 | CP | 0.747 | 1
3RW40271BB15 | SIRIUS SOFT STARTER, S0, 32A, 18.5KW/500V, 40 DEGR., AC 400-600V, AC/DC 110-230V, SCREW TERMINALS | 612.36 | TEM | 1 | CP | 0.747 | 1
3RW40271TB04 | SIRIUS SOFT STARTER, S0, 32A, 15KW/400V, 40 DEGR., AC 200-480V, AC/DC 24V, SCREW TERMINALS, THERMISTOR MOTOR PROTECTION | 649.63 | TEM | 1 | CP | 0.751 | 1
3RW40271TB04 | SIRIUS SOFT STARTER, S0, 32A, 15KW/400V, 40 DEGR., AC 200-480V, AC/DC 24V, SCREW TERMINALS, THERMISTOR MOTOR PROTECTION | 649.63 | TEM | 1 | CP | 0.751 | 1
3RW40281BB04 | SIRIUS SOFT STARTER, S0, 38A, 18.5KW/400V, 40 DEGR., AC 200-480V, AC/DC 24V, SCREW TERMINALS | 641.86 | TEM | 1 | CP | 0.743 | 1
3RW40281BB04 | SIRIUS SOFT STARTER, S0, 38A, 18.5KW/400V, 40 DEGR., AC 200-480V, AC/DC 24V, SCREW TERMINALS | 641.86 | TEM | 1 | CP | 0.743 | 1
3RW40281BB14 | SIRIUS SOFT STARTER, S0, 38A, 18.5KW/400V, 40 DEGR., AC 200-480V, AC/DC 110-230V, SCREW TERMINALS | 641.86 | TEM | 1 | CP | 0.745 | 1
3RW40281BB14 | SIRIUS SOFT STARTER, S0, 38A, 18.5KW/400V, 40 DEGR., AC 200-480V, AC/DC 110-230V, SCREW TERMINALS | 641.86 | TEM | 1 | CP | 0.745 | 1
3RW40281BB15 | SIRIUS SOFT STARTER, S0, 38A, 22KW/500V, 40 DEGR., AC 400-600V, AC/DC 110-230V, SCREW TERMINALS | 733.56 | TEM | 1 | CP | 0.75 | 1
3RW40281BB15 | SIRIUS SOFT STARTER, S0, 38A, 22KW/500V, 40 DEGR., AC 400-600V, AC/DC 110-230V, SCREW TERMINALS | 733.56 | TEM | 1 | CP | 0.75 | 1
3RW40281TB04 | SIRIUS SOFT STARTER, S0, 38A, 18.5KW/400V, 40 DEGR., AC 200-480V, AC/DC 24V, SCREW TERMINALS, THERMISTOR MOTOR PROTECTION | 753.76 | TEM | 1 | CP | 0.72 | 1
3RW40281TB04 | SIRIUS SOFT STARTER, S0, 38A, 18.5KW/400V, 40 DEGR., AC 200-480V, AC/DC 24V, SCREW TERMINALS, THERMISTOR MOTOR PROTECTION | 753.76 | TEM | 1 | CP | 0.72 | 1
3RW40282BB04 | SIRIUS SOFT STARTER, S0, 38A, 18.5KW/400V, 40 DEGR., AC 200-480V, AC/DC 24V, SPRING-LOADED TERMINALS | 641.86 | TEM | 1 | CP | 0.8 | 1
3RW40282BB04 | SIRIUS SOFT STARTER, S0, 38A, 18.5KW/400V, 40 DEGR., AC 200-480V, AC/DC 24V, SPRING-LOADED TERMINALS | 641.86 | TEM | 1 | CP | 0.8 | 1
3RW40361BB04 | SIRIUS SOFT STARTER, S2, 45A, 22KW/400V, 40 DEGR., AC 200-480V, AC/DC 24V, SCREW TERMINALS | 763.06 | TEM | 1 | CP | 1.304 | 1
3RW40361BB04 | SIRIUS SOFT STARTER, S2, 45A, 22KW/400V, 40 DEGR., AC 200-480V, AC/DC 24V, SCREW TERMINALS | 763.06 | TEM | 1 | CP | 1.304 | 1
3RW40361BB14 | SIRIUS SOFT STARTER, S2, 45A, 22KW/400V, 40 DEGR., AC 200-480V, AC/DC 110-230V, SCREW TERMINALS | 763.06 | TEM | 1 | CP | 1.308 | 1
3RW40361BB14 | SIRIUS SOFT STARTER, S2, 45A, 22KW/400V, 40 DEGR., AC 200-480V, AC/DC 110-230V, SCREW TERMINALS | 763.06 | TEM | 1 | CP | 1.308 | 1
3RW40361BB15 | SIRIUS SOFT STARTER, S2, 45A, 30KW/500V, 40 DEGR., AC 400-600V, AC/DC 110-230V, SCREW TERMINALS | 878.09 | TEM | 1 | CP | 1.34 | 1
3RW40361BB15 | SIRIUS SOFT STARTER, S2, 45A, 30KW/500V, 40 DEGR., AC 400-600V, AC/DC 110-230V, SCREW TERMINALS | 878.09 | TEM | 1 | CP | 1.34 | 1
3RW40361TB04 | SIRIUS SOFT STARTER, S2, 45A, 22KW/400V, 40 DEGR., AC 200-480V, AC/DC 24V, SCREW TERMINALS, THERMISTOR MOTOR PROTECTION | 878.09 | TEM | 1 | CP | 1.308 | 1
3RW40361TB04 | SIRIUS SOFT STARTER, S2, 45A, 22KW/400V, 40 DEGR., AC 200-480V, AC/DC 24V, SCREW TERMINALS, THERMISTOR MOTOR PROTECTION | 878.09 | TEM | 1 | CP | 1.308 | 1
3RW40362BB04 | SIRIUS SOFT STARTER, S2, 45A, 22KW/400V, 40 DEGR., AC 200-480V, AC/DC 24V, SPRING-LOADED TERMINALS | 763.06 | TEM | 1 | CP | 1.306 | 1
3RW40362BB04 | SIRIUS SOFT STARTER, S2, 45A, 22KW/400V, 40 DEGR., AC 200-480V, AC/DC 24V, SPRING-LOADED TERMINALS | 763.06 | TEM | 1 | CP | 1.306 | 1
3RW40362BB14 | SIRIUS SOFT STARTER, S2, 45A, 22KW/400V, 40 DEGR., AC 200-480V, AC/DC 110-230V, SPRING-LOADED TERMINALS | 763.06 | TEM | 1 | CP | 1.289 | 1
3RW40362BB14 | SIRIUS SOFT STARTER, S2, 45A, 22KW/400V, 40 DEGR., AC 200-480V, AC/DC 110-230V, SPRING-LOADED TERMINALS | 763.06 | TEM | 1 | CP | 1.289 | 1
3RW40362TB04 | SIRIUS SOFT STARTER, S2, 45A, 22KW/400V, 40 DEGR., AC 200-480V, AC/DC 24V, SPRING-LOADED TERMINALS, THERMISTOR MOTOR PROTECTION | 878.09 | TEM | 1 | CP | 1.239 | 1
3RW40362TB04 | SIRIUS SOFT STARTER, S2, 45A, 22KW/400V, 40 DEGR., AC 200-480V, AC/DC 24V, SPRING-LOADED TERMINALS, THERMISTOR MOTOR PROTECTION | 878.09 | TEM | 1 | CP | 1.239 | 1
3RW40371BB04 | SIRIUS SOFT STARTER, S2, 63A, 30KW/400V, 40 DEGR., AC 200-480V, AC/DC 24V, SCREW TERMINALS | 904.56 | TEM | 1 | CP | 1.3 | 1
3RW40371BB04 | SIRIUS SOFT STARTER, S2, 63A, 30KW/400V, 40 DEGR., AC 200-480V, AC/DC 24V, SCREW TERMINALS | 904.56 | TEM | 1 | CP | 1.3 | 1
3RW40371BB05 | SIRIUS SOFT STARTER, S2, 63A, 37KW/500V, 40 DEGR., AC 400-600V, AC/DC 24V, SCREW TERMINALS | 1039.8 | TEM | 1 | CP | 1.321 | 1
3RW40371BB05 | SIRIUS SOFT STARTER, S2, 63A, 37KW/500V, 40 DEGR., AC 400-600V, AC/DC 24V, SCREW TERMINALS | 1039.8 | TEM | 1 | CP | 1.321 | 1
3RW40371BB14 | SIRIUS SOFT STARTER, S2, 63A, 30KW/400V, 40 DEGR., AC 200-480V, AC/DC 110-230V, SCREW TERMINALS | 904.56 | TEM | 1 | CP | 1.314 | 1
3RW40371BB14 | SIRIUS SOFT STARTER, S2, 63A, 30KW/400V, 40 DEGR., AC 200-480V, AC/DC 110-230V, SCREW TERMINALS | 904.56 | TEM | 1 | CP | 1.314 | 1
3RW40371BB15 | SIRIUS SOFT STARTER, S2, 63A, 37KW/500V, 40 DEGR., AC 400-600V, AC/DC 110-230V, SCREW TERMINALS | 1039.8 | TEM | 1 | CP | 1.291 | 1
3RW40371BB15 | SIRIUS SOFT STARTER, S2, 63A, 37KW/500V, 40 DEGR., AC 400-600V, AC/DC 110-230V, SCREW TERMINALS | 1039.8 | TEM | 1 | CP | 1.291 | 1
3RW40371TB04 | SIRIUS SOFT STARTER, S2, 63A, 30KW/400V, 40 DEGR., AC 200-480V, AC/DC 24V, SCREW TERMINALS, THERMISTOR MOTOR PROTECTION | 1017.98 | TEM | 1 | CP | 1.322 | 1
3RW40371TB04 | SIRIUS SOFT STARTER, S2, 63A, 30KW/400V, 40 DEGR., AC 200-480V, AC/DC 24V, SCREW TERMINALS, THERMISTOR MOTOR PROTECTION | 1017.98 | TEM | 1 | CP | 1.322 | 1
3RW40372BB04 | SIRIUS SOFT STARTER, S2, 63A, 30KW/400V, 40 DEGR., AC 200-480V, AC/DC 24V, SPRING-LOADED TERMINALS | 904.56 | TEM | 1 | CP | 1.299 | 1
3RW40372BB04 | SIRIUS SOFT STARTER, S2, 63A, 30KW/400V, 40 DEGR., AC 200-480V, AC/DC 24V, SPRING-LOADED TERMINALS | 904.56 | TEM | 1 | CP | 1.299 | 1
3RW40381BB04 | SIRIUS SOFT STARTER, S2, 72A, 37KW/400V, 40 DEGR., AC 200-480V, AC/DC 24V, SCREW TERMINALS | 1052.22 | TEM | 1 | CP | 1.313 | 1
3RW40381BB04 | SIRIUS SOFT STARTER, S2, 72A, 37KW/400V, 40 DEGR., AC 200-480V, AC/DC 24V, SCREW TERMINALS | 1052.22 | TEM | 1 | CP | 1.313 | 1
3RW40381BB14 | SIRIUS SOFT STARTER, S2, 72A, 37KW/400V, 40 DEGR., AC 200-480V, AC/DC 110-230V, SCREW TERMINALS | 1052.22 | TEM | 1 | CP | 1.31 | 1
3RW40381BB14 | SIRIUS SOFT STARTER, S2, 72A, 37KW/400V, 40 DEGR., AC 200-480V, AC/DC 110-230V, SCREW TERMINALS | 1052.22 | TEM | 1 | CP | 1.31 | 1
3RW40381TB04 | SIRIUS SOFT STARTER, S2, 72A, 37KW/400V, 40 DEGR., AC 200-480V, AC/DC 24V, SCREW TERMINALS, THERMISTOR MOTOR PROTECTION | 1164.13 | TEM | 1 | CP | 1.315 | 1
3RW40381TB04 | SIRIUS SOFT STARTER, S2, 72A, 37KW/400V, 40 DEGR., AC 200-480V, AC/DC 24V, SCREW TERMINALS, THERMISTOR MOTOR PROTECTION | 1164.13 | TEM | 1 | CP | 1.315 | 1
3RW40382BB04 | SIRIUS SOFT STARTER, S2, 72A, 37KW/400V, 40 DEGR., AC 200-480V, AC/DC 24V, SPRING-LOADED TERMINALS | 1044.74 | TEM | 1 | CP | 1.309 | 1
3RW40382BB04 | SIRIUS SOFT STARTER, S2, 72A, 37KW/400V, 40 DEGR., AC 200-480V, AC/DC 24V, SPRING-LOADED TERMINALS | 1044.74 | TEM | 1 | CP | 1.309 | 1
3RW40461BB04 | SIRIUS SOFT STARTER, S3, 80A, 45KW/400V, 40 DEGR., AC 200-480V, AC/DC 24V, SCREW TERMINALS | 1184.33 | TEM | 1 | CP | 1.874 | 1
3RW40461BB04 | SIRIUS SOFT STARTER, S3, 80A, 45KW/400V, 40 DEGR., AC 200-480V, AC/DC 24V, SCREW TERMINALS | 1184.33 | TEM | 1 | CP | 1.874 | 1
3RW40461BB14 | SIRIUS SOFT STARTER, S3, 80A, 45KW/400V, 40 DEGR., AC 200-480V, AC/DC 110-230V, SCREW TERMINALS | 1184.33 | TEM | 1 | CP | 1.88 | 1
3RW40461BB14 | SIRIUS SOFT STARTER, S3, 80A, 45KW/400V, 40 DEGR., AC 200-480V, AC/DC 110-230V, SCREW TERMINALS | 1184.33 | TEM | 1 | CP | 1.88 | 1
3RW40461BB15 | SIRIUS SOFT STARTER, S3, 80A, 55KW/500V, 40 DEGR., AC 400-600V, AC/DC 110-230V, SCREW TERMINALS | 1361.48 | TEM | 1 | CP | 1.91 | 1
3RW40461BB15 | SIRIUS SOFT STARTER, S3, 80A, 55KW/500V, 40 DEGR., AC 400-600V, AC/DC 110-230V, SCREW TERMINALS | 1361.48 | TEM | 1 | CP | 1.91 | 1
3RW40462BB04 | SIRIUS SOFT STARTER, S3, 80A, 45KW/400V, 40 DEGR., AC 200-480V, AC/DC 24V, SPRING-LOADED TERMINALS | 1184.33 | TEM | 1 | CP | 1.865 | 1
3RW40462BB04 | SIRIUS SOFT STARTER, S3, 80A, 45KW/400V, 40 DEGR., AC 200-480V, AC/DC 24V, SPRING-LOADED TERMINALS | 1184.33 | TEM | 1 | CP | 1.865 | 1
3RW40462BB05 | SIRIUS SOFT STARTER, S3, 80A, 55KW/500V, 40 DEGR., AC 400-600V, AC/DC 24V, SPRING-LOADED TERMINALS | 1361.48 | TEM | 1 | CP | 1.861 | 1
3RW40462BB05 | SIRIUS SOFT STARTER, S3, 80A, 55KW/500V, 40 DEGR., AC 400-600V, AC/DC 24V, SPRING-LOADED TERMINALS | 1361.48 | TEM | 1 | CP | 1.861 | 1
3RW40462TB04 | SIRIUS SOFT STARTER, S3, 80A, 45KW/400V, 40 DEGR., AC 200-480V, AC/DC 24V, SPRING-LOADED TERMINALS, THERMISTOR MOTOR PROTECTION | 1299.26 | TEM | 1 | CP | 1.864 | 1
3RW40462TB04 | SIRIUS SOFT STARTER, S3, 80A, 45KW/400V, 40 DEGR., AC 200-480V, AC/DC 24V, SPRING-LOADED TERMINALS, THERMISTOR MOTOR PROTECTION | 1299.26 | TEM | 1 | CP | 1.864 | 1
3RW40471BB04 | SIRIUS SOFT STARTER, S3, 106A, 55KW/400V, 40 DEGR., AC 200-480V, AC/DC 24V, SCREW TERMINALS | 1289.97 | TEM | 1 | CP | 1.885 | 1
3RW40471BB04 | SIRIUS SOFT STARTER, S3, 106A, 55KW/400V, 40 DEGR., AC 200-480V, AC/DC 24V, SCREW TERMINALS | 1289.97 | TEM | 1 | CP | 1.885 | 1
3RW40471BB14 | SIRIUS SOFT STARTER, S3, 106A, 55KW/400V, 40 DEGR., AC 200-480V, AC/DC 110-230V, SCREW TERMINALS | 1289.97 | TEM | 1 | CP | 1.867 | 1
3RW40471BB14 | SIRIUS SOFT STARTER, S3, 106A, 55KW/400V, 40 DEGR., AC 200-480V, AC/DC 110-230V, SCREW TERMINALS | 1289.97 | TEM | 1 | CP | 1.867 | 1
3RW40471BB15 | SIRIUS SOFT STARTER, S3, 106A, 75KW/500V, 40 DEGR., AC 400-600V, AC/DC 110-230V, SCREW TERMINALS | 1481.17 | TEM | 1 | CP | 1.853 | 1
3RW40471BB15 | SIRIUS SOFT STARTER, S3, 106A, 75KW/500V, 40 DEGR., AC 400-600V, AC/DC 110-230V, SCREW TERMINALS | 1481.17 | TEM | 1 | CP | 1.853 | 1
3RW40471TB04 | SIRIUS SOFT STARTER, S3, 106A, 55KW/400V, 40 DEGR., AC 200-480V, AC/DC 24V, SCREW TERMINALS, THERMISTOR MOTOR PROTECTION | 1401.88 | TEM | 1 | CP | 1.884 | 1
3RW40471TB04 | SIRIUS SOFT STARTER, S3, 106A, 55KW/400V, 40 DEGR., AC 200-480V, AC/DC 24V, SCREW TERMINALS, THERMISTOR MOTOR PROTECTION | 1401.88 | TEM | 1 | CP | 1.884 | 1
3RW40472BB04 | SIRIUS SOFT STARTER, S3, 106A, 55KW/400V, 40 DEGR., AC 200-480V, AC/DC 24V, SPRING-LOADED TERMINALS | 1289.97 | TEM | 1 | CP | 1.858 | 1
3RW40472BB04 | SIRIUS SOFT STARTER, S3, 106A, 55KW/400V, 40 DEGR., AC 200-480V, AC/DC 24V, SPRING-LOADED TERMINALS | 1289.97 | TEM | 1 | CP | 1.858 | 1
3RW40472BB05 | SIRIUS SOFT STARTER, S3, 106A, 75KW/500V, 40 DEGR., AC 400-600V, AC/DC 24V, SPRING-LOADED TERMINALS | 1481.17 | TEM | 1 | CP | 1.869 | 1
3RW40472BB05 | SIRIUS SOFT STARTER, S3, 106A, 75KW/500V, 40 DEGR., AC 400-600V, AC/DC 24V, SPRING-LOADED TERMINALS | 1481.17 | TEM | 1 | CP | 1.869 | 1
3RW40472TB04 | SIRIUS SOFT STARTER, S3, 106A, 55KW/400V, 40 DEGR., AC 200-480V, AC/DC 24V, SPRING-LOADED TERMINALS, THERMISTOR MOTOR PROTECTION | 1401.88 | TEM | 1 | CP | 1.862 | 1
3RW40472TB04 | SIRIUS SOFT STARTER, S3, 106A, 55KW/400V, 40 DEGR., AC 200-480V, AC/DC 24V, SPRING-LOADED TERMINALS, THERMISTOR MOTOR PROTECTION | 1401.88 | TEM | 1 | CP | 1.862 | 1
3RW40552BB45 | SIRIUS SOFT STARTER, S6, 134 A, 90 KW/500 V, 40 DEG., 400-600 V AC, 230 V AC, CAGE CLAMP TERMINALS | 1569.74 | TEM | 1 | CP | 5.025 | 1
3RW40552BB45 | SIRIUS SOFT STARTER, S6, 134 A, 90 KW/500 V, 40 DEG., 400-600 V AC, 230 V AC, CAGE CLAMP TERMINALS | 1569.74 | TEM | 1 | CP | 5.025 | 1
3RW40556BB34 | SIRIUS SOFT STARTER, S6, 117 A, 75 HP/460 V, 50 DEG., 200-460 V AC, 115 V AC, SCREW TERMINALS | 1366.13 | TEM | 1 | CP | 4.947 | 1
3RW40556BB34 | SIRIUS SOFT STARTER, S6, 117 A, 75 HP/460 V, 50 DEG., 200-460 V AC, 115 V AC, SCREW TERMINALS | 1366.13 | TEM | 1 | CP | 4.947 | 1
3RW40556BB44 | SIRIUS SOFT STARTER, S6, 134 A, 75 KW/400 V, 40 DEG., 200-460 V AC, 230 V AC, SCREW TERMINALS | 1366.13 | TEM | 1 | CP | 4.976 | 1
3RW40556BB44 | SIRIUS SOFT STARTER, S6, 134 A, 75 KW/400 V, 40 DEG., 200-460 V AC, 230 V AC, SCREW TERMINALS | 1366.13 | TEM | 1 | CP | 4.976 | 1
3RW40556BB45 | SIRIUS SOFT STARTER, S6, 134 A, 90 KW/500 V, 40 DEG., 400-600 V AC, 230 V AC, SCREW TERMINALS | 1569.74 | TEM | 1 | CP | 5.018 | 1
3RW40556BB45 | SIRIUS SOFT STARTER, S6, 134 A, 90 KW/500 V, 40 DEG., 400-600 V AC, 230 V AC, SCREW TERMINALS | 1569.74 | TEM | 1 | CP | 5.018 | 1
3RW40566BB34 | SIRIUS SOFT STARTER, S6, 145 A, 100 HP/460 V, 50 DEG., 200-460 V AC, 115 V AC, SCREW TERMINALS | 1709.63 | TEM | 1 | CP | 6.91 | 1
3RW40566BB34 | SIRIUS SOFT STARTER, S6, 145 A, 100 HP/460 V, 50 DEG., 200-460 V AC, 115 V AC, SCREW TERMINALS | 1709.63 | TEM | 1 | CP | 6.91 | 1
3RW40566BB44 | SIRIUS SOFT STARTER, S6, 162 A, 90 KW/400 V, 40 DEG., 200-460 V AC, 230 V AC, SCREW TERMINALS | 1709.63 | TEM | 1 | CP | 6.77 | 1
3RW40566BB44 | SIRIUS SOFT STARTER, S6, 162 A, 90 KW/400 V, 40 DEG., 200-460 V AC, 230 V AC, SCREW TERMINALS | 1709.63 | TEM | 1 | CP | 6.77 | 1
3RW40732BB44 | SIRIUS SOFT STARTER, S12, 230 A, 132 KW/400 V, 40 DEG., 200-460 V AC, 230 V AC, CAGE CLAMP TERMINALS | 1889.41 | TEM | 1 | CP | 8.718 | 1
3RW40732BB44 | SIRIUS SOFT STARTER, S12, 230 A, 132 KW/400 V, 40 DEG., 200-460 V AC, 230 V AC, CAGE CLAMP TERMINALS | 1889.41 | TEM | 1 | CP | 8.718 | 1
3RW40736BB34 | SIRIUS SOFT STARTER, S12, 205 A, 150 HP/460 V, 50 DEG., 200-460 V AC, 115 V AC, SCREW TERMINALS | 1896.07 | TEM | 1 | CP | 8.755 | 1
3RW40736BB34 | SIRIUS SOFT STARTER, S12, 205 A, 150 HP/460 V, 50 DEG., 200-460 V AC, 115 V AC, SCREW TERMINALS | 1896.07 | TEM | 1 | CP | 8.755 | 1
3RW40736BB44 | SIRIUS SOFT STARTER, S12, 230 A, 132 KW/400 V, 40 DEG., 200-460 V AC, 230 V AC, SCREW TERMINALS | 1896.07 | TEM | 1 | CP | 8.695 | 1
3RW40736BB44 | SIRIUS SOFT STARTER, S12, 230 A, 132 KW/400 V, 40 DEG., 200-460 V AC, 230 V AC, SCREW TERMINALS | 1896.07 | TEM | 1 | CP | 8.695 | 1
3RW40746BB34 | SIRIUS SOFT STARTER, S12, 248 A, 200 HP/460 V, 50 DEG., 200-460 V AC, 115 V AC, SCREW TERMINALS | 2144.74 | TEM | 1 | CP | 8.9 | 1
3RW40746BB34 | SIRIUS SOFT STARTER, S12, 248 A, 200 HP/460 V, 50 DEG., 200-460 V AC, 115 V AC, SCREW TERMINALS | 2144.74 | TEM | 1 | CP | 8.9 | 1
3RW40746BB44 | SIRIUS SOFT STARTER, S12, 280 A, 160 KW/400 V, 40 DEG., 200-460 V AC, 230 V AC, SCREW TERMINALS | 2144.74 | TEM | 1 | CP | 8.82 | 1
3RW40746BB44 | SIRIUS SOFT STARTER, S12, 280 A, 160 KW/400 V, 40 DEG., 200-460 V AC, 230 V AC, SCREW TERMINALS | 2144.74 | TEM | 1 | CP | 8.82 | 1
3RW40746BB45 | SIRIUS SOFT STARTER, S12, 280 A, 200 KW/500 V, 40 DEG., 400-600 V AC, 230 V AC, SCREW TERMINALS | 2440.06 | TEM | 1 | CP | 8.846 | 1
3RW40746BB45 | SIRIUS SOFT STARTER, S12, 280 A, 200 KW/500 V, 40 DEG., 400-600 V AC, 230 V AC, SCREW TERMINALS | 2440.06 | TEM | 1 | CP | 8.846 | 1
3RW40756BB44 | SIRIUS SOFT STARTER, S12, 356 A, 200 KW/400 V, 40 DEG., 200-460 V AC, 230 V AC, SCREW TERMINALS | 2502.28 | TEM | 1 | CP | 8.8 | 1
3RW40756BB44 | SIRIUS SOFT STARTER, S12, 356 A, 200 KW/400 V, 40 DEG., 200-460 V AC, 230 V AC, SCREW TERMINALS | 2502.28 | TEM | 1 | CP | 8.8 | 1
3RW40766BB44 | SIRIUS SOFT STARTER, S12, 432 A, 250 KW/400 V, 40 DEG., 200-460 V AC, 230 V AC, SCREW TERMINALS | 3310.38 | TEM | 1 | CP | 8.808 | 1
3RW40766BB44 | SIRIUS SOFT STARTER, S12, 432 A, 250 KW/400 V, 40 DEG., 200-460 V AC, 230 V AC, SCREW TERMINALS | 3310.38 | TEM | 1 | CP | 8.808 | 1
3RW44221BC44 | SIRIUS SOFT STARTER, VALUES WITH 400 V, 40 DEG., STANDARD: 29A, 15KW, INSIDE-DELTA CIRCUIT 3: 50A, 22KW, 200-460 V AC, 230 V AC, SCREW TERMINALS | 1090.81 | TEM | 1 | CP | 5.76 | 1
3RW44221BC44 | SIRIUS SOFT STARTER, VALUES WITH 400 V, 40 DEG., STANDARD: 29A, 15KW, INSIDE-DELTA CIRCUIT 3: 50A, 22KW, 200-460 V AC, 230 V AC, SCREW TERMINALS | 1090.81 | TEM | 1 | CP | 5.76 | 1
3RW44221BC44 | SIRIUS SOFT STARTER, VALUES WITH 400 V, 40 DEG., STANDARD: 29A, 15KW, INSIDE-DELTA CIRCUIT 3: 50A, 22KW, 200-460 V AC, 230 V AC, SCREW TERMINALS | 1090.81 | TEM | 1 | CP | 5.76 | 1
3RW44221BC45 | SIRIUS SOFT STARTER, VALUES WITH 500 V, 40 DEG., STANDARD: 29A, 18,5KW, INSIDE-DELTA CIRCUIT 3: 50A, 30KW, 400-600 V AC, 230 V AC, SCREW TERMINALS | 1254.91 | TEM | 1 | CP | 5.505 | 1
3RW44221BC45 | SIRIUS SOFT STARTER, VALUES WITH 500 V, 40 DEG., STANDARD: 29A, 18,5KW, INSIDE-DELTA CIRCUIT 3: 50A, 30KW, 400-600 V AC, 230 V AC, SCREW TERMINALS | 1254.91 | TEM | 1 | CP | 5.505 | 1
3RW44221BC46 | SIRIUS SOFT STARTER, VALUES WITH 690 V, 40 DEG., STANDARD: 29A, 30KW, INSIDE-DELTA CIRCUIT 3: ONLY UP TO 600V, 400-690 V AC, 230 V AC, SCREW TERMINALS | 1419.01 | TEM | 1 | CP | 6.57 | 1
3RW44221BC46 | SIRIUS SOFT STARTER, VALUES WITH 690 V, 40 DEG., STANDARD: 29A, 30KW, INSIDE-DELTA CIRCUIT 3: ONLY UP TO 600V, 400-690 V AC, 230 V AC, SCREW TERMINALS | 1419.01 | TEM | 1 | CP | 6.57 | 1
3RW44223BC44 | SIRIUS SOFT STARTER, VALUES WITH 400 V, 40 DEG., STANDARD: 29A, 15KW, INSIDE-DELTA CIRCUIT 3: 50A, 22KW, 200-460 V AC, 230 V AC, CAGE CLAMP TERMINALS | 1090.81 | TEM | 1 | CP | 5.42 | 1
3RW44223BC44 | SIRIUS SOFT STARTER, VALUES WITH 400 V, 40 DEG., STANDARD: 29A, 15KW, INSIDE-DELTA CIRCUIT 3: 50A, 22KW, 200-460 V AC, 230 V AC, CAGE CLAMP TERMINALS | 1090.81 | TEM | 1 | CP | 5.42 | 1
3RW44231BC44 | SIRIUS SOFT STARTER, VALUES WITH 400 V, 40 DEG., STANDARD: 36A, 18,5KW, INSIDE-DELTA CIRCUIT 3: 62A, 30KW, 200-460 V AC, 230 V AC, SCREW TERMINALS | 1226 | TEM | 1 | CP | 7.21 | 1
3RW44231BC44 | SIRIUS SOFT STARTER, VALUES WITH 400 V, 40 DEG., STANDARD: 36A, 18,5KW, INSIDE-DELTA CIRCUIT 3: 62A, 30KW, 200-460 V AC, 230 V AC, SCREW TERMINALS | 1226 | TEM | 1 | CP | 7.21 | 1
3RW44231BC45 | SIRIUS SOFT STARTER, VALUES WITH 500 V, 40 DEG., STANDARD: 36A, 22KW, INSIDE-DELTA CIRCUIT 3: 62A, 37KW, 400-600 V AC, 230 V AC, SCREW TERMINALS | 1419.01 | TEM | 1 | CP | 6.5 | 1
3RW44231BC45 | SIRIUS SOFT STARTER, VALUES WITH 500 V, 40 DEG., STANDARD: 36A, 22KW, INSIDE-DELTA CIRCUIT 3: 62A, 37KW, 400-600 V AC, 230 V AC, SCREW TERMINALS | 1419.01 | TEM | 1 | CP | 6.5 | 1
3RW44231BC46 | SIRIUS SOFT STARTER, VALUES WITH 690 V, 40 DEG., STANDARD: 36A, 37KW, INSIDE-DELTA CIRCUIT 3: ONLY UP TO 600V, 400-690 V AC, 230 V AC, SCREW TERMINALS | 1612.12 | TEM | 1 | CP | 5.48 | 1
3RW44231BC46 | SIRIUS SOFT STARTER, VALUES WITH 690 V, 40 DEG., STANDARD: 36A, 37KW, INSIDE-DELTA CIRCUIT 3: ONLY UP TO 600V, 400-690 V AC, 230 V AC, SCREW TERMINALS | 1612.12 | TEM | 1 | CP | 5.48 | 1
3RW44233BC44 | SIRIUS SOFT STARTER, VALUES WITH 400 V, 40 DEG., STANDARD: 36A, 18,5KW, INSIDE-DELTA CIRCUIT 3: 62A, 30KW, 200-460 V AC, 230 V AC, CAGE CLAMP TERMINALS | 1226 | TEM | 1 | CP | 5.5 | 1
3RW44233BC44 | SIRIUS SOFT STARTER, VALUES WITH 400 V, 40 DEG., STANDARD: 36A, 18,5KW, INSIDE-DELTA CIRCUIT 3: 62A, 30KW, 200-460 V AC, 230 V AC, CAGE CLAMP TERMINALS | 1226 | TEM | 1 | CP | 5.5 | 1
3RW44241BC44 | SIRIUS SOFT STARTER, VALUES WITH 400 V, 40 DEG., STANDARD: 47A, 22KW, INSIDE-DELTA CIRCUIT 3: 81A, 45KW, 200-460 V AC, 230 V AC, SCREW TERMINALS | 1419.01 | TEM | 1 | CP | 5.485 | 1
3RW44241BC44 | SIRIUS SOFT STARTER, VALUES WITH 400 V, 40 DEG., STANDARD: 47A, 22KW, INSIDE-DELTA CIRCUIT 3: 81A, 45KW, 200-460 V AC, 230 V AC, SCREW TERMINALS | 1419.01 | TEM | 1 | CP | 5.485 | 1
3RW44241BC44 | SIRIUS SOFT STARTER, VALUES WITH 400 V, 40 DEG., STANDARD: 47A, 22KW, INSIDE-DELTA CIRCUIT 3: 81A, 45KW, 200-460 V AC, 230 V AC, SCREW TERMINALS | 1419.01 | TEM | 1 | CP | 5.485 | 1
3RW44243BC45 | SIRIUS SOFT STARTER, VALUES WITH 500 V, 40 DEG., STANDARD: 47A, 30KW, INSIDE-DELTA CIRCUIT 3: 81A, 45KW, 400-600 V AC, 230 V AC, CAGE CLAMP TERMINALS | 1641.03 | TEM | 1 | CP | 5.54 | 1
3RW44243BC45 | SIRIUS SOFT STARTER, VALUES WITH 500 V, 40 DEG., STANDARD: 47A, 30KW, INSIDE-DELTA CIRCUIT 3: 81A, 45KW, 400-600 V AC, 230 V AC, CAGE CLAMP TERMINALS | 1641.03 | TEM | 1 | CP | 5.54 | 1
3RW44251BC34 | SIRIUS SOFT STARTER, VALUES WITH 460 V, 50 DEG., STANDARD: 51A, 30HP, INSIDE-DELTA CIRCUIT 3: 88A, 60HP, 200-460 V AC, 115 V AC, SCREW TERMINALS | 1563.84 | TEM | 1 | CP | 10.1 | 1
3RW44251BC34 | SIRIUS SOFT STARTER, VALUES WITH 460 V, 50 DEG., STANDARD: 51A, 30HP, INSIDE-DELTA CIRCUIT 3: 88A, 60HP, 200-460 V AC, 115 V AC, SCREW TERMINALS | 1563.84 | TEM | 1 | CP | 10.1 | 1
3RW44251BC44 | SIRIUS SOFT STARTER, VALUES WITH 400 V, 40 DEG., STANDARD: 57A, 30KW, INSIDE-DELTA CIRCUIT 3: 99A, 55KW, 200-460 V AC, 230 V AC, SCREW TERMINALS | 1563.84 | TEM | 1 | CP | 5.69 | 1
3RW44251BC44 | SIRIUS SOFT STARTER, VALUES WITH 400 V, 40 DEG., STANDARD: 57A, 30KW, INSIDE-DELTA CIRCUIT 3: 99A, 55KW, 200-460 V AC, 230 V AC, SCREW TERMINALS | 1563.84 | TEM | 1 | CP | 5.69 | 1
3RW44251BC46 | SIRIUS SOFT STARTER, VALUES WITH 690 V, 40 DEG., STANDARD: 57A, 55KW, INSIDE-DELTA CIRCUIT 3: ONLY UP TO 600V, 400-690 V AC, 230 V AC, SCREW TERMINALS | 2056.15 | TEM | 1 | CP | 5.86 | 1
3RW44251BC46 | SIRIUS SOFT STARTER, VALUES WITH 690 V, 40 DEG., STANDARD: 57A, 55KW, INSIDE-DELTA CIRCUIT 3: ONLY UP TO 600V, 400-690 V AC, 230 V AC, SCREW TERMINALS | 2056.15 | TEM | 1 | CP | 5.86 | 1
3RW44261BC44 | SIRIUS SOFT STARTER, VALUES WITH 400 V, 40 DEG., STANDARD: 77A, 37KW, INSIDE-DELTA CIRCUIT 3: 133A, 75KW, 200-460 V AC, 230 V AC, SCREW TERMINALS | 1718.31 | TEM | 1 | CP | 5.594 | 1
3RW44261BC44 | SIRIUS SOFT STARTER, VALUES WITH 400 V, 40 DEG., STANDARD: 77A, 37KW, INSIDE-DELTA CIRCUIT 3: 133A, 75KW, 200-460 V AC, 230 V AC, SCREW TERMINALS | 1718.31 | TEM | 1 | CP | 5.594 | 1
3RW44261BC46 | SIRIUS SOFT STARTER, VALUES WITH 690 V, 40 DEG., STANDARD: 77A, 75KW, INSIDE-DELTA CIRCUIT 3: ONLY UP TO 600V, 400-690 V AC, 230 V AC, SCREW TERMINALS | 2210.62 | TEM | 1 | CP | 5.75 | 1
3RW44261BC46 | SIRIUS SOFT STARTER, VALUES WITH 690 V, 40 DEG., STANDARD: 77A, 75KW, INSIDE-DELTA CIRCUIT 3: ONLY UP TO 600V, 400-690 V AC, 230 V AC, SCREW TERMINALS | 2210.62 | TEM | 1 | CP | 5.75 | 1
3RW44263BC46 | SIRIUS SOFT STARTER, VALUES WITH 690 V, 40 DEG., STANDARD: 77A, 75KW, INSIDE-DELTA CIRCUIT 3: ONLY UP TO 600V, 400-690 V AC, 230 V AC, CAGE CLAMP TERMINALS | 2210.62 | TEM | 1 | CP | 5.693 | 1
3RW44263BC46 | SIRIUS SOFT STARTER, VALUES WITH 690 V, 40 DEG., STANDARD: 77A, 75KW, INSIDE-DELTA CIRCUIT 3: ONLY UP TO 600V, 400-690 V AC, 230 V AC, CAGE CLAMP TERMINALS | 2210.62 | TEM | 1 | CP | 5.693 | 1
3RW44271BC44 | SIRIUS SOFT STARTER, VALUES WITH 400 V, 40 DEG., STANDARD: 93A, 45KW, INSIDE-DELTA CIRCUIT 3: 161A, 90KW, 200-460 V AC, 230 V AC, SCREW TERMINALS | 1892.05 | TEM | 1 | CP | 6.33 | 1
3RW44271BC44 | SIRIUS SOFT STARTER, VALUES WITH 400 V, 40 DEG., STANDARD: 93A, 45KW, INSIDE-DELTA CIRCUIT 3: 161A, 90KW, 200-460 V AC, 230 V AC, SCREW TERMINALS | 1892.05 | TEM | 1 | CP | 6.33 | 1
3RW44271BC44 | SIRIUS SOFT STARTER, VALUES WITH 400 V, 40 DEG., STANDARD: 93A, 45KW, INSIDE-DELTA CIRCUIT 3: 161A, 90KW, 200-460 V AC, 230 V AC, SCREW TERMINALS | 1892.05 | TEM | 1 | CP | 6.33 | 1
3RW44271BC46 | SIRIUS SOFT STARTER, VALUES WITH 690 V, 40 DEG., STANDARD: 93A, 90KW, INSIDE-DELTA CIRCUIT 3: ONLY UP TO 600V, 400-690 V AC, 230 V AC, SCREW TERMINALS | 2471.28 | TEM | 1 | CP | 6.427 | 1
3RW44271BC46 | SIRIUS SOFT STARTER, VALUES WITH 690 V, 40 DEG., STANDARD: 93A, 90KW, INSIDE-DELTA CIRCUIT 3: ONLY UP TO 600V, 400-690 V AC, 230 V AC, SCREW TERMINALS | 2471.28 | TEM | 1 | CP | 6.427 | 1
3RW44273BC46 | SIRIUS SOFT STARTER, VALUES WITH 690 V, 40 DEG., STANDARD: 93A, 90KW, INSIDE-DELTA CIRCUIT 3: ONLY UP TO 600V, 400-690 V AC, 230 V AC, CAGE CLAMP TERMINALS | 2471.28 | TEM | 1 | CP | 6.053 | 1
3RW44273BC46 | SIRIUS SOFT STARTER, VALUES WITH 690 V, 40 DEG., STANDARD: 93A, 90KW, INSIDE-DELTA CIRCUIT 3: ONLY UP TO 600V, 400-690 V AC, 230 V AC, CAGE CLAMP TERMINALS | 2471.28 | TEM | 1 | CP | 6.053 | 1
3RW44346BC34 | SIRIUS SOFT STARTER, VALUES WITH 460 V, 50 DEG., STANDARD: 100A, 75HP, INSIDE-DELTA CIRCUIT 3: 173A, 125HP, 200-460 V AC, 115 V AC, SCREW TERMINALS | 2104.43 | TEM | 1 | CP | 6.12 | 1
3RW44346BC34 | SIRIUS SOFT STARTER, VALUES WITH 460 V, 50 DEG., STANDARD: 100A, 75HP, INSIDE-DELTA CIRCUIT 3: 173A, 125HP, 200-460 V AC, 115 V AC, SCREW TERMINALS | 2104.43 | TEM | 1 | CP | 6.12 | 1
3RW44346BC44 | SIRIUS SOFT STARTER, VALUES WITH 400 V, 40 DEG., STANDARD: 113A, 55KW, INSIDE-DELTA CIRCUIT 3: 196A, 110KW, 200-460 V AC, 230 V AC, SCREW TERMINALS | 2104.43 | TEM | 1 | CP | 6.457 | 1
3RW44346BC44 | SIRIUS SOFT STARTER, VALUES WITH 400 V, 40 DEG., STANDARD: 113A, 55KW, INSIDE-DELTA CIRCUIT 3: 196A, 110KW, 200-460 V AC, 230 V AC, SCREW TERMINALS | 2104.43 | TEM | 1 | CP | 6.457 | 1
3RW44352BC44 | SIRIUS SOFT STARTER, VALUES WITH 400 V, 40 DEG., STANDARD: 134A, 75KW, INSIDE-DELTA CIRCUIT 3: 232A, 132KW, 200-460 V AC, 230 V AC, CAGE CLAMP TERMINALS | 2500.18 | TEM | 1 | CP | 9.37 | 1
3RW44352BC44 | SIRIUS SOFT STARTER, VALUES WITH 400 V, 40 DEG., STANDARD: 134A, 75KW, INSIDE-DELTA CIRCUIT 3: 232A, 132KW, 200-460 V AC, 230 V AC, CAGE CLAMP TERMINALS | 2500.18 | TEM | 1 | CP | 9.37 | 1
3RW44356BC44 | SIRIUS SOFT STARTER, VALUES WITH 400 V, 40 DEG., STANDARD: 134A, 75KW, INSIDE-DELTA CIRCUIT 3: 232A, 132KW, 200-460 V AC, 230 V AC, SCREW TERMINALS | 2500.18 | TEM | 1 | CP | 7.9 | 1
3RW44356BC44 | SIRIUS SOFT STARTER, VALUES WITH 400 V, 40 DEG., STANDARD: 134A, 75KW, INSIDE-DELTA CIRCUIT 3: 232A, 132KW, 200-460 V AC, 230 V AC, SCREW TERMINALS | 2500.18 | TEM | 1 | CP | 7.9 | 1
3RW44356BC45 | SIRIUS SOFT STARTER, VALUES WITH 500 V, 40 DEG., STANDARD: 134A, 90KW, INSIDE-DELTA CIRCUIT 3: 232A, 160KW, 400-600 V AC, 230 V AC, SCREW TERMINALS | 2876.66 | TEM | 1 | CP | 7.9 | 1
3RW44356BC45 | SIRIUS SOFT STARTER, VALUES WITH 500 V, 40 DEG., STANDARD: 134A, 90KW, INSIDE-DELTA CIRCUIT 3: 232A, 160KW, 400-600 V AC, 230 V AC, SCREW TERMINALS | 2876.66 | TEM | 1 | CP | 7.9 | 1
3RW44366BC44 | SIRIUS SOFT STARTER, VALUES WITH 400 V, 40 DEG., STANDARD: 162A, 90KW, INSIDE-DELTA CIRCUIT 3: 281A, 160KW, 200-460 V AC, 230 V AC, SCREW TERMINALS | 3011.86 | TEM | 1 | CP | 3.912 | 1
3RW44366BC44 | SIRIUS SOFT STARTER, VALUES WITH 400 V, 40 DEG., STANDARD: 162A, 90KW, INSIDE-DELTA CIRCUIT 3: 281A, 160KW, 200-460 V AC, 230 V AC, SCREW TERMINALS | 3011.86 | TEM | 1 | CP | 3.912 | 1
3RW44366BC44 | SIRIUS SOFT STARTER, VALUES WITH 400 V, 40 DEG., STANDARD: 162A, 90KW, INSIDE-DELTA CIRCUIT 3: 281A, 160KW, 200-460 V AC, 230 V AC, SCREW TERMINALS | 3011.86 | TEM | 1 | CP | 3.912 | 1
3RW44432BC44 | SIRIUS SOFT STARTER, VALUES WITH 400 V, 40 DEG., STANDARD: 203A, 110KW, INSIDE-DELTA CIRCUIT 3: 352A, 200KW, 200-460 V AC, 230 V AC, CAGE CLAMP TERMINALS | 3436.52 | TEM | 1 | CP | 11.281 | 1
3RW44432BC44 | SIRIUS SOFT STARTER, VALUES WITH 400 V, 40 DEG., STANDARD: 203A, 110KW, INSIDE-DELTA CIRCUIT 3: 352A, 200KW, 200-460 V AC, 230 V AC, CAGE CLAMP TERMINALS | 3436.52 | TEM | 1 | CP | 11.281 | 1
3RW44436BC44 | SIRIUS SOFT STARTER, VALUES WITH 400 V, 40 DEG., STANDARD: 203A, 110KW, INSIDE-DELTA CIRCUIT 3: 352A, 200KW, 200-460 V AC, 230 V AC, SCREW TERMINALS | 3436.52 | TEM | 1 | CP | 11.222 | 1
3RW44436BC44 | SIRIUS SOFT STARTER, VALUES WITH 400 V, 40 DEG., STANDARD: 203A, 110KW, INSIDE-DELTA CIRCUIT 3: 352A, 200KW, 200-460 V AC, 230 V AC, SCREW TERMINALS | 3436.52 | TEM | 1 | CP | 11.222 | 1
3RW44436BC45 | SIRIUS SOFT STARTER, VALUES WITH 500 V, 40 DEG., STANDARD: 203A, 132KW, INSIDE-DELTA CIRCUIT 3: 352A, 250KW, 400-600 V AC, 230 V AC, SCREW TERMINALS | 3986.84 | TEM | 1 | CP | 11.27 | 1
3RW44436BC45 | SIRIUS SOFT STARTER, VALUES WITH 500 V, 40 DEG., STANDARD: 203A, 132KW, INSIDE-DELTA CIRCUIT 3: 352A, 250KW, 400-600 V AC, 230 V AC, SCREW TERMINALS | 3986.84 | TEM | 1 | CP | 11.27 | 1
3RW44446BC34 | SIRIUS SOFT STARTER, VALUES WITH 460 V, 50 DEG., STANDARD: 215A, 150HP, INSIDE-DELTA CIRCUIT 3: 372A, 300HP, 200-460 V AC, 115 V AC, SCREW TERMINALS | 3928.83 | TEM | 1 | CP | 11.34 | 1
3RW44446BC34 | SIRIUS SOFT STARTER, VALUES WITH 460 V, 50 DEG., STANDARD: 215A, 150HP, INSIDE-DELTA CIRCUIT 3: 372A, 300HP, 200-460 V AC, 115 V AC, SCREW TERMINALS | 3928.83 | TEM | 1 | CP | 11.34 | 1
3RW44446BC44 | SIRIUS SOFT STARTER, VALUES WITH 400 V, 40 DEG., STANDARD: 250A, 132KW, INSIDE-DELTA CIRCUIT 3: 433A, 250KW, 200-460 V AC, 230 V AC, SCREW TERMINALS | 3928.83 | TEM | 1 | CP | 11.23 | 1
3RW44446BC44 | SIRIUS SOFT STARTER, VALUES WITH 400 V, 40 DEG., STANDARD: 250A, 132KW, INSIDE-DELTA CIRCUIT 3: 433A, 250KW, 200-460 V AC, 230 V AC, SCREW TERMINALS | 3928.83 | TEM | 1 | CP | 11.23 | 1
3RW44446BC45 | SIRIUS SOFT STARTER, VALUES WITH 500 V, 40 DEG., STANDARD: 250A, 160KW, INSIDE-DELTA CIRCUIT 3: 433A, 315KW, 400-600 V AC, 230 V AC, SCREW TERMINALS | 4527.43 | TEM | 1 | CP | 11.188 | 1
3RW44446BC45 | SIRIUS SOFT STARTER, VALUES WITH 500 V, 40 DEG., STANDARD: 250A, 160KW, INSIDE-DELTA CIRCUIT 3: 433A, 315KW, 400-600 V AC, 230 V AC, SCREW TERMINALS | 4527.43 | TEM | 1 | CP | 11.188 | 1
3RW44456BC44 | SIRIUS SOFT STARTER, VALUES WITH 400 V, 40 DEG., STANDARD: 313A, 160KW, INSIDE-DELTA CIRCUIT 3: 542A, 315KW, 200-460 V AC, 230 V AC, SCREW TERMINALS | 4778.35 | TEM | 1 | CP | 11.16 | 1
3RW44456BC44 | SIRIUS SOFT STARTER, VALUES WITH 400 V, 40 DEG., STANDARD: 313A, 160KW, INSIDE-DELTA CIRCUIT 3: 542A, 315KW, 200-460 V AC, 230 V AC, SCREW TERMINALS | 4778.35 | TEM | 1 | CP | 11.16 | 1
3RW44456BC44 | SIRIUS SOFT STARTER, VALUES WITH 400 V, 40 DEG., STANDARD: 313A, 160KW, INSIDE-DELTA CIRCUIT 3: 542A, 315KW, 200-460 V AC, 230 V AC, SCREW TERMINALS | 4778.35 | TEM | 1 | CP | 11.16 | 1
3RW44456BC45 | SIRIUS SOFT STARTER, VALUES WITH 500 V, 40 DEG., STANDARD: 313A, 200KW, INSIDE-DELTA CIRCUIT 3: 542A, 355KW, 400-600 V AC, 230 V AC, SCREW TERMINALS | 5512.04 | TEM | 1 | CP | 11.35 | 1
3RW44456BC45 | SIRIUS SOFT STARTER, VALUES WITH 500 V, 40 DEG., STANDARD: 313A, 200KW, INSIDE-DELTA CIRCUIT 3: 542A, 355KW, 400-600 V AC, 230 V AC, SCREW TERMINALS | 5512.04 | TEM | 1 | CP | 11.35 | 1
3RW44462BC44 | SIRIUS SOFT STARTER, VALUES WITH 400 V, 40 DEG., STANDARD: 356A, 200KW, INSIDE-DELTA CIRCUIT 3: 617A, 355KW, 200-460 V AC, 230 V AC, CAGE CLAMP TERMINALS | 5589.22 | TEM | 1 | CP | 11.561 | 1
3RW44462BC44 | SIRIUS SOFT STARTER, VALUES WITH 400 V, 40 DEG., STANDARD: 356A, 200KW, INSIDE-DELTA CIRCUIT 3: 617A, 355KW, 200-460 V AC, 230 V AC, CAGE CLAMP TERMINALS | 5589.22 | TEM | 1 | CP | 11.561 | 1
3RW44466BC44 | SIRIUS SOFT STARTER, VALUES WITH 400 V, 40 DEG., STANDARD: 356A, 200KW, INSIDE-DELTA CIRCUIT 3: 617A, 355KW, 200-460 V AC, 230 V AC, SCREW TERMINALS | 5589.22 | TEM | 1 | CP | 11.53 | 1
3RW44466BC44 | SIRIUS SOFT STARTER, VALUES WITH 400 V, 40 DEG., STANDARD: 356A, 200KW, INSIDE-DELTA CIRCUIT 3: 617A, 355KW, 200-460 V AC, 230 V AC, SCREW TERMINALS | 5589.22 | TEM | 1 | CP | 11.53 | 1
3RW44476BC34 | SIRIUS SOFT STARTER, VALUES WITH 460 V, 50 DEG., STANDARD: 385A, 300HP, INSIDE-DELTA CIRCUIT 3: 667A, 600HP, 200-460 V AC, 115 V AC, SCREW TERMINALS | 6564.2 | TEM | 1 | CP | 11.54 | 1
3RW44476BC34 | SIRIUS SOFT STARTER, VALUES WITH 460 V, 50 DEG., STANDARD: 385A, 300HP, INSIDE-DELTA CIRCUIT 3: 667A, 600HP, 200-460 V AC, 115 V AC, SCREW TERMINALS | 6564.2 | TEM | 1 | CP | 11.54 | 1
3RW44476BC44 | SIRIUS SOFT STARTER, VALUES WITH 400 V, 40 DEG., STANDARD: 432A, 250KW, INSIDE-DELTA CIRCUIT 3: 748A, 400KW, 200-460 V AC, 230 V AC, SCREW TERMINALS | 6564.2 | TEM | 1 | CP | 11.53 | 1
3RW44476BC44 | SIRIUS SOFT STARTER, VALUES WITH 400 V, 40 DEG., STANDARD: 432A, 250KW, INSIDE-DELTA CIRCUIT 3: 748A, 400KW, 200-460 V AC, 230 V AC, SCREW TERMINALS | 6564.2 | TEM | 1 | CP | 11.53 | 1
3RW44476BC45 | SIRIUS SOFT STARTER, VALUES WITH 500 V, 40 DEG., STANDARD: 432A, 315KW, INSIDE-DELTA CIRCUIT 3: 748A, 500KW, 400-600 V AC, 230 V AC, SCREW TERMINALS | 7510.28 | TEM | 1 | CP | 12.575 | 1
3RW44476BC45 | SIRIUS SOFT STARTER, VALUES WITH 500 V, 40 DEG., STANDARD: 432A, 315KW, INSIDE-DELTA CIRCUIT 3: 748A, 500KW, 400-600 V AC, 230 V AC, SCREW TERMINALS | 7510.28 | TEM | 1 | CP | 12.575 | 1
3RW44476BC46 | SIRIUS SOFT STARTER, VALUES WITH 690 V, 40 DEG., STANDARD: 432A, 400KW, INSIDE-DELTA CIRCUIT 3: ONLY UP TO 600V, 400-690 V AC, 230 V AC, SCREW TERMINALS | 8504.53 | TEM | 1 | CP | 11.97 | 1
3RW44476BC46 | SIRIUS SOFT STARTER, VALUES WITH 690 V, 40 DEG., STANDARD: 432A, 400KW, INSIDE-DELTA CIRCUIT 3: ONLY UP TO 600V, 400-690 V AC, 230 V AC, SCREW TERMINALS | 8504.53 | TEM | 1 | CP | 11.97 | 1
3RW44536BC34 | SIRIUS SOFT STARTER, VALUES AT 460V, 50 DEG., STANDARD: 494A, 400HP, INSIDE-DELTA CIRCUIT 3: 856A, 750HP, 200-460V AC, 115V AC, SCREW TERMINALS | 7684.02 | TEM | 1 | CP | 64.55 | 1
3RW44536BC34 | SIRIUS SOFT STARTER, VALUES AT 460V, 50 DEG., STANDARD: 494A, 400HP, INSIDE-DELTA CIRCUIT 3: 856A, 750HP, 200-460V AC, 115V AC, SCREW TERMINALS | 7684.02 | TEM | 1 | CP | 64.55 | 1
3RW44536BC44 | SIRIUS SOFT STARTER, VALUES AT 400V, 40DEG., STANDARD: 551A, 315KW, INSIDE-DELTA CIRCUIT 3: 954A, 560KW, 200-460V AC, 230V AC, SCREW TERMINALS | 7684.02 | TEM | 1 | CP | 64.7 | 1
3RW44536BC44 | SIRIUS SOFT STARTER, VALUES AT 400V, 40DEG., STANDARD: 551A, 315KW, INSIDE-DELTA CIRCUIT 3: 954A, 560KW, 200-460V AC, 230V AC, SCREW TERMINALS | 7684.02 | TEM | 1 | CP | 64.7 | 1
3RW44536BC45 | SIRIUS SOFT STARTER, VALUES AT 500V, 40DEG., STANDARD: 551A, 355KW, INSIDE-DELTA CIRCUIT 3: 954A, 630KW, 400-600V AC, 230V AC, SCREW TERMINALS | 8852 | TEM | 1 | CP | 62 | 1
3RW44536BC45 | SIRIUS SOFT STARTER, VALUES AT 500V, 40DEG., STANDARD: 551A, 355KW, INSIDE-DELTA CIRCUIT 3: 954A, 630KW, 400-600V AC, 230V AC, SCREW TERMINALS | 8852 | TEM | 1 | CP | 62 | 1
3RW44536BC46 | SIRIUS SOFT STARTER, VALUES AT 690V, 40DEG., STANDARD: 551A, 560KW, INSIDE-DELTA CIRCUIT 3: ONLY UP TO 600V, 400-690V AC, 230V AC, SCREW TERMINALS | 10039.36 | TEM | 1 | CP | 40 | 1
3RW44536BC46 | SIRIUS SOFT STARTER, VALUES AT 690V, 40DEG., STANDARD: 551A, 560KW, INSIDE-DELTA CIRCUIT 3: ONLY UP TO 600V, 400-690V AC, 230V AC, SCREW TERMINALS | 10039.36 | TEM | 1 | CP | 40 | 1
3RW44546BC44 | SIRIUS SOFT STARTER, VALUES AT 400V, 40DEG., STANDARD: 615A, 355KW, INSIDE-DELTA CIRCUIT 3: 1065A, 630KW, 200-460V AC, 230V AC, SCREW TERMINALS | 8948.56 | TEM | 1 | CP | 64.1 | 1
3RW44546BC44 | SIRIUS SOFT STARTER, VALUES AT 400V, 40DEG., STANDARD: 615A, 355KW, INSIDE-DELTA CIRCUIT 3: 1065A, 630KW, 200-460V AC, 230V AC, SCREW TERMINALS | 8948.56 | TEM | 1 | CP | 64.1 | 1
3RW44556BC44 | SIRIUS SOFT STARTER, VALUES AT 400V, 40DEG., STANDARD: 693A, 400KW, INSIDE-DELTA CIRCUIT 3: 1200A, 710KW, 200-460V AC, 230V AC, SCREW TERMINALS | 10039.36 | TEM | 1 | CP | 63.85 | 1
3RW44556BC44 | SIRIUS SOFT STARTER, VALUES AT 400V, 40DEG., STANDARD: 693A, 400KW, INSIDE-DELTA CIRCUIT 3: 1200A, 710KW, 200-460V AC, 230V AC, SCREW TERMINALS | 10039.36 | TEM | 1 | CP | 63.85 | 1
3RW44572BC44 | SIRIUS SOFT STARTER, VALUES AT 400V, 40DEG., STANDARD: 880A, 500KW, INSIDE-DELTA CIRCUIT 3: 1524A, 900KW, 200-460V AC, 230V AC, SPRING TERMINALS | 11776.94 | TEM | 1 | CP | 66.5 | 1
3RW44572BC44 | SIRIUS SOFT STARTER, VALUES AT 400V, 40DEG., STANDARD: 880A, 500KW, INSIDE-DELTA CIRCUIT 3: 1524A, 900KW, 200-460V AC, 230V AC, SPRING TERMINALS | 11776.94 | TEM | 1 | CP | 66.5 | 1
3RW44576BC44 | SIRIUS SOFT STARTER, VALUES AT 400V, 40DEG., STANDARD: 880A, 500KW, INSIDE-DELTA CIRCUIT 3: 1524A, 900KW, 200-460V AC, 230V AC, SCREW TERMINALS | 11776.94 | TEM | 1 | CP | 40.2 | 1
3RW44576BC44 | SIRIUS SOFT STARTER, VALUES AT 400V, 40DEG., STANDARD: 880A, 500KW, INSIDE-DELTA CIRCUIT 3: 1524A, 900KW, 200-460V AC, 230V AC, SCREW TERMINALS | 11776.94 | TEM | 1 | CP | 40.2 | 1
3RW44656BC44 | SIRIUS SOFT STARTER, VALUES AT 400V, 40DEGREES, STANDARD: 1076A, 630KW, INSIDE DELTA: 1864A, 1100KW, AC 200-460V, AC 230V, SCREW TERMINALS | 13387.22 | TEM | 1 | CP | 97 | 1
3RW44656BC44 | SIRIUS SOFT STARTER, VALUES AT 400V, 40DEGREES, STANDARD: 1076A, 630KW, INSIDE DELTA: 1864A, 1100KW, AC 200-460V, AC 230V, SCREW TERMINALS | 13387.22 | TEM | 1 | CP | 97 | 1
3RW47430NC00 | Power semiconductor module NTC 690 V, fΓΌr 3RW4443, 203 A | 696.49 | TEM | 1 | CP | 1.284 | 1
3RW47430NC00 | Power semiconductor module NTC 690 V, fΓΌr 3RW4443, 203 A | 696.49 | TEM | 1 | CP | 1.284 | 1
3RW47476SC40 | Control unit 230 V for 3RW44, frame size 4 with screw type terminals | 710.84 | TEM | 1 | CP | 0.775 | 1
3RW47476SC40 | Control unit 230 V for 3RW44, frame size 4 with screw type terminals | 710.84 | TEM | 1 | CP | 0.775 | 1
3RW47586SC40 | Control unit 230 V for 3RW44, frame size 5 with screw type terminals | 855.88 | TEM | 1 | CP | 0.76 | 1
3RW47586SC40 | Control unit 230 V for 3RW44, frame size 5 with screw type terminals | 855.88 | TEM | 1 | CP | 0.76 | 1
3RW47736SB40 | Control unit 230 V for 3RW4073, frame size S12 with screw type terminals | 836.18 | TEM | 1 | CP | 0.54 | 1
3RW47736SB40 | Control unit 230 V for 3RW4073, frame size S12 with screw type terminals | 836.18 | TEM | 1 | CP | 0.54 | 1
3RW49000AC00 | EXTERNAL DISPLAY AND OPERATING MODULE F. SIRIUS SOFT STARTERS 3RW44 CONNECTING CABLE E.G. 2.5M (3UF7933-0BA00-0) NOT INCL. IN SCOPE OF SUPPPLY REQUIERD SOFTWARE VERSION 3RW44 >= *E05*. IMPLEMENTED FOR 3RW44 STARTERS FROM DELIVERY DATE 05.2006 ONWARDS | 321.75 | TEM | 1 | CP | 0.105 | 1
3RW49000AC00 | EXTERNAL DISPLAY AND OPERATING MODULE F. SIRIUS SOFT STARTERS 3RW44 CONNECTING CABLE E.G. 2.5M (3UF7933-0BA00-0) NOT INCL. IN SCOPE OF SUPPPLY REQUIERD SOFTWARE VERSION 3RW44 >= *E05*. IMPLEMENTED FOR 3RW44 STARTERS FROM DELIVERY DATE 05.2006 ONWARDS | 321.75 | TEM | 1 | CP | 0.105 | 1
3RW49000KC00 | COMMUNICATION BOARD PROFIBUS FOR SIRIUS SOFT STARTER 3RW44 NECESSARY FIRMWARE RELEAS 3RW44 >= *05*.IMPLEMENTED WITH STARTERS 3RW44 AS OF DELIVERY D IMPLEMENTED WITH STARTERS 3RW44 AS OF DELIVERY DATE 05.2006 | 321.75 | TEM | 1 | CP | 0.158 | 1
3RW49000KC00 | COMMUNICATION BOARD PROFIBUS FOR SIRIUS SOFT STARTER 3RW44 NECESSARY FIRMWARE RELEAS 3RW44 >= *05*.IMPLEMENTED WITH STARTERS 3RW44 AS OF DELIVERY D IMPLEMENTED WITH STARTERS 3RW44 AS OF DELIVERY DATE 05.2006 | 321.75 | TEM | 1 | CP | 0.158 | 1
3RW49000KC00 | COMMUNICATION BOARD PROFIBUS FOR SIRIUS SOFT STARTER 3RW44 NECESSARY FIRMWARE RELEAS 3RW44 >= *05*.IMPLEMENTED WITH STARTERS 3RW44 AS OF DELIVERY D IMPLEMENTED WITH STARTERS 3RW44 AS OF DELIVERY DATE 05.2006 | 321.75 | TEM | 1 | CP | 0.158 | 1
3RW49000NC00 | COMMUNICATION MODULE PROFINET FOR SIRIUS SOFT STARTERS 3RW44 NECESSARY FIRMWARE RELEASE 3RW44 >= *12*. IMPLEMENTED IN STARTERS 3RW44 AS OF DELIVERY DATE 06.2013 | 389.09 | TEM | 1 | CP | 0.195 | 1
3RW49000NC00 | COMMUNICATION MODULE PROFINET FOR SIRIUS SOFT STARTERS 3RW44 NECESSARY FIRMWARE RELEASE 3RW44 >= *12*. IMPLEMENTED IN STARTERS 3RW44 AS OF DELIVERY DATE 06.2013 | 389.09 | TEM | 1 | CP | 0.195 | 1
3RW49288VB00 | FAN FOR SIRIUS SOFT STARTER 3RW402 S0 | 70.6 | TEM | 1 | CP | 0.07 | 1
3RW49288VB00 | FAN FOR SIRIUS SOFT STARTER 3RW402 S0 | 70.6 | TEM | 1 | CP | 0.07 | 1
3RW49368VX40 | FAN FOR SIRIUS SOFT STARTER 3RW405.-.BB4., 3RW442.-.BC4., 3RW443.-.BC4., 230 V AC | 129.79 | TEM | 1 | CP | 0.402 | 1
3RW49368VX40 | FAN FOR SIRIUS SOFT STARTER 3RW405.-.BB4., 3RW442.-.BC4., 3RW443.-.BC4., 230 V AC | 129.79 | TEM | 1 | CP | 0.402 | 1
3RW49478VB00 | FAN FOR SIRIUS SOFT STARTER 3RW403 S2, 3RW404 S3 | 87.77 | TEM | 1 | CP | 0.082 | 1
3RW49478VB00 | FAN FOR SIRIUS SOFT STARTER 3RW403 S2, 3RW404 S3 | 87.77 | TEM | 1 | CP | 0.082 | 1
3RW49478VB00 | FAN FOR SIRIUS SOFT STARTER 3RW403 S2, 3RW404 S3 | 87.77 | TEM | 1 | CP | 0.082 | 1
3RW49478VX40 | FAN FOR SIRIUS SOFT STARTER 3RW407.-.BB4., 3RW444.-.BC4., 230 V AC | 129.79 | TEM | 1 | CP | 0.558 | 1
3RW49478VX40 | FAN FOR SIRIUS SOFT STARTER 3RW407.-.BB4., 3RW444.-.BC4., 230 V AC | 129.79 | TEM | 1 | CP | 0.558 | 1
3RX90100AA00 | AS-I CABLE,TRAPEZOIDAL YELLOW, RUBBER, 2X1.5 MM2,100M 1 UNIT = 100M | 305.86 | TEM | 1 | CP | 7.125 | 1
3RX90100AA00 | AS-I CABLE,TRAPEZOIDAL YELLOW, RUBBER, 2X1.5 MM2,100M 1 UNIT = 100M | 305.86 | TEM | 1 | CP | 7.125 | 1
3RX90130AA00 | AS-I CABLE TRAPEZOIDAL YELLOW, TPE, OIL-RESISTANT, 2 X 1,5QMM, 100M 1 PIECE = 100M | 357.93 | TEM | 1 | CP | 6.627 | 1
3RX90130AA00 | AS-I CABLE TRAPEZOIDAL YELLOW, TPE, OIL-RESISTANT, 2 X 1,5QMM, 100M 1 PIECE = 100M | 357.93 | TEM | 1 | CP | 6.627 | 1
3RX90150AA00 | AS-I CABLE TRAPEZOIDAL, YELLOW, TPE, OIL-RESISTANT, 2 X 1,5QMM, 100M, 1 PIECE = 100M, MARINE APPROVAL | 616.64 | TEM | 1 | CP | 6.535 | 1
3RX90150AA00 | AS-I CABLE TRAPEZOIDAL, YELLOW, TPE, OIL-RESISTANT, 2 X 1,5QMM, 100M, 1 PIECE = 100M, MARINE APPROVAL | 616.64 | TEM | 1 | CP | 6.535 | 1
3RX90200AA00 | AS-I CABLE, TRAPEZOIDAL, F. EXTERNAL AUXILIARY VOLTAGE, UP TO 24V, BLACK, RUBBER, 2X 1.5QMM CONSISTS OF 100 M CABLE | 364.59 | TEM | 1 | CP | 7.149 | 1
3RX90200AA00 | AS-I CABLE, TRAPEZOIDAL, F. EXTERNAL AUXILIARY VOLTAGE, UP TO 24V, BLACK, RUBBER, 2X 1.5QMM CONSISTS OF 100 M CABLE | 364.59 | TEM | 1 | CP | 7.149 | 1
3RX95010BA00 | AS-INTERFACE POWER SUPPLY IP20; OUT: AS-I DC30V, 3A IN: AC 120V/230V W. INTEGR. GROUND FAULT DETECTION W. INTEGR. OVERLOAD DETECTION | 379.76 | TEM | 1 | CP | 0.547 | 1
3RX95010BA00 | AS-INTERFACE POWER SUPPLY IP20; OUT: AS-I DC30V, 3A IN: AC 120V/230V W. INTEGR. GROUND FAULT DETECTION W. INTEGR. OVERLOAD DETECTION | 379.76 | TEM | 1 | CP | 0.547 | 1
3RX95011BA00 | AS-INTERFACE POWER SUPPLY IP20; OUT: AS-I DC30V, 3A IN: DC 24V WITH DATA DECOUPLING | 643.6 | TEM | 1 | CP | 0.567 | 1
3RX95011BA00 | AS-INTERFACE POWER SUPPLY IP20; OUT: AS-I DC30V, 3A IN: DC 24V WITH DATA DECOUPLING | 643.6 | TEM | 1 | CP | 0.567 | 1
3RX95012BA00 | AS-I POWER2.6A, MAX. 100 W, 120V/230V AC, IP20; AS-INTERFACE POWER SUPPLY, IN: 120V/230V AC, OUT: AS-I, 2.6A (30V DC), LIMITING OF OUTPUT POWER MAX. 100 W, IP20, WITH INTEGRATED GROUND FAULT DETECTION, WITH AS-I DATA DECOUPLING | 426.81 | TEM | 1 | CP | 0.545 | 1
3RX95012BA00 | AS-I POWER2.6A, MAX. 100 W, 120V/230V AC, IP20; AS-INTERFACE POWER SUPPLY, IN: 120V/230V AC, OUT: AS-I, 2.6A (30V DC), LIMITING OF OUTPUT POWER MAX. 100 W, IP20, WITH INTEGRATED GROUND FAULT DETECTION, WITH AS-I DATA DECOUPLING | 426.81 | TEM | 1 | CP | 0.545 | 1
3RX95020BA00 | AS-INTERFACE POWER SUPPLY IP20; OUT: AS-I DC30V, 5A IN: AC 120V/230V W. INTEGR. GROUND FAULT DETECTION W. INTEGR. OVERLOAD DETECTION | 492.31 | TEM | 1 | CP | 0.715 | 1
3RX95020BA00 | AS-INTERFACE POWER SUPPLY IP20; OUT: AS-I DC30V, 5A IN: AC 120V/230V W. INTEGR. GROUND FAULT DETECTION W. INTEGR. OVERLOAD DETECTION | 492.31 | TEM | 1 | CP | 0.715 | 1
3RX95030BA00 | AS-INTERFACE POWER SUPPLY IP20; OUT: AS-I DC30V, 8A IN: AC 120V/230V-500V W. INTEGR. GROUND FAULT DETECTION W. INTEGR. OVERLOAD DETECTION | 719.14 | TEM | 1 | CP | 1.275 | 1
3RX95030BA00 | AS-INTERFACE POWER SUPPLY IP20; OUT: AS-I DC30V, 8A IN: AC 120V/230V-500V W. INTEGR. GROUND FAULT DETECTION W. INTEGR. OVERLOAD DETECTION | 719.14 | TEM | 1 | CP | 1.275 | 1
3RX98000AA00 | AS-I COVER FOR FK-INTERFACE MODULE AND HEAVY-GAUGE INTERFACE MODULE | 12.2 | TEM | 1 | CP | 0.057 | 1
3RX98000AA00 | AS-I COVER FOR FK-INTERFACE MODULE AND HEAVY-GAUGE INTERFACE MODULE | 12.2 | TEM | 1 | CP | 0.057 | 1
3RX98010AA00 | AS-I TRANSITIONAS-I LINE ON M12 SOCKET | 17.94 | TEM | 1 | CP | 0.024 | 1
3RX98010AA00 | AS-I TRANSITIONAS-I LINE ON M12 SOCKET | 17.94 | TEM | 1 | CP | 0.024 | 1
3RX98020AA00 | AS-I CAP PLUGS FOR UNUSED M12 SOCKETS OF THE APPLICATION MODULES | 1.37 | TEM | 100 | CP | 0.001 | 10
3RX98020AA00 | AS-I CAP PLUGS FOR UNUSED M12 SOCKETS OF THE APPLICATION MODULES | 1.37 | TEM | 100 | CP | 0.001 | 10
3RX98060AA00 | FK CABLE ADAPTER F. THREADED JOINT, HEAVY GAUGE 11 F. CONNECTING AS-I LINE TO THE HEAVY-GAUGE THREADED JOINT WITH THE PENETRATION METHOD CONTINUES VIA STANDARD CABLE | 19.48 | TEM | 1 | CP | 0.02 | 1
3RX98060AA00 | FK CABLE ADAPTER F. THREADED JOINT, HEAVY GAUGE 11 F. CONNECTING AS-I LINE TO THE HEAVY-GAUGE THREADED JOINT WITH THE PENETRATION METHOD CONTINUES VIA STANDARD CABLE | 19.48 | TEM | 1 | CP | 0.02 | 1
3RX98070AA00 | FK CABLE ADAPTER F. THREADED JOINT, HEAVY GAUGE 13.5 F. CONNECTING AS-I LINE TO THE HEAVY-GAUGE THREADED JOINT WITH THE PENETRATION METHOD CONTINUES VIA STANDARD CABLE | 19.48 | TEM | 1 | CP | 0.02 | 1
3RX98070AA00 | FK CABLE ADAPTER F. THREADED JOINT, HEAVY GAUGE 13.5 F. CONNECTING AS-I LINE TO THE HEAVY-GAUGE THREADED JOINT WITH THE PENETRATION METHOD CONTINUES VIA STANDARD CABLE | 19.48 | TEM | 1 | CP | 0.02 | 1
3SB10007CH07 | 22MM PLASTIC ROUND COMPLETE UNIT COMBINATION: DRIVE FOR POTENTIOMETER 30...32MM LONG,ACC.TO DIN41 450 | 29.07 | TEM | 1 | CP | 0.031 | 1
3SB10007CH07 | 22MM PLASTIC ROUND COMPLETE UNIT COMBINATION: DRIVE FOR POTENTIOMETER 30...32MM LONG,ACC.TO DIN41 450 | 29.07 | TEM | 1 | CP | 0.031 | 1
3SB12017DV01 | COORDINATE SWITCH, 22MM, ROUND, PLASTIC, BLACK, PLASTIC FRONT RING BLACK, 2 SWITCH POSITIONS, HORIZ. MOMENTARY CONTACT TYPE, W/O MECHANICAL INTERLOCK IN O POSITION, WITH HOLDER, 1NO PER DIRECTION | 56.92 | TEM | 1 | CP | 0.104 | 1
3SB12017DV01 | COORDINATE SWITCH, 22MM, ROUND, PLASTIC, BLACK, PLASTIC FRONT RING BLACK, 2 SWITCH POSITIONS, HORIZ. MOMENTARY CONTACT TYPE, W/O MECHANICAL INTERLOCK IN O POSITION, WITH HOLDER, 1NO PER DIRECTION | 56.92 | TEM | 1 | CP | 0.104 | 1
3SB12017FV01 | COORDINATE SWITCH, 22MM, ROUND, PLASTIC, BLACK, PLASTIC FRONT RING BLACK, 2 SWITCH POSITIONS, VERTICAL MOMENTARY CONTACT, W/O MECHANICAL INTERLOCK IN O POSITION, WITH HOLDER, 1NO PER DIRECTION | 56.92 | TEM | 1 | CP | 0.103 | 1
3SB12017FV01 | COORDINATE SWITCH, 22MM, ROUND, PLASTIC, BLACK, PLASTIC FRONT RING BLACK, 2 SWITCH POSITIONS, VERTICAL MOMENTARY CONTACT, W/O MECHANICAL INTERLOCK IN O POSITION, WITH HOLDER, 1NO PER DIRECTION | 56.92 | TEM | 1 | CP | 0.103 | 1
3SB12017FV20 | COORDINATE SWITCH, 22MM, ROUND, PLASTIC, BLACK, METAL FRONT RING, 2 SWITCH POSITIONS, VERTICAL MOMENTARY CONTACT, W/O MECHANICAL INTERLOCK IN O POSITION, WITH HOLDER, 1NO PER DIRECTION | 58.75 | TEM | 1 | CP | 0.099 | 1
3SB12017FV20 | COORDINATE SWITCH, 22MM, ROUND, PLASTIC, BLACK, METAL FRONT RING, 2 SWITCH POSITIONS, VERTICAL MOMENTARY CONTACT, W/O MECHANICAL INTERLOCK IN O POSITION, WITH HOLDER, 1NO PER DIRECTION | 58.75 | TEM | 1 | CP | 0.099 | 1
3SB12017FW20 | COORDINATE SWITCH, 22MM, ROUND, PLASTIC, BLACK, METAL FRONT RING, 2 SWITCH POSITIONS, VERTICAL MOMENTARY CONTACT, WITH MECHANICAL INTERLOCK IN O POSITION, WITH HOLDER, 1NO PER DIRECTION | 77.62 | TEM | 1 | CP | 0.105 | 1
3SB12017FW20 | COORDINATE SWITCH, 22MM, ROUND, PLASTIC, BLACK, METAL FRONT RING, 2 SWITCH POSITIONS, VERTICAL MOMENTARY CONTACT, WITH MECHANICAL INTERLOCK IN O POSITION, WITH HOLDER, 1NO PER DIRECTION | 77.62 | TEM | 1 | CP | 0.105 | 1
3SB12087JV01 | COORDINATE SWITCH, 22MM, ROUND, PLASTIC, BLACK, PLASTIC FRONT RING BLACK, 4 SWITCH POSITIONS, MOMENTARY CONTACT, W/O MECHANICAL INTERLOCK IN O POSITION, WITH HOLDER, 1NO PER DIRECTION | 72.42 | TEM | 1 | CP | 0.122 | 1
3SB12087JV01 | COORDINATE SWITCH, 22MM, ROUND, PLASTIC, BLACK, PLASTIC FRONT RING BLACK, 4 SWITCH POSITIONS, MOMENTARY CONTACT, W/O MECHANICAL INTERLOCK IN O POSITION, WITH HOLDER, 1NO PER DIRECTION | 72.42 | TEM | 1 | CP | 0.122 | 1
3SB12087JV20 | COORDINATE SWITCH, 22MM, ROUND, PLASTIC, BLACK, METAL FRONT RING, 4 SWITCH POSITIONS, MOMENTARY CONTACT, W/O MECHANICAL INTERLOCK IN O POSITION, WITH HOLDER, 1NO PER DIRECTION | 73.95 | TEM | 1 | CP | 0.125 | 1
3SB12087JV20 | COORDINATE SWITCH, 22MM, ROUND, PLASTIC, BLACK, METAL FRONT RING, 4 SWITCH POSITIONS, MOMENTARY CONTACT, W/O MECHANICAL INTERLOCK IN O POSITION, WITH HOLDER, 1NO PER DIRECTION | 73.95 | TEM | 1 | CP | 0.125 | 1
3SB12087JW01 | COORDINATE SWITCH, 22MM, ROUND, PLASTIC, BLACK, PLASTIC FRONT RING BLACK, 4 SWITCH POSITIONS, MOMENTARY CONTACT, WITH MECHANICAL INTERLOCK IN O POSITION, WITH HOLDER, 1NO PER DIRECTION | 92.31 | TEM | 1 | CP | 0.12 | 1
3SB12087JW01 | COORDINATE SWITCH, 22MM, ROUND, PLASTIC, BLACK, PLASTIC FRONT RING BLACK, 4 SWITCH POSITIONS, MOMENTARY CONTACT, WITH MECHANICAL INTERLOCK IN O POSITION, WITH HOLDER, 1NO PER DIRECTION | 92.31 | TEM | 1 | CP | 0.12 | 1
3SB12087JW20 | COORDINATE SWITCH, 22MM, ROUND, PLASTIC, BLACK, METAL FRONT RING, 4 SWITCH POSITIONS, MOMENTARY CONTACT, WITH MECHANICAL INTERLOCK IN O POSITION, WITH HOLDER, 1NO PER DIRECTION | 93.84 | TEM | 1 | CP | 0.122 | 1
3SB12087JW20 | COORDINATE SWITCH, 22MM, ROUND, PLASTIC, BLACK, METAL FRONT RING, 4 SWITCH POSITIONS, MOMENTARY CONTACT, WITH MECHANICAL INTERLOCK IN O POSITION, WITH HOLDER, 1NO PER DIRECTION | 93.84 | TEM | 1 | CP | 0.122 | 1
3SB12087KV01 | COORDINATE SWITCH, 22MM, ROUND, PLASTIC, BLACK, PLASTIC FRONT RING BLACK, 4 SWITCH POSITIONS, LATCHING, W/O MECHANICAL INTERLOCK IN O POSITION, WITH HOLDER, 1NO PER DIRECTION | 72.42 | TEM | 1 | CP | 0.121 | 1
3SB12087KV01 | COORDINATE SWITCH, 22MM, ROUND, PLASTIC, BLACK, PLASTIC FRONT RING BLACK, 4 SWITCH POSITIONS, LATCHING, W/O MECHANICAL INTERLOCK IN O POSITION, WITH HOLDER, 1NO PER DIRECTION | 72.42 | TEM | 1 | CP | 0.121 | 1
3SB12087KV20 | COORDINATE SWITCH, 22MM, ROUND, PLASTIC, BLACK, METAL FRONT RING, 4 SWITCH POSITIONS, LATCHING, W/O MECHANICAL INTERLOCK IN O POSITION, WITH HOLDER, 1NO PER DIRECTION | 73.95 | TEM | 1 | CP | 0.125 | 1
3SB12087KV20 | COORDINATE SWITCH, 22MM, ROUND, PLASTIC, BLACK, METAL FRONT RING, 4 SWITCH POSITIONS, LATCHING, W/O MECHANICAL INTERLOCK IN O POSITION, WITH HOLDER, 1NO PER DIRECTION | 73.95 | TEM | 1 | CP | 0.125 | 1
3SB12087KW01 | COORDINATE SWITCH, 22MM, ROUND, PLASTIC, BLACK, PLASTIC FRONT RING BLACK, 4 SWITCH POSITIONS, LATCHING, WITH MECHANICAL INTERLOCK IN O POSITION, WITH HOLDER, 1NO PER DIRECTION | 92.31 | TEM | 1 | CP | 0.122 | 1
3SB12087KW01 | COORDINATE SWITCH, 22MM, ROUND, PLASTIC, BLACK, PLASTIC FRONT RING BLACK, 4 SWITCH POSITIONS, LATCHING, WITH MECHANICAL INTERLOCK IN O POSITION, WITH HOLDER, 1NO PER DIRECTION | 92.31 | TEM | 1 | CP | 0.122 | 1
3SB14000A | SWITCHING ELEMENT 22 AND 30MM 1NO+1NC | 7.55 | TEM | 1 | CP | 0.019 | 1
3SB14000A | SWITCHING ELEMENT 22 AND 30MM 1NO+1NC | 7.55 | TEM | 1 | CP | 0.019 | 1
3SB14000J | SWITCHING ELEMENT FOR COORDINATE SWITCH, 1NO, 1NO SCREW CONNECTION, FRONT PLATE MOUNTING, SCREW CONNECTION, 1NO, 1NO | 7.34 | TEM | 1 | CP | 0.02 | 1
3SB14000J | SWITCHING ELEMENT FOR COORDINATE SWITCH, 1NO, 1NO SCREW CONNECTION, FRONT PLATE MOUNTING, SCREW CONNECTION, 1NO, 1NO | 7.34 | TEM | 1 | CP | 0.02 | 1
3SB19012AA | INSCRIPTION LABEL FOR GLUING ONTO LABEL HOLDER, LABEL SIZE 12.5 X 27MM, SILVER-COLORED, BLACK LETTERING, W/O INSCRIPTION, FOR SELF-INSCRIPTION | 0.53 | TEM | 100 | CP | 0.001 | 10
3SB19012AA | INSCRIPTION LABEL FOR GLUING ONTO LABEL HOLDER, LABEL SIZE 12.5 X 27MM, SILVER-COLORED, BLACK LETTERING, W/O INSCRIPTION, FOR SELF-INSCRIPTION | 0.53 | TEM | 100 | CP | 0.001 | 10
3SB19012BE | INSCRIPTION LABEL FOR GLUING ONTO LABEL HOLDER, LABEL SIZE 12.5 X 27MM, SILVER-COLORED, BLACK LETTERING, WITH INSCRIPTION: HAND O AUTO WITH INSCRIPTION: HAND O AUTO SILVER-COLORED, BLACK LETTERING | 0.77 | TEM | 100 | CP | 0.002 | 10
3SB19012BE | INSCRIPTION LABEL FOR GLUING ONTO LABEL HOLDER, LABEL SIZE 12.5 X 27MM, SILVER-COLORED, BLACK LETTERING, WITH INSCRIPTION: HAND O AUTO WITH INSCRIPTION: HAND O AUTO SILVER-COLORED, BLACK LETTERING | 0.77 | TEM | 100 | CP | 0.002 | 10
3SB19012EB | INSCRIPTION LABEL FOR GLUING ONTO LABEL HOLDER, LABEL SIZE 12.5 X 27MM, SILVER-COLORED, BLACK LETTERING, WITH INSCRIPTION: ON WITH INSCRIPTION: ON SILVER-COLORED, BLACK LETTERING | 0.77 | TEM | 100 | CP | 0.001 | 10
3SB19012EB | INSCRIPTION LABEL FOR GLUING ONTO LABEL HOLDER, LABEL SIZE 12.5 X 27MM, SILVER-COLORED, BLACK LETTERING, WITH INSCRIPTION: ON WITH INSCRIPTION: ON SILVER-COLORED, BLACK LETTERING | 0.77 | TEM | 100 | CP | 0.001 | 10
3SB19012EC | INSCRIPTION LABEL FOR GLUING ONTO LABEL HOLDER, LABEL SIZE 12.5 X 27MM, SILVER-COLORED, BLACK LETTERING, WITH INSCRIPTION: OFF WITH INSCRIPTION: OFF SILVER-COLORED, BLACK LETTERING | 0.77 | TEM | 100 | CP | 0.001 | 10
3SB19012EC | INSCRIPTION LABEL FOR GLUING ONTO LABEL HOLDER, LABEL SIZE 12.5 X 27MM, SILVER-COLORED, BLACK LETTERING, WITH INSCRIPTION: OFF WITH INSCRIPTION: OFF SILVER-COLORED, BLACK LETTERING | 0.77 | TEM | 100 | CP | 0.001 | 10
3SB19012ED | INSCRIPTION LABEL FOR GLUING ONTO LABEL HOLDER, LABEL SIZE 12.5 X 27MM, SILVER-COLORED, BLACK LETTERING, WITH INSCRIPTION: UP | 0.77 | TEM | 100 | CP | 0.001 | 10
3SB19012ED | INSCRIPTION LABEL FOR GLUING ONTO LABEL HOLDER, LABEL SIZE 12.5 X 27MM, SILVER-COLORED, BLACK LETTERING, WITH INSCRIPTION: UP | 0.77 | TEM | 100 | CP | 0.001 | 10
3SB19012EE | INSCRIPTION LABEL FOR GLUING ONTO LABEL HOLDER, LABEL SIZE 12.5 X 27MM, SILVER-COLORED, BLACK LETTERING, WITH INSCRIPTION: DOWN | 0.77 | TEM | 100 | CP | 0.001 | 10
3SB19012EE | INSCRIPTION LABEL FOR GLUING ONTO LABEL HOLDER, LABEL SIZE 12.5 X 27MM, SILVER-COLORED, BLACK LETTERING, WITH INSCRIPTION: DOWN | 0.77 | TEM | 100 | CP | 0.001 | 10
3SB19012EK | INSCRIPTION LABEL FOR GLUING ONTO LABEL HOLDER, LABEL SIZE 12.5 X 27MM, SILVER-COLORED, BLACK LETTERING, WITH INSCRIPTION: STOP WITH INSCRIPTION: STOP SILVER-COLORED, BLACK LETTERING | 0.77 | TEM | 100 | CP | 0.002 | 10
3SB19012EK | INSCRIPTION LABEL FOR GLUING ONTO LABEL HOLDER, LABEL SIZE 12.5 X 27MM, SILVER-COLORED, BLACK LETTERING, WITH INSCRIPTION: STOP WITH INSCRIPTION: STOP SILVER-COLORED, BLACK LETTERING | 0.77 | TEM | 100 | CP | 0.002 | 10
3SB19012EL | INSCRIPTION LABEL FOR GLUING ONTO LABEL HOLDER, LABEL SIZE 12.5 X 27MM, SILVER-COLORED, BLACK LETTERING, WITH INSCRIPTION: START WITH INSCRIPTION: START SILVER-COLORED, BLACK LETTERING | 0.77 | TEM | 100 | CP | 0.001 | 10
3SB19012EL | INSCRIPTION LABEL FOR GLUING ONTO LABEL HOLDER, LABEL SIZE 12.5 X 27MM, SILVER-COLORED, BLACK LETTERING, WITH INSCRIPTION: START WITH INSCRIPTION: START SILVER-COLORED, BLACK LETTERING | 0.77 | TEM | 100 | CP | 0.001 | 10
3SB19012ET | INSCRIPTION LABEL FOR GLUING ONTO LABEL HOLDER, LABEL SIZE 12.5 X 27MM, SILVER-COLORED, BLACK LETTERING, WITH INSCRIPTION: MAN O AUTO WITH INSCRIPTION: MAN O AUTO SILVER-COLORED, BLACK LETTERING | 0.77 | TEM | 100 | CP | 0.001 | 10
3SB19012ET | INSCRIPTION LABEL FOR GLUING ONTO LABEL HOLDER, LABEL SIZE 12.5 X 27MM, SILVER-COLORED, BLACK LETTERING, WITH INSCRIPTION: MAN O AUTO WITH INSCRIPTION: MAN O AUTO SILVER-COLORED, BLACK LETTERING | 0.77 | TEM | 100 | CP | 0.001 | 10
3SB19012EU | INSCRIPTION LABEL FOR GLUING ONTO LABEL HOLDER, LABEL SIZE 12.5 X 27MM, SILVER-COLORED, BLACK LETTERING, WITH INSCRIPTION: MAN AUTO WITH INSCRIPTION: MAN AUTO SILVER-COLORED, BLACK LETTERING | 0.77 | TEM | 100 | CP | 0.001 | 10
3SB19012EU | INSCRIPTION LABEL FOR GLUING ONTO LABEL HOLDER, LABEL SIZE 12.5 X 27MM, SILVER-COLORED, BLACK LETTERING, WITH INSCRIPTION: MAN AUTO WITH INSCRIPTION: MAN AUTO SILVER-COLORED, BLACK LETTERING | 0.77 | TEM | 100 | CP | 0.001 | 10
3SB19012EV | INSCRIPTION LABEL FOR GLUING ONTO LABEL HOLDER, LABEL SIZE 12.5 X 27MM, SILVER-COLORED, BLACK LETTERING, WITH INSCRIPTION: RUNNING WITH INSCRIPTION: RUNNING SILVER-COLORED, BLACK LETTERING | 0.77 | TEM | 100 | CP | 0.001 | 10
3SB19012EV | INSCRIPTION LABEL FOR GLUING ONTO LABEL HOLDER, LABEL SIZE 12.5 X 27MM, SILVER-COLORED, BLACK LETTERING, WITH INSCRIPTION: RUNNING WITH INSCRIPTION: RUNNING SILVER-COLORED, BLACK LETTERING | 0.77 | TEM | 100 | CP | 0.001 | 10
3SB19012EW | INSCRIPTION LABEL FOR GLUING ONTO LABEL HOLDER, LABEL SIZE 12.5 X 27MM, SILVER-COLORED, BLACK LETTERING, WITH INSCRIPTION: FAULT WITH INSCRIPTION: FAULT SILVER-COLORED, BLACK LETTERING | 0.77 | TEM | 100 | CP | 0.001 | 10
3SB19012EW | INSCRIPTION LABEL FOR GLUING ONTO LABEL HOLDER, LABEL SIZE 12.5 X 27MM, SILVER-COLORED, BLACK LETTERING, WITH INSCRIPTION: FAULT WITH INSCRIPTION: FAULT SILVER-COLORED, BLACK LETTERING | 0.77 | TEM | 100 | CP | 0.001 | 10
3SB19012MG | INSCRIPTION LABEL FOR GLUING ONTO LABEL HOLDER, LABEL SIZE 12.5 X 27MM, SILVER-COLORED, BLACK LETTERING, WITH SYMBOL: I O II WITH SYMBOL: I O II SILVER-COLORED, BLACK LETTERING | 0.77 | TEM | 100 | CP | 0.001 | 10
3SB19012MG | INSCRIPTION LABEL FOR GLUING ONTO LABEL HOLDER, LABEL SIZE 12.5 X 27MM, SILVER-COLORED, BLACK LETTERING, WITH SYMBOL: I O II WITH SYMBOL: I O II SILVER-COLORED, BLACK LETTERING | 0.77 | TEM | 100 | CP | 0.001 | 10
3SB19013AA | INSCRIPTION LABEL FOR GLUING ON ENCLOSURE, LABEL SIZE 22 X 22MM, SILVER-COLORED, BLACK LETTERING, W/O INSCRIPTION, FOR SELF-INSCRIPTION SILVER-COLORED, BLACK LETTERING | 0.71 | TEM | 100 | CP | 0.001 | 10
3SB19013AA | INSCRIPTION LABEL FOR GLUING ON ENCLOSURE, LABEL SIZE 22 X 22MM, SILVER-COLORED, BLACK LETTERING, W/O INSCRIPTION, FOR SELF-INSCRIPTION SILVER-COLORED, BLACK LETTERING | 0.71 | TEM | 100 | CP | 0.001 | 10
3SB19013EB | INSCRIPTION LABEL FOR GLUING ON ENCLOSURE, LABEL SIZE 22 X 22MM, SILVER-COLORED, BLACK LETTERING, WITH INSCRIPTION: ON | 1.95 | TEM | 1 | CP | 0.001 | 10
3SB19013EB | INSCRIPTION LABEL FOR GLUING ON ENCLOSURE, LABEL SIZE 22 X 22MM, SILVER-COLORED, BLACK LETTERING, WITH INSCRIPTION: ON | 1.95 | TEM | 1 | CP | 0.001 | 10
3SB19013EB | INSCRIPTION LABEL FOR GLUING ON ENCLOSURE, LABEL SIZE 22 X 22MM, SILVER-COLORED, BLACK LETTERING, WITH INSCRIPTION: ON | 1.95 | TEM | 1 | CP | 0.001 | 10
3SB19013EC | INSCRIPTION LABEL FOR GLUING ON ENCLOSURE, LABEL SIZE 22 X 22MM, SILVER-COLORED, BLACK LETTERING, WITH INSCRIPTION: OFF | 1.95 | TEM | 1 | CP | 0.001 | 10
3SB19013EC | INSCRIPTION LABEL FOR GLUING ON ENCLOSURE, LABEL SIZE 22 X 22MM, SILVER-COLORED, BLACK LETTERING, WITH INSCRIPTION: OFF | 1.95 | TEM | 1 | CP | 0.001 | 10
3SB19013EC | INSCRIPTION LABEL FOR GLUING ON ENCLOSURE, LABEL SIZE 22 X 22MM, SILVER-COLORED, BLACK LETTERING, WITH INSCRIPTION: OFF | 1.95 | TEM | 1 | CP | 0.001 | 10
3SB19013EY | INSCRIPTION LABEL FOR GLUING ON ENCLOSURE, LABEL SIZE 22 X 22MM, SILVER-COLORED, BLACK LETTERING, WITH INSCRIPTION: EMERGENCY STOP SILVER-COLORED, BLACK LETTERING | 1.85 | TEM | 1 | CP | 0.002 | 10
3SB19013EY | INSCRIPTION LABEL FOR GLUING ON ENCLOSURE, LABEL SIZE 22 X 22MM, SILVER-COLORED, BLACK LETTERING, WITH INSCRIPTION: EMERGENCY STOP SILVER-COLORED, BLACK LETTERING | 1.85 | TEM | 1 | CP | 0.002 | 10
3SB19013EY | INSCRIPTION LABEL FOR GLUING ON ENCLOSURE, LABEL SIZE 22 X 22MM, SILVER-COLORED, BLACK LETTERING, WITH INSCRIPTION: EMERGENCY STOP SILVER-COLORED, BLACK LETTERING | 1.85 | TEM | 1 | CP | 0.002 | 10
3SB19014AS | INSCRIPTION PLATE FOR ILLUMINATED PUSHBUTTON AND SWITCH, FLAT, ROUND, MILKY, W/O INSCRIPTION, FOR SELF-INSCRIPTION | 0.77 | TEM | 100 | CP | 0.001 | 10
3SB19014AS | INSCRIPTION PLATE FOR ILLUMINATED PUSHBUTTON AND SWITCH, FLAT, ROUND, MILKY, W/O INSCRIPTION, FOR SELF-INSCRIPTION | 0.77 | TEM | 100 | CP | 0.001 | 10
3SB19014ER | INSCRIPTION PLATE FOR ILLUMINATED PUSHBUTTON AND SWITCH, FLAT, ROUND MILKY WITH BLACK LETTERING, WITH INSCRIPTION: FAST | 0.77 | TEM | 100 | CP | 0.015 | 10
3SB19014ER | INSCRIPTION PLATE FOR ILLUMINATED PUSHBUTTON AND SWITCH, FLAT, ROUND MILKY WITH BLACK LETTERING, WITH INSCRIPTION: FAST | 0.77 | TEM | 100 | CP | 0.015 | 10
3SB19014ES | INSCRIPTION PLATE FOR ILLUMINATED PUSHBUTTON AND SWITCH, FLAT, ROUND MILKY WITH BLACK LETTERING, WITH INSCRIPTION: SLOW | 0.77 | TEM | 100 | CP | 0.001 | 10
3SB19014ES | INSCRIPTION PLATE FOR ILLUMINATED PUSHBUTTON AND SWITCH, FLAT, ROUND MILKY WITH BLACK LETTERING, WITH INSCRIPTION: SLOW | 0.77 | TEM | 100 | CP | 0.001 | 10
3SB19014MB | INSCRIPTION PLATE FOR ILLUMINATED PUSHBUTTON AND SWITCH, FLAT, ROUND MILKY WITH BLACK LETTERING, WITH SYMBOL: O | 0.77 | TEM | 100 | CP | 0.001 | 10
3SB19014MB | INSCRIPTION PLATE FOR ILLUMINATED PUSHBUTTON AND SWITCH, FLAT, ROUND MILKY WITH BLACK LETTERING, WITH SYMBOL: O | 0.77 | TEM | 100 | CP | 0.001 | 10
3SB19014MC | INSCRIPTION PLATE FOR ILLUMINATED PUSHBUTTON AND SWITCH, FLAT, ROUND MILKY WITH BLACK LETTERING, WITH SYMBOL: I | 0.77 | TEM | 100 | CP | 0.001 | 10
3SB19014MC | INSCRIPTION PLATE FOR ILLUMINATED PUSHBUTTON AND SWITCH, FLAT, ROUND MILKY WITH BLACK LETTERING, WITH SYMBOL: I | 0.77 | TEM | 100 | CP | 0.001 | 10
3SB19014NA | INSCRIPTION PLATE FOR ILLUMINATED PUSHBUTTON AND SWITCH, FLAT, ROUND MILKY WITH BLACK LETTERING, WITH SYMBOL: ARROW POINTING RIGHT | 0.77 | TEM | 100 | CP | 0.001 | 10
3SB19014NA | INSCRIPTION PLATE FOR ILLUMINATED PUSHBUTTON AND SWITCH, FLAT, ROUND MILKY WITH BLACK LETTERING, WITH SYMBOL: ARROW POINTING RIGHT | 0.77 | TEM | 100 | CP | 0.001 | 10
3SB19014NE | INSCRIPTION PLATE FOR ILLUMINATED PUSHBUTTON AND SWITCH, FLAT, ROUND MILKY WITH BLACK LETTERING, WITH SYMBOL: RAPID TRAVERSE | 0.77 | TEM | 100 | CP | 0.001 | 10
3SB19014NE | INSCRIPTION PLATE FOR ILLUMINATED PUSHBUTTON AND SWITCH, FLAT, ROUND MILKY WITH BLACK LETTERING, WITH SYMBOL: RAPID TRAVERSE | 0.77 | TEM | 100 | CP | 0.001 | 10
3SB19014NF | INSCRIPTION PLATE FOR ILLUMINATED PUSHBUTTON AND SWITCH, FLAT, ROUND MILKY WITH BLACK LETTERING, WITH SYMBOL: FEED | 0.77 | TEM | 100 | CP | 0.002 | 10
3SB19014NF | INSCRIPTION PLATE FOR ILLUMINATED PUSHBUTTON AND SWITCH, FLAT, ROUND MILKY WITH BLACK LETTERING, WITH SYMBOL: FEED | 0.77 | TEM | 100 | CP | 0.002 | 10
3SB19014NG | INSCRIPTION PLATE FOR ILLUMINATED PUSHBUTTON AND SWITCH, FLAT, ROUND MILKY WITH BLACK LETTERING, WITH SYMBOL: INCREASE, PLUS | 0.77 | TEM | 100 | CP | 0.001 | 10
3SB19014NG | INSCRIPTION PLATE FOR ILLUMINATED PUSHBUTTON AND SWITCH, FLAT, ROUND MILKY WITH BLACK LETTERING, WITH SYMBOL: INCREASE, PLUS | 0.77 | TEM | 100 | CP | 0.001 | 10
3SB19014PA | INSCRIPTION PLATE FOR ILLUMINATED PUSHBUTTON AND SWITCH, FLAT, ROUND MILKY WITH BLACK LETTERING, WITH SYMBOL: ELECTRIC MOTOR | 0.77 | TEM | 100 | CP | 0.001 | 10
3SB19014PA | INSCRIPTION PLATE FOR ILLUMINATED PUSHBUTTON AND SWITCH, FLAT, ROUND MILKY WITH BLACK LETTERING, WITH SYMBOL: ELECTRIC MOTOR | 0.77 | TEM | 100 | CP | 0.001 | 10
3SB19014QB | INSCRIPTION PLATE FOR ILLUMINATED PUSHBUTTON AND SWITCH, FLAT, ROUND MILKY WITH BLACK LETTERING, WITH SYMBOL: CLAMP | 0.77 | TEM | 100 | CP | 0.001 | 10
3SB19014QB | INSCRIPTION PLATE FOR ILLUMINATED PUSHBUTTON AND SWITCH, FLAT, ROUND MILKY WITH BLACK LETTERING, WITH SYMBOL: CLAMP | 0.77 | TEM | 100 | CP | 0.001 | 10
3SB19014QC | INSCRIPTION PLATE FOR ILLUMINATED PUSHBUTTON AND SWITCH, FLAT, ROUND MILKY WITH BLACK LETTERING, WITH SYMBOL: UNLATCH | 0.77 | TEM | 100 | CP | 0.001 | 10
3SB19014QC | INSCRIPTION PLATE FOR ILLUMINATED PUSHBUTTON AND SWITCH, FLAT, ROUND MILKY WITH BLACK LETTERING, WITH SYMBOL: UNLATCH | 0.77 | TEM | 100 | CP | 0.001 | 10
3SB19014QF | INSCRIPTION PLATE FOR ILLUMINATED PUSHBUTTON AND SWITCH, FLAT, ROUND MILKY WITH BLACK LETTERING, WITH SYMBOL: LOCK | 0.77 | TEM | 100 | CP | 0.001 | 10
3SB19014QF | INSCRIPTION PLATE FOR ILLUMINATED PUSHBUTTON AND SWITCH, FLAT, ROUND MILKY WITH BLACK LETTERING, WITH SYMBOL: LOCK | 0.77 | TEM | 100 | CP | 0.001 | 10
3SB19014QG | INSCRIPTION PLATE FOR ILLUMINATED PUSHBUTTON AND SWITCH, FLAT, ROUND MILKY WITH BLACK LETTERING, WITH SYMBOL: UNLOCK | 0.77 | TEM | 100 | CP | 0.001 | 10
3SB19014QG | INSCRIPTION PLATE FOR ILLUMINATED PUSHBUTTON AND SWITCH, FLAT, ROUND MILKY WITH BLACK LETTERING, WITH SYMBOL: UNLOCK | 0.77 | TEM | 100 | CP | 0.001 | 10
3SB19014QK | INSCRIPTION PLATE FOR ILLUMINATED PUSHBUTTON AND SWITCH, FLAT, ROUND MILKY WITH BLACK LETTERING, WITH SYMBOL: MANUAL OPERATION | 0.77 | TEM | 100 | CP | 0.002 | 10
3SB19014QK | INSCRIPTION PLATE FOR ILLUMINATED PUSHBUTTON AND SWITCH, FLAT, ROUND MILKY WITH BLACK LETTERING, WITH SYMBOL: MANUAL OPERATION | 0.77 | TEM | 100 | CP | 0.002 | 10
3SB19014QL | INSCRIPTION PLATE FOR ILLUMINATED PUSHBUTTON AND SWITCH, FLAT, ROUND MILKY WITH BLACK LETTERING, WITH SYMBOL: AUTOMATIC AIR DISCHARGE | 0.77 | TEM | 100 | CP | 0.001 | 10
3SB19014QL | INSCRIPTION PLATE FOR ILLUMINATED PUSHBUTTON AND SWITCH, FLAT, ROUND MILKY WITH BLACK LETTERING, WITH SYMBOL: AUTOMATIC AIR DISCHARGE | 0.77 | TEM | 100 | CP | 0.001 | 10
3SB19020AK | PROTECTIVE CAP FOR FLAT PUSHBUTTON METAL AND RAISED PUSHBUTTON PLASTIC, TRANSPARENT, MATERIAL SILICONE BUTTON RAISED (PLASTIC) MATERIAL SILICONE TRANSPARENT | 3.08 | TEM | 1 | CP | 0.002 | 1
3SB19020AK | PROTECTIVE CAP FOR FLAT PUSHBUTTON METAL AND RAISED PUSHBUTTON PLASTIC, TRANSPARENT, MATERIAL SILICONE BUTTON RAISED (PLASTIC) MATERIAL SILICONE TRANSPARENT | 3.08 | TEM | 1 | CP | 0.002 | 1
3SB19020AL | SEALABLE CAP FOR FLAT PUSHBUTTON PLASTIC, BLACK PROTECTIVE CAP SEALABLE FOR BUTTON FLAT (PLASTIC) BLACK | 2.15 | TEM | 1 | CP | 0.006 | 1
3SB19020AL | SEALABLE CAP FOR FLAT PUSHBUTTON PLASTIC, BLACK PROTECTIVE CAP SEALABLE FOR BUTTON FLAT (PLASTIC) BLACK | 2.15 | TEM | 1 | CP | 0.006 | 1
3SB19020AQ | SEALING PLUG FOR FREE COMMAND POINTS, ALUMINUM-COLORED SEALING PLUG FOR FREE COMMAND POINT ALUMINUM-COLORED | 2.97 | TEM | 1 | CP | 0.008 | 10
3SB19020AQ | SEALING PLUG FOR FREE COMMAND POINTS, ALUMINUM-COLORED SEALING PLUG FOR FREE COMMAND POINT ALUMINUM-COLORED | 2.97 | TEM | 1 | CP | 0.008 | 10
3SB19020AY | INCANDESCENT LAMP 1.2 W, TRANSPARENT, RATED VOLTAGE AC/DC 24V, BASE BA 9S, LENGTH MAX. 28MM, BULB DIAMETER 10MM BULB DIAMETER 10MM RATED VOLTAGE AC/DC 24V TRANSPARENT | 2.77 | TEM | 1 | CP | 0.002 | 10
3SB19020AY | INCANDESCENT LAMP 1.2 W, TRANSPARENT, RATED VOLTAGE AC/DC 24V, BASE BA 9S, LENGTH MAX. 28MM, BULB DIAMETER 10MM BULB DIAMETER 10MM RATED VOLTAGE AC/DC 24V TRANSPARENT | 2.77 | TEM | 1 | CP | 0.002 | 10
3SB19021AQ | EMERGENCY STOP BACKING PLATE IN ENCLOSURE, YELLOW, W/O INSCRIPTION, SELF-ADHESIVE | 3.18 | TEM | 1 | CP | 0.001 | 1
3SB19021AQ | EMERGENCY STOP BACKING PLATE IN ENCLOSURE, YELLOW, W/O INSCRIPTION, SELF-ADHESIVE | 3.18 | TEM | 1 | CP | 0.001 | 1
3SB19021AQ | EMERGENCY STOP BACKING PLATE IN ENCLOSURE, YELLOW, W/O INSCRIPTION, SELF-ADHESIVE | 3.18 | TEM | 1 | CP | 0.001 | 1
3SB19021AU | LAMP ADAPTER FOR INSTALLING A LAMP WITH WEDGE BASE IN LAMPHOLDER BA 9S LAMP WITH WEDGE BASE LAMP ADAPTER FOR INSTALLING A LAMP WITH WEDGE BASE IN LAMPHOLDER BA 9S | 5.23 | TEM | 1 | CP | 0.002 | 1
3SB19021AU | LAMP ADAPTER FOR INSTALLING A LAMP WITH WEDGE BASE IN LAMPHOLDER BA 9S LAMP WITH WEDGE BASE LAMP ADAPTER FOR INSTALLING A LAMP WITH WEDGE BASE IN LAMPHOLDER BA 9S | 5.23 | TEM | 1 | CP | 0.002 | 1
3SB19022AD | LAMP EXTRACTOR FOR LAMPS WITH BASE BA 9S ROUND, 22MM/SQUARE, 26X26MM: LAMP WITH BASE BA 9S LAMP EXTRACTOR FOR LAMPS WITH BASE BA 9S BLACK | 3.18 | TEM | 1 | CP | 0.006 | 1
3SB19022AD | LAMP EXTRACTOR FOR LAMPS WITH BASE BA 9S ROUND, 22MM/SQUARE, 26X26MM: LAMP WITH BASE BA 9S LAMP EXTRACTOR FOR LAMPS WITH BASE BA 9S BLACK | 3.18 | TEM | 1 | CP | 0.006 | 1
3SB19022AF | INCANDESCENT LAMP 2 W, TRANSPARENT, RATED VOLTAGE AC/DC 30V, BASE BA 9S, LENGTH MAX. 28MM, BULB DIAMETER 10MM BULB DIAMETER 10MM RATED VOLTAGE AC/DC 30V TRANSPARENT | 2.77 | TEM | 1 | CP | 0.002 | 10
3SB19022AF | INCANDESCENT LAMP 2 W, TRANSPARENT, RATED VOLTAGE AC/DC 30V, BASE BA 9S, LENGTH MAX. 28MM, BULB DIAMETER 10MM BULB DIAMETER 10MM RATED VOLTAGE AC/DC 30V TRANSPARENT | 2.77 | TEM | 1 | CP | 0.002 | 10
3SB19022AR | SEALABLE CAP FOR FLAT PUSHBUTTON METAL AND RAISED PUSHBUTTON PLASTIC, TRANSPARENT BUTTON FLAT (METAL) AND BUTTON RAISED (PLASTIC) TRANSPARENT | 23.88 | TEM | 1 | CP | 0.009 | 1
3SB19022AR | SEALABLE CAP FOR FLAT PUSHBUTTON METAL AND RAISED PUSHBUTTON PLASTIC, TRANSPARENT BUTTON FLAT (METAL) AND BUTTON RAISED (PLASTIC) TRANSPARENT | 23.88 | TEM | 1 | CP | 0.009 | 1
3SB19022BA | EMERGENCY STOP BACKING PLATE, YELLOW, W/O INSCRIPTION, OUTER DIAMETER 75MM, INSIDE DIAMETER 22.5MM, THICKNESS 1MM THICKNESS 1MM YELLOW | 4 | TEM | 1 | CP | 0.005 | 1
3SB19022BA | EMERGENCY STOP BACKING PLATE, YELLOW, W/O INSCRIPTION, OUTER DIAMETER 75MM, INSIDE DIAMETER 22.5MM, THICKNESS 1MM THICKNESS 1MM YELLOW | 4 | TEM | 1 | CP | 0.005 | 1
3SB19022BG | DRILLING TEMPLATE FOR 30 MM X 30MM GRID, HORIZONTAL AND VERTICAL SPACING, RATED CONDITION SEE INSTALLATION DIMENSIONS IN OPERATING INSTRUCTIONS | 3.18 | TEM | 1 | CP | 0.021 | 1
3SB19022BG | DRILLING TEMPLATE FOR 30 MM X 30MM GRID, HORIZONTAL AND VERTICAL SPACING, RATED CONDITION SEE INSTALLATION DIMENSIONS IN OPERATING INSTRUCTIONS | 3.18 | TEM | 1 | CP | 0.021 | 1
3SB19022BH | PROTECTIVE CAP FOR MUSHROOM PUSH-PULL SWITCH 40MM, TRANSPARENT, MATERIAL SILICONE MUSHROOM PUSH-PULL SWITCH 40MM MATERIAL SILICONE TRANSPARENT | 19.78 | TEM | 1 | CP | 0.006 | 1
3SB19022BH | PROTECTIVE CAP FOR MUSHROOM PUSH-PULL SWITCH 40MM, TRANSPARENT, MATERIAL SILICONE MUSHROOM PUSH-PULL SWITCH 40MM MATERIAL SILICONE TRANSPARENT | 19.78 | TEM | 1 | CP | 0.006 | 1
3SB19022BN | SOUND TRANSDUCER BASE BA 9S F. ACOUSTIC SIGNAL DEVICE 0.6 W RATED VOLTAGE 24-28V DC, OPERATIONAL CURRENT 25 MA, SOUND PRESSURE 80DB/10CM | 17.02 | TEM | 1 | CP | 0.004 | 1
3SB19022BN | SOUND TRANSDUCER BASE BA 9S F. ACOUSTIC SIGNAL DEVICE 0.6 W RATED VOLTAGE 24-28V DC, OPERATIONAL CURRENT 25 MA, SOUND PRESSURE 80DB/10CM | 17.02 | TEM | 1 | CP | 0.004 | 1
3SB19022BU | MULTI-INCANDESCENT LAMP 1.2 W, TRANSPARENT, RATED VOLTAGE AC/DC 24V BASE BA 9S, SERVICE LIFE 25 000 H, HIGH RESISTANCE TO VIBRATION HIGH RESISTANCE TO VIBRATION RATED VOLTAGE AC/DC 24V TRANSPARENT | 21.12 | TEM | 1 | CP | 0.003 | 10
3SB19022BU | MULTI-INCANDESCENT LAMP 1.2 W, TRANSPARENT, RATED VOLTAGE AC/DC 24V BASE BA 9S, SERVICE LIFE 25 000 H, HIGH RESISTANCE TO VIBRATION HIGH RESISTANCE TO VIBRATION RATED VOLTAGE AC/DC 24V TRANSPARENT | 21.12 | TEM | 1 | CP | 0.003 | 10
3SB19042AA | INSCRIPTION LABEL F. SNAPPING ONTO LABEL HOLDER, LABEL SIZE 17.5 X 28MM, SILVER-COLORED, BLACK LETTERING, W/O INSCRIPTION, FOR SELF-INSCRIPTION W/O INSCRIPTION SILVER-COLORED, BLACK LETTERING | 0.53 | TEM | 100 | CP | 0.001 | 10
3SB19042AA | INSCRIPTION LABEL F. SNAPPING ONTO LABEL HOLDER, LABEL SIZE 17.5 X 28MM, SILVER-COLORED, BLACK LETTERING, W/O INSCRIPTION, FOR SELF-INSCRIPTION W/O INSCRIPTION SILVER-COLORED, BLACK LETTERING | 0.53 | TEM | 100 | CP | 0.001 | 10
3SB19042AA | INSCRIPTION LABEL F. SNAPPING ONTO LABEL HOLDER, LABEL SIZE 17.5 X 28MM, SILVER-COLORED, BLACK LETTERING, W/O INSCRIPTION, FOR SELF-INSCRIPTION W/O INSCRIPTION SILVER-COLORED, BLACK LETTERING | 0.53 | TEM | 100 | CP | 0.001 | 10
3SB19042ET | INSCRIPTION LABEL F. SNAPPING ONTO LABEL HOLDER, LABEL SIZE 17.5 X 28MM, SILVER-COLORED, BLACK LETTERING, WITH INSCRIPTION: MAN O AUTO MAN O AUTO SILVER-COLORED, BLACK LETTERING | 0.77 | TEM | 100 | CP | 0.001 | 10
3SB19042ET | INSCRIPTION LABEL F. SNAPPING ONTO LABEL HOLDER, LABEL SIZE 17.5 X 28MM, SILVER-COLORED, BLACK LETTERING, WITH INSCRIPTION: MAN O AUTO MAN O AUTO SILVER-COLORED, BLACK LETTERING | 0.77 | TEM | 100 | CP | 0.001 | 10
3SB19042MF | INSCRIPTION LABEL F. SNAPPING ONTO LABEL HOLDER, LABEL SIZE 17.5 X 28MM, SILVER-COLORED, BLACK LETTERING, WITH SYMBOL: O I O I SILVER-COLORED, BLACK LETTERING | 0.77 | TEM | 100 | CP | 0.004 | 10
3SB19042MF | INSCRIPTION LABEL F. SNAPPING ONTO LABEL HOLDER, LABEL SIZE 17.5 X 28MM, SILVER-COLORED, BLACK LETTERING, WITH SYMBOL: O I O I SILVER-COLORED, BLACK LETTERING | 0.77 | TEM | 100 | CP | 0.004 | 10
3SB19042MG | INSCRIPTION LABEL F. SNAPPING ONTO LABEL HOLDER, LABEL SIZE 17.5 X 28MM, SILVER-COLORED, BLACK LETTERING, WITH SYMBOL: I O II I O II SILVER-COLORED, BLACK LETTERING | 0.77 | TEM | 100 | CP | 0.001 | 10
3SB19042MG | INSCRIPTION LABEL F. SNAPPING ONTO LABEL HOLDER, LABEL SIZE 17.5 X 28MM, SILVER-COLORED, BLACK LETTERING, WITH SYMBOL: I O II I O II SILVER-COLORED, BLACK LETTERING | 0.77 | TEM | 100 | CP | 0.001 | 10
3SB19042NA | INSCRIPTION LABEL F. SNAPPING ONTO LABEL HOLDER, LABEL SIZE 17.5 X 28MM, SILVER-COLORED, BLACK LETTERING, WITH SYMBOL: ARROW POINTING RIGHT ARROW POINTING RIGHT SILVER-COLORED, BLACK LETTERING | 0.77 | TEM | 100 | CP | 0.001 | 10
3SB19042NA | INSCRIPTION LABEL F. SNAPPING ONTO LABEL HOLDER, LABEL SIZE 17.5 X 28MM, SILVER-COLORED, BLACK LETTERING, WITH SYMBOL: ARROW POINTING RIGHT ARROW POINTING RIGHT SILVER-COLORED, BLACK LETTERING | 0.77 | TEM | 100 | CP | 0.001 | 10
3SB19042NJ | INSCRIPTION LABEL F. SNAPPING ONTO LABEL HOLDER, LABEL SIZE 17.5 X 28MM, SILVER-COLORED, BLACK LETTERING, WITH SYMBOL: ARROW POINTING UP ARROW POINTING UP SILVER-COLORED, BLACK LETTERING | 0.77 | TEM | 100 | CP | 0.001 | 10
3SB19042NJ | INSCRIPTION LABEL F. SNAPPING ONTO LABEL HOLDER, LABEL SIZE 17.5 X 28MM, SILVER-COLORED, BLACK LETTERING, WITH SYMBOL: ARROW POINTING UP ARROW POINTING UP SILVER-COLORED, BLACK LETTERING | 0.77 | TEM | 100 | CP | 0.001 | 10
3SB19060AW | LABEL HOLDER FOR COORDINATE SWITCH, 4 SWITCH POSITIONS, BLACK, FOR LABEL SIZE 27 X 27MM LABEL SIZE 27 X 27 MM BLACK | 5.02 | TEM | 1 | CP | 0.007 | 1
3SB19060AW | LABEL HOLDER FOR COORDINATE SWITCH, 4 SWITCH POSITIONS, BLACK, FOR LABEL SIZE 27 X 27MM LABEL SIZE 27 X 27 MM BLACK | 5.02 | TEM | 1 | CP | 0.007 | 1
3SB20000AB01 | PUSHBUTTON, 16MM, ROUND, PLASTIC, BLACK, BUTTON, FLAT | 5.92 | TEM | 1 | CP | 0.008 | 1
3SB20000AB01 | PUSHBUTTON, 16MM, ROUND, PLASTIC, BLACK, BUTTON, FLAT | 5.92 | TEM | 1 | CP | 0.008 | 1
3SB20000AC01 | PUSHBUTTON, 16MM, ROUND, PLASTIC, RED, BUTTON, FLAT | 5.92 | TEM | 1 | CP | 0.008 | 1
3SB20000AC01 | PUSHBUTTON, 16MM, ROUND, PLASTIC, RED, BUTTON, FLAT | 5.92 | TEM | 1 | CP | 0.008 | 1
3SB20000AF01 | PUSHBUTTON, 16MM, ROUND, PLASTIC, BLUE, BUTTON, FLAT | 5.92 | TEM | 1 | CP | 0.006 | 1
3SB20000AF01 | PUSHBUTTON, 16MM, ROUND, PLASTIC, BLUE, BUTTON, FLAT | 5.92 | TEM | 1 | CP | 0.006 | 1
3SB20000LB01 | PUSHBUTTON, 16MM, ROUND, PLASTIC, BLACK, BUTTON, RAISED | 6.83 | TEM | 1 | CP | 0.056 | 1
3SB20000LB01 | PUSHBUTTON, 16MM, ROUND, PLASTIC, BLACK, BUTTON, RAISED | 6.83 | TEM | 1 | CP | 0.056 | 1
3SB20000LC01 | PUSHBUTTON, 16MM, ROUND, PLASTIC, RED, BUTTON, RAISED | 6.83 | TEM | 1 | CP | 0.004 | 1
3SB20000LC01 | PUSHBUTTON, 16MM, ROUND, PLASTIC, RED, BUTTON, RAISED | 6.83 | TEM | 1 | CP | 0.004 | 1
3SB20000LF01 | PUSHBUTTON, 16MM, ROUND, PLASTIC, BLUE, BUTTON, RAISED | 6.83 | TEM | 1 | CP | 0.006 | 1
3SB20000LF01 | PUSHBUTTON, 16MM, ROUND, PLASTIC, BLUE, BUTTON, RAISED | 6.83 | TEM | 1 | CP | 0.006 | 1
3SB20001AC01 | EMERGENCY-STOP MUSHROOM PUSHBUTTON, 16MM, ROUND, PLASTIC, RED | 17.32 | TEM | 1 | CP | 0.02 | 1
3SB20001AC01 | EMERGENCY-STOP MUSHROOM PUSHBUTTON, 16MM, ROUND, PLASTIC, RED | 17.32 | TEM | 1 | CP | 0.02 | 1
3SB20004LB01 | KEYSWITCH, 16MM, ROUND, PLASTIC, CES, 2 SWITCH POSITIONS O-I, LATCHING ACTUATING ANGLE 62 DEGREES KEY REMOVAL O+I | 37.54 | TEM | 1 | CP | 0.035 | 1
3SB20004LB01 | KEYSWITCH, 16MM, ROUND, PLASTIC, CES, 2 SWITCH POSITIONS O-I, LATCHING ACTUATING ANGLE 62 DEGREES KEY REMOVAL O+I | 37.54 | TEM | 1 | CP | 0.035 | 1
3SB20010AE01 | ILLUMINATED PUSHBUTTON, 16MM, ROUND, PLASTIC, GREEN, BUTTON, FLAT | 5.92 | TEM | 1 | CP | 0.01 | 1
3SB20010AE01 | ILLUMINATED PUSHBUTTON, 16MM, ROUND, PLASTIC, GREEN, BUTTON, FLAT | 5.92 | TEM | 1 | CP | 0.01 | 1
3SB20010LE01 | ILLUMINATED PUSHBUTTON, 16MM, ROUND, PLASTIC, GREEN, BUTTON, RAISED | 6.94 | TEM | 1 | CP | 0.006 | 1
3SB20010LE01 | ILLUMINATED PUSHBUTTON, 16MM, ROUND, PLASTIC, GREEN, BUTTON, RAISED | 6.94 | TEM | 1 | CP | 0.006 | 1
3SB20016BC06 | INDICATOR LIGHT, 16MM, ROUND, PLASTIC, RED, CONCENTRIC RINGS | 3.57 | TEM | 1 | CP | 0.002 | 1
3SB20016BC06 | INDICATOR LIGHT, 16MM, ROUND, PLASTIC, RED, CONCENTRIC RINGS | 3.57 | TEM | 1 | CP | 0.002 | 1
3SB20016BD06 | INDICATOR LIGHT, 16MM, ROUND, PLASTIC, YELLOW, CONCENTRIC RINGS | 3.57 | TEM | 1 | CP | 0.007 | 1
3SB20016BD06 | INDICATOR LIGHT, 16MM, ROUND, PLASTIC, YELLOW, CONCENTRIC RINGS | 3.57 | TEM | 1 | CP | 0.007 | 1
3SB20016BE06 | INDICATOR LIGHT, 16MM, ROUND, PLASTIC, GREEN, CONCENTRIC RINGS | 3.57 | TEM | 1 | CP | 0.002 | 1
3SB20016BE06 | INDICATOR LIGHT, 16MM, ROUND, PLASTIC, GREEN, CONCENTRIC RINGS | 3.57 | TEM | 1 | CP | 0.002 | 1
3SB22020AB01 | PUSHBUTTON, 16MM, ROUND, PLASTIC, BLACK, BUTTON, FLAT, 1NO | 13.97 | TEM | 1 | CP | 0.02 | 1
3SB22020AB01 | PUSHBUTTON, 16MM, ROUND, PLASTIC, BLACK, BUTTON, FLAT, 1NO | 13.97 | TEM | 1 | CP | 0.02 | 1
3SB22020AD01 | PUSHBUTTON, 16MM, ROUND, PLASTIC, YELLOW, BUTTON, FLAT, 1NO | 13.97 | TEM | 1 | CP | 0.05 | 1
3SB22020AD01 | PUSHBUTTON, 16MM, ROUND, PLASTIC, YELLOW, BUTTON, FLAT, 1NO | 13.97 | TEM | 1 | CP | 0.05 | 1
3SB22020AE01 | PUSHBUTTON, 16MM, ROUND, PLASTIC, GREEN, BUTTON, FLAT, 1NO | 13.97 | TEM | 1 | CP | 0.03 | 1
3SB22020AE01 | PUSHBUTTON, 16MM, ROUND, PLASTIC, GREEN, BUTTON, FLAT, 1NO | 13.97 | TEM | 1 | CP | 0.03 | 1
3SB22020AF01 | PUSHBUTTON, 16MM, ROUND, PLASTIC, BLUE, BUTTON, FLAT, 1NO | 13.97 | TEM | 1 | CP | 0.023 | 1
3SB22020AF01 | PUSHBUTTON, 16MM, ROUND, PLASTIC, BLUE, BUTTON, FLAT, 1NO | 13.97 | TEM | 1 | CP | 0.023 | 1
3SB22020AH01 | PUSHBUTTON, 16MM, ROUND, PLASTIC, TRANSPARENT, BUTTON, FLAT, 1NO | 13.97 | TEM | 1 | CP | 0.025 | 1
3SB22020AH01 | PUSHBUTTON, 16MM, ROUND, PLASTIC, TRANSPARENT, BUTTON, FLAT, 1NO | 13.97 | TEM | 1 | CP | 0.025 | 1
3SB22022AB01 | TOGGLE SWITCH, 16MM, ROUND, PLASTIC, BLACK, 2 SWITCH POSITIONS O-I, LATCHING, ACTUATING ANGLE 62 DEGREES 1NO | 19.99 | TEM | 1 | CP | 0.026 | 1
3SB22022AB01 | TOGGLE SWITCH, 16MM, ROUND, PLASTIC, BLACK, 2 SWITCH POSITIONS O-I, LATCHING, ACTUATING ANGLE 62 DEGREES 1NO | 19.99 | TEM | 1 | CP | 0.026 | 1
3SB22022AE01 | TOGGLE SWITCH, 16MM, ROUND, PLASTIC, GREEN, 2 SWITCH POSITIONS O-I, ACTUATING ANGLE 62 DEGREES LATCHING, 1NO | 19.99 | TEM | 1 | CP | 0.04 | 1
3SB22022AE01 | TOGGLE SWITCH, 16MM, ROUND, PLASTIC, GREEN, 2 SWITCH POSITIONS O-I, ACTUATING ANGLE 62 DEGREES LATCHING, 1NO | 19.99 | TEM | 1 | CP | 0.04 | 1
3SB22024LA01 | KEYSWITCH, 16MM, ROUND, PLASTIC, CES, 2 SWITCH POSITIONS O-I, ACTUATING ANGLE 62 DEGREES LATCHING, KEY REMOVAL O, 1NO | 45.59 | TEM | 1 | CP | 0.053 | 1
3SB22024LA01 | KEYSWITCH, 16MM, ROUND, PLASTIC, CES, 2 SWITCH POSITIONS O-I, ACTUATING ANGLE 62 DEGREES LATCHING, KEY REMOVAL O, 1NO | 45.59 | TEM | 1 | CP | 0.053 | 1
3SB22024LB01 | KEYSWITCH, 16MM, ROUND, PLASTIC, CES, 2 SWITCH POSITIONS O-I, LATCHING, ACTUATING ANGLE 62 DEGREES KEY REMOVAL O+I, 1NO | 45.59 | TEM | 1 | CP | 0.052 | 1
3SB22024LB01 | KEYSWITCH, 16MM, ROUND, PLASTIC, CES, 2 SWITCH POSITIONS O-I, LATCHING, ACTUATING ANGLE 62 DEGREES KEY REMOVAL O+I, 1NO | 45.59 | TEM | 1 | CP | 0.052 | 1
3SB22030AB01 | PUSHBUTTON, 16MM, ROUND, PLASTIC, BLACK, BUTTON, FLAT, 1NC | 13.97 | TEM | 1 | CP | 0.02 | 1
3SB22030AB01 | PUSHBUTTON, 16MM, ROUND, PLASTIC, BLACK, BUTTON, FLAT, 1NC | 13.97 | TEM | 1 | CP | 0.02 | 1
3SB22030AC01 | PUSHBUTTON, 16MM, ROUND, PLASTIC, RED, BUTTON, FLAT, 1NC | 13.97 | TEM | 1 | CP | 0.025 | 1
3SB22030AC01 | PUSHBUTTON, 16MM, ROUND, PLASTIC, RED, BUTTON, FLAT, 1NC | 13.97 | TEM | 1 | CP | 0.025 | 1
3SB22031AC01 | EMERGENCY-STOP MUSHROOM PUSHBUTTON, 16MM, ROUND, PLASTIC, RED, LATCHING, ROTATE-TO-UNLATCH MECHANISM, 1NC, WITH YELLOW BACKING PLATE, INSCRIPTION EMERGENCY-STOP | 26.55 | TEM | 1 | CP | 0.027 | 1
3SB22031AC01 | EMERGENCY-STOP MUSHROOM PUSHBUTTON, 16MM, ROUND, PLASTIC, RED, LATCHING, ROTATE-TO-UNLATCH MECHANISM, 1NC, WITH YELLOW BACKING PLATE, INSCRIPTION EMERGENCY-STOP | 26.55 | TEM | 1 | CP | 0.027 | 1
3SB22046BC06 | INDICATOR LIGHT, 16MM, ROUND, PLASTIC, RED, LAMPHOLDER W2 X 4.6D, WITHOUT LAMP | 8.36 | TEM | 1 | CP | 0.02 | 1
3SB22046BC06 | INDICATOR LIGHT, 16MM, ROUND, PLASTIC, RED, LAMPHOLDER W2 X 4.6D, WITHOUT LAMP | 8.36 | TEM | 1 | CP | 0.02 | 1
3SB22046BD06 | INDICATOR LIGHT, 16MM, ROUND, PLASTIC, YELLOW, LAMPHOLDER W2 X 4.6D, WITHOUT LAMP | 8.36 | TEM | 1 | CP | 0.02 | 1
3SB22046BD06 | INDICATOR LIGHT, 16MM, ROUND, PLASTIC, YELLOW, LAMPHOLDER W2 X 4.6D, WITHOUT LAMP | 8.36 | TEM | 1 | CP | 0.02 | 1
3SB22046BE06 | INDICATOR LIGHT, 16MM, ROUND, PLASTIC, GREEN, LAMPHOLDER W2 X 4.6D, WITHOUT LAMP | 8.36 | TEM | 1 | CP | 0.022 | 1
3SB22046BE06 | INDICATOR LIGHT, 16MM, ROUND, PLASTIC, GREEN, LAMPHOLDER W2 X 4.6D, WITHOUT LAMP | 8.36 | TEM | 1 | CP | 0.022 | 1
3SB22046BG06 | INDICATOR LIGHT, 16MM, ROUND, PLASTIC, WHITE, LAMPHOLDER W2 X 4.6D, WITHOUT LAMP | 8.36 | TEM | 1 | CP | 0.02 | 1
3SB22046BG06 | INDICATOR LIGHT, 16MM, ROUND, PLASTIC, WHITE, LAMPHOLDER W2 X 4.6D, WITHOUT LAMP | 8.36 | TEM | 1 | CP | 0.02 | 1
3SB22060AE01 | ILLUMINATED PUSHBUTTON, 16MM, ROUND, PLASTIC, GREEN, BUTTON, FLAT, 1NO, LAMPHOLDER W2 X 4.6D, WITHOUT LAMP | 16.32 | TEM | 1 | CP | 0.023 | 1
3SB22060AE01 | ILLUMINATED PUSHBUTTON, 16MM, ROUND, PLASTIC, GREEN, BUTTON, FLAT, 1NO, LAMPHOLDER W2 X 4.6D, WITHOUT LAMP | 16.32 | TEM | 1 | CP | 0.023 | 1
3SB22060LD01 | ILLUMINATED PUSHBUTTON, 16MM, ROUND, PLASTIC, YELLOW, BUTTON, RAISED, 1NO, LAMPHOLDER W2 X 4.6D, WITHOUT LAMP | 19.18 | TEM | 1 | CP | 0.026 | 1
3SB22060LD01 | ILLUMINATED PUSHBUTTON, 16MM, ROUND, PLASTIC, YELLOW, BUTTON, RAISED, 1NO, LAMPHOLDER W2 X 4.6D, WITHOUT LAMP | 19.18 | TEM | 1 | CP | 0.026 | 1
3SB22060LE01 | ILLUMINATED PUSHBUTTON, 16MM, ROUND, PLASTIC, GREEN, BUTTON, RAISED, 1NO, LAMPHOLDER W2 X 4.6D, WITHOUT LAMP | 19.18 | TEM | 1 | CP | 0.026 | 1
3SB22060LE01 | ILLUMINATED PUSHBUTTON, 16MM, ROUND, PLASTIC, GREEN, BUTTON, RAISED, 1NO, LAMPHOLDER W2 X 4.6D, WITHOUT LAMP | 19.18 | TEM | 1 | CP | 0.026 | 1
3SB22060LH01 | ILLUMINATED PUSHBUTTON, 16MM, ROUND, PLASTIC, TRANSPARENT, BUTTON, RAISED, 1NO, LAMPHOLDER W2 X 4.6D, WITHOUT LAMP | 18.77 | TEM | 1 | CP | 0.024 | 1
3SB22060LH01 | ILLUMINATED PUSHBUTTON, 16MM, ROUND, PLASTIC, TRANSPARENT, BUTTON, RAISED, 1NO, LAMPHOLDER W2 X 4.6D, WITHOUT LAMP | 18.77 | TEM | 1 | CP | 0.024 | 1
3SB22070AC01 | ILLUMINATED PUSHBUTTON, 16MM, ROUND, PLASTIC, RED, BUTTON, FLAT, 1NC, LAMPHOLDER W2 X 4.6D, WITHOUT LAMP | 16.32 | TEM | 1 | CP | 0.025 | 1
3SB22070AC01 | ILLUMINATED PUSHBUTTON, 16MM, ROUND, PLASTIC, RED, BUTTON, FLAT, 1NC, LAMPHOLDER W2 X 4.6D, WITHOUT LAMP | 16.32 | TEM | 1 | CP | 0.025 | 1
3SB22070LC01 | ILLUMINATED PUSHBUTTON, 16MM, ROUND, PLASTIC, RED, BUTTON, RAISED, 1NC, LAMPHOLDER W2 X 4.6D, WITHOUT LAMP | 19.18 | TEM | 1 | CP | 0.027 | 1
3SB22070LC01 | ILLUMINATED PUSHBUTTON, 16MM, ROUND, PLASTIC, RED, BUTTON, RAISED, 1NC, LAMPHOLDER W2 X 4.6D, WITHOUT LAMP | 19.18 | TEM | 1 | CP | 0.027 | 1
3SB22102DB01 | TOGGLE SWITCH, 16MM, ROUND, PLASTIC, BLACK, 3 SWITCH POSITIONS I-O-II, LATCHING, ACTUATING ANGLE 2X62 DEGREES 1NO, 1NO | 27.34 | TEM | 1 | CP | 0.03 | 1
3SB22102DB01 | TOGGLE SWITCH, 16MM, ROUND, PLASTIC, BLACK, 3 SWITCH POSITIONS I-O-II, LATCHING, ACTUATING ANGLE 2X62 DEGREES 1NO, 1NO | 27.34 | TEM | 1 | CP | 0.03 | 1
3SB22102EE01 | TOGGLE SWITCH, 16MM, ROUND, PLASTIC, GREEN, 3 SWITCH POSITIONS I-O-II, MOMENTARY CONTACT, ACTUATING ANGLE 2X50 DEGREES 1NO, 1NO | 27.34 | TEM | 1 | CP | 0.029 | 1
3SB22102EE01 | TOGGLE SWITCH, 16MM, ROUND, PLASTIC, GREEN, 3 SWITCH POSITIONS I-O-II, MOMENTARY CONTACT, ACTUATING ANGLE 2X50 DEGREES 1NO, 1NO | 27.34 | TEM | 1 | CP | 0.029 | 1
3SB22104PB01 | KEYSWITCH, 16MM, ROUND, PLASTIC, CES, 3 SWITCH POSITIONS I-O-II, LATCHING, ACTUATING ANGLE 2X62 DEGREES KEY REMOVAL I+O+II, 1NO, 1NO | 55.18 | TEM | 1 | CP | 0.058 | 1
3SB22104PB01 | KEYSWITCH, 16MM, ROUND, PLASTIC, CES, 3 SWITCH POSITIONS I-O-II, LATCHING, ACTUATING ANGLE 2X62 DEGREES KEY REMOVAL I+O+II, 1NO, 1NO | 55.18 | TEM | 1 | CP | 0.058 | 1
3SB22246BC06 | INDICATOR LIGHT, 16MM, ROUND, PLASTIC, RED, LAMPHOLDER W2 X 4.6D, WITH INCANDESCENT LAMP 24V | 9.49 | TEM | 1 | CP | 0.02 | 1
3SB22246BC06 | INDICATOR LIGHT, 16MM, ROUND, PLASTIC, RED, LAMPHOLDER W2 X 4.6D, WITH INCANDESCENT LAMP 24V | 9.49 | TEM | 1 | CP | 0.02 | 1
3SB22246BD06 | INDICATOR LIGHT, 16MM, ROUND, PLASTIC, YELLOW, LAMPHOLDER W2 X 4.6D, WITH INCANDESCENT LAMP 24V | 9.49 | TEM | 1 | CP | 0.024 | 1
3SB22246BD06 | INDICATOR LIGHT, 16MM, ROUND, PLASTIC, YELLOW, LAMPHOLDER W2 X 4.6D, WITH INCANDESCENT LAMP 24V | 9.49 | TEM | 1 | CP | 0.024 | 1
3SB22246BE06 | INDICATOR LIGHT, 16MM, ROUND, PLASTIC, GREEN, LAMPHOLDER W2 X 4.6D, WITH INCANDESCENT LAMP 24V | 9.49 | TEM | 1 | CP | 0.02 | 1
3SB22246BE06 | INDICATOR LIGHT, 16MM, ROUND, PLASTIC, GREEN, LAMPHOLDER W2 X 4.6D, WITH INCANDESCENT LAMP 24V | 9.49 | TEM | 1 | CP | 0.02 | 1
3SB22260AD01 | ILLUMINATED PUSHBUTTON, 16MM, ROUND, PLASTIC, YELLOW, BUTTON, FLAT, 1NO, LAMPHOLDER W2 X 4.6D, WITH INCANDESCENT LAMP 24V | 17.54 | TEM | 1 | CP | 0.024 | 1
3SB22260AD01 | ILLUMINATED PUSHBUTTON, 16MM, ROUND, PLASTIC, YELLOW, BUTTON, FLAT, 1NO, LAMPHOLDER W2 X 4.6D, WITH INCANDESCENT LAMP 24V | 17.54 | TEM | 1 | CP | 0.024 | 1
3SB22260AE01 | ILLUMINATED PUSHBUTTON, 16MM, ROUND, PLASTIC, GREEN, BUTTON, FLAT, 1NO, LAMPHOLDER W2 X 4.6D, WITH INCANDESCENT LAMP 24V | 17.54 | TEM | 1 | CP | 0.04 | 1
3SB22260AE01 | ILLUMINATED PUSHBUTTON, 16MM, ROUND, PLASTIC, GREEN, BUTTON, FLAT, 1NO, LAMPHOLDER W2 X 4.6D, WITH INCANDESCENT LAMP 24V | 17.54 | TEM | 1 | CP | 0.04 | 1
3SB22260AH01 | ILLUMINATED PUSHBUTTON, 16MM, ROUND, PLASTIC, TRANSPARENT, BUTTON, FLAT, 1NO, LAMPHOLDER W2 X 4.6D, WITH INCANDESCENT LAMP 24V | 17.54 | TEM | 1 | CP | 0.06 | 1
3SB22260AH01 | ILLUMINATED PUSHBUTTON, 16MM, ROUND, PLASTIC, TRANSPARENT, BUTTON, FLAT, 1NO, LAMPHOLDER W2 X 4.6D, WITH INCANDESCENT LAMP 24V | 17.54 | TEM | 1 | CP | 0.06 | 1
3SB22270AC01 | ILLUMINATED PUSHBUTTON, 16MM, ROUND, PLASTIC, RED, BUTTON, FLAT, 1NC, LAMPHOLDER W2 X 4.6D, WITH INCANDESCENT LAMP 24V | 17.54 | TEM | 1 | CP | 0.04 | 1
3SB22270AC01 | ILLUMINATED PUSHBUTTON, 16MM, ROUND, PLASTIC, RED, BUTTON, FLAT, 1NC, LAMPHOLDER W2 X 4.6D, WITH INCANDESCENT LAMP 24V | 17.54 | TEM | 1 | CP | 0.04 | 1
3SB23042A | LAMPHOLDER W2 X 4.6D, WITHOUT LAMP, WITH HOLDER | 4.79 | TEM | 1 | CP | 0.007 | 1
3SB23042A | LAMPHOLDER W2 X 4.6D, WITHOUT LAMP, WITH HOLDER | 4.79 | TEM | 1 | CP | 0.007 | 1
3SB23042H | LAMPHOLDER W2 X 4.6D, WITH INCANDESCENT LAMP 24V, WITH HOLDER | 5.92 | TEM | 1 | CP | 0.001 | 1
3SB23042H | LAMPHOLDER W2 X 4.6D, WITH INCANDESCENT LAMP 24V, WITH HOLDER | 5.92 | TEM | 1 | CP | 0.001 | 1
3SB24040B | SWITCHING ELEMENT, W. ONE CONTACT ELEMENT, 1NO, PLUG-TYPE TERMINAL | 5.41 | TEM | 1 | CP | 0.004 | 1
3SB24040B | SWITCHING ELEMENT, W. ONE CONTACT ELEMENT, 1NO, PLUG-TYPE TERMINAL | 5.41 | TEM | 1 | CP | 0.004 | 1
3SB24040C | SWITCHING ELEMENT, W. ONE CONTACT ELEMENT, 1NC, PLUG-TYPE TERMINAL | 5.41 | TEM | 1 | CP | 0.008 | 1
3SB24040C | SWITCHING ELEMENT, W. ONE CONTACT ELEMENT, 1NC, PLUG-TYPE TERMINAL | 5.41 | TEM | 1 | CP | 0.008 | 1
3SB24043D | SERIES ELEMENT, FOR CONNECTION OF A 48V LAMP | 9.49 | TEM | 1 | CP | 0.009 | 1
3SB24043D | SERIES ELEMENT, FOR CONNECTION OF A 48V LAMP | 9.49 | TEM | 1 | CP | 0.009 | 1
3SB29012AA | INSCRIPTION LABEL FOR GLUING ONTO LABEL HOLDER, LABEL SIZE 9.5 X 18.5MM, SILVER-COLORED, BLACK LETTERING, W/O INSCRIPTION | 0.48 | TEM | 100 | CP | 0.001 | 10
3SB29012AA | INSCRIPTION LABEL FOR GLUING ONTO LABEL HOLDER, LABEL SIZE 9.5 X 18.5MM, SILVER-COLORED, BLACK LETTERING, W/O INSCRIPTION | 0.48 | TEM | 100 | CP | 0.001 | 10
3SB29012AF | INSCRIPTION LABEL FOR GLUING ONTO LABEL HOLDER, LABEL SIZE 9.5 X 18.5MM, SILVER-COLORED, BLACK LETTERING, FORWARD | 0.69 | TEM | 100 | CP | 0.001 | 10
3SB29012AF | INSCRIPTION LABEL FOR GLUING ONTO LABEL HOLDER, LABEL SIZE 9.5 X 18.5MM, SILVER-COLORED, BLACK LETTERING, FORWARD | 0.69 | TEM | 100 | CP | 0.001 | 10
3SB29012AG | INSCRIPTION LABEL FOR GLUING ONTO LABEL HOLDER, LABEL SIZE 9.5 X 18.5MM, SILVER-COLORED, BLACK LETTERING, BACK | 0.69 | TEM | 100 | CP | 0.001 | 10
3SB29012AG | INSCRIPTION LABEL FOR GLUING ONTO LABEL HOLDER, LABEL SIZE 9.5 X 18.5MM, SILVER-COLORED, BLACK LETTERING, BACK | 0.69 | TEM | 100 | CP | 0.001 | 10
3SB29012BA | INSCRIPTION LABEL FOR GLUING ONTO LABEL HOLDER, LABEL SIZE 9.5 X 18.5MM, SILVER-COLORED, BLACK LETTERING, MANUAL AUTO | 0.69 | TEM | 100 | CP | 0.001 | 10
3SB29012BA | INSCRIPTION LABEL FOR GLUING ONTO LABEL HOLDER, LABEL SIZE 9.5 X 18.5MM, SILVER-COLORED, BLACK LETTERING, MANUAL AUTO | 0.69 | TEM | 100 | CP | 0.001 | 10
3SB29012EB | INSCRIPTION LABEL FOR GLUING ONTO LABEL HOLDER, LABEL SIZE 9.5 X 18.5MM, SILVER-COLORED, BLACK LETTERING, ON | 0.69 | TEM | 100 | CP | 0.001 | 10
3SB29012EB | INSCRIPTION LABEL FOR GLUING ONTO LABEL HOLDER, LABEL SIZE 9.5 X 18.5MM, SILVER-COLORED, BLACK LETTERING, ON | 0.69 | TEM | 100 | CP | 0.001 | 10
3SB29012EM | INSCRIPTION LABEL FOR GLUING ONTO LABEL HOLDER, LABEL SIZE 9.5 X 18.5MM, SILVER-COLORED, BLACK LETTERING, RESET | 0.69 | TEM | 100 | CP | 0.001 | 10
3SB29012EM | INSCRIPTION LABEL FOR GLUING ONTO LABEL HOLDER, LABEL SIZE 9.5 X 18.5MM, SILVER-COLORED, BLACK LETTERING, RESET | 0.69 | TEM | 100 | CP | 0.001 | 10
3SB29014NA | INSCRIPTION PLATE FOR PUSHBUTTON AND ILLUMINATED PUSHBUTTON, FLAT, MILKY WITH BLACK LETTERING, WITH SYMBOL: MOVEMENT IN DIRECTION THAT ARROW POINTS | 0.69 | TEM | 100 | CP | 0.002 | 10
3SB29014NA | INSCRIPTION PLATE FOR PUSHBUTTON AND ILLUMINATED PUSHBUTTON, FLAT, MILKY WITH BLACK LETTERING, WITH SYMBOL: MOVEMENT IN DIRECTION THAT ARROW POINTS | 0.69 | TEM | 100 | CP | 0.002 | 10
3SB29017PD | INSERT CAP FOR INDICATOR LIGHT, CLEAR WITH BLACK LETTERING, WITH SYMBOL: PUMP | 0.87 | TEM | 100 | CP | 0.001 | 10
3SB29017PD | INSERT CAP FOR INDICATOR LIGHT, CLEAR WITH BLACK LETTERING, WITH SYMBOL: PUMP | 0.87 | TEM | 100 | CP | 0.001 | 10
3SB29020AB | LABEL HOLDER FOR INSCRIPTION PLATE | 0.49 | TEM | 100 | CP | 0.001 | 10
3SB29020AB | LABEL HOLDER FOR INSCRIPTION PLATE | 0.49 | TEM | 100 | CP | 0.001 | 10
3SB29080AA | HOLDER FOR SWITCHING ELEMENTS, PLUG-TYPE TERMINAL | 2.87 | TEM | 1 | CP | 0.008 | 5
3SB29080AA | HOLDER FOR SWITCHING ELEMENTS, PLUG-TYPE TERMINAL | 2.87 | TEM | 1 | CP | 0.008 | 5
3SB29081AA | INCANDESCENT LAMP, TRANSPARENT, RATED VOLTAGE AC/DC 6V, 1.0 W, WEDGE BASE W2 X 4.6D WEDGE-BASE W2 X 4.6D RATED VOLTAGE AC/DC 6V TRANSPARENT | 0.87 | TEM | 100 | CP | 0.001 | 10
3SB29081AA | INCANDESCENT LAMP, TRANSPARENT, RATED VOLTAGE AC/DC 6V, 1.0 W, WEDGE BASE W2 X 4.6D WEDGE-BASE W2 X 4.6D RATED VOLTAGE AC/DC 6V TRANSPARENT | 0.87 | TEM | 100 | CP | 0.001 | 10
3SB29081AB | INCANDESCENT LAMP, TRANSPARENT, RATED VOLTAGE AC/DC 12V, 1.0 W, WEDGE BASE W2 X 4.6D WEDGE-BASE W2 X 4.6D RATED VOLTAGE AC/DC 12V TRANSPARENT | 0.87 | TEM | 100 | CP | 0.001 | 10
3SB29081AB | INCANDESCENT LAMP, TRANSPARENT, RATED VOLTAGE AC/DC 12V, 1.0 W, WEDGE BASE W2 X 4.6D WEDGE-BASE W2 X 4.6D RATED VOLTAGE AC/DC 12V TRANSPARENT | 0.87 | TEM | 100 | CP | 0.001 | 10
3SB29081AC | INCANDESCENT LAMP, TRANSPARENT, RATED VOLTAGE AC/DC 24V, 1.0 W, WEDGE BASE W2 X 4.6D WEDGE-BASE W2 X 4.6D RATED VOLTAGE AC/DC 24V TRANSPARENT | 0.87 | TEM | 100 | CP | 0.001 | 10
3SB29081AC | INCANDESCENT LAMP, TRANSPARENT, RATED VOLTAGE AC/DC 24V, 1.0 W, WEDGE BASE W2 X 4.6D WEDGE-BASE W2 X 4.6D RATED VOLTAGE AC/DC 24V TRANSPARENT | 0.87 | TEM | 100 | CP | 0.001 | 10
3SB29081AE | INCANDESCENT LAMP, TRANSPARENT, RATED VOLTAGE AC/DC 48V, 1.0 W, WEDGE BASE W2 X 4.6D WEDGE-BASE W2 X 4.6D RATED VOLTAGE AC/DC 48V TRANSPARENT | 2.26 | TEM | 1 | CP | 0.001 | 10
3SB29081AE | INCANDESCENT LAMP, TRANSPARENT, RATED VOLTAGE AC/DC 48V, 1.0 W, WEDGE BASE W2 X 4.6D WEDGE-BASE W2 X 4.6D RATED VOLTAGE AC/DC 48V TRANSPARENT | 2.26 | TEM | 1 | CP | 0.001 | 10
3SB29082AA | DISMANTLING TOOL FOR HOLDER AND LAMPHOLDER WITH HOLDER | 2.05 | TEM | 1 | CP | 0.017 | 1
3SB29082AA | DISMANTLING TOOL FOR HOLDER AND LAMPHOLDER WITH HOLDER | 2.05 | TEM | 1 | CP | 0.017 | 1
3SB29082AB | LAMP EXTRACTOR FOR LAMPS WITH BASE W2X4.6D | 2.77 | TEM | 1 | CP | 0.003 | 1
3SB29082AB | LAMP EXTRACTOR FOR LAMPS WITH BASE W2X4.6D | 2.77 | TEM | 1 | CP | 0.003 | 1
3SB29082AC | MOUNTING TOOL FOR BUTTONS AND LENSES | 3.38 | TEM | 1 | CP | 0.012 | 1
3SB29082AC | MOUNTING TOOL FOR BUTTONS AND LENSES | 3.38 | TEM | 1 | CP | 0.012 | 1
3SB29082AG | BACKING PLATE, YELLOW, SELF-ADHESIVE, WITH INSCRIPTION: NOT-HALT | 2.15 | TEM | 1 | CP | 0.001 | 1
3SB29082AG | BACKING PLATE, YELLOW, SELF-ADHESIVE, WITH INSCRIPTION: NOT-HALT | 2.15 | TEM | 1 | CP | 0.001 | 1
3SB29082AK | BACKING PLATE, YELLOW, SELF-ADHESIVE, WITH INSCRIPTION: NOT-AUS | 2.15 | TEM | 1 | CP | 0.001 | 1
3SB29082AK | BACKING PLATE, YELLOW, SELF-ADHESIVE, WITH INSCRIPTION: NOT-AUS | 2.15 | TEM | 1 | CP | 0.001 | 1
3SB29100AC | BUTTON, RED, FLAT, FOR PUSHBUTTON | 0.36 | TEM | 100 | CP | 0.001 | 10
3SB29100AC | BUTTON, RED, FLAT, FOR PUSHBUTTON | 0.36 | TEM | 100 | CP | 0.001 | 10
3SB29100AD | BUTTON, YELLOW, FLAT, FOR PUSHBUTTON | 0.36 | TEM | 100 | CP | 0.001 | 10
3SB29100AD | BUTTON, YELLOW, FLAT, FOR PUSHBUTTON | 0.36 | TEM | 100 | CP | 0.001 | 10
3SB29100AE | BUTTON, GREEN, FLAT, FOR PUSHBUTTON | 0.36 | TEM | 100 | CP | 0.001 | 10
3SB29100AE | BUTTON, GREEN, FLAT, FOR PUSHBUTTON | 0.36 | TEM | 100 | CP | 0.001 | 10
3SB30000AA11 | 22MM PLASTIC ROUND ACTUATOR: PUSHBUTTON WITH FLAT BUTTON WITH HOLDER BLACK | 5.61 | TEM | 1 | CP | 0.025 | 1
3SB30000AA11 | 22MM PLASTIC ROUND ACTUATOR: PUSHBUTTON WITH FLAT BUTTON WITH HOLDER BLACK | 5.61 | TEM | 1 | CP | 0.025 | 1
3SB30000AA11 | 22MM PLASTIC ROUND ACTUATOR: PUSHBUTTON WITH FLAT BUTTON WITH HOLDER BLACK | 5.61 | TEM | 1 | CP | 0.025 | 1
3SB30000AA21 | 22MM PLASTIC ROUND ACTUATOR: PUSHBUTTON WITH FLAT BUTTON WITH HOLDER RED | 5.61 | TEM | 1 | CP | 0.025 | 1
3SB30000AA21 | 22MM PLASTIC ROUND ACTUATOR: PUSHBUTTON WITH FLAT BUTTON WITH HOLDER RED | 5.61 | TEM | 1 | CP | 0.025 | 1
3SB30000AA31 | 22MM PLASTIC ROUND ACTUATOR: PUSHBUTTON WITH FLAT BUTTON WITH HOLDER YELLOW | 5.61 | TEM | 1 | CP | 0.025 | 1
3SB30000AA31 | 22MM PLASTIC ROUND ACTUATOR: PUSHBUTTON WITH FLAT BUTTON WITH HOLDER YELLOW | 5.61 | TEM | 1 | CP | 0.025 | 1
3SB30000AA41 | 22MM PLASTIC ROUND ACTUATOR: PUSHBUTTON WITH FLAT BUTTON WITH HOLDER GREEN | 5.61 | TEM | 1 | CP | 0.025 | 1
3SB30000AA41 | 22MM PLASTIC ROUND ACTUATOR: PUSHBUTTON WITH FLAT BUTTON WITH HOLDER GREEN | 5.61 | TEM | 1 | CP | 0.025 | 1
3SB30000AA51 | 22MM PLASTIC ROUND ACTUATOR: PUSHBUTTON WITH FLAT BUTTON WITH HOLDER BLUE | 5.61 | TEM | 1 | CP | 0.025 | 1
3SB30000AA51 | 22MM PLASTIC ROUND ACTUATOR: PUSHBUTTON WITH FLAT BUTTON WITH HOLDER BLUE | 5.61 | TEM | 1 | CP | 0.025 | 1
3SB30000AA61 | 22MM PLASTIC ROUND ACTUATOR: PUSHBUTTON WITH FLAT BUTTON WITH HOLDER WHITE | 5.61 | TEM | 1 | CP | 0.024 | 1
3SB30000AA61 | 22MM PLASTIC ROUND ACTUATOR: PUSHBUTTON WITH FLAT BUTTON WITH HOLDER WHITE | 5.61 | TEM | 1 | CP | 0.024 | 1
3SB30000AA71 | 22MM PLASTIC ROUND ACTUATOR: PUSHBUTTON WITH FLAT BUTTON WITH HOLDER CLEAR | 5.61 | TEM | 1 | CP | 0.025 | 1
3SB30000AA71 | 22MM PLASTIC ROUND ACTUATOR: PUSHBUTTON WITH FLAT BUTTON WITH HOLDER CLEAR | 5.61 | TEM | 1 | CP | 0.025 | 1
3SB30000AA81 | 22MM PLASTIC ROUND ACTUATOR: PUSHBUTTON WITH FLAT BUTTON WITH HOLDER GREEN INSCRIPTION: I | 6.43 | TEM | 1 | CP | 0.025 | 1
3SB30000AA81 | 22MM PLASTIC ROUND ACTUATOR: PUSHBUTTON WITH FLAT BUTTON WITH HOLDER GREEN INSCRIPTION: I | 6.43 | TEM | 1 | CP | 0.025 | 1
3SB30000AB01 | 22MM PLASTIC ROUND ACTUATOR: PUSHBUTTON WITH FLAT BUTTON WITH HOLDER RED INSCRIPTION: O | 6.43 | TEM | 1 | CP | 0.025 | 1
3SB30000AB01 | 22MM PLASTIC ROUND ACTUATOR: PUSHBUTTON WITH FLAT BUTTON WITH HOLDER RED INSCRIPTION: O | 6.43 | TEM | 1 | CP | 0.025 | 1
3SB30000AB51 | 22MM PLASTIC ROUND ACTUATOR: PUSHBUTTON WITH FLAT BUTTON WITH HOLDER GRAY | 5.61 | TEM | 1 | CP | 0.026 | 1
3SB30000AB51 | 22MM PLASTIC ROUND ACTUATOR: PUSHBUTTON WITH FLAT BUTTON WITH HOLDER GRAY | 5.61 | TEM | 1 | CP | 0.026 | 1
3SB30000BA21 | 22MM PLASTIC ROUND ACTUATOR: PUSHBUTTON WITH RAISED BUTTON WITH HOLDER RED | 7.14 | TEM | 1 | CP | 0.026 | 1
3SB30000BA21 | 22MM PLASTIC ROUND ACTUATOR: PUSHBUTTON WITH RAISED BUTTON WITH HOLDER RED | 7.14 | TEM | 1 | CP | 0.026 | 1
3SB30000BA41 | 22MM PLASTIC ROUND ACTUATOR: PUSHBUTTON WITH RAISED BUTTON WITH HOLDER GREEN | 7.14 | TEM | 1 | CP | 0.027 | 1
3SB30000BA41 | 22MM PLASTIC ROUND ACTUATOR: PUSHBUTTON WITH RAISED BUTTON WITH HOLDER GREEN | 7.14 | TEM | 1 | CP | 0.027 | 1
3SB30000DA11 | 22MM PLASTIC ROUND ACTUATOR: PUSHBUTTON LATCHING, UNLOCKING BY PRESSING AGAIN WITH FLAT BUTTON WITH HOLDER BLACK | 10 | TEM | 1 | CP | 0.025 | 1
3SB30000DA11 | 22MM PLASTIC ROUND ACTUATOR: PUSHBUTTON LATCHING, UNLOCKING BY PRESSING AGAIN WITH FLAT BUTTON WITH HOLDER BLACK | 10 | TEM | 1 | CP | 0.025 | 1
3SB30000DA21 | 22MM PLASTIC ROUND ACTUATOR: PUSHBUTTON LATCHING, UNLOCKING BY PRESSING AGAIN WITH FLAT BUTTON WITH HOLDER RED | 10 | TEM | 1 | CP | 0.028 | 1
3SB30000DA21 | 22MM PLASTIC ROUND ACTUATOR: PUSHBUTTON LATCHING, UNLOCKING BY PRESSING AGAIN WITH FLAT BUTTON WITH HOLDER RED | 10 | TEM | 1 | CP | 0.028 | 1
3SB30000DA51 | 22MM PLASTIC ROUND ACTUATOR: PUSHBUTTON LATCHING, UNLOCKING BY PRESSING AGAIN WITH FLAT BUTTON WITH HOLDER BLUE | 10 | TEM | 1 | CP | 0.024 | 1
3SB30000DA51 | 22MM PLASTIC ROUND ACTUATOR: PUSHBUTTON LATCHING, UNLOCKING BY PRESSING AGAIN WITH FLAT BUTTON WITH HOLDER BLUE | 10 | TEM | 1 | CP | 0.024 | 1
3SB30000EA11 | 22MM PLASTIC ROUND ACTUATOR: PUSHBUTTON 12MM STROKE WITH RAISED BUTTON WITH HOLDER BLACK | 12.75 | TEM | 1 | CP | 0.021 | 1
3SB30000EA11 | 22MM PLASTIC ROUND ACTUATOR: PUSHBUTTON 12MM STROKE WITH RAISED BUTTON WITH HOLDER BLACK | 12.75 | TEM | 1 | CP | 0.021 | 1
3SB30001AA20 | 22MM PLASTIC ROUND ACTUATOR: EMERGEN.-STOP MUSHR.PUSHB. 60MM LATCH.W. ROT.-TO-UNLATCH MECH. WITH HOLDER RED | 18.66 | TEM | 1 | CP | 0.082 | 1
3SB30001AA20 | 22MM PLASTIC ROUND ACTUATOR: EMERGEN.-STOP MUSHR.PUSHB. 60MM LATCH.W. ROT.-TO-UNLATCH MECH. WITH HOLDER RED | 18.66 | TEM | 1 | CP | 0.082 | 1
3SB30001AA20 | 22MM PLASTIC ROUND ACTUATOR: EMERGEN.-STOP MUSHR.PUSHB. 60MM LATCH.W. ROT.-TO-UNLATCH MECH. WITH HOLDER RED | 18.66 | TEM | 1 | CP | 0.082 | 1
3SB30001BA20 | 22MM PLASTIC ROUND ACTUATOR: EMERGEN.-STOP MUSHR.PUSHB. 40MM WITH RONIS KEY-OPER.SWITCH LATCHING WITH KEY-OPER.SWITCH- UNLOCKING RED LOCK NO SB30 WITH HOLDER POSSIBLE SPECIAL CLOSURES: 3SB31, 421, 455 | 33.93 | TEM | 1 | CP | 0.086 | 1
3SB30001BA20 | 22MM PLASTIC ROUND ACTUATOR: EMERGEN.-STOP MUSHR.PUSHB. 40MM WITH RONIS KEY-OPER.SWITCH LATCHING WITH KEY-OPER.SWITCH- UNLOCKING RED LOCK NO SB30 WITH HOLDER POSSIBLE SPECIAL CLOSURES: 3SB31, 421, 455 | 33.93 | TEM | 1 | CP | 0.086 | 1
3SB30001CA11 | 22MM PLASTIC ROUND ACTUATOR: PUSH-PULL BUTTON 40MM LATCHING W.PULL-TO-UNLOCK MECH. WITH HOLDER BLACK | 16.52 | TEM | 1 | CP | 0.033 | 1
3SB30001CA11 | 22MM PLASTIC ROUND ACTUATOR: PUSH-PULL BUTTON 40MM LATCHING W.PULL-TO-UNLOCK MECH. WITH HOLDER BLACK | 16.52 | TEM | 1 | CP | 0.033 | 1
3SB30001CA21 | 22MM PLASTIC ROUND ACTUATOR: PUSH-PULL BUTTON 40MM LATCHING W.PULL-TO-UNLOCK MECH. WITH HOLDER RED | 16.52 | TEM | 1 | CP | 0.034 | 1
3SB30001CA21 | 22MM PLASTIC ROUND ACTUATOR: PUSH-PULL BUTTON 40MM LATCHING W.PULL-TO-UNLOCK MECH. WITH HOLDER RED | 16.52 | TEM | 1 | CP | 0.034 | 1
3SB30001DA11 | 22MM PLASTIC ROUND ACTUATOR: MUSHR.PUSHBUTTON 30MM MOMENTARY CONTACT TYPE WITH HOLDER BLACK | 10 | TEM | 1 | CP | 0.031 | 1
3SB30001DA11 | 22MM PLASTIC ROUND ACTUATOR: MUSHR.PUSHBUTTON 30MM MOMENTARY CONTACT TYPE WITH HOLDER BLACK | 10 | TEM | 1 | CP | 0.031 | 1
3SB30001DA21 | 22MM PLASTIC ROUND ACTUATOR: MUSHR.PUSHBUTTON 30MM MOMENTARY CONTACT TYPE WITH HOLDER RED | 10 | TEM | 1 | CP | 0.032 | 1
3SB30001DA21 | 22MM PLASTIC ROUND ACTUATOR: MUSHR.PUSHBUTTON 30MM MOMENTARY CONTACT TYPE WITH HOLDER RED | 10 | TEM | 1 | CP | 0.032 | 1
3SB30001EA11 | 22MM PLASTIC ROUND ACTUATOR: PUSH-PULL BUTTON 30MM LATCHING W.PULL-TO-UNLOCK MECH. WITH HOLDER BLACK | 15.81 | TEM | 1 | CP | 0.032 | 1
3SB30001EA11 | 22MM PLASTIC ROUND ACTUATOR: PUSH-PULL BUTTON 30MM LATCHING W.PULL-TO-UNLOCK MECH. WITH HOLDER BLACK | 15.81 | TEM | 1 | CP | 0.032 | 1
3SB30001FA20 | 22MM PLASTIC ROUND ACTUATOR: EMERGEN.-STOP MUSHR.PUSHB. 32MM LATCH.W. ROT.-TO-UNLATCH MECH. WITH HOLDER RED | 14.76 | TEM | 1 | CP | 0.055 | 1
3SB30001FA20 | 22MM PLASTIC ROUND ACTUATOR: EMERGEN.-STOP MUSHR.PUSHB. 32MM LATCH.W. ROT.-TO-UNLATCH MECH. WITH HOLDER RED | 14.76 | TEM | 1 | CP | 0.055 | 1
3SB30001GA11 | 22MM PLASTIC ROUND ACTUATOR: MUSHR.PUSHBUTTON 40MM MOMENTARY CONTACT TYPE WITH HOLDER BLACK | 10 | TEM | 1 | CP | 0.032 | 1
3SB30001GA11 | 22MM PLASTIC ROUND ACTUATOR: MUSHR.PUSHBUTTON 40MM MOMENTARY CONTACT TYPE WITH HOLDER BLACK | 10 | TEM | 1 | CP | 0.032 | 1
3SB30001GA21 | 22MM PLASTIC ROUND ACTUATOR: MUSHR.PUSHBUTTON 40MM MOMENTARY CONTACT TYPE WITH HOLDER RED | 10 | TEM | 1 | CP | 0.033 | 1
3SB30001GA21 | 22MM PLASTIC ROUND ACTUATOR: MUSHR.PUSHBUTTON 40MM MOMENTARY CONTACT TYPE WITH HOLDER RED | 10 | TEM | 1 | CP | 0.033 | 1
3SB30001GA41 | 22MM PLASTIC ROUND ACTUATOR: MUSHR.PUSHBUTTON 40MM MOMENTARY CONTACT TYPE WITH HOLDER GREEN | 10 | TEM | 1 | CP | 0.033 | 1
3SB30001GA41 | 22MM PLASTIC ROUND ACTUATOR: MUSHR.PUSHBUTTON 40MM MOMENTARY CONTACT TYPE WITH HOLDER GREEN | 10 | TEM | 1 | CP | 0.033 | 1
3SB30001HA10 | 22MM PLASTIC ROUND ACTUATOR: MUSHR.PUSHBUTTON 40MM, BLACK, LATCHING, WITH ROTATE-TO-UNLATCH MECH., WITH HOLDER | 16.83 | TEM | 1 | CP | 0.062 | 1
3SB30001HA10 | 22MM PLASTIC ROUND ACTUATOR: MUSHR.PUSHBUTTON 40MM, BLACK, LATCHING, WITH ROTATE-TO-UNLATCH MECH., WITH HOLDER | 16.83 | TEM | 1 | CP | 0.062 | 1
3SB30001HA20 | 22MM PLASTIC ROUND ACTUATOR: EMERGEN.-STOP MUSHR.PUSHB. 40MM LATCH.W. ROT.-TO-UNLATCH MECH. WITH HOLDER RED | 16.09 | TEM | 1 | CP | 0.061 | 1
3SB30001HA20 | 22MM PLASTIC ROUND ACTUATOR: EMERGEN.-STOP MUSHR.PUSHB. 40MM LATCH.W. ROT.-TO-UNLATCH MECH. WITH HOLDER RED | 16.09 | TEM | 1 | CP | 0.061 | 1
3SB30001HA20 | 22MM PLASTIC ROUND ACTUATOR: EMERGEN.-STOP MUSHR.PUSHB. 40MM LATCH.W. ROT.-TO-UNLATCH MECH. WITH HOLDER RED | 16.09 | TEM | 1 | CP | 0.061 | 1
3SB30001KA20 | 22MM PLASTIC ROUND ACTUATOR: EMERGEN.-STOP MUSHR.PUSHB. 40MM WITH CES KEY-OPER.SWITCH LATCHING WITH KEY-OPER.SWITCH- UNLOCKING LOCK NO SSG 10 WITH HOLDER RED | 50.64 | TEM | 1 | CP | 0.116 | 1
3SB30001KA20 | 22MM PLASTIC ROUND ACTUATOR: EMERGEN.-STOP MUSHR.PUSHB. 40MM WITH CES KEY-OPER.SWITCH LATCHING WITH KEY-OPER.SWITCH- UNLOCKING LOCK NO SSG 10 WITH HOLDER RED | 50.64 | TEM | 1 | CP | 0.116 | 1
3SB30001LA20 | 22MM PLASTIC ROUND ACTUATOR: EMERGEN.-STOP MUSHR.PUSHB. 40MM WITH BKS KEY-OPER.SWITCH LATCHING WITH KEY-OPER.SWITCH- UNLOCKING LOCK NO S1 WITH HOLDER RED | 66.83 | TEM | 1 | CP | 0.115 | 1
3SB30001LA20 | 22MM PLASTIC ROUND ACTUATOR: EMERGEN.-STOP MUSHR.PUSHB. 40MM WITH BKS KEY-OPER.SWITCH LATCHING WITH KEY-OPER.SWITCH- UNLOCKING LOCK NO S1 WITH HOLDER RED | 66.83 | TEM | 1 | CP | 0.115 | 1
3SB30001QA21 | 22MM PLASTIC ROUND ACTUATOR: MUSHR.PUSHBUTTON 60MM MOMENTARY CONTACT TYPE WITH HOLDER RED | 9.69 | TEM | 1 | CP | 0.041 | 1
3SB30001QA21 | 22MM PLASTIC ROUND ACTUATOR: MUSHR.PUSHBUTTON 60MM MOMENTARY CONTACT TYPE WITH HOLDER RED | 9.69 | TEM | 1 | CP | 0.041 | 1
3SB30001QA41 | 22MM PLASTIC ROUND ACTUATOR: MUSHR.PUSHBUTTON 60MM MOMENTARY CONTACT TYPE WITH HOLDER GREEN | 9.69 | TEM | 1 | CP | 0.1 | 1
3SB30001QA41 | 22MM PLASTIC ROUND ACTUATOR: MUSHR.PUSHBUTTON 60MM MOMENTARY CONTACT TYPE WITH HOLDER GREEN | 9.69 | TEM | 1 | CP | 0.1 | 1
3SB30001TA20 | 22MM PLASTIC ROUND ACTUATOR: EMERGEN.-STOP MUSHR.PUSHB. 40MM LATCHING W.PULL-TO-UNLOCK MECH. WITH HOLDER RED | 16.81 | TEM | 1 | CP | 0.063 | 1
3SB30001TA20 | 22MM PLASTIC ROUND ACTUATOR: EMERGEN.-STOP MUSHR.PUSHB. 40MM LATCHING W.PULL-TO-UNLOCK MECH. WITH HOLDER RED | 16.81 | TEM | 1 | CP | 0.063 | 1
3SB30001XA20 | EMERGENCY STOP MUSHR. PUSHB., 22MM, ROUND, PLASTIC, RED, 40 MM, LATCHING, ROTATE TO UNLATCH; SHORT DESIGN, WITH HOLDER | 15.27 | TEM | 1 | CP | 0.05 | 1
3SB30001XA20 | EMERGENCY STOP MUSHR. PUSHB., 22MM, ROUND, PLASTIC, RED, 40 MM, LATCHING, ROTATE TO UNLATCH; SHORT DESIGN, WITH HOLDER | 15.27 | TEM | 1 | CP | 0.05 | 1
3SB30002DA11 | 22MM PLASTIC ROUND ACTUATOR: SELECTOR SWITCH 3 SWITCH POSITIONS I-O-II LATCHING NON-ILLUMINATED WITH HOLDER BLACK | 9.38 | TEM | 1 | CP | 0.029 | 1
3SB30002DA11 | 22MM PLASTIC ROUND ACTUATOR: SELECTOR SWITCH 3 SWITCH POSITIONS I-O-II LATCHING NON-ILLUMINATED WITH HOLDER BLACK | 9.38 | TEM | 1 | CP | 0.029 | 1
3SB30002DA21 | 22MM PLASTIC ROUND ACTUATOR: SELECTOR SWITCH 3 SWITCH POSITIONS I-O-II LATCHING NON-ILLUMINATED WITH HOLDER RED | 9.38 | TEM | 1 | CP | 0.03 | 1
3SB30002DA21 | 22MM PLASTIC ROUND ACTUATOR: SELECTOR SWITCH 3 SWITCH POSITIONS I-O-II LATCHING NON-ILLUMINATED WITH HOLDER RED | 9.38 | TEM | 1 | CP | 0.03 | 1
3SB30002DA41 | 22MM PLASTIC ROUND ACTUATOR: SELECTOR SWITCH 3 SWITCH POSITIONS I-O-II LATCHING NON-ILLUMINATED WITH HOLDER GREEN | 9.38 | TEM | 1 | CP | 0.029 | 1
3SB30002DA41 | 22MM PLASTIC ROUND ACTUATOR: SELECTOR SWITCH 3 SWITCH POSITIONS I-O-II LATCHING NON-ILLUMINATED WITH HOLDER GREEN | 9.38 | TEM | 1 | CP | 0.029 | 1
3SB30002EA11 | 22MM PLASTIC ROUND ACTUATOR: SELECTOR SWITCH 3 SWITCH POSITIONS I-O-II MOMENTARY CONTACT TYPE NON-ILLUMINATED WITH HOLDER BLACK | 9.38 | TEM | 1 | CP | 0.029 | 1
3SB30002EA11 | 22MM PLASTIC ROUND ACTUATOR: SELECTOR SWITCH 3 SWITCH POSITIONS I-O-II MOMENTARY CONTACT TYPE NON-ILLUMINATED WITH HOLDER BLACK | 9.38 | TEM | 1 | CP | 0.029 | 1
3SB30002EA41 | 22MM PLASTIC ROUND ACTUATOR: SELECTOR SWITCH 3 SWITCH POSITIONS I-O-II MOMENTARY CONTACT TYPE NON-ILLUMINATED WITH HOLDER GREEN | 9.38 | TEM | 1 | CP | 0.03 | 1
3SB30002EA41 | 22MM PLASTIC ROUND ACTUATOR: SELECTOR SWITCH 3 SWITCH POSITIONS I-O-II MOMENTARY CONTACT TYPE NON-ILLUMINATED WITH HOLDER GREEN | 9.38 | TEM | 1 | CP | 0.03 | 1
3SB30002FA11 | 22MM PLASTIC ROUND ACTUATOR: SELECTOR SWITCH 3 SWITCH POSITIONS I-O-II LEFT LATCH.,RI.MOMEN.CONT.TYPE NON-ILLUMINATED WITH HOLDER BLACK | 9.38 | TEM | 1 | CP | 0.029 | 1
3SB30002FA11 | 22MM PLASTIC ROUND ACTUATOR: SELECTOR SWITCH 3 SWITCH POSITIONS I-O-II LEFT LATCH.,RI.MOMEN.CONT.TYPE NON-ILLUMINATED WITH HOLDER BLACK | 9.38 | TEM | 1 | CP | 0.029 | 1
3SB30002FA21 | 22MM PLASTIC ROUND ACTUATOR: SELECTOR SWITCH 3 SWITCH POSITIONS I-O-II LEFT LATCH.,RI.MOMEN.CONT.TYPE NON-ILLUMINATED WITH HOLDER RED | 9.38 | TEM | 1 | CP | 0.028 | 1
3SB30002FA21 | 22MM PLASTIC ROUND ACTUATOR: SELECTOR SWITCH 3 SWITCH POSITIONS I-O-II LEFT LATCH.,RI.MOMEN.CONT.TYPE NON-ILLUMINATED WITH HOLDER RED | 9.38 | TEM | 1 | CP | 0.028 | 1
3SB30002GA11 | 22MM PLASTIC ROUND ACTUATOR: SELECTOR SWITCH 3 SWITCH POSITIONS I-O-II RIGHT LATCH.,LE.MOMEN.CONT.TYPE NON-ILLUMINATED WITH HOLDER BLACK | 9.38 | TEM | 1 | CP | 0.029 | 1
3SB30002GA11 | 22MM PLASTIC ROUND ACTUATOR: SELECTOR SWITCH 3 SWITCH POSITIONS I-O-II RIGHT LATCH.,LE.MOMEN.CONT.TYPE NON-ILLUMINATED WITH HOLDER BLACK | 9.38 | TEM | 1 | CP | 0.029 | 1
3SB30002GA21 | 22MM PLASTIC ROUND ACTUATOR: SELECTOR SWITCH 3 SWITCH POSITIONS I-O-II RIGHT LATCH.,LE.MOMEN.CONT.TYPE NON-ILLUMINATED WITH HOLDER RED | 9.38 | TEM | 1 | CP | 0.028 | 1
3SB30002GA21 | 22MM PLASTIC ROUND ACTUATOR: SELECTOR SWITCH 3 SWITCH POSITIONS I-O-II RIGHT LATCH.,LE.MOMEN.CONT.TYPE NON-ILLUMINATED WITH HOLDER RED | 9.38 | TEM | 1 | CP | 0.028 | 1
3SB30002HA11 | 22MM PLASTIC ROUND ACTUATOR: SELECTOR SWITCH 2 SWITCH POSITIONS O-I LATCHING NON-ILLUMINATED WITH HOLDER BLACK | 9.38 | TEM | 1 | CP | 0.029 | 1
3SB30002HA11 | 22MM PLASTIC ROUND ACTUATOR: SELECTOR SWITCH 2 SWITCH POSITIONS O-I LATCHING NON-ILLUMINATED WITH HOLDER BLACK | 9.38 | TEM | 1 | CP | 0.029 | 1
3SB30002HA21 | 22MM PLASTIC ROUND ACTUATOR: SELECTOR SWITCH 2 SWITCH POSITIONS O-I LATCHING NON-ILLUMINATED WITH HOLDER RED | 9.38 | TEM | 1 | CP | 0.029 | 1
3SB30002HA21 | 22MM PLASTIC ROUND ACTUATOR: SELECTOR SWITCH 2 SWITCH POSITIONS O-I LATCHING NON-ILLUMINATED WITH HOLDER RED | 9.38 | TEM | 1 | CP | 0.029 | 1
3SB30002KA11 | 22MM PLASTIC ROUND ACTUATOR: SELECTOR SWITCH 2 SWITCH POSITIONS O-I LATCHING NON-ILLUMINATED WITH HOLDER BLACK | 9.38 | TEM | 1 | CP | 0.029 | 1
3SB30002KA11 | 22MM PLASTIC ROUND ACTUATOR: SELECTOR SWITCH 2 SWITCH POSITIONS O-I LATCHING NON-ILLUMINATED WITH HOLDER BLACK | 9.38 | TEM | 1 | CP | 0.029 | 1
3SB30002KA21 | 22MM PLASTIC ROUND ACTUATOR: SELECTOR SWITCH 2 SWITCH POSITIONS O-I LATCHING NON-ILLUMINATED WITH HOLDER RED | 9.38 | TEM | 1 | CP | 0.028 | 1
3SB30002KA21 | 22MM PLASTIC ROUND ACTUATOR: SELECTOR SWITCH 2 SWITCH POSITIONS O-I LATCHING NON-ILLUMINATED WITH HOLDER RED | 9.38 | TEM | 1 | CP | 0.028 | 1
3SB30002KA41 | 22MM PLASTIC ROUND ACTUATOR: SELECTOR SWITCH 2 SWITCH POSITIONS O-I LATCHING NON-ILLUMINATED WITH HOLDER GREEN | 9.38 | TEM | 1 | CP | 0.028 | 1
3SB30002KA41 | 22MM PLASTIC ROUND ACTUATOR: SELECTOR SWITCH 2 SWITCH POSITIONS O-I LATCHING NON-ILLUMINATED WITH HOLDER GREEN | 9.38 | TEM | 1 | CP | 0.028 | 1
3SB30002KA61 | 22MM PLASTIC ROUND ACTUATOR: SELECTOR SWITCH 2 SWITCH POSITIONS O-I LATCHING NON-ILLUMINATED WITH HOLDER WHITE | 9.38 | TEM | 1 | CP | 0.029 | 1
3SB30002KA61 | 22MM PLASTIC ROUND ACTUATOR: SELECTOR SWITCH 2 SWITCH POSITIONS O-I LATCHING NON-ILLUMINATED WITH HOLDER WHITE | 9.38 | TEM | 1 | CP | 0.029 | 1
3SB30002LA11 | 22MM PLASTIC ROUND ACTUATOR: SELECTOR SWITCH 2 SWITCH POSITIONS O-I MOMENTARY CONTACT TYPE NON-ILLUMINATED WITH HOLDER BLACK | 9.38 | TEM | 1 | CP | 0.029 | 1
3SB30002LA11 | 22MM PLASTIC ROUND ACTUATOR: SELECTOR SWITCH 2 SWITCH POSITIONS O-I MOMENTARY CONTACT TYPE NON-ILLUMINATED WITH HOLDER BLACK | 9.38 | TEM | 1 | CP | 0.029 | 1
3SB30002LA41 | 22MM PLASTIC ROUND ACTUATOR: SELECTOR SWITCH 2 SWITCH POSITIONS O-I MOMENTARY CONTACT TYPE NON-ILLUMINATED WITH HOLDER GREEN | 9.38 | TEM | 1 | CP | 0.033 | 1
3SB30002LA41 | 22MM PLASTIC ROUND ACTUATOR: SELECTOR SWITCH 2 SWITCH POSITIONS O-I MOMENTARY CONTACT TYPE NON-ILLUMINATED WITH HOLDER GREEN | 9.38 | TEM | 1 | CP | 0.033 | 1
3SB30003AG01 | 22MM PLASTIC ROUND ACTUATOR: OMR KEY-OPER.SWITCH W. 2 KEYS 2 SWITCH POSITIONS O-I LATCHING LOCK NO 73038, REMOVAL POS. O WITH HOLDER LIGHT BLUE | 30.5 | TEM | 1 | CP | 0.127 | 1
3SB30003AG01 | 22MM PLASTIC ROUND ACTUATOR: OMR KEY-OPER.SWITCH W. 2 KEYS 2 SWITCH POSITIONS O-I LATCHING LOCK NO 73038, REMOVAL POS. O WITH HOLDER LIGHT BLUE | 30.5 | TEM | 1 | CP | 0.127 | 1
3SB30003AH01 | 22MM PLASTIC ROUND ACTUATOR: OMR KEY-OPER.SWITCH W. 2 KEYS 2 SWITCH POSITIONS O-I LATCHING LOCK NO 73037, REMOVAL POS. O WITH HOLDER RED | 30.5 | TEM | 1 | CP | 0.127 | 1
3SB30003AH01 | 22MM PLASTIC ROUND ACTUATOR: OMR KEY-OPER.SWITCH W. 2 KEYS 2 SWITCH POSITIONS O-I LATCHING LOCK NO 73037, REMOVAL POS. O WITH HOLDER RED | 30.5 | TEM | 1 | CP | 0.127 | 1
3SB30003AJ01 | 22MM PLASTIC ROUND ACTUATOR: OMR KEY-OPER.SWITCH W. 2 KEYS 2 SWITCH POSITIONS O-I LATCHING LOCK NO 73034, REMOVAL POS. O WITH HOLDER BLACK | 30.5 | TEM | 1 | CP | 0.124 | 1
3SB30003AJ01 | 22MM PLASTIC ROUND ACTUATOR: OMR KEY-OPER.SWITCH W. 2 KEYS 2 SWITCH POSITIONS O-I LATCHING LOCK NO 73034, REMOVAL POS. O WITH HOLDER BLACK | 30.5 | TEM | 1 | CP | 0.124 | 1
3SB30003AK01 | 22MM PLASTIC ROUND ACTUATOR: OMR KEY-OPER.SWITCH W. 2 KEYS 2 SWITCH POSITIONS O-I LATCHING LOCK NO 73033, REMOVAL POS. O WITH HOLDER YELLOW | 30.5 | TEM | 1 | CP | 0.133 | 1
3SB30003AK01 | 22MM PLASTIC ROUND ACTUATOR: OMR KEY-OPER.SWITCH W. 2 KEYS 2 SWITCH POSITIONS O-I LATCHING LOCK NO 73033, REMOVAL POS. O WITH HOLDER YELLOW | 30.5 | TEM | 1 | CP | 0.133 | 1
3SB30003BG01 | 22MM PLASTIC ROUND ACTUATOR: OMR KEY-OPER.SWITCH W. 2 KEYS 2 SWITCH POSITIONS O-I MOMENTARY CONTACT TYPE LOCK NO 73038, REMOVAL POS. O WITH HOLDER LIGHT BLUE | 30.5 | TEM | 1 | CP | 0.133 | 1
3SB30003BG01 | 22MM PLASTIC ROUND ACTUATOR: OMR KEY-OPER.SWITCH W. 2 KEYS 2 SWITCH POSITIONS O-I MOMENTARY CONTACT TYPE LOCK NO 73038, REMOVAL POS. O WITH HOLDER LIGHT BLUE | 30.5 | TEM | 1 | CP | 0.133 | 1
3SB30003BJ01 | 22MM PLASTIC ROUND ACTUATOR: OMR KEY-OPER.SWITCH W. 2 KEYS 2 SWITCH POSITIONS O-I MOMENTARY CONTACT TYPE LOCK NO 73034, REMOVAL POS. O WITH HOLDER BLACK | 30.5 | TEM | 1 | CP | 0.126 | 1
3SB30003BJ01 | 22MM PLASTIC ROUND ACTUATOR: OMR KEY-OPER.SWITCH W. 2 KEYS 2 SWITCH POSITIONS O-I MOMENTARY CONTACT TYPE LOCK NO 73034, REMOVAL POS. O WITH HOLDER BLACK | 30.5 | TEM | 1 | CP | 0.126 | 1
3SB30004AD01 | RONIS KEY-OPERATED SWITCH, 22MM, ROUND, PLASTIC, LOCK NO. SB30, WITH 2 KEYS, 2 SWITCH POSITIONS O-I, LATCHING, ACTUATING ANGLE 50 DEG.,12/14H, KEY REMOVAL POS. O, WITH HOLDER, POSSIBLE SPECIAL LOCKS: SB31, 421, 455 | 20.6 | TEM | 1 | CP | 0.06 | 1
3SB30004AD01 | RONIS KEY-OPERATED SWITCH, 22MM, ROUND, PLASTIC, LOCK NO. SB30, WITH 2 KEYS, 2 SWITCH POSITIONS O-I, LATCHING, ACTUATING ANGLE 50 DEG.,12/14H, KEY REMOVAL POS. O, WITH HOLDER, POSSIBLE SPECIAL LOCKS: SB31, 421, 455 | 20.6 | TEM | 1 | CP | 0.06 | 1
3SB30004AD11 | RONIS KEY-OPERATED SWITCH, 22MM, ROUND, PLASTIC, LOCK NO. SB30, WITH 2 KEYS, 2 SWITCH POSITIONS O-I LATCHING, ACTUATING ANGLE 50 DEG.,12/14H, KEY REMOVAL POS. O+I, WITH HOLDER, POSSIBLE SPECIAL LOCKS: SB31, 421, 455 | 20.6 | TEM | 1 | CP | 0.061 | 1
3SB30004AD11 | RONIS KEY-OPERATED SWITCH, 22MM, ROUND, PLASTIC, LOCK NO. SB30, WITH 2 KEYS, 2 SWITCH POSITIONS O-I LATCHING, ACTUATING ANGLE 50 DEG.,12/14H, KEY REMOVAL POS. O+I, WITH HOLDER, POSSIBLE SPECIAL LOCKS: SB31, 421, 455 | 20.6 | TEM | 1 | CP | 0.061 | 1
3SB30004BD01 | 22MM PLASTIC ROUND ACTUATOR: RONIS KEY-OPER.SWITCH W.2 KEYS 2 SWITCH POSITIONS O-I MOMENTARY CONTACT TYPE LOCK NO SB 30, REMOVAL POS. O | 20.6 | TEM | 1 | CP | 0.061 | 1
3SB30004BD01 | 22MM PLASTIC ROUND ACTUATOR: RONIS KEY-OPER.SWITCH W.2 KEYS 2 SWITCH POSITIONS O-I MOMENTARY CONTACT TYPE LOCK NO SB 30, REMOVAL POS. O | 20.6 | TEM | 1 | CP | 0.061 | 1
3SB30004DD01 | 22MM PLASTIC ROUND ACTUATOR: RONIS KEY-OPER.SWITCH W.2 KEYS 3 SWITCH POSITIONS I-O-II LATCHING LOCK NO SB 30, REMOVAL POS. O | 21.73 | TEM | 1 | CP | 0.061 | 1
3SB30004DD01 | 22MM PLASTIC ROUND ACTUATOR: RONIS KEY-OPER.SWITCH W.2 KEYS 3 SWITCH POSITIONS I-O-II LATCHING LOCK NO SB 30, REMOVAL POS. O | 21.73 | TEM | 1 | CP | 0.061 | 1
3SB30004DD11 | 22MM PLASTIC ROUND ACTUATOR: RONIS LOCK WITH 2 KEYS 3 SWITCH POSITIONS I-O-II MAINTAINED CONTACT LOCK NUMBER SB 30,REMOVE I+O+II WITH HOLDER POSSIBLE SPECIAL LOCKS FOR RONIS KEYSWITCHES: SB31, 455, 421 | 21.73 | TEM | 1 | CP | 0.061 | 1
3SB30004DD11 | 22MM PLASTIC ROUND ACTUATOR: RONIS LOCK WITH 2 KEYS 3 SWITCH POSITIONS I-O-II MAINTAINED CONTACT LOCK NUMBER SB 30,REMOVE I+O+II WITH HOLDER POSSIBLE SPECIAL LOCKS FOR RONIS KEYSWITCHES: SB31, 455, 421 | 21.73 | TEM | 1 | CP | 0.061 | 1
3SB30004DD21 | 22MM PLASTIC ROUND ACTUATOR: RONIS LOCK WITH 2 KEYS 3 SWITCH POSITIONS I-O-II MAINTAINED CONTACT LOCK NUMBER SB 30, REMOVE I WITH HOLDER POSSIBLE SPECIAL LOCKS FOR RONIS KEYSWITCHES: SB31, 455, 421 | 21.73 | TEM | 1 | CP | 0.061 | 1
3SB30004DD21 | 22MM PLASTIC ROUND ACTUATOR: RONIS LOCK WITH 2 KEYS 3 SWITCH POSITIONS I-O-II MAINTAINED CONTACT LOCK NUMBER SB 30, REMOVE I WITH HOLDER POSSIBLE SPECIAL LOCKS FOR RONIS KEYSWITCHES: SB31, 455, 421 | 21.73 | TEM | 1 | CP | 0.061 | 1
3SB30004ED01 | 22MM PLASTIC ROUND ACTUATOR: RONIS LOCK WITH 2 KEYS 3 SWITCH POSITIONS I-O-II MOMENTARY CONTACT LOCK NUMBER SB 30, REMOVE O WITH HOLDER POSSIBLE SPECIAL LOCKS FOR RONIS KEYSWITCHES: SB31, 455, 421 | 20.6 | TEM | 1 | CP | 0.061 | 1
3SB30004ED01 | 22MM PLASTIC ROUND ACTUATOR: RONIS LOCK WITH 2 KEYS 3 SWITCH POSITIONS I-O-II MOMENTARY CONTACT LOCK NUMBER SB 30, REMOVE O WITH HOLDER POSSIBLE SPECIAL LOCKS FOR RONIS KEYSWITCHES: SB31, 455, 421 | 20.6 | TEM | 1 | CP | 0.061 | 1
3SB30004FD21 | 22MM PLASTIC ROUND ACTUATOR: RONIS LOCK WITH 2 KEYS 3 SWITCH POSITIONS I-O-II ON THE LEFT MAINTAINED CONTACT, ON THE RIGHT MOMENTARY CONTACT LOCK NUMBER SB 30, REMOVE I WITH HOLDER POSSIBLE SPECIAL LOCKS FOR RONIS KEYSWITCHES: SB31, 455, 421 | 21.01 | TEM | 1 | CP | 0.061 | 1
3SB30004FD21 | 22MM PLASTIC ROUND ACTUATOR: RONIS LOCK WITH 2 KEYS 3 SWITCH POSITIONS I-O-II ON THE LEFT MAINTAINED CONTACT, ON THE RIGHT MOMENTARY CONTACT LOCK NUMBER SB 30, REMOVE I WITH HOLDER POSSIBLE SPECIAL LOCKS FOR RONIS KEYSWITCHES: SB31, 455, 421 | 21.01 | TEM | 1 | CP | 0.061 | 1
3SB30004GD61 | 22MM PLASTIC ROUND ACTUATOR: RONIS LOCK WITH 2 KEYS 3 SWITCH POSITIONS I-O-II ON THE RIGHT MAINTAINED CONTACT, ON THE LEFT MOMENTARY CONTACT LOCK NUMBER SB 30, REMOVE O+II WITH HOLDER POSSIBLE SPECIAL LOCKS FOR RONIS KEYSWITCHES: SB31, 455, 421 | 21.01 | TEM | 1 | CP | 0.06 | 1
3SB30004GD61 | 22MM PLASTIC ROUND ACTUATOR: RONIS LOCK WITH 2 KEYS 3 SWITCH POSITIONS I-O-II ON THE RIGHT MAINTAINED CONTACT, ON THE LEFT MOMENTARY CONTACT LOCK NUMBER SB 30, REMOVE O+II WITH HOLDER POSSIBLE SPECIAL LOCKS FOR RONIS KEYSWITCHES: SB31, 455, 421 | 21.01 | TEM | 1 | CP | 0.06 | 1
3SB30004HD01 | 22MM PLASTIC ROUND ACTUATOR: RONIS LOCK WITH 2 KEYS 2 SWITCH POSITIONS O-I, 1100/ 1300 HOURS MAINTAINED CONTACT LOCK NUMBER SB 30, REMOVE O WITH HOLDER POSSIBLE SPECIAL LOCKS FOR RONIS KEYSWITCHES: SB31, 455, 421 | 20.6 | TEM | 1 | CP | 0.06 | 1
3SB30004HD01 | 22MM PLASTIC ROUND ACTUATOR: RONIS LOCK WITH 2 KEYS 2 SWITCH POSITIONS O-I, 1100/ 1300 HOURS MAINTAINED CONTACT LOCK NUMBER SB 30, REMOVE O WITH HOLDER POSSIBLE SPECIAL LOCKS FOR RONIS KEYSWITCHES: SB31, 455, 421 | 20.6 | TEM | 1 | CP | 0.06 | 1
3SB30004HD11 | 22MM PLASTIC ROUND ACTUATOR: RONIS LOCK WITH 2 KEYS 2 SWITCH POSITIONS O-I, 1100/ 1300 HOURS MAINTAINED CONTACT LOCK NUMBER SB 30, REMOVE O+I WITH HOLDER POSSIBLE SPECIAL LOCKS FOR RONIS KEYSWITCHES: SB31, 455, 421 | 20.6 | TEM | 1 | CP | 0.061 | 1
3SB30004HD11 | 22MM PLASTIC ROUND ACTUATOR: RONIS LOCK WITH 2 KEYS 2 SWITCH POSITIONS O-I, 1100/ 1300 HOURS MAINTAINED CONTACT LOCK NUMBER SB 30, REMOVE O+I WITH HOLDER POSSIBLE SPECIAL LOCKS FOR RONIS KEYSWITCHES: SB31, 455, 421 | 20.6 | TEM | 1 | CP | 0.061 | 1
3SB30004HD21 | 22MM PLASTIC ROUND ACTUATOR: RONIS LOCK WITH 2 KEYS 2 SWITCH POSITIONS O-I, 1100/ 1300 HOURS MAINTAINED CONTACT LOCK NUMBER SB 30, REMOVE I WITH HOLDER POSSIBLE SPECIAL LOCKS FOR RONIS KEYSWITCHES: SB31, 455, 421 | 20.6 | TEM | 1 | CP | 0.06 | 1
3SB30004HD21 | 22MM PLASTIC ROUND ACTUATOR: RONIS LOCK WITH 2 KEYS 2 SWITCH POSITIONS O-I, 1100/ 1300 HOURS MAINTAINED CONTACT LOCK NUMBER SB 30, REMOVE I WITH HOLDER POSSIBLE SPECIAL LOCKS FOR RONIS KEYSWITCHES: SB31, 455, 421 | 20.6 | TEM | 1 | CP | 0.06 | 1
3SB30004LD01 | 22MM PLASTIC ROUND ACTUATOR: CES KEY-OPER.SWITCH WITH 2 KEYS 2 SWITCH POSITIONS O-I LATCHING LOCK NO SSG 10, REMOVAL POS. O WITH HOLDER | 42.64 | TEM | 1 | CP | 0.145 | 1
3SB30004LD01 | 22MM PLASTIC ROUND ACTUATOR: CES KEY-OPER.SWITCH WITH 2 KEYS 2 SWITCH POSITIONS O-I LATCHING LOCK NO SSG 10, REMOVAL POS. O WITH HOLDER | 42.64 | TEM | 1 | CP | 0.145 | 1
3SB30004LD05 | KEY-OPER. SWITCH CES, WITH KEY MONITORING, 22MM, ROUND, PLASTIC, LOCK NO SSG10, WITH 2 KEYS, 2 SWITCH POSITIONS O-I, LATCHING, ACTUATING ANGLE 50 DEG, 12/14 O'CLOCK REMOVAL POS. O, WITH HOLDER | 145.55 | TEM | 1 | CP | 0.15 | 1
3SB30004LD05 | KEY-OPER. SWITCH CES, WITH KEY MONITORING, 22MM, ROUND, PLASTIC, LOCK NO SSG10, WITH 2 KEYS, 2 SWITCH POSITIONS O-I, LATCHING, ACTUATING ANGLE 50 DEG, 12/14 O'CLOCK REMOVAL POS. O, WITH HOLDER | 145.55 | TEM | 1 | CP | 0.15 | 1
3SB30004LD11 | 22MM PLASTIC ROUND ACTUATOR: CES KEY-OPER.SWITCH WITH 2 KEYS 2 SWITCH POSITIONS O-I LATCHING LOCK NO SSG 10, REM. POS. O+I WITH HOLDER | 42.64 | TEM | 1 | CP | 0.141 | 1
3SB30004LD11 | 22MM PLASTIC ROUND ACTUATOR: CES KEY-OPER.SWITCH WITH 2 KEYS 2 SWITCH POSITIONS O-I LATCHING LOCK NO SSG 10, REM. POS. O+I WITH HOLDER | 42.64 | TEM | 1 | CP | 0.141 | 1
3SB30004MD01 | 22MM PLASTIC ROUND ACTUATOR: CES KEY-OPER.SWITCH WITH 2 KEYS 2 SWITCH POSITIONS O-I MOMENTARY CONTACT TYPE LOCK NO SSG 10, REMOVAL POS. O WITH HOLDER | 42.64 | TEM | 1 | CP | 0.144 | 1
3SB30004MD01 | 22MM PLASTIC ROUND ACTUATOR: CES KEY-OPER.SWITCH WITH 2 KEYS 2 SWITCH POSITIONS O-I MOMENTARY CONTACT TYPE LOCK NO SSG 10, REMOVAL POS. O WITH HOLDER | 42.64 | TEM | 1 | CP | 0.144 | 1
3SB30004PD11 | 22MM PLASTIC ROUND ACTUATOR: CES KEY-OPER.SWITCH WITH 2 KEYS 3 SWITCH POSITIONS I-O-II LATCHING LOCK NO SSG 10,REM.POS. I+O+II WITH HOLDER | 42.64 | TEM | 1 | CP | 0.141 | 1
3SB30004PD11 | 22MM PLASTIC ROUND ACTUATOR: CES KEY-OPER.SWITCH WITH 2 KEYS 3 SWITCH POSITIONS I-O-II LATCHING LOCK NO SSG 10,REM.POS. I+O+II WITH HOLDER | 42.64 | TEM | 1 | CP | 0.141 | 1
3SB30004SD01 | 22MM PLASTIC ROUND ACTUATOR: CES KEY-OPER.SWITCH WITH 2 KEYS 3 SWITCH POSITIONS I-O-II RIGHT LATCH.,LE.MOMEN.CONT.TYPE LOCK NO SSG 10, REMOVAL POS. O WITH HOLDER | 41.72 | TEM | 1 | CP | 0.145 | 1
3SB30004SD01 | 22MM PLASTIC ROUND ACTUATOR: CES KEY-OPER.SWITCH WITH 2 KEYS 3 SWITCH POSITIONS I-O-II RIGHT LATCH.,LE.MOMEN.CONT.TYPE LOCK NO SSG 10, REMOVAL POS. O WITH HOLDER | 41.72 | TEM | 1 | CP | 0.145 | 1
3SB30005LD11 | 22MM PLASTIC ROUND ACTUATOR: IKON KEY-OPER.SWITCH W. 2 KEYS 2 SWITCH POSITIONS O-I LATCHING LOCK NO 360012K1,REMOV.POS. O+I WITH HOLDER | 61.91 | TEM | 1 | CP | 0.147 | 1
3SB30005LD11 | 22MM PLASTIC ROUND ACTUATOR: IKON KEY-OPER.SWITCH W. 2 KEYS 2 SWITCH POSITIONS O-I LATCHING LOCK NO 360012K1,REMOV.POS. O+I WITH HOLDER | 61.91 | TEM | 1 | CP | 0.147 | 1
3SB30007AA10 | 22MM PLASTIC ROUND ACTUATOR: ACOUSTIC SIGNALING DEVICE FOR SOUND TRANSDUCER 24V DC, IP40 WITH HOLDER BLACK | 8.87 | TEM | 1 | CP | 0.024 | 1
3SB30007AA10 | 22MM PLASTIC ROUND ACTUATOR: ACOUSTIC SIGNALING DEVICE FOR SOUND TRANSDUCER 24V DC, IP40 WITH HOLDER BLACK | 8.87 | TEM | 1 | CP | 0.024 | 1
3SB30010AA01 | 22MM PLASTIC ROUND ACTUATOR: ILLUMINATED PUSHBUTTON WITH FLAT BUTTON ILLUMINABLE INCL. HOLDER FOR 3 ELEMENTS WITH HOLDER AMBER | 6.63 | TEM | 1 | CP | 0.029 | 1
3SB30010AA01 | 22MM PLASTIC ROUND ACTUATOR: ILLUMINATED PUSHBUTTON WITH FLAT BUTTON ILLUMINABLE INCL. HOLDER FOR 3 ELEMENTS WITH HOLDER AMBER | 6.63 | TEM | 1 | CP | 0.029 | 1
3SB30010AA01 | 22MM PLASTIC ROUND ACTUATOR: ILLUMINATED PUSHBUTTON WITH FLAT BUTTON ILLUMINABLE INCL. HOLDER FOR 3 ELEMENTS WITH HOLDER AMBER | 6.63 | TEM | 1 | CP | 0.029 | 1
3SB30010AA21 | 22MM PLASTIC ROUND ACTUATOR: ILLUMINATED PUSHBUTTON WITH FLAT BUTTON ILLUMINABLE INCL. HOLDER FOR 3 ELEMENTS WITH HOLDER RED | 6.63 | TEM | 1 | CP | 0.026 | 1
3SB30010AA21 | 22MM PLASTIC ROUND ACTUATOR: ILLUMINATED PUSHBUTTON WITH FLAT BUTTON ILLUMINABLE INCL. HOLDER FOR 3 ELEMENTS WITH HOLDER RED | 6.63 | TEM | 1 | CP | 0.026 | 1
3SB30010AA21 | 22MM PLASTIC ROUND ACTUATOR: ILLUMINATED PUSHBUTTON WITH FLAT BUTTON ILLUMINABLE INCL. HOLDER FOR 3 ELEMENTS WITH HOLDER RED | 6.63 | TEM | 1 | CP | 0.026 | 1
3SB30010AA31 | 22MM PLASTIC ROUND ACTUATOR: ILLUMINATED PUSHBUTTON WITH FLAT BUTTON ILLUMINABLE INCL. HOLDER FOR 3 ELEMENTS WITH HOLDER YELLOW | 6.63 | TEM | 1 | CP | 0.026 | 1
3SB30010AA31 | 22MM PLASTIC ROUND ACTUATOR: ILLUMINATED PUSHBUTTON WITH FLAT BUTTON ILLUMINABLE INCL. HOLDER FOR 3 ELEMENTS WITH HOLDER YELLOW | 6.63 | TEM | 1 | CP | 0.026 | 1
3SB30010AA41 | 22MM PLASTIC ROUND ACTUATOR: ILLUMINATED PUSHBUTTON WITH FLAT BUTTON ILLUMINABLE INCL. HOLDER FOR 3 ELEMENTS WITH HOLDER GREEN | 6.63 | TEM | 1 | CP | 0.026 | 1
3SB30010AA41 | 22MM PLASTIC ROUND ACTUATOR: ILLUMINATED PUSHBUTTON WITH FLAT BUTTON ILLUMINABLE INCL. HOLDER FOR 3 ELEMENTS WITH HOLDER GREEN | 6.63 | TEM | 1 | CP | 0.026 | 1
3SB30010AA41 | 22MM PLASTIC ROUND ACTUATOR: ILLUMINATED PUSHBUTTON WITH FLAT BUTTON ILLUMINABLE INCL. HOLDER FOR 3 ELEMENTS WITH HOLDER GREEN | 6.63 | TEM | 1 | CP | 0.026 | 1
3SB30010AA51 | 22MM PLASTIC ROUND ACTUATOR: ILLUMINATED PUSHBUTTON WITH FLAT BUTTON ILLUMINABLE INCL. HOLDER FOR 3 ELEMENTS WITH HOLDER BLUE | 6.63 | TEM | 1 | CP | 0.026 | 1
3SB30010AA51 | 22MM PLASTIC ROUND ACTUATOR: ILLUMINATED PUSHBUTTON WITH FLAT BUTTON ILLUMINABLE INCL. HOLDER FOR 3 ELEMENTS WITH HOLDER BLUE | 6.63 | TEM | 1 | CP | 0.026 | 1
3SB30010AA61 | 22MM PLASTIC ROUND ACTUATOR: ILLUMINATED PUSHBUTTON WITH FLAT BUTTON ILLUMINABLE INCL. HOLDER FOR 3 ELEMENTS WITH HOLDER WHITE | 6.63 | TEM | 1 | CP | 0.026 | 1
3SB30010AA61 | 22MM PLASTIC ROUND ACTUATOR: ILLUMINATED PUSHBUTTON WITH FLAT BUTTON ILLUMINABLE INCL. HOLDER FOR 3 ELEMENTS WITH HOLDER WHITE | 6.63 | TEM | 1 | CP | 0.026 | 1
3SB30010AA71 | 22MM PLASTIC ROUND ACTUATOR: ILLUMINATED PUSHBUTTON WITH FLAT BUTTON ILLUMINABLE INCL. HOLDER FOR 3 ELEMENTS WITH HOLDER CLEAR | 6.63 | TEM | 1 | CP | 0.026 | 1
3SB30010AA71 | 22MM PLASTIC ROUND ACTUATOR: ILLUMINATED PUSHBUTTON WITH FLAT BUTTON ILLUMINABLE INCL. HOLDER FOR 3 ELEMENTS WITH HOLDER CLEAR | 6.63 | TEM | 1 | CP | 0.026 | 1
3SB30010BA21 | 22MM PLASTIC ROUND ACTUATOR: ILLUMINATED PUSHBUTTON WITH RAISED BUTTON ILLUMINABLE INCL. HOLDER FOR 3 ELEMENTS WITH HOLDER RED | 7.14 | TEM | 1 | CP | 0.026 | 1
3SB30010BA21 | 22MM PLASTIC ROUND ACTUATOR: ILLUMINATED PUSHBUTTON WITH RAISED BUTTON ILLUMINABLE INCL. HOLDER FOR 3 ELEMENTS WITH HOLDER RED | 7.14 | TEM | 1 | CP | 0.026 | 1
3SB30010BA41 | 22MM PLASTIC ROUND ACTUATOR: ILLUMINATED PUSHBUTTON WITH RAISED BUTTON ILLUMINABLE INCL. HOLDER FOR 3 ELEMENTS WITH HOLDER GREEN | 7.14 | TEM | 1 | CP | 0.027 | 1
3SB30010BA41 | 22MM PLASTIC ROUND ACTUATOR: ILLUMINATED PUSHBUTTON WITH RAISED BUTTON ILLUMINABLE INCL. HOLDER FOR 3 ELEMENTS WITH HOLDER GREEN | 7.14 | TEM | 1 | CP | 0.027 | 1
3SB30010BA71 | 22MM PLASTIC ROUND ACTUATOR: ILLUMINATED PUSHBUTTON WITH RAISED BUTTON ILLUMINABLE INCL. HOLDER FOR 3 ELEMENTS WITH HOLDER CLEAR | 7.14 | TEM | 1 | CP | 0.026 | 1
3SB30010BA71 | 22MM PLASTIC ROUND ACTUATOR: ILLUMINATED PUSHBUTTON WITH RAISED BUTTON ILLUMINABLE INCL. HOLDER FOR 3 ELEMENTS WITH HOLDER CLEAR | 7.14 | TEM | 1 | CP | 0.026 | 1
3SB30010DA21 | 22MM PLASTIC ROUND ACTUATOR: ILLUMINATED PUSHBUTTON WITH FLAT BUTTON LATCHING, UNLOCKING BY PRESSING AGAIN ILLUMINABLE INCL. HOLDER FOR 3 ELEMENTS WITH HOLDER RED | 10 | TEM | 1 | CP | 0.025 | 1
3SB30010DA21 | 22MM PLASTIC ROUND ACTUATOR: ILLUMINATED PUSHBUTTON WITH FLAT BUTTON LATCHING, UNLOCKING BY PRESSING AGAIN ILLUMINABLE INCL. HOLDER FOR 3 ELEMENTS WITH HOLDER RED | 10 | TEM | 1 | CP | 0.025 | 1
3SB30010DA31 | 22MM PLASTIC ROUND ACTUATOR: ILLUMINATED PUSHBUTTON WITH FLAT BUTTON LATCHING, UNLOCKING BY PRESSING AGAIN ILLUMINABLE INCL. HOLDER FOR 3 ELEMENTS WITH HOLDER YELLOW | 10 | TEM | 1 | CP | 0.06 | 1
3SB30010DA31 | 22MM PLASTIC ROUND ACTUATOR: ILLUMINATED PUSHBUTTON WITH FLAT BUTTON LATCHING, UNLOCKING BY PRESSING AGAIN ILLUMINABLE INCL. HOLDER FOR 3 ELEMENTS WITH HOLDER YELLOW | 10 | TEM | 1 | CP | 0.06 | 1
3SB30010DA61 | 22MM PLASTIC ROUND ACTUATOR: ILLUMINATED PUSHBUTTON WITH FLAT BUTTON LATCHING, UNLOCKING BY PRESSING AGAIN ILLUMINABLE INCL. HOLDER FOR 3 ELEMENTS WITH HOLDER WHITE | 10 | TEM | 1 | CP | 0.026 | 1
3SB30010DA61 | 22MM PLASTIC ROUND ACTUATOR: ILLUMINATED PUSHBUTTON WITH FLAT BUTTON LATCHING, UNLOCKING BY PRESSING AGAIN ILLUMINABLE INCL. HOLDER FOR 3 ELEMENTS WITH HOLDER WHITE | 10 | TEM | 1 | CP | 0.026 | 1
3SB30010DA71 | 22MM PLASTIC ROUND ACTUATOR: ILLUMINATED PUSHBUTTON WITH FLAT BUTTON LATCHING, UNLOCKING BY PRESSING AGAIN ILLUMINABLE INCL. HOLDER FOR 3 ELEMENTS WITH HOLDER CLEAR | 10 | TEM | 1 | CP | 0.04 | 1
3SB30010DA71 | 22MM PLASTIC ROUND ACTUATOR: ILLUMINATED PUSHBUTTON WITH FLAT BUTTON LATCHING, UNLOCKING BY PRESSING AGAIN ILLUMINABLE INCL. HOLDER FOR 3 ELEMENTS WITH HOLDER CLEAR | 10 | TEM | 1 | CP | 0.04 | 1
3SB30011CA21 | 22MM PLASTIC ROUND ACTUATOR: PUSH-PULL BUTTON 40MM LATCHING W.PULL-TO-UNLOCK MECH. INCL. HOLDER FOR 3 ELEMENTS WITH HOLDER RED | 16.93 | TEM | 1 | CP | 0.035 | 1
3SB30011CA21 | 22MM PLASTIC ROUND ACTUATOR: PUSH-PULL BUTTON 40MM LATCHING W.PULL-TO-UNLOCK MECH. INCL. HOLDER FOR 3 ELEMENTS WITH HOLDER RED | 16.93 | TEM | 1 | CP | 0.035 | 1
3SB30011DA31 | 22MM PLASTIC ROUND ACTUATOR: ILLUM. MUSHROOM PUSHBUTTON 30MM MOMENTARY CONTACT TYPE ILLUMINABLE INCL. HOLDER FOR 3 ELEMENTS WITH HOLDER YELLOW | 10 | TEM | 1 | CP | 0.032 | 1
3SB30011DA31 | 22MM PLASTIC ROUND ACTUATOR: ILLUM. MUSHROOM PUSHBUTTON 30MM MOMENTARY CONTACT TYPE ILLUMINABLE INCL. HOLDER FOR 3 ELEMENTS WITH HOLDER YELLOW | 10 | TEM | 1 | CP | 0.032 | 1
3SB30011EA21 | 22MM PLASTIC ROUND ACTUATOR: PUSH-PULL BUTTON 30MM LATCHING W.PULL-TO-UNLOCK MECH. INCL. HOLDER FOR 3 ELEMENTS WITH HOLDER RED | 16.93 | TEM | 1 | CP | 0.06 | 1
3SB30011EA21 | 22MM PLASTIC ROUND ACTUATOR: PUSH-PULL BUTTON 30MM LATCHING W.PULL-TO-UNLOCK MECH. INCL. HOLDER FOR 3 ELEMENTS WITH HOLDER RED | 16.93 | TEM | 1 | CP | 0.06 | 1
3SB30011EA31 | 22MM PLASTIC ROUND ACTUATOR: PUSH-PULL BUTTON 30MM LATCHING W.PULL-TO-UNLOCK MECH. INCL. HOLDER FOR 3 ELEMENTS WITH HOLDER YELLOW | 16.93 | TEM | 1 | CP | 0.04 | 1
3SB30011EA31 | 22MM PLASTIC ROUND ACTUATOR: PUSH-PULL BUTTON 30MM LATCHING W.PULL-TO-UNLOCK MECH. INCL. HOLDER FOR 3 ELEMENTS WITH HOLDER YELLOW | 16.93 | TEM | 1 | CP | 0.04 | 1
3SB30011GA31 | 22MM PLASTIC ROUND ACTUATOR: ILLUM. MUSHROOM PUSHBUTTON 40MM MOMENTARY CONTACT TYPE ILLUMINABLE INCL. HOLDER FOR 3 ELEMENTS WITH HOLDER YELLOW | 10 | TEM | 1 | CP | 0.035 | 1
3SB30011GA31 | 22MM PLASTIC ROUND ACTUATOR: ILLUM. MUSHROOM PUSHBUTTON 40MM MOMENTARY CONTACT TYPE ILLUMINABLE INCL. HOLDER FOR 3 ELEMENTS WITH HOLDER YELLOW | 10 | TEM | 1 | CP | 0.035 | 1
3SB30011GA41 | 22MM PLASTIC ROUND ACTUATOR: ILLUM. MUSHROOM PUSHBUTTON 40MM MOMENTARY CONTACT TYPE ILLUMINABLE INCL. HOLDER FOR 3 ELEMENTS WITH HOLDER GREEN | 10 | TEM | 1 | CP | 0.034 | 1
3SB30011GA41 | 22MM PLASTIC ROUND ACTUATOR: ILLUM. MUSHROOM PUSHBUTTON 40MM MOMENTARY CONTACT TYPE ILLUMINABLE INCL. HOLDER FOR 3 ELEMENTS WITH HOLDER GREEN | 10 | TEM | 1 | CP | 0.034 | 1
3SB30012DA21 | 22MM PLASTIC ROUND ACTUATOR: SELECTOR SWITCH LATCHING 3 SWITCH POSITIONS I-O-II ILLUMINATED INCL. HOLDER FOR 3 ELEMENTS WITH HOLDER RED | 10.4 | TEM | 1 | CP | 0.029 | 1
3SB30012DA21 | 22MM PLASTIC ROUND ACTUATOR: SELECTOR SWITCH LATCHING 3 SWITCH POSITIONS I-O-II ILLUMINATED INCL. HOLDER FOR 3 ELEMENTS WITH HOLDER RED | 10.4 | TEM | 1 | CP | 0.029 | 1
3SB30012DA31 | 22MM PLASTIC ROUND ACTUATOR: SELECTOR SWITCH LATCHING 3 SWITCH POSITIONS I-O-II ILLUMINATED INCL. HOLDER FOR 3 ELEMENTS WITH HOLDER YELLOW | 10.4 | TEM | 1 | CP | 0.03 | 1
3SB30012DA31 | 22MM PLASTIC ROUND ACTUATOR: SELECTOR SWITCH LATCHING 3 SWITCH POSITIONS I-O-II ILLUMINATED INCL. HOLDER FOR 3 ELEMENTS WITH HOLDER YELLOW | 10.4 | TEM | 1 | CP | 0.03 | 1
3SB30012DA41 | 22MM PLASTIC ROUND ACTUATOR: SELECTOR SWITCH LATCHING 3 SWITCH POSITIONS I-O-II ILLUMINATED INCL. HOLDER FOR 3 ELEMENTS WITH HOLDER GREEN | 10.4 | TEM | 1 | CP | 0.03 | 1
3SB30012DA41 | 22MM PLASTIC ROUND ACTUATOR: SELECTOR SWITCH LATCHING 3 SWITCH POSITIONS I-O-II ILLUMINATED INCL. HOLDER FOR 3 ELEMENTS WITH HOLDER GREEN | 10.4 | TEM | 1 | CP | 0.03 | 1
3SB30012DA51 | 22MM PLASTIC ROUND ACTUATOR: SELECTOR SWITCH LATCHING 3 SWITCH POSITIONS I-O-II ILLUMINATED INCL. HOLDER FOR 3 ELEMENTS WITH HOLDER BLUE | 10.4 | TEM | 1 | CP | 0.029 | 1
3SB30012DA51 | 22MM PLASTIC ROUND ACTUATOR: SELECTOR SWITCH LATCHING 3 SWITCH POSITIONS I-O-II ILLUMINATED INCL. HOLDER FOR 3 ELEMENTS WITH HOLDER BLUE | 10.4 | TEM | 1 | CP | 0.029 | 1
3SB30012DA71 | 22MM PLASTIC ROUND ACTUATOR: SELECTOR SWITCH LATCHING 3 SWITCH POSITIONS I-O-II ILLUMINATED INCL. HOLDER FOR 3 ELEMENTS WITH HOLDER CLEAR | 10.4 | TEM | 1 | CP | 0.03 | 1
3SB30012DA71 | 22MM PLASTIC ROUND ACTUATOR: SELECTOR SWITCH LATCHING 3 SWITCH POSITIONS I-O-II ILLUMINATED INCL. HOLDER FOR 3 ELEMENTS WITH HOLDER CLEAR | 10.4 | TEM | 1 | CP | 0.03 | 1
3SB30012EA41 | 22MM PLASTIC ROUND ACTUATOR: SELECTOR SWITCH MOMENTARY CONTACT TYPE 3 SWITCH POSITIONS I-O-II ILLUMINATED INCL. HOLDER FOR 3 ELEMENTS WITH HOLDER GREEN | 10.4 | TEM | 1 | CP | 0.03 | 1
3SB30012EA41 | 22MM PLASTIC ROUND ACTUATOR: SELECTOR SWITCH MOMENTARY CONTACT TYPE 3 SWITCH POSITIONS I-O-II ILLUMINATED INCL. HOLDER FOR 3 ELEMENTS WITH HOLDER GREEN | 10.4 | TEM | 1 | CP | 0.03 | 1
3SB30012EA71 | 22MM PLASTIC ROUND ACTUATOR: SELECTOR SWITCH MOMENTARY CONTACT TYPE 3 SWITCH POSITIONS I-O-II ILLUMINATED INCL. HOLDER FOR 3 ELEMENTS WITH HOLDER CLEAR | 10.4 | TEM | 1 | CP | 0.03 | 1
3SB30012EA71 | 22MM PLASTIC ROUND ACTUATOR: SELECTOR SWITCH MOMENTARY CONTACT TYPE 3 SWITCH POSITIONS I-O-II ILLUMINATED INCL. HOLDER FOR 3 ELEMENTS WITH HOLDER CLEAR | 10.4 | TEM | 1 | CP | 0.03 | 1
3SB30012FA21 | 22MM PLASTIC ROUND ACTUATOR: SELECTOR SWITCH LEFT LATCH.,RI.MOMEN.CONT.TYPE 3 SWITCH POSITIONS I-O-II ILLUMINATED INCL. HOLDER FOR 3 ELEMENTS WITH HOLDER RED | 10.61 | TEM | 1 | CP | 0.04 | 1
3SB30012FA21 | 22MM PLASTIC ROUND ACTUATOR: SELECTOR SWITCH LEFT LATCH.,RI.MOMEN.CONT.TYPE 3 SWITCH POSITIONS I-O-II ILLUMINATED INCL. HOLDER FOR 3 ELEMENTS WITH HOLDER RED | 10.61 | TEM | 1 | CP | 0.04 | 1
3SB30012FA41 | 22MM PLASTIC ROUND ACTUATOR: SELECTOR SWITCH LEFT LATCH.,RI.MOMEN.CONT.TYPE 3 SWITCH POSITIONS I-O-II ILLUMINATED INCL. HOLDER FOR 3 ELEMENTS WITH HOLDER GREEN | 10.61 | TEM | 1 | CP | 0.03 | 1
3SB30012FA41 | 22MM PLASTIC ROUND ACTUATOR: SELECTOR SWITCH LEFT LATCH.,RI.MOMEN.CONT.TYPE 3 SWITCH POSITIONS I-O-II ILLUMINATED INCL. HOLDER FOR 3 ELEMENTS WITH HOLDER GREEN | 10.61 | TEM | 1 | CP | 0.03 | 1
3SB30012FA71 | 22MM PLASTIC ROUND ACTUATOR: SELECTOR SWITCH LEFT LATCH.,RI.MOMEN.CONT.TYPE 3 SWITCH POSITIONS I-O-II ILLUMINATED INCL. HOLDER FOR 3 ELEMENTS WITH HOLDER CLEAR | 10.61 | TEM | 1 | CP | 0.03 | 1
3SB30012FA71 | 22MM PLASTIC ROUND ACTUATOR: SELECTOR SWITCH LEFT LATCH.,RI.MOMEN.CONT.TYPE 3 SWITCH POSITIONS I-O-II ILLUMINATED INCL. HOLDER FOR 3 ELEMENTS WITH HOLDER CLEAR | 10.61 | TEM | 1 | CP | 0.03 | 1
3SB30012GA71 | 22MM PLASTIC ROUND ACTUATOR: SELECTOR SWITCH RIGHT LATCH.,LE.MOMEN.CONT.TYPE 3 SWITCH POSITIONS I-O-II ILLUMINATED INCL. HOLDER FOR 3 ELEMENTS WITH HOLDER CLEAR | 10.61 | TEM | 1 | CP | 0.03 | 1
3SB30012GA71 | 22MM PLASTIC ROUND ACTUATOR: SELECTOR SWITCH RIGHT LATCH.,LE.MOMEN.CONT.TYPE 3 SWITCH POSITIONS I-O-II ILLUMINATED INCL. HOLDER FOR 3 ELEMENTS WITH HOLDER CLEAR | 10.61 | TEM | 1 | CP | 0.03 | 1
3SB30012HA21 | 22MM PLASTIC ROUND ACTUATOR: SELECTOR SWITCH LATCHING 2 SWITCH POSITIONS O-I ILLUMINATED INCL. HOLDER FOR 3 ELEMENTS WITH HOLDER RED | 10.81 | TEM | 1 | CP | 0.03 | 1
3SB30012HA21 | 22MM PLASTIC ROUND ACTUATOR: SELECTOR SWITCH LATCHING 2 SWITCH POSITIONS O-I ILLUMINATED INCL. HOLDER FOR 3 ELEMENTS WITH HOLDER RED | 10.81 | TEM | 1 | CP | 0.03 | 1
3SB30012KA21 | 22MM PLASTIC ROUND ACTUATOR: SELECTOR SWITCH LATCHING 2 SWITCH POSITIONS O-I ILLUMINATED INCL. HOLDER FOR 3 ELEMENTS WITH HOLDER RED | 10.4 | TEM | 1 | CP | 0.031 | 1
3SB30012KA21 | 22MM PLASTIC ROUND ACTUATOR: SELECTOR SWITCH LATCHING 2 SWITCH POSITIONS O-I ILLUMINATED INCL. HOLDER FOR 3 ELEMENTS WITH HOLDER RED | 10.4 | TEM | 1 | CP | 0.031 | 1
3SB30012KA31 | 22MM PLASTIC ROUND ACTUATOR: SELECTOR SWITCH LATCHING 2 SWITCH POSITIONS O-I ILLUMINATED INCL. HOLDER FOR 3 ELEMENTS WITH HOLDER YELLOW | 10.4 | TEM | 1 | CP | 0.03 | 1
3SB30012KA31 | 22MM PLASTIC ROUND ACTUATOR: SELECTOR SWITCH LATCHING 2 SWITCH POSITIONS O-I ILLUMINATED INCL. HOLDER FOR 3 ELEMENTS WITH HOLDER YELLOW | 10.4 | TEM | 1 | CP | 0.03 | 1
3SB30012KA41 | 22MM PLASTIC ROUND ACTUATOR: SELECTOR SWITCH LATCHING 2 SWITCH POSITIONS O-I ILLUMINATED INCL. HOLDER FOR 3 ELEMENTS WITH HOLDER GREEN | 10.4 | TEM | 1 | CP | 0.03 | 1
3SB30012KA41 | 22MM PLASTIC ROUND ACTUATOR: SELECTOR SWITCH LATCHING 2 SWITCH POSITIONS O-I ILLUMINATED INCL. HOLDER FOR 3 ELEMENTS WITH HOLDER GREEN | 10.4 | TEM | 1 | CP | 0.03 | 1
3SB30012KA51 | 22MM PLASTIC ROUND ACTUATOR: SELECTOR SWITCH LATCHING 2 SWITCH POSITIONS O-I ILLUMINATED INCL. HOLDER FOR 3 ELEMENTS WITH HOLDER BLUE | 10.4 | TEM | 1 | CP | 0.03 | 1
3SB30012KA51 | 22MM PLASTIC ROUND ACTUATOR: SELECTOR SWITCH LATCHING 2 SWITCH POSITIONS O-I ILLUMINATED INCL. HOLDER FOR 3 ELEMENTS WITH HOLDER BLUE | 10.4 | TEM | 1 | CP | 0.03 | 1
3SB30012KA71 | 22MM PLASTIC ROUND ACTUATOR: SELECTOR SWITCH LATCHING 2 SWITCH POSITIONS O-I ILLUMINATED INCL. HOLDER FOR 3 ELEMENTS WITH HOLDER CLEAR | 10.4 | TEM | 1 | CP | 0.03 | 1
3SB30012KA71 | 22MM PLASTIC ROUND ACTUATOR: SELECTOR SWITCH LATCHING 2 SWITCH POSITIONS O-I ILLUMINATED INCL. HOLDER FOR 3 ELEMENTS WITH HOLDER CLEAR | 10.4 | TEM | 1 | CP | 0.03 | 1
3SB30012LA21 | 22MM PLASTIC ROUND ACTUATOR: SELECTOR SWITCH MOMENTARY CONTACT TYPE 2 SWITCH POSITIONS O-I ILLUMINATED INCL. HOLDER FOR 3 ELEMENTS WITH HOLDER RED | 10.4 | TEM | 1 | CP | 0.033 | 1
3SB30012LA21 | 22MM PLASTIC ROUND ACTUATOR: SELECTOR SWITCH MOMENTARY CONTACT TYPE 2 SWITCH POSITIONS O-I ILLUMINATED INCL. HOLDER FOR 3 ELEMENTS WITH HOLDER RED | 10.4 | TEM | 1 | CP | 0.033 | 1
3SB30012LA41 | 22MM PLASTIC ROUND ACTUATOR: SELECTOR SWITCH MOMENTARY CONTACT TYPE 2 SWITCH POSITIONS O-I ILLUMINATED INCL. HOLDER FOR 3 ELEMENTS WITH HOLDER GREEN | 10.4 | TEM | 1 | CP | 0.03 | 1
3SB30012LA41 | 22MM PLASTIC ROUND ACTUATOR: SELECTOR SWITCH MOMENTARY CONTACT TYPE 2 SWITCH POSITIONS O-I ILLUMINATED INCL. HOLDER FOR 3 ELEMENTS WITH HOLDER GREEN | 10.4 | TEM | 1 | CP | 0.03 | 1
3SB30012LA71 | 22MM PLASTIC ROUND ACTUATOR: SELECTOR SWITCH MOMENTARY CONTACT TYPE 2 SWITCH POSITIONS O-I ILLUMINATED INCL. HOLDER FOR 3 ELEMENTS WITH HOLDER CLEAR | 10.4 | TEM | 1 | CP | 0.03 | 1
3SB30012LA71 | 22MM PLASTIC ROUND ACTUATOR: SELECTOR SWITCH MOMENTARY CONTACT TYPE 2 SWITCH POSITIONS O-I ILLUMINATED INCL. HOLDER FOR 3 ELEMENTS WITH HOLDER CLEAR | 10.4 | TEM | 1 | CP | 0.03 | 1
3SB30016AA00 | 22MM PLASTIC ROUND INDICATOR: INDICATOR LIGHT WITH SMOOTH LENSE ILLUMINABLE WITH HOLDER AMBER | 4.49 | TEM | 1 | CP | 0.022 | 1
3SB30016AA00 | 22MM PLASTIC ROUND INDICATOR: INDICATOR LIGHT WITH SMOOTH LENSE ILLUMINABLE WITH HOLDER AMBER | 4.49 | TEM | 1 | CP | 0.022 | 1
3SB30016AA20 | 22MM PLASTIC ROUND INDICATOR: INDICATOR LIGHT WITH SMOOTH LENSE ILLUMINABLE WITH HOLDER RED | 4.49 | TEM | 1 | CP | 0.023 | 1
3SB30016AA20 | 22MM PLASTIC ROUND INDICATOR: INDICATOR LIGHT WITH SMOOTH LENSE ILLUMINABLE WITH HOLDER RED | 4.49 | TEM | 1 | CP | 0.023 | 1
3SB30016AA20 | 22MM PLASTIC ROUND INDICATOR: INDICATOR LIGHT WITH SMOOTH LENSE ILLUMINABLE WITH HOLDER RED | 4.49 | TEM | 1 | CP | 0.023 | 1
3SB30016AA30 | 22MM PLASTIC ROUND INDICATOR: INDICATOR LIGHT WITH SMOOTH LENSE ILLUMINABLE WITH HOLDER YELLOW | 4.49 | TEM | 1 | CP | 0.023 | 1
3SB30016AA30 | 22MM PLASTIC ROUND INDICATOR: INDICATOR LIGHT WITH SMOOTH LENSE ILLUMINABLE WITH HOLDER YELLOW | 4.49 | TEM | 1 | CP | 0.023 | 1
3SB30016AA40 | 22MM PLASTIC ROUND INDICATOR: INDICATOR LIGHT WITH SMOOTH LENSE ILLUMINABLE WITH HOLDER GREEN | 4.49 | TEM | 1 | CP | 0.023 | 1
3SB30016AA40 | 22MM PLASTIC ROUND INDICATOR: INDICATOR LIGHT WITH SMOOTH LENSE ILLUMINABLE WITH HOLDER GREEN | 4.49 | TEM | 1 | CP | 0.023 | 1
3SB30016AA40 | 22MM PLASTIC ROUND INDICATOR: INDICATOR LIGHT WITH SMOOTH LENSE ILLUMINABLE WITH HOLDER GREEN | 4.49 | TEM | 1 | CP | 0.023 | 1
3SB30016AA50 | 22MM PLASTIC ROUND INDICATOR: INDICATOR LIGHT WITH SMOOTH LENSE ILLUMINABLE WITH HOLDER BLUE | 4.49 | TEM | 1 | CP | 0.023 | 1
3SB30016AA50 | 22MM PLASTIC ROUND INDICATOR: INDICATOR LIGHT WITH SMOOTH LENSE ILLUMINABLE WITH HOLDER BLUE | 4.49 | TEM | 1 | CP | 0.023 | 1
3SB30016AA60 | 22MM PLASTIC ROUND INDICATOR: INDICATOR LIGHT WITH SMOOTH LENSE ILLUMINABLE WITH HOLDER WHITE | 4.49 | TEM | 1 | CP | 0.023 | 1
3SB30016AA60 | 22MM PLASTIC ROUND INDICATOR: INDICATOR LIGHT WITH SMOOTH LENSE ILLUMINABLE WITH HOLDER WHITE | 4.49 | TEM | 1 | CP | 0.023 | 1
3SB30016AA70 | 22MM PLASTIC ROUND INDICATOR: INDICATOR LIGHT WITH SMOOTH LENSE ILLUMINABLE WITH HOLDER CLEAR | 4.49 | TEM | 1 | CP | 0.023 | 1
3SB30016AA70 | 22MM PLASTIC ROUND INDICATOR: INDICATOR LIGHT WITH SMOOTH LENSE ILLUMINABLE WITH HOLDER CLEAR | 4.49 | TEM | 1 | CP | 0.023 | 1
3SB30016BA00 | 22MM PLASTIC ROUND INDICATOR: INDICATOR LIGHT WITH CONCENTRIC RINGS ILLUMINABLE WITH HOLDER AMBER | 4.49 | TEM | 1 | CP | 0.06 | 1
3SB30016BA00 | 22MM PLASTIC ROUND INDICATOR: INDICATOR LIGHT WITH CONCENTRIC RINGS ILLUMINABLE WITH HOLDER AMBER | 4.49 | TEM | 1 | CP | 0.06 | 1
3SB30016BA20 | 22MM PLASTIC ROUND INDICATOR: INDICATOR LIGHT WITH CONCENTRIC RINGS ILLUMINABLE WITH HOLDER RED | 4.49 | TEM | 1 | CP | 0.022 | 1
3SB30016BA20 | 22MM PLASTIC ROUND INDICATOR: INDICATOR LIGHT WITH CONCENTRIC RINGS ILLUMINABLE WITH HOLDER RED | 4.49 | TEM | 1 | CP | 0.022 | 1
3SB30016BA30 | 22MM PLASTIC ROUND INDICATOR: INDICATOR LIGHT WITH CONCENTRIC RINGS ILLUMINABLE WITH HOLDER YELLOW | 4.49 | TEM | 1 | CP | 0.023 | 1
3SB30016BA30 | 22MM PLASTIC ROUND INDICATOR: INDICATOR LIGHT WITH CONCENTRIC RINGS ILLUMINABLE WITH HOLDER YELLOW | 4.49 | TEM | 1 | CP | 0.023 | 1
3SB30016BA30 | 22MM PLASTIC ROUND INDICATOR: INDICATOR LIGHT WITH CONCENTRIC RINGS ILLUMINABLE WITH HOLDER YELLOW | 4.49 | TEM | 1 | CP | 0.023 | 1
3SB30016BA40 | 22MM PLASTIC ROUND INDICATOR: INDICATOR LIGHT WITH CONCENTRIC RINGS ILLUMINABLE WITH HOLDER GREEN | 4.49 | TEM | 1 | CP | 0.023 | 1
3SB30016BA40 | 22MM PLASTIC ROUND INDICATOR: INDICATOR LIGHT WITH CONCENTRIC RINGS ILLUMINABLE WITH HOLDER GREEN | 4.49 | TEM | 1 | CP | 0.023 | 1
3SB30016BA50 | 22MM PLASTIC ROUND INDICATOR: INDICATOR LIGHT WITH CONCENTRIC RINGS ILLUMINABLE WITH HOLDER BLUE | 4.49 | TEM | 1 | CP | 0.023 | 1
3SB30016BA50 | 22MM PLASTIC ROUND INDICATOR: INDICATOR LIGHT WITH CONCENTRIC RINGS ILLUMINABLE WITH HOLDER BLUE | 4.49 | TEM | 1 | CP | 0.023 | 1
3SB30016BA60 | 22MM PLASTIC ROUND INDICATOR: INDICATOR LIGHT WITH CONCENTRIC RINGS ILLUMINABLE WITH HOLDER WHITE | 4.49 | TEM | 1 | CP | 0.023 | 1
3SB30016BA60 | 22MM PLASTIC ROUND INDICATOR: INDICATOR LIGHT WITH CONCENTRIC RINGS ILLUMINABLE WITH HOLDER WHITE | 4.49 | TEM | 1 | CP | 0.023 | 1
3SB30016BA70 | 22MM PLASTIC ROUND INDICATOR: INDICATOR LIGHT WITH CONCENTRIC RINGS ILLUMINABLE WITH HOLDER CLEAR | 4.49 | TEM | 1 | CP | 0.023 | 1
3SB30016BA70 | 22MM PLASTIC ROUND INDICATOR: INDICATOR LIGHT WITH CONCENTRIC RINGS ILLUMINABLE WITH HOLDER CLEAR | 4.49 | TEM | 1 | CP | 0.023 | 1
3SB31008AC21 | 22MM PLASTIC ROUND ACTUATOR: TWIN PUSHBUTTON WITH FLAT BUTTONS NON-ILLUMINATED WITH HOLDER GREEN-RED INSCRIPTION GREEN: I; RED: O | 9.69 | TEM | 1 | CP | 0.032 | 1
3SB31008AC21 | 22MM PLASTIC ROUND ACTUATOR: TWIN PUSHBUTTON WITH FLAT BUTTONS NON-ILLUMINATED WITH HOLDER GREEN-RED INSCRIPTION GREEN: I; RED: O | 9.69 | TEM | 1 | CP | 0.032 | 1
3SB31008AC31 | 22MM PLASTIC ROUND ACTUATOR: TWIN PUSHBUTTON WITH FLAT BUTTONS NON-ILLUMINATED WITH HOLDER WHITE-BLACK INSCRIP. WHITE: I;BLACK:O | 9.69 | TEM | 1 | CP | 0.032 | 1
3SB31008AC31 | 22MM PLASTIC ROUND ACTUATOR: TWIN PUSHBUTTON WITH FLAT BUTTONS NON-ILLUMINATED WITH HOLDER WHITE-BLACK INSCRIP. WHITE: I;BLACK:O | 9.69 | TEM | 1 | CP | 0.032 | 1
3SB31018BC21 | 22MM PLASTIC ROUND ACTUATOR WITH INDICATOR: TWIN PUSHBUTTON+INDICATOR LIGHT WITH FLAT BUTTONS ILLUMINABLE INCL. HOLDER FOR 3 ELEMENTS WITH HOLDER GREEN-RED INSCRIPTION GREEN: I; RED: O | 11.53 | TEM | 1 | CP | 0.033 | 1
3SB31018BC21 | 22MM PLASTIC ROUND ACTUATOR WITH INDICATOR: TWIN PUSHBUTTON+INDICATOR LIGHT WITH FLAT BUTTONS ILLUMINABLE INCL. HOLDER FOR 3 ELEMENTS WITH HOLDER GREEN-RED INSCRIPTION GREEN: I; RED: O | 11.53 | TEM | 1 | CP | 0.033 | 1
3SB31018BC31 | 22MM PLASTIC ROUND ACTUATOR WITH INDICATOR: TWIN PUSHBUTTON+INDICATOR LIGHT WITH FLAT BUTTONS ILLUMINABLE INCL. HOLDER FOR 3 ELEMENTS WITH HOLDER WHITE-BLACK INSCRIP. WHITE: I;BLACK:O | 11.53 | TEM | 1 | CP | 0.033 | 1
3SB31018BC31 | 22MM PLASTIC ROUND ACTUATOR WITH INDICATOR: TWIN PUSHBUTTON+INDICATOR LIGHT WITH FLAT BUTTONS ILLUMINABLE INCL. HOLDER FOR 3 ELEMENTS WITH HOLDER WHITE-BLACK INSCRIP. WHITE: I;BLACK:O | 11.53 | TEM | 1 | CP | 0.033 | 1
3SB31018BC81 | 22MM PLASTIC ROUND ACTUATOR WITH INDICATOR: TWIN PUSHBUTTON+INDICATOR LIGHT WITH FLAT BUTTONS ILLUMINABLE INCL. HOLDER FOR 3 ELEMENTS WITH HOLDER GREEN-RED INSCRIP. GREEN: ARROW UPWARDS INSCRIPT. RED: ARROW DOWNWARDS | 11.53 | TEM | 1 | CP | 0.07 | 1
3SB31018BC81 | 22MM PLASTIC ROUND ACTUATOR WITH INDICATOR: TWIN PUSHBUTTON+INDICATOR LIGHT WITH FLAT BUTTONS ILLUMINABLE INCL. HOLDER FOR 3 ELEMENTS WITH HOLDER GREEN-RED INSCRIP. GREEN: ARROW UPWARDS INSCRIPT. RED: ARROW DOWNWARDS | 11.53 | TEM | 1 | CP | 0.07 | 1
3SB31018DC21 | 22MM PLASTIC ROUND ACTUATOR WITH INDICATOR: TWIN PUSHBUTTON+INDICATOR LIGHT WITH FLAT + RAISED BUTTON ILLUMINABLE INCL. HOLDER FOR 3 ELEMENTS WITH HOLDER GREEN-RED INSCRIPTION GREEN: I; RED: O | 12.14 | TEM | 1 | CP | 0.033 | 1
3SB31018DC21 | 22MM PLASTIC ROUND ACTUATOR WITH INDICATOR: TWIN PUSHBUTTON+INDICATOR LIGHT WITH FLAT + RAISED BUTTON ILLUMINABLE INCL. HOLDER FOR 3 ELEMENTS WITH HOLDER GREEN-RED INSCRIPTION GREEN: I; RED: O | 12.14 | TEM | 1 | CP | 0.033 | 1
3SB31018DC31 | 22MM PLASTIC ROUND ACTUATOR WITH INDICATOR: TWIN PUSHBUTTON+INDICATOR LIGHT WITH FLAT + RAISED BUTTON ILLUMINABLE INCL. HOLDER FOR 3 ELEMENTS WITH HOLDER WHITE-BLACK INSCRIP. WHITE: I;BLACK:O | 12.14 | TEM | 1 | CP | 0.033 | 1
3SB31018DC31 | 22MM PLASTIC ROUND ACTUATOR WITH INDICATOR: TWIN PUSHBUTTON+INDICATOR LIGHT WITH FLAT + RAISED BUTTON ILLUMINABLE INCL. HOLDER FOR 3 ELEMENTS WITH HOLDER WHITE-BLACK INSCRIP. WHITE: I;BLACK:O | 12.14 | TEM | 1 | CP | 0.033 | 1
3SB31101HA20 | 26X26MM PLASTIC SQUARE ACTUATOR: EMERGEN.-STOP MUSHR.PUSHB. 40MM LATCH.W. ROT.-TO-UNLATCH MECH. WITH HOLDER RED | 16.09 | TEM | 1 | CP | 0.063 | 1
3SB31101HA20 | 26X26MM PLASTIC SQUARE ACTUATOR: EMERGEN.-STOP MUSHR.PUSHB. 40MM LATCH.W. ROT.-TO-UNLATCH MECH. WITH HOLDER RED | 16.09 | TEM | 1 | CP | 0.063 | 1
3SB31102KA11 | 26X26MM PLASTIC SQUARE ACTUATOR: SELECTOR SWITCH LATCHING 2 SWITCH POSITIONS O-I NON-ILLUMINATED WITH HOLDER BLACK | 9.38 | TEM | 1 | CP | 0.031 | 1
3SB31102KA11 | 26X26MM PLASTIC SQUARE ACTUATOR: SELECTOR SWITCH LATCHING 2 SWITCH POSITIONS O-I NON-ILLUMINATED WITH HOLDER BLACK | 9.38 | TEM | 1 | CP | 0.031 | 1
3SB31103AH11 | 26X26MM PLASTIC SQUARE ACTUATOR: OMR KEY-OPER.SWITCH W. 2 KEYS LATCHING 2 SWITCH POSITIONS O-I LOCK NO 73037, REMOVAL POS. O+I WITH HOLDER RED | 30.5 | TEM | 1 | CP | 0.16 | 1
3SB31103AH11 | 26X26MM PLASTIC SQUARE ACTUATOR: OMR KEY-OPER.SWITCH W. 2 KEYS LATCHING 2 SWITCH POSITIONS O-I LOCK NO 73037, REMOVAL POS. O+I WITH HOLDER RED | 30.5 | TEM | 1 | CP | 0.16 | 1
3SB31104AD11 | 26X26MM SQUARE PLASTIC ACTUATOR: RONIS LOCK WITH 2 KEYS MAINTAINED CONTACT 2 SWITCH POSITIONS O-I LOCK NUMBER SB30, REMOVE O+I WITH HOLDER POSSIBLE SPECIAL LOCKS FOR RONIS KEYSWITCHES: SB31, 455, 421 | 20.6 | TEM | 1 | CP | 0.062 | 1
3SB31104AD11 | 26X26MM SQUARE PLASTIC ACTUATOR: RONIS LOCK WITH 2 KEYS MAINTAINED CONTACT 2 SWITCH POSITIONS O-I LOCK NUMBER SB30, REMOVE O+I WITH HOLDER POSSIBLE SPECIAL LOCKS FOR RONIS KEYSWITCHES: SB31, 455, 421 | 20.6 | TEM | 1 | CP | 0.062 | 1
3SB31104DD11 | 26X26MM SQUARE PLASTIC ACTUATOR: RONIS LOCK WITH 2 KEYS MAINTAINED CONTACT 3 SWITCH POSITIONS I-O-II LOCK NUMBER SB30, REMOVE I+O+II WITH HOLDER POSSIBLE SPECIAL LOCKS FOR RONIS KEYSWITCHES: SB31, 455, 421 | 20.6 | TEM | 1 | CP | 0.063 | 1
3SB31104DD11 | 26X26MM SQUARE PLASTIC ACTUATOR: RONIS LOCK WITH 2 KEYS MAINTAINED CONTACT 3 SWITCH POSITIONS I-O-II LOCK NUMBER SB30, REMOVE I+O+II WITH HOLDER POSSIBLE SPECIAL LOCKS FOR RONIS KEYSWITCHES: SB31, 455, 421 | 20.6 | TEM | 1 | CP | 0.063 | 1
3SB31110AA61 | 26X26MM PLASTIC SQUARE ACTUATOR: ILLUMINATED PUSHBUTTON WITH FLAT BUTTON ILLUMINABLE INCL. HOLDER FOR 3 ELEMENTS WITH HOLDER WHITE | 6.63 | TEM | 1 | CP | 0.027 | 1
3SB31110AA61 | 26X26MM PLASTIC SQUARE ACTUATOR: ILLUMINATED PUSHBUTTON WITH FLAT BUTTON ILLUMINABLE INCL. HOLDER FOR 3 ELEMENTS WITH HOLDER WHITE | 6.63 | TEM | 1 | CP | 0.027 | 1
3SB31110AA71 | 26X26MM PLASTIC SQUARE ACTUATOR: ILLUMINATED PUSHBUTTON WITH FLAT BUTTON ILLUMINABLE INCL. HOLDER FOR 3 ELEMENTS WITH HOLDER CLEAR | 6.63 | TEM | 1 | CP | 0.025 | 1
3SB31110AA71 | 26X26MM PLASTIC SQUARE ACTUATOR: ILLUMINATED PUSHBUTTON WITH FLAT BUTTON ILLUMINABLE INCL. HOLDER FOR 3 ELEMENTS WITH HOLDER CLEAR | 6.63 | TEM | 1 | CP | 0.025 | 1
3SB31110DA61 | 26X26MM PLASTIC SQUARE ACTUATOR: ILLUMINATED PUSHBUTTON LATCHING, UNLOCKING BY PRESSING AGAIN WITH FLAT BUTTON ILLUMINABLE INCL. HOLDER FOR 3 ELEMENTS WITH HOLDER WHITE | 10 | TEM | 1 | CP | 0.026 | 1
3SB31110DA61 | 26X26MM PLASTIC SQUARE ACTUATOR: ILLUMINATED PUSHBUTTON LATCHING, UNLOCKING BY PRESSING AGAIN WITH FLAT BUTTON ILLUMINABLE INCL. HOLDER FOR 3 ELEMENTS WITH HOLDER WHITE | 10 | TEM | 1 | CP | 0.026 | 1
3SB31112DA71 | 26X26MM PLASTIC SQUARE ACTUATOR: TOGGLE CATCHING 3 SWITCH POSITIONS I-O-II ILLUMINATED WITH HOLDER CLEAR | 10.4 | TEM | 1 | CP | 0.04 | 1
3SB31112DA71 | 26X26MM PLASTIC SQUARE ACTUATOR: TOGGLE CATCHING 3 SWITCH POSITIONS I-O-II ILLUMINATED WITH HOLDER CLEAR | 10.4 | TEM | 1 | CP | 0.04 | 1
3SB31112KA41 | 26X26MM PLASTIC SQUARE ACTUATOR: SELECTOR SWITCH LATCHING 2 SWITCH POSITIONS O-I ILLUMINATED WITH HOLDER GREEN | 10.4 | TEM | 1 | CP | 0.036 | 1
3SB31112KA41 | 26X26MM PLASTIC SQUARE ACTUATOR: SELECTOR SWITCH LATCHING 2 SWITCH POSITIONS O-I ILLUMINATED WITH HOLDER GREEN | 10.4 | TEM | 1 | CP | 0.036 | 1
3SB32010AA11 | 22MM PLASTIC ROUND COMPLETE UNIT COMBINATION: PUSHBUTTON WITH FLAT BUTTON SCREW TERMINAL, 1NO+1NC WITH HOLDER BLACK | 10.81 | TEM | 1 | CP | 0.047 | 1
3SB32010AA11 | 22MM PLASTIC ROUND COMPLETE UNIT COMBINATION: PUSHBUTTON WITH FLAT BUTTON SCREW TERMINAL, 1NO+1NC WITH HOLDER BLACK | 10.81 | TEM | 1 | CP | 0.047 | 1
3SB32010AA21 | 22MM PLASTIC ROUND COMPLETE UNIT COMBINATION: PUSHBUTTON WITH FLAT BUTTON SCREW TERMINAL, 1NO+1NC WITH HOLDER RED | 10.81 | TEM | 1 | CP | 0.048 | 1
3SB32010AA21 | 22MM PLASTIC ROUND COMPLETE UNIT COMBINATION: PUSHBUTTON WITH FLAT BUTTON SCREW TERMINAL, 1NO+1NC WITH HOLDER RED | 10.81 | TEM | 1 | CP | 0.048 | 1
3SB32010AA21 | 22MM PLASTIC ROUND COMPLETE UNIT COMBINATION: PUSHBUTTON WITH FLAT BUTTON SCREW TERMINAL, 1NO+1NC WITH HOLDER RED | 10.81 | TEM | 1 | CP | 0.048 | 1
3SB32010AA210CC0 | 22MM PLASTIC ROUND COMPLETE UNIT COMBINATION: PUSHBUTTON WITH FLAT BUTTON SPRING-LOADED TERMINAL, 1NO+1NC WITH HOLDER RED | 12.14 | TEM | 1 | CP | 0.046 | 1
3SB32010AA210CC0 | 22MM PLASTIC ROUND COMPLETE UNIT COMBINATION: PUSHBUTTON WITH FLAT BUTTON SPRING-LOADED TERMINAL, 1NO+1NC WITH HOLDER RED | 12.14 | TEM | 1 | CP | 0.046 | 1
3SB32010AA31 | 22MM PLASTIC ROUND COMPLETE UNIT COMBINATION: PUSHBUTTON WITH FLAT BUTTON SCREW TERMINAL, 1NO+1NC WITH HOLDER YELLOW | 10.81 | TEM | 1 | CP | 0.048 | 1
3SB32010AA31 | 22MM PLASTIC ROUND COMPLETE UNIT COMBINATION: PUSHBUTTON WITH FLAT BUTTON SCREW TERMINAL, 1NO+1NC WITH HOLDER YELLOW | 10.81 | TEM | 1 | CP | 0.048 | 1
3SB32010AA41 | 22MM PLASTIC ROUND COMPLETE UNIT COMBINATION: PUSHBUTTON WITH FLAT BUTTON SCREW TERMINAL, 1NO+1NC WITH HOLDER GREEN | 10.81 | TEM | 1 | CP | 0.048 | 1
3SB32010AA41 | 22MM PLASTIC ROUND COMPLETE UNIT COMBINATION: PUSHBUTTON WITH FLAT BUTTON SCREW TERMINAL, 1NO+1NC WITH HOLDER GREEN | 10.81 | TEM | 1 | CP | 0.048 | 1
3SB32010AA410CC0 | 22MM PLASTIC ROUND COMPLETE UNIT COMBINATION: PUSHBUTTON WITH FLAT BUTTON SPRING-LOADED TERMINAL, 1NO+1NC WITH HOLDER GREEN | 12.14 | TEM | 1 | CP | 0.047 | 1
3SB32010AA410CC0 | 22MM PLASTIC ROUND COMPLETE UNIT COMBINATION: PUSHBUTTON WITH FLAT BUTTON SPRING-LOADED TERMINAL, 1NO+1NC WITH HOLDER GREEN | 12.14 | TEM | 1 | CP | 0.047 | 1
3SB32010AA51 | 22MM PLASTIC ROUND COMPLETE UNIT COMBINATION: PUSHBUTTON WITH FLAT BUTTON SCREW TERMINAL, 1NO+1NC WITH HOLDER BLUE | 10.81 | TEM | 1 | CP | 0.048 | 1
3SB32010AA51 | 22MM PLASTIC ROUND COMPLETE UNIT COMBINATION: PUSHBUTTON WITH FLAT BUTTON SCREW TERMINAL, 1NO+1NC WITH HOLDER BLUE | 10.81 | TEM | 1 | CP | 0.048 | 1
3SB32010AA61 | 22MM PLASTIC ROUND COMPLETE UNIT COMBINATION: PUSHBUTTON WITH FLAT BUTTON SCREW TERMINAL, 1NO+1NC WITH HOLDER WHITE | 10.81 | TEM | 1 | CP | 0.047 | 1
3SB32010AA61 | 22MM PLASTIC ROUND COMPLETE UNIT COMBINATION: PUSHBUTTON WITH FLAT BUTTON SCREW TERMINAL, 1NO+1NC WITH HOLDER WHITE | 10.81 | TEM | 1 | CP | 0.047 | 1
3SB32011CA21 | 22MM PLASTIC ROUND COMPLETE UNIT COMBINATION: PUSH-PULL BUTTON 40MM LATCHING W.PULL-TO-UNLOCK MECH. SCREW TERMINAL, 1NO+1NC WITH HOLDER RED | 20.71 | TEM | 1 | CP | 0.059 | 1
3SB32011CA21 | 22MM PLASTIC ROUND COMPLETE UNIT COMBINATION: PUSH-PULL BUTTON 40MM LATCHING W.PULL-TO-UNLOCK MECH. SCREW TERMINAL, 1NO+1NC WITH HOLDER RED | 20.71 | TEM | 1 | CP | 0.059 | 1
3SB32011HA20 | 22MM PLASTIC ROUND COMPLETE UNIT COMBINATION: EMERGEN.-STOP MUSHR.PUSHB. 40MM LATCH.W. ROT.-TO-UNLATCH MECH. WITH YELLOW BACKING PLATE SCREW TERMINAL, 1NO+1NC WITH HOLDER RED INSCRIPTION: NOT-HALT | 21.12 | TEM | 1 | CP | 0.082 | 1
3SB32011HA20 | 22MM PLASTIC ROUND COMPLETE UNIT COMBINATION: EMERGEN.-STOP MUSHR.PUSHB. 40MM LATCH.W. ROT.-TO-UNLATCH MECH. WITH YELLOW BACKING PLATE SCREW TERMINAL, 1NO+1NC WITH HOLDER RED INSCRIPTION: NOT-HALT | 21.12 | TEM | 1 | CP | 0.082 | 1
3SB32011HR20 | 22MM PLASTIC ROUND COMPLETE UNIT COMBINATION: EMERGEN.-STOP MUSHR.PUSHB. 40MM LATCH.W. ROT.-TO-UNLATCH MECH. WITH YELLOW BACKING PLATE SCREW TERMINAL, 1NO+1NC WITH HOLDER RED INSCRIPTION: EMERGENCY STOP | 21.12 | TEM | 1 | CP | 0.08 | 1
3SB32011HR20 | 22MM PLASTIC ROUND COMPLETE UNIT COMBINATION: EMERGEN.-STOP MUSHR.PUSHB. 40MM LATCH.W. ROT.-TO-UNLATCH MECH. WITH YELLOW BACKING PLATE SCREW TERMINAL, 1NO+1NC WITH HOLDER RED INSCRIPTION: EMERGENCY STOP | 21.12 | TEM | 1 | CP | 0.08 | 1
3SB32011HR20 | 22MM PLASTIC ROUND COMPLETE UNIT COMBINATION: EMERGEN.-STOP MUSHR.PUSHB. 40MM LATCH.W. ROT.-TO-UNLATCH MECH. WITH YELLOW BACKING PLATE SCREW TERMINAL, 1NO+1NC WITH HOLDER RED INSCRIPTION: EMERGENCY STOP | 21.12 | TEM | 1 | CP | 0.08 | 1
3SB32011TA20 | 22MM PLASTIC ROUND COMPLETE UNIT COMBINATION: EMERGEN.-STOP MUSHR.PUSHB. 40MM LATCHING W.PULL-TO-UNLOCK MECH. WITH YELLOW BACKING PLATE SCREW TERMINAL, 1NO+1NC WITH HOLDER RED INSCRIPTION: NOT-HALT | 21.12 | TEM | 1 | CP | 0.079 | 1
3SB32011TA20 | 22MM PLASTIC ROUND COMPLETE UNIT COMBINATION: EMERGEN.-STOP MUSHR.PUSHB. 40MM LATCHING W.PULL-TO-UNLOCK MECH. WITH YELLOW BACKING PLATE SCREW TERMINAL, 1NO+1NC WITH HOLDER RED INSCRIPTION: NOT-HALT | 21.12 | TEM | 1 | CP | 0.079 | 1
3SB32012HA11 | 22MM PLASTIC ROUND COMPLETE UNIT COMBINATION: SELECTOR SWITCH LATCHING 2 SWITCH POSITIONS O-I NON-ILLUMINATED SCREW TERMINAL, 1NO+1NC WITH HOLDER BLACK | 15.2 | TEM | 1 | CP | 0.051 | 1
3SB32012HA11 | 22MM PLASTIC ROUND COMPLETE UNIT COMBINATION: SELECTOR SWITCH LATCHING 2 SWITCH POSITIONS O-I NON-ILLUMINATED SCREW TERMINAL, 1NO+1NC WITH HOLDER BLACK | 15.2 | TEM | 1 | CP | 0.051 | 1
3SB32012HA11 | 22MM PLASTIC ROUND COMPLETE UNIT COMBINATION: SELECTOR SWITCH LATCHING 2 SWITCH POSITIONS O-I NON-ILLUMINATED SCREW TERMINAL, 1NO+1NC WITH HOLDER BLACK | 15.2 | TEM | 1 | CP | 0.051 | 1
3SB32012KA11 | 22MM PLASTIC ROUND COMPLETE UNIT COMBINATION: SELECTOR SWITCH LATCHING 2 SWITCH POSITIONS O-I NON-ILLUMINATED SCREW TERMINAL, 1NO+1NC WITH HOLDER BLACK | 14.99 | TEM | 1 | CP | 0.051 | 1
3SB32012KA11 | 22MM PLASTIC ROUND COMPLETE UNIT COMBINATION: SELECTOR SWITCH LATCHING 2 SWITCH POSITIONS O-I NON-ILLUMINATED SCREW TERMINAL, 1NO+1NC WITH HOLDER BLACK | 14.99 | TEM | 1 | CP | 0.051 | 1
3SB32012KA110CC0 | 22MM PLASTIC ROUND COMPLETE UNIT COMBINATION: SELECTOR SWITCH LATCHING 2 SWITCH POSITIONS O-I NON-ILLUMINATED SPRING-LOADED TERMINAL, 1NO+1NC WITH HOLDER BLACK | 15.91 | TEM | 1 | CP | 0.05 | 1
3SB32012KA110CC0 | 22MM PLASTIC ROUND COMPLETE UNIT COMBINATION: SELECTOR SWITCH LATCHING 2 SWITCH POSITIONS O-I NON-ILLUMINATED SPRING-LOADED TERMINAL, 1NO+1NC WITH HOLDER BLACK | 15.91 | TEM | 1 | CP | 0.05 | 1
3SB32014AD11 | RONIS KEY-OPERATED SWITCH 22MM, ROUND, PLASTIC, LOCK NUMBER SB 30, WITH 2 KEYS, 2 SWITCH POSITIONS O-I LATCHING, ACTUATING ANGLE 50 DEGREES, 1200/1400 HOURS, REMOVE KEY O+I, WITH HOLDER, 1NO+1NC, SCREW CONNECTION, POSSIBLE SPECIAL LOCKS: SB31, 421, 455 | 26.11 | TEM | 1 | CP | 0.077 | 1
3SB32014AD11 | RONIS KEY-OPERATED SWITCH 22MM, ROUND, PLASTIC, LOCK NUMBER SB 30, WITH 2 KEYS, 2 SWITCH POSITIONS O-I LATCHING, ACTUATING ANGLE 50 DEGREES, 1200/1400 HOURS, REMOVE KEY O+I, WITH HOLDER, 1NO+1NC, SCREW CONNECTION, POSSIBLE SPECIAL LOCKS: SB31, 421, 455 | 26.11 | TEM | 1 | CP | 0.077 | 1
3SB32014AD110CC0 | 22MM PLASTIC ROUND COMPETE UNIT COMBINATION: RONIS LOCK WITH 2 KEYS MAINTAINED CONTACT 2 SWITCH POSITIONS O-I SPRING-LOADED TERMINAL, 1NO+1NC LOCK NUMBER SB 30, REMOVE O+I WITH HOLDER POSSIBLE SPECIAL LOCKS FOR RONIS KEYSWITCHES: SB31, 455, 421 | 27.23 | TEM | 1 | CP | 0.08 | 1
3SB32014AD110CC0 | 22MM PLASTIC ROUND COMPETE UNIT COMBINATION: RONIS LOCK WITH 2 KEYS MAINTAINED CONTACT 2 SWITCH POSITIONS O-I SPRING-LOADED TERMINAL, 1NO+1NC LOCK NUMBER SB 30, REMOVE O+I WITH HOLDER POSSIBLE SPECIAL LOCKS FOR RONIS KEYSWITCHES: SB31, 455, 421 | 27.23 | TEM | 1 | CP | 0.08 | 1
3SB32020AA11 | 22MM PLASTIC ROUND COMPLETE UNIT COMBINATION: PUSHBUTTON WITH FLAT BUTTON SCREW TERMINAL, 1NO WITH HOLDER BLACK | 9.18 | TEM | 1 | CP | 0.041 | 1
3SB32020AA11 | 22MM PLASTIC ROUND COMPLETE UNIT COMBINATION: PUSHBUTTON WITH FLAT BUTTON SCREW TERMINAL, 1NO WITH HOLDER BLACK | 9.18 | TEM | 1 | CP | 0.041 | 1
3SB32020AA110CC0 | 22MM PLASTIC ROUND COMPLETE UNIT COMBINATION: PUSHBUTTON WITH FLAT BUTTON SPRING-LOADED TERMINAL, 1NO WITH HOLDER BLACK | 10 | TEM | 1 | CP | 0.04 | 1
3SB32020AA110CC0 | 22MM PLASTIC ROUND COMPLETE UNIT COMBINATION: PUSHBUTTON WITH FLAT BUTTON SPRING-LOADED TERMINAL, 1NO WITH HOLDER BLACK | 10 | TEM | 1 | CP | 0.04 | 1
3SB32020AA21 | 22MM PLASTIC ROUND COMPLETE UNIT COMBINATION: PUSHBUTTON WITH FLAT BUTTON SCREW TERMINAL, 1NO WITH HOLDER RED | 9.18 | TEM | 1 | CP | 0.04 | 1
3SB32020AA21 | 22MM PLASTIC ROUND COMPLETE UNIT COMBINATION: PUSHBUTTON WITH FLAT BUTTON SCREW TERMINAL, 1NO WITH HOLDER RED | 9.18 | TEM | 1 | CP | 0.04 | 1
3SB32020AA31 | 22MM PLASTIC ROUND COMPLETE UNIT COMBINATION: PUSHBUTTON WITH FLAT BUTTON SCREW TERMINAL, 1NO WITH HOLDER YELLOW | 9.18 | TEM | 1 | CP | 0.041 | 1
3SB32020AA31 | 22MM PLASTIC ROUND COMPLETE UNIT COMBINATION: PUSHBUTTON WITH FLAT BUTTON SCREW TERMINAL, 1NO WITH HOLDER YELLOW | 9.18 | TEM | 1 | CP | 0.041 | 1
3SB32020AA41 | 22MM PLASTIC ROUND COMPLETE UNIT COMBINATION: PUSHBUTTON WITH FLAT BUTTON SCREW TERMINAL, 1NO WITH HOLDER GREEN | 9.18 | TEM | 1 | CP | 0.041 | 1
3SB32020AA41 | 22MM PLASTIC ROUND COMPLETE UNIT COMBINATION: PUSHBUTTON WITH FLAT BUTTON SCREW TERMINAL, 1NO WITH HOLDER GREEN | 9.18 | TEM | 1 | CP | 0.041 | 1
3SB32020AA41 | 22MM PLASTIC ROUND COMPLETE UNIT COMBINATION: PUSHBUTTON WITH FLAT BUTTON SCREW TERMINAL, 1NO WITH HOLDER GREEN | 9.18 | TEM | 1 | CP | 0.041 | 1
3SB32020AA410CC0 | 22MM PLASTIC ROUND COMPLETE UNIT COMBINATION: PUSHBUTTON WITH FLAT BUTTON SPRING-LOADED TERMINAL, 1NO WITH HOLDER GREEN | 10 | TEM | 1 | CP | 0.044 | 1
3SB32020AA410CC0 | 22MM PLASTIC ROUND COMPLETE UNIT COMBINATION: PUSHBUTTON WITH FLAT BUTTON SPRING-LOADED TERMINAL, 1NO WITH HOLDER GREEN | 10 | TEM | 1 | CP | 0.044 | 1
3SB32020AA51 | 22MM PLASTIC ROUND COMPLETE UNIT COMBINATION: PUSHBUTTON WITH FLAT BUTTON SCREW TERMINAL, 1NO WITH HOLDER BLUE | 9.18 | TEM | 1 | CP | 0.041 | 1
3SB32020AA51 | 22MM PLASTIC ROUND COMPLETE UNIT COMBINATION: PUSHBUTTON WITH FLAT BUTTON SCREW TERMINAL, 1NO WITH HOLDER BLUE | 9.18 | TEM | 1 | CP | 0.041 | 1
3SB32020AA510CC0 | 22MM PLASTIC ROUND COMPLETE UNIT COMBINATION: PUSHBUTTON WITH FLAT BUTTON SPRING-LOADED TERMINAL, 1NO WITH HOLDER BLUE | 10 | TEM | 1 | CP | 0.04 | 1
3SB32020AA510CC0 | 22MM PLASTIC ROUND COMPLETE UNIT COMBINATION: PUSHBUTTON WITH FLAT BUTTON SPRING-LOADED TERMINAL, 1NO WITH HOLDER BLUE | 10 | TEM | 1 | CP | 0.04 | 1
3SB32020AA61 | 22MM PLASTIC ROUND COMPLETE UNIT COMBINATION: PUSHBUTTON WITH FLAT BUTTON SCREW TERMINAL, 1NO WITH HOLDER WHITE | 9.18 | TEM | 1 | CP | 0.041 | 1
3SB32020AA61 | 22MM PLASTIC ROUND COMPLETE UNIT COMBINATION: PUSHBUTTON WITH FLAT BUTTON SCREW TERMINAL, 1NO WITH HOLDER WHITE | 9.18 | TEM | 1 | CP | 0.041 | 1
3SB32022HA11 | 22MM PLASTIC ROUND COMPLETE UNIT COMBINATION: SELECTOR SWITCH LATCHING 2 SWITCH POSITIONS O-I NON-ILLUMINATED SCREW TERMINAL, 1NO WITH HOLDER BLACK | 13.46 | TEM | 1 | CP | 0.044 | 1
3SB32022HA11 | 22MM PLASTIC ROUND COMPLETE UNIT COMBINATION: SELECTOR SWITCH LATCHING 2 SWITCH POSITIONS O-I NON-ILLUMINATED SCREW TERMINAL, 1NO WITH HOLDER BLACK | 13.46 | TEM | 1 | CP | 0.044 | 1
3SB32022HA11 | 22MM PLASTIC ROUND COMPLETE UNIT COMBINATION: SELECTOR SWITCH LATCHING 2 SWITCH POSITIONS O-I NON-ILLUMINATED SCREW TERMINAL, 1NO WITH HOLDER BLACK | 13.46 | TEM | 1 | CP | 0.044 | 1
3SB32022KA11 | 22MM PLASTIC ROUND COMPLETE UNIT COMBINATION: SELECTOR SWITCH LATCHING 2 SWITCH POSITIONS O-I NON-ILLUMINATED SCREW TERMINAL, 1NO WITH HOLDER BLACK | 13.26 | TEM | 1 | CP | 0.045 | 1
3SB32022KA11 | 22MM PLASTIC ROUND COMPLETE UNIT COMBINATION: SELECTOR SWITCH LATCHING 2 SWITCH POSITIONS O-I NON-ILLUMINATED SCREW TERMINAL, 1NO WITH HOLDER BLACK | 13.26 | TEM | 1 | CP | 0.045 | 1
3SB32022KA110CC0 | 22MM PLASTIC ROUND COMPLETE UNIT COMBINATION: SELECTOR SWITCH LATCHING 2 SWITCH POSITIONS O-I NON-ILLUMINATED SPRING-LOADED TERMINAL, 1NO WITH HOLDER BLACK | 13.57 | TEM | 1 | CP | 0.041 | 1
3SB32022KA110CC0 | 22MM PLASTIC ROUND COMPLETE UNIT COMBINATION: SELECTOR SWITCH LATCHING 2 SWITCH POSITIONS O-I NON-ILLUMINATED SPRING-LOADED TERMINAL, 1NO WITH HOLDER BLACK | 13.57 | TEM | 1 | CP | 0.041 | 1
3SB32024AD11 | 22MM PLASTIC ROUND COMPETE UNIT COMBINATION: RONIS LOCK WITH 2 KEYS MAINTAINED CONTACT 2 SWITCH POSITIONS O-I SCREW CONNECTION, 1S LOCK NUMBER SB 30, REMOVE O+I WITH HOLDER POSSIBLE SPECIAL LOCKS FOR RONIS KEYSWITCHES: SB31, 455, 421 | 24.48 | TEM | 1 | CP | 0.07 | 1
3SB32024AD11 | 22MM PLASTIC ROUND COMPETE UNIT COMBINATION: RONIS LOCK WITH 2 KEYS MAINTAINED CONTACT 2 SWITCH POSITIONS O-I SCREW CONNECTION, 1S LOCK NUMBER SB 30, REMOVE O+I WITH HOLDER POSSIBLE SPECIAL LOCKS FOR RONIS KEYSWITCHES: SB31, 455, 421 | 24.48 | TEM | 1 | CP | 0.07 | 1
3SB32030AA11 | 22MM PLASTIC ROUND COMPLETE UNIT COMBINATION: PUSHBUTTON WITH FLAT BUTTON SCREW TERMINAL, 1NC WITH HOLDER BLACK | 9.18 | TEM | 1 | CP | 0.041 | 1
3SB32030AA11 | 22MM PLASTIC ROUND COMPLETE UNIT COMBINATION: PUSHBUTTON WITH FLAT BUTTON SCREW TERMINAL, 1NC WITH HOLDER BLACK | 9.18 | TEM | 1 | CP | 0.041 | 1
3SB32030AA11 | 22MM PLASTIC ROUND COMPLETE UNIT COMBINATION: PUSHBUTTON WITH FLAT BUTTON SCREW TERMINAL, 1NC WITH HOLDER BLACK | 9.18 | TEM | 1 | CP | 0.041 | 1
3SB32030AA21 | 22MM PLASTIC ROUND COMPLETE UNIT COMBINATION: PUSHBUTTON WITH FLAT BUTTON SCREW TERMINAL, 1NC WITH HOLDER RED | 9.18 | TEM | 1 | CP | 0.04 | 1
3SB32030AA21 | 22MM PLASTIC ROUND COMPLETE UNIT COMBINATION: PUSHBUTTON WITH FLAT BUTTON SCREW TERMINAL, 1NC WITH HOLDER RED | 9.18 | TEM | 1 | CP | 0.04 | 1
3SB32030AA21 | 22MM PLASTIC ROUND COMPLETE UNIT COMBINATION: PUSHBUTTON WITH FLAT BUTTON SCREW TERMINAL, 1NC WITH HOLDER RED | 9.18 | TEM | 1 | CP | 0.04 | 1
3SB32030AA210CC0 | 22MM PLASTIC ROUND COMPLETE UNIT COMBINATION: PUSHBUTTON WITH FLAT BUTTON SPRING-LOADED TERMINAL, 1NC WITH HOLDER RED | 10 | TEM | 1 | CP | 0.037 | 1
3SB32030AA210CC0 | 22MM PLASTIC ROUND COMPLETE UNIT COMBINATION: PUSHBUTTON WITH FLAT BUTTON SPRING-LOADED TERMINAL, 1NC WITH HOLDER RED | 10 | TEM | 1 | CP | 0.037 | 1
3SB32031CA21 | 22MM PLASTIC ROUND COMPLETE UNIT COMBINATION: PUSH-PULL BUTTON 40MM LATCHING W.PULL-TO-UNLOCK MECH. SCREW TERMINAL, 1NC WITH HOLDER RED | 19.38 | TEM | 1 | CP | 0.051 | 1
3SB32031CA21 | 22MM PLASTIC ROUND COMPLETE UNIT COMBINATION: PUSH-PULL BUTTON 40MM LATCHING W.PULL-TO-UNLOCK MECH. SCREW TERMINAL, 1NC WITH HOLDER RED | 19.38 | TEM | 1 | CP | 0.051 | 1
3SB32031HA20 | 22MM PLASTIC ROUND COMPLETE UNIT COMBINATION: EMERGEN.-STOP MUSHR.PUSHB. 40MM LATCH.W. ROT.-TO-UNLATCH MECH. WITH YELLOW BACKING PLATE SCREW TERMINAL, 1NC WITH HOLDER RED INSCRIPTION: NOT-HALT | 19.78 | TEM | 1 | CP | 0.072 | 1
3SB32031HA20 | 22MM PLASTIC ROUND COMPLETE UNIT COMBINATION: EMERGEN.-STOP MUSHR.PUSHB. 40MM LATCH.W. ROT.-TO-UNLATCH MECH. WITH YELLOW BACKING PLATE SCREW TERMINAL, 1NC WITH HOLDER RED INSCRIPTION: NOT-HALT | 19.78 | TEM | 1 | CP | 0.072 | 1
3SB32031HR20 | 22MM PLASTIC ROUND COMPLETE UNIT COMBINATION: EMERGEN.-STOP MUSHR.PUSHB. 40MM LATCH.W. ROT.-TO-UNLATCH MECH. WITH YELLOW BACKING PLATE SCREW TERMINAL, 1NC WITH HOLDER RED INSCRIPTION: EMERGENCY STOP | 19.78 | TEM | 1 | CP | 0.073 | 1
3SB32031HR20 | 22MM PLASTIC ROUND COMPLETE UNIT COMBINATION: EMERGEN.-STOP MUSHR.PUSHB. 40MM LATCH.W. ROT.-TO-UNLATCH MECH. WITH YELLOW BACKING PLATE SCREW TERMINAL, 1NC WITH HOLDER RED INSCRIPTION: EMERGENCY STOP | 19.78 | TEM | 1 | CP | 0.073 | 1
3SB32046AA20 | 22MM PLASTIC ROUND COMPLETE UNIT COMBINATION: INDICATOR LIGHT WITH SMOOTH LENSE NON-ILLUMINATED WITH LAMP HOLDER BA 9S WITHOUT LAMP SCREW TERMINAL WITH HOLDER RED | 8.36 | TEM | 1 | CP | 0.038 | 1
3SB32046AA20 | 22MM PLASTIC ROUND COMPLETE UNIT COMBINATION: INDICATOR LIGHT WITH SMOOTH LENSE NON-ILLUMINATED WITH LAMP HOLDER BA 9S WITHOUT LAMP SCREW TERMINAL WITH HOLDER RED | 8.36 | TEM | 1 | CP | 0.038 | 1
3SB32046AA20 | 22MM PLASTIC ROUND COMPLETE UNIT COMBINATION: INDICATOR LIGHT WITH SMOOTH LENSE NON-ILLUMINATED WITH LAMP HOLDER BA 9S WITHOUT LAMP SCREW TERMINAL WITH HOLDER RED | 8.36 | TEM | 1 | CP | 0.038 | 1
3SB32046AA200CC0 | 22MM PLASTIC ROUND COMPLETE UNIT COMBINATION: INDICATOR LIGHT WITH SMOOTH LENSE NON-ILLUMINATED WITH LAMP HOLDER BA 9S WITHOUT LAMP SPRING-LOADED TERMINAL WITH HOLDER RED | 8.87 | TEM | 1 | CP | 0.036 | 1
3SB32046AA200CC0 | 22MM PLASTIC ROUND COMPLETE UNIT COMBINATION: INDICATOR LIGHT WITH SMOOTH LENSE NON-ILLUMINATED WITH LAMP HOLDER BA 9S WITHOUT LAMP SPRING-LOADED TERMINAL WITH HOLDER RED | 8.87 | TEM | 1 | CP | 0.036 | 1
3SB32046AA30 | 22MM PLASTIC ROUND COMPLETE UNIT COMBINATION: INDICATOR LIGHT WITH SMOOTH LENSE NON-ILLUMINATED WITH LAMP HOLDER BA 9S WITHOUT LAMP SCREW TERMINAL WITH HOLDER YELLOW | 8.36 | TEM | 1 | CP | 0.038 | 1
3SB32046AA30 | 22MM PLASTIC ROUND COMPLETE UNIT COMBINATION: INDICATOR LIGHT WITH SMOOTH LENSE NON-ILLUMINATED WITH LAMP HOLDER BA 9S WITHOUT LAMP SCREW TERMINAL WITH HOLDER YELLOW | 8.36 | TEM | 1 | CP | 0.038 | 1
3SB32046AA300CC0 | 22MM PLASTIC ROUND COMPLETE UNIT COMBINATION: INDICATOR LIGHT WITH SMOOTH LENSE NON-ILLUMINATED WITH LAMP HOLDER BA 9S WITHOUT LAMP SPRING-LOADED TERMINAL WITH HOLDER YELLOW | 8.87 | TEM | 1 | CP | 0.036 | 1
3SB32046AA300CC0 | 22MM PLASTIC ROUND COMPLETE UNIT COMBINATION: INDICATOR LIGHT WITH SMOOTH LENSE NON-ILLUMINATED WITH LAMP HOLDER BA 9S WITHOUT LAMP SPRING-LOADED TERMINAL WITH HOLDER YELLOW | 8.87 | TEM | 1 | CP | 0.036 | 1
3SB32046AA40 | 22MM PLASTIC ROUND COMPLETE UNIT COMBINATION: INDICATOR LIGHT WITH SMOOTH LENSE NON-ILLUMINATED WITH LAMP HOLDER BA 9S WITHOUT LAMP SCREW TERMINAL WITH HOLDER GREEN | 8.36 | TEM | 1 | CP | 0.038 | 1
3SB32046AA40 | 22MM PLASTIC ROUND COMPLETE UNIT COMBINATION: INDICATOR LIGHT WITH SMOOTH LENSE NON-ILLUMINATED WITH LAMP HOLDER BA 9S WITHOUT LAMP SCREW TERMINAL WITH HOLDER GREEN | 8.36 | TEM | 1 | CP | 0.038 | 1
3SB32046AA40 | 22MM PLASTIC ROUND COMPLETE UNIT COMBINATION: INDICATOR LIGHT WITH SMOOTH LENSE NON-ILLUMINATED WITH LAMP HOLDER BA 9S WITHOUT LAMP SCREW TERMINAL WITH HOLDER GREEN | 8.36 | TEM | 1 | CP | 0.038 | 1
3SB32046AA400CC0 | 22MM PLASTIC ROUND COMPLETE UNIT COMBINATION: INDICATOR LIGHT WITH SMOOTH LENSE NON-ILLUMINATED WITH LAMP HOLDER BA 9S WITHOUT LAMP SPRING-LOADED TERMINAL WITH HOLDER GREEN | 8.87 | TEM | 1 | CP | 0.04 | 1
3SB32046AA400CC0 | 22MM PLASTIC ROUND COMPLETE UNIT COMBINATION: INDICATOR LIGHT WITH SMOOTH LENSE NON-ILLUMINATED WITH LAMP HOLDER BA 9S WITHOUT LAMP SPRING-LOADED TERMINAL WITH HOLDER GREEN | 8.87 | TEM | 1 | CP | 0.04 | 1
3SB32046AA50 | 22MM PLASTIC ROUND COMPLETE UNIT COMBINATION: INDICATOR LIGHT WITH SMOOTH LENSE NON-ILLUMINATED WITH LAMP HOLDER BA 9S WITHOUT LAMP SCREW TERMINAL WITH HOLDER BLUE | 8.36 | TEM | 1 | CP | 0.038 | 1
3SB32046AA50 | 22MM PLASTIC ROUND COMPLETE UNIT COMBINATION: INDICATOR LIGHT WITH SMOOTH LENSE NON-ILLUMINATED WITH LAMP HOLDER BA 9S WITHOUT LAMP SCREW TERMINAL WITH HOLDER BLUE | 8.36 | TEM | 1 | CP | 0.038 | 1
3SB32046AA60 | 22MM PLASTIC ROUND COMPLETE UNIT COMBINATION: INDICATOR LIGHT WITH SMOOTH LENSE NON-ILLUMINATED WITH LAMP HOLDER BA 9S WITHOUT LAMP SCREW TERMINAL WITH HOLDER WHITE | 8.36 | TEM | 1 | CP | 0.038 | 1
3SB32046AA60 | 22MM PLASTIC ROUND COMPLETE UNIT COMBINATION: INDICATOR LIGHT WITH SMOOTH LENSE NON-ILLUMINATED WITH LAMP HOLDER BA 9S WITHOUT LAMP SCREW TERMINAL WITH HOLDER WHITE | 8.36 | TEM | 1 | CP | 0.038 | 1
3SB32046AA600CC0 | 22MM PLASTIC ROUND COMPLETE UNIT COMBINATION: INDICATOR LIGHT WITH SMOOTH LENSE NON-ILLUMINATED WITH LAMP HOLDER BA 9S WITHOUT LAMP SPRING-LOADED TERMINAL WITH HOLDER WHITE | 8.87 | TEM | 1 | CP | 0.035 | 1
3SB32046AA600CC0 | 22MM PLASTIC ROUND COMPLETE UNIT COMBINATION: INDICATOR LIGHT WITH SMOOTH LENSE NON-ILLUMINATED WITH LAMP HOLDER BA 9S WITHOUT LAMP SPRING-LOADED TERMINAL WITH HOLDER WHITE | 8.87 | TEM | 1 | CP | 0.035 | 1
3SB32046AA70 | 22MM PLASTIC ROUND COMPLETE UNIT COMBINATION: INDICATOR LIGHT WITH SMOOTH LENSE NON-ILLUMINATED WITH LAMP HOLDER BA 9S WITHOUT LAMP SCREW TERMINAL WITH HOLDER CLEAR | 8.36 | TEM | 1 | CP | 0.038 | 1
3SB32046AA70 | 22MM PLASTIC ROUND COMPLETE UNIT COMBINATION: INDICATOR LIGHT WITH SMOOTH LENSE NON-ILLUMINATED WITH LAMP HOLDER BA 9S WITHOUT LAMP SCREW TERMINAL WITH HOLDER CLEAR | 8.36 | TEM | 1 | CP | 0.038 | 1
3SB32046BA00 | 22MM PLASTIC ROUND COMPLETE UNIT COMBINATION: INDICATOR LIGHT WITH CONCENTRIC RINGS NON-ILLUMINATED WITH LAMP HOLDER BA 9S WITHOUT LAMP SCREW TERMINAL WITH HOLDER AMBER | 8.36 | TEM | 1 | CP | 0.038 | 1
3SB32046BA00 | 22MM PLASTIC ROUND COMPLETE UNIT COMBINATION: INDICATOR LIGHT WITH CONCENTRIC RINGS NON-ILLUMINATED WITH LAMP HOLDER BA 9S WITHOUT LAMP SCREW TERMINAL WITH HOLDER AMBER | 8.36 | TEM | 1 | CP | 0.038 | 1
3SB32046BA20 | 22MM PLASTIC ROUND COMPLETE UNIT COMBINATION: INDICATOR LIGHT WITH CONCENTRIC RINGS NON-ILLUMINATED WITH LAMP HOLDER BA 9S WITHOUT LAMP SCREW TERMINAL WITH HOLDER RED | 8.36 | TEM | 1 | CP | 0.038 | 1
3SB32046BA20 | 22MM PLASTIC ROUND COMPLETE UNIT COMBINATION: INDICATOR LIGHT WITH CONCENTRIC RINGS NON-ILLUMINATED WITH LAMP HOLDER BA 9S WITHOUT LAMP SCREW TERMINAL WITH HOLDER RED | 8.36 | TEM | 1 | CP | 0.038 | 1
3SB32046BA30 | 22MM PLASTIC ROUND COMPLETE UNIT COMBINATION: INDICATOR LIGHT WITH CONCENTRIC RINGS NON-ILLUMINATED WITH LAMP HOLDER BA 9S WITHOUT LAMP SCREW TERMINAL WITH HOLDER YELLOW | 8.36 | TEM | 1 | CP | 0.037 | 1
3SB32046BA30 | 22MM PLASTIC ROUND COMPLETE UNIT COMBINATION: INDICATOR LIGHT WITH CONCENTRIC RINGS NON-ILLUMINATED WITH LAMP HOLDER BA 9S WITHOUT LAMP SCREW TERMINAL WITH HOLDER YELLOW | 8.36 | TEM | 1 | CP | 0.037 | 1
3SB32046BA40 | 22MM PLASTIC ROUND COMPLETE UNIT COMBINATION: INDICATOR LIGHT WITH CONCENTRIC RINGS NON-ILLUMINATED WITH LAMP HOLDER BA 9S WITHOUT LAMP SCREW TERMINAL WITH HOLDER GREEN | 8.36 | TEM | 1 | CP | 0.038 | 1
3SB32046BA40 | 22MM PLASTIC ROUND COMPLETE UNIT COMBINATION: INDICATOR LIGHT WITH CONCENTRIC RINGS NON-ILLUMINATED WITH LAMP HOLDER BA 9S WITHOUT LAMP SCREW TERMINAL WITH HOLDER GREEN | 8.36 | TEM | 1 | CP | 0.038 | 1
3SB32046BA50 | 22MM PLASTIC ROUND COMPLETE UNIT COMBINATION: INDICATOR LIGHT WITH CONCENTRIC RINGS NON-ILLUMINATED WITH LAMP HOLDER BA 9S WITHOUT LAMP SCREW TERMINAL WITH HOLDER BLUE | 8.36 | TEM | 1 | CP | 0.037 | 1
3SB32046BA50 | 22MM PLASTIC ROUND COMPLETE UNIT COMBINATION: INDICATOR LIGHT WITH CONCENTRIC RINGS NON-ILLUMINATED WITH LAMP HOLDER BA 9S WITHOUT LAMP SCREW TERMINAL WITH HOLDER BLUE | 8.36 | TEM | 1 | CP | 0.037 | 1
3SB32046BA60 | 22MM PLASTIC ROUND COMPLETE UNIT COMBINATION: INDICATOR LIGHT WITH CONCENTRIC RINGS NON-ILLUMINATED WITH LAMP HOLDER BA 9S WITHOUT LAMP SCREW TERMINAL WITH HOLDER WHITE | 8.36 | TEM | 1 | CP | 0.04 | 1
3SB32046BA60 | 22MM PLASTIC ROUND COMPLETE UNIT COMBINATION: INDICATOR LIGHT WITH CONCENTRIC RINGS NON-ILLUMINATED WITH LAMP HOLDER BA 9S WITHOUT LAMP SCREW TERMINAL WITH HOLDER WHITE | 8.36 | TEM | 1 | CP | 0.04 | 1
3SB32050AA21 | 22MM PLASTIC ROUND COMPLETE UNIT COMBINATION: ILLUMINATED PUSHBUTTON WITH FLAT BUTTON NON-ILLUMINATED WITH LAMP HOLDER BA 9S WITHOUT LAMP SCREW TERMINAL, 1NO+1NC WITH HOLDER RED | 15.91 | TEM | 1 | CP | 0.057 | 1
3SB32050AA21 | 22MM PLASTIC ROUND COMPLETE UNIT COMBINATION: ILLUMINATED PUSHBUTTON WITH FLAT BUTTON NON-ILLUMINATED WITH LAMP HOLDER BA 9S WITHOUT LAMP SCREW TERMINAL, 1NO+1NC WITH HOLDER RED | 15.91 | TEM | 1 | CP | 0.057 | 1
3SB32050AA210CC0 | 22MM PLASTIC ROUND COMPLETE UNIT COMBINATION: ILLUMINATED PUSHBUTTON WITH FLAT BUTTON NON-ILLUMINATED WITH LAMP HOLDER BA 9S WITHOUT LAMP SPRING-LOADED TERMINAL, 1NO+1NC WITH HOLDER RED | 17.34 | TEM | 1 | CP | 0.054 | 1
3SB32050AA210CC0 | 22MM PLASTIC ROUND COMPLETE UNIT COMBINATION: ILLUMINATED PUSHBUTTON WITH FLAT BUTTON NON-ILLUMINATED WITH LAMP HOLDER BA 9S WITHOUT LAMP SPRING-LOADED TERMINAL, 1NO+1NC WITH HOLDER RED | 17.34 | TEM | 1 | CP | 0.054 | 1
3SB32050AA31 | 22MM PLASTIC ROUND COMPLETE UNIT COMBINATION: ILLUMINATED PUSHBUTTON WITH FLAT BUTTON NON-ILLUMINATED WITH LAMP HOLDER BA 9S WITHOUT LAMP SCREW TERMINAL, 1NO+1NC WITH HOLDER YELLOW | 15.91 | TEM | 1 | CP | 0.056 | 1
3SB32050AA31 | 22MM PLASTIC ROUND COMPLETE UNIT COMBINATION: ILLUMINATED PUSHBUTTON WITH FLAT BUTTON NON-ILLUMINATED WITH LAMP HOLDER BA 9S WITHOUT LAMP SCREW TERMINAL, 1NO+1NC WITH HOLDER YELLOW | 15.91 | TEM | 1 | CP | 0.056 | 1
3SB32050AA310CC0 | 22MM PLASTIC ROUND COMPLETE UNIT COMBINATION: ILLUMINATED PUSHBUTTON WITH FLAT BUTTON NON-ILLUMINATED WITH LAMP HOLDER BA 9S WITHOUT LAMP SPRING-LOADED TERMINAL, 1NO+1NC WITH HOLDER YELLOW | 17.34 | TEM | 1 | CP | 0.08 | 1
3SB32050AA310CC0 | 22MM PLASTIC ROUND COMPLETE UNIT COMBINATION: ILLUMINATED PUSHBUTTON WITH FLAT BUTTON NON-ILLUMINATED WITH LAMP HOLDER BA 9S WITHOUT LAMP SPRING-LOADED TERMINAL, 1NO+1NC WITH HOLDER YELLOW | 17.34 | TEM | 1 | CP | 0.08 | 1
3SB32050AA41 | 22MM PLASTIC ROUND COMPLETE UNIT COMBINATION: ILLUMINATED PUSHBUTTON WITH FLAT BUTTON NON-ILLUMINATED WITH LAMP HOLDER BA 9S WITHOUT LAMP SCREW TERMINAL, 1NO+1NC WITH HOLDER GREEN | 15.91 | TEM | 1 | CP | 0.057 | 1
3SB32050AA41 | 22MM PLASTIC ROUND COMPLETE UNIT COMBINATION: ILLUMINATED PUSHBUTTON WITH FLAT BUTTON NON-ILLUMINATED WITH LAMP HOLDER BA 9S WITHOUT LAMP SCREW TERMINAL, 1NO+1NC WITH HOLDER GREEN | 15.91 | TEM | 1 | CP | 0.057 | 1
3SB32050AA410CC0 | 22MM PLASTIC ROUND COMPLETE UNIT COMBINATION: ILLUMINATED PUSHBUTTON WITH FLAT BUTTON NON-ILLUMINATED WITH LAMP HOLDER BA 9S WITHOUT LAMP SPRING-LOADED TERMINAL, 1NO+1NC WITH HOLDER GREEN | 17.34 | TEM | 1 | CP | 0.055 | 1
3SB32050AA410CC0 | 22MM PLASTIC ROUND COMPLETE UNIT COMBINATION: ILLUMINATED PUSHBUTTON WITH FLAT BUTTON NON-ILLUMINATED WITH LAMP HOLDER BA 9S WITHOUT LAMP SPRING-LOADED TERMINAL, 1NO+1NC WITH HOLDER GREEN | 17.34 | TEM | 1 | CP | 0.055 | 1
3SB32050AA51 | 22MM PLASTIC ROUND COMPLETE UNIT COMBINATION: ILLUMINATED PUSHBUTTON WITH FLAT BUTTON NON-ILLUMINATED WITH LAMP HOLDER BA 9S WITHOUT LAMP SCREW TERMINAL, 1NO+1NC WITH HOLDER BLUE | 15.91 | TEM | 1 | CP | 0.056 | 1
3SB32050AA51 | 22MM PLASTIC ROUND COMPLETE UNIT COMBINATION: ILLUMINATED PUSHBUTTON WITH FLAT BUTTON NON-ILLUMINATED WITH LAMP HOLDER BA 9S WITHOUT LAMP SCREW TERMINAL, 1NO+1NC WITH HOLDER BLUE | 15.91 | TEM | 1 | CP | 0.056 | 1
3SB32050AA61 | 22MM PLASTIC ROUND COMPLETE UNIT COMBINATION: ILLUMINATED PUSHBUTTON WITH FLAT BUTTON NON-ILLUMINATED WITH LAMP HOLDER BA 9S WITHOUT LAMP SCREW TERMINAL, 1NO+1NC WITH HOLDER WHITE | 15.91 | TEM | 1 | CP | 0.057 | 1
3SB32050AA61 | 22MM PLASTIC ROUND COMPLETE UNIT COMBINATION: ILLUMINATED PUSHBUTTON WITH FLAT BUTTON NON-ILLUMINATED WITH LAMP HOLDER BA 9S WITHOUT LAMP SCREW TERMINAL, 1NO+1NC WITH HOLDER WHITE | 15.91 | TEM | 1 | CP | 0.057 | 1
3SB32050AA71 | 22MM PLASTIC ROUND COMPLETE UNIT COMBINATION: ILLUMINATED PUSHBUTTON WITH FLAT BUTTON NON-ILLUMINATED WITH LAMP HOLDER BA 9S WITHOUT LAMP SCREW TERMINAL, 1NO+1NC WITH HOLDER CLEAR | 15.91 | TEM | 1 | CP | 0.057 | 1
3SB32050AA71 | 22MM PLASTIC ROUND COMPLETE UNIT COMBINATION: ILLUMINATED PUSHBUTTON WITH FLAT BUTTON NON-ILLUMINATED WITH LAMP HOLDER BA 9S WITHOUT LAMP SCREW TERMINAL, 1NO+1NC WITH HOLDER CLEAR | 15.91 | TEM | 1 | CP | 0.057 | 1
3SB32060AA31 | 22MM PLASTIC ROUND COMPLETE UNIT COMBINATION: ILLUMINATED PUSHBUTTON WITH FLAT BUTTON NON-ILLUMINATED WITH LAMP HOLDER BA 9S WITHOUT LAMP SCREW TERMINAL, 1NO WITH HOLDER YELLOW | 14.18 | TEM | 1 | CP | 0.05 | 1
3SB32060AA31 | 22MM PLASTIC ROUND COMPLETE UNIT COMBINATION: ILLUMINATED PUSHBUTTON WITH FLAT BUTTON NON-ILLUMINATED WITH LAMP HOLDER BA 9S WITHOUT LAMP SCREW TERMINAL, 1NO WITH HOLDER YELLOW | 14.18 | TEM | 1 | CP | 0.05 | 1
3SB32060AA41 | 22MM PLASTIC ROUND COMPLETE UNIT COMBINATION: ILLUMINATED PUSHBUTTON WITH FLAT BUTTON NON-ILLUMINATED WITH LAMP HOLDER BA 9S WITHOUT LAMP SCREW TERMINAL, 1NO WITH HOLDER GREEN | 14.18 | TEM | 1 | CP | 0.05 | 1
3SB32060AA41 | 22MM PLASTIC ROUND COMPLETE UNIT COMBINATION: ILLUMINATED PUSHBUTTON WITH FLAT BUTTON NON-ILLUMINATED WITH LAMP HOLDER BA 9S WITHOUT LAMP SCREW TERMINAL, 1NO WITH HOLDER GREEN | 14.18 | TEM | 1 | CP | 0.05 | 1
3SB32060AA51 | 22MM PLASTIC ROUND COMPLETE UNIT COMBINATION: ILLUMINATED PUSHBUTTON WITH FLAT BUTTON NON-ILLUMINATED WITH LAMP HOLDER BA 9S WITHOUT LAMP SCREW TERMINAL, 1NO WITH HOLDER BLUE | 14.18 | TEM | 1 | CP | 0.05 | 1
3SB32060AA51 | 22MM PLASTIC ROUND COMPLETE UNIT COMBINATION: ILLUMINATED PUSHBUTTON WITH FLAT BUTTON NON-ILLUMINATED WITH LAMP HOLDER BA 9S WITHOUT LAMP SCREW TERMINAL, 1NO WITH HOLDER BLUE | 14.18 | TEM | 1 | CP | 0.05 | 1
3SB32060AA61 | 22MM PLASTIC ROUND COMPLETE UNIT COMBINATION: ILLUMINATED PUSHBUTTON WITH FLAT BUTTON NON-ILLUMINATED WITH LAMP HOLDER BA 9S WITHOUT LAMP SCREW TERMINAL, 1NO WITH HOLDER WHITE | 14.18 | TEM | 1 | CP | 0.05 | 1
3SB32060AA61 | 22MM PLASTIC ROUND COMPLETE UNIT COMBINATION: ILLUMINATED PUSHBUTTON WITH FLAT BUTTON NON-ILLUMINATED WITH LAMP HOLDER BA 9S WITHOUT LAMP SCREW TERMINAL, 1NO WITH HOLDER WHITE | 14.18 | TEM | 1 | CP | 0.05 | 1
3SB32060AA71 | 22MM PLASTIC ROUND COMPLETE UNIT COMBINATION: ILLUMINATED PUSHBUTTON WITH FLAT BUTTON NON-ILLUMINATED WITH LAMP HOLDER BA 9S WITHOUT LAMP SCREW TERMINAL, 1NO WITH HOLDER CLEAR | 14.18 | TEM | 1 | CP | 0.05 | 1
3SB32060AA71 | 22MM PLASTIC ROUND COMPLETE UNIT COMBINATION: ILLUMINATED PUSHBUTTON WITH FLAT BUTTON NON-ILLUMINATED WITH LAMP HOLDER BA 9S WITHOUT LAMP SCREW TERMINAL, 1NO WITH HOLDER CLEAR | 14.18 | TEM | 1 | CP | 0.05 | 1
3SB32070AA21 | 22MM PLASTIC ROUND COMPLETE UNIT COMBINATION: ILLUMINATED PUSHBUTTON WITH FLAT BUTTON NON-ILLUMINATED WITH LAMP HOLDER BA 9S WITHOUT LAMP SCREW TERMINAL, 1NC WITH HOLDER RED | 14.18 | TEM | 1 | CP | 0.05 | 1
3SB32070AA21 | 22MM PLASTIC ROUND COMPLETE UNIT COMBINATION: ILLUMINATED PUSHBUTTON WITH FLAT BUTTON NON-ILLUMINATED WITH LAMP HOLDER BA 9S WITHOUT LAMP SCREW TERMINAL, 1NC WITH HOLDER RED | 14.18 | TEM | 1 | CP | 0.05 | 1
3SB32082DA11 | 22MM PLASTIC ROUND COMPLETE UNIT COMBINATION: SELECTOR SWITCH LATCHING 3 SWITCH POSITIONS I-O-II NON-ILLUMINATED SCREW TERMINAL, 2X1NO+1NC WITH HOLDER BLACK | 20.2 | TEM | 1 | CP | 0.067 | 1
3SB32082DA11 | 22MM PLASTIC ROUND COMPLETE UNIT COMBINATION: SELECTOR SWITCH LATCHING 3 SWITCH POSITIONS I-O-II NON-ILLUMINATED SCREW TERMINAL, 2X1NO+1NC WITH HOLDER BLACK | 20.2 | TEM | 1 | CP | 0.067 | 1
3SB32082DA11 | 22MM PLASTIC ROUND COMPLETE UNIT COMBINATION: SELECTOR SWITCH LATCHING 3 SWITCH POSITIONS I-O-II NON-ILLUMINATED SCREW TERMINAL, 2X1NO+1NC WITH HOLDER BLACK | 20.2 | TEM | 1 | CP | 0.067 | 1
3SB32082DA110CC0 | 22MM PLASTIC ROUND COMPLETE UNIT COMBINATION: SELECTOR SWITCH LATCHING 3 SWITCH POSITIONS I-O-II NON-ILLUMINATED SPRING-LOADED TERMIN.,2X1NO+1NC WITH HOLDER BLACK | 22.34 | TEM | 1 | CP | 0.068 | 1
3SB32082DA110CC0 | 22MM PLASTIC ROUND COMPLETE UNIT COMBINATION: SELECTOR SWITCH LATCHING 3 SWITCH POSITIONS I-O-II NON-ILLUMINATED SPRING-LOADED TERMIN.,2X1NO+1NC WITH HOLDER BLACK | 22.34 | TEM | 1 | CP | 0.068 | 1
3SB32082EA11 | 22MM PLASTIC ROUND COMPLETE UNIT COMBINATION: SELECTOR SWITCH MOMENTARY CONTACT TYPE 3 SWITCH POSITIONS I-O-II NON-ILLUMINATED SCREW TERMINAL, 2X1NO+1NC WITH HOLDER BLACK | 20.2 | TEM | 1 | CP | 0.068 | 1
3SB32082EA11 | 22MM PLASTIC ROUND COMPLETE UNIT COMBINATION: SELECTOR SWITCH MOMENTARY CONTACT TYPE 3 SWITCH POSITIONS I-O-II NON-ILLUMINATED SCREW TERMINAL, 2X1NO+1NC WITH HOLDER BLACK | 20.2 | TEM | 1 | CP | 0.068 | 1
3SB32082EA110CC0 | 22MM PLASTIC ROUND COMPLETE UNIT COMBINATION: SELECTOR SWITCH MOMENTARY CONTACT TYPE 3 SWITCH POSITIONS I-O-II NON-ILLUMINATED SPRING-LOADED TERMIN.,2X1NO+1NC WITH HOLDER BLACK | 22.34 | TEM | 1 | CP | 0.072 | 1
3SB32082EA110CC0 | 22MM PLASTIC ROUND COMPLETE UNIT COMBINATION: SELECTOR SWITCH MOMENTARY CONTACT TYPE 3 SWITCH POSITIONS I-O-II NON-ILLUMINATED SPRING-LOADED TERMIN.,2X1NO+1NC WITH HOLDER BLACK | 22.34 | TEM | 1 | CP | 0.072 | 1
3SB32102DA11 | 22MM PLASTIC ROUND COMPLETE UNIT COMBINATION: SELECTOR SWITCH LATCHING 3 SWITCH POSITIONS I-O-II NON-ILLUMINATED SCREW TERMINAL, 1NO, 1NO WITH HOLDER BLACK | 17.03 | TEM | 1 | CP | 0.054 | 1
3SB32102DA11 | 22MM PLASTIC ROUND COMPLETE UNIT COMBINATION: SELECTOR SWITCH LATCHING 3 SWITCH POSITIONS I-O-II NON-ILLUMINATED SCREW TERMINAL, 1NO, 1NO WITH HOLDER BLACK | 17.03 | TEM | 1 | CP | 0.054 | 1
3SB32102DA11 | 22MM PLASTIC ROUND COMPLETE UNIT COMBINATION: SELECTOR SWITCH LATCHING 3 SWITCH POSITIONS I-O-II NON-ILLUMINATED SCREW TERMINAL, 1NO, 1NO WITH HOLDER BLACK | 17.03 | TEM | 1 | CP | 0.054 | 1
3SB32102DA110CC0 | 22MM PLASTIC ROUND COMPLETE UNIT COMBINATION: SELECTOR SWITCH LATCHING 3 SWITCH POSITIONS I-O-II NON-ILLUMINATED SPRING-LOADED TERMINAL,1NO, 1NO WITH HOLDER BLACK | 17.85 | TEM | 1 | CP | 0.049 | 1
3SB32102DA110CC0 | 22MM PLASTIC ROUND COMPLETE UNIT COMBINATION: SELECTOR SWITCH LATCHING 3 SWITCH POSITIONS I-O-II NON-ILLUMINATED SPRING-LOADED TERMINAL,1NO, 1NO WITH HOLDER BLACK | 17.85 | TEM | 1 | CP | 0.049 | 1
3SB32102EA11 | 22MM PLASTIC ROUND COMPLETE UNIT COMBINATION: SELECTOR SWITCH MOMENTARY CONTACT TYPE 3 SWITCH POSITIONS I-O-II NON-ILLUMINATED SCREW TERMINAL, 1NO, 1NO WITH HOLDER BLACK | 17.03 | TEM | 1 | CP | 0.054 | 1
3SB32102EA11 | 22MM PLASTIC ROUND COMPLETE UNIT COMBINATION: SELECTOR SWITCH MOMENTARY CONTACT TYPE 3 SWITCH POSITIONS I-O-II NON-ILLUMINATED SCREW TERMINAL, 1NO, 1NO WITH HOLDER BLACK | 17.03 | TEM | 1 | CP | 0.054 | 1
3SB32126AA20 | 22MM PLASTIC ROUND COMPLETE UNIT COMBINATION: INDICATOR LIGHT WITH SMOOTH LENSE ILLUMINATED WITH LAMP HOLDER BA 9S WITH LAMP 130V AC/DC SCREW TERMINAL OPERATIONAL VOLTAGE 220/230V AC WITH HOLDER RED | 14.38 | TEM | 1 | CP | 0.04 | 1
3SB32126AA20 | 22MM PLASTIC ROUND COMPLETE UNIT COMBINATION: INDICATOR LIGHT WITH SMOOTH LENSE ILLUMINATED WITH LAMP HOLDER BA 9S WITH LAMP 130V AC/DC SCREW TERMINAL OPERATIONAL VOLTAGE 220/230V AC WITH HOLDER RED | 14.38 | TEM | 1 | CP | 0.04 | 1
3SB32126AA30 | 22MM PLASTIC ROUND COMPLETE UNIT COMBINATION: INDICATOR LIGHT WITH SMOOTH LENSE ILLUMINATED WITH LAMP HOLDER BA 9S WITH LAMP 130V AC/DC SCREW TERMINAL OPERATIONAL VOLTAGE 220/230V AC WITH HOLDER YELLOW | 14.38 | TEM | 1 | CP | 0.04 | 1
3SB32126AA30 | 22MM PLASTIC ROUND COMPLETE UNIT COMBINATION: INDICATOR LIGHT WITH SMOOTH LENSE ILLUMINATED WITH LAMP HOLDER BA 9S WITH LAMP 130V AC/DC SCREW TERMINAL OPERATIONAL VOLTAGE 220/230V AC WITH HOLDER YELLOW | 14.38 | TEM | 1 | CP | 0.04 | 1
3SB32126AA40 | 22MM PLASTIC ROUND COMPLETE UNIT COMBINATION: INDICATOR LIGHT WITH SMOOTH LENSE ILLUMINATED WITH LAMP HOLDER BA 9S WITH LAMP 130V AC/DC SCREW TERMINAL OPERATIONAL VOLTAGE 220/230V AC WITH HOLDER GREEN | 14.38 | TEM | 1 | CP | 0.039 | 1
3SB32126AA40 | 22MM PLASTIC ROUND COMPLETE UNIT COMBINATION: INDICATOR LIGHT WITH SMOOTH LENSE ILLUMINATED WITH LAMP HOLDER BA 9S WITH LAMP 130V AC/DC SCREW TERMINAL OPERATIONAL VOLTAGE 220/230V AC WITH HOLDER GREEN | 14.38 | TEM | 1 | CP | 0.039 | 1
3SB32126AA60 | 22MM PLASTIC ROUND COMPLETE UNIT COMBINATION: INDICATOR LIGHT WITH SMOOTH LENSE ILLUMINATED WITH LAMP HOLDER BA 9S WITH LAMP 130V AC/DC SCREW TERMINAL OPERATIONAL VOLTAGE 220/230V AC WITH HOLDER WHITE | 14.38 | TEM | 1 | CP | 0.04 | 1
3SB32126AA60 | 22MM PLASTIC ROUND COMPLETE UNIT COMBINATION: INDICATOR LIGHT WITH SMOOTH LENSE ILLUMINATED WITH LAMP HOLDER BA 9S WITH LAMP 130V AC/DC SCREW TERMINAL OPERATIONAL VOLTAGE 220/230V AC WITH HOLDER WHITE | 14.38 | TEM | 1 | CP | 0.04 | 1
3SB32160AA21 | 22MM PLASTIC ROUND COMPLETE UNIT COMBINATION: ILLUMINATED PUSHBUTTON WITH FLAT BUTTON ILLUMINATED WITH LAMP HOLDER BA 9S WITH LAMP 130V AC/DC SCREW TERMINAL, 1NC OPERATIONAL VOLTAGE 230/240V AC WITH HOLDER RED | 20.2 | TEM | 1 | CP | 0.053 | 1
3SB32160AA21 | 22MM PLASTIC ROUND COMPLETE UNIT COMBINATION: ILLUMINATED PUSHBUTTON WITH FLAT BUTTON ILLUMINATED WITH LAMP HOLDER BA 9S WITH LAMP 130V AC/DC SCREW TERMINAL, 1NC OPERATIONAL VOLTAGE 230/240V AC WITH HOLDER RED | 20.2 | TEM | 1 | CP | 0.053 | 1
3SB32176AA20 | 22MM PLASTIC ROUND COMPLETE UNIT COMBINATION: INDICATOR LIGHT WITH SMOOTH LENSE ILLUMINATED WITH LAMP HOLDER BA 9S WITH LAMP 24V AC/DC SCREW TERMINAL OPERATIONAL VOLTAGE 24V UC WITH HOLDER RED | 10.3 | TEM | 1 | CP | 0.04 | 1
3SB32176AA20 | 22MM PLASTIC ROUND COMPLETE UNIT COMBINATION: INDICATOR LIGHT WITH SMOOTH LENSE ILLUMINATED WITH LAMP HOLDER BA 9S WITH LAMP 24V AC/DC SCREW TERMINAL OPERATIONAL VOLTAGE 24V UC WITH HOLDER RED | 10.3 | TEM | 1 | CP | 0.04 | 1
3SB32176AA40 | 22MM PLASTIC ROUND COMPLETE UNIT COMBINATION: INDICATOR LIGHT WITH SMOOTH LENSE ILLUMINATED WITH LAMP HOLDER BA 9S WITH LAMP 24V AC/DC SCREW TERMINAL OPERATIONAL VOLTAGE 24V UC WITH HOLDER GREEN | 10.3 | TEM | 1 | CP | 0.04 | 1
3SB32176AA40 | 22MM PLASTIC ROUND COMPLETE UNIT COMBINATION: INDICATOR LIGHT WITH SMOOTH LENSE ILLUMINATED WITH LAMP HOLDER BA 9S WITH LAMP 24V AC/DC SCREW TERMINAL OPERATIONAL VOLTAGE 24V UC WITH HOLDER GREEN | 10.3 | TEM | 1 | CP | 0.04 | 1
3SB32200AA41 | 22MM PLASTIC ROUND COMPLETE UNIT COMBINATION: ILLUMINATED PUSHBUTTON WITH FLAT BUTTON ILLUMINATED WITH LAMP HOLDER BA 9S WITH LAMP 24V AC/DC SCREW TERMINAL, 1NO OPERATIONAL VOLTAGE 24V AC/DC WITH HOLDER GREEN | 16.22 | TEM | 1 | CP | 0.046 | 1
3SB32200AA41 | 22MM PLASTIC ROUND COMPLETE UNIT COMBINATION: ILLUMINATED PUSHBUTTON WITH FLAT BUTTON ILLUMINATED WITH LAMP HOLDER BA 9S WITH LAMP 24V AC/DC SCREW TERMINAL, 1NO OPERATIONAL VOLTAGE 24V AC/DC WITH HOLDER GREEN | 16.22 | TEM | 1 | CP | 0.046 | 1
3SB32200AA61 | 22MM PLASTIC ROUND COMPLETE UNIT COMBINATION: ILLUMINATED PUSHBUTTON WITH FLAT BUTTON ILLUMINATED WITH LAMP HOLDER BA 9S WITH LAMP 24V AC/DC SCREW TERMINAL, 1NO OPERATIONAL VOLTAGE 24V AC/DC WITH HOLDER WHITE | 16.22 | TEM | 1 | CP | 0.052 | 1
3SB32200AA61 | 22MM PLASTIC ROUND COMPLETE UNIT COMBINATION: ILLUMINATED PUSHBUTTON WITH FLAT BUTTON ILLUMINATED WITH LAMP HOLDER BA 9S WITH LAMP 24V AC/DC SCREW TERMINAL, 1NO OPERATIONAL VOLTAGE 24V AC/DC WITH HOLDER WHITE | 16.22 | TEM | 1 | CP | 0.052 | 1
3SB32200AA71 | 22MM PLASTIC ROUND COMPLETE UNIT COMBINATION: ILLUMINATED PUSHBUTTON WITH FLAT BUTTON ILLUMINATED WITH LAMP HOLDER BA 9S WITH LAMP 24V AC/DC SCREW TERMINAL, 1NO OPERATIONAL VOLTAGE 24V AC/DC WITH HOLDER CLEAR | 16.22 | TEM | 1 | CP | 0.052 | 1
3SB32200AA71 | 22MM PLASTIC ROUND COMPLETE UNIT COMBINATION: ILLUMINATED PUSHBUTTON WITH FLAT BUTTON ILLUMINATED WITH LAMP HOLDER BA 9S WITH LAMP 24V AC/DC SCREW TERMINAL, 1NO OPERATIONAL VOLTAGE 24V AC/DC WITH HOLDER CLEAR | 16.22 | TEM | 1 | CP | 0.052 | 1
3SB32210AA21 | 22MM PLASTIC ROUND COMPLETE UNIT COMBINATION: ILLUMINATED PUSHBUTTON WITH FLAT BUTTON ILLUMINATED WITH LAMP HOLDER BA 9S WITH LAMP 24V AC/DC SCREW TERMINAL, 1NO+1NC OPERATIONAL VOLTAGE 24V AC/DC WITH HOLDER RED | 17.34 | TEM | 1 | CP | 0.059 | 1
3SB32210AA21 | 22MM PLASTIC ROUND COMPLETE UNIT COMBINATION: ILLUMINATED PUSHBUTTON WITH FLAT BUTTON ILLUMINATED WITH LAMP HOLDER BA 9S WITH LAMP 24V AC/DC SCREW TERMINAL, 1NO+1NC OPERATIONAL VOLTAGE 24V AC/DC WITH HOLDER RED | 17.34 | TEM | 1 | CP | 0.059 | 1
3SB32210AA41 | 22MM PLASTIC ROUND COMPLETE UNIT COMBINATION: ILLUMINATED PUSHBUTTON WITH FLAT BUTTON ILLUMINATED WITH LAMP HOLDER BA 9S WITH LAMP 24V AC/DC SCREW TERMINAL, 1NO+1NC OPERATIONAL VOLTAGE 24V AC/DC WITH HOLDER GREEN | 17.34 | TEM | 1 | CP | 0.059 | 1
3SB32210AA41 | 22MM PLASTIC ROUND COMPLETE UNIT COMBINATION: ILLUMINATED PUSHBUTTON WITH FLAT BUTTON ILLUMINATED WITH LAMP HOLDER BA 9S WITH LAMP 24V AC/DC SCREW TERMINAL, 1NO+1NC OPERATIONAL VOLTAGE 24V AC/DC WITH HOLDER GREEN | 17.34 | TEM | 1 | CP | 0.059 | 1
3SB32210AA71 | 22MM PLASTIC ROUND COMPLETE UNIT COMBINATION: ILLUMINATED PUSHBUTTON WITH FLAT BUTTON ILLUMINATED WITH LAMP HOLDER BA 9S WITH LAMP 24V AC/DC SCREW TERMINAL, 1NO+1NC OPERATIONAL VOLTAGE 24V AC/DC WITH HOLDER CLEAR | 17.34 | TEM | 1 | CP | 0.059 | 1
3SB32210AA71 | 22MM PLASTIC ROUND COMPLETE UNIT COMBINATION: ILLUMINATED PUSHBUTTON WITH FLAT BUTTON ILLUMINATED WITH LAMP HOLDER BA 9S WITH LAMP 24V AC/DC SCREW TERMINAL, 1NO+1NC OPERATIONAL VOLTAGE 24V AC/DC WITH HOLDER CLEAR | 17.34 | TEM | 1 | CP | 0.059 | 1
3SB32337BA10 | 22MM PLASTIC ROUND COMPLETE UNIT COMBINATION: ACOUSTIC SIGNALING DEVICE CONTINUOUS TONE 2.4KHZ, IP65 SOUND PRESS. MIN. 80 DB./10CM, WITH LAMP HOLDER BA 9S 24V AC/DC SCREW TERMINAL WITH HOLDER BLACK | 36.52 | TEM | 1 | CP | 0.042 | 1
3SB32337BA10 | 22MM PLASTIC ROUND COMPLETE UNIT COMBINATION: ACOUSTIC SIGNALING DEVICE CONTINUOUS TONE 2.4KHZ, IP65 SOUND PRESS. MIN. 80 DB./10CM, WITH LAMP HOLDER BA 9S 24V AC/DC SCREW TERMINAL WITH HOLDER BLACK | 36.52 | TEM | 1 | CP | 0.042 | 1
3SB32337BA10 | 22MM PLASTIC ROUND COMPLETE UNIT COMBINATION: ACOUSTIC SIGNALING DEVICE CONTINUOUS TONE 2.4KHZ, IP65 SOUND PRESS. MIN. 80 DB./10CM, WITH LAMP HOLDER BA 9S 24V AC/DC SCREW TERMINAL WITH HOLDER BLACK | 36.52 | TEM | 1 | CP | 0.042 | 1
3SB32347BA10 | 22MM PLASTIC ROUND COMPLETE UNIT COMBINATION: ACOUSTIC SIGNALING DEVICE CONTINUOUS TONE 2.4KHZ, IP65 SOUND PRESS. MIN. 80 DB./10CM, WITH LAMP HOLDER BA 9S 115V AC/DC SCREW TERMINAL WITH HOLDER BLACK | 42.84 | TEM | 1 | CP | 0.042 | 1
3SB32347BA10 | 22MM PLASTIC ROUND COMPLETE UNIT COMBINATION: ACOUSTIC SIGNALING DEVICE CONTINUOUS TONE 2.4KHZ, IP65 SOUND PRESS. MIN. 80 DB./10CM, WITH LAMP HOLDER BA 9S 115V AC/DC SCREW TERMINAL WITH HOLDER BLACK | 42.84 | TEM | 1 | CP | 0.042 | 1
3SB32357BA10 | 22MM PLASTIC ROUND COMPLETE UNIT COMBINATION: ACOUSTIC SIGNALING DEVICE CONTINUOUS TONE 2.4KHZ, IP65 SOUND PRESS. MIN. 80 DB./10CM, WITH LAMP HOLDER BA 9S 230V AC/DC SCREW TERMINAL WITH HOLDER BLACK | 42.84 | TEM | 1 | CP | 0.043 | 1
3SB32357BA10 | 22MM PLASTIC ROUND COMPLETE UNIT COMBINATION: ACOUSTIC SIGNALING DEVICE CONTINUOUS TONE 2.4KHZ, IP65 SOUND PRESS. MIN. 80 DB./10CM, WITH LAMP HOLDER BA 9S 230V AC/DC SCREW TERMINAL WITH HOLDER BLACK | 42.84 | TEM | 1 | CP | 0.043 | 1
3SB32446AA20 | 22MM PLASTIC ROUND COMPLETE UNIT COMBINATION: INDICATOR LIGHT WITH SMOOTH LENSE ILLUMINATED WITH INTEGRATED LED 24V AC/DC SCREW TERMINAL WITH HOLDER RED | 10.3 | TEM | 1 | CP | 0.039 | 1
3SB32446AA20 | 22MM PLASTIC ROUND COMPLETE UNIT COMBINATION: INDICATOR LIGHT WITH SMOOTH LENSE ILLUMINATED WITH INTEGRATED LED 24V AC/DC SCREW TERMINAL WITH HOLDER RED | 10.3 | TEM | 1 | CP | 0.039 | 1
3SB32446AA20 | 22MM PLASTIC ROUND COMPLETE UNIT COMBINATION: INDICATOR LIGHT WITH SMOOTH LENSE ILLUMINATED WITH INTEGRATED LED 24V AC/DC SCREW TERMINAL WITH HOLDER RED | 10.3 | TEM | 1 | CP | 0.039 | 1
3SB32446AA200CC0 | 22MM PLASTIC ROUND COMPLETE UNIT COMBINATION: INDICATOR LIGHT WITH SMOOTH LENSE ILLUMINATED WITH INTEGRATED LED 24V AC/DC SPRING-LOADED TERMINAL WITH HOLDER RED | 10.51 | TEM | 1 | CP | 0.038 | 1
3SB32446AA200CC0 | 22MM PLASTIC ROUND COMPLETE UNIT COMBINATION: INDICATOR LIGHT WITH SMOOTH LENSE ILLUMINATED WITH INTEGRATED LED 24V AC/DC SPRING-LOADED TERMINAL WITH HOLDER RED | 10.51 | TEM | 1 | CP | 0.038 | 1
3SB32446AA30 | 22MM PLASTIC ROUND COMPLETE UNIT COMBINATION: INDICATOR LIGHT WITH SMOOTH LENSE ILLUMINATED WITH INTEGRATED LED 24V AC/DC SCREW TERMINAL WITH HOLDER YELLOW | 10.3 | TEM | 1 | CP | 0.039 | 1
3SB32446AA30 | 22MM PLASTIC ROUND COMPLETE UNIT COMBINATION: INDICATOR LIGHT WITH SMOOTH LENSE ILLUMINATED WITH INTEGRATED LED 24V AC/DC SCREW TERMINAL WITH HOLDER YELLOW | 10.3 | TEM | 1 | CP | 0.039 | 1
3SB32446AA300CC0 | 22MM PLASTIC ROUND COMPLETE UNIT COMBINATION: INDICATOR LIGHT WITH SMOOTH LENSE ILLUMINATED WITH INTEGRATED LED 24V AC/DC SPRING-LOADED TERMINAL WITH HOLDER YELLOW | 10.51 | TEM | 1 | CP | 0.036 | 1
3SB32446AA300CC0 | 22MM PLASTIC ROUND COMPLETE UNIT COMBINATION: INDICATOR LIGHT WITH SMOOTH LENSE ILLUMINATED WITH INTEGRATED LED 24V AC/DC SPRING-LOADED TERMINAL WITH HOLDER YELLOW | 10.51 | TEM | 1 | CP | 0.036 | 1
3SB32446AA40 | 22MM PLASTIC ROUND COMPLETE UNIT COMBINATION: INDICATOR LIGHT WITH SMOOTH LENSE ILLUMINATED WITH INTEGRATED LED 24V AC/DC SCREW TERMINAL WITH HOLDER GREEN | 10.3 | TEM | 1 | CP | 0.039 | 1
3SB32446AA40 | 22MM PLASTIC ROUND COMPLETE UNIT COMBINATION: INDICATOR LIGHT WITH SMOOTH LENSE ILLUMINATED WITH INTEGRATED LED 24V AC/DC SCREW TERMINAL WITH HOLDER GREEN | 10.3 | TEM | 1 | CP | 0.039 | 1
3SB32446AA40 | 22MM PLASTIC ROUND COMPLETE UNIT COMBINATION: INDICATOR LIGHT WITH SMOOTH LENSE ILLUMINATED WITH INTEGRATED LED 24V AC/DC SCREW TERMINAL WITH HOLDER GREEN | 10.3 | TEM | 1 | CP | 0.039 | 1
3SB32446AA400CC0 | 22MM PLASTIC ROUND COMPLETE UNIT COMBINATION: INDICATOR LIGHT WITH SMOOTH LENSE ILLUMINATED WITH INTEGRATED LED 24V AC/DC SPRING-LOADED TERMINAL WITH HOLDER GREEN | 10.51 | TEM | 1 | CP | 0.036 | 1
3SB32446AA400CC0 | 22MM PLASTIC ROUND COMPLETE UNIT COMBINATION: INDICATOR LIGHT WITH SMOOTH LENSE ILLUMINATED WITH INTEGRATED LED 24V AC/DC SPRING-LOADED TERMINAL WITH HOLDER GREEN | 10.51 | TEM | 1 | CP | 0.036 | 1
3SB32446AA60 | 22MM PLASTIC ROUND COMPLETE UNIT COMBINATION: INDICATOR LIGHT WITH SMOOTH LENSE ILLUMINATED WITH INTEGRATED LED 24V AC/DC SCREW TERMINAL WITH HOLDER WHITE | 10.3 | TEM | 1 | CP | 0.039 | 1
3SB32446AA60 | 22MM PLASTIC ROUND COMPLETE UNIT COMBINATION: INDICATOR LIGHT WITH SMOOTH LENSE ILLUMINATED WITH INTEGRATED LED 24V AC/DC SCREW TERMINAL WITH HOLDER WHITE | 10.3 | TEM | 1 | CP | 0.039 | 1
3SB32446AA600CC0 | 22MM PLASTIC ROUND COMPLETE UNIT COMBINATION: INDICATOR LIGHT WITH SMOOTH LENSE ILLUMINATED WITH INTEGRATED LED 24V AC/DC SPRING-LOADED TERMINAL WITH HOLDER WHITE | 10.51 | TEM | 1 | CP | 0.036 | 1
3SB32446AA600CC0 | 22MM PLASTIC ROUND COMPLETE UNIT COMBINATION: INDICATOR LIGHT WITH SMOOTH LENSE ILLUMINATED WITH INTEGRATED LED 24V AC/DC SPRING-LOADED TERMINAL WITH HOLDER WHITE | 10.51 | TEM | 1 | CP | 0.036 | 1
3SB32446AA70 | 22MM PLASTIC ROUND COMPLETE UNIT COMBINATION: INDICATOR LIGHT WITH SMOOTH LENSE ILLUMINATED WITH INTEGRATED LED 24V AC/DC SCREW TERMINAL WITH HOLDER CLEAR | 10.3 | TEM | 1 | CP | 0.039 | 1
3SB32446AA70 | 22MM PLASTIC ROUND COMPLETE UNIT COMBINATION: INDICATOR LIGHT WITH SMOOTH LENSE ILLUMINATED WITH INTEGRATED LED 24V AC/DC SCREW TERMINAL WITH HOLDER CLEAR | 10.3 | TEM | 1 | CP | 0.039 | 1
3SB32446BA20 | 22MM PLASTIC ROUND COMPLETE UNIT COMBINATION: INDICATOR LIGHT WITH CONCENTRIC RINGS ILLUMINATED WITH INTEGRATED LED 24V AC/DC SCREW TERMINAL WITH HOLDER RED | 10.3 | TEM | 1 | CP | 0.039 | 1
3SB32446BA20 | 22MM PLASTIC ROUND COMPLETE UNIT COMBINATION: INDICATOR LIGHT WITH CONCENTRIC RINGS ILLUMINATED WITH INTEGRATED LED 24V AC/DC SCREW TERMINAL WITH HOLDER RED | 10.3 | TEM | 1 | CP | 0.039 | 1
3SB32446BA30 | 22MM PLASTIC ROUND COMPLETE UNIT COMBINATION: INDICATOR LIGHT WITH CONCENTRIC RINGS ILLUMINATED WITH INTEGRATED LED 24V AC/DC SCREW TERMINAL WITH HOLDER YELLOW | 10.3 | TEM | 1 | CP | 0.039 | 1
3SB32446BA30 | 22MM PLASTIC ROUND COMPLETE UNIT COMBINATION: INDICATOR LIGHT WITH CONCENTRIC RINGS ILLUMINATED WITH INTEGRATED LED 24V AC/DC SCREW TERMINAL WITH HOLDER YELLOW | 10.3 | TEM | 1 | CP | 0.039 | 1
3SB32446BA40 | 22MM PLASTIC ROUND COMPLETE UNIT COMBINATION: INDICATOR LIGHT WITH CONCENTRIC RINGS ILLUMINATED WITH INTEGRATED LED 24V AC/DC SCREW TERMINAL WITH HOLDER GREEN | 10.3 | TEM | 1 | CP | 0.039 | 1
3SB32446BA40 | 22MM PLASTIC ROUND COMPLETE UNIT COMBINATION: INDICATOR LIGHT WITH CONCENTRIC RINGS ILLUMINATED WITH INTEGRATED LED 24V AC/DC SCREW TERMINAL WITH HOLDER GREEN | 10.3 | TEM | 1 | CP | 0.039 | 1
3SB32446BA50 | 22MM PLASTIC ROUND COMPLETE UNIT COMBINATION: INDICATOR LIGHT WITH CONCENTRIC RINGS ILLUMINATED WITH INTEGRATED LED 24V AC/DC SCREW TERMINAL WITH HOLDER BLUE | 10.3 | TEM | 1 | CP | 0.039 | 1
3SB32446BA50 | 22MM PLASTIC ROUND COMPLETE UNIT COMBINATION: INDICATOR LIGHT WITH CONCENTRIC RINGS ILLUMINATED WITH INTEGRATED LED 24V AC/DC SCREW TERMINAL WITH HOLDER BLUE | 10.3 | TEM | 1 | CP | 0.039 | 1
3SB32446BA60 | 22MM PLASTIC ROUND COMPLETE UNIT COMBINATION: INDICATOR LIGHT WITH CONCENTRIC RINGS ILLUMINATED WITH INTEGRATED LED 24V AC/DC SCREW TERMINAL WITH HOLDER WHITE | 10.3 | TEM | 1 | CP | 0.039 | 1
3SB32446BA60 | 22MM PLASTIC ROUND COMPLETE UNIT COMBINATION: INDICATOR LIGHT WITH CONCENTRIC RINGS ILLUMINATED WITH INTEGRATED LED 24V AC/DC SCREW TERMINAL WITH HOLDER WHITE | 10.3 | TEM | 1 | CP | 0.039 | 1
3SB32450AA21 | 22MM PLASTIC ROUND COMPLETE UNIT COMBINATION: ILLUMINATED PUSHBUTTON MOMENTARY CONTACT TYPE WITH FLAT BUTTON ILLUMINATED WITH INTEGRATED LED 24V AC/DC SCREW TERMINAL, 1NO WITH HOLDER RED | 16.32 | TEM | 1 | CP | 0.051 | 1
3SB32450AA21 | 22MM PLASTIC ROUND COMPLETE UNIT COMBINATION: ILLUMINATED PUSHBUTTON MOMENTARY CONTACT TYPE WITH FLAT BUTTON ILLUMINATED WITH INTEGRATED LED 24V AC/DC SCREW TERMINAL, 1NO WITH HOLDER RED | 16.32 | TEM | 1 | CP | 0.051 | 1
3SB32450AA31 | 22MM PLASTIC ROUND COMPLETE UNIT COMBINATION: ILLUMINATED PUSHBUTTON MOMENTARY CONTACT TYPE WITH FLAT BUTTON ILLUMINATED WITH INTEGRATED LED 24V AC/DC SCREW TERMINAL, 1NO WITH HOLDER YELLOW | 16.32 | TEM | 1 | CP | 0.051 | 1
3SB32450AA31 | 22MM PLASTIC ROUND COMPLETE UNIT COMBINATION: ILLUMINATED PUSHBUTTON MOMENTARY CONTACT TYPE WITH FLAT BUTTON ILLUMINATED WITH INTEGRATED LED 24V AC/DC SCREW TERMINAL, 1NO WITH HOLDER YELLOW | 16.32 | TEM | 1 | CP | 0.051 | 1
3SB32450AA310CC0 | 22MM PLASTIC ROUND COMPLETE UNIT COMBINATION: ILLUMINATED PUSHBUTTON MOMENTARY CONTACT TYPE WITH FLAT BUTTON ILLUMINATED WITH INTEGRATED LED 24V AC/DC SPRING-LOADED TERMINAL, 1NO WITH HOLDER YELLOW | 16.83 | TEM | 1 | CP | 0.045 | 1
3SB32450AA310CC0 | 22MM PLASTIC ROUND COMPLETE UNIT COMBINATION: ILLUMINATED PUSHBUTTON MOMENTARY CONTACT TYPE WITH FLAT BUTTON ILLUMINATED WITH INTEGRATED LED 24V AC/DC SPRING-LOADED TERMINAL, 1NO WITH HOLDER YELLOW | 16.83 | TEM | 1 | CP | 0.045 | 1
3SB32450AA41 | 22MM PLASTIC ROUND COMPLETE UNIT COMBINATION: ILLUMINATED PUSHBUTTON MOMENTARY CONTACT TYPE WITH FLAT BUTTON ILLUMINATED WITH INTEGRATED LED 24V AC/DC SCREW TERMINAL, 1NO WITH HOLDER GREEN | 16.32 | TEM | 1 | CP | 0.051 | 1
3SB32450AA41 | 22MM PLASTIC ROUND COMPLETE UNIT COMBINATION: ILLUMINATED PUSHBUTTON MOMENTARY CONTACT TYPE WITH FLAT BUTTON ILLUMINATED WITH INTEGRATED LED 24V AC/DC SCREW TERMINAL, 1NO WITH HOLDER GREEN | 16.32 | TEM | 1 | CP | 0.051 | 1
3SB32450AA41 | 22MM PLASTIC ROUND COMPLETE UNIT COMBINATION: ILLUMINATED PUSHBUTTON MOMENTARY CONTACT TYPE WITH FLAT BUTTON ILLUMINATED WITH INTEGRATED LED 24V AC/DC SCREW TERMINAL, 1NO WITH HOLDER GREEN | 16.32 | TEM | 1 | CP | 0.051 | 1
3SB32450AA410CC0 | 22MM PLASTIC ROUND COMPLETE UNIT COMBINATION: ILLUMINATED PUSHBUTTON MOMENTARY CONTACT TYPE WITH FLAT BUTTON ILLUMINATED WITH INTEGRATED LED 24V AC/DC SPRING-LOADED TERMINAL, 1NO WITH HOLDER GREEN | 16.83 | TEM | 1 | CP | 0.046 | 1
3SB32450AA410CC0 | 22MM PLASTIC ROUND COMPLETE UNIT COMBINATION: ILLUMINATED PUSHBUTTON MOMENTARY CONTACT TYPE WITH FLAT BUTTON ILLUMINATED WITH INTEGRATED LED 24V AC/DC SPRING-LOADED TERMINAL, 1NO WITH HOLDER GREEN | 16.83 | TEM | 1 | CP | 0.046 | 1
3SB32450AA51 | 22MM PLASTIC ROUND COMPLETE UNIT COMBINATION: ILLUMINATED PUSHBUTTON MOMENTARY CONTACT TYPE WITH FLAT BUTTON ILLUMINATED WITH INTEGRATED LED 24V AC/DC SCREW TERMINAL, 1NO WITH HOLDER BLUE | 16.32 | TEM | 1 | CP | 0.051 | 1
3SB32450AA51 | 22MM PLASTIC ROUND COMPLETE UNIT COMBINATION: ILLUMINATED PUSHBUTTON MOMENTARY CONTACT TYPE WITH FLAT BUTTON ILLUMINATED WITH INTEGRATED LED 24V AC/DC SCREW TERMINAL, 1NO WITH HOLDER BLUE | 16.32 | TEM | 1 | CP | 0.051 | 1
3SB32450AA61 | 22MM PLASTIC ROUND COMPLETE UNIT COMBINATION: ILLUMINATED PUSHBUTTON MOMENTARY CONTACT TYPE WITH FLAT BUTTON ILLUMINATED WITH INTEGRATED LED 24V AC/DC SCREW TERMINAL, 1NO WITH HOLDER WHITE | 16.32 | TEM | 1 | CP | 0.051 | 1
3SB32450AA61 | 22MM PLASTIC ROUND COMPLETE UNIT COMBINATION: ILLUMINATED PUSHBUTTON MOMENTARY CONTACT TYPE WITH FLAT BUTTON ILLUMINATED WITH INTEGRATED LED 24V AC/DC SCREW TERMINAL, 1NO WITH HOLDER WHITE | 16.32 | TEM | 1 | CP | 0.051 | 1
3SB32450AA610CC0 | 22MM PLASTIC ROUND COMPLETE UNIT COMBINATION: ILLUMINATED PUSHBUTTON MOMENTARY CONTACT TYPE WITH FLAT BUTTON ILLUMINATED WITH INTEGRATED LED 24V AC/DC SPRING-LOADED TERMINAL, 1NO WITH HOLDER WHITE | 16.83 | TEM | 1 | CP | 0.046 | 1
3SB32450AA610CC0 | 22MM PLASTIC ROUND COMPLETE UNIT COMBINATION: ILLUMINATED PUSHBUTTON MOMENTARY CONTACT TYPE WITH FLAT BUTTON ILLUMINATED WITH INTEGRATED LED 24V AC/DC SPRING-LOADED TERMINAL, 1NO WITH HOLDER WHITE | 16.83 | TEM | 1 | CP | 0.046 | 1
3SB32450AA71 | 22MM PLASTIC ROUND COMPLETE UNIT COMBINATION: ILLUMINATED PUSHBUTTON MOMENTARY CONTACT TYPE WITH FLAT BUTTON ILLUMINATED WITH INTEGRATED LED 24V AC/DC SCREW TERMINAL, 1NO WITH HOLDER CLEAR | 16.32 | TEM | 1 | CP | 0.051 | 1
3SB32450AA71 | 22MM PLASTIC ROUND COMPLETE UNIT COMBINATION: ILLUMINATED PUSHBUTTON MOMENTARY CONTACT TYPE WITH FLAT BUTTON ILLUMINATED WITH INTEGRATED LED 24V AC/DC SCREW TERMINAL, 1NO WITH HOLDER CLEAR | 16.32 | TEM | 1 | CP | 0.051 | 1
3SB32460AA21 | 22MM PLASTIC ROUND COMPLETE UNIT COMBINATION: ILLUMINATED PUSHBUTTON MOMENTARY CONTACT TYPE WITH FLAT BUTTON ILLUMINATED WITH INTEGRATED LED 24V AC/DC SCREW TERMINAL, 1NC WITH HOLDER RED | 16.32 | TEM | 1 | CP | 0.051 | 1
3SB32460AA21 | 22MM PLASTIC ROUND COMPLETE UNIT COMBINATION: ILLUMINATED PUSHBUTTON MOMENTARY CONTACT TYPE WITH FLAT BUTTON ILLUMINATED WITH INTEGRATED LED 24V AC/DC SCREW TERMINAL, 1NC WITH HOLDER RED | 16.32 | TEM | 1 | CP | 0.051 | 1
3SB32460AA21 | 22MM PLASTIC ROUND COMPLETE UNIT COMBINATION: ILLUMINATED PUSHBUTTON MOMENTARY CONTACT TYPE WITH FLAT BUTTON ILLUMINATED WITH INTEGRATED LED 24V AC/DC SCREW TERMINAL, 1NC WITH HOLDER RED | 16.32 | TEM | 1 | CP | 0.051 | 1
3SB32460AA210CC0 | 22MM PLASTIC ROUND COMPLETE UNIT COMBINATION: ILLUMINATED PUSHBUTTON MOMENTARY CONTACT TYPE WITH FLAT BUTTON ILLUMINATED WITH INTEGRATED LED 24V AC/DC SPRING-LOADED TERMINAL, 1NC WITH HOLDER RED | 16.83 | TEM | 1 | CP | 0.047 | 1
3SB32460AA210CC0 | 22MM PLASTIC ROUND COMPLETE UNIT COMBINATION: ILLUMINATED PUSHBUTTON MOMENTARY CONTACT TYPE WITH FLAT BUTTON ILLUMINATED WITH INTEGRATED LED 24V AC/DC SPRING-LOADED TERMINAL, 1NC WITH HOLDER RED | 16.83 | TEM | 1 | CP | 0.047 | 1
3SB32470AA21 | 22MM PLASTIC ROUND COMPLETE UNIT COMBINATION: ILLUMINATED PUSHBUTTON MOMENTARY CONTACT TYPE WITH FLAT BUTTON ILLUMINATED WITH INTEGRATED LED 24V AC/DC SCREW TERMINAL, 1NO+1NC WITH HOLDER RED | 18.36 | TEM | 1 | CP | 0.058 | 1
3SB32470AA21 | 22MM PLASTIC ROUND COMPLETE UNIT COMBINATION: ILLUMINATED PUSHBUTTON MOMENTARY CONTACT TYPE WITH FLAT BUTTON ILLUMINATED WITH INTEGRATED LED 24V AC/DC SCREW TERMINAL, 1NO+1NC WITH HOLDER RED | 18.36 | TEM | 1 | CP | 0.058 | 1
3SB32470AA210CC0 | 22MM PLASTIC ROUND COMPLETE UNIT COMBINATION: ILLUMINATED PUSHBUTTON MOMENTARY CONTACT TYPE WITH FLAT BUTTON ILLUMINATED WITH INTEGRATED LED 24V AC/DC SPRING-LOADED TERMINAL, 1NO+1NC WITH HOLDER RED | 19.28 | TEM | 1 | CP | 0.054 | 1
3SB32470AA210CC0 | 22MM PLASTIC ROUND COMPLETE UNIT COMBINATION: ILLUMINATED PUSHBUTTON MOMENTARY CONTACT TYPE WITH FLAT BUTTON ILLUMINATED WITH INTEGRATED LED 24V AC/DC SPRING-LOADED TERMINAL, 1NO+1NC WITH HOLDER RED | 19.28 | TEM | 1 | CP | 0.054 | 1
3SB32470AA31 | 22MM PLASTIC ROUND COMPLETE UNIT COMBINATION: ILLUMINATED PUSHBUTTON MOMENTARY CONTACT TYPE WITH FLAT BUTTON ILLUMINATED WITH INTEGRATED LED 24V AC/DC SCREW TERMINAL, 1NO+1NC WITH HOLDER YELLOW | 18.36 | TEM | 1 | CP | 0.058 | 1
3SB32470AA31 | 22MM PLASTIC ROUND COMPLETE UNIT COMBINATION: ILLUMINATED PUSHBUTTON MOMENTARY CONTACT TYPE WITH FLAT BUTTON ILLUMINATED WITH INTEGRATED LED 24V AC/DC SCREW TERMINAL, 1NO+1NC WITH HOLDER YELLOW | 18.36 | TEM | 1 | CP | 0.058 | 1
3SB32470AA41 | 22MM PLASTIC ROUND COMPLETE UNIT COMBINATION: ILLUMINATED PUSHBUTTON MOMENTARY CONTACT TYPE WITH FLAT BUTTON ILLUMINATED WITH INTEGRATED LED 24V AC/DC SCREW TERMINAL, 1NO+1NC WITH HOLDER GREEN | 18.36 | TEM | 1 | CP | 0.058 | 1
3SB32470AA41 | 22MM PLASTIC ROUND COMPLETE UNIT COMBINATION: ILLUMINATED PUSHBUTTON MOMENTARY CONTACT TYPE WITH FLAT BUTTON ILLUMINATED WITH INTEGRATED LED 24V AC/DC SCREW TERMINAL, 1NO+1NC WITH HOLDER GREEN | 18.36 | TEM | 1 | CP | 0.058 | 1
3SB32470AA51 | 22MM PLASTIC ROUND COMPLETE UNIT COMBINATION: ILLUMINATED PUSHBUTTON MOMENTARY CONTACT TYPE WITH FLAT BUTTON ILLUMINATED WITH INTEGRATED LED 24V AC/DC SCREW TERMINAL, 1NO+1NC WITH HOLDER BLUE | 18.36 | TEM | 1 | CP | 0.058 | 1
3SB32470AA51 | 22MM PLASTIC ROUND COMPLETE UNIT COMBINATION: ILLUMINATED PUSHBUTTON MOMENTARY CONTACT TYPE WITH FLAT BUTTON ILLUMINATED WITH INTEGRATED LED 24V AC/DC SCREW TERMINAL, 1NO+1NC WITH HOLDER BLUE | 18.36 | TEM | 1 | CP | 0.058 | 1
3SB32470AA61 | 22MM PLASTIC ROUND COMPLETE UNIT COMBINATION: ILLUMINATED PUSHBUTTON MOMENTARY CONTACT TYPE WITH FLAT BUTTON ILLUMINATED WITH INTEGRATED LED 24V AC/DC SCREW TERMINAL, 1NO+1NC WITH HOLDER WHITE | 18.36 | TEM | 1 | CP | 0.058 | 1
3SB32470AA61 | 22MM PLASTIC ROUND COMPLETE UNIT COMBINATION: ILLUMINATED PUSHBUTTON MOMENTARY CONTACT TYPE WITH FLAT BUTTON ILLUMINATED WITH INTEGRATED LED 24V AC/DC SCREW TERMINAL, 1NO+1NC WITH HOLDER WHITE | 18.36 | TEM | 1 | CP | 0.058 | 1
3SB32470AA71 | 22MM PLASTIC ROUND COMPLETE UNIT COMBINATION: ILLUMINATED PUSHBUTTON MOMENTARY CONTACT TYPE WITH FLAT BUTTON ILLUMINATED WITH INTEGRATED LED 24V AC/DC SCREW TERMINAL, 1NO+1NC WITH HOLDER CLEAR | 18.36 | TEM | 1 | CP | 0.058 | 1
3SB32470AA71 | 22MM PLASTIC ROUND COMPLETE UNIT COMBINATION: ILLUMINATED PUSHBUTTON MOMENTARY CONTACT TYPE WITH FLAT BUTTON ILLUMINATED WITH INTEGRATED LED 24V AC/DC SCREW TERMINAL, 1NO+1NC WITH HOLDER CLEAR | 18.36 | TEM | 1 | CP | 0.058 | 1
3SB32486AA20 | 22MM PLASTIC ROUND COMPLETE UNIT COMBINATION: INDICATOR LIGHT WITH SMOOTH LENSE ILLUMINATED WITH INTEGRATED LED 110V AC SCREW TERMINAL WITH HOLDER RED | 14.69 | TEM | 1 | CP | 0.04 | 1
3SB32486AA20 | 22MM PLASTIC ROUND COMPLETE UNIT COMBINATION: INDICATOR LIGHT WITH SMOOTH LENSE ILLUMINATED WITH INTEGRATED LED 110V AC SCREW TERMINAL WITH HOLDER RED | 14.69 | TEM | 1 | CP | 0.04 | 1
3SB32486AA30 | 22MM PLASTIC ROUND COMPLETE UNIT COMBINATION: INDICATOR LIGHT WITH SMOOTH LENSE ILLUMINATED WITH INTEGRATED LED 110V AC SCREW TERMINAL WITH HOLDER YELLOW | 14.69 | TEM | 1 | CP | 0.04 | 1
3SB32486AA30 | 22MM PLASTIC ROUND COMPLETE UNIT COMBINATION: INDICATOR LIGHT WITH SMOOTH LENSE ILLUMINATED WITH INTEGRATED LED 110V AC SCREW TERMINAL WITH HOLDER YELLOW | 14.69 | TEM | 1 | CP | 0.04 | 1
3SB32486AA40 | 22MM PLASTIC ROUND COMPLETE UNIT COMBINATION: INDICATOR LIGHT WITH SMOOTH LENSE ILLUMINATED WITH INTEGRATED LED 110V AC SCREW TERMINAL WITH HOLDER GREEN | 14.69 | TEM | 1 | CP | 0.04 | 1
3SB32486AA40 | 22MM PLASTIC ROUND COMPLETE UNIT COMBINATION: INDICATOR LIGHT WITH SMOOTH LENSE ILLUMINATED WITH INTEGRATED LED 110V AC SCREW TERMINAL WITH HOLDER GREEN | 14.69 | TEM | 1 | CP | 0.04 | 1
3SB32486BA20 | 22MM PLASTIC ROUND COMPLETE UNIT COMBINATION: INDICATOR LIGHT WITH CONCENTRIC RINGS ILLUMINATED WITH INTEGRATED LED 110V AC SCREW TERMINAL WITH HOLDER RED | 14.69 | TEM | 1 | CP | 0.04 | 1
3SB32486BA20 | 22MM PLASTIC ROUND COMPLETE UNIT COMBINATION: INDICATOR LIGHT WITH CONCENTRIC RINGS ILLUMINATED WITH INTEGRATED LED 110V AC SCREW TERMINAL WITH HOLDER RED | 14.69 | TEM | 1 | CP | 0.04 | 1
3SB32486BA40 | 22MM PLASTIC ROUND COMPLETE UNIT COMBINATION: INDICATOR LIGHT WITH CONCENTRIC RINGS ILLUMINATED WITH INTEGRATED LED 110V AC SCREW TERMINAL WITH HOLDER GREEN | 14.69 | TEM | 1 | CP | 0.04 | 1
3SB32486BA40 | 22MM PLASTIC ROUND COMPLETE UNIT COMBINATION: INDICATOR LIGHT WITH CONCENTRIC RINGS ILLUMINATED WITH INTEGRATED LED 110V AC SCREW TERMINAL WITH HOLDER GREEN | 14.69 | TEM | 1 | CP | 0.04 | 1
3SB32500AA21 | 22MM PLASTIC ROUND COMPLETE UNIT COMBINATION: ILLUMINATED PUSHBUTTON MOMENTARY CONTACT TYPE WITH FLAT BUTTON ILLUMINATED WITH INTEGRATED LED 110V AC SCREW TERMINAL, 1NC WITH HOLDER RED | 20.6 | TEM | 1 | CP | 0.052 | 1
3SB32500AA21 | 22MM PLASTIC ROUND COMPLETE UNIT COMBINATION: ILLUMINATED PUSHBUTTON MOMENTARY CONTACT TYPE WITH FLAT BUTTON ILLUMINATED WITH INTEGRATED LED 110V AC SCREW TERMINAL, 1NC WITH HOLDER RED | 20.6 | TEM | 1 | CP | 0.052 | 1
3SB32526AA20 | 22MM PLASTIC ROUND COMPLETE UNIT COMBINATION: INDICATOR LIGHT WITH SMOOTH LENSE ILLUMINATED WITH INTEGRATED LED 230V AC SCREW TERMINAL WITH HOLDER RED | 14.69 | TEM | 1 | CP | 0.04 | 1
3SB32526AA20 | 22MM PLASTIC ROUND COMPLETE UNIT COMBINATION: INDICATOR LIGHT WITH SMOOTH LENSE ILLUMINATED WITH INTEGRATED LED 230V AC SCREW TERMINAL WITH HOLDER RED | 14.69 | TEM | 1 | CP | 0.04 | 1
3SB32526AA20 | 22MM PLASTIC ROUND COMPLETE UNIT COMBINATION: INDICATOR LIGHT WITH SMOOTH LENSE ILLUMINATED WITH INTEGRATED LED 230V AC SCREW TERMINAL WITH HOLDER RED | 14.69 | TEM | 1 | CP | 0.04 | 1
3SB32526AA200CC0 | 22MM PLASTIC ROUND COMPLETE UNIT COMBINATION: INDICATOR LIGHT WITH SMOOTH LENSE ILLUMINATED WITH INTEGRATED LED 230V AC SPRING-LOADED TERMINAL WITH HOLDER RED | 15.91 | TEM | 1 | CP | 0.037 | 1
3SB32526AA200CC0 | 22MM PLASTIC ROUND COMPLETE UNIT COMBINATION: INDICATOR LIGHT WITH SMOOTH LENSE ILLUMINATED WITH INTEGRATED LED 230V AC SPRING-LOADED TERMINAL WITH HOLDER RED | 15.91 | TEM | 1 | CP | 0.037 | 1
3SB32526AA30 | 22MM PLASTIC ROUND COMPLETE UNIT COMBINATION: INDICATOR LIGHT WITH SMOOTH LENSE ILLUMINATED WITH INTEGRATED LED 230V AC SCREW TERMINAL WITH HOLDER YELLOW | 14.69 | TEM | 1 | CP | 0.04 | 1
3SB32526AA30 | 22MM PLASTIC ROUND COMPLETE UNIT COMBINATION: INDICATOR LIGHT WITH SMOOTH LENSE ILLUMINATED WITH INTEGRATED LED 230V AC SCREW TERMINAL WITH HOLDER YELLOW | 14.69 | TEM | 1 | CP | 0.04 | 1
3SB32526AA30 | 22MM PLASTIC ROUND COMPLETE UNIT COMBINATION: INDICATOR LIGHT WITH SMOOTH LENSE ILLUMINATED WITH INTEGRATED LED 230V AC SCREW TERMINAL WITH HOLDER YELLOW | 14.69 | TEM | 1 | CP | 0.04 | 1
3SB32526AA300CC0 | 22MM PLASTIC ROUND COMPLETE UNIT COMBINATION: INDICATOR LIGHT WITH SMOOTH LENSE ILLUMINATED WITH INTEGRATED LED 230V AC SPRING-LOADED TERMINAL WITH HOLDER YELLOW | 15.91 | TEM | 1 | CP | 0.037 | 1
3SB32526AA300CC0 | 22MM PLASTIC ROUND COMPLETE UNIT COMBINATION: INDICATOR LIGHT WITH SMOOTH LENSE ILLUMINATED WITH INTEGRATED LED 230V AC SPRING-LOADED TERMINAL WITH HOLDER YELLOW | 15.91 | TEM | 1 | CP | 0.037 | 1
3SB32526AA40 | 22MM PLASTIC ROUND COMPLETE UNIT COMBINATION: INDICATOR LIGHT WITH SMOOTH LENSE ILLUMINATED WITH INTEGRATED LED 230V AC SCREW TERMINAL WITH HOLDER GREEN | 14.69 | TEM | 1 | CP | 0.04 | 1
3SB32526AA40 | 22MM PLASTIC ROUND COMPLETE UNIT COMBINATION: INDICATOR LIGHT WITH SMOOTH LENSE ILLUMINATED WITH INTEGRATED LED 230V AC SCREW TERMINAL WITH HOLDER GREEN | 14.69 | TEM | 1 | CP | 0.04 | 1
3SB32526AA40 | 22MM PLASTIC ROUND COMPLETE UNIT COMBINATION: INDICATOR LIGHT WITH SMOOTH LENSE ILLUMINATED WITH INTEGRATED LED 230V AC SCREW TERMINAL WITH HOLDER GREEN | 14.69 | TEM | 1 | CP | 0.04 | 1
3SB32526AA400CC0 | 22MM PLASTIC ROUND COMPLETE UNIT COMBINATION: INDICATOR LIGHT WITH SMOOTH LENSE ILLUMINATED WITH INTEGRATED LED 230V AC SPRING-LOADED TERMINAL WITH HOLDER GREEN | 15.91 | TEM | 1 | CP | 0.036 | 1
3SB32526AA400CC0 | 22MM PLASTIC ROUND COMPLETE UNIT COMBINATION: INDICATOR LIGHT WITH SMOOTH LENSE ILLUMINATED WITH INTEGRATED LED 230V AC SPRING-LOADED TERMINAL WITH HOLDER GREEN | 15.91 | TEM | 1 | CP | 0.036 | 1
3SB32526AA50 | 22MM PLASTIC ROUND COMPLETE UNIT COMBINATION: INDICATOR LIGHT WITH SMOOTH LENSE ILLUMINATED WITH INTEGRATED LED 230V AC SCREW TERMINAL WITH HOLDER BLUE | 14.69 | TEM | 1 | CP | 0.04 | 1
3SB32526AA50 | 22MM PLASTIC ROUND COMPLETE UNIT COMBINATION: INDICATOR LIGHT WITH SMOOTH LENSE ILLUMINATED WITH INTEGRATED LED 230V AC SCREW TERMINAL WITH HOLDER BLUE | 14.69 | TEM | 1 | CP | 0.04 | 1
3SB32526AA60 | 22MM PLASTIC ROUND COMPLETE UNIT COMBINATION: INDICATOR LIGHT WITH SMOOTH LENSE ILLUMINATED WITH INTEGRATED LED 230V AC SCREW TERMINAL WITH HOLDER WHITE | 14.69 | TEM | 1 | CP | 0.04 | 1
3SB32526AA60 | 22MM PLASTIC ROUND COMPLETE UNIT COMBINATION: INDICATOR LIGHT WITH SMOOTH LENSE ILLUMINATED WITH INTEGRATED LED 230V AC SCREW TERMINAL WITH HOLDER WHITE | 14.69 | TEM | 1 | CP | 0.04 | 1
3SB32526AA600CC0 | 22MM PLASTIC ROUND COMPLETE UNIT COMBINATION: INDICATOR LIGHT WITH SMOOTH LENSE ILLUMINATED WITH INTEGRATED LED 230V AC SPRING-LOADED TERMINAL WITH HOLDER WHITE | 15.91 | TEM | 1 | CP | 0.036 | 1
3SB32526AA600CC0 | 22MM PLASTIC ROUND COMPLETE UNIT COMBINATION: INDICATOR LIGHT WITH SMOOTH LENSE ILLUMINATED WITH INTEGRATED LED 230V AC SPRING-LOADED TERMINAL WITH HOLDER WHITE | 15.91 | TEM | 1 | CP | 0.036 | 1
3SB32526AA70 | 22MM PLASTIC ROUND COMPLETE UNIT COMBINATION: INDICATOR LIGHT WITH SMOOTH LENSE ILLUMINATED WITH INTEGRATED LED 230V AC SCREW TERMINAL WITH HOLDER CLEAR | 14.69 | TEM | 1 | CP | 0.04 | 1
3SB32526AA70 | 22MM PLASTIC ROUND COMPLETE UNIT COMBINATION: INDICATOR LIGHT WITH SMOOTH LENSE ILLUMINATED WITH INTEGRATED LED 230V AC SCREW TERMINAL WITH HOLDER CLEAR | 14.69 | TEM | 1 | CP | 0.04 | 1
3SB32526BA20 | 22MM PLASTIC ROUND COMPLETE UNIT COMBINATION: INDICATOR LIGHT WITH CONCENTRIC RINGS ILLUMINATED WITH INTEGRATED LED 230V AC SCREW TERMINAL WITH HOLDER RED | 14.69 | TEM | 1 | CP | 0.04 | 1
3SB32526BA20 | 22MM PLASTIC ROUND COMPLETE UNIT COMBINATION: INDICATOR LIGHT WITH CONCENTRIC RINGS ILLUMINATED WITH INTEGRATED LED 230V AC SCREW TERMINAL WITH HOLDER RED | 14.69 | TEM | 1 | CP | 0.04 | 1
3SB32526BA20 | 22MM PLASTIC ROUND COMPLETE UNIT COMBINATION: INDICATOR LIGHT WITH CONCENTRIC RINGS ILLUMINATED WITH INTEGRATED LED 230V AC SCREW TERMINAL WITH HOLDER RED | 14.69 | TEM | 1 | CP | 0.04 | 1
3SB32526BA30 | 22MM PLASTIC ROUND COMPLETE UNIT COMBINATION: INDICATOR LIGHT WITH CONCENTRIC RINGS ILLUMINATED WITH INTEGRATED LED 230V AC SCREW TERMINAL WITH HOLDER YELLOW | 14.69 | TEM | 1 | CP | 0.04 | 1
3SB32526BA30 | 22MM PLASTIC ROUND COMPLETE UNIT COMBINATION: INDICATOR LIGHT WITH CONCENTRIC RINGS ILLUMINATED WITH INTEGRATED LED 230V AC SCREW TERMINAL WITH HOLDER YELLOW | 14.69 | TEM | 1 | CP | 0.04 | 1
3SB32526BA40 | 22MM PLASTIC ROUND COMPLETE UNIT COMBINATION: INDICATOR LIGHT WITH CONCENTRIC RINGS ILLUMINATED WITH INTEGRATED LED 230V AC SCREW TERMINAL WITH HOLDER GREEN | 14.69 | TEM | 1 | CP | 0.04 | 1
3SB32526BA40 | 22MM PLASTIC ROUND COMPLETE UNIT COMBINATION: INDICATOR LIGHT WITH CONCENTRIC RINGS ILLUMINATED WITH INTEGRATED LED 230V AC SCREW TERMINAL WITH HOLDER GREEN | 14.69 | TEM | 1 | CP | 0.04 | 1
3SB32526BA40 | 22MM PLASTIC ROUND COMPLETE UNIT COMBINATION: INDICATOR LIGHT WITH CONCENTRIC RINGS ILLUMINATED WITH INTEGRATED LED 230V AC SCREW TERMINAL WITH HOLDER GREEN | 14.69 | TEM | 1 | CP | 0.04 | 1
3SB32526BA50 | 22MM PLASTIC ROUND COMPLETE UNIT COMBINATION: INDICATOR LIGHT WITH CONCENTRIC RINGS ILLUMINATED WITH INTEGRATED LED 230V AC SCREW TERMINAL WITH HOLDER BLUE | 14.69 | TEM | 1 | CP | 0.04 | 1
3SB32526BA50 | 22MM PLASTIC ROUND COMPLETE UNIT COMBINATION: INDICATOR LIGHT WITH CONCENTRIC RINGS ILLUMINATED WITH INTEGRATED LED 230V AC SCREW TERMINAL WITH HOLDER BLUE | 14.69 | TEM | 1 | CP | 0.04 | 1
3SB32526BA60 | 22MM PLASTIC ROUND COMPLETE UNIT COMBINATION: INDICATOR LIGHT WITH CONCENTRIC RINGS ILLUMINATED WITH INTEGRATED LED 230V AC SCREW TERMINAL WITH HOLDER WHITE | 14.69 | TEM | 1 | CP | 0.039 | 1
3SB32526BA60 | 22MM PLASTIC ROUND COMPLETE UNIT COMBINATION: INDICATOR LIGHT WITH CONCENTRIC RINGS ILLUMINATED WITH INTEGRATED LED 230V AC SCREW TERMINAL WITH HOLDER WHITE | 14.69 | TEM | 1 | CP | 0.039 | 1
3SB32526BA70 | 22MM PLASTIC ROUND COMPLETE UNIT COMBINATION: INDICATOR LIGHT WITH CONCENTRIC RINGS ILLUMINATED WITH INTEGRATED LED 230V AC SCREW TERMINAL WITH HOLDER CLEAR | 14.69 | TEM | 1 | CP | 0.04 | 1
3SB32526BA70 | 22MM PLASTIC ROUND COMPLETE UNIT COMBINATION: INDICATOR LIGHT WITH CONCENTRIC RINGS ILLUMINATED WITH INTEGRATED LED 230V AC SCREW TERMINAL WITH HOLDER CLEAR | 14.69 | TEM | 1 | CP | 0.04 | 1
3SB32530AA31 | 22MM PLASTIC ROUND COMPLETE UNIT COMBINATION: ILLUMINATED PUSHBUTTON MOMENTARY CONTACT TYPE WITH FLAT BUTTON ILLUMINATED WITH INTEGRATED LED 230V AC SCREW TERMINAL, 1NO WITH HOLDER YELLOW | 20.6 | TEM | 1 | CP | 0.053 | 1
3SB32530AA31 | 22MM PLASTIC ROUND COMPLETE UNIT COMBINATION: ILLUMINATED PUSHBUTTON MOMENTARY CONTACT TYPE WITH FLAT BUTTON ILLUMINATED WITH INTEGRATED LED 230V AC SCREW TERMINAL, 1NO WITH HOLDER YELLOW | 20.6 | TEM | 1 | CP | 0.053 | 1
3SB32530AA31 | 22MM PLASTIC ROUND COMPLETE UNIT COMBINATION: ILLUMINATED PUSHBUTTON MOMENTARY CONTACT TYPE WITH FLAT BUTTON ILLUMINATED WITH INTEGRATED LED 230V AC SCREW TERMINAL, 1NO WITH HOLDER YELLOW | 20.6 | TEM | 1 | CP | 0.053 | 1
3SB32530AA41 | 22MM PLASTIC ROUND COMPLETE UNIT COMBINATION: ILLUMINATED PUSHBUTTON MOMENTARY CONTACT TYPE WITH FLAT BUTTON ILLUMINATED WITH INTEGRATED LED 230V AC SCREW TERMINAL, 1NO WITH HOLDER GREEN | 20.6 | TEM | 1 | CP | 0.052 | 1
3SB32530AA41 | 22MM PLASTIC ROUND COMPLETE UNIT COMBINATION: ILLUMINATED PUSHBUTTON MOMENTARY CONTACT TYPE WITH FLAT BUTTON ILLUMINATED WITH INTEGRATED LED 230V AC SCREW TERMINAL, 1NO WITH HOLDER GREEN | 20.6 | TEM | 1 | CP | 0.052 | 1
3SB32530AA41 | 22MM PLASTIC ROUND COMPLETE UNIT COMBINATION: ILLUMINATED PUSHBUTTON MOMENTARY CONTACT TYPE WITH FLAT BUTTON ILLUMINATED WITH INTEGRATED LED 230V AC SCREW TERMINAL, 1NO WITH HOLDER GREEN | 20.6 | TEM | 1 | CP | 0.052 | 1
3SB32530AA61 | 22MM PLASTIC ROUND COMPLETE UNIT COMBINATION: ILLUMINATED PUSHBUTTON MOMENTARY CONTACT TYPE WITH FLAT BUTTON ILLUMINATED WITH INTEGRATED LED 230V AC SCREW TERMINAL, 1NO WITH HOLDER WHITE | 20.6 | TEM | 1 | CP | 0.052 | 1
3SB32530AA61 | 22MM PLASTIC ROUND COMPLETE UNIT COMBINATION: ILLUMINATED PUSHBUTTON MOMENTARY CONTACT TYPE WITH FLAT BUTTON ILLUMINATED WITH INTEGRATED LED 230V AC SCREW TERMINAL, 1NO WITH HOLDER WHITE | 20.6 | TEM | 1 | CP | 0.052 | 1
3SB32540AA21 | 22MM PLASTIC ROUND COMPLETE UNIT COMBINATION: ILLUMINATED PUSHBUTTON MOMENTARY CONTACT TYPE WITH FLAT BUTTON ILLUMINATED WITH INTEGRATED LED 230V AC SCREW TERMINAL, 1NC WITH HOLDER RED | 20.6 | TEM | 1 | CP | 0.052 | 1
3SB32540AA21 | 22MM PLASTIC ROUND COMPLETE UNIT COMBINATION: ILLUMINATED PUSHBUTTON MOMENTARY CONTACT TYPE WITH FLAT BUTTON ILLUMINATED WITH INTEGRATED LED 230V AC SCREW TERMINAL, 1NC WITH HOLDER RED | 20.6 | TEM | 1 | CP | 0.052 | 1
3SB32540AA21 | 22MM PLASTIC ROUND COMPLETE UNIT COMBINATION: ILLUMINATED PUSHBUTTON MOMENTARY CONTACT TYPE WITH FLAT BUTTON ILLUMINATED WITH INTEGRATED LED 230V AC SCREW TERMINAL, 1NC WITH HOLDER RED | 20.6 | TEM | 1 | CP | 0.052 | 1
3SB32550AA21 | 22MM PLASTIC ROUND COMPLETE UNIT COMBINATION: ILLUMINATED PUSHBUTTON MOMENTARY CONTACT TYPE WITH FLAT BUTTON ILLUMINATED WITH INTEGRATED LED 230V AC SCREW TERMINAL, 1NO+1NC WITH HOLDER RED | 22.54 | TEM | 1 | CP | 0.059 | 1
3SB32550AA21 | 22MM PLASTIC ROUND COMPLETE UNIT COMBINATION: ILLUMINATED PUSHBUTTON MOMENTARY CONTACT TYPE WITH FLAT BUTTON ILLUMINATED WITH INTEGRATED LED 230V AC SCREW TERMINAL, 1NO+1NC WITH HOLDER RED | 22.54 | TEM | 1 | CP | 0.059 | 1
3SB32550AA210CC0 | 22MM PLASTIC ROUND COMPLETE UNIT COMBINATION: ILLUMINATED PUSHBUTTON MOMENTARY CONTACT TYPE WITH FLAT BUTTON ILLUMINATED WITH INTEGRATED LED 230V AC SPRING-LOADED TERMINAL, 1NO+1NC WITH HOLDER RED | 24.28 | TEM | 1 | CP | 0.055 | 1
3SB32550AA210CC0 | 22MM PLASTIC ROUND COMPLETE UNIT COMBINATION: ILLUMINATED PUSHBUTTON MOMENTARY CONTACT TYPE WITH FLAT BUTTON ILLUMINATED WITH INTEGRATED LED 230V AC SPRING-LOADED TERMINAL, 1NO+1NC WITH HOLDER RED | 24.28 | TEM | 1 | CP | 0.055 | 1
3SB32550AA31 | 22MM PLASTIC ROUND COMPLETE UNIT COMBINATION: ILLUMINATED PUSHBUTTON MOMENTARY CONTACT TYPE WITH FLAT BUTTON ILLUMINATED WITH INTEGRATED LED 230V AC SCREW TERMINAL, 1NO+1NC WITH HOLDER YELLOW | 22.54 | TEM | 1 | CP | 0.057 | 1
3SB32550AA31 | 22MM PLASTIC ROUND COMPLETE UNIT COMBINATION: ILLUMINATED PUSHBUTTON MOMENTARY CONTACT TYPE WITH FLAT BUTTON ILLUMINATED WITH INTEGRATED LED 230V AC SCREW TERMINAL, 1NO+1NC WITH HOLDER YELLOW | 22.54 | TEM | 1 | CP | 0.057 | 1
3SB32550AA41 | 22MM PLASTIC ROUND COMPLETE UNIT COMBINATION: ILLUMINATED PUSHBUTTON MOMENTARY CONTACT TYPE WITH FLAT BUTTON ILLUMINATED WITH INTEGRATED LED 230V AC SCREW TERMINAL, 1NO+1NC WITH HOLDER GREEN | 22.54 | TEM | 1 | CP | 0.062 | 1
3SB32550AA41 | 22MM PLASTIC ROUND COMPLETE UNIT COMBINATION: ILLUMINATED PUSHBUTTON MOMENTARY CONTACT TYPE WITH FLAT BUTTON ILLUMINATED WITH INTEGRATED LED 230V AC SCREW TERMINAL, 1NO+1NC WITH HOLDER GREEN | 22.54 | TEM | 1 | CP | 0.062 | 1
3SB32550AA410CC0 | 22MM PLASTIC ROUND COMPLETE UNIT COMBINATION: ILLUMINATED PUSHBUTTON MOMENTARY CONTACT TYPE WITH FLAT BUTTON ILLUMINATED WITH INTEGRATED LED 230V AC SPRING-LOADED TERMINAL, 1NO+1NC WITH HOLDER GREEN | 24.28 | TEM | 1 | CP | 0.058 | 1
3SB32550AA410CC0 | 22MM PLASTIC ROUND COMPLETE UNIT COMBINATION: ILLUMINATED PUSHBUTTON MOMENTARY CONTACT TYPE WITH FLAT BUTTON ILLUMINATED WITH INTEGRATED LED 230V AC SPRING-LOADED TERMINAL, 1NO+1NC WITH HOLDER GREEN | 24.28 | TEM | 1 | CP | 0.058 | 1
3SB32550AA51 | 22MM PLASTIC ROUND COMPLETE UNIT COMBINATION: ILLUMINATED PUSHBUTTON MOMENTARY CONTACT TYPE WITH FLAT BUTTON ILLUMINATED WITH INTEGRATED LED 230V AC SCREW TERMINAL, 1NO+1NC WITH HOLDER BLUE | 22.54 | TEM | 1 | CP | 0.06 | 1
3SB32550AA51 | 22MM PLASTIC ROUND COMPLETE UNIT COMBINATION: ILLUMINATED PUSHBUTTON MOMENTARY CONTACT TYPE WITH FLAT BUTTON ILLUMINATED WITH INTEGRATED LED 230V AC SCREW TERMINAL, 1NO+1NC WITH HOLDER BLUE | 22.54 | TEM | 1 | CP | 0.06 | 1
3SB32550AA71 | 22MM PLASTIC ROUND COMPLETE UNIT COMBINATION: ILLUMINATED PUSHBUTTON MOMENTARY CONTACT TYPE WITH FLAT BUTTON ILLUMINATED WITH INTEGRATED LED 230V AC SCREW TERMINAL, 1NO+1NC WITH HOLDER CLEAR | 22.54 | TEM | 1 | CP | 0.06 | 1
3SB32550AA71 | 22MM PLASTIC ROUND COMPLETE UNIT COMBINATION: ILLUMINATED PUSHBUTTON MOMENTARY CONTACT TYPE WITH FLAT BUTTON ILLUMINATED WITH INTEGRATED LED 230V AC SCREW TERMINAL, 1NO+1NC WITH HOLDER CLEAR | 22.54 | TEM | 1 | CP | 0.06 | 1
3SB32570AA41 | 22MM PLASTIC ROUND COMPLETE UNIT COMBINATION: ILLUMINATED PUSHBUTTON MOMENTARY CONTACT TYPE WITH FLAT BUTTON ILLUMINATED WITH INTEGRATED LED 110V AC SCREW TERMINAL, 1NO WITH HOLDER GREEN | 20.6 | TEM | 1 | CP | 0.052 | 1
3SB32570AA41 | 22MM PLASTIC ROUND COMPLETE UNIT COMBINATION: ILLUMINATED PUSHBUTTON MOMENTARY CONTACT TYPE WITH FLAT BUTTON ILLUMINATED WITH INTEGRATED LED 110V AC SCREW TERMINAL, 1NO WITH HOLDER GREEN | 20.6 | TEM | 1 | CP | 0.052 | 1
3SB33031HA20 | 26X26MM PLASTIC SQUARE COMPLETE UNIT COMBINATION: EMERGEN.-STOP MUSHR.PUSHB. 40MM LATCH.W. ROT.-TO-UNLATCH MECH. WITH YELLOW BACKING PLATE SCREW TERMINAL, 1NC WITH HOLDER RED INSCRIPTION: NOT-HALT | 19.78 | TEM | 1 | CP | 0.074 | 1
3SB33031HA20 | 26X26MM PLASTIC SQUARE COMPLETE UNIT COMBINATION: EMERGEN.-STOP MUSHR.PUSHB. 40MM LATCH.W. ROT.-TO-UNLATCH MECH. WITH YELLOW BACKING PLATE SCREW TERMINAL, 1NC WITH HOLDER RED INSCRIPTION: NOT-HALT | 19.78 | TEM | 1 | CP | 0.074 | 1
3SB33046AA20 | 26X26MM PLASTIC SQUARE COMPLETE UNIT COMBINATION: INDICATOR LIGHT WITH SMOOTH LENSE NON-ILLUMINATED WITH LAMP HOLDER BA 9S WITHOUT LAMP SCREW TERMINAL WITH HOLDER RED | 8.36 | TEM | 1 | CP | 0.04 | 1
3SB33046AA20 | 26X26MM PLASTIC SQUARE COMPLETE UNIT COMBINATION: INDICATOR LIGHT WITH SMOOTH LENSE NON-ILLUMINATED WITH LAMP HOLDER BA 9S WITHOUT LAMP SCREW TERMINAL WITH HOLDER RED | 8.36 | TEM | 1 | CP | 0.04 | 1
3SB33046AA30 | 26X26MM PLASTIC SQUARE COMPLETE UNIT COMBINATION: INDICATOR LIGHT WITH SMOOTH LENSE NON-ILLUMINATED WITH LAMP HOLDER BA 9S WITHOUT LAMP SCREW TERMINAL WITH HOLDER YELLOW | 8.36 | TEM | 1 | CP | 0.04 | 1
3SB33046AA30 | 26X26MM PLASTIC SQUARE COMPLETE UNIT COMBINATION: INDICATOR LIGHT WITH SMOOTH LENSE NON-ILLUMINATED WITH LAMP HOLDER BA 9S WITHOUT LAMP SCREW TERMINAL WITH HOLDER YELLOW | 8.36 | TEM | 1 | CP | 0.04 | 1
3SB33046AA40 | 26X26MM PLASTIC SQUARE COMPLETE UNIT COMBINATION: INDICATOR LIGHT WITH SMOOTH LENSE NON-ILLUMINATED WITH LAMP HOLDER BA 9S WITHOUT LAMP SCREW TERMINAL WITH HOLDER GREEN | 8.36 | TEM | 1 | CP | 0.046 | 1
3SB33046AA40 | 26X26MM PLASTIC SQUARE COMPLETE UNIT COMBINATION: INDICATOR LIGHT WITH SMOOTH LENSE NON-ILLUMINATED WITH LAMP HOLDER BA 9S WITHOUT LAMP SCREW TERMINAL WITH HOLDER GREEN | 8.36 | TEM | 1 | CP | 0.046 | 1
3SB33046AA60 | 26X26MM PLASTIC SQUARE COMPLETE UNIT COMBINATION: INDICATOR LIGHT WITH SMOOTH LENSE NON-ILLUMINATED WITH LAMP HOLDER BA 9S WITHOUT LAMP SCREW TERMINAL WITH HOLDER WHITE | 8.36 | TEM | 1 | CP | 0.039 | 1
3SB33046AA60 | 26X26MM PLASTIC SQUARE COMPLETE UNIT COMBINATION: INDICATOR LIGHT WITH SMOOTH LENSE NON-ILLUMINATED WITH LAMP HOLDER BA 9S WITHOUT LAMP SCREW TERMINAL WITH HOLDER WHITE | 8.36 | TEM | 1 | CP | 0.039 | 1
3SB33050AA21 | 26X26MM PLASTIC SQUARE COMPLETE UNIT COMBINATION: ILLUMINATED PUSHBUTTON WITH FLAT BUTTON NON-ILLUMINATED WITH LAMP HOLDER BA 9S WITHOUT LAMP SCREW TERMINAL, 1NO+1NC WITH HOLDER RED | 15.91 | TEM | 1 | CP | 0.06 | 1
3SB33050AA21 | 26X26MM PLASTIC SQUARE COMPLETE UNIT COMBINATION: ILLUMINATED PUSHBUTTON WITH FLAT BUTTON NON-ILLUMINATED WITH LAMP HOLDER BA 9S WITHOUT LAMP SCREW TERMINAL, 1NO+1NC WITH HOLDER RED | 15.91 | TEM | 1 | CP | 0.06 | 1
3SB33050AA31 | 26X26MM PLASTIC SQUARE COMPLETE UNIT COMBINATION: ILLUMINATED PUSHBUTTON WITH FLAT BUTTON NON-ILLUMINATED WITH LAMP HOLDER BA 9S WITHOUT LAMP SCREW TERMINAL, 1NO+1NC WITH HOLDER YELLOW | 15.91 | TEM | 1 | CP | 0.065 | 1
3SB33050AA31 | 26X26MM PLASTIC SQUARE COMPLETE UNIT COMBINATION: ILLUMINATED PUSHBUTTON WITH FLAT BUTTON NON-ILLUMINATED WITH LAMP HOLDER BA 9S WITHOUT LAMP SCREW TERMINAL, 1NO+1NC WITH HOLDER YELLOW | 15.91 | TEM | 1 | CP | 0.065 | 1
3SB33050AA61 | 26X26MM PLASTIC SQUARE COMPLETE UNIT COMBINATION: ILLUMINATED PUSHBUTTON WITH FLAT BUTTON NON-ILLUMINATED WITH LAMP HOLDER BA 9S WITHOUT LAMP SCREW TERMINAL, 1NO+1NC WITH HOLDER WHITE | 15.91 | TEM | 1 | CP | 0.056 | 1
3SB33050AA61 | 26X26MM PLASTIC SQUARE COMPLETE UNIT COMBINATION: ILLUMINATED PUSHBUTTON WITH FLAT BUTTON NON-ILLUMINATED WITH LAMP HOLDER BA 9S WITHOUT LAMP SCREW TERMINAL, 1NO+1NC WITH HOLDER WHITE | 15.91 | TEM | 1 | CP | 0.056 | 1
3SB33070AA21 | 26X26MM PLASTIC SQUARE COMPLETE UNIT COMBINATION: ILLUMINATED PUSHBUTTON WITH FLAT BUTTON NON-ILLUMINATED WITH LAMP HOLDER BA 9S WITHOUT LAMP SCREW TERMINAL, 1NC WITH HOLDER RED | 14.18 | TEM | 1 | CP | 0.05 | 1
3SB33070AA21 | 26X26MM PLASTIC SQUARE COMPLETE UNIT COMBINATION: ILLUMINATED PUSHBUTTON WITH FLAT BUTTON NON-ILLUMINATED WITH LAMP HOLDER BA 9S WITHOUT LAMP SCREW TERMINAL, 1NC WITH HOLDER RED | 14.18 | TEM | 1 | CP | 0.05 | 1
3SB33200AA61 | 26X26MM PLASTIC SQUARE COMPLETE UNIT COMBINATION: ILLUMINATED PUSHBUTTON WITH FLAT BUTTON ILLUMINATED WITH LAMP HOLDER BA 9S WITH LAMP 24V AC/DC SCREW TERMINAL, 1NO OPERATIONAL VOLTAGE 24V AC/DC WITH HOLDER WHITE | 16.22 | TEM | 1 | CP | 0.051 | 1
3SB33200AA61 | 26X26MM PLASTIC SQUARE COMPLETE UNIT COMBINATION: ILLUMINATED PUSHBUTTON WITH FLAT BUTTON ILLUMINATED WITH LAMP HOLDER BA 9S WITH LAMP 24V AC/DC SCREW TERMINAL, 1NO OPERATIONAL VOLTAGE 24V AC/DC WITH HOLDER WHITE | 16.22 | TEM | 1 | CP | 0.051 | 1
3SB33470AA41 | 26X26MM PLASTIC SQUARE COMPLETE UNIT COMBINATION: ILLUMINATED PUSHBUTTON MOMENTARY CONTACT TYPE ILLUMINATED WITH INTEGRATED LED 24V AC/DC SCREW TERMINAL, 1NO+1NC WITH HOLDER GREEN | 18.36 | TEM | 1 | CP | 0.056 | 1
3SB33470AA41 | 26X26MM PLASTIC SQUARE COMPLETE UNIT COMBINATION: ILLUMINATED PUSHBUTTON MOMENTARY CONTACT TYPE ILLUMINATED WITH INTEGRATED LED 24V AC/DC SCREW TERMINAL, 1NO+1NC WITH HOLDER GREEN | 18.36 | TEM | 1 | CP | 0.056 | 1
3SB33470AA51 | 26X26MM PLASTIC SQUARE COMPLETE UNIT COMBINATION: ILLUMINATED PUSHBUTTON MOMENTARY CONTACT TYPE ILLUMINATED WITH INTEGRATED LED 24V AC/DC SCREW TERMINAL, 1NO+1NC WITH HOLDER BLUE | 18.36 | TEM | 1 | CP | 0.059 | 1
3SB33470AA51 | 26X26MM PLASTIC SQUARE COMPLETE UNIT COMBINATION: ILLUMINATED PUSHBUTTON MOMENTARY CONTACT TYPE ILLUMINATED WITH INTEGRATED LED 24V AC/DC SCREW TERMINAL, 1NO+1NC WITH HOLDER BLUE | 18.36 | TEM | 1 | CP | 0.059 | 1
3SB33470AA71 | 26X26MM PLASTIC SQUARE COMPLETE UNIT COMBINATION: ILLUMINATED PUSHBUTTON MOMENTARY CONTACT TYPE ILLUMINATED WITH INTEGRATED LED 24V AC/DC SCREW TERMINAL, 1NO+1NC WITH HOLDER CLEAR | 18.36 | TEM | 1 | CP | 0.057 | 1
3SB33470AA71 | 26X26MM PLASTIC SQUARE COMPLETE UNIT COMBINATION: ILLUMINATED PUSHBUTTON MOMENTARY CONTACT TYPE ILLUMINATED WITH INTEGRATED LED 24V AC/DC SCREW TERMINAL, 1NO+1NC WITH HOLDER CLEAR | 18.36 | TEM | 1 | CP | 0.057 | 1
3SB34000A | ACTUATOR-/INDICATOR COMPONENT CONTACT BLOCK WITH 2 CONTACTS SCREW TERMINAL, 1NO+1NC | 6.53 | TEM | 1 | CP | 0.018 | 1
3SB34000A | ACTUATOR-/INDICATOR COMPONENT CONTACT BLOCK WITH 2 CONTACTS SCREW TERMINAL, 1NO+1NC | 6.53 | TEM | 1 | CP | 0.018 | 1
3SB34000A | ACTUATOR-/INDICATOR COMPONENT CONTACT BLOCK WITH 2 CONTACTS SCREW TERMINAL, 1NO+1NC | 6.53 | TEM | 1 | CP | 0.018 | 1
3SB34000AA | ACTUATOR-/INDICATOR COMPONENT CONTACT BLOCK WITH 2 CONTACTS GOLD-PLATED CONTACTS SCREW TERMINAL, 1NO+1NC | 9.89 | TEM | 1 | CP | 0.018 | 1
3SB34000AA | ACTUATOR-/INDICATOR COMPONENT CONTACT BLOCK WITH 2 CONTACTS GOLD-PLATED CONTACTS SCREW TERMINAL, 1NO+1NC | 9.89 | TEM | 1 | CP | 0.018 | 1
3SB34000B | ACTUATOR-/INDICATOR COMPONENT CONTACT BLOCK WITH 1 CONTACT ELEMENT SCREW TERMINAL, 1NO | 4.28 | TEM | 1 | CP | 0.011 | 1
3SB34000B | ACTUATOR-/INDICATOR COMPONENT CONTACT BLOCK WITH 1 CONTACT ELEMENT SCREW TERMINAL, 1NO | 4.28 | TEM | 1 | CP | 0.011 | 1
3SB34000BA | ACTUATOR-/INDICATOR COMPONENT CONTACT BLOCK WITH 1 CONTACT ELEMENT GOLD-PLATED CONTACTS SCREW TERMINAL, 1NO | 6.12 | TEM | 1 | CP | 0.011 | 1
3SB34000BA | ACTUATOR-/INDICATOR COMPONENT CONTACT BLOCK WITH 1 CONTACT ELEMENT GOLD-PLATED CONTACTS SCREW TERMINAL, 1NO | 6.12 | TEM | 1 | CP | 0.011 | 1
3SB34000C | ACTUATOR-/INDICATOR COMPONENT CONTACT BLOCK WITH 1 CONTACT ELEMENT SCREW TERMINAL, 1NC | 4.28 | TEM | 1 | CP | 0.012 | 1
3SB34000C | ACTUATOR-/INDICATOR COMPONENT CONTACT BLOCK WITH 1 CONTACT ELEMENT SCREW TERMINAL, 1NC | 4.28 | TEM | 1 | CP | 0.012 | 1
3SB34000CA | ACTUATOR-/INDICATOR COMPONENT CONTACT BLOCK WITH 1 CONTACT ELEMENT GOLD-PLATED CONTACTS SCREW TERMINAL, 1NC | 6.12 | TEM | 1 | CP | 0.011 | 1
3SB34000CA | ACTUATOR-/INDICATOR COMPONENT CONTACT BLOCK WITH 1 CONTACT ELEMENT GOLD-PLATED CONTACTS SCREW TERMINAL, 1NC | 6.12 | TEM | 1 | CP | 0.011 | 1
3SB34000D | ACTUATOR-/INDICATOR COMPONENT CONTACT BLOCK WITH 2 CONTACTS SCREW TERMINAL, 2NO | 8.98 | TEM | 1 | CP | 0.018 | 1
3SB34000D | ACTUATOR-/INDICATOR COMPONENT CONTACT BLOCK WITH 2 CONTACTS SCREW TERMINAL, 2NO | 8.98 | TEM | 1 | CP | 0.018 | 1
3SB34000D | ACTUATOR-/INDICATOR COMPONENT CONTACT BLOCK WITH 2 CONTACTS SCREW TERMINAL, 2NO | 8.98 | TEM | 1 | CP | 0.018 | 1
3SB34000E | ACTUATOR-/INDICATOR COMPONENT CONTACT BLOCK WITH 2 CONTACTS SCREW TERMINAL, 1NC, 1NC | 8.98 | TEM | 1 | CP | 0.018 | 1
3SB34000E | ACTUATOR-/INDICATOR COMPONENT CONTACT BLOCK WITH 2 CONTACTS SCREW TERMINAL, 1NC, 1NC | 8.98 | TEM | 1 | CP | 0.018 | 1
3SB34000E | ACTUATOR-/INDICATOR COMPONENT CONTACT BLOCK WITH 2 CONTACTS SCREW TERMINAL, 1NC, 1NC | 8.98 | TEM | 1 | CP | 0.018 | 1
3SB34000EA | ACTUATOR-/INDICATOR COMPONENT CONTACT BLOCK WITH 2 CONTACTS GOLD-PLATED CONTACTS SCREW TERMINAL, 1NC, 1NC | 12.44 | TEM | 1 | CP | 0.018 | 1
3SB34000EA | ACTUATOR-/INDICATOR COMPONENT CONTACT BLOCK WITH 2 CONTACTS GOLD-PLATED CONTACTS SCREW TERMINAL, 1NC, 1NC | 12.44 | TEM | 1 | CP | 0.018 | 1
3SB34000H | ACTUATOR-/INDICATOR COMPONENT CONTACT BLOCK WITH 2 CONTACTS SCREW TERMINAL, 1NO LEADING, 1 NC DELAYED | 8.98 | TEM | 1 | CP | 0.018 | 1
3SB34000H | ACTUATOR-/INDICATOR COMPONENT CONTACT BLOCK WITH 2 CONTACTS SCREW TERMINAL, 1NO LEADING, 1 NC DELAYED | 8.98 | TEM | 1 | CP | 0.018 | 1
3SB34000HA | ACTUATOR-/INDICATOR COMPONENT CONTACT BLOCK WITH 2 CONTACTS GOLD-PLATED CONTACTS SCREW TERMINAL, 1NO LEADING, 1 NC DELAYED | 12.44 | TEM | 1 | CP | 0.018 | 1
3SB34000HA | ACTUATOR-/INDICATOR COMPONENT CONTACT BLOCK WITH 2 CONTACTS GOLD-PLATED CONTACTS SCREW TERMINAL, 1NO LEADING, 1 NC DELAYED | 12.44 | TEM | 1 | CP | 0.018 | 1
3SB34000J | ACTUATOR-/INDICATOR COMPONENT CONTACT BLOCK, 30DEGR TILTED VL400,VL630,VL800,VL1250,VL1600 ALARM-/AUXILIARY SWITCH WITH 1 CONTACT ELEMENT SCREW TERMINAL, 1NO | 9.28 | TEM | 1 | CP | 0.01 | 1
3SB34000J | ACTUATOR-/INDICATOR COMPONENT CONTACT BLOCK, 30DEGR TILTED VL400,VL630,VL800,VL1250,VL1600 ALARM-/AUXILIARY SWITCH WITH 1 CONTACT ELEMENT SCREW TERMINAL, 1NO | 9.28 | TEM | 1 | CP | 0.01 | 1
3SB34000K | ACTUATOR-/INDICATOR COMPONENT CONTACT BLOCK, 30DEGR TILTED VL400,VL630,VL800,VL1250,VL1600 ALARM-/AUXILIARY SWITCH WITH 1 CONTACT ELEMENT SCREW TERMINAL, 1NC | 9.28 | TEM | 1 | CP | 0.01 | 1
3SB34000K | ACTUATOR-/INDICATOR COMPONENT CONTACT BLOCK, 30DEGR TILTED VL400,VL630,VL800,VL1250,VL1600 ALARM-/AUXILIARY SWITCH WITH 1 CONTACT ELEMENT SCREW TERMINAL, 1NC | 9.28 | TEM | 1 | CP | 0.01 | 1
3SB34000N | ACTUATOR-/INDICATOR COMPONENT CONTACT BLOCK WITH 2 CONTACTS DUST-RESISTANT, INCL. LABEL SCREW TERMINAL, 1NO+1NC LABEL 3SB3901-0CH | 7.04 | TEM | 1 | CP | 0.018 | 1
3SB34000N | ACTUATOR-/INDICATOR COMPONENT CONTACT BLOCK WITH 2 CONTACTS DUST-RESISTANT, INCL. LABEL SCREW TERMINAL, 1NO+1NC LABEL 3SB3901-0CH | 7.04 | TEM | 1 | CP | 0.018 | 1
3SB34001A | ACTUATOR-/INDICATOR COMPONENT LAMP HOLDER BA 9S WITHOUT LAMP SCREW TERMINAL RATED VOLTAGE ACC.TO LAMP | 4.28 | TEM | 1 | CP | 0.01 | 1
3SB34001A | ACTUATOR-/INDICATOR COMPONENT LAMP HOLDER BA 9S WITHOUT LAMP SCREW TERMINAL RATED VOLTAGE ACC.TO LAMP | 4.28 | TEM | 1 | CP | 0.01 | 1
3SB34001A | ACTUATOR-/INDICATOR COMPONENT LAMP HOLDER BA 9S WITHOUT LAMP SCREW TERMINAL RATED VOLTAGE ACC.TO LAMP | 4.28 | TEM | 1 | CP | 0.01 | 1
3SB34001B | ACTUATOR-/INDICATOR COMPONENT LAMP HOLDER BA 9S WITH LAMP 130V, 3SX1731 SCREW TERMINAL RATED VOLTAGE 110/130V AC/DC | 11.02 | TEM | 1 | CP | 0.009 | 1
3SB34001B | ACTUATOR-/INDICATOR COMPONENT LAMP HOLDER BA 9S WITH LAMP 130V, 3SX1731 SCREW TERMINAL RATED VOLTAGE 110/130V AC/DC | 11.02 | TEM | 1 | CP | 0.009 | 1
3SB34001C | ACTUATOR-/INDICATOR COMPONENT LAMP HOLDER BA 9S WITH LAMP 130V, 3SX1731 SCREW TERMINAL RATED VOLTAGE 230/240V AC | 11.02 | TEM | 1 | CP | 0.009 | 1
3SB34001C | ACTUATOR-/INDICATOR COMPONENT LAMP HOLDER BA 9S WITH LAMP 130V, 3SX1731 SCREW TERMINAL RATED VOLTAGE 230/240V AC | 11.02 | TEM | 1 | CP | 0.009 | 1
3SB34001D | ACTUATOR-/INDICATOR COMPONENT LAMP HOLDER BA 9S WITH LAMP 24V, 3SX1344 SCREW TERMINAL RATED VOLTAGE 24V AC/DC CLEAR | 6.22 | TEM | 1 | CP | 0.018 | 1
3SB34001D | ACTUATOR-/INDICATOR COMPONENT LAMP HOLDER BA 9S WITH LAMP 24V, 3SX1344 SCREW TERMINAL RATED VOLTAGE 24V AC/DC CLEAR | 6.22 | TEM | 1 | CP | 0.018 | 1
3SB34001F | ACTUATOR-/INDICATOR COMPONENT W. SEPARATE LAMP TEST FUNCTION LAMP HOLDER BA 9S WITH LAMP 130V, 3SX1731 SCREW TERMINAL RATED VOLTAGE 230/240V AC CLEAR | 16.52 | TEM | 1 | CP | 0.015 | 1
3SB34001F | ACTUATOR-/INDICATOR COMPONENT W. SEPARATE LAMP TEST FUNCTION LAMP HOLDER BA 9S WITH LAMP 130V, 3SX1731 SCREW TERMINAL RATED VOLTAGE 230/240V AC CLEAR | 16.52 | TEM | 1 | CP | 0.015 | 1
3SB34001G | ACTUATOR-/INDICATOR COMPONENT W. SEPARATE LAMP TEST FUNCTION LAMP HOLDER BA 9S WITHOUT LAMP, FOR LAMP MAX.2.6W SCREW TERMINAL RATED VOLTAGE ACC.TO LAMP SUITABLE F LED 24/48/230V AC/DC | 11.22 | TEM | 1 | CP | 0.015 | 1
3SB34001G | ACTUATOR-/INDICATOR COMPONENT W. SEPARATE LAMP TEST FUNCTION LAMP HOLDER BA 9S WITHOUT LAMP, FOR LAMP MAX.2.6W SCREW TERMINAL RATED VOLTAGE ACC.TO LAMP SUITABLE F LED 24/48/230V AC/DC | 11.22 | TEM | 1 | CP | 0.015 | 1
3SB34001G | ACTUATOR-/INDICATOR COMPONENT W. SEPARATE LAMP TEST FUNCTION LAMP HOLDER BA 9S WITHOUT LAMP, FOR LAMP MAX.2.6W SCREW TERMINAL RATED VOLTAGE ACC.TO LAMP SUITABLE F LED 24/48/230V AC/DC | 11.22 | TEM | 1 | CP | 0.015 | 1
3SB34001H | ACTUATOR-/INDICATOR COMPONENT W. SEPARATE LAMP TEST FUNCTION LAMP HOLDER BA 9S WITHOUT LAMP, FOR LAMP MAX.2.6W SCREW TERMINAL RATED VOLTAGE ACC.TO LAMP SUITABLE FOR GLOW LAMP AC | 11.22 | TEM | 1 | CP | 0.015 | 1
3SB34001H | ACTUATOR-/INDICATOR COMPONENT W. SEPARATE LAMP TEST FUNCTION LAMP HOLDER BA 9S WITHOUT LAMP, FOR LAMP MAX.2.6W SCREW TERMINAL RATED VOLTAGE ACC.TO LAMP SUITABLE FOR GLOW LAMP AC | 11.22 | TEM | 1 | CP | 0.015 | 1
3SB34001L | ACTUATOR-/INDICATOR COMPONENT W. SEPARATE LAMP TEST FUNCTION LAMP HOLDER BA 9S WITHOUT LAMP, FOR LAMP MAX.2.6W SCREW TERMINAL RATED VOLTAGE ACC.TO LAMP SUITABLE FOR LED AC OR DC | 11.42 | TEM | 1 | CP | 0.015 | 1
3SB34001L | ACTUATOR-/INDICATOR COMPONENT W. SEPARATE LAMP TEST FUNCTION LAMP HOLDER BA 9S WITHOUT LAMP, FOR LAMP MAX.2.6W SCREW TERMINAL RATED VOLTAGE ACC.TO LAMP SUITABLE FOR LED AC OR DC | 11.42 | TEM | 1 | CP | 0.015 | 1
3SB34001N | ACTUATOR-/INDICATOR COMPONENT FOR TRANSFORMATOR LAMP HOLDER BA 9S SCREW TERMINAL | 9.18 | TEM | 1 | CP | 0.015 | 1
3SB34001N | ACTUATOR-/INDICATOR COMPONENT FOR TRANSFORMATOR LAMP HOLDER BA 9S SCREW TERMINAL | 9.18 | TEM | 1 | CP | 0.015 | 1
3SB34001PA | ACTUATOR-/INDICATOR COMPONENT WITH INTEGRATED LED 24V AC/DC LAMP HOLDER SCREW TERMINAL YELLOW | 6.12 | TEM | 1 | CP | 0.011 | 1
3SB34001PA | ACTUATOR-/INDICATOR COMPONENT WITH INTEGRATED LED 24V AC/DC LAMP HOLDER SCREW TERMINAL YELLOW | 6.12 | TEM | 1 | CP | 0.011 | 1
3SB34001PB | ACTUATOR-/INDICATOR COMPONENT WITH INTEGRATED LED 24V AC/DC LAMP HOLDER SCREW TERMINAL RED | 6.12 | TEM | 1 | CP | 0.011 | 1
3SB34001PB | ACTUATOR-/INDICATOR COMPONENT WITH INTEGRATED LED 24V AC/DC LAMP HOLDER SCREW TERMINAL RED | 6.12 | TEM | 1 | CP | 0.011 | 1
3SB34001PC | ACTUATOR-/INDICATOR COMPONENT WITH INTEGRATED LED 24V AC/DC LAMP HOLDER SCREW TERMINAL GREEN | 6.12 | TEM | 1 | CP | 0.011 | 1
3SB34001PC | ACTUATOR-/INDICATOR COMPONENT WITH INTEGRATED LED 24V AC/DC LAMP HOLDER SCREW TERMINAL GREEN | 6.12 | TEM | 1 | CP | 0.011 | 1
3SB34001PD | ACTUATOR-/INDICATOR COMPONENT WITH INTEGRATED LED 24V AC/DC LAMP HOLDER SCREW TERMINAL BLUE | 6.12 | TEM | 1 | CP | 0.011 | 1
3SB34001PD | ACTUATOR-/INDICATOR COMPONENT WITH INTEGRATED LED 24V AC/DC LAMP HOLDER SCREW TERMINAL BLUE | 6.12 | TEM | 1 | CP | 0.011 | 1
3SB34001PE | ACTUATOR-/INDICATOR COMPONENT WITH INTEGRATED LED 24V AC/DC LAMP HOLDER SCREW TERMINAL WHITE | 6.12 | TEM | 1 | CP | 0.011 | 1
3SB34001PE | ACTUATOR-/INDICATOR COMPONENT WITH INTEGRATED LED 24V AC/DC LAMP HOLDER SCREW TERMINAL WHITE | 6.12 | TEM | 1 | CP | 0.011 | 1
3SB34001QA | ACTUATOR-/INDICATOR COMPONENT WITH INTEGRATED LED 110V AC LAMP HOLDER SCREW TERMINAL YELLOW | 10.81 | TEM | 1 | CP | 0.011 | 1
3SB34001QA | ACTUATOR-/INDICATOR COMPONENT WITH INTEGRATED LED 110V AC LAMP HOLDER SCREW TERMINAL YELLOW | 10.81 | TEM | 1 | CP | 0.011 | 1
3SB34001QB | ACTUATOR-/INDICATOR COMPONENT WITH INTEGRATED LED 110V AC LAMP HOLDER SCREW TERMINAL RED | 10.81 | TEM | 1 | CP | 0.011 | 1
3SB34001QB | ACTUATOR-/INDICATOR COMPONENT WITH INTEGRATED LED 110V AC LAMP HOLDER SCREW TERMINAL RED | 10.81 | TEM | 1 | CP | 0.011 | 1
3SB34001QC | ACTUATOR-/INDICATOR COMPONENT WITH INTEGRATED LED 110V AC LAMP HOLDER SCREW TERMINAL GREEN | 10.81 | TEM | 1 | CP | 0.011 | 1
3SB34001QC | ACTUATOR-/INDICATOR COMPONENT WITH INTEGRATED LED 110V AC LAMP HOLDER SCREW TERMINAL GREEN | 10.81 | TEM | 1 | CP | 0.011 | 1
3SB34001QD | ACTUATOR-/INDICATOR COMPONENT WITH INTEGRATED LED 110V AC LAMP HOLDER SCREW TERMINAL BLUE | 10.81 | TEM | 1 | CP | 0.011 | 1
3SB34001QD | ACTUATOR-/INDICATOR COMPONENT WITH INTEGRATED LED 110V AC LAMP HOLDER SCREW TERMINAL BLUE | 10.81 | TEM | 1 | CP | 0.011 | 1
3SB34001QE | ACTUATOR-/INDICATOR COMPONENT WITH INTEGRATED LED 110V AC LAMP HOLDER SCREW TERMINAL WHITE | 10.81 | TEM | 1 | CP | 0.011 | 1
3SB34001QE | ACTUATOR-/INDICATOR COMPONENT WITH INTEGRATED LED 110V AC LAMP HOLDER SCREW TERMINAL WHITE | 10.81 | TEM | 1 | CP | 0.011 | 1
3SB34001RA | ACTUATOR-/INDICATOR COMPONENT WITH INTEGRATED LED 230V AC LAMP HOLDER SCREW TERMINAL YELLOW | 10.81 | TEM | 1 | CP | 0.011 | 1
3SB34001RA | ACTUATOR-/INDICATOR COMPONENT WITH INTEGRATED LED 230V AC LAMP HOLDER SCREW TERMINAL YELLOW | 10.81 | TEM | 1 | CP | 0.011 | 1
3SB34001RB | ACTUATOR-/INDICATOR COMPONENT WITH INTEGRATED LED 230V AC LAMP HOLDER SCREW TERMINAL RED | 10.81 | TEM | 1 | CP | 0.011 | 1
3SB34001RB | ACTUATOR-/INDICATOR COMPONENT WITH INTEGRATED LED 230V AC LAMP HOLDER SCREW TERMINAL RED | 10.81 | TEM | 1 | CP | 0.011 | 1
3SB34001RC | ACTUATOR-/INDICATOR COMPONENT WITH INTEGRATED LED 230V AC LAMP HOLDER SCREW TERMINAL GREEN | 10.81 | TEM | 1 | CP | 0.011 | 1
3SB34001RC | ACTUATOR-/INDICATOR COMPONENT WITH INTEGRATED LED 230V AC LAMP HOLDER SCREW TERMINAL GREEN | 10.81 | TEM | 1 | CP | 0.011 | 1
3SB34001RD | ACTUATOR-/INDICATOR COMPONENT WITH INTEGRATED LED 230V AC LAMP HOLDER SCREW TERMINAL BLUE | 10.81 | TEM | 1 | CP | 0.011 | 1
3SB34001RD | ACTUATOR-/INDICATOR COMPONENT WITH INTEGRATED LED 230V AC LAMP HOLDER SCREW TERMINAL BLUE | 10.81 | TEM | 1 | CP | 0.011 | 1
3SB34001RE | ACTUATOR-/INDICATOR COMPONENT WITH INTEGRATED LED 230V AC LAMP HOLDER SCREW TERMINAL WHITE | 10.81 | TEM | 1 | CP | 0.011 | 1
3SB34001RE | ACTUATOR-/INDICATOR COMPONENT WITH INTEGRATED LED 230V AC LAMP HOLDER SCREW TERMINAL WHITE | 10.81 | TEM | 1 | CP | 0.011 | 1
3SB34002A | ACTUATOR-/INDICATOR COMPONENT BLOCK W. 2 DIODES; TYPE 1N 4007 SCREW TERMINAL | 10.1 | TEM | 1 | CP | 0.017 | 1
3SB34002A | ACTUATOR-/INDICATOR COMPONENT BLOCK W. 2 DIODES; TYPE 1N 4007 SCREW TERMINAL | 10.1 | TEM | 1 | CP | 0.017 | 1
3SB34003A | ACTUATOR-/INDICATOR COMPONENT ON LAMP HOLDER 3SB3400-1A TRANSFORMATORS FOR SNAPPING SCREW TERMINAL RATED VOLTAGE 127/24V AC | 27.74 | TEM | 1 | CP | 0.22 | 1
3SB34003A | ACTUATOR-/INDICATOR COMPONENT ON LAMP HOLDER 3SB3400-1A TRANSFORMATORS FOR SNAPPING SCREW TERMINAL RATED VOLTAGE 127/24V AC | 27.74 | TEM | 1 | CP | 0.22 | 1
3SB34003C | ACTUATOR-/INDICATOR COMPONENT ON LAMP HOLDER 3SB3400-1A TRANSFORMATORS FOR SNAPPING SCREW TERMINAL RATED VOLTAGE 240/24V AC | 27.34 | TEM | 1 | CP | 0.22 | 1
3SB34003C | ACTUATOR-/INDICATOR COMPONENT ON LAMP HOLDER 3SB3400-1A TRANSFORMATORS FOR SNAPPING SCREW TERMINAL RATED VOLTAGE 240/24V AC | 27.34 | TEM | 1 | CP | 0.22 | 1
3SB34003E | ACTUATOR-/INDICATOR COMPONENT ON LAMP HOLDER 3SB3400-1A TRANSFORMATORS FOR SNAPPING SCREW TERMINAL RATED VOLTAGE 260/24V AC | 27.74 | TEM | 1 | CP | 0.22 | 1
3SB34003E | ACTUATOR-/INDICATOR COMPONENT ON LAMP HOLDER 3SB3400-1A TRANSFORMATORS FOR SNAPPING SCREW TERMINAL RATED VOLTAGE 260/24V AC | 27.74 | TEM | 1 | CP | 0.22 | 1
3SB34003F | ACTUATOR-/INDICATOR COMPONENT ON LAMP HOLDER 3SB3400-1A TRANSFORMATORS FOR SNAPPING SCREW TERMINAL RATED VOLTAGE 400/24V AC | 27.74 | TEM | 1 | CP | 0.22 | 1
3SB34003F | ACTUATOR-/INDICATOR COMPONENT ON LAMP HOLDER 3SB3400-1A TRANSFORMATORS FOR SNAPPING SCREW TERMINAL RATED VOLTAGE 400/24V AC | 27.74 | TEM | 1 | CP | 0.22 | 1
3SB34003M | ACTUATOR-/INDICATOR COMPONENT ON LAMP HOLDER 3SB3400-1A TRANSFORMATORS FOR SNAPPING SCREW TERMINAL RATED VOLTAGE 127/6V AC | 27.74 | TEM | 1 | CP | 0.22 | 1
3SB34003M | ACTUATOR-/INDICATOR COMPONENT ON LAMP HOLDER 3SB3400-1A TRANSFORMATORS FOR SNAPPING SCREW TERMINAL RATED VOLTAGE 127/6V AC | 27.74 | TEM | 1 | CP | 0.22 | 1
3SB34003P | ACTUATOR-/INDICATOR COMPONENT ON LAMP HOLDER 3SB3400-1A TRANSFORMATORS FOR SNAPPING SCREW TERMINAL RATED VOLTAGE 240/6V AC | 27.44 | TEM | 1 | CP | 0.22 | 1
3SB34003P | ACTUATOR-/INDICATOR COMPONENT ON LAMP HOLDER 3SB3400-1A TRANSFORMATORS FOR SNAPPING SCREW TERMINAL RATED VOLTAGE 240/6V AC | 27.44 | TEM | 1 | CP | 0.22 | 1
3SB34003S | ACTUATOR-/INDICATOR COMPONENT ON LAMP HOLDER 3SB3400-1A TRANSFORMATORS FOR SNAPPING SCREW TERMINAL RATED VOLTAGE 400/6V AC | 27.74 | TEM | 1 | CP | 0.22 | 1
3SB34003S | ACTUATOR-/INDICATOR COMPONENT ON LAMP HOLDER 3SB3400-1A TRANSFORMATORS FOR SNAPPING SCREW TERMINAL RATED VOLTAGE 400/6V AC | 27.74 | TEM | 1 | CP | 0.22 | 1
3SB34003U | ACTUATOR-/INDICATOR COMPONENT ON LAMP HOLDER 3SB3400-1A TRANSFORMATORS FOR SNAPPING SCREW TERMINAL RATED VOLTAGE 480/6V AC | 27.34 | TEM | 1 | CP | 0.22 | 1
3SB34003U | ACTUATOR-/INDICATOR COMPONENT ON LAMP HOLDER 3SB3400-1A TRANSFORMATORS FOR SNAPPING SCREW TERMINAL RATED VOLTAGE 480/6V AC | 27.34 | TEM | 1 | CP | 0.22 | 1
3SB34030A | ACTUATOR-/INDICATOR COMPONENT CONTACT BLOCK WITH 2 CONTACTS SPRING-LOADED TERMINAL, 1NO+1NC FOR MOUNTING ON FRONT PLATE | 7.14 | TEM | 1 | CP | 0.006 | 1
3SB34030A | ACTUATOR-/INDICATOR COMPONENT CONTACT BLOCK WITH 2 CONTACTS SPRING-LOADED TERMINAL, 1NO+1NC FOR MOUNTING ON FRONT PLATE | 7.14 | TEM | 1 | CP | 0.006 | 1
3SB34030B | ACTUATOR-/INDICATOR COMPONENT CONTACT BLOCK WITH 1 CONTACT ELEMENT SPRING-LOADED TERMINAL, 1NO | 4.79 | TEM | 1 | CP | 0.008 | 1
3SB34030B | ACTUATOR-/INDICATOR COMPONENT CONTACT BLOCK WITH 1 CONTACT ELEMENT SPRING-LOADED TERMINAL, 1NO | 4.79 | TEM | 1 | CP | 0.008 | 1
3SB34030C | ACTUATOR-/INDICATOR COMPONENT CONTACT BLOCK WITH 1 CONTACT ELEMENT SPRING-LOADED TERMINAL, 1NC | 4.79 | TEM | 1 | CP | 0.009 | 1
3SB34030C | ACTUATOR-/INDICATOR COMPONENT CONTACT BLOCK WITH 1 CONTACT ELEMENT SPRING-LOADED TERMINAL, 1NC | 4.79 | TEM | 1 | CP | 0.009 | 1
3SB34030D | ACTUATOR-/INDICATOR COMPONENT CONTACT BLOCK WITH 2 CONTACTS SPRING-LOADED TERMINAL,1NO, 1NO | 9.59 | TEM | 1 | CP | 0.006 | 1
3SB34030D | ACTUATOR-/INDICATOR COMPONENT CONTACT BLOCK WITH 2 CONTACTS SPRING-LOADED TERMINAL,1NO, 1NO | 9.59 | TEM | 1 | CP | 0.006 | 1
3SB34030E | ACTUATOR-/INDICATOR COMPONENT CONTACT BLOCK WITH 2 CONTACTS SPRING-LOADED TERMINAL,1NC,1NC | 9.59 | TEM | 1 | CP | 0.006 | 1
3SB34030E | ACTUATOR-/INDICATOR COMPONENT CONTACT BLOCK WITH 2 CONTACTS SPRING-LOADED TERMINAL,1NC,1NC | 9.59 | TEM | 1 | CP | 0.006 | 1
3SB34030M | CONTACT BLOC WITH 1 CONTACT 1NC FOR FRONT PLATE MOUNTING; W. MOUNTING MONITORING CONTACT SPRING-LOADED TERMINAL, YELLOW | 9.79 | TEM | 1 | CP | 0.018 | 1
3SB34030M | CONTACT BLOC WITH 1 CONTACT 1NC FOR FRONT PLATE MOUNTING; W. MOUNTING MONITORING CONTACT SPRING-LOADED TERMINAL, YELLOW | 9.79 | TEM | 1 | CP | 0.018 | 1
3SB34031A | ACTUATOR-/INDICATOR COMPONENT LAMP HOLDER BA 9S WITHOUT LAMP SPRING-LOADED TERMINAL RATED VOLTAGE ACC.TO LAMP | 4.79 | TEM | 1 | CP | 0.008 | 1
3SB34031A | ACTUATOR-/INDICATOR COMPONENT LAMP HOLDER BA 9S WITHOUT LAMP SPRING-LOADED TERMINAL RATED VOLTAGE ACC.TO LAMP | 4.79 | TEM | 1 | CP | 0.008 | 1
3SB34031C | ACTUATOR-/INDICATOR COMPONENT WITH INTEGRATED VOLTAGE REDUCER LAMP HOLDER BA 9S WITH LAMP 130V, 3SX1731 SPRING-LOADED TERMINAL RATED VOLTAGE 230/240V AC CLEAR | 11.32 | TEM | 1 | CP | 0.011 | 1
3SB34031C | ACTUATOR-/INDICATOR COMPONENT WITH INTEGRATED VOLTAGE REDUCER LAMP HOLDER BA 9S WITH LAMP 130V, 3SX1731 SPRING-LOADED TERMINAL RATED VOLTAGE 230/240V AC CLEAR | 11.32 | TEM | 1 | CP | 0.011 | 1
3SB34031PA | ACTUATOR-/INDICATOR COMPONENT WITH INTEGRATED LED 24V AC/DC LAMP HOLDER SPRING-LOADED TERMINAL YELLOW FOR MOUNTING ON FRONT PLATE | 6.73 | TEM | 1 | CP | 0.011 | 1
3SB34031PA | ACTUATOR-/INDICATOR COMPONENT WITH INTEGRATED LED 24V AC/DC LAMP HOLDER SPRING-LOADED TERMINAL YELLOW FOR MOUNTING ON FRONT PLATE | 6.73 | TEM | 1 | CP | 0.011 | 1
3SB34031PB | ACTUATOR-/INDICATOR COMPONENT WITH INTEGRATED LED 24V AC/DC LAMP HOLDER SPRING-LOADED TERMINAL RED FOR MOUNTING ON FRONT PLATE | 6.73 | TEM | 1 | CP | 0.011 | 1
3SB34031PB | ACTUATOR-/INDICATOR COMPONENT WITH INTEGRATED LED 24V AC/DC LAMP HOLDER SPRING-LOADED TERMINAL RED FOR MOUNTING ON FRONT PLATE | 6.73 | TEM | 1 | CP | 0.011 | 1
3SB34031PC | ACTUATOR-/INDICATOR COMPONENT WITH INTEGRATED LED 24V AC/DC LAMP HOLDER SPRING-LOADED TERMINAL GREEN FOR MOUNTING ON FRONT PLATE | 6.73 | TEM | 1 | CP | 0.011 | 1
3SB34031PC | ACTUATOR-/INDICATOR COMPONENT WITH INTEGRATED LED 24V AC/DC LAMP HOLDER SPRING-LOADED TERMINAL GREEN FOR MOUNTING ON FRONT PLATE | 6.73 | TEM | 1 | CP | 0.011 | 1
3SB34031PE | ACTUATOR-/INDICATOR COMPONENT WITH INTEGRATED LED 24V AC/DC LAMP HOLDER SPRING-LOADED TERMINAL WHITE FOR MOUNTING ON FRONT PLATE | 6.73 | TEM | 1 | CP | 0.011 | 1
3SB34031PE | ACTUATOR-/INDICATOR COMPONENT WITH INTEGRATED LED 24V AC/DC LAMP HOLDER SPRING-LOADED TERMINAL WHITE FOR MOUNTING ON FRONT PLATE | 6.73 | TEM | 1 | CP | 0.011 | 1
3SB34031RC | ACTUATOR-/INDICATOR COMPONENT WITH INTEGRATED LED 230V AC LAMP HOLDER SPRING-LOADED TERMINAL GREEN FOR MOUNTING ON FRONT PLATE | 12.14 | TEM | 1 | CP | 0.011 | 1
3SB34031RC | ACTUATOR-/INDICATOR COMPONENT WITH INTEGRATED LED 230V AC LAMP HOLDER SPRING-LOADED TERMINAL GREEN FOR MOUNTING ON FRONT PLATE | 12.14 | TEM | 1 | CP | 0.011 | 1
3SB34110B | ACTUATOR-/INDICATOR COMPONENT CONTACT BLOCK WITH 1 CONTACT ELEMENT SOLDER PIN TERMINAL, 1NO | 4.79 | TEM | 1 | CP | 0.004 | 1
3SB34110B | ACTUATOR-/INDICATOR COMPONENT CONTACT BLOCK WITH 1 CONTACT ELEMENT SOLDER PIN TERMINAL, 1NO | 4.79 | TEM | 1 | CP | 0.004 | 1
3SB34110C | ACTUATOR-/INDICATOR COMPONENT CONTACT BLOCK WITH 1 CONTACT ELEMENT SOLDER PIN TERMINAL, 1NC | 4.79 | TEM | 1 | CP | 0.004 | 1
3SB34110C | ACTUATOR-/INDICATOR COMPONENT CONTACT BLOCK WITH 1 CONTACT ELEMENT SOLDER PIN TERMINAL, 1NC | 4.79 | TEM | 1 | CP | 0.004 | 1
3SB34200B | COMPONENT FOR ENCLOSURE, 22MM CONTACT BLOCK WITH 1 CONTACT ELEMENT SCREW TERMINAL, 1NO | 4.9 | TEM | 1 | CP | 0.013 | 1
3SB34200B | COMPONENT FOR ENCLOSURE, 22MM CONTACT BLOCK WITH 1 CONTACT ELEMENT SCREW TERMINAL, 1NO | 4.9 | TEM | 1 | CP | 0.013 | 1
3SB34200B | COMPONENT FOR ENCLOSURE, 22MM CONTACT BLOCK WITH 1 CONTACT ELEMENT SCREW TERMINAL, 1NO | 4.9 | TEM | 1 | CP | 0.013 | 1
3SB34200C | COMPONENT FOR ENCLOSURE, 22MM CONTACT BLOCK WITH 1 CONTACT ELEMENT SCREW TERMINAL, 1NC | 4.9 | TEM | 1 | CP | 0.013 | 1
3SB34200C | COMPONENT FOR ENCLOSURE, 22MM CONTACT BLOCK WITH 1 CONTACT ELEMENT SCREW TERMINAL, 1NC | 4.9 | TEM | 1 | CP | 0.013 | 1
3SB34200C | COMPONENT FOR ENCLOSURE, 22MM CONTACT BLOCK WITH 1 CONTACT ELEMENT SCREW TERMINAL, 1NC | 4.9 | TEM | 1 | CP | 0.013 | 1
3SB34200CA | COMPONENT FOR ENCLOSURE, 22MM CONTACT BLOCK WITH 1 CONTACT ELEMENT SCREW TERMINAL, 1NC GOLD-PLATED CONTACTS | 6.63 | TEM | 1 | CP | 0.013 | 1
3SB34200CA | COMPONENT FOR ENCLOSURE, 22MM CONTACT BLOCK WITH 1 CONTACT ELEMENT SCREW TERMINAL, 1NC GOLD-PLATED CONTACTS | 6.63 | TEM | 1 | CP | 0.013 | 1
3SB34201A | COMPONENT FOR ENCLOSURE, 22MM LAMP HOLDER BA 9S WITHOUT LAMP RATED VOLTAGE ACC.TO LAMP SCREW TERMINAL | 4.59 | TEM | 1 | CP | 0.012 | 1
3SB34201A | COMPONENT FOR ENCLOSURE, 22MM LAMP HOLDER BA 9S WITHOUT LAMP RATED VOLTAGE ACC.TO LAMP SCREW TERMINAL | 4.59 | TEM | 1 | CP | 0.012 | 1
3SB34201C | COMPONENT FOR ENCLOSURE, 22MM LAMP HOLDER BA 9S WITH INTEGRATED VOLTAGE REDUCER WITH LAMP 130V, 3SX1731 RATED VOLTAGE 230/240V AC SCREW TERMINAL CLEAR | 11.83 | TEM | 1 | CP | 0.016 | 1
3SB34201C | COMPONENT FOR ENCLOSURE, 22MM LAMP HOLDER BA 9S WITH INTEGRATED VOLTAGE REDUCER WITH LAMP 130V, 3SX1731 RATED VOLTAGE 230/240V AC SCREW TERMINAL CLEAR | 11.83 | TEM | 1 | CP | 0.016 | 1
3SB34201PA | COMPONENT FOR ENCLOSURE, 22MM LAMP HOLDER WITH INTEGRATED LED 24V AC/DC RATED VOLTAGE 24V AC/DC SCREW TERMINAL YELLOW | 6.43 | TEM | 1 | CP | 0.011 | 1
3SB34201PA | COMPONENT FOR ENCLOSURE, 22MM LAMP HOLDER WITH INTEGRATED LED 24V AC/DC RATED VOLTAGE 24V AC/DC SCREW TERMINAL YELLOW | 6.43 | TEM | 1 | CP | 0.011 | 1
3SB34201PB | COMPONENT FOR ENCLOSURE, 22MM LAMP HOLDER WITH INTEGRATED LED 24V AC/DC RATED VOLTAGE 24V AC/DC SCREW TERMINAL RED | 6.43 | TEM | 1 | CP | 0.011 | 1
3SB34201PB | COMPONENT FOR ENCLOSURE, 22MM LAMP HOLDER WITH INTEGRATED LED 24V AC/DC RATED VOLTAGE 24V AC/DC SCREW TERMINAL RED | 6.43 | TEM | 1 | CP | 0.011 | 1
3SB34201PC | COMPONENT FOR ENCLOSURE, 22MM LAMP HOLDER WITH INTEGRATED LED 24V AC/DC RATED VOLTAGE 24V AC/DC SCREW TERMINAL GREEN | 6.43 | TEM | 1 | CP | 0.011 | 1
3SB34201PC | COMPONENT FOR ENCLOSURE, 22MM LAMP HOLDER WITH INTEGRATED LED 24V AC/DC RATED VOLTAGE 24V AC/DC SCREW TERMINAL GREEN | 6.43 | TEM | 1 | CP | 0.011 | 1
3SB34201PD | COMPONENT FOR ENCLOSURE, 22MM LAMP HOLDER WITH INTEGRATED LED 24V AC/DC RATED VOLTAGE 24V AC/DC SCREW TERMINAL BLUE | 6.43 | TEM | 1 | CP | 0.011 | 1
3SB34201PD | COMPONENT FOR ENCLOSURE, 22MM LAMP HOLDER WITH INTEGRATED LED 24V AC/DC RATED VOLTAGE 24V AC/DC SCREW TERMINAL BLUE | 6.43 | TEM | 1 | CP | 0.011 | 1
3SB34201PE | COMPONENT FOR ENCLOSURE, 22MM LAMP HOLDER WITH INTEGRATED LED 24V AC/DC RATED VOLTAGE 24V AC/DC SCREW TERMINAL WHITE | 6.43 | TEM | 1 | CP | 0.011 | 1
3SB34201PE | COMPONENT FOR ENCLOSURE, 22MM LAMP HOLDER WITH INTEGRATED LED 24V AC/DC RATED VOLTAGE 24V AC/DC SCREW TERMINAL WHITE | 6.43 | TEM | 1 | CP | 0.011 | 1
3SB34201RB | COMPONENT FOR ENCLOSURE, 22MM LAMP HOLDER WITH INTEGRATED LED 230V AC RATED VOLTAGE 230V AC SCREW TERMINAL RED | 12.44 | TEM | 1 | CP | 0.011 | 1
3SB34201RB | COMPONENT FOR ENCLOSURE, 22MM LAMP HOLDER WITH INTEGRATED LED 230V AC RATED VOLTAGE 230V AC SCREW TERMINAL RED | 12.44 | TEM | 1 | CP | 0.011 | 1
3SB34201RB | COMPONENT FOR ENCLOSURE, 22MM LAMP HOLDER WITH INTEGRATED LED 230V AC RATED VOLTAGE 230V AC SCREW TERMINAL RED | 12.44 | TEM | 1 | CP | 0.011 | 1
3SB34201RC | COMPONENT FOR ENCLOSURE, 22MM LAMP HOLDER WITH INTEGRATED LED 230V AC RATED VOLTAGE 230V AC SCREW TERMINAL GREEN | 12.44 | TEM | 1 | CP | 0.011 | 1
3SB34201RC | COMPONENT FOR ENCLOSURE, 22MM LAMP HOLDER WITH INTEGRATED LED 230V AC RATED VOLTAGE 230V AC SCREW TERMINAL GREEN | 12.44 | TEM | 1 | CP | 0.011 | 1
3SB34201RC | COMPONENT FOR ENCLOSURE, 22MM LAMP HOLDER WITH INTEGRATED LED 230V AC RATED VOLTAGE 230V AC SCREW TERMINAL GREEN | 12.44 | TEM | 1 | CP | 0.011 | 1
3SB34201RE | COMPONENT FOR ENCLOSURE, 22MM LAMP HOLDER WITH INTEGRATED LED 230V AC RATED VOLTAGE 230V AC SCREW TERMINAL WHITE | 12.44 | TEM | 1 | CP | 0.011 | 1
3SB34201RE | COMPONENT FOR ENCLOSURE, 22MM LAMP HOLDER WITH INTEGRATED LED 230V AC RATED VOLTAGE 230V AC SCREW TERMINAL WHITE | 12.44 | TEM | 1 | CP | 0.011 | 1
3SB34230B | COMPONENT FOR ENCLOSURE, 22MM CONTACT BLOCK WITH 1 CONTACT ELEMENT SPRING-LOADED TERMINAL, 1NO | 5.61 | TEM | 1 | CP | 0.006 | 1
3SB34230B | COMPONENT FOR ENCLOSURE, 22MM CONTACT BLOCK WITH 1 CONTACT ELEMENT SPRING-LOADED TERMINAL, 1NO | 5.61 | TEM | 1 | CP | 0.006 | 1
3SB34230B | COMPONENT FOR ENCLOSURE, 22MM CONTACT BLOCK WITH 1 CONTACT ELEMENT SPRING-LOADED TERMINAL, 1NO | 5.61 | TEM | 1 | CP | 0.006 | 1
3SB34230C | COMPONENT FOR ENCLOSURE, 22MM CONTACT BLOCK WITH 1 CONTACT ELEMENT SPRING-LOADED TERMINAL, 1NC | 5.61 | TEM | 1 | CP | 0.006 | 1
3SB34230C | COMPONENT FOR ENCLOSURE, 22MM CONTACT BLOCK WITH 1 CONTACT ELEMENT SPRING-LOADED TERMINAL, 1NC | 5.61 | TEM | 1 | CP | 0.006 | 1
3SB34232F | COMPONENT FOR ENCLOSURE, 22MM SUPPORT TERMINAL SPRING-LOADED TERMINAL BLACK | 6.02 | TEM | 1 | CP | 0.006 | 1
3SB34232F | COMPONENT FOR ENCLOSURE, 22MM SUPPORT TERMINAL SPRING-LOADED TERMINAL BLACK | 6.02 | TEM | 1 | CP | 0.006 | 1
3SB35000AA11 | 22MM METAL ROUND ACTUATOR: PUSHBUTTON WITH FLAT BUTTON WITH HOLDER BLACK SOLVENT-RESISTANT | 6.15 | TEM | 1 | CP | 0.07 | 1
3SB35000AA11 | 22MM METAL ROUND ACTUATOR: PUSHBUTTON WITH FLAT BUTTON WITH HOLDER BLACK SOLVENT-RESISTANT | 6.15 | TEM | 1 | CP | 0.07 | 1
3SB35000AA12 | 22MM METAL ROUND ACTUATOR: PUSHBUTTON WITH RAISED FRONT RING WITH HOLDER BLACK SOLVENT-RESISTANT | 7.18 | TEM | 1 | CP | 0.074 | 1
3SB35000AA12 | 22MM METAL ROUND ACTUATOR: PUSHBUTTON WITH RAISED FRONT RING WITH HOLDER BLACK SOLVENT-RESISTANT | 7.18 | TEM | 1 | CP | 0.074 | 1
3SB35000AA21 | 22MM METAL ROUND ACTUATOR: PUSHBUTTON WITH FLAT BUTTON WITH HOLDER RED | 6.15 | TEM | 1 | CP | 0.07 | 1
3SB35000AA21 | 22MM METAL ROUND ACTUATOR: PUSHBUTTON WITH FLAT BUTTON WITH HOLDER RED | 6.15 | TEM | 1 | CP | 0.07 | 1
3SB35000AA21 | 22MM METAL ROUND ACTUATOR: PUSHBUTTON WITH FLAT BUTTON WITH HOLDER RED | 6.15 | TEM | 1 | CP | 0.07 | 1
3SB35000AA31 | 22MM METAL ROUND ACTUATOR: PUSHBUTTON WITH FLAT BUTTON WITH HOLDER YELLOW | 6.15 | TEM | 1 | CP | 0.07 | 1
3SB35000AA31 | 22MM METAL ROUND ACTUATOR: PUSHBUTTON WITH FLAT BUTTON WITH HOLDER YELLOW | 6.15 | TEM | 1 | CP | 0.07 | 1
3SB35000AA41 | 22MM METAL ROUND ACTUATOR: PUSHBUTTON WITH FLAT BUTTON WITH HOLDER GREEN | 6.15 | TEM | 1 | CP | 0.07 | 1
3SB35000AA41 | 22MM METAL ROUND ACTUATOR: PUSHBUTTON WITH FLAT BUTTON WITH HOLDER GREEN | 6.15 | TEM | 1 | CP | 0.07 | 1
3SB35000AA41 | 22MM METAL ROUND ACTUATOR: PUSHBUTTON WITH FLAT BUTTON WITH HOLDER GREEN | 6.15 | TEM | 1 | CP | 0.07 | 1
3SB35000AA51 | 22MM METAL ROUND ACTUATOR: PUSHBUTTON WITH FLAT BUTTON WITH HOLDER BLUE | 6.15 | TEM | 1 | CP | 0.07 | 1
3SB35000AA51 | 22MM METAL ROUND ACTUATOR: PUSHBUTTON WITH FLAT BUTTON WITH HOLDER BLUE | 6.15 | TEM | 1 | CP | 0.07 | 1
3SB35000AA61 | 22MM METAL ROUND ACTUATOR: PUSHBUTTON WITH FLAT BUTTON WITH HOLDER WHITE | 6.15 | TEM | 1 | CP | 0.07 | 1
3SB35000AA61 | 22MM METAL ROUND ACTUATOR: PUSHBUTTON WITH FLAT BUTTON WITH HOLDER WHITE | 6.15 | TEM | 1 | CP | 0.07 | 1
3SB35000AA71 | 22MM METAL ROUND ACTUATOR: PUSHBUTTON WITH FLAT BUTTON WITH HOLDER CLEAR | 6.15 | TEM | 1 | CP | 0.07 | 1
3SB35000AA71 | 22MM METAL ROUND ACTUATOR: PUSHBUTTON WITH FLAT BUTTON WITH HOLDER CLEAR | 6.15 | TEM | 1 | CP | 0.07 | 1
3SB35000AB01 | 22MM METAL ROUND ACTUATOR: PUSHBUTTON WITH FLAT BUTTON WITH HOLDER RED INSCRIPTION WITH SYMBOL: O | 6.97 | TEM | 1 | CP | 0.07 | 1
3SB35000AB01 | 22MM METAL ROUND ACTUATOR: PUSHBUTTON WITH FLAT BUTTON WITH HOLDER RED INSCRIPTION WITH SYMBOL: O | 6.97 | TEM | 1 | CP | 0.07 | 1
3SB35000BA11 | 22MM METAL ROUND ACTUATOR: PUSHBUTTON WITH RAISED BUTTON WITH HOLDER BLACK SOLVENT RESISTANT | 7.48 | TEM | 1 | CP | 0.069 | 1
3SB35000BA11 | 22MM METAL ROUND ACTUATOR: PUSHBUTTON WITH RAISED BUTTON WITH HOLDER BLACK SOLVENT RESISTANT | 7.48 | TEM | 1 | CP | 0.069 | 1
3SB35000DA21 | 22MM METAL ROUND ACTUATOR: PUSHBUTTON LATCHING, UNLOCKING BY PRESSING AGAIN WITH FLAT BUTTON WITH HOLDER RED | 10.87 | TEM | 1 | CP | 0.074 | 1
3SB35000DA21 | 22MM METAL ROUND ACTUATOR: PUSHBUTTON LATCHING, UNLOCKING BY PRESSING AGAIN WITH FLAT BUTTON WITH HOLDER RED | 10.87 | TEM | 1 | CP | 0.074 | 1
3SB35000DA21 | 22MM METAL ROUND ACTUATOR: PUSHBUTTON LATCHING, UNLOCKING BY PRESSING AGAIN WITH FLAT BUTTON WITH HOLDER RED | 10.87 | TEM | 1 | CP | 0.074 | 1
3SB35001AA20 | 22MM METAL ROUND ACTUATOR: EMERGEN.-STOP MUSHR.PUSHB. 60MM LATCH.W. ROT.-TO-UNLATCH MECH. WITH HOLDER RED | 20.5 | TEM | 1 | CP | 0.138 | 1
3SB35001AA20 | 22MM METAL ROUND ACTUATOR: EMERGEN.-STOP MUSHR.PUSHB. 60MM LATCH.W. ROT.-TO-UNLATCH MECH. WITH HOLDER RED | 20.5 | TEM | 1 | CP | 0.138 | 1
3SB35001BA20 | 22MM METAL ROUND ACTUATOR: EMERGEN.-STOP MUSHR.PUSHB. 40MM WITH RONIS KEY-OPER.SWITCH LATCHING WITH KEY-OPER.SWITCH- UNLOCKING RED LOCK NO SB30 WITH HOLDER POSSIBLE SPECIAL CLOSURES: 3SB31, 421, 455 | 37.52 | TEM | 1 | CP | 0.141 | 1
3SB35001BA20 | 22MM METAL ROUND ACTUATOR: EMERGEN.-STOP MUSHR.PUSHB. 40MM WITH RONIS KEY-OPER.SWITCH LATCHING WITH KEY-OPER.SWITCH- UNLOCKING RED LOCK NO SB30 WITH HOLDER POSSIBLE SPECIAL CLOSURES: 3SB31, 421, 455 | 37.52 | TEM | 1 | CP | 0.141 | 1
3SB35001CA11 | 22MM METAL ROUND ACTUATOR: PUSH-PULL BUTTON 40MM LATCHING W.PULL-TO-UNLOCK MECH. WITH HOLDER BLACK SOLVENT-RESISTANT | 17.84 | TEM | 1 | CP | 0.081 | 1
3SB35001CA11 | 22MM METAL ROUND ACTUATOR: PUSH-PULL BUTTON 40MM LATCHING W.PULL-TO-UNLOCK MECH. WITH HOLDER BLACK SOLVENT-RESISTANT | 17.84 | TEM | 1 | CP | 0.081 | 1
3SB35001DA21 | 22MM METAL ROUND ACTUATOR: MUSHR.PUSHBUTTON 30MM MOMENTARY CONTACT TYPE WITH HOLDER RED | 10.66 | TEM | 1 | CP | 0.076 | 1
3SB35001DA21 | 22MM METAL ROUND ACTUATOR: MUSHR.PUSHBUTTON 30MM MOMENTARY CONTACT TYPE WITH HOLDER RED | 10.66 | TEM | 1 | CP | 0.076 | 1
3SB35001EA11 | 22MM METAL ROUND ACTUATOR: PUSH-PULL BUTTON 30MM LATCHING W.PULL-TO-UNLOCK MECH. WITH HOLDER BLACK SOLVENT-RESISTANT | 16.81 | TEM | 1 | CP | 0.077 | 1
3SB35001EA11 | 22MM METAL ROUND ACTUATOR: PUSH-PULL BUTTON 30MM LATCHING W.PULL-TO-UNLOCK MECH. WITH HOLDER BLACK SOLVENT-RESISTANT | 16.81 | TEM | 1 | CP | 0.077 | 1
3SB35001EA21 | 22MM METAL ROUND ACTUATOR: PUSH-PULL BUTTON 30MM LATCHING W.PULL-TO-UNLOCK MECH. WITH HOLDER RED | 16.81 | TEM | 1 | CP | 0.077 | 1
3SB35001EA21 | 22MM METAL ROUND ACTUATOR: PUSH-PULL BUTTON 30MM LATCHING W.PULL-TO-UNLOCK MECH. WITH HOLDER RED | 16.81 | TEM | 1 | CP | 0.077 | 1
3SB35001GA11 | 22MM METAL ROUND ACTUATOR: MUSHR.PUSHBUTTON 40MM MOMENTARY CONTACT TYPE WITH HOLDER BLACK SOLVENT-RESISTANT | 10.66 | TEM | 1 | CP | 0.081 | 1
3SB35001GA11 | 22MM METAL ROUND ACTUATOR: MUSHR.PUSHBUTTON 40MM MOMENTARY CONTACT TYPE WITH HOLDER BLACK SOLVENT-RESISTANT | 10.66 | TEM | 1 | CP | 0.081 | 1
3SB35001GA21 | 22MM METAL ROUND ACTUATOR: MUSHR.PUSHBUTTON 40MM MOMENTARY CONTACT TYPE WITH HOLDER RED | 10.66 | TEM | 1 | CP | 0.081 | 1
3SB35001GA21 | 22MM METAL ROUND ACTUATOR: MUSHR.PUSHBUTTON 40MM MOMENTARY CONTACT TYPE WITH HOLDER RED | 10.66 | TEM | 1 | CP | 0.081 | 1
3SB35001GA31 | 22MM METAL ROUND ACTUATOR: MUSHR.PUSHBUTTON 40MM MOMENTARY CONTACT TYPE WITH HOLDER YELLOW | 10.66 | TEM | 1 | CP | 0.081 | 1
3SB35001GA31 | 22MM METAL ROUND ACTUATOR: MUSHR.PUSHBUTTON 40MM MOMENTARY CONTACT TYPE WITH HOLDER YELLOW | 10.66 | TEM | 1 | CP | 0.081 | 1
3SB35001HA20 | 22MM METAL ROUND ACTUATOR: EMERGEN.-STOP MUSHR.PUSHB. 40MM LATCH.W. ROT.-TO-UNLATCH MECH. WITH HOLDER RED | 18.35 | TEM | 1 | CP | 0.117 | 1
3SB35001HA20 | 22MM METAL ROUND ACTUATOR: EMERGEN.-STOP MUSHR.PUSHB. 40MM LATCH.W. ROT.-TO-UNLATCH MECH. WITH HOLDER RED | 18.35 | TEM | 1 | CP | 0.117 | 1
3SB35001HA26 | 22MM METAL ROUND ACTUATOR: EMERGEN.-STOP MUSHR.PUSHB. 40MM LATCH.W. ROT.-TO-UNLATCH MECH. FRONT SWITCH POSITION INDICATOR WITH HOLDER RED | 22.04 | TEM | 1 | CP | 0.116 | 1
3SB35001HA26 | 22MM METAL ROUND ACTUATOR: EMERGEN.-STOP MUSHR.PUSHB. 40MM LATCH.W. ROT.-TO-UNLATCH MECH. FRONT SWITCH POSITION INDICATOR WITH HOLDER RED | 22.04 | TEM | 1 | CP | 0.116 | 1
3SB35001KA20 | 22MM METAL ROUND ACTUATOR: EMERGEN.-STOP MUSHR.PUSHB. 40MM WITH CES KEY-OPER.SWITCH LATCHING WITH KEY-OPER.SWITCH- UNLOCKING LOCK NO SSG 10 WITH HOLDER RED | 57.5 | TEM | 1 | CP | 0.171 | 1
3SB35001KA20 | 22MM METAL ROUND ACTUATOR: EMERGEN.-STOP MUSHR.PUSHB. 40MM WITH CES KEY-OPER.SWITCH LATCHING WITH KEY-OPER.SWITCH- UNLOCKING LOCK NO SSG 10 WITH HOLDER RED | 57.5 | TEM | 1 | CP | 0.171 | 1
3SB35001LA20 | 22MM METAL ROUND ACTUATOR: EMERGEN.-STOP MUSHR.PUSHB. 40MM WITH BKS KEY-OPER.SWITCH LATCHING WITH KEY-OPER.SWITCH- UNLOCKING LOCK NO S1 WITH HOLDER RED | 76.16 | TEM | 1 | CP | 0.168 | 1
3SB35001LA20 | 22MM METAL ROUND ACTUATOR: EMERGEN.-STOP MUSHR.PUSHB. 40MM WITH BKS KEY-OPER.SWITCH LATCHING WITH KEY-OPER.SWITCH- UNLOCKING LOCK NO S1 WITH HOLDER RED | 76.16 | TEM | 1 | CP | 0.168 | 1
3SB35001MA20 | 22MM METAL ROUND ACTUATOR: EMERGEN.-STOP MUSHR.PUSHB. 40MM WITH OMR KEY-OPER.SWITCH LATCHING WITH KEY-OPER.SWITCH- UNLOCKING LOCK NO 73037 WITH HOLDER RED | 42.33 | TEM | 1 | CP | 0.178 | 1
3SB35001MA20 | 22MM METAL ROUND ACTUATOR: EMERGEN.-STOP MUSHR.PUSHB. 40MM WITH OMR KEY-OPER.SWITCH LATCHING WITH KEY-OPER.SWITCH- UNLOCKING LOCK NO 73037 WITH HOLDER RED | 42.33 | TEM | 1 | CP | 0.178 | 1
3SB35001TA20 | 22MM METAL ROUND ACTUATOR: EMERGEN.-STOP MUSHR.PUSHB. 40MM LATCHING W.PULL-TO-UNLOCK MECH. WITH HOLDER RED, SOLVENT-RESISTANT | 18.35 | TEM | 1 | CP | 0.117 | 1
3SB35001TA20 | 22MM METAL ROUND ACTUATOR: EMERGEN.-STOP MUSHR.PUSHB. 40MM LATCHING W.PULL-TO-UNLOCK MECH. WITH HOLDER RED, SOLVENT-RESISTANT | 18.35 | TEM | 1 | CP | 0.117 | 1
3SB35002DA11 | 22MM METAL ROUND ACTUATOR: SELECTOR SWITCH LATCHING 3 SWITCH POSITIONS I-O-II NON-ILLUMINATED WITH HOLDER BLACK | 10.15 | TEM | 1 | CP | 0.075 | 1
3SB35002DA11 | 22MM METAL ROUND ACTUATOR: SELECTOR SWITCH LATCHING 3 SWITCH POSITIONS I-O-II NON-ILLUMINATED WITH HOLDER BLACK | 10.15 | TEM | 1 | CP | 0.075 | 1
3SB35002DA21 | 22MM METAL ROUND ACTUATOR: SELECTOR SWITCH LATCHING 3 SWITCH POSITIONS I-O-II NON-ILLUMINATED WITH HOLDER RED | 10.15 | TEM | 1 | CP | 0.075 | 1
3SB35002DA21 | 22MM METAL ROUND ACTUATOR: SELECTOR SWITCH LATCHING 3 SWITCH POSITIONS I-O-II NON-ILLUMINATED WITH HOLDER RED | 10.15 | TEM | 1 | CP | 0.075 | 1
3SB35002DA41 | 22MM METAL ROUND ACTUATOR: SELECTOR SWITCH LATCHING 3 SWITCH POSITIONS I-O-II NON-ILLUMINATED WITH HOLDER GREEN | 10.15 | TEM | 1 | CP | 0.075 | 1
3SB35002DA41 | 22MM METAL ROUND ACTUATOR: SELECTOR SWITCH LATCHING 3 SWITCH POSITIONS I-O-II NON-ILLUMINATED WITH HOLDER GREEN | 10.15 | TEM | 1 | CP | 0.075 | 1
3SB35002EA11 | 22MM METAL ROUND ACTUATOR: SELECTOR SWITCH MOMENTARY CONTACT TYPE 3 SWITCH POSITIONS I-O-II NON-ILLUMINATED WITH HOLDER BLACK | 10.15 | TEM | 1 | CP | 0.075 | 1
3SB35002EA11 | 22MM METAL ROUND ACTUATOR: SELECTOR SWITCH MOMENTARY CONTACT TYPE 3 SWITCH POSITIONS I-O-II NON-ILLUMINATED WITH HOLDER BLACK | 10.15 | TEM | 1 | CP | 0.075 | 1
3SB35002EA21 | 22MM METAL ROUND ACTUATOR: SELECTOR SWITCH MOMENTARY CONTACT TYPE 3 SWITCH POSITIONS I-O-II NON-ILLUMINATED WITH HOLDER RED | 10.15 | TEM | 1 | CP | 0.075 | 1
3SB35002EA21 | 22MM METAL ROUND ACTUATOR: SELECTOR SWITCH MOMENTARY CONTACT TYPE 3 SWITCH POSITIONS I-O-II NON-ILLUMINATED WITH HOLDER RED | 10.15 | TEM | 1 | CP | 0.075 | 1
3SB35002HA11 | 22MM METAL ROUND ACTUATOR: SELECTOR SWITCH LATCHING 2 SWITCH POSITIONS O-I NON-ILLUMINATED WITH HOLDER BLACK | 10.35 | TEM | 1 | CP | 0.075 | 1
3SB35002HA11 | 22MM METAL ROUND ACTUATOR: SELECTOR SWITCH LATCHING 2 SWITCH POSITIONS O-I NON-ILLUMINATED WITH HOLDER BLACK | 10.35 | TEM | 1 | CP | 0.075 | 1
3SB35002KA11 | 22MM METAL ROUND ACTUATOR: SELECTOR SWITCH LATCHING 2 SWITCH POSITIONS O-I NON-ILLUMINATED WITH HOLDER BLACK | 10.15 | TEM | 1 | CP | 0.075 | 1
3SB35002KA11 | 22MM METAL ROUND ACTUATOR: SELECTOR SWITCH LATCHING 2 SWITCH POSITIONS O-I NON-ILLUMINATED WITH HOLDER BLACK | 10.15 | TEM | 1 | CP | 0.075 | 1
3SB35002KA21 | 22MM METAL ROUND ACTUATOR: SELECTOR SWITCH LATCHING 2 SWITCH POSITIONS O-I NON-ILLUMINATED WITH HOLDER RED | 10.15 | TEM | 1 | CP | 0.075 | 1
3SB35002KA21 | 22MM METAL ROUND ACTUATOR: SELECTOR SWITCH LATCHING 2 SWITCH POSITIONS O-I NON-ILLUMINATED WITH HOLDER RED | 10.15 | TEM | 1 | CP | 0.075 | 1
3SB35002KA41 | 22MM METAL ROUND ACTUATOR: SELECTOR SWITCH LATCHING 2 SWITCH POSITIONS O-I NON-ILLUMINATED WITH HOLDER GREEN | 10.15 | TEM | 1 | CP | 0.075 | 1
3SB35002KA41 | 22MM METAL ROUND ACTUATOR: SELECTOR SWITCH LATCHING 2 SWITCH POSITIONS O-I NON-ILLUMINATED WITH HOLDER GREEN | 10.15 | TEM | 1 | CP | 0.075 | 1
3SB35002LA11 | 22MM METAL ROUND ACTUATOR: SELECTOR SWITCH MOMENTARY CONTACT TYPE 2 SWITCH POSITIONS O-I NON-ILLUMINATED WITH HOLDER BLACK | 10.15 | TEM | 1 | CP | 0.075 | 1
3SB35002LA11 | 22MM METAL ROUND ACTUATOR: SELECTOR SWITCH MOMENTARY CONTACT TYPE 2 SWITCH POSITIONS O-I NON-ILLUMINATED WITH HOLDER BLACK | 10.15 | TEM | 1 | CP | 0.075 | 1
3SB35002LA41 | 22MM METAL ROUND ACTUATOR: SELECTOR SWITCH MOMENTARY CONTACT TYPE 2 SWITCH POSITIONS O-I NON-ILLUMINATED WITH HOLDER GREEN | 10.15 | TEM | 1 | CP | 0.075 | 1
3SB35002LA41 | 22MM METAL ROUND ACTUATOR: SELECTOR SWITCH MOMENTARY CONTACT TYPE 2 SWITCH POSITIONS O-I NON-ILLUMINATED WITH HOLDER GREEN | 10.15 | TEM | 1 | CP | 0.075 | 1
3SB35002PA11 | 22MM METAL ROUND ACTUATOR: SELECTOR SWITCH LATCHING 2 SWITCH POSITIONS O-I NON-ILLUMINATED WITH HOLDER BLACK SOLVENT-RESISTANT | 13.43 | TEM | 1 | CP | 0.104 | 1
3SB35002PA11 | 22MM METAL ROUND ACTUATOR: SELECTOR SWITCH LATCHING 2 SWITCH POSITIONS O-I NON-ILLUMINATED WITH HOLDER BLACK SOLVENT-RESISTANT | 13.43 | TEM | 1 | CP | 0.104 | 1
3SB35002QA11 | 22MM METAL ROUND ACTUATOR: SELECTOR SWITCH MOMENTARY CONTACT TYPE 2 SWITCH POSITIONS O-I NON-ILLUMINATED WITH HOLDER BLACK SOLVENT-RESISTANT | 13.43 | TEM | 1 | CP | 0.104 | 1
3SB35002QA11 | 22MM METAL ROUND ACTUATOR: SELECTOR SWITCH MOMENTARY CONTACT TYPE 2 SWITCH POSITIONS O-I NON-ILLUMINATED WITH HOLDER BLACK SOLVENT-RESISTANT | 13.43 | TEM | 1 | CP | 0.104 | 1
3SB35002SA11 | 22MM METAL ROUND ACTUATOR: SELECTOR SWITCH LATCHING 3 SWITCH POSITIONS I-O-II NON-ILLUMINATED WITH HOLDER BLACK SOLVENT-RESISTANT | 13.43 | TEM | 1 | CP | 0.104 | 1
3SB35002SA11 | 22MM METAL ROUND ACTUATOR: SELECTOR SWITCH LATCHING 3 SWITCH POSITIONS I-O-II NON-ILLUMINATED WITH HOLDER BLACK SOLVENT-RESISTANT | 13.43 | TEM | 1 | CP | 0.104 | 1
3SB35002UA11 | 22MM METAL ROUND ACTUATOR: SELECTOR SWITCH HEAVY DUTY LEFT LATCH.,RI.MOMEN.CONT.TYPE 3 SWITCH POSITIONS I-O-II NON-ILLUMINATED WITH HOLDER BLACK SOLVENT-RESISTANT | 13.43 | TEM | 1 | CP | 0.103 | 1
3SB35002UA11 | 22MM METAL ROUND ACTUATOR: SELECTOR SWITCH HEAVY DUTY LEFT LATCH.,RI.MOMEN.CONT.TYPE 3 SWITCH POSITIONS I-O-II NON-ILLUMINATED WITH HOLDER BLACK SOLVENT-RESISTANT | 13.43 | TEM | 1 | CP | 0.103 | 1
3SB35002VA11 | 22MM METAL ROUND ACTUATOR: SELECTOR SWITCH HEAVY DUTY RIGHT LATCH.,LE.MOMEN.CONT.TYPE 3 SWITCH POSITIONS I-O-II NON-ILLUMINATED WITH HOLDER BLACK SOLVENT-RESISTANT | 13.43 | TEM | 1 | CP | 0.102 | 1
3SB35002VA11 | 22MM METAL ROUND ACTUATOR: SELECTOR SWITCH HEAVY DUTY RIGHT LATCH.,LE.MOMEN.CONT.TYPE 3 SWITCH POSITIONS I-O-II NON-ILLUMINATED WITH HOLDER BLACK SOLVENT-RESISTANT | 13.43 | TEM | 1 | CP | 0.102 | 1
3SB35003AH11 | 22MM METAL ROUND ACTUATOR: OMR KEY-OPER.SWITCH W. 2 KEYS LATCHING 2 SWITCH POSITIONS O-I LOCK NO 73037, REMOVAL POS. O+I WITH HOLDER RED | 33.31 | TEM | 1 | CP | 0.172 | 1
3SB35003AH11 | 22MM METAL ROUND ACTUATOR: OMR KEY-OPER.SWITCH W. 2 KEYS LATCHING 2 SWITCH POSITIONS O-I LOCK NO 73037, REMOVAL POS. O+I WITH HOLDER RED | 33.31 | TEM | 1 | CP | 0.172 | 1
3SB35003AK01 | 22MM METAL ROUND ACTUATOR: OMR KEY-OPER.SWITCH W. 2 KEYS LATCHING 2 SWITCH POSITIONS O-I LOCK NO 73033, REMOVAL POS. O WITH HOLDER YELLOW | 33.31 | TEM | 1 | CP | 0.175 | 1
3SB35003AK01 | 22MM METAL ROUND ACTUATOR: OMR KEY-OPER.SWITCH W. 2 KEYS LATCHING 2 SWITCH POSITIONS O-I LOCK NO 73033, REMOVAL POS. O WITH HOLDER YELLOW | 33.31 | TEM | 1 | CP | 0.175 | 1
3SB35003DJ11 | 22MM METAL ROUND ACTUATOR: OMR KEY-OPER.SWITCH W. 2 KEYS LATCHING 3 SWITCH POSITIONS I-O-II LOCK NO 73034,REMOV.POS.I+O+II WITH HOLDER BLACK | 33.31 | TEM | 1 | CP | 0.183 | 1
3SB35003DJ11 | 22MM METAL ROUND ACTUATOR: OMR KEY-OPER.SWITCH W. 2 KEYS LATCHING 3 SWITCH POSITIONS I-O-II LOCK NO 73034,REMOV.POS.I+O+II WITH HOLDER BLACK | 33.31 | TEM | 1 | CP | 0.183 | 1
3SB35003PA11 | 22MM METAL ROUND ACTUATOR: SELECTOR SWITCH LONG HANDLE LATCHING 2 SWITCH POSITIONS O-I NON-ILLUMINATED WITH HOLDER BLACK SOLVENT-RESISTANT | 13.43 | TEM | 1 | CP | 0.105 | 1
3SB35003PA11 | 22MM METAL ROUND ACTUATOR: SELECTOR SWITCH LONG HANDLE LATCHING 2 SWITCH POSITIONS O-I NON-ILLUMINATED WITH HOLDER BLACK SOLVENT-RESISTANT | 13.43 | TEM | 1 | CP | 0.105 | 1
3SB35004AD01 | 22MM ROUND METAL ACTUATOR: RONIS LOCK WITH 2 KEYS MAINTAINED CONTACT 2 SWITCH POSITIONS O-I LOCK NUMBER SB 30, REMOVE O WITH HOLDER POSSIBLE SPECIAL LOCKS FOR RONIS KEYSWITCHES: SB31, 455, 421 | 22.35 | TEM | 1 | CP | 0.11 | 1
3SB35004AD01 | 22MM ROUND METAL ACTUATOR: RONIS LOCK WITH 2 KEYS MAINTAINED CONTACT 2 SWITCH POSITIONS O-I LOCK NUMBER SB 30, REMOVE O WITH HOLDER POSSIBLE SPECIAL LOCKS FOR RONIS KEYSWITCHES: SB31, 455, 421 | 22.35 | TEM | 1 | CP | 0.11 | 1
3SB35004AD11 | 22MM ROUND METAL ACTUATOR: RONIS LOCK WITH 2 KEYS MAINTAINED CONTACT 2 SWITCH POSITIONS O-I LOCK NUMBER SB 30, REMOVE O+I WITH HOLDER POSSIBLE SPECIAL LOCKS FOR RONIS KEYSWITCHES: SB31, 455, 421 | 22.35 | TEM | 1 | CP | 0.109 | 1
3SB35004AD11 | 22MM ROUND METAL ACTUATOR: RONIS LOCK WITH 2 KEYS MAINTAINED CONTACT 2 SWITCH POSITIONS O-I LOCK NUMBER SB 30, REMOVE O+I WITH HOLDER POSSIBLE SPECIAL LOCKS FOR RONIS KEYSWITCHES: SB31, 455, 421 | 22.35 | TEM | 1 | CP | 0.109 | 1
3SB35004BD01 | 22MM ROUND METAL ACTUATOR: RONIS LOCK WITH 2 KEYS MOMENTARY CONTACT 2 SWITCH POSITIONS O-I LOCK NUMBER SB 30, REMOVE O WITH HOLDER POSSIBLE SPECIAL LOCKS FOR RONIS KEYSWITCHES: SB31, 455, 421 | 22.35 | TEM | 1 | CP | 0.109 | 1
3SB35004BD01 | 22MM ROUND METAL ACTUATOR: RONIS LOCK WITH 2 KEYS MOMENTARY CONTACT 2 SWITCH POSITIONS O-I LOCK NUMBER SB 30, REMOVE O WITH HOLDER POSSIBLE SPECIAL LOCKS FOR RONIS KEYSWITCHES: SB31, 455, 421 | 22.35 | TEM | 1 | CP | 0.109 | 1
3SB35004DD01 | 22MM ROUND METAL ACTUATOR: RONIS LOCK WITH 2 KEYS MAINTAINED CONTACT 3 SWITCH POSITIONS I-O-II LOCK NUMBER SB 30, REMOVE O WITH HOLDER POSSIBLE SPECIAL LOCKS FOR RONIS KEYSWITCHES: SB31, 455, 421 | 23.47 | TEM | 1 | CP | 0.11 | 1
3SB35004DD01 | 22MM ROUND METAL ACTUATOR: RONIS LOCK WITH 2 KEYS MAINTAINED CONTACT 3 SWITCH POSITIONS I-O-II LOCK NUMBER SB 30, REMOVE O WITH HOLDER POSSIBLE SPECIAL LOCKS FOR RONIS KEYSWITCHES: SB31, 455, 421 | 23.47 | TEM | 1 | CP | 0.11 | 1
3SB35004DD11 | 22MM ROUND METAL ACTUATOR: RONIS LOCK WITH 2 KEYS MAINTAINED CONTACT 3 SWITCH POSITIONS I-O-II LOCK NUMBER SB 30,REMOVE I+O+II WITH HOLDER POSSIBLE SPECIAL LOCKS FOR RONIS KEYSWITCHES: SB31, 455, 421 | 23.47 | TEM | 1 | CP | 0.11 | 1
3SB35004DD11 | 22MM ROUND METAL ACTUATOR: RONIS LOCK WITH 2 KEYS MAINTAINED CONTACT 3 SWITCH POSITIONS I-O-II LOCK NUMBER SB 30,REMOVE I+O+II WITH HOLDER POSSIBLE SPECIAL LOCKS FOR RONIS KEYSWITCHES: SB31, 455, 421 | 23.47 | TEM | 1 | CP | 0.11 | 1
3SB35004DD51 | 22MM ROUND METAL ACTUATOR: RONIS LOCK WITH 2 KEYS MAINTAINED CONTACT 3 SWITCH POSITIONS I-O-II LOCK NUMBER SB 30, REMOVE O+I WITH HOLDER POSSIBLE SPECIAL LOCKS FOR RONIS KEYSWITCHES: SB31, 455, 421 | 23.47 | TEM | 1 | CP | 0.11 | 1
3SB35004DD51 | 22MM ROUND METAL ACTUATOR: RONIS LOCK WITH 2 KEYS MAINTAINED CONTACT 3 SWITCH POSITIONS I-O-II LOCK NUMBER SB 30, REMOVE O+I WITH HOLDER POSSIBLE SPECIAL LOCKS FOR RONIS KEYSWITCHES: SB31, 455, 421 | 23.47 | TEM | 1 | CP | 0.11 | 1
3SB35004ED01 | 22MM ROUND METAL ACTUATOR: RONIS LOCK WITH 2 KEYS MOMENTARY CONTACT 3 SWITCH POSITIONS I-O-II LOCK NUMBER SB 30, REMOVE O WITH HOLDER POSSIBLE SPECIAL LOCKS FOR RONIS KEYSWITCHES: SB31, 455, 421 | 22.35 | TEM | 1 | CP | 0.11 | 1
3SB35004ED01 | 22MM ROUND METAL ACTUATOR: RONIS LOCK WITH 2 KEYS MOMENTARY CONTACT 3 SWITCH POSITIONS I-O-II LOCK NUMBER SB 30, REMOVE O WITH HOLDER POSSIBLE SPECIAL LOCKS FOR RONIS KEYSWITCHES: SB31, 455, 421 | 22.35 | TEM | 1 | CP | 0.11 | 1
3SB35004LD01 | 22MM METAL ROUND ACTUATOR: CES KEY-OPER.SWITCH WITH 2 KEYS LATCHING 2 SWITCH POSITIONS O-I LOCK NO SSG 10, REMOVAL POS. O WITH HOLDER | 46.64 | TEM | 1 | CP | 0.193 | 1
3SB35004LD01 | 22MM METAL ROUND ACTUATOR: CES KEY-OPER.SWITCH WITH 2 KEYS LATCHING 2 SWITCH POSITIONS O-I LOCK NO SSG 10, REMOVAL POS. O WITH HOLDER | 46.64 | TEM | 1 | CP | 0.193 | 1
3SB35004LD11 | 22MM METAL ROUND ACTUATOR: CES KEY-OPER.SWITCH WITH 2 KEYS LATCHING 2 SWITCH POSITIONS O-I LOCK NO SSG 10, REM. POS. O+I WITH HOLDER | 46.64 | TEM | 1 | CP | 0.189 | 1
3SB35004LD11 | 22MM METAL ROUND ACTUATOR: CES KEY-OPER.SWITCH WITH 2 KEYS LATCHING 2 SWITCH POSITIONS O-I LOCK NO SSG 10, REM. POS. O+I WITH HOLDER | 46.64 | TEM | 1 | CP | 0.189 | 1
3SB35004LF01 | 22MM METAL ROUND ACTUATOR: CES KEY-OPER.SWITCH WITH 2 KEYS LATCHING 2 SWITCH POSITIONS O-I LOCK NO LSG 1, REMOVAL POS. O+I WITH HOLDER | 45.51 | TEM | 1 | CP | 0.193 | 1
3SB35004LF01 | 22MM METAL ROUND ACTUATOR: CES KEY-OPER.SWITCH WITH 2 KEYS LATCHING 2 SWITCH POSITIONS O-I LOCK NO LSG 1, REMOVAL POS. O+I WITH HOLDER | 45.51 | TEM | 1 | CP | 0.193 | 1
3SB35004MD01 | 22MM METAL ROUND ACTUATOR: CES KEY-OPER.SWITCH WITH 2 KEYS MOMENTARY CONTACT TYPE 2 SWITCH POSITIONS O-I LOCK NO SSG 10, REMOVAL POS. O WITH HOLDER | 46.64 | TEM | 1 | CP | 0.193 | 1
3SB35004MD01 | 22MM METAL ROUND ACTUATOR: CES KEY-OPER.SWITCH WITH 2 KEYS MOMENTARY CONTACT TYPE 2 SWITCH POSITIONS O-I LOCK NO SSG 10, REMOVAL POS. O WITH HOLDER | 46.64 | TEM | 1 | CP | 0.193 | 1
3SB35004PD01 | 22MM METAL ROUND ACTUATOR: CES KEY-OPER.SWITCH WITH 2 KEYS LATCHING 3 SWITCH POSITIONS I-O-II LOCK NO SSG 10, REMOVAL POS. O WITH HOLDER | 46.64 | TEM | 1 | CP | 0.194 | 1
3SB35004PD01 | 22MM METAL ROUND ACTUATOR: CES KEY-OPER.SWITCH WITH 2 KEYS LATCHING 3 SWITCH POSITIONS I-O-II LOCK NO SSG 10, REMOVAL POS. O WITH HOLDER | 46.64 | TEM | 1 | CP | 0.194 | 1
3SB35004PD11 | 22MM METAL ROUND ACTUATOR: CES KEY-OPER.SWITCH WITH 2 KEYS LATCHING 3 SWITCH POSITIONS I-O-II LOCK NO SSG 10,REM.POS. I+O+II WITH HOLDER | 46.64 | TEM | 1 | CP | 0.189 | 1
3SB35004PD11 | 22MM METAL ROUND ACTUATOR: CES KEY-OPER.SWITCH WITH 2 KEYS LATCHING 3 SWITCH POSITIONS I-O-II LOCK NO SSG 10,REM.POS. I+O+II WITH HOLDER | 46.64 | TEM | 1 | CP | 0.189 | 1
3SB35004QD01 | 22MM METAL ROUND ACTUATOR: CES KEY-OPER.SWITCH WITH 2 KEYS MOMENTARY CONTACT TYPE 3 SWITCH POSITIONS I-O-II LOCK NO SSG 10, REMOVAL POS. O WITH HOLDER | 44.59 | TEM | 1 | CP | 0.193 | 1
3SB35004QD01 | 22MM METAL ROUND ACTUATOR: CES KEY-OPER.SWITCH WITH 2 KEYS MOMENTARY CONTACT TYPE 3 SWITCH POSITIONS I-O-II LOCK NO SSG 10, REMOVAL POS. O WITH HOLDER | 44.59 | TEM | 1 | CP | 0.193 | 1
3SB35004RD51 | 22MM METAL ROUND ACTUATOR: CES KEY-OPER.SWITCH WITH 2 KEYS LEFT LATCH.,RI.MOMEN.CONT.TYPE 3 SWITCH POSITIONS I-O-II LOCK NO SSG 10, REM. POS. O+I WITH HOLDER | 45.51 | TEM | 1 | CP | 0.191 | 1
3SB35004RD51 | 22MM METAL ROUND ACTUATOR: CES KEY-OPER.SWITCH WITH 2 KEYS LEFT LATCH.,RI.MOMEN.CONT.TYPE 3 SWITCH POSITIONS I-O-II LOCK NO SSG 10, REM. POS. O+I WITH HOLDER | 45.51 | TEM | 1 | CP | 0.191 | 1
3SB35010AA21 | 22MM METAL ROUND ACTUATOR: ILLUMINATED PUSHBUTTON WITH FLAT BUTTON ILLUMINABLE INCL. HOLDER FOR 3 ELEMENTS WITH HOLDER RED | 7.18 | TEM | 1 | CP | 0.069 | 1
3SB35010AA21 | 22MM METAL ROUND ACTUATOR: ILLUMINATED PUSHBUTTON WITH FLAT BUTTON ILLUMINABLE INCL. HOLDER FOR 3 ELEMENTS WITH HOLDER RED | 7.18 | TEM | 1 | CP | 0.069 | 1
3SB35010AA21 | 22MM METAL ROUND ACTUATOR: ILLUMINATED PUSHBUTTON WITH FLAT BUTTON ILLUMINABLE INCL. HOLDER FOR 3 ELEMENTS WITH HOLDER RED | 7.18 | TEM | 1 | CP | 0.069 | 1
3SB35010AA31 | 22MM METAL ROUND ACTUATOR: ILLUMINATED PUSHBUTTON WITH FLAT BUTTON ILLUMINABLE INCL. HOLDER FOR 3 ELEMENTS WITH HOLDER YELLOW | 7.18 | TEM | 1 | CP | 0.069 | 1
3SB35010AA31 | 22MM METAL ROUND ACTUATOR: ILLUMINATED PUSHBUTTON WITH FLAT BUTTON ILLUMINABLE INCL. HOLDER FOR 3 ELEMENTS WITH HOLDER YELLOW | 7.18 | TEM | 1 | CP | 0.069 | 1
3SB35010AA41 | 22MM METAL ROUND ACTUATOR: ILLUMINATED PUSHBUTTON WITH FLAT BUTTON ILLUMINABLE INCL. HOLDER FOR 3 ELEMENTS WITH HOLDER GREEN | 7.18 | TEM | 1 | CP | 0.069 | 1
3SB35010AA41 | 22MM METAL ROUND ACTUATOR: ILLUMINATED PUSHBUTTON WITH FLAT BUTTON ILLUMINABLE INCL. HOLDER FOR 3 ELEMENTS WITH HOLDER GREEN | 7.18 | TEM | 1 | CP | 0.069 | 1
3SB35010AA41 | 22MM METAL ROUND ACTUATOR: ILLUMINATED PUSHBUTTON WITH FLAT BUTTON ILLUMINABLE INCL. HOLDER FOR 3 ELEMENTS WITH HOLDER GREEN | 7.18 | TEM | 1 | CP | 0.069 | 1
3SB35010AA51 | 22MM METAL ROUND ACTUATOR: ILLUMINATED PUSHBUTTON WITH FLAT BUTTON ILLUMINABLE INCL. HOLDER FOR 3 ELEMENTS WITH HOLDER BLUE | 7.18 | TEM | 1 | CP | 0.069 | 1
3SB35010AA51 | 22MM METAL ROUND ACTUATOR: ILLUMINATED PUSHBUTTON WITH FLAT BUTTON ILLUMINABLE INCL. HOLDER FOR 3 ELEMENTS WITH HOLDER BLUE | 7.18 | TEM | 1 | CP | 0.069 | 1
3SB35010AA61 | 22MM METAL ROUND ACTUATOR: ILLUMINATED PUSHBUTTON WITH FLAT BUTTON ILLUMINABLE INCL. HOLDER FOR 3 ELEMENTS WITH HOLDER WHITE | 7.18 | TEM | 1 | CP | 0.069 | 1
3SB35010AA61 | 22MM METAL ROUND ACTUATOR: ILLUMINATED PUSHBUTTON WITH FLAT BUTTON ILLUMINABLE INCL. HOLDER FOR 3 ELEMENTS WITH HOLDER WHITE | 7.18 | TEM | 1 | CP | 0.069 | 1
3SB35010AA71 | 22MM METAL ROUND ACTUATOR: ILLUMINATED PUSHBUTTON WITH FLAT BUTTON ILLUMINABLE INCL. HOLDER FOR 3 ELEMENTS WITH HOLDER CLEAR | 7.18 | TEM | 1 | CP | 0.069 | 1
3SB35010AA71 | 22MM METAL ROUND ACTUATOR: ILLUMINATED PUSHBUTTON WITH FLAT BUTTON ILLUMINABLE INCL. HOLDER FOR 3 ELEMENTS WITH HOLDER CLEAR | 7.18 | TEM | 1 | CP | 0.069 | 1
3SB35010BA01 | 22MM METAL ROUND ACTUATOR: ILLUMINATED PUSHBUTTON WITH RAISED BUTTON ILLUMINABLE INCL. HOLDER FOR 3 ELEMENTS WITH HOLDER AMBER | 7.59 | TEM | 1 | CP | 0.07 | 1
3SB35010BA01 | 22MM METAL ROUND ACTUATOR: ILLUMINATED PUSHBUTTON WITH RAISED BUTTON ILLUMINABLE INCL. HOLDER FOR 3 ELEMENTS WITH HOLDER AMBER | 7.59 | TEM | 1 | CP | 0.07 | 1
3SB35010BA41 | 22MM METAL ROUND ACTUATOR: ILLUMINATED PUSHBUTTON WITH RAISED BUTTON ILLUMINABLE INCL. HOLDER FOR 3 ELEMENTS WITH HOLDER GREEN | 7.59 | TEM | 1 | CP | 0.07 | 1
3SB35010BA41 | 22MM METAL ROUND ACTUATOR: ILLUMINATED PUSHBUTTON WITH RAISED BUTTON ILLUMINABLE INCL. HOLDER FOR 3 ELEMENTS WITH HOLDER GREEN | 7.59 | TEM | 1 | CP | 0.07 | 1
3SB35010BA71 | 22MM METAL ROUND ACTUATOR: ILLUMINATED PUSHBUTTON WITH RAISED BUTTON ILLUMINABLE INCL. HOLDER FOR 3 ELEMENTS WITH HOLDER CLEAR | 7.59 | TEM | 1 | CP | 0.07 | 1
3SB35010BA71 | 22MM METAL ROUND ACTUATOR: ILLUMINATED PUSHBUTTON WITH RAISED BUTTON ILLUMINABLE INCL. HOLDER FOR 3 ELEMENTS WITH HOLDER CLEAR | 7.59 | TEM | 1 | CP | 0.07 | 1
3SB35010DA41 | 22MM METAL ROUND ACTUATOR: ILLUMINATED PUSHBUTTON LATCHING, UNLOCKING BY PRESSING AGAIN WITH FLAT BUTTON ILLUMINABLE INCL. HOLDER FOR 3 ELEMENTS WITH HOLDER GREEN | 11.07 | TEM | 1 | CP | 0.075 | 1
3SB35010DA41 | 22MM METAL ROUND ACTUATOR: ILLUMINATED PUSHBUTTON LATCHING, UNLOCKING BY PRESSING AGAIN WITH FLAT BUTTON ILLUMINABLE INCL. HOLDER FOR 3 ELEMENTS WITH HOLDER GREEN | 11.07 | TEM | 1 | CP | 0.075 | 1
3SB35011CA21 | 22MM METAL ROUND ACTUATOR: PUSH-PULL BUTTON 40MM LATCHING W.PULL-TO-UNLOCK MECH. ILLUMINABLE INCL. HOLDER FOR 3 ELEMENTS WITH HOLDER RED | 18.66 | TEM | 1 | CP | 0.082 | 1
3SB35011CA21 | 22MM METAL ROUND ACTUATOR: PUSH-PULL BUTTON 40MM LATCHING W.PULL-TO-UNLOCK MECH. ILLUMINABLE INCL. HOLDER FOR 3 ELEMENTS WITH HOLDER RED | 18.66 | TEM | 1 | CP | 0.082 | 1
3SB35011CA41 | 22MM METAL ROUND ACTUATOR: PUSH-PULL BUTTON 40MM LATCHING W.PULL-TO-UNLOCK MECH. ILLUMINABLE INCL. HOLDER FOR 3 ELEMENTS WITH HOLDER GREEN | 18.66 | TEM | 1 | CP | 0.082 | 1
3SB35011CA41 | 22MM METAL ROUND ACTUATOR: PUSH-PULL BUTTON 40MM LATCHING W.PULL-TO-UNLOCK MECH. ILLUMINABLE INCL. HOLDER FOR 3 ELEMENTS WITH HOLDER GREEN | 18.66 | TEM | 1 | CP | 0.082 | 1
3SB35011EA21 | 22MM METAL ROUND ACTUATOR: PUSH-PULL BUTTON 30MM LATCHING W.PULL-TO-UNLOCK MECH. ILLUMINABLE WITH HOLDER RED | 18.66 | TEM | 1 | CP | 0.078 | 1
3SB35011EA21 | 22MM METAL ROUND ACTUATOR: PUSH-PULL BUTTON 30MM LATCHING W.PULL-TO-UNLOCK MECH. ILLUMINABLE WITH HOLDER RED | 18.66 | TEM | 1 | CP | 0.078 | 1
3SB35011QA01 | ILLUM. MUSHROOM PUSHBUTTON, 22 MM ROUND, METAL, AMBER, 60 MM, MOMENTARY CONTACT TYPE, INCL. SUPPORT FOR 3 ELEMENTS, WITH HOLDER | 10.66 | TEM | 1 | CP | 0.088 | 1
3SB35011QA01 | ILLUM. MUSHROOM PUSHBUTTON, 22 MM ROUND, METAL, AMBER, 60 MM, MOMENTARY CONTACT TYPE, INCL. SUPPORT FOR 3 ELEMENTS, WITH HOLDER | 10.66 | TEM | 1 | CP | 0.088 | 1
3SB35011QA41 | ILLUM. MUSHROOM PUSHBUTTON, 22 MM ROUND, METAL, GREEN, 60 MM, MOMENTARY CONTACT TYPE, INCL. SUPPORT FOR 3 ELEMENTS, WITH HOLDER | 10.66 | TEM | 1 | CP | 0.088 | 1
3SB35011QA41 | ILLUM. MUSHROOM PUSHBUTTON, 22 MM ROUND, METAL, GREEN, 60 MM, MOMENTARY CONTACT TYPE, INCL. SUPPORT FOR 3 ELEMENTS, WITH HOLDER | 10.66 | TEM | 1 | CP | 0.088 | 1
3SB35011RA21 | 22MM METAL ROUND ACTUATOR: PUSH-PULL BUTTON 60MM LATCHING W.PULL-TO-UNLOCK MECH. ILLUMINABLE INCL. HOLDER FOR 3 ELEMENTS WITH HOLDER RED | 18.66 | TEM | 1 | CP | 0.088 | 1
3SB35011RA21 | 22MM METAL ROUND ACTUATOR: PUSH-PULL BUTTON 60MM LATCHING W.PULL-TO-UNLOCK MECH. ILLUMINABLE INCL. HOLDER FOR 3 ELEMENTS WITH HOLDER RED | 18.66 | TEM | 1 | CP | 0.088 | 1
3SB35011RA51 | 22MM METAL ROUND ACTUATOR: PUSH-PULL BUTTON 60MM LATCHING W.PULL-TO-UNLOCK MECH. ILLUMINABLE INCL. HOLDER FOR 3 ELEMENTS WITH HOLDER BLUE | 18.66 | TEM | 1 | CP | 0.088 | 1
3SB35011RA51 | 22MM METAL ROUND ACTUATOR: PUSH-PULL BUTTON 60MM LATCHING W.PULL-TO-UNLOCK MECH. ILLUMINABLE INCL. HOLDER FOR 3 ELEMENTS WITH HOLDER BLUE | 18.66 | TEM | 1 | CP | 0.088 | 1
3SB35012DA21 | 22MM METAL ROUND ACTUATOR: SELECTOR SWITCH LATCHING 3 SWITCH POSITIONS I-O-II ILLUMINATED WITH HOLDER RED | 11.38 | TEM | 1 | CP | 0.076 | 1
3SB35012DA21 | 22MM METAL ROUND ACTUATOR: SELECTOR SWITCH LATCHING 3 SWITCH POSITIONS I-O-II ILLUMINATED WITH HOLDER RED | 11.38 | TEM | 1 | CP | 0.076 | 1
3SB35012DA41 | 22MM METAL ROUND ACTUATOR: SELECTOR SWITCH LATCHING 3 SWITCH POSITIONS I-O-II ILLUMINATED WITH HOLDER GREEN | 11.38 | TEM | 1 | CP | 0.076 | 1
3SB35012DA41 | 22MM METAL ROUND ACTUATOR: SELECTOR SWITCH LATCHING 3 SWITCH POSITIONS I-O-II ILLUMINATED WITH HOLDER GREEN | 11.38 | TEM | 1 | CP | 0.076 | 1
3SB35012DA71 | 22MM METAL ROUND ACTUATOR: SELECTOR SWITCH LATCHING 3 SWITCH POSITIONS I-O-II ILLUMINATED WITH HOLDER CLEAR | 11.38 | TEM | 1 | CP | 0.076 | 1
3SB35012DA71 | 22MM METAL ROUND ACTUATOR: SELECTOR SWITCH LATCHING 3 SWITCH POSITIONS I-O-II ILLUMINATED WITH HOLDER CLEAR | 11.38 | TEM | 1 | CP | 0.076 | 1
3SB35012EA41 | 22MM METAL ROUND ACTUATOR: SELECTOR SWITCH MOMENTARY CONTACT TYPE 3 SWITCH POSITIONS I-O-II ILLUMINATED WITH HOLDER GREEN | 11.38 | TEM | 1 | CP | 0.076 | 1
3SB35012EA41 | 22MM METAL ROUND ACTUATOR: SELECTOR SWITCH MOMENTARY CONTACT TYPE 3 SWITCH POSITIONS I-O-II ILLUMINATED WITH HOLDER GREEN | 11.38 | TEM | 1 | CP | 0.076 | 1
3SB35012EA71 | 22MM METAL ROUND ACTUATOR: SELECTOR SWITCH MOMENTARY CONTACT TYPE 3 SWITCH POSITIONS I-O-II ILLUMINATED WITH HOLDER CLEAR | 11.38 | TEM | 1 | CP | 0.076 | 1
3SB35012EA71 | 22MM METAL ROUND ACTUATOR: SELECTOR SWITCH MOMENTARY CONTACT TYPE 3 SWITCH POSITIONS I-O-II ILLUMINATED WITH HOLDER CLEAR | 11.38 | TEM | 1 | CP | 0.076 | 1
3SB35012FA41 | 22MM METAL ROUND ACTUATOR: SELECTOR SWITCH LEFT LATCH.,RI.MOMEN.CONT.TYPE 3 SWITCH POSITIONS I-O-II ILLUMINATED WITH HOLDER GREEN | 11.38 | TEM | 1 | CP | 0.076 | 1
3SB35012FA41 | 22MM METAL ROUND ACTUATOR: SELECTOR SWITCH LEFT LATCH.,RI.MOMEN.CONT.TYPE 3 SWITCH POSITIONS I-O-II ILLUMINATED WITH HOLDER GREEN | 11.38 | TEM | 1 | CP | 0.076 | 1
3SB35012KA21 | 22MM METAL ROUND ACTUATOR: SELECTOR SWITCH LATCHING 2 SWITCH POSITIONS O-I ILLUMINATED WITH HOLDER RED | 11.38 | TEM | 1 | CP | 0.076 | 1
3SB35012KA21 | 22MM METAL ROUND ACTUATOR: SELECTOR SWITCH LATCHING 2 SWITCH POSITIONS O-I ILLUMINATED WITH HOLDER RED | 11.38 | TEM | 1 | CP | 0.076 | 1
3SB35012KA31 | 22MM METAL ROUND ACTUATOR: SELECTOR SWITCH LATCHING 2 SWITCH POSITIONS O-I ILLUMINATED WITH HOLDER YELLOW | 11.38 | TEM | 1 | CP | 0.076 | 1
3SB35012KA31 | 22MM METAL ROUND ACTUATOR: SELECTOR SWITCH LATCHING 2 SWITCH POSITIONS O-I ILLUMINATED WITH HOLDER YELLOW | 11.38 | TEM | 1 | CP | 0.076 | 1
3SB35012KA41 | 22MM METAL ROUND ACTUATOR: SELECTOR SWITCH LATCHING 2 SWITCH POSITIONS O-I ILLUMINATED WITH HOLDER GREEN | 11.38 | TEM | 1 | CP | 0.076 | 1
3SB35012KA41 | 22MM METAL ROUND ACTUATOR: SELECTOR SWITCH LATCHING 2 SWITCH POSITIONS O-I ILLUMINATED WITH HOLDER GREEN | 11.38 | TEM | 1 | CP | 0.076 | 1
3SB35012LA41 | 22MM METAL ROUND ACTUATOR: SELECTOR SWITCH MOMENTARY CONTACT TYPE 2 SWITCH POSITIONS O-I ILLUMINATED WITH HOLDER GREEN | 11.38 | TEM | 1 | CP | 0.076 | 1
3SB35012LA41 | 22MM METAL ROUND ACTUATOR: SELECTOR SWITCH MOMENTARY CONTACT TYPE 2 SWITCH POSITIONS O-I ILLUMINATED WITH HOLDER GREEN | 11.38 | TEM | 1 | CP | 0.076 | 1
3SB35016AA00 | 22MM METAL ROUND INDICATOR: INDICATOR LIGHT WITH SMOOTH LENSE ILLUMINABLE WITH HOLDER AMBER | 4.92 | TEM | 1 | CP | 0.06 | 1
3SB35016AA00 | 22MM METAL ROUND INDICATOR: INDICATOR LIGHT WITH SMOOTH LENSE ILLUMINABLE WITH HOLDER AMBER | 4.92 | TEM | 1 | CP | 0.06 | 1
3SB35016AA20 | 22MM METAL ROUND INDICATOR: INDICATOR LIGHT WITH SMOOTH LENSE ILLUMINABLE WITH HOLDER RED | 4.92 | TEM | 1 | CP | 0.06 | 1
3SB35016AA20 | 22MM METAL ROUND INDICATOR: INDICATOR LIGHT WITH SMOOTH LENSE ILLUMINABLE WITH HOLDER RED | 4.92 | TEM | 1 | CP | 0.06 | 1
3SB35016AA40 | 22MM METAL ROUND INDICATOR: INDICATOR LIGHT WITH SMOOTH LENSE ILLUMINABLE WITH HOLDER GREEN | 4.92 | TEM | 1 | CP | 0.06 | 1
3SB35016AA40 | 22MM METAL ROUND INDICATOR: INDICATOR LIGHT WITH SMOOTH LENSE ILLUMINABLE WITH HOLDER GREEN | 4.92 | TEM | 1 | CP | 0.06 | 1
3SB35016AA60 | 22MM METAL ROUND INDICATOR: INDICATOR LIGHT WITH SMOOTH LENSE ILLUMINABLE WITH HOLDER WHITE | 4.92 | TEM | 1 | CP | 0.06 | 1
3SB35016AA60 | 22MM METAL ROUND INDICATOR: INDICATOR LIGHT WITH SMOOTH LENSE ILLUMINABLE WITH HOLDER WHITE | 4.92 | TEM | 1 | CP | 0.06 | 1
3SB35016AA70 | 22MM METAL ROUND INDICATOR: INDICATOR LIGHT WITH SMOOTH LENSE ILLUMINABLE WITH HOLDER CLEAR | 4.92 | TEM | 1 | CP | 0.06 | 1
3SB35016AA70 | 22MM METAL ROUND INDICATOR: INDICATOR LIGHT WITH SMOOTH LENSE ILLUMINABLE WITH HOLDER CLEAR | 4.92 | TEM | 1 | CP | 0.06 | 1
3SB35016BA20 | 22MM METAL ROUND INDICATOR: INDICATOR LIGHT WITH CONCENTRIC RINGS ILLUMINABLE WITH HOLDER RED | 4.92 | TEM | 1 | CP | 0.06 | 1
3SB35016BA20 | 22MM METAL ROUND INDICATOR: INDICATOR LIGHT WITH CONCENTRIC RINGS ILLUMINABLE WITH HOLDER RED | 4.92 | TEM | 1 | CP | 0.06 | 1
3SB35016BA30 | 22MM METAL ROUND INDICATOR: INDICATOR LIGHT WITH CONCENTRIC RINGS ILLUMINABLE WITH HOLDER YELLOW | 4.92 | TEM | 1 | CP | 0.06 | 1
3SB35016BA30 | 22MM METAL ROUND INDICATOR: INDICATOR LIGHT WITH CONCENTRIC RINGS ILLUMINABLE WITH HOLDER YELLOW | 4.92 | TEM | 1 | CP | 0.06 | 1
3SB35016BA40 | 22MM METAL ROUND INDICATOR: INDICATOR LIGHT WITH CONCENTRIC RINGS ILLUMINABLE WITH HOLDER GREEN | 4.92 | TEM | 1 | CP | 0.06 | 1
3SB35016BA40 | 22MM METAL ROUND INDICATOR: INDICATOR LIGHT WITH CONCENTRIC RINGS ILLUMINABLE WITH HOLDER GREEN | 4.92 | TEM | 1 | CP | 0.06 | 1
3SB35016BA60 | 22MM METAL ROUND INDICATOR: INDICATOR LIGHT WITH CONCENTRIC RINGS ILLUMINABLE WITH HOLDER WHITE | 4.92 | TEM | 1 | CP | 0.06 | 1
3SB35016BA60 | 22MM METAL ROUND INDICATOR: INDICATOR LIGHT WITH CONCENTRIC RINGS ILLUMINABLE WITH HOLDER WHITE | 4.92 | TEM | 1 | CP | 0.06 | 1
3SB35016BA70 | 22MM METAL ROUND INDICATOR: INDICATOR LIGHT WITH CONCENTRIC RINGS ILLUMINABLE WITH HOLDER CLEAR | 4.92 | TEM | 1 | CP | 0.06 | 1
3SB35016BA70 | 22MM METAL ROUND INDICATOR: INDICATOR LIGHT WITH CONCENTRIC RINGS ILLUMINABLE WITH HOLDER CLEAR | 4.92 | TEM | 1 | CP | 0.06 | 1
3SB36010AA11 | 22MM METAL ROUND COMPLETE UNIT COMBINATION: PUSHBUTTON MOMENTARY CONTACT TYPE WITH FLAT BUTTON SCREW TERMINAL, 1NO+1NC WITH HOLDER BLACK SOLVENT RESISTANT | 11.89 | TEM | 1 | CP | 0.092 | 1
3SB36010AA11 | 22MM METAL ROUND COMPLETE UNIT COMBINATION: PUSHBUTTON MOMENTARY CONTACT TYPE WITH FLAT BUTTON SCREW TERMINAL, 1NO+1NC WITH HOLDER BLACK SOLVENT RESISTANT | 11.89 | TEM | 1 | CP | 0.092 | 1
3SB36010AA21 | 22MM METAL ROUND COMPLETE UNIT COMBINATION: PUSHBUTTON MOMENTARY CONTACT TYPE WITH FLAT BUTTON SCREW TERMINAL, 1NO+1NC WITH HOLDER RED | 11.69 | TEM | 1 | CP | 0.092 | 1
3SB36010AA21 | 22MM METAL ROUND COMPLETE UNIT COMBINATION: PUSHBUTTON MOMENTARY CONTACT TYPE WITH FLAT BUTTON SCREW TERMINAL, 1NO+1NC WITH HOLDER RED | 11.69 | TEM | 1 | CP | 0.092 | 1
3SB36011CA21 | 22MM METAL ROUND COMPLETE UNIT COMBINATION: PUSH-PULL BUTTON 40MM LATCHING W.PULL-TO-UNLOCK MECH. SCREW TERMINAL, 1NO+1NC WITH HOLDER RED | 22.35 | TEM | 1 | CP | 0.102 | 1
3SB36011CA21 | 22MM METAL ROUND COMPLETE UNIT COMBINATION: PUSH-PULL BUTTON 40MM LATCHING W.PULL-TO-UNLOCK MECH. SCREW TERMINAL, 1NO+1NC WITH HOLDER RED | 22.35 | TEM | 1 | CP | 0.102 | 1
3SB36011HA20 | 22MM METAL ROUND COMPLETE UNIT COMBINATION: EMERGEN.-STOP MUSHR.PUSHB. 40MM LATCH.W. ROT.-TO-UNLATCH MECH. WITH YELLOW BACKING PLATE SCREW TERMINAL, 1NO+1NC WITH HOLDER RED INSCRIPTION: NOT-HALT | 23.78 | TEM | 1 | CP | 0.135 | 1
3SB36011HA20 | 22MM METAL ROUND COMPLETE UNIT COMBINATION: EMERGEN.-STOP MUSHR.PUSHB. 40MM LATCH.W. ROT.-TO-UNLATCH MECH. WITH YELLOW BACKING PLATE SCREW TERMINAL, 1NO+1NC WITH HOLDER RED INSCRIPTION: NOT-HALT | 23.78 | TEM | 1 | CP | 0.135 | 1
3SB36011HR20 | 22MM METAL ROUND COMPLETE UNIT COMBINATION: EMERGEN.-STOP MUSHR.PUSHB. 40MM LATCH.W. ROT.-TO-UNLATCH MECH. WITH YELLOW BACKING PLATE SCREW TERMINAL, 1NO+1NC WITH HOLDER RED INSCRIPTION: EMERGENCY STOP | 23.47 | TEM | 1 | CP | 0.135 | 1
3SB36011HR20 | 22MM METAL ROUND COMPLETE UNIT COMBINATION: EMERGEN.-STOP MUSHR.PUSHB. 40MM LATCH.W. ROT.-TO-UNLATCH MECH. WITH YELLOW BACKING PLATE SCREW TERMINAL, 1NO+1NC WITH HOLDER RED INSCRIPTION: EMERGENCY STOP | 23.47 | TEM | 1 | CP | 0.135 | 1
3SB36011TA20 | 22MM METAL ROUND COMPLETE UNIT COMBINATION: EMERGEN.-STOP MUSHR.PUSHB. 40MM LATCHING W.PULL-TO-UNLOCK MECH. WITH YELLOW BACKING PLATE SCREW TERMINAL, 1NO+1NC WITH HOLDER RED SOLVENT RESISTANT INSCRIPTION: NOT-HALT | 23.47 | TEM | 1 | CP | 0.134 | 1
3SB36011TA20 | 22MM METAL ROUND COMPLETE UNIT COMBINATION: EMERGEN.-STOP MUSHR.PUSHB. 40MM LATCHING W.PULL-TO-UNLOCK MECH. WITH YELLOW BACKING PLATE SCREW TERMINAL, 1NO+1NC WITH HOLDER RED SOLVENT RESISTANT INSCRIPTION: NOT-HALT | 23.47 | TEM | 1 | CP | 0.134 | 1
3SB36012KA11 | 22MM METAL ROUND COMPLETE UNIT COMBINATION: SELECTOR SWITCH LATCHING 2 SWITCH POSITIONS O-I NON-ILLUMINATED SCREW TERMINAL, 1NO+1NC WITH HOLDER BLACK | 16.5 | TEM | 1 | CP | 0.097 | 1
3SB36012KA11 | 22MM METAL ROUND COMPLETE UNIT COMBINATION: SELECTOR SWITCH LATCHING 2 SWITCH POSITIONS O-I NON-ILLUMINATED SCREW TERMINAL, 1NO+1NC WITH HOLDER BLACK | 16.5 | TEM | 1 | CP | 0.097 | 1
3SB36012PA11 | 22MM METAL ROUND COMPLETE UNIT COMBINATION: SELECTOR SWITCH HEAVY DUTY LATCHING 2 SWITCH POSITIONS O-I NON-ILLUMINATED SCREW TERMINAL, 1NO+1NC WITH HOLDER BLACK SOLVENT-RESISTANT | 19.58 | TEM | 1 | CP | 0.12 | 1
3SB36012PA11 | 22MM METAL ROUND COMPLETE UNIT COMBINATION: SELECTOR SWITCH HEAVY DUTY LATCHING 2 SWITCH POSITIONS O-I NON-ILLUMINATED SCREW TERMINAL, 1NO+1NC WITH HOLDER BLACK SOLVENT-RESISTANT | 19.58 | TEM | 1 | CP | 0.12 | 1
3SB36012PA11 | 22MM METAL ROUND COMPLETE UNIT COMBINATION: SELECTOR SWITCH HEAVY DUTY LATCHING 2 SWITCH POSITIONS O-I NON-ILLUMINATED SCREW TERMINAL, 1NO+1NC WITH HOLDER BLACK SOLVENT-RESISTANT | 19.58 | TEM | 1 | CP | 0.12 | 1
3SB36014AD11 | 22MM ROUND METAL COMPETE UNIT COMBINATION: RONIS LOCK WITH 2 KEYS MAINTAINED CONTACT 2 SWITCH POSITIONS O-I SCREW CONNECTION, 1NO+1NC LOCK NUMBER SB 30, REMOVE O+I WITH HOLDER POSSIBLE SPECIAL LOCKS FOR RONIS KEYSWITCHES: SB31, 455, 421 | 28.6 | TEM | 1 | CP | 0.126 | 1
3SB36014AD11 | 22MM ROUND METAL COMPETE UNIT COMBINATION: RONIS LOCK WITH 2 KEYS MAINTAINED CONTACT 2 SWITCH POSITIONS O-I SCREW CONNECTION, 1NO+1NC LOCK NUMBER SB 30, REMOVE O+I WITH HOLDER POSSIBLE SPECIAL LOCKS FOR RONIS KEYSWITCHES: SB31, 455, 421 | 28.6 | TEM | 1 | CP | 0.126 | 1
3SB36020AA11 | 22MM METAL ROUND COMPLETE UNIT COMBINATION: PUSHBUTTON MOMENTARY CONTACT TYPE WITH FLAT BUTTON SCREW TERMINAL, 1NO WITH HOLDER BLACK SOLVENT RESISTANT | 10.05 | TEM | 1 | CP | 0.085 | 1
3SB36020AA11 | 22MM METAL ROUND COMPLETE UNIT COMBINATION: PUSHBUTTON MOMENTARY CONTACT TYPE WITH FLAT BUTTON SCREW TERMINAL, 1NO WITH HOLDER BLACK SOLVENT RESISTANT | 10.05 | TEM | 1 | CP | 0.085 | 1
3SB36020AA110CC0 | 22MM METAL ROUND COMPLETE UNIT COMBINATION: PUSHBUTTON MOMENTARY CONTACT TYPE WITH FLAT BUTTON SPRING-LOADED TERMINAL, 1NO WITH HOLDER BLACK SOLVENT RESISTANT | 10.56 | TEM | 1 | CP | 0.097 | 1
3SB36020AA110CC0 | 22MM METAL ROUND COMPLETE UNIT COMBINATION: PUSHBUTTON MOMENTARY CONTACT TYPE WITH FLAT BUTTON SPRING-LOADED TERMINAL, 1NO WITH HOLDER BLACK SOLVENT RESISTANT | 10.56 | TEM | 1 | CP | 0.097 | 1
3SB36020AA21 | 22MM METAL ROUND COMPLETE UNIT COMBINATION: PUSHBUTTON MOMENTARY CONTACT TYPE WITH FLAT BUTTON SCREW TERMINAL, 1NO WITH HOLDER RED | 10.05 | TEM | 1 | CP | 0.085 | 1
3SB36020AA21 | 22MM METAL ROUND COMPLETE UNIT COMBINATION: PUSHBUTTON MOMENTARY CONTACT TYPE WITH FLAT BUTTON SCREW TERMINAL, 1NO WITH HOLDER RED | 10.05 | TEM | 1 | CP | 0.085 | 1
3SB36020AA31 | 22MM METAL ROUND COMPLETE UNIT COMBINATION: PUSHBUTTON MOMENTARY CONTACT TYPE WITH FLAT BUTTON SCREW TERMINAL, 1NO WITH HOLDER YELLOW | 10.05 | TEM | 1 | CP | 0.085 | 1
3SB36020AA31 | 22MM METAL ROUND COMPLETE UNIT COMBINATION: PUSHBUTTON MOMENTARY CONTACT TYPE WITH FLAT BUTTON SCREW TERMINAL, 1NO WITH HOLDER YELLOW | 10.05 | TEM | 1 | CP | 0.085 | 1
3SB36020AA41 | 22MM METAL ROUND COMPLETE UNIT COMBINATION: PUSHBUTTON MOMENTARY CONTACT TYPE WITH FLAT BUTTON SCREW TERMINAL, 1NO WITH HOLDER GREEN | 10.05 | TEM | 1 | CP | 0.085 | 1
3SB36020AA41 | 22MM METAL ROUND COMPLETE UNIT COMBINATION: PUSHBUTTON MOMENTARY CONTACT TYPE WITH FLAT BUTTON SCREW TERMINAL, 1NO WITH HOLDER GREEN | 10.05 | TEM | 1 | CP | 0.085 | 1
3SB36020AA51 | 22MM METAL ROUND COMPLETE UNIT COMBINATION: PUSHBUTTON MOMENTARY CONTACT TYPE WITH FLAT BUTTON SCREW TERMINAL, 1NO WITH HOLDER BLUE | 10.05 | TEM | 1 | CP | 0.085 | 1
3SB36020AA51 | 22MM METAL ROUND COMPLETE UNIT COMBINATION: PUSHBUTTON MOMENTARY CONTACT TYPE WITH FLAT BUTTON SCREW TERMINAL, 1NO WITH HOLDER BLUE | 10.05 | TEM | 1 | CP | 0.085 | 1
3SB36020AA61 | 22MM METAL ROUND COMPLETE UNIT COMBINATION: PUSHBUTTON MOMENTARY CONTACT TYPE WITH FLAT BUTTON SCREW TERMINAL, 1NO WITH HOLDER WHITE | 10.05 | TEM | 1 | CP | 0.085 | 1
3SB36020AA61 | 22MM METAL ROUND COMPLETE UNIT COMBINATION: PUSHBUTTON MOMENTARY CONTACT TYPE WITH FLAT BUTTON SCREW TERMINAL, 1NO WITH HOLDER WHITE | 10.05 | TEM | 1 | CP | 0.085 | 1
3SB36022KA11 | 22MM METAL ROUND COMPLETE UNIT COMBINATION: SELECTOR SWITCH LATCHING 2 SWITCH POSITIONS O-I NON-ILLUMINATED SCREW TERMINAL, 1NO WITH HOLDER BLACK | 14.45 | TEM | 1 | CP | 0.09 | 1
3SB36022KA11 | 22MM METAL ROUND COMPLETE UNIT COMBINATION: SELECTOR SWITCH LATCHING 2 SWITCH POSITIONS O-I NON-ILLUMINATED SCREW TERMINAL, 1NO WITH HOLDER BLACK | 14.45 | TEM | 1 | CP | 0.09 | 1
3SB36022PA11 | 22MM METAL ROUND COMPLETE UNIT COMBINATION: SELECTOR SWITCH HEAVY DUTY LATCHING 2 SWITCH POSITIONS O-I NON-ILLUMINATED SCREW TERMINAL, 1NO WITH HOLDER BLACK SOLVENT-RESISTANT | 17.43 | TEM | 1 | CP | 0.114 | 1
3SB36022PA11 | 22MM METAL ROUND COMPLETE UNIT COMBINATION: SELECTOR SWITCH HEAVY DUTY LATCHING 2 SWITCH POSITIONS O-I NON-ILLUMINATED SCREW TERMINAL, 1NO WITH HOLDER BLACK SOLVENT-RESISTANT | 17.43 | TEM | 1 | CP | 0.114 | 1
3SB36024AD11 | 22MM METAL ROUND COMPLETE UNIT COMBINATION: RONIS KEY-OPER.SWITCH W.2 KEYS LATCHING 2 SWITCH POSITIONS O-I SCREW TERMINAL, 1NO LOCK NO SB 30, REMOVAL POS. O+I WITH HOLDER | 26.65 | TEM | 1 | CP | 0.118 | 1
3SB36024AD11 | 22MM METAL ROUND COMPLETE UNIT COMBINATION: RONIS KEY-OPER.SWITCH W.2 KEYS LATCHING 2 SWITCH POSITIONS O-I SCREW TERMINAL, 1NO LOCK NO SB 30, REMOVAL POS. O+I WITH HOLDER | 26.65 | TEM | 1 | CP | 0.118 | 1
3SB36030AA11 | 22MM METAL ROUND COMPLETE UNIT COMBINATION: PUSHBUTTON MOMENTARY CONTACT TYPE WITH FLAT BUTTON SCREW TERMINAL, 1NC WITH HOLDER BLACK SOLVENT RESISTANT | 9.94 | TEM | 1 | CP | 0.085 | 1
3SB36030AA11 | 22MM METAL ROUND COMPLETE UNIT COMBINATION: PUSHBUTTON MOMENTARY CONTACT TYPE WITH FLAT BUTTON SCREW TERMINAL, 1NC WITH HOLDER BLACK SOLVENT RESISTANT | 9.94 | TEM | 1 | CP | 0.085 | 1
3SB36030AA21 | 22MM METAL ROUND COMPLETE UNIT COMBINATION: PUSHBUTTON MOMENTARY CONTACT TYPE WITH FLAT BUTTON SCREW TERMINAL, 1NC WITH HOLDER RED | 9.94 | TEM | 1 | CP | 0.085 | 1
3SB36030AA21 | 22MM METAL ROUND COMPLETE UNIT COMBINATION: PUSHBUTTON MOMENTARY CONTACT TYPE WITH FLAT BUTTON SCREW TERMINAL, 1NC WITH HOLDER RED | 9.94 | TEM | 1 | CP | 0.085 | 1
3SB36031CA21 | 22MM METAL ROUND COMPLETE UNIT COMBINATION: PUSH-PULL BUTTON 40MM LATCHING W.PULL-TO-UNLOCK MECH. SCREW TERMINAL, 1NC WITH HOLDER RED | 20.81 | TEM | 1 | CP | 0.096 | 1
3SB36031CA21 | 22MM METAL ROUND COMPLETE UNIT COMBINATION: PUSH-PULL BUTTON 40MM LATCHING W.PULL-TO-UNLOCK MECH. SCREW TERMINAL, 1NC WITH HOLDER RED | 20.81 | TEM | 1 | CP | 0.096 | 1
3SB36031HA20 | 22MM METAL ROUND COMPLETE UNIT COMBINATION: EMERGEN.-STOP MUSHR.PUSHB. 40MM LATCH.W. ROT.-TO-UNLATCH MECH. WITH YELLOW BACKING PLATE SCREW TERMINAL, 1NC WITH HOLDER RED INSCRIPTION: NOT-HALT | 22.24 | TEM | 1 | CP | 0.128 | 1
3SB36031HA20 | 22MM METAL ROUND COMPLETE UNIT COMBINATION: EMERGEN.-STOP MUSHR.PUSHB. 40MM LATCH.W. ROT.-TO-UNLATCH MECH. WITH YELLOW BACKING PLATE SCREW TERMINAL, 1NC WITH HOLDER RED INSCRIPTION: NOT-HALT | 22.24 | TEM | 1 | CP | 0.128 | 1
3SB36031HA20 | 22MM METAL ROUND COMPLETE UNIT COMBINATION: EMERGEN.-STOP MUSHR.PUSHB. 40MM LATCH.W. ROT.-TO-UNLATCH MECH. WITH YELLOW BACKING PLATE SCREW TERMINAL, 1NC WITH HOLDER RED INSCRIPTION: NOT-HALT | 22.24 | TEM | 1 | CP | 0.128 | 1
3SB36031HR20 | 22MM METAL ROUND COMPLETE UNIT COMBINATION: EMERGEN.-STOP MUSHR.PUSHB. 40MM LATCH.W. ROT.-TO-UNLATCH MECH. WITH YELLOW BACKING PLATE SCREW TERMINAL, 1NC WITH HOLDER RED INSCRIPTION: EMERGENCY STOP | 22.24 | TEM | 1 | CP | 0.128 | 1
3SB36031HR20 | 22MM METAL ROUND COMPLETE UNIT COMBINATION: EMERGEN.-STOP MUSHR.PUSHB. 40MM LATCH.W. ROT.-TO-UNLATCH MECH. WITH YELLOW BACKING PLATE SCREW TERMINAL, 1NC WITH HOLDER RED INSCRIPTION: EMERGENCY STOP | 22.24 | TEM | 1 | CP | 0.128 | 1
3SB36031TA20 | 22MM METAL ROUND COMPLETE UNIT COMBINATION: EMERGEN.-STOP MUSHR.PUSHB. 40MM LATCHING W.PULL-TO-UNLOCK MECH. WITH YELLOW BACKING PLATE SCREW TERMINAL, 1ONC WITH HOLDER RED SOLVENT RESISTANT INSCRIPTION: NOT-HALT | 22.24 | TEM | 1 | CP | 0.128 | 1
3SB36031TA20 | 22MM METAL ROUND COMPLETE UNIT COMBINATION: EMERGEN.-STOP MUSHR.PUSHB. 40MM LATCHING W.PULL-TO-UNLOCK MECH. WITH YELLOW BACKING PLATE SCREW TERMINAL, 1ONC WITH HOLDER RED SOLVENT RESISTANT INSCRIPTION: NOT-HALT | 22.24 | TEM | 1 | CP | 0.128 | 1
3SB36046BA20 | 22MM METAL ROUND COMPLETE UNIT COMBINATION: INDICATOR LIGHT WITH CONCENTRIC RINGS NON-ILLUMINATED WITH LAMP HOLDER BA 9S WITHOUT LAMP SCREW TERMINAL WITH HOLDER RED | 8.92 | TEM | 1 | CP | 0.074 | 1
3SB36046BA20 | 22MM METAL ROUND COMPLETE UNIT COMBINATION: INDICATOR LIGHT WITH CONCENTRIC RINGS NON-ILLUMINATED WITH LAMP HOLDER BA 9S WITHOUT LAMP SCREW TERMINAL WITH HOLDER RED | 8.92 | TEM | 1 | CP | 0.074 | 1
3SB36046BA30 | 22MM METAL ROUND COMPLETE UNIT COMBINATION: INDICATOR LIGHT WITH CONCENTRIC RINGS NON-ILLUMINATED WITH LAMP HOLDER BA 9S WITHOUT LAMP SCREW TERMINAL WITH HOLDER YELLOW | 8.92 | TEM | 1 | CP | 0.074 | 1
3SB36046BA30 | 22MM METAL ROUND COMPLETE UNIT COMBINATION: INDICATOR LIGHT WITH CONCENTRIC RINGS NON-ILLUMINATED WITH LAMP HOLDER BA 9S WITHOUT LAMP SCREW TERMINAL WITH HOLDER YELLOW | 8.92 | TEM | 1 | CP | 0.074 | 1
3SB36046BA40 | 22MM METAL ROUND COMPLETE UNIT COMBINATION: INDICATOR LIGHT WITH CONCENTRIC RINGS NON-ILLUMINATED WITH LAMP HOLDER BA 9S WITHOUT LAMP SCREW TERMINAL WITH HOLDER GREEN | 8.92 | TEM | 1 | CP | 0.074 | 1
3SB36046BA40 | 22MM METAL ROUND COMPLETE UNIT COMBINATION: INDICATOR LIGHT WITH CONCENTRIC RINGS NON-ILLUMINATED WITH LAMP HOLDER BA 9S WITHOUT LAMP SCREW TERMINAL WITH HOLDER GREEN | 8.92 | TEM | 1 | CP | 0.074 | 1
3SB36046BA70 | 22MM METAL ROUND COMPLETE UNIT COMBINATION: INDICATOR LIGHT WITH CONCENTRIC RINGS NON-ILLUMINATED WITH LAMP HOLDER BA 9S WITHOUT LAMP SCREW TERMINAL WITH HOLDER CLEAR | 8.92 | TEM | 1 | CP | 0.074 | 1
3SB36046BA70 | 22MM METAL ROUND COMPLETE UNIT COMBINATION: INDICATOR LIGHT WITH CONCENTRIC RINGS NON-ILLUMINATED WITH LAMP HOLDER BA 9S WITHOUT LAMP SCREW TERMINAL WITH HOLDER CLEAR | 8.92 | TEM | 1 | CP | 0.074 | 1
3SB36060AA31 | 22MM METAL ROUND COMPLETE UNIT COMBINATION: ILLUMINATED PUSHBUTTON MOMENTARY CONTACT TYPE WITH FLAT BUTTON NON-ILLUMINATED WITH LAMP HOLDER BA 9S WITHOUT LAMP SCREW TERMINAL, 1NO WITH HOLDER YELLOW | 15.48 | TEM | 1 | CP | 0.094 | 1
3SB36060AA31 | 22MM METAL ROUND COMPLETE UNIT COMBINATION: ILLUMINATED PUSHBUTTON MOMENTARY CONTACT TYPE WITH FLAT BUTTON NON-ILLUMINATED WITH LAMP HOLDER BA 9S WITHOUT LAMP SCREW TERMINAL, 1NO WITH HOLDER YELLOW | 15.48 | TEM | 1 | CP | 0.094 | 1
3SB36060AA41 | 22MM METAL ROUND COMPLETE UNIT COMBINATION: ILLUMINATED PUSHBUTTON MOMENTARY CONTACT TYPE WITH FLAT BUTTON NON-ILLUMINATED WITH LAMP HOLDER BA 9S WITHOUT LAMP SCREW TERMINAL, 1NO WITH HOLDER GREEN | 15.48 | TEM | 1 | CP | 0.094 | 1
3SB36060AA41 | 22MM METAL ROUND COMPLETE UNIT COMBINATION: ILLUMINATED PUSHBUTTON MOMENTARY CONTACT TYPE WITH FLAT BUTTON NON-ILLUMINATED WITH LAMP HOLDER BA 9S WITHOUT LAMP SCREW TERMINAL, 1NO WITH HOLDER GREEN | 15.48 | TEM | 1 | CP | 0.094 | 1
3SB36060AA61 | 22MM METAL ROUND COMPLETE UNIT COMBINATION: ILLUMINATED PUSHBUTTON MOMENTARY CONTACT TYPE WITH FLAT BUTTON NON-ILLUMINATED WITH LAMP HOLDER BA 9S WITHOUT LAMP SCREW TERMINAL, 1NO WITH HOLDER WHITE | 15.48 | TEM | 1 | CP | 0.094 | 1
3SB36060AA61 | 22MM METAL ROUND COMPLETE UNIT COMBINATION: ILLUMINATED PUSHBUTTON MOMENTARY CONTACT TYPE WITH FLAT BUTTON NON-ILLUMINATED WITH LAMP HOLDER BA 9S WITHOUT LAMP SCREW TERMINAL, 1NO WITH HOLDER WHITE | 15.48 | TEM | 1 | CP | 0.094 | 1
3SB36070AA21 | 22MM METAL ROUND COMPLETE UNIT COMBINATION: ILLUMINATED PUSHBUTTON MOMENTARY CONTACT TYPE WITH FLAT BUTTON NON-ILLUMINATED WITH LAMP HOLDER BA 9S WITHOUT LAMP SCREW TERMINAL, 1NC WITH HOLDER RED | 15.48 | TEM | 1 | CP | 0.094 | 1
3SB36070AA21 | 22MM METAL ROUND COMPLETE UNIT COMBINATION: ILLUMINATED PUSHBUTTON MOMENTARY CONTACT TYPE WITH FLAT BUTTON NON-ILLUMINATED WITH LAMP HOLDER BA 9S WITHOUT LAMP SCREW TERMINAL, 1NC WITH HOLDER RED | 15.48 | TEM | 1 | CP | 0.094 | 1
3SB36082DA11 | 22MM METAL ROUND COMPLETE UNIT COMBINATION: SELECTOR SWITCH LATCHING 3 SWITCH POSITIONS I-O-II NON-ILLUMINATED SCREW TERMINAL, 2X1NO+1NC WITH HOLDER BLACK | 21.83 | TEM | 1 | CP | 0.113 | 1
3SB36082DA11 | 22MM METAL ROUND COMPLETE UNIT COMBINATION: SELECTOR SWITCH LATCHING 3 SWITCH POSITIONS I-O-II NON-ILLUMINATED SCREW TERMINAL, 2X1NO+1NC WITH HOLDER BLACK | 21.83 | TEM | 1 | CP | 0.113 | 1
3SB36082SA11 | 22MM METAL ROUND COMPLETE UNIT COMBINATION: SELECTOR SWITCH HEAVY DUTY LATCHING 3 SWITCH POSITIONS I-O-II NON-ILLUMINATED SCREW TERMINAL, 2X1NO+1NC WITH HOLDER BLACK SOLVENT-RESISTANT | 25.01 | TEM | 1 | CP | 0.138 | 1
3SB36082SA11 | 22MM METAL ROUND COMPLETE UNIT COMBINATION: SELECTOR SWITCH HEAVY DUTY LATCHING 3 SWITCH POSITIONS I-O-II NON-ILLUMINATED SCREW TERMINAL, 2X1NO+1NC WITH HOLDER BLACK SOLVENT-RESISTANT | 25.01 | TEM | 1 | CP | 0.138 | 1
3SB36102DA11 | 22MM METAL ROUND COMPLETE UNIT COMBINATION: SELECTOR SWITCH LATCHING 3 SWITCH POSITIONS I-O-II NON-ILLUMINATED SCREW TERMINAL, 1NO, 1NO WITH HOLDER BLACK | 18.76 | TEM | 1 | CP | 0.1 | 1
3SB36102DA11 | 22MM METAL ROUND COMPLETE UNIT COMBINATION: SELECTOR SWITCH LATCHING 3 SWITCH POSITIONS I-O-II NON-ILLUMINATED SCREW TERMINAL, 1NO, 1NO WITH HOLDER BLACK | 18.76 | TEM | 1 | CP | 0.1 | 1
3SB36102EA11 | 22MM METAL ROUND COMPLETE UNIT COMBINATION: SELECTOR SWITCH MOMENTARY CONTACT TYPE 3 SWITCH POSITIONS I-O-II NON-ILLUMINATED SCREW TERMINAL, 1NO, 1NO WITH HOLDER BLACK | 18.76 | TEM | 1 | CP | 0.1 | 1
3SB36102EA11 | 22MM METAL ROUND COMPLETE UNIT COMBINATION: SELECTOR SWITCH MOMENTARY CONTACT TYPE 3 SWITCH POSITIONS I-O-II NON-ILLUMINATED SCREW TERMINAL, 1NO, 1NO WITH HOLDER BLACK | 18.76 | TEM | 1 | CP | 0.1 | 1
3SB36102SA11 | 22MM METAL ROUND COMPLETE UNIT COMBINATION: SELECTOR SWITCH HEAVY DUTY LATCHING 3 SWITCH POSITIONS I-O-II NON-ILLUMINATED SCREW TERMINAL, 1NO, 1NO WITH HOLDER BLACK SOLVENT-RESISTANT | 21.63 | TEM | 1 | CP | 0.12 | 1
3SB36102SA11 | 22MM METAL ROUND COMPLETE UNIT COMBINATION: SELECTOR SWITCH HEAVY DUTY LATCHING 3 SWITCH POSITIONS I-O-II NON-ILLUMINATED SCREW TERMINAL, 1NO, 1NO WITH HOLDER BLACK SOLVENT-RESISTANT | 21.63 | TEM | 1 | CP | 0.12 | 1
3SB36111TA200CC0 | EM.-STOP MUSHR. PUSHBUTTON, 22MM, ROUND, METAL, RED, 40MM, LATCHING, PULL-TO-UNLATCH, WITH YELLOW BACKING PLATE, INSCRIPTION: NOT-HALT, WITH HOLDER, 1NC, 1NC, SPRING-TYPE TERMINAL, SOLVENT RESISTANT | 24.6 | TEM | 1 | CP | 0.13 | 1
3SB36111TA200CC0 | EM.-STOP MUSHR. PUSHBUTTON, 22MM, ROUND, METAL, RED, 40MM, LATCHING, PULL-TO-UNLATCH, WITH YELLOW BACKING PLATE, INSCRIPTION: NOT-HALT, WITH HOLDER, 1NC, 1NC, SPRING-TYPE TERMINAL, SOLVENT RESISTANT | 24.6 | TEM | 1 | CP | 0.13 | 1
3SB36180AA21 | LLUMINATED PUSHBUTTON, 22MM, ROUND, METAL, RED, BUTTON, FLAT, WITH HOLDER, 1NC, LAMPHOLDER BA 9S, WITH INCAND. LAMP 24V AC/DC, OPER. VOLTAGE 24V AC/DC, SCREW CONNECTION | 17.12 | TEM | 1 | CP | 0.096 | 1
3SB36180AA21 | LLUMINATED PUSHBUTTON, 22MM, ROUND, METAL, RED, BUTTON, FLAT, WITH HOLDER, 1NC, LAMPHOLDER BA 9S, WITH INCAND. LAMP 24V AC/DC, OPER. VOLTAGE 24V AC/DC, SCREW CONNECTION | 17.12 | TEM | 1 | CP | 0.096 | 1
3SB36200AA71 | LLUMINATED PUSHBUTTON, 22MM, ROUND, METAL, CLEAR, BUTTON, FLAT, WITH HOLDER, 1NO, LAMPHOLDER BA 9S, WITH INCAND. LAMP 24V AC/DC, OPER. VOLTAGE 24V AC/DC, SCREW CONNECTION | 17.12 | TEM | 1 | CP | 0.096 | 1
3SB36200AA71 | LLUMINATED PUSHBUTTON, 22MM, ROUND, METAL, CLEAR, BUTTON, FLAT, WITH HOLDER, 1NO, LAMPHOLDER BA 9S, WITH INCAND. LAMP 24V AC/DC, OPER. VOLTAGE 24V AC/DC, SCREW CONNECTION | 17.12 | TEM | 1 | CP | 0.096 | 1
3SB36210AA41 | LLUMINATED PUSHBUTTON, 22MM, ROUND, METAL, GREEN, BUTTON, FLAT, WITH HOLDER, 1NO+1NC, LAMPHOLDER BA 9S, WITH INCAND. LAMP 24V AC/DC, OPER. VOLTAGE 24V AC/DC, SCREW CONNECTION | 18.96 | TEM | 1 | CP | 0.102 | 1
3SB36210AA41 | LLUMINATED PUSHBUTTON, 22MM, ROUND, METAL, GREEN, BUTTON, FLAT, WITH HOLDER, 1NO+1NC, LAMPHOLDER BA 9S, WITH INCAND. LAMP 24V AC/DC, OPER. VOLTAGE 24V AC/DC, SCREW CONNECTION | 18.96 | TEM | 1 | CP | 0.102 | 1
3SB36210AA71 | LLUMINATED PUSHBUTTON, 22MM, ROUND, METAL, CLEAR, BUTTON, FLAT, WITH HOLDER, 1NO+1NC, LAMPHOLDER BA 9S, WITH INCAND. LAMP 24V AC/DC, OPER. VOLTAGE 24V AC/DC, SCREW CONNECTION | 18.96 | TEM | 1 | CP | 0.102 | 1
3SB36210AA71 | LLUMINATED PUSHBUTTON, 22MM, ROUND, METAL, CLEAR, BUTTON, FLAT, WITH HOLDER, 1NO+1NC, LAMPHOLDER BA 9S, WITH INCAND. LAMP 24V AC/DC, OPER. VOLTAGE 24V AC/DC, SCREW CONNECTION | 18.96 | TEM | 1 | CP | 0.102 | 1
3SB36446BA20 | INDICATOR LIGHT, 22MM, ROUND, METAL, RED, LENS, CONCENTRIC RINGS, WITH HOLDER, LAMPHOLDER, WITH INTEGRATED LED AC/DC 24V, SCREW CONNECTION | 10.87 | TEM | 1 | CP | 0.075 | 1
3SB36446BA20 | INDICATOR LIGHT, 22MM, ROUND, METAL, RED, LENS, CONCENTRIC RINGS, WITH HOLDER, LAMPHOLDER, WITH INTEGRATED LED AC/DC 24V, SCREW CONNECTION | 10.87 | TEM | 1 | CP | 0.075 | 1
3SB36446BA30 | INDICATOR LIGHT, 22MM, ROUND, METAL, YELLOW, LENS, CONCENTRIC RINGS, WITH HOLDER, LAMPHOLDER, WITH INTEGRATED LED AC/DC 24V, SCREW CONNECTION | 10.87 | TEM | 1 | CP | 0.075 | 1
3SB36446BA30 | INDICATOR LIGHT, 22MM, ROUND, METAL, YELLOW, LENS, CONCENTRIC RINGS, WITH HOLDER, LAMPHOLDER, WITH INTEGRATED LED AC/DC 24V, SCREW CONNECTION | 10.87 | TEM | 1 | CP | 0.075 | 1
3SB36446BA40 | INDICATOR LIGHT, 22MM, ROUND, METAL, GREEN, LENS, CONCENTRIC RINGS, WITH HOLDER, LAMPHOLDER, WITH INTEGRATED LED AC/DC 24V, SCREW CONNECTION | 10.87 | TEM | 1 | CP | 0.075 | 1
3SB36446BA40 | INDICATOR LIGHT, 22MM, ROUND, METAL, GREEN, LENS, CONCENTRIC RINGS, WITH HOLDER, LAMPHOLDER, WITH INTEGRATED LED AC/DC 24V, SCREW CONNECTION | 10.87 | TEM | 1 | CP | 0.075 | 1
3SB36446BA50 | INDICATOR LIGHT, 22MM, ROUND, METAL, BLUE, LENS, CONCENTRIC RINGS, WITH HOLDER, LAMPHOLDER, WITH INTEGRATED LED AC/DC 24V, SCREW CONNECTION | 10.87 | TEM | 1 | CP | 0.075 | 1
3SB36446BA50 | INDICATOR LIGHT, 22MM, ROUND, METAL, BLUE, LENS, CONCENTRIC RINGS, WITH HOLDER, LAMPHOLDER, WITH INTEGRATED LED AC/DC 24V, SCREW CONNECTION | 10.87 | TEM | 1 | CP | 0.075 | 1
3SB36446BA60 | INDICATOR LIGHT, 22MM, ROUND, METAL, WHITE, LENS, CONCENTRIC RINGS, WITH HOLDER, LAMPHOLDER, WITH INTEGRATED LED AC/DC 24V, SCREW CONNECTION | 10.87 | TEM | 1 | CP | 0.075 | 1
3SB36446BA60 | INDICATOR LIGHT, 22MM, ROUND, METAL, WHITE, LENS, CONCENTRIC RINGS, WITH HOLDER, LAMPHOLDER, WITH INTEGRATED LED AC/DC 24V, SCREW CONNECTION | 10.87 | TEM | 1 | CP | 0.075 | 1
3SB36446BA70 | INDICATOR LIGHT, 22MM, ROUND, METAL, CLEAR, LENS, CONCENTRIC RINGS, WITH HOLDER, LAMPHOLDER, WITH INTEGRATED LED AC/DC 24V, SCREW CONNECTION | 10.87 | TEM | 1 | CP | 0.075 | 1
3SB36446BA70 | INDICATOR LIGHT, 22MM, ROUND, METAL, CLEAR, LENS, CONCENTRIC RINGS, WITH HOLDER, LAMPHOLDER, WITH INTEGRATED LED AC/DC 24V, SCREW CONNECTION | 10.87 | TEM | 1 | CP | 0.075 | 1
3SB36450AA31 | ILLUMINATED PUSHBUTTON, 22MM, ROUND, METAL, YELLOW, WITH FLAT BUTTON, WITH HOLDER, 1NO, LAMPHOLDER WITH INTEGRATED LED 24V AC/DC, SCREW TERMINAL | 16.81 | TEM | 1 | CP | 0.095 | 1
3SB36450AA31 | ILLUMINATED PUSHBUTTON, 22MM, ROUND, METAL, YELLOW, WITH FLAT BUTTON, WITH HOLDER, 1NO, LAMPHOLDER WITH INTEGRATED LED 24V AC/DC, SCREW TERMINAL | 16.81 | TEM | 1 | CP | 0.095 | 1
3SB36450AA41 | 22MM METAL ROUND COMPLETE UNIT COMBINATION: ILLUMINATED PUSHBUTTON MOMENTARY CONTACT TYPE WITH FLAT BUTTON ILLUMINATED WITH INTEGRATED LED 24V AC/DC SCREW TERMINAL, 1NO WITH HOLDER GREEN | 16.81 | TEM | 1 | CP | 0.095 | 1
3SB36450AA41 | 22MM METAL ROUND COMPLETE UNIT COMBINATION: ILLUMINATED PUSHBUTTON MOMENTARY CONTACT TYPE WITH FLAT BUTTON ILLUMINATED WITH INTEGRATED LED 24V AC/DC SCREW TERMINAL, 1NO WITH HOLDER GREEN | 16.81 | TEM | 1 | CP | 0.095 | 1
3SB36450AA51 | 22MM METAL ROUND COMPLETE UNIT COMBINATION: ILLUMINATED PUSHBUTTON MOMENTARY CONTACT TYPE WITH FLAT BUTTON ILLUMINATED WITH INTEGRATED LED 24V AC/DC SCREW TERMINAL, 1NO WITH HOLDER BLUE | 16.81 | TEM | 1 | CP | 0.095 | 1
3SB36450AA51 | 22MM METAL ROUND COMPLETE UNIT COMBINATION: ILLUMINATED PUSHBUTTON MOMENTARY CONTACT TYPE WITH FLAT BUTTON ILLUMINATED WITH INTEGRATED LED 24V AC/DC SCREW TERMINAL, 1NO WITH HOLDER BLUE | 16.81 | TEM | 1 | CP | 0.095 | 1
3SB36450AA61 | 22MM METAL ROUND COMPLETE UNIT COMBINATION: ILLUMINATED PUSHBUTTON MOMENTARY CONTACT TYPE WITH FLAT BUTTON ILLUMINATED WITH INTEGRATED LED 24V AC/DC SCREW TERMINAL, 1NO WITH HOLDER WHITE | 16.81 | TEM | 1 | CP | 0.095 | 1
3SB36450AA61 | 22MM METAL ROUND COMPLETE UNIT COMBINATION: ILLUMINATED PUSHBUTTON MOMENTARY CONTACT TYPE WITH FLAT BUTTON ILLUMINATED WITH INTEGRATED LED 24V AC/DC SCREW TERMINAL, 1NO WITH HOLDER WHITE | 16.81 | TEM | 1 | CP | 0.095 | 1
3SB36450AA71 | 22MM METAL ROUND COMPLETE UNIT COMBINATION: ILLUMINATED PUSHBUTTON MOMENTARY CONTACT TYPE WITH FLAT BUTTON ILLUMINATED WITH INTEGRATED LED 24V AC/DC SCREW TERMINAL, 1NO WITH HOLDER CLEAR | 16.81 | TEM | 1 | CP | 0.095 | 1
3SB36450AA71 | 22MM METAL ROUND COMPLETE UNIT COMBINATION: ILLUMINATED PUSHBUTTON MOMENTARY CONTACT TYPE WITH FLAT BUTTON ILLUMINATED WITH INTEGRATED LED 24V AC/DC SCREW TERMINAL, 1NO WITH HOLDER CLEAR | 16.81 | TEM | 1 | CP | 0.095 | 1
3SB36460AA21 | 22MM METAL ROUND COMPLETE UNIT COMBINATION: ILLUMINATED PUSHBUTTON MOMENTARY CONTACT TYPE WITH FLAT BUTTON ILLUMINATED WITH INTEGRATED LED 24V AC/DC SCREW TERMINAL, 1NC WITH HOLDER RED | 16.81 | TEM | 1 | CP | 0.095 | 1
3SB36460AA21 | 22MM METAL ROUND COMPLETE UNIT COMBINATION: ILLUMINATED PUSHBUTTON MOMENTARY CONTACT TYPE WITH FLAT BUTTON ILLUMINATED WITH INTEGRATED LED 24V AC/DC SCREW TERMINAL, 1NC WITH HOLDER RED | 16.81 | TEM | 1 | CP | 0.095 | 1
3SB36470AA21 | 22MM METAL ROUND COMPLETE UNIT COMBINATION: ILLUMINATED PUSHBUTTON MOMENTARY CONTACT TYPE WITH FLAT BUTTON ILLUMINATED WITH INTEGRATED LED 24V AC/DC SCREW TERMINAL, 1NO+1NC WITH HOLDER RED | 19.17 | TEM | 1 | CP | 0.101 | 1
3SB36470AA21 | 22MM METAL ROUND COMPLETE UNIT COMBINATION: ILLUMINATED PUSHBUTTON MOMENTARY CONTACT TYPE WITH FLAT BUTTON ILLUMINATED WITH INTEGRATED LED 24V AC/DC SCREW TERMINAL, 1NO+1NC WITH HOLDER RED | 19.17 | TEM | 1 | CP | 0.101 | 1
3SB36470AA210PA0 | 22MM METAL ROUND COMPLETE UNIT COMBINATION: ILLUMINATED PUSHBUTTON MOMENTARY CONTACT TYPE WITH FLAT BUTTON ILLUMINATED WITH INTEGRATED LED 24V AC/DC SCREW TERMINAL, 1NO+1NC WITH HOLDER RED SOLVENT-RESISTANT NON INSCRIBABLE WITH LASER | 19.17 | TEM | 1 | CP | 0.095 | 1
3SB36470AA210PA0 | 22MM METAL ROUND COMPLETE UNIT COMBINATION: ILLUMINATED PUSHBUTTON MOMENTARY CONTACT TYPE WITH FLAT BUTTON ILLUMINATED WITH INTEGRATED LED 24V AC/DC SCREW TERMINAL, 1NO+1NC WITH HOLDER RED SOLVENT-RESISTANT NON INSCRIBABLE WITH LASER | 19.17 | TEM | 1 | CP | 0.095 | 1
3SB36470AA31 | 22MM METAL ROUND COMPLETE UNIT COMBINATION: ILLUMINATED PUSHBUTTON MOMENTARY CONTACT TYPE WITH FLAT BUTTON ILLUMINATED WITH INTEGRATED LED 24V AC/DC SCREW TERMINAL, 1NO+1NC WITH HOLDER YELLOW | 19.17 | TEM | 1 | CP | 0.101 | 1
3SB36470AA31 | 22MM METAL ROUND COMPLETE UNIT COMBINATION: ILLUMINATED PUSHBUTTON MOMENTARY CONTACT TYPE WITH FLAT BUTTON ILLUMINATED WITH INTEGRATED LED 24V AC/DC SCREW TERMINAL, 1NO+1NC WITH HOLDER YELLOW | 19.17 | TEM | 1 | CP | 0.101 | 1
3SB36470AA41 | 22MM METAL ROUND COMPLETE UNIT COMBINATION: ILLUMINATED PUSHBUTTON MOMENTARY CONTACT TYPE WITH FLAT BUTTON ILLUMINATED WITH INTEGRATED LED 24V AC/DC SCREW TERMINAL, 1NO+1NC WITH HOLDER GREEN | 19.17 | TEM | 1 | CP | 0.101 | 1
3SB36470AA41 | 22MM METAL ROUND COMPLETE UNIT COMBINATION: ILLUMINATED PUSHBUTTON MOMENTARY CONTACT TYPE WITH FLAT BUTTON ILLUMINATED WITH INTEGRATED LED 24V AC/DC SCREW TERMINAL, 1NO+1NC WITH HOLDER GREEN | 19.17 | TEM | 1 | CP | 0.101 | 1
3SB36470AA410PA0 | 22MM METAL ROUND COMPLETE UNIT COMBINATION: ILLUMINATED PUSHBUTTON MOMENTARY CONTACT TYPE WITH FLAT BUTTON ILLUMINATED WITH INTEGRATED LED 24V AC/DC SCREW TERMINAL, 1NO+1NC WITH HOLDER GREEN SOLVENT-RESISTANT NON INSCRIBABLE WITH LASER | 19.17 | TEM | 1 | CP | 0.095 | 1
3SB36470AA410PA0 | 22MM METAL ROUND COMPLETE UNIT COMBINATION: ILLUMINATED PUSHBUTTON MOMENTARY CONTACT TYPE WITH FLAT BUTTON ILLUMINATED WITH INTEGRATED LED 24V AC/DC SCREW TERMINAL, 1NO+1NC WITH HOLDER GREEN SOLVENT-RESISTANT NON INSCRIBABLE WITH LASER | 19.17 | TEM | 1 | CP | 0.095 | 1
3SB36470AA510PA0 | 22MM METAL ROUND COMPLETE UNIT COMBINATION: ILLUMINATED PUSHBUTTON MOMENTARY CONTACT TYPE WITH FLAT BUTTON ILLUMINATED WITH INTEGRATED LED 24V AC/DC SCREW TERMINAL, 1NO+1NC WITH HOLDER BLUE SOLVENT-RESISTANT NON INSCRIBABLE WITH LASER | 19.17 | TEM | 1 | CP | 0.095 | 1
3SB36470AA510PA0 | 22MM METAL ROUND COMPLETE UNIT COMBINATION: ILLUMINATED PUSHBUTTON MOMENTARY CONTACT TYPE WITH FLAT BUTTON ILLUMINATED WITH INTEGRATED LED 24V AC/DC SCREW TERMINAL, 1NO+1NC WITH HOLDER BLUE SOLVENT-RESISTANT NON INSCRIBABLE WITH LASER | 19.17 | TEM | 1 | CP | 0.095 | 1
3SB36470AA71 | 22MM METAL ROUND COMPLETE UNIT COMBINATION: ILLUMINATED PUSHBUTTON MOMENTARY CONTACT TYPE WITH FLAT BUTTON ILLUMINATED WITH INTEGRATED LED 24V AC/DC SCREW TERMINAL, 1NO+1NC WITH HOLDER CLEAR | 19.17 | TEM | 1 | CP | 0.101 | 1
3SB36470AA71 | 22MM METAL ROUND COMPLETE UNIT COMBINATION: ILLUMINATED PUSHBUTTON MOMENTARY CONTACT TYPE WITH FLAT BUTTON ILLUMINATED WITH INTEGRATED LED 24V AC/DC SCREW TERMINAL, 1NO+1NC WITH HOLDER CLEAR | 19.17 | TEM | 1 | CP | 0.101 | 1
3SB36470AA710PA0 | 22MM METAL ROUND COMPLETE UNIT COMBINATION: ILLUMINATED PUSHBUTTON MOMENTARY CONTACT TYPE WITH FLAT BUTTON ILLUMINATED WITH INTEGRATED LED 24V AC/DC SCREW TERMINAL, 1NO+1NC WITH HOLDER CLEAR SOLVENT-RESISTANT NON INSCRIBABLE WITH LASER | 19.17 | TEM | 1 | CP | 0.095 | 1
3SB36470AA710PA0 | 22MM METAL ROUND COMPLETE UNIT COMBINATION: ILLUMINATED PUSHBUTTON MOMENTARY CONTACT TYPE WITH FLAT BUTTON ILLUMINATED WITH INTEGRATED LED 24V AC/DC SCREW TERMINAL, 1NO+1NC WITH HOLDER CLEAR SOLVENT-RESISTANT NON INSCRIBABLE WITH LASER | 19.17 | TEM | 1 | CP | 0.095 | 1
3SB36486BA20 | INDICATOR LIGHT, 22MM, ROUND, METAL, RED, LENS, CONCENTRIC RINGS, WITH HOLDER, LAMPHOLDER, WITH INTEGRATED LED AC 110V, SCREW CONNECTION | 15.27 | TEM | 1 | CP | 0.075 | 1
3SB36486BA20 | INDICATOR LIGHT, 22MM, ROUND, METAL, RED, LENS, CONCENTRIC RINGS, WITH HOLDER, LAMPHOLDER, WITH INTEGRATED LED AC 110V, SCREW CONNECTION | 15.27 | TEM | 1 | CP | 0.075 | 1
3SB36486BA30 | INDICATOR LIGHT, 22MM, ROUND, METAL, YELLOW, LENS, CONCENTRIC RINGS, WITH HOLDER, LAMPHOLDER, WITH INTEGRATED LED AC 110V, SCREW CONNECTION | 15.27 | TEM | 1 | CP | 0.075 | 1
3SB36486BA30 | INDICATOR LIGHT, 22MM, ROUND, METAL, YELLOW, LENS, CONCENTRIC RINGS, WITH HOLDER, LAMPHOLDER, WITH INTEGRATED LED AC 110V, SCREW CONNECTION | 15.27 | TEM | 1 | CP | 0.075 | 1
3SB36486BA40 | INDICATOR LIGHT, 22MM, ROUND, METAL, GREEN, LENS, CONCENTRIC RINGS, WITH HOLDER, LAMPHOLDER, WITH INTEGRATED LED AC 110V, SCREW CONNECTION | 15.27 | TEM | 1 | CP | 0.075 | 1
3SB36486BA40 | INDICATOR LIGHT, 22MM, ROUND, METAL, GREEN, LENS, CONCENTRIC RINGS, WITH HOLDER, LAMPHOLDER, WITH INTEGRATED LED AC 110V, SCREW CONNECTION | 15.27 | TEM | 1 | CP | 0.075 | 1
3SB36526BA20 | INDICATOR LIGHT, 22MM, ROUND, METAL, RED, LENS, CONCENTRIC RINGS, WITH HOLDER, LAMPHOLDER, WITH INTEGRATED LED AC 230V, SCREW CONNECTION | 15.27 | TEM | 1 | CP | 0.075 | 1
3SB36526BA20 | INDICATOR LIGHT, 22MM, ROUND, METAL, RED, LENS, CONCENTRIC RINGS, WITH HOLDER, LAMPHOLDER, WITH INTEGRATED LED AC 230V, SCREW CONNECTION | 15.27 | TEM | 1 | CP | 0.075 | 1
3SB36526BA30 | INDICATOR LIGHT, 22MM, ROUND, METAL, YELLOW, LENS, CONCENTRIC RINGS, WITH HOLDER, LAMPHOLDER, WITH INTEGRATED LED AC 230V, SCREW CONNECTION | 15.27 | TEM | 1 | CP | 0.075 | 1
3SB36526BA30 | INDICATOR LIGHT, 22MM, ROUND, METAL, YELLOW, LENS, CONCENTRIC RINGS, WITH HOLDER, LAMPHOLDER, WITH INTEGRATED LED AC 230V, SCREW CONNECTION | 15.27 | TEM | 1 | CP | 0.075 | 1
3SB36526BA40 | INDICATOR LIGHT, 22MM, ROUND, METAL, GREEN, LENS, CONCENTRIC RINGS, WITH HOLDER, LAMPHOLDER, WITH INTEGRATED LED AC 230V, SCREW CONNECTION | 15.27 | TEM | 1 | CP | 0.075 | 1
3SB36526BA40 | INDICATOR LIGHT, 22MM, ROUND, METAL, GREEN, LENS, CONCENTRIC RINGS, WITH HOLDER, LAMPHOLDER, WITH INTEGRATED LED AC 230V, SCREW CONNECTION | 14.97 | TEM | 1 | CP | 0.075 | 1
3SB36526BA40 | INDICATOR LIGHT, 22MM, ROUND, METAL, GREEN, LENS, CONCENTRIC RINGS, WITH HOLDER, LAMPHOLDER, WITH INTEGRATED LED AC 230V, SCREW CONNECTION | 15.27 | TEM | 1 | CP | 0.075 | 1
3SB36526BA400CC0 | INDICATOR LIGHT, 22MM, ROUND, METAL, GREEN, LENS, CONCENTRIC RINGS, WITH HOLDER, LAMPHOLDER, WITH INTEGRATED LED AC 230V, SPRING-LOADED CONNECTION | 15.99 | TEM | 1 | CP | 0.084 | 1
3SB36526BA400CC0 | INDICATOR LIGHT, 22MM, ROUND, METAL, GREEN, LENS, CONCENTRIC RINGS, WITH HOLDER, LAMPHOLDER, WITH INTEGRATED LED AC 230V, SPRING-LOADED CONNECTION | 15.99 | TEM | 1 | CP | 0.084 | 1
3SB36526BA60 | INDICATOR LIGHT, 22MM, ROUND, METAL, WHITE, LENS, CONCENTRIC RINGS, WITH HOLDER, LAMPHOLDER, WITH INTEGRATED LED AC 230V, SCREW CONNECTION | 15.27 | TEM | 1 | CP | 0.075 | 1
3SB36526BA60 | INDICATOR LIGHT, 22MM, ROUND, METAL, WHITE, LENS, CONCENTRIC RINGS, WITH HOLDER, LAMPHOLDER, WITH INTEGRATED LED AC 230V, SCREW CONNECTION | 15.27 | TEM | 1 | CP | 0.075 | 1
3SB36530AA31 | 22MM METAL ROUND COMPLETE UNIT COMBINATION: ILLUMINATED PUSHBUTTON WITH FLAT BUTTON ILLUMINATED WITH INTEGRATED LED 230V AC SCREW TERMINAL, 1NO WITH HOLDER YELLOW | 21.53 | TEM | 1 | CP | 0.095 | 1
3SB36530AA31 | 22MM METAL ROUND COMPLETE UNIT COMBINATION: ILLUMINATED PUSHBUTTON WITH FLAT BUTTON ILLUMINATED WITH INTEGRATED LED 230V AC SCREW TERMINAL, 1NO WITH HOLDER YELLOW | 21.53 | TEM | 1 | CP | 0.095 | 1
3SB36530AA41 | 22MM METAL ROUND COMPLETE UNIT COMBINATION: ILLUMINATED PUSHBUTTON MOMENTARY CONTACT TYPE WITH FLAT BUTTON ILLUMINATED WITH INTEGRATED LED 230V AC SCREW TERMINAL, 1NO WITH HOLDER GREEN | 21.53 | TEM | 1 | CP | 0.095 | 1
3SB36530AA41 | 22MM METAL ROUND COMPLETE UNIT COMBINATION: ILLUMINATED PUSHBUTTON MOMENTARY CONTACT TYPE WITH FLAT BUTTON ILLUMINATED WITH INTEGRATED LED 230V AC SCREW TERMINAL, 1NO WITH HOLDER GREEN | 21.53 | TEM | 1 | CP | 0.095 | 1
3SB36540AA21 | 22MM METAL ROUND COMPLETE UNIT COMBINATION: ILLUMINATED PUSHBUTTON MOMENTARY CONTACT TYPE WITH FLAT BUTTON ILLUMINATED WITH INTEGRATED LED 230V AC SCREW TERMINAL, 1NC WITH HOLDER RED | 21.53 | TEM | 1 | CP | 0.095 | 1
3SB36540AA21 | 22MM METAL ROUND COMPLETE UNIT COMBINATION: ILLUMINATED PUSHBUTTON MOMENTARY CONTACT TYPE WITH FLAT BUTTON ILLUMINATED WITH INTEGRATED LED 230V AC SCREW TERMINAL, 1NC WITH HOLDER RED | 21.53 | TEM | 1 | CP | 0.095 | 1
3SB36550AA21 | 22MM METAL ROUND COMPLETE UNIT COMBINATION: ILLUMINATED PUSHBUTTON MOMENTARY CONTACT TYPE WITH FLAT BUTTON ILLUMINATED WITH INTEGRATED LED 230V AC SCREW TERMINAL, 1NO+1NC WITH HOLDER RED | 23.47 | TEM | 1 | CP | 0.101 | 1
3SB36550AA21 | 22MM METAL ROUND COMPLETE UNIT COMBINATION: ILLUMINATED PUSHBUTTON MOMENTARY CONTACT TYPE WITH FLAT BUTTON ILLUMINATED WITH INTEGRATED LED 230V AC SCREW TERMINAL, 1NO+1NC WITH HOLDER RED | 23.47 | TEM | 1 | CP | 0.101 | 1
3SB36550AA31 | 22MM METAL ROUND COMPLETE UNIT COMBINATION: ILLUMINATED PUSHBUTTON MOMENTARY CONTACT TYPE WITH FLAT BUTTON ILLUMINATED WITH INTEGRATED LED 230V AC SCREW TERMINAL, 1NO+1NC WITH HOLDER YELLOW | 23.47 | TEM | 1 | CP | 0.101 | 1
3SB36550AA31 | 22MM METAL ROUND COMPLETE UNIT COMBINATION: ILLUMINATED PUSHBUTTON MOMENTARY CONTACT TYPE WITH FLAT BUTTON ILLUMINATED WITH INTEGRATED LED 230V AC SCREW TERMINAL, 1NO+1NC WITH HOLDER YELLOW | 23.47 | TEM | 1 | CP | 0.101 | 1
3SB36550AA41 | 22MM METAL ROUND COMPLETE UNIT COMBINATION: ILLUMINATED PUSHBUTTON MOMENTARY CONTACT TYPE WITH FLAT BUTTON ILLUMINATED WITH INTEGRATED LED 230V AC SCREW TERMINAL, 1NO+1NC WITH HOLDER GREEN | 23.47 | TEM | 1 | CP | 0.101 | 1
3SB36550AA41 | 22MM METAL ROUND COMPLETE UNIT COMBINATION: ILLUMINATED PUSHBUTTON MOMENTARY CONTACT TYPE WITH FLAT BUTTON ILLUMINATED WITH INTEGRATED LED 230V AC SCREW TERMINAL, 1NO+1NC WITH HOLDER GREEN | 23.47 | TEM | 1 | CP | 0.101 | 1
3SB38010AA3 | ENCLOSURE FOR COMMAND DEVICES, 22MM, ROUND, ENCLOSURE MATERIAL PLASTIC, ENCLOSURE TOP PART GRAY, 1 COMMAND POINT, UNEQUIPPED, FLOOR MOUNTING, 1 X M20 EACH AT TOP AND BOTTOM | 11.17 | TEM | 1 | CP | 0.18 | 1
3SB38010AA3 | ENCLOSURE FOR COMMAND DEVICES, 22MM, ROUND, ENCLOSURE MATERIAL PLASTIC, ENCLOSURE TOP PART GRAY, 1 COMMAND POINT, UNEQUIPPED, FLOOR MOUNTING, 1 X M20 EACH AT TOP AND BOTTOM | 11.17 | TEM | 1 | CP | 0.18 | 1
3SB38010AB3 | ENCLOSURE FOR COMMAND DEVICES, 22MM, ROUND, ENCLOSURE MATERIAL PLASTIC, ENCLOSURE TOP PART YELLOW, 1 COMMAND POINT, UNEQUIPPED, FLOOR MOUNTING, 1 X M20 EACH AT TOP AND BOTTOM | 11.17 | TEM | 1 | CP | 0.18 | 1
3SB38010AB3 | ENCLOSURE FOR COMMAND DEVICES, 22MM, ROUND, ENCLOSURE MATERIAL PLASTIC, ENCLOSURE TOP PART YELLOW, 1 COMMAND POINT, UNEQUIPPED, FLOOR MOUNTING, 1 X M20 EACH AT TOP AND BOTTOM | 11.17 | TEM | 1 | CP | 0.18 | 1
3SB38010AD3 | ENCLOSURE FOR 22MM PROGRAM PLASTIC VERSION 1 COMMAND POSITION YELLOW TOP PART WITH PROTECTIVE COLLAR FOR EMERGEN.-STOP | 22.65 | TEM | 1 | CP | 0.21 | 1
3SB38010AD3 | ENCLOSURE FOR 22MM PROGRAM PLASTIC VERSION 1 COMMAND POSITION YELLOW TOP PART WITH PROTECTIVE COLLAR FOR EMERGEN.-STOP | 22.65 | TEM | 1 | CP | 0.21 | 1
3SB38010DA3 | ENCLOSURE FOR COMMAND DEVICES, 22MM, ROUND, ENCLOSURE MATERIAL PLASTIC, ENCLOSURE TOP PART GRAY, 1 COMMAND POINT, A=PUSHBUTTON GREEN, 1NO, SCREW CONNECTION, FLOOR MOUNTING, LABEL: I, 1 X M20 EACH AT TOP AND BOTTOM | 21.42 | TEM | 1 | CP | 0.212 | 1
3SB38010DA3 | ENCLOSURE FOR COMMAND DEVICES, 22MM, ROUND, ENCLOSURE MATERIAL PLASTIC, ENCLOSURE TOP PART GRAY, 1 COMMAND POINT, A=PUSHBUTTON GREEN, 1NO, SCREW CONNECTION, FLOOR MOUNTING, LABEL: I, 1 X M20 EACH AT TOP AND BOTTOM | 21.42 | TEM | 1 | CP | 0.212 | 1
3SB38010DB3 | ENCLOSURE FOR COMMAND DEVICES, 22MM, ROUND, ENCLOSURE MATERIAL PLASTIC, ENCLOSURE TOP PART GRAY, 1 COMMAND POINT, A=PUSHBUTTON RED, 1NC, SCREW CONNECTION, FLOOR MOUNTING, LABEL: O, 1 X M20 EACH AT TOP AND BOTTOM | 21.42 | TEM | 1 | CP | 0.208 | 1
3SB38010DB3 | ENCLOSURE FOR COMMAND DEVICES, 22MM, ROUND, ENCLOSURE MATERIAL PLASTIC, ENCLOSURE TOP PART GRAY, 1 COMMAND POINT, A=PUSHBUTTON RED, 1NC, SCREW CONNECTION, FLOOR MOUNTING, LABEL: O, 1 X M20 EACH AT TOP AND BOTTOM | 21.42 | TEM | 1 | CP | 0.208 | 1
3SB38010DE3 | ENCLOSURE FOR COMMAND DEVICES, 22MM, ROUND, ENCLOSURE MATERIAL PLASTIC, ENCLOSURE TOP PART GRAY, 1 COMMAND POINT, A=PUSHBUTTON BLACK, 1NC, SCREW CONNECTION, FLOOR MOUNTING, LABEL: O, 1 X M20 EACH AT TOP AND BOTTOM | 21.42 | TEM | 1 | CP | 0.2 | 1
3SB38010DE3 | ENCLOSURE FOR COMMAND DEVICES, 22MM, ROUND, ENCLOSURE MATERIAL PLASTIC, ENCLOSURE TOP PART GRAY, 1 COMMAND POINT, A=PUSHBUTTON BLACK, 1NC, SCREW CONNECTION, FLOOR MOUNTING, LABEL: O, 1 X M20 EACH AT TOP AND BOTTOM | 21.42 | TEM | 1 | CP | 0.2 | 1
3SB38010DF3 | ENCLOSURE FOR COMMAND DEVICES, 22MM, ROUND, ENCLOSURE MATERIAL PLASTIC, YELLOW ENCLOSURE TOP PART, WITH PROTECTIVE COLLAR, 1 COMMAND POINT, A=EM. STOP MUSHROOM PUSHB. RED, 40MM, ROTATE-TO-UNLATCH, 1NC, SCREW TERMINAL, FLOOR MOUNTING, TOP AND BOTTOM 1 X M20 EACH | 43.67 | TEM | 1 | CP | 0.275 | 1
3SB38010DF3 | ENCLOSURE FOR COMMAND DEVICES, 22MM, ROUND, ENCLOSURE MATERIAL PLASTIC, YELLOW ENCLOSURE TOP PART, WITH PROTECTIVE COLLAR, 1 COMMAND POINT, A=EM. STOP MUSHROOM PUSHB. RED, 40MM, ROTATE-TO-UNLATCH, 1NC, SCREW TERMINAL, FLOOR MOUNTING, TOP AND BOTTOM 1 X M20 EACH | 43.67 | TEM | 1 | CP | 0.275 | 1
3SB38010DG3 | ENCLOSURE FOR COMMAND DEVICES, 22MM, ROUND, ENCLOSURE MATERIAL PLASTIC, ENCLOSURE TOP PART YELLOW, 1 COMMAND POINT, A=EMERGENCY STOP MUSHROOM PUSHBUTTON RED, 40MM, ROTATE-TO-UNLATCH, 1NC, SCREW CONNECTION, FLOOR MOUNTING, 1 X M20 EACH AT TOP AND BOTTOM | 31.16 | TEM | 1 | CP | 0.25 | 1
3SB38010DG3 | ENCLOSURE FOR COMMAND DEVICES, 22MM, ROUND, ENCLOSURE MATERIAL PLASTIC, ENCLOSURE TOP PART YELLOW, 1 COMMAND POINT, A=EMERGENCY STOP MUSHROOM PUSHBUTTON RED, 40MM, ROTATE-TO-UNLATCH, 1NC, SCREW CONNECTION, FLOOR MOUNTING, 1 X M20 EACH AT TOP AND BOTTOM | 31.16 | TEM | 1 | CP | 0.25 | 1
3SB38010EF3 | ENCLOSURE FOR COMMAND DEVICES, 22MM, ROUND, ENCLOSURE MATERIAL PLASTIC, YELLOW TOP PART, WITH PROTECTIVE COLLAR, 1 COMMAND POSITION, A=EMER.-STOP MUSHROOM PUSHBUTTON RED, 40MM, ROT.-TO-UNLATCH MECHANISM, 1NC, 1NC, SCREW TERMINAL, FLOOR MOUNTING, TOP AND BOTTOM 1 X M20 EACH | 48.38 | TEM | 1 | CP | 0.29 | 1
3SB38010EF3 | ENCLOSURE FOR COMMAND DEVICES, 22MM, ROUND, ENCLOSURE MATERIAL PLASTIC, YELLOW TOP PART, WITH PROTECTIVE COLLAR, 1 COMMAND POSITION, A=EMER.-STOP MUSHROOM PUSHBUTTON RED, 40MM, ROT.-TO-UNLATCH MECHANISM, 1NC, 1NC, SCREW TERMINAL, FLOOR MOUNTING, TOP AND BOTTOM 1 X M20 EACH | 48.38 | TEM | 1 | CP | 0.29 | 1
3SB38010EG3 | ENCLOSURE FOR COMMAND DEVICES, 22MM, ROUND, ENCLOSURE MATERIAL PLASTIC, ENCLOSURE TOP PART YELLOW, 1 COMMAND POINT, A=EMERGENCY STOP MUSHROOM PUSHBUTTON RED, 40MM, ROTATE-TO-UNLATCH, 1NC, 1NC, SCREW CONNECTION, FLOOR MOUNTING, 1 X M20 EACH AT TOP AND BOTTOM | 35.77 | TEM | 1 | CP | 0.26 | 1
3SB38010EG3 | ENCLOSURE FOR COMMAND DEVICES, 22MM, ROUND, ENCLOSURE MATERIAL PLASTIC, ENCLOSURE TOP PART YELLOW, 1 COMMAND POINT, A=EMERGENCY STOP MUSHROOM PUSHBUTTON RED, 40MM, ROTATE-TO-UNLATCH, 1NC, 1NC, SCREW CONNECTION, FLOOR MOUNTING, 1 X M20 EACH AT TOP AND BOTTOM | 35.77 | TEM | 1 | CP | 0.26 | 1
3SB38012AA3 | ENCLOSURE FOR COMMAND DEVICES, 22MM, ROUND, ENCLOSURE MATERIAL METAL, ENCLOSURE TOP PART GRAY, 1 COMMAND POSITION, UNEQUIPPED, FLOOR MOUNTING, 1 X M20 EACH AT TOP AND BOTTOM | 24.19 | TEM | 1 | CP | 0.45 | 1
3SB38012AA3 | ENCLOSURE FOR COMMAND DEVICES, 22MM, ROUND, ENCLOSURE MATERIAL METAL, ENCLOSURE TOP PART GRAY, 1 COMMAND POSITION, UNEQUIPPED, FLOOR MOUNTING, 1 X M20 EACH AT TOP AND BOTTOM | 24.19 | TEM | 1 | CP | 0.45 | 1
3SB38012AB3 | ENCLOSURE FOR COMMAND DEVICES, 22MM, ROUND, ENCLOSURE MATERIAL METAL, ENCLOSURE TOP PART YELLOW, 1 COMMAND POSITION, W/O EQUIPMENT, FLOOR MOUNTING, 1 X M20 EACH AT TOP AND BOTTOM | 27.78 | TEM | 1 | CP | 0.458 | 1
3SB38012AB3 | ENCLOSURE FOR COMMAND DEVICES, 22MM, ROUND, ENCLOSURE MATERIAL METAL, ENCLOSURE TOP PART YELLOW, 1 COMMAND POSITION, W/O EQUIPMENT, FLOOR MOUNTING, 1 X M20 EACH AT TOP AND BOTTOM | 27.78 | TEM | 1 | CP | 0.458 | 1
3SB38012AD3 | ENCLOSURE FOR 22MM PROGRAM METAL VERSION 1 COMMAND POSITION YELLOW TOP PART WITH PROTECTIVE COLLAR FOR EMERGEN.-STOP | 54.84 | TEM | 1 | CP | 0.563 | 1
3SB38012AD3 | ENCLOSURE FOR 22MM PROGRAM METAL VERSION 1 COMMAND POSITION YELLOW TOP PART WITH PROTECTIVE COLLAR FOR EMERGEN.-STOP | 54.84 | TEM | 1 | CP | 0.563 | 1
3SB38012DA3 | ENCLOSURE FOR COMMAND DEVICES, 22MM, ROUND, ENCLOSURE MATERIAL METAL, ENCLOSURE TOP PART GRAY, 1 COMMAND POSITION, A=PUSHBUTTON GREEN, 1NO, SCREW CONNECTION, FLOOR MOUNTING, LABEL: I, 1 X M20 EACH AT TOP AND BOTTOM | 35.98 | TEM | 1 | CP | 0.53 | 1
3SB38012DA3 | ENCLOSURE FOR COMMAND DEVICES, 22MM, ROUND, ENCLOSURE MATERIAL METAL, ENCLOSURE TOP PART GRAY, 1 COMMAND POSITION, A=PUSHBUTTON GREEN, 1NO, SCREW CONNECTION, FLOOR MOUNTING, LABEL: I, 1 X M20 EACH AT TOP AND BOTTOM | 35.98 | TEM | 1 | CP | 0.53 | 1
3SB38012DF3 | ENCLOSURE FOR 22MM PROGRAM METAL VERSION 1 COMMAND POSITION YELLOW TOP PART WITH PROTECTIVE COLLAR A=EMER.-STOP40MM ROT.-TO-UNLAT. 1NC | 76.77 | TEM | 1 | CP | 0.659 | 1
3SB38012DF3 | ENCLOSURE FOR 22MM PROGRAM METAL VERSION 1 COMMAND POSITION YELLOW TOP PART WITH PROTECTIVE COLLAR A=EMER.-STOP40MM ROT.-TO-UNLAT. 1NC | 76.77 | TEM | 1 | CP | 0.659 | 1
3SB38012DG3 | ENCLOSURE FOR COMMAND DEVICES, 22MM, ROUND, ENCLOSURE MATERIAL METAL, ENCLOSURE TOP PART YELLOW, 1 COMMAND POSITION, A=EMERG. STOP MUSHR. PUSHBUTTON RED, 40MM, ROTATE-TO-UNLATCH, 1NC, SCREW CONNECTION, FLOOR MOUNTING, 1 X M20 EACH AT TOP AND BOTTOM | 52.69 | TEM | 1 | CP | 0.582 | 1
3SB38012DG3 | ENCLOSURE FOR COMMAND DEVICES, 22MM, ROUND, ENCLOSURE MATERIAL METAL, ENCLOSURE TOP PART YELLOW, 1 COMMAND POSITION, A=EMERG. STOP MUSHR. PUSHBUTTON RED, 40MM, ROTATE-TO-UNLATCH, 1NC, SCREW CONNECTION, FLOOR MOUNTING, 1 X M20 EACH AT TOP AND BOTTOM | 52.69 | TEM | 1 | CP | 0.582 | 1
3SB38012EB300CC0 | ENCLOSURE FOR COMMAND DEVICES, 22MM, ROUND, ENCLOSURE MATERIAL METAL, ENCLOSURE TOP PART GRAY, WITH PROTECTIVE COLLAR, FOR 5 PADLOCKS, 1 COMMAND POSITION, A=MUSHROOM PUSHBUTTON, BLACK, 60MM, ROTATE-TO- UNLATCH,2NC, SPRING-LOADED TERMINAL, FLOOR MOUNTING, 1 X M20 EACH TOP AND BOTTOM | 126.08 | TEM | 1 | CP | 0.677 | 1
3SB38012EB300CC0 | ENCLOSURE FOR COMMAND DEVICES, 22MM, ROUND, ENCLOSURE MATERIAL METAL, ENCLOSURE TOP PART GRAY, WITH PROTECTIVE COLLAR, FOR 5 PADLOCKS, 1 COMMAND POSITION, A=MUSHROOM PUSHBUTTON, BLACK, 60MM, ROTATE-TO- UNLATCH,2NC, SPRING-LOADED TERMINAL, FLOOR MOUNTING, 1 X M20 EACH TOP AND BOTTOM | 126.08 | TEM | 1 | CP | 0.677 | 1
3SB38012EC3 | ENCLOSURE FOR 22MM PROGRAM METAL VERSION 1 COMMAND POSITION YELLOW TOP PART WITH PROTECTIVE COLLAR FOR 3 PADLOCKS FOR EMERG.-STOP40MM W.KEY- OPER.SW., BKS, CES OR O.W.R. | 158.36 | TEM | 1 | CP | 0.563 | 1
3SB38012EC3 | ENCLOSURE FOR 22MM PROGRAM METAL VERSION 1 COMMAND POSITION YELLOW TOP PART WITH PROTECTIVE COLLAR FOR 3 PADLOCKS FOR EMERG.-STOP40MM W.KEY- OPER.SW., BKS, CES OR O.W.R. | 158.36 | TEM | 1 | CP | 0.563 | 1
3SB38012EF3 | ENCLOSURE FOR 22MM PROGRAM METAL VERSION 1 COMMAND POSITION YELLOW TOP PART WITH PROTECTIVE COLLAR A=EMER.-STOP40MM ROT.-TO-UNLAT. 2NC | 81.49 | TEM | 1 | CP | 0.67 | 1
3SB38012EF3 | ENCLOSURE FOR 22MM PROGRAM METAL VERSION 1 COMMAND POSITION YELLOW TOP PART WITH PROTECTIVE COLLAR A=EMER.-STOP40MM ROT.-TO-UNLAT. 2NC | 81.49 | TEM | 1 | CP | 0.67 | 1
3SB38020AA3 | ENCLOSURE FOR 22MM PROGRAM PLASTIC VERSION 2 COMMAND POSITIONS GRAY TOP PART | 12.1 | TEM | 1 | CP | 0.22 | 1
3SB38020AA3 | ENCLOSURE FOR 22MM PROGRAM PLASTIC VERSION 2 COMMAND POSITIONS GRAY TOP PART | 12.1 | TEM | 1 | CP | 0.22 | 1
3SB38020DA3 | ENCLOSURE FOR 22MM PROGRAM PLASTIC VERSION 2 COMMAND POSITIONS GRAY TOP PART A=PUSHBUTTON RED, LABEL "O" 1NO B=PUSHBUTTON GREEN, LABEL "I" 1NC | 32.7 | TEM | 1 | CP | 0.268 | 1
3SB38020DA3 | ENCLOSURE FOR 22MM PROGRAM PLASTIC VERSION 2 COMMAND POSITIONS GRAY TOP PART A=PUSHBUTTON RED, LABEL "O" 1NO B=PUSHBUTTON GREEN, LABEL "I" 1NC | 32.7 | TEM | 1 | CP | 0.268 | 1
3SB38020DB3 | ENCLOSURE FOR 22MM PROGRAM PLASTIC VERSION 2 COMMAND POSITIONS GRAY TOP PART A=PUSHBUTTON BLACK,LABEL"O" 1NO B=PUSHBUTTON WHITE, LABEL "I" 1NC | 32.7 | TEM | 1 | CP | 0.268 | 1
3SB38020DB3 | ENCLOSURE FOR 22MM PROGRAM PLASTIC VERSION 2 COMMAND POSITIONS GRAY TOP PART A=PUSHBUTTON BLACK,LABEL"O" 1NO B=PUSHBUTTON WHITE, LABEL "I" 1NC | 32.7 | TEM | 1 | CP | 0.268 | 1
3SB38022AA3 | ENCLOSURE FOR 22MM PROGRAM METAL VERSION 2 COMMAND POSITIONS GRAY TOP PART | 29.01 | TEM | 1 | CP | 0.525 | 1
3SB38022AA3 | ENCLOSURE FOR 22MM PROGRAM METAL VERSION 2 COMMAND POSITIONS GRAY TOP PART | 29.01 | TEM | 1 | CP | 0.525 | 1
3SB38022DA3 | ENCLOSURE FOR 22MM PROGRAM METAL VERSION 2 COMMAND POSITIONS GREY TOP PART A=PUSHBUTTON RED, LABEL "O" 1NO B=PUSHBUTTON GREEN, LABEL "I" 1NC | 52.69 | TEM | 1 | CP | 0.702 | 1
3SB38022DA3 | ENCLOSURE FOR 22MM PROGRAM METAL VERSION 2 COMMAND POSITIONS GREY TOP PART A=PUSHBUTTON RED, LABEL "O" 1NO B=PUSHBUTTON GREEN, LABEL "I" 1NC | 52.69 | TEM | 1 | CP | 0.702 | 1
3SB38022DA3 | ENCLOSURE FOR 22MM PROGRAM METAL VERSION 2 COMMAND POSITIONS GREY TOP PART A=PUSHBUTTON RED, LABEL "O" 1NO B=PUSHBUTTON GREEN, LABEL "I" 1NC | 52.69 | TEM | 1 | CP | 0.702 | 1
3SB38022DB3 | ENCLOSURE FOR COMMAND DEVICES, 22MM, ROUND, ENCLOSURE MATERIAL PLASTIC, GRAY ENCLOSURE TOP PART, 2 COMMAND POINTS, B=PUSHBUTTON WHITE, LABEL: I, 1NO, SCREW TERMINAL, A=PUSHBUTTON BLACK, LABEL: O, 1NC, SCREW TERMINAL, FLOOR MOUNTING, TOP AND BOTTOM 1 X M20 EACH | 52.69 | TEM | 1 | CP | 0.7 | 1
3SB38022DB3 | ENCLOSURE FOR COMMAND DEVICES, 22MM, ROUND, ENCLOSURE MATERIAL PLASTIC, GRAY ENCLOSURE TOP PART, 2 COMMAND POINTS, B=PUSHBUTTON WHITE, LABEL: I, 1NO, SCREW TERMINAL, A=PUSHBUTTON BLACK, LABEL: O, 1NC, SCREW TERMINAL, FLOOR MOUNTING, TOP AND BOTTOM 1 X M20 EACH | 52.69 | TEM | 1 | CP | 0.7 | 1
3SB38030AA3 | ENCLOSURE FOR 22MM PROGRAM PLASTIC VERSION 3 COMMAND POSITIONS GRAY TOP PART | 14.66 | TEM | 1 | CP | 0.26 | 1
3SB38030AA3 | ENCLOSURE FOR 22MM PROGRAM PLASTIC VERSION 3 COMMAND POSITIONS GRAY TOP PART | 14.66 | TEM | 1 | CP | 0.26 | 1
3SB38030DA | ENCAPSULATED PUSHBUTTON ENCLOSED PUSHBUTTON ENCAPSULATED PUSHBUTTON ENCLOSED PUSHBUTTON C=INDICATOR LIGHT CLEAR C= INDICATOR LIGHT CLEAR B=PUSHBUTTON GREEN,PLATE I C=PUSHBUTTON RED,PLATE 0 IP65, BA9S, 1N0, 1NC | 43.67 | TEM | 1 | CP | 0.349 | 1
3SB38030DA | ENCAPSULATED PUSHBUTTON ENCLOSED PUSHBUTTON ENCAPSULATED PUSHBUTTON ENCLOSED PUSHBUTTON C=INDICATOR LIGHT CLEAR C= INDICATOR LIGHT CLEAR B=PUSHBUTTON GREEN,PLATE I C=PUSHBUTTON RED,PLATE 0 IP65, BA9S, 1N0, 1NC | 43.67 | TEM | 1 | CP | 0.349 | 1
3SB38030DA3 | ENCLOSURE FOR 22MM PROGRAM PLASTIC VERSION 3 COMMAND POSITIONS GRAY TOP PART A=PUSHBUTTON RED, LABEL "O" 1NC B=PUSHBUTTON GREEN, LABEL "I" 1NO C=INDICATOR LIGHT CLEAR BA9S | 43.67 | TEM | 1 | CP | 0.33 | 1
3SB38030DA3 | ENCLOSURE FOR 22MM PROGRAM PLASTIC VERSION 3 COMMAND POSITIONS GRAY TOP PART A=PUSHBUTTON RED, LABEL "O" 1NC B=PUSHBUTTON GREEN, LABEL "I" 1NO C=INDICATOR LIGHT CLEAR BA9S | 43.67 | TEM | 1 | CP | 0.33 | 1
3SB38030DB3 | ENCLOSURE FOR 22MM PROGRAM PLASTIC VERSION 3 COMMAND POSITIONS GRAY TOP PART A=PUSHBUTTON RED, LABEL "O" 1NC B=PUSHBUTTON BLACK,LABEL"I" 1NO C=PUSHBUTTON BLACK 1NO, WITH LABEL "II" | 52.28 | TEM | 1 | CP | 0.343 | 1
3SB38030DB3 | ENCLOSURE FOR 22MM PROGRAM PLASTIC VERSION 3 COMMAND POSITIONS GRAY TOP PART A=PUSHBUTTON RED, LABEL "O" 1NC B=PUSHBUTTON BLACK,LABEL"I" 1NO C=PUSHBUTTON BLACK 1NO, WITH LABEL "II" | 52.28 | TEM | 1 | CP | 0.343 | 1
3SB38032AA3 | ENCLOSURE FOR 22MM PROGRAM METAL VERSION 3 COMMAND POSITIONS GRAY TOP PART | 38.44 | TEM | 1 | CP | 0.642 | 1
3SB38032AA3 | ENCLOSURE FOR 22MM PROGRAM METAL VERSION 3 COMMAND POSITIONS GRAY TOP PART | 38.44 | TEM | 1 | CP | 0.642 | 1
3SB38032AA3 | ENCLOSURE FOR 22MM PROGRAM METAL VERSION 3 COMMAND POSITIONS GRAY TOP PART | 38.44 | TEM | 1 | CP | 0.642 | 1
3SB38032DA3 | ENCLOSURE FOR 22MM PROGRAM METAL VERSION 3 COMMAND POSITIONS GRAY TOP PART A=PUSHBUTTON RED, LABEL "O" 1NC B=PUSHBUTTON GREEN, LABEL "I" 1NO C=INDICATOR LIGHT CLEAR BA9S | 71.75 | TEM | 1 | CP | 0.86 | 1
3SB38032DA3 | ENCLOSURE FOR 22MM PROGRAM METAL VERSION 3 COMMAND POSITIONS GRAY TOP PART A=PUSHBUTTON RED, LABEL "O" 1NC B=PUSHBUTTON GREEN, LABEL "I" 1NO C=INDICATOR LIGHT CLEAR BA9S | 71.75 | TEM | 1 | CP | 0.86 | 1
3SB38032DB3 | ENCLOSURE FOR 22MM PROGRAM METAL VERSION 3 COMMAND POSITIONS GRAY TOP PART A=PUSHBUTTON RED, LABEL "O" B=PUSHBUTTON BLACK,LABEL"I" C=PUSHBUTTON BLACK,LABEL II 1NO | 73.9 | TEM | 1 | CP | 0.915 | 1
3SB38032DB3 | ENCLOSURE FOR 22MM PROGRAM METAL VERSION 3 COMMAND POSITIONS GRAY TOP PART A=PUSHBUTTON RED, LABEL "O" B=PUSHBUTTON BLACK,LABEL"I" C=PUSHBUTTON BLACK,LABEL II 1NO | 73.9 | TEM | 1 | CP | 0.915 | 1
3SB38032DC3 | ENCLOSURE FOR 22MM PROGRAM METAL VERSION 3 COMMAND POSITIONS GRAY TOP PART A=PUSHBUTTON BLACK,LABEL"O" B=PUSHBUTTON WHITE, LABEL "I" C=INDICATOR LIGHT CLEAR | 71.75 | TEM | 1 | CP | 0.865 | 1
3SB38032DC3 | ENCLOSURE FOR 22MM PROGRAM METAL VERSION 3 COMMAND POSITIONS GRAY TOP PART A=PUSHBUTTON BLACK,LABEL"O" B=PUSHBUTTON WHITE, LABEL "I" C=INDICATOR LIGHT CLEAR | 71.75 | TEM | 1 | CP | 0.865 | 1
3SB38040AA3 | ENCLOSURE FOR 22MM PROGRAM PLASTIC VERSION 4 COMMAND POSITIONS GRAY TOP PART | 20.4 | TEM | 1 | CP | 0.3 | 1
3SB38040AA3 | ENCLOSURE FOR 22MM PROGRAM PLASTIC VERSION 4 COMMAND POSITIONS GRAY TOP PART | 20.4 | TEM | 1 | CP | 0.3 | 1
3SB38042AA3 | ENCLOSURE FOR 22MM PROGRAM METAL VERSION 4 COMMAND POSITIONS GRAY TOP PART | 50.94 | TEM | 1 | CP | 0.762 | 1
3SB38042AA3 | ENCLOSURE FOR 22MM PROGRAM METAL VERSION 4 COMMAND POSITIONS GRAY TOP PART | 50.94 | TEM | 1 | CP | 0.762 | 1
3SB38060AA3 | ENCLOSURE FOR 22MM PROGRAM PLASTIC VERSION 6 COMMAND POSITIONS GRAY TOP PART | 29.62 | TEM | 1 | CP | 0.42 | 1
3SB38060AA3 | ENCLOSURE FOR 22MM PROGRAM PLASTIC VERSION 6 COMMAND POSITIONS GRAY TOP PART | 29.62 | TEM | 1 | CP | 0.42 | 1
3SB38062AA3 | ENCLOSURE FOR 22MM PROGRAM METAL VERSION 6 COMMAND POSITIONS GRAY TOP PART | 66.11 | TEM | 1 | CP | 1.008 | 1
3SB38062AA3 | ENCLOSURE FOR 22MM PROGRAM METAL VERSION 6 COMMAND POSITIONS GRAY TOP PART | 66.11 | TEM | 1 | CP | 1.008 | 1
3SB38631BB3 | TWO-HAND OPERATOR PANEL FOR COMMAND DEVICES, 22MM, ROUND, ENCLOSURE MATERIAL PLASTIC, ENCLOSURE TOP PART GRAY, 3 COMMAND POSITIONS, 2 MUSHROOM PUSHBUTTONS, BLACK, 40MM, EACH WITH 1NO+1NC, 1 EMERGENCY-STOP MUSH. PUSHBUTTON, RED, 40MM, POSITIVE LATCHING, 2NC, WITH 8 PRESET BREAKING POINTS FOR FURTHER COMMAND DEVICES, WITH CABLE BREAK-THROUGHS FOR METRIC SCREW GLANDS | 216.07 | TEM | 1 | CP | 2.3 | 1
3SB38631BB3 | TWO-HAND OPERATOR PANEL FOR COMMAND DEVICES, 22MM, ROUND, ENCLOSURE MATERIAL PLASTIC, ENCLOSURE TOP PART GRAY, 3 COMMAND POSITIONS, 2 MUSHROOM PUSHBUTTONS, BLACK, 40MM, EACH WITH 1NO+1NC, 1 EMERGENCY-STOP MUSH. PUSHBUTTON, RED, 40MM, POSITIVE LATCHING, 2NC, WITH 8 PRESET BREAKING POINTS FOR FURTHER COMMAND DEVICES, WITH CABLE BREAK-THROUGHS FOR METRIC SCREW GLANDS | 216.07 | TEM | 1 | CP | 2.3 | 1
3SB39010AB | ACCESSORY / SPARE PART FOR PLASTIC-/METAL PROGRAM ROUND, 22MM/SQUARE, 26X26MM: HOLDER FOR PUSHBUTTON AND PUSHBUTTON SWITCH FOR SNAPPING ON 3 BLOCKS | 0.29 | TEM | 100 | CP | 0.002 | 20
3SB39010AB | ACCESSORY / SPARE PART FOR PLASTIC-/METAL PROGRAM ROUND, 22MM/SQUARE, 26X26MM: HOLDER FOR PUSHBUTTON AND PUSHBUTTON SWITCH FOR SNAPPING ON 3 BLOCKS | 0.29 | TEM | 100 | CP | 0.002 | 20
3SB39010AB | ACCESSORY / SPARE PART FOR PLASTIC-/METAL PROGRAM ROUND, 22MM/SQUARE, 26X26MM: HOLDER FOR PUSHBUTTON AND PUSHBUTTON SWITCH FOR SNAPPING ON 3 BLOCKS | 0.29 | TEM | 100 | CP | 0.002 | 20
3SB39010AC | ACCESSORY / SPARE PART FOR PLASTIC-/METAL PROGRAM ROUND, 22MM/SQUARE, 26X26MM: HOLDER FOR SELECTOR SWITCH,KEY- OPER.SWITCH A.TWIN PUSHBUT.FOR SNAPPING ON 3 BLOCKS FOR ACTUATING THE CENTRAL CONTACT BLOCKS | 0.38 | TEM | 100 | CP | 0.003 | 10
3SB39010AC | ACCESSORY / SPARE PART FOR PLASTIC-/METAL PROGRAM ROUND, 22MM/SQUARE, 26X26MM: HOLDER FOR SELECTOR SWITCH,KEY- OPER.SWITCH A.TWIN PUSHBUT.FOR SNAPPING ON 3 BLOCKS FOR ACTUATING THE CENTRAL CONTACT BLOCKS | 0.38 | TEM | 100 | CP | 0.003 | 10
3SB39010AC | ACCESSORY / SPARE PART FOR PLASTIC-/METAL PROGRAM ROUND, 22MM/SQUARE, 26X26MM: HOLDER FOR SELECTOR SWITCH,KEY- OPER.SWITCH A.TWIN PUSHBUT.FOR SNAPPING ON 3 BLOCKS FOR ACTUATING THE CENTRAL CONTACT BLOCKS | 0.38 | TEM | 100 | CP | 0.003 | 10
3SB39010AF | ACCESSORY FOR ASI-ENCLOSURE CONNECTING TERMINAL PG16 FOR AS-I FLAT CABLE | 11.58 | TEM | 1 | CP | 0.018 | 1
3SB39010AF | ACCESSORY FOR ASI-ENCLOSURE CONNECTING TERMINAL PG16 FOR AS-I FLAT CABLE | 11.58 | TEM | 1 | CP | 0.018 | 1
3SB39010AG | ACCESSORY FOR ENCLOSURE, 22MM FOR FLOOR MOUNTING SUPPORT TERMINAL SCREW TERMINAL BLACK | 5.02 | TEM | 1 | CP | 0.01 | 1
3SB39010AG | ACCESSORY FOR ENCLOSURE, 22MM FOR FLOOR MOUNTING SUPPORT TERMINAL SCREW TERMINAL BLACK | 5.02 | TEM | 1 | CP | 0.01 | 1
3SB39010AJ | ACCESSORY FOR ENCLOSURE, 22MM FOR FLOOR MOUNTING SUPPORT TERMINAL SCREW TERMINAL GREEN/YELLOW | 5.02 | TEM | 1 | CP | 0.01 | 1
3SB39010AJ | ACCESSORY FOR ENCLOSURE, 22MM FOR FLOOR MOUNTING SUPPORT TERMINAL SCREW TERMINAL GREEN/YELLOW | 5.02 | TEM | 1 | CP | 0.01 | 1
3SB39010AN | ACCESSORY FOR ENCLOSURE, 22MM HEXAGON NUT FOR CABLE GLAND PG21 BLACK | 0.94 | TEM | 100 | CP | 0.006 | 10
3SB39010AN | ACCESSORY FOR ENCLOSURE, 22MM HEXAGON NUT FOR CABLE GLAND PG21 BLACK | 0.94 | TEM | 100 | CP | 0.006 | 10
3SB39010AW | ACCESSORY / SPARE PART FOR PLASTIC-/METAL PROGRAM ROUND, 22MM/SQUARE, 26X26MM: PRESSURE PLATE F.SELECTOR SW., F.PRIN.CIRC.BOARD-/FLOOR MOUNT. KEY-OPER.SWITCH A.TWIN PUSHB. FOR ACTUATING THE CENTRAL CONTACT BLOCKS | 0.34 | TEM | 100 | CP | 0.002 | 10
3SB39010AW | ACCESSORY / SPARE PART FOR PLASTIC-/METAL PROGRAM ROUND, 22MM/SQUARE, 26X26MM: PRESSURE PLATE F.SELECTOR SW., F.PRIN.CIRC.BOARD-/FLOOR MOUNT. KEY-OPER.SWITCH A.TWIN PUSHB. FOR ACTUATING THE CENTRAL CONTACT BLOCKS | 0.34 | TEM | 100 | CP | 0.002 | 10
3SB39010CK | ACCESSORY FOR ENCLOSURE, 22MM CABLE GLAND M20 WITH NUT | 5.84 | TEM | 1 | CP | 0.018 | 1
3SB39010CK | ACCESSORY FOR ENCLOSURE, 22MM CABLE GLAND M20 WITH NUT | 5.84 | TEM | 1 | CP | 0.018 | 1
3SB39010CL | ACCESSORY FOR ENCLOSURE, 22MM HEXAGON NUT FOR CABLE GLAND M20 BLACK | 0.94 | TEM | 100 | CP | 0.003 | 10
3SB39010CL | ACCESSORY FOR ENCLOSURE, 22MM HEXAGON NUT FOR CABLE GLAND M20 BLACK | 0.94 | TEM | 100 | CP | 0.003 | 10
3SB39011BA | ACCESSORY / SPARE PART ROUND, 22MM/SQUARE, 26X26MM: LED SUPER-BRIGHT LAMPS, BASE BA 9S BULB DIAMETER 10MM RATED VOLTAGE 24V AC/DC OPERATIONAL CURRENT MAX. 15 MA YELLOW | 6.97 | TEM | 1 | CP | 0.002 | 10
3SB39011BA | ACCESSORY / SPARE PART ROUND, 22MM/SQUARE, 26X26MM: LED SUPER-BRIGHT LAMPS, BASE BA 9S BULB DIAMETER 10MM RATED VOLTAGE 24V AC/DC OPERATIONAL CURRENT MAX. 15 MA YELLOW | 6.97 | TEM | 1 | CP | 0.002 | 10
3SB39011BC | ACCESSORY / SPARE PART ROUND, 22MM/SQUARE, 26X26MM: LED SUPER-BRIGHT LAMPS, BASE BA 9S BULB DIAMETER 10MM RATED VOLTAGE 48V AC/DC OPERATIONAL CURRENT MAX. 15 MA YELLOW | 7.07 | TEM | 1 | CP | 0.002 | 10
3SB39011BC | ACCESSORY / SPARE PART ROUND, 22MM/SQUARE, 26X26MM: LED SUPER-BRIGHT LAMPS, BASE BA 9S BULB DIAMETER 10MM RATED VOLTAGE 48V AC/DC OPERATIONAL CURRENT MAX. 15 MA YELLOW | 7.07 | TEM | 1 | CP | 0.002 | 10
3SB39011BD | ACCESSORY / SPARE PART ROUND, 22MM/SQUARE, 26X26MM: LED SUPER-BRIGHT LAMPS, BASE BA 9S BULB DIAMETER 10MM RATED VOLTAGE 130V AC-90V DC OPERATIONAL CURRENT MAX. 15 MA YELLOW | 11.69 | TEM | 1 | CP | 0.002 | 10
3SB39011BD | ACCESSORY / SPARE PART ROUND, 22MM/SQUARE, 26X26MM: LED SUPER-BRIGHT LAMPS, BASE BA 9S BULB DIAMETER 10MM RATED VOLTAGE 130V AC-90V DC OPERATIONAL CURRENT MAX. 15 MA YELLOW | 11.69 | TEM | 1 | CP | 0.002 | 10
3SB39011BF | ACCESSORY / SPARE PART ROUND, 22MM/SQUARE, 26X26MM: LED SUPER-BRIGHT LAMPS, BASE BA 9S BULB DIAMETER 10MM RATED VOLTAGE 230V AC 110-160V DC, IF X1 TO + OPERATIONAL CURRENT MAX. 15 MA YELLOW | 11.69 | TEM | 1 | CP | 0.003 | 10
3SB39011BF | ACCESSORY / SPARE PART ROUND, 22MM/SQUARE, 26X26MM: LED SUPER-BRIGHT LAMPS, BASE BA 9S BULB DIAMETER 10MM RATED VOLTAGE 230V AC 110-160V DC, IF X1 TO + OPERATIONAL CURRENT MAX. 15 MA YELLOW | 11.69 | TEM | 1 | CP | 0.003 | 10
3SB39011BG | ACCESSORY / SPARE PART ROUND, 22MM/SQUARE, 26X26MM: LED SUPER-BRIGHT LAMPS, BASE BA 9S BULB DIAMETER 10MM RATED VOLTAGE 230V AC/DC OPERATIONAL CURRENT MAX. 15 MA YELLOW | 11.69 | TEM | 1 | CP | 0.003 | 10
3SB39011BG | ACCESSORY / SPARE PART ROUND, 22MM/SQUARE, 26X26MM: LED SUPER-BRIGHT LAMPS, BASE BA 9S BULB DIAMETER 10MM RATED VOLTAGE 230V AC/DC OPERATIONAL CURRENT MAX. 15 MA YELLOW | 11.69 | TEM | 1 | CP | 0.003 | 10
3SB39011BG | ACCESSORY / SPARE PART ROUND, 22MM/SQUARE, 26X26MM: LED SUPER-BRIGHT LAMPS, BASE BA 9S BULB DIAMETER 10MM RATED VOLTAGE 230V AC/DC OPERATIONAL CURRENT MAX. 15 MA YELLOW | 11.69 | TEM | 1 | CP | 0.003 | 10
3SB39011CA | ACCESSORY / SPARE PART ROUND, 22MM/SQUARE, 26X26MM: LED SUPER-BRIGHT LAMPS, BASE BA 9S BULB DIAMETER 10MM RATED VOLTAGE 24V AC/DC OPERATIONAL CURRENT MAX. 15 MA RED | 6.97 | TEM | 1 | CP | 0.002 | 10
3SB39011CA | ACCESSORY / SPARE PART ROUND, 22MM/SQUARE, 26X26MM: LED SUPER-BRIGHT LAMPS, BASE BA 9S BULB DIAMETER 10MM RATED VOLTAGE 24V AC/DC OPERATIONAL CURRENT MAX. 15 MA RED | 6.97 | TEM | 1 | CP | 0.002 | 10
3SB39011CC | ACCESSORY / SPARE PART ROUND, 22MM/SQUARE, 26X26MM: LED SUPER-BRIGHT LAMPS, BASE BA 9S BULB DIAMETER 10MM RATED VOLTAGE 48V AC/DC OPERATIONAL CURRENT MAX. 15 MA RED | 7.07 | TEM | 1 | CP | 0.002 | 10
3SB39011CC | ACCESSORY / SPARE PART ROUND, 22MM/SQUARE, 26X26MM: LED SUPER-BRIGHT LAMPS, BASE BA 9S BULB DIAMETER 10MM RATED VOLTAGE 48V AC/DC OPERATIONAL CURRENT MAX. 15 MA RED | 7.07 | TEM | 1 | CP | 0.002 | 10
3SB39011CD | ACCESSORY / SPARE PART ROUND, 22MM/SQUARE, 26X26MM: LED SUPER-BRIGHT LAMPS, BASE BA 9S BULB DIAMETER 10MM RATED VOLTAGE 130V AC OPERATIONAL CURRENT MAX. 15 MA RED | 11.69 | TEM | 1 | CP | 0.002 | 10
3SB39011CD | ACCESSORY / SPARE PART ROUND, 22MM/SQUARE, 26X26MM: LED SUPER-BRIGHT LAMPS, BASE BA 9S BULB DIAMETER 10MM RATED VOLTAGE 130V AC OPERATIONAL CURRENT MAX. 15 MA RED | 11.69 | TEM | 1 | CP | 0.002 | 10
3SB39011CF | ACCESSORY / SPARE PART ROUND, 22MM/SQUARE, 26X26MM: LED SUPER-BRIGHT LAMPS, BASE BA 9S BULB DIAMETER 10MM RATED VOLTAGE 230V AC, 110-160V DC, IF X1 TO + OPERATIONAL CURRENT MAX. 15 MA RED | 11.69 | TEM | 1 | CP | 0.003 | 10
3SB39011CF | ACCESSORY / SPARE PART ROUND, 22MM/SQUARE, 26X26MM: LED SUPER-BRIGHT LAMPS, BASE BA 9S BULB DIAMETER 10MM RATED VOLTAGE 230V AC, 110-160V DC, IF X1 TO + OPERATIONAL CURRENT MAX. 15 MA RED | 11.69 | TEM | 1 | CP | 0.003 | 10
3SB39011CF | ACCESSORY / SPARE PART ROUND, 22MM/SQUARE, 26X26MM: LED SUPER-BRIGHT LAMPS, BASE BA 9S BULB DIAMETER 10MM RATED VOLTAGE 230V AC, 110-160V DC, IF X1 TO + OPERATIONAL CURRENT MAX. 15 MA RED | 11.69 | TEM | 1 | CP | 0.003 | 10
3SB39011CG | ACCESSORY / SPARE PART ROUND, 22MM/SQUARE, 26X26MM: LED SUPER-BRIGHT LAMPS, BASE BA 9S BULB DIAMETER 10MM RATED VOLTAGE 230V AC/DC OPERATIONAL CURRENT MAX. 15 MA RED | 11.69 | TEM | 1 | CP | 0.003 | 10
3SB39011CG | ACCESSORY / SPARE PART ROUND, 22MM/SQUARE, 26X26MM: LED SUPER-BRIGHT LAMPS, BASE BA 9S BULB DIAMETER 10MM RATED VOLTAGE 230V AC/DC OPERATIONAL CURRENT MAX. 15 MA RED | 11.69 | TEM | 1 | CP | 0.003 | 10
3SB39011CG | ACCESSORY / SPARE PART ROUND, 22MM/SQUARE, 26X26MM: LED SUPER-BRIGHT LAMPS, BASE BA 9S BULB DIAMETER 10MM RATED VOLTAGE 230V AC/DC OPERATIONAL CURRENT MAX. 15 MA RED | 11.69 | TEM | 1 | CP | 0.003 | 10
3SB39011DA | ACCESSORY / SPARE PART ROUND, 22MM/SQUARE, 26X26MM: LED SUPER-BRIGHT LAMPS, BASE BA 9S BULB DIAMETER 10MM RATED VOLTAGE 24V AC/DC OPERATIONAL CURRENT MAX. 15 MA GREEN | 6.97 | TEM | 1 | CP | 0.002 | 10
3SB39011DA | ACCESSORY / SPARE PART ROUND, 22MM/SQUARE, 26X26MM: LED SUPER-BRIGHT LAMPS, BASE BA 9S BULB DIAMETER 10MM RATED VOLTAGE 24V AC/DC OPERATIONAL CURRENT MAX. 15 MA GREEN | 6.97 | TEM | 1 | CP | 0.002 | 10
3SB39011DC | ACCESSORY / SPARE PART ROUND, 22MM/SQUARE, 26X26MM: LED SUPER-BRIGHT LAMPS, BASE BA 9S BULB DIAMETER 10MM RATED VOLTAGE 48V AC/DC OPERATIONAL CURRENT MAX. 15 MA GREEN | 7.07 | TEM | 1 | CP | 0.002 | 10
3SB39011DC | ACCESSORY / SPARE PART ROUND, 22MM/SQUARE, 26X26MM: LED SUPER-BRIGHT LAMPS, BASE BA 9S BULB DIAMETER 10MM RATED VOLTAGE 48V AC/DC OPERATIONAL CURRENT MAX. 15 MA GREEN | 7.07 | TEM | 1 | CP | 0.002 | 10
3SB39011DD | ACCESSORY / SPARE PART ROUND, 22MM/SQUARE, 26X26MM: LED SUPER-BRIGHT LAMPS, BASE BA 9S BULB DIAMETER 10MM RATED VOLTAGE 130V AC-90V DC OPERATIONAL CURRENT MAX. 15 MA GREEN | 11.69 | TEM | 1 | CP | 0.002 | 10
3SB39011DD | ACCESSORY / SPARE PART ROUND, 22MM/SQUARE, 26X26MM: LED SUPER-BRIGHT LAMPS, BASE BA 9S BULB DIAMETER 10MM RATED VOLTAGE 130V AC-90V DC OPERATIONAL CURRENT MAX. 15 MA GREEN | 11.69 | TEM | 1 | CP | 0.002 | 10
3SB39011DF | ACCESSORY / SPARE PART ROUND, 22MM/SQUARE, 26X26MM: LED SUPER-BRIGHT LAMPS, BASE BA 9S BULB DIAMETER 10MM RATED VOLTAGE 230V AC 110-160V DC, IF X1 TO + OPERATIONAL CURRENT MAX. 15 MA GREEN | 11.69 | TEM | 1 | CP | 0.003 | 10
3SB39011DF | ACCESSORY / SPARE PART ROUND, 22MM/SQUARE, 26X26MM: LED SUPER-BRIGHT LAMPS, BASE BA 9S BULB DIAMETER 10MM RATED VOLTAGE 230V AC 110-160V DC, IF X1 TO + OPERATIONAL CURRENT MAX. 15 MA GREEN | 11.69 | TEM | 1 | CP | 0.003 | 10
3SB39011DF | ACCESSORY / SPARE PART ROUND, 22MM/SQUARE, 26X26MM: LED SUPER-BRIGHT LAMPS, BASE BA 9S BULB DIAMETER 10MM RATED VOLTAGE 230V AC 110-160V DC, IF X1 TO + OPERATIONAL CURRENT MAX. 15 MA GREEN | 11.69 | TEM | 1 | CP | 0.003 | 10
3SB39011DG | ACCESSORY / SPARE PART ROUND, 22MM/SQUARE, 26X26MM: LED SUPER-BRIGHT LAMPS, BASE BA 9S BULB DIAMETER 10MM RATED VOLTAGE 230V AC/DC OPERATIONAL CURRENT MAX. 15 MA GREEN | 11.69 | TEM | 1 | CP | 0.003 | 10
3SB39011DG | ACCESSORY / SPARE PART ROUND, 22MM/SQUARE, 26X26MM: LED SUPER-BRIGHT LAMPS, BASE BA 9S BULB DIAMETER 10MM RATED VOLTAGE 230V AC/DC OPERATIONAL CURRENT MAX. 15 MA GREEN | 11.69 | TEM | 1 | CP | 0.003 | 10
3SB39011DG | ACCESSORY / SPARE PART ROUND, 22MM/SQUARE, 26X26MM: LED SUPER-BRIGHT LAMPS, BASE BA 9S BULB DIAMETER 10MM RATED VOLTAGE 230V AC/DC OPERATIONAL CURRENT MAX. 15 MA GREEN | 11.69 | TEM | 1 | CP | 0.003 | 10
3SB39011PA | ACCESSORY / SPARE PART ROUND, 22MM/SQUARE, 26X26MM: LED SUPER-BRIGHT LAMPS, BASE BA 9S BULB DIAMETER 10MM RATED VOLTAGE 24V AC/DC OPERATIONAL CURRENT MAX. 15 MA BLUE | 6.97 | TEM | 1 | CP | 0.002 | 10
3SB39011PA | ACCESSORY / SPARE PART ROUND, 22MM/SQUARE, 26X26MM: LED SUPER-BRIGHT LAMPS, BASE BA 9S BULB DIAMETER 10MM RATED VOLTAGE 24V AC/DC OPERATIONAL CURRENT MAX. 15 MA BLUE | 6.97 | TEM | 1 | CP | 0.002 | 10
3SB39011PF | ACCESSORY / SPARE PART ROUND, 22MM/SQUARE, 26X26MM: LED SUPER-BRIGHT LAMPS, BASE BA 9S BULB DIAMETER 10MM RATED VOLTAGE 230V AC 110-160V DC, IF X1 TO + OPERATIONAL CURRENT MAX. 15 MA BLUE | 11.69 | TEM | 1 | CP | 0.003 | 10
3SB39011PF | ACCESSORY / SPARE PART ROUND, 22MM/SQUARE, 26X26MM: LED SUPER-BRIGHT LAMPS, BASE BA 9S BULB DIAMETER 10MM RATED VOLTAGE 230V AC 110-160V DC, IF X1 TO + OPERATIONAL CURRENT MAX. 15 MA BLUE | 11.69 | TEM | 1 | CP | 0.003 | 10
3SB39011PG | ACCESSORY / SPARE PART ROUND, 22MM/SQUARE, 26X26MM: LED SUPER-BRIGHT LAMPS, BASE BA 9S BULB DIAMETER 10MM RATED VOLTAGE 230V AC/DC OPERATIONAL CURRENT MAX. 15 MA BLUE | 11.69 | TEM | 1 | CP | 0.003 | 10
3SB39011PG | ACCESSORY / SPARE PART ROUND, 22MM/SQUARE, 26X26MM: LED SUPER-BRIGHT LAMPS, BASE BA 9S BULB DIAMETER 10MM RATED VOLTAGE 230V AC/DC OPERATIONAL CURRENT MAX. 15 MA BLUE | 11.69 | TEM | 1 | CP | 0.003 | 10
3SB39011QA | ACCESSORY / SPARE PART ROUND, 22MM/SQUARE, 26X26MM: LED SUPER-BRIGHT LAMPS, BASE BA 9S BULB DIAMETER 10MM RATED VOLTAGE 24V AC/DC OPERATIONAL CURRENT MAX. 15 MA WHITE | 6.97 | TEM | 1 | CP | 0.002 | 10
3SB39011QA | ACCESSORY / SPARE PART ROUND, 22MM/SQUARE, 26X26MM: LED SUPER-BRIGHT LAMPS, BASE BA 9S BULB DIAMETER 10MM RATED VOLTAGE 24V AC/DC OPERATIONAL CURRENT MAX. 15 MA WHITE | 6.97 | TEM | 1 | CP | 0.002 | 10
3SB39011QC | ACCESSORY / SPARE PART ROUND, 22MM/SQUARE, 26X26MM: LED SUPER-BRIGHT LAMPS, BASE BA 9S BULB DIAMETER 10MM RATED VOLTAGE 48V AC/DC OPERATIONAL CURRENT MAX. 15 MA WHITE | 7.07 | TEM | 1 | CP | 0.002 | 10
3SB39011QC | ACCESSORY / SPARE PART ROUND, 22MM/SQUARE, 26X26MM: LED SUPER-BRIGHT LAMPS, BASE BA 9S BULB DIAMETER 10MM RATED VOLTAGE 48V AC/DC OPERATIONAL CURRENT MAX. 15 MA WHITE | 7.07 | TEM | 1 | CP | 0.002 | 10
3SB39011QD | ACCESSORY / SPARE PART ROUND, 22MM/SQUARE, 26X26MM: LED SUPER-BRIGHT LAMPS, BASE BA 9S BULB DIAMETER 10MM RATED VOLTAGE 130V AC-90V DC OPERATIONAL CURRENT MAX. 15 MA WHITE | 11.69 | TEM | 1 | CP | 0.002 | 10
3SB39011QD | ACCESSORY / SPARE PART ROUND, 22MM/SQUARE, 26X26MM: LED SUPER-BRIGHT LAMPS, BASE BA 9S BULB DIAMETER 10MM RATED VOLTAGE 130V AC-90V DC OPERATIONAL CURRENT MAX. 15 MA WHITE | 11.69 | TEM | 1 | CP | 0.002 | 10
3SB39011QF | ACCESSORY / SPARE PART ROUND, 22MM/SQUARE, 26X26MM: LED SUPER-BRIGHT LAMPS, BASE BA 9S BULB DIAMETER 10MM RATED VOLTAGE 230V AC 110-160V DC, IF X1 TO + OPERATIONAL CURRENT MAX. 15 MA WHITE | 11.69 | TEM | 1 | CP | 0.003 | 10
3SB39011QF | ACCESSORY / SPARE PART ROUND, 22MM/SQUARE, 26X26MM: LED SUPER-BRIGHT LAMPS, BASE BA 9S BULB DIAMETER 10MM RATED VOLTAGE 230V AC 110-160V DC, IF X1 TO + OPERATIONAL CURRENT MAX. 15 MA WHITE | 11.69 | TEM | 1 | CP | 0.003 | 10
3SB39011QG | ACCESSORY / SPARE PART ROUND, 22MM/SQUARE, 26X26MM: LED SUPER-BRIGHT LAMPS, BASE BA 9S BULB DIAMETER 10MM RATED VOLTAGE 230V AC/DC OPERATIONAL CURRENT MAX. 15 MA WHITE | 11.69 | TEM | 1 | CP | 0.003 | 10
3SB39011QG | ACCESSORY / SPARE PART ROUND, 22MM/SQUARE, 26X26MM: LED SUPER-BRIGHT LAMPS, BASE BA 9S BULB DIAMETER 10MM RATED VOLTAGE 230V AC/DC OPERATIONAL CURRENT MAX. 15 MA WHITE | 11.69 | TEM | 1 | CP | 0.003 | 10
3SB39011QG | ACCESSORY / SPARE PART ROUND, 22MM/SQUARE, 26X26MM: LED SUPER-BRIGHT LAMPS, BASE BA 9S BULB DIAMETER 10MM RATED VOLTAGE 230V AC/DC OPERATIONAL CURRENT MAX. 15 MA WHITE | 11.69 | TEM | 1 | CP | 0.003 | 10
3SB39011RB | ACCESSORY / SPARE PART ROUND, 22MM/SQUARE, 26X26MM: LED SUPER-BRIGHT LAMPS, WEDGE-BASE WEDGE-BASE W2 X 4.6D RATED VOLTAGE 24V AC/DC OPERATIONAL CURRENT 10 MA YELLOW | 6.87 | TEM | 1 | CP | 0.001 | 10
3SB39011RB | ACCESSORY / SPARE PART ROUND, 22MM/SQUARE, 26X26MM: LED SUPER-BRIGHT LAMPS, WEDGE-BASE WEDGE-BASE W2 X 4.6D RATED VOLTAGE 24V AC/DC OPERATIONAL CURRENT 10 MA YELLOW | 6.87 | TEM | 1 | CP | 0.001 | 10
3SB39011SB | ACCESSORY / SPARE PART ROUND, 22MM/SQUARE, 26X26MM: LED SUPER-BRIGHT LAMPS, WEDGE-BASE WEDGE-BASE W2 X 4.6D RATED VOLTAGE 24V AC/DC OPERATIONAL CURRENT 10 MA RED | 6.87 | TEM | 1 | CP | 0.001 | 10
3SB39011SB | ACCESSORY / SPARE PART ROUND, 22MM/SQUARE, 26X26MM: LED SUPER-BRIGHT LAMPS, WEDGE-BASE WEDGE-BASE W2 X 4.6D RATED VOLTAGE 24V AC/DC OPERATIONAL CURRENT 10 MA RED | 6.87 | TEM | 1 | CP | 0.001 | 10
3SB39011TB | ACCESSORY / SPARE PART ROUND, 22MM/SQUARE, 26X26MM: LED SUPER-BRIGHT LAMPS, WEDGE-BASE WEDGE-BASE W2 X 4.6D RATED VOLTAGE 24V AC/DC OPERATIONAL CURRENT 10 MA GREEN | 6.87 | TEM | 1 | CP | 0.001 | 10
3SB39011TB | ACCESSORY / SPARE PART ROUND, 22MM/SQUARE, 26X26MM: LED SUPER-BRIGHT LAMPS, WEDGE-BASE WEDGE-BASE W2 X 4.6D RATED VOLTAGE 24V AC/DC OPERATIONAL CURRENT 10 MA GREEN | 6.87 | TEM | 1 | CP | 0.001 | 10
3SB39011UB | ACCESSORY / SPARE PART ROUND, 22MM/SQUARE, 26X26MM: LED SUPER-BRIGHT LAMPS, WEDGE-BASE WEDGE-BASE W2 X 4.6D RATED VOLTAGE 24V AC/DC OPERATIONAL CURRENT 10 MA WHITE | 6.87 | TEM | 1 | CP | 0.001 | 10
3SB39011UB | ACCESSORY / SPARE PART ROUND, 22MM/SQUARE, 26X26MM: LED SUPER-BRIGHT LAMPS, WEDGE-BASE WEDGE-BASE W2 X 4.6D RATED VOLTAGE 24V AC/DC OPERATIONAL CURRENT 10 MA WHITE | 6.87 | TEM | 1 | CP | 0.001 | 10
3SB39012AB | INSCRIPTION BY LASER PRINTER ILLUMINATED PUSHBUTTON/-SWITCH INSCRIPTION PLATES FOR SELF-INSCRIPTION WITHOUT INSCRIPTION MILKY 5 SHEETS A4, 480 LABELS | 0.36 | TEM | 100 | CP | 0.326 | 480
3SB39012AB | INSCRIPTION BY LASER PRINTER ILLUMINATED PUSHBUTTON/-SWITCH INSCRIPTION PLATES FOR SELF-INSCRIPTION WITHOUT INSCRIPTION MILKY 5 SHEETS A4, 480 LABELS | 0.36 | TEM | 100 | CP | 0.326 | 480
3SB39021AA | INSCRIPTION ACTUATOR/INDICATOR ON LABEL HOLDER INSCRIPTION LABEL FOR STICKING = BACKING PLATE LABEL SIZE 12.5 X 27 MM FOR SELF-INSCRIPTION WITHOUT INSCRIPTION BLACK WITH WHITE PRINT | 0.42 | TEM | 100 | CP | 0.001 | 10
3SB39021AA | INSCRIPTION ACTUATOR/INDICATOR ON LABEL HOLDER INSCRIPTION LABEL FOR STICKING = BACKING PLATE LABEL SIZE 12.5 X 27 MM FOR SELF-INSCRIPTION WITHOUT INSCRIPTION BLACK WITH WHITE PRINT | 0.42 | TEM | 100 | CP | 0.001 | 10
3SB39021EW | INSCRIPTION ACTUATOR/INDICATOR ON LABEL HOLDER INSCRIPTION LABEL FOR STICKING = BACKING PLATE LABEL SIZE 12.5 X 27 MM WITH INSCRIPTION: FAULT BLACK WITH WHITE PRINT | 0.57 | TEM | 100 | CP | 0.001 | 10
3SB39021EW | INSCRIPTION ACTUATOR/INDICATOR ON LABEL HOLDER INSCRIPTION LABEL FOR STICKING = BACKING PLATE LABEL SIZE 12.5 X 27 MM WITH INSCRIPTION: FAULT BLACK WITH WHITE PRINT | 0.57 | TEM | 100 | CP | 0.001 | 10
3SB39021MB | INSCRIPTION ACTUATOR/INDICATOR ON LABEL HOLDER INSCRIPTION LABEL FOR STICKING = BACKING PLATE LABEL SIZE 12.5 X 27 MM WITH GRAPHICAL SYMBOL: O BLACK WITH WHITE PRINT | 0.57 | TEM | 100 | CP | 0.001 | 10
3SB39021MB | INSCRIPTION ACTUATOR/INDICATOR ON LABEL HOLDER INSCRIPTION LABEL FOR STICKING = BACKING PLATE LABEL SIZE 12.5 X 27 MM WITH GRAPHICAL SYMBOL: O BLACK WITH WHITE PRINT | 0.57 | TEM | 100 | CP | 0.001 | 10
3SB39021MF | INSCRIPTION ACTUATOR/INDICATOR ON LABEL HOLDER INSCRIPTION LABEL FOR STICKING = BACKING PLATE LABEL SIZE 12.5 X 27 MM WITH GRAPHICAL SYMBOL: O I BLACK WITH WHITE PRINT | 0.57 | TEM | 100 | CP | 0.002 | 10
3SB39021MF | INSCRIPTION ACTUATOR/INDICATOR ON LABEL HOLDER INSCRIPTION LABEL FOR STICKING = BACKING PLATE LABEL SIZE 12.5 X 27 MM WITH GRAPHICAL SYMBOL: O I BLACK WITH WHITE PRINT | 0.57 | TEM | 100 | CP | 0.002 | 10
3SB39021ML | INSCRIPTION ACTUATOR/INDICATOR ON LABEL HOLDER INSCRIPTION LABEL FOR STICKING = BACKING PLATE LABEL SIZE 12.5 X 27 MM WITH GRAPHICAL SYMBOL: 1 2 BLACK WITH WHITE PRINT | 0.57 | TEM | 100 | CP | 0.002 | 10
3SB39021ML | INSCRIPTION ACTUATOR/INDICATOR ON LABEL HOLDER INSCRIPTION LABEL FOR STICKING = BACKING PLATE LABEL SIZE 12.5 X 27 MM WITH GRAPHICAL SYMBOL: 1 2 BLACK WITH WHITE PRINT | 0.57 | TEM | 100 | CP | 0.002 | 10
3SB39022AA | INSCRIPTION BY LASER PRINTER ON LABEL HOLDER INSCRIPTION LABEL FOR STICKING LABEL SIZE 12.5 X 27 MM LABEL SIZE 27 X 27 MM WITHOUT INSCRIPTION WHITE 4 SHEETS A4, 480 LABELS | 0.32 | TEM | 100 | CP | 0.001 | 480
3SB39022AA | INSCRIPTION BY LASER PRINTER ON LABEL HOLDER INSCRIPTION LABEL FOR STICKING LABEL SIZE 12.5 X 27 MM LABEL SIZE 27 X 27 MM WITHOUT INSCRIPTION WHITE 4 SHEETS A4, 480 LABELS | 0.32 | TEM | 100 | CP | 0.001 | 480
3SB39031AA | INSCRIPTION ACTUATOR/INDICATOR ON LABEL HOLDER INSCRIPTION LABEL FOR STICKING = BACKING PLATE LABEL SIZE 27 X 27 MM FOR SELF-INSCRIPTION WITHOUT INSCRIPTION BLACK WITH WHITE PRINT | 0.53 | TEM | 100 | CP | 0.001 | 10
3SB39031AA | INSCRIPTION ACTUATOR/INDICATOR ON LABEL HOLDER INSCRIPTION LABEL FOR STICKING = BACKING PLATE LABEL SIZE 27 X 27 MM FOR SELF-INSCRIPTION WITHOUT INSCRIPTION BLACK WITH WHITE PRINT | 0.53 | TEM | 100 | CP | 0.001 | 10
3SB39031BA | INSCRIPTION ACTUATOR/INDICATOR ON LABEL HOLDER INSCRIPTION LABEL FOR STICKING = BACKING PLATE LABEL SIZE 27 X 27 MM WITH INSCRIPTION: HAND AUTO BLACK WITH WHITE PRINT | 0.65 | TEM | 100 | CP | 0.001 | 10
3SB39031BA | INSCRIPTION ACTUATOR/INDICATOR ON LABEL HOLDER INSCRIPTION LABEL FOR STICKING = BACKING PLATE LABEL SIZE 27 X 27 MM WITH INSCRIPTION: HAND AUTO BLACK WITH WHITE PRINT | 0.65 | TEM | 100 | CP | 0.001 | 10
3SB39051AA | INSCRIPTION ACTUATOR/INDICATOR ON LABEL HOLDER INSCRIPT.LABEL FOR SNAPPING ON = BACKING PLATE LABEL SIZE 17.5 X 28 MM FOR SELF-INSCRIPTION WITHOUT INSCRIPTION BLACK WITH WHITE PRINT | 0.42 | TEM | 100 | CP | 0.001 | 10
3SB39051AA | INSCRIPTION ACTUATOR/INDICATOR ON LABEL HOLDER INSCRIPT.LABEL FOR SNAPPING ON = BACKING PLATE LABEL SIZE 17.5 X 28 MM FOR SELF-INSCRIPTION WITHOUT INSCRIPTION BLACK WITH WHITE PRINT | 0.42 | TEM | 100 | CP | 0.001 | 10
3SB39051MF | INSCRIPTION ACTUATOR/INDICATOR ON LABEL HOLDER INSCRIPT.LABEL FOR SNAPPING ON = BACKING PLATE LABEL SIZE 17.5 X 28 MM WITH GRAPHICAL SYMBOL: O I BLACK WITH WHITE PRINT | 0.57 | TEM | 100 | CP | 0.001 | 10
3SB39051MF | INSCRIPTION ACTUATOR/INDICATOR ON LABEL HOLDER INSCRIPT.LABEL FOR SNAPPING ON = BACKING PLATE LABEL SIZE 17.5 X 28 MM WITH GRAPHICAL SYMBOL: O I BLACK WITH WHITE PRINT | 0.57 | TEM | 100 | CP | 0.001 | 10
3SB39051MF | INSCRIPTION ACTUATOR/INDICATOR ON LABEL HOLDER INSCRIPT.LABEL FOR SNAPPING ON = BACKING PLATE LABEL SIZE 17.5 X 28 MM WITH GRAPHICAL SYMBOL: O I BLACK WITH WHITE PRINT | 0.57 | TEM | 100 | CP | 0.001 | 10
3SB39051NA | INSCRIPTION ACTUATOR/INDICATOR ON LABEL HOLDER INSCRIPT.LABEL FOR SNAPPING ON = BACKING PLATE LABEL SIZE 17.5 X 28 MM WITH GRAPHICAL SYMBOL: DIRECTION OF ARROW TO THE RIGHT BLACK WITH WHITE PRINT | 0.57 | TEM | 100 | CP | 0.001 | 10
3SB39051NA | INSCRIPTION ACTUATOR/INDICATOR ON LABEL HOLDER INSCRIPT.LABEL FOR SNAPPING ON = BACKING PLATE LABEL SIZE 17.5 X 28 MM WITH GRAPHICAL SYMBOL: DIRECTION OF ARROW TO THE RIGHT BLACK WITH WHITE PRINT | 0.57 | TEM | 100 | CP | 0.001 | 10
3SB39051NJ | INSCRIPTION ACTUATOR/INDICATOR ON LABEL HOLDER INSCRIPT.LABEL FOR SNAPPING ON = BACKING PLATE LABEL SIZE 17.5 X 28 MM WITH GRAPHICAL SYMBOL: DIRECTION OF ARROW UPWARDS BLACK WITH WHITE PRINT | 0.57 | TEM | 100 | CP | 0.001 | 10
3SB39051NJ | INSCRIPTION ACTUATOR/INDICATOR ON LABEL HOLDER INSCRIPT.LABEL FOR SNAPPING ON = BACKING PLATE LABEL SIZE 17.5 X 28 MM WITH GRAPHICAL SYMBOL: DIRECTION OF ARROW UPWARDS BLACK WITH WHITE PRINT | 0.57 | TEM | 100 | CP | 0.001 | 10
3SB39052AA | INSCRIPTION LABELS FOR SNAPPING ONTO LABEL HOLDERS, LABEL SIZE 17.5 X 28 MM, WHITE, BLANK, FOR SELF-LABELLING, 7 SHEETS A4, 784 LABELS | 0.25 | TEM | 100 | CP | 0.001 | 720
3SB39052AA | INSCRIPTION LABELS FOR SNAPPING ONTO LABEL HOLDERS, LABEL SIZE 17.5 X 28 MM, WHITE, BLANK, FOR SELF-LABELLING, 7 SHEETS A4, 784 LABELS | 0.25 | TEM | 100 | CP | 0.001 | 720
3SB39052AA | INSCRIPTION LABELS FOR SNAPPING ONTO LABEL HOLDERS, LABEL SIZE 17.5 X 28 MM, WHITE, BLANK, FOR SELF-LABELLING, 7 SHEETS A4, 784 LABELS | 0.25 | TEM | 100 | CP | 0.001 | 720
3SB39061ED | INSCRIPTION FOR ENCLOSURE INSCRIPTION LABEL FOR STICKING LABEL SIZE 22 X 22 MM WITH INSCRIPTION: UP BLACK WITH WHITE PRINT | 1.44 | TEM | 1 | CP | 0.001 | 10
3SB39061ED | INSCRIPTION FOR ENCLOSURE INSCRIPTION LABEL FOR STICKING LABEL SIZE 22 X 22 MM WITH INSCRIPTION: UP BLACK WITH WHITE PRINT | 1.44 | TEM | 1 | CP | 0.001 | 10
3SB39061EE | INSCRIPTION FOR ENCLOSURE INSCRIPTION LABEL FOR STICKING LABEL SIZE 22 X 22 MM WITH INSCRIPTION: DOWN BLACK WITH WHITE PRINT | 1.44 | TEM | 1 | CP | 0.001 | 10
3SB39061EE | INSCRIPTION FOR ENCLOSURE INSCRIPTION LABEL FOR STICKING LABEL SIZE 22 X 22 MM WITH INSCRIPTION: DOWN BLACK WITH WHITE PRINT | 1.44 | TEM | 1 | CP | 0.001 | 10
3SB39061EK | INSCRIPTION FOR ENCLOSURE INSCRIPTION LABEL FOR STICKING LABEL SIZE 22 X 22 MM WITH INSCRIPTION: STOP BLACK WITH WHITE PRINT | 1.44 | TEM | 1 | CP | 0.002 | 10
3SB39061EK | INSCRIPTION FOR ENCLOSURE INSCRIPTION LABEL FOR STICKING LABEL SIZE 22 X 22 MM WITH INSCRIPTION: STOP BLACK WITH WHITE PRINT | 1.44 | TEM | 1 | CP | 0.002 | 10
3SB39061EL | INSCRIPTION FOR ENCLOSURE INSCRIPTION LABEL FOR STICKING LABEL SIZE 22 X 22 MM WITH INSCRIPTION: START BLACK WITH WHITE PRINT | 1.44 | TEM | 1 | CP | 0.001 | 10
3SB39061EL | INSCRIPTION FOR ENCLOSURE INSCRIPTION LABEL FOR STICKING LABEL SIZE 22 X 22 MM WITH INSCRIPTION: START BLACK WITH WHITE PRINT | 1.44 | TEM | 1 | CP | 0.001 | 10
3SB39061EP | INSCRIPTION FOR ENCLOSURE INSCRIPTION LABEL FOR STICKING LABEL SIZE 22 X 22 MM WITH INSCRIPTION: OPEN BLACK WITH WHITE PRINT | 1.44 | TEM | 1 | CP | 0.002 | 10
3SB39061EP | INSCRIPTION FOR ENCLOSURE INSCRIPTION LABEL FOR STICKING LABEL SIZE 22 X 22 MM WITH INSCRIPTION: OPEN BLACK WITH WHITE PRINT | 1.44 | TEM | 1 | CP | 0.002 | 10
3SB39061EQ | INSCRIPTION FOR ENCLOSURE INSCRIPTION LABEL FOR STICKING LABEL SIZE 22 X 22 MM WITH INSCRIPTION: CLOSE BLACK WITH WHITE PRINT | 1.44 | TEM | 1 | CP | 0.002 | 10
3SB39061EQ | INSCRIPTION FOR ENCLOSURE INSCRIPTION LABEL FOR STICKING LABEL SIZE 22 X 22 MM WITH INSCRIPTION: CLOSE BLACK WITH WHITE PRINT | 1.44 | TEM | 1 | CP | 0.002 | 10
3SB39061EV | INSCRIPTION FOR ENCLOSURE INSCRIPTION LABEL FOR STICKING LABEL SIZE 22 X 22 MM WITH INSCRIPTION: RUNNING BLACK WITH WHITE PRINT | 1.44 | TEM | 1 | CP | 0.001 | 10
3SB39061EV | INSCRIPTION FOR ENCLOSURE INSCRIPTION LABEL FOR STICKING LABEL SIZE 22 X 22 MM WITH INSCRIPTION: RUNNING BLACK WITH WHITE PRINT | 1.44 | TEM | 1 | CP | 0.001 | 10
3SB39061EW | INSCRIPTION FOR ENCLOSURE INSCRIPTION LABEL FOR STICKING LABEL SIZE 22 X 22 MM WITH INSCRIPTION: FAULT BLACK WITH WHITE PRINT | 1.44 | TEM | 1 | CP | 0.001 | 10
3SB39061EW | INSCRIPTION FOR ENCLOSURE INSCRIPTION LABEL FOR STICKING LABEL SIZE 22 X 22 MM WITH INSCRIPTION: FAULT BLACK WITH WHITE PRINT | 1.44 | TEM | 1 | CP | 0.001 | 10
3SB39061MF | INSCRIPTION FOR ENCLOSURE INSCRIPTION LABEL FOR STICKING LABEL SIZE 22 X 22 MM WITH GRAPHICAL SYMBOL: O I BLACK WITH WHITE PRINT | 1.44 | TEM | 1 | CP | 0.001 | 10
3SB39061MF | INSCRIPTION FOR ENCLOSURE INSCRIPTION LABEL FOR STICKING LABEL SIZE 22 X 22 MM WITH GRAPHICAL SYMBOL: O I BLACK WITH WHITE PRINT | 1.44 | TEM | 1 | CP | 0.001 | 10
3SB39061MG | INSCRIPTION FOR ENCLOSURE INSCRIPTION LABEL FOR STICKING LABEL SIZE 22 X 22 MM WITH GRAPHICAL SYMBOL: I O II BLACK WITH WHITE PRINT | 1.44 | TEM | 1 | CP | 0.001 | 10
3SB39061MG | INSCRIPTION FOR ENCLOSURE INSCRIPTION LABEL FOR STICKING LABEL SIZE 22 X 22 MM WITH GRAPHICAL SYMBOL: I O II BLACK WITH WHITE PRINT | 1.44 | TEM | 1 | CP | 0.001 | 10
3SB39061NA | INSCRIPTION FOR ENCLOSURE INSCRIPTION LABEL FOR STICKING LABEL SIZE 22 X 22 MM WITH GRAPHICAL SYMBOL: DIRECTION OF ARROW TO THE RIGHT BLACK WITH WHITE PRINT | 1.44 | TEM | 1 | CP | 0.001 | 10
3SB39061NA | INSCRIPTION FOR ENCLOSURE INSCRIPTION LABEL FOR STICKING LABEL SIZE 22 X 22 MM WITH GRAPHICAL SYMBOL: DIRECTION OF ARROW TO THE RIGHT BLACK WITH WHITE PRINT | 1.44 | TEM | 1 | CP | 0.001 | 10
3SB39062AA | INSCRIPTION BY LASER PRINTER ON ENCLOSURE INSCRIPTION LABEL FOR STICKING LABEL SIZE 22 X 22 MM FOR SELF-INSCRIPTION WITHOUT INSCRIPTION WHITE 8 SHEETS A4, 700 LABELS | 0.32 | TEM | 100 | CP | 0.001 | 700
3SB39062AA | INSCRIPTION BY LASER PRINTER ON ENCLOSURE INSCRIPTION LABEL FOR STICKING LABEL SIZE 22 X 22 MM FOR SELF-INSCRIPTION WITHOUT INSCRIPTION WHITE 8 SHEETS A4, 700 LABELS | 0.32 | TEM | 100 | CP | 0.001 | 700
3SB39104A | KEY FOR RONIS KEY-OPER. SWITCH, LOCK NO. SB30, POSSIBLE SPECIAL LOCKINGS: 3SB31, 421, 455 | 2.87 | TEM | 1 | CP | 0.006 | 1
3SB39104A | KEY FOR RONIS KEY-OPER. SWITCH, LOCK NO. SB30, POSSIBLE SPECIAL LOCKINGS: 3SB31, 421, 455 | 2.87 | TEM | 1 | CP | 0.006 | 1
3SB39210AA | SEALING PLUG FOR FREE ROUND CONTROL POINTS BLACK, COMPLETE WITH LOCK NUT | 2.46 | TEM | 1 | CP | 0.012 | 10
3SB39210AA | SEALING PLUG FOR FREE ROUND CONTROL POINTS BLACK, COMPLETE WITH LOCK NUT | 2.46 | TEM | 1 | CP | 0.012 | 10
3SB39210AC | ACCESSORY / SPARE PART FOR PLASTIC-/METAL PROGRAM ROUND, 22MM: BACKING PLATE FOR EMERGEN.-STOP OUTER/INNER DIAMETER 80/23MM WITH INSCRIPTION: NOT-HALT SELF-ADHESIVE YELLOW | 2.97 | TEM | 1 | CP | 0.001 | 1
3SB39210AC | ACCESSORY / SPARE PART FOR PLASTIC-/METAL PROGRAM ROUND, 22MM: BACKING PLATE FOR EMERGEN.-STOP OUTER/INNER DIAMETER 80/23MM WITH INSCRIPTION: NOT-HALT SELF-ADHESIVE YELLOW | 2.97 | TEM | 1 | CP | 0.001 | 1
3SB39210AD | ACCESSORY / SPARE PART FOR PLASTIC-/METAL PROGRAM ROUND, 22MM: BACKING PLATE FOR EMERGEN.-STOP OUTER/INNER DIAMETER 80/23MM WITH INSCRIPTION: EMERGENCY STOP SELF-ADHESIVE YELLOW | 2.97 | TEM | 1 | CP | 0.001 | 1
3SB39210AD | ACCESSORY / SPARE PART FOR PLASTIC-/METAL PROGRAM ROUND, 22MM: BACKING PLATE FOR EMERGEN.-STOP OUTER/INNER DIAMETER 80/23MM WITH INSCRIPTION: EMERGENCY STOP SELF-ADHESIVE YELLOW | 2.97 | TEM | 1 | CP | 0.001 | 1
3SB39210AE | ACCESSORY / SPARE PART FOR PLASTIC-/METAL PROGRAM ROUND, 22MM: FOR MOUNTING ON FRONT PLATE ADAPTER FOR MOUNTING HOLE 30.5MM; SUITABLE AS THRUST RING FOR THIN FRONT PLATES SELF-ADHESIVE MATERIAL METAL | 2.46 | TEM | 1 | CP | 0.008 | 1
3SB39210AE | ACCESSORY / SPARE PART FOR PLASTIC-/METAL PROGRAM ROUND, 22MM: FOR MOUNTING ON FRONT PLATE ADAPTER FOR MOUNTING HOLE 30.5MM; SUITABLE AS THRUST RING FOR THIN FRONT PLATES SELF-ADHESIVE MATERIAL METAL | 2.46 | TEM | 1 | CP | 0.008 | 1
3SB39210AH | ACCESSORY / SPARE PART FOR THE PLASTIC PROGRAM ROUND, 22MM: PROTECTIVE COVER FOR FLAT BUTTON (PLASTIC) MATERIAL SILICONE CLEAR | 2.46 | TEM | 1 | CP | 0.002 | 1
3SB39210AH | ACCESSORY / SPARE PART FOR THE PLASTIC PROGRAM ROUND, 22MM: PROTECTIVE COVER FOR FLAT BUTTON (PLASTIC) MATERIAL SILICONE CLEAR | 2.46 | TEM | 1 | CP | 0.002 | 1
3SB39210AJ | ACCESSORY / SPARE PART FOR THE PLASTIC PROGRAM ROUND, 22MM: PROTECTIVE COVER FOR FLAT BUTTON (PLASTIC) MATERIAL ELASTOLAN CLEAR | 2.46 | TEM | 1 | CP | 0.002 | 1
3SB39210AJ | ACCESSORY / SPARE PART FOR THE PLASTIC PROGRAM ROUND, 22MM: PROTECTIVE COVER FOR FLAT BUTTON (PLASTIC) MATERIAL ELASTOLAN CLEAR | 2.46 | TEM | 1 | CP | 0.002 | 1
3SB39210AK | ACCESSORY / SPARE PART FOR PLASTIC-/METAL PROGRAM ROUND, 22MM: FOR MOUNTING ON FRONT PLATE PROTECTIVE COLLAR FOR MUSHR.PUSHBUTTON WITHOUT KEY-OPER.SWITCH, YELLOW | 5.74 | TEM | 1 | CP | 0.052 | 1
3SB39210AK | ACCESSORY / SPARE PART FOR PLASTIC-/METAL PROGRAM ROUND, 22MM: FOR MOUNTING ON FRONT PLATE PROTECTIVE COLLAR FOR MUSHR.PUSHBUTTON WITHOUT KEY-OPER.SWITCH, YELLOW | 5.74 | TEM | 1 | CP | 0.052 | 1
3SB39210AK | ACCESSORY / SPARE PART FOR PLASTIC-/METAL PROGRAM ROUND, 22MM: FOR MOUNTING ON FRONT PLATE PROTECTIVE COLLAR FOR MUSHR.PUSHBUTTON WITHOUT KEY-OPER.SWITCH, YELLOW | 5.74 | TEM | 1 | CP | 0.052 | 1
3SB39210AP | ACCESSORY / SPARE PART FOR PLASTIC-/METAL PROGRAM ROUND, 22MM: PROTECTIVE COLLAR FOR MUSHR.PUSHBUTTON WITHOUT KEY-OPER.SWITCH, GRAY | 7.38 | TEM | 1 | CP | 0.068 | 1
3SB39210AP | ACCESSORY / SPARE PART FOR PLASTIC-/METAL PROGRAM ROUND, 22MM: PROTECTIVE COLLAR FOR MUSHR.PUSHBUTTON WITHOUT KEY-OPER.SWITCH, GRAY | 7.38 | TEM | 1 | CP | 0.068 | 1
3SB39210AQ | ACCESSORY / SPARE PART FOR THE PLASTIC PROGRAM ROUND, 22MM: PROTECTIVE COVER FOR TWIN PUSHBUTTON MATERIAL SILICONE CLEAR | 2.97 | TEM | 1 | CP | 0.004 | 1
3SB39210AQ | ACCESSORY / SPARE PART FOR THE PLASTIC PROGRAM ROUND, 22MM: PROTECTIVE COVER FOR TWIN PUSHBUTTON MATERIAL SILICONE CLEAR | 2.97 | TEM | 1 | CP | 0.004 | 1
3SB39210AS | ACCESSORY / SPARE PART FOR PLASTIC-/METAL PROGRAM ROUND, 22MM: SUN COLLAR FOR ILLUMINATED PUSHBUTTON BLACK | 1.13 | TEM | 1 | CP | 0.001 | 1
3SB39210AS | ACCESSORY / SPARE PART FOR PLASTIC-/METAL PROGRAM ROUND, 22MM: SUN COLLAR FOR ILLUMINATED PUSHBUTTON BLACK | 1.13 | TEM | 1 | CP | 0.001 | 1
3SB39210AS | ACCESSORY / SPARE PART FOR PLASTIC-/METAL PROGRAM ROUND, 22MM: SUN COLLAR FOR ILLUMINATED PUSHBUTTON BLACK | 1.13 | TEM | 1 | CP | 0.001 | 1
3SB39210AU | ACCESSORY / SPARE PART FOR THE PLASTIC PROGRAM ROUND, 22MM: SINGLE FRAME FOR SQUARE DESIGN BLACK | 1.54 | TEM | 1 | CP | 0.002 | 1
3SB39210AU | ACCESSORY / SPARE PART FOR THE PLASTIC PROGRAM ROUND, 22MM: SINGLE FRAME FOR SQUARE DESIGN BLACK | 1.54 | TEM | 1 | CP | 0.002 | 1
3SB39210AX | ACCESSORY / SPARE PART FOR PLASTIC-/METAL PROGRAM ROUND, 22MM: PROTECTIVE COLLAR FOR MUSHR.PUSHBUTTON W.KEY-OPER.SW. YELLOW | 7.79 | TEM | 1 | CP | 0.07 | 1
3SB39210AX | ACCESSORY / SPARE PART FOR PLASTIC-/METAL PROGRAM ROUND, 22MM: PROTECTIVE COLLAR FOR MUSHR.PUSHBUTTON W.KEY-OPER.SW. YELLOW | 7.79 | TEM | 1 | CP | 0.07 | 1
3SB39210BA | ACCESSORY / SPARE PART FOR PLASTIC-/METAL PROGRAM ROUND, 22MM: PROTECTIVE COVER FOR SELECTOR SWITCH STANDARD VERS. MATERIAL SILICONE CLEAR | 2.46 | TEM | 1 | CP | 0.003 | 1
3SB39210BA | ACCESSORY / SPARE PART FOR PLASTIC-/METAL PROGRAM ROUND, 22MM: PROTECTIVE COVER FOR SELECTOR SWITCH STANDARD VERS. MATERIAL SILICONE CLEAR | 2.46 | TEM | 1 | CP | 0.003 | 1
3SB39210BC | MOUNTING TOOL (PLASTIC), FOR PUSHBUTTONS AND LENSES, METAL VERSIONS | 5.33 | TEM | 1 | CP | 0.024 | 1
3SB39210BC | MOUNTING TOOL (PLASTIC), FOR PUSHBUTTONS AND LENSES, METAL VERSIONS | 5.33 | TEM | 1 | CP | 0.024 | 1
3SB39210BT | ACCESSORY / SPARE PART FOR PLASTIC-/METAL PROGRAM ROUND, 22MM: DUST COVER FOR KEY SWITCH CES; BKS; IKON AND O.M.R. (NOT RONIS) CLEAR | 1.54 | TEM | 1 | CP | 0.003 | 1
3SB39210BT | ACCESSORY / SPARE PART FOR PLASTIC-/METAL PROGRAM ROUND, 22MM: DUST COVER FOR KEY SWITCH CES; BKS; IKON AND O.M.R. (NOT RONIS) CLEAR | 1.54 | TEM | 1 | CP | 0.003 | 1
3SB39210BU | PROTECTIVE COVER FOR EMERGEN.-STOP MUSHR.PUSHB. 40MM, CLEAR, MATERIAL SILICONE | 10.97 | TEM | 1 | CP | 0.009 | 1
3SB39210BU | PROTECTIVE COVER FOR EMERGEN.-STOP MUSHR.PUSHB. 40MM, CLEAR, MATERIAL SILICONE | 10.97 | TEM | 1 | CP | 0.009 | 1
3SB39210CG | PROTECTIVE COLLAR FOR EMERGENGENCY STOP MUSHROOM PUSHBUTTON 3SB3...-1AA20, FOR 5 PADLOCKS, YELLOW | 36.8 | TEM | 1 | CP | 0.071 | 1
3SB39210CG | PROTECTIVE COLLAR FOR EMERGENGENCY STOP MUSHROOM PUSHBUTTON 3SB3...-1AA20, FOR 5 PADLOCKS, YELLOW | 36.8 | TEM | 1 | CP | 0.071 | 1
3SB39210CG | PROTECTIVE COLLAR FOR EMERGENGENCY STOP MUSHROOM PUSHBUTTON 3SB3...-1AA20, FOR 5 PADLOCKS, YELLOW | 36.8 | TEM | 1 | CP | 0.071 | 1
3SB39210DA | ACCESSORY / SPARE PART FOR PLASTIC-/METAL PROGRAM ROUND, 22MM: BACKING PLATE ILLUMINATED AS SENSOR FOR EMERGEN.-STOP WITHOUT INSCRIPTION 5MM THICK YELLOW | 51.35 | TEM | 1 | CP | 0.022 | 1
3SB39210DA | ACCESSORY / SPARE PART FOR PLASTIC-/METAL PROGRAM ROUND, 22MM: BACKING PLATE ILLUMINATED AS SENSOR FOR EMERGEN.-STOP WITHOUT INSCRIPTION 5MM THICK YELLOW | 51.35 | TEM | 1 | CP | 0.022 | 1
3SB39210DD | ACCESSORY / SPARE PART FOR PLASTIC-/METAL PROGRAM ROUND, 22MM: BACKING PLATE ILLUMINATED AS SENSOR FOR EMERGEN.-STOP WITH INSCRIPTION: EMERGENCY STOP 5MM THICK YELLOW | 60.07 | TEM | 1 | CP | 0.022 | 1
3SB39210DD | ACCESSORY / SPARE PART FOR PLASTIC-/METAL PROGRAM ROUND, 22MM: BACKING PLATE ILLUMINATED AS SENSOR FOR EMERGEN.-STOP WITH INSCRIPTION: EMERGENCY STOP 5MM THICK YELLOW | 60.07 | TEM | 1 | CP | 0.022 | 1
3SB39220AS | INSCRIPTION ACTUATOR/INDICATOR POTENTIOMETER DRIVE FOR FLAT LABEL HOLDER FOR INSCRIPTION LABEL FOR STICKING LABEL SIZE 12.5 X 27 MM BLACK | 1.44 | TEM | 1 | CP | 0.002 | 1
3SB39220AS | INSCRIPTION ACTUATOR/INDICATOR POTENTIOMETER DRIVE FOR FLAT LABEL HOLDER FOR INSCRIPTION LABEL FOR STICKING LABEL SIZE 12.5 X 27 MM BLACK | 1.44 | TEM | 1 | CP | 0.002 | 1
3SB39220AV | INSCRIPTION ACTUATOR/INDICATOR FLAT LABEL HOLDER FOR INSCRIPTION LABEL FOR STICKING LABEL SIZE 12.5 X 27 MM BLACK | 0.52 | TEM | 100 | CP | 0.002 | 10
3SB39220AV | INSCRIPTION ACTUATOR/INDICATOR FLAT LABEL HOLDER FOR INSCRIPTION LABEL FOR STICKING LABEL SIZE 12.5 X 27 MM BLACK | 0.52 | TEM | 100 | CP | 0.002 | 10
3SB39220AW | INSCRIPTION ACTUATOR/INDICATOR POTENTIOMETER DRIVE FOR LABEL HOLDER RAISED FOR INSCRIPTION LABEL FOR STICKING LABEL SIZE 12.5 X 27 MM BLACK | 1.44 | TEM | 1 | CP | 0.003 | 1
3SB39220AW | INSCRIPTION ACTUATOR/INDICATOR POTENTIOMETER DRIVE FOR LABEL HOLDER RAISED FOR INSCRIPTION LABEL FOR STICKING LABEL SIZE 12.5 X 27 MM BLACK | 1.44 | TEM | 1 | CP | 0.003 | 1
3SB39220AY | INSCRIPTION ACTUATOR/INDICATOR TWIN PUSHBUTTON FOR FLAT LABEL HOLDER FOR INSCRIPTION LABEL FOR STICKING LABEL SIZE 12.5 X 27 MM BLACK | 0.5 | TEM | 100 | CP | 0.003 | 10
3SB39220AY | INSCRIPTION ACTUATOR/INDICATOR TWIN PUSHBUTTON FOR FLAT LABEL HOLDER FOR INSCRIPTION LABEL FOR STICKING LABEL SIZE 12.5 X 27 MM BLACK | 0.5 | TEM | 100 | CP | 0.003 | 10
3SB39230AV | INSCRIPTION ACTUATOR/INDICATOR FLAT LABEL HOLDER FOR INSCRIPTION LABEL FOR STICKING LABEL SIZE 27 X 27 MM BLACK | 0.52 | TEM | 100 | CP | 0.003 | 10
3SB39230AV | INSCRIPTION ACTUATOR/INDICATOR FLAT LABEL HOLDER FOR INSCRIPTION LABEL FOR STICKING LABEL SIZE 27 X 27 MM BLACK | 0.52 | TEM | 100 | CP | 0.003 | 10
3SB39250AV | INSCRIPTION ACTUATOR/INDICATOR LABEL HOLDER WITH REAR STICKING AREA FOR INSCRIPT.LABEL FOR SNAPPING ON LABEL SIZE 17.5 X 28 MM BLACK | 0.52 | TEM | 100 | CP | 0.002 | 10
3SB39250AV | INSCRIPTION ACTUATOR/INDICATOR LABEL HOLDER WITH REAR STICKING AREA FOR INSCRIPT.LABEL FOR SNAPPING ON LABEL SIZE 17.5 X 28 MM BLACK | 0.52 | TEM | 100 | CP | 0.002 | 10
3SB39250AV | INSCRIPTION ACTUATOR/INDICATOR LABEL HOLDER WITH REAR STICKING AREA FOR INSCRIPT.LABEL FOR SNAPPING ON LABEL SIZE 17.5 X 28 MM BLACK | 0.52 | TEM | 100 | CP | 0.002 | 10
3SB39300CA2 | ACCESSORY / SPARE PART ROUND, 22MM: FLAT BUTTON FOR ILLUMIN. PUSHBUTTON AND-SWITCH RED | 0.57 | TEM | 100 | CP | 0.001 | 10
3SB39300CA2 | ACCESSORY / SPARE PART ROUND, 22MM: FLAT BUTTON FOR ILLUMIN. PUSHBUTTON AND-SWITCH RED | 0.57 | TEM | 100 | CP | 0.001 | 10
3SB39300CA4 | ACCESSORY / SPARE PART ROUND, 22MM: FLAT BUTTON FOR ILLUMIN. PUSHBUTTON AND-SWITCH GREEN | 0.57 | TEM | 100 | CP | 0.001 | 10
3SB39300CA4 | ACCESSORY / SPARE PART ROUND, 22MM: FLAT BUTTON FOR ILLUMIN. PUSHBUTTON AND-SWITCH GREEN | 0.57 | TEM | 100 | CP | 0.001 | 10
3SB39300CA6 | ACCESSORY / SPARE PART ROUND, 22MM: FLAT BUTTON FOR ILLUMIN. PUSHBUTTON AND-SWITCH WHITE | 0.57 | TEM | 100 | CP | 0.001 | 10
3SB39300CA6 | ACCESSORY / SPARE PART ROUND, 22MM: FLAT BUTTON FOR ILLUMIN. PUSHBUTTON AND-SWITCH WHITE | 0.57 | TEM | 100 | CP | 0.001 | 10
3SB39300CA7 | ACCESSORY / SPARE PART ROUND, 22MM: BUTTON, FLAT FOR ILLUMIN. PUSHBUTTON AND-SWITCH CLEAR | 0.57 | TEM | 100 | CP | 0.001 | 10
3SB39300CA7 | ACCESSORY / SPARE PART ROUND, 22MM: BUTTON, FLAT FOR ILLUMIN. PUSHBUTTON AND-SWITCH CLEAR | 0.57 | TEM | 100 | CP | 0.001 | 10
3SB39300FA2 | ACCESSORY / SPARE PART ROUND, 22MM: RAISED BUTTON FOR PUSHBUTTON AND -SWITCH RED | 2.15 | TEM | 1 | CP | 0.01 | 10
3SB39300FA2 | ACCESSORY / SPARE PART ROUND, 22MM: RAISED BUTTON FOR PUSHBUTTON AND -SWITCH RED | 2.15 | TEM | 1 | CP | 0.01 | 10
3SB39300GA2 | ACCESSORY / SPARE PART ROUND, 22MM: FLAT BUTTON FOR ILLUMIN. PUSHBUTTON AND-SWITCH RED | 0.57 | TEM | 100 | CP | 0.01 | 10
3SB39300GA2 | ACCESSORY / SPARE PART ROUND, 22MM: FLAT BUTTON FOR ILLUMIN. PUSHBUTTON AND-SWITCH RED | 0.57 | TEM | 100 | CP | 0.01 | 10
3SB39300GA7 | ACCESSORY / SPARE PART ROUND, 22MM: FLAT BUTTON FOR ILLUMIN. PUSHBUTTON AND-SWITCH CLEAR | 0.57 | TEM | 100 | CP | 0.01 | 10
3SB39300GA7 | ACCESSORY / SPARE PART ROUND, 22MM: FLAT BUTTON FOR ILLUMIN. PUSHBUTTON AND-SWITCH CLEAR | 0.57 | TEM | 100 | CP | 0.01 | 10
3SB39306BA2 | ACCESSORY / SPARE PART ROUND, 22MM: LENS, SMOOTH FOR INDICATOR LIGHT RED | 1.44 | TEM | 1 | CP | 0.006 | 10
3SB39306BA2 | ACCESSORY / SPARE PART ROUND, 22MM: LENS, SMOOTH FOR INDICATOR LIGHT RED | 1.44 | TEM | 1 | CP | 0.006 | 10
3SB39306BA2 | ACCESSORY / SPARE PART ROUND, 22MM: LENS, SMOOTH FOR INDICATOR LIGHT RED | 1.44 | TEM | 1 | CP | 0.006 | 10
3SB39306BA3 | ACCESSORY / SPARE PART ROUND, 22MM: LENS, SMOOTH FOR INDICATOR LIGHT YELLOW | 1.44 | TEM | 1 | CP | 0.006 | 10
3SB39306BA3 | ACCESSORY / SPARE PART ROUND, 22MM: LENS, SMOOTH FOR INDICATOR LIGHT YELLOW | 1.44 | TEM | 1 | CP | 0.006 | 10
3SB39306BA3 | ACCESSORY / SPARE PART ROUND, 22MM: LENS, SMOOTH FOR INDICATOR LIGHT YELLOW | 1.44 | TEM | 1 | CP | 0.006 | 10
3SB39306BA4 | ACCESSORY / SPARE PART ROUND, 22MM: LENS, SMOOTH FOR INDICATOR LIGHT GREEN | 1.44 | TEM | 1 | CP | 0.002 | 10
3SB39306BA4 | ACCESSORY / SPARE PART ROUND, 22MM: LENS, SMOOTH FOR INDICATOR LIGHT GREEN | 1.44 | TEM | 1 | CP | 0.002 | 10
3SB39306CA3 | ACCESSORY / SPARE PART ROUND, 22MM: LENS, CONCENTRICAL RINGS FOR INDICATOR LIGHT YELLOW | 1.44 | TEM | 1 | CP | 0.002 | 10
3SB39306CA3 | ACCESSORY / SPARE PART ROUND, 22MM: LENS, CONCENTRICAL RINGS FOR INDICATOR LIGHT YELLOW | 1.44 | TEM | 1 | CP | 0.002 | 10
3SB39310AA | ACCESSORY / SPARE PART FOR THE PLASTIC PROGRAM ROUND, 22MM: HOLDER, DEFAULT 1 - 4 MM BLACK | 1.64 | TEM | 1 | CP | 0.012 | 10
3SB39310AA | ACCESSORY / SPARE PART FOR THE PLASTIC PROGRAM ROUND, 22MM: HOLDER, DEFAULT 1 - 4 MM BLACK | 1.64 | TEM | 1 | CP | 0.012 | 10
3SB39410AA | SEALING PLUG FOR FREE SQUARE CONTROL POINTS, BLACK, COMPLETE WITH LOCK NUT | 2.46 | TEM | 1 | CP | 0.011 | 1
3SB39410AA | SEALING PLUG FOR FREE SQUARE CONTROL POINTS, BLACK, COMPLETE WITH LOCK NUT | 2.46 | TEM | 1 | CP | 0.011 | 1
3SB39410AF | ACCESSORY / SPARE PART FOR THE PLASTIC PROGRAM SQUARE, 26X26MM: TOOLS METAL PUNCH FOR INSTALL. HOLE 26MM X 26MM | 323.7 | TEM | 1 | CP | 0.848 | 1
3SB39410AF | ACCESSORY / SPARE PART FOR THE PLASTIC PROGRAM SQUARE, 26X26MM: TOOLS METAL PUNCH FOR INSTALL. HOLE 26MM X 26MM | 323.7 | TEM | 1 | CP | 0.848 | 1
3SB39420AX | INSCRIPTION ACTUATOR/INDICATOR FLAT LABEL HOLDER FOR INSCRIPTION LABEL FOR STICKING LABEL SIZE 12.5 X 27 MM BLACK | 0.57 | TEM | 100 | CP | 0.002 | 5
3SB39420AX | INSCRIPTION ACTUATOR/INDICATOR FLAT LABEL HOLDER FOR INSCRIPTION LABEL FOR STICKING LABEL SIZE 12.5 X 27 MM BLACK | 0.57 | TEM | 100 | CP | 0.002 | 5
3SE22430XX | SAFETY POSITION SWITCH WITH SEPERATE ACTUATOR MOLDED-PLASTIC ENCLOSURE LATERAL AND FRONTAL SLOW-ACTION CONTACTS, 1NO+2NC, 3X(M20X1.5) EXTRACTION FORCE 30N DELIVERY WITHOUT ACTUATOR | 39.77 | TEM | 1 | CP | 0.147 | 1
3SE22430XX | SAFETY POSITION SWITCH WITH SEPERATE ACTUATOR MOLDED-PLASTIC ENCLOSURE LATERAL AND FRONTAL SLOW-ACTION CONTACTS, 1NO+2NC, 3X(M20X1.5) EXTRACTION FORCE 30N DELIVERY WITHOUT ACTUATOR | 39.77 | TEM | 1 | CP | 0.147 | 1
3SE22430XX18 | SAFETY POSITION SWITCH WITH SEPERATE ACTUATOR MOLDED-PLASTIC ENCLOSURE LATERAL AND FRONTAL OPERATION,SLOW-ACTION CONTACTS 1NO+2NC,3X(M16X1.5) EXTRACTION FORCE 30N DELIVERY WITHOUT ACTUATOR | 38.03 | TEM | 1 | CP | 0.15 | 1
3SE22430XX18 | SAFETY POSITION SWITCH WITH SEPERATE ACTUATOR MOLDED-PLASTIC ENCLOSURE LATERAL AND FRONTAL OPERATION,SLOW-ACTION CONTACTS 1NO+2NC,3X(M16X1.5) EXTRACTION FORCE 30N DELIVERY WITHOUT ACTUATOR | 38.03 | TEM | 1 | CP | 0.15 | 1
3SE22430XX40 | SAFETY POSITION SWITCH WITH SEPERATE ACTUATOR MOLDED-PLASTIC ENCLOSURE LATERAL AND FRONTAL SLOW-ACTION CONTACTS, 1NO+2NC, 3X(M20X1.5) EXTRACTION FORCE 5N DELIVERY WITHOUT ACTUATOR | 38.03 | TEM | 1 | CP | 0.147 | 1
3SE22430XX40 | SAFETY POSITION SWITCH WITH SEPERATE ACTUATOR MOLDED-PLASTIC ENCLOSURE LATERAL AND FRONTAL SLOW-ACTION CONTACTS, 1NO+2NC, 3X(M20X1.5) EXTRACTION FORCE 5N DELIVERY WITHOUT ACTUATOR | 38.03 | TEM | 1 | CP | 0.147 | 1
3SE22576XX | SAFETY POSITION SWITCH WITH SEPERATE ACTUATOR MOLDED PLASTIC ENCLOSED SHORT ENCLOSURE, 3X (M20X1.5), LATERAL AND FRONTAL OPERATION, SLOW-ACTION CONTACTS, 1NC EXTRACTION FORCE 30N DELIVERY WITHOUT ACTUATOR | 34.85 | TEM | 1 | CP | 0.131 | 1
3SE22576XX | SAFETY POSITION SWITCH WITH SEPERATE ACTUATOR MOLDED PLASTIC ENCLOSED SHORT ENCLOSURE, 3X (M20X1.5), LATERAL AND FRONTAL OPERATION, SLOW-ACTION CONTACTS, 1NC EXTRACTION FORCE 30N DELIVERY WITHOUT ACTUATOR | 34.85 | TEM | 1 | CP | 0.131 | 1
3SE22576XX40 | SAFETY POSITION SWITCH WITH SEPERATE ACTUATOR MOLDED PLASTIC ENCLOSED SHORT ENCLOSURE, 3X (M20X1.5), LATERAL AND FRONTAL OPERATION,SLOW-ACTION CONTACT 1NC, EXTRACTION FORCE 5N DELIVERY WITHOUT ACTUATOR | 33.31 | TEM | 1 | CP | 0.131 | 1
3SE22576XX40 | SAFETY POSITION SWITCH WITH SEPERATE ACTUATOR MOLDED PLASTIC ENCLOSED SHORT ENCLOSURE, 3X (M20X1.5), LATERAL AND FRONTAL OPERATION,SLOW-ACTION CONTACT 1NC, EXTRACTION FORCE 5N DELIVERY WITHOUT ACTUATOR | 33.31 | TEM | 1 | CP | 0.131 | 1
3SE29020AA20 | FOOT -OPERATED BUTTON, ( WITHOUT LATCHING) SINGLE PEDAL, M20X1,5 CABLE ENTRY IP65, 1NO + 1NC WITH COVER | 151.6 | TEM | 1 | CP | 1.425 | 1
3SE29020AA20 | FOOT -OPERATED BUTTON, ( WITHOUT LATCHING) SINGLE PEDAL, M20X1,5 CABLE ENTRY IP65, 1NO + 1NC WITH COVER | 151.6 | TEM | 1 | CP | 1.425 | 1
3SE29020AB20 | FOOT -OPERATED BUTTON, SINGLE PEDA L(WITHOUT LATCHING), CABLE ENTRY 1X(M20X1,5) METAL CASING IP65, 1 NO + 1 NC WITHOUT PROTECTIVE COVER | 103.12 | TEM | 1 | CP | 0.696 | 1
3SE29020AB20 | FOOT -OPERATED BUTTON, SINGLE PEDA L(WITHOUT LATCHING), CABLE ENTRY 1X(M20X1,5) METAL CASING IP65, 1 NO + 1 NC WITHOUT PROTECTIVE COVER | 103.12 | TEM | 1 | CP | 0.696 | 1
3SE29031AA20 | FOOT-OPERATED BUTTON, SINGEL PEDAL (WITHOUT LATCHING) CABLE ENTRY M20X1,5 IP 65, 2NO + 2NC WITH COVER | 158.77 | TEM | 1 | CP | 1.48 | 1
3SE29031AA20 | FOOT-OPERATED BUTTON, SINGEL PEDAL (WITHOUT LATCHING) CABLE ENTRY M20X1,5 IP 65, 2NO + 2NC WITH COVER | 158.77 | TEM | 1 | CP | 1.48 | 1
3SE29031AB20 | FOOT-OPERATED BUTTON, SINGLE PEDAL (WITHOUT LATCHING) CABLE ENTRY M20X1,5 IP65, 2NO + 2NC WITHOUT COVER | 107.63 | TEM | 1 | CP | 0.72 | 1
3SE29031AB20 | FOOT-OPERATED BUTTON, SINGLE PEDAL (WITHOUT LATCHING) CABLE ENTRY M20X1,5 IP65, 2NO + 2NC WITHOUT COVER | 107.63 | TEM | 1 | CP | 0.72 | 1
3SE29243AA20 | SAFETY SWITCH WITH UNLOCKING BUTTON CABLE ENTRY M20X1,5 IP65,2NO+2NC WITH CAP | 262.81 | TEM | 1 | CP | 1.58 | 1
3SE29243AA20 | SAFETY SWITCH WITH UNLOCKING BUTTON CABLE ENTRY M20X1,5 IP65,2NO+2NC WITH CAP | 262.81 | TEM | 1 | CP | 1.58 | 1
3SE29320AB20 | FOOT-OPERATED PUSHBUTTON TWO PEDALS, CABLE ENTRY M20X1,5 WITHOUT IP65, 1N0+1NC | 169.54 | TEM | 1 | CP | 2.026 | 1
3SE29320AB20 | FOOT-OPERATED PUSHBUTTON TWO PEDALS, CABLE ENTRY M20X1,5 WITHOUT IP65, 1N0+1NC | 169.54 | TEM | 1 | CP | 2.026 | 1
3SE29321AA20 | FOOT-OPERATED PUSHBUTTON TWO PEDALS, CABLE ENTRY M20X1,5 WITH IP65, 2N0+2NC | 258.3 | TEM | 1 | CP | 2.98 | 1
3SE29321AA20 | FOOT-OPERATED PUSHBUTTON TWO PEDALS, CABLE ENTRY M20X1,5 WITH IP65, 2N0+2NC | 258.3 | TEM | 1 | CP | 2.98 | 1
3SE29321AB20 | FOOT-OPERATED PUSHBUTTON TWO PEDALS, CABLE ENTRY M20X1,5 WITHOUT IP65, 2N0+2NC | 182.04 | TEM | 1 | CP | 2.038 | 1
3SE29321AB20 | FOOT-OPERATED PUSHBUTTON TWO PEDALS, CABLE ENTRY M20X1,5 WITHOUT IP65, 2N0+2NC | 182.04 | TEM | 1 | CP | 2.038 | 1
3SE39024CA20 | FOOT-OPERATED SWITCH MOULDED-PLASTIC ENCLOSURE PEDAL PUSHBUTTON, ONE PEDAL, WITH COVER, 1 CO | 134.58 | TEM | 1 | CP | 1.045 | 1
3SE39024CA20 | FOOT-OPERATED SWITCH MOULDED-PLASTIC ENCLOSURE PEDAL PUSHBUTTON, ONE PEDAL, WITH COVER, 1 CO | 134.58 | TEM | 1 | CP | 1.045 | 1
3SE39024CB20 | FOOT-OPERATED SWITCH MOULDED-PLASTIC ENCLOSURE PEDAL PUSHBUTTON, ONE PEDAL WITHOUT COVER, 1 CO | 59.96 | TEM | 1 | CP | 0.351 | 1
3SE39024CB20 | FOOT-OPERATED SWITCH MOULDED-PLASTIC ENCLOSURE PEDAL PUSHBUTTON, ONE PEDAL WITHOUT COVER, 1 CO | 59.96 | TEM | 1 | CP | 0.351 | 1
3SE39345CB20 | PEDAL PUSHBUTTON, 2 CHANGEOVER, TWO PEDALS, WITHOUT COVER | 144.42 | TEM | 1 | CP | 0.718 | 1
3SE39345CB20 | PEDAL PUSHBUTTON, 2 CHANGEOVER, TWO PEDALS, WITHOUT COVER | 144.42 | TEM | 1 | CP | 0.718 | 1
3SE50000AA01 | TWIST LEVER FOR POSITION SWITCH 3SE51 METAL LEVER, FORM A 27MM LONG,STEP 9MM, W. PLASTIC ROLLER 19MM | 4 | TEM | 1 | CP | 0.019 | 1
3SE50000AA01 | TWIST LEVER FOR POSITION SWITCH 3SE51 METAL LEVER, FORM A 27MM LONG,STEP 9MM, W. PLASTIC ROLLER 19MM | 4 | TEM | 1 | CP | 0.019 | 1
3SE50000AA02 | TWIST LEVER FOR POSITION SWITCH 3SE51 METAL LEVER, FORM A 27MM LONG,STEP 9MM, W. STAINLESS STEEL ROLLER 19MM | 11.38 | TEM | 1 | CP | 0.028 | 1
3SE50000AA02 | TWIST LEVER FOR POSITION SWITCH 3SE51 METAL LEVER, FORM A 27MM LONG,STEP 9MM, W. STAINLESS STEEL ROLLER 19MM | 11.38 | TEM | 1 | CP | 0.028 | 1
3SE50000AA12 | TWIST LEVER FOR POSITION SWITCH 3SE51 HIGH-GRADE STEEL LEVER, FORM A 27MM LONG, STEP 9MM, W. HIGH-GRADE STEEL ROLL. 19MM, ACC. TO EN 50041 | 13.53 | TEM | 1 | CP | 0.031 | 1
3SE50000AA12 | TWIST LEVER FOR POSITION SWITCH 3SE51 HIGH-GRADE STEEL LEVER, FORM A 27MM LONG, STEP 9MM, W. HIGH-GRADE STEEL ROLL. 19MM, ACC. TO EN 50041 | 13.53 | TEM | 1 | CP | 0.031 | 1
3SE50000AA21 | TWIST LEVER FOR POSITION SWITCH 3SE52 METAL LEVER 21MM LONG PLASTIC ROLLER 19MM | 3.08 | TEM | 1 | CP | 0.012 | 1
3SE50000AA21 | TWIST LEVER FOR POSITION SWITCH 3SE52 METAL LEVER 21MM LONG PLASTIC ROLLER 19MM | 3.08 | TEM | 1 | CP | 0.012 | 1
3SE50000AA24 | TWIST LEVER FOR POSITION SWITCH 3SE51 /52 METAL LEVER 30MM LONG WITH PLASTIC ROLLER 19MM, CAN BE MOUNTED INVERSELY (TURNED BY 180 DEGREES, REAR OF LEVER) | 4.51 | TEM | 1 | CP | 0.017 | 1
3SE50000AA24 | TWIST LEVER FOR POSITION SWITCH 3SE51 /52 METAL LEVER 30MM LONG WITH PLASTIC ROLLER 19MM, CAN BE MOUNTED INVERSELY (TURNED BY 180 DEGREES, REAR OF LEVER) | 4.51 | TEM | 1 | CP | 0.017 | 1
3SE50000AA50 | LENGTH-ADJUSTABLE TWIST LEVER FOR POSITION SWITCH 3SE51/52 METAL LEVER 100MM LONG PLASTIC ROLLER 19MM | 6.66 | TEM | 1 | CP | 0.03 | 1
3SE50000AA50 | LENGTH-ADJUSTABLE TWIST LEVER FOR POSITION SWITCH 3SE51/52 METAL LEVER 100MM LONG PLASTIC ROLLER 19MM | 6.66 | TEM | 1 | CP | 0.03 | 1
3SE50000AA51 | LENGTH-ADJUSTABLE TWIST LEVER FOR POSITION SWITCH 3SE51/52 METAL LEVER 100MM LONG STAINLESS STEEL ROLLER 19MM | 14.04 | TEM | 1 | CP | 0.036 | 1
3SE50000AA51 | LENGTH-ADJUSTABLE TWIST LEVER FOR POSITION SWITCH 3SE51/52 METAL LEVER 100MM LONG STAINLESS STEEL ROLLER 19MM | 14.04 | TEM | 1 | CP | 0.036 | 1
3SE50000AA52 | LENGTH-ADJUSTABLE TWIST LEVER FOR POSITION SWITCH 3SE51/52 STAINLESS STEEL LEVER 100MM LONG; WITH STAINLESS STEEL TERMINAL PLASTIC ROLLER 19MM | 8.71 | TEM | 1 | CP | 0.029 | 1
3SE50000AA52 | LENGTH-ADJUSTABLE TWIST LEVER FOR POSITION SWITCH 3SE51/52 STAINLESS STEEL LEVER 100MM LONG; WITH STAINLESS STEEL TERMINAL PLASTIC ROLLER 19MM | 8.71 | TEM | 1 | CP | 0.029 | 1
3SE50000AA53 | LENGTH-ADJUSTABLE TWIST LEVER FOR POSITION SWITCH 3SE51/52 STAINLESS STEEL LEVER 100MM LONG; WITH STAINLESS STEEL TERMINAL, STAINLESS STEEL ROLLER 19MM | 16.09 | TEM | 1 | CP | 0.041 | 1
3SE50000AA53 | LENGTH-ADJUSTABLE TWIST LEVER FOR POSITION SWITCH 3SE51/52 STAINLESS STEEL LEVER 100MM LONG; WITH STAINLESS STEEL TERMINAL, STAINLESS STEEL ROLLER 19MM | 16.09 | TEM | 1 | CP | 0.041 | 1
3SE50000AA55 | LENGTH-ADJUSTABLE TWIST LEVER FOR POSITION SWITCH 3SE51/52 METAL LEVER 100MM LONG PLASTIC ROLLER 30MM | 10.05 | TEM | 1 | CP | 0.032 | 1
3SE50000AA55 | LENGTH-ADJUSTABLE TWIST LEVER FOR POSITION SWITCH 3SE51/52 METAL LEVER 100MM LONG PLASTIC ROLLER 30MM | 10.05 | TEM | 1 | CP | 0.032 | 1
3SE50000AA56 | BENT, LENGTH-ADJUSTABLE TWIST LEVER FOR POSITION SWITCH 3SE51 WITH PLASTIC ROLLER 22MM INCL. ADAPTER AND SCREW | 26.96 | TEM | 1 | CP | 0.049 | 1
3SE50000AA56 | BENT, LENGTH-ADJUSTABLE TWIST LEVER FOR POSITION SWITCH 3SE51 WITH PLASTIC ROLLER 22MM INCL. ADAPTER AND SCREW | 26.96 | TEM | 1 | CP | 0.049 | 1
3SE50000AA60 | LENGTH-ADJUSTABLE TWIST LEVER FOR POSITION SWITCH 3SE51/52 METAL LEVER 100MM LONG, POSITIVE FIT (HOLE PITCH) PLASTIC ROLLER 19MM | 8.61 | TEM | 1 | CP | 0.036 | 1
3SE50000AA60 | LENGTH-ADJUSTABLE TWIST LEVER FOR POSITION SWITCH 3SE51/52 METAL LEVER 100MM LONG, POSITIVE FIT (HOLE PITCH) PLASTIC ROLLER 19MM | 8.61 | TEM | 1 | CP | 0.036 | 1
3SE50000AA80 | ROD ACTUATOR FOR POSITION SWITCH 3SE51/52 ALUMINUM ROD 200MM, FORM D DIAMETER 6MM W. TERMINAL | 8.2 | TEM | 1 | CP | 0.035 | 1
3SE50000AA80 | ROD ACTUATOR FOR POSITION SWITCH 3SE51/52 ALUMINUM ROD 200MM, FORM D DIAMETER 6MM W. TERMINAL | 8.2 | TEM | 1 | CP | 0.035 | 1
3SE50000AA82 | ROD ACTUATOR FOR POSITION SWITCH 3SE51/52 PLASTIC ROD 200MM, FORM D DIAMETER 6MM W. TERMINAL | 9.33 | TEM | 1 | CP | 0.027 | 1
3SE50000AA82 | ROD ACTUATOR FOR POSITION SWITCH 3SE51/52 PLASTIC ROD 200MM, FORM D DIAMETER 6MM W. TERMINAL | 9.33 | TEM | 1 | CP | 0.027 | 1
3SE50000AB01 | ACTUATOR HEAD FOR POSITION SWITCH 3SE51/52 PLAIN STAINLESS STEEL PLUNGER ACC. TO EN50041 | 5.95 | TEM | 1 | CP | 0.009 | 1
3SE50000AB01 | ACTUATOR HEAD FOR POSITION SWITCH 3SE51/52 PLAIN STAINLESS STEEL PLUNGER ACC. TO EN50041 | 5.95 | TEM | 1 | CP | 0.009 | 1
3SE50000AC02 | ACTUATOR HEAD FOR POSITION SWITCH 3SE51/52 ROUNDED PLUNGER, FORM B STAINLESS STEEL, WITH 3MM OVERTRAVEL, ACC. TO EN50041 | 16.3 | TEM | 1 | CP | 0.035 | 1
3SE50000AC02 | ACTUATOR HEAD FOR POSITION SWITCH 3SE51/52 ROUNDED PLUNGER, FORM B STAINLESS STEEL, WITH 3MM OVERTRAVEL, ACC. TO EN50041 | 16.3 | TEM | 1 | CP | 0.035 | 1
3SE50000AC03 | ACTUATOR HEAD, PLASTIC, FOR POSITION SWITCH 3SES5132 ROUNDED PLUNGER, FORM B, PLASTIC, TO EN50041 | 7.89 | TEM | 1 | CP | 0.001 | 1
3SE50000AC03 | ACTUATOR HEAD, PLASTIC, FOR POSITION SWITCH 3SES5132 ROUNDED PLUNGER, FORM B, PLASTIC, TO EN50041 | 7.89 | TEM | 1 | CP | 0.001 | 1
3SE50000AC30 | PROTECTIVE CAP, ACCESSORY FOR POSITION SWITCH ACC. TO EN50047 (METAL AND PLASTIC) FOR PROTECTION OF ROUNDED PLUNGER MADE OF BLACK RUBBER | 3.28 | TEM | 1 | CP | 0.008 | 1
3SE50000AC30 | PROTECTIVE CAP, ACCESSORY FOR POSITION SWITCH ACC. TO EN50047 (METAL AND PLASTIC) FOR PROTECTION OF ROUNDED PLUNGER MADE OF BLACK RUBBER | 3.28 | TEM | 1 | CP | 0.008 | 1
3SE50000AD02 | ACTUATOR HEAD FOR POSITION SWITCH 3SE51/52 ROLLER PLUNGER, FORM C, WITH STAINLESS STEEL ROLLER 13 MM, TO EN 50041,WITH 3MM OVERTRAVEL | 20.81 | TEM | 1 | CP | 0.052 | 1
3SE50000AD02 | ACTUATOR HEAD FOR POSITION SWITCH 3SE51/52 ROLLER PLUNGER, FORM C, WITH STAINLESS STEEL ROLLER 13 MM, TO EN 50041,WITH 3MM OVERTRAVEL | 20.81 | TEM | 1 | CP | 0.052 | 1
3SE50000AD03 | ACTUATOR HEAD FOR POSITION SWITCH 3SE51/52 ROLLER PLUNGER W. PLASTIC ROLLER 10MM | 4.61 | TEM | 1 | CP | 0.011 | 1
3SE50000AD03 | ACTUATOR HEAD FOR POSITION SWITCH 3SE51/52 ROLLER PLUNGER W. PLASTIC ROLLER 10MM | 4.61 | TEM | 1 | CP | 0.011 | 1
3SE50000AD05 | ACTUATOR HEAD, PLASTIC, FOR POSITION SWITCH 3SE5132 ROLLER PLUNGER, FORM C, WITH PLASTIC ROLLER 13 MM, TO EN 50041, | 9.43 | TEM | 1 | CP | 0.015 | 1
3SE50000AD05 | ACTUATOR HEAD, PLASTIC, FOR POSITION SWITCH 3SE5132 ROLLER PLUNGER, FORM C, WITH PLASTIC ROLLER 13 MM, TO EN 50041, | 9.43 | TEM | 1 | CP | 0.015 | 1
3SE50000AD10 | ACTUATOR HEAD FOR POSITION SWITCH 3SE51/52 ROLLER PLUNGER W. PLASTIC ROLLER 10MM W. CENTRAL FIXING | 9.74 | TEM | 1 | CP | 0.035 | 1
3SE50000AD10 | ACTUATOR HEAD FOR POSITION SWITCH 3SE51/52 ROLLER PLUNGER W. PLASTIC ROLLER 10MM W. CENTRAL FIXING | 9.74 | TEM | 1 | CP | 0.035 | 1
3SE50000AE01 | ACTUATOR HEAD FOR POSITION SWITCH 3SE51 ROLLER LEVER , METAL LEVER AND PLASTIC ROLLER 22MM | 14.35 | TEM | 1 | CP | 0.025 | 1
3SE50000AE01 | ACTUATOR HEAD FOR POSITION SWITCH 3SE51 ROLLER LEVER , METAL LEVER AND PLASTIC ROLLER 22MM | 14.35 | TEM | 1 | CP | 0.025 | 1
3SE50000AE03 | ACTUATOR HEAD FOR POSITION SWITCH 3SE51 ROLLER LEVER W. STAINLESS STEEL LEVER AND PLASTIC ROLLER 22MM | 18.04 | TEM | 1 | CP | 0.034 | 1
3SE50000AE03 | ACTUATOR HEAD FOR POSITION SWITCH 3SE51 ROLLER LEVER W. STAINLESS STEEL LEVER AND PLASTIC ROLLER 22MM | 18.04 | TEM | 1 | CP | 0.034 | 1
3SE50000AE04 | ACTUATOR HEAD FOR POSITION SWITCH 3SE51 ROLLER LEVER W. STAINLESS STEEL LEVER AND STAINLESS STEEL ROLLER 22MM | 25.42 | TEM | 1 | CP | 0.052 | 1
3SE50000AE04 | ACTUATOR HEAD FOR POSITION SWITCH 3SE51 ROLLER LEVER W. STAINLESS STEEL LEVER AND STAINLESS STEEL ROLLER 22MM | 25.42 | TEM | 1 | CP | 0.052 | 1
3SE50000AE10 | ACTUATOR HEAD FOR POSITION SWITCH 3SE51/52 ROLLER LEVER W. METAL LEVER AND PLASTIC ROLLER 13MM | 7.38 | TEM | 1 | CP | 0.015 | 1
3SE50000AE10 | ACTUATOR HEAD FOR POSITION SWITCH 3SE51/52 ROLLER LEVER W. METAL LEVER AND PLASTIC ROLLER 13MM | 7.38 | TEM | 1 | CP | 0.015 | 1
3SE50000AF01 | ACTUATOR HEAD FOR POSITION SWITCH 3SE51/52 ANGULAR ROLLER LEVER, METAL LEVER WITH PLASTIC ROLLER 22MM | 14.35 | TEM | 1 | CP | 0.035 | 1
3SE50000AF01 | ACTUATOR HEAD FOR POSITION SWITCH 3SE51/52 ANGULAR ROLLER LEVER, METAL LEVER WITH PLASTIC ROLLER 22MM | 14.35 | TEM | 1 | CP | 0.035 | 1
3SE50000AF05 | ACTUATOR HEAD FOR POSITION SWITCH 3SE51/52 EN50041; ANGULAR ROLLER LEVER, METAL LEVER WITH PLASTIC ROLLER 22MM | 12.2 | TEM | 1 | CP | 0.037 | 1
3SE50000AF05 | ACTUATOR HEAD FOR POSITION SWITCH 3SE51/52 EN50041; ANGULAR ROLLER LEVER, METAL LEVER WITH PLASTIC ROLLER 22MM | 12.2 | TEM | 1 | CP | 0.037 | 1
3SE50000AF10 | ACTUATOR HEAD FOR POSITION SWITCH 3SE51/52 ANGULAR ROLLER LEVER METAL LEVER WITH PLASTIC ROLLER 13MM | 7.38 | TEM | 1 | CP | 0.015 | 1
3SE50000AF10 | ACTUATOR HEAD FOR POSITION SWITCH 3SE51/52 ANGULAR ROLLER LEVER METAL LEVER WITH PLASTIC ROLLER 13MM | 7.38 | TEM | 1 | CP | 0.015 | 1
3SE50000AH00 | ROTARY ACTUATOR HEAD, (W/O LEVER) RIGHT AND / OR LEFT SWITCHING, ADJUSTABLE FOR POSITION SWITCH 3SE51 | 15.07 | TEM | 1 | CP | 0.08 | 1
3SE50000AH00 | ROTARY ACTUATOR HEAD, (W/O LEVER) RIGHT AND / OR LEFT SWITCHING, ADJUSTABLE FOR POSITION SWITCH 3SE51 | 15.07 | TEM | 1 | CP | 0.08 | 1
3SE50000AK00 | PART-TURN ACTUATOR, FOR POSITION SWITCH 3SE52, ADJUSTABLE, WITHOUT LEVER | 5.23 | TEM | 1 | CP | 0.02 | 1
3SE50000AK00 | PART-TURN ACTUATOR, FOR POSITION SWITCH 3SE52, ADJUSTABLE, WITHOUT LEVER | 5.23 | TEM | 1 | CP | 0.02 | 1
3SE50000AR01 | ACTUATOR HEAD FOR POSITION SWITCH 3SE51/52 SPRING ROD TOTAL LENGTH 142.5MM; SPRING= 50MM, PLUNGER=50MM PLASTIC | 14.15 | TEM | 1 | CP | 0.033 | 1
3SE50000AR01 | ACTUATOR HEAD FOR POSITION SWITCH 3SE51/52 SPRING ROD TOTAL LENGTH 142.5MM; SPRING= 50MM, PLUNGER=50MM PLASTIC | 14.15 | TEM | 1 | CP | 0.033 | 1
3SE50000AR02 | ACTUATOR HEAD FOR POSITION SWITCH 3SE51/52 SPRING ROD TOTAL LENGTH 142.5MM; SPRING= 50MM, PLUNGER=50MM STAINLESS STEEL | 21.83 | TEM | 1 | CP | 0.047 | 1
3SE50000AR02 | ACTUATOR HEAD FOR POSITION SWITCH 3SE51/52 SPRING ROD TOTAL LENGTH 142.5MM; SPRING= 50MM, PLUNGER=50MM STAINLESS STEEL | 21.83 | TEM | 1 | CP | 0.047 | 1
3SE50000AR03 | ACTUATOR HEAD FOR POSITION SWITCH 3SE51/52 SPRING ROD TOTAL LENGTH 76MM; SPRING= 23.5MM PLUNGER=10MM PLASTIC | 18.04 | TEM | 1 | CP | 0.02 | 1
3SE50000AR03 | ACTUATOR HEAD FOR POSITION SWITCH 3SE51/52 SPRING ROD TOTAL LENGTH 76MM; SPRING= 23.5MM PLUNGER=10MM PLASTIC | 18.04 | TEM | 1 | CP | 0.02 | 1
3SE50000AT01 | FORK LEVER FOR POSITION SWITCH 3SE51 2XLEVER MADE OF METAL WITH ONE PLASTIC ROLLER 19MM EACH FOR ACTUATOR HEAD 3SE5000-0AT10 | 16.4 | TEM | 1 | CP | 0.026 | 1
3SE50000AT01 | FORK LEVER FOR POSITION SWITCH 3SE51 2XLEVER MADE OF METAL WITH ONE PLASTIC ROLLER 19MM EACH FOR ACTUATOR HEAD 3SE5000-0AT10 | 16.4 | TEM | 1 | CP | 0.026 | 1
3SE50000AT04 | FORK LEVER FOR POSITION SWITCH 3SE51 2XLEVER MADE OF STAINLESS STEEL WITH ONE STAINLESS STEEL ROLLER 19MM EACH FOR ACTUATOR HEAD 3SE5000-0AT10 | 33.31 | TEM | 1 | CP | 0.053 | 1
3SE50000AT04 | FORK LEVER FOR POSITION SWITCH 3SE51 2XLEVER MADE OF STAINLESS STEEL WITH ONE STAINLESS STEEL ROLLER 19MM EACH FOR ACTUATOR HEAD 3SE5000-0AT10 | 33.31 | TEM | 1 | CP | 0.053 | 1
3SE50000AT10 | ACTUATOR HEAD, METAL (W/O LEVER) RIGHT OR LEFT SWITCHING, ADJUSTABLE FOR FORK LEVER W. TWO PLASTIC ROLLERS FOR 3SE51 | 31.47 | TEM | 1 | CP | 0.08 | 1
3SE50000AT10 | ACTUATOR HEAD, METAL (W/O LEVER) RIGHT OR LEFT SWITCHING, ADJUSTABLE FOR FORK LEVER W. TWO PLASTIC ROLLERS FOR 3SE51 | 31.47 | TEM | 1 | CP | 0.08 | 1
3SE50000AV01 | SEPARATE STANDARD ACTUATOR FOR POS. W. TUMBLER 3SE5312../3SE5322.. AND ASI 3SF13... AND POS. WITH SEPARATE ACTUATOR 3SE51../3SE52.. AND ASI 3SF11../3SF21.. | 4.82 | TEM | 1 | CP | 0.035 | 1
3SE50000AV01 | SEPARATE STANDARD ACTUATOR FOR POS. W. TUMBLER 3SE5312../3SE5322.. AND ASI 3SF13... AND POS. WITH SEPARATE ACTUATOR 3SE51../3SE52.. AND ASI 3SF11../3SF21.. | 4.82 | TEM | 1 | CP | 0.035 | 1
3SE50000AV02 | SEPARATE ACTUATOR VERTICAL MOUNTING FOR POS. W. TUMBLER 3SE5312../3SE5322.. AND ASI 3SF13... AND POS. WITH SEPARATE ACTUATOR 3SE51../3SE52.. AND ASI 3SF11../3SF21.. | 5.54 | TEM | 1 | CP | 0.063 | 1
3SE50000AV02 | SEPARATE ACTUATOR VERTICAL MOUNTING FOR POS. W. TUMBLER 3SE5312../3SE5322.. AND ASI 3SF13... AND POS. WITH SEPARATE ACTUATOR 3SE51../3SE52.. AND ASI 3SF11../3SF21.. | 5.54 | TEM | 1 | CP | 0.063 | 1
3SE50000AV03 | SEPARATE ACTUATOR HORIZONTAL MOUNTING FOR POS. W. TUMBLER 3SE5312../3SE5322.. AND ASI 3SF13... AND POS. WITH SEPARATE ACTUATOR 3SE51../3SE52.. AND ASI 3SF11../3SF21.. | 5.54 | TEM | 1 | CP | 0.057 | 1
3SE50000AV03 | SEPARATE ACTUATOR HORIZONTAL MOUNTING FOR POS. W. TUMBLER 3SE5312../3SE5322.. AND ASI 3SF13... AND POS. WITH SEPARATE ACTUATOR 3SE51../3SE52.. AND ASI 3SF11../3SF21.. | 5.54 | TEM | 1 | CP | 0.057 | 1
3SE50000AV04 | SEPARATE ACTUATOR, RADIUS ACTUATOR LEFT FOR POS. W. TUMBLER 3SE5312../3SE5322.. AND ASI 3SF13... AND POS. WITH SEPARATE ACTUATOR 3SE51../3SE52.. AND ASI 3SF11../3SF21.. | 23.58 | TEM | 1 | CP | 0.083 | 1
3SE50000AV04 | SEPARATE ACTUATOR, RADIUS ACTUATOR LEFT FOR POS. W. TUMBLER 3SE5312../3SE5322.. AND ASI 3SF13... AND POS. WITH SEPARATE ACTUATOR 3SE51../3SE52.. AND ASI 3SF11../3SF21.. | 23.58 | TEM | 1 | CP | 0.083 | 1
3SE50000AV05 | SEPARATE ACTUATOR, UNIVERSAL RADIUS ACTUATOR FOR POS. W. TUMBLER 3SE5312../3SE5322.. AND ASI 3SF13... AND POS. WITH SEPARATE ACTUATOR 3SE51../3SE52.. AND ASI 3SF11../3SF21.. | 25.11 | TEM | 1 | CP | 0.077 | 1
3SE50000AV05 | SEPARATE ACTUATOR, UNIVERSAL RADIUS ACTUATOR FOR POS. W. TUMBLER 3SE5312../3SE5322.. AND ASI 3SF13... AND POS. WITH SEPARATE ACTUATOR 3SE51../3SE52.. AND ASI 3SF11../3SF21.. | 25.11 | TEM | 1 | CP | 0.077 | 1
3SE50000AV06 | SEPARATE ACTUATOR, RADIUS ACTUATOR RIGHT FOR POS. W. TUMBLER 3SE5312../3SE5322.. AND ASI 3SF13... AND POS. WITH SEPARATE ACTUATOR 3SE51../3SE52.. AND ASI 3SF11../3SF21.. | 23.58 | TEM | 1 | CP | 0.084 | 1
3SE50000AV06 | SEPARATE ACTUATOR, RADIUS ACTUATOR RIGHT FOR POS. W. TUMBLER 3SE5312../3SE5322.. AND ASI 3SF13... AND POS. WITH SEPARATE ACTUATOR 3SE51../3SE52.. AND ASI 3SF11../3SF21.. | 23.58 | TEM | 1 | CP | 0.084 | 1
3SE50000AV071AK2 | SEPARATE ACTUATOR, UNIVERSAL RADIUS ACTUATOR 'HEAVY DUTY' VERSION VERTICALLY AND HORIZONTALLY ADJUSTABLE, L= 67 MM FOR POSITION SWITCHES WITH TUMBLER 3SE5312../3SE5322.. AND ASI 3SF13... AND POSITION SWITCHES WITH SEPARATE ACTUATOR 3SE51../ 3SE52.. AND ASI - WITH SEPARATE ACTUATOR 3SF11../3SF12.. | 54.53 | TEM | 1 | CP | 0.126 | 1
3SE50000AV071AK2 | SEPARATE ACTUATOR, UNIVERSAL RADIUS ACTUATOR 'HEAVY DUTY' VERSION VERTICALLY AND HORIZONTALLY ADJUSTABLE, L= 67 MM FOR POSITION SWITCHES WITH TUMBLER 3SE5312../3SE5322.. AND ASI 3SF13... AND POSITION SWITCHES WITH SEPARATE ACTUATOR 3SE51../ 3SE52.. AND ASI - WITH SEPARATE ACTUATOR 3SF11../3SF12.. | 54.53 | TEM | 1 | CP | 0.126 | 1
3SE50000BA00 | CONTACT BLOCK FOR POSITION SWITCH 3SE51/52 1NO/1NC SLOW-ACTION CONTACT | 13.74 | TEM | 1 | CP | 0.023 | 1
3SE50000BA00 | CONTACT BLOCK FOR POSITION SWITCH 3SE51/52 1NO/1NC SLOW-ACTION CONTACT | 13.74 | TEM | 1 | CP | 0.023 | 1
3SE50000CA00 | CONTACT BLOCK FOR POSITION SWITCH 3SE51/52 1NO/1NC SNAP-ACTION CONTACT | 12.81 | TEM | 1 | CP | 0.023 | 1
3SE50000CA00 | CONTACT BLOCK FOR POSITION SWITCH 3SE51/52 1NO/1NC SNAP-ACTION CONTACT | 12.81 | TEM | 1 | CP | 0.023 | 1
3SE50000KA00 | CONTACT BLOCK FOR POSITION SWITCH 3SE51/52 1NO/2NC SLOW-ACTION CONTACT | 15.27 | TEM | 1 | CP | 0.001 | 1
3SE50000KA00 | CONTACT BLOCK FOR POSITION SWITCH 3SE51/52 1NO/2NC SLOW-ACTION CONTACT | 15.27 | TEM | 1 | CP | 0.001 | 1
3SE50000LA00 | CONTACT BLOCK FOR POSITION SWITCH 3SE51/52 1NO/2NC SNAP-ACTION CONTACT | 14.35 | TEM | 1 | CP | 0.025 | 1
3SE50000LA00 | CONTACT BLOCK FOR POSITION SWITCH 3SE51/52 1NO/2NC SNAP-ACTION CONTACT | 14.35 | TEM | 1 | CP | 0.025 | 1
3SE50000PA00 | CONTACT BLOCK FOR POSITION SWITCH 3SE51/52 2NO/1NC SLOW-ACTION CONTACT | 14.35 | TEM | 1 | CP | 0.024 | 1
3SE50000PA00 | CONTACT BLOCK FOR POSITION SWITCH 3SE51/52 2NO/1NC SLOW-ACTION CONTACT | 14.35 | TEM | 1 | CP | 0.024 | 1
3SE50500NA00 | CONTACT BLOCK IP20 FOR POSITION SWITCH 3SE5250 OPEN-TYPE DESIGN 1NO/1NC SNAP-ACTION CONTACT, SHORT-STROKE | 14.35 | TEM | 1 | CP | 0.024 | 1
3SE50500NA00 | CONTACT BLOCK IP20 FOR POSITION SWITCH 3SE5250 OPEN-TYPE DESIGN 1NO/1NC SNAP-ACTION CONTACT, SHORT-STROKE | 14.35 | TEM | 1 | CP | 0.024 | 1
3SE51120BA00 | BASIC SWITCH FOR POSITION SWITCH 3SE51, METAL ENCLOSURE, TO EN50041 1X(M20X1.5) 1NO/1NC SLOW-ACTION CONTACTS W/O ACTUATOR HEAD | 26.24 | TEM | 1 | CP | 0.306 | 1
3SE51120BA00 | BASIC SWITCH FOR POSITION SWITCH 3SE51, METAL ENCLOSURE, TO EN50041 1X(M20X1.5) 1NO/1NC SLOW-ACTION CONTACTS W/O ACTUATOR HEAD | 26.24 | TEM | 1 | CP | 0.306 | 1
3SE51120BB01 | SIRIUS POSITION SWITCH, METAL ENCLOSURE 40MM, TO EN50041 DEVICE CONNECTION 1X (M20X1.5) 1NO/1NC SLOW-ACTION CONTACTS PLAIN PLUNGER, STAINLESS STEEL | 31.88 | TEM | 1 | CP | 0.31 | 1
3SE51120BB01 | SIRIUS POSITION SWITCH, METAL ENCLOSURE 40MM, TO EN50041 DEVICE CONNECTION 1X (M20X1.5) 1NO/1NC SLOW-ACTION CONTACTS PLAIN PLUNGER, STAINLESS STEEL | 31.88 | TEM | 1 | CP | 0.31 | 1
3SE51120BC02 | SIRIUS POSITION SWITCH, METAL HOUSING 40MM ACC. TO EN50041 DEVICE CONNECTION 1X (M20X1.5) 1NO/1NC SLOW-ACTION CONTACTS ROUNDED PLUNGER W. 3MM OVERTRAVEL STAINLESS STEEL | 42.33 | TEM | 1 | CP | 0.338 | 1
3SE51120BC02 | SIRIUS POSITION SWITCH, METAL HOUSING 40MM ACC. TO EN50041 DEVICE CONNECTION 1X (M20X1.5) 1NO/1NC SLOW-ACTION CONTACTS ROUNDED PLUNGER W. 3MM OVERTRAVEL STAINLESS STEEL | 42.33 | TEM | 1 | CP | 0.338 | 1
3SE51120BD02 | SIRIUS POSITION SWITCH, METAL ENCLOSURE 40MM ACC. TO EN50041 DEVICE CONNECTION 1X (M20X1.5) 1NO/1NC SLOW-ACTION CONTACTS ROLLER PLUNGER W. STAINLESS STEEL ROLLER 13MM | 46.95 | TEM | 1 | CP | 0.361 | 1
3SE51120BD02 | SIRIUS POSITION SWITCH, METAL ENCLOSURE 40MM ACC. TO EN50041 DEVICE CONNECTION 1X (M20X1.5) 1NO/1NC SLOW-ACTION CONTACTS ROLLER PLUNGER W. STAINLESS STEEL ROLLER 13MM | 46.95 | TEM | 1 | CP | 0.361 | 1
3SE51120BE01 | SIRIUS POSITION SWITCH, METAL ENCLOSURE 40MM ACC. TO EN50041 DEVICE CONNECTION 1X (M20X1.5) 1NO/1NC SLOW-ACTION CONTACTS ROLLER LEVER, METAL LEVEL AND PLASTICROLLER 22MM | 40.49 | TEM | 1 | CP | 0.324 | 1
3SE51120BE01 | SIRIUS POSITION SWITCH, METAL ENCLOSURE 40MM ACC. TO EN50041 DEVICE CONNECTION 1X (M20X1.5) 1NO/1NC SLOW-ACTION CONTACTS ROLLER LEVER, METAL LEVEL AND PLASTICROLLER 22MM | 40.49 | TEM | 1 | CP | 0.324 | 1
3SE51120BH01 | SIRIUS POSITION SWITCH METAL HOUSING 40MM, TWIST LEVER, TO EN50041, DEVICE CONNECTION 1X (M20X1.5) 1NO/1NC SLOW-ACTION CONTACTS ROTARY ACTUATOR RIGHT/LEFT ADJUSTABLE, METAL LEVER 27MM LONG AND PLASTIC ROLLER 19MM | 45.31 | TEM | 1 | CP | 0.403 | 1
3SE51120BH01 | SIRIUS POSITION SWITCH METAL HOUSING 40MM, TWIST LEVER, TO EN50041, DEVICE CONNECTION 1X (M20X1.5) 1NO/1NC SLOW-ACTION CONTACTS ROTARY ACTUATOR RIGHT/LEFT ADJUSTABLE, METAL LEVER 27MM LONG AND PLASTIC ROLLER 19MM | 45.31 | TEM | 1 | CP | 0.403 | 1
3SE51120CA00 | BASIC SWITCH FOR POSITION SWITCH 3SE51, METAL ENCLOSURE, ACC. TO EN50041 DEVICE CONNECTION 1X (M20X1.5) 1NO/1NC SNAP-ACTION CONTACTS W/O ACTUATOR HEAD | 25.11 | TEM | 1 | CP | 0.304 | 1
3SE51120CA00 | BASIC SWITCH FOR POSITION SWITCH 3SE51, METAL ENCLOSURE, ACC. TO EN50041 DEVICE CONNECTION 1X (M20X1.5) 1NO/1NC SNAP-ACTION CONTACTS W/O ACTUATOR HEAD | 25.11 | TEM | 1 | CP | 0.304 | 1
3SE51120CA001CA0 | BASIC SWITCH W. INCREASED CORROSION PROTECTION FOR POSITION SWITCH METAL ENCLOSURE, TO EN50041 DEVICE CONNECTION 1X (M20X1.5) 1NO/1NC SNAP-ACTION CONTACTS W/O ACTUATOR HEAD | 28.09 | TEM | 1 | CP | 0.304 | 1
3SE51120CA001CA0 | BASIC SWITCH W. INCREASED CORROSION PROTECTION FOR POSITION SWITCH METAL ENCLOSURE, TO EN50041 DEVICE CONNECTION 1X (M20X1.5) 1NO/1NC SNAP-ACTION CONTACTS W/O ACTUATOR HEAD | 28.09 | TEM | 1 | CP | 0.304 | 1
3SE51120CB01 | SIRIUS POSITION SWITCH METAL ENCLOSURE 40MM TO EN50041 DEVICE CONNECTION 1X (M20X1.5) 1NO/ 1NC SNAP-ACTION CONTACTS PLAIN PLUNGER, STAINLESS STEEL | 31.06 | TEM | 1 | CP | 0.315 | 1
3SE51120CB01 | SIRIUS POSITION SWITCH METAL ENCLOSURE 40MM TO EN50041 DEVICE CONNECTION 1X (M20X1.5) 1NO/ 1NC SNAP-ACTION CONTACTS PLAIN PLUNGER, STAINLESS STEEL | 31.06 | TEM | 1 | CP | 0.315 | 1
3SE51120CC02 | SIRIUS POSITION SWITCH METAL ENCLOSURE 40MM ACC. TO EN50041 DEVICE CONNECTION 1X (M20X1.5) 1NO/1NC SNAP-ACTION CONTACTS ROUNDED PLUNGER W. 3MM OVER- TRAVEL,STAINLESS STEEL PLUNGER | 41.31 | TEM | 1 | CP | 0.333 | 1
3SE51120CC02 | SIRIUS POSITION SWITCH METAL ENCLOSURE 40MM ACC. TO EN50041 DEVICE CONNECTION 1X (M20X1.5) 1NO/1NC SNAP-ACTION CONTACTS ROUNDED PLUNGER W. 3MM OVER- TRAVEL,STAINLESS STEEL PLUNGER | 41.31 | TEM | 1 | CP | 0.333 | 1
3SE51120CD02 | SIRIUS POSITION SWITCH METAL HOUSING 40MM TO EN50041 DEVICE CONNECTION 1X (M20X1,5) 1NO/ 1NC SNAP-ACTION CONTACTS ROLLER PLUNGER W. STAINL. STEEL ROLLER 13MM | 46.02 | TEM | 1 | CP | 0.362 | 1
3SE51120CD02 | SIRIUS POSITION SWITCH METAL HOUSING 40MM TO EN50041 DEVICE CONNECTION 1X (M20X1,5) 1NO/ 1NC SNAP-ACTION CONTACTS ROLLER PLUNGER W. STAINL. STEEL ROLLER 13MM | 46.02 | TEM | 1 | CP | 0.362 | 1
3SE51120CE01 | SIRIUS POSITION SWITCH METAL ENCLOSURE 40MM ACC. TO EN50041 DEVICE CONNECTION 1X (M20X1.5) 1NO/1NC SNAP-ACTION CONTACTS ROLLER LEVER, METAL LEVER AND PLASTIC ROLLER 22MM | 39.46 | TEM | 1 | CP | 0.325 | 1
3SE51120CE01 | SIRIUS POSITION SWITCH METAL ENCLOSURE 40MM ACC. TO EN50041 DEVICE CONNECTION 1X (M20X1.5) 1NO/1NC SNAP-ACTION CONTACTS ROLLER LEVER, METAL LEVER AND PLASTIC ROLLER 22MM | 39.46 | TEM | 1 | CP | 0.325 | 1
3SE51120CF01 | SIRIUS POSITION SWITCH METAL ENCLOSURE 40MM ACC. TO EN50041 DEVICE CONNECTION 1X (M20X1.5) 1NO/1NC SNAP-ACTION CONTACTS ANGULAR METAL ROLLER,METAL LEVER AND PLASTIC ROLLER 22MM | 39.46 | TEM | 1 | CP | 0.36 | 1
3SE51120CF01 | SIRIUS POSITION SWITCH METAL ENCLOSURE 40MM ACC. TO EN50041 DEVICE CONNECTION 1X (M20X1.5) 1NO/1NC SNAP-ACTION CONTACTS ANGULAR METAL ROLLER,METAL LEVER AND PLASTIC ROLLER 22MM | 38.64 | TEM | 1 | CP | 0.36 | 1
3SE51120CF01 | SIRIUS POSITION SWITCH METAL ENCLOSURE 40MM ACC. TO EN50041 DEVICE CONNECTION 1X (M20X1.5) 1NO/1NC SNAP-ACTION CONTACTS ANGULAR METAL ROLLER,METAL LEVER AND PLASTIC ROLLER 22MM | 39.46 | TEM | 1 | CP | 0.36 | 1
3SE51120CH01 | SIRIUS POSITION SWITCH METAL HOUSING 40MM TO EN50041 DEVICE CONNECTION 1X (M20X1,5) 1NO/ 1NC SNAP-ACTION CONTACTS ROTARY ACTUATOR RIGHT/LEFT ADJUSTABLE, METAL LEVER 27MM LONG AND PLASTIC ROLLER 19MM | 44.28 | TEM | 1 | CP | 0.399 | 1
3SE51120CH01 | SIRIUS POSITION SWITCH METAL HOUSING 40MM TO EN50041 DEVICE CONNECTION 1X (M20X1,5) 1NO/ 1NC SNAP-ACTION CONTACTS ROTARY ACTUATOR RIGHT/LEFT ADJUSTABLE, METAL LEVER 27MM LONG AND PLASTIC ROLLER 19MM | 44.28 | TEM | 1 | CP | 0.399 | 1
3SE51120CH02 | SIRIUS POSITION SWITCH METAL HOUSING 40MM TO EN50041 DEVICE CONNECTION 1X (M20X1,5) 1NO/ 1NC SNAP-ACTION CONTACTS ROTARY ACTUATOR RIGHT/LEFT ADJUSTABLE, METAL LEVER 27MM LONG AND STAINL. STEEL ROLLER 19MM | 51.76 | TEM | 1 | CP | 0.416 | 1
3SE51120CH02 | SIRIUS POSITION SWITCH METAL HOUSING 40MM TO EN50041 DEVICE CONNECTION 1X (M20X1,5) 1NO/ 1NC SNAP-ACTION CONTACTS ROTARY ACTUATOR RIGHT/LEFT ADJUSTABLE, METAL LEVER 27MM LONG AND STAINL. STEEL ROLLER 19MM | 51.76 | TEM | 1 | CP | 0.416 | 1
3SE51120CH50 | SIRIUS POSITION SWITCH METAL ENCLOSURE 40MM ACC. TO EN50041 DEVICE CONNECTION 1HX (M20X1.5) 1NO/1NC SNAP-ACTION CONTACTS ROTARY ACTUATOR RIGHT/LEFT ADJUSTABLE, W. LENGTH ADJUSTABLE METAL LEVER 100MM LONG AND PLASTIC ROLLER 19MM | 46.74 | TEM | 1 | CP | 0.42 | 1
3SE51120CH50 | SIRIUS POSITION SWITCH METAL ENCLOSURE 40MM ACC. TO EN50041 DEVICE CONNECTION 1HX (M20X1.5) 1NO/1NC SNAP-ACTION CONTACTS ROTARY ACTUATOR RIGHT/LEFT ADJUSTABLE, W. LENGTH ADJUSTABLE METAL LEVER 100MM LONG AND PLASTIC ROLLER 19MM | 46.74 | TEM | 1 | CP | 0.42 | 1
3SE51120CH51 | SIRIUS POSITION SWITCH METAL ENCLOSURE 40MM TO EN50041 DEVICE CONNECTION 1X (M20X1.5) 1NO/ 1NC SNAP-ACTION CONTACTS ROT. ACTUATOR RIGHT/LEFT ADJ., W. LENGTH ADJ. METAL LEVER 100MM LONG AND STAINL. STEEL ROLLER 19MM | 54.33 | TEM | 1 | CP | 0.421 | 1
3SE51120CH51 | SIRIUS POSITION SWITCH METAL ENCLOSURE 40MM TO EN50041 DEVICE CONNECTION 1X (M20X1.5) 1NO/ 1NC SNAP-ACTION CONTACTS ROT. ACTUATOR RIGHT/LEFT ADJ., W. LENGTH ADJ. METAL LEVER 100MM LONG AND STAINL. STEEL ROLLER 19MM | 54.33 | TEM | 1 | CP | 0.421 | 1
3SE51120CH60 | SIRIUS POSITION SWITCH METAL ENCLOSURE 40MM TO EN50041 DEVICE CONNECTION 1X (M20X1.5) 1NO/ 1NC SNAP-ACTION CONTACTS ROTARY ACTUATOR RIGHT/LEFT ADJUSTABLE, W. LENGTH ADJUSTABLE METAL LEVER 100MM LONG AND W. POSITIVE FIT (HOLE PITCH), AND PLASTIC ROLLER 19MM | 48.79 | TEM | 1 | CP | 0.424 | 1
3SE51120CH60 | SIRIUS POSITION SWITCH METAL ENCLOSURE 40MM TO EN50041 DEVICE CONNECTION 1X (M20X1.5) 1NO/ 1NC SNAP-ACTION CONTACTS ROTARY ACTUATOR RIGHT/LEFT ADJUSTABLE, W. LENGTH ADJUSTABLE METAL LEVER 100MM LONG AND W. POSITIVE FIT (HOLE PITCH), AND PLASTIC ROLLER 19MM | 48.79 | TEM | 1 | CP | 0.424 | 1
3SE51120CH80 | SIRIUS POSITION SWITCH METAL ENCLOSURE 40MM ACC. TO EN50041 DEVICE CONNECTION 1X (M20X1.5) 1NO/1NC SNAP-ACTION CONTACTS ROTARY ACTUATOR RIGHT/LEFT ADJUSTABLE, ROD LEVER ALUMINUM 200MM LONG | 49.82 | TEM | 1 | CP | 0.424 | 1
3SE51120CH80 | SIRIUS POSITION SWITCH METAL ENCLOSURE 40MM ACC. TO EN50041 DEVICE CONNECTION 1X (M20X1.5) 1NO/1NC SNAP-ACTION CONTACTS ROTARY ACTUATOR RIGHT/LEFT ADJUSTABLE, ROD LEVER ALUMINUM 200MM LONG | 49.82 | TEM | 1 | CP | 0.424 | 1
3SE51120CH82 | SIRIUS POSITION SWITCH METAL ENCLOSURE 40MM ACC. TO EN50041 DEVICE CONNECTION 1X (M20X1.5) 1NO/1NC SNAP-ACTION CONTACTS ROTARY ACTUATOR RIGHT/LEFT ADJUSTABLE, ROD LEVER PLASTIC 200MM LONG | 51.05 | TEM | 1 | CP | 0.422 | 1
3SE51120CH82 | SIRIUS POSITION SWITCH METAL ENCLOSURE 40MM ACC. TO EN50041 DEVICE CONNECTION 1X (M20X1.5) 1NO/1NC SNAP-ACTION CONTACTS ROTARY ACTUATOR RIGHT/LEFT ADJUSTABLE, ROD LEVER PLASTIC 200MM LONG | 51.05 | TEM | 1 | CP | 0.422 | 1
3SE51120CR01 | SIRIUS POSITION SWITCH METAL ENCLOSURE 40MM ACC. TO EN50041 DEVICE CONNECTION 1X (M20X1.5) 1NO/1NC SNAP-ACTION CONTACTS SPRING ROD ACTUATOR 142.5 MM TOTAL LENGTH, PLASTIC PLUNGER 50MM | 39.16 | TEM | 1 | CP | 0.349 | 1
3SE51120CR01 | SIRIUS POSITION SWITCH METAL ENCLOSURE 40MM ACC. TO EN50041 DEVICE CONNECTION 1X (M20X1.5) 1NO/1NC SNAP-ACTION CONTACTS SPRING ROD ACTUATOR 142.5 MM TOTAL LENGTH, PLASTIC PLUNGER 50MM | 39.16 | TEM | 1 | CP | 0.349 | 1
3SE51120CT11 | SIRIUS POSITION SWITCH METAL ENCLOSURE 40MM TO EN50041 DEVICE CONNECTION 1X (M20X1.5) 1NO/ 1NC SNAP-ACTION CONTACTS FORK LEVER ACTUATOR W. METAL LEVER AND PLASTIC ROLLERS 19MM | 73.08 | TEM | 1 | CP | 0.422 | 1
3SE51120CT11 | SIRIUS POSITION SWITCH METAL ENCLOSURE 40MM TO EN50041 DEVICE CONNECTION 1X (M20X1.5) 1NO/ 1NC SNAP-ACTION CONTACTS FORK LEVER ACTUATOR W. METAL LEVER AND PLASTIC ROLLERS 19MM | 73.08 | TEM | 1 | CP | 0.422 | 1
3SE51120KD02 | SIRIUS POSITION SWITCH METAL ENCLOSURE 40MM TO EN50041 DEVICE CONNECTION 1X (M20X1.5) 1NO/ 2NC SLOW-ACTION CONTACTS ROLLER PLUNGER W. STAINLESS STEEL ROLLER 13MM | 48.07 | TEM | 1 | CP | 0.365 | 1
3SE51120KD02 | SIRIUS POSITION SWITCH METAL ENCLOSURE 40MM TO EN50041 DEVICE CONNECTION 1X (M20X1.5) 1NO/ 2NC SLOW-ACTION CONTACTS ROLLER PLUNGER W. STAINLESS STEEL ROLLER 13MM | 48.07 | TEM | 1 | CP | 0.365 | 1
3SE51120LA00 | BASIC SWITCH FOR POSITION SWITCH 3SE51, METAL ENCLOSURE, ACC. TO EN50041 DEVICE CONNECTION 1X (M20X1.5) 1NO/2NC SNAP-ACTION CONTACTS W/O ACTUATOR HEAD | 26.65 | TEM | 1 | CP | 0.307 | 1
3SE51120LA00 | BASIC SWITCH FOR POSITION SWITCH 3SE51, METAL ENCLOSURE, ACC. TO EN50041 DEVICE CONNECTION 1X (M20X1.5) 1NO/2NC SNAP-ACTION CONTACTS W/O ACTUATOR HEAD | 26.65 | TEM | 1 | CP | 0.307 | 1
3SE51120LE01 | SIRIUS POSITION SWITCH METAL ENCLOSURE 40MM ACC. TO EN50041 DEVICE CONNECTION 1X (M20X1.5) 1NO/2NC SNAP-ACTION CONTACTS ROLLER LEVER, METAL LEVER AND PLASTIC ROLLER 22MM | 40.9 | TEM | 1 | CP | 0.34 | 1
3SE51120LE01 | SIRIUS POSITION SWITCH METAL ENCLOSURE 40MM ACC. TO EN50041 DEVICE CONNECTION 1X (M20X1.5) 1NO/2NC SNAP-ACTION CONTACTS ROLLER LEVER, METAL LEVER AND PLASTIC ROLLER 22MM | 40.9 | TEM | 1 | CP | 0.34 | 1
3SE51120LH50 | SIRIUS POSITION SWITCH METAL ENCLOSURE 40MM TO EN50041 DEVICE CONNECTION 1X (M20X1.5) ROTARY ACTUATOR RIGHT/LEFT 1NO/ 2NC SNAP-ACTION CONTACTS ADJUSTABLE, W. LENGTH ADJUSTABLE METAL LEVER 100MM LONG AND PLASTIC ROLLER 19MM | 48.48 | TEM | 1 | CP | 0.424 | 1
3SE51120LH50 | SIRIUS POSITION SWITCH METAL ENCLOSURE 40MM TO EN50041 DEVICE CONNECTION 1X (M20X1.5) ROTARY ACTUATOR RIGHT/LEFT 1NO/ 2NC SNAP-ACTION CONTACTS ADJUSTABLE, W. LENGTH ADJUSTABLE METAL LEVER 100MM LONG AND PLASTIC ROLLER 19MM | 48.48 | TEM | 1 | CP | 0.424 | 1
3SE51120PA00 | BASIC SWITCH FOR POSITION SWITCH 3SE5112, METAL ENCLOSURE, TO EN50041 40MM; 1X(M20X1.5; 2NO/1NC SLOW-ACTION CONTACTS W/O ACTUATOR HEAD | 26.65 | TEM | 1 | CP | 0.304 | 1
3SE51120PA00 | BASIC SWITCH FOR POSITION SWITCH 3SE5112, METAL ENCLOSURE, TO EN50041 40MM; 1X(M20X1.5; 2NO/1NC SLOW-ACTION CONTACTS W/O ACTUATOR HEAD | 26.65 | TEM | 1 | CP | 0.304 | 1
3SE51120QV10 | SAFETY POS. SWITCH W. SEPARATE ACTUATOR, METAL HOUSING,40MM, 1X(M20X1.5) SLOW-ACTION CONTACTS 1NO/2NC 5 DIRECTIONS OF APPROACH | 63.35 | TEM | 1 | CP | 0.49 | 1
3SE51120QV10 | SAFETY POS. SWITCH W. SEPARATE ACTUATOR, METAL HOUSING,40MM, 1X(M20X1.5) SLOW-ACTION CONTACTS 1NO/2NC 5 DIRECTIONS OF APPROACH | 63.35 | TEM | 1 | CP | 0.49 | 1
3SE51121QV10 | SAFETY POS. SWITCH W. SEPARATE ACTUATOR, METAL HOUSING, 40MM, 1X(M20X1.5) SLOW-ACTION CONTACTS 2NC/1NO; W. 2 LEDS, 24V DC YELLOW/GREEN, 5 DIRECTIONS OF APPROACH | 78 | TEM | 1 | CP | 0.47 | 1
3SE51121QV10 | SAFETY POS. SWITCH W. SEPARATE ACTUATOR, METAL HOUSING, 40MM, 1X(M20X1.5) SLOW-ACTION CONTACTS 2NC/1NO; W. 2 LEDS, 24V DC YELLOW/GREEN, 5 DIRECTIONS OF APPROACH | 78 | TEM | 1 | CP | 0.47 | 1
3SE51220BC02 | SIRIUS POSITION SWITCH METAL ENCLOSURE 56MM WIDE DEVICE CONNECTION 3X (M20X1.5) 1NO/1NC SLOW-ACTION CONTACTS ROUNDED PLUNGER W. OVERTRAVEL STAINLESS STEEL | 42.33 | TEM | 1 | CP | 0.377 | 1
3SE51220BC02 | SIRIUS POSITION SWITCH METAL ENCLOSURE 56MM WIDE DEVICE CONNECTION 3X (M20X1.5) 1NO/1NC SLOW-ACTION CONTACTS ROUNDED PLUNGER W. OVERTRAVEL STAINLESS STEEL | 42.33 | TEM | 1 | CP | 0.377 | 1
3SE51220BE01 | SIRIUS POSITION SWITCH METAL ENCLOSURE 56MM WIDE DEVICE CONNECTION 3X (M20X1.5) 1NO/1NC SLOW-ACTION CONTACTS ROLLER LEVER, METAL LEVER AND PLASTIC ROLLER 22MM | 40.49 | TEM | 1 | CP | 0.425 | 1
3SE51220BE01 | SIRIUS POSITION SWITCH METAL ENCLOSURE 56MM WIDE DEVICE CONNECTION 3X (M20X1.5) 1NO/1NC SLOW-ACTION CONTACTS ROLLER LEVER, METAL LEVER AND PLASTIC ROLLER 22MM | 40.49 | TEM | 1 | CP | 0.425 | 1
3SE51220BH01 | SIRIUS POSITION SWITCH METAL ENCLOSURE 56MM WIDE DEVICE CONNECTION 3X (M20X1.5) 1NO/ 1NC SLOW-ACTION CONTACTS ROTARY ACTUATOR RIGHT/LEFT ADJUSTABLE, W. METAL LEVER 27MM LONG AND PLASTIC ROLLER 19MM | 45.31 | TEM | 1 | CP | 0.447 | 1
3SE51220BH01 | SIRIUS POSITION SWITCH METAL ENCLOSURE 56MM WIDE DEVICE CONNECTION 3X (M20X1.5) 1NO/ 1NC SLOW-ACTION CONTACTS ROTARY ACTUATOR RIGHT/LEFT ADJUSTABLE, W. METAL LEVER 27MM LONG AND PLASTIC ROLLER 19MM | 45.31 | TEM | 1 | CP | 0.447 | 1
3SE51220BH50 | SIRIUS POSITION SWITCH METAL ENCLOSURE 56MM WIDE DEVICE CONNECTION 3X (M20X1.5) 1NO/ 1NC SLOW-ACTION CONTACTS ROTARY ACTUATOR RIGHT/LEFT ADJUSTABLE, W. LENGTH ADJUSTABLE METAL LEVER 100MM LONG AND PLASTIC ROLLER 19MM | 47.97 | TEM | 1 | CP | 0.46 | 1
3SE51220BH50 | SIRIUS POSITION SWITCH METAL ENCLOSURE 56MM WIDE DEVICE CONNECTION 3X (M20X1.5) 1NO/ 1NC SLOW-ACTION CONTACTS ROTARY ACTUATOR RIGHT/LEFT ADJUSTABLE, W. LENGTH ADJUSTABLE METAL LEVER 100MM LONG AND PLASTIC ROLLER 19MM | 47.97 | TEM | 1 | CP | 0.46 | 1
3SE51220CA00 | BASIC SWITCH FOR POSITION SWITCH 3SE51, METAL ENCLOSURE 56MM, DEVICE CONNECTION 3X(M20X1.5), 1NO/1NC SNAP-ACTION CONTACTS W/O ACTUATOR HEAD | 25.11 | TEM | 1 | CP | 0.315 | 1
3SE51220CA00 | BASIC SWITCH FOR POSITION SWITCH 3SE51, METAL ENCLOSURE 56MM, DEVICE CONNECTION 3X(M20X1.5), 1NO/1NC SNAP-ACTION CONTACTS W/O ACTUATOR HEAD | 25.11 | TEM | 1 | CP | 0.315 | 1
3SE51220CA001CA0 | BASIC SWITCH W. INCREASED CORROSION PROTECTION FOR POSITION SWITCH 3SE51, METAL ENCLOSURE 56MM, DEVICE CONNECTION 3X(M20X1.5), 1NO/ 1NC SNAP-ACTION CONTACTS W/O ACTUATOR HEAD | 28.09 | TEM | 1 | CP | 0.351 | 1
3SE51220CA001CA0 | BASIC SWITCH W. INCREASED CORROSION PROTECTION FOR POSITION SWITCH 3SE51, METAL ENCLOSURE 56MM, DEVICE CONNECTION 3X(M20X1.5), 1NO/ 1NC SNAP-ACTION CONTACTS W/O ACTUATOR HEAD | 28.09 | TEM | 1 | CP | 0.351 | 1
3SE51220CB01 | SIRIUS POSITION SWITCH METAL ENCLOSURE 56MM WIDE DEVICE CONNECTION 3X (M20X1.5) 1NO/ 1NC SNAP-ACTION CONTACTS PLAIN PLUNGER, STAINLESS STEEL | 31.06 | TEM | 1 | CP | 0.395 | 1
3SE51220CB01 | SIRIUS POSITION SWITCH METAL ENCLOSURE 56MM WIDE DEVICE CONNECTION 3X (M20X1.5) 1NO/ 1NC SNAP-ACTION CONTACTS PLAIN PLUNGER, STAINLESS STEEL | 31.06 | TEM | 1 | CP | 0.395 | 1
3SE51220CC02 | SIRIUS POSITION SWITCH METAL ENCLOSURE 56MM WIDE DEVICE CONNECTION 3X (M20X1.5) 1NO/1NC SNAP-ACTION CONTACTS ROUNDED PLUNGER W. OVERTRAVEL STAINLESS STEEL | 41.31 | TEM | 1 | CP | 0.416 | 1
3SE51220CC02 | SIRIUS POSITION SWITCH METAL ENCLOSURE 56MM WIDE DEVICE CONNECTION 3X (M20X1.5) 1NO/1NC SNAP-ACTION CONTACTS ROUNDED PLUNGER W. OVERTRAVEL STAINLESS STEEL | 41.31 | TEM | 1 | CP | 0.416 | 1
3SE51220CD02 | SIRIUS POSITION SWITCH METAL ENCLOSURE 56MM WIDE DEVICE CONNECTION 3X (M20X1.5) 1NO/1NC SNAP-ACTION CONTACTS ROLLER PLUNGER WITH STAINLESS STEEL ROLLER 13MM | 46.02 | TEM | 1 | CP | 0.433 | 1
3SE51220CD02 | SIRIUS POSITION SWITCH METAL ENCLOSURE 56MM WIDE DEVICE CONNECTION 3X (M20X1.5) 1NO/1NC SNAP-ACTION CONTACTS ROLLER PLUNGER WITH STAINLESS STEEL ROLLER 13MM | 46.02 | TEM | 1 | CP | 0.433 | 1
3SE51220CE01 | SIRIUS POSITION SWITCH METAL ENCLOSURE 56MM WIDE DEVICE CONNECTION 3X (M20X1.5) 1NO/1NC SNAP-ACTION CONTACTS ROLLER LEVER , METAL LEVER AND PLASTIC ROLLER 22MM | 39.46 | TEM | 1 | CP | 0.41 | 1
3SE51220CE01 | SIRIUS POSITION SWITCH METAL ENCLOSURE 56MM WIDE DEVICE CONNECTION 3X (M20X1.5) 1NO/1NC SNAP-ACTION CONTACTS ROLLER LEVER , METAL LEVER AND PLASTIC ROLLER 22MM | 39.46 | TEM | 1 | CP | 0.41 | 1
3SE51220CH01 | SIRIUS POSITION SWITCH METAL ENCLOSURE 56MM WIDE DEVICE CONNECTION 3X (M20X1.5) 1NO/1NC SNAP-ACTION CONTACTS ROTARY ACTUATOR RIGHT/LEFT ADJUSTABLE, W. METAL LEVER 27MM LONG AND PLASTIC ROLLER 19MM | 44.28 | TEM | 1 | CP | 0.475 | 1
3SE51220CH01 | SIRIUS POSITION SWITCH METAL ENCLOSURE 56MM WIDE DEVICE CONNECTION 3X (M20X1.5) 1NO/1NC SNAP-ACTION CONTACTS ROTARY ACTUATOR RIGHT/LEFT ADJUSTABLE, W. METAL LEVER 27MM LONG AND PLASTIC ROLLER 19MM | 44.28 | TEM | 1 | CP | 0.475 | 1
3SE51220CH50 | SIRIUS POSITION SWITCH METAL ENCLOSURE 56MM WIDE DEVICE CONNECTION 3X (M20X1.5) 1NO/1NC SNAP-ACTION CONTACTS ROTARY ACTUATOR RIGHT/LEFT ADJUSTABLE, W. LENGTH ADJUSTABLE METAL LEVER 100MM LONG AND PLASTIC ROLLER 19MM | 46.74 | TEM | 1 | CP | 0.456 | 1
3SE51220CH50 | SIRIUS POSITION SWITCH METAL ENCLOSURE 56MM WIDE DEVICE CONNECTION 3X (M20X1.5) 1NO/1NC SNAP-ACTION CONTACTS ROTARY ACTUATOR RIGHT/LEFT ADJUSTABLE, W. LENGTH ADJUSTABLE METAL LEVER 100MM LONG AND PLASTIC ROLLER 19MM | 46.74 | TEM | 1 | CP | 0.456 | 1
3SE51220CR01 | SIRIUS POSITION SWITCH METAL ENCLOSURE 56MM WIDE DEVICE CONNECTION 3X (M20X1.5) 1NO/1NC SNAP-ACTION CONTACTS SPRING ROD ACTUATOR 142.5 MM TOTAL LENGTH, PLASTIC PLUNGER | 39.16 | TEM | 1 | CP | 0.416 | 1
3SE51220CR01 | SIRIUS POSITION SWITCH METAL ENCLOSURE 56MM WIDE DEVICE CONNECTION 3X (M20X1.5) 1NO/1NC SNAP-ACTION CONTACTS SPRING ROD ACTUATOR 142.5 MM TOTAL LENGTH, PLASTIC PLUNGER | 39.16 | TEM | 1 | CP | 0.416 | 1
3SE51220KA00 | BASIC SWITCH FOR POSITION SWITCH 3SE51, METAL ENCLOSURE 56MM, TO EN50041 3X(M20X1.5) 1NO/ 2NC SLOW-ACTION CONTACTS W/O ACTUATOR HEAD | 27.68 | TEM | 1 | CP | 0.358 | 1
3SE51220KA00 | BASIC SWITCH FOR POSITION SWITCH 3SE51, METAL ENCLOSURE 56MM, TO EN50041 3X(M20X1.5) 1NO/ 2NC SLOW-ACTION CONTACTS W/O ACTUATOR HEAD | 27.68 | TEM | 1 | CP | 0.358 | 1
3SE51220KB01 | SIRIUS POSITION SWITCH METAL ENCLOSURE 56MM WIDE DEVICE CONNECTION 3X (M20X1.5) 1NO/ 2NC SLOW-ACTION CONTACTS PLAIN PLUNGER METAL | 33.62 | TEM | 1 | CP | 0.38 | 1
3SE51220KB01 | SIRIUS POSITION SWITCH METAL ENCLOSURE 56MM WIDE DEVICE CONNECTION 3X (M20X1.5) 1NO/ 2NC SLOW-ACTION CONTACTS PLAIN PLUNGER METAL | 33.62 | TEM | 1 | CP | 0.38 | 1
3SE51220KE01 | SIRIUS POSITION SWITCH METAL ENCLOSURE 56MM WIDE DEVICE CONNECTION 3X (M20X1.5) 1NO/2NC SLOW-ACTION CONTACTS ROLLER LEVER, METAL LEVER AND PLASTIC ROLLER 22MM | 41.92 | TEM | 1 | CP | 0.403 | 1
3SE51220KE01 | SIRIUS POSITION SWITCH METAL ENCLOSURE 56MM WIDE DEVICE CONNECTION 3X (M20X1.5) 1NO/2NC SLOW-ACTION CONTACTS ROLLER LEVER, METAL LEVER AND PLASTIC ROLLER 22MM | 41.92 | TEM | 1 | CP | 0.403 | 1
3SE51220KH01 | SIRIUS POSITION SWITCH METAL ENCLOSURE 56MM WIDE DEVICE CONNECTION 3X (M20X1.5) 1NO/ 2NC SLOW-ACTION CONTACTS ROTARY ACTUATOR RIGHT/LEFT ADJUSTABLE,WITH METAL LEVER 27MM LONG AND PLASTIC ROLLER 19MM | 46.64 | TEM | 1 | CP | 0.45 | 1
3SE51220KH01 | SIRIUS POSITION SWITCH METAL ENCLOSURE 56MM WIDE DEVICE CONNECTION 3X (M20X1.5) 1NO/ 2NC SLOW-ACTION CONTACTS ROTARY ACTUATOR RIGHT/LEFT ADJUSTABLE,WITH METAL LEVER 27MM LONG AND PLASTIC ROLLER 19MM | 46.64 | TEM | 1 | CP | 0.45 | 1
3SE51220MA00 | BASIC SWITCH FOR POSITION SWITCH 3SE5112, METAL ENCLOSURE, 56MM 3X(M20X1.5) 1NO/2NC SLOW-ACTION CONTACTS WITH OVERLAP W/O ACTUATOR HEAD | 26.65 | TEM | 1 | CP | 0.366 | 1
3SE51220MA00 | BASIC SWITCH FOR POSITION SWITCH 3SE5112, METAL ENCLOSURE, 56MM 3X(M20X1.5) 1NO/2NC SLOW-ACTION CONTACTS WITH OVERLAP W/O ACTUATOR HEAD | 26.65 | TEM | 1 | CP | 0.366 | 1
3SE51220PA00 | BASIC SWITCH FOR POSITION SWITCH 3SE5112, METAL ENCLOSURE, 56MM, 3X(M20X1.5) 2NO/1NC SLOW-ACTION CONTACTS W/O ACTUATOR HEAD | 26.65 | TEM | 1 | CP | 0.379 | 1
3SE51220PA00 | BASIC SWITCH FOR POSITION SWITCH 3SE5112, METAL ENCLOSURE, 56MM, 3X(M20X1.5) 2NO/1NC SLOW-ACTION CONTACTS W/O ACTUATOR HEAD | 26.65 | TEM | 1 | CP | 0.379 | 1
3SE51220PB01 | SIRIUS POSITION SWITCH METAL ENCLOSURE 56MM WIDE DEVICE CONNECTION 3X (M20X1.5) 2NO/ 1NC SLOW-ACTION CONTACTS PLAIN PLUNGER METAL | 33.62 | TEM | 1 | CP | 0.371 | 1
3SE51220PB01 | SIRIUS POSITION SWITCH METAL ENCLOSURE 56MM WIDE DEVICE CONNECTION 3X (M20X1.5) 2NO/ 1NC SLOW-ACTION CONTACTS PLAIN PLUNGER METAL | 33.62 | TEM | 1 | CP | 0.371 | 1
3SE51220PE01 | SIRIUS POSITION SWITCH METAL ENCLOSURE 56MM WIDE DEVICE CONNECTION 3X (M20X1.5) 2NO/1NC SLOW-ACTION CONTACTS ROLLER LEVER, METAL LEVER AND PLASTIC ROLLER 22MM | 41.92 | TEM | 1 | CP | 0.42 | 1
3SE51220PE01 | SIRIUS POSITION SWITCH METAL ENCLOSURE 56MM WIDE DEVICE CONNECTION 3X (M20X1.5) 2NO/1NC SLOW-ACTION CONTACTS ROLLER LEVER, METAL LEVER AND PLASTIC ROLLER 22MM | 41.92 | TEM | 1 | CP | 0.42 | 1
3SE51220QV101AA7 | SAFETY POS. WITH SEPARATE ACTUATOR, METAL ENCLOSURE,56MM, 3X(M20X1.5) SLOW-ACTION CONTACTS 1NO/2NC 5 DIRECTIONS OF APPROACH; EXTRACTION FORCE 30N; SEPARATE ACTUATORS 3SE5000-0AV0* MUST BE ORDERED SEPARATELY | 67.24 | TEM | 1 | CP | 0.537 | 1
3SE51220QV101AA7 | SAFETY POS. WITH SEPARATE ACTUATOR, METAL ENCLOSURE,56MM, 3X(M20X1.5) SLOW-ACTION CONTACTS 1NO/2NC 5 DIRECTIONS OF APPROACH; EXTRACTION FORCE 30N; SEPARATE ACTUATORS 3SE5000-0AV0* MUST BE ORDERED SEPARATELY | 67.24 | TEM | 1 | CP | 0.537 | 1
3SE51320CB01 | SIRIUS POSITION SWICH PLASTIC ENCLOSURE 40MM, TO EN50041 DEVICE CONNECTION 1X (M20X1.5) 1NO/1NC SNAP-ACTION CONTACTS WITH PLAIN PLUNGER, WITH HIGH-GRADE STEEL PLUNGER | 24.09 | TEM | 1 | CP | 0.11 | 1
3SE51320CB01 | SIRIUS POSITION SWICH PLASTIC ENCLOSURE 40MM, TO EN50041 DEVICE CONNECTION 1X (M20X1.5) 1NO/1NC SNAP-ACTION CONTACTS WITH PLAIN PLUNGER, WITH HIGH-GRADE STEEL PLUNGER | 24.09 | TEM | 1 | CP | 0.11 | 1
3SE51320CC03 | SIRIUS POSITION SWITCH PLASTIC ENCLOSURE 40MM, TO EN50041 DEVICE CONNECTION 1X (M20X1.5) 1NO/1NC SNAP-ACTION CONTACTS ROUNDED PLUNGER OF PLASTIC | 26.24 | TEM | 1 | CP | 0.113 | 1
3SE51320CC03 | SIRIUS POSITION SWITCH PLASTIC ENCLOSURE 40MM, TO EN50041 DEVICE CONNECTION 1X (M20X1.5) 1NO/1NC SNAP-ACTION CONTACTS ROUNDED PLUNGER OF PLASTIC | 26.24 | TEM | 1 | CP | 0.113 | 1
3SE51320CD05 | SIRIUS POSITION SWITCH PLASTIC ENCLOSURE 40MM TO EN50041; DEVICE CONNECTION 1X (M20X1.5) 1NO/1NC SNAP-ACTION CONTACTS; ROLLER PLUNGER W. PLASTIC ROLLER 13MM | 27.68 | TEM | 1 | CP | 0.105 | 1
3SE51320CD05 | SIRIUS POSITION SWITCH PLASTIC ENCLOSURE 40MM TO EN50041; DEVICE CONNECTION 1X (M20X1.5) 1NO/1NC SNAP-ACTION CONTACTS; ROLLER PLUNGER W. PLASTIC ROLLER 13MM | 27.68 | TEM | 1 | CP | 0.105 | 1
3SE51320CJ01 | SIRIUS POSITION SWITCH PLASTIC ENCLOSURE 40MM, TWIST LEVER, TO EN50041, DEVICE CONNECTION 1X (M20X1.5) 1NO/1NC SLOW-ACTION CONTACTS PART-TURN ACTUATOR RIGHT/LEFT ADJUSTABLE, METAL LEVER 27MM LONG AND PLASTIC ROLLER 19MM | 32.6 | TEM | 1 | CP | 0.137 | 1
3SE51320CJ01 | SIRIUS POSITION SWITCH PLASTIC ENCLOSURE 40MM, TWIST LEVER, TO EN50041, DEVICE CONNECTION 1X (M20X1.5) 1NO/1NC SLOW-ACTION CONTACTS PART-TURN ACTUATOR RIGHT/LEFT ADJUSTABLE, METAL LEVER 27MM LONG AND PLASTIC ROLLER 19MM | 32.6 | TEM | 1 | CP | 0.137 | 1
3SE51320CJ50 | SIRIUS POSITION SWITCH PLASTIC ENCLOSURE 40MM, TWIST LEVER, LENGTH ADJUSTABLE METAL LEVER WITH PLASTIC ROLLER 19MM TO EN50041, DEVICE CONNECTION 1X (M20X1.5) 1NO/1NC SNAP-ACTION CONTACTS PART-TURN ACTUATOR RIGHT/LEFT ADJUSTABLE | 35.06 | TEM | 1 | CP | 0.155 | 1
3SE51320CJ50 | SIRIUS POSITION SWITCH PLASTIC ENCLOSURE 40MM, TWIST LEVER, LENGTH ADJUSTABLE METAL LEVER WITH PLASTIC ROLLER 19MM TO EN50041, DEVICE CONNECTION 1X (M20X1.5) 1NO/1NC SNAP-ACTION CONTACTS PART-TURN ACTUATOR RIGHT/LEFT ADJUSTABLE | 35.06 | TEM | 1 | CP | 0.155 | 1
3SE51320CJ80 | SIRIUS POSITION SWITCH PLASTIC ENCLOSURE 40MM ACC. TO EN50041 DEVICE CONNECTION 1X (M20X1.5) 1NO/1NC SNAP-ACTION CONTACTS ROTARY ACTUATOR RIGHT/LEFT ADJUSTABLE, ROD LEVER ALUMINUM 200MM LONG | 36.59 | TEM | 1 | CP | 0.16 | 1
3SE51320CJ80 | SIRIUS POSITION SWITCH PLASTIC ENCLOSURE 40MM ACC. TO EN50041 DEVICE CONNECTION 1X (M20X1.5) 1NO/1NC SNAP-ACTION CONTACTS ROTARY ACTUATOR RIGHT/LEFT ADJUSTABLE, ROD LEVER ALUMINUM 200MM LONG | 36.59 | TEM | 1 | CP | 0.16 | 1
3SE51320CR01 | SIRIUS POSITION SWITCH PLASTIC ENCLOSURE 40MM TO EN50041 DEVICE CONNECTION 1X (M20X1.5) 1NO/1NC SNAP-ACTION CONTACTS SPRING ROD ACTUATOR 142.5 MM TOTAL LENGTH, WITH PLASTIC PLUNGER 50MM | 32.49 | TEM | 1 | CP | 0.14 | 1
3SE51320CR01 | SIRIUS POSITION SWITCH PLASTIC ENCLOSURE 40MM TO EN50041 DEVICE CONNECTION 1X (M20X1.5) 1NO/1NC SNAP-ACTION CONTACTS SPRING ROD ACTUATOR 142.5 MM TOTAL LENGTH, WITH PLASTIC PLUNGER 50MM | 32.49 | TEM | 1 | CP | 0.14 | 1
3SE51320QV20 | SIRIUS POSITION SWITCH W. SEPARATE ACTUATOR,PLASTIC ENCLOSURE,40MM; 1X(M20X1.5) SLOW-ACTION CONTACTS 1NO+2NC, 5 DIRECTIONS OF APPROACH, THE MATCHING SEPARATE ACTUATOR 3SE5000-0AV0. MUST BE ORDERED SEPARATELY | 38.54 | TEM | 1 | CP | 0.175 | 1
3SE51320QV20 | SIRIUS POSITION SWITCH W. SEPARATE ACTUATOR,PLASTIC ENCLOSURE,40MM; 1X(M20X1.5) SLOW-ACTION CONTACTS 1NO+2NC, 5 DIRECTIONS OF APPROACH, THE MATCHING SEPARATE ACTUATOR 3SE5000-0AV0. MUST BE ORDERED SEPARATELY | 38.54 | TEM | 1 | CP | 0.175 | 1
3SE51620BA00 | BASIC SWITCH FOR POSITION SWITCH 3SE5162, METAL ENCLOSURE XL,56MM WIDE DEVICE CONNECTION 3X(M20X1:5), IP66/IP67 2X (1NO/1NC) SLOW-ACTION CONTAC WITHOUT ACTUATOR HEAD | 71.96 | TEM | 1 | CP | 0.46 | 1
3SE51620BA00 | BASIC SWITCH FOR POSITION SWITCH 3SE5162, METAL ENCLOSURE XL,56MM WIDE DEVICE CONNECTION 3X(M20X1:5), IP66/IP67 2X (1NO/1NC) SLOW-ACTION CONTAC WITHOUT ACTUATOR HEAD | 71.96 | TEM | 1 | CP | 0.46 | 1
3SE51620BE01 | SIRIUS POSITION SWITCH 3SE5162, METAL ENCLOSURE XL,56MM WIDE WITH ROLLER LEVER, METALLEVER AND PLASTIC ROLLER 22MM DEVICE CONNECTION 3X(M20X1.5), 2X (1NO/1NC) SLOW-ACTION CONTACT; IP66/IP67 | 85.9 | TEM | 1 | CP | 0.494 | 1
3SE51620BE01 | SIRIUS POSITION SWITCH 3SE5162, METAL ENCLOSURE XL,56MM WIDE WITH ROLLER LEVER, METALLEVER AND PLASTIC ROLLER 22MM DEVICE CONNECTION 3X(M20X1.5), 2X (1NO/1NC) SLOW-ACTION CONTACT; IP66/IP67 | 85.9 | TEM | 1 | CP | 0.494 | 1
3SE51620CA00 | BASIC SWITCH FOR POSITION SWITCH 3SE5162, METAL ENCLOSURE XL,56MM WIDE DEVICE CONNECTION 3X(M20X1.5), IP66/IP67 2X (1NO/1NC) QUICK ACTION CONTACTS, WITHOUT ACTUATOR HEAD | 71.03 | TEM | 1 | CP | 0.445 | 1
3SE51620CA00 | BASIC SWITCH FOR POSITION SWITCH 3SE5162, METAL ENCLOSURE XL,56MM WIDE DEVICE CONNECTION 3X(M20X1.5), IP66/IP67 2X (1NO/1NC) QUICK ACTION CONTACTS, WITHOUT ACTUATOR HEAD | 71.03 | TEM | 1 | CP | 0.445 | 1
3SE51620CE02 | SIRIUS POSITION SWITCH 3SE5162, METAL ENCLOSURE XL,56MM WIDE WITH ROLLER LEVER, METALLEVER AND HIGH-GRADE STEEL ROLLER 22MM DEVICE CONNECTION 3X(M20X1.5), 2X (1NO/1NC ) SNAP-ACTION CONTACTS; IP66/ IP67 | 90.71 | TEM | 1 | CP | 0.523 | 1
3SE51620CE02 | SIRIUS POSITION SWITCH 3SE5162, METAL ENCLOSURE XL,56MM WIDE WITH ROLLER LEVER, METALLEVER AND HIGH-GRADE STEEL ROLLER 22MM DEVICE CONNECTION 3X(M20X1.5), 2X (1NO/1NC ) SNAP-ACTION CONTACTS; IP66/ IP67 | 90.71 | TEM | 1 | CP | 0.523 | 1
3SE51620DA00 | BASIC SWITCH FOR POSITION SWITCH 3SE5162, METAL ENCLOSURE XL,56MM WIDE DEVICE CONNECTION 3X(M20X1.5), IP66/IP67 2X (1NO/2NC)SLOW-ACTION CONTACTS WITH OVERLAP WITHOUT ACTUATOR HEAD | 74.93 | TEM | 1 | CP | 0.449 | 1
3SE51620DA00 | BASIC SWITCH FOR POSITION SWITCH 3SE5162, METAL ENCLOSURE XL,56MM WIDE DEVICE CONNECTION 3X(M20X1.5), IP66/IP67 2X (1NO/2NC)SLOW-ACTION CONTACTS WITH OVERLAP WITHOUT ACTUATOR HEAD | 74.93 | TEM | 1 | CP | 0.449 | 1
3SE52120AC05 | EMPTY ENCL. FOR POSITION SWITCH METAL ENCLOSURE TO EN50047, 31MM M20X1.5; MIT COVER COLOR TURQUOISE AND PLUNGER | 9.43 | TEM | 1 | CP | 0.164 | 1
3SE52120AC05 | EMPTY ENCL. FOR POSITION SWITCH METAL ENCLOSURE TO EN50047, 31MM M20X1.5; MIT COVER COLOR TURQUOISE AND PLUNGER | 9.43 | TEM | 1 | CP | 0.164 | 1
3SE52120CC051AJ0 | SIRIUS POSITION SWITCH PLASTIC 31MM, ACC. TO EN 50047 INCREASED CORROSION PROTECTION, DEVICE CONNECTION 1X (M20X1.5) 1NO/1NC QUICK ACTION CONTACTS ROUNDED PLUNGER, FUNCTIONAL AT -40 DEGREES, SHOCK AND VIBRATION TEST ACC. TO EN61373, CATEGORY 1B | 34.65 | TEM | 1 | CP | 0.184 | 1
3SE52120CC051AJ0 | SIRIUS POSITION SWITCH PLASTIC 31MM, ACC. TO EN 50047 INCREASED CORROSION PROTECTION, DEVICE CONNECTION 1X (M20X1.5) 1NO/1NC QUICK ACTION CONTACTS ROUNDED PLUNGER, FUNCTIONAL AT -40 DEGREES, SHOCK AND VIBRATION TEST ACC. TO EN61373, CATEGORY 1B | 34.65 | TEM | 1 | CP | 0.184 | 1
3SE52120LU21 | HINGED SWITCH METAL HOUSING, 31MM; 1X(M20X1.5) WITH HOLLOW SHAFT D=8MM; ACTUATING ANGLE 10 DEG; SNAP-ACTION CONTACTS 2NC/1NO | 40.9 | TEM | 1 | CP | 0.247 | 1
3SE52120LU21 | HINGED SWITCH METAL HOUSING, 31MM; 1X(M20X1.5) WITH HOLLOW SHAFT D=8MM; ACTUATING ANGLE 10 DEG; SNAP-ACTION CONTACTS 2NC/1NO | 40.9 | TEM | 1 | CP | 0.247 | 1
3SE52120RV40 | SAFETY POS. SWITCH W. SEPARATE ACTUATOR, METAL ENCLOSURE, 31MM; EN50047; 1X(M20X1.5) SLOW-ACTION CONTACTS 1NO+1NC, 5 APPROACH DIRECTIONS, THE SUITABLE SEPARATE ACTUATOR 3SE5000-0AV0. HAS TO ORDERED SEPARATELY | 40.8 | TEM | 1 | CP | 0.238 | 1
3SE52120RV40 | SAFETY POS. SWITCH W. SEPARATE ACTUATOR, METAL ENCLOSURE, 31MM; EN50047; 1X(M20X1.5) SLOW-ACTION CONTACTS 1NO+1NC, 5 APPROACH DIRECTIONS, THE SUITABLE SEPARATE ACTUATOR 3SE5000-0AV0. HAS TO ORDERED SEPARATELY | 40.8 | TEM | 1 | CP | 0.238 | 1
3SE52320BC05 | SIRIUS POSITION SWITCH PLASTIC HOUSING ACC. TO EN50047, 31MM DEVICE CONNECTION 1X (M20X1.5); 1NO/1NC SLOW-ACTION CONTACTS TEFLON PLUNGER | 17.22 | TEM | 1 | CP | 0.073 | 1
3SE52320BC05 | SIRIUS POSITION SWITCH PLASTIC HOUSING ACC. TO EN50047, 31MM DEVICE CONNECTION 1X (M20X1.5); 1NO/1NC SLOW-ACTION CONTACTS TEFLON PLUNGER | 17.22 | TEM | 1 | CP | 0.073 | 1
3SE52320BD03 | SIRIUS POSITION SWITCH PLASTIC HOUSING ACC. TO EN50047, 31MM DEVICE CONNECTION 1X(M20X1.5); 1NO/1NC SLOW-ACTION CONTACTS ROLLER PLUNGER W. PLASTIC ROLLER 10MM | 21.63 | TEM | 1 | CP | 0.076 | 1
3SE52320BD03 | SIRIUS POSITION SWITCH PLASTIC HOUSING ACC. TO EN50047, 31MM DEVICE CONNECTION 1X(M20X1.5); 1NO/1NC SLOW-ACTION CONTACTS ROLLER PLUNGER W. PLASTIC ROLLER 10MM | 21.63 | TEM | 1 | CP | 0.076 | 1
3SE52320BE10 | SIRIUS POSITION SWITCH PLASTIC HOUSING ACC. TO EN50047, 31MM DEVICE CONNECTION 1X(M20X1.5); 1NO/1NC SLOW-ACTION CONTACTS ROLLER LEVER W. PLASTIC ROLLER 13MM | 24.7 | TEM | 1 | CP | 0.084 | 1
3SE52320BE10 | SIRIUS POSITION SWITCH PLASTIC HOUSING ACC. TO EN50047, 31MM DEVICE CONNECTION 1X(M20X1.5); 1NO/1NC SLOW-ACTION CONTACTS ROLLER LEVER W. PLASTIC ROLLER 13MM | 24.7 | TEM | 1 | CP | 0.084 | 1
3SE52320CC05 | SIRIUS POSITION SWITCH PLASTIC HOUSING ACC. TO EN50047, 31MM DEVICE CONNECTION 1X(M20X1.5); 1NO/1NC SNAP-ACTION CONTACTS (REPLACEABLE) TEFLON PLUNGER | 16.2 | TEM | 1 | CP | 0.069 | 1
3SE52320CC05 | SIRIUS POSITION SWITCH PLASTIC HOUSING ACC. TO EN50047, 31MM DEVICE CONNECTION 1X(M20X1.5); 1NO/1NC SNAP-ACTION CONTACTS (REPLACEABLE) TEFLON PLUNGER | 16.2 | TEM | 1 | CP | 0.069 | 1
3SE52320HC05 | SIRIUS POSITION SWITCH PLASTIC HOUSING ACC. TO EN50047, 31MM DEVICE CONNECTION 1X(M20X1.5); 1NO/1NC SNAP-ACTION CONTACTS INTEGRATED (NOT REPLACEABLE) TEFLON PLUNGER | 16.2 | TEM | 1 | CP | 0.07 | 1
3SE52320HC05 | SIRIUS POSITION SWITCH PLASTIC HOUSING ACC. TO EN50047, 31MM DEVICE CONNECTION 1X(M20X1.5); 1NO/1NC SNAP-ACTION CONTACTS INTEGRATED (NOT REPLACEABLE) TEFLON PLUNGER | 16.2 | TEM | 1 | CP | 0.07 | 1
3SE52320HC05 | SIRIUS POSITION SWITCH PLASTIC HOUSING ACC. TO EN50047, 31MM DEVICE CONNECTION 1X(M20X1.5); 1NO/1NC SNAP-ACTION CONTACTS INTEGRATED (NOT REPLACEABLE) TEFLON PLUNGER | 16.2 | TEM | 1 | CP | 0.07 | 1
3SE52320HD03 | SIRIUS POSITION SWITCH PLASTIC HOUSING ACC. TO EN50047, 31MM DEVICE CONNECTION 1X(M20X1.5); 1NO/1NC SNAP-ACTION CONTACTS INTEGRATED (NOT REPLACEABLE) ROLLER PLUNGER W. PLASTIC ROLLER 10MM | 20.71 | TEM | 1 | CP | 0.075 | 1
3SE52320HD03 | SIRIUS POSITION SWITCH PLASTIC HOUSING ACC. TO EN50047, 31MM DEVICE CONNECTION 1X(M20X1.5); 1NO/1NC SNAP-ACTION CONTACTS INTEGRATED (NOT REPLACEABLE) ROLLER PLUNGER W. PLASTIC ROLLER 10MM | 20.71 | TEM | 1 | CP | 0.075 | 1
3SE52320HD10 | SIRIUS POSITION SWITCH PLASTIC HOUSING ACC. TO EN50047, 31MM DEVICE CONNECTION 1X(M20X1.5); 1NO/1NC SNAP-ACTION CONTACTS INTEGRATED (NOT REPLACEABLE) ROLLER PLUNGER W. CENTRAL FIXING AND PLASTIC ROLLER 10MM | 25.83 | TEM | 1 | CP | 0.098 | 1
3SE52320HD10 | SIRIUS POSITION SWITCH PLASTIC HOUSING ACC. TO EN50047, 31MM DEVICE CONNECTION 1X(M20X1.5); 1NO/1NC SNAP-ACTION CONTACTS INTEGRATED (NOT REPLACEABLE) ROLLER PLUNGER W. CENTRAL FIXING AND PLASTIC ROLLER 10MM | 25.83 | TEM | 1 | CP | 0.098 | 1
3SE52320HE10 | SIRIUS POSITION SWITCH PLASTIC HOUSING ACC. TO EN50047, 31MM DEVICE CONNECTION 1X(M20X1.5); 1NO/1NC SNAP-ACTION CONTACTS INTEGRATED (NOT REPLACEABLE) ROLLER LEVER W. PLASTIC ROLLER 13MM | 23.68 | TEM | 1 | CP | 0.083 | 1
3SE52320HE10 | SIRIUS POSITION SWITCH PLASTIC HOUSING ACC. TO EN50047, 31MM DEVICE CONNECTION 1X(M20X1.5); 1NO/1NC SNAP-ACTION CONTACTS INTEGRATED (NOT REPLACEABLE) ROLLER LEVER W. PLASTIC ROLLER 13MM | 23.68 | TEM | 1 | CP | 0.083 | 1
3SE52320HE121AK5 | SIRIUS POSITION SWITCH WITH PLASTIC HOUSING ACC. TO EN50047, 31MM DEVICE CONNECTION 1X(M20X1.5); 1NO/1NC SNAP-ACTION CONTACTS INTEGRATED (NOT REPLACEABLE) ROLLER LEVER, STAINLESS STEEL W. PLASTIC ROLLER 13MM, HEAD TURNED CLOCKWISE THROUGH 90 DEGREES, ACTUATING/ RESTORING FORCE 20N | 29.32 | TEM | 1 | CP | 0.077 | 1
3SE52320HE121AK5 | SIRIUS POSITION SWITCH WITH PLASTIC HOUSING ACC. TO EN50047, 31MM DEVICE CONNECTION 1X(M20X1.5); 1NO/1NC SNAP-ACTION CONTACTS INTEGRATED (NOT REPLACEABLE) ROLLER LEVER, STAINLESS STEEL W. PLASTIC ROLLER 13MM, HEAD TURNED CLOCKWISE THROUGH 90 DEGREES, ACTUATING/ RESTORING FORCE 20N | 29.32 | TEM | 1 | CP | 0.077 | 1
3SE52320HF10 | SIRIUS POSITION SWITCH; PLASTIC HOUSING ACC. TO EN50047, 31MM DEVICE CONNECTION 1X(M20X1.5); 1NO/1NC SNAP-ACTION CONTACTS INTEGRATED (NOT REPLACEABLE) ANGULAR ROLLER LEVER W. PLASTIC ROLLER 13MM | 23.68 | TEM | 1 | CP | 0.083 | 1
3SE52320HF10 | SIRIUS POSITION SWITCH; PLASTIC HOUSING ACC. TO EN50047, 31MM DEVICE CONNECTION 1X(M20X1.5); 1NO/1NC SNAP-ACTION CONTACTS INTEGRATED (NOT REPLACEABLE) ANGULAR ROLLER LEVER W. PLASTIC ROLLER 13MM | 23.68 | TEM | 1 | CP | 0.083 | 1
3SE52320HK21 | SIRIUS POSITION SWITCH; PLASTIC HOUSING ACC. TO EN50047, 31MM DEVICE CONNECTION 1X(M20X1.5); 1NO/1NC SNAP-ACTION CONTACTS INTEGRATED (NOT REPLACEABLE) ROLLER LEVER, 21MM LONG RIGHT/LEFT SIDE ADJUSTABLE W. PLASTIC ROLLER 19MM | 24.29 | TEM | 1 | CP | 0.101 | 1
3SE52320HK21 | SIRIUS POSITION SWITCH; PLASTIC HOUSING ACC. TO EN50047, 31MM DEVICE CONNECTION 1X(M20X1.5); 1NO/1NC SNAP-ACTION CONTACTS INTEGRATED (NOT REPLACEABLE) ROLLER LEVER, 21MM LONG RIGHT/LEFT SIDE ADJUSTABLE W. PLASTIC ROLLER 19MM | 24.29 | TEM | 1 | CP | 0.101 | 1
3SE52320HK50 | SIRIUS POSITION SWITCH; PLASTIC HOUSING ACC. TO EN50047, 31MM DEVICE CONNECTION 1X(M20X1.5); 1NO/1NC SNAP-ACTION CONTACTS INTEGRATED (NOT REPLACEABLE) ADJUSTABLE LENGTH OF ROLLER LEVER RIGHT/LEFT SIDE ADJUSTABLE W. PLASTIC ROLLER 19MM | 27.98 | TEM | 1 | CP | 0.124 | 1
3SE52320HK50 | SIRIUS POSITION SWITCH; PLASTIC HOUSING ACC. TO EN50047, 31MM DEVICE CONNECTION 1X(M20X1.5); 1NO/1NC SNAP-ACTION CONTACTS INTEGRATED (NOT REPLACEABLE) ADJUSTABLE LENGTH OF ROLLER LEVER RIGHT/LEFT SIDE ADJUSTABLE W. PLASTIC ROLLER 19MM | 27.98 | TEM | 1 | CP | 0.124 | 1
3SE52320HK60 | SIRIUS POSITION SWITCH; PLASTIC HOUSING ACC. TO EN50047, 31MM DEVICE CONNECTION 1X M20X1.5); 1NO/1NC SNAP-ACTION CONTACTS INTEGRATED (NOT REPLACEABLE) ADJUSTABLE LENGTH OF ROLLER LEVER FORM-FIT (HOLE PITCH) RIGHT/LEFT SIDE ADJUSTABLE W. PLASTIC ROLLER 19MM | 30.03 | TEM | 1 | CP | 0.127 | 1
3SE52320HK60 | SIRIUS POSITION SWITCH; PLASTIC HOUSING ACC. TO EN50047, 31MM DEVICE CONNECTION 1X M20X1.5); 1NO/1NC SNAP-ACTION CONTACTS INTEGRATED (NOT REPLACEABLE) ADJUSTABLE LENGTH OF ROLLER LEVER FORM-FIT (HOLE PITCH) RIGHT/LEFT SIDE ADJUSTABLE W. PLASTIC ROLLER 19MM | 30.03 | TEM | 1 | CP | 0.127 | 1
3SE52320HK80 | SIRIUS POSITION SWITCH; PLASTIC HOUSING ACC. TO EN50047, 31MM DEVICE CONNECTION 1X M20X1.5; 1NO/1NC SNAP-ACTION CONTACTS INTEGRATED (NOT REPLACEABLE) ROD ACTUATOR ALUMINUM ROD 200MM | 29.52 | TEM | 1 | CP | 0.122 | 1
3SE52320HK80 | SIRIUS POSITION SWITCH; PLASTIC HOUSING ACC. TO EN50047, 31MM DEVICE CONNECTION 1X M20X1.5; 1NO/1NC SNAP-ACTION CONTACTS INTEGRATED (NOT REPLACEABLE) ROD ACTUATOR ALUMINUM ROD 200MM | 29.52 | TEM | 1 | CP | 0.122 | 1
3SE52320HK82 | SIRIUS POSITION SWITCH; PLASTIC HOUSING ACC. TO EN50047, 31MM DEVICE CONNECTION 1X(M20X1.5); 1NO/1NC SNAP-ACTION CONTACTS INTEGRATED (NOT REPLACEABLE) ROD ACTUATOR PLASTIC ROD 200MM | 30.65 | TEM | 1 | CP | 0.118 | 1
3SE52320HK82 | SIRIUS POSITION SWITCH; PLASTIC HOUSING ACC. TO EN50047, 31MM DEVICE CONNECTION 1X(M20X1.5); 1NO/1NC SNAP-ACTION CONTACTS INTEGRATED (NOT REPLACEABLE) ROD ACTUATOR PLASTIC ROD 200MM | 30.65 | TEM | 1 | CP | 0.118 | 1
3SE52320HR01 | SIRIUS POSITION SWITCH; PLASTIC HOUSING ACC. TO EN50047, 31MM DEVICE CONNECTION 1X(M20X1.5); 1NO/1NC SNAP-ACTION CONTACTS INTEGRATED (NOT REPLACEABLE) SPRING ROD | 30.34 | TEM | 1 | CP | 0.118 | 1
3SE52320HR01 | SIRIUS POSITION SWITCH; PLASTIC HOUSING ACC. TO EN50047, 31MM DEVICE CONNECTION 1X(M20X1.5); 1NO/1NC SNAP-ACTION CONTACTS INTEGRATED (NOT REPLACEABLE) SPRING ROD | 30.34 | TEM | 1 | CP | 0.118 | 1
3SE52320HU21 | SIRIUS HINGED SWITCH PLASTIC HOUSING,31MM,EN50047 DEVICE CONNECTION 1X(M20X1.5) SNAP-ACTION CONTACTS 1NC/1NO INTEGR.,W. HOLLOW SHAFT D=8MM; ACTUATING ANGLE 10 DEGR. | 32.49 | TEM | 1 | CP | 0.124 | 1
3SE52320HU21 | SIRIUS HINGED SWITCH PLASTIC HOUSING,31MM,EN50047 DEVICE CONNECTION 1X(M20X1.5) SNAP-ACTION CONTACTS 1NC/1NO INTEGR.,W. HOLLOW SHAFT D=8MM; ACTUATING ANGLE 10 DEGR. | 32.49 | TEM | 1 | CP | 0.124 | 1
3SE52320KD03 | SIRIUS POSITION SWITCH; PLASTIC HOUSING ACC. TO EN50047, 31MM DEVICE CONNECTION 1X(M20X1.5); 1NO/2NC SLOW-ACTION CONTACTS ROLLER PLUNGER W. PLASTIC ROLLER 10MM | 23.17 | TEM | 1 | CP | 0.09 | 1
3SE52320KD03 | SIRIUS POSITION SWITCH; PLASTIC HOUSING ACC. TO EN50047, 31MM DEVICE CONNECTION 1X(M20X1.5); 1NO/2NC SLOW-ACTION CONTACTS ROLLER PLUNGER W. PLASTIC ROLLER 10MM | 23.17 | TEM | 1 | CP | 0.09 | 1
3SE52320KF10 | SIRIUS POSITION SWITCH; PLASTIC HOUSING ACC. TO EN50047, 31MM DEVICE CONNECTION 1X (M20X1.5); 1NO/2NC SLOW-ACTION CONTACTS ANGULAR ROLLER LEVER W. PLASTIC ROLLER 13MM | 26.24 | TEM | 1 | CP | 0.085 | 1
3SE52320KF10 | SIRIUS POSITION SWITCH; PLASTIC HOUSING ACC. TO EN50047, 31MM DEVICE CONNECTION 1X (M20X1.5); 1NO/2NC SLOW-ACTION CONTACTS ANGULAR ROLLER LEVER W. PLASTIC ROLLER 13MM | 26.24 | TEM | 1 | CP | 0.085 | 1
3SE52320LK50 | SIRIUS POSITION SWITCH; PLASTIC HOUSING ACC. TO EN50047, 31MM DEVICE CONNECTION 1X(M20X1.5); 1NO/2NC SNAP-ACTION CONTACTS ADJUSTABLE LENGTH OF ROLLER LEVER RIGHT/LEFT SIDE ADJUSTABLE W. PLASTIC ROLLER 19MM | 29.52 | TEM | 1 | CP | 0.128 | 1
3SE52320LK50 | SIRIUS POSITION SWITCH; PLASTIC HOUSING ACC. TO EN50047, 31MM DEVICE CONNECTION 1X(M20X1.5); 1NO/2NC SNAP-ACTION CONTACTS ADJUSTABLE LENGTH OF ROLLER LEVER RIGHT/LEFT SIDE ADJUSTABLE W. PLASTIC ROLLER 19MM | 29.52 | TEM | 1 | CP | 0.128 | 1
3SE52320LU21 | HINGED SWITCH MOLDED-P. HOUSING, 31MM; 1X(M20X1.5) WITH HOLLOW SHAFT D=8MM; ACTUATING ANGLE 10 DEG; SNAP-ACTION CONTACTS 2NC/1NO | 33.93 | TEM | 1 | CP | 0.126 | 1
3SE52320LU21 | HINGED SWITCH MOLDED-P. HOUSING, 31MM; 1X(M20X1.5) WITH HOLLOW SHAFT D=8MM; ACTUATING ANGLE 10 DEG; SNAP-ACTION CONTACTS 2NC/1NO | 33.93 | TEM | 1 | CP | 0.126 | 1
3SE52320QV40 | SAFETY POS. SWITCH W. SEPARATE ACTUATOR,PLASTIC ENCLOSURE, 31MM; 1X(M20X1.5) SLOW-ACTION CONTACTS 1NO+2NC, 5 DIRECTIONS OF APPROACH, THE MATCHING SEPARATE ACTUATOR 3SE5000-0AV0. IS TO BE ORDERED SEPARATELY | 36.29 | TEM | 1 | CP | 0.128 | 1
3SE52320QV40 | SAFETY POS. SWITCH W. SEPARATE ACTUATOR,PLASTIC ENCLOSURE, 31MM; 1X(M20X1.5) SLOW-ACTION CONTACTS 1NO+2NC, 5 DIRECTIONS OF APPROACH, THE MATCHING SEPARATE ACTUATOR 3SE5000-0AV0. IS TO BE ORDERED SEPARATELY | 36.29 | TEM | 1 | CP | 0.128 | 1
3SE52320RV40 | SAFETY POS. SWITCH W. SEPARATE ACTUATOR, PLASTIC ENCLOSURE, 31MM; 1X(M20X1.5) SLOW-ACTION CONTACTS 1NO+1NC, 5 DIRECTIONS OF APPROACH, THE MATCHING SEPARATE ACTUATOR 3SE5000-0AV0. IS TO BE ORDERED SEPARATELY | 34.75 | TEM | 1 | CP | 0.123 | 1
3SE52320RV40 | SAFETY POS. SWITCH W. SEPARATE ACTUATOR, PLASTIC ENCLOSURE, 31MM; 1X(M20X1.5) SLOW-ACTION CONTACTS 1NO+1NC, 5 DIRECTIONS OF APPROACH, THE MATCHING SEPARATE ACTUATOR 3SE5000-0AV0. IS TO BE ORDERED SEPARATELY | 34.75 | TEM | 1 | CP | 0.123 | 1
3SE52321RV40 | SAFETY POS. SWITCH W. SEPARATE ACTUATOR, PLASTIC ENCLOSURE, 31MM; 1X(M20X1.5) SLOW-ACTION CONTACTS 1NO+1NC, 2 LEDS YELLOW/GREEN 24V DC, 5 DIRECTIONS OF APPROACH, THE MATCHING SEPARATE ACTUATOR 3SE5000-0AV0. IS TO BE ORDERED SEPARATELY | 49.51 | TEM | 1 | CP | 0.126 | 1
3SE52321RV40 | SAFETY POS. SWITCH W. SEPARATE ACTUATOR, PLASTIC ENCLOSURE, 31MM; 1X(M20X1.5) SLOW-ACTION CONTACTS 1NO+1NC, 2 LEDS YELLOW/GREEN 24V DC, 5 DIRECTIONS OF APPROACH, THE MATCHING SEPARATE ACTUATOR 3SE5000-0AV0. IS TO BE ORDERED SEPARATELY | 49.51 | TEM | 1 | CP | 0.126 | 1
3SE52340HC051AC4 | SIRIUS POSITION SWITCH; PLASTIC HOUSING ACC. TO EN50047, 31MM 1NO/1NC SNAP-ACTION CONTACTS INTEGRATED (NOT REPLACEABLE) W. M12 CONNECTOR, 4-POLE PIN ASSIGNMENT: PIN1=21, PIN2=22, PIN3=13,PIN4=14, FOR MAX.250V AND 4A WITH TEFLON PLUNGER | 28.91 | TEM | 1 | CP | 0.073 | 1
3SE52340HC051AC4 | SIRIUS POSITION SWITCH; PLASTIC HOUSING ACC. TO EN50047, 31MM 1NO/1NC SNAP-ACTION CONTACTS INTEGRATED (NOT REPLACEABLE) W. M12 CONNECTOR, 4-POLE PIN ASSIGNMENT: PIN1=21, PIN2=22, PIN3=13,PIN4=14, FOR MAX.250V AND 4A WITH TEFLON PLUNGER | 28.91 | TEM | 1 | CP | 0.073 | 1
3SE52340KC051AE0 | SIRIUS POSITION SWITCH; PLASTIC HOUSING ACC. TO EN50047, 31MM 1NO/2NC SLOW-ACTION CONTACTS W. M12 CONNECTOR,4-POLE MAX.250V AND 4A, 2OE AND PE CONNECTED TEFLON PLUNGER | 31.37 | TEM | 1 | CP | 0.077 | 1
3SE52340KC051AE0 | SIRIUS POSITION SWITCH; PLASTIC HOUSING ACC. TO EN50047, 31MM 1NO/2NC SLOW-ACTION CONTACTS W. M12 CONNECTOR,4-POLE MAX.250V AND 4A, 2OE AND PE CONNECTED TEFLON PLUNGER | 31.37 | TEM | 1 | CP | 0.077 | 1
3SE52420CC05 | SIRIUS POSITION SWITCH; PLASTIC HOUSING ACC. TO EN50047, 50MM DEVICE CONNECTION 2X(M20X1.5); 1NO/1NC SNAP-ACTION CONTACTS TEFLON PLUNGER | 20.6 | TEM | 1 | CP | 0.089 | 1
3SE52420CC05 | SIRIUS POSITION SWITCH; PLASTIC HOUSING ACC. TO EN50047, 50MM DEVICE CONNECTION 2X(M20X1.5); 1NO/1NC SNAP-ACTION CONTACTS TEFLON PLUNGER | 20.6 | TEM | 1 | CP | 0.089 | 1
3SE52420HC05 | SIRIUS POSITION SWITCH; PLASTIC HOUSING ACC. TO EN50047, 50MM DEVICE CONNECTION 2X(M20X1.5); 1NO/1NC SNAP-ACTION CONTACTS TEFLON PLUNGER | 20.6 | TEM | 1 | CP | 0.089 | 1
3SE52420HC05 | SIRIUS POSITION SWITCH; PLASTIC HOUSING ACC. TO EN50047, 50MM DEVICE CONNECTION 2X(M20X1.5); 1NO/1NC SNAP-ACTION CONTACTS TEFLON PLUNGER | 20.6 | TEM | 1 | CP | 0.089 | 1
3SE52420HE10 | SIRIUS POSITION SWITCH; PLASTIC HOUSING ACC. TO EN50047, 50MM DEVICE CONNECTION 2X(M20X1.5); 1NO/1NC SNAP-ACTION CONTACTS ROLLER LEVER W. PLASTIC ROLLER 13MM | 28.09 | TEM | 1 | CP | 0.102 | 1
3SE52420HE10 | SIRIUS POSITION SWITCH; PLASTIC HOUSING ACC. TO EN50047, 50MM DEVICE CONNECTION 2X(M20X1.5); 1NO/1NC SNAP-ACTION CONTACTS ROLLER LEVER W. PLASTIC ROLLER 13MM | 28.09 | TEM | 1 | CP | 0.102 | 1
3SE52420HK21 | SIRIUS POSITION SWITCH; PLASTIC HOUSING ACC. TO EN50047, 50MM DEVICE CONNECTION 2X(M20X1.5); 1NO/1NC SNAP-ACTION CONTACTS ROLLER LEVER W. PLASTIC ROLLER 19MM | 28.7 | TEM | 1 | CP | 0.12 | 1
3SE52420HK21 | SIRIUS POSITION SWITCH; PLASTIC HOUSING ACC. TO EN50047, 50MM DEVICE CONNECTION 2X(M20X1.5); 1NO/1NC SNAP-ACTION CONTACTS ROLLER LEVER W. PLASTIC ROLLER 19MM | 28.7 | TEM | 1 | CP | 0.12 | 1
3SE52420HK50 | SIRIUS POSITION SWITCH; PLASTIC HOUSING ACC. TO EN50047, 50MM DEVICE CONNECTION 2X(M20X1.5); 1NO/1NC SNAP-ACTION CONTACTS ADJUSTABLE LENGTH OF ROLLER LEVER RIGHT/LEFT SIDE ADJUSTABLE W. PLASTIC ROLLER 19MM | 32.49 | TEM | 1 | CP | 0.135 | 1
3SE52420HK50 | SIRIUS POSITION SWITCH; PLASTIC HOUSING ACC. TO EN50047, 50MM DEVICE CONNECTION 2X(M20X1.5); 1NO/1NC SNAP-ACTION CONTACTS ADJUSTABLE LENGTH OF ROLLER LEVER RIGHT/LEFT SIDE ADJUSTABLE W. PLASTIC ROLLER 19MM | 32.49 | TEM | 1 | CP | 0.135 | 1
3SE52420LE10 | SIRIUS POSITION SWITCH; PLASTIC HOUSING ACC. TO EN50047, 50MM DEVICE CONNECTION 2X(M20X1.5); 1NO/2NC SNAP-ACTION CONTACTS ROLLER LEVER W. PLASTIC ROLLER 13MM | 29.62 | TEM | 1 | CP | 0.093 | 1
3SE52420LE10 | SIRIUS POSITION SWITCH; PLASTIC HOUSING ACC. TO EN50047, 50MM DEVICE CONNECTION 2X(M20X1.5); 1NO/2NC SNAP-ACTION CONTACTS ROLLER LEVER W. PLASTIC ROLLER 13MM | 29.62 | TEM | 1 | CP | 0.093 | 1
3SE52420PC051CA0 | SIRIUS POSITION SWITCH W. INCREASED CORROSION PROT. PLASTIC HOUSING WIDE ACC. TO EN50047, 50MM DEVICE CONNECTION 2X (M20X1.5); 2NO/1NC SLOW-ACTION CONTACTS TEFLON PLUNGER | 26.04 | TEM | 1 | CP | 0.09 | 1
3SE52420PC051CA0 | SIRIUS POSITION SWITCH W. INCREASED CORROSION PROT. PLASTIC HOUSING WIDE ACC. TO EN50047, 50MM DEVICE CONNECTION 2X (M20X1.5); 2NO/1NC SLOW-ACTION CONTACTS TEFLON PLUNGER | 26.04 | TEM | 1 | CP | 0.09 | 1
3SE52420QV40 | SAFETY POS. SWITCH W. SEPARATE ACTUATOR, PLASTIC ENCLOSURE, 50MM; 2X(M20X1.5) SLOW-ACTION CONTACTS 1NO+2NC 5 DIRECTIONS OF APPROACH THE MATCHING SEPARATE ACTUATOR 3SE5000-0AV0. IS TO BE ORDERED SEPARATELY | 40.69 | TEM | 1 | CP | 0.145 | 1
3SE52420QV40 | SAFETY POS. SWITCH W. SEPARATE ACTUATOR, PLASTIC ENCLOSURE, 50MM; 2X(M20X1.5) SLOW-ACTION CONTACTS 1NO+2NC 5 DIRECTIONS OF APPROACH THE MATCHING SEPARATE ACTUATOR 3SE5000-0AV0. IS TO BE ORDERED SEPARATELY | 40.69 | TEM | 1 | CP | 0.145 | 1
3SE52500AC05 | SIRIUS POSITION SWITCH; PLASTIC HOUSING OPEN TYPE 30MM METAL PLUNGER, CAN BE EQUIPPED WITH ANY CONTACTS | 3.79 | TEM | 1 | CP | 0.026 | 1
3SE52500AC05 | SIRIUS POSITION SWITCH; PLASTIC HOUSING OPEN TYPE 30MM METAL PLUNGER, CAN BE EQUIPPED WITH ANY CONTACTS | 3.79 | TEM | 1 | CP | 0.026 | 1
3SE52500BC05 | SIRIUS POSITION SWITCH; PLASTIC HOUSING NOT ENCAPSULATED 30MM 1NO/1NC SLOW-ACTION CONTACTS METAL PLUNGER, IP20 | 18.04 | TEM | 1 | CP | 0.042 | 1
3SE52500BC05 | SIRIUS POSITION SWITCH; PLASTIC HOUSING NOT ENCAPSULATED 30MM 1NO/1NC SLOW-ACTION CONTACTS METAL PLUNGER, IP20 | 18.04 | TEM | 1 | CP | 0.042 | 1
3SE52500CC05 | SIRIUS POSITION SWITCH; PLASTIC HOUSING OPEN TYPE 30MM 1NO/1NC SNAP-ACTION CONTACTS METAL PLUNGER, IP20 | 16.91 | TEM | 1 | CP | 0.043 | 1
3SE52500CC05 | SIRIUS POSITION SWITCH; PLASTIC HOUSING OPEN TYPE 30MM 1NO/1NC SNAP-ACTION CONTACTS METAL PLUNGER, IP20 | 16.91 | TEM | 1 | CP | 0.043 | 1
3SE52500CC05 | SIRIUS POSITION SWITCH; PLASTIC HOUSING OPEN TYPE 30MM 1NO/1NC SNAP-ACTION CONTACTS METAL PLUNGER, IP20 | 16.91 | TEM | 1 | CP | 0.043 | 1
3SE52500KC05 | SIRIUS POSITION SWITCH; PLASTIC HOUSING NOT ENCAPSULATED 30MM 1NO/2NC SLOW-ACTION CONTACTS METAL PLUNGER, IP10 | 18.04 | TEM | 1 | CP | 0.046 | 1
3SE52500KC05 | SIRIUS POSITION SWITCH; PLASTIC HOUSING NOT ENCAPSULATED 30MM 1NO/2NC SLOW-ACTION CONTACTS METAL PLUNGER, IP10 | 18.04 | TEM | 1 | CP | 0.046 | 1
3SE52500LC05 | SIRIUS POSITION SWITCH; PLASTIC HOUSING OPEN TYPE 30MM 1NO/2NC SNAP-ACTION CONTACTS METAL PLUNGER, IP10 | 16.91 | TEM | 1 | CP | 0.048 | 1
3SE52500LC05 | SIRIUS POSITION SWITCH; PLASTIC HOUSING OPEN TYPE 30MM 1NO/2NC SNAP-ACTION CONTACTS METAL PLUNGER, IP10 | 16.91 | TEM | 1 | CP | 0.048 | 1
3SE52500MC05 | SIRIUS POSITION SWITCH; PLASTIC HOUSING OPEN TYPE 30MM 1NO/2NC SLOW-ACTION CONTACTS WITH OVERLAP METAL PLUNGER,IP10 | 17.63 | TEM | 1 | CP | 0.049 | 1
3SE52500MC05 | SIRIUS POSITION SWITCH; PLASTIC HOUSING OPEN TYPE 30MM 1NO/2NC SLOW-ACTION CONTACTS WITH OVERLAP METAL PLUNGER,IP10 | 17.63 | TEM | 1 | CP | 0.049 | 1
3SE52500PC05 | SIRIUS POSITION SWITCH; PLASTIC HOUSING NOT ENCAPSULATED 30MM 2NO/1NC SLOW-ACTION CONTACTS METAL PLUNGER, IP10 | 18.04 | TEM | 1 | CP | 0.06 | 1
3SE52500PC05 | SIRIUS POSITION SWITCH; PLASTIC HOUSING NOT ENCAPSULATED 30MM 2NO/1NC SLOW-ACTION CONTACTS METAL PLUNGER, IP10 | 18.04 | TEM | 1 | CP | 0.06 | 1
3SE52820HC058RA4 | SIRIUS POSITION SWITCH PLASTIC HOUSING TO EN50047, 31MM DEVICE CONNECTION 1X(M20X1.5); SNAP-ACTION CONTACTS 1NO/1C INTEGRATED (NON REPLACEABLE) OVERTRAVEL PLUNGER, DEGREE OF PROTECTION IP40, WITH SELF-SEALING GROMMET, HOUSING AND COVER IN BLACK, W/O LOCKING SHEET METAL, WITH ACCESSORIES: SCREWS AND RETAINING PLATE, CONNECTING CABLE 1M ORANGE, VERSION FA. RITTAL | 31.47 | TEM | 1 | CP | 0.145 | 1
3SE52820HC058RA4 | SIRIUS POSITION SWITCH PLASTIC HOUSING TO EN50047, 31MM DEVICE CONNECTION 1X(M20X1.5); SNAP-ACTION CONTACTS 1NO/1C INTEGRATED (NON REPLACEABLE) OVERTRAVEL PLUNGER, DEGREE OF PROTECTION IP40, WITH SELF-SEALING GROMMET, HOUSING AND COVER IN BLACK, W/O LOCKING SHEET METAL, WITH ACCESSORIES: SCREWS AND RETAINING PLATE, CONNECTING CABLE 1M ORANGE, VERSION FA. RITTAL | 31.47 | TEM | 1 | CP | 0.145 | 1
3SE53120SB11 | SAFETY POSITION SWITCHES WITH SOLENOID INTERLOCKING, LOCK. FORCE 2600N, 5 APPR. DIR. METAL ENCL.,3X(M20X1.5), MAGNETIC FIELD LOCKED, MAGNET VOLTAGE 24V DC, MONITORING OF ACTUATOR 2NC/1NO, MONITORING OF MAGNET 2NC/1NO | 243.34 | TEM | 1 | CP | 0.969 | 1
3SE53120SB11 | SAFETY POSITION SWITCHES WITH SOLENOID INTERLOCKING, LOCK. FORCE 2600N, 5 APPR. DIR. METAL ENCL.,3X(M20X1.5), MAGNETIC FIELD LOCKED, MAGNET VOLTAGE 24V DC, MONITORING OF ACTUATOR 2NC/1NO, MONITORING OF MAGNET 2NC/1NO | 243.34 | TEM | 1 | CP | 0.969 | 1
3SE53120SB13 | SAFETY POSITION SWITCHES WITH SOLENOID INTERLOCKING LOCK. FORCE 2000N,5 APPR. DIR. METAL HOUSING,3X(M20X1.5) MAGNETIC FIELD LOCKED, MAGNET VOLTAGE 230V AC, MONITOR. OF ACTUATOR 2NC/1NO, MONITOR. OF MAGNET 2NC/1NO | 243.34 | TEM | 1 | CP | 0.9 | 1
3SE53120SB13 | SAFETY POSITION SWITCHES WITH SOLENOID INTERLOCKING LOCK. FORCE 2000N,5 APPR. DIR. METAL HOUSING,3X(M20X1.5) MAGNETIC FIELD LOCKED, MAGNET VOLTAGE 230V AC, MONITOR. OF ACTUATOR 2NC/1NO, MONITOR. OF MAGNET 2NC/1NO | 243.34 | TEM | 1 | CP | 0.9 | 1
3SE53120SD11 | SAFETY POSITION SWITCHES WITH SOLENOID INTERLOCKING LOCK. FORCE 2600N,5 APPR. DIR. METAL HOUSING,3X(M20X1.5) SPRING-LOCKED, AUXILIARY RELEASE ON FRONT MAGNET VOLTAGE 24V DC, MONITOR. OF ACTUATOR 2NC/1NO, MONITOR. OF MAGNET 2NC/1NO | 236.98 | TEM | 1 | CP | 0.969 | 1
3SE53120SD11 | SAFETY POSITION SWITCHES WITH SOLENOID INTERLOCKING LOCK. FORCE 2600N,5 APPR. DIR. METAL HOUSING,3X(M20X1.5) SPRING-LOCKED, AUXILIARY RELEASE ON FRONT MAGNET VOLTAGE 24V DC, MONITOR. OF ACTUATOR 2NC/1NO, MONITOR. OF MAGNET 2NC/1NO | 236.98 | TEM | 1 | CP | 0.969 | 1
3SE53120SD13 | SAFETY POSITION SWITCHES WITH SOLENOID INTERLOCKING LOCK. FORCE 2600N,5 APPR. DIR. METAL HOUSING,3X(M20X1.5) SPRING-LOCKED, AUXILIARY RELEASE ON FRONT MAGNET VOLTAGE 230V AC, MONITOR. OF ACTUATOR 2NC/1NO, MONITOR. OF MAGNET 2NC/1NO | 236.98 | TEM | 1 | CP | 0.967 | 1
3SE53120SD13 | SAFETY POSITION SWITCHES WITH SOLENOID INTERLOCKING LOCK. FORCE 2600N,5 APPR. DIR. METAL HOUSING,3X(M20X1.5) SPRING-LOCKED, AUXILIARY RELEASE ON FRONT MAGNET VOLTAGE 230V AC, MONITOR. OF ACTUATOR 2NC/1NO, MONITOR. OF MAGNET 2NC/1NO | 236.98 | TEM | 1 | CP | 0.967 | 1
3SE53120SE11 | SAFETY POSITION SWITCHES WITH SOLENOID INTERLOCKING LOCK. FORCE 2600N,5 APPR. DIR. METAL HOUSING,3X(M20X1.5) SPRING-LOCKED, AUXILIARY RELEASE W. LOCK MAGNET VOLTAGE 24V DC, MONITOR. OF ACTUATOR 2NC/1NO, MONITOR. OF MAGNET 2NC/1NO | 265.89 | TEM | 1 | CP | 1.255 | 1
3SE53120SE11 | SAFETY POSITION SWITCHES WITH SOLENOID INTERLOCKING LOCK. FORCE 2600N,5 APPR. DIR. METAL HOUSING,3X(M20X1.5) SPRING-LOCKED, AUXILIARY RELEASE W. LOCK MAGNET VOLTAGE 24V DC, MONITOR. OF ACTUATOR 2NC/1NO, MONITOR. OF MAGNET 2NC/1NO | 265.89 | TEM | 1 | CP | 1.255 | 1
3SE53120SE12 | SAFETY POSITION SWITCHES WITH SOLENOID INTERLOCKING LOCK. FORCE 2600N,5 APPR. DIR. METAL HOUSING,3X(M20X1.5) SPRING-LOCKED, AUXILIARY RELEASE W. LOCK MAGNET VOLTAGE 115V AC, MONITOR. OF ACTUATOR 2NC/1NO, MONITOR. OF MAGNET 2NC/1NO | 265.89 | TEM | 1 | CP | 1.1 | 1
3SE53120SE12 | SAFETY POSITION SWITCHES WITH SOLENOID INTERLOCKING LOCK. FORCE 2600N,5 APPR. DIR. METAL HOUSING,3X(M20X1.5) SPRING-LOCKED, AUXILIARY RELEASE W. LOCK MAGNET VOLTAGE 115V AC, MONITOR. OF ACTUATOR 2NC/1NO, MONITOR. OF MAGNET 2NC/1NO | 265.89 | TEM | 1 | CP | 1.1 | 1
3SE53120SE13 | SAFETY POSITION SWITCHES WITH SOLENOID INTERLOCKING LOCK. FORCE 2600N,5 APPR. DIR. METAL HOUSING,3X(M20X1.5) SPRING-LOCKED, AUXILIARY RELEASE W. LOCK MAGNET VOLTAGE 230V AC, MONITOR. OF ACTUATOR 2NC/1NO, MONITOR. OF MAGNET 2NC/1NO | 265.89 | TEM | 1 | CP | 1.063 | 1
3SE53120SE13 | SAFETY POSITION SWITCHES WITH SOLENOID INTERLOCKING LOCK. FORCE 2600N,5 APPR. DIR. METAL HOUSING,3X(M20X1.5) SPRING-LOCKED, AUXILIARY RELEASE W. LOCK MAGNET VOLTAGE 230V AC, MONITOR. OF ACTUATOR 2NC/1NO, MONITOR. OF MAGNET 2NC/1NO | 265.89 | TEM | 1 | CP | 1.063 | 1
3SE53120SJ13 | SAFETY POSITION SWITCHES WITH SOLENOID INTERLOCKING LOCK. FORCE 2600N,5 APPR. DIR. METAL HOUSING,3X(M20X1.5) SPRING-LOCKED, EMERGENCY RELEASE ON REAR A. AUXILIARY RELEASE ON FRONT, MAGNET VOLTAGE 230V AC, MONITOR. OF ACTUATOR 2NC/1NO, MONITOR. OF MAGNET 2NC/1NO | 338.15 | TEM | 1 | CP | 1.083 | 1
3SE53120SJ13 | SAFETY POSITION SWITCHES WITH SOLENOID INTERLOCKING LOCK. FORCE 2600N,5 APPR. DIR. METAL HOUSING,3X(M20X1.5) SPRING-LOCKED, EMERGENCY RELEASE ON REAR A. AUXILIARY RELEASE ON FRONT, MAGNET VOLTAGE 230V AC, MONITOR. OF ACTUATOR 2NC/1NO, MONITOR. OF MAGNET 2NC/1NO | 338.15 | TEM | 1 | CP | 1.083 | 1
3SE53220SB21 | SAFETY POSITION SWITCHES WITH SOLENOID INTERLOCKING LOCK. FORCE 1300N,5 APPR. DIR. PLASTIC ENCLOSURE,3X(M20X1.5) MAGNETIC FIELD LOCKED, MAGNET VOLTAGE 24V DC, MONITOR. OF ACTUATOR 2NC/1NO, MONITOR. OF MAGNET 2NC/1NO, THE SUITABLE SEPARATE ACTUATOR 3SE5000-0AV0. HAS TO ORDERED SEPARATELY | 183.89 | TEM | 1 | CP | 0.501 | 1
3SE53220SB21 | SAFETY POSITION SWITCHES WITH SOLENOID INTERLOCKING LOCK. FORCE 1300N,5 APPR. DIR. PLASTIC ENCLOSURE,3X(M20X1.5) MAGNETIC FIELD LOCKED, MAGNET VOLTAGE 24V DC, MONITOR. OF ACTUATOR 2NC/1NO, MONITOR. OF MAGNET 2NC/1NO, THE SUITABLE SEPARATE ACTUATOR 3SE5000-0AV0. HAS TO ORDERED SEPARATELY | 183.89 | TEM | 1 | CP | 0.501 | 1
3SE53220SD21 | SAFETY POSITION SWITCHES WITH SOLENOID INTERLOCKING LOCK. FORCE 1300N,5 APPR. DIR. PLASTIC ENCLOSURE,3X(M20X1.5) SPRING-LOCKED, AUXILIARY RELEASE ON FRONT MAGNET VOLTAGE 24V DC, MONITOR. OF ACTUATOR 2NC/1NO, MONITOR. OF MAGNET 2NC/1NO SUPPLY WITHOUT ACTUATOR. PLEASE ORDER SEPARATELY. | 180.71 | TEM | 1 | CP | 0.526 | 1
3SE53220SD21 | SAFETY POSITION SWITCHES WITH SOLENOID INTERLOCKING LOCK. FORCE 1300N,5 APPR. DIR. PLASTIC ENCLOSURE,3X(M20X1.5) SPRING-LOCKED, AUXILIARY RELEASE ON FRONT MAGNET VOLTAGE 24V DC, MONITOR. OF ACTUATOR 2NC/1NO, MONITOR. OF MAGNET 2NC/1NO SUPPLY WITHOUT ACTUATOR. PLEASE ORDER SEPARATELY. | 180.71 | TEM | 1 | CP | 0.526 | 1
3SE53220SD23 | SAFETY POSITION SWITCHES WITH SOLENOID INTERLOCKING LOCK. FORCE 1300N,5 APPR. DIR. PLASTIC ENCLOSURE,3X(M20X1.5) SPRING-LOCKED, AUXILIARY RELEASE ON FRONT MAGNET VOLTAGE 230V AC, MONITOR. OF ACTUATOR 2NC/1NO, MONITOR. OF MAGNET 2NC/1NO DELIVERY WITHOUT ACTUATOR. PLEASE ORDER SEPARATELY. | 180.71 | TEM | 1 | CP | 0.496 | 1
3SE53220SD23 | SAFETY POSITION SWITCHES WITH SOLENOID INTERLOCKING LOCK. FORCE 1300N,5 APPR. DIR. PLASTIC ENCLOSURE,3X(M20X1.5) SPRING-LOCKED, AUXILIARY RELEASE ON FRONT MAGNET VOLTAGE 230V AC, MONITOR. OF ACTUATOR 2NC/1NO, MONITOR. OF MAGNET 2NC/1NO DELIVERY WITHOUT ACTUATOR. PLEASE ORDER SEPARATELY. | 180.71 | TEM | 1 | CP | 0.496 | 1
3SE53220SE22 | SAFETY POSITION SWITCHES WITH SOLENOID INTERLOCKING LOCK. FORCE 1300N,5 APPR. DIR. PLASTIC ENCLOSURE,3X(M20X1.5) SPRING-LOCKED, AUXILIARY RELEASE W. LOCK MAGNET VOLTAGE 115V AC, MONITOR. OF ACTUATOR 2NC/1NO, MONITOR. OF MAGNET 2NC/1NO DELIVERY WITHOUT ACTUATOR. PLEASE ORDER SEPARATELY. | 210.43 | TEM | 1 | CP | 0.659 | 1
3SE53220SE22 | SAFETY POSITION SWITCHES WITH SOLENOID INTERLOCKING LOCK. FORCE 1300N,5 APPR. DIR. PLASTIC ENCLOSURE,3X(M20X1.5) SPRING-LOCKED, AUXILIARY RELEASE W. LOCK MAGNET VOLTAGE 115V AC, MONITOR. OF ACTUATOR 2NC/1NO, MONITOR. OF MAGNET 2NC/1NO DELIVERY WITHOUT ACTUATOR. PLEASE ORDER SEPARATELY. | 210.43 | TEM | 1 | CP | 0.659 | 1
3SE53220SF21 | SAFETY POSITION SWITCHES WITH SOLENOID INTERLOCKING LOCK. FORCE 1300N,5 APPR. DIR. PLASTIC ENCLOSURE,3X(M20X1.5) SPRING-LOCKED, ESCAPE RELEASE FROM FRONT MAGNET VOLTAGE 24V DC, MONITOR. OF ACTUATOR 2NC/1NO, MONITOR. OF MAGNET 2NC/1NO | 219.45 | TEM | 1 | CP | 0.68 | 1
3SE53220SF21 | SAFETY POSITION SWITCHES WITH SOLENOID INTERLOCKING LOCK. FORCE 1300N,5 APPR. DIR. PLASTIC ENCLOSURE,3X(M20X1.5) SPRING-LOCKED, ESCAPE RELEASE FROM FRONT MAGNET VOLTAGE 24V DC, MONITOR. OF ACTUATOR 2NC/1NO, MONITOR. OF MAGNET 2NC/1NO | 219.45 | TEM | 1 | CP | 0.68 | 1
3SE53221SB21 | SAFETY POSITION SWITCHES WITH SOLENOID INTERLOCKING LOCK. FORCE 1300N,5 APPR. DIR. PLASTIC ENCLOSURE,3X(M20X1.5) MAGNETIC FIELD LOCKED, MAGNET VOLTAGE 24V DC, MONITOR. OF ACTUATOR 2NC/1NO, MONITOR. OF MAGNET 2NC/1NO LEDS YELLOW/GREEN | 202.44 | TEM | 1 | CP | 0.53 | 1
3SE53221SB21 | SAFETY POSITION SWITCHES WITH SOLENOID INTERLOCKING LOCK. FORCE 1300N,5 APPR. DIR. PLASTIC ENCLOSURE,3X(M20X1.5) MAGNETIC FIELD LOCKED, MAGNET VOLTAGE 24V DC, MONITOR. OF ACTUATOR 2NC/1NO, MONITOR. OF MAGNET 2NC/1NO LEDS YELLOW/GREEN | 202.44 | TEM | 1 | CP | 0.53 | 1
3SE53221SD21 | SAFETY POSITION SWITCHES WITH SOLENOID INTERLOCKING LOCK. FORCE 1300N,5 APPR. DIR. PLASTIC ENCLOSURE,3X(M20X1.5) SPRING-LOCKED, AUXILIARY RELEASE ON FRONT MAGNET VOLTAGE 24V DC, MONITOR. OF ACTUATOR 2NC/1NO, MONITOR. OF MAGNET 2NC/1NO LEDS YELLOW/GREEN DELIVERY WITHOUT ACTUATOR. PLEASE ORDER SEPARATELY. | 196.8 | TEM | 1 | CP | 0.533 | 1
3SE53221SD21 | SAFETY POSITION SWITCHES WITH SOLENOID INTERLOCKING LOCK. FORCE 1300N,5 APPR. DIR. PLASTIC ENCLOSURE,3X(M20X1.5) SPRING-LOCKED, AUXILIARY RELEASE ON FRONT MAGNET VOLTAGE 24V DC, MONITOR. OF ACTUATOR 2NC/1NO, MONITOR. OF MAGNET 2NC/1NO LEDS YELLOW/GREEN DELIVERY WITHOUT ACTUATOR. PLEASE ORDER SEPARATELY. | 196.8 | TEM | 1 | CP | 0.533 | 1
3SE54130CC211EA2 | COMPACT SWITCH 30MM WIDE W. CONNECTING CABLE 2M SNAP-ACTION CONTACTS 1NO+1NC ROUNDED PLUNGER, WITH CENTRAL FIXING | 44.4 | TEM | 1 | CP | 0.297 | 1
3SE54130CC211EA2 | COMPACT SWITCH 30MM WIDE W. CONNECTING CABLE 2M SNAP-ACTION CONTACTS 1NO+1NC ROUNDED PLUNGER, WITH CENTRAL FIXING | 44.4 | TEM | 1 | CP | 0.297 | 1
3SE54130CD201EA5 | POSITION SWITCH IN COMPACT DESIGN 30MM WIDE WITH CONNECTION CABLE 5M SNAP-ACTION CONTACTS 1NO+1NC WITH ROLLER PLUNGER, | 52.06 | TEM | 1 | CP | 0.582 | 1
3SE54130CD201EA5 | POSITION SWITCH IN COMPACT DESIGN 30MM WIDE WITH CONNECTION CABLE 5M SNAP-ACTION CONTACTS 1NO+1NC WITH ROLLER PLUNGER, | 52.06 | TEM | 1 | CP | 0.582 | 1
3SE54130CN201EA2 | COMPACT SWITCH 30MM WIDE W. CONNECTING CABLE 2M SNAP-ACTION CONTACTS 1NO+1NC TWIST LEVER | 43.47 | TEM | 1 | CP | 0.316 | 1
3SE54130CN201EA2 | COMPACT SWITCH 30MM WIDE W. CONNECTING CABLE 2M SNAP-ACTION CONTACTS 1NO+1NC TWIST LEVER | 43.47 | TEM | 1 | CP | 0.316 | 1
3SE54230CN201EA2 | COMPACT SWITCH 40MM WIDE W. CONNECTING CABLE 2M SNAP-ACTION CONTACTS 1NO+1NC TWIST LEVER, | 52.16 | TEM | 1 | CP | 0.353 | 1
3SE54230CN201EA2 | COMPACT SWITCH 40MM WIDE W. CONNECTING CABLE 2M SNAP-ACTION CONTACTS 1NO+1NC TWIST LEVER, | 52.16 | TEM | 1 | CP | 0.353 | 1
3SE63100BC01 | STANDARD ACTUATOR FOR ALL RFID SAFETY SWITCHES RECTANGULAR 25MM X 91MM, WITHOUT MAGNETIC LATCHING | 28.09 | TEM | 1 | CP | 0.068 | 1
3SE63100BC01 | STANDARD ACTUATOR FOR ALL RFID SAFETY SWITCHES RECTANGULAR 25MM X 91MM, WITHOUT MAGNETIC LATCHING | 28.09 | TEM | 1 | CP | 0.068 | 1
3SE63101BC01 | ACTUATOR WITH MAGNETIC LATCHING 18N FOR RFID SAFETY SWITCHES RECTANGULAR 25MM X 91MM, WITH MAGNETIC LATCHING | 87.74 | TEM | 1 | CP | 0.085 | 1
3SE63101BC01 | ACTUATOR WITH MAGNETIC LATCHING 18N FOR RFID SAFETY SWITCHES RECTANGULAR 25MM X 91MM, WITH MAGNETIC LATCHING | 87.74 | TEM | 1 | CP | 0.085 | 1
3SE63150BB01 | RFID NON-CONTACT SAFETY SWITCH RECTANGULAR 25MM X 91MM, FAMILY-CODED WITH M12 CONNECTOR 8-POLE DELIVERY STATE: READY FOR OPERATION, ORDER ACTUATOR SEPARATELY 3SE6310-0BC01 | 146.17 | TEM | 1 | CP | 0.089 | 1
3SE63150BB01 | RFID NON-CONTACT SAFETY SWITCH RECTANGULAR 25MM X 91MM, FAMILY-CODED WITH M12 CONNECTOR 8-POLE DELIVERY STATE: READY FOR OPERATION, ORDER ACTUATOR SEPARATELY 3SE6310-0BC01 | 146.17 | TEM | 1 | CP | 0.089 | 1
3SE63151BB01 | RFID NON-CONTACT SAFETY SWITCH RECTANGULAR 25MM X 91MM, FAMILY-CODED WITH M12 CONNECTOR 8-POLE AND MAGNETIC LATCHING DELIVERY STATE: READY FOR OPERATION, ACTUATOR WITH MAGNETIC LATCHING 18 N, ORDER SEPARATELY 3SE6310-1BC01 | 204.49 | TEM | 1 | CP | 0.12 | 1
3SE63151BB01 | RFID NON-CONTACT SAFETY SWITCH RECTANGULAR 25MM X 91MM, FAMILY-CODED WITH M12 CONNECTOR 8-POLE AND MAGNETIC LATCHING DELIVERY STATE: READY FOR OPERATION, ACTUATOR WITH MAGNETIC LATCHING 18 N, ORDER SEPARATELY 3SE6310-1BC01 | 204.49 | TEM | 1 | CP | 0.12 | 1
3SE63151BB02 | RFID NON-CONTACT SAFETY SWITCH RECTANGULAR 25MM X 91MM, NDIVIDUALLY CODED, MULTIPLE TEACH-IN CAPABILITY WITH M12 CONNECTOR 8-POLE AND MAGNETIC LATCHING, ORDER ACTUATOR SEPARATELY 3SE6310-1BC01 | 269.06 | TEM | 1 | CP | 0.001 | 1
3SE63151BB02 | RFID NON-CONTACT SAFETY SWITCH RECTANGULAR 25MM X 91MM, NDIVIDUALLY CODED, MULTIPLE TEACH-IN CAPABILITY WITH M12 CONNECTOR 8-POLE AND MAGNETIC LATCHING, ORDER ACTUATOR SEPARATELY 3SE6310-1BC01 | 269.06 | TEM | 1 | CP | 0.001 | 1
3SE66042BA | SIGUARD SWITCHING ELEMENT, 2NC MOULDED PLASTIC HOUSING 5XX88 CONN.CABLE 3M LIYY 4X0,25SQMM (SWITCHING MAGNET REQUIRED: 3SE67042BA) | 75.65 | TEM | 1 | CP | 0.172 | 1
3SE66042BA | SIGUARD SWITCHING ELEMENT, 2NC MOULDED PLASTIC HOUSING 5XX88 CONN.CABLE 3M LIYY 4X0,25SQMM (SWITCHING MAGNET REQUIRED: 3SE67042BA) | 75.65 | TEM | 1 | CP | 0.172 | 1
3SE66042BA01 | MAGNETIC SWITCH SWITCH BLOCK 25XX88 MM, 2NC, WITH M8 PLUG 4-POLE, | 94.2 | TEM | 1 | CP | 0.035 | 1
3SE66042BA01 | MAGNETIC SWITCH SWITCH BLOCK 25XX88 MM, 2NC, WITH M8 PLUG 4-POLE, | 94.2 | TEM | 1 | CP | 0.035 | 1
3SE66051BA | CONTACT BLOCK, ROUND M30 AMBER, NO: MAK-5336-STK | 65.29 | TEM | 1 | CP | 0.166 | 1
3SE66051BA | CONTACT BLOCK, ROUND M30 AMBER, NO: MAK-5336-STK | 65.29 | TEM | 1 | CP | 0.166 | 1
3SE66052BA | CONTACT BLOCK, RECTANGULAR, LARGE, AMBER, NO: MAK-4237-STK | 59.04 | TEM | 1 | CP | 0.167 | 1
3SE66052BA | CONTACT BLOCK, RECTANGULAR, LARGE, AMBER, NO: MAK-4237-STK | 59.04 | TEM | 1 | CP | 0.167 | 1
3SE66052BA01 | MAGNETIC SWITCH SWITCH BLOCK, RECTANGULAR LARGE 25X88 MM, CONTACTS 1NC/1NO, WITH M8 PLUG 4-POLE, PIN ASSIGN.: PIN1=21, PIN2=22, PIN3=13, PIN4=14 | 77.7 | TEM | 1 | CP | 0.034 | 1
3SE66052BA01 | MAGNETIC SWITCH SWITCH BLOCK, RECTANGULAR LARGE 25X88 MM, CONTACTS 1NC/1NO, WITH M8 PLUG 4-POLE, PIN ASSIGN.: PIN1=21, PIN2=22, PIN3=13, PIN4=14 | 77.7 | TEM | 1 | CP | 0.034 | 1
3SE66053BA | CONTACT BLOCK, RECTANGULAR, SMALL, AMBER, NO: MAK-5236-STK | 59.04 | TEM | 1 | CP | 0.154 | 1
3SE66053BA | CONTACT BLOCK, RECTANGULAR, SMALL, AMBER, NO: MAK-5236-STK | 59.04 | TEM | 1 | CP | 0.154 | 1
3SE66172CA01 | MAGNETICALLY-OPERATED SWITCH CONTACT BLOCK 25X88MM, FOR DOOR HINGES ON LEFT, CONTACT ELEMENTS: SAFETY CONTACTS 2NC, SIGNALING CONTACT 1NC, WITH 8MM LATCHING CONNECTION CONNECTOR, 6-POLE WITHOUT LED. MATCHING SOLENOID 3SE6714-2CA OR OFFSET BY 90 DEG. 3SE6724-2CA | 96.86 | TEM | 1 | CP | 0.06 | 1
3SE66172CA01 | MAGNETICALLY-OPERATED SWITCH CONTACT BLOCK 25X88MM, FOR DOOR HINGES ON LEFT, CONTACT ELEMENTS: SAFETY CONTACTS 2NC, SIGNALING CONTACT 1NC, WITH 8MM LATCHING CONNECTION CONNECTOR, 6-POLE WITHOUT LED. MATCHING SOLENOID 3SE6714-2CA OR OFFSET BY 90 DEG. 3SE6724-2CA | 96.86 | TEM | 1 | CP | 0.06 | 1
3SE66272CA01 | MAGNETICALLY OPERATED SWITCH, CONTACT BLOCK 25X88MM, FOR DOOR HINGE RIGHT, CONTACTS: SAFETY CONTACTS 2NC SIGNALING CONTACT 1NC, WITH 8MM CATCH CONNECTION, CONNECTOR 6-POLE, WITHOUT LED. MATCHING SWITCHING MAGNET 3SE6714-2CA OR OFFSET BY 90 DEGREES 3SE6724-2CA | 96.86 | TEM | 1 | CP | 0.001 | 1
3SE66272CA01 | MAGNETICALLY OPERATED SWITCH, CONTACT BLOCK 25X88MM, FOR DOOR HINGE RIGHT, CONTACTS: SAFETY CONTACTS 2NC SIGNALING CONTACT 1NC, WITH 8MM CATCH CONNECTION, CONNECTOR 6-POLE, WITHOUT LED. MATCHING SWITCHING MAGNET 3SE6714-2CA OR OFFSET BY 90 DEGREES 3SE6724-2CA | 96.86 | TEM | 1 | CP | 0.001 | 1
3SE67042BA | SWITCHING MAGNET, RECTANGULAR, LARGE, AMBER, NO: TK-42-CD | 18.35 | TEM | 1 | CP | 0.04 | 1
3SE67042BA | SWITCHING MAGNET, RECTANGULAR, LARGE, AMBER, NO: TK-42-CD | 18.35 | TEM | 1 | CP | 0.04 | 1
3SE67043BA | SWITCHING MAGNET, RECTANGULAR, SMALL, AMBER, NO: TK-52-CD | 18.35 | TEM | 1 | CP | 0.028 | 1
3SE67043BA | SWITCHING MAGNET, RECTANGULAR, SMALL, AMBER, NO: TK-52-CD | 18.35 | TEM | 1 | CP | 0.028 | 1
3SE67142CA | SOLENOID, RECTANGULAR LARGE 25 X 88 MM FOR MAGN.-OP. SWITCH 3SE66.7-2CA.., ACTUATOR AND SENSOR ON A FASTENING PLANE | 15.89 | TEM | 1 | CP | 0.001 | 1
3SE67142CA | SOLENOID, RECTANGULAR LARGE 25 X 88 MM FOR MAGN.-OP. SWITCH 3SE66.7-2CA.., ACTUATOR AND SENSOR ON A FASTENING PLANE | 15.89 | TEM | 1 | CP | 0.001 | 1
3SE67242CA | SOLENOID, RECTANGULAR LARGE 25 X 88 MM FOR MAGN.-OP. SWITCH 3SE66.7-2CA0., MOUNTED WITH 90 DEGREE OFFSET TO THE CONTACT BLOCK | 15.89 | TEM | 1 | CP | 0.04 | 1
3SE67242CA | SOLENOID, RECTANGULAR LARGE 25 X 88 MM FOR MAGN.-OP. SWITCH 3SE66.7-2CA0., MOUNTED WITH 90 DEGREE OFFSET TO THE CONTACT BLOCK | 15.89 | TEM | 1 | CP | 0.04 | 1
3SE68062CD00 | SIRIUS EVALUATION UNIT FOR MAGNET SWITCH 24 V DC, FOR 6 SENSORS (1NO/1NC),2FK, 45MM WIDTH, 6 SIGN. OUTPUT EACH 20MA, USE UP TO CAT.3 ACCORD. EN954-1 | 413.18 | TEM | 1 | CP | 0.417 | 1
3SE68062CD00 | SIRIUS EVALUATION UNIT FOR MAGNET SWITCH 24 V DC, FOR 6 SENSORS (1NO/1NC),2FK, 45MM WIDTH, 6 SIGN. OUTPUT EACH 20MA, USE UP TO CAT.3 ACCORD. EN954-1 | 413.18 | TEM | 1 | CP | 0.417 | 1
3SE71201BF00 | SIRIUS CABLE-OPER. SWITCH METAL HOUSING,2X M20X1.5 2NC, LATCHES ACC. EN ISO 13850 BUTTON RESET FOR CABLES UP TO TO 10M | 166.87 | TEM | 1 | CP | 0.428 | 1
3SE71201BF00 | SIRIUS CABLE-OPER. SWITCH METAL HOUSING,2X M20X1.5 2NC, LATCHES ACC. EN ISO 13850 BUTTON RESET FOR CABLES UP TO TO 10M | 166.87 | TEM | 1 | CP | 0.428 | 1
3SE71201BH00 | SIRIUS CABLE-OPER. SWITCH METAL HOUSING,2X M20X1.5 2NC, LATCHES ACC. EN ISO 13850 BUTTON RESET FOR CABLES UP TO TO 10M | 183.89 | TEM | 1 | CP | 0.406 | 1
3SE71201BH00 | SIRIUS CABLE-OPER. SWITCH METAL HOUSING,2X M20X1.5 2NC, LATCHES ACC. EN ISO 13850 BUTTON RESET FOR CABLES UP TO TO 10M | 183.89 | TEM | 1 | CP | 0.406 | 1
3SE71202DD01 | SIRIUS CABLE-OPERATED SWITCH METAL ENCLOSURE; 2XM20X1.5 1NO+1NC, WITHOUT LATCH CABLE-OPERATED FUNCTION ONLY MAX. ACTUATING FORCE 80N ACTUATING FORCE 80N MAX. | 128.23 | TEM | 1 | CP | 0.396 | 1
3SE71202DD01 | SIRIUS CABLE-OPERATED SWITCH METAL ENCLOSURE; 2XM20X1.5 1NO+1NC, WITHOUT LATCH CABLE-OPERATED FUNCTION ONLY MAX. ACTUATING FORCE 80N ACTUATING FORCE 80N MAX. | 128.23 | TEM | 1 | CP | 0.396 | 1
3SE71401BD00 | SIRIUS CABLE-OPER. SWITCH METAL HOUSING,1X M16X1.5 1NO+1NC, LATCHES EN ISO 13850 BUTTON RESET FOR CABLES UP TO TO 50M | 390.12 | TEM | 1 | CP | 0.796 | 1
3SE71401BD00 | SIRIUS CABLE-OPER. SWITCH METAL HOUSING,1X M16X1.5 1NO+1NC, LATCHES EN ISO 13850 BUTTON RESET FOR CABLES UP TO TO 50M | 390.12 | TEM | 1 | CP | 0.796 | 1
3SE71401BF00 | SIRIUS CABLE-OPER. SWITCH METAL HOUSING,1X M16X1.5 2NC, LATCHES ACC. EN ISO 13850 BUTTON RESET FOR CABLES UP TO TO 50M | 390.12 | TEM | 1 | CP | 0.782 | 1
3SE71401BF00 | SIRIUS CABLE-OPER. SWITCH METAL HOUSING,1X M16X1.5 2NC, LATCHES ACC. EN ISO 13850 BUTTON RESET FOR CABLES UP TO TO 50M | 390.12 | TEM | 1 | CP | 0.782 | 1
3SE71411EG10 | SIRIUS ROPE SWITCH W. EMER-STOP "METAL ENCLOSURE,3XM20X1.5;" 1NO+3NC, LATCHING TO AND TURN-TO-RESET, FOR ROPE LENGTHS UP TO 75 M | 336.3 | TEM | 1 | CP | 0.829 | 1
3SE71411EG10 | SIRIUS ROPE SWITCH W. EMER-STOP "METAL ENCLOSURE,3XM20X1.5;" 1NO+3NC, LATCHING TO AND TURN-TO-RESET, FOR ROPE LENGTHS UP TO 75 M | 336.3 | TEM | 1 | CP | 0.829 | 1
3SE71501BD00 | CABLE-OPER. SWITCH METAL HOUSING,2X M20X1.5 1NO+1NC, LATCHES , ISO 13850 BUTTON RESET FOR CABLES UP TO TO 25M | 166.87 | TEM | 1 | CP | 0.448 | 1
3SE71501BD00 | CABLE-OPER. SWITCH METAL HOUSING,2X M20X1.5 1NO+1NC, LATCHES , ISO 13850 BUTTON RESET FOR CABLES UP TO TO 25M | 166.87 | TEM | 1 | CP | 0.448 | 1
3SE71501BD04 | SIGUARD CABLE-OPER. SWITCH METAL HOUSING,2X M20X1.5 1NO+1NC, LATCHES EN ISO13850 BUTTON RESET WITH LED-LAMP 24VDC, RED | 265.48 | TEM | 1 | CP | 0.448 | 1
3SE71501BD04 | SIGUARD CABLE-OPER. SWITCH METAL HOUSING,2X M20X1.5 1NO+1NC, LATCHES EN ISO13850 BUTTON RESET WITH LED-LAMP 24VDC, RED | 265.48 | TEM | 1 | CP | 0.448 | 1
3SE71501BF00 | SIRIUS CABLE-OPER. SWITCH METAL HOUSING,2XM20X1.5 2NC, WITH CATCHES, ACC. TO EN ISO 13850 AND BUTTON RESETTING FOR CABLES UP TO TO 25M IN LENGTH | 166.87 | TEM | 1 | CP | 0.64 | 1
3SE71501BF00 | SIRIUS CABLE-OPER. SWITCH METAL HOUSING,2XM20X1.5 2NC, WITH CATCHES, ACC. TO EN ISO 13850 AND BUTTON RESETTING FOR CABLES UP TO TO 25M IN LENGTH | 166.87 | TEM | 1 | CP | 0.64 | 1
3SE71501CD00 | SIGUARD CABLE-OPER. SWITCH METAL HOUSING,2X M20X1.5 1NO+1NC, LATCHES AC.EN ISO13850 KEY UNLATCHING FOR CABLES UP TO TO 25M | 182.96 | TEM | 1 | CP | 0.513 | 1
3SE71501CD00 | SIGUARD CABLE-OPER. SWITCH METAL HOUSING,2X M20X1.5 1NO+1NC, LATCHES AC.EN ISO13850 KEY UNLATCHING FOR CABLES UP TO TO 25M | 182.96 | TEM | 1 | CP | 0.513 | 1
3SE71502DD00 | SIRIUS CABLE-OPERATED SWITCH METAL HOUSING,2X M20X1.5 1NO+1NC, WITHOUT LATCHING FOR CABLE LENGTHS UP TO 25M | 128.23 | TEM | 1 | CP | 0.43 | 1
3SE71502DD00 | SIRIUS CABLE-OPERATED SWITCH METAL HOUSING,2X M20X1.5 1NO+1NC, WITHOUT LATCHING FOR CABLE LENGTHS UP TO 25M | 128.23 | TEM | 1 | CP | 0.43 | 1
3SE71601AE00 | SIRIUS CABLE-OPER. SWITCH METAL HOUSING,2X M25X1.5 2NO+2NC, LATCHES AC.EN ISO13850 BUTTON RESET 2-SIDE OPERATION FOR CABLES UP TO 2X75M | 416.15 | TEM | 1 | CP | 1.218 | 1
3SE71601AE00 | SIRIUS CABLE-OPER. SWITCH METAL HOUSING,2X M25X1.5 2NO+2NC, LATCHES AC.EN ISO13850 BUTTON RESET 2-SIDE OPERATION FOR CABLES UP TO 2X75M | 416.15 | TEM | 1 | CP | 1.218 | 1
3SE71601AE000AS1 | SAFETY CABLE-OPERATED SWITCH 2NO/2NC, RED LED, 115 V AC, STEUTE | 608.13 | TEM | 1 | CP | 1.167 | 1
3SE71601AE000AS1 | SAFETY CABLE-OPERATED SWITCH 2NO/2NC, RED LED, 115 V AC, STEUTE | 608.13 | TEM | 1 | CP | 1.167 | 1
3SE71601BD00 | SIRIUS CABLE-OPER.SWITCH+LEVER METAL ENCLOSURE, 2XM25X1.5 1NO+1NC, LATCHING EN ISO 13850 AND BUTTON RESET, ACTUATION ON BOTH SIDES FOR ROPE LENGTHS UP TO 2X75M | 390.12 | TEM | 1 | CP | 0.889 | 1
3SE71601BD00 | SIRIUS CABLE-OPER.SWITCH+LEVER METAL ENCLOSURE, 2XM25X1.5 1NO+1NC, LATCHING EN ISO 13850 AND BUTTON RESET, ACTUATION ON BOTH SIDES FOR ROPE LENGTHS UP TO 2X75M | 390.12 | TEM | 1 | CP | 0.889 | 1
3SE73101AE00 | BELT UNBALANCE PROT.DEV. METAL HOUSING,2X M25X1.5 2NO+2NC, LATCHES ACC. TO EN418 BUTTON RESET | 538.13 | TEM | 1 | CP | 1.859 | 1
3SE73101AE00 | BELT UNBALANCE PROT.DEV. METAL HOUSING,2X M25X1.5 2NO+2NC, LATCHES ACC. TO EN418 BUTTON RESET | 538.13 | TEM | 1 | CP | 1.859 | 1
3SE79102AA | STEEL CABLE 3.0 MM (LENGTH 10M) WITH RED PLASTIC COATING | 39.05 | TEM | 1 | CP | 0.23 | 1
3SE79102AA | STEEL CABLE 3.0 MM (LENGTH 10M) WITH RED PLASTIC COATING | 39.05 | TEM | 1 | CP | 0.23 | 1
3SE79102AC | STEEL CABLE 3.0MM (LENGTH 20M) WITH RED PLASTIC COATING | 78.62 | TEM | 1 | CP | 0.453 | 1
3SE79102AC | STEEL CABLE 3.0MM (LENGTH 20M) WITH RED PLASTIC COATING | 78.62 | TEM | 1 | CP | 0.453 | 1
3SE79102AH | STEEL CABLE 3.0MM (LENGTH 50M) WITH RED PLASTIC COATING | 196.39 | TEM | 1 | CP | 1.02 | 1
3SE79102AH | STEEL CABLE 3.0MM (LENGTH 50M) WITH RED PLASTIC COATING | 196.39 | TEM | 1 | CP | 1.02 | 1
3SE79103AA | STEEL CABLE 4MM (LENGTH 10M) WITH RED PLASTIC COATING | 57.71 | TEM | 1 | CP | 0.413 | 1
3SE79103AA | STEEL CABLE 4MM (LENGTH 10M) WITH RED PLASTIC COATING | 57.71 | TEM | 1 | CP | 0.413 | 1
3SE79103AB | STEEL ROPE 4MM (LENGTH 15M) WITH RED PLASTIC SHEATHING | 86.41 | TEM | 1 | CP | 0.64 | 1
3SE79103AB | STEEL ROPE 4MM (LENGTH 15M) WITH RED PLASTIC SHEATHING | 86.41 | TEM | 1 | CP | 0.64 | 1
3SE79103AC | STEEL ROPE 4MM (LENGTH 20M) WITH RED PLASTIC SHEATHING | 113.88 | TEM | 1 | CP | 0.82 | 1
3SE79103AC | STEEL ROPE 4MM (LENGTH 20M) WITH RED PLASTIC SHEATHING | 113.88 | TEM | 1 | CP | 0.82 | 1
3SE79103AH | STEEL ROPE 4MM, LENGTH 50M WITH RED PLASTIC SHEATHING | 286.08 | TEM | 1 | CP | 2.162 | 1
3SE79103AH | STEEL ROPE 4MM, LENGTH 50M WITH RED PLASTIC SHEATHING | 286.08 | TEM | 1 | CP | 2.162 | 1
3SE79201AB | EYEBOLT M8 INCL. NUT | 8.2 | TEM | 1 | CP | 0.033 | 1
3SE79201AB | EYEBOLT M8 INCL. NUT | 8.2 | TEM | 1 | CP | 0.033 | 1
3SE79201AC | EYEBOLT M10, INCL. NUT | 8.3 | TEM | 1 | CP | 0.06 | 1
3SE79201AC | EYEBOLT M10, INCL. NUT | 8.3 | TEM | 1 | CP | 0.06 | 1
3SE79211AA | BEFEFIXING F. BLOCK ROPE PULLEY | 3.18 | TEM | 1 | CP | 0.014 | 1
3SE79211AA | BEFEFIXING F. BLOCK ROPE PULLEY | 3.18 | TEM | 1 | CP | 0.014 | 1
3SE79211AB | BLOCK ROPE PULLEY, ROTATABLE, 3MM | 11.38 | TEM | 1 | CP | 0.02 | 1
3SE79211AB | BLOCK ROPE PULLEY, ROTATABLE, 3MM | 11.38 | TEM | 1 | CP | 0.02 | 1
3SE79211AC | BLOCK ROPE PULLEY, ROTATABLE, 4MM | 13.43 | TEM | 1 | CP | 0.039 | 1
3SE79211AC | BLOCK ROPE PULLEY, ROTATABLE, 4MM | 13.43 | TEM | 1 | CP | 0.039 | 1
3SE79301AC | ROPE EYE 3MM | 1.95 | TEM | 1 | CP | 0.027 | 4
3SE79301AC | ROPE EYE 3MM | 1.95 | TEM | 1 | CP | 0.027 | 4
3SE79301AD | ROPE EYE 4MM | 1.95 | TEM | 1 | CP | 0.006 | 4
3SE79301AD | ROPE EYE 4MM | 1.95 | TEM | 1 | CP | 0.006 | 4
3SE79311AB | SPRING (13N) | 16.81 | TEM | 1 | CP | 0.155 | 1
3SE79311AB | SPRING (13N) | 16.81 | TEM | 1 | CP | 0.155 | 1
3SE79311AD | SPRING, 35N FOR CABLE-OPERATED SWITCH 3SF7; 3SF2 | 24.81 | TEM | 1 | CP | 0.345 | 1
3SE79311AD | SPRING, 35N FOR CABLE-OPERATED SWITCH 3SF7; 3SF2 | 24.81 | TEM | 1 | CP | 0.345 | 1
3SE79311AE | SPRING HIGHER THAN 35N FOR CABLE-OPERATED SWITCH | 28.19 | TEM | 1 | CP | 0.062 | 1
3SE79311AE | SPRING HIGHER THAN 35N FOR CABLE-OPERATED SWITCH | 28.19 | TEM | 1 | CP | 0.062 | 1
3SE79411AB | ROPE CLAMP 3 MM | 7.38 | TEM | 1 | CP | 0.018 | 1
3SE79411AB | ROPE CLAMP 3 MM | 7.38 | TEM | 1 | CP | 0.018 | 1
3SE79411AC | ROPE CLAMP, OVAL, 4 MM, | 10.46 | TEM | 1 | CP | 0.037 | 1
3SE79411AC | ROPE CLAMP, OVAL, 4 MM, | 10.46 | TEM | 1 | CP | 0.037 | 1
3SE79421AA | ROPE CLAMP, 5 MM, | 2.46 | TEM | 1 | CP | 0.022 | 4
3SE79421AA | ROPE CLAMP, 5 MM, | 2.46 | TEM | 1 | CP | 0.022 | 4
3SE79431AB | ROPE CLAMP (SIMPLEX), 3MM | 3.18 | TEM | 1 | CP | 0.007 | 4
3SE79431AB | ROPE CLAMP (SIMPLEX), 3MM | 3.18 | TEM | 1 | CP | 0.007 | 4
3SE79431AC | ROPE CLAMP, SIMPLEX, 4MM, | 3.59 | TEM | 1 | CP | 0.01 | 4
3SE79431AC | ROPE CLAMP, SIMPLEX, 4MM, | 3.59 | TEM | 1 | CP | 0.01 | 4
3SE79441AC | ROPE CLAMP, DUPLEX, 4 MM, | 5.23 | TEM | 1 | CP | 0.026 | 4
3SE79441AC | ROPE CLAMP, DUPLEX, 4 MM, | 5.23 | TEM | 1 | CP | 0.026 | 4
3SE79501AB | TURNBUCKLE, M6 X 60 | 12.3 | TEM | 1 | CP | 0.051 | 1
3SE79501AB | TURNBUCKLE, M6 X 60 | 12.3 | TEM | 1 | CP | 0.051 | 1
3SE79501AD | TURNBUCKLE M6 X 110 | 34.75 | TEM | 1 | CP | 0.074 | 1
3SE79501AD | TURNBUCKLE M6 X 110 | 34.75 | TEM | 1 | CP | 0.074 | 1
3SF11141QV101BA1 | SAFETY POS. SWITCH W. SEPARATE ACTUATOR, 5 DIRECT. OF APPROACH METAL ENCLOSURE, ACC.TO EN50041 ASISAFE INTEGRATED AS-I STATUS:1:F-IN1, 2:F-IN2 3:AS-I/FAULT SLOW-ACTION CONTACTS 2NC W/ M12 CONNECTOR 4-POLE CHANNEL 1 ON NC,CHANNEL 2 ON NC | 286.49 | TEM | 1 | CP | 0.493 | 1
3SF11141QV101BA1 | SAFETY POS. SWITCH W. SEPARATE ACTUATOR, 5 DIRECT. OF APPROACH METAL ENCLOSURE, ACC.TO EN50041 ASISAFE INTEGRATED AS-I STATUS:1:F-IN1, 2:F-IN2 3:AS-I/FAULT SLOW-ACTION CONTACTS 2NC W/ M12 CONNECTOR 4-POLE CHANNEL 1 ON NC,CHANNEL 2 ON NC | 286.49 | TEM | 1 | CP | 0.493 | 1
3SF54021AA03 | AS-INTERFACE F-ADAPTER FOR EMERG. STOP ACTUATOR 3SB3, SCREW CONNECTION, 2I | 301.39 | TEM | 1 | CP | 0.059 | 1
3SF54021AA03 | AS-INTERFACE F-ADAPTER FOR EMERG. STOP ACTUATOR 3SB3, SCREW CONNECTION, 2I | 301.39 | TEM | 1 | CP | 0.059 | 1
3SF58110AB08 | AS-INTERFACE ENCLOSURE FOR COMMAND DEVICES, 22MM, ROUND, ENCLOSURE MATERIAL PLASTIC, YELLOW ENCLOSURE TOP PART, WITH PROTECTIVE COLLAR, 1 COMMAND POINT, A=EMERGEN.-STOP MUSHROOM PUSHBUTTON RED, 40MM, ROTATE TO UNLATCH, 1NC, 1NC, CABLE ENTRY FOR SHAPED CABLE ON TOP | 280.8 | TEM | 1 | CP | 0.346 | 1
3SF58110AB08 | AS-INTERFACE ENCLOSURE FOR COMMAND DEVICES, 22MM, ROUND, ENCLOSURE MATERIAL PLASTIC, YELLOW ENCLOSURE TOP PART, WITH PROTECTIVE COLLAR, 1 COMMAND POINT, A=EMERGEN.-STOP MUSHROOM PUSHBUTTON RED, 40MM, ROTATE TO UNLATCH, 1NC, 1NC, CABLE ENTRY FOR SHAPED CABLE ON TOP | 280.8 | TEM | 1 | CP | 0.346 | 1
3SF58112AB08 | AS-INTERFACE ENCLOSURE FOR COMMAND DEVICES, 22MM, ROUND, ENCLOSURE MATERIAL METAL, YELLOW ENCLOSURE TOP PART, WITH PROTECTIVE COLLAR, 1 COMMAND POINT, A=EMERGEN.-STOP MUSHROOM PUSHBUTTON RED, 40MM, ROTATE TO UNLATCH, 1NC, 1NC, CABLE ENTRY FOR SHAPED CABLE ON TOP | 327.58 | TEM | 1 | CP | 0.727 | 1
3SF58112AB08 | AS-INTERFACE ENCLOSURE FOR COMMAND DEVICES, 22MM, ROUND, ENCLOSURE MATERIAL METAL, YELLOW ENCLOSURE TOP PART, WITH PROTECTIVE COLLAR, 1 COMMAND POINT, A=EMERGEN.-STOP MUSHROOM PUSHBUTTON RED, 40MM, ROTATE TO UNLATCH, 1NC, 1NC, CABLE ENTRY FOR SHAPED CABLE ON TOP | 327.58 | TEM | 1 | CP | 0.727 | 1
3SK11111AB30 | SIRIUS SAFETY RELAY STANDARD SERIES DEVICE RELAY ENABLING CIRCUITS 3 NO CONTACTS + RELAY SIGNALING CIRCUIT 1 NC CONTACT US = 24 V AC/DC SCREW TERMINAL | 168.92 | TEM | 1 | CP | 0.278 | 1
3SK11111AB30 | SIRIUS SAFETY RELAY STANDARD SERIES DEVICE RELAY ENABLING CIRCUITS 3 NO CONTACTS + RELAY SIGNALING CIRCUIT 1 NC CONTACT US = 24 V AC/DC SCREW TERMINAL | 168.92 | TEM | 1 | CP | 0.278 | 1
3SK11111AW20 | SIRIUS SAFETY RELAY STANDARD SERIES DEVICE RELAY ENABLING CIRCUITS 3 NO CONTACTS + RELAY SIGNALING CIRCUIT 1 NC CONTACT US = 110 - 240 V DC/AC 50/60 HZ SCREW TERMINAL | 168.92 | TEM | 1 | CP | 0.286 | 1
3SK11111AW20 | SIRIUS SAFETY RELAY STANDARD SERIES DEVICE RELAY ENABLING CIRCUITS 3 NO CONTACTS + RELAY SIGNALING CIRCUIT 1 NC CONTACT US = 110 - 240 V DC/AC 50/60 HZ SCREW TERMINAL | 168.92 | TEM | 1 | CP | 0.286 | 1
3SK11111AW20 | SIRIUS SAFETY RELAY STANDARD SERIES DEVICE RELAY ENABLING CIRCUITS 3 NO CONTACTS + RELAY SIGNALING CIRCUIT 1 NC CONTACT US = 110 - 240 V DC/AC 50/60 HZ SCREW TERMINAL | 168.92 | TEM | 1 | CP | 0.286 | 1
3SK11112AB30 | SIRIUS SAFETY RELAY STANDARD SERIES DEVICE RELAY ENABLING CIRCUITS 3 NO CONTACTS + RELAY SIGNALING CIRCUIT 1 NC CONTACT US = 24 V AC/DC SPRING-LOADED TERMINAL | 168.92 | TEM | 1 | CP | 0.255 | 1
3SK11112AB30 | SIRIUS SAFETY RELAY STANDARD SERIES DEVICE RELAY ENABLING CIRCUITS 3 NO CONTACTS + RELAY SIGNALING CIRCUIT 1 NC CONTACT US = 24 V AC/DC SPRING-LOADED TERMINAL | 168.92 | TEM | 1 | CP | 0.255 | 1
3SK11121BB40 | SIRIUS SAFETY RELAY STANDARD SERIES DEVICE ELECTRONIC OUTPUTS 2 ENABLING CIRCUITS + 1 SIGNALING CIRCUIT US = 24 V DC SCREW TERMINAL | 134.69 | TEM | 1 | CP | 0.177 | 1
3SK11121BB40 | SIRIUS SAFETY RELAY STANDARD SERIES DEVICE ELECTRONIC OUTPUTS 2 ENABLING CIRCUITS + 1 SIGNALING CIRCUIT US = 24 V DC SCREW TERMINAL | 134.69 | TEM | 1 | CP | 0.177 | 1
3SK11211AB40 | SIRIUS SAFETY RELAY BASIC UNIT ADVANCED SERIES RELAY ENABLING CIRCUITS 3 NO CONTACTS + RELAY SIGNALING CIRCUIT 1 NC CONTACT US = 24 V DC SCREW TERMINAL | 215.35 | TEM | 1 | CP | 0.282 | 1
3SK11211AB40 | SIRIUS SAFETY RELAY BASIC UNIT ADVANCED SERIES RELAY ENABLING CIRCUITS 3 NO CONTACTS + RELAY SIGNALING CIRCUIT 1 NC CONTACT US = 24 V DC SCREW TERMINAL | 215.35 | TEM | 1 | CP | 0.282 | 1
3SK11211CB41 | SIRIUS SAFETY RELAY BASIC UNIT ADVANCED SERIES WITH TIME DELAY 0.05-3S RELAY ENABLING CIRCUITS 2 INSTANTANEOUS NO CONTACTS 2 DELAYED NO CONTACTS US = 24 V DC SCREW TERMINAL | 263.63 | TEM | 1 | CP | 0.292 | 1
3SK11211CB41 | SIRIUS SAFETY RELAY BASIC UNIT ADVANCED SERIES WITH TIME DELAY 0.05-3S RELAY ENABLING CIRCUITS 2 INSTANTANEOUS NO CONTACTS 2 DELAYED NO CONTACTS US = 24 V DC SCREW TERMINAL | 263.63 | TEM | 1 | CP | 0.292 | 1
3SK11211CB42 | SIRIUS SAFETY RELAY BASIC UNIT ADVANCED SERIES WITH TIME DELAY 0.5-30S RELAY ENABLING CIRCUITS 2 INSTANTANEOUS NO CONTACTS 2 DELAYED NO CONTACTS US = 24 V DC SCREW TERMINAL | 268.55 | TEM | 1 | CP | 0.291 | 1
3SK11211CB42 | SIRIUS SAFETY RELAY BASIC UNIT ADVANCED SERIES WITH TIME DELAY 0.5-30S RELAY ENABLING CIRCUITS 2 INSTANTANEOUS NO CONTACTS 2 DELAYED NO CONTACTS US = 24 V DC SCREW TERMINAL | 268.55 | TEM | 1 | CP | 0.291 | 1
3SK11221CB41 | SIRIUS SAFETY RELAY BASIC UNIT ADVANCED SERIES WITH TIME DELAY 0.05-3S ELECTRONIC ENABLING CIRCUITS 2 INSTANTANEOUS 2 DELAYED US = 24 V DC SCREW TERMINAL | 161.34 | TEM | 1 | CP | 0.21 | 1
3SK11221CB41 | SIRIUS SAFETY RELAY BASIC UNIT ADVANCED SERIES WITH TIME DELAY 0.05-3S ELECTRONIC ENABLING CIRCUITS 2 INSTANTANEOUS 2 DELAYED US = 24 V DC SCREW TERMINAL | 161.34 | TEM | 1 | CP | 0.21 | 1
3SK11221CB42 | SIRIUS SAFETY RELAY BASIC UNIT ADVANCED SERIES WITH TIME DELAY 0.5-30S ELECTRONIC ENABLING CIRCUITS 2 INSTANTANEOUS 2 DELAYED US = 24 V DC SCREW TERMINAL | 161.34 | TEM | 1 | CP | 0.216 | 1
3SK11221CB42 | SIRIUS SAFETY RELAY BASIC UNIT ADVANCED SERIES WITH TIME DELAY 0.5-30S ELECTRONIC ENABLING CIRCUITS 2 INSTANTANEOUS 2 DELAYED US = 24 V DC SCREW TERMINAL | 161.34 | TEM | 1 | CP | 0.216 | 1
3SK12111BB00 | SIRIUS SAFETY RELAY OUTPUT EXTENSION 4RO WITH RELAY ENABLING CIRCUITS 4 NO CONTACTS + RELAY FEEDBACK CIRCUIT 1 NC CONTACT US = 24 V AC SCREW CONNECTION | 156.01 | TEM | 1 | CP | 0.248 | 1
3SK12111BB00 | SIRIUS SAFETY RELAY OUTPUT EXTENSION 4RO WITH RELAY ENABLING CIRCUITS 4 NO CONTACTS + RELAY FEEDBACK CIRCUIT 1 NC CONTACT US = 24 V AC SCREW CONNECTION | 156.01 | TEM | 1 | CP | 0.248 | 1
3SK12111BB40 | SIRIUS SAFETY RELAY OUTPUT EXTENSION 4RO WITH RELAY ENABLING CIRCUITS 4 NO CONTACTS + RELAY FEEDBACK CIRCUIT 1 NC CONTACT US = 24 V DC SCREW CONNECTION | 156.01 | TEM | 1 | CP | 0.234 | 1
3SK12111BB40 | SIRIUS SAFETY RELAY OUTPUT EXTENSION 4RO WITH RELAY ENABLING CIRCUITS 4 NO CONTACTS + RELAY FEEDBACK CIRCUIT 1 NC CONTACT US = 24 V DC SCREW CONNECTION | 156.01 | TEM | 1 | CP | 0.234 | 1
3SK12131AB40 | SIRIUS SAFETY RELAY OUTPUT EXTENSION 3RO POWER, WITH RELAY ENABLING CIRCUITS 3 NO CONTACTS + RELAY FEEDBACK CIRCUIT 1 NC CONTACT US = 24 V DC SCREW CONNECTION | 227.55 | TEM | 1 | CP | 1 | 1
3SK12131AB40 | SIRIUS SAFETY RELAY OUTPUT EXTENSION 3RO POWER, WITH RELAY ENABLING CIRCUITS 3 NO CONTACTS + RELAY FEEDBACK CIRCUIT 1 NC CONTACT US = 24 V DC SCREW CONNECTION | 227.55 | TEM | 1 | CP | 1 | 1
3SK12201AB40 | SIRIUS SAFETY RELAY ADVANCED EXPANSION UNIT INPUT EXTENSION FOR ONE ADDITIONAL 2-CHANNEL OR TWO 1-CHANNEL SENSORS US = 24 V DC SCREW CONNECTION | 129.36 | TEM | 1 | CP | 0.165 | 1
3SK12201AB40 | SIRIUS SAFETY RELAY ADVANCED EXPANSION UNIT INPUT EXTENSION FOR ONE ADDITIONAL 2-CHANNEL OR TWO 1-CHANNEL SENSORS US = 24 V DC SCREW CONNECTION | 124.25 | TEM | 1 | CP | 0.165 | 1
3SK12201AB40 | SIRIUS SAFETY RELAY ADVANCED EXPANSION UNIT INPUT EXTENSION FOR ONE ADDITIONAL 2-CHANNEL OR TWO 1-CHANNEL SENSORS US = 24 V DC SCREW CONNECTION | 129.36 | TEM | 1 | CP | 0.165 | 1
3SK12301AW20 | SIRIUS SAFETY RELAY POWERSUPPLY FOR 3SK1 ADVANCED SERIES US = 110 - 230 V AC/DC SCREW CONNECTION | 107.32 | TEM | 1 | CP | 0.19 | 1
3SK12301AW20 | SIRIUS SAFETY RELAY POWERSUPPLY FOR 3SK1 ADVANCED SERIES US = 110 - 230 V AC/DC SCREW CONNECTION | 103.56 | TEM | 1 | CP | 0.19 | 1
3SK12301AW20 | SIRIUS SAFETY RELAY POWERSUPPLY FOR 3SK1 ADVANCED SERIES US = 110 - 230 V AC/DC SCREW CONNECTION | 107.32 | TEM | 1 | CP | 0.19 | 1
3SK21121AA10 | SIRIUS SAFETY RELAY BASIC UNIT 3SK2 SERIES 10 F-DI, 2 F-DQ, 1 DQ, 24 V DC PARAMETERIZABLE VIA SIRIUS SAFETY ES WIDTH 22.5MM SCREW TERMINALS UP TO SIL3 (IEC 61508) UP TO PERFORMANCE LEVEL E (ISO 13849-1) 3SK1 OUTPUT EXPANSIONS AND 3RM1 FAIL-SAFE MOTOR STARTER CONNECTABLE VIA DEVICE CONNECTOR | 324.41 | TEM | 1 | CP | 0.23 | 1
3SK21121AA10 | SIRIUS SAFETY RELAY BASIC UNIT 3SK2 SERIES 10 F-DI, 2 F-DQ, 1 DQ, 24 V DC PARAMETERIZABLE VIA SIRIUS SAFETY ES WIDTH 22.5MM SCREW TERMINALS UP TO SIL3 (IEC 61508) UP TO PERFORMANCE LEVEL E (ISO 13849-1) 3SK1 OUTPUT EXPANSIONS AND 3RM1 FAIL-SAFE MOTOR STARTER CONNECTABLE VIA DEVICE CONNECTOR | 324.41 | TEM | 1 | CP | 0.23 | 1
3SK21221AA10 | SIRIUS SAFETY RELAY BASIC UNIT 3SK2 SERIES 20 F-DI, 4 F-DQ, 2 DQ, 24 V DC PARAMETERIZABLE VIA SIRIUS SAFETY ES WIDTH 45MM SCREW TERMINALS UP TO SIL3 (IEC 61508) UP TO PERFORMANCE LEVEL E (ISO 13849-1) 3SK1 OUTPUT EXPANSIONS AND 3RM1 FAIL-SAFE MOTOR STARTER CONNECTABLE VIA DEVICE CONNECTOR | 460.23 | TEM | 1 | CP | 0.408 | 1
3SK21221AA10 | SIRIUS SAFETY RELAY BASIC UNIT 3SK2 SERIES 20 F-DI, 4 F-DQ, 2 DQ, 24 V DC PARAMETERIZABLE VIA SIRIUS SAFETY ES WIDTH 45MM SCREW TERMINALS UP TO SIL3 (IEC 61508) UP TO PERFORMANCE LEVEL E (ISO 13849-1) 3SK1 OUTPUT EXPANSIONS AND 3RM1 FAIL-SAFE MOTOR STARTER CONNECTABLE VIA DEVICE CONNECTOR | 460.23 | TEM | 1 | CP | 0.408 | 1
3SR9424 | INCANDESCENT LAMP 2W,BA 9S 60V, PACKING UNITE = 10 ITEMS | 4.1 | TEM | 1 | CP | 0.002 | 10
3SR9424 | INCANDESCENT LAMP 2W,BA 9S 60V, PACKING UNITE = 10 ITEMS | 4.1 | TEM | 1 | CP | 0.002 | 10
3SU10000AA100AA0 | PUSHBUTTON, 22MM, ROUND, PLASTIC, BLACK, FLAT BUTTON, LATCHING, PUSH TO UNLATCH | 7.38 | TEM | 1 | CP | 0.017 | 1
3SU10000AA100AA0 | PUSHBUTTON, 22MM, ROUND, PLASTIC, BLACK, FLAT BUTTON, LATCHING, PUSH TO UNLATCH | 7.38 | TEM | 1 | CP | 0.017 | 1
3SU10000AA200AA0 | PUSHBUTTON, 22MM, ROUND, PLASTIC, RED, FLAT BUTTON, LATCHING, PUSH TO UNLATCH | 7.38 | TEM | 1 | CP | 0.017 | 1
3SU10000AA200AA0 | PUSHBUTTON, 22MM, ROUND, PLASTIC, RED, FLAT BUTTON, LATCHING, PUSH TO UNLATCH | 7.38 | TEM | 1 | CP | 0.017 | 1
3SU10000AA300AA0 | PUSHBUTTON, 22MM, ROUND, PLASTIC, YELLOW, FLAT BUTTON, LATCHING, PUSH TO UNLATCH | 7.38 | TEM | 1 | CP | 0.017 | 1
3SU10000AA300AA0 | PUSHBUTTON, 22MM, ROUND, PLASTIC, YELLOW, FLAT BUTTON, LATCHING, PUSH TO UNLATCH | 7.38 | TEM | 1 | CP | 0.017 | 1
3SU10000AA400AA0 | PUSHBUTTON, 22MM, ROUND, PLASTIC, GREEN, FLAT BUTTON, LATCHING, PUSH TO UNLATCH | 7.38 | TEM | 1 | CP | 0.018 | 1
3SU10000AA400AA0 | PUSHBUTTON, 22MM, ROUND, PLASTIC, GREEN, FLAT BUTTON, LATCHING, PUSH TO UNLATCH | 7.38 | TEM | 1 | CP | 0.018 | 1
3SU10000AA500AA0 | PUSHBUTTON, 22MM, ROUND, PLASTIC, BLUE, FLAT BUTTON, LATCHING, PUSH TO UNLATCH | 7.38 | TEM | 1 | CP | 0.017 | 1
3SU10000AA500AA0 | PUSHBUTTON, 22MM, ROUND, PLASTIC, BLUE, FLAT BUTTON, LATCHING, PUSH TO UNLATCH | 7.38 | TEM | 1 | CP | 0.017 | 1
3SU10000AA600AA0 | PUSHBUTTON, 22MM, ROUND, PLASTIC, WHITE, FLAT BUTTON, LATCHING, PUSH TO UNLATCH | 7.38 | TEM | 1 | CP | 0.017 | 1
3SU10000AA600AA0 | PUSHBUTTON, 22MM, ROUND, PLASTIC, WHITE, FLAT BUTTON, LATCHING, PUSH TO UNLATCH | 7.38 | TEM | 1 | CP | 0.017 | 1
3SU10000AB100AA0 | PUSHBUTTON, 22MM, ROUND, PLASTIC, BLACK, FLAT BUTTON, MOMENTARY CONTACT TYPE | 3.18 | TEM | 1 | CP | 0.019 | 1
3SU10000AB100AA0 | PUSHBUTTON, 22MM, ROUND, PLASTIC, BLACK, FLAT BUTTON, MOMENTARY CONTACT TYPE | 3.18 | TEM | 1 | CP | 0.019 | 1
3SU10000AB200AA0 | PUSHBUTTON, 22MM, ROUND, PLASTIC, RED, FLAT BUTTON, MOMENTARY CONTACT TYPE | 3.18 | TEM | 1 | CP | 0.02 | 1
3SU10000AB200AA0 | PUSHBUTTON, 22MM, ROUND, PLASTIC, RED, FLAT BUTTON, MOMENTARY CONTACT TYPE | 3.18 | TEM | 1 | CP | 0.02 | 1
3SU10000AB200AD0 | PUSHBUTTON, 22MM, ROUND, PLASTIC, RED, INSCRIPTION: O, FLAT BUTTON, MOMENTARY CONTACT TYPE | 4.2 | TEM | 1 | CP | 0.016 | 1
3SU10000AB200AD0 | PUSHBUTTON, 22MM, ROUND, PLASTIC, RED, INSCRIPTION: O, FLAT BUTTON, MOMENTARY CONTACT TYPE | 4.2 | TEM | 1 | CP | 0.016 | 1
3SU10000AB300AA0 | PUSHBUTTON, 22MM, ROUND, PLASTIC, YELLOW, FLAT BUTTON, MOMENTARY CONTACT TYPE | 3.18 | TEM | 1 | CP | 0.019 | 1
3SU10000AB300AA0 | PUSHBUTTON, 22MM, ROUND, PLASTIC, YELLOW, FLAT BUTTON, MOMENTARY CONTACT TYPE | 3.18 | TEM | 1 | CP | 0.019 | 1
3SU10000AB400AA0 | PUSHBUTTON, 22MM, ROUND, PLASTIC, GREEN, FLAT BUTTON, MOMENTARY CONTACT TYPE | 3.18 | TEM | 1 | CP | 0.019 | 1
3SU10000AB400AA0 | PUSHBUTTON, 22MM, ROUND, PLASTIC, GREEN, FLAT BUTTON, MOMENTARY CONTACT TYPE | 3.18 | TEM | 1 | CP | 0.019 | 1
3SU10000AB400AC0 | PUSHBUTTON, 22MM, ROUND, PLASTIC, GREEN, INSCRIPTION: I, FLAT BUTTON, MOMENTARY CONTACT TYPE | 4.2 | TEM | 1 | CP | 0.016 | 1
3SU10000AB400AC0 | PUSHBUTTON, 22MM, ROUND, PLASTIC, GREEN, INSCRIPTION: I, FLAT BUTTON, MOMENTARY CONTACT TYPE | 4.2 | TEM | 1 | CP | 0.016 | 1
3SU10000AB500AA0 | PUSHBUTTON, 22MM, ROUND, PLASTIC, BLUE, FLAT BUTTON, MOMENTARY CONTACT TYPE | 3.18 | TEM | 1 | CP | 0.019 | 1
3SU10000AB500AA0 | PUSHBUTTON, 22MM, ROUND, PLASTIC, BLUE, FLAT BUTTON, MOMENTARY CONTACT TYPE | 3.18 | TEM | 1 | CP | 0.019 | 1
3SU10000AB600AA0 | PUSHBUTTON, 22MM, ROUND, PLASTIC, WHITE, FLAT BUTTON, MOMENTARY CONTACT TYPE | 3.18 | TEM | 1 | CP | 0.019 | 1
3SU10000AB600AA0 | PUSHBUTTON, 22MM, ROUND, PLASTIC, WHITE, FLAT BUTTON, MOMENTARY CONTACT TYPE | 3.18 | TEM | 1 | CP | 0.019 | 1
3SU10000AB700AA0 | PUSHBUTTON, 22MM, ROUND, PLASTIC, CLEAR, FLAT BUTTON, MOMENTARY CONTACT TYPE | 3.18 | TEM | 1 | CP | 0.018 | 1
3SU10000AB700AA0 | PUSHBUTTON, 22MM, ROUND, PLASTIC, CLEAR, FLAT BUTTON, MOMENTARY CONTACT TYPE | 3.18 | TEM | 1 | CP | 0.018 | 1
3SU10000BB100AA0 | PUSHBUTTON, 22MM, ROUND, PLASTIC, BLACK, RAISED BUTTON, MOMENTARY CONTACT TYPE | 4.82 | TEM | 1 | CP | 0.019 | 1
3SU10000BB100AA0 | PUSHBUTTON, 22MM, ROUND, PLASTIC, BLACK, RAISED BUTTON, MOMENTARY CONTACT TYPE | 4.82 | TEM | 1 | CP | 0.019 | 1
3SU10000BB200AA0 | PUSHBUTTON, 22MM, ROUND, PLASTIC, RED, RAISED BUTTON, MOMENTARY CONTACT TYPE | 4.82 | TEM | 1 | CP | 0.019 | 1
3SU10000BB200AA0 | PUSHBUTTON, 22MM, ROUND, PLASTIC, RED, RAISED BUTTON, MOMENTARY CONTACT TYPE | 4.82 | TEM | 1 | CP | 0.019 | 1
3SU10000BB300AA0 | PUSHBUTTON, 22MM, ROUND, PLASTIC, YELLOW, RAISED BUTTON, MOMENTARY CONTACT TYPE | 4.82 | TEM | 1 | CP | 0.019 | 1
3SU10000BB300AA0 | PUSHBUTTON, 22MM, ROUND, PLASTIC, YELLOW, RAISED BUTTON, MOMENTARY CONTACT TYPE | 4.82 | TEM | 1 | CP | 0.019 | 1
3SU10000BB400AA0 | PUSHBUTTON, 22MM, ROUND, PLASTIC, GREEN, RAISED BUTTON, MOMENTARY CONTACT TYPE | 4.82 | TEM | 1 | CP | 0.02 | 1
3SU10000BB400AA0 | PUSHBUTTON, 22MM, ROUND, PLASTIC, GREEN, RAISED BUTTON, MOMENTARY CONTACT TYPE | 4.82 | TEM | 1 | CP | 0.02 | 1
3SU10000BB500AA0 | PUSHBUTTON, 22MM, ROUND, PLASTIC, BLUE, RAISED BUTTON, MOMENTARY CONTACT TYPE | 4.82 | TEM | 1 | CP | 0.021 | 1
3SU10000BB500AA0 | PUSHBUTTON, 22MM, ROUND, PLASTIC, BLUE, RAISED BUTTON, MOMENTARY CONTACT TYPE | 4.82 | TEM | 1 | CP | 0.021 | 1
3SU10000BB600AA0 | PUSHBUTTON, 22MM, ROUND, PLASTIC, WHITE, RAISED BUTTON, MOMENTARY CONTACT TYPE | 4.82 | TEM | 1 | CP | 0.019 | 1
3SU10000BB600AA0 | PUSHBUTTON, 22MM, ROUND, PLASTIC, WHITE, RAISED BUTTON, MOMENTARY CONTACT TYPE | 4.82 | TEM | 1 | CP | 0.019 | 1
3SU10000CB100AA0 | PUSHBUTTON, 22MM, ROUND, PLASTIC, BLACK RAISED FRONT RING MOMENTARY CONTACT TYPE | 4.51 | TEM | 1 | CP | 0.022 | 1
3SU10000CB100AA0 | PUSHBUTTON, 22MM, ROUND, PLASTIC, BLACK RAISED FRONT RING MOMENTARY CONTACT TYPE | 4.51 | TEM | 1 | CP | 0.022 | 1
3SU10000CB200AA0 | PUSHBUTTON, 22MM, ROUND, PLASTIC, RED, RAISED FRONT RING MOMENTARY CONTACT TYPE | 4.51 | TEM | 1 | CP | 0.021 | 1
3SU10000CB200AA0 | PUSHBUTTON, 22MM, ROUND, PLASTIC, RED, RAISED FRONT RING MOMENTARY CONTACT TYPE | 4.51 | TEM | 1 | CP | 0.021 | 1
3SU10000CB300AA0 | PUSHBUTTON, 22MM, ROUND, PLASTIC, YELLOW, RAISED FRONT RING MOMENTARY CONTACT TYPE | 4.51 | TEM | 1 | CP | 0.021 | 1
3SU10000CB300AA0 | PUSHBUTTON, 22MM, ROUND, PLASTIC, YELLOW, RAISED FRONT RING MOMENTARY CONTACT TYPE | 4.51 | TEM | 1 | CP | 0.021 | 1
3SU10000CB400AA0 | PUSHBUTTON, 22MM, ROUND, PLASTIC, GREEN, RAISED FRONT RING MOMENTARY CONTACT TYPE | 4.51 | TEM | 1 | CP | 0.018 | 1
3SU10000CB400AA0 | PUSHBUTTON, 22MM, ROUND, PLASTIC, GREEN, RAISED FRONT RING MOMENTARY CONTACT TYPE | 4.51 | TEM | 1 | CP | 0.018 | 1
3SU10000CB500AA0 | PUSHBUTTON, 22MM, ROUND, PLASTIC, BLUE, RAISED FRONT RING MOMENTARY CONTACT TYPE | 4.51 | TEM | 1 | CP | 0.021 | 1
3SU10000CB500AA0 | PUSHBUTTON, 22MM, ROUND, PLASTIC, BLUE, RAISED FRONT RING MOMENTARY CONTACT TYPE | 4.51 | TEM | 1 | CP | 0.021 | 1
3SU10000CB600AA0 | PUSHBUTTON, 22MM, ROUND, PLASTIC, WHITE, RAISED FRONT RING MOMENTARY CONTACT TYPE | 4.51 | TEM | 1 | CP | 0.021 | 1
3SU10000CB600AA0 | PUSHBUTTON, 22MM, ROUND, PLASTIC, WHITE, RAISED FRONT RING MOMENTARY CONTACT TYPE | 4.51 | TEM | 1 | CP | 0.021 | 1
3SU10001AA100AA0 | MUSHROOM PUSHBUTTON, 22MM, ROUND, PLASTIC, BLACK, 30MM, LATCHING, PULL TO UNLATCH | 12.51 | TEM | 1 | CP | 0.027 | 1
3SU10001AA100AA0 | MUSHROOM PUSHBUTTON, 22MM, ROUND, PLASTIC, BLACK, 30MM, LATCHING, PULL TO UNLATCH | 12.51 | TEM | 1 | CP | 0.027 | 1
3SU10001AA200AA0 | MUSHROOM PUSHBUTTON, 22MM, ROUND, PLASTIC, RED, 30MM, LATCHING, PULL TO UNLATCH | 12.51 | TEM | 1 | CP | 0.026 | 1
3SU10001AA200AA0 | MUSHROOM PUSHBUTTON, 22MM, ROUND, PLASTIC, RED, 30MM, LATCHING, PULL TO UNLATCH | 12.51 | TEM | 1 | CP | 0.026 | 1
3SU10001AA300AA0 | MUSHROOM PUSHBUTTON, 22MM, ROUND, PLASTIC, YELLOW, 30MM, LATCHING, PULL TO UNLATCH | 12.51 | TEM | 1 | CP | 0.032 | 1
3SU10001AA300AA0 | MUSHROOM PUSHBUTTON, 22MM, ROUND, PLASTIC, YELLOW, 30MM, LATCHING, PULL TO UNLATCH | 12.51 | TEM | 1 | CP | 0.032 | 1
3SU10001AD100AA0 | MUSHROOM PUSHBUTTON, 22MM, ROUND, PLASTIC, BLACK, 30MM, MOMENTARY CONTACT TYPE | 7.28 | TEM | 1 | CP | 0.024 | 1
3SU10001AD100AA0 | MUSHROOM PUSHBUTTON, 22MM, ROUND, PLASTIC, BLACK, 30MM, MOMENTARY CONTACT TYPE | 7.28 | TEM | 1 | CP | 0.024 | 1
3SU10001AD200AA0 | MUSHROOM PUSHBUTTON, 22MM, ROUND, PLASTIC, RED, 30MM, MOMENTARY CONTACT TYPE | 7.28 | TEM | 1 | CP | 0.025 | 1
3SU10001AD200AA0 | MUSHROOM PUSHBUTTON, 22MM, ROUND, PLASTIC, RED, 30MM, MOMENTARY CONTACT TYPE | 7.28 | TEM | 1 | CP | 0.025 | 1
3SU10001AD300AA0 | MUSHROOM PUSHBUTTON, 22MM, ROUND, PLASTIC, YELLOW, 30MM, MOMENTARY CONTACT TYPE | 7.28 | TEM | 1 | CP | 0.024 | 1
3SU10001AD300AA0 | MUSHROOM PUSHBUTTON, 22MM, ROUND, PLASTIC, YELLOW, 30MM, MOMENTARY CONTACT TYPE | 7.28 | TEM | 1 | CP | 0.024 | 1
3SU10001AD400AA0 | MUSHROOM PUSHBUTTON, 22MM, ROUND, PLASTIC, GREEN, 30MM, MOMENTARY CONTACT TYPE | 7.28 | TEM | 1 | CP | 0.032 | 1
3SU10001AD400AA0 | MUSHROOM PUSHBUTTON, 22MM, ROUND, PLASTIC, GREEN, 30MM, MOMENTARY CONTACT TYPE | 7.28 | TEM | 1 | CP | 0.032 | 1
3SU10001BA100AA0 | MUSHROOM PUSHBUTTON, 22MM, ROUND, PLASTIC, BLACK, 40MM, LATCHING, PULL TO UNLATCH | 13.12 | TEM | 1 | CP | 0.028 | 1
3SU10001BA100AA0 | MUSHROOM PUSHBUTTON, 22MM, ROUND, PLASTIC, BLACK, 40MM, LATCHING, PULL TO UNLATCH | 13.12 | TEM | 1 | CP | 0.028 | 1
3SU10001BA200AA0 | MUSHROOM PUSHBUTTON, 22MM, ROUND, PLASTIC, RED, 40MM, LATCHING, PULL TO UNLATCH | 13.12 | TEM | 1 | CP | 0.028 | 1
3SU10001BA200AA0 | MUSHROOM PUSHBUTTON, 22MM, ROUND, PLASTIC, RED, 40MM, LATCHING, PULL TO UNLATCH | 13.12 | TEM | 1 | CP | 0.028 | 1
3SU10001BA300AA0 | MUSHROOM PUSHBUTTON, 22MM, ROUND, PLASTIC, YELLOW, 40MM, LATCHING, PULL TO UNLATCH | 13.12 | TEM | 1 | CP | 0.028 | 1
3SU10001BA300AA0 | MUSHROOM PUSHBUTTON, 22MM, ROUND, PLASTIC, YELLOW, 40MM, LATCHING, PULL TO UNLATCH | 13.12 | TEM | 1 | CP | 0.028 | 1
3SU10001BD100AA0 | MUSHROOM PUSHBUTTON, 22MM, ROUND, PLASTIC, BLACK, 40MM, MOMENTARY CONTACT TYPE | 7.28 | TEM | 1 | CP | 0.026 | 1
3SU10001BD100AA0 | MUSHROOM PUSHBUTTON, 22MM, ROUND, PLASTIC, BLACK, 40MM, MOMENTARY CONTACT TYPE | 7.28 | TEM | 1 | CP | 0.026 | 1
3SU10001BD200AA0 | MUSHROOM PUSHBUTTON, 22MM, ROUND, PLASTIC, RED, 40MM, MOMENTARY CONTACT TYPE | 7.28 | TEM | 1 | CP | 0.026 | 1
3SU10001BD200AA0 | MUSHROOM PUSHBUTTON, 22MM, ROUND, PLASTIC, RED, 40MM, MOMENTARY CONTACT TYPE | 7.28 | TEM | 1 | CP | 0.026 | 1
3SU10001BD300AA0 | MUSHROOM PUSHBUTTON, 22MM, ROUND, PLASTIC, YELLOW, 40MM, MOMENTARY CONTACT TYPE | 7.28 | TEM | 1 | CP | 0.026 | 1
3SU10001BD300AA0 | MUSHROOM PUSHBUTTON, 22MM, ROUND, PLASTIC, YELLOW, 40MM, MOMENTARY CONTACT TYPE | 7.28 | TEM | 1 | CP | 0.026 | 1
3SU10001BD400AA0 | MUSHROOM PUSHBUTTON, 22MM, ROUND, PLASTIC, GREEN, 40MM, MOMENTARY CONTACT TYPE | 7.28 | TEM | 1 | CP | 0.027 | 1
3SU10001BD400AA0 | MUSHROOM PUSHBUTTON, 22MM, ROUND, PLASTIC, GREEN, 40MM, MOMENTARY CONTACT TYPE | 7.28 | TEM | 1 | CP | 0.027 | 1
3SU10001HA200AA0 | EM. STOP MUSHROOM PUSHBUTTON, 22MM, ROUND, PLASTIC, RED, 40MM, POSITIVE LATCHING, PULL TO UNLATCH | 13.22 | TEM | 1 | CP | 0.051 | 1
3SU10001HA200AA0 | EM. STOP MUSHROOM PUSHBUTTON, 22MM, ROUND, PLASTIC, RED, 40MM, POSITIVE LATCHING, PULL TO UNLATCH | 13.22 | TEM | 1 | CP | 0.051 | 1
3SU10001HB200AA0 | EM. STOP MUSHROOM PUSHBUTTON, 22MM, ROUND, PLASTIC, RED, 40MM, POSITIVE LATCHING, ROTATE TO UNLATCH | 13.22 | TEM | 1 | CP | 0.044 | 1
3SU10001HB200AA0 | EM. STOP MUSHROOM PUSHBUTTON, 22MM, ROUND, PLASTIC, RED, 40MM, POSITIVE LATCHING, ROTATE TO UNLATCH | 13.22 | TEM | 1 | CP | 0.044 | 1
3SU10001HF200AA0 | EM. STOP MUSHROOM PUSHBUTTON, 22MM, ROUND, PLASTIC, RED, 40MM, WITH RONIS LOCK, LOCK NO. SB30, POSITIVE LATCHING, KEY-OPERATED RELEASE | 28.19 | TEM | 1 | CP | 0.075 | 1
3SU10001HF200AA0 | EM. STOP MUSHROOM PUSHBUTTON, 22MM, ROUND, PLASTIC, RED, 40MM, WITH RONIS LOCK, LOCK NO. SB30, POSITIVE LATCHING, KEY-OPERATED RELEASE | 28.19 | TEM | 1 | CP | 0.075 | 1
3SU10001JB200AA0 | EM. STOP MUSHROOM PUSHBUTTON, 22MM, ROUND, PLASTIC, RED, 60MM, POSITIVE LATCHING, ROTATE TO UNLATCH | 14.86 | TEM | 1 | CP | 0.059 | 1
3SU10001JB200AA0 | EM. STOP MUSHROOM PUSHBUTTON, 22MM, ROUND, PLASTIC, RED, 60MM, POSITIVE LATCHING, ROTATE TO UNLATCH | 14.86 | TEM | 1 | CP | 0.059 | 1
3SU10003AB420AA0 | TWIN PUSHBUTTON, 22MM, ROUND, PLASTIC, GREEN, RED, FLAT BUTTONS | 6.56 | TEM | 1 | CP | 0.026 | 1
3SU10003AB420AA0 | TWIN PUSHBUTTON, 22MM, ROUND, PLASTIC, GREEN, RED, FLAT BUTTONS | 6.56 | TEM | 1 | CP | 0.026 | 1
3SU10003AB420AK0 | TWIN PUSHBUTTON, 22MM, ROUND, PLASTIC, GREEN: I, RED: O, FLAT BUTTONS | 7.07 | TEM | 1 | CP | 0.022 | 1
3SU10003AB420AK0 | TWIN PUSHBUTTON, 22MM, ROUND, PLASTIC, GREEN: I, RED: O, FLAT BUTTONS | 7.07 | TEM | 1 | CP | 0.022 | 1
3SU10003AB610AA0 | TWIN PUSHBUTTON, 22MM, ROUND, PLASTIC, WHITE, BLACK, FLAT BUTTONS | 6.56 | TEM | 1 | CP | 0.026 | 1
3SU10003AB610AA0 | TWIN PUSHBUTTON, 22MM, ROUND, PLASTIC, WHITE, BLACK, FLAT BUTTONS | 6.56 | TEM | 1 | CP | 0.026 | 1
3SU10003AB610AK0 | TWIN PUSHBUTTON, 22MM, ROUND, PLASTIC, WHITE: I, BLACK: O, FLAT BUTTONS | 7.07 | TEM | 1 | CP | 0.023 | 1
3SU10003AB610AK0 | TWIN PUSHBUTTON, 22MM, ROUND, PLASTIC, WHITE: I, BLACK: O, FLAT BUTTONS | 7.07 | TEM | 1 | CP | 0.023 | 1
3SU10003AB660AL0 | TWIN PUSHBUTTON, 22MM, ROUND, PLASTIC, WHITE: -, WHITE: +, FLAT BUTTONS | 7.07 | TEM | 1 | CP | 0.023 | 1
3SU10003AB660AL0 | TWIN PUSHBUTTON, 22MM, ROUND, PLASTIC, WHITE: -, WHITE: +, FLAT BUTTONS | 7.07 | TEM | 1 | CP | 0.023 | 1
3SU10003BB420AA0 | TWIN PUSHBUTTON, 22MM, ROUND, PLASTIC, GREEN, RED, FLAT AND RAISED BUTTONS | 6.56 | TEM | 1 | CP | 0.026 | 1
3SU10003BB420AA0 | TWIN PUSHBUTTON, 22MM, ROUND, PLASTIC, GREEN, RED, FLAT AND RAISED BUTTONS | 6.56 | TEM | 1 | CP | 0.026 | 1
3SU10003BB420AK0 | TWIN PUSHBUTTON, 22MM, ROUND, PLASTIC, GREEN: I, RED: O, FLAT AND RAISED BUTTONS | 7.07 | TEM | 1 | CP | 0.023 | 1
3SU10003BB420AK0 | TWIN PUSHBUTTON, 22MM, ROUND, PLASTIC, GREEN: I, RED: O, FLAT AND RAISED BUTTONS | 7.07 | TEM | 1 | CP | 0.023 | 1
3SU10004BC010AA0 | RONIS KEY-OPERATED SWITCH, 22MM, ROUND, PLASTIC, LOCK NO. SB30, WITH 2 KEYS, 2 SWITCH POSITIONS O<I, MOMENTARY CONTACT TYPE, ACTUATING ANGLE 45 DEG., 10:30H/12H, KEY REMOVAL POS. O, POSSIBLE SPECIAL LOCKS: SB31, 421, 455 | 16.71 | TEM | 1 | CP | 0.054 | 1
3SU10004BC010AA0 | RONIS KEY-OPERATED SWITCH, 22MM, ROUND, PLASTIC, LOCK NO. SB30, WITH 2 KEYS, 2 SWITCH POSITIONS O<I, MOMENTARY CONTACT TYPE, ACTUATING ANGLE 45 DEG., 10:30H/12H, KEY REMOVAL POS. O, POSSIBLE SPECIAL LOCKS: SB31, 421, 455 | 16.71 | TEM | 1 | CP | 0.054 | 1
3SU10004BF010AA0 | RONIS KEY-OPERATED SWITCH, 22MM, ROUND, PLASTIC, LOCK NO. SB30, WITH 2 KEYS, 2 SWITCH POSITIONS O-I, LATCHING, ACTUATING ANGLE 90 DEG., 10:30H/13:30H, KEY REMOVAL POS. O, POSSIBLE SPECIAL LOCKS: SB31, 421, 455 | 16.71 | TEM | 1 | CP | 0.055 | 1
3SU10004BF010AA0 | RONIS KEY-OPERATED SWITCH, 22MM, ROUND, PLASTIC, LOCK NO. SB30, WITH 2 KEYS, 2 SWITCH POSITIONS O-I, LATCHING, ACTUATING ANGLE 90 DEG., 10:30H/13:30H, KEY REMOVAL POS. O, POSSIBLE SPECIAL LOCKS: SB31, 421, 455 | 16.71 | TEM | 1 | CP | 0.055 | 1
3SU10004BF110AA0 | RONIS KEY-OPERATED SWITCH, 22MM, ROUND, PLASTIC, LOCK NO. SB30, WITH 2 KEYS, 2 SWITCH POSITIONS O-I, LATCHING, ACTUATING ANGLE 90 DEG., 10:30H/13:30H, KEY REMOVAL POS. O+I, POSSIBLE SPECIAL LOCKS: SB31, 421, 455 | 16.71 | TEM | 1 | CP | 0.054 | 1
3SU10004BF110AA0 | RONIS KEY-OPERATED SWITCH, 22MM, ROUND, PLASTIC, LOCK NO. SB30, WITH 2 KEYS, 2 SWITCH POSITIONS O-I, LATCHING, ACTUATING ANGLE 90 DEG., 10:30H/13:30H, KEY REMOVAL POS. O+I, POSSIBLE SPECIAL LOCKS: SB31, 421, 455 | 16.71 | TEM | 1 | CP | 0.054 | 1
3SU10004BL010AA0 | RONIS KEY-OPERATED SWITCH, 22MM, ROUND, PLASTIC, LOCK NO. SB30, WITH 2 KEYS, 3 SWITCH POSITIONS I-O-II, LATCHING, ACTUATING ANGLE 2X45 DEG., 10:30H/12H/13:30H, KEY REMOVAL POS. O, POSSIBLE SPECIAL LOCKS: SB31, 421, 455 | 17.63 | TEM | 1 | CP | 0.054 | 1
3SU10004BL010AA0 | RONIS KEY-OPERATED SWITCH, 22MM, ROUND, PLASTIC, LOCK NO. SB30, WITH 2 KEYS, 3 SWITCH POSITIONS I-O-II, LATCHING, ACTUATING ANGLE 2X45 DEG., 10:30H/12H/13:30H, KEY REMOVAL POS. O, POSSIBLE SPECIAL LOCKS: SB31, 421, 455 | 17.63 | TEM | 1 | CP | 0.054 | 1
3SU10004BL110AA0 | RONIS KEY-OPERATED SWITCH, 22MM, ROUND, PLASTIC, LOCK NO. SB30, WITH 2 KEYS, 3 SWITCH POSITIONS I-O-II, LATCHING, ACTUATING ANGLE 2X45 DEG., 10:30H/12H/13:30H, KEY REMOVAL POS. I+O+II, POSSIBLE SPECIAL LOCKS: SB31, 421, 455 | 17.63 | TEM | 1 | CP | 0.053 | 1
3SU10004BL110AA0 | RONIS KEY-OPERATED SWITCH, 22MM, ROUND, PLASTIC, LOCK NO. SB30, WITH 2 KEYS, 3 SWITCH POSITIONS I-O-II, LATCHING, ACTUATING ANGLE 2X45 DEG., 10:30H/12H/13:30H, KEY REMOVAL POS. I+O+II, POSSIBLE SPECIAL LOCKS: SB31, 421, 455 | 17.63 | TEM | 1 | CP | 0.053 | 1
3SU10004BM010AA0 | RONIS KEY-OPERATED SWITCH, 22MM, ROUND, PLASTIC, LOCK NO. SB30, WITH 2 KEYS, 3 SWITCH POSITIONS I>O<II, MOMENTARY CONTACT TYPE, ACTUATING ANGLE 2X45 DEG., 10:30H/12H/13:30H, KEY REMOVAL POS. O, POSSIBLE SPECIAL LOCKS: SB31, 421, 455 | 16.71 | TEM | 1 | CP | 0.053 | 1
3SU10004BM010AA0 | RONIS KEY-OPERATED SWITCH, 22MM, ROUND, PLASTIC, LOCK NO. SB30, WITH 2 KEYS, 3 SWITCH POSITIONS I>O<II, MOMENTARY CONTACT TYPE, ACTUATING ANGLE 2X45 DEG., 10:30H/12H/13:30H, KEY REMOVAL POS. O, POSSIBLE SPECIAL LOCKS: SB31, 421, 455 | 16.71 | TEM | 1 | CP | 0.053 | 1
3SU10004WS100AA0 | ID KEY-OPERATED SWITCH, 22MM, ROUND, PLASTIC, BLACK, RFID, 4 SWITCH POSITIONS O-I-II-III, ACTUATING ANGLE 3X45 DEG., WITHOUT ID KEY | 35.77 | TEM | 1 | CP | 0.028 | 1
3SU10004WS100AA0 | ID KEY-OPERATED SWITCH, 22MM, ROUND, PLASTIC, BLACK, RFID, 4 SWITCH POSITIONS O-I-II-III, ACTUATING ANGLE 3X45 DEG., WITHOUT ID KEY | 35.77 | TEM | 1 | CP | 0.028 | 1
3SU10010AA200AA0 | ILLUMINATED PUSHBUTTON, 22MM, ROUND, PLASTIC, RED, FLAT BUTTON, LATCHING, PUSH TO UNLATCH | 7.38 | TEM | 1 | CP | 0.017 | 1
3SU10010AA200AA0 | ILLUMINATED PUSHBUTTON, 22MM, ROUND, PLASTIC, RED, FLAT BUTTON, LATCHING, PUSH TO UNLATCH | 7.38 | TEM | 1 | CP | 0.017 | 1
3SU10010AA300AA0 | ILLUMINATED PUSHBUTTON, 22MM, ROUND, PLASTIC, YELLOW, FLAT BUTTON, LATCHING, PUSH TO UNLATCH | 7.38 | TEM | 1 | CP | 0.016 | 1
3SU10010AA300AA0 | ILLUMINATED PUSHBUTTON, 22MM, ROUND, PLASTIC, YELLOW, FLAT BUTTON, LATCHING, PUSH TO UNLATCH | 7.38 | TEM | 1 | CP | 0.016 | 1
3SU10010AA400AA0 | ILLUMINATED PUSHBUTTON, 22MM, ROUND, PLASTIC, GREEN, FLAT BUTTON, LATCHING, PUSH TO UNLATCH | 7.38 | TEM | 1 | CP | 0.017 | 1
3SU10010AA400AA0 | ILLUMINATED PUSHBUTTON, 22MM, ROUND, PLASTIC, GREEN, FLAT BUTTON, LATCHING, PUSH TO UNLATCH | 7.38 | TEM | 1 | CP | 0.017 | 1
3SU10010AA500AA0 | ILLUMINATED PUSHBUTTON, 22MM, ROUND, PLASTIC, BLUE, FLAT BUTTON, LATCHING, PUSH TO UNLATCH | 7.38 | TEM | 1 | CP | 0.017 | 1
3SU10010AA500AA0 | ILLUMINATED PUSHBUTTON, 22MM, ROUND, PLASTIC, BLUE, FLAT BUTTON, LATCHING, PUSH TO UNLATCH | 7.38 | TEM | 1 | CP | 0.017 | 1
3SU10010AA600AA0 | ILLUMINATED PUSHBUTTON, 22MM, ROUND, PLASTIC, WHITE, FLAT BUTTON, LATCHING, PUSH TO UNLATCH | 7.38 | TEM | 1 | CP | 0.016 | 1
3SU10010AA600AA0 | ILLUMINATED PUSHBUTTON, 22MM, ROUND, PLASTIC, WHITE, FLAT BUTTON, LATCHING, PUSH TO UNLATCH | 7.38 | TEM | 1 | CP | 0.016 | 1
3SU10010AB200AA0 | ILLUMINATED PUSHBUTTON, 22MM, ROUND, PLASTIC, RED, FLAT BUTTON, MOMENTARY CONTACT TYPE | 4.41 | TEM | 1 | CP | 0.018 | 1
3SU10010AB200AA0 | ILLUMINATED PUSHBUTTON, 22MM, ROUND, PLASTIC, RED, FLAT BUTTON, MOMENTARY CONTACT TYPE | 4.41 | TEM | 1 | CP | 0.018 | 1
3SU10010AB300AA0 | ILLUMINATED PUSHBUTTON, 22MM, ROUND, PLASTIC, YELLOW, FLAT BUTTON, MOMENTARY CONTACT TYPE | 4.41 | TEM | 1 | CP | 0.017 | 1
3SU10010AB300AA0 | ILLUMINATED PUSHBUTTON, 22MM, ROUND, PLASTIC, YELLOW, FLAT BUTTON, MOMENTARY CONTACT TYPE | 4.41 | TEM | 1 | CP | 0.017 | 1
3SU10010AB400AA0 | ILLUMINATED PUSHBUTTON, 22MM, ROUND, PLASTIC, GREEN, FLAT BUTTON, MOMENTARY CONTACT TYPE | 4.41 | TEM | 1 | CP | 0.018 | 1
3SU10010AB400AA0 | ILLUMINATED PUSHBUTTON, 22MM, ROUND, PLASTIC, GREEN, FLAT BUTTON, MOMENTARY CONTACT TYPE | 4.41 | TEM | 1 | CP | 0.018 | 1
3SU10010AB500AA0 | ILLUMINATED PUSHBUTTON, 22MM, ROUND, PLASTIC, BLUE, FLAT BUTTON, MOMENTARY CONTACT TYPE | 4.41 | TEM | 1 | CP | 0.018 | 1
3SU10010AB500AA0 | ILLUMINATED PUSHBUTTON, 22MM, ROUND, PLASTIC, BLUE, FLAT BUTTON, MOMENTARY CONTACT TYPE | 4.41 | TEM | 1 | CP | 0.018 | 1
3SU10010AB600AA0 | ILLUMINATED PUSHBUTTON, 22MM, ROUND, PLASTIC, WHITE, FLAT BUTTON, MOMENTARY CONTACT TYPE | 4.41 | TEM | 1 | CP | 0.019 | 1
3SU10010AB600AA0 | ILLUMINATED PUSHBUTTON, 22MM, ROUND, PLASTIC, WHITE, FLAT BUTTON, MOMENTARY CONTACT TYPE | 4.41 | TEM | 1 | CP | 0.019 | 1
3SU10010BB200AA0 | ILLUMINATED PUSHBUTTON, 22MM, ROUND, PLASTIC, RED, RAISED BUTTON, MOMENTARY CONTACT TYPE | 4.82 | TEM | 1 | CP | 0.019 | 1
3SU10010BB200AA0 | ILLUMINATED PUSHBUTTON, 22MM, ROUND, PLASTIC, RED, RAISED BUTTON, MOMENTARY CONTACT TYPE | 4.82 | TEM | 1 | CP | 0.019 | 1
3SU10010BB300AA0 | ILLUMINATED PUSHBUTTON, 22MM, ROUND, PLASTIC, YELLOW, RAISED BUTTON, MOMENTARY CONTACT TYPE | 4.82 | TEM | 1 | CP | 0.019 | 1
3SU10010BB300AA0 | ILLUMINATED PUSHBUTTON, 22MM, ROUND, PLASTIC, YELLOW, RAISED BUTTON, MOMENTARY CONTACT TYPE | 4.82 | TEM | 1 | CP | 0.019 | 1
3SU10010BB400AA0 | ILLUMINATED PUSHBUTTON, 22MM, ROUND, PLASTIC, GREEN, RAISED BUTTON, MOMENTARY CONTACT TYPE | 4.82 | TEM | 1 | CP | 0.02 | 1
3SU10010BB400AA0 | ILLUMINATED PUSHBUTTON, 22MM, ROUND, PLASTIC, GREEN, RAISED BUTTON, MOMENTARY CONTACT TYPE | 4.82 | TEM | 1 | CP | 0.02 | 1
3SU10010BB500AA0 | ILLUMINATED PUSHBUTTON, 22MM, ROUND, PLASTIC, BLUE, RAISED BUTTON, MOMENTARY CONTACT TYPE | 4.82 | TEM | 1 | CP | 0.018 | 1
3SU10010BB500AA0 | ILLUMINATED PUSHBUTTON, 22MM, ROUND, PLASTIC, BLUE, RAISED BUTTON, MOMENTARY CONTACT TYPE | 4.82 | TEM | 1 | CP | 0.018 | 1
3SU10010BB700AA0 | ILLUMINATED PUSHBUTTON, 22MM, ROUND, PLASTIC, CLEAR, RAISED BUTTON, MOMENTARY CONTACT TYPE | 4.82 | TEM | 1 | CP | 0.019 | 1
3SU10010BB700AA0 | ILLUMINATED PUSHBUTTON, 22MM, ROUND, PLASTIC, CLEAR, RAISED BUTTON, MOMENTARY CONTACT TYPE | 4.82 | TEM | 1 | CP | 0.019 | 1
3SU10011AA200AA0 | ILLUM. MUSHROOM PUSHBUTTON, 22MM, ROUND, PLASTIC, RED, 30MM, LATCHING, PULL TO UNLATCH | 13.43 | TEM | 1 | CP | 0.027 | 1
3SU10011AA200AA0 | ILLUM. MUSHROOM PUSHBUTTON, 22MM, ROUND, PLASTIC, RED, 30MM, LATCHING, PULL TO UNLATCH | 13.43 | TEM | 1 | CP | 0.027 | 1
3SU10011AA300AA0 | ILLUM. MUSHROOM PUSHBUTTON, 22MM, ROUND, PLASTIC, YELLOW, 30MM, LATCHING, PULL TO UNLATCH | 13.43 | TEM | 1 | CP | 0.025 | 1
3SU10011AA300AA0 | ILLUM. MUSHROOM PUSHBUTTON, 22MM, ROUND, PLASTIC, YELLOW, 30MM, LATCHING, PULL TO UNLATCH | 13.43 | TEM | 1 | CP | 0.025 | 1
3SU10011AA400AA0 | ILLUM. MUSHROOM PUSHBUTTON, 22MM, ROUND, PLASTIC, GREEN, 30MM, LATCHING, PULL TO UNLATCH | 13.43 | TEM | 1 | CP | 0.026 | 1
3SU10011AA400AA0 | ILLUM. MUSHROOM PUSHBUTTON, 22MM, ROUND, PLASTIC, GREEN, 30MM, LATCHING, PULL TO UNLATCH | 13.43 | TEM | 1 | CP | 0.026 | 1
3SU10011AD200AA0 | ILLUM. MUSHROOM PUSHBUTTON, 22MM, ROUND, PLASTIC, RED, 30MM, MOMENTARY CONTACT TYPE | 7.28 | TEM | 1 | CP | 0.024 | 1
3SU10011AD200AA0 | ILLUM. MUSHROOM PUSHBUTTON, 22MM, ROUND, PLASTIC, RED, 30MM, MOMENTARY CONTACT TYPE | 7.28 | TEM | 1 | CP | 0.024 | 1
3SU10011AD300AA0 | ILLUM. MUSHROOM PUSHBUTTON, 22MM, ROUND, PLASTIC, YELLOW, 30MM, MOMENTARY CONTACT TYPE | 7.28 | TEM | 1 | CP | 0.025 | 1
3SU10011AD300AA0 | ILLUM. MUSHROOM PUSHBUTTON, 22MM, ROUND, PLASTIC, YELLOW, 30MM, MOMENTARY CONTACT TYPE | 7.28 | TEM | 1 | CP | 0.025 | 1
3SU10011AD400AA0 | ILLUM. MUSHROOM PUSHBUTTON, 22MM, ROUND, PLASTIC, GREEN, 30MM, MOMENTARY CONTACT TYPE | 7.28 | TEM | 1 | CP | 0.025 | 1
3SU10011AD400AA0 | ILLUM. MUSHROOM PUSHBUTTON, 22MM, ROUND, PLASTIC, GREEN, 30MM, MOMENTARY CONTACT TYPE | 7.28 | TEM | 1 | CP | 0.025 | 1
3SU10011BA200AA0 | ILLUM. MUSHROOM PUSHBUTTON, 22MM, ROUND, PLASTIC, RED, 40MM, LATCHING, PULL TO UNLATCH | 13.43 | TEM | 1 | CP | 0.028 | 1
3SU10011BA200AA0 | ILLUM. MUSHROOM PUSHBUTTON, 22MM, ROUND, PLASTIC, RED, 40MM, LATCHING, PULL TO UNLATCH | 13.43 | TEM | 1 | CP | 0.028 | 1
3SU10011BA300AA0 | ILLUM. MUSHROOM PUSHBUTTON, 22MM, ROUND, PLASTIC, YELLOW, 40MM, LATCHING, PULL TO UNLATCH | 13.43 | TEM | 1 | CP | 0.028 | 1
3SU10011BA300AA0 | ILLUM. MUSHROOM PUSHBUTTON, 22MM, ROUND, PLASTIC, YELLOW, 40MM, LATCHING, PULL TO UNLATCH | 13.43 | TEM | 1 | CP | 0.028 | 1
3SU10011BA400AA0 | ILLUM. MUSHROOM PUSHBUTTON, 22MM, ROUND, PLASTIC, GREEN, 40MM, LATCHING, PULL TO UNLATCH | 13.43 | TEM | 1 | CP | 0.028 | 1
3SU10011BA400AA0 | ILLUM. MUSHROOM PUSHBUTTON, 22MM, ROUND, PLASTIC, GREEN, 40MM, LATCHING, PULL TO UNLATCH | 13.43 | TEM | 1 | CP | 0.028 | 1
3SU10011BD300AA0 | ILLUM. MUSHROOM PUSHBUTTON, 22MM, ROUND, PLASTIC, YELLOW, 40MM, MOMENTARY CONTACT TYPE | 7.28 | TEM | 1 | CP | 0.026 | 1
3SU10011BD300AA0 | ILLUM. MUSHROOM PUSHBUTTON, 22MM, ROUND, PLASTIC, YELLOW, 40MM, MOMENTARY CONTACT TYPE | 7.28 | TEM | 1 | CP | 0.026 | 1
3SU10011BD400AA0 | ILLUM. MUSHROOM PUSHBUTTON, 22MM, ROUND, PLASTIC, GREEN, 40MM, MOMENTARY CONTACT TYPE | 7.28 | TEM | 1 | CP | 0.026 | 1
3SU10011BD400AA0 | ILLUM. MUSHROOM PUSHBUTTON, 22MM, ROUND, PLASTIC, GREEN, 40MM, MOMENTARY CONTACT TYPE | 7.28 | TEM | 1 | CP | 0.026 | 1
3SU10011HB200AA0 | EMERGENCY STOP MUSHR. PUSHB., CAN BE ILLUMINATED, 22MM, ROUND, PLASTIC, RED, 40MM, POSITIVE LATCHING, ROTATE TO UNLATCH | 13.94 | TEM | 1 | CP | 0.049 | 1
3SU10011HB200AA0 | EMERGENCY STOP MUSHR. PUSHB., CAN BE ILLUMINATED, 22MM, ROUND, PLASTIC, RED, 40MM, POSITIVE LATCHING, ROTATE TO UNLATCH | 13.94 | TEM | 1 | CP | 0.049 | 1
3SU10011JB200AA0 | EMERGENCY STOP MUSHR. PUSHB., CAN BE ILLUMINATED, 22MM, ROUND, PLASTIC, RED, 60MM, POSITIVE LATCHING, ROTATE TO UNLATCH | 15.58 | TEM | 1 | CP | 0.06 | 1
3SU10011JB200AA0 | EMERGENCY STOP MUSHR. PUSHB., CAN BE ILLUMINATED, 22MM, ROUND, PLASTIC, RED, 60MM, POSITIVE LATCHING, ROTATE TO UNLATCH | 15.58 | TEM | 1 | CP | 0.06 | 1
3SU10013AB420AA0 | ILLUMINATED TWIN PUSHBUTTON, 22MM, ROUND, PLASTIC, GREEN, RED, FLAT BUTTONS | 6.87 | TEM | 1 | CP | 0.025 | 1
3SU10013AB420AA0 | ILLUMINATED TWIN PUSHBUTTON, 22MM, ROUND, PLASTIC, GREEN, RED, FLAT BUTTONS | 6.87 | TEM | 1 | CP | 0.025 | 1
3SU10013AB420AK0 | ILLUMINATED TWIN PUSHBUTTON, 22MM, ROUND, PLASTIC, GREEN: I, RED: O, FLAT BUTTONS | 7.48 | TEM | 1 | CP | 0.026 | 1
3SU10013AB420AK0 | ILLUMINATED TWIN PUSHBUTTON, 22MM, ROUND, PLASTIC, GREEN: I, RED: O, FLAT BUTTONS | 7.48 | TEM | 1 | CP | 0.026 | 1
3SU10013AB610AA0 | ILLUMINATED TWIN PUSHBUTTON, 22MM, ROUND, PLASTIC, WHITE, BLACK, FLAT BUTTONS | 6.87 | TEM | 1 | CP | 0.025 | 1
3SU10013AB610AA0 | ILLUMINATED TWIN PUSHBUTTON, 22MM, ROUND, PLASTIC, WHITE, BLACK, FLAT BUTTONS | 6.87 | TEM | 1 | CP | 0.025 | 1
3SU10013AB610AK0 | ILLUMINATED TWIN PUSHBUTTON, 22MM, ROUND, PLASTIC, WHITE: I, BLACK: O, FLAT BUTTONS | 7.48 | TEM | 1 | CP | 0.026 | 1
3SU10013AB610AK0 | ILLUMINATED TWIN PUSHBUTTON, 22MM, ROUND, PLASTIC, WHITE: I, BLACK: O, FLAT BUTTONS | 7.48 | TEM | 1 | CP | 0.026 | 1
3SU10013AB660AL0 | ILLUMINATED TWIN PUSHBUTTON, 22MM, ROUND, PLASTIC, WHITE: -, WHITE: +, FLAT BUTTONS | 7.48 | TEM | 1 | CP | 0.021 | 1
3SU10013AB660AL0 | ILLUMINATED TWIN PUSHBUTTON, 22MM, ROUND, PLASTIC, WHITE: -, WHITE: +, FLAT BUTTONS | 7.48 | TEM | 1 | CP | 0.021 | 1
3SU10013BB420AA0 | ILLUMINATED TWIN PUSHBUTTON, 22MM, ROUND, PLASTIC, GREEN, RED, FLAT AND RAISED BUTTONS | 6.87 | TEM | 1 | CP | 0.027 | 1
3SU10013BB420AA0 | ILLUMINATED TWIN PUSHBUTTON, 22MM, ROUND, PLASTIC, GREEN, RED, FLAT AND RAISED BUTTONS | 6.87 | TEM | 1 | CP | 0.027 | 1
3SU10013BB420AK0 | ILLUMINATED TWIN PUSHBUTTON, 22MM, ROUND, PLASTIC, GREEN: I, RED: O, FLAT AND RAISED BUTTONS | 7.48 | TEM | 1 | CP | 0.027 | 1
3SU10013BB420AK0 | ILLUMINATED TWIN PUSHBUTTON, 22MM, ROUND, PLASTIC, GREEN: I, RED: O, FLAT AND RAISED BUTTONS | 7.48 | TEM | 1 | CP | 0.027 | 1
3SU10016AA200AA0 | INDICATOR LIGHT, 22MM, ROUND, PLASTIC, RED, SMOOTH LENS | 2.56 | TEM | 1 | CP | 0.011 | 1
3SU10016AA200AA0 | INDICATOR LIGHT, 22MM, ROUND, PLASTIC, RED, SMOOTH LENS | 2.56 | TEM | 1 | CP | 0.011 | 1
3SU10016AA300AA0 | INDICATOR LIGHT, 22MM, ROUND, PLASTIC, YELLOW, SMOOTH LENS | 2.56 | TEM | 1 | CP | 0.012 | 1
3SU10016AA300AA0 | INDICATOR LIGHT, 22MM, ROUND, PLASTIC, YELLOW, SMOOTH LENS | 2.56 | TEM | 1 | CP | 0.012 | 1
3SU10016AA400AA0 | INDICATOR LIGHT, 22MM, ROUND, PLASTIC, GREEN, SMOOTH LENS | 2.56 | TEM | 1 | CP | 0.015 | 1
3SU10016AA400AA0 | INDICATOR LIGHT, 22MM, ROUND, PLASTIC, GREEN, SMOOTH LENS | 2.56 | TEM | 1 | CP | 0.015 | 1
3SU10016AA500AA0 | INDICATOR LIGHT, 22MM, ROUND, PLASTIC, BLUE, SMOOTH LENS | 2.56 | TEM | 1 | CP | 0.012 | 1
3SU10016AA500AA0 | INDICATOR LIGHT, 22MM, ROUND, PLASTIC, BLUE, SMOOTH LENS | 2.56 | TEM | 1 | CP | 0.012 | 1
3SU10016AA600AA0 | INDICATOR LIGHT, 22MM, ROUND, PLASTIC, WHITE, SMOOTH LENS | 2.56 | TEM | 1 | CP | 0.015 | 1
3SU10016AA600AA0 | INDICATOR LIGHT, 22MM, ROUND, PLASTIC, WHITE, SMOOTH LENS | 2.56 | TEM | 1 | CP | 0.015 | 1
3SU10016AA700AA0 | INDICATOR LIGHT, 22MM, ROUND, PLASTIC, CLEAR, SMOOTH LENS | 2.56 | TEM | 1 | CP | 0.012 | 1
3SU10016AA700AA0 | INDICATOR LIGHT, 22MM, ROUND, PLASTIC, CLEAR, SMOOTH LENS | 2.56 | TEM | 1 | CP | 0.012 | 1
3SU10022AF200AA0 | SELECTOR SWITCH, CAN BE ILLUM., 22MM, ROUND, PLASTIC, RED, ROTARY KNOB, 2 SWITCH POSITIONS O-I, LATCHING, ACTUATING ANGLE 90 DEG., 10:30H/13:30H | 6.87 | TEM | 1 | CP | 0.026 | 1
3SU10022AF200AA0 | SELECTOR SWITCH, CAN BE ILLUM., 22MM, ROUND, PLASTIC, RED, ROTARY KNOB, 2 SWITCH POSITIONS O-I, LATCHING, ACTUATING ANGLE 90 DEG., 10:30H/13:30H | 6.87 | TEM | 1 | CP | 0.026 | 1
3SU10022AF600AA0 | SELECTOR SWITCH, CAN BE ILLUM., 22MM, ROUND, PLASTIC, WHITE, ROTARY KNOB, 2 SWITCH POSITIONS O-I, LATCHING, ACTUATING ANGLE 90 DEG., 10:30H/13:30H | 6.87 | TEM | 1 | CP | 0.026 | 1
3SU10022AF600AA0 | SELECTOR SWITCH, CAN BE ILLUM., 22MM, ROUND, PLASTIC, WHITE, ROTARY KNOB, 2 SWITCH POSITIONS O-I, LATCHING, ACTUATING ANGLE 90 DEG., 10:30H/13:30H | 6.87 | TEM | 1 | CP | 0.026 | 1
3SU10022BC200AA0 | SELECTOR SWITCH, CAN BE ILLUM., 22MM, ROUND, PLASTIC, RED, SHORT SELECTOR SWITCH, 2 SWITCH POSITIONS O<I, MOMENTARY CONTACT TYPE, ACTUATING ANGLE 45 DEG., 10:30H/12H | 6.77 | TEM | 1 | CP | 0.022 | 1
3SU10022BC200AA0 | SELECTOR SWITCH, CAN BE ILLUM., 22MM, ROUND, PLASTIC, RED, SHORT SELECTOR SWITCH, 2 SWITCH POSITIONS O<I, MOMENTARY CONTACT TYPE, ACTUATING ANGLE 45 DEG., 10:30H/12H | 6.77 | TEM | 1 | CP | 0.022 | 1
3SU10022BC300AA0 | SELECTOR SWITCH, CAN BE ILLUM., 22MM, ROUND, PLASTIC, YELLOW, SHORT SELECTOR SWITCH, 2 SWITCH POSITIONS O<I, MOMENTARY CONTACT TYPE, ACTUATING ANGLE 45 DEG., 10:30H/12H | 6.77 | TEM | 1 | CP | 0.022 | 1
3SU10022BC300AA0 | SELECTOR SWITCH, CAN BE ILLUM., 22MM, ROUND, PLASTIC, YELLOW, SHORT SELECTOR SWITCH, 2 SWITCH POSITIONS O<I, MOMENTARY CONTACT TYPE, ACTUATING ANGLE 45 DEG., 10:30H/12H | 6.77 | TEM | 1 | CP | 0.022 | 1
3SU10022BC400AA0 | SELECTOR SWITCH, CAN BE ILLUM., 22MM, ROUND, PLASTIC, GREEN, SHORT SELECTOR SWITCH, 2 SWITCH POSITIONS O<I, MOMENTARY CONTACT TYPE, ACTUATING ANGLE 45 DEG., 10:30H/12H | 6.77 | TEM | 1 | CP | 0.022 | 1
3SU10022BC400AA0 | SELECTOR SWITCH, CAN BE ILLUM., 22MM, ROUND, PLASTIC, GREEN, SHORT SELECTOR SWITCH, 2 SWITCH POSITIONS O<I, MOMENTARY CONTACT TYPE, ACTUATING ANGLE 45 DEG., 10:30H/12H | 6.77 | TEM | 1 | CP | 0.022 | 1
3SU10022BC500AA0 | SELECTOR SWITCH, CAN BE ILLUM., 22MM, ROUND, PLASTIC, BLUE, SHORT SELECTOR SWITCH, 2 SWITCH POSITIONS O<I, MOMENTARY CONTACT TYPE, ACTUATING ANGLE 45 DEG., 10:30H/12H | 6.77 | TEM | 1 | CP | 0.022 | 1
3SU10022BC500AA0 | SELECTOR SWITCH, CAN BE ILLUM., 22MM, ROUND, PLASTIC, BLUE, SHORT SELECTOR SWITCH, 2 SWITCH POSITIONS O<I, MOMENTARY CONTACT TYPE, ACTUATING ANGLE 45 DEG., 10:30H/12H | 6.77 | TEM | 1 | CP | 0.022 | 1
3SU10022BC600AA0 | SELECTOR SWITCH, CAN BE ILLUM., 22MM, ROUND, PLASTIC, WHITE, SHORT SELECTOR SWITCH, 2 SWITCH POSITIONS O<I, MOMENTARY CONTACT TYPE, ACTUATING ANGLE 45 DEG., 10:30H/12H | 6.77 | TEM | 1 | CP | 0.023 | 1
3SU10022BC600AA0 | SELECTOR SWITCH, CAN BE ILLUM., 22MM, ROUND, PLASTIC, WHITE, SHORT SELECTOR SWITCH, 2 SWITCH POSITIONS O<I, MOMENTARY CONTACT TYPE, ACTUATING ANGLE 45 DEG., 10:30H/12H | 6.77 | TEM | 1 | CP | 0.023 | 1
3SU10022BF200AA0 | SELECTOR SWITCH, CAN BE ILLUM., 22MM, ROUND, PLASTIC, RED, SHORT SELECTOR SWITCH, 2 SWITCH POSITIONS O-I, LATCHING, ACTUATING ANGLE 90 DEG., 10:30H/13:30H | 6.77 | TEM | 1 | CP | 0.023 | 1
3SU10022BF200AA0 | SELECTOR SWITCH, CAN BE ILLUM., 22MM, ROUND, PLASTIC, RED, SHORT SELECTOR SWITCH, 2 SWITCH POSITIONS O-I, LATCHING, ACTUATING ANGLE 90 DEG., 10:30H/13:30H | 6.77 | TEM | 1 | CP | 0.023 | 1
3SU10022BF300AA0 | SELECTOR SWITCH, CAN BE ILLUM., 22MM, ROUND, PLASTIC, YELLOW, SHORT SELECTOR SWITCH, 2 SWITCH POSITIONS O-I, LATCHING, ACTUATING ANGLE 90 DEG., 10:30H/13:30H | 6.77 | TEM | 1 | CP | 0.023 | 1
3SU10022BF300AA0 | SELECTOR SWITCH, CAN BE ILLUM., 22MM, ROUND, PLASTIC, YELLOW, SHORT SELECTOR SWITCH, 2 SWITCH POSITIONS O-I, LATCHING, ACTUATING ANGLE 90 DEG., 10:30H/13:30H | 6.77 | TEM | 1 | CP | 0.023 | 1
3SU10022BF400AA0 | SELECTOR SWITCH, CAN BE ILLUM., 22MM, ROUND, PLASTIC, GREEN, SHORT SELECTOR SWITCH, 2 SWITCH POSITIONS O-I, LATCHING, ACTUATING ANGLE 90 DEG., 10:30H/13:30H | 6.77 | TEM | 1 | CP | 0.022 | 1
3SU10022BF400AA0 | SELECTOR SWITCH, CAN BE ILLUM., 22MM, ROUND, PLASTIC, GREEN, SHORT SELECTOR SWITCH, 2 SWITCH POSITIONS O-I, LATCHING, ACTUATING ANGLE 90 DEG., 10:30H/13:30H | 6.77 | TEM | 1 | CP | 0.022 | 1
3SU10022BF500AA0 | SELECTOR SWITCH, CAN BE ILLUM., 22MM, ROUND, PLASTIC, BLUE, SHORT SELECTOR SWITCH, 2 SWITCH POSITIONS O-I, LATCHING, ACTUATING ANGLE 90 DEG., 10:30H/13:30H | 6.77 | TEM | 1 | CP | 0.022 | 1
3SU10022BF500AA0 | SELECTOR SWITCH, CAN BE ILLUM., 22MM, ROUND, PLASTIC, BLUE, SHORT SELECTOR SWITCH, 2 SWITCH POSITIONS O-I, LATCHING, ACTUATING ANGLE 90 DEG., 10:30H/13:30H | 6.77 | TEM | 1 | CP | 0.022 | 1
3SU10022BF600AA0 | SELECTOR SWITCH, CAN BE ILLUM., 22MM, ROUND, PLASTIC, WHITE, SHORT SELECTOR SWITCH, 2 SWITCH POSITIONS O-I, LATCHING, ACTUATING ANGLE 90 DEG., 10:30H/13:30H | 6.77 | TEM | 1 | CP | 0.022 | 1
3SU10022BF600AA0 | SELECTOR SWITCH, CAN BE ILLUM., 22MM, ROUND, PLASTIC, WHITE, SHORT SELECTOR SWITCH, 2 SWITCH POSITIONS O-I, LATCHING, ACTUATING ANGLE 90 DEG., 10:30H/13:30H | 6.77 | TEM | 1 | CP | 0.022 | 1
3SU10022BL200AA0 | SELECTOR SWITCH, CAN BE ILLUM., 22MM, ROUND, PLASTIC, RED, SHORT SELECTOR SWITCH, 3 SWITCH POSITIONS I-O-II, LATCHING, ACTUATING ANGLE 2X45 DEG., 10:30H/12H/13:30H | 6.77 | TEM | 1 | CP | 0.022 | 1
3SU10022BL200AA0 | SELECTOR SWITCH, CAN BE ILLUM., 22MM, ROUND, PLASTIC, RED, SHORT SELECTOR SWITCH, 3 SWITCH POSITIONS I-O-II, LATCHING, ACTUATING ANGLE 2X45 DEG., 10:30H/12H/13:30H | 6.77 | TEM | 1 | CP | 0.022 | 1
3SU10022BL300AA0 | SELECTOR SWITCH, CAN BE ILLUM., 22MM, ROUND, PLASTIC, YELLOW, SHORT SELECTOR SWITCH, 3 SWITCH POSITIONS I-O-II, LATCHING, ACTUATING ANGLE 2X45 DEG., 10:30H/12H/13:30H | 6.77 | TEM | 1 | CP | 0.022 | 1
3SU10022BL300AA0 | SELECTOR SWITCH, CAN BE ILLUM., 22MM, ROUND, PLASTIC, YELLOW, SHORT SELECTOR SWITCH, 3 SWITCH POSITIONS I-O-II, LATCHING, ACTUATING ANGLE 2X45 DEG., 10:30H/12H/13:30H | 6.77 | TEM | 1 | CP | 0.022 | 1
3SU10022BL400AA0 | SELECTOR SWITCH, CAN BE ILLUM., 22MM, ROUND, PLASTIC, GREEN, SHORT SELECTOR SWITCH, 3 SWITCH POSITIONS I-O-II, LATCHING, ACTUATING ANGLE 2X45 DEG., 10:30H/12H/13:30H | 6.77 | TEM | 1 | CP | 0.022 | 1
3SU10022BL400AA0 | SELECTOR SWITCH, CAN BE ILLUM., 22MM, ROUND, PLASTIC, GREEN, SHORT SELECTOR SWITCH, 3 SWITCH POSITIONS I-O-II, LATCHING, ACTUATING ANGLE 2X45 DEG., 10:30H/12H/13:30H | 6.77 | TEM | 1 | CP | 0.022 | 1
3SU10022BL500AA0 | SELECTOR SWITCH, CAN BE ILLUM., 22MM, ROUND, PLASTIC, BLUE, SHORT SELECTOR SWITCH, 3 SWITCH POSITIONS I-O-II, LATCHING, ACTUATING ANGLE 2X45 DEG., 10:30H/12H/13:30H | 6.77 | TEM | 1 | CP | 0.023 | 1
3SU10022BL500AA0 | SELECTOR SWITCH, CAN BE ILLUM., 22MM, ROUND, PLASTIC, BLUE, SHORT SELECTOR SWITCH, 3 SWITCH POSITIONS I-O-II, LATCHING, ACTUATING ANGLE 2X45 DEG., 10:30H/12H/13:30H | 6.77 | TEM | 1 | CP | 0.023 | 1
3SU10022BL600AA0 | SELECTOR SWITCH, CAN BE ILLUM., 22MM, ROUND, PLASTIC, WHITE, SHORT SELECTOR SWITCH, 3 SWITCH POSITIONS I-O-II, LATCHING, ACTUATING ANGLE 2X45 DEG., 10:30H/12H/13:30H | 6.77 | TEM | 1 | CP | 0.023 | 1
3SU10022BL600AA0 | SELECTOR SWITCH, CAN BE ILLUM., 22MM, ROUND, PLASTIC, WHITE, SHORT SELECTOR SWITCH, 3 SWITCH POSITIONS I-O-II, LATCHING, ACTUATING ANGLE 2X45 DEG., 10:30H/12H/13:30H | 6.77 | TEM | 1 | CP | 0.023 | 1
3SU10022BM200AA0 | SELECTOR SWITCH, CAN BE ILLUM., 22MM, ROUND, PLASTIC, RED, SHORT SELECTOR SWITCH, 3 SWITCH POSITIONS I>O<II, MOMENTARY CONTACT TYPE, ACTUATING ANGLE 2X45 DEG., 10:30H/12H/13:30H | 6.77 | TEM | 1 | CP | 0.023 | 1
3SU10022BM200AA0 | SELECTOR SWITCH, CAN BE ILLUM., 22MM, ROUND, PLASTIC, RED, SHORT SELECTOR SWITCH, 3 SWITCH POSITIONS I>O<II, MOMENTARY CONTACT TYPE, ACTUATING ANGLE 2X45 DEG., 10:30H/12H/13:30H | 6.77 | TEM | 1 | CP | 0.023 | 1
3SU10022BM300AA0 | SELECTOR SWITCH, CAN BE ILLUM., 22MM, ROUND, PLASTIC, YELLOW, SHORT SELECTOR SWITCH, 3 SWITCH POSITIONS I>O<II, MOMENTARY CONTACT TYPE, ACTUATING ANGLE 2X45 DEG., 10:30H/12H/13:30H | 6.77 | TEM | 1 | CP | 0.022 | 1
3SU10022BM300AA0 | SELECTOR SWITCH, CAN BE ILLUM., 22MM, ROUND, PLASTIC, YELLOW, SHORT SELECTOR SWITCH, 3 SWITCH POSITIONS I>O<II, MOMENTARY CONTACT TYPE, ACTUATING ANGLE 2X45 DEG., 10:30H/12H/13:30H | 6.77 | TEM | 1 | CP | 0.022 | 1
3SU10022BM400AA0 | SELECTOR SWITCH, CAN BE ILLUM., 22MM, ROUND, PLASTIC, GREEN, SHORT SELECTOR SWITCH, 3 SWITCH POSITIONS I>O<II, MOMENTARY CONTACT TYPE, ACTUATING ANGLE 2X45 DEG., 10:30H/12H/13:30H | 6.77 | TEM | 1 | CP | 0.023 | 1
3SU10022BM400AA0 | SELECTOR SWITCH, CAN BE ILLUM., 22MM, ROUND, PLASTIC, GREEN, SHORT SELECTOR SWITCH, 3 SWITCH POSITIONS I>O<II, MOMENTARY CONTACT TYPE, ACTUATING ANGLE 2X45 DEG., 10:30H/12H/13:30H | 6.77 | TEM | 1 | CP | 0.023 | 1
3SU10022BM500AA0 | SELECTOR SWITCH, CAN BE ILLUM., 22MM, ROUND, PLASTIC, BLUE, SHORT SELECTOR SWITCH, 3 SWITCH POSITIONS I>O<II, MOMENTARY CONTACT TYPE, ACTUATING ANGLE 2X45 DEG., 10:30H/12H/13:30H | 6.77 | TEM | 1 | CP | 0.022 | 1
3SU10022BM500AA0 | SELECTOR SWITCH, CAN BE ILLUM., 22MM, ROUND, PLASTIC, BLUE, SHORT SELECTOR SWITCH, 3 SWITCH POSITIONS I>O<II, MOMENTARY CONTACT TYPE, ACTUATING ANGLE 2X45 DEG., 10:30H/12H/13:30H | 6.77 | TEM | 1 | CP | 0.022 | 1
3SU10022BM600AA0 | SELECTOR SWITCH, CAN BE ILLUM., 22MM, ROUND, PLASTIC, WHITE, SHORT SELECTOR SWITCH, 3 SWITCH POSITIONS I>O<II, MOMENTARY CONTACT TYPE, ACTUATING ANGLE 2X45 DEG., 10:30H/12H/13:30H | 6.77 | TEM | 1 | CP | 0.022 | 1
3SU10022BM600AA0 | SELECTOR SWITCH, CAN BE ILLUM., 22MM, ROUND, PLASTIC, WHITE, SHORT SELECTOR SWITCH, 3 SWITCH POSITIONS I>O<II, MOMENTARY CONTACT TYPE, ACTUATING ANGLE 2X45 DEG., 10:30H/12H/13:30H | 6.77 | TEM | 1 | CP | 0.022 | 1
3SU10022BN200AA0 | SELECTOR SWITCH, CAN BE ILLUM., 22MM, ROUND, PLASTIC, RED, SHORT SELECTOR SWITCH, 3 SWITCH POSITIONS I-O<II, LATCHING TO THE LEFT, MOM. CONTACT TYPE TO THE RIGHT, ACTUATING ANGLE 2X45 DEG., 10:30H/12H/13:30H | 6.87 | TEM | 1 | CP | 0.023 | 1
3SU10022BN200AA0 | SELECTOR SWITCH, CAN BE ILLUM., 22MM, ROUND, PLASTIC, RED, SHORT SELECTOR SWITCH, 3 SWITCH POSITIONS I-O<II, LATCHING TO THE LEFT, MOM. CONTACT TYPE TO THE RIGHT, ACTUATING ANGLE 2X45 DEG., 10:30H/12H/13:30H | 6.87 | TEM | 1 | CP | 0.023 | 1
3SU10022BN300AA0 | SELECTOR SWITCH, CAN BE ILLUM., 22MM, ROUND, PLASTIC, YELLOW, SHORT SELECTOR SWITCH, 3 SWITCH POSITIONS I-O<II, LATCHING TO THE LEFT, MOM. CONTACT TYPE TO THE RIGHT, ACTUATING ANGLE 2X45 DEG., 10:30H/12H/13:30H | 6.87 | TEM | 1 | CP | 0.023 | 1
3SU10022BN300AA0 | SELECTOR SWITCH, CAN BE ILLUM., 22MM, ROUND, PLASTIC, YELLOW, SHORT SELECTOR SWITCH, 3 SWITCH POSITIONS I-O<II, LATCHING TO THE LEFT, MOM. CONTACT TYPE TO THE RIGHT, ACTUATING ANGLE 2X45 DEG., 10:30H/12H/13:30H | 6.87 | TEM | 1 | CP | 0.023 | 1
3SU10022BN400AA0 | SELECTOR SWITCH, CAN BE ILLUM., 22MM, ROUND, PLASTIC, GREEN, SHORT SELECTOR SWITCH, 3 SWITCH POSITIONS I-O<II, LATCHING TO THE LEFT, MOM. CONTACT TYPE TO THE RIGHT, ACTUATING ANGLE 2X45 DEG., 10:30H/12H/13:30H | 6.87 | TEM | 1 | CP | 0.023 | 1
3SU10022BN400AA0 | SELECTOR SWITCH, CAN BE ILLUM., 22MM, ROUND, PLASTIC, GREEN, SHORT SELECTOR SWITCH, 3 SWITCH POSITIONS I-O<II, LATCHING TO THE LEFT, MOM. CONTACT TYPE TO THE RIGHT, ACTUATING ANGLE 2X45 DEG., 10:30H/12H/13:30H | 6.87 | TEM | 1 | CP | 0.023 | 1
3SU10022BN500AA0 | SELECTOR SWITCH, CAN BE ILLUM., 22MM, ROUND, PLASTIC, BLUE, SHORT SELECTOR SWITCH, 3 SWITCH POSITIONS I-O<II, LATCHING TO THE LEFT, MOM. CONTACT TYPE TO THE RIGHT, ACTUATING ANGLE 2X45 DEG., 10:30H/12H/13:30H | 6.87 | TEM | 1 | CP | 0.022 | 1
3SU10022BN500AA0 | SELECTOR SWITCH, CAN BE ILLUM., 22MM, ROUND, PLASTIC, BLUE, SHORT SELECTOR SWITCH, 3 SWITCH POSITIONS I-O<II, LATCHING TO THE LEFT, MOM. CONTACT TYPE TO THE RIGHT, ACTUATING ANGLE 2X45 DEG., 10:30H/12H/13:30H | 6.87 | TEM | 1 | CP | 0.022 | 1
3SU10022BN600AA0 | SELECTOR SWITCH, CAN BE ILLUM., 22MM, ROUND, PLASTIC, WHITE, SHORT SELECTOR SWITCH, 3 SWITCH POSITIONS I-O<II, LATCHING TO THE LEFT, MOM. CONTACT TYPE TO THE RIGHT, ACTUATING ANGLE 2X45 DEG., 10:30H/12H/13:30H | 6.87 | TEM | 1 | CP | 0.022 | 1
3SU10022BN600AA0 | SELECTOR SWITCH, CAN BE ILLUM., 22MM, ROUND, PLASTIC, WHITE, SHORT SELECTOR SWITCH, 3 SWITCH POSITIONS I-O<II, LATCHING TO THE LEFT, MOM. CONTACT TYPE TO THE RIGHT, ACTUATING ANGLE 2X45 DEG., 10:30H/12H/13:30H | 6.87 | TEM | 1 | CP | 0.022 | 1
3SU10022BP200AA0 | SELECTOR SWITCH, CAN BE ILLUM., 22MM, ROUND, PLASTIC, RED, SHORT SELECTOR SWITCH, 3 SWITCH POSITIONS I>O-II, MOM. CONTACT TYPE TO THE LEFT, LATCHING TO THE RIGHT, ACTUATING ANGLE 2X45 DEG., 10:30H/12H/13:30H | 6.87 | TEM | 1 | CP | 0.022 | 1
3SU10022BP200AA0 | SELECTOR SWITCH, CAN BE ILLUM., 22MM, ROUND, PLASTIC, RED, SHORT SELECTOR SWITCH, 3 SWITCH POSITIONS I>O-II, MOM. CONTACT TYPE TO THE LEFT, LATCHING TO THE RIGHT, ACTUATING ANGLE 2X45 DEG., 10:30H/12H/13:30H | 6.87 | TEM | 1 | CP | 0.022 | 1
3SU10022BP300AA0 | SELECTOR SWITCH, CAN BE ILLUM., 22MM, ROUND, PLASTIC, YELLOW, SHORT SELECTOR SWITCH, 3 SWITCH POSITIONS I>O-II, MOM. CONTACT TYPE TO THE LEFT, LATCHING TO THE RIGHT, ACTUATING ANGLE 2X45 DEG., 10:30H/12H/13:30H | 6.87 | TEM | 1 | CP | 0.023 | 1
3SU10022BP300AA0 | SELECTOR SWITCH, CAN BE ILLUM., 22MM, ROUND, PLASTIC, YELLOW, SHORT SELECTOR SWITCH, 3 SWITCH POSITIONS I>O-II, MOM. CONTACT TYPE TO THE LEFT, LATCHING TO THE RIGHT, ACTUATING ANGLE 2X45 DEG., 10:30H/12H/13:30H | 6.87 | TEM | 1 | CP | 0.023 | 1
3SU10022BP400AA0 | SELECTOR SWITCH, CAN BE ILLUM., 22MM, ROUND, PLASTIC, GREEN, SHORT SELECTOR SWITCH, 3 SWITCH POSITIONS I>O-II, MOM. CONTACT TYPE TO THE LEFT, LATCHING TO THE RIGHT, ACTUATING ANGLE 2X45 DEG., 10:30H/12H/13:30H | 6.87 | TEM | 1 | CP | 0.023 | 1
3SU10022BP400AA0 | SELECTOR SWITCH, CAN BE ILLUM., 22MM, ROUND, PLASTIC, GREEN, SHORT SELECTOR SWITCH, 3 SWITCH POSITIONS I>O-II, MOM. CONTACT TYPE TO THE LEFT, LATCHING TO THE RIGHT, ACTUATING ANGLE 2X45 DEG., 10:30H/12H/13:30H | 6.87 | TEM | 1 | CP | 0.023 | 1
3SU10022BP500AA0 | SELECTOR SWITCH, CAN BE ILLUM., 22MM, ROUND, PLASTIC, BLUE, SHORT SELECTOR SWITCH, 3 SWITCH POSITIONS I>O-II, MOM. CONTACT TYPE TO THE LEFT, LATCHING TO THE RIGHT, ACTUATING ANGLE 2X45 DEG., 10:30H/12H/13:30H | 6.87 | TEM | 1 | CP | 0.022 | 1
3SU10022BP500AA0 | SELECTOR SWITCH, CAN BE ILLUM., 22MM, ROUND, PLASTIC, BLUE, SHORT SELECTOR SWITCH, 3 SWITCH POSITIONS I>O-II, MOM. CONTACT TYPE TO THE LEFT, LATCHING TO THE RIGHT, ACTUATING ANGLE 2X45 DEG., 10:30H/12H/13:30H | 6.87 | TEM | 1 | CP | 0.022 | 1
3SU10022BP600AA0 | SELECTOR SWITCH, CAN BE ILLUM., 22MM, ROUND, PLASTIC, WHITE, SHORT SELECTOR SWITCH, 3 SWITCH POSITIONS I>O-II, MOM. CONTACT TYPE TO THE LEFT, LATCHING TO THE RIGHT, ACTUATING ANGLE 2X45 DEG., 10:30H/12H/13:30H | 6.87 | TEM | 1 | CP | 0.022 | 1
3SU10022BP600AA0 | SELECTOR SWITCH, CAN BE ILLUM., 22MM, ROUND, PLASTIC, WHITE, SHORT SELECTOR SWITCH, 3 SWITCH POSITIONS I>O-II, MOM. CONTACT TYPE TO THE LEFT, LATCHING TO THE RIGHT, ACTUATING ANGLE 2X45 DEG., 10:30H/12H/13:30H | 6.87 | TEM | 1 | CP | 0.022 | 1
3SU10022CF200AA0 | SELECTOR SWITCH, CAN BE ILLUM., 22MM, ROUND, PLASTIC, RED, LONG SELECTOR SWITCH, 2 SWITCH POSITIONS O-I, LATCHING, ACTUATING ANGLE 90 DEG., 10:30H/13:30H | 6.87 | TEM | 1 | CP | 0.023 | 1
3SU10022CF200AA0 | SELECTOR SWITCH, CAN BE ILLUM., 22MM, ROUND, PLASTIC, RED, LONG SELECTOR SWITCH, 2 SWITCH POSITIONS O-I, LATCHING, ACTUATING ANGLE 90 DEG., 10:30H/13:30H | 6.87 | TEM | 1 | CP | 0.023 | 1
3SU10022CF600AA0 | SELECTOR SWITCH, CAN BE ILLUM., 22MM, ROUND, PLASTIC, WHITE, LONG SELECTOR SWITCH, 2 SWITCH POSITIONS O-I, LATCHING, ACTUATING ANGLE 90 DEG., 10:30H/13:30H | 6.87 | TEM | 1 | CP | 0.024 | 1
3SU10022CF600AA0 | SELECTOR SWITCH, CAN BE ILLUM., 22MM, ROUND, PLASTIC, WHITE, LONG SELECTOR SWITCH, 2 SWITCH POSITIONS O-I, LATCHING, ACTUATING ANGLE 90 DEG., 10:30H/13:30H | 6.87 | TEM | 1 | CP | 0.024 | 1
3SU10300AA100AA0 | PUSHBUTTON, 22MM, ROUND, PLASTIC WITH METAL FRONT RING, BLACK, FLAT BUTTON, LATCHING, PUSH TO UNLATCH | 7.89 | TEM | 1 | CP | 0.024 | 1
3SU10300AA100AA0 | PUSHBUTTON, 22MM, ROUND, PLASTIC WITH METAL FRONT RING, BLACK, FLAT BUTTON, LATCHING, PUSH TO UNLATCH | 7.89 | TEM | 1 | CP | 0.024 | 1
3SU10300AA200AA0 | PUSHBUTTON, 22MM, ROUND, PLASTIC WITH METAL FRONT RING, RED, FLAT BUTTON, LATCHING, PUSH TO UNLATCH | 7.89 | TEM | 1 | CP | 0.024 | 1
3SU10300AA200AA0 | PUSHBUTTON, 22MM, ROUND, PLASTIC WITH METAL FRONT RING, RED, FLAT BUTTON, LATCHING, PUSH TO UNLATCH | 7.89 | TEM | 1 | CP | 0.024 | 1
3SU10300AA300AA0 | PUSHBUTTON, 22MM, ROUND, PLASTIC WITH METAL FRONT RING, YELLOW, FLAT BUTTON, LATCHING, PUSH TO UNLATCH | 7.89 | TEM | 1 | CP | 0.025 | 1
3SU10300AA300AA0 | PUSHBUTTON, 22MM, ROUND, PLASTIC WITH METAL FRONT RING, YELLOW, FLAT BUTTON, LATCHING, PUSH TO UNLATCH | 7.89 | TEM | 1 | CP | 0.025 | 1
3SU10300AA400AA0 | PUSHBUTTON, 22MM, ROUND, PLASTIC WITH METAL FRONT RING, GREEN, FLAT BUTTON, LATCHING, PUSH TO UNLATCH | 7.89 | TEM | 1 | CP | 0.025 | 1
3SU10300AA400AA0 | PUSHBUTTON, 22MM, ROUND, PLASTIC WITH METAL FRONT RING, GREEN, FLAT BUTTON, LATCHING, PUSH TO UNLATCH | 7.89 | TEM | 1 | CP | 0.025 | 1
3SU10300AA500AA0 | PUSHBUTTON, 22MM, ROUND, PLASTIC WITH METAL FRONT RING, BLUE, FLAT BUTTON, LATCHING, PUSH TO UNLATCH | 7.89 | TEM | 1 | CP | 0.025 | 1
3SU10300AA500AA0 | PUSHBUTTON, 22MM, ROUND, PLASTIC WITH METAL FRONT RING, BLUE, FLAT BUTTON, LATCHING, PUSH TO UNLATCH | 7.89 | TEM | 1 | CP | 0.025 | 1
3SU10300AA600AA0 | PUSHBUTTON, 22MM, ROUND, PLASTIC WITH METAL FRONT RING, WHITE, FLAT BUTTON, LATCHING, PUSH TO UNLATCH | 7.89 | TEM | 1 | CP | 0.025 | 1
3SU10300AA600AA0 | PUSHBUTTON, 22MM, ROUND, PLASTIC WITH METAL FRONT RING, WHITE, FLAT BUTTON, LATCHING, PUSH TO UNLATCH | 7.89 | TEM | 1 | CP | 0.025 | 1
3SU10300AB100AA0 | PUSHBUTTON, 22MM, ROUND, PLASTIC WITH METAL FRONT RING, BLACK, FLAT BUTTON MOMENTARY CONTACT TYPE | 3.69 | TEM | 1 | CP | 0.027 | 1
3SU10300AB100AA0 | PUSHBUTTON, 22MM, ROUND, PLASTIC WITH METAL FRONT RING, BLACK, FLAT BUTTON MOMENTARY CONTACT TYPE | 3.69 | TEM | 1 | CP | 0.027 | 1
3SU10300AB200AA0 | PUSHBUTTON, 22MM, ROUND, PLASTIC WITH METAL FRONT RING, RED, FLAT BUTTON MOMENTARY CONTACT TYPE | 3.69 | TEM | 1 | CP | 0.026 | 1
3SU10300AB200AA0 | PUSHBUTTON, 22MM, ROUND, PLASTIC WITH METAL FRONT RING, RED, FLAT BUTTON MOMENTARY CONTACT TYPE | 3.69 | TEM | 1 | CP | 0.026 | 1
3SU10300AB200AD0 | PUSHBUTTON, 22MM, ROUND, PLASTIC WITH METAL FRONT RING, RED, INSCRIPTION: O, FLAT BUTTON MOMENTARY CONTACT TYPE | 4.51 | TEM | 1 | CP | 0.028 | 1
3SU10300AB200AD0 | PUSHBUTTON, 22MM, ROUND, PLASTIC WITH METAL FRONT RING, RED, INSCRIPTION: O, FLAT BUTTON MOMENTARY CONTACT TYPE | 4.51 | TEM | 1 | CP | 0.028 | 1
3SU10300AB300AA0 | PUSHBUTTON, 22MM, ROUND, PLASTIC WITH METAL FRONT RING, YELLOW, FLAT BUTTON MOMENTARY CONTACT TYPE | 3.69 | TEM | 1 | CP | 0.027 | 1
3SU10300AB300AA0 | PUSHBUTTON, 22MM, ROUND, PLASTIC WITH METAL FRONT RING, YELLOW, FLAT BUTTON MOMENTARY CONTACT TYPE | 3.69 | TEM | 1 | CP | 0.027 | 1
3SU10300AB400AA0 | PUSHBUTTON, 22MM, ROUND, PLASTIC WITH METAL FRONT RING, GREEN, FLAT BUTTON MOMENTARY CONTACT TYPE | 3.69 | TEM | 1 | CP | 0.027 | 1
3SU10300AB400AA0 | PUSHBUTTON, 22MM, ROUND, PLASTIC WITH METAL FRONT RING, GREEN, FLAT BUTTON MOMENTARY CONTACT TYPE | 3.69 | TEM | 1 | CP | 0.027 | 1
3SU10300AB400AC0 | PUSHBUTTON, 22MM, ROUND, PLASTIC WITH METAL FRONT RING, GREEN, INSCRIPTION: I, FLAT BUTTON MOMENTARY CONTACT TYPE | 4.51 | TEM | 1 | CP | 0.028 | 1
3SU10300AB400AC0 | PUSHBUTTON, 22MM, ROUND, PLASTIC WITH METAL FRONT RING, GREEN, INSCRIPTION: I, FLAT BUTTON MOMENTARY CONTACT TYPE | 4.51 | TEM | 1 | CP | 0.028 | 1
3SU10300AB500AA0 | PUSHBUTTON, 22MM, ROUND, PLASTIC WITH METAL FRONT RING, BLUE, FLAT BUTTON MOMENTARY CONTACT TYPE | 3.69 | TEM | 1 | CP | 0.05 | 1
3SU10300AB500AA0 | PUSHBUTTON, 22MM, ROUND, PLASTIC WITH METAL FRONT RING, BLUE, FLAT BUTTON MOMENTARY CONTACT TYPE | 3.69 | TEM | 1 | CP | 0.05 | 1
3SU10300AB600AA0 | PUSHBUTTON, 22MM, ROUND, PLASTIC WITH METAL FRONT RING, WHITE, FLAT BUTTON MOMENTARY CONTACT TYPE | 3.69 | TEM | 1 | CP | 0.027 | 1
3SU10300AB600AA0 | PUSHBUTTON, 22MM, ROUND, PLASTIC WITH METAL FRONT RING, WHITE, FLAT BUTTON MOMENTARY CONTACT TYPE | 3.69 | TEM | 1 | CP | 0.027 | 1
3SU10300AB700AA0 | PUSHBUTTON, 22MM, ROUND, PLASTIC WITH METAL FRONT RING, CLEAR, FLAT BUTTON MOMENTARY CONTACT TYPE | 3.69 | TEM | 1 | CP | 0.027 | 1
3SU10300AB700AA0 | PUSHBUTTON, 22MM, ROUND, PLASTIC WITH METAL FRONT RING, CLEAR, FLAT BUTTON MOMENTARY CONTACT TYPE | 3.69 | TEM | 1 | CP | 0.027 | 1
3SU10300BB100AA0 | PUSHBUTTON, 22MM, ROUND, PLASTIC WITH METAL FRONT RING, BLACK, RAISED BUTTON MOMENTARY CONTACT TYPE | 5.02 | TEM | 1 | CP | 0.027 | 1
3SU10300BB100AA0 | PUSHBUTTON, 22MM, ROUND, PLASTIC WITH METAL FRONT RING, BLACK, RAISED BUTTON MOMENTARY CONTACT TYPE | 5.02 | TEM | 1 | CP | 0.027 | 1
3SU10300BB200AA0 | PUSHBUTTON, 22MM, ROUND, PLASTIC WITH METAL FRONT RING, RED, RAISED BUTTON MOMENTARY CONTACT TYPE | 5.02 | TEM | 1 | CP | 0.026 | 1
3SU10300BB200AA0 | PUSHBUTTON, 22MM, ROUND, PLASTIC WITH METAL FRONT RING, RED, RAISED BUTTON MOMENTARY CONTACT TYPE | 5.02 | TEM | 1 | CP | 0.026 | 1
3SU10300BB300AA0 | PUSHBUTTON, 22MM, ROUND, PLASTIC WITH METAL FRONT RING, YELLOW, RAISED BUTTON MOMENTARY CONTACT TYPE | 5.02 | TEM | 1 | CP | 0.027 | 1
3SU10300BB300AA0 | PUSHBUTTON, 22MM, ROUND, PLASTIC WITH METAL FRONT RING, YELLOW, RAISED BUTTON MOMENTARY CONTACT TYPE | 5.02 | TEM | 1 | CP | 0.027 | 1
3SU10300BB400AA0 | PUSHBUTTON, 22MM, ROUND, PLASTIC WITH METAL FRONT RING, GREEN, RAISED BUTTON MOMENTARY CONTACT TYPE | 5.02 | TEM | 1 | CP | 0.028 | 1
3SU10300BB400AA0 | PUSHBUTTON, 22MM, ROUND, PLASTIC WITH METAL FRONT RING, GREEN, RAISED BUTTON MOMENTARY CONTACT TYPE | 5.02 | TEM | 1 | CP | 0.028 | 1
3SU10300BB500AA0 | PUSHBUTTON, 22MM, ROUND, PLASTIC WITH METAL FRONT RING, BLUE, RAISED BUTTON MOMENTARY CONTACT TYPE | 5.02 | TEM | 1 | CP | 0.028 | 1
3SU10300BB500AA0 | PUSHBUTTON, 22MM, ROUND, PLASTIC WITH METAL FRONT RING, BLUE, RAISED BUTTON MOMENTARY CONTACT TYPE | 5.02 | TEM | 1 | CP | 0.028 | 1
3SU10300BB600AA0 | PUSHBUTTON, 22MM, ROUND, PLASTIC WITH METAL FRONT RING, WHITE, RAISED BUTTON MOMENTARY CONTACT TYPE | 5.02 | TEM | 1 | CP | 0.027 | 1
3SU10300BB600AA0 | PUSHBUTTON, 22MM, ROUND, PLASTIC WITH METAL FRONT RING, WHITE, RAISED BUTTON MOMENTARY CONTACT TYPE | 5.02 | TEM | 1 | CP | 0.027 | 1
3SU10300CB100AA0 | PUSHBUTTON, 22MM, ROUND, PLASTIC WITH METAL FRONT RING, BLACK, RAISED FRONT RING MOMENTARY CONTACT TYPE | 4.82 | TEM | 1 | CP | 0.038 | 1
3SU10300CB100AA0 | PUSHBUTTON, 22MM, ROUND, PLASTIC WITH METAL FRONT RING, BLACK, RAISED FRONT RING MOMENTARY CONTACT TYPE | 4.82 | TEM | 1 | CP | 0.038 | 1
3SU10300CB200AA0 | PUSHBUTTON, 22MM, ROUND, PLASTIC WITH METAL FRONT RING, RED, RAISED FRONT RING MOMENTARY CONTACT TYPE | 4.82 | TEM | 1 | CP | 0.039 | 1
3SU10300CB200AA0 | PUSHBUTTON, 22MM, ROUND, PLASTIC WITH METAL FRONT RING, RED, RAISED FRONT RING MOMENTARY CONTACT TYPE | 4.82 | TEM | 1 | CP | 0.039 | 1
3SU10300CB300AA0 | PUSHBUTTON, 22MM, ROUND, PLASTIC WITH METAL FRONT RING, YELLOW, RAISED FRONT RING MOMENTARY CONTACT TYPE | 4.82 | TEM | 1 | CP | 0.037 | 1
3SU10300CB300AA0 | PUSHBUTTON, 22MM, ROUND, PLASTIC WITH METAL FRONT RING, YELLOW, RAISED FRONT RING MOMENTARY CONTACT TYPE | 4.82 | TEM | 1 | CP | 0.037 | 1
3SU10300CB400AA0 | PUSHBUTTON, 22MM, ROUND, PLASTIC WITH METAL FRONT RING, GREEN, RAISED FRONT RING MOMENTARY CONTACT TYPE | 4.82 | TEM | 1 | CP | 0.036 | 1
3SU10300CB400AA0 | PUSHBUTTON, 22MM, ROUND, PLASTIC WITH METAL FRONT RING, GREEN, RAISED FRONT RING MOMENTARY CONTACT TYPE | 4.82 | TEM | 1 | CP | 0.036 | 1
3SU10300CB500AA0 | PUSHBUTTON, 22MM, ROUND, PLASTIC WITH METAL FRONT RING, BLUE, RAISED FRONT RING MOMENTARY CONTACT TYPE | 4.82 | TEM | 1 | CP | 0.037 | 1
3SU10300CB500AA0 | PUSHBUTTON, 22MM, ROUND, PLASTIC WITH METAL FRONT RING, BLUE, RAISED FRONT RING MOMENTARY CONTACT TYPE | 4.82 | TEM | 1 | CP | 0.037 | 1
3SU10300CB600AA0 | PUSHBUTTON, 22MM, ROUND, PLASTIC WITH METAL FRONT RING, WHITE, RAISED FRONT RING MOMENTARY CONTACT TYPE | 4.82 | TEM | 1 | CP | 0.038 | 1
3SU10300CB600AA0 | PUSHBUTTON, 22MM, ROUND, PLASTIC WITH METAL FRONT RING, WHITE, RAISED FRONT RING MOMENTARY CONTACT TYPE | 4.82 | TEM | 1 | CP | 0.038 | 1
3SU10301AA100AA0 | MUSHROOM PUSHBUTTON, 22MM, ROUND, PLASTIC WITH METAL FRONT RING, BLACK, 30MM, LATCHING, PULL TO UNLATCH | 13.02 | TEM | 1 | CP | 0.039 | 1
3SU10301AA100AA0 | MUSHROOM PUSHBUTTON, 22MM, ROUND, PLASTIC WITH METAL FRONT RING, BLACK, 30MM, LATCHING, PULL TO UNLATCH | 13.02 | TEM | 1 | CP | 0.039 | 1
3SU10301AA200AA0 | MUSHROOM PUSHBUTTON, 22MM, ROUND, PLASTIC WITH METAL FRONT RING, RED, 30MM, LATCHING, PULL TO UNLATCH | 13.02 | TEM | 1 | CP | 0.039 | 1
3SU10301AA200AA0 | MUSHROOM PUSHBUTTON, 22MM, ROUND, PLASTIC WITH METAL FRONT RING, RED, 30MM, LATCHING, PULL TO UNLATCH | 13.02 | TEM | 1 | CP | 0.039 | 1
3SU10301AD100AA0 | MUSHROOM PUSHBUTTON, 22MM, ROUND, PLASTIC WITH METAL FRONT RING, BLACK, 30MM, MOMENTARY CONTACT TYPE | 7.59 | TEM | 1 | CP | 0.033 | 1
3SU10301AD100AA0 | MUSHROOM PUSHBUTTON, 22MM, ROUND, PLASTIC WITH METAL FRONT RING, BLACK, 30MM, MOMENTARY CONTACT TYPE | 7.59 | TEM | 1 | CP | 0.033 | 1
3SU10301AD200AA0 | MUSHROOM PUSHBUTTON, 22MM, ROUND, PLASTIC WITH METAL FRONT RING, RED, 30MM, MOMENTARY CONTACT TYPE | 7.59 | TEM | 1 | CP | 0.034 | 1
3SU10301AD200AA0 | MUSHROOM PUSHBUTTON, 22MM, ROUND, PLASTIC WITH METAL FRONT RING, RED, 30MM, MOMENTARY CONTACT TYPE | 7.59 | TEM | 1 | CP | 0.034 | 1
3SU10301AD300AA0 | MUSHROOM PUSHBUTTON, 22MM, ROUND, PLASTIC WITH METAL FRONT RING, YELLOW, 30MM, MOMENTARY CONTACT TYPE | 7.59 | TEM | 1 | CP | 0.033 | 1
3SU10301AD300AA0 | MUSHROOM PUSHBUTTON, 22MM, ROUND, PLASTIC WITH METAL FRONT RING, YELLOW, 30MM, MOMENTARY CONTACT TYPE | 7.59 | TEM | 1 | CP | 0.033 | 1
3SU10301AD400AA0 | MUSHROOM PUSHBUTTON, 22MM, ROUND, PLASTIC WITH METAL FRONT RING, GREEN, 30MM, MOMENTARY CONTACT TYPE | 7.59 | TEM | 1 | CP | 0.032 | 1
3SU10301AD400AA0 | MUSHROOM PUSHBUTTON, 22MM, ROUND, PLASTIC WITH METAL FRONT RING, GREEN, 30MM, MOMENTARY CONTACT TYPE | 7.59 | TEM | 1 | CP | 0.032 | 1
3SU10301BA100AA0 | MUSHROOM PUSHBUTTON, 22MM, ROUND, PLASTIC WITH METAL FRONT RING, BLACK, 40MM, LATCHING, PULL TO UNLATCH | 13.74 | TEM | 1 | CP | 0.041 | 1
3SU10301BA100AA0 | MUSHROOM PUSHBUTTON, 22MM, ROUND, PLASTIC WITH METAL FRONT RING, BLACK, 40MM, LATCHING, PULL TO UNLATCH | 13.74 | TEM | 1 | CP | 0.041 | 1
3SU10301BA200AA0 | MUSHROOM PUSHBUTTON, 22MM, ROUND, PLASTIC WITH METAL FRONT RING, RED, 40MM, LATCHING, PULL TO UNLATCH | 13.74 | TEM | 1 | CP | 0.04 | 1
3SU10301BA200AA0 | MUSHROOM PUSHBUTTON, 22MM, ROUND, PLASTIC WITH METAL FRONT RING, RED, 40MM, LATCHING, PULL TO UNLATCH | 13.74 | TEM | 1 | CP | 0.04 | 1
3SU10301BD100AA0 | MUSHROOM PUSHBUTTON, 22MM, ROUND, PLASTIC WITH METAL FRONT RING, BLACK, 40MM, MOMENTARY CONTACT TYPE | 7.59 | TEM | 1 | CP | 0.037 | 1
3SU10301BD100AA0 | MUSHROOM PUSHBUTTON, 22MM, ROUND, PLASTIC WITH METAL FRONT RING, BLACK, 40MM, MOMENTARY CONTACT TYPE | 7.59 | TEM | 1 | CP | 0.037 | 1
3SU10301BD200AA0 | MUSHROOM PUSHBUTTON, 22MM, ROUND, PLASTIC WITH METAL FRONT RING, RED, 40MM, MOMENTARY CONTACT TYPE | 7.59 | TEM | 1 | CP | 0.034 | 1
3SU10301BD200AA0 | MUSHROOM PUSHBUTTON, 22MM, ROUND, PLASTIC WITH METAL FRONT RING, RED, 40MM, MOMENTARY CONTACT TYPE | 7.59 | TEM | 1 | CP | 0.034 | 1
3SU10301BD300AA0 | MUSHROOM PUSHBUTTON, 22MM, ROUND, PLASTIC WITH METAL FRONT RING, YELLOW, 40MM, MOMENTARY CONTACT TYPE | 7.59 | TEM | 1 | CP | 0.033 | 1
3SU10301BD300AA0 | MUSHROOM PUSHBUTTON, 22MM, ROUND, PLASTIC WITH METAL FRONT RING, YELLOW, 40MM, MOMENTARY CONTACT TYPE | 7.59 | TEM | 1 | CP | 0.033 | 1
3SU10301BD400AA0 | MUSHROOM PUSHBUTTON, 22MM, ROUND, PLASTIC WITH METAL FRONT RING, GREEN, 40MM, MOMENTARY CONTACT TYPE | 7.59 | TEM | 1 | CP | 0.035 | 1
3SU10301BD400AA0 | MUSHROOM PUSHBUTTON, 22MM, ROUND, PLASTIC WITH METAL FRONT RING, GREEN, 40MM, MOMENTARY CONTACT TYPE | 7.59 | TEM | 1 | CP | 0.035 | 1
3SU10303AB420AA0 | TWIN PUSHBUTTON, 22MM, ROUND, PLASTIC WITH METAL FRONT RING, GREEN, RED, FLAT BUTTONS | 7.28 | TEM | 1 | CP | 0.043 | 1
3SU10303AB420AA0 | TWIN PUSHBUTTON, 22MM, ROUND, PLASTIC WITH METAL FRONT RING, GREEN, RED, FLAT BUTTONS | 7.28 | TEM | 1 | CP | 0.043 | 1
3SU10303AB420AK0 | TWIN PUSHBUTTON, 22MM, ROUND, PLASTIC WITH METAL FRONT RING, GREEN: I, RED: O, FLAT BUTTONS | 7.89 | TEM | 1 | CP | 0.044 | 1
3SU10303AB420AK0 | TWIN PUSHBUTTON, 22MM, ROUND, PLASTIC WITH METAL FRONT RING, GREEN: I, RED: O, FLAT BUTTONS | 7.89 | TEM | 1 | CP | 0.044 | 1
3SU10303AB610AA0 | TWIN PUSHBUTTON, 22MM, ROUND, PLASTIC WITH METAL FRONT RING, WHITE, BLACK, FLAT BUTTONS | 7.28 | TEM | 1 | CP | 0.043 | 1
3SU10303AB610AA0 | TWIN PUSHBUTTON, 22MM, ROUND, PLASTIC WITH METAL FRONT RING, WHITE, BLACK, FLAT BUTTONS | 7.28 | TEM | 1 | CP | 0.043 | 1
3SU10303AB610AK0 | TWIN PUSHBUTTON, 22MM, ROUND, PLASTIC WITH METAL FRONT RING, WHITE: I, BLACK: O, FLAT BUTTONS | 7.89 | TEM | 1 | CP | 0.043 | 1
3SU10303AB610AK0 | TWIN PUSHBUTTON, 22MM, ROUND, PLASTIC WITH METAL FRONT RING, WHITE: I, BLACK: O, FLAT BUTTONS | 7.89 | TEM | 1 | CP | 0.043 | 1
3SU10303BB420AA0 | TWIN PUSHBUTTON, 22MM, ROUND, PLASTIC WITH METAL FRONT RING, GREEN, RED, FLAT AND RAISED BUTTONS | 7.28 | TEM | 1 | CP | 0.043 | 1
3SU10303BB420AA0 | TWIN PUSHBUTTON, 22MM, ROUND, PLASTIC WITH METAL FRONT RING, GREEN, RED, FLAT AND RAISED BUTTONS | 7.28 | TEM | 1 | CP | 0.043 | 1
3SU10303BB420AK0 | TWIN PUSHBUTTON, 22MM, ROUND, PLASTIC WITH METAL FRONT RING, GREEN: I, RED: O, FLAT AND RAISED BUTTONS | 7.89 | TEM | 1 | CP | 0.043 | 1
3SU10303BB420AK0 | TWIN PUSHBUTTON, 22MM, ROUND, PLASTIC WITH METAL FRONT RING, GREEN: I, RED: O, FLAT AND RAISED BUTTONS | 7.89 | TEM | 1 | CP | 0.043 | 1
3SU10304BC010AA0 | RONIS KEY-OPERATED SWITCH, 22MM, ROUND, PLASTIC WITH METAL FRONT RING, LOCK NO. SB30, WITH 2 KEYS, 2 SWITCH POSITIONS O<I, MOMENTARY CONTACT TYPE, ACTUATING ANGLE 45 DEG., 10:30H/12H, KEY REMOVAL POS. O, POSSIBLE SPECIAL LOCKS: SB31, 421, 455 | 17.32 | TEM | 1 | CP | 0.061 | 1
3SU10304BC010AA0 | RONIS KEY-OPERATED SWITCH, 22MM, ROUND, PLASTIC WITH METAL FRONT RING, LOCK NO. SB30, WITH 2 KEYS, 2 SWITCH POSITIONS O<I, MOMENTARY CONTACT TYPE, ACTUATING ANGLE 45 DEG., 10:30H/12H, KEY REMOVAL POS. O, POSSIBLE SPECIAL LOCKS: SB31, 421, 455 | 17.32 | TEM | 1 | CP | 0.061 | 1
3SU10304BF010AA0 | RONIS KEY-OPERATED SWITCH, 22MM, ROUND, PLASTIC WITH METAL FRONT RING, LOCK NO. SB30, WITH 2 KEYS, 2 SWITCH POSITIONS O-I, LATCHING, ACTUATING ANGLE 90 DEG., 10:30H/13:30H, KEY REMOVAL POS. O, POSSIBLE SPECIAL LOCKS: SB31, 421, 455 | 17.32 | TEM | 1 | CP | 0.063 | 1
3SU10304BF010AA0 | RONIS KEY-OPERATED SWITCH, 22MM, ROUND, PLASTIC WITH METAL FRONT RING, LOCK NO. SB30, WITH 2 KEYS, 2 SWITCH POSITIONS O-I, LATCHING, ACTUATING ANGLE 90 DEG., 10:30H/13:30H, KEY REMOVAL POS. O, POSSIBLE SPECIAL LOCKS: SB31, 421, 455 | 17.32 | TEM | 1 | CP | 0.063 | 1
3SU10304BF110AA0 | RONIS KEY-OPERATED SWITCH, 22MM, ROUND, PLASTIC WITH METAL FRONT RING, LOCK NO. SB30, WITH 2 KEYS, 2 SWITCH POSITIONS O-I, LATCHING, ACTUATING ANGLE 90 DEG., 10:30H/13:30H, KEY REMOVAL POS. O+I, POSSIBLE SPECIAL LOCKS: SB31, 421, 455 | 17.32 | TEM | 1 | CP | 0.062 | 1
3SU10304BF110AA0 | RONIS KEY-OPERATED SWITCH, 22MM, ROUND, PLASTIC WITH METAL FRONT RING, LOCK NO. SB30, WITH 2 KEYS, 2 SWITCH POSITIONS O-I, LATCHING, ACTUATING ANGLE 90 DEG., 10:30H/13:30H, KEY REMOVAL POS. O+I, POSSIBLE SPECIAL LOCKS: SB31, 421, 455 | 17.32 | TEM | 1 | CP | 0.062 | 1
3SU10304BL010AA0 | RONIS KEY-OPERATED SWITCH, 22MM, ROUND, PLASTIC WITH METAL FRONT RING, LOCK NO. SB30, WITH 2 KEYS, 3 SWITCH POSITIONS I-O-II, LATCHING, ACTUATING ANGLE 2X45 DEG., 10:30H/12H/13:30H, KEY REMOVAL POS. O, POSSIBLE SPECIAL LOCKS: SB31, 421, 455 | 18.35 | TEM | 1 | CP | 0.061 | 1
3SU10304BL010AA0 | RONIS KEY-OPERATED SWITCH, 22MM, ROUND, PLASTIC WITH METAL FRONT RING, LOCK NO. SB30, WITH 2 KEYS, 3 SWITCH POSITIONS I-O-II, LATCHING, ACTUATING ANGLE 2X45 DEG., 10:30H/12H/13:30H, KEY REMOVAL POS. O, POSSIBLE SPECIAL LOCKS: SB31, 421, 455 | 18.35 | TEM | 1 | CP | 0.061 | 1
3SU10304BL110AA0 | RONIS KEY-OPERATED SWITCH, 22MM, ROUND, PLASTIC WITH METAL FRONT RING, LOCK NO. SB30, WITH 2 KEYS, 3 SWITCH POSITIONS I-O-II, LATCHING, ACTUATING ANGLE 2X45 DEG., 10:30H/12H/13:30H, KEY REMOVAL POS. I+O+II, POSSIBLE SPECIAL LOCKS: SB31, 421, 455 | 18.35 | TEM | 1 | CP | 0.061 | 1
3SU10304BL110AA0 | RONIS KEY-OPERATED SWITCH, 22MM, ROUND, PLASTIC WITH METAL FRONT RING, LOCK NO. SB30, WITH 2 KEYS, 3 SWITCH POSITIONS I-O-II, LATCHING, ACTUATING ANGLE 2X45 DEG., 10:30H/12H/13:30H, KEY REMOVAL POS. I+O+II, POSSIBLE SPECIAL LOCKS: SB31, 421, 455 | 18.35 | TEM | 1 | CP | 0.061 | 1
3SU10304BM010AA0 | RONIS KEY-OPERATED SWITCH, 22MM, ROUND, PLASTIC WITH METAL FRONT RING, LOCK NO. SB30, WITH 2 KEYS, 3 SWITCH POSITIONS I>O<II, MOMENTARY CONTACT TYPE, ACTUATING ANGLE 2X45 DEG., 10:30H/12H/13:30H, KEY REMOVAL POS. O, POSSIBLE SPECIAL LOCKS: SB31, 421, 455 | 17.32 | TEM | 1 | CP | 0.06 | 1
3SU10304BM010AA0 | RONIS KEY-OPERATED SWITCH, 22MM, ROUND, PLASTIC WITH METAL FRONT RING, LOCK NO. SB30, WITH 2 KEYS, 3 SWITCH POSITIONS I>O<II, MOMENTARY CONTACT TYPE, ACTUATING ANGLE 2X45 DEG., 10:30H/12H/13:30H, KEY REMOVAL POS. O, POSSIBLE SPECIAL LOCKS: SB31, 421, 455 | 17.32 | TEM | 1 | CP | 0.06 | 1
3SU10304FF110AA0 | O.M.R. KEY-OPERATED SWITCH, 22MM, ROUND, PLASTIC WITH METAL FRONT RING, LOCK NO. 73037, RED, WITH 2 KEYS, 2 SWITCH POSITIONS O-I, LATCHING, ACTUATING ANGLE 90 DEG., 10:30H/13:30H, KEY REMOVAL POS. O+I | 26.45 | TEM | 1 | CP | 0.099 | 1
3SU10304FF110AA0 | O.M.R. KEY-OPERATED SWITCH, 22MM, ROUND, PLASTIC WITH METAL FRONT RING, LOCK NO. 73037, RED, WITH 2 KEYS, 2 SWITCH POSITIONS O-I, LATCHING, ACTUATING ANGLE 90 DEG., 10:30H/13:30H, KEY REMOVAL POS. O+I | 26.45 | TEM | 1 | CP | 0.099 | 1
3SU10304GF110AA0 | O.M.R. KEY-OPERATED SWITCH, 22MM, ROUND, PLASTIC WITH METAL FRONT RING, LOCK NO. 73038, BLUE, WITH 2 KEYS, 2 SWITCH POSITIONS O-I, LATCHING, ACTUATING ANGLE 90 DEG., 10:30H/13:30H, KEY REMOVAL POS. O+I | 26.45 | TEM | 1 | CP | 0.101 | 1
3SU10304GF110AA0 | O.M.R. KEY-OPERATED SWITCH, 22MM, ROUND, PLASTIC WITH METAL FRONT RING, LOCK NO. 73038, BLUE, WITH 2 KEYS, 2 SWITCH POSITIONS O-I, LATCHING, ACTUATING ANGLE 90 DEG., 10:30H/13:30H, KEY REMOVAL POS. O+I | 26.45 | TEM | 1 | CP | 0.101 | 1
3SU10304HF110AA0 | O.M.R. KEY-OPERATED SWITCH, 22MM, ROUND, PLASTIC WITH METAL FRONT RING, LOCK NO. 73034, BLACK, WITH 2 KEYS, 2 SWITCH POSITIONS O-I, LATCHING, ACTUATING ANGLE 90 DEG., 10:30H/13:30H, KEY REMOVAL POS. O+I | 26.45 | TEM | 1 | CP | 0.096 | 1
3SU10304HF110AA0 | O.M.R. KEY-OPERATED SWITCH, 22MM, ROUND, PLASTIC WITH METAL FRONT RING, LOCK NO. 73034, BLACK, WITH 2 KEYS, 2 SWITCH POSITIONS O-I, LATCHING, ACTUATING ANGLE 90 DEG., 10:30H/13:30H, KEY REMOVAL POS. O+I | 26.45 | TEM | 1 | CP | 0.096 | 1
3SU10304JF110AA0 | O.M.R. KEY-OPERATED SWITCH, 22MM, ROUND, PLASTIC WITH METAL FRONT RING, LOCK NO. 73033, YELLOW, WITH 2 KEYS, 2 SWITCH POSITIONS O-I, LATCHING, ACTUATING ANGLE 90 DEG., 10:30H/13:30H, KEY REMOVAL POS. O+I | 26.45 | TEM | 1 | CP | 0.095 | 1
3SU10304JF110AA0 | O.M.R. KEY-OPERATED SWITCH, 22MM, ROUND, PLASTIC WITH METAL FRONT RING, LOCK NO. 73033, YELLOW, WITH 2 KEYS, 2 SWITCH POSITIONS O-I, LATCHING, ACTUATING ANGLE 90 DEG., 10:30H/13:30H, KEY REMOVAL POS. O+I | 26.45 | TEM | 1 | CP | 0.095 | 1
3SU10304WS100AA0 | ID KEY-OPERATED SWITCH, 22MM, ROUND, PLASTIC WITH METAL FRONT RING, BLACK, RFID, 4 SWITCH POSITIONS O-I-II-III, ACTUATING ANGLE 3X45 DEG., WITHOUT ID KEY | 36.9 | TEM | 1 | CP | 0.041 | 1
3SU10304WS100AA0 | ID KEY-OPERATED SWITCH, 22MM, ROUND, PLASTIC WITH METAL FRONT RING, BLACK, RFID, 4 SWITCH POSITIONS O-I-II-III, ACTUATING ANGLE 3X45 DEG., WITHOUT ID KEY | 36.9 | TEM | 1 | CP | 0.041 | 1
3SU10310AA200AA0 | ILLUMINATED PUSHBUTTON, 22MM, ROUND, PLASTIC WITH METAL FRONT RING, RED, FLAT BUTTON, LATCHING, PUSH TO UNLATCH | 7.89 | TEM | 1 | CP | 0.025 | 1
3SU10310AA200AA0 | ILLUMINATED PUSHBUTTON, 22MM, ROUND, PLASTIC WITH METAL FRONT RING, RED, FLAT BUTTON, LATCHING, PUSH TO UNLATCH | 7.89 | TEM | 1 | CP | 0.025 | 1
3SU10310AA300AA0 | ILLUMINATED PUSHBUTTON, 22MM, ROUND, PLASTIC WITH METAL FRONT RING, YELLOW, FLAT BUTTON, LATCHING, PUSH TO UNLATCH | 7.89 | TEM | 1 | CP | 0.025 | 1
3SU10310AA300AA0 | ILLUMINATED PUSHBUTTON, 22MM, ROUND, PLASTIC WITH METAL FRONT RING, YELLOW, FLAT BUTTON, LATCHING, PUSH TO UNLATCH | 7.89 | TEM | 1 | CP | 0.025 | 1
3SU10310AA400AA0 | ILLUMINATED PUSHBUTTON, 22MM, ROUND, PLASTIC WITH METAL FRONT RING, GREEN, FLAT BUTTON, LATCHING, PUSH TO UNLATCH | 7.89 | TEM | 1 | CP | 0.025 | 1
3SU10310AA400AA0 | ILLUMINATED PUSHBUTTON, 22MM, ROUND, PLASTIC WITH METAL FRONT RING, GREEN, FLAT BUTTON, LATCHING, PUSH TO UNLATCH | 7.89 | TEM | 1 | CP | 0.025 | 1
3SU10310AA500AA0 | ILLUMINATED PUSHBUTTON, 22MM, ROUND, PLASTIC WITH METAL FRONT RING, BLUE, FLAT BUTTON, LATCHING, PUSH TO UNLATCH | 7.89 | TEM | 1 | CP | 0.025 | 1
3SU10310AA500AA0 | ILLUMINATED PUSHBUTTON, 22MM, ROUND, PLASTIC WITH METAL FRONT RING, BLUE, FLAT BUTTON, LATCHING, PUSH TO UNLATCH | 7.89 | TEM | 1 | CP | 0.025 | 1
3SU10310AA600AA0 | ILLUMINATED PUSHBUTTON, 22MM, ROUND, PLASTIC WITH METAL FRONT RING, WHITE, FLAT BUTTON, LATCHING, PUSH TO UNLATCH | 7.89 | TEM | 1 | CP | 0.025 | 1
3SU10310AA600AA0 | ILLUMINATED PUSHBUTTON, 22MM, ROUND, PLASTIC WITH METAL FRONT RING, WHITE, FLAT BUTTON, LATCHING, PUSH TO UNLATCH | 7.89 | TEM | 1 | CP | 0.025 | 1
3SU10310AB200AA0 | ILLUMINATED PUSHBUTTON, 22MM, ROUND, PLASTIC WITH METAL FRONT RING, RED, FLAT BUTTON MOMENTARY CONTACT TYPE | 4.72 | TEM | 1 | CP | 0.025 | 1
3SU10310AB200AA0 | ILLUMINATED PUSHBUTTON, 22MM, ROUND, PLASTIC WITH METAL FRONT RING, RED, FLAT BUTTON MOMENTARY CONTACT TYPE | 4.72 | TEM | 1 | CP | 0.025 | 1
3SU10310AB300AA0 | ILLUMINATED PUSHBUTTON, 22MM, ROUND, PLASTIC WITH METAL FRONT RING, YELLOW, FLAT BUTTON, MOMENTARY CONTACT TYPE | 4.72 | TEM | 1 | CP | 0.026 | 1
3SU10310AB300AA0 | ILLUMINATED PUSHBUTTON, 22MM, ROUND, PLASTIC WITH METAL FRONT RING, YELLOW, FLAT BUTTON, MOMENTARY CONTACT TYPE | 4.72 | TEM | 1 | CP | 0.026 | 1
3SU10310AB400AA0 | ILLUMINATED PUSHBUTTON, 22MM, ROUND, PLASTIC WITH METAL FRONT RING, GREEN, FLAT BUTTON, MOMENTARY CONTACT TYPE | 4.72 | TEM | 1 | CP | 0.026 | 1
3SU10310AB400AA0 | ILLUMINATED PUSHBUTTON, 22MM, ROUND, PLASTIC WITH METAL FRONT RING, GREEN, FLAT BUTTON, MOMENTARY CONTACT TYPE | 4.72 | TEM | 1 | CP | 0.026 | 1
3SU10310AB500AA0 | ILLUMINATED PUSHBUTTON, 22MM, ROUND, PLASTIC WITH METAL FRONT RING, BLUE, FLAT BUTTON, MOMENTARY CONTACT TYPE | 4.72 | TEM | 1 | CP | 0.026 | 1
3SU10310AB500AA0 | ILLUMINATED PUSHBUTTON, 22MM, ROUND, PLASTIC WITH METAL FRONT RING, BLUE, FLAT BUTTON, MOMENTARY CONTACT TYPE | 4.72 | TEM | 1 | CP | 0.026 | 1
3SU10310AB600AA0 | ILLUMINATED PUSHBUTTON, 22MM, ROUND, PLASTIC WITH METAL FRONT RING, WHITE, FLAT BUTTON, MOMENTARY CONTACT TYPE | 4.72 | TEM | 1 | CP | 0.026 | 1
3SU10310AB600AA0 | ILLUMINATED PUSHBUTTON, 22MM, ROUND, PLASTIC WITH METAL FRONT RING, WHITE, FLAT BUTTON, MOMENTARY CONTACT TYPE | 4.72 | TEM | 1 | CP | 0.026 | 1
3SU10310BB200AA0 | ILLUMINATED PUSHBUTTON, 22MM, ROUND, PLASTIC WITH METAL FRONT RING, RED, RAISED BUTTON MOMENTARY CONTACT TYPE | 5.02 | TEM | 1 | CP | 0.027 | 1
3SU10310BB200AA0 | ILLUMINATED PUSHBUTTON, 22MM, ROUND, PLASTIC WITH METAL FRONT RING, RED, RAISED BUTTON MOMENTARY CONTACT TYPE | 5.02 | TEM | 1 | CP | 0.027 | 1
3SU10310BB300AA0 | ILLUMINATED PUSHBUTTON, 22MM, ROUND, PLASTIC WITH METAL FRONT RING, YELLOW, RAISED BUTTON MOMENTARY CONTACT TYPE | 5.02 | TEM | 1 | CP | 0.027 | 1
3SU10310BB300AA0 | ILLUMINATED PUSHBUTTON, 22MM, ROUND, PLASTIC WITH METAL FRONT RING, YELLOW, RAISED BUTTON MOMENTARY CONTACT TYPE | 5.02 | TEM | 1 | CP | 0.027 | 1
3SU10310BB400AA0 | ILLUMINATED PUSHBUTTON, 22MM, ROUND, PLASTIC WITH METAL FRONT RING, GREEN, RAISED BUTTON MOMENTARY CONTACT TYPE | 5.02 | TEM | 1 | CP | 0.027 | 1
3SU10310BB400AA0 | ILLUMINATED PUSHBUTTON, 22MM, ROUND, PLASTIC WITH METAL FRONT RING, GREEN, RAISED BUTTON MOMENTARY CONTACT TYPE | 5.02 | TEM | 1 | CP | 0.027 | 1
3SU10310BB500AA0 | ILLUMINATED PUSHBUTTON, 22MM, ROUND, PLASTIC WITH METAL FRONT RING, BLUE, RAISED BUTTON MOMENTARY CONTACT TYPE | 5.02 | TEM | 1 | CP | 0.027 | 1
3SU10310BB500AA0 | ILLUMINATED PUSHBUTTON, 22MM, ROUND, PLASTIC WITH METAL FRONT RING, BLUE, RAISED BUTTON MOMENTARY CONTACT TYPE | 5.02 | TEM | 1 | CP | 0.027 | 1
3SU10310BB700AA0 | ILLUMINATED PUSHBUTTON, 22MM, ROUND, PLASTIC WITH METAL FRONT RING, CLEAR, RAISED BUTTON MOMENTARY CONTACT TYPE | 5.02 | TEM | 1 | CP | 0.028 | 1
3SU10310BB700AA0 | ILLUMINATED PUSHBUTTON, 22MM, ROUND, PLASTIC WITH METAL FRONT RING, CLEAR, RAISED BUTTON MOMENTARY CONTACT TYPE | 5.02 | TEM | 1 | CP | 0.028 | 1
3SU10311AA200AA0 | ILLUM. MUSHROOM PUSHBUTTON, 22MM, ROUND, PLASTIC WITH METAL FRONT RING, RED, 30MM, LATCHING, PULL TO UNLATCH | 14.35 | TEM | 1 | CP | 0.039 | 1
3SU10311AA200AA0 | ILLUM. MUSHROOM PUSHBUTTON, 22MM, ROUND, PLASTIC WITH METAL FRONT RING, RED, 30MM, LATCHING, PULL TO UNLATCH | 14.35 | TEM | 1 | CP | 0.039 | 1
3SU10311AA300AA0 | ILLUM. MUSHROOM PUSHBUTTON, 22MM, ROUND, PLASTIC WITH METAL FRONT RING, YELLOW, 30MM, LATCHING, PULL TO UNLATCH | 14.35 | TEM | 1 | CP | 0.037 | 1
3SU10311AA300AA0 | ILLUM. MUSHROOM PUSHBUTTON, 22MM, ROUND, PLASTIC WITH METAL FRONT RING, YELLOW, 30MM, LATCHING, PULL TO UNLATCH | 14.35 | TEM | 1 | CP | 0.037 | 1
3SU10311AD300AA0 | ILLUM. MUSHROOM PUSHBUTTON, 22MM, ROUND, PLASTIC WITH METAL FRONT RING, YELLOW, 30MM, MOMENTARY CONTACT TYPE | 7.59 | TEM | 1 | CP | 0.03 | 1
3SU10311AD300AA0 | ILLUM. MUSHROOM PUSHBUTTON, 22MM, ROUND, PLASTIC WITH METAL FRONT RING, YELLOW, 30MM, MOMENTARY CONTACT TYPE | 7.59 | TEM | 1 | CP | 0.03 | 1
3SU10311AD400AA0 | ILLUM. MUSHROOM PUSHBUTTON, 22MM, ROUND, PLASTIC WITH METAL FRONT RING, GREEN, 30MM, MOMENTARY CONTACT TYPE | 7.59 | TEM | 1 | CP | 0.031 | 1
3SU10311AD400AA0 | ILLUM. MUSHROOM PUSHBUTTON, 22MM, ROUND, PLASTIC WITH METAL FRONT RING, GREEN, 30MM, MOMENTARY CONTACT TYPE | 7.59 | TEM | 1 | CP | 0.031 | 1
3SU10311BA200AA0 | ILLUM. MUSHROOM PUSHBUTTON, 22MM, ROUND, PLASTIC WITH METAL FRONT RING, RED, 40MM, LATCHING, PULL TO UNLATCH | 14.35 | TEM | 1 | CP | 0.042 | 1
3SU10311BA200AA0 | ILLUM. MUSHROOM PUSHBUTTON, 22MM, ROUND, PLASTIC WITH METAL FRONT RING, RED, 40MM, LATCHING, PULL TO UNLATCH | 14.35 | TEM | 1 | CP | 0.042 | 1
3SU10311BA300AA0 | ILLUM. MUSHROOM PUSHBUTTON, 22MM, ROUND, PLASTIC WITH METAL FRONT RING, YELLOW, 40MM, LATCHING, PULL TO UNLATCH | 14.35 | TEM | 1 | CP | 0.041 | 1
3SU10311BA300AA0 | ILLUM. MUSHROOM PUSHBUTTON, 22MM, ROUND, PLASTIC WITH METAL FRONT RING, YELLOW, 40MM, LATCHING, PULL TO UNLATCH | 14.35 | TEM | 1 | CP | 0.041 | 1
3SU10311BD300AA0 | ILLUM. MUSHROOM PUSHBUTTON, 22MM, ROUND, PLASTIC WITH METAL FRONT RING, YELLOW, 40MM, MOMENTARY CONTACT TYPE | 7.59 | TEM | 1 | CP | 0.04 | 1
3SU10311BD300AA0 | ILLUM. MUSHROOM PUSHBUTTON, 22MM, ROUND, PLASTIC WITH METAL FRONT RING, YELLOW, 40MM, MOMENTARY CONTACT TYPE | 7.59 | TEM | 1 | CP | 0.04 | 1
3SU10311BD400AA0 | ILLUM. MUSHROOM PUSHBUTTON, 22MM, ROUND, PLASTIC WITH METAL FRONT RING, GREEN, 40MM, MOMENTARY CONTACT TYPE | 7.59 | TEM | 1 | CP | 0.035 | 1
3SU10311BD400AA0 | ILLUM. MUSHROOM PUSHBUTTON, 22MM, ROUND, PLASTIC WITH METAL FRONT RING, GREEN, 40MM, MOMENTARY CONTACT TYPE | 7.59 | TEM | 1 | CP | 0.035 | 1
3SU10313AB420AA0 | ILLUMINATED TWIN PUSHBUTTON, 22MM, ROUND, PLASTIC WITH METAL FRONT RING, GREEN, RED, FLAT BUTTONS | 8.2 | TEM | 1 | CP | 0.043 | 1
3SU10313AB420AA0 | ILLUMINATED TWIN PUSHBUTTON, 22MM, ROUND, PLASTIC WITH METAL FRONT RING, GREEN, RED, FLAT BUTTONS | 8.2 | TEM | 1 | CP | 0.043 | 1
3SU10313AB420AK0 | ILLUMINATED TWIN PUSHBUTTON, 22MM, ROUND, PLASTIC WITH METAL FRONT RING, GREEN: I, RED: O, FLAT BUTTONS | 9.02 | TEM | 1 | CP | 0.041 | 1
3SU10313AB420AK0 | ILLUMINATED TWIN PUSHBUTTON, 22MM, ROUND, PLASTIC WITH METAL FRONT RING, GREEN: I, RED: O, FLAT BUTTONS | 9.02 | TEM | 1 | CP | 0.041 | 1
3SU10313AB610AA0 | ILLUMINATED TWIN PUSHBUTTON, 22MM, ROUND, PLASTIC WITH METAL FRONT RING, WHITE, BLACK, FLAT BUTTONS | 8.2 | TEM | 1 | CP | 0.042 | 1
3SU10313AB610AA0 | ILLUMINATED TWIN PUSHBUTTON, 22MM, ROUND, PLASTIC WITH METAL FRONT RING, WHITE, BLACK, FLAT BUTTONS | 8.2 | TEM | 1 | CP | 0.042 | 1
3SU10313AB610AK0 | ILLUMINATED TWIN PUSHBUTTON, 22MM, ROUND, PLASTIC WITH METAL FRONT RING, WHITE: I, BLACK: O, FLAT BUTTONS | 9.02 | TEM | 1 | CP | 0.045 | 1
3SU10313AB610AK0 | ILLUMINATED TWIN PUSHBUTTON, 22MM, ROUND, PLASTIC WITH METAL FRONT RING, WHITE: I, BLACK: O, FLAT BUTTONS | 9.02 | TEM | 1 | CP | 0.045 | 1
3SU10313BB420AA0 | ILLUMINATED TWIN PUSHBUTTON, 22MM, ROUND, PLASTIC WITH METAL FRONT RING, RED, GREEN, FLAT AND RAISED BUTTONS | 8.2 | TEM | 1 | CP | 0.043 | 1
3SU10313BB420AA0 | ILLUMINATED TWIN PUSHBUTTON, 22MM, ROUND, PLASTIC WITH METAL FRONT RING, RED, GREEN, FLAT AND RAISED BUTTONS | 8.2 | TEM | 1 | CP | 0.043 | 1
3SU10313BB420AK0 | ILLUMINATED TWIN PUSHBUTTON, 22MM, ROUND, PLASTIC WITH METAL FRONT RING, GREEN: I, RED: O, FLAT AND RAISED BUTTONS | 9.12 | TEM | 1 | CP | 0.07 | 1
3SU10313BB420AK0 | ILLUMINATED TWIN PUSHBUTTON, 22MM, ROUND, PLASTIC WITH METAL FRONT RING, GREEN: I, RED: O, FLAT AND RAISED BUTTONS | 9.12 | TEM | 1 | CP | 0.07 | 1
3SU10322AF200AA0 | SELECTOR SWITCH, CAN BE ILLUM., 22MM, ROUND, PLASTIC WITH METAL FRONT RING, RED, ROTARY KNOB, 2 SWITCH POSITIONS O-I, LATCHING, ACTUATING ANGLE 90 DEG., 10:30H/13:30H | 8.71 | TEM | 1 | CP | 0.04 | 1
3SU10322AF200AA0 | SELECTOR SWITCH, CAN BE ILLUM., 22MM, ROUND, PLASTIC WITH METAL FRONT RING, RED, ROTARY KNOB, 2 SWITCH POSITIONS O-I, LATCHING, ACTUATING ANGLE 90 DEG., 10:30H/13:30H | 8.71 | TEM | 1 | CP | 0.04 | 1
3SU10322AF600AA0 | SELECTOR SWITCH, CAN BE ILLUM., 22MM, ROUND, PLASTIC WITH METAL FRONT RING, WHITE, ROTARY KNOB, 2 SWITCH POSITIONS O-I, LATCHING, ACTUATING ANGLE 90 DEG., 10:30H/13:30H | 8.71 | TEM | 1 | CP | 0.04 | 1
3SU10322AF600AA0 | SELECTOR SWITCH, CAN BE ILLUM., 22MM, ROUND, PLASTIC WITH METAL FRONT RING, WHITE, ROTARY KNOB, 2 SWITCH POSITIONS O-I, LATCHING, ACTUATING ANGLE 90 DEG., 10:30H/13:30H | 8.71 | TEM | 1 | CP | 0.04 | 1
3SU10322BC200AA0 | SELECTOR SWITCH, CAN BE ILLUM., 22MM, ROUND, PLASTIC WITH METAL FRONT RING, RED, SHORT SELECTOR SWITCH, 2 SWITCH POSITIONS O<I, MOMENTARY CONTACT TYPE, ACTUATING ANGLE 45 DEG., 10:30H/12H | 7.18 | TEM | 1 | CP | 0.036 | 1
3SU10322BC200AA0 | SELECTOR SWITCH, CAN BE ILLUM., 22MM, ROUND, PLASTIC WITH METAL FRONT RING, RED, SHORT SELECTOR SWITCH, 2 SWITCH POSITIONS O<I, MOMENTARY CONTACT TYPE, ACTUATING ANGLE 45 DEG., 10:30H/12H | 7.18 | TEM | 1 | CP | 0.036 | 1
3SU10322BC300AA0 | SELECTOR SWITCH, CAN BE ILLUM., 22MM, ROUND, PLASTIC WITH METAL FRONT RING, YELLOW, SHORT SELECTOR SWITCH, 2 SWITCH POSITIONS O<I, MOMENTARY CONTACT TYPE, ACTUATING ANGLE 45 DEG., 10:30H/12H | 7.18 | TEM | 1 | CP | 0.037 | 1
3SU10322BC300AA0 | SELECTOR SWITCH, CAN BE ILLUM., 22MM, ROUND, PLASTIC WITH METAL FRONT RING, YELLOW, SHORT SELECTOR SWITCH, 2 SWITCH POSITIONS O<I, MOMENTARY CONTACT TYPE, ACTUATING ANGLE 45 DEG., 10:30H/12H | 7.18 | TEM | 1 | CP | 0.037 | 1
3SU10322BC400AA0 | SELECTOR SWITCH, CAN BE ILLUM., 22MM, ROUND, PLASTIC WITH METAL FRONT RING, GREEN, SHORT SELECTOR SWITCH, 2 SWITCH POSITIONS O<I, MOMENTARY CONTACT TYPE, ACTUATING ANGLE 45 DEG., 10:30H/12H | 7.18 | TEM | 1 | CP | 0.036 | 1
3SU10322BC400AA0 | SELECTOR SWITCH, CAN BE ILLUM., 22MM, ROUND, PLASTIC WITH METAL FRONT RING, GREEN, SHORT SELECTOR SWITCH, 2 SWITCH POSITIONS O<I, MOMENTARY CONTACT TYPE, ACTUATING ANGLE 45 DEG., 10:30H/12H | 7.18 | TEM | 1 | CP | 0.036 | 1
3SU10322BC500AA0 | SELECTOR SWITCH, CAN BE ILLUM., 22MM, ROUND, PLASTIC WITH METAL FRONT RING, BLUE, SHORT SELECTOR SWITCH, 2 SWITCH POSITIONS O<I, MOMENTARY CONTACT TYPE, ACTUATING ANGLE 45 DEG., 10:30H/12H | 7.18 | TEM | 1 | CP | 0.037 | 1
3SU10322BC500AA0 | SELECTOR SWITCH, CAN BE ILLUM., 22MM, ROUND, PLASTIC WITH METAL FRONT RING, BLUE, SHORT SELECTOR SWITCH, 2 SWITCH POSITIONS O<I, MOMENTARY CONTACT TYPE, ACTUATING ANGLE 45 DEG., 10:30H/12H | 7.18 | TEM | 1 | CP | 0.037 | 1
3SU10322BC600AA0 | SELECTOR SWITCH, CAN BE ILLUM., 22MM, ROUND, PLASTIC WITH METAL FRONT RING, WHITE, SHORT SELECTOR SWITCH, 2 SWITCH POSITIONS O<I, MOMENTARY CONTACT TYPE, ACTUATING ANGLE 45 DEG., 10:30H/12H | 7.18 | TEM | 1 | CP | 0.037 | 1
3SU10322BC600AA0 | SELECTOR SWITCH, CAN BE ILLUM., 22MM, ROUND, PLASTIC WITH METAL FRONT RING, WHITE, SHORT SELECTOR SWITCH, 2 SWITCH POSITIONS O<I, MOMENTARY CONTACT TYPE, ACTUATING ANGLE 45 DEG., 10:30H/12H | 7.18 | TEM | 1 | CP | 0.037 | 1
3SU10322BF200AA0 | SELECTOR SWITCH, CAN BE ILLUM., 22MM, ROUND, PLASTIC WITH METAL FRONT RING, RED, SHORT SELECTOR SWITCH, 2 SWITCH POSITIONS O-I, LATCHING, ACTUATING ANGLE 90 DEG., 10:30H/13:30H | 7.18 | TEM | 1 | CP | 0.037 | 1
3SU10322BF200AA0 | SELECTOR SWITCH, CAN BE ILLUM., 22MM, ROUND, PLASTIC WITH METAL FRONT RING, RED, SHORT SELECTOR SWITCH, 2 SWITCH POSITIONS O-I, LATCHING, ACTUATING ANGLE 90 DEG., 10:30H/13:30H | 7.18 | TEM | 1 | CP | 0.037 | 1
3SU10322BF300AA0 | SELECTOR SWITCH, CAN BE ILLUM., 22MM, ROUND, PLASTIC WITH METAL FRONT RING, YELLOW, SHORT SELECTOR SWITCH, 2 SWITCH POSITIONS O-I, LATCHING, ACTUATING ANGLE 90 DEG., 10:30H/13:30H | 7.18 | TEM | 1 | CP | 0.037 | 1
3SU10322BF300AA0 | SELECTOR SWITCH, CAN BE ILLUM., 22MM, ROUND, PLASTIC WITH METAL FRONT RING, YELLOW, SHORT SELECTOR SWITCH, 2 SWITCH POSITIONS O-I, LATCHING, ACTUATING ANGLE 90 DEG., 10:30H/13:30H | 7.18 | TEM | 1 | CP | 0.037 | 1
3SU10322BF400AA0 | SELECTOR SWITCH, CAN BE ILLUM., 22MM, ROUND, PLASTIC WITH METAL FRONT RING, GREEN, SHORT SELECTOR SWITCH, 2 SWITCH POSITIONS O-I, LATCHING, ACTUATING ANGLE 90 DEG., 10:30H/13:30H | 7.18 | TEM | 1 | CP | 0.036 | 1
3SU10322BF400AA0 | SELECTOR SWITCH, CAN BE ILLUM., 22MM, ROUND, PLASTIC WITH METAL FRONT RING, GREEN, SHORT SELECTOR SWITCH, 2 SWITCH POSITIONS O-I, LATCHING, ACTUATING ANGLE 90 DEG., 10:30H/13:30H | 7.18 | TEM | 1 | CP | 0.036 | 1
3SU10322BF500AA0 | SELECTOR SWITCH, CAN BE ILLUM., 22MM, ROUND, PLASTIC WITH METAL FRONT RING, BLUE, SHORT SELECTOR SWITCH, 2 SWITCH POSITIONS O-I, LATCHING, ACTUATING ANGLE 90 DEG., 10:30H/13:30H | 7.18 | TEM | 1 | CP | 0.037 | 1
3SU10322BF500AA0 | SELECTOR SWITCH, CAN BE ILLUM., 22MM, ROUND, PLASTIC WITH METAL FRONT RING, BLUE, SHORT SELECTOR SWITCH, 2 SWITCH POSITIONS O-I, LATCHING, ACTUATING ANGLE 90 DEG., 10:30H/13:30H | 7.18 | TEM | 1 | CP | 0.037 | 1
3SU10322BF600AA0 | SELECTOR SWITCH, CAN BE ILLUM., 22MM, ROUND, PLASTIC WITH METAL FRONT RING, WHITE, SHORT SELECTOR SWITCH, 2 SWITCH POSITIONS O-I, LATCHING, ACTUATING ANGLE 90 DEG., 10:30H/13:30H | 7.18 | TEM | 1 | CP | 0.037 | 1
3SU10322BF600AA0 | SELECTOR SWITCH, CAN BE ILLUM., 22MM, ROUND, PLASTIC WITH METAL FRONT RING, WHITE, SHORT SELECTOR SWITCH, 2 SWITCH POSITIONS O-I, LATCHING, ACTUATING ANGLE 90 DEG., 10:30H/13:30H | 7.18 | TEM | 1 | CP | 0.037 | 1
3SU10322BL200AA0 | SELECTOR SWITCH, CAN BE ILLUM., 22MM, ROUND, PLASTIC WITH METAL FRONT RING, RED, SHORT SELECTOR SWITCH, 3 SWITCH POSITIONS I-O-II, LATCHING, ACTUATING ANGLE 2X45 DEG., 10:30H/12H/13:30H | 7.18 | TEM | 1 | CP | 0.035 | 1
3SU10322BL200AA0 | SELECTOR SWITCH, CAN BE ILLUM., 22MM, ROUND, PLASTIC WITH METAL FRONT RING, RED, SHORT SELECTOR SWITCH, 3 SWITCH POSITIONS I-O-II, LATCHING, ACTUATING ANGLE 2X45 DEG., 10:30H/12H/13:30H | 7.18 | TEM | 1 | CP | 0.035 | 1
3SU10322BL300AA0 | SELECTOR SWITCH, CAN BE ILLUM., 22MM, ROUND, PLASTIC WITH METAL FRONT RING, YELLOW, SHORT SELECTOR SWITCH, 3 SWITCH POSITIONS I-O-II, LATCHING, ACTUATING ANGLE 2X45 DEG., 10:30H/12H/13:30H | 7.18 | TEM | 1 | CP | 0.036 | 1
3SU10322BL300AA0 | SELECTOR SWITCH, CAN BE ILLUM., 22MM, ROUND, PLASTIC WITH METAL FRONT RING, YELLOW, SHORT SELECTOR SWITCH, 3 SWITCH POSITIONS I-O-II, LATCHING, ACTUATING ANGLE 2X45 DEG., 10:30H/12H/13:30H | 7.18 | TEM | 1 | CP | 0.036 | 1
3SU10322BL400AA0 | SELECTOR SWITCH, CAN BE ILLUM., 22MM, ROUND, PLASTIC WITH METAL FRONT RING, GREEN, SHORT SELECTOR SWITCH, 3 SWITCH POSITIONS I-O-II, LATCHING, ACTUATING ANGLE 2X45 DEG., 10:30H/12H/13:30H | 7.18 | TEM | 1 | CP | 0.036 | 1
3SU10322BL400AA0 | SELECTOR SWITCH, CAN BE ILLUM., 22MM, ROUND, PLASTIC WITH METAL FRONT RING, GREEN, SHORT SELECTOR SWITCH, 3 SWITCH POSITIONS I-O-II, LATCHING, ACTUATING ANGLE 2X45 DEG., 10:30H/12H/13:30H | 7.18 | TEM | 1 | CP | 0.036 | 1
3SU10322BL500AA0 | SELECTOR SWITCH, CAN BE ILLUM., 22MM, ROUND, PLASTIC WITH METAL FRONT RING, BLUE, SHORT SELECTOR SWITCH, 3 SWITCH POSITIONS I-O-II, LATCHING, ACTUATING ANGLE 2X45 DEG., 10:30H/12H/13:30H | 7.18 | TEM | 1 | CP | 0.035 | 1
3SU10322BL500AA0 | SELECTOR SWITCH, CAN BE ILLUM., 22MM, ROUND, PLASTIC WITH METAL FRONT RING, BLUE, SHORT SELECTOR SWITCH, 3 SWITCH POSITIONS I-O-II, LATCHING, ACTUATING ANGLE 2X45 DEG., 10:30H/12H/13:30H | 7.18 | TEM | 1 | CP | 0.035 | 1
3SU10322BL600AA0 | SELECTOR SWITCH, CAN BE ILLUM., 22MM, ROUND, PLASTIC WITH METAL FRONT RING, WHITE, SHORT SELECTOR SWITCH, 3 SWITCH POSITIONS I-O-II, LATCHING, ACTUATING ANGLE 2X45 DEG., 10:30H/12H/13:30H | 7.18 | TEM | 1 | CP | 0.038 | 1
3SU10322BL600AA0 | SELECTOR SWITCH, CAN BE ILLUM., 22MM, ROUND, PLASTIC WITH METAL FRONT RING, WHITE, SHORT SELECTOR SWITCH, 3 SWITCH POSITIONS I-O-II, LATCHING, ACTUATING ANGLE 2X45 DEG., 10:30H/12H/13:30H | 7.18 | TEM | 1 | CP | 0.038 | 1
3SU10322BM200AA0 | SELECTOR SWITCH, CAN BE ILLUM., 22MM, ROUND, PLASTIC WITH METAL FRONT RING, RED, SHORT SELECTOR SWITCH, 3 SWITCH POSITIONS I>O<II, MOMENTARY CONTACT TYPE, ACTUATING ANGLE 2X45 DEG., 10:30H/12H/13:30H | 7.18 | TEM | 1 | CP | 0.036 | 1
3SU10322BM200AA0 | SELECTOR SWITCH, CAN BE ILLUM., 22MM, ROUND, PLASTIC WITH METAL FRONT RING, RED, SHORT SELECTOR SWITCH, 3 SWITCH POSITIONS I>O<II, MOMENTARY CONTACT TYPE, ACTUATING ANGLE 2X45 DEG., 10:30H/12H/13:30H | 7.18 | TEM | 1 | CP | 0.036 | 1
3SU10322BM300AA0 | SELECTOR SWITCH, CAN BE ILLUM., 22MM, ROUND, PLASTIC WITH METAL FRONT RING, YELLOW, SHORT SELECTOR SWITCH, 3 SWITCH POSITIONS I>O<II, MOMENTARY CONTACT TYPE, ACTUATING ANGLE 2X45 DEG., 10:30H/12H/13:30H | 7.18 | TEM | 1 | CP | 0.037 | 1
3SU10322BM300AA0 | SELECTOR SWITCH, CAN BE ILLUM., 22MM, ROUND, PLASTIC WITH METAL FRONT RING, YELLOW, SHORT SELECTOR SWITCH, 3 SWITCH POSITIONS I>O<II, MOMENTARY CONTACT TYPE, ACTUATING ANGLE 2X45 DEG., 10:30H/12H/13:30H | 7.18 | TEM | 1 | CP | 0.037 | 1
3SU10322BM400AA0 | SELECTOR SWITCH, CAN BE ILLUM., 22MM, ROUND, PLASTIC WITH METAL FRONT RING, GREEN, SHORT SELECTOR SWITCH, 3 SWITCH POSITIONS I>O<II, MOMENTARY CONTACT TYPE, ACTUATING ANGLE 2X45 DEG., 10:30H/12H/13:30H | 7.18 | TEM | 1 | CP | 0.035 | 1
3SU10322BM400AA0 | SELECTOR SWITCH, CAN BE ILLUM., 22MM, ROUND, PLASTIC WITH METAL FRONT RING, GREEN, SHORT SELECTOR SWITCH, 3 SWITCH POSITIONS I>O<II, MOMENTARY CONTACT TYPE, ACTUATING ANGLE 2X45 DEG., 10:30H/12H/13:30H | 7.18 | TEM | 1 | CP | 0.035 | 1
3SU10322BM500AA0 | SELECTOR SWITCH, CAN BE ILLUM., 22MM, ROUND, PLASTIC WITH METAL FRONT RING, BLUE, SHORT SELECTOR SWITCH, 3 SWITCH POSITIONS I>O<II, MOMENTARY CONTACT TYPE, ACTUATING ANGLE 2X45 DEG., 10:30H/12H/13:30H | 7.18 | TEM | 1 | CP | 0.037 | 1
3SU10322BM500AA0 | SELECTOR SWITCH, CAN BE ILLUM., 22MM, ROUND, PLASTIC WITH METAL FRONT RING, BLUE, SHORT SELECTOR SWITCH, 3 SWITCH POSITIONS I>O<II, MOMENTARY CONTACT TYPE, ACTUATING ANGLE 2X45 DEG., 10:30H/12H/13:30H | 7.18 | TEM | 1 | CP | 0.037 | 1
3SU10322BM600AA0 | SELECTOR SWITCH, CAN BE ILLUM., 22MM, ROUND, PLASTIC WITH METAL FRONT RING, WHITE, SHORT SELECTOR SWITCH, 3 SWITCH POSITIONS I>O<II, MOMENTARY CONTACT TYPE, ACTUATING ANGLE 2X45 DEG., 10:30H/12H/13:30H | 7.18 | TEM | 1 | CP | 0.036 | 1
3SU10322BM600AA0 | SELECTOR SWITCH, CAN BE ILLUM., 22MM, ROUND, PLASTIC WITH METAL FRONT RING, WHITE, SHORT SELECTOR SWITCH, 3 SWITCH POSITIONS I>O<II, MOMENTARY CONTACT TYPE, ACTUATING ANGLE 2X45 DEG., 10:30H/12H/13:30H | 7.18 | TEM | 1 | CP | 0.036 | 1
3SU10322BN200AA0 | SELECTOR SWITCH, CAN BE ILLUM., 22MM, ROUND, PLASTIC WITH METAL FRONT RING, RED, SHORT SELECTOR SWITCH, 3 SWITCH POSITIONS I-O<II, LATCHING TO THE LEFT, MOM. CONTACT TYPE TO THE RIGHT, ACTUATING ANGLE 2X45 DEG., 10:30H/12H/13:30H | 7.28 | TEM | 1 | CP | 0.035 | 1
3SU10322BN200AA0 | SELECTOR SWITCH, CAN BE ILLUM., 22MM, ROUND, PLASTIC WITH METAL FRONT RING, RED, SHORT SELECTOR SWITCH, 3 SWITCH POSITIONS I-O<II, LATCHING TO THE LEFT, MOM. CONTACT TYPE TO THE RIGHT, ACTUATING ANGLE 2X45 DEG., 10:30H/12H/13:30H | 7.28 | TEM | 1 | CP | 0.035 | 1
3SU10322BN300AA0 | SELECTOR SWITCH, CAN BE ILLUM., 22MM, ROUND, PLASTIC WITH METAL FRONT RING, YELLOW, SHORT SELECTOR SWITCH, 3 SWITCH POSITIONS I-O<II, LATCHING TO THE LEFT, MOM. CONTACT TYPE TO THE RIGHT, ACTUATING ANGLE 2X45 DEG., 10:30H/12H/13:30H | 7.28 | TEM | 1 | CP | 0.035 | 1
3SU10322BN300AA0 | SELECTOR SWITCH, CAN BE ILLUM., 22MM, ROUND, PLASTIC WITH METAL FRONT RING, YELLOW, SHORT SELECTOR SWITCH, 3 SWITCH POSITIONS I-O<II, LATCHING TO THE LEFT, MOM. CONTACT TYPE TO THE RIGHT, ACTUATING ANGLE 2X45 DEG., 10:30H/12H/13:30H | 7.28 | TEM | 1 | CP | 0.035 | 1
3SU10322BN400AA0 | SELECTOR SWITCH, CAN BE ILLUM., 22MM, ROUND, PLASTIC WITH METAL FRONT RING, GREEN, SHORT SELECTOR SWITCH, 3 SWITCH POSITIONS I-O<II, LATCHING TO THE LEFT, MOM. CONTACT TYPE TO THE RIGHT, ACTUATING ANGLE 2X45 DEG., 10:30H/12H/13:30H | 7.28 | TEM | 1 | CP | 0.035 | 1
3SU10322BN400AA0 | SELECTOR SWITCH, CAN BE ILLUM., 22MM, ROUND, PLASTIC WITH METAL FRONT RING, GREEN, SHORT SELECTOR SWITCH, 3 SWITCH POSITIONS I-O<II, LATCHING TO THE LEFT, MOM. CONTACT TYPE TO THE RIGHT, ACTUATING ANGLE 2X45 DEG., 10:30H/12H/13:30H | 7.28 | TEM | 1 | CP | 0.035 | 1
3SU10322BN500AA0 | SELECTOR SWITCH, CAN BE ILLUM., 22MM, ROUND, PLASTIC WITH METAL FRONT RING, BLUE, SHORT SELECTOR SWITCH, 3 SWITCH POSITIONS I-O<II, LATCHING TO THE LEFT, MOM. CONTACT TYPE TO THE RIGHT, ACTUATING ANGLE 2X45 DEG., 10:30H/12H/13:30H | 7.28 | TEM | 1 | CP | 0.036 | 1
3SU10322BN500AA0 | SELECTOR SWITCH, CAN BE ILLUM., 22MM, ROUND, PLASTIC WITH METAL FRONT RING, BLUE, SHORT SELECTOR SWITCH, 3 SWITCH POSITIONS I-O<II, LATCHING TO THE LEFT, MOM. CONTACT TYPE TO THE RIGHT, ACTUATING ANGLE 2X45 DEG., 10:30H/12H/13:30H | 7.28 | TEM | 1 | CP | 0.036 | 1
3SU10322BN600AA0 | SELECTOR SWITCH, CAN BE ILLUM., 22MM, ROUND, PLASTIC WITH METAL FRONT RING, WHITE, SHORT SELECTOR SWITCH, 3 SWITCH POSITIONS I-O<II, LATCHING TO THE LEFT, MOM. CONTACT TYPE TO THE RIGHT, ACTUATING ANGLE 2X45 DEG., 10:30H/12H/13:30H | 7.28 | TEM | 1 | CP | 0.036 | 1
3SU10322BN600AA0 | SELECTOR SWITCH, CAN BE ILLUM., 22MM, ROUND, PLASTIC WITH METAL FRONT RING, WHITE, SHORT SELECTOR SWITCH, 3 SWITCH POSITIONS I-O<II, LATCHING TO THE LEFT, MOM. CONTACT TYPE TO THE RIGHT, ACTUATING ANGLE 2X45 DEG., 10:30H/12H/13:30H | 7.28 | TEM | 1 | CP | 0.036 | 1
3SU10322BP200AA0 | SELECTOR SWITCH, CAN BE ILLUM., 22MM, ROUND, PLASTIC WITH METAL FRONT RING, RED, SHORT SELECTOR SWITCH, 3 SWITCH POSITIONS I>O-II, MOM. CONTACT TYPE TO THE LEFT, LATCHING TO THE RIGHT, ACTUATING ANGLE 2X45 DEG., 10:30H/12H/13:30H | 7.28 | TEM | 1 | CP | 0.036 | 1
3SU10322BP200AA0 | SELECTOR SWITCH, CAN BE ILLUM., 22MM, ROUND, PLASTIC WITH METAL FRONT RING, RED, SHORT SELECTOR SWITCH, 3 SWITCH POSITIONS I>O-II, MOM. CONTACT TYPE TO THE LEFT, LATCHING TO THE RIGHT, ACTUATING ANGLE 2X45 DEG., 10:30H/12H/13:30H | 7.28 | TEM | 1 | CP | 0.036 | 1
3SU10322BP300AA0 | SELECTOR SWITCH, CAN BE ILLUM., 22MM, ROUND, PLASTIC WITH METAL FRONT RING, YELLOW, SHORT SELECTOR SWITCH, 3 SWITCH POSITIONS I>O-II, MOM. CONTACT TYPE TO THE LEFT, LATCHING TO THE RIGHT, ACTUATING ANGLE 2X45 DEG., 10:30H/12H/13:30H | 7.28 | TEM | 1 | CP | 0.036 | 1
3SU10322BP300AA0 | SELECTOR SWITCH, CAN BE ILLUM., 22MM, ROUND, PLASTIC WITH METAL FRONT RING, YELLOW, SHORT SELECTOR SWITCH, 3 SWITCH POSITIONS I>O-II, MOM. CONTACT TYPE TO THE LEFT, LATCHING TO THE RIGHT, ACTUATING ANGLE 2X45 DEG., 10:30H/12H/13:30H | 7.28 | TEM | 1 | CP | 0.036 | 1
3SU10322BP400AA0 | SELECTOR SWITCH, CAN BE ILLUM., 22MM, ROUND, PLASTIC WITH METAL FRONT RING, GREEN, SHORT SELECTOR SWITCH, 3 SWITCH POSITIONS I>O-II, MOM. CONTACT TYPE TO THE LEFT, LATCHING TO THE RIGHT, ACTUATING ANGLE 2X45 DEG., 10:30H/12H/13:30H | 7.28 | TEM | 1 | CP | 0.037 | 1
3SU10322BP400AA0 | SELECTOR SWITCH, CAN BE ILLUM., 22MM, ROUND, PLASTIC WITH METAL FRONT RING, GREEN, SHORT SELECTOR SWITCH, 3 SWITCH POSITIONS I>O-II, MOM. CONTACT TYPE TO THE LEFT, LATCHING TO THE RIGHT, ACTUATING ANGLE 2X45 DEG., 10:30H/12H/13:30H | 7.28 | TEM | 1 | CP | 0.037 | 1
3SU10322BP500AA0 | SELECTOR SWITCH, CAN BE ILLUM., 22MM, ROUND, PLASTIC WITH METAL FRONT RING, BLUE, SHORT SELECTOR SWITCH, 3 SWITCH POSITIONS I>O-II, MOM. CONTACT TYPE TO THE LEFT, LATCHING TO THE RIGHT, ACTUATING ANGLE 2X45 DEG., 10:30H/12H/13:30H | 7.28 | TEM | 1 | CP | 0.036 | 1
3SU10322BP500AA0 | SELECTOR SWITCH, CAN BE ILLUM., 22MM, ROUND, PLASTIC WITH METAL FRONT RING, BLUE, SHORT SELECTOR SWITCH, 3 SWITCH POSITIONS I>O-II, MOM. CONTACT TYPE TO THE LEFT, LATCHING TO THE RIGHT, ACTUATING ANGLE 2X45 DEG., 10:30H/12H/13:30H | 7.28 | TEM | 1 | CP | 0.036 | 1
3SU10322BP600AA0 | SELECTOR SWITCH, CAN BE ILLUM., 22MM, ROUND, PLASTIC WITH METAL FRONT RING, WHITE, SHORT SELECTOR SWITCH, 3 SWITCH POSITIONS I>O-II, MOM. CONTACT TYPE TO THE LEFT, LATCHING TO THE RIGHT, ACTUATING ANGLE 2X45 DEG., 10:30H/12H/13:30H | 7.28 | TEM | 1 | CP | 0.036 | 1
3SU10322BP600AA0 | SELECTOR SWITCH, CAN BE ILLUM., 22MM, ROUND, PLASTIC WITH METAL FRONT RING, WHITE, SHORT SELECTOR SWITCH, 3 SWITCH POSITIONS I>O-II, MOM. CONTACT TYPE TO THE LEFT, LATCHING TO THE RIGHT, ACTUATING ANGLE 2X45 DEG., 10:30H/12H/13:30H | 7.28 | TEM | 1 | CP | 0.036 | 1
3SU10322CF200AA0 | SELECTOR SWITCH, CAN BE ILLUM., 22MM, ROUND, PLASTIC WITH METAL FRONT RING, RED, LONG SELECTOR SWITCH, 2 SWITCH POSITIONS O-I, LATCHING, ACTUATING ANGLE 90 DEG., 10:30H/13:30H | 8.71 | TEM | 1 | CP | 0.035 | 1
3SU10322CF200AA0 | SELECTOR SWITCH, CAN BE ILLUM., 22MM, ROUND, PLASTIC WITH METAL FRONT RING, RED, LONG SELECTOR SWITCH, 2 SWITCH POSITIONS O-I, LATCHING, ACTUATING ANGLE 90 DEG., 10:30H/13:30H | 8.71 | TEM | 1 | CP | 0.035 | 1
3SU10322CF600AA0 | SELECTOR SWITCH, CAN BE ILLUM., 22MM, ROUND, PLASTIC WITH METAL FRONT RING, WHITE, LONG SELECTOR SWITCH, 2 SWITCH POSITIONS O-I, LATCHING, ACTUATING ANGLE 90 DEG., 10:30H/13:30H | 8.71 | TEM | 1 | CP | 0.038 | 1
3SU10322CF600AA0 | SELECTOR SWITCH, CAN BE ILLUM., 22MM, ROUND, PLASTIC WITH METAL FRONT RING, WHITE, LONG SELECTOR SWITCH, 2 SWITCH POSITIONS O-I, LATCHING, ACTUATING ANGLE 90 DEG., 10:30H/13:30H | 8.71 | TEM | 1 | CP | 0.038 | 1
3SU10500AA100AA0 | PUSHBUTTON, 22MM, ROUND, METAL, SHINY, BLACK, FLAT BUTTON, LATCHING, PUSH TO UNLATCH | 8.41 | TEM | 1 | CP | 0.038 | 1
3SU10500AA100AA0 | PUSHBUTTON, 22MM, ROUND, METAL, SHINY, BLACK, FLAT BUTTON, LATCHING, PUSH TO UNLATCH | 8.41 | TEM | 1 | CP | 0.038 | 1
3SU10500AA200AA0 | PUSHBUTTON, 22MM, ROUND, METAL, SHINY, RED, FLAT BUTTON, LATCHING, PUSH TO UNLATCH | 8.41 | TEM | 1 | CP | 0.04 | 1
3SU10500AA200AA0 | PUSHBUTTON, 22MM, ROUND, METAL, SHINY, RED, FLAT BUTTON, LATCHING, PUSH TO UNLATCH | 8.41 | TEM | 1 | CP | 0.04 | 1
3SU10500AA300AA0 | PUSHBUTTON, 22MM, ROUND, METAL, SHINY, YELLOW, FLAT BUTTON, LATCHING, PUSH TO UNLATCH | 8.41 | TEM | 1 | CP | 0.039 | 1
3SU10500AA300AA0 | PUSHBUTTON, 22MM, ROUND, METAL, SHINY, YELLOW, FLAT BUTTON, LATCHING, PUSH TO UNLATCH | 8.41 | TEM | 1 | CP | 0.039 | 1
3SU10500AA400AA0 | PUSHBUTTON, 22MM, ROUND, METAL, SHINY, GREEN, FLAT BUTTON, LATCHING, PUSH TO UNLATCH | 8.41 | TEM | 1 | CP | 0.037 | 1
3SU10500AA400AA0 | PUSHBUTTON, 22MM, ROUND, METAL, SHINY, GREEN, FLAT BUTTON, LATCHING, PUSH TO UNLATCH | 8.41 | TEM | 1 | CP | 0.037 | 1
3SU10500AA500AA0 | PUSHBUTTON, 22MM, ROUND, METAL, SHINY, BLUE, FLAT BUTTON, LATCHING, PUSH TO UNLATCH | 8.41 | TEM | 1 | CP | 0.042 | 1
3SU10500AA500AA0 | PUSHBUTTON, 22MM, ROUND, METAL, SHINY, BLUE, FLAT BUTTON, LATCHING, PUSH TO UNLATCH | 8.41 | TEM | 1 | CP | 0.042 | 1
3SU10500AA600AA0 | PUSHBUTTON, 22MM, ROUND, METAL, SHINY, WHITE, FLAT BUTTON, LATCHING, PUSH TO UNLATCH | 8.41 | TEM | 1 | CP | 0.038 | 1
3SU10500AA600AA0 | PUSHBUTTON, 22MM, ROUND, METAL, SHINY, WHITE, FLAT BUTTON, LATCHING, PUSH TO UNLATCH | 8.41 | TEM | 1 | CP | 0.038 | 1
3SU10500AB100AA0 | PUSHBUTTON, 22MM, ROUND, METAL, SHINY, BLACK, FLAT BUTTON MOMENTARY CONTACT TYPE | 4.1 | TEM | 1 | CP | 0.041 | 1
3SU10500AB100AA0 | PUSHBUTTON, 22MM, ROUND, METAL, SHINY, BLACK, FLAT BUTTON MOMENTARY CONTACT TYPE | 4.1 | TEM | 1 | CP | 0.041 | 1
3SU10500AB200AA0 | PUSHBUTTON, 22MM, ROUND, METAL, SHINY, RED, FLAT BUTTON MOMENTARY CONTACT TYPE | 4.1 | TEM | 1 | CP | 0.04 | 1
3SU10500AB200AA0 | PUSHBUTTON, 22MM, ROUND, METAL, SHINY, RED, FLAT BUTTON MOMENTARY CONTACT TYPE | 4.1 | TEM | 1 | CP | 0.04 | 1
3SU10500AB200AD0 | PUSHBUTTON, 22MM, ROUND, METAL, SHINY, RED, INSCRIPTION: O, FLAT BUTTON MOMENTARY CONTACT TYPE | 4.82 | TEM | 1 | CP | 0.08 | 1
3SU10500AB200AD0 | PUSHBUTTON, 22MM, ROUND, METAL, SHINY, RED, INSCRIPTION: O, FLAT BUTTON MOMENTARY CONTACT TYPE | 4.82 | TEM | 1 | CP | 0.08 | 1
3SU10500AB300AA0 | PUSHBUTTON, 22MM, ROUND, METAL, SHINY, YELLOW, FLAT BUTTON MOMENTARY CONTACT TYPE | 4.1 | TEM | 1 | CP | 0.04 | 1
3SU10500AB300AA0 | PUSHBUTTON, 22MM, ROUND, METAL, SHINY, YELLOW, FLAT BUTTON MOMENTARY CONTACT TYPE | 4.1 | TEM | 1 | CP | 0.04 | 1
3SU10500AB400AA0 | PUSHBUTTON, 22MM, ROUND, METAL, SHINY, GREEN, FLAT BUTTON MOMENTARY CONTACT TYPE | 4.1 | TEM | 1 | CP | 0.041 | 1
3SU10500AB400AA0 | PUSHBUTTON, 22MM, ROUND, METAL, SHINY, GREEN, FLAT BUTTON MOMENTARY CONTACT TYPE | 4.1 | TEM | 1 | CP | 0.041 | 1
3SU10500AB400AC0 | PUSHBUTTON, 22MM, ROUND, METAL, SHINY, GREEN, INSCRIPTION: I, FLAT BUTTON MOMENTARY CONTACT TYPE | 4.82 | TEM | 1 | CP | 0.04 | 1
3SU10500AB400AC0 | PUSHBUTTON, 22MM, ROUND, METAL, SHINY, GREEN, INSCRIPTION: I, FLAT BUTTON MOMENTARY CONTACT TYPE | 4.82 | TEM | 1 | CP | 0.04 | 1
3SU10500AB500AA0 | PUSHBUTTON, 22MM, ROUND, METAL, SHINY, BLUE, FLAT BUTTON MOMENTARY CONTACT TYPE | 4.1 | TEM | 1 | CP | 0.04 | 1
3SU10500AB500AA0 | PUSHBUTTON, 22MM, ROUND, METAL, SHINY, BLUE, FLAT BUTTON MOMENTARY CONTACT TYPE | 4.1 | TEM | 1 | CP | 0.04 | 1
3SU10500AB600AA0 | PUSHBUTTON, 22MM, ROUND, METAL, SHINY, WHITE, FLAT BUTTON MOMENTARY CONTACT TYPE | 4.1 | TEM | 1 | CP | 0.04 | 1
3SU10500AB600AA0 | PUSHBUTTON, 22MM, ROUND, METAL, SHINY, WHITE, FLAT BUTTON MOMENTARY CONTACT TYPE | 4.1 | TEM | 1 | CP | 0.04 | 1
3SU10500AB700AA0 | PUSHBUTTON, 22MM, ROUND, METAL, SHINY, CLEAR, FLAT BUTTON MOMENTARY CONTACT TYPE | 4.1 | TEM | 1 | CP | 0.038 | 1
3SU10500AB700AA0 | PUSHBUTTON, 22MM, ROUND, METAL, SHINY, CLEAR, FLAT BUTTON MOMENTARY CONTACT TYPE | 4.1 | TEM | 1 | CP | 0.038 | 1
3SU10500BB100AA0 | PUSHBUTTON, 22MM, ROUND, METAL, SHINY, BLACK, RAISED BUTTON MOMENTARY CONTACT TYPE | 5.33 | TEM | 1 | CP | 0.041 | 1
3SU10500BB100AA0 | PUSHBUTTON, 22MM, ROUND, METAL, SHINY, BLACK, RAISED BUTTON MOMENTARY CONTACT TYPE | 5.33 | TEM | 1 | CP | 0.041 | 1
3SU10500BB200AA0 | PUSHBUTTON, 22MM, ROUND, METAL, SHINY, RED, RAISED BUTTON MOMENTARY CONTACT TYPE | 5.33 | TEM | 1 | CP | 0.041 | 1
3SU10500BB200AA0 | PUSHBUTTON, 22MM, ROUND, METAL, SHINY, RED, RAISED BUTTON MOMENTARY CONTACT TYPE | 5.33 | TEM | 1 | CP | 0.041 | 1
3SU10500BB300AA0 | PUSHBUTTON, 22MM, ROUND, METAL, SHINY, YELLOW, RAISED BUTTON MOMENTARY CONTACT TYPE | 5.33 | TEM | 1 | CP | 0.043 | 1
3SU10500BB300AA0 | PUSHBUTTON, 22MM, ROUND, METAL, SHINY, YELLOW, RAISED BUTTON MOMENTARY CONTACT TYPE | 5.33 | TEM | 1 | CP | 0.043 | 1
3SU10500BB400AA0 | PUSHBUTTON, 22MM, ROUND, METAL, SHINY, GREEN, RAISED BUTTON MOMENTARY CONTACT TYPE | 5.33 | TEM | 1 | CP | 0.042 | 1
3SU10500BB400AA0 | PUSHBUTTON, 22MM, ROUND, METAL, SHINY, GREEN, RAISED BUTTON MOMENTARY CONTACT TYPE | 5.33 | TEM | 1 | CP | 0.042 | 1
3SU10500BB500AA0 | PUSHBUTTON, 22MM, ROUND, METAL, SHINY, BLUE, RAISED BUTTON MOMENTARY CONTACT TYPE | 5.33 | TEM | 1 | CP | 0.042 | 1
3SU10500BB500AA0 | PUSHBUTTON, 22MM, ROUND, METAL, SHINY, BLUE, RAISED BUTTON MOMENTARY CONTACT TYPE | 5.33 | TEM | 1 | CP | 0.042 | 1
3SU10500BB600AA0 | PUSHBUTTON, 22MM, ROUND, METAL, SHINY, WHITE, RAISED BUTTON MOMENTARY CONTACT TYPE | 5.33 | TEM | 1 | CP | 0.043 | 1
3SU10500BB600AA0 | PUSHBUTTON, 22MM, ROUND, METAL, SHINY, WHITE, RAISED BUTTON MOMENTARY CONTACT TYPE | 5.33 | TEM | 1 | CP | 0.043 | 1
3SU10500CB100AA0 | PUSHBUTTON, 22MM, ROUND, METAL, SHINY, BLACK, RAISED FRONT RING MOMENTARY CONTACT TYPE | 5.02 | TEM | 1 | CP | 0.05 | 1
3SU10500CB100AA0 | PUSHBUTTON, 22MM, ROUND, METAL, SHINY, BLACK, RAISED FRONT RING MOMENTARY CONTACT TYPE | 5.02 | TEM | 1 | CP | 0.05 | 1
3SU10500CB200AA0 | PUSHBUTTON, 22MM, ROUND, METAL, SHINY, RED, RAISED FRONT RING, MOMENTARY CONTACT TYPE | 5.02 | TEM | 1 | CP | 0.049 | 1
3SU10500CB200AA0 | PUSHBUTTON, 22MM, ROUND, METAL, SHINY, RED, RAISED FRONT RING, MOMENTARY CONTACT TYPE | 5.02 | TEM | 1 | CP | 0.049 | 1
3SU10500CB300AA0 | PUSHBUTTON, 22MM, ROUND, METAL, SHINY, YELLOW, RAISED FRONT RING, MOMENTARY CONTACT TYPE | 5.02 | TEM | 1 | CP | 0.052 | 1
3SU10500CB300AA0 | PUSHBUTTON, 22MM, ROUND, METAL, SHINY, YELLOW, RAISED FRONT RING, MOMENTARY CONTACT TYPE | 5.02 | TEM | 1 | CP | 0.052 | 1
3SU10500CB400AA0 | PUSHBUTTON, 22MM, ROUND, METAL, SHINY, GREEN, RAISED FRONT RING, MOMENTARY CONTACT TYPE | 5.02 | TEM | 1 | CP | 0.05 | 1
3SU10500CB400AA0 | PUSHBUTTON, 22MM, ROUND, METAL, SHINY, GREEN, RAISED FRONT RING, MOMENTARY CONTACT TYPE | 5.02 | TEM | 1 | CP | 0.05 | 1
3SU10500CB500AA0 | PUSHBUTTON, 22MM, ROUND, METAL, SHINY, BLUE, RAISED FRONT RING, MOMENTARY CONTACT TYPE | 5.02 | TEM | 1 | CP | 0.049 | 1
3SU10500CB500AA0 | PUSHBUTTON, 22MM, ROUND, METAL, SHINY, BLUE, RAISED FRONT RING, MOMENTARY CONTACT TYPE | 5.02 | TEM | 1 | CP | 0.049 | 1
3SU10500CB600AA0 | PUSHBUTTON, 22MM, ROUND, METAL, SHINY, WHITE, RAISED FRONT RING, MOMENTARY CONTACT TYPE | 5.02 | TEM | 1 | CP | 0.049 | 1
3SU10500CB600AA0 | PUSHBUTTON, 22MM, ROUND, METAL, SHINY, WHITE, RAISED FRONT RING, MOMENTARY CONTACT TYPE | 5.02 | TEM | 1 | CP | 0.049 | 1
3SU10501AA100AA0 | MUSHROOM PUSHBUTTON, 22MM, ROUND, METAL, SHINY, BLACK, 30MM, LATCHING, PULL TO UNLATCH | 13.43 | TEM | 1 | CP | 0.059 | 1
3SU10501AA100AA0 | MUSHROOM PUSHBUTTON, 22MM, ROUND, METAL, SHINY, BLACK, 30MM, LATCHING, PULL TO UNLATCH | 13.43 | TEM | 1 | CP | 0.059 | 1
3SU10501AA200AA0 | MUSHROOM PUSHBUTTON, 22MM, ROUND, METAL, SHINY, RED, 30MM, LATCHING, PULL TO UNLATCH | 13.43 | TEM | 1 | CP | 0.059 | 1
3SU10501AA200AA0 | MUSHROOM PUSHBUTTON, 22MM, ROUND, METAL, SHINY, RED, 30MM, LATCHING, PULL TO UNLATCH | 13.43 | TEM | 1 | CP | 0.059 | 1
3SU10501AD100AA0 | MUSHROOM PUSHBUTTON, 22MM, ROUND, METAL, SHINY, BLACK, 30MM, MOMENTARY CONTACT TYPE | 8 | TEM | 1 | CP | 0.047 | 1
3SU10501AD100AA0 | MUSHROOM PUSHBUTTON, 22MM, ROUND, METAL, SHINY, BLACK, 30MM, MOMENTARY CONTACT TYPE | 8 | TEM | 1 | CP | 0.047 | 1
3SU10501AD200AA0 | MUSHROOM PUSHBUTTON, 22MM, ROUND, METAL, SHINY, RED, 30MM, MOMENTARY CONTACT TYPE | 8 | TEM | 1 | CP | 0.047 | 1
3SU10501AD200AA0 | MUSHROOM PUSHBUTTON, 22MM, ROUND, METAL, SHINY, RED, 30MM, MOMENTARY CONTACT TYPE | 8 | TEM | 1 | CP | 0.047 | 1
3SU10501AD300AA0 | MUSHROOM PUSHBUTTON, 22MM, ROUND, METAL, SHINY, YELLOW, 30MM, MOMENTARY CONTACT TYPE | 8 | TEM | 1 | CP | 0.046 | 1
3SU10501AD300AA0 | MUSHROOM PUSHBUTTON, 22MM, ROUND, METAL, SHINY, YELLOW, 30MM, MOMENTARY CONTACT TYPE | 8 | TEM | 1 | CP | 0.046 | 1
3SU10501AD400AA0 | MUSHROOM PUSHBUTTON, 22MM, ROUND, METAL, SHINY, GREEN, 30MM, MOMENTARY CONTACT TYPE | 8 | TEM | 1 | CP | 0.047 | 1
3SU10501AD400AA0 | MUSHROOM PUSHBUTTON, 22MM, ROUND, METAL, SHINY, GREEN, 30MM, MOMENTARY CONTACT TYPE | 8 | TEM | 1 | CP | 0.047 | 1
3SU10501BA100AA0 | MUSHROOM PUSHBUTTON, 22MM, ROUND, METAL, SHINY, BLACK, 40MM, LATCHING, PULL TO UNLATCH | 13.43 | TEM | 1 | CP | 0.062 | 1
3SU10501BA100AA0 | MUSHROOM PUSHBUTTON, 22MM, ROUND, METAL, SHINY, BLACK, 40MM, LATCHING, PULL TO UNLATCH | 13.43 | TEM | 1 | CP | 0.062 | 1
3SU10501BA200AA0 | MUSHROOM PUSHBUTTON, 22MM, ROUND, METAL, SHINY, RED, 40MM, LATCHING, PULL TO UNLATCH | 13.43 | TEM | 1 | CP | 0.063 | 1
3SU10501BA200AA0 | MUSHROOM PUSHBUTTON, 22MM, ROUND, METAL, SHINY, RED, 40MM, LATCHING, PULL TO UNLATCH | 13.43 | TEM | 1 | CP | 0.063 | 1
3SU10501BA300AA0 | MUSHROOM PUSHBUTTON, 22MM, ROUND, METAL, SHINY, YELLOW, 40MM, LATCHING, PULL TO UNLATCH | 13.43 | TEM | 1 | CP | 0.06 | 1
3SU10501BA300AA0 | MUSHROOM PUSHBUTTON, 22MM, ROUND, METAL, SHINY, YELLOW, 40MM, LATCHING, PULL TO UNLATCH | 13.43 | TEM | 1 | CP | 0.06 | 1
3SU10501BD100AA0 | MUSHROOM PUSHBUTTON, 22MM, ROUND, METAL, SHINY, BLACK, 40MM, MOMENTARY CONTACT TYPE | 8 | TEM | 1 | CP | 0.052 | 1
3SU10501BD100AA0 | MUSHROOM PUSHBUTTON, 22MM, ROUND, METAL, SHINY, BLACK, 40MM, MOMENTARY CONTACT TYPE | 8 | TEM | 1 | CP | 0.052 | 1
3SU10501BD200AA0 | MUSHROOM PUSHBUTTON, 22MM, ROUND, METAL, SHINY, RED, 40MM, MOMENTARY CONTACT TYPE | 8 | TEM | 1 | CP | 0.053 | 1
3SU10501BD200AA0 | MUSHROOM PUSHBUTTON, 22MM, ROUND, METAL, SHINY, RED, 40MM, MOMENTARY CONTACT TYPE | 8 | TEM | 1 | CP | 0.053 | 1
3SU10501BD300AA0 | MUSHROOM PUSHBUTTON, 22MM, ROUND, METAL, SHINY, YELLOW, 40MM, MOMENTARY CONTACT TYPE | 8 | TEM | 1 | CP | 0.052 | 1
3SU10501BD300AA0 | MUSHROOM PUSHBUTTON, 22MM, ROUND, METAL, SHINY, YELLOW, 40MM, MOMENTARY CONTACT TYPE | 8 | TEM | 1 | CP | 0.052 | 1
3SU10501BD400AA0 | MUSHROOM PUSHBUTTON, 22MM, ROUND, METAL, SHINY, GREEN, 40MM, MOMENTARY CONTACT TYPE | 8 | TEM | 1 | CP | 0.052 | 1
3SU10501BD400AA0 | MUSHROOM PUSHBUTTON, 22MM, ROUND, METAL, SHINY, GREEN, 40MM, MOMENTARY CONTACT TYPE | 8 | TEM | 1 | CP | 0.052 | 1
3SU10501HA200AA0 | EM. STOP MUSHROOM PUSHBUTTON, 22MM, ROUND, METAL, SHINY, RED, 40MM, POSITIVE LATCHING, PULL TO UNLATCH | 14.66 | TEM | 1 | CP | 0.1 | 1
3SU10501HA200AA0 | EM. STOP MUSHROOM PUSHBUTTON, 22MM, ROUND, METAL, SHINY, RED, 40MM, POSITIVE LATCHING, PULL TO UNLATCH | 14.66 | TEM | 1 | CP | 0.1 | 1
3SU10501HB200AA0 | EM. STOP MUSHROOM PUSHBUTTON, 22MM, ROUND, METAL, SHINY, RED, 40MM, POSITIVE LATCHING, ROTATE TO UNLATCH | 14.66 | TEM | 1 | CP | 0.092 | 1
3SU10501HB200AA0 | EM. STOP MUSHROOM PUSHBUTTON, 22MM, ROUND, METAL, SHINY, RED, 40MM, POSITIVE LATCHING, ROTATE TO UNLATCH | 14.66 | TEM | 1 | CP | 0.092 | 1
3SU10501HF200AA0 | EM. STOP MUSHROOM PUSHBUTTON, 22MM, ROUND, METAL, SHINY, RED, 40MM, WITH RONIS LOCK, LOCK NO. SB30, POSITIVE LATCHING, KEY-OPERATED RELEASE | 30.75 | TEM | 1 | CP | 0.12 | 1
3SU10501HF200AA0 | EM. STOP MUSHROOM PUSHBUTTON, 22MM, ROUND, METAL, SHINY, RED, 40MM, WITH RONIS LOCK, LOCK NO. SB30, POSITIVE LATCHING, KEY-OPERATED RELEASE | 30.75 | TEM | 1 | CP | 0.12 | 1
3SU10501JB200AA0 | EM. STOP MUSHROOM PUSHBUTTON, 22MM, ROUND, METAL, SHINY, RED, 60MM, POSITIVE LATCHING, ROTATE TO UNLATCH | 16.2 | TEM | 1 | CP | 0.106 | 1
3SU10501JB200AA0 | EM. STOP MUSHROOM PUSHBUTTON, 22MM, ROUND, METAL, SHINY, RED, 60MM, POSITIVE LATCHING, ROTATE TO UNLATCH | 16.2 | TEM | 1 | CP | 0.106 | 1
3SU10503AB420AA0 | TWIN PUSHBUTTON, 22MM, ROUND, METAL, SHINY, GREEN, RED, FLAT BUTTONS | 8 | TEM | 1 | CP | 0.068 | 1
3SU10503AB420AA0 | TWIN PUSHBUTTON, 22MM, ROUND, METAL, SHINY, GREEN, RED, FLAT BUTTONS | 8 | TEM | 1 | CP | 0.068 | 1
3SU10503AB420AK0 | TWIN PUSHBUTTON, 22MM, ROUND, METAL, SHINY, GREEN: I, RED: O, FLAT BUTTONS | 8.61 | TEM | 1 | CP | 0.072 | 1
3SU10503AB420AK0 | TWIN PUSHBUTTON, 22MM, ROUND, METAL, SHINY, GREEN: I, RED: O, FLAT BUTTONS | 8.61 | TEM | 1 | CP | 0.072 | 1
3SU10503AB610AA0 | TWIN PUSHBUTTON, 22MM, ROUND, METAL, SHINY, WHITE, BLACK, FLAT BUTTONS | 8 | TEM | 1 | CP | 0.069 | 1
3SU10503AB610AA0 | TWIN PUSHBUTTON, 22MM, ROUND, METAL, SHINY, WHITE, BLACK, FLAT BUTTONS | 8 | TEM | 1 | CP | 0.069 | 1
3SU10503AB610AK0 | TWIN PUSHBUTTON, 22MM, ROUND, METAL, SHINY, WHITE: I, BLACK: O, FLAT BUTTONS | 8.61 | TEM | 1 | CP | 0.072 | 1
3SU10503AB610AK0 | TWIN PUSHBUTTON, 22MM, ROUND, METAL, SHINY, WHITE: I, BLACK: O, FLAT BUTTONS | 8.61 | TEM | 1 | CP | 0.072 | 1
3SU10503AB660AL0 | TWIN PUSHBUTTON, 22MM, ROUND, METAL, SHINY, WHITE: -, WHITE: +, FLAT BUTTONS | 8.61 | TEM | 1 | CP | 0.068 | 1
3SU10503AB660AL0 | TWIN PUSHBUTTON, 22MM, ROUND, METAL, SHINY, WHITE: -, WHITE: +, FLAT BUTTONS | 8.61 | TEM | 1 | CP | 0.068 | 1
3SU10503BB420AA0 | TWIN PUSHBUTTON, 22MM, ROUND, METAL, SHINY, GREEN, RED, FLAT AND RAISED BUTTONS | 8 | TEM | 1 | CP | 0.07 | 1
3SU10503BB420AA0 | TWIN PUSHBUTTON, 22MM, ROUND, METAL, SHINY, GREEN, RED, FLAT AND RAISED BUTTONS | 8 | TEM | 1 | CP | 0.07 | 1
3SU10503BB420AK0 | TWIN PUSHBUTTON, 22MM, ROUND, METAL, SHINY, GREEN: I, RED: O, FLAT AND RAISED BUTTONS | 8.61 | TEM | 1 | CP | 0.07 | 1
3SU10503BB420AK0 | TWIN PUSHBUTTON, 22MM, ROUND, METAL, SHINY, GREEN: I, RED: O, FLAT AND RAISED BUTTONS | 8.61 | TEM | 1 | CP | 0.07 | 1
3SU10504BC010AA0 | RONIS KEY-OPERATED SWITCH, 22MM, ROUND, METAL, SHINY, LOCK NO. SB30, WITH 2 KEYS, 2 SWITCH POSITIONS O<I, MOMENTARY CONTACT TYPE, ACTUATING ANGLE 45 DEG., 10:30H/12H, KEY REMOVAL POS. O, POSSIBLE SPECIAL LOCKS: SB31, 421, 455 | 18.04 | TEM | 1 | CP | 0.079 | 1
3SU10504BC010AA0 | RONIS KEY-OPERATED SWITCH, 22MM, ROUND, METAL, SHINY, LOCK NO. SB30, WITH 2 KEYS, 2 SWITCH POSITIONS O<I, MOMENTARY CONTACT TYPE, ACTUATING ANGLE 45 DEG., 10:30H/12H, KEY REMOVAL POS. O, POSSIBLE SPECIAL LOCKS: SB31, 421, 455 | 18.04 | TEM | 1 | CP | 0.079 | 1
3SU10504BF010AA0 | RONIS KEY-OPERATED SWITCH, 22MM, ROUND, METAL, SHINY, LOCK NO. SB30, WITH 2 KEYS, 2 SWITCH POSITIONS O-I, LATCHING, ACTUATING ANGLE 90 DEG., 10:30H/13:30H, KEY REMOVAL POS. O, POSSIBLE SPECIAL LOCKS: SB31, 421, 455 | 18.04 | TEM | 1 | CP | 0.078 | 1
3SU10504BF010AA0 | RONIS KEY-OPERATED SWITCH, 22MM, ROUND, METAL, SHINY, LOCK NO. SB30, WITH 2 KEYS, 2 SWITCH POSITIONS O-I, LATCHING, ACTUATING ANGLE 90 DEG., 10:30H/13:30H, KEY REMOVAL POS. O, POSSIBLE SPECIAL LOCKS: SB31, 421, 455 | 18.04 | TEM | 1 | CP | 0.078 | 1
3SU10504BF110AA0 | RONIS KEY-OPERATED SWITCH, 22MM, ROUND, METAL, SHINY, LOCK NO. SB30, WITH 2 KEYS, 2 SWITCH POSITIONS O-I, LATCHING, ACTUATING ANGLE 90 DEG., 10:30H/13:30H, KEY REMOVAL POS. O+I, POSSIBLE SPECIAL LOCKS: SB31, 421, 455 | 18.04 | TEM | 1 | CP | 0.079 | 1
3SU10504BF110AA0 | RONIS KEY-OPERATED SWITCH, 22MM, ROUND, METAL, SHINY, LOCK NO. SB30, WITH 2 KEYS, 2 SWITCH POSITIONS O-I, LATCHING, ACTUATING ANGLE 90 DEG., 10:30H/13:30H, KEY REMOVAL POS. O+I, POSSIBLE SPECIAL LOCKS: SB31, 421, 455 | 18.04 | TEM | 1 | CP | 0.079 | 1
3SU10504BL010AA0 | RONIS KEY-OPERATED SWITCH, 22MM, ROUND, METAL, SHINY, LOCK NO. SB30, WITH 2 KEYS, 3 SWITCH POSITIONS I-O-II, LATCHING, ACTUATING ANGLE 2X45 DEG., 10:30H/12H/13:30H, KEY REMOVAL POS. O, POSSIBLE SPECIAL LOCKS: SB31, 421, 455 | 19.07 | TEM | 1 | CP | 0.08 | 1
3SU10504BL010AA0 | RONIS KEY-OPERATED SWITCH, 22MM, ROUND, METAL, SHINY, LOCK NO. SB30, WITH 2 KEYS, 3 SWITCH POSITIONS I-O-II, LATCHING, ACTUATING ANGLE 2X45 DEG., 10:30H/12H/13:30H, KEY REMOVAL POS. O, POSSIBLE SPECIAL LOCKS: SB31, 421, 455 | 19.07 | TEM | 1 | CP | 0.08 | 1
3SU10504BL110AA0 | RONIS KEY-OPERATED SWITCH, 22MM, ROUND, METAL, SHINY, LOCK NO. SB30, WITH 2 KEYS, 3 SWITCH POSITIONS I-O-II, LATCHING, ACTUATING ANGLE 2X45 DEG., 10:30H/12H/13:30H, KEY REMOVAL POS. I+O+II, POSSIBLE SPECIAL LOCKS: SB31, 421, 455 | 19.07 | TEM | 1 | CP | 0.079 | 1
3SU10504BL110AA0 | RONIS KEY-OPERATED SWITCH, 22MM, ROUND, METAL, SHINY, LOCK NO. SB30, WITH 2 KEYS, 3 SWITCH POSITIONS I-O-II, LATCHING, ACTUATING ANGLE 2X45 DEG., 10:30H/12H/13:30H, KEY REMOVAL POS. I+O+II, POSSIBLE SPECIAL LOCKS: SB31, 421, 455 | 19.07 | TEM | 1 | CP | 0.079 | 1
3SU10504BM010AA0 | RONIS KEY-OPERATED SWITCH, 22MM, ROUND, METAL, SHINY, LOCK NO. SB30, WITH 2 KEYS, 3 SWITCH POSITIONS I>O<II, MOMENTARY CONTACT TYPE, ACTUATING ANGLE 2X45 DEG., 10:30H/12H/13:30H, KEY REMOVAL POS. O, POSSIBLE SPECIAL LOCKS: SB31, 421, 455 | 18.04 | TEM | 1 | CP | 0.076 | 1
3SU10504BM010AA0 | RONIS KEY-OPERATED SWITCH, 22MM, ROUND, METAL, SHINY, LOCK NO. SB30, WITH 2 KEYS, 3 SWITCH POSITIONS I>O<II, MOMENTARY CONTACT TYPE, ACTUATING ANGLE 2X45 DEG., 10:30H/12H/13:30H, KEY REMOVAL POS. O, POSSIBLE SPECIAL LOCKS: SB31, 421, 455 | 18.04 | TEM | 1 | CP | 0.076 | 1
3SU10510AA200AA0 | ILLUMINATED PUSHBUTTON, 22MM, ROUND, METAL, SHINY, RED, FLAT BUTTON, LATCHING, PUSH TO UNLATCH | 8.41 | TEM | 1 | CP | 0.038 | 1
3SU10510AA200AA0 | ILLUMINATED PUSHBUTTON, 22MM, ROUND, METAL, SHINY, RED, FLAT BUTTON, LATCHING, PUSH TO UNLATCH | 8.41 | TEM | 1 | CP | 0.038 | 1
3SU10510AA300AA0 | ILLUMINATED PUSHBUTTON, 22MM, ROUND, METAL, SHINY, YELLOW, FLAT BUTTON, LATCHING, PUSH TO UNLATCH | 8.41 | TEM | 1 | CP | 0.037 | 1
3SU10510AA300AA0 | ILLUMINATED PUSHBUTTON, 22MM, ROUND, METAL, SHINY, YELLOW, FLAT BUTTON, LATCHING, PUSH TO UNLATCH | 8.41 | TEM | 1 | CP | 0.037 | 1
3SU10510AA400AA0 | ILLUMINATED PUSHBUTTON, 22MM, ROUND, METAL, SHINY, GREEN, FLAT BUTTON, LATCHING, PUSH TO UNLATCH | 8.41 | TEM | 1 | CP | 0.04 | 1
3SU10510AA400AA0 | ILLUMINATED PUSHBUTTON, 22MM, ROUND, METAL, SHINY, GREEN, FLAT BUTTON, LATCHING, PUSH TO UNLATCH | 8.41 | TEM | 1 | CP | 0.04 | 1
3SU10510AA500AA0 | ILLUMINATED PUSHBUTTON, 22MM, ROUND, METAL, SHINY, BLUE, FLAT BUTTON, LATCHING, PUSH TO UNLATCH | 8.41 | TEM | 1 | CP | 0.037 | 1
3SU10510AA500AA0 | ILLUMINATED PUSHBUTTON, 22MM, ROUND, METAL, SHINY, BLUE, FLAT BUTTON, LATCHING, PUSH TO UNLATCH | 8.41 | TEM | 1 | CP | 0.037 | 1
3SU10510AA600AA0 | ILLUMINATED PUSHBUTTON, 22MM, ROUND, METAL, SHINY, WHITE, FLAT BUTTON, LATCHING, PUSH TO UNLATCH | 8.41 | TEM | 1 | CP | 0.037 | 1
3SU10510AA600AA0 | ILLUMINATED PUSHBUTTON, 22MM, ROUND, METAL, SHINY, WHITE, FLAT BUTTON, LATCHING, PUSH TO UNLATCH | 8.41 | TEM | 1 | CP | 0.037 | 1
3SU10510AB200AA0 | ILLUMINATED PUSHBUTTON, 22MM, ROUND, METAL, SHINY, RED, FLAT BUTTON, MOMENTARY CONTACT TYPE | 4.92 | TEM | 1 | CP | 0.04 | 1
3SU10510AB200AA0 | ILLUMINATED PUSHBUTTON, 22MM, ROUND, METAL, SHINY, RED, FLAT BUTTON, MOMENTARY CONTACT TYPE | 4.92 | TEM | 1 | CP | 0.04 | 1
3SU10510AB300AA0 | ILLUMINATED PUSHBUTTON, 22MM, ROUND, METAL, SHINY, YELLOW, FLAT BUTTON, MOMENTARY CONTACT TYPE | 4.92 | TEM | 1 | CP | 0.039 | 1
3SU10510AB300AA0 | ILLUMINATED PUSHBUTTON, 22MM, ROUND, METAL, SHINY, YELLOW, FLAT BUTTON, MOMENTARY CONTACT TYPE | 4.92 | TEM | 1 | CP | 0.039 | 1
3SU10510AB400AA0 | ILLUMINATED PUSHBUTTON, 22MM, ROUND, METAL, SHINY, GREEN, FLAT BUTTON, MOMENTARY CONTACT TYPE | 4.92 | TEM | 1 | CP | 0.04 | 1
3SU10510AB400AA0 | ILLUMINATED PUSHBUTTON, 22MM, ROUND, METAL, SHINY, GREEN, FLAT BUTTON, MOMENTARY CONTACT TYPE | 4.92 | TEM | 1 | CP | 0.04 | 1
3SU10510AB500AA0 | ILLUMINATED PUSHBUTTON, 22MM, ROUND, METAL, SHINY, BLUE, FLAT BUTTON, MOMENTARY CONTACT TYPE | 4.92 | TEM | 1 | CP | 0.039 | 1
3SU10510AB500AA0 | ILLUMINATED PUSHBUTTON, 22MM, ROUND, METAL, SHINY, BLUE, FLAT BUTTON, MOMENTARY CONTACT TYPE | 4.92 | TEM | 1 | CP | 0.039 | 1
3SU10510AB600AA0 | ILLUMINATED PUSHBUTTON, 22MM, ROUND, METAL, SHINY, WHITE, FLAT BUTTON, MOMENTARY CONTACT TYPE | 4.92 | TEM | 1 | CP | 0.042 | 1
3SU10510AB600AA0 | ILLUMINATED PUSHBUTTON, 22MM, ROUND, METAL, SHINY, WHITE, FLAT BUTTON, MOMENTARY CONTACT TYPE | 4.92 | TEM | 1 | CP | 0.042 | 1
3SU10510AB700AA0 | ILLUMINATED PUSHBUTTON, 22MM, ROUND, METAL, SHINY, CLEAR, FLAT BUTTON, MOMENTARY CONTACT TYPE | 4.92 | TEM | 1 | CP | 0.039 | 1
3SU10510AB700AA0 | ILLUMINATED PUSHBUTTON, 22MM, ROUND, METAL, SHINY, CLEAR, FLAT BUTTON, MOMENTARY CONTACT TYPE | 4.92 | TEM | 1 | CP | 0.039 | 1
3SU10510BB200AA0 | ILLUMINATED PUSHBUTTON, 22MM, ROUND, METAL, SHINY, RED, RAISED BUTTON, MOMENTARY CONTACT TYPE | 5.33 | TEM | 1 | CP | 0.043 | 1
3SU10510BB200AA0 | ILLUMINATED PUSHBUTTON, 22MM, ROUND, METAL, SHINY, RED, RAISED BUTTON, MOMENTARY CONTACT TYPE | 5.33 | TEM | 1 | CP | 0.043 | 1
3SU10510BB300AA0 | ILLUMINATED PUSHBUTTON, 22MM, ROUND, METAL, SHINY, YELLOW, RAISED BUTTON, MOMENTARY CONTACT TYPE | 5.33 | TEM | 1 | CP | 0.041 | 1
3SU10510BB300AA0 | ILLUMINATED PUSHBUTTON, 22MM, ROUND, METAL, SHINY, YELLOW, RAISED BUTTON, MOMENTARY CONTACT TYPE | 5.33 | TEM | 1 | CP | 0.041 | 1
3SU10510BB400AA0 | ILLUMINATED PUSHBUTTON, 22MM, ROUND, METAL, SHINY, GREEN, RAISED BUTTON, MOMENTARY CONTACT TYPE | 5.33 | TEM | 1 | CP | 0.04 | 1
3SU10510BB400AA0 | ILLUMINATED PUSHBUTTON, 22MM, ROUND, METAL, SHINY, GREEN, RAISED BUTTON, MOMENTARY CONTACT TYPE | 5.33 | TEM | 1 | CP | 0.04 | 1
3SU10510BB500AA0 | ILLUMINATED PUSHBUTTON, 22MM, ROUND, METAL, SHINY, BLUE, RAISED BUTTON, MOMENTARY CONTACT TYPE | 5.33 | TEM | 1 | CP | 0.04 | 1
3SU10510BB500AA0 | ILLUMINATED PUSHBUTTON, 22MM, ROUND, METAL, SHINY, BLUE, RAISED BUTTON, MOMENTARY CONTACT TYPE | 5.33 | TEM | 1 | CP | 0.04 | 1
3SU10510BB600AA0 | ILLUMINATED PUSHBUTTON, 22MM, ROUND, METAL, SHINY, WHITE, RAISED BUTTON, MOMENTARY CONTACT TYPE | 5.33 | TEM | 1 | CP | 0.041 | 1
3SU10510BB600AA0 | ILLUMINATED PUSHBUTTON, 22MM, ROUND, METAL, SHINY, WHITE, RAISED BUTTON, MOMENTARY CONTACT TYPE | 5.33 | TEM | 1 | CP | 0.041 | 1
3SU10511AA200AA0 | ILLUM. MUSHROOM PUSHBUTTON, 22MM, ROUND, METAL, SHINY, RED, 30MM, LATCHING, PULL TO UNLATCH | 15.17 | TEM | 1 | CP | 0.058 | 1
3SU10511AA200AA0 | ILLUM. MUSHROOM PUSHBUTTON, 22MM, ROUND, METAL, SHINY, RED, 30MM, LATCHING, PULL TO UNLATCH | 15.17 | TEM | 1 | CP | 0.058 | 1
3SU10511AA300AA0 | ILLUM. MUSHROOM PUSHBUTTON, 22MM, ROUND, METAL, SHINY, YELLOW, 30MM, LATCHING, PULL TO UNLATCH | 15.17 | TEM | 1 | CP | 0.058 | 1
3SU10511AA300AA0 | ILLUM. MUSHROOM PUSHBUTTON, 22MM, ROUND, METAL, SHINY, YELLOW, 30MM, LATCHING, PULL TO UNLATCH | 15.17 | TEM | 1 | CP | 0.058 | 1
3SU10511AA400AA0 | ILLUM. MUSHROOM PUSHBUTTON, 22MM, ROUND, METAL, SHINY, GREEN, 30MM, LATCHING, PULL TO UNLATCH | 15.17 | TEM | 1 | CP | 0.06 | 1
3SU10511AA400AA0 | ILLUM. MUSHROOM PUSHBUTTON, 22MM, ROUND, METAL, SHINY, GREEN, 30MM, LATCHING, PULL TO UNLATCH | 15.17 | TEM | 1 | CP | 0.06 | 1
3SU10511AD300AA0 | ILLUM. MUSHROOM PUSHBUTTON, 22MM, ROUND, METAL, SHINY, YELLOW, 30MM, MOMENTARY CONTACT TYPE | 8 | TEM | 1 | CP | 0.047 | 1
3SU10511AD300AA0 | ILLUM. MUSHROOM PUSHBUTTON, 22MM, ROUND, METAL, SHINY, YELLOW, 30MM, MOMENTARY CONTACT TYPE | 8 | TEM | 1 | CP | 0.047 | 1
3SU10511AD400AA0 | ILLUM. MUSHROOM PUSHBUTTON, 22MM, ROUND, METAL, SHINY, GREEN, 30MM, MOMENTARY CONTACT TYPE | 8 | TEM | 1 | CP | 0.047 | 1
3SU10511AD400AA0 | ILLUM. MUSHROOM PUSHBUTTON, 22MM, ROUND, METAL, SHINY, GREEN, 30MM, MOMENTARY CONTACT TYPE | 8 | TEM | 1 | CP | 0.047 | 1
3SU10511BA200AA0 | ILLUM. MUSHROOM PUSHBUTTON, 22MM, ROUND, METAL, SHINY, RED, 40MM, LATCHING, PULL TO UNLATCH | 15.17 | TEM | 1 | CP | 0.063 | 1
3SU10511BA200AA0 | ILLUM. MUSHROOM PUSHBUTTON, 22MM, ROUND, METAL, SHINY, RED, 40MM, LATCHING, PULL TO UNLATCH | 15.17 | TEM | 1 | CP | 0.063 | 1
3SU10511BA300AA0 | ILLUM. MUSHROOM PUSHBUTTON, 22MM, ROUND, METAL, SHINY, YELLOW, 40MM, LATCHING, PULL TO UNLATCH | 15.17 | TEM | 1 | CP | 0.061 | 1
3SU10511BA300AA0 | ILLUM. MUSHROOM PUSHBUTTON, 22MM, ROUND, METAL, SHINY, YELLOW, 40MM, LATCHING, PULL TO UNLATCH | 15.17 | TEM | 1 | CP | 0.061 | 1
3SU10511BA400AA0 | ILLUM. MUSHROOM PUSHBUTTON, 22MM, ROUND, METAL, SHINY, GREEN, 40MM, LATCHING, PULL TO UNLATCH | 15.17 | TEM | 1 | CP | 0.063 | 1
3SU10511BA400AA0 | ILLUM. MUSHROOM PUSHBUTTON, 22MM, ROUND, METAL, SHINY, GREEN, 40MM, LATCHING, PULL TO UNLATCH | 15.17 | TEM | 1 | CP | 0.063 | 1
3SU10511BD300AA0 | ILLUM. MUSHROOM PUSHBUTTON, 22MM, ROUND, METAL, SHINY, YELLOW, 40MM, MOMENTARY CONTACT TYPE | 8 | TEM | 1 | CP | 0.048 | 1
3SU10511BD300AA0 | ILLUM. MUSHROOM PUSHBUTTON, 22MM, ROUND, METAL, SHINY, YELLOW, 40MM, MOMENTARY CONTACT TYPE | 8 | TEM | 1 | CP | 0.048 | 1
3SU10511BD400AA0 | ILLUM. MUSHROOM PUSHBUTTON, 22MM, ROUND, METAL, SHINY, GREEN, 40MM, MOMENTARY CONTACT TYPE | 8 | TEM | 1 | CP | 0.047 | 1
3SU10511BD400AA0 | ILLUM. MUSHROOM PUSHBUTTON, 22MM, ROUND, METAL, SHINY, GREEN, 40MM, MOMENTARY CONTACT TYPE | 8 | TEM | 1 | CP | 0.047 | 1
3SU10511HB200AA0 | EMERGENCY STOP MUSHR. PUSHB., CAN BE ILLUMINATED, 22MM, ROUND, METAL, SHINY, RED, 40MM, POSITIVE LATCHING, ROTATE TO UNLATCH | 16.2 | TEM | 1 | CP | 0.094 | 1
3SU10511HB200AA0 | EMERGENCY STOP MUSHR. PUSHB., CAN BE ILLUMINATED, 22MM, ROUND, METAL, SHINY, RED, 40MM, POSITIVE LATCHING, ROTATE TO UNLATCH | 16.2 | TEM | 1 | CP | 0.094 | 1
3SU10511JB200AA0 | EMERGENCY STOP MUSHR. PUSHB., CAN BE ILLUMINATED, 22MM, ROUND, METAL, SHINY, RED, 60MM, POSITIVE LATCHING, ROTATE TO UNLATCH | 17.84 | TEM | 1 | CP | 0.113 | 1
3SU10511JB200AA0 | EMERGENCY STOP MUSHR. PUSHB., CAN BE ILLUMINATED, 22MM, ROUND, METAL, SHINY, RED, 60MM, POSITIVE LATCHING, ROTATE TO UNLATCH | 17.84 | TEM | 1 | CP | 0.113 | 1
3SU10513AB420AA0 | ILLUMINATED TWIN PUSHBUTTON, 22MM, ROUND, METAL, SHINY, GREEN, RED, FLAT BUTTONS | 9.64 | TEM | 1 | CP | 0.069 | 1
3SU10513AB420AA0 | ILLUMINATED TWIN PUSHBUTTON, 22MM, ROUND, METAL, SHINY, GREEN, RED, FLAT BUTTONS | 9.64 | TEM | 1 | CP | 0.069 | 1
3SU10513AB420AK0 | ILLUMINATED TWIN PUSHBUTTON, 22MM, ROUND, METAL, SHINY, GREEN: I, RED: O, FLAT BUTTONS | 10.46 | TEM | 1 | CP | 0.069 | 1
3SU10513AB420AK0 | ILLUMINATED TWIN PUSHBUTTON, 22MM, ROUND, METAL, SHINY, GREEN: I, RED: O, FLAT BUTTONS | 10.46 | TEM | 1 | CP | 0.069 | 1
3SU10513AB610AA0 | ILLUMINATED TWIN PUSHBUTTON, 22MM, ROUND, METAL, SHINY, WHITE, BLACK, FLAT BUTTONS | 9.64 | TEM | 1 | CP | 0.07 | 1
3SU10513AB610AA0 | ILLUMINATED TWIN PUSHBUTTON, 22MM, ROUND, METAL, SHINY, WHITE, BLACK, FLAT BUTTONS | 9.64 | TEM | 1 | CP | 0.07 | 1
3SU10513AB610AK0 | ILLUMINATED TWIN PUSHBUTTON, 22MM, ROUND, METAL, SHINY, WHITE: I, BLACK: O, FLAT BUTTONS | 10.46 | TEM | 1 | CP | 0.07 | 1
3SU10513AB610AK0 | ILLUMINATED TWIN PUSHBUTTON, 22MM, ROUND, METAL, SHINY, WHITE: I, BLACK: O, FLAT BUTTONS | 10.46 | TEM | 1 | CP | 0.07 | 1
3SU10513BB420AA0 | ILLUMINATED TWIN PUSHBUTTON, 22MM, ROUND, METAL, SHINY, GREEN, RED, FLAT AND RAISED BUTTONS | 9.64 | TEM | 1 | CP | 0.069 | 1
3SU10513BB420AA0 | ILLUMINATED TWIN PUSHBUTTON, 22MM, ROUND, METAL, SHINY, GREEN, RED, FLAT AND RAISED BUTTONS | 9.64 | TEM | 1 | CP | 0.069 | 1
3SU10513BB420AK0 | ILLUMINATED TWIN PUSHBUTTON, 22MM, ROUND, METAL, SHINY, GREEN: I, RED: O, FLAT AND RAISED BUTTONS | 10.46 | TEM | 1 | CP | 0.071 | 1
3SU10513BB420AK0 | ILLUMINATED TWIN PUSHBUTTON, 22MM, ROUND, METAL, SHINY, GREEN: I, RED: O, FLAT AND RAISED BUTTONS | 10.46 | TEM | 1 | CP | 0.071 | 1
3SU10516AA200AA0 | INDICATOR LIGHT, 22MM, ROUND, METAL, SHINY, RED, SMOOTH LENS | 2.97 | TEM | 1 | CP | 0.032 | 1
3SU10516AA200AA0 | INDICATOR LIGHT, 22MM, ROUND, METAL, SHINY, RED, SMOOTH LENS | 2.97 | TEM | 1 | CP | 0.032 | 1
3SU10516AA300AA0 | INDICATOR LIGHT, 22MM, ROUND, METAL, SHINY, YELLOW, SMOOTH LENS | 2.97 | TEM | 1 | CP | 0.03 | 1
3SU10516AA300AA0 | INDICATOR LIGHT, 22MM, ROUND, METAL, SHINY, YELLOW, SMOOTH LENS | 2.97 | TEM | 1 | CP | 0.03 | 1
3SU10516AA400AA0 | INDICATOR LIGHT, 22MM, ROUND, METAL, SHINY, GREEN, SMOOTH LENS | 2.97 | TEM | 1 | CP | 0.03 | 1
3SU10516AA400AA0 | INDICATOR LIGHT, 22MM, ROUND, METAL, SHINY, GREEN, SMOOTH LENS | 2.97 | TEM | 1 | CP | 0.03 | 1
3SU10516AA500AA0 | INDICATOR LIGHT, 22MM, ROUND, METAL, SHINY, BLUE, SMOOTH LENS | 2.97 | TEM | 1 | CP | 0.03 | 1
3SU10516AA500AA0 | INDICATOR LIGHT, 22MM, ROUND, METAL, SHINY, BLUE, SMOOTH LENS | 2.97 | TEM | 1 | CP | 0.03 | 1
3SU10516AA600AA0 | INDICATOR LIGHT, 22MM, ROUND, METAL, SHINY, WHITE, SMOOTH LENS | 2.97 | TEM | 1 | CP | 0.03 | 1
3SU10516AA600AA0 | INDICATOR LIGHT, 22MM, ROUND, METAL, SHINY, WHITE, SMOOTH LENS | 2.97 | TEM | 1 | CP | 0.03 | 1
3SU10516AA700AA0 | INDICATOR LIGHT, 22MM, ROUND, METAL, SHINY, CLEAR, SMOOTH LENS | 2.97 | TEM | 1 | CP | 0.034 | 1
3SU10516AA700AA0 | INDICATOR LIGHT, 22MM, ROUND, METAL, SHINY, CLEAR, SMOOTH LENS | 2.97 | TEM | 1 | CP | 0.034 | 1
3SU10522BC200AA0 | SELECTOR SWITCH, CAN BE ILLUM., 22MM, ROUND, METAL, SHINY, RED, SHORT SELECTOR SWITCH, 2 SWITCH POSITIONS O<I, MOMENTARY CONTACT TYPE, ACTUATING ANGLE 45 DEG., 10:30H/12H | 7.59 | TEM | 1 | CP | 0.051 | 1
3SU10522BC200AA0 | SELECTOR SWITCH, CAN BE ILLUM., 22MM, ROUND, METAL, SHINY, RED, SHORT SELECTOR SWITCH, 2 SWITCH POSITIONS O<I, MOMENTARY CONTACT TYPE, ACTUATING ANGLE 45 DEG., 10:30H/12H | 7.59 | TEM | 1 | CP | 0.051 | 1
3SU10522BC300AA0 | SELECTOR SWITCH, CAN BE ILLUM., 22MM, ROUND, METAL, SHINY, YELLOW, SHORT SELECTOR SWITCH, 2 SWITCH POSITIONS O<I, MOMENTARY CONTACT TYPE, ACTUATING ANGLE 45 DEG., 10:30H/12H | 7.59 | TEM | 1 | CP | 0.051 | 1
3SU10522BC300AA0 | SELECTOR SWITCH, CAN BE ILLUM., 22MM, ROUND, METAL, SHINY, YELLOW, SHORT SELECTOR SWITCH, 2 SWITCH POSITIONS O<I, MOMENTARY CONTACT TYPE, ACTUATING ANGLE 45 DEG., 10:30H/12H | 7.59 | TEM | 1 | CP | 0.051 | 1
3SU10522BC400AA0 | SELECTOR SWITCH, CAN BE ILLUM., 22MM, ROUND, METAL, SHINY, GREEN, SHORT SELECTOR SWITCH, 2 SWITCH POSITIONS O<I, MOMENTARY CONTACT TYPE, ACTUATING ANGLE 45 DEG., 10:30H/12H | 7.59 | TEM | 1 | CP | 0.052 | 1
3SU10522BC400AA0 | SELECTOR SWITCH, CAN BE ILLUM., 22MM, ROUND, METAL, SHINY, GREEN, SHORT SELECTOR SWITCH, 2 SWITCH POSITIONS O<I, MOMENTARY CONTACT TYPE, ACTUATING ANGLE 45 DEG., 10:30H/12H | 7.59 | TEM | 1 | CP | 0.052 | 1
3SU10522BC500AA0 | SELECTOR SWITCH, CAN BE ILLUM., 22MM, ROUND, METAL, SHINY, BLUE, SHORT SELECTOR SWITCH, 2 SWITCH POSITIONS O<I, MOMENTARY CONTACT TYPE, ACTUATING ANGLE 45 DEG., 10:30H/12H | 7.59 | TEM | 1 | CP | 0.052 | 1
3SU10522BC500AA0 | SELECTOR SWITCH, CAN BE ILLUM., 22MM, ROUND, METAL, SHINY, BLUE, SHORT SELECTOR SWITCH, 2 SWITCH POSITIONS O<I, MOMENTARY CONTACT TYPE, ACTUATING ANGLE 45 DEG., 10:30H/12H | 7.59 | TEM | 1 | CP | 0.052 | 1
3SU10522BC600AA0 | SELECTOR SWITCH, CAN BE ILLUM., 22MM, ROUND, METAL, SHINY, WHITE, SHORT SELECTOR SWITCH, 2 SWITCH POSITIONS O<I, MOMENTARY CONTACT TYPE, ACTUATING ANGLE 45 DEG., 10:30H/12H | 7.59 | TEM | 1 | CP | 0.051 | 1
3SU10522BC600AA0 | SELECTOR SWITCH, CAN BE ILLUM., 22MM, ROUND, METAL, SHINY, WHITE, SHORT SELECTOR SWITCH, 2 SWITCH POSITIONS O<I, MOMENTARY CONTACT TYPE, ACTUATING ANGLE 45 DEG., 10:30H/12H | 7.59 | TEM | 1 | CP | 0.051 | 1
3SU10522BF200AA0 | SELECTOR SWITCH, CAN BE ILLUM., 22MM, ROUND, METAL, SHINY, RED, SHORT SELECTOR SWITCH, 2 SWITCH POSITIONS O-I, LATCHING, ACTUATING ANGLE 90 DEG., 10:30H/13:30H | 7.59 | TEM | 1 | CP | 0.053 | 1
3SU10522BF200AA0 | SELECTOR SWITCH, CAN BE ILLUM., 22MM, ROUND, METAL, SHINY, RED, SHORT SELECTOR SWITCH, 2 SWITCH POSITIONS O-I, LATCHING, ACTUATING ANGLE 90 DEG., 10:30H/13:30H | 7.59 | TEM | 1 | CP | 0.053 | 1
3SU10522BF400AA0 | SELECTOR SWITCH, CAN BE ILLUM., 22MM, ROUND, METAL, SHINY, GREEN, SHORT SELECTOR SWITCH, 2 SWITCH POSITIONS O-I, LATCHING, ACTUATING ANGLE 90 DEG., 10:30H/13:30H | 7.59 | TEM | 1 | CP | 0.052 | 1
3SU10522BF400AA0 | SELECTOR SWITCH, CAN BE ILLUM., 22MM, ROUND, METAL, SHINY, GREEN, SHORT SELECTOR SWITCH, 2 SWITCH POSITIONS O-I, LATCHING, ACTUATING ANGLE 90 DEG., 10:30H/13:30H | 7.59 | TEM | 1 | CP | 0.052 | 1
3SU10522BF600AA0 | SELECTOR SWITCH, CAN BE ILLUM., 22MM, ROUND, METAL, SHINY, WHITE, SHORT SELECTOR SWITCH, 2 SWITCH POSITIONS O-I, LATCHING, ACTUATING ANGLE 90 DEG., 10:30H/13:30H | 7.59 | TEM | 1 | CP | 0.053 | 1
3SU10522BF600AA0 | SELECTOR SWITCH, CAN BE ILLUM., 22MM, ROUND, METAL, SHINY, WHITE, SHORT SELECTOR SWITCH, 2 SWITCH POSITIONS O-I, LATCHING, ACTUATING ANGLE 90 DEG., 10:30H/13:30H | 7.59 | TEM | 1 | CP | 0.053 | 1
3SU10522BL200AA0 | SELECTOR SWITCH, CAN BE ILLUM., 22MM, ROUND, METAL, SHINY, RED, SHORT SELECTOR SWITCH, 3 SWITCH POSITIONS I-O-II, LATCHING, ACTUATING ANGLE 2X45 DEG., 10:30H/12H/13:30H | 7.59 | TEM | 1 | CP | 0.051 | 1
3SU10522BL200AA0 | SELECTOR SWITCH, CAN BE ILLUM., 22MM, ROUND, METAL, SHINY, RED, SHORT SELECTOR SWITCH, 3 SWITCH POSITIONS I-O-II, LATCHING, ACTUATING ANGLE 2X45 DEG., 10:30H/12H/13:30H | 7.59 | TEM | 1 | CP | 0.051 | 1
3SU10522BL300AA0 | SELECTOR SWITCH, CAN BE ILLUM., 22MM, ROUND, METAL, SHINY, YELLOW, SHORT SELECTOR SWITCH, 3 SWITCH POSITIONS I-O-II, LATCHING, ACTUATING ANGLE 2X45 DEG., 10:30H/12H/13:30H | 7.59 | TEM | 1 | CP | 0.051 | 1
3SU10522BL300AA0 | SELECTOR SWITCH, CAN BE ILLUM., 22MM, ROUND, METAL, SHINY, YELLOW, SHORT SELECTOR SWITCH, 3 SWITCH POSITIONS I-O-II, LATCHING, ACTUATING ANGLE 2X45 DEG., 10:30H/12H/13:30H | 7.59 | TEM | 1 | CP | 0.051 | 1
3SU10522BL400AA0 | SELECTOR SWITCH, CAN BE ILLUM., 22MM, ROUND, METAL, SHINY, GREEN, SHORT SELECTOR SWITCH, 3 SWITCH POSITIONS I-O-II, LATCHING, ACTUATING ANGLE 2X45 DEG., 10:30H/12H/13:30H | 7.59 | TEM | 1 | CP | 0.053 | 1
3SU10522BL400AA0 | SELECTOR SWITCH, CAN BE ILLUM., 22MM, ROUND, METAL, SHINY, GREEN, SHORT SELECTOR SWITCH, 3 SWITCH POSITIONS I-O-II, LATCHING, ACTUATING ANGLE 2X45 DEG., 10:30H/12H/13:30H | 7.59 | TEM | 1 | CP | 0.053 | 1
3SU10522BL600AA0 | SELECTOR SWITCH, CAN BE ILLUM., 22MM, ROUND, METAL, SHINY, WHITE, SHORT SELECTOR SWITCH, 3 SWITCH POSITIONS I-O-II, LATCHING, ACTUATING ANGLE 2X45 DEG., 10:30H/12H/13:30H | 7.59 | TEM | 1 | CP | 0.053 | 1
3SU10522BL600AA0 | SELECTOR SWITCH, CAN BE ILLUM., 22MM, ROUND, METAL, SHINY, WHITE, SHORT SELECTOR SWITCH, 3 SWITCH POSITIONS I-O-II, LATCHING, ACTUATING ANGLE 2X45 DEG., 10:30H/12H/13:30H | 7.59 | TEM | 1 | CP | 0.053 | 1
3SU10522BM200AA0 | SELECTOR SWITCH, CAN BE ILLUM., 22MM, ROUND, METAL, SHINY, RED, SHORT SELECTOR SWITCH, 3 SWITCH POSITIONS I>O<II, MOMENTARY CONTACT TYPE, ACTUATING ANGLE 2X45 DEG., 10:30H/12H/13:30H | 7.59 | TEM | 1 | CP | 0.05 | 1
3SU10522BM200AA0 | SELECTOR SWITCH, CAN BE ILLUM., 22MM, ROUND, METAL, SHINY, RED, SHORT SELECTOR SWITCH, 3 SWITCH POSITIONS I>O<II, MOMENTARY CONTACT TYPE, ACTUATING ANGLE 2X45 DEG., 10:30H/12H/13:30H | 7.59 | TEM | 1 | CP | 0.05 | 1
3SU10522BM300AA0 | SELECTOR SWITCH, CAN BE ILLUM., 22MM, ROUND, METAL, SHINY, YELLOW, SHORT SELECTOR SWITCH, 3 SWITCH POSITIONS I>O<II, MOMENTARY CONTACT TYPE, ACTUATING ANGLE 2X45 DEG., 10:30H/12H/13:30H | 7.59 | TEM | 1 | CP | 0.052 | 1
3SU10522BM300AA0 | SELECTOR SWITCH, CAN BE ILLUM., 22MM, ROUND, METAL, SHINY, YELLOW, SHORT SELECTOR SWITCH, 3 SWITCH POSITIONS I>O<II, MOMENTARY CONTACT TYPE, ACTUATING ANGLE 2X45 DEG., 10:30H/12H/13:30H | 7.59 | TEM | 1 | CP | 0.052 | 1
3SU10522BM400AA0 | SELECTOR SWITCH, CAN BE ILLUM., 22MM, ROUND, METAL, SHINY, GREEN, SHORT SELECTOR SWITCH, 3 SWITCH POSITIONS I>O<II, MOMENTARY CONTACT TYPE, ACTUATING ANGLE 2X45 DEG., 10:30H/12H/13:30H | 7.59 | TEM | 1 | CP | 0.052 | 1
3SU10522BM400AA0 | SELECTOR SWITCH, CAN BE ILLUM., 22MM, ROUND, METAL, SHINY, GREEN, SHORT SELECTOR SWITCH, 3 SWITCH POSITIONS I>O<II, MOMENTARY CONTACT TYPE, ACTUATING ANGLE 2X45 DEG., 10:30H/12H/13:30H | 7.59 | TEM | 1 | CP | 0.052 | 1
3SU10522BM500AA0 | SELECTOR SWITCH, CAN BE ILLUM., 22MM, ROUND, METAL, SHINY, BLUE, SHORT SELECTOR SWITCH, 3 SWITCH POSITIONS I>O<II, MOMENTARY CONTACT TYPE, ACTUATING ANGLE 2X45 DEG., 10:30H/12H/13:30H | 7.59 | TEM | 1 | CP | 0.052 | 1
3SU10522BM500AA0 | SELECTOR SWITCH, CAN BE ILLUM., 22MM, ROUND, METAL, SHINY, BLUE, SHORT SELECTOR SWITCH, 3 SWITCH POSITIONS I>O<II, MOMENTARY CONTACT TYPE, ACTUATING ANGLE 2X45 DEG., 10:30H/12H/13:30H | 7.59 | TEM | 1 | CP | 0.052 | 1
3SU10522BM600AA0 | SELECTOR SWITCH, CAN BE ILLUM., 22MM, ROUND, METAL, SHINY, WHITE, SHORT SELECTOR SWITCH, 3 SWITCH POSITIONS I>O<II, MOMENTARY CONTACT TYPE, ACTUATING ANGLE 2X45 DEG., 10:30H/12H/13:30H | 7.59 | TEM | 1 | CP | 0.051 | 1
3SU10522BM600AA0 | SELECTOR SWITCH, CAN BE ILLUM., 22MM, ROUND, METAL, SHINY, WHITE, SHORT SELECTOR SWITCH, 3 SWITCH POSITIONS I>O<II, MOMENTARY CONTACT TYPE, ACTUATING ANGLE 2X45 DEG., 10:30H/12H/13:30H | 7.59 | TEM | 1 | CP | 0.051 | 1
3SU10522BN200AA0 | SELECTOR SWITCH, CAN BE ILLUM., 22MM, ROUND, METAL, SHINY, RED, SHORT SELECTOR SWITCH, 3 SWITCH POSITIONS I-O<II, LATCHING TO THE LEFT, MOM. CONTACT TYPE TO THE RIGHT, ACTUATING ANGLE 2X45 DEG., 10:30H/12H/13:30H | 7.69 | TEM | 1 | CP | 0.052 | 1
3SU10522BN200AA0 | SELECTOR SWITCH, CAN BE ILLUM., 22MM, ROUND, METAL, SHINY, RED, SHORT SELECTOR SWITCH, 3 SWITCH POSITIONS I-O<II, LATCHING TO THE LEFT, MOM. CONTACT TYPE TO THE RIGHT, ACTUATING ANGLE 2X45 DEG., 10:30H/12H/13:30H | 7.69 | TEM | 1 | CP | 0.052 | 1
3SU10522BN400AA0 | SELECTOR SWITCH, CAN BE ILLUM., 22MM, ROUND, METAL, SHINY, GREEN, SHORT SELECTOR SWITCH, 3 SWITCH POSITIONS I-O<II, LATCHING TO THE LEFT, MOM. CONTACT TYPE TO THE RIGHT, ACTUATING ANGLE 2X45 DEG., 10:30H/12H/13:30H | 7.69 | TEM | 1 | CP | 0.053 | 1
3SU10522BN400AA0 | SELECTOR SWITCH, CAN BE ILLUM., 22MM, ROUND, METAL, SHINY, GREEN, SHORT SELECTOR SWITCH, 3 SWITCH POSITIONS I-O<II, LATCHING TO THE LEFT, MOM. CONTACT TYPE TO THE RIGHT, ACTUATING ANGLE 2X45 DEG., 10:30H/12H/13:30H | 7.69 | TEM | 1 | CP | 0.053 | 1
3SU10522BN600AA0 | SELECTOR SWITCH, CAN BE ILLUM., 22MM, ROUND, METAL, SHINY, WHITE, SHORT SELECTOR SWITCH, 3 SWITCH POSITIONS I-O<II, LATCHING TO THE LEFT, MOM. CONTACT TYPE TO THE RIGHT, ACTUATING ANGLE 2X45 DEG., 10:30H/12H/13:30H | 7.69 | TEM | 1 | CP | 0.05 | 1
3SU10522BN600AA0 | SELECTOR SWITCH, CAN BE ILLUM., 22MM, ROUND, METAL, SHINY, WHITE, SHORT SELECTOR SWITCH, 3 SWITCH POSITIONS I-O<II, LATCHING TO THE LEFT, MOM. CONTACT TYPE TO THE RIGHT, ACTUATING ANGLE 2X45 DEG., 10:30H/12H/13:30H | 7.69 | TEM | 1 | CP | 0.05 | 1
3SU10522BP600AA0 | SELECTOR SWITCH, CAN BE ILLUM., 22MM, ROUND, METAL, SHINY, WHITE, SHORT SELECTOR SWITCH, 3 SWITCH POSITIONS I>O-II, MOM. CONTACT TYPE TO THE LEFT, LATCHING TO THE RIGHT, ACTUATING ANGLE 2X45 DEG., 10:30H/12H/13:30H | 7.69 | TEM | 1 | CP | 0.051 | 1
3SU10522BP600AA0 | SELECTOR SWITCH, CAN BE ILLUM., 22MM, ROUND, METAL, SHINY, WHITE, SHORT SELECTOR SWITCH, 3 SWITCH POSITIONS I>O-II, MOM. CONTACT TYPE TO THE LEFT, LATCHING TO THE RIGHT, ACTUATING ANGLE 2X45 DEG., 10:30H/12H/13:30H | 7.69 | TEM | 1 | CP | 0.051 | 1
3SU10522CF200AA0 | SELECTOR SWITCH, CAN BE ILLUM., 22MM, ROUND, METAL, SHINY, RED, LONG SELECTOR SWITCH, 2 SWITCH POSITIONS O-I, LATCHING, ACTUATING ANGLE 90 DEG., 10:30H/13:30H | 10.46 | TEM | 1 | CP | 0.052 | 1
3SU10522CF200AA0 | SELECTOR SWITCH, CAN BE ILLUM., 22MM, ROUND, METAL, SHINY, RED, LONG SELECTOR SWITCH, 2 SWITCH POSITIONS O-I, LATCHING, ACTUATING ANGLE 90 DEG., 10:30H/13:30H | 10.46 | TEM | 1 | CP | 0.052 | 1
3SU10522CF300AA0 | SELECTOR SWITCH, CAN BE ILLUM., 22MM, ROUND, METAL, SHINY, YELLOW, LONG SELECTOR SWITCH, 2 SWITCH POSITIONS O-I, LATCHING, ACTUATING ANGLE 90 DEG., 10:30H/13:30H | 10.46 | TEM | 1 | CP | 0.052 | 1
3SU10522CF300AA0 | SELECTOR SWITCH, CAN BE ILLUM., 22MM, ROUND, METAL, SHINY, YELLOW, LONG SELECTOR SWITCH, 2 SWITCH POSITIONS O-I, LATCHING, ACTUATING ANGLE 90 DEG., 10:30H/13:30H | 10.46 | TEM | 1 | CP | 0.052 | 1
3SU10522CF400AA0 | SELECTOR SWITCH, CAN BE ILLUM., 22MM, ROUND, METAL, SHINY, GREEN, LONG SELECTOR SWITCH, 2 SWITCH POSITIONS O-I, LATCHING, ACTUATING ANGLE 90 DEG., 10:30H/13:30H | 10.46 | TEM | 1 | CP | 0.05 | 1
3SU10522CF400AA0 | SELECTOR SWITCH, CAN BE ILLUM., 22MM, ROUND, METAL, SHINY, GREEN, LONG SELECTOR SWITCH, 2 SWITCH POSITIONS O-I, LATCHING, ACTUATING ANGLE 90 DEG., 10:30H/13:30H | 10.46 | TEM | 1 | CP | 0.05 | 1
3SU10522CF500AA0 | SELECTOR SWITCH, CAN BE ILLUM., 22MM, ROUND, METAL, SHINY, BLUE, LONG SELECTOR SWITCH, 2 SWITCH POSITIONS O-I, LATCHING, ACTUATING ANGLE 90 DEG., 10:30H/13:30H | 10.46 | TEM | 1 | CP | 0.052 | 1
3SU10522CF500AA0 | SELECTOR SWITCH, CAN BE ILLUM., 22MM, ROUND, METAL, SHINY, BLUE, LONG SELECTOR SWITCH, 2 SWITCH POSITIONS O-I, LATCHING, ACTUATING ANGLE 90 DEG., 10:30H/13:30H | 10.46 | TEM | 1 | CP | 0.052 | 1
3SU10522CF600AA0 | SELECTOR SWITCH, CAN BE ILLUM., 22MM, ROUND, METAL, SHINY, WHITE, LONG SELECTOR SWITCH, 2 SWITCH POSITIONS O-I, LATCHING, ACTUATING ANGLE 90 DEG., 10:30H/13:30H | 10.46 | TEM | 1 | CP | 0.054 | 1
3SU10522CF600AA0 | SELECTOR SWITCH, CAN BE ILLUM., 22MM, ROUND, METAL, SHINY, WHITE, LONG SELECTOR SWITCH, 2 SWITCH POSITIONS O-I, LATCHING, ACTUATING ANGLE 90 DEG., 10:30H/13:30H | 10.46 | TEM | 1 | CP | 0.054 | 1
3SU10522CM600AA0 | SELECTOR SWITCH, CAN BE ILLUM., 22MM, ROUND, METAL, SHINY, WHITE, LONG SELECTOR SWITCH, 3 SWITCH POSITIONS I>O<II, MOMENTARY CONTACT TYPE, ACTUATING ANGLE 2X45 DEG., 10:30H/12H/13:30H | 10.46 | TEM | 1 | CP | 0.052 | 1
3SU10522CM600AA0 | SELECTOR SWITCH, CAN BE ILLUM., 22MM, ROUND, METAL, SHINY, WHITE, LONG SELECTOR SWITCH, 3 SWITCH POSITIONS I>O<II, MOMENTARY CONTACT TYPE, ACTUATING ANGLE 2X45 DEG., 10:30H/12H/13:30H | 10.46 | TEM | 1 | CP | 0.052 | 1
3SU10600JA100AA0 | PUSHBUTTON, 30MM, ROUND, METAL, MATT, BLACK, FRONT RING FOR FLAT INSTALL., LATCHING, PUSH TO UNLATCH | 12.81 | TEM | 1 | CP | 0.072 | 1
3SU10600JA100AA0 | PUSHBUTTON, 30MM, ROUND, METAL, MATT, BLACK, FRONT RING FOR FLAT INSTALL., LATCHING, PUSH TO UNLATCH | 12.81 | TEM | 1 | CP | 0.072 | 1
3SU10600JA200AA0 | PUSHBUTTON, 30MM, ROUND, METAL, MATT, RED, FRONT RING FOR FLAT INSTALL., LATCHING, PUSH TO UNLATCH | 12.81 | TEM | 1 | CP | 0.073 | 1
3SU10600JA200AA0 | PUSHBUTTON, 30MM, ROUND, METAL, MATT, RED, FRONT RING FOR FLAT INSTALL., LATCHING, PUSH TO UNLATCH | 12.81 | TEM | 1 | CP | 0.073 | 1
3SU10600JA300AA0 | PUSHBUTTON, 30MM, ROUND, METAL, MATT, YELLOW, FRONT RING FOR FLAT INSTALL., LATCHING, PUSH TO UNLATCH | 12.81 | TEM | 1 | CP | 0.075 | 1
3SU10600JA300AA0 | PUSHBUTTON, 30MM, ROUND, METAL, MATT, YELLOW, FRONT RING FOR FLAT INSTALL., LATCHING, PUSH TO UNLATCH | 12.81 | TEM | 1 | CP | 0.075 | 1
3SU10600JA400AA0 | PUSHBUTTON, 30MM, ROUND, METAL, MATT, GREEN, FRONT RING FOR FLAT INSTALL., LATCHING, PUSH TO UNLATCH | 12.81 | TEM | 1 | CP | 0.07 | 1
3SU10600JA400AA0 | PUSHBUTTON, 30MM, ROUND, METAL, MATT, GREEN, FRONT RING FOR FLAT INSTALL., LATCHING, PUSH TO UNLATCH | 12.81 | TEM | 1 | CP | 0.07 | 1
3SU10600JA500AA0 | PUSHBUTTON, 30MM, ROUND, METAL, MATT, BLUE, FRONT RING FOR FLAT INSTALL., LATCHING, PUSH TO UNLATCH | 12.81 | TEM | 1 | CP | 0.073 | 1
3SU10600JA500AA0 | PUSHBUTTON, 30MM, ROUND, METAL, MATT, BLUE, FRONT RING FOR FLAT INSTALL., LATCHING, PUSH TO UNLATCH | 12.81 | TEM | 1 | CP | 0.073 | 1
3SU10600JA600AA0 | PUSHBUTTON, 30MM, ROUND, METAL, MATT, WHITE, FRONT RING FOR FLAT INSTALL., LATCHING, PUSH TO UNLATCH | 12.81 | TEM | 1 | CP | 0.072 | 1
3SU10600JA600AA0 | PUSHBUTTON, 30MM, ROUND, METAL, MATT, WHITE, FRONT RING FOR FLAT INSTALL., LATCHING, PUSH TO UNLATCH | 12.81 | TEM | 1 | CP | 0.072 | 1
3SU10600JB100AA0 | PUSHBUTTON, 30MM, ROUND, METAL, MATT, BLACK, FRONT RING FOR FLAT INSTALL., MOMENTARY CONTACT TYPE | 9.12 | TEM | 1 | CP | 0.076 | 1
3SU10600JB100AA0 | PUSHBUTTON, 30MM, ROUND, METAL, MATT, BLACK, FRONT RING FOR FLAT INSTALL., MOMENTARY CONTACT TYPE | 9.12 | TEM | 1 | CP | 0.076 | 1
3SU10600JB200AA0 | PUSHBUTTON, 30MM, ROUND, METAL, MATT, RED, FRONT RING FOR FLAT INSTALL., MOMENTARY CONTACT TYPE | 9.12 | TEM | 1 | CP | 0.075 | 1
3SU10600JB200AA0 | PUSHBUTTON, 30MM, ROUND, METAL, MATT, RED, FRONT RING FOR FLAT INSTALL., MOMENTARY CONTACT TYPE | 9.12 | TEM | 1 | CP | 0.075 | 1
3SU10600JB300AA0 | PUSHBUTTON, 30MM, ROUND, METAL, MATT, YELLOW, FRONT RING FOR FLAT INSTALL., MOMENTARY CONTACT TYPE | 9.12 | TEM | 1 | CP | 0.075 | 1
3SU10600JB300AA0 | PUSHBUTTON, 30MM, ROUND, METAL, MATT, YELLOW, FRONT RING FOR FLAT INSTALL., MOMENTARY CONTACT TYPE | 9.12 | TEM | 1 | CP | 0.075 | 1
3SU10600JB400AA0 | PUSHBUTTON, 30MM, ROUND, METAL, MATT, GREEN, FRONT RING FOR FLAT INSTALL., MOMENTARY CONTACT TYPE | 9.12 | TEM | 1 | CP | 0.076 | 1
3SU10600JB400AA0 | PUSHBUTTON, 30MM, ROUND, METAL, MATT, GREEN, FRONT RING FOR FLAT INSTALL., MOMENTARY CONTACT TYPE | 9.12 | TEM | 1 | CP | 0.076 | 1
3SU10600JB500AA0 | PUSHBUTTON, 30MM, ROUND, METAL, MATT, BLUE, FRONT RING FOR FLAT INSTALL., MOMENTARY CONTACT TYPE | 9.12 | TEM | 1 | CP | 0.075 | 1
3SU10600JB500AA0 | PUSHBUTTON, 30MM, ROUND, METAL, MATT, BLUE, FRONT RING FOR FLAT INSTALL., MOMENTARY CONTACT TYPE | 9.12 | TEM | 1 | CP | 0.075 | 1
3SU10600JB600AA0 | PUSHBUTTON, 30MM, ROUND, METAL, MATT, WHITE, FRONT RING FOR FLAT INSTALL., MOMENTARY CONTACT TYPE | 9.12 | TEM | 1 | CP | 0.073 | 1
3SU10600JB600AA0 | PUSHBUTTON, 30MM, ROUND, METAL, MATT, WHITE, FRONT RING FOR FLAT INSTALL., MOMENTARY CONTACT TYPE | 9.12 | TEM | 1 | CP | 0.073 | 1
3SU10604LC010AA0 | RONIS KEY-OPERATED SWITCH, 30MM, ROUND, METAL, MATT, FRONT RING FOR FLAT INSTALL., LOCK NO. SB30, WITH 2 KEYS, 2 SWITCH POSITIONS O<I, MOMENTARY CONTACT TYPE, ACTUATING ANGLE 45 DEG., 10:30H/12H, KEY REMOVAL POS. O, POSSIBLE SPECIAL LOCKS: SB31, 421, 455 | 22.55 | TEM | 1 | CP | 0.108 | 1
3SU10604LC010AA0 | RONIS KEY-OPERATED SWITCH, 30MM, ROUND, METAL, MATT, FRONT RING FOR FLAT INSTALL., LOCK NO. SB30, WITH 2 KEYS, 2 SWITCH POSITIONS O<I, MOMENTARY CONTACT TYPE, ACTUATING ANGLE 45 DEG., 10:30H/12H, KEY REMOVAL POS. O, POSSIBLE SPECIAL LOCKS: SB31, 421, 455 | 22.55 | TEM | 1 | CP | 0.108 | 1
3SU10604LF110AA0 | RONIS KEY-OPERATED SWITCH, 30MM, ROUND, METAL, MATT, FRONT RING FOR FLAT INSTALL., LOCK NO. SB30, WITH 2 KEYS, 2 SWITCH POSITIONS O-I, LATCHING, ACTUATING ANGLE 90 DEG., 10:30H/13:30H, KEY REMOVAL POS. O+I, POSSIBLE SPECIAL LOCKS FOR RONIS KEYSWITCHES: SB31, 421, 455 | 22.55 | TEM | 1 | CP | 0.108 | 1
3SU10604LF110AA0 | RONIS KEY-OPERATED SWITCH, 30MM, ROUND, METAL, MATT, FRONT RING FOR FLAT INSTALL., LOCK NO. SB30, WITH 2 KEYS, 2 SWITCH POSITIONS O-I, LATCHING, ACTUATING ANGLE 90 DEG., 10:30H/13:30H, KEY REMOVAL POS. O+I, POSSIBLE SPECIAL LOCKS FOR RONIS KEYSWITCHES: SB31, 421, 455 | 22.55 | TEM | 1 | CP | 0.108 | 1
3SU10604LF210AA0 | RONIS KEY-OPERATED SWITCH, 30MM, ROUND, METAL, MATT, FRONT RING FOR FLAT INSTALL., LOCK NO. SB30, WITH 2 KEYS, 2 SWITCH POSITIONS O-I, LATCHING, ACTUATING ANGLE 90 DEG., 10:30H/13:30H, KEY REMOVAL POS. I, POSSIBLE SPECIAL LOCKS: SB31, 421, 455 | 22.55 | TEM | 1 | CP | 0.106 | 1
3SU10604LF210AA0 | RONIS KEY-OPERATED SWITCH, 30MM, ROUND, METAL, MATT, FRONT RING FOR FLAT INSTALL., LOCK NO. SB30, WITH 2 KEYS, 2 SWITCH POSITIONS O-I, LATCHING, ACTUATING ANGLE 90 DEG., 10:30H/13:30H, KEY REMOVAL POS. I, POSSIBLE SPECIAL LOCKS: SB31, 421, 455 | 22.55 | TEM | 1 | CP | 0.106 | 1
3SU10604LL110AA0 | RONIS KEY-OPERATED SWITCH, 30MM, ROUND, METAL, MATT, FRONT RING FOR FLAT INSTALL., LOCK NO. SB30, WITH 2 KEYS, 3 SWITCH POSITIONS I-O-II, LATCHING, ACTUATING ANGLE 2X45 DEG., 10:30H/12H/13:30H, KEY REMOVAL POS. I+O+II, POSSIBLE SPECIAL LOCKS FOR RONIS KEYSWITCHES: SB31, 421, 455 | 23.47 | TEM | 1 | CP | 0.11 | 1
3SU10604LL110AA0 | RONIS KEY-OPERATED SWITCH, 30MM, ROUND, METAL, MATT, FRONT RING FOR FLAT INSTALL., LOCK NO. SB30, WITH 2 KEYS, 3 SWITCH POSITIONS I-O-II, LATCHING, ACTUATING ANGLE 2X45 DEG., 10:30H/12H/13:30H, KEY REMOVAL POS. I+O+II, POSSIBLE SPECIAL LOCKS FOR RONIS KEYSWITCHES: SB31, 421, 455 | 23.47 | TEM | 1 | CP | 0.11 | 1
3SU10610JA200AA0 | ILLUMINATED PUSHBUTTON, 30MM, ROUND, METAL, MATT, RED, FRONT RING FOR FLAT INSTALL., LATCHING, PUSH TO UNLATCH | 14.35 | TEM | 1 | CP | 0.072 | 1
3SU10610JA200AA0 | ILLUMINATED PUSHBUTTON, 30MM, ROUND, METAL, MATT, RED, FRONT RING FOR FLAT INSTALL., LATCHING, PUSH TO UNLATCH | 14.35 | TEM | 1 | CP | 0.072 | 1
3SU10610JA300AA0 | ILLUMINATED PUSHBUTTON, 30MM, ROUND, METAL, MATT, YELLOW, FRONT RING FOR FLAT INSTALL., LATCHING, PUSH TO UNLATCH | 14.35 | TEM | 1 | CP | 0.073 | 1
3SU10610JA300AA0 | ILLUMINATED PUSHBUTTON, 30MM, ROUND, METAL, MATT, YELLOW, FRONT RING FOR FLAT INSTALL., LATCHING, PUSH TO UNLATCH | 14.35 | TEM | 1 | CP | 0.073 | 1
3SU10610JA400AA0 | ILLUMINATED PUSHBUTTON, 30MM, ROUND, METAL, MATT, GREEN, FRONT RING FOR FLAT INSTALL., LATCHING, PUSH TO UNLATCH | 14.35 | TEM | 1 | CP | 0.073 | 1
3SU10610JA400AA0 | ILLUMINATED PUSHBUTTON, 30MM, ROUND, METAL, MATT, GREEN, FRONT RING FOR FLAT INSTALL., LATCHING, PUSH TO UNLATCH | 14.35 | TEM | 1 | CP | 0.073 | 1
3SU10610JA500AA0 | ILLUMINATED PUSHBUTTON, 30MM, ROUND, METAL, MATT, BLUE, FRONT RING FOR FLAT INSTALL., LATCHING, PUSH TO UNLATCH | 14.35 | TEM | 1 | CP | 0.07 | 1
3SU10610JA500AA0 | ILLUMINATED PUSHBUTTON, 30MM, ROUND, METAL, MATT, BLUE, FRONT RING FOR FLAT INSTALL., LATCHING, PUSH TO UNLATCH | 14.35 | TEM | 1 | CP | 0.07 | 1
3SU10610JA700AA0 | ILLUMINATED PUSHBUTTON, 30MM, ROUND, METAL, MATT, CLEAR, FRONT RING FOR FLAT INSTALL., LATCHING, PUSH TO UNLATCH | 14.35 | TEM | 1 | CP | 0.072 | 1
3SU10610JA700AA0 | ILLUMINATED PUSHBUTTON, 30MM, ROUND, METAL, MATT, CLEAR, FRONT RING FOR FLAT INSTALL., LATCHING, PUSH TO UNLATCH | 14.35 | TEM | 1 | CP | 0.072 | 1
3SU10610JB200AA0 | ILLUMINATED PUSHBUTTON, 30MM, ROUND, METAL, MATT, RED, FRONT RING FOR FLAT INSTALL., MOMENTARY CONTACT TYPE | 10.76 | TEM | 1 | CP | 0.07 | 1
3SU10610JB200AA0 | ILLUMINATED PUSHBUTTON, 30MM, ROUND, METAL, MATT, RED, FRONT RING FOR FLAT INSTALL., MOMENTARY CONTACT TYPE | 10.76 | TEM | 1 | CP | 0.07 | 1
3SU10610JB300AA0 | ILLUMINATED PUSHBUTTON, 30MM, ROUND, METAL, MATT, YELLOW, FRONT RING FOR FLAT INSTALL., MOMENTARY CONTACT TYPE | 10.76 | TEM | 1 | CP | 0.073 | 1
3SU10610JB300AA0 | ILLUMINATED PUSHBUTTON, 30MM, ROUND, METAL, MATT, YELLOW, FRONT RING FOR FLAT INSTALL., MOMENTARY CONTACT TYPE | 10.76 | TEM | 1 | CP | 0.073 | 1
3SU10610JB400AA0 | ILLUMINATED PUSHBUTTON, 30MM, ROUND, METAL, MATT, GREEN, FRONT RING FOR FLAT INSTALL., MOMENTARY CONTACT TYPE | 10.76 | TEM | 1 | CP | 0.076 | 1
3SU10610JB400AA0 | ILLUMINATED PUSHBUTTON, 30MM, ROUND, METAL, MATT, GREEN, FRONT RING FOR FLAT INSTALL., MOMENTARY CONTACT TYPE | 10.76 | TEM | 1 | CP | 0.076 | 1
3SU10610JB500AA0 | ILLUMINATED PUSHBUTTON, 30MM, ROUND, METAL, MATT, BLUE, FRONT RING FOR FLAT INSTALL., MOMENTARY CONTACT TYPE | 10.76 | TEM | 1 | CP | 0.073 | 1
3SU10610JB500AA0 | ILLUMINATED PUSHBUTTON, 30MM, ROUND, METAL, MATT, BLUE, FRONT RING FOR FLAT INSTALL., MOMENTARY CONTACT TYPE | 10.76 | TEM | 1 | CP | 0.073 | 1
3SU10610JB700AA0 | ILLUMINATED PUSHBUTTON, 30MM, ROUND, METAL, MATT, CLEAR, FRONT RING FOR FLAT INSTALL., MOMENTARY CONTACT TYPE | 10.76 | TEM | 1 | CP | 0.075 | 1
3SU10610JB700AA0 | ILLUMINATED PUSHBUTTON, 30MM, ROUND, METAL, MATT, CLEAR, FRONT RING FOR FLAT INSTALL., MOMENTARY CONTACT TYPE | 10.76 | TEM | 1 | CP | 0.075 | 1
3SU10610JD200AA0 | INDICATOR LIGHT, 30MM, ROUND, METAL, MATT, RED, FRONT RING FOR FLAT INSTALL., | 10.76 | TEM | 1 | CP | 0.072 | 1
3SU10610JD200AA0 | INDICATOR LIGHT, 30MM, ROUND, METAL, MATT, RED, FRONT RING FOR FLAT INSTALL., | 10.76 | TEM | 1 | CP | 0.072 | 1
3SU10610JD300AA0 | INDICATOR LIGHT, 30MM, ROUND, METAL, MATT, YELLOW, FRONT RING FOR FLAT INSTALL., | 10.76 | TEM | 1 | CP | 0.074 | 1
3SU10610JD300AA0 | INDICATOR LIGHT, 30MM, ROUND, METAL, MATT, YELLOW, FRONT RING FOR FLAT INSTALL., | 10.76 | TEM | 1 | CP | 0.074 | 1
3SU10610JD400AA0 | INDICATOR LIGHT IN ILLUM. PUSHBUTTON DESIGN 30MM, ROUND, METAL, MATTE, GREEN, FRONT RING FOR FLAT INSTALL. | 10.76 | TEM | 1 | CP | 0.073 | 1
3SU10610JD400AA0 | INDICATOR LIGHT IN ILLUM. PUSHBUTTON DESIGN 30MM, ROUND, METAL, MATTE, GREEN, FRONT RING FOR FLAT INSTALL. | 10.76 | TEM | 1 | CP | 0.073 | 1
3SU10610JD500AA0 | INDICATOR LIGHT, 30MM, ROUND, METAL, MATT, BLUE, FRONT RING FOR FLAT INSTALL., | 10.76 | TEM | 1 | CP | 0.07 | 1
3SU10610JD500AA0 | INDICATOR LIGHT, 30MM, ROUND, METAL, MATT, BLUE, FRONT RING FOR FLAT INSTALL., | 10.76 | TEM | 1 | CP | 0.07 | 1
3SU10610JD700AA0 | INDICATOR LIGHT, 30MM, ROUND, METAL, MATT, CLEAR, FRONT RING FOR FLAT INSTALL., | 10.76 | TEM | 1 | CP | 0.075 | 1
3SU10610JD700AA0 | INDICATOR LIGHT, 30MM, ROUND, METAL, MATT, CLEAR, FRONT RING FOR FLAT INSTALL., | 10.76 | TEM | 1 | CP | 0.075 | 1
3SU10622DC200AA0 | SELECTOR SWITCH, CAN BE ILLUM., 30MM, ROUND, METAL, MATT, RED, SHORT SELECTOR SWITCH, FRONT RING FOR FLAT INSTALL., 2 SWITCH POSITIONS O<I, MOMENTARY CONTACT TYPE, ACTUATING ANGLE 45 DEG., 10:30H/12H | 12.4 | TEM | 1 | CP | 0.083 | 1
3SU10622DC200AA0 | SELECTOR SWITCH, CAN BE ILLUM., 30MM, ROUND, METAL, MATT, RED, SHORT SELECTOR SWITCH, FRONT RING FOR FLAT INSTALL., 2 SWITCH POSITIONS O<I, MOMENTARY CONTACT TYPE, ACTUATING ANGLE 45 DEG., 10:30H/12H | 12.4 | TEM | 1 | CP | 0.083 | 1
3SU10622DC400AA0 | SELECTOR SWITCH, CAN BE ILLUM., 30MM, ROUND, METAL, MATT, GREEN, SHORT SELECTOR SWITCH, FRONT RING FOR FLAT INSTALL., 2 SWITCH POSITIONS O<I, MOMENTARY CONTACT TYPE, ACTUATING ANGLE 45 DEG., 10:30H/12H | 12.4 | TEM | 1 | CP | 0.084 | 1
3SU10622DC400AA0 | SELECTOR SWITCH, CAN BE ILLUM., 30MM, ROUND, METAL, MATT, GREEN, SHORT SELECTOR SWITCH, FRONT RING FOR FLAT INSTALL., 2 SWITCH POSITIONS O<I, MOMENTARY CONTACT TYPE, ACTUATING ANGLE 45 DEG., 10:30H/12H | 12.4 | TEM | 1 | CP | 0.084 | 1
3SU10622DC600AA0 | SELECTOR SWITCH, CAN BE ILLUM., 30MM, ROUND, METAL, MATT, WHITE, SHORT SELECTOR SWITCH, FRONT RING FOR FLAT INSTALL., 2 SWITCH POSITIONS O<I, MOMENTARY CONTACT TYPE, ACTUATING ANGLE 45 DEG., 10:30H/12H | 12.4 | TEM | 1 | CP | 0.08 | 1
3SU10622DC600AA0 | SELECTOR SWITCH, CAN BE ILLUM., 30MM, ROUND, METAL, MATT, WHITE, SHORT SELECTOR SWITCH, FRONT RING FOR FLAT INSTALL., 2 SWITCH POSITIONS O<I, MOMENTARY CONTACT TYPE, ACTUATING ANGLE 45 DEG., 10:30H/12H | 12.4 | TEM | 1 | CP | 0.08 | 1
3SU10622DF200AA0 | SELECTOR SWITCH, CAN BE ILLUM., 30MM, ROUND, METAL, MATT, RED, SHORT SELECTOR SWITCH, FRONT RING FOR FLAT INSTALL., 2 SWITCH POSITIONS O-I, LATCHING, ACTUATING ANGLE 90 DEG., 10:30H/13:30H | 12.4 | TEM | 1 | CP | 0.082 | 1
3SU10622DF200AA0 | SELECTOR SWITCH, CAN BE ILLUM., 30MM, ROUND, METAL, MATT, RED, SHORT SELECTOR SWITCH, FRONT RING FOR FLAT INSTALL., 2 SWITCH POSITIONS O-I, LATCHING, ACTUATING ANGLE 90 DEG., 10:30H/13:30H | 12.4 | TEM | 1 | CP | 0.082 | 1
3SU10622DF400AA0 | SELECTOR SWITCH, CAN BE ILLUM., 30MM, ROUND, METAL, MATT, GREEN, SHORT SELECTOR SWITCH, FRONT RING FOR FLAT INSTALL., 2 SWITCH POSITIONS O-I, LATCHING, ACTUATING ANGLE 90 DEG., 10:30H/13:30H | 12.4 | TEM | 1 | CP | 0.085 | 1
3SU10622DF400AA0 | SELECTOR SWITCH, CAN BE ILLUM., 30MM, ROUND, METAL, MATT, GREEN, SHORT SELECTOR SWITCH, FRONT RING FOR FLAT INSTALL., 2 SWITCH POSITIONS O-I, LATCHING, ACTUATING ANGLE 90 DEG., 10:30H/13:30H | 12.4 | TEM | 1 | CP | 0.085 | 1
3SU10622DF600AA0 | SELECTOR SWITCH, CAN BE ILLUM., 30MM, ROUND, METAL, MATT, WHITE, SHORT SELECTOR SWITCH, FRONT RING FOR FLAT INSTALL., 2 SWITCH POSITIONS O-I, LATCHING, ACTUATING ANGLE 90 DEG., 10:30H/13:30H | 12.4 | TEM | 1 | CP | 0.083 | 1
3SU10622DF600AA0 | SELECTOR SWITCH, CAN BE ILLUM., 30MM, ROUND, METAL, MATT, WHITE, SHORT SELECTOR SWITCH, FRONT RING FOR FLAT INSTALL., 2 SWITCH POSITIONS O-I, LATCHING, ACTUATING ANGLE 90 DEG., 10:30H/13:30H | 12.4 | TEM | 1 | CP | 0.083 | 1
3SU10622DL200AA0 | SELECTOR SWITCH, CAN BE ILLUM., 30MM, ROUND, METAL, MATT, RED, SHORT SELECTOR SWITCH, FRONT RING FOR FLAT INSTALL., 3 SWITCH POSITIONS I-O-II, LATCHING, ACTUATING ANGLE 2X45 DEG., 10:30H/12H/13:30H | 12.4 | TEM | 1 | CP | 0.083 | 1
3SU10622DL200AA0 | SELECTOR SWITCH, CAN BE ILLUM., 30MM, ROUND, METAL, MATT, RED, SHORT SELECTOR SWITCH, FRONT RING FOR FLAT INSTALL., 3 SWITCH POSITIONS I-O-II, LATCHING, ACTUATING ANGLE 2X45 DEG., 10:30H/12H/13:30H | 12.4 | TEM | 1 | CP | 0.083 | 1
3SU10622DL400AA0 | SELECTOR SWITCH, CAN BE ILLUM., 30MM, ROUND, METAL, MATT, GREEN, SHORT SELECTOR SWITCH, FRONT RING FOR FLAT INSTALL., 3 SWITCH POSITIONS I-O-II, LATCHING, ACTUATING ANGLE 2X45 DEG., 10:30H/12H/13:30H | 12.4 | TEM | 1 | CP | 0.084 | 1
3SU10622DL400AA0 | SELECTOR SWITCH, CAN BE ILLUM., 30MM, ROUND, METAL, MATT, GREEN, SHORT SELECTOR SWITCH, FRONT RING FOR FLAT INSTALL., 3 SWITCH POSITIONS I-O-II, LATCHING, ACTUATING ANGLE 2X45 DEG., 10:30H/12H/13:30H | 12.4 | TEM | 1 | CP | 0.084 | 1
3SU10622DL600AA0 | SELECTOR SWITCH, CAN BE ILLUM., 30MM, ROUND, METAL, MATT, WHITE, SHORT SELECTOR SWITCH, FRONT RING FOR FLAT INSTALL., 3 SWITCH POSITIONS I-O-II, LATCHING, ACTUATING ANGLE 2X45 DEG., 10:30H/12H/13:30H | 12.4 | TEM | 1 | CP | 0.088 | 1
3SU10622DL600AA0 | SELECTOR SWITCH, CAN BE ILLUM., 30MM, ROUND, METAL, MATT, WHITE, SHORT SELECTOR SWITCH, FRONT RING FOR FLAT INSTALL., 3 SWITCH POSITIONS I-O-II, LATCHING, ACTUATING ANGLE 2X45 DEG., 10:30H/12H/13:30H | 12.4 | TEM | 1 | CP | 0.088 | 1
3SU10622DM200AA0 | SELECTOR SWITCH, CAN BE ILLUM., 30MM, ROUND, METAL, MATT, RED, SHORT SELECTOR SWITCH, FRONT RING FOR FLAT INSTALL., 3 SWITCH POSITIONS I>O<II, MOMENTARY CONTACT TYPE, ACTUATING ANGLE 2X45 DEG., 10:30H/12H/13:30H | 12.4 | TEM | 1 | CP | 0.083 | 1
3SU10622DM200AA0 | SELECTOR SWITCH, CAN BE ILLUM., 30MM, ROUND, METAL, MATT, RED, SHORT SELECTOR SWITCH, FRONT RING FOR FLAT INSTALL., 3 SWITCH POSITIONS I>O<II, MOMENTARY CONTACT TYPE, ACTUATING ANGLE 2X45 DEG., 10:30H/12H/13:30H | 12.4 | TEM | 1 | CP | 0.083 | 1
3SU10622DM400AA0 | SELECTOR SWITCH, CAN BE ILLUM., 30MM, ROUND, METAL, MATT, GREEN, SHORT SELECTOR SWITCH, FRONT RING FOR FLAT INSTALL., 3 SWITCH POSITIONS I>O<II, MOMENTARY CONTACT TYPE, ACTUATING ANGLE 2X45 DEG., 10:30H/12H/13:30H | 12.4 | TEM | 1 | CP | 0.083 | 1
3SU10622DM400AA0 | SELECTOR SWITCH, CAN BE ILLUM., 30MM, ROUND, METAL, MATT, GREEN, SHORT SELECTOR SWITCH, FRONT RING FOR FLAT INSTALL., 3 SWITCH POSITIONS I>O<II, MOMENTARY CONTACT TYPE, ACTUATING ANGLE 2X45 DEG., 10:30H/12H/13:30H | 12.4 | TEM | 1 | CP | 0.083 | 1
3SU10622DM600AA0 | SELECTOR SWITCH, CAN BE ILLUM., 30MM, ROUND, METAL, MATT, WHITE, SHORT SELECTOR SWITCH, FRONT RING FOR FLAT INSTALL., 3 SWITCH POSITIONS I>O<II, MOMENTARY CONTACT TYPE, ACTUATING ANGLE 2X45 DEG., 10:30H/12H/13:30H | 12.4 | TEM | 1 | CP | 0.084 | 1
3SU10622DM600AA0 | SELECTOR SWITCH, CAN BE ILLUM., 30MM, ROUND, METAL, MATT, WHITE, SHORT SELECTOR SWITCH, FRONT RING FOR FLAT INSTALL., 3 SWITCH POSITIONS I>O<II, MOMENTARY CONTACT TYPE, ACTUATING ANGLE 2X45 DEG., 10:30H/12H/13:30H | 12.4 | TEM | 1 | CP | 0.084 | 1
3SU10622EF200AA0 | SELECTOR SWITCH, CAN BE ILLUM., 30MM, ROUND, METAL, MATT, RED, LONG SELECTOR SWITCH, FRONT RING FOR FLAT INSTALL., 2 SWITCH POSITIONS O-I, LATCHING, ACTUATING ANGLE 90 DEG., 10:30H/13:30H | 12.4 | TEM | 1 | CP | 0.084 | 1
3SU10622EF200AA0 | SELECTOR SWITCH, CAN BE ILLUM., 30MM, ROUND, METAL, MATT, RED, LONG SELECTOR SWITCH, FRONT RING FOR FLAT INSTALL., 2 SWITCH POSITIONS O-I, LATCHING, ACTUATING ANGLE 90 DEG., 10:30H/13:30H | 12.4 | TEM | 1 | CP | 0.084 | 1
3SU10622EF400AA0 | SELECTOR SWITCH, CAN BE ILLUM., 30MM, ROUND, METAL, MATT, GREEN, LONG SELECTOR SWITCH, FRONT RING FOR FLAT INSTALL., 2 SWITCH POSITIONS O-I, LATCHING, ACTUATING ANGLE 90 DEG., 10:30H/13:30H | 12.4 | TEM | 1 | CP | 0.085 | 1
3SU10622EF400AA0 | SELECTOR SWITCH, CAN BE ILLUM., 30MM, ROUND, METAL, MATT, GREEN, LONG SELECTOR SWITCH, FRONT RING FOR FLAT INSTALL., 2 SWITCH POSITIONS O-I, LATCHING, ACTUATING ANGLE 90 DEG., 10:30H/13:30H | 12.4 | TEM | 1 | CP | 0.085 | 1
3SU10622EF600AA0 | SELECTOR SWITCH, CAN BE ILLUM., 30MM, ROUND, METAL, MATT, WHITE, LONG SELECTOR SWITCH, FRONT RING FOR FLAT INSTALL., 2 SWITCH POSITIONS O-I, LATCHING, ACTUATING ANGLE 90 DEG., 10:30H/13:30H | 12.4 | TEM | 1 | CP | 0.085 | 1
3SU10622EF600AA0 | SELECTOR SWITCH, CAN BE ILLUM., 30MM, ROUND, METAL, MATT, WHITE, LONG SELECTOR SWITCH, FRONT RING FOR FLAT INSTALL., 2 SWITCH POSITIONS O-I, LATCHING, ACTUATING ANGLE 90 DEG., 10:30H/13:30H | 12.4 | TEM | 1 | CP | 0.085 | 1
3SU10622EL200AA0 | SELECTOR SWITCH, CAN BE ILLUM., 30MM, ROUND, METAL, MATT, RED, LONG SELECTOR SWITCH, FRONT RING FOR FLAT INSTALL., 3 SWITCH POSITIONS I-O-II, LATCHING, ACTUATING ANGLE 2X45 DEG., 10:30H/12H/13:30H | 12.4 | TEM | 1 | CP | 0.084 | 1
3SU10622EL200AA0 | SELECTOR SWITCH, CAN BE ILLUM., 30MM, ROUND, METAL, MATT, RED, LONG SELECTOR SWITCH, FRONT RING FOR FLAT INSTALL., 3 SWITCH POSITIONS I-O-II, LATCHING, ACTUATING ANGLE 2X45 DEG., 10:30H/12H/13:30H | 12.4 | TEM | 1 | CP | 0.084 | 1
3SU11000AB101BA0 | PUSHBUTTON, 22MM, ROUND, PLASTIC, BLACK, FLAT BUTTON, MOMENTARY CONTACT TYPE, WITH HOLDER 1NO, SCREW TERMINAL | 7.69 | TEM | 1 | CP | 0.051 | 1
3SU11000AB101BA0 | PUSHBUTTON, 22MM, ROUND, PLASTIC, BLACK, FLAT BUTTON, MOMENTARY CONTACT TYPE, WITH HOLDER 1NO, SCREW TERMINAL | 7.69 | TEM | 1 | CP | 0.051 | 1
3SU11000AB201CA0 | PUSHBUTTON, 22MM, ROUND, PLASTIC, RED, FLAT BUTTON, MOMENTARY CONTACT TYPE, WITH HOLDER 1NC, SCREW TERMINAL | 7.69 | TEM | 1 | CP | 0.051 | 1
3SU11000AB201CA0 | PUSHBUTTON, 22MM, ROUND, PLASTIC, RED, FLAT BUTTON, MOMENTARY CONTACT TYPE, WITH HOLDER 1NC, SCREW TERMINAL | 7.69 | TEM | 1 | CP | 0.051 | 1
3SU11000AB301BA0 | PUSHBUTTON, 22MM, ROUND, PLASTIC, YELLOW, FLAT BUTTON, MOMENTARY CONTACT TYPE, WITH HOLDER 1NO, SCREW TERMINAL | 7.69 | TEM | 1 | CP | 0.055 | 1
3SU11000AB301BA0 | PUSHBUTTON, 22MM, ROUND, PLASTIC, YELLOW, FLAT BUTTON, MOMENTARY CONTACT TYPE, WITH HOLDER 1NO, SCREW TERMINAL | 7.69 | TEM | 1 | CP | 0.055 | 1
3SU11000AB401BA0 | PUSHBUTTON, 22MM, ROUND, PLASTIC, GREEN, FLAT BUTTON, MOMENTARY CONTACT TYPE, WITH HOLDER 1NO, SCREW TERMINAL | 7.69 | TEM | 1 | CP | 0.052 | 1
3SU11000AB401BA0 | PUSHBUTTON, 22MM, ROUND, PLASTIC, GREEN, FLAT BUTTON, MOMENTARY CONTACT TYPE, WITH HOLDER 1NO, SCREW TERMINAL | 7.69 | TEM | 1 | CP | 0.052 | 1
3SU11000AB501BA0 | PUSHBUTTON, 22MM, ROUND, PLASTIC, BLUE, FLAT BUTTON, MOMENTARY CONTACT TYPE, WITH HOLDER 1NO, SCREW TERMINAL | 7.69 | TEM | 1 | CP | 0.051 | 1
3SU11000AB501BA0 | PUSHBUTTON, 22MM, ROUND, PLASTIC, BLUE, FLAT BUTTON, MOMENTARY CONTACT TYPE, WITH HOLDER 1NO, SCREW TERMINAL | 7.69 | TEM | 1 | CP | 0.051 | 1
3SU11000AB601BA0 | PUSHBUTTON, 22MM, ROUND, PLASTIC, WHITE, FLAT BUTTON, MOMENTARY CONTACT TYPE, WITH HOLDER 1NO, SCREW TERMINAL | 7.69 | TEM | 1 | CP | 0.051 | 1
3SU11000AB601BA0 | PUSHBUTTON, 22MM, ROUND, PLASTIC, WHITE, FLAT BUTTON, MOMENTARY CONTACT TYPE, WITH HOLDER 1NO, SCREW TERMINAL | 7.69 | TEM | 1 | CP | 0.051 | 1
3SU11000AB701BA0 | PUSHBUTTON, 22MM, ROUND, PLASTIC, CLEAR, FLAT BUTTON, MOMENTARY CONTACT TYPE, WITH HOLDER 1NO, SCREW TERMINAL | 7.69 | TEM | 1 | CP | 0.05 | 1
3SU11000AB701BA0 | PUSHBUTTON, 22MM, ROUND, PLASTIC, CLEAR, FLAT BUTTON, MOMENTARY CONTACT TYPE, WITH HOLDER 1NO, SCREW TERMINAL | 7.69 | TEM | 1 | CP | 0.05 | 1
3SU11000BB101CA0 | PUSHBUTTON, 22MM, ROUND, PLASTIC, BLACK, RAISED BUTTON, MOMENTARY CONTACT TYPE, WITH HOLDER 1NC, SCREW TERMINAL | 9.33 | TEM | 1 | CP | 0.051 | 1
3SU11000BB101CA0 | PUSHBUTTON, 22MM, ROUND, PLASTIC, BLACK, RAISED BUTTON, MOMENTARY CONTACT TYPE, WITH HOLDER 1NC, SCREW TERMINAL | 9.33 | TEM | 1 | CP | 0.051 | 1
3SU11000BB201CA0 | PUSHBUTTON, 22MM, ROUND, PLASTIC, RED, RAISED BUTTON, MOMENTARY CONTACT TYPE, WITH HOLDER 1NC, SCREW TERMINAL | 9.33 | TEM | 1 | CP | 0.051 | 1
3SU11000BB201CA0 | PUSHBUTTON, 22MM, ROUND, PLASTIC, RED, RAISED BUTTON, MOMENTARY CONTACT TYPE, WITH HOLDER 1NC, SCREW TERMINAL | 9.33 | TEM | 1 | CP | 0.051 | 1
3SU11000BB501BA0 | PUSHBUTTON, 22MM, ROUND, PLASTIC, BLUE, RAISED BUTTON, MOMENTARY CONTACT TYPE, WITH HOLDER 1NO, SCREW TERMINAL | 9.33 | TEM | 1 | CP | 0.046 | 1
3SU11000BB501BA0 | PUSHBUTTON, 22MM, ROUND, PLASTIC, BLUE, RAISED BUTTON, MOMENTARY CONTACT TYPE, WITH HOLDER 1NO, SCREW TERMINAL | 9.33 | TEM | 1 | CP | 0.046 | 1
3SU11001HA201CH0 | EM. STOP MUSHROOM PUSHBUTTON, 22MM, ROUND, PLASTIC, RED, 40MM, LATCHING, POSITIVE LATCHING, PULL TO UNLATCH, WITH YELLOW BACKING PLATE, INSCRIPTION: NOT-HALT, WITH HOLDER, 1NC, SCREW TERMINAL | 17.73 | TEM | 1 | CP | 0.094 | 1
3SU11001HA201CH0 | EM. STOP MUSHROOM PUSHBUTTON, 22MM, ROUND, PLASTIC, RED, 40MM, LATCHING, POSITIVE LATCHING, PULL TO UNLATCH, WITH YELLOW BACKING PLATE, INSCRIPTION: NOT-HALT, WITH HOLDER, 1NC, SCREW TERMINAL | 17.73 | TEM | 1 | CP | 0.094 | 1
3SU11001HB201CG0 | EM. STOP MUSHROOM PUSHBUTTON, 22MM, ROUND, PLASTIC, RED, 40MM, LATCHING, POSITIVE LATCHING, ROTATE TO UNLATCH, WITH YELLOW BACKING PLATE, INSCRIPTION: EMERGENCY STOP, WITH HOLDER, 1NC, SCREW TERMINAL | 17.73 | TEM | 1 | CP | 0.085 | 1
3SU11001HB201CG0 | EM. STOP MUSHROOM PUSHBUTTON, 22MM, ROUND, PLASTIC, RED, 40MM, LATCHING, POSITIVE LATCHING, ROTATE TO UNLATCH, WITH YELLOW BACKING PLATE, INSCRIPTION: EMERGENCY STOP, WITH HOLDER, 1NC, SCREW TERMINAL | 17.73 | TEM | 1 | CP | 0.085 | 1
3SU11002BF601BA0 | SELECTOR SWITCH, CAN BE ILLUM., 22MM, ROUND, PLASTIC, BLACK, WHITE, SHORT SELECTOR SWITCH, 2 SWITCH POSITIONS O-I, LATCHING, 10:30H/13:30H, WITH HOLDER, 1NO, SCREW TERMINAL | 11.28 | TEM | 1 | CP | 0.058 | 1
3SU11002BF601BA0 | SELECTOR SWITCH, CAN BE ILLUM., 22MM, ROUND, PLASTIC, BLACK, WHITE, SHORT SELECTOR SWITCH, 2 SWITCH POSITIONS O-I, LATCHING, 10:30H/13:30H, WITH HOLDER, 1NO, SCREW TERMINAL | 11.28 | TEM | 1 | CP | 0.058 | 1
3SU11002BL601NA0 | SELECTOR SWITCH, CAN BE ILLUM., 22MM, ROUND, PLASTIC, BLACK, WHITE, SHORT SELECTOR SWITCH, 3 SWITCH POSITIONS I-O-II, LATCHING, 10:30H/12H/13:30H, WITH HOLDER, 1NO, 1NO, SCREW TERMINAL | 14.56 | TEM | 1 | CP | 0.066 | 1
3SU11002BL601NA0 | SELECTOR SWITCH, CAN BE ILLUM., 22MM, ROUND, PLASTIC, BLACK, WHITE, SHORT SELECTOR SWITCH, 3 SWITCH POSITIONS I-O-II, LATCHING, 10:30H/12H/13:30H, WITH HOLDER, 1NO, 1NO, SCREW TERMINAL | 14.56 | TEM | 1 | CP | 0.066 | 1
3SU11002BM601NA0 | SELECTOR SWITCH, CAN BE ILLUM., 22MM, ROUND, PLASTIC, BLACK, WHITE, SHORT SELECTOR SWITCH, 3 SWITCH POSITIONS I>O<II, MOMENTARY CONTACT TYPE, 10:30H/12H/13:30H, WITH HOLDER, 1NO, 1NO, SCREW TERMINAL | 14.56 | TEM | 1 | CP | 0.068 | 1
3SU11002BM601NA0 | SELECTOR SWITCH, CAN BE ILLUM., 22MM, ROUND, PLASTIC, BLACK, WHITE, SHORT SELECTOR SWITCH, 3 SWITCH POSITIONS I>O<II, MOMENTARY CONTACT TYPE, 10:30H/12H/13:30H, WITH HOLDER, 1NO, 1NO, SCREW TERMINAL | 14.56 | TEM | 1 | CP | 0.068 | 1
3SU11004BF111BA0 | RONIS KEY-OPERATED SWITCH, 22MM, ROUND, PLASTIC, LOCK NO. SB30, WITH 2 KEYS, 2 SWITCH POSITIONS O-I, LATCHING, 10:30H/13:30H, KEY REMOVAL POS. O+I, WITH HOLDER, 1NO, SCREW TERMINAL, POSSIBLE SPECIAL LOCKS: SB31, 421, 455 | 21.12 | TEM | 1 | CP | 0.087 | 1
3SU11004BF111BA0 | RONIS KEY-OPERATED SWITCH, 22MM, ROUND, PLASTIC, LOCK NO. SB30, WITH 2 KEYS, 2 SWITCH POSITIONS O-I, LATCHING, 10:30H/13:30H, KEY REMOVAL POS. O+I, WITH HOLDER, 1NO, SCREW TERMINAL, POSSIBLE SPECIAL LOCKS: SB31, 421, 455 | 21.12 | TEM | 1 | CP | 0.087 | 1
3SU11004BL111NA0 | RONIS KEY-OPERATED SWITCH, 22MM, ROUND, PLASTIC, LOCK NO. SB30, WITH 2 KEYS, 3 SWITCH POSITIONS I-O-II, LATCHING, 10:30H/12H/13:30H, KEY REMOVAL POS. I+O+II, WITH HOLDER, 1NO, 1NO, SCREW TERMINAL, POSSIBLE SPECIAL LOCKS: SB31, 421, 455 | 25.32 | TEM | 1 | CP | 0.094 | 1
3SU11004BL111NA0 | RONIS KEY-OPERATED SWITCH, 22MM, ROUND, PLASTIC, LOCK NO. SB30, WITH 2 KEYS, 3 SWITCH POSITIONS I-O-II, LATCHING, 10:30H/12H/13:30H, KEY REMOVAL POS. I+O+II, WITH HOLDER, 1NO, 1NO, SCREW TERMINAL, POSSIBLE SPECIAL LOCKS: SB31, 421, 455 | 25.32 | TEM | 1 | CP | 0.094 | 1
3SU11020AB201BA0 | ILLUMINATED PUSHBUTTON, 22MM, ROUND, PLASTIC, RED, FLAT BUTTON, MOMENTARY CONTACT TYPE, WITH HOLDER, 1NO, LED MODULE, WITH INTEGRATED LED 24V AC/DC, SCREW TERMINAL | 13.84 | TEM | 1 | CP | 0.06 | 1
3SU11020AB201BA0 | ILLUMINATED PUSHBUTTON, 22MM, ROUND, PLASTIC, RED, FLAT BUTTON, MOMENTARY CONTACT TYPE, WITH HOLDER, 1NO, LED MODULE, WITH INTEGRATED LED 24V AC/DC, SCREW TERMINAL | 13.84 | TEM | 1 | CP | 0.06 | 1
3SU11020AB201CA0 | ILLUMINATED PUSHBUTTON, 22MM, ROUND, PLASTIC, RED, FLAT BUTTON, MOMENTARY CONTACT TYPE, WITH HOLDER, 1NC, LED MODULE, WITH INTEGRATED LED 24V AC/DC, SCREW TERMINAL | 13.84 | TEM | 1 | CP | 0.057 | 1
3SU11020AB201CA0 | ILLUMINATED PUSHBUTTON, 22MM, ROUND, PLASTIC, RED, FLAT BUTTON, MOMENTARY CONTACT TYPE, WITH HOLDER, 1NC, LED MODULE, WITH INTEGRATED LED 24V AC/DC, SCREW TERMINAL | 13.84 | TEM | 1 | CP | 0.057 | 1
3SU11020AB301BA0 | ILLUMINATED PUSHBUTTON, 22MM, ROUND, PLASTIC, YELLOW, FLAT BUTTON, MOMENTARY CONTACT TYPE, WITH HOLDER, 1NO, LED MODULE, WITH INTEGRATED LED 24V AC/DC, SCREW TERMINAL | 13.84 | TEM | 1 | CP | 0.062 | 1
3SU11020AB301BA0 | ILLUMINATED PUSHBUTTON, 22MM, ROUND, PLASTIC, YELLOW, FLAT BUTTON, MOMENTARY CONTACT TYPE, WITH HOLDER, 1NO, LED MODULE, WITH INTEGRATED LED 24V AC/DC, SCREW TERMINAL | 13.84 | TEM | 1 | CP | 0.062 | 1
3SU11020AB401BA0 | ILLUMINATED PUSHBUTTON, 22MM, ROUND, PLASTIC, GREEN, FLAT BUTTON, MOMENTARY CONTACT TYPE, WITH HOLDER, 1NO, LED MODULE, WITH INTEGRATED LED 24V AC/DC, SCREW TERMINAL | 13.84 | TEM | 1 | CP | 0.057 | 1
3SU11020AB401BA0 | ILLUMINATED PUSHBUTTON, 22MM, ROUND, PLASTIC, GREEN, FLAT BUTTON, MOMENTARY CONTACT TYPE, WITH HOLDER, 1NO, LED MODULE, WITH INTEGRATED LED 24V AC/DC, SCREW TERMINAL | 13.84 | TEM | 1 | CP | 0.057 | 1
3SU11020AB501BA0 | ILLUMINATED PUSHBUTTON, 22MM, ROUND, PLASTIC, BLUE, FLAT BUTTON, MOMENTARY CONTACT TYPE, WITH HOLDER, 1NO, LED MODULE, WITH INTEGRATED LED 24V AC/DC, SCREW TERMINAL | 13.84 | TEM | 1 | CP | 0.057 | 1
3SU11020AB501BA0 | ILLUMINATED PUSHBUTTON, 22MM, ROUND, PLASTIC, BLUE, FLAT BUTTON, MOMENTARY CONTACT TYPE, WITH HOLDER, 1NO, LED MODULE, WITH INTEGRATED LED 24V AC/DC, SCREW TERMINAL | 13.84 | TEM | 1 | CP | 0.057 | 1
3SU11020AB601BA0 | ILLUMINATED PUSHBUTTON, 22MM, ROUND, PLASTIC, WHITE, FLAT BUTTON, MOMENTARY CONTACT TYPE, WITH HOLDER, 1NO, LED MODULE, WITH INTEGRATED LED 24V AC/DC, SCREW TERMINAL | 13.84 | TEM | 1 | CP | 0.057 | 1
3SU11020AB601BA0 | ILLUMINATED PUSHBUTTON, 22MM, ROUND, PLASTIC, WHITE, FLAT BUTTON, MOMENTARY CONTACT TYPE, WITH HOLDER, 1NO, LED MODULE, WITH INTEGRATED LED 24V AC/DC, SCREW TERMINAL | 13.84 | TEM | 1 | CP | 0.057 | 1
3SU11020AB701BA0 | ILLUMINATED PUSHBUTTON, 22MM, ROUND, PLASTIC, CLEAR, FLAT BUTTON, MOMENTARY CONTACT TYPE, WITH HOLDER, 1NO, LED MODULE, WITH INTEGRATED LED 24V AC/DC, SCREW TERMINAL | 13.84 | TEM | 1 | CP | 0.058 | 1
3SU11020AB701BA0 | ILLUMINATED PUSHBUTTON, 22MM, ROUND, PLASTIC, CLEAR, FLAT BUTTON, MOMENTARY CONTACT TYPE, WITH HOLDER, 1NO, LED MODULE, WITH INTEGRATED LED 24V AC/DC, SCREW TERMINAL | 13.84 | TEM | 1 | CP | 0.058 | 1
3SU11026AA201AA0 | INDICATOR LIGHT, 22MM, ROUND, PLASTIC, RED, SMOOTH LENS, WITH HOLDER, LED MODULE, WITH INTEGRATED LED 24V AC/DC, SCREW TERMINAL | 8.71 | TEM | 1 | CP | 0.043 | 1
3SU11026AA201AA0 | INDICATOR LIGHT, 22MM, ROUND, PLASTIC, RED, SMOOTH LENS, WITH HOLDER, LED MODULE, WITH INTEGRATED LED 24V AC/DC, SCREW TERMINAL | 8.71 | TEM | 1 | CP | 0.043 | 1
3SU11026AA301AA0 | INDICATOR LIGHT, 22MM, ROUND, PLASTIC, YELLOW, SMOOTH LENS, WITH HOLDER, LED MODULE, WITH INTEGRATED LED 24V AC/DC, SCREW TERMINAL | 8.71 | TEM | 1 | CP | 0.044 | 1
3SU11026AA301AA0 | INDICATOR LIGHT, 22MM, ROUND, PLASTIC, YELLOW, SMOOTH LENS, WITH HOLDER, LED MODULE, WITH INTEGRATED LED 24V AC/DC, SCREW TERMINAL | 8.71 | TEM | 1 | CP | 0.044 | 1
3SU11026AA401AA0 | INDICATOR LIGHT, 22MM, ROUND, PLASTIC, GREEN, SMOOTH LENS, WITH HOLDER, LED MODULE, WITH INTEGRATED LED 24V AC/DC, SCREW TERMINAL | 8.71 | TEM | 1 | CP | 0.044 | 1
3SU11026AA401AA0 | INDICATOR LIGHT, 22MM, ROUND, PLASTIC, GREEN, SMOOTH LENS, WITH HOLDER, LED MODULE, WITH INTEGRATED LED 24V AC/DC, SCREW TERMINAL | 8.71 | TEM | 1 | CP | 0.044 | 1
3SU11026AA501AA0 | INDICATOR LIGHT, 22MM, ROUND, PLASTIC, BLUE, SMOOTH LENS, WITH HOLDER, LED MODULE, WITH INTEGRATED LED 24V AC/DC, SCREW TERMINAL | 8.71 | TEM | 1 | CP | 0.044 | 1
3SU11026AA501AA0 | INDICATOR LIGHT, 22MM, ROUND, PLASTIC, BLUE, SMOOTH LENS, WITH HOLDER, LED MODULE, WITH INTEGRATED LED 24V AC/DC, SCREW TERMINAL | 8.71 | TEM | 1 | CP | 0.044 | 1
3SU11026AA601AA0 | INDICATOR LIGHT, 22MM, ROUND, PLASTIC, WHITE, SMOOTH LENS, WITH HOLDER, LED MODULE, WITH INTEGRATED LED 24V AC/DC, SCREW TERMINAL | 8.71 | TEM | 1 | CP | 0.044 | 1
3SU11026AA601AA0 | INDICATOR LIGHT, 22MM, ROUND, PLASTIC, WHITE, SMOOTH LENS, WITH HOLDER, LED MODULE, WITH INTEGRATED LED 24V AC/DC, SCREW TERMINAL | 8.71 | TEM | 1 | CP | 0.044 | 1
3SU11030AB201CA0 | ILLUMINATED PUSHBUTTON, 22MM, ROUND, PLASTIC, RED, FLAT BUTTON, MOMENTARY CONTACT TYPE, WITH HOLDER, 1NC, LED MODULE, WITH INTEGRATED LED 110V AC, SCREW TERMINAL | 17.63 | TEM | 1 | CP | 0.058 | 1
3SU11030AB201CA0 | ILLUMINATED PUSHBUTTON, 22MM, ROUND, PLASTIC, RED, FLAT BUTTON, MOMENTARY CONTACT TYPE, WITH HOLDER, 1NC, LED MODULE, WITH INTEGRATED LED 110V AC, SCREW TERMINAL | 17.63 | TEM | 1 | CP | 0.058 | 1
3SU11030AB301BA0 | ILLUMINATED PUSHBUTTON, 22MM, ROUND, PLASTIC, YELLOW, FLAT BUTTON, MOMENTARY CONTACT TYPE, WITH HOLDER, 1NO, LED MODULE, WITH INTEGRATED LED 110V AC, SCREW TERMINAL | 17.63 | TEM | 1 | CP | 0.06 | 1
3SU11030AB301BA0 | ILLUMINATED PUSHBUTTON, 22MM, ROUND, PLASTIC, YELLOW, FLAT BUTTON, MOMENTARY CONTACT TYPE, WITH HOLDER, 1NO, LED MODULE, WITH INTEGRATED LED 110V AC, SCREW TERMINAL | 17.63 | TEM | 1 | CP | 0.06 | 1
3SU11030AB401BA0 | ILLUMINATED PUSHBUTTON, 22MM, ROUND, PLASTIC, GREEN, FLAT BUTTON, MOMENTARY CONTACT TYPE, WITH HOLDER, 1NO, LED MODULE, WITH INTEGRATED LED 110V AC, SCREW TERMINAL | 17.63 | TEM | 1 | CP | 0.057 | 1
3SU11030AB401BA0 | ILLUMINATED PUSHBUTTON, 22MM, ROUND, PLASTIC, GREEN, FLAT BUTTON, MOMENTARY CONTACT TYPE, WITH HOLDER, 1NO, LED MODULE, WITH INTEGRATED LED 110V AC, SCREW TERMINAL | 17.63 | TEM | 1 | CP | 0.057 | 1
3SU11030AB501BA0 | ILLUMINATED PUSHBUTTON, 22MM, ROUND, PLASTIC, BLUE, FLAT BUTTON, MOMENTARY CONTACT TYPE, WITH HOLDER, 1NO, LED MODULE, WITH INTEGRATED LED 110V AC, SCREW TERMINAL | 17.63 | TEM | 1 | CP | 0.058 | 1
3SU11030AB501BA0 | ILLUMINATED PUSHBUTTON, 22MM, ROUND, PLASTIC, BLUE, FLAT BUTTON, MOMENTARY CONTACT TYPE, WITH HOLDER, 1NO, LED MODULE, WITH INTEGRATED LED 110V AC, SCREW TERMINAL | 17.63 | TEM | 1 | CP | 0.058 | 1
3SU11030AB601BA0 | ILLUMINATED PUSHBUTTON, 22MM, ROUND, PLASTIC, WHITE, FLAT BUTTON, MOMENTARY CONTACT TYPE, WITH HOLDER, 1NO, LED MODULE, WITH INTEGRATED LED 110V AC, SCREW TERMINAL | 17.63 | TEM | 1 | CP | 0.055 | 1
3SU11030AB601BA0 | ILLUMINATED PUSHBUTTON, 22MM, ROUND, PLASTIC, WHITE, FLAT BUTTON, MOMENTARY CONTACT TYPE, WITH HOLDER, 1NO, LED MODULE, WITH INTEGRATED LED 110V AC, SCREW TERMINAL | 17.63 | TEM | 1 | CP | 0.055 | 1
3SU11030AB701BA0 | ILLUMINATED PUSHBUTTON, 22MM, ROUND, PLASTIC, CLEAR, FLAT BUTTON, MOMENTARY CONTACT TYPE, WITH HOLDER, 1NO, LED MODULE, WITH INTEGRATED LED 110V AC, SCREW TERMINAL | 17.63 | TEM | 1 | CP | 0.06 | 1
3SU11030AB701BA0 | ILLUMINATED PUSHBUTTON, 22MM, ROUND, PLASTIC, CLEAR, FLAT BUTTON, MOMENTARY CONTACT TYPE, WITH HOLDER, 1NO, LED MODULE, WITH INTEGRATED LED 110V AC, SCREW TERMINAL | 17.63 | TEM | 1 | CP | 0.06 | 1
3SU11036AA001AA0 | INDICATOR LIGHT, 22MM, ROUND, PLASTIC, AMBER, SMOOTH LENS, WITH HOLDER, LED MODULE WITH INTEGRATED LED 110V AC, SCREW TERMINAL | 12.51 | TEM | 1 | CP | 0.042 | 1
3SU11036AA001AA0 | INDICATOR LIGHT, 22MM, ROUND, PLASTIC, AMBER, SMOOTH LENS, WITH HOLDER, LED MODULE WITH INTEGRATED LED 110V AC, SCREW TERMINAL | 12.51 | TEM | 1 | CP | 0.042 | 1
3SU11036AA201AA0 | INDICATOR LIGHT, 22MM, ROUND, PLASTIC, RED, SMOOTH LENS, WITH HOLDER, LED MODULE WITH INTEGRATED LED 110V AC, SCREW TERMINAL | 12.51 | TEM | 1 | CP | 0.044 | 1
3SU11036AA201AA0 | INDICATOR LIGHT, 22MM, ROUND, PLASTIC, RED, SMOOTH LENS, WITH HOLDER, LED MODULE WITH INTEGRATED LED 110V AC, SCREW TERMINAL | 12.51 | TEM | 1 | CP | 0.044 | 1
3SU11036AA301AA0 | INDICATOR LIGHT, 22MM, ROUND, PLASTIC, YELLOW, SMOOTH LENS, WITH HOLDER, LED MODULE WITH INTEGRATED LED 110V AC, SCREW TERMINAL | 12.51 | TEM | 1 | CP | 0.045 | 1
3SU11036AA301AA0 | INDICATOR LIGHT, 22MM, ROUND, PLASTIC, YELLOW, SMOOTH LENS, WITH HOLDER, LED MODULE WITH INTEGRATED LED 110V AC, SCREW TERMINAL | 12.51 | TEM | 1 | CP | 0.045 | 1
3SU11036AA401AA0 | INDICATOR LIGHT, 22MM, ROUND, PLASTIC, GREEN, SMOOTH LENS, WITH HOLDER, LED MODULE WITH INTEGRATED LED 110V AC, SCREW TERMINAL | 12.51 | TEM | 1 | CP | 0.044 | 1
3SU11036AA401AA0 | INDICATOR LIGHT, 22MM, ROUND, PLASTIC, GREEN, SMOOTH LENS, WITH HOLDER, LED MODULE WITH INTEGRATED LED 110V AC, SCREW TERMINAL | 12.51 | TEM | 1 | CP | 0.044 | 1
3SU11036AA501AA0 | INDICATOR LIGHT, 22MM, ROUND, PLASTIC, BLUE, SMOOTH LENS, WITH HOLDER, LED MODULE WITH INTEGRATED LED 110V AC, SCREW TERMINAL | 12.51 | TEM | 1 | CP | 0.044 | 1
3SU11036AA501AA0 | INDICATOR LIGHT, 22MM, ROUND, PLASTIC, BLUE, SMOOTH LENS, WITH HOLDER, LED MODULE WITH INTEGRATED LED 110V AC, SCREW TERMINAL | 12.51 | TEM | 1 | CP | 0.044 | 1
3SU11036AA601AA0 | INDICATOR LIGHT, 22MM, ROUND, PLASTIC, WHITE, SMOOTH LENS, WITH HOLDER, LED MODULE WITH INTEGRATED LED 110V AC, SCREW TERMINAL | 12.51 | TEM | 1 | CP | 0.047 | 1
3SU11036AA601AA0 | INDICATOR LIGHT, 22MM, ROUND, PLASTIC, WHITE, SMOOTH LENS, WITH HOLDER, LED MODULE WITH INTEGRATED LED 110V AC, SCREW TERMINAL | 12.51 | TEM | 1 | CP | 0.047 | 1
3SU11060AB201CA0 | ILLUMINATED PUSHBUTTON, 22MM, ROUND, PLASTIC, RED, FLAT BUTTON, MOMENTARY CONTACT TYPE, WITH HOLDER, 1NC, LED MODULE, WITH INTEGRATED LED 230V AC, SCREW TERMINAL | 17.63 | TEM | 1 | CP | 0.059 | 1
3SU11060AB201CA0 | ILLUMINATED PUSHBUTTON, 22MM, ROUND, PLASTIC, RED, FLAT BUTTON, MOMENTARY CONTACT TYPE, WITH HOLDER, 1NC, LED MODULE, WITH INTEGRATED LED 230V AC, SCREW TERMINAL | 17.63 | TEM | 1 | CP | 0.059 | 1
3SU11060AB301BA0 | ILLUMINATED PUSHBUTTON, 22MM, ROUND, PLASTIC, YELLOW, FLAT BUTTON, MOMENTARY CONTACT TYPE, WITH HOLDER, 1NO, LED MODULE, WITH INTEGRATED LED 230V AC, SCREW TERMINAL | 17.63 | TEM | 1 | CP | 0.058 | 1
3SU11060AB301BA0 | ILLUMINATED PUSHBUTTON, 22MM, ROUND, PLASTIC, YELLOW, FLAT BUTTON, MOMENTARY CONTACT TYPE, WITH HOLDER, 1NO, LED MODULE, WITH INTEGRATED LED 230V AC, SCREW TERMINAL | 17.63 | TEM | 1 | CP | 0.058 | 1
3SU11060AB401BA0 | ILLUMINATED PUSHBUTTON, 22MM, ROUND, PLASTIC, GREEN, FLAT BUTTON, MOMENTARY CONTACT TYPE, WITH HOLDER, 1NO, LED MODULE, WITH INTEGRATED LED 230V AC, SCREW TERMINAL | 17.63 | TEM | 1 | CP | 0.057 | 1
3SU11060AB401BA0 | ILLUMINATED PUSHBUTTON, 22MM, ROUND, PLASTIC, GREEN, FLAT BUTTON, MOMENTARY CONTACT TYPE, WITH HOLDER, 1NO, LED MODULE, WITH INTEGRATED LED 230V AC, SCREW TERMINAL | 17.63 | TEM | 1 | CP | 0.057 | 1
3SU11060AB501BA0 | ILLUMINATED PUSHBUTTON, 22MM, ROUND, PLASTIC, BLUE, FLAT BUTTON, MOMENTARY CONTACT TYPE, WITH HOLDER, 1NO, LED MODULE, WITH INTEGRATED LED 230V AC, SCREW TERMINAL | 17.63 | TEM | 1 | CP | 0.058 | 1
3SU11060AB501BA0 | ILLUMINATED PUSHBUTTON, 22MM, ROUND, PLASTIC, BLUE, FLAT BUTTON, MOMENTARY CONTACT TYPE, WITH HOLDER, 1NO, LED MODULE, WITH INTEGRATED LED 230V AC, SCREW TERMINAL | 17.63 | TEM | 1 | CP | 0.058 | 1
3SU11060AB601BA0 | ILLUMINATED PUSHBUTTON, 22MM, ROUND, PLASTIC, WHITE, FLAT BUTTON, MOMENTARY CONTACT TYPE, WITH HOLDER, 1NO, LED MODULE, WITH INTEGRATED LED 230V AC, SCREW TERMINAL | 17.63 | TEM | 1 | CP | 0.058 | 1
3SU11060AB601BA0 | ILLUMINATED PUSHBUTTON, 22MM, ROUND, PLASTIC, WHITE, FLAT BUTTON, MOMENTARY CONTACT TYPE, WITH HOLDER, 1NO, LED MODULE, WITH INTEGRATED LED 230V AC, SCREW TERMINAL | 17.63 | TEM | 1 | CP | 0.058 | 1
3SU11060AB701BA0 | ILLUMINATED PUSHBUTTON, 22MM, ROUND, PLASTIC, CLEAR, FLAT BUTTON, MOMENTARY CONTACT TYPE, WITH HOLDER, 1NO, LED MODULE, WITH INTEGRATED LED 230V AC, SCREW TERMINAL | 17.63 | TEM | 1 | CP | 0.06 | 1
3SU11060AB701BA0 | ILLUMINATED PUSHBUTTON, 22MM, ROUND, PLASTIC, CLEAR, FLAT BUTTON, MOMENTARY CONTACT TYPE, WITH HOLDER, 1NO, LED MODULE, WITH INTEGRATED LED 230V AC, SCREW TERMINAL | 17.63 | TEM | 1 | CP | 0.06 | 1
3SU11066AA201AA0 | INDICATOR LIGHT, 22MM, ROUND, PLASTIC, RED, SMOOTH LENS, WITH HOLDER, LED MODULE, WITH INTEGRATED LED 230V AC, SCREW TERMINAL | 12.51 | TEM | 1 | CP | 0.044 | 1
3SU11066AA201AA0 | INDICATOR LIGHT, 22MM, ROUND, PLASTIC, RED, SMOOTH LENS, WITH HOLDER, LED MODULE, WITH INTEGRATED LED 230V AC, SCREW TERMINAL | 12.51 | TEM | 1 | CP | 0.044 | 1
3SU11066AA203AA0 | INDICATOR LIGHT, 22MM, ROUND, PLASTIC, RED, SMOOTH LENS, WITH HOLDER, LED MODULE, WITH INTEGRATED LED 230V AC, SPRING-TYPE TERMINAL | 13.74 | TEM | 1 | CP | 0.043 | 1
3SU11066AA203AA0 | INDICATOR LIGHT, 22MM, ROUND, PLASTIC, RED, SMOOTH LENS, WITH HOLDER, LED MODULE, WITH INTEGRATED LED 230V AC, SPRING-TYPE TERMINAL | 13.74 | TEM | 1 | CP | 0.043 | 1
3SU11066AA301AA0 | INDICATOR LIGHT, 22MM, ROUND, PLASTIC, YELLOW, SMOOTH LENS, WITH HOLDER, LED MODULE, WITH INTEGRATED LED 230V AC, SCREW TERMINAL | 12.51 | TEM | 1 | CP | 0.045 | 1
3SU11066AA301AA0 | INDICATOR LIGHT, 22MM, ROUND, PLASTIC, YELLOW, SMOOTH LENS, WITH HOLDER, LED MODULE, WITH INTEGRATED LED 230V AC, SCREW TERMINAL | 12.51 | TEM | 1 | CP | 0.045 | 1
3SU11066AA401AA0 | INDICATOR LIGHT, 22MM, ROUND, PLASTIC, GREEN, SMOOTH LENS, WITH HOLDER, LED MODULE, WITH INTEGRATED LED 230V AC, SCREW TERMINAL | 12.51 | TEM | 1 | CP | 0.044 | 1
3SU11066AA401AA0 | INDICATOR LIGHT, 22MM, ROUND, PLASTIC, GREEN, SMOOTH LENS, WITH HOLDER, LED MODULE, WITH INTEGRATED LED 230V AC, SCREW TERMINAL | 12.51 | TEM | 1 | CP | 0.044 | 1
3SU11066AA501AA0 | INDICATOR LIGHT, 22MM, ROUND, PLASTIC, BLUE, SMOOTH LENS, WITH HOLDER, LED MODULE, WITH INTEGRATED LED 230V AC, SCREW TERMINAL | 12.51 | TEM | 1 | CP | 0.048 | 1
3SU11066AA501AA0 | INDICATOR LIGHT, 22MM, ROUND, PLASTIC, BLUE, SMOOTH LENS, WITH HOLDER, LED MODULE, WITH INTEGRATED LED 230V AC, SCREW TERMINAL | 12.51 | TEM | 1 | CP | 0.048 | 1
3SU11066AA601AA0 | INDICATOR LIGHT, 22MM, ROUND, PLASTIC, WHITE, SMOOTH LENS, WITH HOLDER, LED MODULE, WITH INTEGRATED LED 230V AC, SCREW TERMINAL | 12.51 | TEM | 1 | CP | 0.047 | 1
3SU11066AA601AA0 | INDICATOR LIGHT, 22MM, ROUND, PLASTIC, WHITE, SMOOTH LENS, WITH HOLDER, LED MODULE, WITH INTEGRATED LED 230V AC, SCREW TERMINAL | 12.51 | TEM | 1 | CP | 0.047 | 1
3SU11300AB101BA0 | PUSHBUTTON, 22MM, ROUND, PLASTIC WITH METAL FRONT RING, BLACK, FLAT BUTTON, MOMENTARY CONTACT TYPE, WITH HOLDER, 1NO, SCREW TERMINAL | 8.2 | TEM | 1 | CP | 0.059 | 1
3SU11300AB101BA0 | PUSHBUTTON, 22MM, ROUND, PLASTIC WITH METAL FRONT RING, BLACK, FLAT BUTTON, MOMENTARY CONTACT TYPE, WITH HOLDER, 1NO, SCREW TERMINAL | 8.2 | TEM | 1 | CP | 0.059 | 1
3SU11300AB201CA0 | PUSHBUTTON, 22MM, ROUND, PLASTIC WITH METAL FRONT RING, RED, FLAT BUTTON, MOMENTARY CONTACT TYPE, WITH HOLDER, 1NC, SCREW TERMINAL | 8.2 | TEM | 1 | CP | 0.063 | 1
3SU11300AB201CA0 | PUSHBUTTON, 22MM, ROUND, PLASTIC WITH METAL FRONT RING, RED, FLAT BUTTON, MOMENTARY CONTACT TYPE, WITH HOLDER, 1NC, SCREW TERMINAL | 8.2 | TEM | 1 | CP | 0.063 | 1
3SU11300AB301BA0 | PUSHBUTTON, 22MM, ROUND, PLASTIC WITH METAL FRONT RING, YELLOW, FLAT BUTTON, MOMENTARY CONTACT TYPE, WITH HOLDER, 1NO, SCREW TERMINAL | 8.2 | TEM | 1 | CP | 0.062 | 1
3SU11300AB301BA0 | PUSHBUTTON, 22MM, ROUND, PLASTIC WITH METAL FRONT RING, YELLOW, FLAT BUTTON, MOMENTARY CONTACT TYPE, WITH HOLDER, 1NO, SCREW TERMINAL | 8.2 | TEM | 1 | CP | 0.062 | 1
3SU11300AB401BA0 | PUSHBUTTON, 22MM, ROUND, PLASTIC WITH METAL FRONT RING, GREEN, FLAT BUTTON, MOMENTARY CONTACT TYPE, WITH HOLDER, 1NO, SCREW TERMINAL | 8.2 | TEM | 1 | CP | 0.059 | 1
3SU11300AB401BA0 | PUSHBUTTON, 22MM, ROUND, PLASTIC WITH METAL FRONT RING, GREEN, FLAT BUTTON, MOMENTARY CONTACT TYPE, WITH HOLDER, 1NO, SCREW TERMINAL | 8.2 | TEM | 1 | CP | 0.059 | 1
3SU11300AB501BA0 | PUSHBUTTON, 22MM, ROUND, PLASTIC WITH METAL FRONT RING, BLUE, FLAT BUTTON, MOMENTARY CONTACT TYPE, WITH HOLDER, 1NO, SCREW TERMINAL | 8.2 | TEM | 1 | CP | 0.06 | 1
3SU11300AB501BA0 | PUSHBUTTON, 22MM, ROUND, PLASTIC WITH METAL FRONT RING, BLUE, FLAT BUTTON, MOMENTARY CONTACT TYPE, WITH HOLDER, 1NO, SCREW TERMINAL | 8.2 | TEM | 1 | CP | 0.06 | 1
3SU11300AB601BA0 | PUSHBUTTON, 22MM, ROUND, PLASTIC WITH METAL FRONT RING, WHITE, FLAT BUTTON, MOMENTARY CONTACT TYPE, WITH HOLDER, 1NO, SCREW TERMINAL | 8.2 | TEM | 1 | CP | 0.059 | 1
3SU11300AB601BA0 | PUSHBUTTON, 22MM, ROUND, PLASTIC WITH METAL FRONT RING, WHITE, FLAT BUTTON, MOMENTARY CONTACT TYPE, WITH HOLDER, 1NO, SCREW TERMINAL | 8.2 | TEM | 1 | CP | 0.059 | 1
3SU11300BB201CA0 | PUSHBUTTON, 22MM, ROUND, PLASTIC WITH METAL FRONT RING, RED, RAISED BUTTON, MOMENTARY CONTACT TYPE, WITH HOLDER, 1NC, SCREW TERMINAL | 9.64 | TEM | 1 | CP | 0.06 | 1
3SU11300BB201CA0 | PUSHBUTTON, 22MM, ROUND, PLASTIC WITH METAL FRONT RING, RED, RAISED BUTTON, MOMENTARY CONTACT TYPE, WITH HOLDER, 1NC, SCREW TERMINAL | 9.64 | TEM | 1 | CP | 0.06 | 1
3SU11302BF601BA0 | SELECTOR SWITCH, CAN BE ILLUM., 22MM, ROUND, PLASTIC WITH METAL FRONT RING, BLACK, WHITE, SHORT SELECTOR SWITCH, 2 SWITCH POSITIONS O-I, LATCHING, ACTUATING ANGLE 90 DEG., 10:30H/13:30H, WITH HOLDER, 1NO, SCREW TERMINAL | 11.69 | TEM | 1 | CP | 0.068 | 1
3SU11302BF601BA0 | SELECTOR SWITCH, CAN BE ILLUM., 22MM, ROUND, PLASTIC WITH METAL FRONT RING, BLACK, WHITE, SHORT SELECTOR SWITCH, 2 SWITCH POSITIONS O-I, LATCHING, ACTUATING ANGLE 90 DEG., 10:30H/13:30H, WITH HOLDER, 1NO, SCREW TERMINAL | 11.69 | TEM | 1 | CP | 0.068 | 1
3SU11302BL601NA0 | SELECTOR SWITCH, CAN BE ILLUM., 22MM, ROUND, PLASTIC WITH METAL FRONT RING, BLACK, WHITE, SHORT SELECTOR SWITCH, 3 SWITCH POSITIONS I-O-II, LATCHING, ACTUATING ANGLE 2X45 DEG., 10:30H/12H/13:30H, WITH HOLDER, 1NO, 1NO, SCREW TERMINAL | 14.97 | TEM | 1 | CP | 0.077 | 1
3SU11302BL601NA0 | SELECTOR SWITCH, CAN BE ILLUM., 22MM, ROUND, PLASTIC WITH METAL FRONT RING, BLACK, WHITE, SHORT SELECTOR SWITCH, 3 SWITCH POSITIONS I-O-II, LATCHING, ACTUATING ANGLE 2X45 DEG., 10:30H/12H/13:30H, WITH HOLDER, 1NO, 1NO, SCREW TERMINAL | 14.97 | TEM | 1 | CP | 0.077 | 1
3SU11302BM601NA0 | SELECTOR SWITCH, CAN BE ILLUM., 22MM, ROUND, PLASTIC WITH METAL FRONT RING, BLACK, WHITE, SHORT SELECTOR SWITCH, 3 SWITCH POSITIONS I>O<II, MOMENTARY CONTACT TYPE, ACTUATING ANGLE 2X45 DEG., 10:30H/12H/13:30H, WITH HOLDER, 1NO, 1NO, SCREW TERMINAL | 14.97 | TEM | 1 | CP | 0.077 | 1
3SU11302BM601NA0 | SELECTOR SWITCH, CAN BE ILLUM., 22MM, ROUND, PLASTIC WITH METAL FRONT RING, BLACK, WHITE, SHORT SELECTOR SWITCH, 3 SWITCH POSITIONS I>O<II, MOMENTARY CONTACT TYPE, ACTUATING ANGLE 2X45 DEG., 10:30H/12H/13:30H, WITH HOLDER, 1NO, 1NO, SCREW TERMINAL | 14.97 | TEM | 1 | CP | 0.077 | 1
3SU11304BF111BA0 | RONIS KEY-OPERATED SWITCH, 22MM, ROUND, PLASTIC WITH METAL FRONT RING, LOCK NO. SB30, WITH 2 KEYS, 2 SWITCH POSITIONS O-I, LATCHING, ACTUATING ANGLE 90 DEG., 10:30H/13:30H, KEY REMOVAL POS. O+I, WITH HOLDER, 1NO, SCREW TERMINAL | 21.94 | TEM | 1 | CP | 0.095 | 1
3SU11304BF111BA0 | RONIS KEY-OPERATED SWITCH, 22MM, ROUND, PLASTIC WITH METAL FRONT RING, LOCK NO. SB30, WITH 2 KEYS, 2 SWITCH POSITIONS O-I, LATCHING, ACTUATING ANGLE 90 DEG., 10:30H/13:30H, KEY REMOVAL POS. O+I, WITH HOLDER, 1NO, SCREW TERMINAL | 21.94 | TEM | 1 | CP | 0.095 | 1
3SU11304BL111NA0 | RONIS KEY-OPERATED SWITCH, 22MM, ROUND, PLASTIC WITH METAL FRONT RING, LOCK NO. SB30, WITH 2 KEYS, 3 SWITCH POSITIONS I-O-II, LATCHING, ACTUATING ANGLE 2X45 DEG., 10:30H/12H/13:30H, KEY REMOVAL POS. I+O+II, WITH HOLDER, 1NO, 1NO, SCREW TERMINAL | 26.34 | TEM | 1 | CP | 0.1 | 1
3SU11304BL111NA0 | RONIS KEY-OPERATED SWITCH, 22MM, ROUND, PLASTIC WITH METAL FRONT RING, LOCK NO. SB30, WITH 2 KEYS, 3 SWITCH POSITIONS I-O-II, LATCHING, ACTUATING ANGLE 2X45 DEG., 10:30H/12H/13:30H, KEY REMOVAL POS. I+O+II, WITH HOLDER, 1NO, 1NO, SCREW TERMINAL | 26.34 | TEM | 1 | CP | 0.1 | 1
3SU11320AB201CA0 | ILLUMINATED PUSHBUTTON, 22MM, ROUND, PLASTIC WITH METAL FRONT RING, RED, FLAT BUTTON, MOMENTARY CONTACT TYPE, WITH HOLDER, 1NC, LED MODULE, WITH INTEGRATED LED 24V AC/DC, SCREW TERMINAL | 14.15 | TEM | 1 | CP | 0.067 | 1
3SU11320AB201CA0 | ILLUMINATED PUSHBUTTON, 22MM, ROUND, PLASTIC WITH METAL FRONT RING, RED, FLAT BUTTON, MOMENTARY CONTACT TYPE, WITH HOLDER, 1NC, LED MODULE, WITH INTEGRATED LED 24V AC/DC, SCREW TERMINAL | 14.15 | TEM | 1 | CP | 0.067 | 1
3SU11320AB301BA0 | ILLUMINATED PUSHBUTTON, 22MM, ROUND, PLASTIC WITH METAL FRONT RING, YELLOW, FLAT BUTTON, MOMENTARY CONTACT TYPE, WITH HOLDER, 1NO, LED MODULE, WITH INTEGRATED LED 24V AC/DC, SCREW TERMINAL | 14.15 | TEM | 1 | CP | 0.08 | 1
3SU11320AB301BA0 | ILLUMINATED PUSHBUTTON, 22MM, ROUND, PLASTIC WITH METAL FRONT RING, YELLOW, FLAT BUTTON, MOMENTARY CONTACT TYPE, WITH HOLDER, 1NO, LED MODULE, WITH INTEGRATED LED 24V AC/DC, SCREW TERMINAL | 14.15 | TEM | 1 | CP | 0.08 | 1
3SU11320AB401BA0 | ILLUMINATED PUSHBUTTON, 22MM, ROUND, PLASTIC WITH METAL FRONT RING, GREEN, FLAT BUTTON, MOMENTARY CONTACT TYPE, WITH HOLDER, 1NO, LED MODULE, WITH INTEGRATED LED 24V AC/DC, SCREW TERMINAL | 14.15 | TEM | 1 | CP | 0.065 | 1
3SU11320AB401BA0 | ILLUMINATED PUSHBUTTON, 22MM, ROUND, PLASTIC WITH METAL FRONT RING, GREEN, FLAT BUTTON, MOMENTARY CONTACT TYPE, WITH HOLDER, 1NO, LED MODULE, WITH INTEGRATED LED 24V AC/DC, SCREW TERMINAL | 14.15 | TEM | 1 | CP | 0.065 | 1
3SU11320AB501BA0 | ILLUMINATED PUSHBUTTON, 22MM, ROUND, PLASTIC WITH METAL FRONT RING, BLUE, FLAT BUTTON, MOMENTARY CONTACT TYPE, WITH HOLDER, 1NO, LED MODULE, WITH INTEGRATED LED 24V AC/DC, SCREW TERMINAL | 14.15 | TEM | 1 | CP | 0.066 | 1
3SU11320AB501BA0 | ILLUMINATED PUSHBUTTON, 22MM, ROUND, PLASTIC WITH METAL FRONT RING, BLUE, FLAT BUTTON, MOMENTARY CONTACT TYPE, WITH HOLDER, 1NO, LED MODULE, WITH INTEGRATED LED 24V AC/DC, SCREW TERMINAL | 14.15 | TEM | 1 | CP | 0.066 | 1
3SU11320AB601BA0 | ILLUMINATED PUSHBUTTON, 22MM, ROUND, PLASTIC WITH METAL FRONT RING, WHITE, FLAT BUTTON, MOMENTARY CONTACT TYPE, WITH HOLDER, 1NO, LED MODULE, WITH INTEGRATED LED 24V AC/DC, SCREW TERMINAL | 14.15 | TEM | 1 | CP | 0.065 | 1
3SU11320AB601BA0 | ILLUMINATED PUSHBUTTON, 22MM, ROUND, PLASTIC WITH METAL FRONT RING, WHITE, FLAT BUTTON, MOMENTARY CONTACT TYPE, WITH HOLDER, 1NO, LED MODULE, WITH INTEGRATED LED 24V AC/DC, SCREW TERMINAL | 14.15 | TEM | 1 | CP | 0.065 | 1
3SU11320AB701BA0 | ILLUMINATED PUSHBUTTON, 22MM, ROUND, PLASTIC WITH METAL FRONT RING, CLEAR, FLAT BUTTON, MOMENTARY CONTACT TYPE, WITH HOLDER, 1NO, LED MODULE, WITH INTEGRATED LED 24V AC/DC, SCREW TERMINAL | 14.15 | TEM | 1 | CP | 0.064 | 1
3SU11320AB701BA0 | ILLUMINATED PUSHBUTTON, 22MM, ROUND, PLASTIC WITH METAL FRONT RING, CLEAR, FLAT BUTTON, MOMENTARY CONTACT TYPE, WITH HOLDER, 1NO, LED MODULE, WITH INTEGRATED LED 24V AC/DC, SCREW TERMINAL | 14.15 | TEM | 1 | CP | 0.064 | 1
3SU11330AB201CA0 | ILLUMINATED PUSHBUTTON, 22MM, ROUND, PLASTIC WITH METAL FRONT RING, RED, FLAT BUTTON, MOMENTARY CONTACT TYPE, WITH HOLDER, 1NC, LED MODULE, WITH INTEGRATED LED 110V AC, SCREW TERMINAL | 18.04 | TEM | 1 | CP | 0.063 | 1
3SU11330AB201CA0 | ILLUMINATED PUSHBUTTON, 22MM, ROUND, PLASTIC WITH METAL FRONT RING, RED, FLAT BUTTON, MOMENTARY CONTACT TYPE, WITH HOLDER, 1NC, LED MODULE, WITH INTEGRATED LED 110V AC, SCREW TERMINAL | 18.04 | TEM | 1 | CP | 0.063 | 1
3SU11330AB301BA0 | ILLUMINATED PUSHBUTTON, 22MM, ROUND, PLASTIC WITH METAL FRONT RING, YELLOW, FLAT BUTTON, MOMENTARY CONTACT TYPE, WITH HOLDER, 1NO, LED MODULE, WITH INTEGRATED LED 110V AC, SCREW TERMINAL | 18.04 | TEM | 1 | CP | 0.067 | 1
3SU11330AB301BA0 | ILLUMINATED PUSHBUTTON, 22MM, ROUND, PLASTIC WITH METAL FRONT RING, YELLOW, FLAT BUTTON, MOMENTARY CONTACT TYPE, WITH HOLDER, 1NO, LED MODULE, WITH INTEGRATED LED 110V AC, SCREW TERMINAL | 18.04 | TEM | 1 | CP | 0.067 | 1
3SU11330AB401BA0 | ILLUMINATED PUSHBUTTON, 22MM, ROUND, PLASTIC WITH METAL FRONT RING, GREEN, FLAT BUTTON, MOMENTARY CONTACT TYPE, WITH HOLDER, 1NO, LED MODULE, WITH INTEGRATED LED 110V AC, SCREW TERMINAL | 18.04 | TEM | 1 | CP | 0.067 | 1
3SU11330AB401BA0 | ILLUMINATED PUSHBUTTON, 22MM, ROUND, PLASTIC WITH METAL FRONT RING, GREEN, FLAT BUTTON, MOMENTARY CONTACT TYPE, WITH HOLDER, 1NO, LED MODULE, WITH INTEGRATED LED 110V AC, SCREW TERMINAL | 18.04 | TEM | 1 | CP | 0.067 | 1
3SU11330AB501BA0 | ILLUMINATED PUSHBUTTON, 22MM, ROUND, PLASTIC WITH METAL FRONT RING, BLUE, FLAT BUTTON, MOMENTARY CONTACT TYPE, WITH HOLDER, 1NO, LED MODULE, WITH INTEGRATED LED 110V AC, SCREW TERMINAL | 18.04 | TEM | 1 | CP | 0.06 | 1
3SU11330AB501BA0 | ILLUMINATED PUSHBUTTON, 22MM, ROUND, PLASTIC WITH METAL FRONT RING, BLUE, FLAT BUTTON, MOMENTARY CONTACT TYPE, WITH HOLDER, 1NO, LED MODULE, WITH INTEGRATED LED 110V AC, SCREW TERMINAL | 18.04 | TEM | 1 | CP | 0.06 | 1
3SU11330AB601BA0 | ILLUMINATED PUSHBUTTON, 22MM, ROUND, PLASTIC WITH METAL FRONT RING, WHITE, FLAT BUTTON, MOMENTARY CONTACT TYPE, WITH HOLDER, 1NO, LED MODULE, WITH INTEGRATED LED 110V AC, SCREW TERMINAL | 18.04 | TEM | 1 | CP | 0.066 | 1
3SU11330AB601BA0 | ILLUMINATED PUSHBUTTON, 22MM, ROUND, PLASTIC WITH METAL FRONT RING, WHITE, FLAT BUTTON, MOMENTARY CONTACT TYPE, WITH HOLDER, 1NO, LED MODULE, WITH INTEGRATED LED 110V AC, SCREW TERMINAL | 18.04 | TEM | 1 | CP | 0.066 | 1
3SU11330AB701BA0 | ILLUMINATED PUSHBUTTON, 22MM, ROUND, PLASTIC WITH METAL FRONT RING, CLEAR, FLAT BUTTON, MOMENTARY CONTACT TYPE, WITH HOLDER, 1NO, LED MODULE, WITH INTEGRATED LED 110V AC, SCREW TERMINAL | 18.04 | TEM | 1 | CP | 0.06 | 1
3SU11330AB701BA0 | ILLUMINATED PUSHBUTTON, 22MM, ROUND, PLASTIC WITH METAL FRONT RING, CLEAR, FLAT BUTTON, MOMENTARY CONTACT TYPE, WITH HOLDER, 1NO, LED MODULE, WITH INTEGRATED LED 110V AC, SCREW TERMINAL | 18.04 | TEM | 1 | CP | 0.06 | 1
3SU11360AB201CA0 | ILLUMINATED PUSHBUTTON, 22MM, ROUND, PLASTIC WITH METAL FRONT RING, RED, FLAT BUTTON, MOMENTARY CONTACT TYPE, WITH HOLDER, 1NC, LED MODULE, WITH INTEGRATED LED 230V AC, SCREW TERMINAL | 18.04 | TEM | 1 | CP | 0.072 | 1
3SU11360AB201CA0 | ILLUMINATED PUSHBUTTON, 22MM, ROUND, PLASTIC WITH METAL FRONT RING, RED, FLAT BUTTON, MOMENTARY CONTACT TYPE, WITH HOLDER, 1NC, LED MODULE, WITH INTEGRATED LED 230V AC, SCREW TERMINAL | 18.04 | TEM | 1 | CP | 0.072 | 1
3SU11360AB301BA0 | ILLUMINATED PUSHBUTTON, 22MM, ROUND, PLASTIC WITH METAL FRONT RING, YELLOW, FLAT BUTTON, MOMENTARY CONTACT TYPE, WITH HOLDER, 1NO, LED MODULE, WITH INTEGRATED LED 230V AC, SCREW TERMINAL | 18.04 | TEM | 1 | CP | 0.067 | 1
3SU11360AB301BA0 | ILLUMINATED PUSHBUTTON, 22MM, ROUND, PLASTIC WITH METAL FRONT RING, YELLOW, FLAT BUTTON, MOMENTARY CONTACT TYPE, WITH HOLDER, 1NO, LED MODULE, WITH INTEGRATED LED 230V AC, SCREW TERMINAL | 18.04 | TEM | 1 | CP | 0.067 | 1
3SU11360AB401BA0 | ILLUMINATED PUSHBUTTON, 22MM, ROUND, PLASTIC WITH METAL FRONT RING, GREEN, FLAT BUTTON, MOMENTARY CONTACT TYPE, WITH HOLDER, 1NO, LED MODULE, WITH INTEGRATED LED 230V AC, SCREW TERMINAL | 18.04 | TEM | 1 | CP | 0.066 | 1
3SU11360AB401BA0 | ILLUMINATED PUSHBUTTON, 22MM, ROUND, PLASTIC WITH METAL FRONT RING, GREEN, FLAT BUTTON, MOMENTARY CONTACT TYPE, WITH HOLDER, 1NO, LED MODULE, WITH INTEGRATED LED 230V AC, SCREW TERMINAL | 18.04 | TEM | 1 | CP | 0.066 | 1
3SU11360AB501BA0 | ILLUMINATED PUSHBUTTON, 22MM, ROUND, PLASTIC WITH METAL FRONT RING, BLUE, FLAT BUTTON, MOMENTARY CONTACT TYPE, WITH HOLDER, 1NO, LED MODULE, WITH INTEGRATED LED 230V AC, SCREW TERMINAL | 18.04 | TEM | 1 | CP | 0.066 | 1
3SU11360AB501BA0 | ILLUMINATED PUSHBUTTON, 22MM, ROUND, PLASTIC WITH METAL FRONT RING, BLUE, FLAT BUTTON, MOMENTARY CONTACT TYPE, WITH HOLDER, 1NO, LED MODULE, WITH INTEGRATED LED 230V AC, SCREW TERMINAL | 18.04 | TEM | 1 | CP | 0.066 | 1
3SU11360AB601BA0 | ILLUMINATED PUSHBUTTON, 22MM, ROUND, PLASTIC WITH METAL FRONT RING, WHITE, FLAT BUTTON, MOMENTARY CONTACT TYPE, WITH HOLDER, 1NO, LED MODULE, WITH INTEGRATED LED 230V AC, SCREW TERMINAL | 18.04 | TEM | 1 | CP | 0.07 | 1
3SU11360AB601BA0 | ILLUMINATED PUSHBUTTON, 22MM, ROUND, PLASTIC WITH METAL FRONT RING, WHITE, FLAT BUTTON, MOMENTARY CONTACT TYPE, WITH HOLDER, 1NO, LED MODULE, WITH INTEGRATED LED 230V AC, SCREW TERMINAL | 18.04 | TEM | 1 | CP | 0.07 | 1
3SU11360AB701BA0 | ILLUMINATED PUSHBUTTON, 22MM, ROUND, PLASTIC WITH METAL FRONT RING, CLEAR, FLAT BUTTON, MOMENTARY CONTACT TYPE, WITH HOLDER, 1NO, LED MODULE, WITH INTEGRATED LED 230V AC, SCREW TERMINAL | 18.04 | TEM | 1 | CP | 0.066 | 1
3SU11360AB701BA0 | ILLUMINATED PUSHBUTTON, 22MM, ROUND, PLASTIC WITH METAL FRONT RING, CLEAR, FLAT BUTTON, MOMENTARY CONTACT TYPE, WITH HOLDER, 1NO, LED MODULE, WITH INTEGRATED LED 230V AC, SCREW TERMINAL | 18.04 | TEM | 1 | CP | 0.066 | 1
3SU11500AB101BA0 | PUSHBUTTON, 22MM, ROUND, METAL, SHINY, BLACK, FLAT BUTTON, MOMENTARY CONTACT TYPE, WITH HOLDER, 1NO, SCREW TERMINAL | 8.82 | TEM | 1 | CP | 0.097 | 1
3SU11500AB101BA0 | PUSHBUTTON, 22MM, ROUND, METAL, SHINY, BLACK, FLAT BUTTON, MOMENTARY CONTACT TYPE, WITH HOLDER, 1NO, SCREW TERMINAL | 8.82 | TEM | 1 | CP | 0.097 | 1
3SU11500AB201BA0 | PUSHBUTTON, 22MM, ROUND, METAL, SHINY, RED, FLAT BUTTON, MOMENTARY CONTACT TYPE, WITH HOLDER, 1NO, SCREW TERMINAL | 8.82 | TEM | 1 | CP | 0.092 | 1
3SU11500AB201BA0 | PUSHBUTTON, 22MM, ROUND, METAL, SHINY, RED, FLAT BUTTON, MOMENTARY CONTACT TYPE, WITH HOLDER, 1NO, SCREW TERMINAL | 8.82 | TEM | 1 | CP | 0.092 | 1
3SU11500AB201CA0 | PUSHBUTTON, 22MM, ROUND, METAL, SHINY, RED, FLAT BUTTON, MOMENTARY CONTACT TYPE, WITH HOLDER, 1NC, SCREW TERMINAL | 8.82 | TEM | 1 | CP | 0.092 | 1
3SU11500AB201CA0 | PUSHBUTTON, 22MM, ROUND, METAL, SHINY, RED, FLAT BUTTON, MOMENTARY CONTACT TYPE, WITH HOLDER, 1NC, SCREW TERMINAL | 8.82 | TEM | 1 | CP | 0.092 | 1
3SU11500AB301BA0 | PUSHBUTTON, 22MM, ROUND, METAL, SHINY, YELLOW, FLAT BUTTON, MOMENTARY CONTACT TYPE, WITH HOLDER, 1NO, SCREW TERMINAL | 8.82 | TEM | 1 | CP | 0.093 | 1
3SU11500AB301BA0 | PUSHBUTTON, 22MM, ROUND, METAL, SHINY, YELLOW, FLAT BUTTON, MOMENTARY CONTACT TYPE, WITH HOLDER, 1NO, SCREW TERMINAL | 8.82 | TEM | 1 | CP | 0.093 | 1
3SU11500AB401BA0 | PUSHBUTTON, 22MM, ROUND, METAL, SHINY, GREEN, FLAT BUTTON, MOMENTARY CONTACT TYPE, WITH HOLDER, 1NO, SCREW TERMINAL | 8.82 | TEM | 1 | CP | 0.097 | 1
3SU11500AB401BA0 | PUSHBUTTON, 22MM, ROUND, METAL, SHINY, GREEN, FLAT BUTTON, MOMENTARY CONTACT TYPE, WITH HOLDER, 1NO, SCREW TERMINAL | 8.82 | TEM | 1 | CP | 0.097 | 1
3SU11500AB501BA0 | PUSHBUTTON, 22MM, ROUND, METAL, SHINY, BLUE, FLAT BUTTON, MOMENTARY CONTACT TYPE, WITH HOLDER, 1NO, SCREW TERMINAL | 8.82 | TEM | 1 | CP | 0.093 | 1
3SU11500AB501BA0 | PUSHBUTTON, 22MM, ROUND, METAL, SHINY, BLUE, FLAT BUTTON, MOMENTARY CONTACT TYPE, WITH HOLDER, 1NO, SCREW TERMINAL | 8.82 | TEM | 1 | CP | 0.093 | 1
3SU11500AB601BA0 | PUSHBUTTON, 22MM, ROUND, METAL, SHINY, WHITE, FLAT BUTTON, MOMENTARY CONTACT TYPE, WITH HOLDER, 1NO, SCREW TERMINAL | 8.82 | TEM | 1 | CP | 0.095 | 1
3SU11500AB601BA0 | PUSHBUTTON, 22MM, ROUND, METAL, SHINY, WHITE, FLAT BUTTON, MOMENTARY CONTACT TYPE, WITH HOLDER, 1NO, SCREW TERMINAL | 8.82 | TEM | 1 | CP | 0.095 | 1
3SU11500AB701BA0 | PUSHBUTTON, 22MM, ROUND, METAL, SHINY, CLEAR, FLAT BUTTON, MOMENTARY CONTACT TYPE, WITH HOLDER, 1NO, SCREW TERMINAL | 8.82 | TEM | 1 | CP | 0.091 | 1
3SU11500AB701BA0 | PUSHBUTTON, 22MM, ROUND, METAL, SHINY, CLEAR, FLAT BUTTON, MOMENTARY CONTACT TYPE, WITH HOLDER, 1NO, SCREW TERMINAL | 8.82 | TEM | 1 | CP | 0.091 | 1
3SU11500BB101CA0 | PUSHBUTTON, 22MM, ROUND, METAL, SHINY, BLACK, RAISED BUTTON, MOMENTARY CONTACT TYPE, WITH HOLDER, 1NC, SCREW TERMINAL | 9.94 | TEM | 1 | CP | 0.09 | 1
3SU11500BB101CA0 | PUSHBUTTON, 22MM, ROUND, METAL, SHINY, BLACK, RAISED BUTTON, MOMENTARY CONTACT TYPE, WITH HOLDER, 1NC, SCREW TERMINAL | 9.94 | TEM | 1 | CP | 0.09 | 1
3SU11500BB201CA0 | PUSHBUTTON, 22MM, ROUND, METAL, SHINY, RED, RAISED BUTTON, MOMENTARY CONTACT TYPE, WITH HOLDER, 1NC, SCREW TERMINAL | 9.94 | TEM | 1 | CP | 0.09 | 1
3SU11500BB201CA0 | PUSHBUTTON, 22MM, ROUND, METAL, SHINY, RED, RAISED BUTTON, MOMENTARY CONTACT TYPE, WITH HOLDER, 1NC, SCREW TERMINAL | 9.94 | TEM | 1 | CP | 0.09 | 1
3SU11500BB501BA0 | PUSHBUTTON, 22MM, ROUND, METAL, SHINY, BLUE, RAISED BUTTON, MOMENTARY CONTACT TYPE, WITH HOLDER, 1NO, SCREW TERMINAL | 9.94 | TEM | 1 | CP | 0.094 | 1
3SU11500BB501BA0 | PUSHBUTTON, 22MM, ROUND, METAL, SHINY, BLUE, RAISED BUTTON, MOMENTARY CONTACT TYPE, WITH HOLDER, 1NO, SCREW TERMINAL | 9.94 | TEM | 1 | CP | 0.094 | 1
3SU11501HA201CG0 | EM. STOP MUSHROOM PUSHBUTTON, 22MM, ROUND, METAL, SHINY, RED, 40MM, LATCHING, PULL TO UNLATCH, WITH YELLOW BACKING PLATE, INSCRIPTION: EMERGENCY STOP, WITH HOLDER, 1NC, SCREW TERMINAL | 19.27 | TEM | 1 | CP | 0.161 | 1
3SU11501HA201CG0 | EM. STOP MUSHROOM PUSHBUTTON, 22MM, ROUND, METAL, SHINY, RED, 40MM, LATCHING, PULL TO UNLATCH, WITH YELLOW BACKING PLATE, INSCRIPTION: EMERGENCY STOP, WITH HOLDER, 1NC, SCREW TERMINAL | 19.27 | TEM | 1 | CP | 0.161 | 1
3SU11501HB201CG0 | EM. STOP MUSHROOM PUSHBUTTON, 22MM, ROUND, METAL, SHINY, RED, 40MM, LATCHING, ROTATE TO UNLATCH, WITH YELLOW BACKING PLATE, INSCRIPTION: EMERGENCY STOP, WITH HOLDER, 1NC, SCREW TERMINAL | 19.27 | TEM | 1 | CP | 0.15 | 1
3SU11501HB201CG0 | EM. STOP MUSHROOM PUSHBUTTON, 22MM, ROUND, METAL, SHINY, RED, 40MM, LATCHING, ROTATE TO UNLATCH, WITH YELLOW BACKING PLATE, INSCRIPTION: EMERGENCY STOP, WITH HOLDER, 1NC, SCREW TERMINAL | 19.27 | TEM | 1 | CP | 0.15 | 1
3SU11502BF601BA0 | SELECTOR SWITCH, CAN BE ILLUM., 22MM, ROUND, METAL, SHINY, BLACK, WHITE, SHORT SELECTOR SWITCH, 2 SWITCH POSITIONS O-I, LATCHING, ACTUATING ANGLE 90 DEG., 10:30H/13:30H, WITH HOLDER, 1NO, SCREW TERMINAL | 12.2 | TEM | 1 | CP | 0.102 | 1
3SU11502BF601BA0 | SELECTOR SWITCH, CAN BE ILLUM., 22MM, ROUND, METAL, SHINY, BLACK, WHITE, SHORT SELECTOR SWITCH, 2 SWITCH POSITIONS O-I, LATCHING, ACTUATING ANGLE 90 DEG., 10:30H/13:30H, WITH HOLDER, 1NO, SCREW TERMINAL | 12.2 | TEM | 1 | CP | 0.102 | 1
3SU11502BL601NA0 | SELECTOR SWITCH, CAN BE ILLUM., 22MM, ROUND, METAL, SHINY, BLACK, WHITE, SHORT SELECTOR SWITCH, 3 SWITCH POSITIONS I-O-II, LATCHING, ACTUATING ANGLE 2X45 DEG., 10:30H/12H/13:30H, WITH HOLDER, 1NO, 1NO, SCREW TERMINAL | 15.48 | TEM | 1 | CP | 0.11 | 1
3SU11502BL601NA0 | SELECTOR SWITCH, CAN BE ILLUM., 22MM, ROUND, METAL, SHINY, BLACK, WHITE, SHORT SELECTOR SWITCH, 3 SWITCH POSITIONS I-O-II, LATCHING, ACTUATING ANGLE 2X45 DEG., 10:30H/12H/13:30H, WITH HOLDER, 1NO, 1NO, SCREW TERMINAL | 15.48 | TEM | 1 | CP | 0.11 | 1
3SU11502BM601NA0 | SELECTOR SWITCH, CAN BE ILLUM., 22MM, ROUND, METAL, SHINY, BLACK, WHITE, SHORT SELECTOR SWITCH, 3 SWITCH POSITIONS I>O<II, MOMENTARY CONTACT TYPE, ACTUATING ANGLE 2X45 DEG., 10:30H/12H/13:30H, WITH HOLDER, 1NO, 1NO, SCREW TERMINAL | 15.48 | TEM | 1 | CP | 0.113 | 1
3SU11502BM601NA0 | SELECTOR SWITCH, CAN BE ILLUM., 22MM, ROUND, METAL, SHINY, BLACK, WHITE, SHORT SELECTOR SWITCH, 3 SWITCH POSITIONS I>O<II, MOMENTARY CONTACT TYPE, ACTUATING ANGLE 2X45 DEG., 10:30H/12H/13:30H, WITH HOLDER, 1NO, 1NO, SCREW TERMINAL | 15.48 | TEM | 1 | CP | 0.113 | 1
3SU11504BF111BA0 | RONIS KEY-OPERATED SWITCH, 22MM, ROUND, METAL, SHINY, LOCK NO. SB30, WITH 2 KEYS, 2 SWITCH POSITIONS O-I, LATCHING, ACTUATING ANGLE 90 DEG., 10:30H/13:30H, KEY REMOVAL POS. O+I, WITH HOLDER, 1NO, SCREW TERMINAL, POSSIBLE SPECIAL LOCKS: 3SB31, 421, 455 | 22.76 | TEM | 1 | CP | 0.132 | 1
3SU11504BF111BA0 | RONIS KEY-OPERATED SWITCH, 22MM, ROUND, METAL, SHINY, LOCK NO. SB30, WITH 2 KEYS, 2 SWITCH POSITIONS O-I, LATCHING, ACTUATING ANGLE 90 DEG., 10:30H/13:30H, KEY REMOVAL POS. O+I, WITH HOLDER, 1NO, SCREW TERMINAL, POSSIBLE SPECIAL LOCKS: 3SB31, 421, 455 | 22.76 | TEM | 1 | CP | 0.132 | 1
3SU11520AB201CA0 | ILLUMINATED PUSHBUTTON, 22MM, ROUND, METAL, SHINY, RED, FLAT BUTTON, MOMENTARY CONTACT TYPE, WITH HOLDER, 1NC, LED MODULE, WITH INTEGRATED LED 24V AC/DC, SCREW TERMINAL | 14.56 | TEM | 1 | CP | 0.099 | 1
3SU11520AB201CA0 | ILLUMINATED PUSHBUTTON, 22MM, ROUND, METAL, SHINY, RED, FLAT BUTTON, MOMENTARY CONTACT TYPE, WITH HOLDER, 1NC, LED MODULE, WITH INTEGRATED LED 24V AC/DC, SCREW TERMINAL | 14.56 | TEM | 1 | CP | 0.099 | 1
3SU11520AB301BA0 | ILLUMINATED PUSHBUTTON, 22MM, ROUND, METAL, SHINY, YELLOW, FLAT BUTTON, MOMENTARY CONTACT TYPE, WITH HOLDER, 1NO, LED MODULE, WITH INTEGRATED LED 24V AC/DC, SCREW TERMINAL | 14.56 | TEM | 1 | CP | 0.103 | 1
3SU11520AB301BA0 | ILLUMINATED PUSHBUTTON, 22MM, ROUND, METAL, SHINY, YELLOW, FLAT BUTTON, MOMENTARY CONTACT TYPE, WITH HOLDER, 1NO, LED MODULE, WITH INTEGRATED LED 24V AC/DC, SCREW TERMINAL | 14.56 | TEM | 1 | CP | 0.103 | 1
3SU11520AB401BA0 | ILLUMINATED PUSHBUTTON, 22MM, ROUND, METAL, SHINY, GREEN, FLAT BUTTON, MOMENTARY CONTACT TYPE, WITH HOLDER, 1NO, LED MODULE, WITH INTEGRATED LED 24V AC/DC, SCREW TERMINAL | 14.56 | TEM | 1 | CP | 0.098 | 1
3SU11520AB401BA0 | ILLUMINATED PUSHBUTTON, 22MM, ROUND, METAL, SHINY, GREEN, FLAT BUTTON, MOMENTARY CONTACT TYPE, WITH HOLDER, 1NO, LED MODULE, WITH INTEGRATED LED 24V AC/DC, SCREW TERMINAL | 14.56 | TEM | 1 | CP | 0.098 | 1
3SU11520AB403BA0 | ILLUMINATED PUSHBUTTON, 22MM, ROUND, METAL, SHINY, GREEN, FLAT BUTTON, MOMENTARY CONTACT TYPE, WITH HOLDER, 1NO, LED MODULE, WITH INTEGRATED LED 24V AC/DC, SPRING-TYPE TERMINAL | 15.68 | TEM | 1 | CP | 0.11 | 1
3SU11520AB403BA0 | ILLUMINATED PUSHBUTTON, 22MM, ROUND, METAL, SHINY, GREEN, FLAT BUTTON, MOMENTARY CONTACT TYPE, WITH HOLDER, 1NO, LED MODULE, WITH INTEGRATED LED 24V AC/DC, SPRING-TYPE TERMINAL | 15.68 | TEM | 1 | CP | 0.11 | 1
3SU11520AB501BA0 | ILLUMINATED PUSHBUTTON, 22MM, ROUND, METAL, SHINY, BLUE, FLAT BUTTON, MOMENTARY CONTACT TYPE, WITH HOLDER, 1NO, LED MODULE, WITH INTEGRATED LED 24V AC/DC, SCREW TERMINAL | 14.56 | TEM | 1 | CP | 0.103 | 1
3SU11520AB501BA0 | ILLUMINATED PUSHBUTTON, 22MM, ROUND, METAL, SHINY, BLUE, FLAT BUTTON, MOMENTARY CONTACT TYPE, WITH HOLDER, 1NO, LED MODULE, WITH INTEGRATED LED 24V AC/DC, SCREW TERMINAL | 14.56 | TEM | 1 | CP | 0.103 | 1
3SU11520AB601BA0 | ILLUMINATED PUSHBUTTON, 22MM, ROUND, METAL, SHINY, WHITE, FLAT BUTTON, MOMENTARY CONTACT TYPE, WITH HOLDER, 1NO, LED MODULE, WITH INTEGRATED LED 24V AC/DC, SCREW TERMINAL | 14.56 | TEM | 1 | CP | 0.097 | 1
3SU11520AB601BA0 | ILLUMINATED PUSHBUTTON, 22MM, ROUND, METAL, SHINY, WHITE, FLAT BUTTON, MOMENTARY CONTACT TYPE, WITH HOLDER, 1NO, LED MODULE, WITH INTEGRATED LED 24V AC/DC, SCREW TERMINAL | 14.56 | TEM | 1 | CP | 0.097 | 1
3SU11520AB701BA0 | ILLUMINATED PUSHBUTTON, 22MM, ROUND, METAL, SHINY, CLEAR, FLAT BUTTON, MOMENTARY CONTACT TYPE, WITH HOLDER, 1NO, LED MODULE, WITH INTEGRATED LED 24V AC/DC, SCREW TERMINAL | 14.56 | TEM | 1 | CP | 0.098 | 1
3SU11520AB701BA0 | ILLUMINATED PUSHBUTTON, 22MM, ROUND, METAL, SHINY, CLEAR, FLAT BUTTON, MOMENTARY CONTACT TYPE, WITH HOLDER, 1NO, LED MODULE, WITH INTEGRATED LED 24V AC/DC, SCREW TERMINAL | 14.56 | TEM | 1 | CP | 0.098 | 1
3SU11526AA201AA0 | INDICATOR LIGHT, 22MM, ROUND, METAL, SHINY, RED, SMOOTH LENS, WITH HOLDER, LED MODULE, WITH INTEGRATED LED 24V AC/DC, SCREW TERMINAL | 9.33 | TEM | 1 | CP | 0.082 | 1
3SU11526AA201AA0 | INDICATOR LIGHT, 22MM, ROUND, METAL, SHINY, RED, SMOOTH LENS, WITH HOLDER, LED MODULE, WITH INTEGRATED LED 24V AC/DC, SCREW TERMINAL | 9.33 | TEM | 1 | CP | 0.082 | 1
3SU11526AA301AA0 | INDICATOR LIGHT, 22MM, ROUND, METAL, SHINY, YELLOW, SMOOTH LENS, WITH HOLDER, LED MODULE, WITH INTEGRATED LED 24V AC/DC, SCREW TERMINAL | 9.33 | TEM | 1 | CP | 0.08 | 1
3SU11526AA301AA0 | INDICATOR LIGHT, 22MM, ROUND, METAL, SHINY, YELLOW, SMOOTH LENS, WITH HOLDER, LED MODULE, WITH INTEGRATED LED 24V AC/DC, SCREW TERMINAL | 9.33 | TEM | 1 | CP | 0.08 | 1
3SU11526AA401AA0 | INDICATOR LIGHT, 22MM, ROUND, METAL, SHINY, GREEN, SMOOTH LENS, WITH HOLDER, LED MODULE, WITH INTEGRATED LED 24V AC/DC, SCREW TERMINAL | 9.33 | TEM | 1 | CP | 0.082 | 1
3SU11526AA401AA0 | INDICATOR LIGHT, 22MM, ROUND, METAL, SHINY, GREEN, SMOOTH LENS, WITH HOLDER, LED MODULE, WITH INTEGRATED LED 24V AC/DC, SCREW TERMINAL | 9.33 | TEM | 1 | CP | 0.082 | 1
3SU11526AA501AA0 | INDICATOR LIGHT, 22MM, ROUND, METAL, SHINY, BLUE, SMOOTH LENS, WITH HOLDER, LED MODULE, WITH INTEGRATED LED 24V AC/DC, SCREW TERMINAL | 9.33 | TEM | 1 | CP | 0.083 | 1
3SU11526AA501AA0 | INDICATOR LIGHT, 22MM, ROUND, METAL, SHINY, BLUE, SMOOTH LENS, WITH HOLDER, LED MODULE, WITH INTEGRATED LED 24V AC/DC, SCREW TERMINAL | 9.33 | TEM | 1 | CP | 0.083 | 1
3SU11526AA601AA0 | INDICATOR LIGHT, 22MM, ROUND, METAL, SHINY, WHITE, SMOOTH LENS, WITH HOLDER, LED MODULE, WITH INTEGRATED LED 24V AC/DC, SCREW TERMINAL | 9.33 | TEM | 1 | CP | 0.081 | 1
3SU11526AA601AA0 | INDICATOR LIGHT, 22MM, ROUND, METAL, SHINY, WHITE, SMOOTH LENS, WITH HOLDER, LED MODULE, WITH INTEGRATED LED 24V AC/DC, SCREW TERMINAL | 9.33 | TEM | 1 | CP | 0.081 | 1
3SU11530AB201CA0 | ILLUMINATED PUSHBUTTON, 22MM, ROUND, METAL, SHINY, RED, FLAT BUTTON, MOMENTARY CONTACT TYPE, WITH HOLDER, 1NC, LED MODULE, WITH INTEGRATED LED 110V AC, SCREW TERMINAL | 18.35 | TEM | 1 | CP | 0.1 | 1
3SU11530AB201CA0 | ILLUMINATED PUSHBUTTON, 22MM, ROUND, METAL, SHINY, RED, FLAT BUTTON, MOMENTARY CONTACT TYPE, WITH HOLDER, 1NC, LED MODULE, WITH INTEGRATED LED 110V AC, SCREW TERMINAL | 18.35 | TEM | 1 | CP | 0.1 | 1
3SU11530AB301BA0 | ILLUMINATED PUSHBUTTON, 22MM, ROUND, METAL, SHINY, YELLOW, FLAT BUTTON, MOMENTARY CONTACT TYPE, WITH HOLDER, 1NO, LED MODULE, WITH INTEGRATED LED 110V AC, SCREW TERMINAL | 18.35 | TEM | 1 | CP | 0.099 | 1
3SU11530AB301BA0 | ILLUMINATED PUSHBUTTON, 22MM, ROUND, METAL, SHINY, YELLOW, FLAT BUTTON, MOMENTARY CONTACT TYPE, WITH HOLDER, 1NO, LED MODULE, WITH INTEGRATED LED 110V AC, SCREW TERMINAL | 18.35 | TEM | 1 | CP | 0.099 | 1
3SU11530AB401BA0 | ILLUMINATED PUSHBUTTON, 22MM, ROUND, METAL, SHINY, GREEN, FLAT BUTTON, MOMENTARY CONTACT TYPE, WITH HOLDER, 1NO, LED MODULE, WITH INTEGRATED LED 110V AC, SCREW TERMINAL | 18.35 | TEM | 1 | CP | 0.1 | 1
3SU11530AB401BA0 | ILLUMINATED PUSHBUTTON, 22MM, ROUND, METAL, SHINY, GREEN, FLAT BUTTON, MOMENTARY CONTACT TYPE, WITH HOLDER, 1NO, LED MODULE, WITH INTEGRATED LED 110V AC, SCREW TERMINAL | 18.35 | TEM | 1 | CP | 0.1 | 1
3SU11530AB501BA0 | ILLUMINATED PUSHBUTTON, 22MM, ROUND, METAL, SHINY, BLUE, FLAT BUTTON, MOMENTARY CONTACT TYPE, WITH HOLDER, 1NO, LED MODULE, WITH INTEGRATED LED 110V AC, SCREW TERMINAL | 18.35 | TEM | 1 | CP | 0.1 | 1
3SU11530AB501BA0 | ILLUMINATED PUSHBUTTON, 22MM, ROUND, METAL, SHINY, BLUE, FLAT BUTTON, MOMENTARY CONTACT TYPE, WITH HOLDER, 1NO, LED MODULE, WITH INTEGRATED LED 110V AC, SCREW TERMINAL | 18.35 | TEM | 1 | CP | 0.1 | 1
3SU11530AB601BA0 | ILLUMINATED PUSHBUTTON, 22MM, ROUND, METAL, SHINY, WHITE, FLAT BUTTON, MOMENTARY CONTACT TYPE, WITH HOLDER, 1NO, LED MODULE, WITH INTEGRATED LED 110V AC, SCREW TERMINAL | 18.35 | TEM | 1 | CP | 0.097 | 1
3SU11530AB601BA0 | ILLUMINATED PUSHBUTTON, 22MM, ROUND, METAL, SHINY, WHITE, FLAT BUTTON, MOMENTARY CONTACT TYPE, WITH HOLDER, 1NO, LED MODULE, WITH INTEGRATED LED 110V AC, SCREW TERMINAL | 18.35 | TEM | 1 | CP | 0.097 | 1
3SU11530AB701BA0 | ILLUMINATED PUSHBUTTON, 22MM, ROUND, METAL, SHINY, CLEAR, FLAT BUTTON, MOMENTARY CONTACT TYPE, WITH HOLDER, 1NO, LED MODULE, WITH INTEGRATED LED 110V AC, SCREW TERMINAL | 18.35 | TEM | 1 | CP | 0.098 | 1
3SU11530AB701BA0 | ILLUMINATED PUSHBUTTON, 22MM, ROUND, METAL, SHINY, CLEAR, FLAT BUTTON, MOMENTARY CONTACT TYPE, WITH HOLDER, 1NO, LED MODULE, WITH INTEGRATED LED 110V AC, SCREW TERMINAL | 18.35 | TEM | 1 | CP | 0.098 | 1
3SU11536AA201AA0 | INDICATOR LIGHT, 22MM, ROUND, METAL, SHINY, RED, SMOOTH LENS, WITH HOLDER, LED MODULE, WITH INTEGRATED LED 110V AC, SCREW TERMINAL | 13.12 | TEM | 1 | CP | 0.081 | 1
3SU11536AA201AA0 | INDICATOR LIGHT, 22MM, ROUND, METAL, SHINY, RED, SMOOTH LENS, WITH HOLDER, LED MODULE, WITH INTEGRATED LED 110V AC, SCREW TERMINAL | 13.12 | TEM | 1 | CP | 0.081 | 1
3SU11536AA301AA0 | INDICATOR LIGHT, 22MM, ROUND, METAL, SHINY, YELLOW, SMOOTH LENS, WITH HOLDER, LED MODULE, WITH INTEGRATED LED 110V AC, SCREW TERMINAL | 13.12 | TEM | 1 | CP | 0.082 | 1
3SU11536AA301AA0 | INDICATOR LIGHT, 22MM, ROUND, METAL, SHINY, YELLOW, SMOOTH LENS, WITH HOLDER, LED MODULE, WITH INTEGRATED LED 110V AC, SCREW TERMINAL | 13.12 | TEM | 1 | CP | 0.082 | 1
3SU11536AA401AA0 | INDICATOR LIGHT, 22MM, ROUND, METAL, SHINY, GREEN, SMOOTH LENS, WITH HOLDER, LED MODULE, WITH INTEGRATED LED 110V AC, SCREW TERMINAL | 13.12 | TEM | 1 | CP | 0.082 | 1
3SU11536AA401AA0 | INDICATOR LIGHT, 22MM, ROUND, METAL, SHINY, GREEN, SMOOTH LENS, WITH HOLDER, LED MODULE, WITH INTEGRATED LED 110V AC, SCREW TERMINAL | 13.12 | TEM | 1 | CP | 0.082 | 1
3SU11536AA501AA0 | INDICATOR LIGHT, 22MM, ROUND, METAL, SHINY, BLUE, SMOOTH LENS, WITH HOLDER, LED MODULE, WITH INTEGRATED LED 110V AC, SCREW TERMINAL | 13.12 | TEM | 1 | CP | 0.087 | 1
3SU11536AA501AA0 | INDICATOR LIGHT, 22MM, ROUND, METAL, SHINY, BLUE, SMOOTH LENS, WITH HOLDER, LED MODULE, WITH INTEGRATED LED 110V AC, SCREW TERMINAL | 13.12 | TEM | 1 | CP | 0.087 | 1
3SU11536AA601AA0 | INDICATOR LIGHT, 22MM, ROUND, METAL, SHINY, WHITE, SMOOTH LENS, WITH HOLDER, LED MODULE, WITH INTEGRATED LED 110V AC, SCREW TERMINAL | 13.12 | TEM | 1 | CP | 0.083 | 1
3SU11536AA601AA0 | INDICATOR LIGHT, 22MM, ROUND, METAL, SHINY, WHITE, SMOOTH LENS, WITH HOLDER, LED MODULE, WITH INTEGRATED LED 110V AC, SCREW TERMINAL | 13.12 | TEM | 1 | CP | 0.083 | 1
3SU11560AB201CA0 | ILLUMINATED PUSHBUTTON, 22MM, ROUND, METAL, SHINY, RED, FLAT BUTTON, MOMENTARY CONTACT TYPE, WITH HOLDER, 1NC, LED MODULE, WITH INTEGRATED LED 230V AC, SCREW TERMINAL | 18.35 | TEM | 1 | CP | 0.098 | 1
3SU11560AB201CA0 | ILLUMINATED PUSHBUTTON, 22MM, ROUND, METAL, SHINY, RED, FLAT BUTTON, MOMENTARY CONTACT TYPE, WITH HOLDER, 1NC, LED MODULE, WITH INTEGRATED LED 230V AC, SCREW TERMINAL | 18.35 | TEM | 1 | CP | 0.098 | 1
3SU11560AB301BA0 | ILLUMINATED PUSHBUTTON, 22MM, ROUND, METAL, SHINY, YELLOW, FLAT BUTTON, MOMENTARY CONTACT TYPE, WITH HOLDER, 1NO, LED MODULE, WITH INTEGRATED LED 230V AC, SCREW TERMINAL | 18.35 | TEM | 1 | CP | 0.099 | 1
3SU11560AB301BA0 | ILLUMINATED PUSHBUTTON, 22MM, ROUND, METAL, SHINY, YELLOW, FLAT BUTTON, MOMENTARY CONTACT TYPE, WITH HOLDER, 1NO, LED MODULE, WITH INTEGRATED LED 230V AC, SCREW TERMINAL | 18.35 | TEM | 1 | CP | 0.099 | 1
3SU11560AB401BA0 | ILLUMINATED PUSHBUTTON, 22MM, ROUND, METAL, SHINY, GREEN, FLAT BUTTON, MOMENTARY CONTACT TYPE, WITH HOLDER, 1NO, LED MODULE, WITH INTEGRATED LED 230V AC, SCREW TERMINAL | 18.35 | TEM | 1 | CP | 0.098 | 1
3SU11560AB401BA0 | ILLUMINATED PUSHBUTTON, 22MM, ROUND, METAL, SHINY, GREEN, FLAT BUTTON, MOMENTARY CONTACT TYPE, WITH HOLDER, 1NO, LED MODULE, WITH INTEGRATED LED 230V AC, SCREW TERMINAL | 18.35 | TEM | 1 | CP | 0.098 | 1
3SU11560AB501BA0 | ILLUMINATED PUSHBUTTON, 22MM, ROUND, METAL, SHINY, BLUE, FLAT BUTTON, MOMENTARY CONTACT TYPE, WITH HOLDER, 1NO, LED MODULE, WITH INTEGRATED LED 230V AC, SCREW TERMINAL | 18.35 | TEM | 1 | CP | 0.098 | 1
3SU11560AB501BA0 | ILLUMINATED PUSHBUTTON, 22MM, ROUND, METAL, SHINY, BLUE, FLAT BUTTON, MOMENTARY CONTACT TYPE, WITH HOLDER, 1NO, LED MODULE, WITH INTEGRATED LED 230V AC, SCREW TERMINAL | 18.35 | TEM | 1 | CP | 0.098 | 1
3SU11560AB601BA0 | ILLUMINATED PUSHBUTTON, 22MM, ROUND, METAL, SHINY, WHITE, FLAT BUTTON, MOMENTARY CONTACT TYPE, WITH HOLDER, 1NO, LED MODULE, WITH INTEGRATED LED 230V AC, SCREW TERMINAL | 18.35 | TEM | 1 | CP | 0.1 | 1
3SU11560AB601BA0 | ILLUMINATED PUSHBUTTON, 22MM, ROUND, METAL, SHINY, WHITE, FLAT BUTTON, MOMENTARY CONTACT TYPE, WITH HOLDER, 1NO, LED MODULE, WITH INTEGRATED LED 230V AC, SCREW TERMINAL | 18.35 | TEM | 1 | CP | 0.1 | 1
3SU11560AB701BA0 | ILLUMINATED PUSHBUTTON, 22MM, ROUND, METAL, SHINY, CLEAR, FLAT BUTTON, MOMENTARY CONTACT TYPE, WITH HOLDER, 1NO, LED MODULE, WITH INTEGRATED LED 230V AC, SCREW TERMINAL | 18.35 | TEM | 1 | CP | 0.098 | 1
3SU11560AB701BA0 | ILLUMINATED PUSHBUTTON, 22MM, ROUND, METAL, SHINY, CLEAR, FLAT BUTTON, MOMENTARY CONTACT TYPE, WITH HOLDER, 1NO, LED MODULE, WITH INTEGRATED LED 230V AC, SCREW TERMINAL | 18.35 | TEM | 1 | CP | 0.098 | 1
3SU11566AA201AA0 | INDICATOR LIGHT, 22MM, ROUND, METAL, SHINY, RED, SMOOTH LENS, WITH HOLDER, LED MODULE, WITH INTEGRATED LED 230V AC, SCREW TERMINAL | 13.12 | TEM | 1 | CP | 0.079 | 1
3SU11566AA201AA0 | INDICATOR LIGHT, 22MM, ROUND, METAL, SHINY, RED, SMOOTH LENS, WITH HOLDER, LED MODULE, WITH INTEGRATED LED 230V AC, SCREW TERMINAL | 13.12 | TEM | 1 | CP | 0.079 | 1
3SU11566AA301AA0 | INDICATOR LIGHT, 22MM, ROUND, METAL, SHINY, YELLOW, SMOOTH LENS, WITH HOLDER, LED MODULE, WITH INTEGRATED LED 230V AC, SCREW TERMINAL | 13.12 | TEM | 1 | CP | 0.081 | 1
3SU11566AA301AA0 | INDICATOR LIGHT, 22MM, ROUND, METAL, SHINY, YELLOW, SMOOTH LENS, WITH HOLDER, LED MODULE, WITH INTEGRATED LED 230V AC, SCREW TERMINAL | 13.12 | TEM | 1 | CP | 0.081 | 1
3SU11566AA401AA0 | INDICATOR LIGHT, 22MM, ROUND, METAL, SHINY, GREEN, SMOOTH LENS, WITH HOLDER, LED MODULE, WITH INTEGRATED LED 230V AC, SCREW TERMINAL | 13.12 | TEM | 1 | CP | 0.082 | 1
3SU11566AA401AA0 | INDICATOR LIGHT, 22MM, ROUND, METAL, SHINY, GREEN, SMOOTH LENS, WITH HOLDER, LED MODULE, WITH INTEGRATED LED 230V AC, SCREW TERMINAL | 13.12 | TEM | 1 | CP | 0.082 | 1
3SU11566AA501AA0 | INDICATOR LIGHT, 22MM, ROUND, METAL, SHINY, BLUE, SMOOTH LENS, WITH HOLDER, LED MODULE, WITH INTEGRATED LED 230V AC, SCREW TERMINAL | 13.12 | TEM | 1 | CP | 0.081 | 1
3SU11566AA501AA0 | INDICATOR LIGHT, 22MM, ROUND, METAL, SHINY, BLUE, SMOOTH LENS, WITH HOLDER, LED MODULE, WITH INTEGRATED LED 230V AC, SCREW TERMINAL | 13.12 | TEM | 1 | CP | 0.081 | 1
3SU11566AA601AA0 | INDICATOR LIGHT, 22MM, ROUND, METAL, SHINY, WHITE, SMOOTH LENS, WITH HOLDER, LED MODULE, WITH INTEGRATED LED 230V AC, SCREW TERMINAL | 13.12 | TEM | 1 | CP | 0.086 | 1
3SU11566AA601AA0 | INDICATOR LIGHT, 22MM, ROUND, METAL, SHINY, WHITE, SMOOTH LENS, WITH HOLDER, LED MODULE, WITH INTEGRATED LED 230V AC, SCREW TERMINAL | 13.12 | TEM | 1 | CP | 0.086 | 1
3SU12001SK102SA0 | SENSOR SWITCH, COMPACT, 22MM, ROUND, PLASTIC, BLACK, MOMENTARY CONTACT TYPE, WITH HOLDER, OPERATING VOLTAGE 24V DC, M12 PLUG, 4-POLE | 251.74 | TEM | 1 | CP | 0.131 | 1
3SU12001SK102SA0 | SENSOR SWITCH, COMPACT, 22MM, ROUND, PLASTIC, BLACK, MOMENTARY CONTACT TYPE, WITH HOLDER, OPERATING VOLTAGE 24V DC, M12 PLUG, 4-POLE | 251.74 | TEM | 1 | CP | 0.131 | 1
3SU12002PQ101AA0 | POTENTIOMETER, COMPACT, 22MM, ROUND, PLASTIC, BLACK, 1K OHMS, WITH HOLDER, SCREW TERMINALS | 27.78 | TEM | 1 | CP | 0.065 | 1
3SU12002PQ101AA0 | POTENTIOMETER, COMPACT, 22MM, ROUND, PLASTIC, BLACK, 1K OHMS, WITH HOLDER, SCREW TERMINALS | 27.78 | TEM | 1 | CP | 0.065 | 1
3SU12002PR101AA0 | POTENTIOMETER, COMPACT, 22MM, ROUND, PLASTIC, BLACK, 4.7K OHMS, WITH HOLDER, SCREW TERMINALS | 27.78 | TEM | 1 | CP | 0.065 | 1
3SU12002PR101AA0 | POTENTIOMETER, COMPACT, 22MM, ROUND, PLASTIC, BLACK, 4.7K OHMS, WITH HOLDER, SCREW TERMINALS | 27.78 | TEM | 1 | CP | 0.065 | 1
3SU12002PS101AA0 | POTENTIOMETER, COMPACT, 22MM, ROUND, PLASTIC, BLACK, 10K OHMS, WITH HOLDER, SCREW TERMINALS | 27.78 | TEM | 1 | CP | 0.064 | 1
3SU12002PS101AA0 | POTENTIOMETER, COMPACT, 22MM, ROUND, PLASTIC, BLACK, 10K OHMS, WITH HOLDER, SCREW TERMINALS | 27.78 | TEM | 1 | CP | 0.064 | 1
3SU14001AA101BA0 | CONTACT MODULE WITH 1 CONTACT ELEMENT, 1NO, SCREW TERMINAL, FOR FRONT PLATE MOUNTING | 3.28 | TEM | 1 | CP | 0.01 | 1
3SU14001AA101BA0 | CONTACT MODULE WITH 1 CONTACT ELEMENT, 1NO, SCREW TERMINAL, FOR FRONT PLATE MOUNTING | 3.28 | TEM | 1 | CP | 0.01 | 1
3SU14001AA101CA0 | CONTACT MODULE WITH 1 CONTACT ELEMENT, 1NC, SCREW TERMINAL, FOR FRONT PLATE MOUNTING | 3.28 | TEM | 1 | CP | 0.01 | 1
3SU14001AA101CA0 | CONTACT MODULE WITH 1 CONTACT ELEMENT, 1NC, SCREW TERMINAL, FOR FRONT PLATE MOUNTING | 3.28 | TEM | 1 | CP | 0.01 | 1
3SU14001AA103BA0 | CONTACT MODULE WITH 1 CONTACT ELEMENT, 1NO, SPRING-TYPE TERMINAL, FOR FRONT PLATE MOUNTING | 3.9 | TEM | 1 | CP | 0.009 | 1
3SU14001AA103BA0 | CONTACT MODULE WITH 1 CONTACT ELEMENT, 1NO, SPRING-TYPE TERMINAL, FOR FRONT PLATE MOUNTING | 3.9 | TEM | 1 | CP | 0.009 | 1
3SU14001AA103CA0 | CONTACT MODULE WITH 1 CONTACT ELEMENT, 1NC, SPRING-TYPE TERMINAL, FOR FRONT PLATE MOUNTING | 3.9 | TEM | 1 | CP | 0.01 | 1
3SU14001AA103CA0 | CONTACT MODULE WITH 1 CONTACT ELEMENT, 1NC, SPRING-TYPE TERMINAL, FOR FRONT PLATE MOUNTING | 3.9 | TEM | 1 | CP | 0.01 | 1
3SU14001GC101AA0 | ELECTRONIC MODULE FOR ID KEY-OPERATED SWITCH, BLACK, OPERATING VOLTAGE 24V DC, GROUP-ID, SCREW TERMINAL, FOR FRONT PLATE MOUNTING | 103.12 | TEM | 1 | CP | 0.06 | 1
3SU14001GC101AA0 | ELECTRONIC MODULE FOR ID KEY-OPERATED SWITCH, BLACK, OPERATING VOLTAGE 24V DC, GROUP-ID, SCREW TERMINAL, FOR FRONT PLATE MOUNTING | 103.12 | TEM | 1 | CP | 0.06 | 1
3SU14001GD101AA0 | ELECTRONIC MODULE FOR ID KEY-OPERATED SWITCH, BLACK, OPERATING VOLTAGE 24V DC, IO-LINK, SCREW TERMINAL, FOR FRONT PLATE MOUNTING | 131.92 | TEM | 1 | CP | 0.066 | 1
3SU14001GD101AA0 | ELECTRONIC MODULE FOR ID KEY-OPERATED SWITCH, BLACK, OPERATING VOLTAGE 24V DC, IO-LINK, SCREW TERMINAL, FOR FRONT PLATE MOUNTING | 131.92 | TEM | 1 | CP | 0.066 | 1
3SU14002AA101BA0 | CONTACT MODULE WITH 1 CONTACT ELEMENT, 1NO, SCREW TERMINAL, FOR BASE MOUNTING | 4 | TEM | 1 | CP | 0.01 | 1
3SU14002AA101BA0 | CONTACT MODULE WITH 1 CONTACT ELEMENT, 1NO, SCREW TERMINAL, FOR BASE MOUNTING | 4 | TEM | 1 | CP | 0.01 | 1
3SU14002AA101CA0 | CONTACT MODULE WITH 1 CONTACT ELEMENT, 1NC, SCREW TERMINAL, FOR BASE MOUNTING | 4 | TEM | 1 | CP | 0.01 | 1
3SU14002AA101CA0 | CONTACT MODULE WITH 1 CONTACT ELEMENT, 1NC, SCREW TERMINAL, FOR BASE MOUNTING | 4 | TEM | 1 | CP | 0.01 | 1
3SU14011BB201AA0 | LED MODULE WITH INTEGRATED LED 24V AC/DC, RED, SCREW TERMINAL, FOR FRONT PLATE MOUNTING | 4.92 | TEM | 1 | CP | 0.009 | 1
3SU14011BB201AA0 | LED MODULE WITH INTEGRATED LED 24V AC/DC, RED, SCREW TERMINAL, FOR FRONT PLATE MOUNTING | 4.92 | TEM | 1 | CP | 0.009 | 1
3SU14011BB301AA0 | LED MODULE WITH INTEGRATED LED 24V AC/DC, YELLOW, SCREW TERMINAL, FOR FRONT PLATE MOUNTING | 4.92 | TEM | 1 | CP | 0.01 | 1
3SU14011BB301AA0 | LED MODULE WITH INTEGRATED LED 24V AC/DC, YELLOW, SCREW TERMINAL, FOR FRONT PLATE MOUNTING | 4.92 | TEM | 1 | CP | 0.01 | 1
3SU14011BB401AA0 | LED MODULE WITH INTEGRATED LED 24V AC/DC, GREEN, SCREW TERMINAL, FOR FRONT PLATE MOUNTING | 4.92 | TEM | 1 | CP | 0.01 | 1
3SU14011BB401AA0 | LED MODULE WITH INTEGRATED LED 24V AC/DC, GREEN, SCREW TERMINAL, FOR FRONT PLATE MOUNTING | 4.92 | TEM | 1 | CP | 0.01 | 1
3SU14011BB501AA0 | LED MODULE WITH INTEGRATED LED 24V AC/DC, BLUE, SCREW TERMINAL, FOR FRONT PLATE MOUNTING | 4.92 | TEM | 1 | CP | 0.009 | 1
3SU14011BB501AA0 | LED MODULE WITH INTEGRATED LED 24V AC/DC, BLUE, SCREW TERMINAL, FOR FRONT PLATE MOUNTING | 4.92 | TEM | 1 | CP | 0.009 | 1
3SU14011BB601AA0 | LED MODULE WITH INTEGRATED LED 24V AC/DC, WHITE, SCREW TERMINAL, FOR FRONT PLATE MOUNTING | 4.92 | TEM | 1 | CP | 0.01 | 1
3SU14011BB601AA0 | LED MODULE WITH INTEGRATED LED 24V AC/DC, WHITE, SCREW TERMINAL, FOR FRONT PLATE MOUNTING | 4.92 | TEM | 1 | CP | 0.01 | 1
3SU14011BC201AA0 | LED MODULE WITH INTEGRATED LED 110V AC, RED, SCREW TERMINAL, FOR FRONT PLATE MOUNTING | 8.82 | TEM | 1 | CP | 0.01 | 1
3SU14011BC201AA0 | LED MODULE WITH INTEGRATED LED 110V AC, RED, SCREW TERMINAL, FOR FRONT PLATE MOUNTING | 8.82 | TEM | 1 | CP | 0.01 | 1
3SU14011BC301AA0 | LED MODULE WITH INTEGRATED LED 110V AC, YELLOW, SCREW TERMINAL, FOR FRONT PLATE MOUNTING | 8.82 | TEM | 1 | CP | 0.01 | 1
3SU14011BC301AA0 | LED MODULE WITH INTEGRATED LED 110V AC, YELLOW, SCREW TERMINAL, FOR FRONT PLATE MOUNTING | 8.82 | TEM | 1 | CP | 0.01 | 1
3SU14011BC401AA0 | LED MODULE WITH INTEGRATED LED 110V AC, GREEN, SCREW TERMINAL, FOR FRONT PLATE MOUNTING | 8.82 | TEM | 1 | CP | 0.01 | 1
3SU14011BC401AA0 | LED MODULE WITH INTEGRATED LED 110V AC, GREEN, SCREW TERMINAL, FOR FRONT PLATE MOUNTING | 8.82 | TEM | 1 | CP | 0.01 | 1
3SU14011BC501AA0 | LED MODULE WITH INTEGRATED LED 110V AC, BLUE, SCREW TERMINAL, FOR FRONT PLATE MOUNTING | 8.82 | TEM | 1 | CP | 0.01 | 1
3SU14011BC501AA0 | LED MODULE WITH INTEGRATED LED 110V AC, BLUE, SCREW TERMINAL, FOR FRONT PLATE MOUNTING | 8.82 | TEM | 1 | CP | 0.01 | 1
3SU14011BC601AA0 | LED MODULE WITH INTEGRATED LED 110V AC, WHITE, SCREW TERMINAL, FOR FRONT PLATE MOUNTING | 8.82 | TEM | 1 | CP | 0.01 | 1
3SU14011BC601AA0 | LED MODULE WITH INTEGRATED LED 110V AC, WHITE, SCREW TERMINAL, FOR FRONT PLATE MOUNTING | 8.82 | TEM | 1 | CP | 0.01 | 1
3SU14011BF201AA0 | LED MODULE WITH INTEGRATED LED 230V AC, RED, SCREW TERMINAL, FOR FRONT PLATE MOUNTING | 8.82 | TEM | 1 | CP | 0.01 | 1
3SU14011BF201AA0 | LED MODULE WITH INTEGRATED LED 230V AC, RED, SCREW TERMINAL, FOR FRONT PLATE MOUNTING | 8.82 | TEM | 1 | CP | 0.01 | 1
3SU14011BF301AA0 | LED MODULE WITH INTEGRATED LED 230V AC, YELLOW, SCREW TERMINAL, FOR FRONT PLATE MOUNTING | 8.82 | TEM | 1 | CP | 0.012 | 1
3SU14011BF301AA0 | LED MODULE WITH INTEGRATED LED 230V AC, YELLOW, SCREW TERMINAL, FOR FRONT PLATE MOUNTING | 8.82 | TEM | 1 | CP | 0.012 | 1
3SU14011BF401AA0 | LED MODULE WITH INTEGRATED LED 230V AC, GREEN, SCREW TERMINAL, FOR FRONT PLATE MOUNTING | 8.82 | TEM | 1 | CP | 0.01 | 1
3SU14011BF401AA0 | LED MODULE WITH INTEGRATED LED 230V AC, GREEN, SCREW TERMINAL, FOR FRONT PLATE MOUNTING | 8.82 | TEM | 1 | CP | 0.01 | 1
3SU14011BF501AA0 | LED MODULE WITH INTEGRATED LED 230V AC, BLUE, SCREW TERMINAL, FOR FRONT PLATE MOUNTING | 8.82 | TEM | 1 | CP | 0.01 | 1
3SU14011BF501AA0 | LED MODULE WITH INTEGRATED LED 230V AC, BLUE, SCREW TERMINAL, FOR FRONT PLATE MOUNTING | 8.82 | TEM | 1 | CP | 0.01 | 1
3SU14011BF601AA0 | LED MODULE WITH INTEGRATED LED 230V AC, WHITE, SCREW TERMINAL, FOR FRONT PLATE MOUNTING | 8.82 | TEM | 1 | CP | 0.011 | 1
3SU14011BF601AA0 | LED MODULE WITH INTEGRATED LED 230V AC, WHITE, SCREW TERMINAL, FOR FRONT PLATE MOUNTING | 8.82 | TEM | 1 | CP | 0.011 | 1
3SU14011BG201AA0 | LED MODULE WITH INTEGRATED LED 6-24V AC/DC RED, SCREW TERMINAL, FOR FRONT PLATE MOUNTING | 5.95 | TEM | 1 | CP | 0.01 | 1
3SU14011BG201AA0 | LED MODULE WITH INTEGRATED LED 6-24V AC/DC RED, SCREW TERMINAL, FOR FRONT PLATE MOUNTING | 5.95 | TEM | 1 | CP | 0.01 | 1
3SU14011BG301AA0 | LED MODULE WITH INTEGRATED LED 6-24V AC/DC YELLOW, SCREW TERMINAL, FOR FRONT PLATE MOUNTING | 5.95 | TEM | 1 | CP | 0.01 | 1
3SU14011BG301AA0 | LED MODULE WITH INTEGRATED LED 6-24V AC/DC YELLOW, SCREW TERMINAL, FOR FRONT PLATE MOUNTING | 5.95 | TEM | 1 | CP | 0.01 | 1
3SU14011BG401AA0 | LED MODULE WITH INTEGRATED LED 6-24V AC/DC GREEN, SCREW TERMINAL, FOR FRONT PLATE MOUNTING | 5.95 | TEM | 1 | CP | 0.01 | 1
3SU14011BG401AA0 | LED MODULE WITH INTEGRATED LED 6-24V AC/DC GREEN, SCREW TERMINAL, FOR FRONT PLATE MOUNTING | 5.95 | TEM | 1 | CP | 0.01 | 1
3SU14011BG501AA0 | LED MODULE WITH INTEGRATED LED 6-24V AC/DC BLUE, SCREW TERMINAL, FOR FRONT PLATE MOUNTING | 5.95 | TEM | 1 | CP | 0.01 | 1
3SU14011BG501AA0 | LED MODULE WITH INTEGRATED LED 6-24V AC/DC BLUE, SCREW TERMINAL, FOR FRONT PLATE MOUNTING | 5.95 | TEM | 1 | CP | 0.01 | 1
3SU14011BG601AA0 | LED MODULE WITH INTEGRATED LED 6-24V AC/DC WHITE, SCREW TERMINAL, FOR FRONT PLATE MOUNTING | 5.95 | TEM | 1 | CP | 0.01 | 1
3SU14011BG601AA0 | LED MODULE WITH INTEGRATED LED 6-24V AC/DC WHITE, SCREW TERMINAL, FOR FRONT PLATE MOUNTING | 5.95 | TEM | 1 | CP | 0.01 | 1
3SU14011BH201AA0 | LED MODULE WITH INTEGRATED LED, 24-240V AC/DC, RED, SCREW TERMINAL, FOR FRONT PLATE MOUNTING | 10.56 | TEM | 1 | CP | 0.011 | 1
3SU14011BH201AA0 | LED MODULE WITH INTEGRATED LED, 24-240V AC/DC, RED, SCREW TERMINAL, FOR FRONT PLATE MOUNTING | 10.56 | TEM | 1 | CP | 0.011 | 1
3SU14011BH203AA0 | LED MODULE WITH INTEGRATED LED, 24-240V AC/DC, RED, SPRING-TYPE TERMINAL, FOR FRONT PLATE MOUNTING | 11.58 | TEM | 1 | CP | 0.01 | 1
3SU14011BH203AA0 | LED MODULE WITH INTEGRATED LED, 24-240V AC/DC, RED, SPRING-TYPE TERMINAL, FOR FRONT PLATE MOUNTING | 11.58 | TEM | 1 | CP | 0.01 | 1
3SU14011BH301AA0 | LED MODULE WITH INTEGRATED LED, 24-240V AC/DC, YELLOW, SCREW TERMINAL, FOR FRONT PLATE MOUNTING | 10.56 | TEM | 1 | CP | 0.011 | 1
3SU14011BH301AA0 | LED MODULE WITH INTEGRATED LED, 24-240V AC/DC, YELLOW, SCREW TERMINAL, FOR FRONT PLATE MOUNTING | 10.56 | TEM | 1 | CP | 0.011 | 1
3SU14011BH303AA0 | LED MODULE WITH INTEGRATED LED, 24-240V AC/DC, YELLOW, SPRING-TYPE TERMINAL, FOR FRONT PLATE MOUNTING | 11.58 | TEM | 1 | CP | 0.01 | 1
3SU14011BH303AA0 | LED MODULE WITH INTEGRATED LED, 24-240V AC/DC, YELLOW, SPRING-TYPE TERMINAL, FOR FRONT PLATE MOUNTING | 11.58 | TEM | 1 | CP | 0.01 | 1
3SU14011BH401AA0 | LED MODULE WITH INTEGRATED LED, 24-240V AC/DC, GREEN, SCREW TERMINAL, FOR FRONT PLATE MOUNTING | 10.56 | TEM | 1 | CP | 0.011 | 1
3SU14011BH401AA0 | LED MODULE WITH INTEGRATED LED, 24-240V AC/DC, GREEN, SCREW TERMINAL, FOR FRONT PLATE MOUNTING | 10.56 | TEM | 1 | CP | 0.011 | 1
3SU14011BH403AA0 | LED MODULE WITH INTEGRATED LED, 24-240V AC/DC, GREEN, SPRING-TYPE TERMINAL, FOR FRONT PLATE MOUNTING | 11.58 | TEM | 1 | CP | 0.01 | 1
3SU14011BH403AA0 | LED MODULE WITH INTEGRATED LED, 24-240V AC/DC, GREEN, SPRING-TYPE TERMINAL, FOR FRONT PLATE MOUNTING | 11.58 | TEM | 1 | CP | 0.01 | 1
3SU14011BH501AA0 | LED MODULE WITH INTEGRATED LED, 24-240V AC/DC, BLUE, SCREW TERMINAL, FOR FRONT PLATE MOUNTING | 10.56 | TEM | 1 | CP | 0.011 | 1
3SU14011BH501AA0 | LED MODULE WITH INTEGRATED LED, 24-240V AC/DC, BLUE, SCREW TERMINAL, FOR FRONT PLATE MOUNTING | 10.56 | TEM | 1 | CP | 0.011 | 1
3SU14011BH601AA0 | LED MODULE WITH INTEGRATED LED, 24-240V AC/DC, WHITE, SCREW TERMINAL, FOR FRONT PLATE MOUNTING | 10.56 | TEM | 1 | CP | 0.011 | 1
3SU14011BH601AA0 | LED MODULE WITH INTEGRATED LED, 24-240V AC/DC, WHITE, SCREW TERMINAL, FOR FRONT PLATE MOUNTING | 10.56 | TEM | 1 | CP | 0.011 | 1
3SU14011BH603AA0 | LED MODULE WITH INTEGRATED LED, 24-240V AC/DC, WHITE, SPRING-TYPE TERMINAL, FOR FRONT PLATE MOUNTING | 11.58 | TEM | 1 | CP | 0.01 | 1
3SU14011BH603AA0 | LED MODULE WITH INTEGRATED LED, 24-240V AC/DC, WHITE, SPRING-TYPE TERMINAL, FOR FRONT PLATE MOUNTING | 11.58 | TEM | 1 | CP | 0.01 | 1
3SU14012BB201AA0 | LED MODULE WITH INTEGRATED LED 24V AC/DC, RED, SCREW TERMINAL, FOR BASE MOUNTING | 5.23 | TEM | 1 | CP | 0.01 | 1
3SU14012BB201AA0 | LED MODULE WITH INTEGRATED LED 24V AC/DC, RED, SCREW TERMINAL, FOR BASE MOUNTING | 5.23 | TEM | 1 | CP | 0.01 | 1
3SU14012BB301AA0 | LED MODULE WITH INTEGRATED LED 24V AC/DC, YELLOW, SCREW TERMINAL, FOR BASE MOUNTING | 5.23 | TEM | 1 | CP | 0.01 | 1
3SU14012BB301AA0 | LED MODULE WITH INTEGRATED LED 24V AC/DC, YELLOW, SCREW TERMINAL, FOR BASE MOUNTING | 5.23 | TEM | 1 | CP | 0.01 | 1
3SU14012BB401AA0 | LED MODULE WITH INTEGRATED LED 24V AC/DC, GREEN, SCREW TERMINAL, FOR BASE MOUNTING | 5.23 | TEM | 1 | CP | 0.01 | 1
3SU14012BB401AA0 | LED MODULE WITH INTEGRATED LED 24V AC/DC, GREEN, SCREW TERMINAL, FOR BASE MOUNTING | 5.23 | TEM | 1 | CP | 0.01 | 1
3SU14012BB501AA0 | LED MODULE WITH INTEGRATED LED 24V AC/DC, BLUE, SCREW TERMINAL, FOR BASE MOUNTING | 5.23 | TEM | 1 | CP | 0.01 | 1
3SU14012BB501AA0 | LED MODULE WITH INTEGRATED LED 24V AC/DC, BLUE, SCREW TERMINAL, FOR BASE MOUNTING | 5.23 | TEM | 1 | CP | 0.01 | 1
3SU14012BB601AA0 | LED MODULE WITH INTEGRATED LED 24V AC/DC, WHITE, SCREW TERMINAL, FOR BASE MOUNTING | 5.23 | TEM | 1 | CP | 0.01 | 1
3SU14012BB601AA0 | LED MODULE WITH INTEGRATED LED 24V AC/DC, WHITE, SCREW TERMINAL, FOR BASE MOUNTING | 5.23 | TEM | 1 | CP | 0.01 | 1
3SU14012BC201AA0 | LED MODULE WITH INTEGRATED LED 110V AC, RED, SCREW TERMINAL, FOR BASE MOUNTING | 10.15 | TEM | 1 | CP | 0.01 | 1
3SU14012BC201AA0 | LED MODULE WITH INTEGRATED LED 110V AC, RED, SCREW TERMINAL, FOR BASE MOUNTING | 10.15 | TEM | 1 | CP | 0.01 | 1
3SU14012BC301AA0 | LED MODULE WITH INTEGRATED LED 110V AC, YELLOW, SCREW TERMINAL, FOR BASE MOUNTING | 10.15 | TEM | 1 | CP | 0.01 | 1
3SU14012BC301AA0 | LED MODULE WITH INTEGRATED LED 110V AC, YELLOW, SCREW TERMINAL, FOR BASE MOUNTING | 10.15 | TEM | 1 | CP | 0.01 | 1
3SU14012BC401AA0 | LED MODULE WITH INTEGRATED LED 110V AC, GREEN, SCREW TERMINAL, FOR BASE MOUNTING | 10.15 | TEM | 1 | CP | 0.01 | 1
3SU14012BC401AA0 | LED MODULE WITH INTEGRATED LED 110V AC, GREEN, SCREW TERMINAL, FOR BASE MOUNTING | 10.15 | TEM | 1 | CP | 0.01 | 1
3SU14012BC501AA0 | LED MODULE WITH INTEGRATED LED 110V AC, BLUE, SCREW TERMINAL, FOR BASE MOUNTING | 10.15 | TEM | 1 | CP | 0.01 | 1
3SU14012BC501AA0 | LED MODULE WITH INTEGRATED LED 110V AC, BLUE, SCREW TERMINAL, FOR BASE MOUNTING | 10.15 | TEM | 1 | CP | 0.01 | 1
3SU14012BC601AA0 | LED MODULE WITH INTEGRATED LED 110V AC, WHITE, SCREW TERMINAL, FOR BASE MOUNTING | 10.15 | TEM | 1 | CP | 0.011 | 1
3SU14012BC601AA0 | LED MODULE WITH INTEGRATED LED 110V AC, WHITE, SCREW TERMINAL, FOR BASE MOUNTING | 10.15 | TEM | 1 | CP | 0.011 | 1
3SU14012BF201AA0 | LED MODULE WITH INTEGRATED LED 230V AC, RED, SCREW TERMINAL, FOR BASE MOUNTING | 10.15 | TEM | 1 | CP | 0.01 | 1
3SU14012BF201AA0 | LED MODULE WITH INTEGRATED LED 230V AC, RED, SCREW TERMINAL, FOR BASE MOUNTING | 10.15 | TEM | 1 | CP | 0.01 | 1
3SU14012BF301AA0 | LED MODULE WITH INTEGRATED LED 230V AC, YELLOW, SCREW TERMINAL, FOR BASE MOUNTING | 10.15 | TEM | 1 | CP | 0.012 | 1
3SU14012BF301AA0 | LED MODULE WITH INTEGRATED LED 230V AC, YELLOW, SCREW TERMINAL, FOR BASE MOUNTING | 10.15 | TEM | 1 | CP | 0.012 | 1
3SU14012BF401AA0 | LED MODULE WITH INTEGRATED LED 230V AC, GREEN, SCREW TERMINAL, FOR BASE MOUNTING | 10.15 | TEM | 1 | CP | 0.01 | 1
3SU14012BF401AA0 | LED MODULE WITH INTEGRATED LED 230V AC, GREEN, SCREW TERMINAL, FOR BASE MOUNTING | 10.15 | TEM | 1 | CP | 0.01 | 1
3SU14012BF501AA0 | LED MODULE WITH INTEGRATED LED 230V AC, BLUE, SCREW TERMINAL, FOR BASE MOUNTING | 10.15 | TEM | 1 | CP | 0.01 | 1
3SU14012BF501AA0 | LED MODULE WITH INTEGRATED LED 230V AC, BLUE, SCREW TERMINAL, FOR BASE MOUNTING | 10.15 | TEM | 1 | CP | 0.01 | 1
3SU14012BF601AA0 | LED MODULE WITH INTEGRATED LED 230V AC, WHITE, SCREW TERMINAL, FOR BASE MOUNTING | 10.15 | TEM | 1 | CP | 0.012 | 1
3SU14012BF601AA0 | LED MODULE WITH INTEGRATED LED 230V AC, WHITE, SCREW TERMINAL, FOR BASE MOUNTING | 10.15 | TEM | 1 | CP | 0.012 | 1
3SU14012BG201AA0 | LED MODULE WITH INTEGRATED LED 6-24V AC/DC RED, SCREW TERMINAL, FOR BASE MOUNTING | 6.15 | TEM | 1 | CP | 0.01 | 1
3SU14012BG201AA0 | LED MODULE WITH INTEGRATED LED 6-24V AC/DC RED, SCREW TERMINAL, FOR BASE MOUNTING | 6.15 | TEM | 1 | CP | 0.01 | 1
3SU14012BG301AA0 | LED MODULE WITH INTEGRATED LED 6-24V AC/DC YELLOW, SCREW TERMINAL, FOR BASE MOUNTING | 6.15 | TEM | 1 | CP | 0.01 | 1
3SU14012BG301AA0 | LED MODULE WITH INTEGRATED LED 6-24V AC/DC YELLOW, SCREW TERMINAL, FOR BASE MOUNTING | 6.15 | TEM | 1 | CP | 0.01 | 1
3SU14012BG401AA0 | LED MODULE WITH INTEGRATED LED 6-24V AC/DC GREEN, SCREW TERMINAL, FOR BASE MOUNTING | 6.15 | TEM | 1 | CP | 0.01 | 1
3SU14012BG401AA0 | LED MODULE WITH INTEGRATED LED 6-24V AC/DC GREEN, SCREW TERMINAL, FOR BASE MOUNTING | 6.15 | TEM | 1 | CP | 0.01 | 1
3SU14012BG501AA0 | LED MODULE WITH INTEGRATED LED 6-24V AC/DC BLUE, SCREW TERMINAL, FOR BASE MOUNTING | 6.15 | TEM | 1 | CP | 0.011 | 1
3SU14012BG501AA0 | LED MODULE WITH INTEGRATED LED 6-24V AC/DC BLUE, SCREW TERMINAL, FOR BASE MOUNTING | 6.15 | TEM | 1 | CP | 0.011 | 1
3SU14012BG601AA0 | LED MODULE WITH INTEGRATED LED 6-24V AC/DC WHITE, SCREW TERMINAL, FOR BASE MOUNTING | 6.15 | TEM | 1 | CP | 0.01 | 1
3SU14012BG601AA0 | LED MODULE WITH INTEGRATED LED 6-24V AC/DC WHITE, SCREW TERMINAL, FOR BASE MOUNTING | 6.15 | TEM | 1 | CP | 0.01 | 1
3SU14012BH201AA0 | LED MODULE WITH INTEGRATED LED, 24-240V AC/DC, RED, SCREW TERMINAL, FOR BASE MOUNTING | 12.1 | TEM | 1 | CP | 0.011 | 1
3SU14012BH201AA0 | LED MODULE WITH INTEGRATED LED, 24-240V AC/DC, RED, SCREW TERMINAL, FOR BASE MOUNTING | 12.1 | TEM | 1 | CP | 0.011 | 1
3SU14012BH301AA0 | LED MODULE WITH INTEGRATED LED, 24-240V AC/DC, YELLOW, SCREW TERMINAL, FOR BASE MOUNTING | 12.1 | TEM | 1 | CP | 0.011 | 1
3SU14012BH301AA0 | LED MODULE WITH INTEGRATED LED, 24-240V AC/DC, YELLOW, SCREW TERMINAL, FOR BASE MOUNTING | 12.1 | TEM | 1 | CP | 0.011 | 1
3SU14012BH401AA0 | LED MODULE WITH INTEGRATED LED, 24-240V AC/DC, GREEN, SCREW TERMINAL, FOR BASE MOUNTING | 12.1 | TEM | 1 | CP | 0.012 | 1
3SU14012BH401AA0 | LED MODULE WITH INTEGRATED LED, 24-240V AC/DC, GREEN, SCREW TERMINAL, FOR BASE MOUNTING | 12.1 | TEM | 1 | CP | 0.012 | 1
3SU14012BH501AA0 | LED MODULE WITH INTEGRATED LED, 24-240V AC/DC, BLUE, SCREW TERMINAL, FOR BASE MOUNTING | 12.1 | TEM | 1 | CP | 0.012 | 1
3SU14012BH501AA0 | LED MODULE WITH INTEGRATED LED, 24-240V AC/DC, BLUE, SCREW TERMINAL, FOR BASE MOUNTING | 12.1 | TEM | 1 | CP | 0.012 | 1
3SU14012BH601AA0 | LED MODULE WITH INTEGRATED LED, 24-240V AC/DC, WHITE, SCREW TERMINAL, FOR BASE MOUNTING | 12.1 | TEM | 1 | CP | 0.011 | 1
3SU14012BH601AA0 | LED MODULE WITH INTEGRATED LED, 24-240V AC/DC, WHITE, SCREW TERMINAL, FOR BASE MOUNTING | 12.1 | TEM | 1 | CP | 0.011 | 1
3SU15000AA100AA0 | HOLDER FOR 3 MODULES, PLASTIC | 1.23 | TEM | 1 | CP | 0.024 | 1
3SU15000AA100AA0 | HOLDER FOR 3 MODULES, PLASTIC | 1.23 | TEM | 1 | CP | 0.024 | 1
3SU15500AA100AA0 | HOLDER FOR 3 MODULES, METAL | 1.44 | TEM | 1 | CP | 0.044 | 1
3SU15500AA100AA0 | HOLDER FOR 3 MODULES, METAL | 1.44 | TEM | 1 | CP | 0.044 | 1
3SU15501AA101CA0 | HOLDER FOR 3 MODULES, METAL, 1NC, SCREW TERMINAL | 4.72 | TEM | 1 | CP | 0.052 | 1
3SU15501AA101CA0 | HOLDER FOR 3 MODULES, METAL, 1NC, SCREW TERMINAL | 4.72 | TEM | 1 | CP | 0.052 | 1
3SU18010AA000AA2 | ENCLOSURE FOR COMMAND DEVICES, 22MM, ROUND, ENCLOSURE MATERIAL PLASTIC, ENCLOSURE TOP PART YELLOW, 1 COMMAND POINT PLASTIC, COMMAND POINT AT CENTER, UNEQUIPPED | 7.79 | TEM | 1 | CP | 0.254 | 1
3SU18010AA000AA2 | ENCLOSURE FOR COMMAND DEVICES, 22MM, ROUND, ENCLOSURE MATERIAL PLASTIC, ENCLOSURE TOP PART YELLOW, 1 COMMAND POINT PLASTIC, COMMAND POINT AT CENTER, UNEQUIPPED | 7.79 | TEM | 1 | CP | 0.254 | 1
3SU18010AA000AB1 | ENCLOSURE FOR COMMAND DEVICES, 22MM, ROUND, ENCLOSURE MATERIAL PLASTIC, ENCLOSURE TOP PART GRAY, 1 COMMAND POINT PLASTIC, RECESS FOR LABEL, UNEQUIPPED | 7.79 | TEM | 1 | CP | 0.25 | 1
3SU18010AA000AB1 | ENCLOSURE FOR COMMAND DEVICES, 22MM, ROUND, ENCLOSURE MATERIAL PLASTIC, ENCLOSURE TOP PART GRAY, 1 COMMAND POINT PLASTIC, RECESS FOR LABEL, UNEQUIPPED | 7.79 | TEM | 1 | CP | 0.25 | 1
3SU18010AA000AC2 | ENCLOSURE FOR COMMAND DEVICES, 22MM, ROUND, ENCLOSURE MATERIAL PLASTIC, ENCLOSURE TOP PART YELLOW, 1 COMMAND POINT PLASTIC, WITH PROTECTIVE COLLAR, UNEQUIPPED | 19.17 | TEM | 1 | CP | 0.287 | 1
3SU18010AA000AC2 | ENCLOSURE FOR COMMAND DEVICES, 22MM, ROUND, ENCLOSURE MATERIAL PLASTIC, ENCLOSURE TOP PART YELLOW, 1 COMMAND POINT PLASTIC, WITH PROTECTIVE COLLAR, UNEQUIPPED | 19.17 | TEM | 1 | CP | 0.287 | 1
3SU18010AB002AB1 | ENCLOSURE FOR COMMAND DEVICES, 22MM, ROUND, ENCLOSURE MATERIAL PLASTIC, ENCLOSURE TOP PART GREY, 1 COMMAND POINT PLASTIC, RECESS FOR LABEL, A=PUSHBUTTON GREEN, LABEL: I, 1NO, SCREW TERMINAL, BASE MOUNTING | 18.04 | TEM | 1 | CP | 0.31 | 1
3SU18010AB002AB1 | ENCLOSURE FOR COMMAND DEVICES, 22MM, ROUND, ENCLOSURE MATERIAL PLASTIC, ENCLOSURE TOP PART GREY, 1 COMMAND POINT PLASTIC, RECESS FOR LABEL, A=PUSHBUTTON GREEN, LABEL: I, 1NO, SCREW TERMINAL, BASE MOUNTING | 18.04 | TEM | 1 | CP | 0.31 | 1
3SU18010AC002AB1 | ENCLOSURE FOR COMMAND DEVICES, 22MM, ROUND, ENCLOSURE MATERIAL PLASTIC, ENCLOSURE TOP PART GRAY, 1 COMMAND POINT PLASTIC, RECESS FOR LABEL, A=PUSHBUTTON RED, LABEL: O, 1NC, SCREW TERMINAL, BASE MOUNTING | 18.04 | TEM | 1 | CP | 0.29 | 1
3SU18010AC002AB1 | ENCLOSURE FOR COMMAND DEVICES, 22MM, ROUND, ENCLOSURE MATERIAL PLASTIC, ENCLOSURE TOP PART GRAY, 1 COMMAND POINT PLASTIC, RECESS FOR LABEL, A=PUSHBUTTON RED, LABEL: O, 1NC, SCREW TERMINAL, BASE MOUNTING | 18.04 | TEM | 1 | CP | 0.29 | 1
3SU18010NA002AA2 | ENCLOSURE FOR COMMAND DEVICES, 22MM, ROUND, ENCLOSURE MATERIAL PLASTIC, ENCLOSURE TOP PART YELLOW, 1 COMMAND POINT PLASTIC, COMMAND POINT AT CENTER, A=EM. STOP MUSH. PUSHB. RED, 40MM, ROTATE TO UNLATCH, 1NC, SCREW TERMINAL, BASE MOUNTING, | 26.24 | TEM | 1 | CP | 0.327 | 1
3SU18010NA002AA2 | ENCLOSURE FOR COMMAND DEVICES, 22MM, ROUND, ENCLOSURE MATERIAL PLASTIC, ENCLOSURE TOP PART YELLOW, 1 COMMAND POINT PLASTIC, COMMAND POINT AT CENTER, A=EM. STOP MUSH. PUSHB. RED, 40MM, ROTATE TO UNLATCH, 1NC, SCREW TERMINAL, BASE MOUNTING, | 26.24 | TEM | 1 | CP | 0.327 | 1
3SU18010NA002AC2 | ENCLOSURE FOR COMMAND DEVICES, 22MM, ROUND, ENCLOSURE MATERIAL PLASTIC, ENCLOSURE TOP PART YELLOW, 1 COMMAND POINT PLASTIC, WITH PROTECTIVE COLLAR, A=EM. STOP MUSH. PUSHB. RED, 40MM, ROTATE TO UNLATCH, 1NC, SCREW TERMINAL, BASE MOUNTING, | 36.8 | TEM | 1 | CP | 0.363 | 1
3SU18010NA002AC2 | ENCLOSURE FOR COMMAND DEVICES, 22MM, ROUND, ENCLOSURE MATERIAL PLASTIC, ENCLOSURE TOP PART YELLOW, 1 COMMAND POINT PLASTIC, WITH PROTECTIVE COLLAR, A=EM. STOP MUSH. PUSHB. RED, 40MM, ROTATE TO UNLATCH, 1NC, SCREW TERMINAL, BASE MOUNTING, | 36.8 | TEM | 1 | CP | 0.363 | 1
3SU18010NB002AC2 | ENCLOSURE FOR COMMAND DEVICES, 22MM, ROUND, ENCLOSURE MATERIAL PLASTIC, ENCLOSURE TOP PART YELLOW, WITH PROTECTIVE COLLAR, 1 COMMAND POINT PLASTIC, A=EM. STOP MUSH. PUSHB. RED, 40MM, ROTATE TO UNLATCH, 1NC, 1NC, SCREW TERMINAL, BASE MOUNTING, TOP AND BOTTOM 1 X M20 EACH | 40.9 | TEM | 1 | CP | 0.371 | 1
3SU18010NB002AC2 | ENCLOSURE FOR COMMAND DEVICES, 22MM, ROUND, ENCLOSURE MATERIAL PLASTIC, ENCLOSURE TOP PART YELLOW, WITH PROTECTIVE COLLAR, 1 COMMAND POINT PLASTIC, A=EM. STOP MUSH. PUSHB. RED, 40MM, ROTATE TO UNLATCH, 1NC, 1NC, SCREW TERMINAL, BASE MOUNTING, TOP AND BOTTOM 1 X M20 EACH | 40.9 | TEM | 1 | CP | 0.371 | 1
3SU18020AA000AB1 | ENCLOSURE FOR COMMAND DEVICES, 22MM, ROUND, ENCLOSURE MATERIAL PLASTIC, ENCLOSURE TOP PART GRAY, 2 COMMAND POINTS PLASTIC, RECESS FOR LABELS, UNEQUIPPED | 9.94 | TEM | 1 | CP | 0.356 | 1
3SU18020AA000AB1 | ENCLOSURE FOR COMMAND DEVICES, 22MM, ROUND, ENCLOSURE MATERIAL PLASTIC, ENCLOSURE TOP PART GRAY, 2 COMMAND POINTS PLASTIC, RECESS FOR LABELS, UNEQUIPPED | 9.94 | TEM | 1 | CP | 0.356 | 1
3SU18020AB002AB1 | ENCLOSURE FOR COMMAND DEVICES, 22MM, ROUND, ENCLOSURE MATERIAL PLASTIC, ENCLOSURE TOP PART GRAY, 2 COMMAND POINTS PLASTIC, B=PUSHBUTTON GREEN, LABEL: I, 1NO, SCREW TERMINAL, A=PUSHBUTTON RED, LABEL: O, 1NC, SCREW TERMINAL, BASE MOUNTING, TOP AND BOTTOM 1 X M20 EACH | 27.68 | TEM | 1 | CP | 0.39 | 1
3SU18020AB002AB1 | ENCLOSURE FOR COMMAND DEVICES, 22MM, ROUND, ENCLOSURE MATERIAL PLASTIC, ENCLOSURE TOP PART GRAY, 2 COMMAND POINTS PLASTIC, B=PUSHBUTTON GREEN, LABEL: I, 1NO, SCREW TERMINAL, A=PUSHBUTTON RED, LABEL: O, 1NC, SCREW TERMINAL, BASE MOUNTING, TOP AND BOTTOM 1 X M20 EACH | 27.68 | TEM | 1 | CP | 0.39 | 1
3SU18030AA000AB1 | ENCLOSURE FOR COMMAND DEVICES, 22MM, ROUND, ENCLOSURE MATERIAL PLASTIC, ENCLOSURE TOP PART GRAY, 3 COMMAND POINTS PLASTIC, RECESS FOR LABELS, UNEQUIPPED | 11.07 | TEM | 1 | CP | 0.367 | 1
3SU18030AA000AB1 | ENCLOSURE FOR COMMAND DEVICES, 22MM, ROUND, ENCLOSURE MATERIAL PLASTIC, ENCLOSURE TOP PART GRAY, 3 COMMAND POINTS PLASTIC, RECESS FOR LABELS, UNEQUIPPED | 11.07 | TEM | 1 | CP | 0.367 | 1
3SU18030AB002AB1 | ENCLOSURE FOR COMMAND DEVICES, 22MM, ROUND, ENCLOSURE MATERIAL PLASTIC, ENCLOSURE TOP PART GRAY, 3 COMMAND POINTS PLASTIC, C=INDICATOR LIGHT CLEAR, LABEL LED 24V, SCREW TERMINAL, B=PUSHBUTTON GREEN, LABEL: I, 1NO, SCREW TERMINAL, A=PUSHBUTTON RED, LABEL: O, 1NC, SCREW TERMINAL, BASE MOUNTING, TOP AND BOTTOM 1 X M20 EACH | 37 | TEM | 1 | CP | 0.504 | 1
3SU18030AB002AB1 | ENCLOSURE FOR COMMAND DEVICES, 22MM, ROUND, ENCLOSURE MATERIAL PLASTIC, ENCLOSURE TOP PART GRAY, 3 COMMAND POINTS PLASTIC, C=INDICATOR LIGHT CLEAR, LABEL LED 24V, SCREW TERMINAL, B=PUSHBUTTON GREEN, LABEL: I, 1NO, SCREW TERMINAL, A=PUSHBUTTON RED, LABEL: O, 1NC, SCREW TERMINAL, BASE MOUNTING, TOP AND BOTTOM 1 X M20 EACH | 37 | TEM | 1 | CP | 0.504 | 1
3SU18033AA000AA1 | TWO-HAND OPERATION CONSOLE FOR COMMAND DEVICES, 22MM, ROUND, ENCLOSURE MATERIAL PLASTIC, ENCLOSURE TOP PART GRAY, 3 COMMAND POINTS, UNEQUIPPED, WITH CABLE BUSHINGS FOR METRIC CABLE GLANDS | 167.38 | TEM | 1 | CP | 2.107 | 1
3SU18033AA000AA1 | TWO-HAND OPERATION CONSOLE FOR COMMAND DEVICES, 22MM, ROUND, ENCLOSURE MATERIAL PLASTIC, ENCLOSURE TOP PART GRAY, 3 COMMAND POINTS, UNEQUIPPED, WITH CABLE BUSHINGS FOR METRIC CABLE GLANDS | 167.38 | TEM | 1 | CP | 2.107 | 1
3SU18040AA000AB1 | ENCLOSURE FOR COMMAND DEVICES, 22MM, ROUND, ENCLOSURE MATERIAL PLASTIC, ENCLOSURE TOP PART GRAY, 4 COMMAND POINTS PLASTIC, RECESS FOR LABELS, UNEQUIPPED | 14.04 | TEM | 1 | CP | 0.436 | 1
3SU18040AA000AB1 | ENCLOSURE FOR COMMAND DEVICES, 22MM, ROUND, ENCLOSURE MATERIAL PLASTIC, ENCLOSURE TOP PART GRAY, 4 COMMAND POINTS PLASTIC, RECESS FOR LABELS, UNEQUIPPED | 14.04 | TEM | 1 | CP | 0.436 | 1
3SU18060AA000AB1 | ENCLOSURE FOR COMMAND DEVICES, 22MM, ROUND, ENCLOSURE MATERIAL PLASTIC, ENCLOSURE TOP PART GRAY, 6 COMMAND POINTS PLASTIC, RECESS FOR LABELS, UNEQUIPPED | 19.68 | TEM | 1 | CP | 0.602 | 1
3SU18060AA000AB1 | ENCLOSURE FOR COMMAND DEVICES, 22MM, ROUND, ENCLOSURE MATERIAL PLASTIC, ENCLOSURE TOP PART GRAY, 6 COMMAND POINTS PLASTIC, RECESS FOR LABELS, UNEQUIPPED | 19.68 | TEM | 1 | CP | 0.602 | 1
3SU18510AA000AA2 | ENCLOSURE FOR COMMAND DEVICES, 22MM, ROUND, ENCLOSURE MATERIAL METAL, ENCLOSURE TOP PART YELLOW, 1 COMMAND POINT, UNEQUIPPED, COMMAND POINT AT CENTER, BASE MOUNTING, TOP AND BOTTOM 1 X M20 EACH | 23.47 | TEM | 1 | CP | 0.488 | 1
3SU18510AA000AA2 | ENCLOSURE FOR COMMAND DEVICES, 22MM, ROUND, ENCLOSURE MATERIAL METAL, ENCLOSURE TOP PART YELLOW, 1 COMMAND POINT, UNEQUIPPED, COMMAND POINT AT CENTER, BASE MOUNTING, TOP AND BOTTOM 1 X M20 EACH | 23.47 | TEM | 1 | CP | 0.488 | 1
3SU18510AA000AB1 | ENCLOSURE FOR COMMAND DEVICES, 22MM, ROUND, ENCLOSURE MATERIAL METAL, ENCLOSURE TOP PART GRAY, 1 COMMAND POINT, UNEQUIPPED, RECESS FOR LABELS, BASE MOUNTING, TOP AND BOTTOM 1 X M20 EACH | 20.5 | TEM | 1 | CP | 0.479 | 1
3SU18510AA000AB1 | ENCLOSURE FOR COMMAND DEVICES, 22MM, ROUND, ENCLOSURE MATERIAL METAL, ENCLOSURE TOP PART GRAY, 1 COMMAND POINT, UNEQUIPPED, RECESS FOR LABELS, BASE MOUNTING, TOP AND BOTTOM 1 X M20 EACH | 20.5 | TEM | 1 | CP | 0.479 | 1
3SU18510AA000AC2 | ENCLOSURE FOR COMMAND DEVICES, 22MM, ROUND, ENCLOSURE MATERIAL METAL, ENCLOSURE TOP PART YELLOW, WITH PROTECTIVE COLLAR, 1 COMMAND POINT, UNEQUIPPED, BASE MOUNTING, TOP AND BOTTOM 1 X M20 EACH | 46.43 | TEM | 1 | CP | 0.565 | 1
3SU18510AA000AC2 | ENCLOSURE FOR COMMAND DEVICES, 22MM, ROUND, ENCLOSURE MATERIAL METAL, ENCLOSURE TOP PART YELLOW, WITH PROTECTIVE COLLAR, 1 COMMAND POINT, UNEQUIPPED, BASE MOUNTING, TOP AND BOTTOM 1 X M20 EACH | 46.43 | TEM | 1 | CP | 0.565 | 1
3SU18510AB002AB1 | ENCLOSURE FOR COMMAND DEVICES, 22MM, ROUND, ENCLOSURE MATERIAL METAL, ENCLOSURE TOP PART GRAY, 1 COMMAND POINT METAL, A=PUSHBUTTON GREEN, 1NO, SCREW TERMINAL, BASE MOUNTING, LABEL: I, TOP AND BOTTOM 1 X M20 EACH | 30.44 | TEM | 1 | CP | 0.568 | 1
3SU18510AB002AB1 | ENCLOSURE FOR COMMAND DEVICES, 22MM, ROUND, ENCLOSURE MATERIAL METAL, ENCLOSURE TOP PART GRAY, 1 COMMAND POINT METAL, A=PUSHBUTTON GREEN, 1NO, SCREW TERMINAL, BASE MOUNTING, LABEL: I, TOP AND BOTTOM 1 X M20 EACH | 30.44 | TEM | 1 | CP | 0.568 | 1
3SU18510AC002AB1 | ENCLOSURE FOR COMMAND DEVICES, 22MM, ROUND, ENCLOSURE MATERIAL METAL, ENCLOSURE TOP PART GRAY, 1 COMMAND POINT METAL, A=PUSHBUTTON RED, 1NC, SCREW TERMINAL, BASE MOUNTING, LABEL: O, TOP AND BOTTOM 1 X M20 EACH | 30.44 | TEM | 1 | CP | 0.56 | 1
3SU18510AC002AB1 | ENCLOSURE FOR COMMAND DEVICES, 22MM, ROUND, ENCLOSURE MATERIAL METAL, ENCLOSURE TOP PART GRAY, 1 COMMAND POINT METAL, A=PUSHBUTTON RED, 1NC, SCREW TERMINAL, BASE MOUNTING, LABEL: O, TOP AND BOTTOM 1 X M20 EACH | 30.44 | TEM | 1 | CP | 0.56 | 1
3SU18510NA002AA2 | ENCLOSURE FOR COMMAND DEVICES, 22MM, ROUND, ENCLOSURE MATERIAL METAL, ENCLOSURE TOP PART YELLOW, 1 COMMAND POINT METAL, A=EM. STOP MUSHROOM PUSHB. RED, 40MM, ROTATE TO UNLATCH, COMMAND POINT AT CENTER, 1NC, SCREW TERMINAL, BASE MOUNTING, TOP AND BOTTOM 1 X M20 EACH | 44.59 | TEM | 1 | CP | 0.613 | 1
3SU18510NA002AA2 | ENCLOSURE FOR COMMAND DEVICES, 22MM, ROUND, ENCLOSURE MATERIAL METAL, ENCLOSURE TOP PART YELLOW, 1 COMMAND POINT METAL, A=EM. STOP MUSHROOM PUSHB. RED, 40MM, ROTATE TO UNLATCH, COMMAND POINT AT CENTER, 1NC, SCREW TERMINAL, BASE MOUNTING, TOP AND BOTTOM 1 X M20 EACH | 44.59 | TEM | 1 | CP | 0.613 | 1
3SU18510NA002AC2 | ENCLOSURE FOR COMMAND DEVICES, 22MM, ROUND, ENCLOSURE MATERIAL METAL, ENCLOSURE TOP PART YELLOW, WITH PROTECTIVE COLLAR, 1 COMMAND POINT METAL, A=EM. STOP MUSHROOM PUSHB. RED, 40MM, ROTATE TO UNLATCH, 1NC, SCREW TERMINAL, BASE MOUNTING, TOP AND BOTTOM 1 X M20 EACH | 64.99 | TEM | 1 | CP | 0.714 | 1
3SU18510NA002AC2 | ENCLOSURE FOR COMMAND DEVICES, 22MM, ROUND, ENCLOSURE MATERIAL METAL, ENCLOSURE TOP PART YELLOW, WITH PROTECTIVE COLLAR, 1 COMMAND POINT METAL, A=EM. STOP MUSHROOM PUSHB. RED, 40MM, ROTATE TO UNLATCH, 1NC, SCREW TERMINAL, BASE MOUNTING, TOP AND BOTTOM 1 X M20 EACH | 64.99 | TEM | 1 | CP | 0.714 | 1
3SU18520AA000AB1 | ENCLOSURE FOR COMMAND DEVICES, 22MM, ROUND, ENCLOSURE MATERIAL METAL, ENCLOSURE TOP PART GRAY, 2 COMMAND POINTS, UNEQUIPPED, RECESS FOR LABELS, BASE MOUNTING, TOP AND BOTTOM 1 X M20 EACH | 24.5 | TEM | 1 | CP | 0.568 | 1
3SU18520AA000AB1 | ENCLOSURE FOR COMMAND DEVICES, 22MM, ROUND, ENCLOSURE MATERIAL METAL, ENCLOSURE TOP PART GRAY, 2 COMMAND POINTS, UNEQUIPPED, RECESS FOR LABELS, BASE MOUNTING, TOP AND BOTTOM 1 X M20 EACH | 24.5 | TEM | 1 | CP | 0.568 | 1
3SU18520AB002AB1 | ENCLOSURE FOR COMMAND DEVICES, 22MM, ROUND, ENCLOSURE MATERIAL METAL, ENCLOSURE TOP PART GRAY, 2 COMMAND POINTS METAL, B=PUSHBUTTON GREEN, LABEL: I, 1NO, SCREW TERMINAL, A=PUSHBUTTON RED, LABEL: O, 1NC, SCREW TERMINAL, BASE MOUNTING, TOP AND BOTTOM 1 X M20 EACH | 44.59 | TEM | 1 | CP | 0.725 | 1
3SU18520AB002AB1 | ENCLOSURE FOR COMMAND DEVICES, 22MM, ROUND, ENCLOSURE MATERIAL METAL, ENCLOSURE TOP PART GRAY, 2 COMMAND POINTS METAL, B=PUSHBUTTON GREEN, LABEL: I, 1NO, SCREW TERMINAL, A=PUSHBUTTON RED, LABEL: O, 1NC, SCREW TERMINAL, BASE MOUNTING, TOP AND BOTTOM 1 X M20 EACH | 44.59 | TEM | 1 | CP | 0.725 | 1
3SU18530AA000AB1 | ENCLOSURE FOR COMMAND DEVICES, 22MM, ROUND, ENCLOSURE MATERIAL METAL, ENCLOSURE TOP PART GRAY, 3 COMMAND POINTS, UNEQUIPPED, RECESS FOR LABELS, BASE MOUNTING, TOP AND BOTTOM 1 X M20 EACH | 32.6 | TEM | 1 | CP | 0.683 | 1
3SU18530AA000AB1 | ENCLOSURE FOR COMMAND DEVICES, 22MM, ROUND, ENCLOSURE MATERIAL METAL, ENCLOSURE TOP PART GRAY, 3 COMMAND POINTS, UNEQUIPPED, RECESS FOR LABELS, BASE MOUNTING, TOP AND BOTTOM 1 X M20 EACH | 32.6 | TEM | 1 | CP | 0.683 | 1
3SU18530AB002AB1 | ENCLOSURE FOR COMMAND DEVICES, 22MM, ROUND, ENCLOSURE MATERIAL METAL, ENCLOSURE TOP PART GRAY, 3 COMMAND POINTS METAL, C=INDICATOR LIGHT CLEAR, LABEL, LED 24V, SCREW TERMINAL, B=PUSHBUTTON GREEN, LABEL: I, 1NO, SCREW TERMINAL, A=PUSHBUTTON RED, LABEL: O, 1NC, SCREW TERMINAL, BASE MOUNTING, TOP AND BOTTOM 1 X M20 EACH | 60.78 | TEM | 1 | CP | 0.931 | 1
3SU18530AB002AB1 | ENCLOSURE FOR COMMAND DEVICES, 22MM, ROUND, ENCLOSURE MATERIAL METAL, ENCLOSURE TOP PART GRAY, 3 COMMAND POINTS METAL, C=INDICATOR LIGHT CLEAR, LABEL, LED 24V, SCREW TERMINAL, B=PUSHBUTTON GREEN, LABEL: I, 1NO, SCREW TERMINAL, A=PUSHBUTTON RED, LABEL: O, 1NC, SCREW TERMINAL, BASE MOUNTING, TOP AND BOTTOM 1 X M20 EACH | 60.78 | TEM | 1 | CP | 0.931 | 1
3SU18540AA000AB1 | ENCLOSURE FOR COMMAND DEVICES, 22MM, ROUND, ENCLOSURE MATERIAL METAL, ENCLOSURE TOP PART GRAY, 4 COMMAND POINTS, UNEQUIPPED, RECESS FOR LABELS, BASE MOUNTING, TOP AND BOTTOM 1 X M25 EACH | 43.15 | TEM | 1 | CP | 0.823 | 1
3SU18540AA000AB1 | ENCLOSURE FOR COMMAND DEVICES, 22MM, ROUND, ENCLOSURE MATERIAL METAL, ENCLOSURE TOP PART GRAY, 4 COMMAND POINTS, UNEQUIPPED, RECESS FOR LABELS, BASE MOUNTING, TOP AND BOTTOM 1 X M25 EACH | 43.15 | TEM | 1 | CP | 0.823 | 1
3SU18560AA000AB1 | ENCLOSURE FOR COMMAND DEVICES, 22MM, ROUND, ENCLOSURE MATERIAL METAL, ENCLOSURE TOP PART GRAY, 6 COMMAND POINTS, UNEQUIPPED, RECESS FOR LABELS, BASE MOUNTING, TOP AND BOTTOM 1 X M25 EACH | 55.97 | TEM | 1 | CP | 1.081 | 1
3SU18560AA000AB1 | ENCLOSURE FOR COMMAND DEVICES, 22MM, ROUND, ENCLOSURE MATERIAL METAL, ENCLOSURE TOP PART GRAY, 6 COMMAND POINTS, UNEQUIPPED, RECESS FOR LABELS, BASE MOUNTING, TOP AND BOTTOM 1 X M25 EACH | 55.97 | TEM | 1 | CP | 1.081 | 1
3SU19000AB710AA0 | INSERT LABEL FOR ILLUMINATED PUSHBUTTON, ROUND, MILKY, WITHOUT INSCRIPTION, FOR SELF-INSCRIPTION | 0.63 | TEM | 100 | CP | 0.001 | 10
3SU19000AB710AA0 | INSERT LABEL FOR ILLUMINATED PUSHBUTTON, ROUND, MILKY, WITHOUT INSCRIPTION, FOR SELF-INSCRIPTION | 0.63 | TEM | 100 | CP | 0.001 | 10
3SU19000AB710DJ0 | INSERT LABEL FOR ILLUMINATED PUSHBUTTON, ROUND, MILKY WITH BLACK LETTERING, WITH INSCRIPTION: ON | 0.63 | TEM | 100 | CP | 0.001 | 10
3SU19000AB710DJ0 | INSERT LABEL FOR ILLUMINATED PUSHBUTTON, ROUND, MILKY WITH BLACK LETTERING, WITH INSCRIPTION: ON | 0.63 | TEM | 100 | CP | 0.001 | 10
3SU19000AB710DK0 | INSERT LABEL FOR ILLUMINATED PUSHBUTTON, ROUND, MILKY WITH BLACK LETTERING, WITH INSCRIPTION: OFF | 0.63 | TEM | 100 | CP | 0.004 | 10
3SU19000AB710DK0 | INSERT LABEL FOR ILLUMINATED PUSHBUTTON, ROUND, MILKY WITH BLACK LETTERING, WITH INSCRIPTION: OFF | 0.63 | TEM | 100 | CP | 0.004 | 10
3SU19000AB710DS0 | INSERT LABEL FOR ILLUMINATED PUSHBUTTON, ROUND, MILKY WITH BLACK LETTERING, WITH INSCRIPTION: STOP | 0.63 | TEM | 100 | CP | 0.001 | 10
3SU19000AB710DS0 | INSERT LABEL FOR ILLUMINATED PUSHBUTTON, ROUND, MILKY WITH BLACK LETTERING, WITH INSCRIPTION: STOP | 0.63 | TEM | 100 | CP | 0.001 | 10
3SU19000AB710DT0 | INSERT LABEL FOR ILLUMINATED PUSHBUTTON, ROUND, MILKY WITH BLACK LETTERING, WITH INSCRIPTION: START | 0.63 | TEM | 100 | CP | 0.003 | 10
3SU19000AB710DT0 | INSERT LABEL FOR ILLUMINATED PUSHBUTTON, ROUND, MILKY WITH BLACK LETTERING, WITH INSCRIPTION: START | 0.63 | TEM | 100 | CP | 0.003 | 10
3SU19000AB710DU0 | INSERT LABEL FOR ILLUMINATED PUSHBUTTON, ROUND, MILKY WITH BLACK LETTERING, WITH INSCRIPTION: RESET | 0.63 | TEM | 100 | CP | 0.001 | 10
3SU19000AB710DU0 | INSERT LABEL FOR ILLUMINATED PUSHBUTTON, ROUND, MILKY WITH BLACK LETTERING, WITH INSCRIPTION: RESET | 0.63 | TEM | 100 | CP | 0.001 | 10
3SU19000AB710QA0 | INSERT LABEL FOR ILLUMINATED PUSHBUTTON, ROUND, MILKY WITH BLACK LETTERING, WITH GRAPHIC SYMBOL: O | 0.63 | TEM | 100 | CP | 0.001 | 10
3SU19000AB710QA0 | INSERT LABEL FOR ILLUMINATED PUSHBUTTON, ROUND, MILKY WITH BLACK LETTERING, WITH GRAPHIC SYMBOL: O | 0.63 | TEM | 100 | CP | 0.001 | 10
3SU19000AB710QB0 | INSERT LABEL FOR ILLUMINATED PUSHBUTTON, ROUND, MILKY WITH BLACK LETTERING, WITH GRAPHIC SYMBOL: I | 0.63 | TEM | 100 | CP | 0.001 | 10
3SU19000AB710QB0 | INSERT LABEL FOR ILLUMINATED PUSHBUTTON, ROUND, MILKY WITH BLACK LETTERING, WITH GRAPHIC SYMBOL: I | 0.63 | TEM | 100 | CP | 0.001 | 10
3SU19000AB710QC0 | INSERT LABEL FOR ILLUMINATED PUSHBUTTON, ROUND, MILKY WITH BLACK LETTERING, WITH GRAPHIC SYMBOL: II | 0.63 | TEM | 100 | CP | 0.001 | 10
3SU19000AB710QC0 | INSERT LABEL FOR ILLUMINATED PUSHBUTTON, ROUND, MILKY WITH BLACK LETTERING, WITH GRAPHIC SYMBOL: II | 0.63 | TEM | 100 | CP | 0.001 | 10
3SU19000AB710QD0 | INSERT LABEL FOR ILLUMINATED PUSHBUTTON, ROUND, MILKY WITH BLACK LETTERING, WITH GRAPHIC SYMBOL: III | 0.63 | TEM | 100 | CP | 0.002 | 10
3SU19000AB710QD0 | INSERT LABEL FOR ILLUMINATED PUSHBUTTON, ROUND, MILKY WITH BLACK LETTERING, WITH GRAPHIC SYMBOL: III | 0.63 | TEM | 100 | CP | 0.002 | 10
3SU19000AB710QR0 | INSERT LABEL FOR ILLUMINATED PUSHBUTTON, ROUND, MILKY WITH BLACK LETTERING, WITH GRAPHIC SYMBOL: ARROW TO THE RIGHT | 0.63 | TEM | 100 | CP | 0.002 | 10
3SU19000AB710QR0 | INSERT LABEL FOR ILLUMINATED PUSHBUTTON, ROUND, MILKY WITH BLACK LETTERING, WITH GRAPHIC SYMBOL: ARROW TO THE RIGHT | 0.63 | TEM | 100 | CP | 0.002 | 10
3SU19000AB710QS0 | INSERT LABEL FOR ILLUMINATED PUSHBUTTON, ROUND, MILKY WITH BLACK LETTERING, WITH GRAPHIC SYMBOL: ARROW TO THE LEFT TOP | 0.63 | TEM | 100 | CP | 0.001 | 10
3SU19000AB710QS0 | INSERT LABEL FOR ILLUMINATED PUSHBUTTON, ROUND, MILKY WITH BLACK LETTERING, WITH GRAPHIC SYMBOL: ARROW TO THE LEFT TOP | 0.63 | TEM | 100 | CP | 0.001 | 10
3SU19000AB710QT0 | INSERT LABEL FOR ILLUMINATED PUSHBUTTON, ROUND, MILKY WITH BLACK LETTERING, WITH GRAPHIC SYMBOL: CLOCKWISE ROTATION | 0.63 | TEM | 100 | CP | 0.004 | 10
3SU19000AB710QT0 | INSERT LABEL FOR ILLUMINATED PUSHBUTTON, ROUND, MILKY WITH BLACK LETTERING, WITH GRAPHIC SYMBOL: CLOCKWISE ROTATION | 0.63 | TEM | 100 | CP | 0.004 | 10
3SU19000AB710QU0 | INSERT LABEL FOR ILLUMINATED PUSHBUTTON, ROUND, MILKY WITH BLACK LETTERING, WITH GRAPHIC SYMBOL: COUNTERCLOCKWISE ROTATION | 0.63 | TEM | 100 | CP | 0.001 | 10
3SU19000AB710QU0 | INSERT LABEL FOR ILLUMINATED PUSHBUTTON, ROUND, MILKY WITH BLACK LETTERING, WITH GRAPHIC SYMBOL: COUNTERCLOCKWISE ROTATION | 0.63 | TEM | 100 | CP | 0.001 | 10
3SU19000AC160AA0 | LABELING PLATE SNAP-ON OR SELF-ADHESIVE FOR LABEL HOLDER, LABEL SIZE 12.5 X 27MM, LABEL BLACK, LETTERING WHITE, WITHOUT INSCRIPTION, FOR SELF-INSCRIPTION | 0.36 | TEM | 100 | CP | 0.001 | 10
3SU19000AC160AA0 | LABELING PLATE SNAP-ON OR SELF-ADHESIVE FOR LABEL HOLDER, LABEL SIZE 12.5 X 27MM, LABEL BLACK, LETTERING WHITE, WITHOUT INSCRIPTION, FOR SELF-INSCRIPTION | 0.36 | TEM | 100 | CP | 0.001 | 10
3SU19000AC160DG0 | LABELING PLATE SNAP-ON OR SELF-ADHESIVE FOR LABEL HOLDER, LABEL SIZE 12.5 X 27MM, LABEL BLACK, LETTERING WHITE, WITH INSCRIPTION: POWER ON | 0.49 | TEM | 100 | CP | 0.001 | 10
3SU19000AC160DG0 | LABELING PLATE SNAP-ON OR SELF-ADHESIVE FOR LABEL HOLDER, LABEL SIZE 12.5 X 27MM, LABEL BLACK, LETTERING WHITE, WITH INSCRIPTION: POWER ON | 0.49 | TEM | 100 | CP | 0.001 | 10
3SU19000AC160DJ0 | LABELING PLATE SNAP-ON OR SELF-ADHESIVE FOR LABEL HOLDER, LABEL SIZE 12.5 X 27MM, LABEL BLACK, LETTERING WHITE, WITH INSCRIPTION: ON | 0.49 | TEM | 100 | CP | 0.001 | 10
3SU19000AC160DJ0 | LABELING PLATE SNAP-ON OR SELF-ADHESIVE FOR LABEL HOLDER, LABEL SIZE 12.5 X 27MM, LABEL BLACK, LETTERING WHITE, WITH INSCRIPTION: ON | 0.49 | TEM | 100 | CP | 0.001 | 10
3SU19000AC160DK0 | LABELING PLATE SNAP-ON OR SELF-ADHESIVE FOR LABEL HOLDER, LABEL SIZE 12.5 X 27MM, LABEL BLACK, LETTERING WHITE, WITH INSCRIPTION: OFF | 0.49 | TEM | 100 | CP | 0.001 | 10
3SU19000AC160DK0 | LABELING PLATE SNAP-ON OR SELF-ADHESIVE FOR LABEL HOLDER, LABEL SIZE 12.5 X 27MM, LABEL BLACK, LETTERING WHITE, WITH INSCRIPTION: OFF | 0.49 | TEM | 100 | CP | 0.001 | 10
3SU19000AC160DS0 | LABELING PLATE SNAP-ON OR SELF-ADHESIVE FOR LABEL HOLDER, LABEL SIZE 12.5 X 27MM, LABEL BLACK, LETTERING WHITE, WITH INSCRIPTION: STOP | 0.49 | TEM | 100 | CP | 0.002 | 10
3SU19000AC160DS0 | LABELING PLATE SNAP-ON OR SELF-ADHESIVE FOR LABEL HOLDER, LABEL SIZE 12.5 X 27MM, LABEL BLACK, LETTERING WHITE, WITH INSCRIPTION: STOP | 0.49 | TEM | 100 | CP | 0.002 | 10
3SU19000AC160DT0 | LABELING PLATE SNAP-ON OR SELF-ADHESIVE FOR LABEL HOLDER, LABEL SIZE 12.5 X 27MM, LABEL BLACK, LETTERING WHITE, WITH INSCRIPTION: START | 0.49 | TEM | 100 | CP | 0.001 | 10
3SU19000AC160DT0 | LABELING PLATE SNAP-ON OR SELF-ADHESIVE FOR LABEL HOLDER, LABEL SIZE 12.5 X 27MM, LABEL BLACK, LETTERING WHITE, WITH INSCRIPTION: START | 0.49 | TEM | 100 | CP | 0.001 | 10
3SU19000AC160DU0 | LABELING PLATE SNAP-ON OR SELF-ADHESIVE FOR LABEL HOLDER, LABEL SIZE 12.5 X 27MM, LABEL BLACK, LETTERING WHITE, WITH INSCRIPTION: RESET | 0.49 | TEM | 100 | CP | 0.001 | 10
3SU19000AC160DU0 | LABELING PLATE SNAP-ON OR SELF-ADHESIVE FOR LABEL HOLDER, LABEL SIZE 12.5 X 27MM, LABEL BLACK, LETTERING WHITE, WITH INSCRIPTION: RESET | 0.49 | TEM | 100 | CP | 0.001 | 10
3SU19000AC160DY0 | LABELING PLATE SNAP-ON OR SELF-ADHESIVE FOR LABEL HOLDER, LABEL SIZE 12.5 X 27MM, LABEL BLACK, LETTERING WHITE, WITH INSCRIPTION: MAN O AUTO | 0.49 | TEM | 100 | CP | 0.001 | 10
3SU19000AC160DY0 | LABELING PLATE SNAP-ON OR SELF-ADHESIVE FOR LABEL HOLDER, LABEL SIZE 12.5 X 27MM, LABEL BLACK, LETTERING WHITE, WITH INSCRIPTION: MAN O AUTO | 0.49 | TEM | 100 | CP | 0.001 | 10
3SU19000AC160EA0 | LABELING PLATE SNAP-ON OR SELF-ADHESIVE FOR LABEL HOLDER, LABEL SIZE 12.5 X 27MM, LABEL BLACK, LETTERING WHITE, WITH INSCRIPTION: MAN AUTO | 0.49 | TEM | 100 | CP | 0.001 | 10
3SU19000AC160EA0 | LABELING PLATE SNAP-ON OR SELF-ADHESIVE FOR LABEL HOLDER, LABEL SIZE 12.5 X 27MM, LABEL BLACK, LETTERING WHITE, WITH INSCRIPTION: MAN AUTO | 0.49 | TEM | 100 | CP | 0.001 | 10
3SU19000AC160QA0 | LABELING PLATE SNAP-ON OR SELF-ADHESIVE FOR LABEL HOLDER, LABEL SIZE 12.5 X 27MM, LABEL BLACK, LETTERING WHITE, WITH GRAPHIC SYMBOL: O | 0.49 | TEM | 100 | CP | 0.001 | 10
3SU19000AC160QA0 | LABELING PLATE SNAP-ON OR SELF-ADHESIVE FOR LABEL HOLDER, LABEL SIZE 12.5 X 27MM, LABEL BLACK, LETTERING WHITE, WITH GRAPHIC SYMBOL: O | 0.49 | TEM | 100 | CP | 0.001 | 10
3SU19000AC160QB0 | LABELING PLATE SNAP-ON OR SELF-ADHESIVE FOR LABEL HOLDER, LABEL SIZE 12.5 X 27MM, LABEL BLACK, LETTERING WHITE, WITH GRAPHIC SYMBOL: I | 0.49 | TEM | 100 | CP | 0.001 | 10
3SU19000AC160QB0 | LABELING PLATE SNAP-ON OR SELF-ADHESIVE FOR LABEL HOLDER, LABEL SIZE 12.5 X 27MM, LABEL BLACK, LETTERING WHITE, WITH GRAPHIC SYMBOL: I | 0.49 | TEM | 100 | CP | 0.001 | 10
3SU19000AC160QG0 | LABELING PLATE SNAP-ON OR SELF-ADHESIVE FOR LABEL HOLDER, LABEL SIZE 12.5 X 27MM, LABEL BLACK, LETTERING WHITE, WITH GRAPHIC SYMBOL: O I | 0.49 | TEM | 100 | CP | 0.001 | 10
3SU19000AC160QG0 | LABELING PLATE SNAP-ON OR SELF-ADHESIVE FOR LABEL HOLDER, LABEL SIZE 12.5 X 27MM, LABEL BLACK, LETTERING WHITE, WITH GRAPHIC SYMBOL: O I | 0.49 | TEM | 100 | CP | 0.001 | 10
3SU19000AD160AA0 | LABELING PLATE SNAP-ON OR SELF-ADHESIVE FOR LABEL HOLDER, LABEL SIZE 17.5 X 27MM, LABEL BLACK, LETTERING WHITE, WITHOUT INSCRIPTION, FOR SELF-INSCRIPTION | 0.36 | TEM | 100 | CP | 0.001 | 10
3SU19000AD160AA0 | LABELING PLATE SNAP-ON OR SELF-ADHESIVE FOR LABEL HOLDER, LABEL SIZE 17.5 X 27MM, LABEL BLACK, LETTERING WHITE, WITHOUT INSCRIPTION, FOR SELF-INSCRIPTION | 0.36 | TEM | 100 | CP | 0.001 | 10
3SU19000AD160DJ0 | LABELING PLATE SNAP-ON OR SELF-ADHESIVE FOR LABEL HOLDER, LABEL SIZE 17.5 X 27MM, LABEL BLACK, LETTERING WHITE, WITH INSCRIPTION: ON | 0.49 | TEM | 100 | CP | 0.001 | 10
3SU19000AD160DJ0 | LABELING PLATE SNAP-ON OR SELF-ADHESIVE FOR LABEL HOLDER, LABEL SIZE 17.5 X 27MM, LABEL BLACK, LETTERING WHITE, WITH INSCRIPTION: ON | 0.49 | TEM | 100 | CP | 0.001 | 10
3SU19000AD160DK0 | LABELING PLATE SNAP-ON OR SELF-ADHESIVE FOR LABEL HOLDER, LABEL SIZE 17.5 X 27MM, LABEL BLACK, LETTERING WHITE, WITH INSCRIPTION: OFF | 0.49 | TEM | 100 | CP | 0.001 | 10
3SU19000AD160DK0 | LABELING PLATE SNAP-ON OR SELF-ADHESIVE FOR LABEL HOLDER, LABEL SIZE 17.5 X 27MM, LABEL BLACK, LETTERING WHITE, WITH INSCRIPTION: OFF | 0.49 | TEM | 100 | CP | 0.001 | 10
3SU19000AD160DS0 | LABELING PLATE SNAP-ON OR SELF-ADHESIVE FOR LABEL HOLDER, LABEL SIZE 17.5 X 27MM, LABEL BLACK, LETTERING WHITE, WITH INSCRIPTION: STOP | 0.49 | TEM | 100 | CP | 0.001 | 10
3SU19000AD160DS0 | LABELING PLATE SNAP-ON OR SELF-ADHESIVE FOR LABEL HOLDER, LABEL SIZE 17.5 X 27MM, LABEL BLACK, LETTERING WHITE, WITH INSCRIPTION: STOP | 0.49 | TEM | 100 | CP | 0.001 | 10
3SU19000AD160DT0 | LABELING PLATE SNAP-ON OR SELF-ADHESIVE FOR LABEL HOLDER, LABEL SIZE 17.5 X 27MM, LABEL BLACK, LETTERING WHITE, WITH INSCRIPTION: START | 0.49 | TEM | 100 | CP | 0.001 | 10
3SU19000AD160DT0 | LABELING PLATE SNAP-ON OR SELF-ADHESIVE FOR LABEL HOLDER, LABEL SIZE 17.5 X 27MM, LABEL BLACK, LETTERING WHITE, WITH INSCRIPTION: START | 0.49 | TEM | 100 | CP | 0.001 | 10
3SU19000AD160EA0 | LABELING PLATE SNAP-ON OR SELF-ADHESIVE FOR LABEL HOLDER, LABEL SIZE 17.5 X 27MM, LABEL BLACK, LETTERING WHITE, WITH INSCRIPTION: MAN AUTO | 0.49 | TEM | 100 | CP | 0.002 | 10
3SU19000AD160EA0 | LABELING PLATE SNAP-ON OR SELF-ADHESIVE FOR LABEL HOLDER, LABEL SIZE 17.5 X 27MM, LABEL BLACK, LETTERING WHITE, WITH INSCRIPTION: MAN AUTO | 0.49 | TEM | 100 | CP | 0.002 | 10
3SU19000AD160QA0 | LABELING PLATE SNAP-ON OR SELF-ADHESIVE FOR LABEL HOLDER, LABEL SIZE 17.5 X 27MM, LABEL BLACK, LETTERING WHITE, WITH GRAPHIC SYMBOL: O | 0.49 | TEM | 100 | CP | 0.001 | 10
3SU19000AD160QA0 | LABELING PLATE SNAP-ON OR SELF-ADHESIVE FOR LABEL HOLDER, LABEL SIZE 17.5 X 27MM, LABEL BLACK, LETTERING WHITE, WITH GRAPHIC SYMBOL: O | 0.49 | TEM | 100 | CP | 0.001 | 10
3SU19000AD160QB0 | LABELING PLATE SNAP-ON OR SELF-ADHESIVE FOR LABEL HOLDER, LABEL SIZE 17.5 X 27MM, LABEL BLACK, LETTERING WHITE, WITH GRAPHIC SYMBOL: I | 0.49 | TEM | 100 | CP | 0.001 | 10
3SU19000AD160QB0 | LABELING PLATE SNAP-ON OR SELF-ADHESIVE FOR LABEL HOLDER, LABEL SIZE 17.5 X 27MM, LABEL BLACK, LETTERING WHITE, WITH GRAPHIC SYMBOL: I | 0.49 | TEM | 100 | CP | 0.001 | 10
3SU19000AD160QG0 | LABELING PLATE SNAP-ON OR SELF-ADHESIVE FOR LABEL HOLDER, LABEL SIZE 17.5 X 27MM, LABEL BLACK, LETTERING WHITE, WITH GRAPHIC SYMBOL: O I | 0.49 | TEM | 100 | CP | 0.001 | 10
3SU19000AD160QG0 | LABELING PLATE SNAP-ON OR SELF-ADHESIVE FOR LABEL HOLDER, LABEL SIZE 17.5 X 27MM, LABEL BLACK, LETTERING WHITE, WITH GRAPHIC SYMBOL: O I | 0.49 | TEM | 100 | CP | 0.001 | 10
3SU19000AE160AA0 | LABELING PLATE SNAP-ON OR SELF-ADHESIVE FOR LABEL HOLDER, LABEL SIZE 27 X 27MM, LABEL BLACK, LETTERING WHITE, WITHOUT INSCRIPTION, FOR SELF-INSCRIPTION | 0.45 | TEM | 100 | CP | 0.001 | 10
3SU19000AE160AA0 | LABELING PLATE SNAP-ON OR SELF-ADHESIVE FOR LABEL HOLDER, LABEL SIZE 27 X 27MM, LABEL BLACK, LETTERING WHITE, WITHOUT INSCRIPTION, FOR SELF-INSCRIPTION | 0.45 | TEM | 100 | CP | 0.001 | 10
3SU19000AE160DJ0 | LABELING PLATE SNAP-ON OR SELF-ADHESIVE FOR LABEL HOLDER, LABEL SIZE 27 X 27MM, LABEL BLACK, LETTERING WHITE, WITH INSCRIPTION: ON | 0.54 | TEM | 100 | CP | 0.002 | 10
3SU19000AE160DJ0 | LABELING PLATE SNAP-ON OR SELF-ADHESIVE FOR LABEL HOLDER, LABEL SIZE 27 X 27MM, LABEL BLACK, LETTERING WHITE, WITH INSCRIPTION: ON | 0.54 | TEM | 100 | CP | 0.002 | 10
3SU19000AE160DK0 | LABELING PLATE SNAP-ON OR SELF-ADHESIVE FOR LABEL HOLDER, LABEL SIZE 27 X 27MM, LABEL BLACK, LETTERING WHITE, WITH INSCRIPTION: OFF | 0.54 | TEM | 100 | CP | 0.001 | 10
3SU19000AE160DK0 | LABELING PLATE SNAP-ON OR SELF-ADHESIVE FOR LABEL HOLDER, LABEL SIZE 27 X 27MM, LABEL BLACK, LETTERING WHITE, WITH INSCRIPTION: OFF | 0.54 | TEM | 100 | CP | 0.001 | 10
3SU19000AE160DS0 | LABELING PLATE SNAP-ON OR SELF-ADHESIVE FOR LABEL HOLDER, LABEL SIZE 27 X 27MM, LABEL BLACK, LETTERING WHITE, WITH INSCRIPTION: STOP | 0.54 | TEM | 100 | CP | 0.001 | 10
3SU19000AE160DS0 | LABELING PLATE SNAP-ON OR SELF-ADHESIVE FOR LABEL HOLDER, LABEL SIZE 27 X 27MM, LABEL BLACK, LETTERING WHITE, WITH INSCRIPTION: STOP | 0.54 | TEM | 100 | CP | 0.001 | 10
3SU19000AE160DT0 | LABELING PLATE SNAP-ON OR SELF-ADHESIVE FOR LABEL HOLDER, LABEL SIZE 27 X 27MM, LABEL BLACK, LETTERING WHITE, WITH INSCRIPTION: START | 0.54 | TEM | 100 | CP | 0.001 | 10
3SU19000AE160DT0 | LABELING PLATE SNAP-ON OR SELF-ADHESIVE FOR LABEL HOLDER, LABEL SIZE 27 X 27MM, LABEL BLACK, LETTERING WHITE, WITH INSCRIPTION: START | 0.54 | TEM | 100 | CP | 0.001 | 10
3SU19000AE160QG0 | LABELING PLATE SNAP-ON OR SELF-ADHESIVE FOR LABEL HOLDER, LABEL SIZE 27 X 27MM, LABEL BLACK, LETTERING WHITE, WITH GRAPHIC SYMBOL: O I | 0.54 | TEM | 100 | CP | 0.001 | 10
3SU19000AE160QG0 | LABELING PLATE SNAP-ON OR SELF-ADHESIVE FOR LABEL HOLDER, LABEL SIZE 27 X 27MM, LABEL BLACK, LETTERING WHITE, WITH GRAPHIC SYMBOL: O I | 0.54 | TEM | 100 | CP | 0.001 | 10
3SU19000AF160QR0 | LABELING PLATE SELF-ADHESIVE FOR ENCLOSURE, LABEL SIZE 22 X 22MM, LABEL BLACK, LETTERING WHITE, WITH GRAPHIC SYMBOL: ARROW TO THE RIGHT | 1.23 | TEM | 1 | CP | 0.001 | 10
3SU19000AF160QR0 | LABELING PLATE SELF-ADHESIVE FOR ENCLOSURE, LABEL SIZE 22 X 22MM, LABEL BLACK, LETTERING WHITE, WITH GRAPHIC SYMBOL: ARROW TO THE RIGHT | 1.23 | TEM | 1 | CP | 0.001 | 10
3SU19000AG100AA0 | LABEL HOLDER, FLAT, FRAME WITH ROUNDED BOTTOM, BLACK, FOR LABELING PLATE 12.5MM X 27MM | 0.44 | TEM | 100 | CP | 0.002 | 10
3SU19000AG100AA0 | LABEL HOLDER, FLAT, FRAME WITH ROUNDED BOTTOM, BLACK, FOR LABELING PLATE 12.5MM X 27MM | 0.44 | TEM | 100 | CP | 0.002 | 10
3SU19000AH100AA0 | LABEL HOLDER, FLAT, FRAME WITH ROUNDED BOTTOM, BLACK, FOR LABELING PLATE 17.5MM X 27MM | 0.44 | TEM | 100 | CP | 0.002 | 10
3SU19000AH100AA0 | LABEL HOLDER, FLAT, FRAME WITH ROUNDED BOTTOM, BLACK, FOR LABELING PLATE 17.5MM X 27MM | 0.44 | TEM | 100 | CP | 0.002 | 10
3SU19000AJ100AA0 | LABEL HOLDER, FLAT, FRAME WITH ROUNDED BOTTOM, BLACK, FOR LABELING PLATE 27MM X 27MM | 0.44 | TEM | 100 | CP | 0.002 | 10
3SU19000AJ100AA0 | LABEL HOLDER, FLAT, FRAME WITH ROUNDED BOTTOM, BLACK, FOR LABELING PLATE 27MM X 27MM | 0.44 | TEM | 100 | CP | 0.002 | 10
3SU19000AN100AA0 | LABEL HOLDER, FRAME WITH SQUARE BOTTOM, BLACK, FOR LABELING PLATE 12.5MM X 27MM | 0.49 | TEM | 100 | CP | 0.002 | 1
3SU19000AN100AA0 | LABEL HOLDER, FRAME WITH SQUARE BOTTOM, BLACK, FOR LABELING PLATE 12.5MM X 27MM | 0.49 | TEM | 100 | CP | 0.002 | 1
3SU19000AP100AA0 | LABEL HOLDER, FRAME WITH SQUARE BOTTOM, BLACK, FOR LABELING PLATE 17.5MM X 27MM | 0.49 | TEM | 100 | CP | 0.002 | 1
3SU19000AP100AA0 | LABEL HOLDER, FRAME WITH SQUARE BOTTOM, BLACK, FOR LABELING PLATE 17.5MM X 27MM | 0.49 | TEM | 100 | CP | 0.002 | 1
3SU19000AQ100AA0 | LABEL HOLDER, FRAME WITH SQUARE BOTTOM, BLACK, FOR LABELING PLATE 27MM X 27MM | 0.49 | TEM | 100 | CP | 0.003 | 1
3SU19000AQ100AA0 | LABEL HOLDER, FRAME WITH SQUARE BOTTOM, BLACK, FOR LABELING PLATE 27MM X 27MM | 0.49 | TEM | 100 | CP | 0.003 | 1
3SU19000AR100AA0 | LABEL HOLDER, FLAT, FRAME WITH ROUNDED BOTTOM, BLACK, FOR LABELING PLATE 12.5MM X 27MM | 0.44 | TEM | 100 | CP | 0.002 | 10
3SU19000AR100AA0 | LABEL HOLDER, FLAT, FRAME WITH ROUNDED BOTTOM, BLACK, FOR LABELING PLATE 12.5MM X 27MM | 0.44 | TEM | 100 | CP | 0.002 | 10
3SU19000AS100AA0 | LABEL HOLDER, FLAT, FRAME WITH ROUNDED BOTTOM, BLACK, FOR LABELING PLATE 17.5MM X 27MM | 0.44 | TEM | 100 | CP | 0.002 | 10
3SU19000AS100AA0 | LABEL HOLDER, FLAT, FRAME WITH ROUNDED BOTTOM, BLACK, FOR LABELING PLATE 17.5MM X 27MM | 0.44 | TEM | 100 | CP | 0.002 | 10
3SU19000AT100AA0 | LABEL HOLDER, FLAT, FRAME WITH ROUNDED BOTTOM, BLACK, FOR LABELING PLATE 27MM X 27MM | 0.44 | TEM | 100 | CP | 0.002 | 10
3SU19000AT100AA0 | LABEL HOLDER, FLAT, FRAME WITH ROUNDED BOTTOM, BLACK, FOR LABELING PLATE 27MM X 27MM | 0.44 | TEM | 100 | CP | 0.002 | 10
3SU19000AX100AA0 | SINGLE FRAME FOR SQUARE DESIGN, BLACK | 1.23 | TEM | 1 | CP | 0.002 | 10
3SU19000AX100AA0 | SINGLE FRAME FOR SQUARE DESIGN, BLACK | 1.23 | TEM | 1 | CP | 0.002 | 10
3SU19000AY610AA0 | LABELING PLATE, WHITE, WITHOUT INSCRIPTION, FOR SUPPORTING DUST RESISTANCE, FOR CONTACT BLOCKS | 34.08 | TEM | 100 | CP | 0.001 | 10
3SU19000AY610AA0 | LABELING PLATE, WHITE, WITHOUT INSCRIPTION, FOR SUPPORTING DUST RESISTANCE, FOR CONTACT BLOCKS | 34.08 | TEM | 100 | CP | 0.001 | 10
3SU19000BC310DA0 | ROUND BACKING PLATE, FOR EM. STOP MUSH. PUSHBUTTON, YELLOW, SELF-ADHESIVE, EXTERNAL DIAMETER 75MM, INTERNAL DIAMETER 23MM, WITH INSCRIPTION: EMERGENCY STOP | 2.46 | TEM | 1 | CP | 0.002 | 10
3SU19000BC310DA0 | ROUND BACKING PLATE, FOR EM. STOP MUSH. PUSHBUTTON, YELLOW, SELF-ADHESIVE, EXTERNAL DIAMETER 75MM, INTERNAL DIAMETER 23MM, WITH INSCRIPTION: EMERGENCY STOP | 2.46 | TEM | 1 | CP | 0.002 | 10
3SU19000BE310AA0 | BACKING PLATE FOR EM. STOP MUSH. PUSHBUTTON IN ENCLOSURE, YELLOW, WITHOUT INSCRIPTION, SELF-ADHESIVE | 2.67 | TEM | 1 | CP | 0.002 | 10
3SU19000BE310AA0 | BACKING PLATE FOR EM. STOP MUSH. PUSHBUTTON IN ENCLOSURE, YELLOW, WITHOUT INSCRIPTION, SELF-ADHESIVE | 2.67 | TEM | 1 | CP | 0.002 | 10
3SU19000BG160RT0 | LABELING PLATE FOR POTENTIOMETER, LABEL BLACK, LETTERING WHITE, WITH INSCRIPTION: 0 TO 9 | 1.85 | TEM | 1 | CP | 0.001 | 10
3SU19000BG160RT0 | LABELING PLATE FOR POTENTIOMETER, LABEL BLACK, LETTERING WHITE, WITH INSCRIPTION: 0 TO 9 | 1.85 | TEM | 1 | CP | 0.001 | 10
3SU19000BM610AA0 | LABELING PLATES FOR PRINTING AND STICKING ONTO ENCLOSURES, LABEL SIZE 22 X 22MM, WHITE, WITHOUT INSCRIPTION, FOR SELF-INSCRIPTION, 10 SHEETS A4, 700 LABELS | 0.27 | TEM | 100 | CP | 0.001 | 700
3SU19000BM610AA0 | LABELING PLATES FOR PRINTING AND STICKING ONTO ENCLOSURES, LABEL SIZE 22 X 22MM, WHITE, WITHOUT INSCRIPTION, FOR SELF-INSCRIPTION, 10 SHEETS A4, 700 LABELS | 0.27 | TEM | 100 | CP | 0.001 | 700
3SU19000DB700AA0 | PROTECTIVE SILICONE CAP FOR FLAT BUTTON, CLEAR | 2.05 | TEM | 1 | CP | 0.008 | 1
3SU19000DB700AA0 | PROTECTIVE SILICONE CAP FOR FLAT BUTTON, CLEAR | 2.05 | TEM | 1 | CP | 0.008 | 1
3SU19000DH700AA0 | PROTECTIVE SILICONE CAP FOR RAISED TWIN PUSHBUTTON, CLEAR | 2.46 | TEM | 1 | CP | 0.012 | 1
3SU19000DH700AA0 | PROTECTIVE SILICONE CAP FOR RAISED TWIN PUSHBUTTON, CLEAR | 2.46 | TEM | 1 | CP | 0.012 | 1
3SU19000DY300AA0 | PROTECTIVE COLLAR FOR EM. STOP MUSHROOM PUSHBUTTON, WITHOUT OR WITH RONIS LOCK, YELLOW, PLASTIC | 4.92 | TEM | 1 | CP | 0.042 | 1
3SU19000DY300AA0 | PROTECTIVE COLLAR FOR EM. STOP MUSHROOM PUSHBUTTON, WITHOUT OR WITH RONIS LOCK, YELLOW, PLASTIC | 4.92 | TEM | 1 | CP | 0.042 | 1
3SU19000FU600AA0 | ID KEY ID-GROUP INDIVIDUAL, WHITE | 6.15 | TEM | 1 | CP | 0.005 | 1
3SU19000FU600AA0 | ID KEY ID-GROUP INDIVIDUAL, WHITE | 6.15 | TEM | 1 | CP | 0.005 | 1
3SU19000FV400AA0 | ID KEY ID-GROUP1, GREEN | 6.15 | TEM | 1 | CP | 0.004 | 1
3SU19000FV400AA0 | ID KEY ID-GROUP1, GREEN | 6.15 | TEM | 1 | CP | 0.004 | 1
3SU19000FW300AA0 | ID KEY ID-GROUP2, YELLOW | 6.15 | TEM | 1 | CP | 0.004 | 1
3SU19000FW300AA0 | ID KEY ID-GROUP2, YELLOW | 6.15 | TEM | 1 | CP | 0.004 | 1
3SU19000FX200AA0 | ID KEY ID-GROUP3, RED | 6.15 | TEM | 1 | CP | 0.005 | 1
3SU19000FX200AA0 | ID KEY ID-GROUP3, RED | 6.15 | TEM | 1 | CP | 0.005 | 1
3SU19000FY500AA0 | ID KEY ID-GROUP4, BLUE | 6.15 | TEM | 1 | CP | 0.004 | 1
3SU19000FY500AA0 | ID KEY ID-GROUP4, BLUE | 6.15 | TEM | 1 | CP | 0.004 | 1
3SU19000KL100AA0 | CONNECTOR FOR SENSOR SWITCH, ANGLED SOCKET WITH SCREW-TYPE TERMINAL CONNECTION | 14.04 | TEM | 1 | CP | 0.018 | 1
3SU19000KL100AA0 | CONNECTOR FOR SENSOR SWITCH, ANGLED SOCKET WITH SCREW-TYPE TERMINAL CONNECTION | 14.04 | TEM | 1 | CP | 0.018 | 1
3SU19300FA800AA0 | SEALING PLUG FOR UNUSED COMMAND POINTS, 22 mm, METAL, SAND GRAY (FRONT) PLASTIC, BLACK (BACK) | 2.05 | TEM | 1 | CP | 0.045 | 1
3SU19300FA800AA0 | SEALING PLUG FOR UNUSED COMMAND POINTS, 22 mm, METAL, SAND GRAY (FRONT) PLASTIC, BLACK (BACK) | 2.05 | TEM | 1 | CP | 0.045 | 1
3SU19500DM800AA0 | LOCKING DEVICE MADE OF METAL, FOR PUSHBUTTON WITH FLAT BUTTON, RAISED FRONT RING OR RAISED FRONT RING, CASTELLATED | 18.86 | TEM | 1 | CP | 0.05 | 1
3SU19500DM800AA0 | LOCKING DEVICE MADE OF METAL, FOR PUSHBUTTON WITH FLAT BUTTON, RAISED FRONT RING OR RAISED FRONT RING, CASTELLATED | 18.86 | TEM | 1 | CP | 0.05 | 1
3SU19500DR800AA0 | LOCKING DEVICE MADE OF METAL, FOR SELECTOR SWITCH, SHORT OR LONG HANDLE, IN THE CENTER POSITION | 18.86 | TEM | 1 | CP | 0.064 | 1
3SU19500DR800AA0 | LOCKING DEVICE MADE OF METAL, FOR SELECTOR SWITCH, SHORT OR LONG HANDLE, IN THE CENTER POSITION | 18.86 | TEM | 1 | CP | 0.064 | 1
3SU19500HN100AA0 | STAND FOR TWO-HAND OPERATION CONSOLE, WITH CABLE BUSHINGS FOR METRIC CABLE GLANDS | 337.12 | TEM | 1 | CP | 15 | 1
3SU19500HN100AA0 | STAND FOR TWO-HAND OPERATION CONSOLE, WITH CABLE BUSHINGS FOR METRIC CABLE GLANDS | 337.12 | TEM | 1 | CP | 15 | 1
3SU19500KK800AA0 | ACCESSORY / SPARE PART FOR THE METAL PROGRAM ROUND, 22MM: GROUNDING SCREW FOR METAL HOLDER F.GROUNDING OF METAL ACTUATOR FOR FRONT PLATES MADE OF NON-CONDUCTING MATERIAL NON-CONDUCTING MATERIAS | 3.33 | TEM | 100 | CP | 0.001 | 50
3SU19500KK800AA0 | ACCESSORY / SPARE PART FOR THE METAL PROGRAM ROUND, 22MM: GROUNDING SCREW FOR METAL HOLDER F.GROUNDING OF METAL ACTUATOR FOR FRONT PLATES MADE OF NON-CONDUCTING MATERIAL NON-CONDUCTING MATERIAS | 3.33 | TEM | 100 | CP | 0.001 | 50
3SX1335 | ACCESSORY / SPARE PART FOR THE PLASTIC PROGRAM ROUND, 22MM: EXTENSION PLUNGER FOR PUSHBUTTON WITH EXTENDED STROKE, FOR COMPENSATION OF THE DISTANCE BETWEEN PUSHBUTTON AND UNLATCHING BUTTON OF A THERMAL OVERLOAD RELAY(E.G.) | 1.33 | TEM | 1 | CP | 0.004 | 1
3SX1335 | ACCESSORY / SPARE PART FOR THE PLASTIC PROGRAM ROUND, 22MM: EXTENSION PLUNGER FOR PUSHBUTTON WITH EXTENDED STROKE, FOR COMPENSATION OF THE DISTANCE BETWEEN PUSHBUTTON AND UNLATCHING BUTTON OF A THERMAL OVERLOAD RELAY(E.G.) | 1.33 | TEM | 1 | CP | 0.004 | 1
3SX1342 | ACCESSORY / SPARE PART FOR PLASTIC-/METAL PROGRAM ROUND, 22MM/SQUARE, 26X26MM: LAMP WITH BASE BA 9S INCANDESCENT LAMP 2 W LENGTH MAX. 28MM BULB DIAMETER 10MM RATED VOLTAGE 6V AC/DC CLEAR | 2.36 | TEM | 1 | CP | 0.003 | 10
3SX1342 | ACCESSORY / SPARE PART FOR PLASTIC-/METAL PROGRAM ROUND, 22MM/SQUARE, 26X26MM: LAMP WITH BASE BA 9S INCANDESCENT LAMP 2 W LENGTH MAX. 28MM BULB DIAMETER 10MM RATED VOLTAGE 6V AC/DC CLEAR | 2.36 | TEM | 1 | CP | 0.003 | 10
3SX1344 | ACCESSORY / SPARE PART FOR PLASTIC-/METAL PROGRAM ROUND, 22MM/SQUARE, 26X26MM: LAMP WITH BASE BA 9S INCANDESCENT LAMP 2 W LENGTH MAX. 28MM BULB DIAMETER 10MM RATED VOLTAGE 24V AC/DC CLEAR | 2.36 | TEM | 1 | CP | 0.002 | 10
3SX1344 | ACCESSORY / SPARE PART FOR PLASTIC-/METAL PROGRAM ROUND, 22MM/SQUARE, 26X26MM: LAMP WITH BASE BA 9S INCANDESCENT LAMP 2 W LENGTH MAX. 28MM BULB DIAMETER 10MM RATED VOLTAGE 24V AC/DC CLEAR | 2.36 | TEM | 1 | CP | 0.002 | 10
3SX1701 | ACCESSORY / SPARE PART FOR PLASTIC-/METAL PROGRAM ROUND, 22MM/SQUARE, 26X26MM: LAMP WITH BASE BA 9S GLOW LAMP LENGTH MAX. 28MM BULB DIAMETER 10MM RATED VOLTAGE 230V AC OPERATIONAL CURRENT 1.8 MA CLEAR | 7.07 | TEM | 1 | CP | 0.003 | 10
3SX1701 | ACCESSORY / SPARE PART FOR PLASTIC-/METAL PROGRAM ROUND, 22MM/SQUARE, 26X26MM: LAMP WITH BASE BA 9S GLOW LAMP LENGTH MAX. 28MM BULB DIAMETER 10MM RATED VOLTAGE 230V AC OPERATIONAL CURRENT 1.8 MA CLEAR | 7.07 | TEM | 1 | CP | 0.003 | 10
3SX1702 | ACCESSORY / SPARE PART FOR PLASTIC-/METAL PROGRAM ROUND, 22MM/SQUARE, 26X26MM: LAMP WITH BASE BA 9S GLOW LAMP LENGTH MAX. 28MM BULB DIAMETER 10MM RATED VOLTAGE 230V AC OPERATIONAL CURRENT 1.8 MA GREEN | 11.38 | TEM | 1 | CP | 0.003 | 10
3SX1702 | ACCESSORY / SPARE PART FOR PLASTIC-/METAL PROGRAM ROUND, 22MM/SQUARE, 26X26MM: LAMP WITH BASE BA 9S GLOW LAMP LENGTH MAX. 28MM BULB DIAMETER 10MM RATED VOLTAGE 230V AC OPERATIONAL CURRENT 1.8 MA GREEN | 11.38 | TEM | 1 | CP | 0.003 | 10
3SX1731 | ACCESSORY / SPARE PART FOR PLASTIC-/METAL PROGRAM ROUND, 22MM/SQUARE, 26X26MM: LAMP WITH BASE BA 9S INCANDESCENT LAMP 2.6 W LENGTH MAX. 28MM BULB DIAMETER 10MM RATED VOLTAGE 110/130V AC/DC CLEAR | 4.92 | TEM | 1 | CP | 0.003 | 10
3SX1731 | ACCESSORY / SPARE PART FOR PLASTIC-/METAL PROGRAM ROUND, 22MM/SQUARE, 26X26MM: LAMP WITH BASE BA 9S INCANDESCENT LAMP 2.6 W LENGTH MAX. 28MM BULB DIAMETER 10MM RATED VOLTAGE 110/130V AC/DC CLEAR | 4.92 | TEM | 1 | CP | 0.003 | 10
3SX3170 | ACTUATORS FOR 3SE55 (3SE3200,3SE3210) POS.SW. ROLLER PLUNGER | 6.11 | TEM | 1 | CP | 0.012 | 1
3SX3170 | ACTUATORS FOR 3SE55 (3SE3200,3SE3210) POS.SW. ROLLER PLUNGER | 6.11 | TEM | 1 | CP | 0.012 | 1
3SX3171 | ACTUATORS FOR 3SE55 (3SE3200 AND 3SE3210) ROLLER LEVER | 7.45 | TEM | 1 | CP | 0.01 | 1
3SX3171 | ACTUATORS FOR 3SE55 (3SE3200 AND 3SE3210) ROLLER LEVER | 7.45 | TEM | 1 | CP | 0.01 | 1
3SX3172 | ACTUATORS FOR 3SE55 (3SE3200,3SE3210) POS.SW. ANGULAR ROLLER LEVER | 7.45 | TEM | 1 | CP | 0.008 | 1
3SX3172 | ACTUATORS FOR 3SE55 (3SE3200,3SE3210) POS.SW. ANGULAR ROLLER LEVER | 7.45 | TEM | 1 | CP | 0.008 | 1
3SX3218 | SEPARATE ACTUATOR FOR 3SE2243 AND 3SE2257 STANDARD ACTUATOR | 4.41 | TEM | 1 | CP | 0.019 | 1
3SX3218 | SEPARATE ACTUATOR FOR 3SE2243 AND 3SE2257 STANDARD ACTUATOR | 4.41 | TEM | 1 | CP | 0.019 | 1
3SX3228 | SEPARATE ACTUATOR, UNIVERSAL RADIUS ACTUATOR, FOR POSITION SWITCHES WITH SEPARATE ACTUATORS 3SE2243 AND 3SE2257. | 10.35 | TEM | 1 | CP | 0.03 | 1
3SX3228 | SEPARATE ACTUATOR, UNIVERSAL RADIUS ACTUATOR, FOR POSITION SWITCHES WITH SEPARATE ACTUATORS 3SE2243 AND 3SE2257. | 10.35 | TEM | 1 | CP | 0.03 | 1
3SX3234 | SEPARATE ACTUATER FOR 3SE2243/257,WITH DUST PROTECTION + SLOT COVERS | 25.01 | TEM | 1 | CP | 0.04 | 1
3SX3234 | SEPARATE ACTUATER FOR 3SE2243/257,WITH DUST PROTECTION + SLOT COVERS | 25.01 | TEM | 1 | CP | 0.04 | 1
3SX3256 | SEPARATE ACTUATOR FOR 3SE2243 AND 3SE2257 RADIUS ACTUATOR | 10.76 | TEM | 1 | CP | 0.018 | 1
3SX3256 | SEPARATE ACTUATOR FOR 3SE2243 AND 3SE2257 RADIUS ACTUATOR | 10.76 | TEM | 1 | CP | 0.018 | 1
3SX3261 | SPACER FOR 3SE6606-3BA | 10.35 | TEM | 1 | CP | 0.006 | 1
3SX3261 | SPACER FOR 3SE6606-3BA | 10.35 | TEM | 1 | CP | 0.006 | 1
3SX51003B | ADAPTER+SCREW FOR COMPENSATING INSTALLATION DEPTH FOR TWIST LEVER ADJUSTABLE LENGTH AND ROD LEVER 3SE51..-; IF REQUIRED FOR CHANGING OVER FROM 3SE21 (3SE21.0-.UW/VW/WW/U/V/W) TO 3SE51 | 7.89 | TEM | 1 | CP | 0.02 | 1
3SX51003B | ADAPTER+SCREW FOR COMPENSATING INSTALLATION DEPTH FOR TWIST LEVER ADJUSTABLE LENGTH AND ROD LEVER 3SE51..-; IF REQUIRED FOR CHANGING OVER FROM 3SE21 (3SE21.0-.UW/VW/WW/U/V/W) TO 3SE51 | 7.89 | TEM | 1 | CP | 0.02 | 1
3SX56001G | COVER CAPS AND SPACERS FOR RFID SWITCHES 3SE63, CONSISTING OF 8X COVER CAPS FOR MOUNTING DRILL HOLES AND 4X SEAL WASHERS 3MM HIGH, SUITABLE AS SPACERS FOR CLEANING PURPOSES UNDER MOUNTING SURFACE | 8.2 | TEM | 1 | CP | 0.013 | 1
3SX56001G | COVER CAPS AND SPACERS FOR RFID SWITCHES 3SE63, CONSISTING OF 8X COVER CAPS FOR MOUNTING DRILL HOLES AND 4X SEAL WASHERS 3MM HIGH, SUITABLE AS SPACERS FOR CLEANING PURPOSES UNDER MOUNTING SURFACE | 8.2 | TEM | 1 | CP | 0.013 | 1
3SX56012GA03 | CABLE, 8-PIN, FREE CABLE END 3M LONG, FOR RFID SAFETY SWITCH 3SE63, ON STRAIGHT SOCKET M12, FOR 2A AND 30V | 34.85 | TEM | 1 | CP | 0.171 | 1
3SX56012GA03 | CABLE, 8-PIN, FREE CABLE END 3M LONG, FOR RFID SAFETY SWITCH 3SE63, ON STRAIGHT SOCKET M12, FOR 2A AND 30V | 34.85 | TEM | 1 | CP | 0.171 | 1
3SX56012GA10 | CABLE, 8-PIN, FREE CABLE END 10M LONG, FOR RFID SAFETY SWITCH 3SE63, ON STRAIGHT SOCKET M12, FOR 2A AND 30V | 50.43 | TEM | 1 | CP | 0.5 | 1
3SX56012GA10 | CABLE, 8-PIN, FREE CABLE END 10M LONG, FOR RFID SAFETY SWITCH 3SE63, ON STRAIGHT SOCKET M12, FOR 2A AND 30V | 50.43 | TEM | 1 | CP | 0.5 | 1
3SX9926 | CABLE GLAND MOLDED PLASTIC FOR POSITION SWITCH, M20X1.5, FOR CABLE DIAMETER: 5-13 MM | 6.25 | TEM | 1 | CP | 0.012 | 1
3SX9926 | CABLE GLAND MOLDED PLASTIC FOR POSITION SWITCH, M20X1.5, FOR CABLE DIAMETER: 5-13 MM | 6.25 | TEM | 1 | CP | 0.012 | 1
3SY1054 | ACCESSORY / SPARE PART FOR PLASTIC-/METAL PROGRAM ROUND, 22MM/SQUARE, 26X26MM: KEY FOR CES KEY-OPER.SWITCH LOCK NO SSG 10 | 6.25 | TEM | 1 | CP | 0.008 | 1
3SY1054 | ACCESSORY / SPARE PART FOR PLASTIC-/METAL PROGRAM ROUND, 22MM/SQUARE, 26X26MM: KEY FOR CES KEY-OPER.SWITCH LOCK NO SSG 10 | 6.25 | TEM | 1 | CP | 0.008 | 1
3TB54170LB4 | CONTACTOR SIZE 10 3-POLE AC-3 132KW, 400/380V AUXILIARY CONTACTS 21 (2NO+1NC) SETTING RANGE 0.7 TO 1.25X US SWITCHED WITH VARISTOR DC OPERATION DC SOLENOID SYSTEM DC 24V | 2492.7 | TEM | 1 | CP | 16.692 | 1
3TB54170LB4 | CONTACTOR SIZE 10 3-POLE AC-3 132KW, 400/380V AUXILIARY CONTACTS 21 (2NO+1NC) SETTING RANGE 0.7 TO 1.25X US SWITCHED WITH VARISTOR DC OPERATION DC SOLENOID SYSTEM DC 24V | 2467.6 | TEM | 1 | CP | 16.692 | 1
3TB54170LB4 | CONTACTOR SIZE 10 3-POLE AC-3 132KW, 400/380V AUXILIARY CONTACTS 21 (2NO+1NC) SETTING RANGE 0.7 TO 1.25X US SWITCHED WITH VARISTOR DC OPERATION DC SOLENOID SYSTEM DC 24V | 2492.7 | TEM | 1 | CP | 16.692 | 1
3TC44165CQ0 | CONTACTOR SIZE 2 2-POLE WITH DELAYED DISCONNECTION. AUX. SWITCHES 2NO + 1NC 380/440 V AC 50 HZ/60 HZ | 709.2 | TEM | 1 | CP | 1.466 | 1
3TC44165CQ0 | CONTACTOR SIZE 2 2-POLE WITH DELAYED DISCONNECTION. AUX. SWITCHES 2NO + 1NC 380/440 V AC 50 HZ/60 HZ | 709.2 | TEM | 1 | CP | 1.466 | 1
3TC44170AB4 | CONTACTOR, SIZE 2, 2-POLE DC-3 AND 5, 32A AUXILIARY SWITCH 22 (2NO+2NC) DC OPERATION DC 24V WORKING RANGE 0.85 - 1.1 UN | 250.61 | TEM | 1 | CP | 1.06 | 1
3TC44170AB4 | CONTACTOR, SIZE 2, 2-POLE DC-3 AND 5, 32A AUXILIARY SWITCH 22 (2NO+2NC) DC OPERATION DC 24V WORKING RANGE 0.85 - 1.1 UN | 250.61 | TEM | 1 | CP | 1.06 | 1
3TC44170AF4 | CONTACTOR, SIZE 2, 2-POLE DC-3 AND 5,RATD.OPERAT.CURR.32A AUXILIARY CONTACTS 22 (2NO+2NC) DC OPERATION DC 110V | 250.61 | TEM | 1 | CP | 1.043 | 1
3TC44170AF4 | CONTACTOR, SIZE 2, 2-POLE DC-3 AND 5,RATD.OPERAT.CURR.32A AUXILIARY CONTACTS 22 (2NO+2NC) DC OPERATION DC 110V | 250.61 | TEM | 1 | CP | 1.043 | 1
3TC44170AM4 | CONTACTOR, SIZE 2, 2-POLE DC-3 AND 5,RATD.OPERAT.CURR.32A AUXILIARY CONTACTS 22 (2NO+2NC) DC OPERATION DC 220V | 250.61 | TEM | 1 | CP | 1.059 | 1
3TC44170AM4 | CONTACTOR, SIZE 2, 2-POLE DC-3 AND 5,RATD.OPERAT.CURR.32A AUXILIARY CONTACTS 22 (2NO+2NC) DC OPERATION DC 220V | 250.61 | TEM | 1 | CP | 1.059 | 1
3TC44170AN4 | CONTACTOR SIZE 2 2-POLE DC-3 AND 5, 32 A AUXILIARY SWITCH 22 (2NO+2NC) DC OPERATION DC 250 V | 261.79 | TEM | 1 | CP | 1.051 | 1
3TC44170AN4 | CONTACTOR SIZE 2 2-POLE DC-3 AND 5, 32 A AUXILIARY SWITCH 22 (2NO+2NC) DC OPERATION DC 250 V | 261.79 | TEM | 1 | CP | 1.051 | 1
3TC44170AW4 | CONTACTOR, SIZE 2, 2-POLE DC-3 AND 5,RATD.OPERAT.CURR.32A AUXILIARY CONTACTS 22 (2NO+2NC) DC OPERATION DC 48V | 250.61 | TEM | 1 | CP | 1.057 | 1
3TC44170AW4 | CONTACTOR, SIZE 2, 2-POLE DC-3 AND 5,RATD.OPERAT.CURR.32A AUXILIARY CONTACTS 22 (2NO+2NC) DC OPERATION DC 48V | 250.61 | TEM | 1 | CP | 1.057 | 1
3TC44170BB0 | CONTACTOR, SIZE 2, 2-POLE DC-3 AND 5,RATD.OPERAT.CURR.32A AUXILIARY CONTACTS 22 (2NO+2NC) AC OPERATION AC 24V 50HZ/AC 29V 60HZ | 176.51 | TEM | 1 | CP | 0.676 | 1
3TC44170BB0 | CONTACTOR, SIZE 2, 2-POLE DC-3 AND 5,RATD.OPERAT.CURR.32A AUXILIARY CONTACTS 22 (2NO+2NC) AC OPERATION AC 24V 50HZ/AC 29V 60HZ | 176.51 | TEM | 1 | CP | 0.676 | 1
3TC44170BF0 | CONTACTOR, SIZE 2, 2-POLE DC-3 AND 5,RATD.OPERAT.CURR.32A AUXILIARY CONTACTS 22 (2NO+2NC) AC OPERATION AC 110V 50HZ/AC 132V 60HZ | 176.51 | TEM | 1 | CP | 0.677 | 1
3TC44170BF0 | CONTACTOR, SIZE 2, 2-POLE DC-3 AND 5,RATD.OPERAT.CURR.32A AUXILIARY CONTACTS 22 (2NO+2NC) AC OPERATION AC 110V 50HZ/AC 132V 60HZ | 176.51 | TEM | 1 | CP | 0.677 | 1
3TC44170BP0 | CONTACTOR, SIZE 2, 2-POLE DC-3 AND 5,RATD.OPERAT.CURR.32A AUXILIARY CONTACTS 22 (2NO+2NC) AC OPERATION AC 230/220V 50HZ,276/264V 60HZ | 176.51 | TEM | 1 | CP | 0.68 | 1
3TC44170BP0 | CONTACTOR, SIZE 2, 2-POLE DC-3 AND 5,RATD.OPERAT.CURR.32A AUXILIARY CONTACTS 22 (2NO+2NC) AC OPERATION AC 230/220V 50HZ,276/264V 60HZ | 176.51 | TEM | 1 | CP | 0.68 | 1
3TC44170BR2 | CONTACTOR, SIZE 2, 2-POLE DC-3 AND 5,RATD.OPERAT.CURR.32A AUXILIARY CONTACTS 22 (2NO+2NC) AC OPERATION AC 440V 50/60HZ | 182.66 | TEM | 1 | CP | 0.684 | 1
3TC44170BR2 | CONTACTOR, SIZE 2, 2-POLE DC-3 AND 5,RATD.OPERAT.CURR.32A AUXILIARY CONTACTS 22 (2NO+2NC) AC OPERATION AC 440V 50/60HZ | 182.66 | TEM | 1 | CP | 0.684 | 1
3TC44170CF4 | CONTACTOR SIZE 2, 2-POLE DC-3 AND 5, 32A AUXILIARY SWITCHES 22 (2NO+2NC) DC OPERATION 110V DC | 435.22 | TEM | 1 | CP | 1.328 | 1
3TC44170CF4 | CONTACTOR SIZE 2, 2-POLE DC-3 AND 5, 32A AUXILIARY SWITCHES 22 (2NO+2NC) DC OPERATION 110V DC | 435.22 | TEM | 1 | CP | 1.328 | 1
3TC44170LB4 | CONTACTOR SIZE 2, 2-POLE FOR RAILWAY APPLICATIONS DC-3 AND 5, 7.5A AT 750V AUXILIARY CONTACTS 21 (2NO+1NC) SETTING RANGE 0.7 TO 1.25X US WITH VARISTOR AND SERIES RESISTOR DC SOLENOID SYSTEM DC 24V | 334.77 | TEM | 1 | CP | 1.322 | 1
3TC44170LB4 | CONTACTOR SIZE 2, 2-POLE FOR RAILWAY APPLICATIONS DC-3 AND 5, 7.5A AT 750V AUXILIARY CONTACTS 21 (2NO+1NC) SETTING RANGE 0.7 TO 1.25X US WITH VARISTOR AND SERIES RESISTOR DC SOLENOID SYSTEM DC 24V | 334.77 | TEM | 1 | CP | 1.322 | 1
3TC48170AF4 | CONTACTOR, SIZE 4, 2-POLE DC-3 AND 5,RATD.OPERAT.CURR.75A AUXILIARY CONTACTS 22 (2NO+2NC) DC OPERATION DC 110V | 896.88 | TEM | 1 | CP | 4.49 | 1
3TC48170AF4 | CONTACTOR, SIZE 4, 2-POLE DC-3 AND 5,RATD.OPERAT.CURR.75A AUXILIARY CONTACTS 22 (2NO+2NC) DC OPERATION DC 110V | 896.88 | TEM | 1 | CP | 4.49 | 1
3TC48170AM4 | CONTACTOR, SIZE 4, 2-POLE DC-3 AND 5,RATD.OPERAT.CURR.75A AUXILIARY CONTACTS 22 (2NO+2NC) DC OPERATION DC 220V | 896.88 | TEM | 1 | CP | 4.425 | 1
3TC48170AM4 | CONTACTOR, SIZE 4, 2-POLE DC-3 AND 5,RATD.OPERAT.CURR.75A AUXILIARY CONTACTS 22 (2NO+2NC) DC OPERATION DC 220V | 896.88 | TEM | 1 | CP | 4.425 | 1
3TC48170AP4 | CONTACTOR, SIZE 4, 2-POLE DC-3 AND 5,RATD.OPERAT.CURR.75A AUXILIARY CONTACTS 22 (2NO+2NC) DC OPERATION DC 230V | 896.88 | TEM | 1 | CP | 4.548 | 1
3TC48170AP4 | CONTACTOR, SIZE 4, 2-POLE DC-3 AND 5,RATD.OPERAT.CURR.75A AUXILIARY CONTACTS 22 (2NO+2NC) DC OPERATION DC 230V | 896.88 | TEM | 1 | CP | 4.548 | 1
3TC48170BF0 | CONTACTOR, SIZE 4, 2-POLE DC-3 AND 5,RATD.OPERAT.CURR.75A AUXILIARY CONTACTS 22 (2NO+2NC) AC OPERATION AC 110V 50HZ/AC 132V 60HZ | 708.17 | TEM | 1 | CP | 3.501 | 1
3TC48170BF0 | CONTACTOR, SIZE 4, 2-POLE DC-3 AND 5,RATD.OPERAT.CURR.75A AUXILIARY CONTACTS 22 (2NO+2NC) AC OPERATION AC 110V 50HZ/AC 132V 60HZ | 708.17 | TEM | 1 | CP | 3.501 | 1
3TC48170BP0 | CONTACTOR, SIZE 4, 2-POLE DC-3 AND 5,RATD.OPERAT.CURR.75A AUXILIARY CONTACTS 22 (2NO+2NC) AC OPERATION AC 230/220V 50HZ,276/264V 60HZ | 708.17 | TEM | 1 | CP | 3.434 | 1
3TC48170BP0 | CONTACTOR, SIZE 4, 2-POLE DC-3 AND 5,RATD.OPERAT.CURR.75A AUXILIARY CONTACTS 22 (2NO+2NC) AC OPERATION AC 230/220V 50HZ,276/264V 60HZ | 708.17 | TEM | 1 | CP | 3.434 | 1
3TC48170BU0 | CONTACTOR, SIZE 4, 2-POLE DC-3 AND 5,RATD.OPERAT.CURR.75A AUXILIARY CONTACTS 22 (2NO+2NC) AC OPERATION AC 240V 50HZ/AC 288V 60HZ | 708.17 | TEM | 1 | CP | 3.428 | 1
3TC48170BU0 | CONTACTOR, SIZE 4, 2-POLE DC-3 AND 5,RATD.OPERAT.CURR.75A AUXILIARY CONTACTS 22 (2NO+2NC) AC OPERATION AC 240V 50HZ/AC 288V 60HZ | 708.17 | TEM | 1 | CP | 3.428 | 1
3TC52170AB4 | CONTACTOR, SIZE 8, 2-POLE DC-3 AND 5,RATD.OPER.CURR. 220A AUXILIARY CONTACTS 22 (2NO+2NC) DC OPERATION DC 24V | 1400.05 | TEM | 1 | CP | 10.013 | 1
3TC52170AB4 | CONTACTOR, SIZE 8, 2-POLE DC-3 AND 5,RATD.OPER.CURR. 220A AUXILIARY CONTACTS 22 (2NO+2NC) DC OPERATION DC 24V | 1400.05 | TEM | 1 | CP | 10.013 | 1
3TC52170AF4 | CONTACTOR, SIZE 8, 2-POLE DC-3 AND 5,RATD.OPER.CURR. 220A AUXILIARY CONTACTS 22 (2NO+2NC) DC OPERATION DC 110V | 1400.05 | TEM | 1 | CP | 9.734 | 1
3TC52170AF4 | CONTACTOR, SIZE 8, 2-POLE DC-3 AND 5,RATD.OPER.CURR. 220A AUXILIARY CONTACTS 22 (2NO+2NC) DC OPERATION DC 110V | 1400.05 | TEM | 1 | CP | 9.734 | 1
3TC52170AF4 | CONTACTOR, SIZE 8, 2-POLE DC-3 AND 5,RATD.OPER.CURR. 220A AUXILIARY CONTACTS 22 (2NO+2NC) DC OPERATION DC 110V | 1400.05 | TEM | 1 | CP | 9.734 | 1
3TC52170AM4 | CONTACTOR, SIZE 8, 2-POLE DC-3 AND 5,RATD.OPER.CURR. 220A AUXILIARY CONTACTS 22 (2NO+2NC) DC OPERATION DC 220V | 1400.05 | TEM | 1 | CP | 9.715 | 1
3TC52170AM4 | CONTACTOR, SIZE 8, 2-POLE DC-3 AND 5,RATD.OPER.CURR. 220A AUXILIARY CONTACTS 22 (2NO+2NC) DC OPERATION DC 220V | 1400.05 | TEM | 1 | CP | 9.715 | 1
3TC52170AP4 | CONTACTOR, SIZE 8, 2-POLE DC-3 AND 5,RATD.OPER.CURR. 220A AUXILIARY CONTACTS 22 (2NO+2NC) DC OPERATION DC 230V | 1450.79 | TEM | 1 | CP | 9.857 | 1
3TC52170AP4 | CONTACTOR, SIZE 8, 2-POLE DC-3 AND 5,RATD.OPER.CURR. 220A AUXILIARY CONTACTS 22 (2NO+2NC) DC OPERATION DC 230V | 1450.79 | TEM | 1 | CP | 9.857 | 1
3TC52170BP0 | CONTACTOR, SIZE 8, 2-POLE DC-3 AND 5,RATD.OPER.CURR. 220A AUXILIARY CONTACTS 22 (2NO+2NC) AC OPERATION AC 230/220V 50HZ,276/264V 60HZ | 1176.91 | TEM | 1 | CP | 6.909 | 1
3TC52170BP0 | CONTACTOR, SIZE 8, 2-POLE DC-3 AND 5,RATD.OPER.CURR. 220A AUXILIARY CONTACTS 22 (2NO+2NC) AC OPERATION AC 230/220V 50HZ,276/264V 60HZ | 1176.91 | TEM | 1 | CP | 6.909 | 1
3TC52170LB4 | CONTACTOR SIZE 8 2-POLE DC-3 AND 5, 170A AT 750V AUXILIARY CONTACTS 21 (2NO+1NC) SETTING RANGE 0.7 TO 1.25X US SWITCHED WITH VARISTOR DC OPERATION DC SOLENOID SYSTEM DC 24V | 1592.85 | TEM | 1 | CP | 10.435 | 1
3TC52170LB4 | CONTACTOR SIZE 8 2-POLE DC-3 AND 5, 170A AT 750V AUXILIARY CONTACTS 21 (2NO+1NC) SETTING RANGE 0.7 TO 1.25X US SWITCHED WITH VARISTOR DC OPERATION DC SOLENOID SYSTEM DC 24V | 1592.85 | TEM | 1 | CP | 10.435 | 1
3TC56170AB4 | CONTACTOR SIZE 12, 2-POLE DC-3 AND 5,RATD.OPER.CURR. 400A AUXILIARY CONTACTS 22 (2NO+2NC) DC OPERATION DC 24V | 4433.54 | TEM | 1 | CP | 23.554 | 1
3TC56170AB4 | CONTACTOR SIZE 12, 2-POLE DC-3 AND 5,RATD.OPER.CURR. 400A AUXILIARY CONTACTS 22 (2NO+2NC) DC OPERATION DC 24V | 4433.54 | TEM | 1 | CP | 23.554 | 1
3TC78140EF | CONTACTOR SIZE 12, 2-POLE DC-3 AND 5,RATD.OPER.CURR. 400A AUXILIARY CONTACTS 44 (4NO+4NC) DC OPERATION DC 110V | 4413.24 | TEM | 1 | CP | 23.49 | 1
3TC78140EF | CONTACTOR SIZE 12, 2-POLE DC-3 AND 5,RATD.OPER.CURR. 400A AUXILIARY CONTACTS 44 (4NO+4NC) DC OPERATION DC 110V | 4413.24 | TEM | 1 | CP | 23.49 | 1
3TD20031BB4 | REVERSING CONTACTOR ASSEMBLY SIZE 00, AC-3, 4 KW/400 V DC OPERATION DC 24 V | 128.7 | TEM | 1 | CP | 0.434 | 1
3TD20031BB4 | REVERSING CONTACTOR ASSEMBLY SIZE 00, AC-3, 4 KW/400 V DC OPERATION DC 24 V | 128.7 | TEM | 1 | CP | 0.434 | 1
3TD20036QH2 | REVERSING STARTER 1 NO SIZE 00, AC-3, 4 KW/400 V 48 V AC 50/60 HZ | 204.9 | TEM | 1 | CP | 0.378 | 1
3TD20036QH2 | REVERSING STARTER 1 NO SIZE 00, AC-3, 4 KW/400 V 48 V AC 50/60 HZ | 204.9 | TEM | 1 | CP | 0.378 | 1
3TF20010AF0 | CONTACTOR, SIZE 00, 3-POLE AC-3,4KW/400V,SCREW TERMINALS AUXILIARY CONTACT 01E (1NC) AC OPERATION AC 110V 50HZ/AC 132V 60HZ | 40.7 | TEM | 1 | CP | 0.196 | 1
3TF20010AF0 | CONTACTOR, SIZE 00, 3-POLE AC-3,4KW/400V,SCREW TERMINALS AUXILIARY CONTACT 01E (1NC) AC OPERATION AC 110V 50HZ/AC 132V 60HZ | 40.7 | TEM | 1 | CP | 0.196 | 1
3TF20010AF0 | CONTACTOR, SIZE 00, 3-POLE AC-3,4KW/400V,SCREW TERMINALS AUXILIARY CONTACT 01E (1NC) AC OPERATION AC 110V 50HZ/AC 132V 60HZ | 40.7 | TEM | 1 | CP | 0.196 | 1
3TF20010AG2 | CONTACTOR, SIZE 00, 3-POLE AC-3,4KW/400V,SCREW TERMINALS AUXILIARY CONTACT 01E (1NC) AC OPERATION AC 110V 50/60HZ | 40.7 | TEM | 1 | CP | 0.198 | 1
3TF20010AG2 | CONTACTOR, SIZE 00, 3-POLE AC-3,4KW/400V,SCREW TERMINALS AUXILIARY CONTACT 01E (1NC) AC OPERATION AC 110V 50/60HZ | 40.7 | TEM | 1 | CP | 0.198 | 1
3TF20010AM0 | CONTACTOR SIZE 00 3 -POLE AC-3 4KW/400V, SCREW CONNECTION AUX. SWITCHES 01 E (1 NC) ALT. CURRENT ACTUATION 220 V AC 50 HZ/64 V AC 60 HZ | 41.9 | TEM | 1 | CP | 0.208 | 1
3TF20010AM0 | CONTACTOR SIZE 00 3 -POLE AC-3 4KW/400V, SCREW CONNECTION AUX. SWITCHES 01 E (1 NC) ALT. CURRENT ACTUATION 220 V AC 50 HZ/64 V AC 60 HZ | 41.9 | TEM | 1 | CP | 0.208 | 1
3TF20010AN2 | CONTACTOR, SIZE 00, 3-POLE AC-3,4KW/400V,SCREW TERMINALS AUXILIARY CONTACT 01E (1NC) AC OPERATION AC 220V 50/60HZ | 40.7 | TEM | 1 | CP | 0.194 | 1
3TF20010AN2 | CONTACTOR, SIZE 00, 3-POLE AC-3,4KW/400V,SCREW TERMINALS AUXILIARY CONTACT 01E (1NC) AC OPERATION AC 220V 50/60HZ | 40.7 | TEM | 1 | CP | 0.194 | 1
3TF20010AP0 | CONTACTOR, SIZE 00, 3-POLE AC-3,4KW/400V,SCREW TERMINALS AUXILIARY CONTACT 01E (1NC) AC OPERATION AC 230/220V 50HZ, 276/264V 60HZ | 40.7 | TEM | 1 | CP | 0.194 | 1
3TF20010AP0 | CONTACTOR, SIZE 00, 3-POLE AC-3,4KW/400V,SCREW TERMINALS AUXILIARY CONTACT 01E (1NC) AC OPERATION AC 230/220V 50HZ, 276/264V 60HZ | 40.7 | TEM | 1 | CP | 0.194 | 1
3TF20010BB4 | CONTACTOR, SIZE 00, 3-POLE AC-3, 4KW/400V, SCREW TERMINALS AUXILIARY CONTACT 01E (1NC) DC SOLENOID SYSTEM DC 24V | 47.6 | TEM | 1 | CP | 0.219 | 1
3TF20010BB4 | CONTACTOR, SIZE 00, 3-POLE AC-3, 4KW/400V, SCREW TERMINALS AUXILIARY CONTACT 01E (1NC) DC SOLENOID SYSTEM DC 24V | 47.6 | TEM | 1 | CP | 0.219 | 1
3TF20010MB4 | CONTACTOR SIZE 00 3-POLE AC-3 4KW/400V, SCREW MOUNTING AUXILIARY CONTACTS 01E (1NC) VARISTOR INCORPORATED DC OPERATION, COIL 1.2W DC 24V | 56.1 | TEM | 1 | CP | 0.216 | 1
3TF20010MB4 | CONTACTOR SIZE 00 3-POLE AC-3 4KW/400V, SCREW MOUNTING AUXILIARY CONTACTS 01E (1NC) VARISTOR INCORPORATED DC OPERATION, COIL 1.2W DC 24V | 56.1 | TEM | 1 | CP | 0.216 | 1
3TF20011BB4 | CONTACTOR, SIZE 00, 3-POLE AC-3, 4KW/400V,PLUG-IN CONNECT. AUXILIARY CONTACT 01E (1NC) DC SOLENOID SYSTEM DC 24V | 55.2 | TEM | 1 | CP | 0.27 | 1
3TF20011BB4 | CONTACTOR, SIZE 00, 3-POLE AC-3, 4KW/400V,PLUG-IN CONNECT. AUXILIARY CONTACT 01E (1NC) DC SOLENOID SYSTEM DC 24V | 55.2 | TEM | 1 | CP | 0.27 | 1
3TF20013AL2 | CONTACTOR, SIZE 00, 3-POLE AC-3, 4KW/400V, TAB CONNECTOR SNAP-ON MOUNTING ON STANDARD MOUNTING RAIL AUXILIARY CONTACT 01E (1NC) AC OPERATION AC 230V 50/60HZ | 34.6 | TEM | 1 | CP | 0.172 | 1
3TF20013AL2 | CONTACTOR, SIZE 00, 3-POLE AC-3, 4KW/400V, TAB CONNECTOR SNAP-ON MOUNTING ON STANDARD MOUNTING RAIL AUXILIARY CONTACT 01E (1NC) AC OPERATION AC 230V 50/60HZ | 34.6 | TEM | 1 | CP | 0.172 | 1
3TF20016AC2 | CONTACTOR, SIZE 00, 3-POLE AC-3, 4KW/400V,SOLDER-PIN CONN. SCREW MOUNTING (DIAGONAL) AUXILIARY CONTACT 01E (1NC) AC OPERATION AC 24V 50/60HZ | 39.2 | TEM | 1 | CP | 0.166 | 1
3TF20016AC2 | CONTACTOR, SIZE 00, 3-POLE AC-3, 4KW/400V,SOLDER-PIN CONN. SCREW MOUNTING (DIAGONAL) AUXILIARY CONTACT 01E (1NC) AC OPERATION AC 24V 50/60HZ | 39.2 | TEM | 1 | CP | 0.166 | 1
3TF20100AB0 | CONTACTOR, SIZE 00, 3-POLE AC-3, 4KW/400V, SCREW TERMINALS AUXILIARY CONTACT 10E (1NO) AC OPERATION AC 24V 50HZ/29V 60HZ | 40.7 | TEM | 1 | CP | 0.194 | 1
3TF20100AB0 | CONTACTOR, SIZE 00, 3-POLE AC-3, 4KW/400V, SCREW TERMINALS AUXILIARY CONTACT 10E (1NO) AC OPERATION AC 24V 50HZ/29V 60HZ | 40.7 | TEM | 1 | CP | 0.194 | 1
3TF20100AC2 | CONTACTOR, SIZE 00, 3-POLE AC-3, 4KW/400V, SCREW TERMINALS AUXILIARY CONTACT 10E (1NO) AC OPERATION AC 24V 50/60HZ | 40.7 | TEM | 1 | CP | 0.197 | 1
3TF20100AC2 | CONTACTOR, SIZE 00, 3-POLE AC-3, 4KW/400V, SCREW TERMINALS AUXILIARY CONTACT 10E (1NO) AC OPERATION AC 24V 50/60HZ | 40.7 | TEM | 1 | CP | 0.197 | 1
3TF20100AF0 | CONTACTOR, SIZE 00, 3-POLE AC-3, 4KW/400V, SCREW TERMINALS AUXILIARY CONTACT 10E (1NO) AC OPERATION AC 110V 50HZ/AC 132V 60HZ | 40.7 | TEM | 1 | CP | 0.192 | 1
3TF20100AF0 | CONTACTOR, SIZE 00, 3-POLE AC-3, 4KW/400V, SCREW TERMINALS AUXILIARY CONTACT 10E (1NO) AC OPERATION AC 110V 50HZ/AC 132V 60HZ | 40.7 | TEM | 1 | CP | 0.192 | 1
3TF20100AG2 | CONTACTOR, SIZE 00, 3-POLE AC-3, 4KW/400V, SCREW TERMINALS AUXILIARY CONTACT 10E (1NO) AC OPERATION AC 110V 50/60HZ | 40.7 | TEM | 1 | CP | 0.198 | 1
3TF20100AG2 | CONTACTOR, SIZE 00, 3-POLE AC-3, 4KW/400V, SCREW TERMINALS AUXILIARY CONTACT 10E (1NO) AC OPERATION AC 110V 50/60HZ | 40.7 | TEM | 1 | CP | 0.198 | 1
3TF20100AK2 | CONTACTOR, SIZE 00, 3-POLE AC-3, 4KW/400V, SCREW TERMINALS AUXILIARY CONTACT 10E (1NO) AC OPERATION AC 120V 50/60HZ | 42.3 | TEM | 1 | CP | 0.194 | 1
3TF20100AK2 | CONTACTOR, SIZE 00, 3-POLE AC-3, 4KW/400V, SCREW TERMINALS AUXILIARY CONTACT 10E (1NO) AC OPERATION AC 120V 50/60HZ | 42.3 | TEM | 1 | CP | 0.194 | 1
3TF20100AM0 | CONTACTOR SIZE 00 3-POLE AC-3 4KW/400V, SCREW CONNECTION AUX. SWITCHES 10 E (1NO) ALT. CURRENT ACTUATION 220 V AC 50 HZ/264 V AC 60 HZ | 42.3 | TEM | 1 | CP | 0.193 | 1
3TF20100AM0 | CONTACTOR SIZE 00 3-POLE AC-3 4KW/400V, SCREW CONNECTION AUX. SWITCHES 10 E (1NO) ALT. CURRENT ACTUATION 220 V AC 50 HZ/264 V AC 60 HZ | 42.3 | TEM | 1 | CP | 0.193 | 1
3TF20100AP0 | CONTACTOR, SIZE 00, 3-POLE AC-3, 4KW/400V, SCREW TERMINALS AUXILIARY CONTACT 10E (1NO) AC OPERATION AC 230/220V 50HZ, 276/264V 60HZ | 40.7 | TEM | 1 | CP | 0.192 | 1
3TF20100AP0 | CONTACTOR, SIZE 00, 3-POLE AC-3, 4KW/400V, SCREW TERMINALS AUXILIARY CONTACT 10E (1NO) AC OPERATION AC 230/220V 50HZ, 276/264V 60HZ | 40.7 | TEM | 1 | CP | 0.192 | 1
3TF20100BB4 | CONTACTOR, SIZE 00, 3-POLE AC-3, 4KW/400V, SCREW TERMINALS AUXILIARY CONTACT 10E (1NO) DC SOLENOID SYSTEM DC 24V | 47.6 | TEM | 1 | CP | 0.22 | 1
3TF20100BB4 | CONTACTOR, SIZE 00, 3-POLE AC-3, 4KW/400V, SCREW TERMINALS AUXILIARY CONTACT 10E (1NO) DC SOLENOID SYSTEM DC 24V | 47.6 | TEM | 1 | CP | 0.22 | 1
3TF20100FB4 | CONTACTOR SIZE 00, 3-POLE AC-3, 4KW/400V,SCREW CONNECT. AUXILIARY CONTACT 10E (1NO) DIODE OR VARISTOR F. PLUGGING ON DC OPERATION, 1.2W 24 V DC NO ADDIT. AUX. CONTACTS | 46.3 | TEM | 1 | CP | 0.21 | 1
3TF20100FB4 | CONTACTOR SIZE 00, 3-POLE AC-3, 4KW/400V,SCREW CONNECT. AUXILIARY CONTACT 10E (1NO) DIODE OR VARISTOR F. PLUGGING ON DC OPERATION, 1.2W 24 V DC NO ADDIT. AUX. CONTACTS | 46.3 | TEM | 1 | CP | 0.21 | 1
3TF20100LB4 | CONTACTOR, SIZE 00, 3-POLE AC-3, 4KW/400V, SCREW TERMINALS AUXILIARY CONTACT 10E COIL VOLTAGE TOLERANCE 0.7 TO 1.25X US VARISTOR INCORPORATED DC OPERATION, COIL 2W DC 24V | 54 | TEM | 1 | CP | 0.212 | 1
3TF20100LB4 | CONTACTOR, SIZE 00, 3-POLE AC-3, 4KW/400V, SCREW TERMINALS AUXILIARY CONTACT 10E COIL VOLTAGE TOLERANCE 0.7 TO 1.25X US VARISTOR INCORPORATED DC OPERATION, COIL 2W DC 24V | 54 | TEM | 1 | CP | 0.212 | 1
3TF20106AC2 | CONTACTOR, SIZE 00, 3-POLE AC-3, 4KW/400V,SOLDER-PIN CONN. SCREW MOUNTING (DIAGONAL) AUXILIARY CONTACT 10E (1NO) AC OPERATION AC 24V 50/60HZ | 39.2 | TEM | 1 | CP | 0.168 | 1
3TF20106AC2 | CONTACTOR, SIZE 00, 3-POLE AC-3, 4KW/400V,SOLDER-PIN CONN. SCREW MOUNTING (DIAGONAL) AUXILIARY CONTACT 10E (1NO) AC OPERATION AC 24V 50/60HZ | 39.2 | TEM | 1 | CP | 0.168 | 1
3TF20106AL2 | CONTACTOR, SIZE 00, 3-POLE AC-3, 4KW/400V,SOLDER-PIN CONN. SCREW MOUNTING (DIAGONAL) AUXILIARY CONTACT 10E (1NO) AC OPERATION AC 230V 50/60HZ | 39.2 | TEM | 1 | CP | 0.171 | 1
3TF20106AL2 | CONTACTOR, SIZE 00, 3-POLE AC-3, 4KW/400V,SOLDER-PIN CONN. SCREW MOUNTING (DIAGONAL) AUXILIARY CONTACT 10E (1NO) AC OPERATION AC 230V 50/60HZ | 39.2 | TEM | 1 | CP | 0.171 | 1
3TF20106AP0 | CONTACTOR, SIZE 00, 3-POLE AC-3, 4KW/400V,SOLDER-PIN CONN. SCREW MOUNTING (DIAGONAL) AUXILIARY CONTACT 10E (1NO) AC OPERATION AC 230/220V 50HZ, 276/264V 60HZ | 39.2 | TEM | 1 | CP | 0.161 | 1
3TF20106AP0 | CONTACTOR, SIZE 00, 3-POLE AC-3, 4KW/400V,SOLDER-PIN CONN. SCREW MOUNTING (DIAGONAL) AUXILIARY CONTACT 10E (1NO) AC OPERATION AC 230/220V 50HZ, 276/264V 60HZ | 39.2 | TEM | 1 | CP | 0.161 | 1
3TF20106BB4 | CONTACTOR, SIZE 00, 3-POLE AC-3, 4KW/400V,SOLDER-PIN CONN. SCREW MOUNTING (DIAGONAL) AUXILIARY CONTACT 10E (1NO) DC SOLENOID SYSTEM DC 24V | 46 | TEM | 1 | CP | 0.182 | 1
3TF20106BB4 | CONTACTOR, SIZE 00, 3-POLE AC-3, 4KW/400V,SOLDER-PIN CONN. SCREW MOUNTING (DIAGONAL) AUXILIARY CONTACT 10E (1NO) DC SOLENOID SYSTEM DC 24V | 46 | TEM | 1 | CP | 0.182 | 1
3TF21226AB0 | CONTACTOR SIZE 00 3-POLE AC-3 4KW/400V, SOLDER PIN CON. SCREW CONNECTION (DIAGONAL) AUX. SWITCH 22 E (2NO+2NC) WIDTH 90 MM AC ACTUATION 24 V AC 50 HZ/29 V AC 60 HZ | 54.5 | TEM | 1 | CP | 0.192 | 1
3TF21226AB0 | CONTACTOR SIZE 00 3-POLE AC-3 4KW/400V, SOLDER PIN CON. SCREW CONNECTION (DIAGONAL) AUX. SWITCH 22 E (2NO+2NC) WIDTH 90 MM AC ACTUATION 24 V AC 50 HZ/29 V AC 60 HZ | 54.5 | TEM | 1 | CP | 0.192 | 1
3TF22220AR2 | CONTACTOR,SIZE 00, 3-POLE AC-3, 4KW/400V,SCREW CONNECTION AUXILIARY CONTACTS 22E(2NO+2NC) WIDTH 45MM AC OPERATION AC 440V 50/60HZ | 55.8 | TEM | 1 | CP | 0.231 | 1
3TF22220AR2 | CONTACTOR,SIZE 00, 3-POLE AC-3, 4KW/400V,SCREW CONNECTION AUXILIARY CONTACTS 22E(2NO+2NC) WIDTH 45MM AC OPERATION AC 440V 50/60HZ | 55.8 | TEM | 1 | CP | 0.231 | 1
3TF28100BB4 | CONTACTOR, SIZE 00, 3-POLE AC-3, 2.2KW/400V,SCREW TERMINAL AUXILIARY CONTACT 10E (1NO) DC SOLENOID SYSTEM DC 24V | 44.4 | TEM | 1 | CP | 0.25 | 1
3TF28100BB4 | CONTACTOR, SIZE 00, 3-POLE AC-3, 2.2KW/400V,SCREW TERMINAL AUXILIARY CONTACT 10E (1NO) DC SOLENOID SYSTEM DC 24V | 44.4 | TEM | 1 | CP | 0.25 | 1
3TF68440CF7 | CONTACTOR SIZE 14, 3-POLE AC-3, 335KW, 400/380V (690V) AUXILIARY CONTACTS 44 (4NO+4NC) AC OPERATION AC 110 TO 132V 50/60HZ | 3330.3 | TEM | 1 | CP | 19.971 | 1
3TF68440CF7 | CONTACTOR SIZE 14, 3-POLE AC-3, 335KW, 400/380V (690V) AUXILIARY CONTACTS 44 (4NO+4NC) AC OPERATION AC 110 TO 132V 50/60HZ | 3330.3 | TEM | 1 | CP | 19.971 | 1
3TF68440CM7 | CONTACTOR SIZE 14, 3-POLE AC-3, 335KW, 400/380V (690V) AUXILIARY CONTACTS 44 (4NO+4NC) AC OPERATION AC 200 TO 240V 50/60HZ | 3330.3 | TEM | 1 | CP | 19.84 | 1
3TF68440CM7 | CONTACTOR SIZE 14, 3-POLE AC-3, 335KW, 400/380V (690V) AUXILIARY CONTACTS 44 (4NO+4NC) AC OPERATION AC 200 TO 240V 50/60HZ | 3330.3 | TEM | 1 | CP | 19.84 | 1
3TF68440CP7 | CONTACTOR SIZE 14, 3-POLE AC-3, 335KW, 400/380V (690V) AUXILIARY CONTACTS 44 (4NO+4NC) AC OPERATION AC 230 TO 276V 50/60HZ | 3330.3 | TEM | 1 | CP | 19.874 | 1
3TF68440CP7 | CONTACTOR SIZE 14, 3-POLE AC-3, 335KW, 400/380V (690V) AUXILIARY CONTACTS 44 (4NO+4NC) AC OPERATION AC 230 TO 276V 50/60HZ | 3330.3 | TEM | 1 | CP | 19.874 | 1
3TF68440CQ7 | CONTACTOR SIZE 14, 3-POLE AC-3, 335KW, 400/380V (690V) AUXILIARY CONTACTS 44 (4NO+4NC) AC OPERATION AC 380 TO 460V 50/60HZ | 3330.3 | TEM | 1 | CP | 19.954 | 1
3TF68440CQ7 | CONTACTOR SIZE 14, 3-POLE AC-3, 335KW, 400/380V (690V) AUXILIARY CONTACTS 44 (4NO+4NC) AC OPERATION AC 380 TO 460V 50/60HZ | 3330.3 | TEM | 1 | CP | 19.954 | 1
3TF68448CM7 | CONTACTOR SIZE 14, 3-POLE AC-3, 335KW, 400/380V (1000V) AUXILIARY CONTACTS 44 (4NO+4NC) AC OPERATION AC 200 TO 240V 50/60HZ | 3718.3 | TEM | 1 | CP | 19.78 | 1
3TF68448CM7 | CONTACTOR SIZE 14, 3-POLE AC-3, 335KW, 400/380V (1000V) AUXILIARY CONTACTS 44 (4NO+4NC) AC OPERATION AC 200 TO 240V 50/60HZ | 3718.3 | TEM | 1 | CP | 19.78 | 1
3TF68448CP7 | CONTACTOR SIZE 14, 3-POLE AC-3, 335KW, 400/380V (1000V) AUXILIARY CONTACTS 44 (4NO+4NC) AC OPERATION AC 230 TO 276V 50/60HZ | 3718.3 | TEM | 1 | CP | 19.234 | 1
3TF68448CP7 | CONTACTOR SIZE 14, 3-POLE AC-3, 335KW, 400/380V (1000V) AUXILIARY CONTACTS 44 (4NO+4NC) AC OPERATION AC 230 TO 276V 50/60HZ | 3718.3 | TEM | 1 | CP | 19.234 | 1
3TF69440CM7 | CONTACTOR SIZE 14, 3-POLE AC-3, 450KW, 400/380V (690V) AUXILIARY CONTACTS 44 (4NO+4NC) AC OPERATION AC 200 TO 240V 50/60HZ | 3822.1 | TEM | 1 | CP | 22.202 | 1
3TF69440CM7 | CONTACTOR SIZE 14, 3-POLE AC-3, 450KW, 400/380V (690V) AUXILIARY CONTACTS 44 (4NO+4NC) AC OPERATION AC 200 TO 240V 50/60HZ | 3822.1 | TEM | 1 | CP | 22.202 | 1
3TF69440CQ7 | CONTACTOR SIZE 14, 3-POLE AC-3, 450KW, 400/380V (690V) AUXILIARY CONTACTS 44 (4NO+4NC) AC OPERATION AC 380 TO 460V 50/60HZ | 3822.1 | TEM | 1 | CP | 21.97 | 1
3TF69440CQ7 | CONTACTOR SIZE 14, 3-POLE AC-3, 450KW, 400/380V (690V) AUXILIARY CONTACTS 44 (4NO+4NC) AC OPERATION AC 380 TO 460V 50/60HZ | 3822.1 | TEM | 1 | CP | 21.97 | 1
3TF69448CM7 | CONTACTOR SIZE 14, 3-POLE AC-3, 450KW, 400/380V (1000V) AUXILIARY CONTACTS 44 (4NO+4NC) AC OPERATION AC 200 TO 240V 50/60HZ | 4184 | TEM | 1 | CP | 21.88 | 1
3TF69448CM7 | CONTACTOR SIZE 14, 3-POLE AC-3, 450KW, 400/380V (1000V) AUXILIARY CONTACTS 44 (4NO+4NC) AC OPERATION AC 200 TO 240V 50/60HZ | 4184 | TEM | 1 | CP | 21.88 | 1
3TG10010AC2 | CONTACTOR SCREW TERMINALS, 3NO+1NC FOR SNAPPING ONTO STANDARD MOUNTING RAIL AC OPERATION AC 24V,45...450HZ | 19.7 | TEM | 1 | CP | 0.157 | 1
3TG10010AC2 | CONTACTOR SCREW TERMINALS, 3NO+1NC FOR SNAPPING ONTO STANDARD MOUNTING RAIL AC OPERATION AC 24V,45...450HZ | 19.7 | TEM | 1 | CP | 0.157 | 1
3TG10010AG2 | CONTACTOR SCREW TERMINALS, 3NO+1NC FOR SNAPPING ONTO STANDARD MOUNTING RAIL AC OPERATION AC 110V,45...450HZ | 19.7 | TEM | 1 | CP | 0.147 | 1
3TG10010AG2 | CONTACTOR SCREW TERMINALS, 3NO+1NC FOR SNAPPING ONTO STANDARD MOUNTING RAIL AC OPERATION AC 110V,45...450HZ | 19.7 | TEM | 1 | CP | 0.147 | 1
3TG10010AL2 | CONTACTOR SCREW TERMINALS, 3NO+1NC FOR SNAPPING ONTO STANDARD MOUNTING RAIL AC OPERATION AC 230V,45...450HZ | 19.7 | TEM | 1 | CP | 0.158 | 1
3TG10010AL2 | CONTACTOR SCREW TERMINALS, 3NO+1NC FOR SNAPPING ONTO STANDARD MOUNTING RAIL AC OPERATION AC 230V,45...450HZ | 19.7 | TEM | 1 | CP | 0.158 | 1
3TG10010BB4 | CONTACTOR SCREW TERMINALS, 3NO+1NC FOR SNAPPING ONTO STANDARD MOUNTING RAIL DC OPERATION DC 24V | 22.8 | TEM | 1 | CP | 0.152 | 1
3TG10010BB4 | CONTACTOR SCREW TERMINALS, 3NO+1NC FOR SNAPPING ONTO STANDARD MOUNTING RAIL DC OPERATION DC 24V | 22.8 | TEM | 1 | CP | 0.152 | 1
3TG10011AL2 | CONTACTOR TAB CONNECTOR, 3NO+1NC FOR SNAPPING ONTO STANDARD MOUNTING RAIL AC OPERATION AC 230V 45...450HZ | 16.2 | TEM | 1 | CP | 0.128 | 1
3TG10011AL2 | CONTACTOR TAB CONNECTOR, 3NO+1NC FOR SNAPPING ONTO STANDARD MOUNTING RAIL AC OPERATION AC 230V 45...450HZ | 16.2 | TEM | 1 | CP | 0.128 | 1
3TG10011BB4 | CONTACTOR TAB CONNECTOR, 3NO+1NC FOR SNAPPING ONTO STANDARD MOUNTING RAIL DC OPERATION DC 24V | 19.7 | TEM | 1 | CP | 0.141 | 1
3TG10011BB4 | CONTACTOR TAB CONNECTOR, 3NO+1NC FOR SNAPPING ONTO STANDARD MOUNTING RAIL DC OPERATION DC 24V | 19.7 | TEM | 1 | CP | 0.141 | 1
3TG10100AC2 | CONTACTOR SCREW TERMINALS, 4NO FOR SNAPPING ONTO STANDARD MOUNTING RAIL AC OPERATION AC 24V 45...450HZ | 19.7 | TEM | 1 | CP | 0.158 | 1
3TG10100AC2 | CONTACTOR SCREW TERMINALS, 4NO FOR SNAPPING ONTO STANDARD MOUNTING RAIL AC OPERATION AC 24V 45...450HZ | 19.7 | TEM | 1 | CP | 0.158 | 1
3TG10100AG2 | CONTACTOR SCREW TERMINALS, 4NO FOR SNAPPING ONTO STANDARD MOUNTING RAIL AC OPERATION AC 110V,45...450HZ | 19.7 | TEM | 1 | CP | 0.16 | 1
3TG10100AG2 | CONTACTOR SCREW TERMINALS, 4NO FOR SNAPPING ONTO STANDARD MOUNTING RAIL AC OPERATION AC 110V,45...450HZ | 19.7 | TEM | 1 | CP | 0.16 | 1
3TG10100AL2 | CONTACTOR SCREW TERMINALS, 4NO FOR SNAPPING ONTO STANDARD MOUNTING RAIL AC OPERATION AC 230V,45...450HZ | 19.7 | TEM | 1 | CP | 0.147 | 1
3TG10100AL2 | CONTACTOR SCREW TERMINALS, 4NO FOR SNAPPING ONTO STANDARD MOUNTING RAIL AC OPERATION AC 230V,45...450HZ | 19.7 | TEM | 1 | CP | 0.147 | 1
3TG10100BB4 | CONTACTOR SCREW TERMINALS, 4NO FOR SNAPPING ONTO STANDARD MOUNTING RAIL DC OPERATION DC 24V | 22.8 | TEM | 1 | CP | 0.158 | 1
3TG10100BB4 | CONTACTOR SCREW TERMINALS, 4NO FOR SNAPPING ONTO STANDARD MOUNTING RAIL DC OPERATION DC 24V | 22.8 | TEM | 1 | CP | 0.158 | 1
3TG10101AC2 | CONTACTOR TAB CONNECTOR, 4NO FOR SNAPPING ONTO STANDARD MOUNTING RAIL AC OPERATION AC 24V 45...450HZ | 16.2 | TEM | 1 | CP | 0.144 | 1
3TG10101AC2 | CONTACTOR TAB CONNECTOR, 4NO FOR SNAPPING ONTO STANDARD MOUNTING RAIL AC OPERATION AC 24V 45...450HZ | 16.2 | TEM | 1 | CP | 0.144 | 1
3TG10101AL2 | CONTACTOR TAB CONNECTOR, 4NO FOR SNAPPING ONTO STANDARD MOUNTING RAIL AC OPERATION AC 230V,45...450HZ | 16.2 | TEM | 1 | CP | 0.136 | 1
3TG10101AL2 | CONTACTOR TAB CONNECTOR, 4NO FOR SNAPPING ONTO STANDARD MOUNTING RAIL AC OPERATION AC 230V,45...450HZ | 16.2 | TEM | 1 | CP | 0.136 | 1
3TG10101BB4 | CONTACTOR TAB CONNECTOR, 4NO FOR SNAPPING ONTO STANDARD MOUNTING RAIL DC OPERATION DC 24V | 19.7 | TEM | 1 | CP | 0.137 | 1
3TG10101BB4 | CONTACTOR TAB CONNECTOR, 4NO FOR SNAPPING ONTO STANDARD MOUNTING RAIL DC OPERATION DC 24V | 19.7 | TEM | 1 | CP | 0.137 | 1
3TH20220AC1 | CONTACTOR RELAY 22E EN 50 011 2NO+2NC, SCREW TERMINALS AC OPERATION AC 60HZ 24V/50HZ 20V | 44.19 | TEM | 1 | CP | 0.192 | 1
3TH20220AC1 | CONTACTOR RELAY 22E EN 50 011 2NO+2NC, SCREW TERMINALS AC OPERATION AC 60HZ 24V/50HZ 20V | 44.19 | TEM | 1 | CP | 0.192 | 1
3TH20220AD0 | CONTACTOR RELAY 22E EN 50 011 2NO+2NC, SCREW TERMINALS AC OPERATION AC 50HZ 42V/60HZ 50V | 42.64 | TEM | 1 | CP | 0.196 | 1
3TH20220AD0 | CONTACTOR RELAY 22E EN 50 011 2NO+2NC, SCREW TERMINALS AC OPERATION AC 50HZ 42V/60HZ 50V | 42.64 | TEM | 1 | CP | 0.196 | 1
3TH20220AF0 | CONTACTOR RELAY 22E EN 50 011 2NO+2NC, SCREW TERMINALS AC OPERATION AC 50HZ 110V/60HZ 132V | 42.64 | TEM | 1 | CP | 0.191 | 1
3TH20220AF0 | CONTACTOR RELAY 22E EN 50 011 2NO+2NC, SCREW TERMINALS AC OPERATION AC 50HZ 110V/60HZ 132V | 42.64 | TEM | 1 | CP | 0.191 | 1
3TH20220AG1 | CONTACTOR RELAY 22E EN 50 011 2NO+2NC, SCREW TERMINALS AC OPERATION AC 60HZ 110V/50HZ 92V | 44.19 | TEM | 1 | CP | 0.196 | 1
3TH20220AG1 | CONTACTOR RELAY 22E EN 50 011 2NO+2NC, SCREW TERMINALS AC OPERATION AC 60HZ 110V/50HZ 92V | 44.19 | TEM | 1 | CP | 0.196 | 1
3TH20220AG2 | CONTACTOR RELAY 22E EN 50 011 2NO+2NC, SCREW TERMINALS AC OPERATION AC 50/60HZ 110V | 42.64 | TEM | 1 | CP | 0.196 | 1
3TH20220AG2 | CONTACTOR RELAY 22E EN 50 011 2NO+2NC, SCREW TERMINALS AC OPERATION AC 50/60HZ 110V | 42.64 | TEM | 1 | CP | 0.196 | 1
3TH20220AL2 | CONTACTOR RELAY 22E EN 50 011 2NO+2NC, SCREW TERMINALS AC OPERATION AC 50/60HZ 230V | 42.64 | TEM | 1 | CP | 0.194 | 1
3TH20220AL2 | CONTACTOR RELAY 22E EN 50 011 2NO+2NC, SCREW TERMINALS AC OPERATION AC 50/60HZ 230V | 42.64 | TEM | 1 | CP | 0.194 | 1
3TH20220AM0 | CONT. RELAY 22 E DIN EN 50 011 2NO+2NC, SCREW CONNECTION ALT. CURRENT ACTUATING 220 V AC 50 HZ | 42.64 | TEM | 1 | CP | 0.193 | 1
3TH20220AM0 | CONT. RELAY 22 E DIN EN 50 011 2NO+2NC, SCREW CONNECTION ALT. CURRENT ACTUATING 220 V AC 50 HZ | 42.64 | TEM | 1 | CP | 0.193 | 1
3TH20220AN1 | CONTACTOR RELAY 22E EN 50 011 2NO+2NC, SCREW TERMINALS AC OPERATION AC 60HZ 220V/50HZ 183V | 44.19 | TEM | 1 | CP | 0.198 | 1
3TH20220AN1 | CONTACTOR RELAY 22E EN 50 011 2NO+2NC, SCREW TERMINALS AC OPERATION AC 60HZ 220V/50HZ 183V | 44.19 | TEM | 1 | CP | 0.198 | 1
3TH20220AN2 | CONTACTOR RELAY 22E EN 50 011 2NO+2NC, SCREW TERMINALS AC OPERATION AC 50/60HZ 220V | 42.64 | TEM | 1 | CP | 0.195 | 1
3TH20220AN2 | CONTACTOR RELAY 22E EN 50 011 2NO+2NC, SCREW TERMINALS AC OPERATION AC 50/60HZ 220V | 42.64 | TEM | 1 | CP | 0.195 | 1
3TH20220AP0 | CONTACTOR RELAY 22E EN 50 011 2NO+2NC, SCREW TERMINALS AC OPERATION AC 230/220V 50HZ, 276/264V 60HZ | 42.64 | TEM | 1 | CP | 0.198 | 1
3TH20220AP0 | CONTACTOR RELAY 22E EN 50 011 2NO+2NC, SCREW TERMINALS AC OPERATION AC 230/220V 50HZ, 276/264V 60HZ | 42.64 | TEM | 1 | CP | 0.198 | 1
3TH20220BB4 | CONTACTOR RELAY 22E EN 50 011 2NO+2NC, SCREW TERMINALS DC OPERATION DC SOLENOID SYSTEM DC 24V | 48.33 | TEM | 1 | CP | 0.216 | 1
3TH20220BB4 | CONTACTOR RELAY 22E EN 50 011 2NO+2NC, SCREW TERMINALS DC OPERATION DC SOLENOID SYSTEM DC 24V | 48.33 | TEM | 1 | CP | 0.216 | 1
3TH20220BF4 | CONTACTOR RELAY 22E EN 50 011 2NO+2NC, SCREW TERMINALS DC OPERATION DC SOLENOID SYSTEM DC 110V | 48.33 | TEM | 1 | CP | 0.207 | 1
3TH20220BF4 | CONTACTOR RELAY 22E EN 50 011 2NO+2NC, SCREW TERMINALS DC OPERATION DC SOLENOID SYSTEM DC 110V | 48.33 | TEM | 1 | CP | 0.207 | 1
3TH20220DB4 | CONTACTOR RELAY 22E EN 50 011 2NO+2NC, SCREW TERMINALS DIODE OR VARISTOR PLUGGABLE DC OPERATION, COIL 2W DC 24V | 48.96 | TEM | 1 | CP | 0.215 | 1
3TH20220DB4 | CONTACTOR RELAY 22E EN 50 011 2NO+2NC, SCREW TERMINALS DIODE OR VARISTOR PLUGGABLE DC OPERATION, COIL 2W DC 24V | 48.96 | TEM | 1 | CP | 0.215 | 1
3TH20220FB4 | CONTACTOR RELAY 22E EN 50 011 2NO+2NC, SCREW CONNECT. DIODE OR VARISTOR F. PLUGGING ON DC OPERATION, 1.2W 24 V DC NO ADDIT. AUX. CONTACTS | 47.51 | TEM | 1 | CP | 0.215 | 1
3TH20220FB4 | CONTACTOR RELAY 22E EN 50 011 2NO+2NC, SCREW CONNECT. DIODE OR VARISTOR F. PLUGGING ON DC OPERATION, 1.2W 24 V DC NO ADDIT. AUX. CONTACTS | 47.51 | TEM | 1 | CP | 0.215 | 1
3TH20220GU4 | CONT. RELAY 22 E DIN EN 50 011 2NO+2NC, SNAP-ON MOUNTING DIRECT CURRENT ACTUATING WITH DIODE (SCHINDLER) 21.5V DC | 63.76 | TEM | 1 | CP | 0.209 | 1
3TH20220GU4 | CONT. RELAY 22 E DIN EN 50 011 2NO+2NC, SNAP-ON MOUNTING DIRECT CURRENT ACTUATING WITH DIODE (SCHINDLER) 21.5V DC | 63.76 | TEM | 1 | CP | 0.209 | 1
3TH20220TB4 | CONTACTOR RELAY 22E EN 50 011 2NO+2NC, SCREW TERMINALS DIODE INCORPORATED DC OPERATION, COIL 1.2W DC 24V | 54.86 | TEM | 1 | CP | 0.21 | 1
3TH20220TB4 | CONTACTOR RELAY 22E EN 50 011 2NO+2NC, SCREW TERMINALS DIODE INCORPORATED DC OPERATION, COIL 1.2W DC 24V | 54.86 | TEM | 1 | CP | 0.21 | 1
3TH20221AF0 | CONTACTOR RELAY 22E EN 50 011 2NO+2NC, TAB CONNECTOR AC OPERATION AC 50HZ 110V/60HZ 132V | 49.06 | TEM | 1 | CP | 0.179 | 1
3TH20221AF0 | CONTACTOR RELAY 22E EN 50 011 2NO+2NC, TAB CONNECTOR AC OPERATION AC 50HZ 110V/60HZ 132V | 49.06 | TEM | 1 | CP | 0.179 | 1
3TH20223BB4 | CONTACTOR RELAY 22E EN 50 011 2NO+2NC, TAB CONNECTOR SNAP-ON MOUNTING ON STANDARD MOUNTING RAIL DC OPERATION DC SOLENOID SYSTEM DC 24V | 42.85 | TEM | 1 | CP | 0.183 | 1
3TH20223BB4 | CONTACTOR RELAY 22E EN 50 011 2NO+2NC, TAB CONNECTOR SNAP-ON MOUNTING ON STANDARD MOUNTING RAIL DC OPERATION DC SOLENOID SYSTEM DC 24V | 42.85 | TEM | 1 | CP | 0.183 | 1
3TH20226AJ2 | CONTACTOR RELAY 22E EN 50 011 2NO+2NC, SOLDER-PIN CONNECTION SCREW MOUNTING (DIAGONAL) AC OPERATION AC 50/60HZ 115V | 42.75 | TEM | 1 | CP | 0.141 | 1
3TH20226AJ2 | CONTACTOR RELAY 22E EN 50 011 2NO+2NC, SOLDER-PIN CONNECTION SCREW MOUNTING (DIAGONAL) AC OPERATION AC 50/60HZ 115V | 42.75 | TEM | 1 | CP | 0.141 | 1
3TH20227BF4 | CONTACT.RELAY 22E DIN EN 50 011 2NO+2NC, TAB CONNECTOR SCREW MOUNTING (DIAGONAL) DC OPERATION DC SOLENOID SYSTEM DC 110V | 41.09 | TEM | 1 | CP | 0.175 | 1
3TH20227BF4 | CONTACT.RELAY 22E DIN EN 50 011 2NO+2NC, TAB CONNECTOR SCREW MOUNTING (DIAGONAL) DC OPERATION DC SOLENOID SYSTEM DC 110V | 41.09 | TEM | 1 | CP | 0.175 | 1
3TH20310AC1 | CONTACTOR RELAY 31E EN 50 011 3NO+1NC, SCREW TERMINALS AC OPERATION AC 60HZ 24V/50HZ 20V | 44.19 | TEM | 1 | CP | 0.19 | 1
3TH20310AC1 | CONTACTOR RELAY 31E EN 50 011 3NO+1NC, SCREW TERMINALS AC OPERATION AC 60HZ 24V/50HZ 20V | 44.19 | TEM | 1 | CP | 0.19 | 1
3TH20310AF0 | CONTACTOR RELAY 31E EN 50 011 3NO+1NC, SCREW TERMINALS AC OPERATION AC 50HZ 110V/60HZ 132V | 42.64 | TEM | 1 | CP | 0.193 | 1
3TH20310AF0 | CONTACTOR RELAY 31E EN 50 011 3NO+1NC, SCREW TERMINALS AC OPERATION AC 50HZ 110V/60HZ 132V | 42.64 | TEM | 1 | CP | 0.193 | 1
3TH20310AG2 | CONTACTOR RELAY 31E EN 50 011 3NO+1NC, SCREW TERMINALS AC OPERATION AC 50/60HZ 110V | 42.64 | TEM | 1 | CP | 0.195 | 1
3TH20310AG2 | CONTACTOR RELAY 31E EN 50 011 3NO+1NC, SCREW TERMINALS AC OPERATION AC 50/60HZ 110V | 42.64 | TEM | 1 | CP | 0.195 | 1
3TH20310AL2 | CONTACTOR RELAY 31E EN 50 011 3NO+1NC, SCREW TERMINALS AC OPERATION AC 50/60HZ 230V | 42.64 | TEM | 1 | CP | 0.197 | 1
3TH20310AL2 | CONTACTOR RELAY 31E EN 50 011 3NO+1NC, SCREW TERMINALS AC OPERATION AC 50/60HZ 230V | 42.64 | TEM | 1 | CP | 0.197 | 1
3TH20310AM0 | CONT. RELAY 31 E DIN EN 50 011 3NO+1NC, SCREW CONNECTION ALT. CURRENT ACTUATING AC 220V 50 HZ/264 V AC 60 HZ | 41.09 | TEM | 1 | CP | 0.201 | 1
3TH20310AM0 | CONT. RELAY 31 E DIN EN 50 011 3NO+1NC, SCREW CONNECTION ALT. CURRENT ACTUATING AC 220V 50 HZ/264 V AC 60 HZ | 41.09 | TEM | 1 | CP | 0.201 | 1
3TH20310AN1 | CONTACTOR RELAY 31E EN 50 011 3NO+1NC, SCREW TERMINALS AC OPERATION AC 60HZ 220V/50HZ 183V | 44.19 | TEM | 1 | CP | 0.186 | 1
3TH20310AN1 | CONTACTOR RELAY 31E EN 50 011 3NO+1NC, SCREW TERMINALS AC OPERATION AC 60HZ 220V/50HZ 183V | 44.19 | TEM | 1 | CP | 0.186 | 1
3TH20310AN2 | CONTACTOR RELAY 31E EN 50 011 3NO+1NC, SCREW TERMINALS AC OPERATION AC 50/60HZ 220V | 42.64 | TEM | 1 | CP | 0.193 | 1
3TH20310AN2 | CONTACTOR RELAY 31E EN 50 011 3NO+1NC, SCREW TERMINALS AC OPERATION AC 50/60HZ 220V | 42.64 | TEM | 1 | CP | 0.193 | 1
3TH20310AP0 | CONTACTOR RELAY 31E EN 50 011 3NO+1NC, SCREW TERMINALS AC OPERATION AC 230/220V 50HZ, 276/264V 60HZ | 42.64 | TEM | 1 | CP | 0.195 | 1
3TH20310AP0 | CONTACTOR RELAY 31E EN 50 011 3NO+1NC, SCREW TERMINALS AC OPERATION AC 230/220V 50HZ, 276/264V 60HZ | 42.64 | TEM | 1 | CP | 0.195 | 1
3TH20310BB4 | CONTACTOR RELAY 31E EN 50 011 3NO+1NC, SCREW TERMINALS DC OPERATION DC SOLENOID SYSTEM DC 24V | 48.33 | TEM | 1 | CP | 0.217 | 1
3TH20310BB4 | CONTACTOR RELAY 31E EN 50 011 3NO+1NC, SCREW TERMINALS DC OPERATION DC SOLENOID SYSTEM DC 24V | 48.33 | TEM | 1 | CP | 0.217 | 1
3TH20310BE4 | CONTACTOR RELAY 31E EN 50 011 3NO+1NC, SCREW TERMINALS DC OPERATION DC SOLENOID SYSTEM DC 60V | 50.51 | TEM | 1 | CP | 0.217 | 1
3TH20310BE4 | CONTACTOR RELAY 31E EN 50 011 3NO+1NC, SCREW TERMINALS DC OPERATION DC SOLENOID SYSTEM DC 60V | 50.51 | TEM | 1 | CP | 0.217 | 1
3TH20310FB4 | CONTACTOR RELAY 31E EN 50 011 3NO+1NC, SCREW CONNECT. DIODE OR VARISTOR F. PLUGGING ON DC OPERATION 1.2W 24 V DC NO ADDIT. AUX. CONTACTS | 47.51 | TEM | 1 | CP | 0.215 | 1
3TH20310FB4 | CONTACTOR RELAY 31E EN 50 011 3NO+1NC, SCREW CONNECT. DIODE OR VARISTOR F. PLUGGING ON DC OPERATION 1.2W 24 V DC NO ADDIT. AUX. CONTACTS | 47.51 | TEM | 1 | CP | 0.215 | 1
3TH20310TB4 | CONTACTOR RELAY 31E EN 50 011 3NO+1NC, SCREW TERMINALS DIODE INCORPORATED DC OPERATION, COIL 1.2W DC 24V | 54.86 | TEM | 1 | CP | 0.218 | 1
3TH20310TB4 | CONTACTOR RELAY 31E EN 50 011 3NO+1NC, SCREW TERMINALS DIODE INCORPORATED DC OPERATION, COIL 1.2W DC 24V | 54.86 | TEM | 1 | CP | 0.218 | 1
3TH20311AF0 | CONTACTOR RELAY 31E EN 50 011 3NO+1NC, TAB CONNECTOR AC OPERATION AC 50HZ 110V/60HZ 132V | 49.99 | TEM | 1 | CP | 0.181 | 1
3TH20311AF0 | CONTACTOR RELAY 31E EN 50 011 3NO+1NC, TAB CONNECTOR AC OPERATION AC 50HZ 110V/60HZ 132V | 49.99 | TEM | 1 | CP | 0.181 | 1
3TH20317JB4 | CONTACTOR RELAY 31E EN 50 011 3NO+1NC, TAB CONNECTOR DIAGONAL SCREW MOUNTING INCORPORATED DIODE DC OPERATION, COIL 2W DC 24V | 50.61 | TEM | 1 | CP | 0.183 | 1
3TH20317JB4 | CONTACTOR RELAY 31E EN 50 011 3NO+1NC, TAB CONNECTOR DIAGONAL SCREW MOUNTING INCORPORATED DIODE DC OPERATION, COIL 2W DC 24V | 50.61 | TEM | 1 | CP | 0.183 | 1
3TH20400AF0 | CONTACTOR RELAY 40E EN 50 011 4 NO, SCREW TERMINALS AC OPERATION AC 50HZ 110V/60HZ 132V | 42.64 | TEM | 1 | CP | 0.19 | 1
3TH20400AF0 | CONTACTOR RELAY 40E EN 50 011 4 NO, SCREW TERMINALS AC OPERATION AC 50HZ 110V/60HZ 132V | 42.64 | TEM | 1 | CP | 0.19 | 1
3TH20400AL2 | CONTACTOR RELAY 40E EN 50 011 4 NO, SCREW TERMINALS AC OPERATION AC 50/60HZ 230V | 42.64 | TEM | 1 | CP | 0.206 | 1
3TH20400AL2 | CONTACTOR RELAY 40E EN 50 011 4 NO, SCREW TERMINALS AC OPERATION AC 50/60HZ 230V | 42.64 | TEM | 1 | CP | 0.206 | 1
3TH20400AN1 | CONTACTOR RELAY 40E EN 50 011 4 NO, SCREW TERMINALS AC OPERATION AC 60HZ 220V/50HZ 183V | 44.19 | TEM | 1 | CP | 0.165 | 1
3TH20400AN1 | CONTACTOR RELAY 40E EN 50 011 4 NO, SCREW TERMINALS AC OPERATION AC 60HZ 220V/50HZ 183V | 44.19 | TEM | 1 | CP | 0.165 | 1
3TH20400AP0 | CONTACTOR RELAY 40E EN 50 011 4 NO, SCREW TERMINALS AC OPERATION AC 230/220V 50HZ, 276/264V 60HZ | 42.64 | TEM | 1 | CP | 0.225 | 1
3TH20400AP0 | CONTACTOR RELAY 40E EN 50 011 4 NO, SCREW TERMINALS AC OPERATION AC 230/220V 50HZ, 276/264V 60HZ | 42.64 | TEM | 1 | CP | 0.225 | 1
3TH20400BB4 | CONTACTOR RELAY 40E EN 50 011 4 NO, SCREW TERMINALS DC OPERATION DC SOLENOID SYSTEM DC 24V | 48.33 | TEM | 1 | CP | 0.21 | 1
3TH20400BB4 | CONTACTOR RELAY 40E EN 50 011 4 NO, SCREW TERMINALS DC OPERATION DC SOLENOID SYSTEM DC 24V | 48.33 | TEM | 1 | CP | 0.21 | 1
3TH20400BF4 | CONTACTOR RELAY 40E EN 50 011 4 NO, SCREW TERMINALS DC OPERATION DC SOLENOID SYSTEM DC 110V | 48.33 | TEM | 1 | CP | 0.209 | 1
3TH20400BF4 | CONTACTOR RELAY 40E EN 50 011 4 NO, SCREW TERMINALS DC OPERATION DC SOLENOID SYSTEM DC 110V | 48.33 | TEM | 1 | CP | 0.209 | 1
3TH20400BM4 | CONTACTOR RELAY 40E EN 50 011 4 NO, SCREW TERMINALS DC OPERATION DC SOLENOID SYSTEM DC 220V | 48.33 | TEM | 1 | CP | 0.21 | 1
3TH20400BM4 | CONTACTOR RELAY 40E EN 50 011 4 NO, SCREW TERMINALS DC OPERATION DC SOLENOID SYSTEM DC 220V | 48.33 | TEM | 1 | CP | 0.21 | 1
3TH20810GU4 | CONT. RELAY 31Z DIN EN 50 011 3NO+1NC, SNAP-ON MOUNTING DIR. CURRENT ACTUATING WITH DIODE (SCHINDLER) 21.5 VDC | 65.62 | TEM | 1 | CP | 0.24 | 1
3TH20810GU4 | CONT. RELAY 31Z DIN EN 50 011 3NO+1NC, SNAP-ON MOUNTING DIR. CURRENT ACTUATING WITH DIODE (SCHINDLER) 21.5 VDC | 65.62 | TEM | 1 | CP | 0.24 | 1
3TH20820GU4 | CONT. RELAY 22Z DIN EN 50 011 2NO+2NC, SNAP-ON MOUNTING DIR. CURRENT ACTUATING WITH DIODE (SCHINDLER) 21.5 VDC | 65.62 | TEM | 1 | CP | 0.214 | 1
3TH20820GU4 | CONT. RELAY 22Z DIN EN 50 011 2NO+2NC, SNAP-ON MOUNTING DIR. CURRENT ACTUATING WITH DIODE (SCHINDLER) 21.5 VDC | 65.62 | TEM | 1 | CP | 0.214 | 1
3TH21440BB4 | CONTACTOR RELAY 44E EN 50 011 4N0+4NC, SCREW TERMINALS WIDTH 90MM DC OPERATION DC SOLENOID SYSTEM DC 24V | 77.42 | TEM | 1 | CP | 0.284 | 1
3TH21440BB4 | CONTACTOR RELAY 44E EN 50 011 4N0+4NC, SCREW TERMINALS WIDTH 90MM DC OPERATION DC SOLENOID SYSTEM DC 24V | 77.42 | TEM | 1 | CP | 0.284 | 1
3TH22440AF0 | CONTACTOR RELAY 44E EN 50 011 4N0+4NC, SCREW TERMINALS WIDTH 45MM AC OPERATION AC 50HZ 110V/60HZ 132V | 59.72 | TEM | 1 | CP | 0.232 | 1
3TH22440AF0 | CONTACTOR RELAY 44E EN 50 011 4N0+4NC, SCREW TERMINALS WIDTH 45MM AC OPERATION AC 50HZ 110V/60HZ 132V | 59.72 | TEM | 1 | CP | 0.232 | 1
3TH22440BB4 | CONTACTOR RELAY 44E EN 50 011 4N0+4NC, SCREW TERMINALS WIDTH 45MM DC OPERATION DC SOLENOID SYSTEM DC 24V | 65.41 | TEM | 1 | CP | 0.258 | 1
3TH22440BB4 | CONTACTOR RELAY 44E EN 50 011 4N0+4NC, SCREW TERMINALS WIDTH 45MM DC OPERATION DC SOLENOID SYSTEM DC 24V | 65.41 | TEM | 1 | CP | 0.258 | 1
3TH22440BC4 | CONTACTOR RELAY 44E EN 50 011 4N0+4NC, SCREW TERMINALS WIDTH 45MM DC OPERATION DC SOLENOID SYSTEM DC 30V | 68.1 | TEM | 1 | CP | 0.254 | 1
3TH22440BC4 | CONTACTOR RELAY 44E EN 50 011 4N0+4NC, SCREW TERMINALS WIDTH 45MM DC OPERATION DC SOLENOID SYSTEM DC 30V | 68.1 | TEM | 1 | CP | 0.254 | 1
3TH22441AF0 | CONTACTOR RELAY 44E EN 50 011 4NO+4NC, TAB CONNECTOR WIDTH 45MM AC OPERATION AC 50HZ 110V/60HZ 132V | 71.73 | TEM | 1 | CP | 0.214 | 1
3TH22441AF0 | CONTACTOR RELAY 44E EN 50 011 4NO+4NC, TAB CONNECTOR WIDTH 45MM AC OPERATION AC 50HZ 110V/60HZ 132V | 71.73 | TEM | 1 | CP | 0.214 | 1
3TH22620AN2 | CONTACTOR RELAY 62E EN 50 011 6N0+2NC, SCREW TERMINALS WIDTH 45MM AC OPERATION AC 50/60HZ 220V | 59.72 | TEM | 1 | CP | 0.236 | 1
3TH22620AN2 | CONTACTOR RELAY 62E EN 50 011 6N0+2NC, SCREW TERMINALS WIDTH 45MM AC OPERATION AC 50/60HZ 220V | 59.72 | TEM | 1 | CP | 0.236 | 1
3TH22620BB4 | CONTACTOR RELAY 62E EN 50 011 6N0+2NC, SCREW TERMINALS WIDTH 45MM DC OPERATION DC SOLENOID SYSTEM DC 24V | 65.41 | TEM | 1 | CP | 0.253 | 1
3TH22620BB4 | CONTACTOR RELAY 62E EN 50 011 6N0+2NC, SCREW TERMINALS WIDTH 45MM DC OPERATION DC SOLENOID SYSTEM DC 24V | 65.41 | TEM | 1 | CP | 0.253 | 1
3TH22621AF0 | CONTACTOR RELAY 62E EN 50 011 6NO+2NC, TAB CONNECTOR WIDTH 45MM AC OPERATION AC 50HZ 110V/60HZ 132V | 71.73 | TEM | 1 | CP | 0.215 | 1
3TH22621AF0 | CONTACTOR RELAY 62E EN 50 011 6NO+2NC, TAB CONNECTOR WIDTH 45MM AC OPERATION AC 50HZ 110V/60HZ 132V | 71.73 | TEM | 1 | CP | 0.215 | 1
3TH22621BB4 | CONTACTOR RELAY 62E EN 50 011 6NO+2NC, TAB CONNECTOR WIDTH 45MM DC OPERATION DC SOLENOID SYSTEM DC 24V | 79.28 | TEM | 1 | CP | 0.28 | 1
3TH22621BB4 | CONTACTOR RELAY 62E EN 50 011 6NO+2NC, TAB CONNECTOR WIDTH 45MM DC OPERATION DC SOLENOID SYSTEM DC 24V | 79.28 | TEM | 1 | CP | 0.28 | 1
3TH22800AP0 | CONTACTOR RELAY 80E EN 50 011 8N0, SCREW TERMINALS WIDTH 45MM AC OPERATION AC 230/220V 50HZ, 276/264V 60HZ | 59.72 | TEM | 1 | CP | 0.232 | 1
3TH22800AP0 | CONTACTOR RELAY 80E EN 50 011 8N0, SCREW TERMINALS WIDTH 45MM AC OPERATION AC 230/220V 50HZ, 276/264V 60HZ | 59.72 | TEM | 1 | CP | 0.232 | 1
3TH42440AE0 | CONTACTOR RELAY 44E EN 50 011 4NO+4NC, SCREW TERMINALS AC OPERATION AC 50HZ 60V/60HZ 72V | 65.62 | TEM | 1 | CP | 0.417 | 1
3TH42440AE0 | CONTACTOR RELAY 44E EN 50 011 4NO+4NC, SCREW TERMINALS AC OPERATION AC 50HZ 60V/60HZ 72V | 65.62 | TEM | 1 | CP | 0.417 | 1
3TH42440AF0 | CONTACTOR RELAY 44E EN 50 011 4NO+4NC, SCREW TERMINALS AC OPERATION AC 50HZ 110V/60HZ 132V | 63.45 | TEM | 1 | CP | 0.429 | 1
3TH42440AF0 | CONTACTOR RELAY 44E EN 50 011 4NO+4NC, SCREW TERMINALS AC OPERATION AC 50HZ 110V/60HZ 132V | 63.45 | TEM | 1 | CP | 0.429 | 1
3TH42440AL2 | CONTACTOR RELAY 44E EN 50 011 4NO+4NC, SCREW TERMINALS AC OPERATION AC 50/60HZ 230V | 63.45 | TEM | 1 | CP | 0.438 | 1
3TH42440AL2 | CONTACTOR RELAY 44E EN 50 011 4NO+4NC, SCREW TERMINALS AC OPERATION AC 50/60HZ 230V | 63.45 | TEM | 1 | CP | 0.438 | 1
3TH42440AM0 | CONT. RELAY 44 E DIN EN 50011 4NO+4NC, SCREW CONNECTION ALT. CURRENT ACTUATING 220 V AC 50 HZ/264 V AC 60 HZ | 65.62 | TEM | 1 | CP | 0.405 | 1
3TH42440AM0 | CONT. RELAY 44 E DIN EN 50011 4NO+4NC, SCREW CONNECTION ALT. CURRENT ACTUATING 220 V AC 50 HZ/264 V AC 60 HZ | 65.62 | TEM | 1 | CP | 0.405 | 1
3TH42440AN2 | CONTACTOR RELAY 44E EN 50 011 4NO+4NC, SCREW TERMINALS AC OPERATION AC 50/60HZ 220V | 63.45 | TEM | 1 | CP | 0.419 | 1
3TH42440AN2 | CONTACTOR RELAY 44E EN 50 011 4NO+4NC, SCREW TERMINALS AC OPERATION AC 50/60HZ 220V | 63.45 | TEM | 1 | CP | 0.419 | 1
3TH42440AP0 | CONTACTOR RELAY 44E EN 50 011 4NO+4NC, SCREW TERMINALS AC OPERATION AC 230/220V 50HZ, 276/264V 60HZ | 63.45 | TEM | 1 | CP | 0.442 | 1
3TH42440AP0 | CONTACTOR RELAY 44E EN 50 011 4NO+4NC, SCREW TERMINALS AC OPERATION AC 230/220V 50HZ, 276/264V 60HZ | 63.45 | TEM | 1 | CP | 0.442 | 1
3TH42440AS0 | CONTACTOR RELAY 44E EN 50 011 4NO+4NC, SCREW TERMINALS AC OPERATION AC 50HZ 500V/60HZ 600V | 65.62 | TEM | 1 | CP | 0.417 | 1
3TH42440AS0 | CONTACTOR RELAY 44E EN 50 011 4NO+4NC, SCREW TERMINALS AC OPERATION AC 50HZ 500V/60HZ 600V | 65.62 | TEM | 1 | CP | 0.417 | 1
3TH42440AV0 | CONTACTOR RELAY 44E EN 50 011 4NO+4NC, SCREW TERMINALS AC OPERATION AC 50HZ 400/380V 60HZ 480/460V | 65.62 | TEM | 1 | CP | 0.426 | 1
3TH42440AV0 | CONTACTOR RELAY 44E EN 50 011 4NO+4NC, SCREW TERMINALS AC OPERATION AC 50HZ 400/380V 60HZ 480/460V | 65.62 | TEM | 1 | CP | 0.426 | 1
3TH42440BB4 | CONTACTOR RELAY 44E EN 50 011 4NO+4NC, SCREW TERMINALS DC OPERATION DC SOLENOID SYSTEM DC 24V | 113.95 | TEM | 1 | CP | 0.666 | 1
3TH42440BB4 | CONTACTOR RELAY 44E EN 50 011 4NO+4NC, SCREW TERMINALS DC OPERATION DC SOLENOID SYSTEM DC 24V | 113.95 | TEM | 1 | CP | 0.666 | 1
3TH42440BM4 | CONTACTOR RELAY 44E EN 50 011 4NO+4NC, SCREW TERMINALS DC OPERATION DC SOLENOID SYSTEM DC 220V | 113.95 | TEM | 1 | CP | 0.639 | 1
3TH42440BM4 | CONTACTOR RELAY 44E EN 50 011 4NO+4NC, SCREW TERMINALS DC OPERATION DC SOLENOID SYSTEM DC 220V | 113.95 | TEM | 1 | CP | 0.639 | 1
3TH42440BP4 | CONTACTOR RELAY 44E EN 50 011 4NO+4NC, SCREW TERMINALS DC OPERATION DC SOLENOID SYSTEM DC 230V | 113.95 | TEM | 1 | CP | 0.647 | 1
3TH42440BP4 | CONTACTOR RELAY 44E EN 50 011 4NO+4NC, SCREW TERMINALS DC OPERATION DC SOLENOID SYSTEM DC 230V | 113.95 | TEM | 1 | CP | 0.647 | 1
3TH42440LB4 | CONTACTOR RELAY 44E EN 50 011 FOR RAILWAY APPLICATIONS 4NO+4NC, SCREW TERMINAL SETTING RANGE 0.7 TO 1.25X US VARISTOR INCORPORATED DC SOLENOID SYSTEM DC 24V | 120.89 | TEM | 1 | CP | 0.682 | 1
3TH42440LB4 | CONTACTOR RELAY 44E EN 50 011 FOR RAILWAY APPLICATIONS 4NO+4NC, SCREW TERMINAL SETTING RANGE 0.7 TO 1.25X US VARISTOR INCORPORATED DC SOLENOID SYSTEM DC 24V | 120.89 | TEM | 1 | CP | 0.682 | 1
3TH42440LF4 | CONTACTOR RELAY 44E EN 50 011 FOR RAILWAY APPLICATIONS 4NO+4NC, SCREW TERMINAL SETTING RANGE 0.7 TO 1.25X US VARISTOR INCORPORATED DC SOLENOID SYSTEM DC 110V | 120.89 | TEM | 1 | CP | 0.644 | 1
3TH42440LF4 | CONTACTOR RELAY 44E EN 50 011 FOR RAILWAY APPLICATIONS 4NO+4NC, SCREW TERMINAL SETTING RANGE 0.7 TO 1.25X US VARISTOR INCORPORATED DC SOLENOID SYSTEM DC 110V | 120.89 | TEM | 1 | CP | 0.644 | 1
3TH42440LP4 | CONT. RELAY 44 E DIN EN 50011 FOR RAILWAY APPLICATIONS 4NO+4NC, SCREW CONNECTION OPERATING RANGE 0.7...1.25 X US WITH VARISTOR CIRCUIT DC SOLENOID SYSTEM DC 230 V | 120.89 | TEM | 1 | CP | 0.642 | 1
3TH42440LP4 | CONT. RELAY 44 E DIN EN 50011 FOR RAILWAY APPLICATIONS 4NO+4NC, SCREW CONNECTION OPERATING RANGE 0.7...1.25 X US WITH VARISTOR CIRCUIT DC SOLENOID SYSTEM DC 230 V | 120.89 | TEM | 1 | CP | 0.642 | 1
3TH42530AM0 | CONT. RELAY 53 E DIN EN 50011 5NO+3NC, SCREW CONNECTION ALT. CURRENT ACTUATING 220 V AC 50 HZ/264 V AC 60HZ | 65.62 | TEM | 1 | CP | 0.412 | 1
3TH42530AM0 | CONT. RELAY 53 E DIN EN 50011 5NO+3NC, SCREW CONNECTION ALT. CURRENT ACTUATING 220 V AC 50 HZ/264 V AC 60HZ | 65.62 | TEM | 1 | CP | 0.412 | 1
3TH42530AP0 | CONTACTOR RELAY 53E EN 50 011 5NO+3NC, SCREW TERMINALS AC OPERATION AC 230/220V 50HZ, 276/264V 60HZ | 63.45 | TEM | 1 | CP | 0.44 | 1
3TH42530AP0 | CONTACTOR RELAY 53E EN 50 011 5NO+3NC, SCREW TERMINALS AC OPERATION AC 230/220V 50HZ, 276/264V 60HZ | 63.45 | TEM | 1 | CP | 0.44 | 1
3TH42620AB0 | CONTACTOR RELAY 62E EN 50 011 6NO+2NC, SCREW TERMINALS AC OPERATION AC 50HZ 24V/60HZ 29V | 63.45 | TEM | 1 | CP | 0.409 | 1
3TH42620AB0 | CONTACTOR RELAY 62E EN 50 011 6NO+2NC, SCREW TERMINALS AC OPERATION AC 50HZ 24V/60HZ 29V | 63.45 | TEM | 1 | CP | 0.409 | 1
3TH42620AD0 | CONTACTOR RELAY 62E EN 50 011 6NO+2NC, SCREW TERMINALS AC OPERATION AC 50HZ 42V/60HZ 50V | 63.45 | TEM | 1 | CP | 0.418 | 1
3TH42620AD0 | CONTACTOR RELAY 62E EN 50 011 6NO+2NC, SCREW TERMINALS AC OPERATION AC 50HZ 42V/60HZ 50V | 63.45 | TEM | 1 | CP | 0.418 | 1
3TH42620AF0 | CONTACTOR RELAY 62E EN 50 011 6NO+2NC, SCREW TERMINALS AC OPERATION AC 50HZ 110V/60HZ 132V | 63.45 | TEM | 1 | CP | 0.444 | 1
3TH42620AF0 | CONTACTOR RELAY 62E EN 50 011 6NO+2NC, SCREW TERMINALS AC OPERATION AC 50HZ 110V/60HZ 132V | 63.45 | TEM | 1 | CP | 0.444 | 1
3TH42620AM0 | CONT. RELAY 62 E DIN EN 50011 6NO+2NC, SCREW CONNECTION ALT. CURRENT ACTUATING | 65.62 | TEM | 1 | CP | 0.411 | 1
3TH42620AM0 | CONT. RELAY 62 E DIN EN 50011 6NO+2NC, SCREW CONNECTION ALT. CURRENT ACTUATING | 65.62 | TEM | 1 | CP | 0.411 | 1
3TH42620AN2 | CONTACTOR RELAY 62E EN 50 011 6NO+2NC, SCREW TERMINALS AC OPERATION AC 50/60HZ 220V | 63.45 | TEM | 1 | CP | 0.42 | 1
3TH42620AN2 | CONTACTOR RELAY 62E EN 50 011 6NO+2NC, SCREW TERMINALS AC OPERATION AC 50/60HZ 220V | 63.45 | TEM | 1 | CP | 0.42 | 1
3TH42620AP0 | CONTACTOR RELAY 62E EN 50 011 6NO+2NC, SCREW TERMINALS AC OPERATION AC 230/220V 50HZ, 276/264V 60HZ | 63.45 | TEM | 1 | CP | 0.414 | 1
3TH42620AP0 | CONTACTOR RELAY 62E EN 50 011 6NO+2NC, SCREW TERMINALS AC OPERATION AC 230/220V 50HZ, 276/264V 60HZ | 63.45 | TEM | 1 | CP | 0.414 | 1
3TH42620BB4 | CONTACTOR RELAY 62E EN 50 011 6NO+2NC, SCREW TERMINALS DC OPERATION DC SOLENOID SYSTEM DC 24V | 109.92 | TEM | 1 | CP | 0.656 | 1
3TH42620BB4 | CONTACTOR RELAY 62E EN 50 011 6NO+2NC, SCREW TERMINALS DC OPERATION DC SOLENOID SYSTEM DC 24V | 109.92 | TEM | 1 | CP | 0.656 | 1
3TH42620BV4 | CONTACTOR RELAY 62E EN 50 011 6NO+2NC, SCREW TERMINALS DC OPERATION DC SOLENOID SYSTEM DC 36V | 113.95 | TEM | 1 | CP | 0.661 | 1
3TH42620BV4 | CONTACTOR RELAY 62E EN 50 011 6NO+2NC, SCREW TERMINALS DC OPERATION DC SOLENOID SYSTEM DC 36V | 113.95 | TEM | 1 | CP | 0.661 | 1
3TH42620LF4 | CONTACTOR RELAY 62E EN 50 011 FOR RAILWAY APPLICATIONS 6NO+2NC, SCREW TERMINAL SETTING RANGE 0.7 TO 1.25X US VARISTOR INCORPORATED DC SOLENOID SYSTEM DC 110V | 120.89 | TEM | 1 | CP | 0.66 | 1
3TH42620LF4 | CONTACTOR RELAY 62E EN 50 011 FOR RAILWAY APPLICATIONS 6NO+2NC, SCREW TERMINAL SETTING RANGE 0.7 TO 1.25X US VARISTOR INCORPORATED DC SOLENOID SYSTEM DC 110V | 120.89 | TEM | 1 | CP | 0.66 | 1
3TH42710AP0 | CONTACTOR RELAY 71E EN 50 011 7NO+1NC, SCREW TERMINALS AC OPERATION AC 230/220V 50HZ, 276/264V 60HZ | 63.45 | TEM | 1 | CP | 0.419 | 1
3TH42710AP0 | CONTACTOR RELAY 71E EN 50 011 7NO+1NC, SCREW TERMINALS AC OPERATION AC 230/220V 50HZ, 276/264V 60HZ | 63.45 | TEM | 1 | CP | 0.419 | 1
3TH42710BB4 | CONTACTOR RELAY 71E EN 50 011 7NO+1NC, SCREW TERMINALS DC OPERATION DC SOLENOID SYSTEM DC 24V | 109.92 | TEM | 1 | CP | 0.64 | 1
3TH42710BB4 | CONTACTOR RELAY 71E EN 50 011 7NO+1NC, SCREW TERMINALS DC OPERATION DC SOLENOID SYSTEM DC 24V | 109.92 | TEM | 1 | CP | 0.64 | 1
3TH42710BF4 | CONTACTOR RELAY 71E EN 50 011 7NO+1NC, SCREW TERMINALS DC OPERATION DC SOLENOID SYSTEM DC 110V | 109.92 | TEM | 1 | CP | 0.653 | 1
3TH42710BF4 | CONTACTOR RELAY 71E EN 50 011 7NO+1NC, SCREW TERMINALS DC OPERATION DC SOLENOID SYSTEM DC 110V | 109.92 | TEM | 1 | CP | 0.653 | 1
3TH42800AP0 | CONTACTOR RELAY 80E EN 50 011 8NO, SCREW TERMINALS AC OPERATION AC 230/220V 50HZ, 276/264V 60HZ | 63.45 | TEM | 1 | CP | 0.419 | 1
3TH42800AP0 | CONTACTOR RELAY 80E EN 50 011 8NO, SCREW TERMINALS AC OPERATION AC 230/220V 50HZ, 276/264V 60HZ | 63.45 | TEM | 1 | CP | 0.419 | 1
3TH42800BF4 | CONTACTOR RELAY 80E EN 50 011 8NO, SCREW TERMINALS DC OPERATION DC SOLENOID SYSTEM DC 110V | 109.92 | TEM | 1 | CP | 0.654 | 1
3TH42800BF4 | CONTACTOR RELAY 80E EN 50 011 8NO, SCREW TERMINALS DC OPERATION DC SOLENOID SYSTEM DC 110V | 109.92 | TEM | 1 | CP | 0.654 | 1
3TH42930AF0 | CONTACTOR RELAY 44E EN 50 011 4NO+4NC, 1 OVERLAPPING SCREW TERMINAL, AC OPERATION AC 50HZ 110V/60HZ 132V | 75.56 | TEM | 1 | CP | 0.418 | 1
3TH42930AF0 | CONTACTOR RELAY 44E EN 50 011 4NO+4NC, 1 OVERLAPPING SCREW TERMINAL, AC OPERATION AC 50HZ 110V/60HZ 132V | 75.56 | TEM | 1 | CP | 0.418 | 1
3TH43100AF0 | CONTACTOR RELAY 100E EN 50 011 10 NO, SCREW TERMINALS AC OPERATION AC 50HZ 110V/60HZ 132V | 95.94 | TEM | 1 | CP | 0.453 | 1
3TH43100AF0 | CONTACTOR RELAY 100E EN 50 011 10 NO, SCREW TERMINALS AC OPERATION AC 50HZ 110V/60HZ 132V | 95.94 | TEM | 1 | CP | 0.453 | 1
3TH43100AL2 | CONTACTOR RELAY 100E EN 50 011 10 NO, SCREW TERMINALS AC OPERATION AC 50/60HZ 230V | 95.94 | TEM | 1 | CP | 0.454 | 1
3TH43100AL2 | CONTACTOR RELAY 100E EN 50 011 10 NO, SCREW TERMINALS AC OPERATION AC 50/60HZ 230V | 95.94 | TEM | 1 | CP | 0.454 | 1
3TH43100BB4 | CONTACTOR RELAY 100E EN 50 011 10 NO, SCREW TERMINALS DC OPERATION DC SOLENOID SYSTEM DC 24V | 144.9 | TEM | 1 | CP | 0.709 | 1
3TH43100BB4 | CONTACTOR RELAY 100E EN 50 011 10 NO, SCREW TERMINALS DC OPERATION DC SOLENOID SYSTEM DC 24V | 144.9 | TEM | 1 | CP | 0.709 | 1
3TH43100BF4 | CONTACTOR RELAY 100E EN 50 011 10 NO, SCREW TERMINALS DC OPERATION DC SOLENOID SYSTEM DC 110V | 144.9 | TEM | 1 | CP | 0.708 | 1
3TH43100BF4 | CONTACTOR RELAY 100E EN 50 011 10 NO, SCREW TERMINALS DC OPERATION DC SOLENOID SYSTEM DC 110V | 144.9 | TEM | 1 | CP | 0.708 | 1
3TH43100BM4 | CONTACTOR RELAY 100E EN 50 011 10 NO, SCREW TERMINALS DC OPERATION DC SOLENOID SYSTEM DC 220V | 144.9 | TEM | 1 | CP | 0.687 | 1
3TH43100BM4 | CONTACTOR RELAY 100E EN 50 011 10 NO, SCREW TERMINALS DC OPERATION DC SOLENOID SYSTEM DC 220V | 144.9 | TEM | 1 | CP | 0.687 | 1
3TH43460AL2 | CONTACTOR RELAY 73E EN 50 011 7NO+3NC, 1 OVERLAP CONTACT SCREW TERMINALS AC OPERATION AC 50/60HZ 230V | 107.95 | TEM | 1 | CP | 0.433 | 1
3TH43460AL2 | CONTACTOR RELAY 73E EN 50 011 7NO+3NC, 1 OVERLAP CONTACT SCREW TERMINALS AC OPERATION AC 50/60HZ 230V | 107.95 | TEM | 1 | CP | 0.433 | 1
3TH43460BB4 | CONTACTOR RELAY 73E EN 50 011 7NO+3NC, 1 OVERLAPPING CONTACT SCREW TERMINALS DC OPERATION DC SOLENOID SYSTEM DC 24V | 155.87 | TEM | 1 | CP | 0.708 | 1
3TH43460BB4 | CONTACTOR RELAY 73E EN 50 011 7NO+3NC, 1 OVERLAPPING CONTACT SCREW TERMINALS DC OPERATION DC SOLENOID SYSTEM DC 24V | 155.87 | TEM | 1 | CP | 0.708 | 1
3TH43550AB0 | CONTACTOR RELAY 55E EN 50 011 5NO+5NC, SCREW TERMINALS AC OPERATION AC 50HZ 24V/60HZ 29V | 95.94 | TEM | 1 | CP | 0.464 | 1
3TH43550AB0 | CONTACTOR RELAY 55E EN 50 011 5NO+5NC, SCREW TERMINALS AC OPERATION AC 50HZ 24V/60HZ 29V | 95.94 | TEM | 1 | CP | 0.464 | 1
3TH43550AF0 | CONTACTOR RELAY 55E EN 50 011 5NO+5NC, SCREW TERMINALS AC OPERATION AC 50HZ 110V/60HZ 132V | 95.94 | TEM | 1 | CP | 0.471 | 1
3TH43550AF0 | CONTACTOR RELAY 55E EN 50 011 5NO+5NC, SCREW TERMINALS AC OPERATION AC 50HZ 110V/60HZ 132V | 95.94 | TEM | 1 | CP | 0.471 | 1
3TH43550AL2 | CONTACTOR RELAY 55E EN 50 011 5NO+5NC, SCREW TERMINALS AC OPERATION AC 50/60HZ 230V | 95.94 | TEM | 1 | CP | 0.449 | 1
3TH43550AL2 | CONTACTOR RELAY 55E EN 50 011 5NO+5NC, SCREW TERMINALS AC OPERATION AC 50/60HZ 230V | 95.94 | TEM | 1 | CP | 0.449 | 1
3TH43550AM0 | CONT. RELAY 55E DIN EN 50011 5NO+5NC, SCREW CONNECTION ALT. CURRENT ACTUATING 220 V AC 50 HZ/264 V 60 V | 100.91 | TEM | 1 | CP | 0.452 | 1
3TH43550AM0 | CONT. RELAY 55E DIN EN 50011 5NO+5NC, SCREW CONNECTION ALT. CURRENT ACTUATING 220 V AC 50 HZ/264 V 60 V | 100.91 | TEM | 1 | CP | 0.452 | 1
3TH43550AN1 | CONTACTOR RELAY 55E EN 50 011 5NO+5NC, SCREW TERMINALS AC OPERATION AC 220V 60HZ/AC 183V 50HZ | 99.77 | TEM | 1 | CP | 0.442 | 1
3TH43550AN1 | CONTACTOR RELAY 55E EN 50 011 5NO+5NC, SCREW TERMINALS AC OPERATION AC 220V 60HZ/AC 183V 50HZ | 99.77 | TEM | 1 | CP | 0.442 | 1
3TH43550AN2 | CONTACTOR RELAY 55E EN 50 011 5NO+5NC, SCREW TERMINALS AC OPERATION AC 50/60HZ 220V | 95.94 | TEM | 1 | CP | 0.446 | 1
3TH43550AN2 | CONTACTOR RELAY 55E EN 50 011 5NO+5NC, SCREW TERMINALS AC OPERATION AC 50/60HZ 220V | 95.94 | TEM | 1 | CP | 0.446 | 1
3TH43550AP0 | CONTACTOR RELAY 55E EN 50 011 5NO+5NC, SCREW TERMINALS AC OPERATION AC 230/220V 50HZ, 276/264V 60HZ | 95.94 | TEM | 1 | CP | 0.455 | 1
3TH43550AP0 | CONTACTOR RELAY 55E EN 50 011 5NO+5NC, SCREW TERMINALS AC OPERATION AC 230/220V 50HZ, 276/264V 60HZ | 95.94 | TEM | 1 | CP | 0.455 | 1
3TH43550BB4 | CONTACTOR RELAY 55E EN 50 011 5NO+5NC, SCREW TERMINALS DC OPERATION DC SOLENOID SYSTEM DC 24V | 144.9 | TEM | 1 | CP | 0.704 | 1
3TH43550BB4 | CONTACTOR RELAY 55E EN 50 011 5NO+5NC, SCREW TERMINALS DC OPERATION DC SOLENOID SYSTEM DC 24V | 144.9 | TEM | 1 | CP | 0.704 | 1
3TH43550BC4 | CONTACTOR RELAY 55E EN 50 011 5NO+5NC, SCREW TERMINALS DC OPERATION DC SOLENOID SYSTEM DC 30V | 149.97 | TEM | 1 | CP | 0.715 | 1
3TH43550BC4 | CONTACTOR RELAY 55E EN 50 011 5NO+5NC, SCREW TERMINALS DC OPERATION DC SOLENOID SYSTEM DC 30V | 149.97 | TEM | 1 | CP | 0.715 | 1
3TH43550BF4 | CONTACTOR RELAY 55E EN 50 011 5NO+5NC, SCREW TERMINALS DC OPERATION DC SOLENOID SYSTEM DC 110V | 144.9 | TEM | 1 | CP | 0.735 | 1
3TH43550BF4 | CONTACTOR RELAY 55E EN 50 011 5NO+5NC, SCREW TERMINALS DC OPERATION DC SOLENOID SYSTEM DC 110V | 144.9 | TEM | 1 | CP | 0.735 | 1
3TH43550BM4 | CONTACTOR RELAY 55E EN 50 011 5NO+5NC, SCREW TERMINALS DC OPERATION DC SOLENOID SYSTEM DC 220V | 144.9 | TEM | 1 | CP | 0.703 | 1
3TH43550BM4 | CONTACTOR RELAY 55E EN 50 011 5NO+5NC, SCREW TERMINALS DC OPERATION DC SOLENOID SYSTEM DC 220V | 144.9 | TEM | 1 | CP | 0.703 | 1
3TH43640AF0 | CONTACTOR RELAY 64E EN 50 011 6NO+4NC, SCREW TERMINALS AC OPERATION AC 50HZ 110V/60HZ 132V | 95.94 | TEM | 1 | CP | 0.46 | 1
3TH43640AF0 | CONTACTOR RELAY 64E EN 50 011 6NO+4NC, SCREW TERMINALS AC OPERATION AC 50HZ 110V/60HZ 132V | 95.94 | TEM | 1 | CP | 0.46 | 1
3TH43640AP0 | CONTACTOR RELAY 64E EN 50 011 6NO+4NC, SCREW TERMINALS AC OPERATION AC 230/220V 50HZ, 276/264V 60HZ | 95.94 | TEM | 1 | CP | 0.44 | 1
3TH43640AP0 | CONTACTOR RELAY 64E EN 50 011 6NO+4NC, SCREW TERMINALS AC OPERATION AC 230/220V 50HZ, 276/264V 60HZ | 95.94 | TEM | 1 | CP | 0.44 | 1
3TH43640AV0 | CONTACTOR RELAY 64E EN 50 011 6NO+4NC, SCREW TERMINALS AC OPERATION AC 50HZ 400/380V 60HZ 480/460V | 100.91 | TEM | 1 | CP | 0.463 | 1
3TH43640AV0 | CONTACTOR RELAY 64E EN 50 011 6NO+4NC, SCREW TERMINALS AC OPERATION AC 50HZ 400/380V 60HZ 480/460V | 100.91 | TEM | 1 | CP | 0.463 | 1
3TH43640BB4 | CONTACTOR RELAY 64E EN 50 011 6NO+4NC, SCREW TERMINALS DC OPERATION DC SOLENOID SYSTEM DC 24V | 144.9 | TEM | 1 | CP | 0.727 | 1
3TH43640BB4 | CONTACTOR RELAY 64E EN 50 011 6NO+4NC, SCREW TERMINALS DC OPERATION DC SOLENOID SYSTEM DC 24V | 144.9 | TEM | 1 | CP | 0.727 | 1
3TH43640BB4 | CONTACTOR RELAY 64E EN 50 011 6NO+4NC, SCREW TERMINALS DC OPERATION DC SOLENOID SYSTEM DC 24V | 144.9 | TEM | 1 | CP | 0.727 | 1
3TH43730AF0 | CONTACTOR RELAY 73E EN 50 011 7NO+3NC, SCREW TERMINALS AC OPERATION AC 50HZ 110V/60HZ 132V | 95.94 | TEM | 1 | CP | 0.456 | 1
3TH43730AF0 | CONTACTOR RELAY 73E EN 50 011 7NO+3NC, SCREW TERMINALS AC OPERATION AC 50HZ 110V/60HZ 132V | 95.94 | TEM | 1 | CP | 0.456 | 1
3TH43730AL2 | CONTACTOR RELAY 73E EN 50 011 7NO+3NC, SCREW TERMINALS AC OPERATION AC 50/60HZ 230V | 95.94 | TEM | 1 | CP | 0.468 | 1
3TH43730AL2 | CONTACTOR RELAY 73E EN 50 011 7NO+3NC, SCREW TERMINALS AC OPERATION AC 50/60HZ 230V | 95.94 | TEM | 1 | CP | 0.468 | 1
3TH43730AP0 | CONTACTOR RELAY 73E EN 50 011 7NO+3NC, SCREW TERMINALS AC OPERATION AC 230/220V 50HZ, 276/264V 60HZ | 95.94 | TEM | 1 | CP | 0.47 | 1
3TH43730AP0 | CONTACTOR RELAY 73E EN 50 011 7NO+3NC, SCREW TERMINALS AC OPERATION AC 230/220V 50HZ, 276/264V 60HZ | 95.94 | TEM | 1 | CP | 0.47 | 1
3TH43730AV0 | CONTACTOR RELAY 73E EN 50 011 7NO+3NC, SCREW TERMINALS AC OPERATION AC 50HZ 400/380V 60HZ 480/460V | 100.91 | TEM | 1 | CP | 0.486 | 1
3TH43730AV0 | CONTACTOR RELAY 73E EN 50 011 7NO+3NC, SCREW TERMINALS AC OPERATION AC 50HZ 400/380V 60HZ 480/460V | 100.91 | TEM | 1 | CP | 0.486 | 1
3TH43730BB4 | CONTACTOR RELAY 73E EN 50 011 7NO+3NC, SCREW TERMINALS DC OPERATION DC SOLENOID SYSTEM DC 24V | 144.9 | TEM | 1 | CP | 0.692 | 1
3TH43730BB4 | CONTACTOR RELAY 73E EN 50 011 7NO+3NC, SCREW TERMINALS DC OPERATION DC SOLENOID SYSTEM DC 24V | 144.9 | TEM | 1 | CP | 0.692 | 1
3TH43730BE4 | CONTACTOR RELAY 73E EN 50 011 7NO+3NC, SCREW TERMINALS DC OPERATION DC SOLENOID SYSTEM DC 60V | 144.9 | TEM | 1 | CP | 0.705 | 1
3TH43730BE4 | CONTACTOR RELAY 73E EN 50 011 7NO+3NC, SCREW TERMINALS DC OPERATION DC SOLENOID SYSTEM DC 60V | 144.9 | TEM | 1 | CP | 0.705 | 1
3TH43734MF0 | CONTACTOR RELAY 73E EN 50 011 7NO+3NC, TAB CONNECTOR AC OPERATION AC 50HZ 110V/60HZ 132V | 121.92 | TEM | 1 | CP | 0.465 | 1
3TH43734MF0 | CONTACTOR RELAY 73E EN 50 011 7NO+3NC, TAB CONNECTOR AC OPERATION AC 50HZ 110V/60HZ 132V | 121.92 | TEM | 1 | CP | 0.465 | 1
3TH43820AL2 | CONTACTOR RELAY 82E EN 50 011 8NO+2NC, SCREW TERMINALS AC OPERATION AC 50/60HZ 230V | 95.94 | TEM | 1 | CP | 0.443 | 1
3TH43820AL2 | CONTACTOR RELAY 82E EN 50 011 8NO+2NC, SCREW TERMINALS AC OPERATION AC 50/60HZ 230V | 95.94 | TEM | 1 | CP | 0.443 | 1
3TH43820AP0 | CONTACTOR RELAY 82E EN 50 011 8NO+2NC, SCREW TERMINALS AC OPERATION AC 230/220V 50HZ, 276/264V 60HZ | 95.94 | TEM | 1 | CP | 0.463 | 1
3TH43820AP0 | CONTACTOR RELAY 82E EN 50 011 8NO+2NC, SCREW TERMINALS AC OPERATION AC 230/220V 50HZ, 276/264V 60HZ | 95.94 | TEM | 1 | CP | 0.463 | 1
3TH43820BB4 | CONTACTOR RELAY 82E EN 50 011 8NO+2NC, SCREW TERMINALS DC OPERATION DC SOLENOID SYSTEM DC 24V | 144.9 | TEM | 1 | CP | 0.702 | 1
3TH43820BB4 | CONTACTOR RELAY 82E EN 50 011 8NO+2NC, SCREW TERMINALS DC OPERATION DC SOLENOID SYSTEM DC 24V | 144.9 | TEM | 1 | CP | 0.702 | 1
3TH43820BM4 | CONTACTOR RELAY 82E EN 50 011 8NO+2NC, SCREW TERMINALS DC OPERATION DC SOLENOID SYSTEM DC 220V | 144.9 | TEM | 1 | CP | 0.686 | 1
3TH43820BM4 | CONTACTOR RELAY 82E EN 50 011 8NO+2NC, SCREW TERMINALS DC OPERATION DC SOLENOID SYSTEM DC 220V | 144.9 | TEM | 1 | CP | 0.686 | 1
3TH43820BW4 | CONTACTOR RELAY 82E EN 50 011 8NO+2NC, SCREW TERMINALS DC OPERATION DC SOLENOID SYSTEM DC 48V | 144.9 | TEM | 1 | CP | 0.566 | 1
3TH43820BW4 | CONTACTOR RELAY 82E EN 50 011 8NO+2NC, SCREW TERMINALS DC OPERATION DC SOLENOID SYSTEM DC 48V | 144.9 | TEM | 1 | CP | 0.566 | 1
3TH43910AL2 | EN 50 011 EN 50 011 9NO+1NC, SCREW TERMINALS AC OPERATION AC 50/60HZ 230V | 95.94 | TEM | 1 | CP | 0.464 | 1
3TH43910AL2 | EN 50 011 EN 50 011 9NO+1NC, SCREW TERMINALS AC OPERATION AC 50/60HZ 230V | 95.94 | TEM | 1 | CP | 0.464 | 1
3TH43910BB4 | EN 50 011 EN 50 011 9NO+1NC, SCREW TERMINALS DC OPERATION DC SOLENOID SYSTEM DC 24V | 144.9 | TEM | 1 | CP | 0.706 | 1
3TH43910BB4 | EN 50 011 EN 50 011 9NO+1NC, SCREW TERMINALS DC OPERATION DC SOLENOID SYSTEM DC 24V | 144.9 | TEM | 1 | CP | 0.706 | 1
3TH43910BF4 | EN 50 011 EN 50 011 9NO+1NC, SCREW TERMINALS DC OPERATION DC SOLENOID SYSTEM DC 110V | 144.9 | TEM | 1 | CP | 0.706 | 1
3TH43910BF4 | EN 50 011 EN 50 011 9NO+1NC, SCREW TERMINALS DC OPERATION DC SOLENOID SYSTEM DC 110V | 144.9 | TEM | 1 | CP | 0.706 | 1
3TH43940AB0 | CONTACTOR RELAY 55E EN 50 011 5NO+5NC,1 O'LAP,SCREW TERMIN. AC OPERATION AC 50HZ 24V/60HZ 29V | 107.95 | TEM | 1 | CP | 0.456 | 1
3TH43940AB0 | CONTACTOR RELAY 55E EN 50 011 5NO+5NC,1 O'LAP,SCREW TERMIN. AC OPERATION AC 50HZ 24V/60HZ 29V | 107.95 | TEM | 1 | CP | 0.456 | 1
3TH43940AP0 | CONTACTOR RELAY 55E EN 50 011 5NO+5NC,1 O'LAP,SCREW TERMIN. AC OPERATION AC 230/220V 50HZ, 276/264V 60HZ | 107.95 | TEM | 1 | CP | 0.456 | 1
3TH43940AP0 | CONTACTOR RELAY 55E EN 50 011 5NO+5NC,1 O'LAP,SCREW TERMIN. AC OPERATION AC 230/220V 50HZ, 276/264V 60HZ | 107.95 | TEM | 1 | CP | 0.456 | 1
3TH43940BB4 | CONTACTOR RELAY 55E EN 50 011 5NO+5NC,1 O'LAP,SCREW TERMIN. DC OPERATION DC SOLENOID SYSTEM DC 24V | 155.87 | TEM | 1 | CP | 0.703 | 1
3TH43940BB4 | CONTACTOR RELAY 55E EN 50 011 5NO+5NC,1 O'LAP,SCREW TERMIN. DC OPERATION DC SOLENOID SYSTEM DC 24V | 155.87 | TEM | 1 | CP | 0.703 | 1
3TH44540AL2 | CONTACTOR RELAY 54 EN 50 011 5NO+4NC F.SNAP-ON AND SCREW MOUNTING W.MECHANICAL LATCHING AC OPERATION AC 230V 50/60HZ | 175.95 | TEM | 1 | CP | 0.54 | 1
3TH44540AL2 | CONTACTOR RELAY 54 EN 50 011 5NO+4NC F.SNAP-ON AND SCREW MOUNTING W.MECHANICAL LATCHING AC OPERATION AC 230V 50/60HZ | 175.95 | TEM | 1 | CP | 0.54 | 1
3TH44540AN2 | CONTACTOR RELAY 54 EN 50 011 5NO+4NC F.SNAP-ON AND SCREW MOUNTING W.MECHANICAL LATCHING AC OPERATION AC 220V 50/60HZ | 175.95 | TEM | 1 | CP | 0.54 | 1
3TH44540AN2 | CONTACTOR RELAY 54 EN 50 011 5NO+4NC F.SNAP-ON AND SCREW MOUNTING W.MECHANICAL LATCHING AC OPERATION AC 220V 50/60HZ | 175.95 | TEM | 1 | CP | 0.54 | 1
3TH44540BB4 | CONTACTOR RELAY 54 EN 50 011 5NO+4NC F.SNAP-ON AND SCREW MOUNTING WITH MECHANICAL LATCHING DC OPERATION DC SOLENOID SYSTEM DC 24V | 236.91 | TEM | 1 | CP | 0.776 | 1
3TH44540BB4 | CONTACTOR RELAY 54 EN 50 011 5NO+4NC F.SNAP-ON AND SCREW MOUNTING WITH MECHANICAL LATCHING DC OPERATION DC SOLENOID SYSTEM DC 24V | 236.91 | TEM | 1 | CP | 0.776 | 1
3TK10420AM7 | AC-1 CONTACTOR, 4-POLE, 200 A, MAIN CONTACTS 4 NO, AUX. CONTACTS 2NO+2NC, AC ACTUATION 220-230 V AC, AC 40-400 HZ | 682.8 | TEM | 1 | CP | 4.411 | 1
3TK10420AM7 | AC-1 CONTACTOR, 4-POLE, 200 A, MAIN CONTACTS 4 NO, AUX. CONTACTS 2NO+2NC, AC ACTUATION 220-230 V AC, AC 40-400 HZ | 682.8 | TEM | 1 | CP | 4.411 | 1
3TK10420AP0 | AC-1 CONTACTOR, 4-POLE, 200 A, MAIN CONTACTS 4 NO, AUXILIARY CONTACTS 2NO+2NC, AC OPERATION AC 220...230V 50HZ | 639.7 | TEM | 1 | CP | 4.423 | 1
3TK10420AP0 | AC-1 CONTACTOR, 4-POLE, 200 A, MAIN CONTACTS 4 NO, AUXILIARY CONTACTS 2NO+2NC, AC OPERATION AC 220...230V 50HZ | 639.7 | TEM | 1 | CP | 4.423 | 1
3TK11420AP0 | AC-1 CONTACTOR, 4-POLE, 250 A, MAIN CONTACTS 4 NO, AUXILIARY CONTACTS 2NO+2NC, AC OPERATION AC 220...230V 50HZ | 785.2 | TEM | 1 | CP | 4.758 | 1
3TK11420AP0 | AC-1 CONTACTOR, 4-POLE, 250 A, MAIN CONTACTS 4 NO, AUXILIARY CONTACTS 2NO+2NC, AC OPERATION AC 220...230V 50HZ | 785.2 | TEM | 1 | CP | 4.758 | 1
3TK12420AP0 | AC-1 CONTACTOR, 4-POLE, 300 A, MAIN CONTACTS 4 NO, AUXILIARY CONTACTS 2NO+2NC, AC OPERATION AC 220...230V 50HZ | 946.9 | TEM | 1 | CP | 7.158 | 1
3TK12420AP0 | AC-1 CONTACTOR, 4-POLE, 300 A, MAIN CONTACTS 4 NO, AUXILIARY CONTACTS 2NO+2NC, AC OPERATION AC 220...230V 50HZ | 946.9 | TEM | 1 | CP | 7.158 | 1
3TK13420AP0 | AC-1 CONTACTOR, 4-POLE, 350 A, MAIN CONTACTS 4 NO, AUXILIARY CONTACTS 2NO+2NC, AC OPERATION AC 220...230V 50HZ | 1424.2 | TEM | 1 | CP | 7.156 | 1
3TK13420AP0 | AC-1 CONTACTOR, 4-POLE, 350 A, MAIN CONTACTS 4 NO, AUXILIARY CONTACTS 2NO+2NC, AC OPERATION AC 220...230V 50HZ | 1424.2 | TEM | 1 | CP | 7.156 | 1
3TK14420AF0 | AC-1 CONTACTOR, 4-POLE, 550 A, MAIN CONTACTS 4 NO, AUXILIARY CONTACTS 2NO+2NC, AC OPERATION AC 110V 50HZ/AC 120V 60HZ | 2070.9 | TEM | 1 | CP | 19.208 | 1
3TK14420AF0 | AC-1 CONTACTOR, 4-POLE, 550 A, MAIN CONTACTS 4 NO, AUXILIARY CONTACTS 2NO+2NC, AC OPERATION AC 110V 50HZ/AC 120V 60HZ | 2070.9 | TEM | 1 | CP | 19.208 | 1
3TK14420AP0 | AC-1 CONTACTOR, 4-POLE, 550 A, MAIN CONTACTS 4 NO, AUXILIARY CONTACTS 2NO+2NC, AC OPERATION AC 220...230V 50HZ/AC 240V 60HZ | 2070.9 | TEM | 1 | CP | 19.6 | 1
3TK14420AP0 | AC-1 CONTACTOR, 4-POLE, 550 A, MAIN CONTACTS 4 NO, AUXILIARY CONTACTS 2NO+2NC, AC OPERATION AC 220...230V 50HZ/AC 240V 60HZ | 2070.9 | TEM | 1 | CP | 19.6 | 1
3TK15420AF0 | AC-1 CONTACTOR, 4-POLE, 800 A, MAIN CONTACTS 4 NO, AUXILIARY CONTACTS 2NO+2NC, AC OPERATION AC 110V 50HZ/AC 120V 60HZ | 3125.6 | TEM | 1 | CP | 19.238 | 1
3TK15420AF0 | AC-1 CONTACTOR, 4-POLE, 800 A, MAIN CONTACTS 4 NO, AUXILIARY CONTACTS 2NO+2NC, AC OPERATION AC 110V 50HZ/AC 120V 60HZ | 3125.6 | TEM | 1 | CP | 19.238 | 1
3TK15420AP0 | AC-1 CONTACTOR, 4-POLE, 800 A, MAIN CONTACTS 4 NO, AUXILIARY CONTACTS 2NO+2NC, AC OPERATION AC 220...230V 50HZ/AC 240V 60HZ | 3125.6 | TEM | 1 | CP | 19.068 | 1
3TK15420AP0 | AC-1 CONTACTOR, 4-POLE, 800 A, MAIN CONTACTS 4 NO, AUXILIARY CONTACTS 2NO+2NC, AC OPERATION AC 220...230V 50HZ/AC 240V 60HZ | 3116.8 | TEM | 1 | CP | 19.068 | 1
3TK15420AP0 | AC-1 CONTACTOR, 4-POLE, 800 A, MAIN CONTACTS 4 NO, AUXILIARY CONTACTS 2NO+2NC, AC OPERATION AC 220...230V 50HZ/AC 240V 60HZ | 3125.6 | TEM | 1 | CP | 19.068 | 1
3TK17420AF0 | AC-1 CONTACTOR, 4-POLE, 1000 A, MAIN CONTACTS 4 NO, AUXILIARY CONTACTS 2NO+2NC, AC OPERATION AC 110V 50HZ/AC 120V 60HZ | 4118.7 | TEM | 1 | CP | 20.27 | 1
3TK17420AF0 | AC-1 CONTACTOR, 4-POLE, 1000 A, MAIN CONTACTS 4 NO, AUXILIARY CONTACTS 2NO+2NC, AC OPERATION AC 110V 50HZ/AC 120V 60HZ | 4118.7 | TEM | 1 | CP | 20.27 | 1
3TK17420AP0 | AC-1 CONTACTOR, 4-POLE, 1000 A, MAIN CONTACTS 4 NO, AUXILIARY CONTACTS 2NO+2NC, AC OPERATION AC 220...230V 50HZ/AC 240V 60HZ | 4118.7 | TEM | 1 | CP | 20.03 | 1
3TK17420AP0 | AC-1 CONTACTOR, 4-POLE, 1000 A, MAIN CONTACTS 4 NO, AUXILIARY CONTACTS 2NO+2NC, AC OPERATION AC 220...230V 50HZ/AC 240V 60HZ | 4118.7 | TEM | 1 | CP | 20.03 | 1
3TK19103A | 1ST AUXILIARY CONTACT BLOCK FOR SIDE-MOUNTING TO CONTACTORS, LEFT OR RIGHT 1 NO + 1 NC | 17.6 | TEM | 1 | CP | 0.056 | 1
3TK19103A | 1ST AUXILIARY CONTACT BLOCK FOR SIDE-MOUNTING TO CONTACTORS, LEFT OR RIGHT 1 NO + 1 NC | 17.6 | TEM | 1 | CP | 0.056 | 1
3TK19103B | 2ND AUXILIARY CONTACT BLOCK FOR SIDE-MOUNTING TO CONTACTORS, LEFT OR RIGHT 1 NO + 1 NC | 17.6 | TEM | 1 | CP | 0.058 | 1
3TK19103B | 2ND AUXILIARY CONTACT BLOCK FOR SIDE-MOUNTING TO CONTACTORS, LEFT OR RIGHT 1 NO + 1 NC | 17.6 | TEM | 1 | CP | 0.058 | 1
3TK19200A | LOCKING MECHANISMS FOR MECHANICAL LOCKING OF 2 IDENTICAL CONTACTORS | 48 | TEM | 1 | CP | 0.142 | 1
3TK19200A | LOCKING MECHANISMS FOR MECHANICAL LOCKING OF 2 IDENTICAL CONTACTORS | 48 | TEM | 1 | CP | 0.142 | 1
3TK19220A | LOCKING MECHANISMS FOR MECHANICAL LOCKING OF 2 IDENTICAL CONTACTORS | 68.1 | TEM | 1 | CP | 0.164 | 1
3TK19220A | LOCKING MECHANISMS FOR MECHANICAL LOCKING OF 2 IDENTICAL CONTACTORS | 68.1 | TEM | 1 | CP | 0.164 | 1
3TK19240A | LOCKING MECHANISMS FOR MECHANICAL LOCKING OF 2 IDENTICAL CONTACTORS | 480.4 | TEM | 1 | CP | 6.96 | 1
3TK19240A | LOCKING MECHANISMS FOR MECHANICAL LOCKING OF 2 IDENTICAL CONTACTORS | 480.4 | TEM | 1 | CP | 6.96 | 1
3TK19340D | SURGE SUPPRESSORS RC ELEMENTS, FOR FITTING TO CONTACTORS 3TK14 TO 3TK17 AC 220...600 V | 64.8 | TEM | 1 | CP | 0.047 | 1
3TK19340D | SURGE SUPPRESSORS RC ELEMENTS, FOR FITTING TO CONTACTORS 3TK14 TO 3TK17 AC 220...600 V | 64.8 | TEM | 1 | CP | 0.047 | 1
3TK19400A | TERMINAL COVERS FOR FITTING TO CONTACTORS 3TK10, 3TK11 | 28.1 | TEM | 1 | CP | 0.15 | 2
3TK19400A | TERMINAL COVERS FOR FITTING TO CONTACTORS 3TK10, 3TK11 | 28.1 | TEM | 1 | CP | 0.15 | 2
3TK19600A | CONTACTS WITH FIXING PARTS 4 MOVABLE AND 8 FIXED CONTACTS 3TK10 | 312.6 | TEM | 1 | CP | 0.26 | 1
3TK19600A | CONTACTS WITH FIXING PARTS 4 MOVABLE AND 8 FIXED CONTACTS 3TK10 | 312.6 | TEM | 1 | CP | 0.26 | 1
3TK19640A | CONTACTS WITH FIXING PARTS 4 MOVABLE AND 8 FIXED CONTACTS 3TK14 | 1185.6 | TEM | 1 | CP | 2.41 | 1
3TK19640A | CONTACTS WITH FIXING PARTS 4 MOVABLE AND 8 FIXED CONTACTS 3TK14 | 1185.6 | TEM | 1 | CP | 2.41 | 1
3TK19700AM7 | MAGNET COIL FOR 3TK10 220...230 V AC, 40...400 HZ | 111.6 | TEM | 1 | CP | 0.437 | 1
3TK19700AM7 | MAGNET COIL FOR 3TK10 220...230 V AC, 40...400 HZ | 111.6 | TEM | 1 | CP | 0.437 | 1
3TK19700AP0 | COIL FOR 3TK10,3TK11 AC 220...230V 50HZ | 94.7 | TEM | 1 | CP | 0.43 | 1
3TK19700AP0 | COIL FOR 3TK10,3TK11 AC 220...230V 50HZ | 94.7 | TEM | 1 | CP | 0.43 | 1
3TK19720AP0 | COIL FOR 3TK12,3TK13 AC 220...230V 50HZ | 113.2 | TEM | 1 | CP | 0.537 | 1
3TK19720AP0 | COIL FOR 3TK12,3TK13 AC 220...230V 50HZ | 113.2 | TEM | 1 | CP | 0.537 | 1
3TK19740AF0 | COIL FOR 3TK14,3TK15,3TK17 AC 110V 50HZ/AC 120V 60HZ | 255.6 | TEM | 1 | CP | 1.056 | 1
3TK19740AF0 | COIL FOR 3TK14,3TK15,3TK17 AC 110V 50HZ/AC 120V 60HZ | 255.6 | TEM | 1 | CP | 1.056 | 1
3TK19740AP0 | COIL FOR 3TK14,3TK15,3TK17 AC 220...230V 50HZ/AC 240V 60HZ | 255.6 | TEM | 1 | CP | 0.92 | 1
3TK19740AP0 | COIL FOR 3TK14,3TK15,3TK17 AC 220...230V 50HZ/AC 240V 60HZ | 255.6 | TEM | 1 | CP | 0.92 | 1
3TK20223AN2 | MINIATURE POWER RELAY TAB CONNECTOR, 2NO+2NC SNAP-ON MOUNTING ON STANDARD MOUNTING RAIL AC OPERATION AC 220V 50/60HZ | 34 | TEM | 1 | CP | 0.165 | 1
3TK20223AN2 | MINIATURE POWER RELAY TAB CONNECTOR, 2NO+2NC SNAP-ON MOUNTING ON STANDARD MOUNTING RAIL AC OPERATION AC 220V 50/60HZ | 34 | TEM | 1 | CP | 0.165 | 1
3TK20223AP0 | MINIATURE POWER RELAY TAB CONNECTOR, 2NO+2NC SNAP-ON MOUNTING ON STANDARD MOUNTING RAIL AC OPERATION AC 230/220V 50HZ, 276/264V 60HZ | 34 | TEM | 1 | CP | 0.166 | 1
3TK20223AP0 | MINIATURE POWER RELAY TAB CONNECTOR, 2NO+2NC SNAP-ON MOUNTING ON STANDARD MOUNTING RAIL AC OPERATION AC 230/220V 50HZ, 276/264V 60HZ | 34 | TEM | 1 | CP | 0.166 | 1
3TK20226AH2 | MINIATURE CONTACTOR SOLDER PIN CONNECTION, 2NO+2NC SCREW MOUNTING (DIAGONALLY) AC OPERATION AC 48V 50/60HZ | 39 | TEM | 1 | CP | 0.157 | 1
3TK20226AH2 | MINIATURE CONTACTOR SOLDER PIN CONNECTION, 2NO+2NC SCREW MOUNTING (DIAGONALLY) AC OPERATION AC 48V 50/60HZ | 39 | TEM | 1 | CP | 0.157 | 1
3TK20310AL2 | MINIATURE POWER RELAY SCREW TERMINALS, 3NO+1NC SNAP-ON MOUNTING ON STANDARD MOUNTING RAIL AC OPERATION AC 230/220V 50/60HZ | 38.8 | TEM | 1 | CP | 0.193 | 1
3TK20310AL2 | MINIATURE POWER RELAY SCREW TERMINALS, 3NO+1NC SNAP-ON MOUNTING ON STANDARD MOUNTING RAIL AC OPERATION AC 230/220V 50/60HZ | 38.8 | TEM | 1 | CP | 0.193 | 1
3TK20310AP0 | MINIATURE POWER RELAY SCREW TERMINALS, 3NO+1NC SNAP-ON MOUNTING ON STANDARD MOUNTING RAIL AC OPERATION AC 230/220V 50HZ, 276/264V 60HZ | 38.8 | TEM | 1 | CP | 0.195 | 1
3TK20310AP0 | MINIATURE POWER RELAY SCREW TERMINALS, 3NO+1NC SNAP-ON MOUNTING ON STANDARD MOUNTING RAIL AC OPERATION AC 230/220V 50HZ, 276/264V 60HZ | 38.8 | TEM | 1 | CP | 0.195 | 1
3TK20313AC2 | MINIATURE POWER RELAY TAB CONNECTOR, 3NO+1NC SNAP-ON MOUNTING ON STANDARD MOUNTING RAIL AC OPERATION AC 24V 50/60HZ | 34 | TEM | 1 | CP | 0.17 | 1
3TK20313AC2 | MINIATURE POWER RELAY TAB CONNECTOR, 3NO+1NC SNAP-ON MOUNTING ON STANDARD MOUNTING RAIL AC OPERATION AC 24V 50/60HZ | 34 | TEM | 1 | CP | 0.17 | 1
3TK20313AN2 | MINIATURE POWER RELAY TAB CONNECTOR, 3NO+1NC SNAP-ON MOUNTING ON STANDARD MOUNTING RAIL AC OPERATION AC 220V 50/60HZ | 34 | TEM | 1 | CP | 0.164 | 1
3TK20313AN2 | MINIATURE POWER RELAY TAB CONNECTOR, 3NO+1NC SNAP-ON MOUNTING ON STANDARD MOUNTING RAIL AC OPERATION AC 220V 50/60HZ | 34 | TEM | 1 | CP | 0.164 | 1
3TK20313AP0 | MINIATURE POWER RELAY TAB CONNECTOR, 3NO+1NC SNAP-ON MOUNTING ON STANDARD MOUNTING RAIL AC OPERATION AC 230/220V 50HZ, 276/264V 60HZ | 34 | TEM | 1 | CP | 0.2 | 1
3TK20313AP0 | MINIATURE POWER RELAY TAB CONNECTOR, 3NO+1NC SNAP-ON MOUNTING ON STANDARD MOUNTING RAIL AC OPERATION AC 230/220V 50HZ, 276/264V 60HZ | 34 | TEM | 1 | CP | 0.2 | 1
3TK20316AC2 | MINIATURE POWER RELAY SOLDER-PIN CONNECTION, 3NO+1NC SCREW MOUNTING (DIAGONAL) AC OPERATION AC 24V 50/60HZ | 33.1 | TEM | 1 | CP | 0.146 | 1
3TK20316AC2 | MINIATURE POWER RELAY SOLDER-PIN CONNECTION, 3NO+1NC SCREW MOUNTING (DIAGONAL) AC OPERATION AC 24V 50/60HZ | 33.1 | TEM | 1 | CP | 0.146 | 1
3TK20316BB4 | MINIATURE POWER RELAY SOLDER-PIN CONNECTION, 3NO+1NC SCREW MOUNTING (DIAGONAL) DC SOLENOID SYSTEM DC 24V | 39.2 | TEM | 1 | CP | 0.154 | 1
3TK20316BB4 | MINIATURE POWER RELAY SOLDER-PIN CONNECTION, 3NO+1NC SCREW MOUNTING (DIAGONAL) DC SOLENOID SYSTEM DC 24V | 39.2 | TEM | 1 | CP | 0.154 | 1
3TK20317AP0 | MINIATURE POWER RELAY TAB CONNECTOR, 3NO+1NC SCREW MOUNTING (DIAGONAL) AC OPERATION AC 230/220V 50HZ, 276/264V 60HZ | 32.9 | TEM | 1 | CP | 0.162 | 1
3TK20317AP0 | MINIATURE POWER RELAY TAB CONNECTOR, 3NO+1NC SCREW MOUNTING (DIAGONAL) AC OPERATION AC 230/220V 50HZ, 276/264V 60HZ | 32.9 | TEM | 1 | CP | 0.162 | 1
3TK20403AP0 | MINIATURE POWER RELAY TAB CONNECTOR, 4NO SNAP-ON MOUNTING ON STANDARD MOUNTING RAIL AC OPERATION AC 230/220V 50HZ, 276/264V 60HZ | 34 | TEM | 1 | CP | 0.166 | 1
3TK20403AP0 | MINIATURE POWER RELAY TAB CONNECTOR, 4NO SNAP-ON MOUNTING ON STANDARD MOUNTING RAIL AC OPERATION AC 230/220V 50HZ, 276/264V 60HZ | 34 | TEM | 1 | CP | 0.166 | 1
3TK20406AC2 | MINIATURE POWER RELAY SOLDER-PIN CONNECTION, 4NO SCREW MOUNTING (DIAGONAL) AC OPERATION AC 24V 50/60HZ | 33.1 | TEM | 1 | CP | 0.163 | 1
3TK20406AC2 | MINIATURE POWER RELAY SOLDER-PIN CONNECTION, 4NO SCREW MOUNTING (DIAGONAL) AC OPERATION AC 24V 50/60HZ | 33.1 | TEM | 1 | CP | 0.163 | 1
3TK20406AH2 | MINIATURE CONTACTOR SOLDER PIN CONNECTION, 4 NO SCREW MOUNTING (DIAGONALLY) AC OPERATION AC 48V 50/60HZ | 34.2 | TEM | 1 | CP | 0.168 | 1
3TK20406AH2 | MINIATURE CONTACTOR SOLDER PIN CONNECTION, 4 NO SCREW MOUNTING (DIAGONALLY) AC OPERATION AC 48V 50/60HZ | 34.2 | TEM | 1 | CP | 0.168 | 1
3TK20406BB4 | MINIATURE POWER RELAY SOLDER-PIN CONNECTION, 4NO SCREW MOUNTING (DIAGONAL) DC SOLENOID SYSTEM DC 24V | 39.2 | TEM | 1 | CP | 0.22 | 1
3TK20406BB4 | MINIATURE POWER RELAY SOLDER-PIN CONNECTION, 4NO SCREW MOUNTING (DIAGONAL) DC SOLENOID SYSTEM DC 24V | 39.2 | TEM | 1 | CP | 0.22 | 1
3TK20407AL2 | MINIATURE POWER RELAY TAB CONNECTOR, 4NO SCREW MOUNTING (DIAGONAL) AC OPERATION AC 230/220V 50/60HZ | 32.9 | TEM | 1 | CP | 0.165 | 1
3TK20407AL2 | MINIATURE POWER RELAY TAB CONNECTOR, 4NO SCREW MOUNTING (DIAGONAL) AC OPERATION AC 230/220V 50/60HZ | 32.9 | TEM | 1 | CP | 0.165 | 1
3TK28050BB4 | CONTACTOR COMBINATION FOR SAFETY CIRCUITS ENABLING AND SIGNALLING CIRCUIT 5N0+1NC, DC OPERATION DC 24V | 573.69 | TEM | 1 | CP | 1.06 | 1
3TK28050BB4 | CONTACTOR COMBINATION FOR SAFETY CIRCUITS ENABLING AND SIGNALLING CIRCUIT 5N0+1NC, DC OPERATION DC 24V | 573.69 | TEM | 1 | CP | 1.06 | 1
3TK28060AL2 | CONTACTOR COMBINATION FOR SAFETY CIRCUITS ENABLING AND SIGNALLING CIRCUIT 5N0+1NC, AC-OPERATION AC OPERATION AC 230/220V 50/60HZ | 590.81 | TEM | 1 | CP | 1.06 | 1
3TK28060AL2 | CONTACTOR COMBINATION FOR SAFETY CIRCUITS ENABLING AND SIGNALLING CIRCUIT 5N0+1NC, AC-OPERATION AC OPERATION AC 230/220V 50/60HZ | 590.81 | TEM | 1 | CP | 1.06 | 1
3TK28060BB4 | CONTACTOR COMBINATION FOR SAFETY CIRCUITS ENABLING AND SIGNALLING CIRCUIT 5N0+1NC, AC-OPERATION DC OPERATION DC 24V DC 24V | 573.69 | TEM | 1 | CP | 1.095 | 1
3TK28060BB4 | CONTACTOR COMBINATION FOR SAFETY CIRCUITS ENABLING AND SIGNALLING CIRCUIT 5N0+1NC, AC-OPERATION DC OPERATION DC 24V DC 24V | 573.69 | TEM | 1 | CP | 1.095 | 1
3TK28100GA01 | SIRIUS SAFETY RELAY FOR SAFETY-ORIENTED STANDSTILL MONITORING, 230V AC, 45.0MM, SCREW TERMINAL, FK INSTANT.: 3NO 1NC, FK DELAYED: 0, MK: 3, AUTO START, BASIC UNIT, MAX. ACHIEV. CAT. EN954-1: 4, MAX. ACHIEV. SIL TO IEC61508:3, | 768.85 | TEM | 1 | CP | 0.524 | 1
3TK28100GA01 | SIRIUS SAFETY RELAY FOR SAFETY-ORIENTED STANDSTILL MONITORING, 230V AC, 45.0MM, SCREW TERMINAL, FK INSTANT.: 3NO 1NC, FK DELAYED: 0, MK: 3, AUTO START, BASIC UNIT, MAX. ACHIEV. CAT. EN954-1: 4, MAX. ACHIEV. SIL TO IEC61508:3, | 768.85 | TEM | 1 | CP | 0.524 | 1
3TK28101BA41 | SIRIUS SAFETY RELAY SAFETY-RELATED SPEED MONITORING, 24 V DC, 45.0 MM, SCREW TERMINAL, FK INSTANTANEOUS.: 2NO, FK DELAYED: 0, MK: 2 ELECTRICAL, AUTO START / MANUAL START, BASIC UNIT, MAX. ERR. CAT. EN13849-1: E, MAX. ERR. SIL TO IEC61508:3, | 1258.91 | TEM | 1 | CP | 0.425 | 1
3TK28101BA41 | SIRIUS SAFETY RELAY SAFETY-RELATED SPEED MONITORING, 24 V DC, 45.0 MM, SCREW TERMINAL, FK INSTANTANEOUS.: 2NO, FK DELAYED: 0, MK: 2 ELECTRICAL, AUTO START / MANUAL START, BASIC UNIT, MAX. ERR. CAT. EN13849-1: E, MAX. ERR. SIL TO IEC61508:3, | 1258.91 | TEM | 1 | CP | 0.425 | 1
3TK28211CB30 | SIRIUS SAFETY RELAY WITH RELAY ENABLING CIRCUITS (EC), 24 V AC/DC, 22.5 MM, SCREW TERMINAL, EC INSTANTANEOUS: 3S, EC DELAYED: 0S, MK: 1NC, AUTOSTART, MANUAL START BASIC UNIT UP TO MAX. ERR. SIL CL: 1, PL: C; AS EXPANSION UNIT UP TO MAX. ERR. SIL CL: 3, PL: E; | 205 | TEM | 1 | CP | 0.245 | 1
3TK28211CB30 | SIRIUS SAFETY RELAY WITH RELAY ENABLING CIRCUITS (EC), 24 V AC/DC, 22.5 MM, SCREW TERMINAL, EC INSTANTANEOUS: 3S, EC DELAYED: 0S, MK: 1NC, AUTOSTART, MANUAL START BASIC UNIT UP TO MAX. ERR. SIL CL: 1, PL: C; AS EXPANSION UNIT UP TO MAX. ERR. SIL CL: 3, PL: E; | 205 | TEM | 1 | CP | 0.245 | 1
3TK28212CB30 | SIRIUS SAFETY RELAY WITH RELAY ENABLING CIRCUITS (EC), 24 V AC/DC, 22.5 MM, SPRING-LOADED TERMINAL, EC INSTANTANEOUS: 3S, EC DELAYED: 0S, MK: 1NC, AUTOSTART, MANUAL START BASIC UNIT UP TO MAX. ERR. SIL CL: 1, PL: C; AS EXPANSION UNIT UP TO MAX. ERR. SIL CL: 3, PL: E; | 211.36 | TEM | 1 | CP | 0.24 | 1
3TK28212CB30 | SIRIUS SAFETY RELAY WITH RELAY ENABLING CIRCUITS (EC), 24 V AC/DC, 22.5 MM, SPRING-LOADED TERMINAL, EC INSTANTANEOUS: 3S, EC DELAYED: 0S, MK: 1NC, AUTOSTART, MANUAL START BASIC UNIT UP TO MAX. ERR. SIL CL: 1, PL: C; AS EXPANSION UNIT UP TO MAX. ERR. SIL CL: 3, PL: E; | 211.36 | TEM | 1 | CP | 0.24 | 1
3TK28221CB30 | SIRIUS SAFETY RELAY WITH RELAY RELEASE CIRCUITS (RC), AC/DC 24V, 22.5MM, SCREW TERMINAL, RC INSTANT.: 2NO, RC DELAYED: 0NO, MC: 0NC, AUTOSTART, BASIC DEVICE, MAX. ACHIEVABLE SIL: 3, PL: E | 201.41 | TEM | 1 | CP | 0.244 | 1
3TK28221CB30 | SIRIUS SAFETY RELAY WITH RELAY RELEASE CIRCUITS (RC), AC/DC 24V, 22.5MM, SCREW TERMINAL, RC INSTANT.: 2NO, RC DELAYED: 0NO, MC: 0NC, AUTOSTART, BASIC DEVICE, MAX. ACHIEVABLE SIL: 3, PL: E | 201.41 | TEM | 1 | CP | 0.244 | 1
3TK28222CB30 | SIRIUS SAFETY RELAY WITH RELAY RELEASE CIRCUITS (RC), AC/DC 24V, 22.5MM, SPRING-LOADED TERMINAL, RC INSTANT.: 2NO, RC DELAYED: 0NO, MC: 0NC, AUTOSTART, BASIC DEVICE, MAX. ACHIEVABLE SIL: 3, PL: E | 209.51 | TEM | 1 | CP | 0.24 | 1
3TK28222CB30 | SIRIUS SAFETY RELAY WITH RELAY RELEASE CIRCUITS (RC), AC/DC 24V, 22.5MM, SPRING-LOADED TERMINAL, RC INSTANT.: 2NO, RC DELAYED: 0NO, MC: 0NC, AUTOSTART, BASIC DEVICE, MAX. ACHIEVABLE SIL: 3, PL: E | 209.51 | TEM | 1 | CP | 0.24 | 1
3TK28231CB30 | SIRIUS SAFETY RELAY WITH RELAY RELEASE CIRCUITS (RC), AC/DC 24V, 22.5MM, SCREW TERMINAL, RC INSTANT.: 2NO, RC DELAYED: 0NO, MC: 0NC, MONITORED START, BASIC DEVICE, MAX. ACHIEVABLE SIL: 3, PL: E | 201.41 | TEM | 1 | CP | 0.244 | 1
3TK28231CB30 | SIRIUS SAFETY RELAY WITH RELAY RELEASE CIRCUITS (RC), AC/DC 24V, 22.5MM, SCREW TERMINAL, RC INSTANT.: 2NO, RC DELAYED: 0NO, MC: 0NC, MONITORED START, BASIC DEVICE, MAX. ACHIEVABLE SIL: 3, PL: E | 201.41 | TEM | 1 | CP | 0.244 | 1
3TK28232CB30 | SIRIUS SAFETY RELAY WITH RELAY RELEASE CIRCUITS (RC), AC/DC 24V, 22.5MM, SPRING-LOADED TERMINAL, RC INSTANT.: 2NO, RC DELAYED: 0NO, MC: 0NC, MONITORED START, BASIC DEVICE, MAX. ACHIEVABLE SIL: 3, PL: E | 209.51 | TEM | 1 | CP | 0.234 | 1
3TK28232CB30 | SIRIUS SAFETY RELAY WITH RELAY RELEASE CIRCUITS (RC), AC/DC 24V, 22.5MM, SPRING-LOADED TERMINAL, RC INSTANT.: 2NO, RC DELAYED: 0NO, MC: 0NC, MONITORED START, BASIC DEVICE, MAX. ACHIEVABLE SIL: 3, PL: E | 209.51 | TEM | 1 | CP | 0.234 | 1
3TK28241AJ20 | SIRIUS SAFETY RELAY WITH RELAY RELEASE CIRCUITS (RC), AC 115V, 22.5MM, SCREW TERMINAL, RC INSTANT.: 2NO, RC DELAYED: 0NO, MC: 0NC, AUTOSTART, BASIC DEVICE, MAX. ACHIEVABLE SIL: 1, PL: C | 175.38 | TEM | 1 | CP | 0.274 | 1
3TK28241AJ20 | SIRIUS SAFETY RELAY WITH RELAY RELEASE CIRCUITS (RC), AC 115V, 22.5MM, SCREW TERMINAL, RC INSTANT.: 2NO, RC DELAYED: 0NO, MC: 0NC, AUTOSTART, BASIC DEVICE, MAX. ACHIEVABLE SIL: 1, PL: C | 175.38 | TEM | 1 | CP | 0.274 | 1
3TK28241AL20 | SIRIUS SAFETY RELAY WITH RELAY RELEASE CIRCUITS (RC), AC 230V, 22.5MM, SCREW TERMINAL, RC INSTANT.: 2NO, RC DELAYED: 0NO, MC: 0NC, AUTOSTART, BASIC DEVICE, MAX. ACHIEVABLE SIL: 1, PL: C | 175.38 | TEM | 1 | CP | 0.274 | 1
3TK28241AL20 | SIRIUS SAFETY RELAY WITH RELAY RELEASE CIRCUITS (RC), AC 230V, 22.5MM, SCREW TERMINAL, RC INSTANT.: 2NO, RC DELAYED: 0NO, MC: 0NC, AUTOSTART, BASIC DEVICE, MAX. ACHIEVABLE SIL: 1, PL: C | 175.38 | TEM | 1 | CP | 0.274 | 1
3TK28241BB40 | SIRIUS SAFETY RELAY WITH RELAY RELEASE CIRCUITS (RC), DC 24V, 22.5MM, SCREW TERMINAL, RC INSTANT.: 2NO, RC DELAYED: 0NO, MC: 0NC, AUTOSTART, BASIC DEVICE, MAX. ACHIEVABLE SIL: 1, PL: C | 158.26 | TEM | 1 | CP | 0.242 | 1
3TK28241BB40 | SIRIUS SAFETY RELAY WITH RELAY RELEASE CIRCUITS (RC), DC 24V, 22.5MM, SCREW TERMINAL, RC INSTANT.: 2NO, RC DELAYED: 0NO, MC: 0NC, AUTOSTART, BASIC DEVICE, MAX. ACHIEVABLE SIL: 1, PL: C | 158.26 | TEM | 1 | CP | 0.242 | 1
3TK28241CB30 | SIRIUS SAFETY RELAY WITH RELAY RELEASE CIRCUITS (RC), AC/DC 24V, 22.5MM, SCREW TERMINAL, RC INSTANT.: 2NO, RC DELAYED: 0NO, MC: 0NC, AUTOSTART, BASIC DEVICE, MAX. ACHIEVABLE SIL: 1, PL: C | 171.79 | TEM | 1 | CP | 0.242 | 1
3TK28241CB30 | SIRIUS SAFETY RELAY WITH RELAY RELEASE CIRCUITS (RC), AC/DC 24V, 22.5MM, SCREW TERMINAL, RC INSTANT.: 2NO, RC DELAYED: 0NO, MC: 0NC, AUTOSTART, BASIC DEVICE, MAX. ACHIEVABLE SIL: 1, PL: C | 171.79 | TEM | 1 | CP | 0.242 | 1
3TK28242AL20 | SIRIUS SAFETY RELAY WITH RELAY RELEASE CIRCUITS (RC), AC 230V, 22.5MM, SPRING-LOADED TERMINAL, RC INSTANT.: 2NO, RC DELAYED: 0NO, MC: 0NC, AUTOSTART, BASIC DEVICE, MAX. ACHIEVABLE SIL: 1, PL: C | 181.63 | TEM | 1 | CP | 0.266 | 1
3TK28242AL20 | SIRIUS SAFETY RELAY WITH RELAY RELEASE CIRCUITS (RC), AC 230V, 22.5MM, SPRING-LOADED TERMINAL, RC INSTANT.: 2NO, RC DELAYED: 0NO, MC: 0NC, AUTOSTART, BASIC DEVICE, MAX. ACHIEVABLE SIL: 1, PL: C | 181.63 | TEM | 1 | CP | 0.266 | 1
3TK28242BB40 | SIRIUS SAFETY RELAY WITH RELAY RELEASE CIRCUITS (RC), DC 24V, 22.5MM, SPRING-LOADED TERMINAL, RC INSTANT.: 2NO, RC DELAYED: 0NO, MC: 0NC, AUTOSTART, BASIC DEVICE, MAX. ACHIEVABLE SIL: 1, PL: C | 166.36 | TEM | 1 | CP | 0.235 | 1
3TK28242BB40 | SIRIUS SAFETY RELAY WITH RELAY RELEASE CIRCUITS (RC), DC 24V, 22.5MM, SPRING-LOADED TERMINAL, RC INSTANT.: 2NO, RC DELAYED: 0NO, MC: 0NC, AUTOSTART, BASIC DEVICE, MAX. ACHIEVABLE SIL: 1, PL: C | 166.36 | TEM | 1 | CP | 0.235 | 1
3TK28251AB20 | SIRIUS SAFETY RELAY WITH RELAY RELEASE CIRCUITS (RC), AC 24V, 45.0MM, SCREW TERMINAL, RC INSTANT.: 3NO, RC DELAYED: 0NO, MK: 2NC, AUTOSTART / MONITORED START, BASIC DEVICE, MAX. ACHIEVABLE SIL: 3, PL: E | 282.39 | TEM | 1 | CP | 0.405 | 1
3TK28251AB20 | SIRIUS SAFETY RELAY WITH RELAY RELEASE CIRCUITS (RC), AC 24V, 45.0MM, SCREW TERMINAL, RC INSTANT.: 3NO, RC DELAYED: 0NO, MK: 2NC, AUTOSTART / MONITORED START, BASIC DEVICE, MAX. ACHIEVABLE SIL: 3, PL: E | 282.39 | TEM | 1 | CP | 0.405 | 1
3TK28251AJ20 | SIRIUS SAFETY RELAY WITH RELAY RELEASE CIRCUITS (RC), AC 115V, 45.0MM, SCREW TERMINAL, RC INSTANT.: 3NO, RC DELAYED: 0NO, MK: 2NC, AUTOSTART / MONITORED START, BASIC DEVICE, MAX. ACHIEVABLE SIL: 3, PL: E | 282.39 | TEM | 1 | CP | 0.5 | 1
3TK28251AJ20 | SIRIUS SAFETY RELAY WITH RELAY RELEASE CIRCUITS (RC), AC 115V, 45.0MM, SCREW TERMINAL, RC INSTANT.: 3NO, RC DELAYED: 0NO, MK: 2NC, AUTOSTART / MONITORED START, BASIC DEVICE, MAX. ACHIEVABLE SIL: 3, PL: E | 282.39 | TEM | 1 | CP | 0.5 | 1
3TK28251AL20 | SIRIUS SAFETY RELAY WITH RELAY RELEASE CIRCUITS (RC), AC 230V, 45.0MM, SCREW TERMINAL, RC INSTANT.: 3NO, RC DELAYED: 0NO, MK: 2NC, AUTOSTART / MONITORED START, BASIC DEVICE, MAX. ACHIEVABLE SIL: 3, PL: E | 282.39 | TEM | 1 | CP | 0.493 | 1
3TK28251AL20 | SIRIUS SAFETY RELAY WITH RELAY RELEASE CIRCUITS (RC), AC 230V, 45.0MM, SCREW TERMINAL, RC INSTANT.: 3NO, RC DELAYED: 0NO, MK: 2NC, AUTOSTART / MONITORED START, BASIC DEVICE, MAX. ACHIEVABLE SIL: 3, PL: E | 282.39 | TEM | 1 | CP | 0.493 | 1
3TK28251BB40 | SIRIUS SAFETY RELAY WITH RELAY RELEASE CIRCUITS (RC), DC 24V, 45.0MM, SCREW TERMINAL, RC INSTANT.: 3NO, RC DELAYED: 0NO, MK: 2NC, AUTOSTART / MONITORED START, BASIC DEVICE, MAX. ACHIEVABLE SIL: 3, PL: E | 282.39 | TEM | 1 | CP | 0.4 | 1
3TK28251BB40 | SIRIUS SAFETY RELAY WITH RELAY RELEASE CIRCUITS (RC), DC 24V, 45.0MM, SCREW TERMINAL, RC INSTANT.: 3NO, RC DELAYED: 0NO, MK: 2NC, AUTOSTART / MONITORED START, BASIC DEVICE, MAX. ACHIEVABLE SIL: 3, PL: E | 282.39 | TEM | 1 | CP | 0.4 | 1
3TK28252AL20 | SIRIUS SAFETY RELAY WITH RELAY RELEASE CIRCUITS (RC), AC 230V, 45.0MM, SPRING-LOADED TERMINAL, RC INSTANT.: 3NO, RC DELAYED: 0NO, MK: 2NC, AUTOSTART / MONITORED START, BASIC DEVICE, MAX. ACHIEVABLE SIL: 3, PL: E | 299.4 | TEM | 1 | CP | 0.484 | 1
3TK28252AL20 | SIRIUS SAFETY RELAY WITH RELAY RELEASE CIRCUITS (RC), AC 230V, 45.0MM, SPRING-LOADED TERMINAL, RC INSTANT.: 3NO, RC DELAYED: 0NO, MK: 2NC, AUTOSTART / MONITORED START, BASIC DEVICE, MAX. ACHIEVABLE SIL: 3, PL: E | 299.4 | TEM | 1 | CP | 0.484 | 1
3TK28261BB40 | SIRIUS SAFETY RELAY WITH RELAY RELEASE CIRCUITS (RC), DC 24V, 45.0MM, SCREW TERMINAL, RC INSTANT.: 4NO, RC DELAYED: 0, MK: 3, 8-FUNCTION SWITCH, BASIC DEVICE, MAX. ACHIEVABLE PL TO EN13849-1: E, MAX. ACHIEVABLE SIL TO IEC61508:3, | 315.6 | TEM | 1 | CP | 0.377 | 1
3TK28261BB40 | SIRIUS SAFETY RELAY WITH RELAY RELEASE CIRCUITS (RC), DC 24V, 45.0MM, SCREW TERMINAL, RC INSTANT.: 4NO, RC DELAYED: 0, MK: 3, 8-FUNCTION SWITCH, BASIC DEVICE, MAX. ACHIEVABLE PL TO EN13849-1: E, MAX. ACHIEVABLE SIL TO IEC61508:3, | 315.6 | TEM | 1 | CP | 0.377 | 1
3TK28261BB42 | SIRIUS SAFETY RELAY WITH RELAY RELEASE CIRCUITS (RC), DC 24V, 45.0MM, SCREW TERMINAL, RC INSTANT.: 2NO, RC DELAYED: 2, MK: 4, 8-FUNCTION SWITCH, BASIC DEVICE, MAX. ACHIEVABLE PL TO EN13849-1: E, MAX. ACHIEVABLE SIL TO IEC61508:3, | 427.12 | TEM | 1 | CP | 0.421 | 1
3TK28261BB42 | SIRIUS SAFETY RELAY WITH RELAY RELEASE CIRCUITS (RC), DC 24V, 45.0MM, SCREW TERMINAL, RC INSTANT.: 2NO, RC DELAYED: 2, MK: 4, 8-FUNCTION SWITCH, BASIC DEVICE, MAX. ACHIEVABLE PL TO EN13849-1: E, MAX. ACHIEVABLE SIL TO IEC61508:3, | 427.12 | TEM | 1 | CP | 0.421 | 1
3TK28261CW30 | SIRIUS SAFETY RELAY WITH RELAY RELEASE CIRCUITS (RC), UC 24...240V, 45.0MM, SCREW TERMINAL, RC INSTANT.: 4NO, RC DELAYED: 0, MK: 2, 8-FUNCTION SWITCH, BASIC DEVICE, MAX. ACHIEVABLE PL TO EN13849-1: E, MAX. ACHIEVABLE SIL TO IEC61508:3, | 325.54 | TEM | 1 | CP | 0.405 | 1
3TK28261CW30 | SIRIUS SAFETY RELAY WITH RELAY RELEASE CIRCUITS (RC), UC 24...240V, 45.0MM, SCREW TERMINAL, RC INSTANT.: 4NO, RC DELAYED: 0, MK: 2, 8-FUNCTION SWITCH, BASIC DEVICE, MAX. ACHIEVABLE PL TO EN13849-1: E, MAX. ACHIEVABLE SIL TO IEC61508:3, | 325.54 | TEM | 1 | CP | 0.405 | 1
3TK28261CW31 | SIRIUS SAFETY RELAY WITH RELAY RELEASE CIRCUITS (RC), UC 24...240V, 45.0MM, SCREW TERMINAL, RC INSTANT.: 2NO, RC DELAYED: 2, MK: 3, 8-FUNCTION SWITCH, BASIC DEVICE, MAX. ACHIEVABLE PL TO EN13849-1: E, MAX. ACHIEVABLE SIL TO IEC61508:3, | 437.88 | TEM | 1 | CP | 0.44 | 1
3TK28261CW31 | SIRIUS SAFETY RELAY WITH RELAY RELEASE CIRCUITS (RC), UC 24...240V, 45.0MM, SCREW TERMINAL, RC INSTANT.: 2NO, RC DELAYED: 2, MK: 3, 8-FUNCTION SWITCH, BASIC DEVICE, MAX. ACHIEVABLE PL TO EN13849-1: E, MAX. ACHIEVABLE SIL TO IEC61508:3, | 437.88 | TEM | 1 | CP | 0.44 | 1
3TK28262CW30 | SIRIUS SAFETY RELAY WITH RELAY RELEASE CIRCUITS (RC), UC 24...240V, 45.0MM, SPRING-LOADED TERMINAL, RC INSTANT.: 4NO, RC DELAYED: 0, MK: 2, 8-FUNCTION SWITCH, BASIC DEVICE, MAX. ACHIEVABLE PL TO EN13849-1: E, MAX. ACHIEVABLE SIL TO IEC61508:3, | 338.15 | TEM | 1 | CP | 0.383 | 1
3TK28262CW30 | SIRIUS SAFETY RELAY WITH RELAY RELEASE CIRCUITS (RC), UC 24...240V, 45.0MM, SPRING-LOADED TERMINAL, RC INSTANT.: 4NO, RC DELAYED: 0, MK: 2, 8-FUNCTION SWITCH, BASIC DEVICE, MAX. ACHIEVABLE PL TO EN13849-1: E, MAX. ACHIEVABLE SIL TO IEC61508:3, | 338.15 | TEM | 1 | CP | 0.383 | 1
3TK28271AB20 | SIRIUS SAFETY RELAY WITH RELAY RELEASE CIRCUITS (RC), AC 24V, 45.0MM, SCREW TERMINAL, RC INSTANT.: 2NO, RC DELAYED: 2NO 0.5...30S, MC: 1NC, MONITORED START, BASIC DEVICE, MAX. ACHIEVABLE SIL: 3/2, PL: E/D | 394.73 | TEM | 1 | CP | 0.477 | 1
3TK28271AB20 | SIRIUS SAFETY RELAY WITH RELAY RELEASE CIRCUITS (RC), AC 24V, 45.0MM, SCREW TERMINAL, RC INSTANT.: 2NO, RC DELAYED: 2NO 0.5...30S, MC: 1NC, MONITORED START, BASIC DEVICE, MAX. ACHIEVABLE SIL: 3/2, PL: E/D | 394.73 | TEM | 1 | CP | 0.477 | 1
3TK28271AB21 | SIRIUS SAFETY RELAY WITH RELAY RELEASE CIRCUITS (RC), AC 24V, 45.0MM, SCREW TERMINAL, RC INSTANT.: 2NO, RC DELAYED: 2NO 0.05...3S, MC: 1NC, MONITORED START, BASIC DEVICE, MAX. ACHIEVABLE SIL: 3/2, PL: E/D | 394.73 | TEM | 1 | CP | 0.46 | 1
3TK28271AB21 | SIRIUS SAFETY RELAY WITH RELAY RELEASE CIRCUITS (RC), AC 24V, 45.0MM, SCREW TERMINAL, RC INSTANT.: 2NO, RC DELAYED: 2NO 0.05...3S, MC: 1NC, MONITORED START, BASIC DEVICE, MAX. ACHIEVABLE SIL: 3/2, PL: E/D | 394.73 | TEM | 1 | CP | 0.46 | 1
3TK28271AJ20 | SIRIUS SAFETY RELAY WITH RELAY RELEASE CIRCUITS (RC), AC 115V, 45.0MM, SCREW TERMINAL, RC INSTANT.: 2NO, RC DELAYED: 2NO 0.5...30S, MC: 1NC, MONITORED START, BASIC DEVICE, MAX. ACHIEVABLE SIL: 3/2, PL: E/D | 406.41 | TEM | 1 | CP | 0.608 | 1
3TK28271AJ20 | SIRIUS SAFETY RELAY WITH RELAY RELEASE CIRCUITS (RC), AC 115V, 45.0MM, SCREW TERMINAL, RC INSTANT.: 2NO, RC DELAYED: 2NO 0.5...30S, MC: 1NC, MONITORED START, BASIC DEVICE, MAX. ACHIEVABLE SIL: 3/2, PL: E/D | 406.41 | TEM | 1 | CP | 0.608 | 1
3TK28271AL20 | SIRIUS SAFETY RELAY WITH RELAY RELEASE CIRCUITS (RC), AC 230V, 45.0MM, SCREW TERMINAL, RC INSTANT.: 2NO, RC DELAYED: 2NO 0.5...30S, MC: 1NC, MONITORED START, BASIC DEVICE, MAX. ACHIEVABLE SIL: 3/2, PL: E/D | 406.41 | TEM | 1 | CP | 0.64 | 1
3TK28271AL20 | SIRIUS SAFETY RELAY WITH RELAY RELEASE CIRCUITS (RC), AC 230V, 45.0MM, SCREW TERMINAL, RC INSTANT.: 2NO, RC DELAYED: 2NO 0.5...30S, MC: 1NC, MONITORED START, BASIC DEVICE, MAX. ACHIEVABLE SIL: 3/2, PL: E/D | 406.41 | TEM | 1 | CP | 0.64 | 1
3TK28271BB40 | SIRIUS SAFETY RELAY WITH RELAY RELEASE CIRCUITS (RC), DC 24V, 45.0MM, SCREW TERMINAL, RC INSTANT.: 2NO, RC DELAYED: 2NO 0.5...30S, MC: 1NC, MONITORED START, BASIC DEVICE, MAX. ACHIEVABLE SIL: 3/2, PL: E/D | 394.73 | TEM | 1 | CP | 0.456 | 1
3TK28271BB40 | SIRIUS SAFETY RELAY WITH RELAY RELEASE CIRCUITS (RC), DC 24V, 45.0MM, SCREW TERMINAL, RC INSTANT.: 2NO, RC DELAYED: 2NO 0.5...30S, MC: 1NC, MONITORED START, BASIC DEVICE, MAX. ACHIEVABLE SIL: 3/2, PL: E/D | 394.73 | TEM | 1 | CP | 0.456 | 1
3TK28271BB41 | SIRIUS SAFETY RELAY WITH RELAY RELEASE CIRCUITS (RC), DC 24V, 45.0MM, SCREW TERMINAL, RC INSTANT.: 2NO, RC DELAYED: 2NO 0.05...3S, MC: 1NC, MONITORED START, BASIC DEVICE, MAX. ACHIEVABLE SIL: 3/2, PL: E/D | 394.73 | TEM | 1 | CP | 0.457 | 1
3TK28271BB41 | SIRIUS SAFETY RELAY WITH RELAY RELEASE CIRCUITS (RC), DC 24V, 45.0MM, SCREW TERMINAL, RC INSTANT.: 2NO, RC DELAYED: 2NO 0.05...3S, MC: 1NC, MONITORED START, BASIC DEVICE, MAX. ACHIEVABLE SIL: 3/2, PL: E/D | 394.73 | TEM | 1 | CP | 0.457 | 1
3TK28272AJ20 | SIRIUS SAFETY RELAY WITH RELAY RELEASE CIRCUITS (RC), AC 115V, 45.0MM, SPRING-LOADED TERMINAL, RC INSTANT.: 2NO, RC DELAYED: 2NO 0.5...30S, MC: 1NC, MONITORED START, BASIC DEVICE, MAX. ACHIEVABLE SIL: 3/2, PL: E/D | 428.04 | TEM | 1 | CP | 0.61 | 1
3TK28272AJ20 | SIRIUS SAFETY RELAY WITH RELAY RELEASE CIRCUITS (RC), AC 115V, 45.0MM, SPRING-LOADED TERMINAL, RC INSTANT.: 2NO, RC DELAYED: 2NO 0.5...30S, MC: 1NC, MONITORED START, BASIC DEVICE, MAX. ACHIEVABLE SIL: 3/2, PL: E/D | 428.04 | TEM | 1 | CP | 0.61 | 1
3TK28272BB41 | SIRIUS SAFETY RELAY WITH RELAY RELEASE CIRCUITS (RC), DC 24V, 45.0MM, SPRING-LOADED TERMINAL, RC INSTANT.: 2NO, RC DELAYED: 2NO 0.05...3S, MC: 1NC, MONITORED START, BASIC DEVICE, MAX. ACHIEVABLE SIL: 3/2, PL: E/D | 409.18 | TEM | 1 | CP | 0.44 | 1
3TK28272BB41 | SIRIUS SAFETY RELAY WITH RELAY RELEASE CIRCUITS (RC), DC 24V, 45.0MM, SPRING-LOADED TERMINAL, RC INSTANT.: 2NO, RC DELAYED: 2NO 0.05...3S, MC: 1NC, MONITORED START, BASIC DEVICE, MAX. ACHIEVABLE SIL: 3/2, PL: E/D | 409.18 | TEM | 1 | CP | 0.44 | 1
3TK28281AB21 | SIRIUS SAFETY RELAY WITH RELAY RELEASE CIRCUITS (RC), AC 24V, 45.0MM, SCREW TERMINAL, RC INSTANT.: 2NO, RC DELAYED: 2NO 0.05...3S, MC: 1NC, AUTOSTART, BASIC DEVICE, MAX. ACHIEVABLE SIL: 3/2, PL: E/D | 394.73 | TEM | 1 | CP | 0.456 | 1
3TK28281AB21 | SIRIUS SAFETY RELAY WITH RELAY RELEASE CIRCUITS (RC), AC 24V, 45.0MM, SCREW TERMINAL, RC INSTANT.: 2NO, RC DELAYED: 2NO 0.05...3S, MC: 1NC, AUTOSTART, BASIC DEVICE, MAX. ACHIEVABLE SIL: 3/2, PL: E/D | 394.73 | TEM | 1 | CP | 0.456 | 1
3TK28281AL20 | SIRIUS SAFETY RELAY WITH RELAY RELEASE CIRCUITS (RC), AC 230V, 45.0MM, SCREW TERMINAL, RC INSTANT.: 2NO, RC DELAYED: 2NO 0.5...30S, MC: 1NC, AUTOSTART, BASIC DEVICE, MAX. ACHIEVABLE SIL: 3/2, PL: E/D | 406.41 | TEM | 1 | CP | 0.62 | 1
3TK28281AL20 | SIRIUS SAFETY RELAY WITH RELAY RELEASE CIRCUITS (RC), AC 230V, 45.0MM, SCREW TERMINAL, RC INSTANT.: 2NO, RC DELAYED: 2NO 0.5...30S, MC: 1NC, AUTOSTART, BASIC DEVICE, MAX. ACHIEVABLE SIL: 3/2, PL: E/D | 406.41 | TEM | 1 | CP | 0.62 | 1
3TK28281AL21 | SIRIUS SAFETY RELAY WITH RELAY RELEASE CIRCUITS (RC), AC 230V, 45.0MM, SCREW TERMINAL, RC INSTANT.: 2NO, RC DELAYED: 2NO 0.05...3S, MC: 1NC, AUTOSTART, BASIC DEVICE, MAX. ACHIEVABLE SIL: 3/2, PL: E/D | 406.41 | TEM | 1 | CP | 0.607 | 1
3TK28281AL21 | SIRIUS SAFETY RELAY WITH RELAY RELEASE CIRCUITS (RC), AC 230V, 45.0MM, SCREW TERMINAL, RC INSTANT.: 2NO, RC DELAYED: 2NO 0.05...3S, MC: 1NC, AUTOSTART, BASIC DEVICE, MAX. ACHIEVABLE SIL: 3/2, PL: E/D | 406.41 | TEM | 1 | CP | 0.607 | 1
3TK28281BB40 | SIRIUS SAFETY RELAY WITH RELAY RELEASE CIRCUITS (RC), DC 24V, 45.0MM, SCREW TERMINAL, RC INSTANT.: 2NO, RC DELAYED: 2NO 0.5...30S, MC: 1NC, AUTOSTART, BASIC DEVICE, MAX. ACHIEVABLE SIL: 3/2, PL: E/D | 394.73 | TEM | 1 | CP | 0.47 | 1
3TK28281BB40 | SIRIUS SAFETY RELAY WITH RELAY RELEASE CIRCUITS (RC), DC 24V, 45.0MM, SCREW TERMINAL, RC INSTANT.: 2NO, RC DELAYED: 2NO 0.5...30S, MC: 1NC, AUTOSTART, BASIC DEVICE, MAX. ACHIEVABLE SIL: 3/2, PL: E/D | 394.73 | TEM | 1 | CP | 0.47 | 1
3TK28281BB41 | SIRIUS SAFETY RELAY WITH RELAY RELEASE CIRCUITS (RC), DC 24V, 45.0MM, SCREW TERMINAL, RC INSTANT.: 2NO, RC DELAYED: 2NO 0.05...3S, MC: 1NC, AUTOSTART, BASIC DEVICE, MAX. ACHIEVABLE SIL: 3/2, PL: E/D | 394.73 | TEM | 1 | CP | 0.458 | 1
3TK28281BB41 | SIRIUS SAFETY RELAY WITH RELAY RELEASE CIRCUITS (RC), DC 24V, 45.0MM, SCREW TERMINAL, RC INSTANT.: 2NO, RC DELAYED: 2NO 0.05...3S, MC: 1NC, AUTOSTART, BASIC DEVICE, MAX. ACHIEVABLE SIL: 3/2, PL: E/D | 394.73 | TEM | 1 | CP | 0.458 | 1
3TK28282BB40 | SIRIUS SAFETY RELAY WITH RELAY RELEASE CIRCUITS (RC), DC 24V, 45.0MM, SPRING-LOADED TERMINAL, RC INSTANT.: 2NO, RC DELAYED: 2NO 0.5...30S, MC: 1NC, AUTOSTART, BASIC DEVICE, MAX. ACHIEVABLE SIL: 3/2, PL: E/D | 409.18 | TEM | 1 | CP | 0.463 | 1
3TK28282BB40 | SIRIUS SAFETY RELAY WITH RELAY RELEASE CIRCUITS (RC), DC 24V, 45.0MM, SPRING-LOADED TERMINAL, RC INSTANT.: 2NO, RC DELAYED: 2NO 0.5...30S, MC: 1NC, AUTOSTART, BASIC DEVICE, MAX. ACHIEVABLE SIL: 3/2, PL: E/D | 409.18 | TEM | 1 | CP | 0.463 | 1
3TK28282BB41 | SIRIUS SAFETY RELAY WITH RELAY RELEASE CIRCUITS (RC), DC 24V, 45.0MM, SPRING-LOADED TERMINAL, RC INSTANT.: 2NO, RC DELAYED: 2NO 0.05...3S, MC: 1NC, AUTOSTART, BASIC DEVICE, MAX. ACHIEVABLE SIL: 3/2, PL: E/D | 409.18 | TEM | 1 | CP | 0.445 | 1
3TK28282BB41 | SIRIUS SAFETY RELAY WITH RELAY RELEASE CIRCUITS (RC), DC 24V, 45.0MM, SPRING-LOADED TERMINAL, RC INSTANT.: 2NO, RC DELAYED: 2NO 0.05...3S, MC: 1NC, AUTOSTART, BASIC DEVICE, MAX. ACHIEVABLE SIL: 3/2, PL: E/D | 409.18 | TEM | 1 | CP | 0.445 | 1
3TK28301AL20 | SIRIUS SAFETY RELAY WITH RELAY RELEASE CIRCUITS (FK), 230V AC, 22.5MM, SCREW TERMINAL, FK INSTANT.: 4S, FK DELAYED: 0, MC FOR FEEDBACK: 1, EXPANSION UNIT, MAX. ERR. SIL / PL: AS GG, | 177.12 | TEM | 1 | CP | 0.29 | 1
3TK28301AL20 | SIRIUS SAFETY RELAY WITH RELAY RELEASE CIRCUITS (FK), 230V AC, 22.5MM, SCREW TERMINAL, FK INSTANT.: 4S, FK DELAYED: 0, MC FOR FEEDBACK: 1, EXPANSION UNIT, MAX. ERR. SIL / PL: AS GG, | 177.12 | TEM | 1 | CP | 0.29 | 1
3TK28301CB30 | SIRIUS SAFETY RELAY WITH RELAY RELEASE CIRCUITS (FK), 24V AC/DC, 22.5MM, SCREW TERMINAL, FK INSTANT.: 4S, FK DELAYED: 0, MC FOR FEEDBACK: 1, EXPANSION UNIT, MAX. ERR. SIL / PL: AS GG, | 173.53 | TEM | 1 | CP | 0.242 | 1
3TK28301CB30 | SIRIUS SAFETY RELAY WITH RELAY RELEASE CIRCUITS (FK), 24V AC/DC, 22.5MM, SCREW TERMINAL, FK INSTANT.: 4S, FK DELAYED: 0, MC FOR FEEDBACK: 1, EXPANSION UNIT, MAX. ERR. SIL / PL: AS GG, | 173.53 | TEM | 1 | CP | 0.242 | 1
3TK28341AJ20 | SIRIUS SAFETY RELAY WITH RELAY RELEASE CIRCUITS (RC), AC 115V, 45.0MM, SCREW TERMINAL, RC INSTANT.: 2S, 2OE, RC DELAYED: 0, MK: 0, PRESS CONTROL UNIT, MAX. ACHIEVABLE SIL: 3, PL: E | 442.39 | TEM | 1 | CP | 0.48 | 1
3TK28341AJ20 | SIRIUS SAFETY RELAY WITH RELAY RELEASE CIRCUITS (RC), AC 115V, 45.0MM, SCREW TERMINAL, RC INSTANT.: 2S, 2OE, RC DELAYED: 0, MK: 0, PRESS CONTROL UNIT, MAX. ACHIEVABLE SIL: 3, PL: E | 442.39 | TEM | 1 | CP | 0.48 | 1
3TK28341BB40 | SIRIUS SAFETY RELAY WITH RELAY RELEASE CIRCUITS (RC), DC 24V, 45.0MM, SCREW TERMINAL, RC INSTANT.: 2S, 2OE, RC DELAYED: 0, MK: 0, PRESS CONTROL UNIT, MAX. ACHIEVABLE SIL: 3, PL: E | 442.39 | TEM | 1 | CP | 0.393 | 1
3TK28341BB40 | SIRIUS SAFETY RELAY WITH RELAY RELEASE CIRCUITS (RC), DC 24V, 45.0MM, SCREW TERMINAL, RC INSTANT.: 2S, 2OE, RC DELAYED: 0, MK: 0, PRESS CONTROL UNIT, MAX. ACHIEVABLE SIL: 3, PL: E | 442.39 | TEM | 1 | CP | 0.393 | 1
3TK28401BB40 | SIRIUS SAFETY RELAY WITH ELECTRONIC RELEASE CIRCUIT (RC) DC 24V, 22.5MM, SCREW TERMINAL, RC INSTANT.: 2 HL, RC DELAYED: 0, MK: 0, AUTOSTART / MONITORED START, BASIC DEVICE, MAX. ACHIEVABLE SIL: 2, PL: D | 116.85 | TEM | 1 | CP | 0.176 | 1
3TK28401BB40 | SIRIUS SAFETY RELAY WITH ELECTRONIC RELEASE CIRCUIT (RC) DC 24V, 22.5MM, SCREW TERMINAL, RC INSTANT.: 2 HL, RC DELAYED: 0, MK: 0, AUTOSTART / MONITORED START, BASIC DEVICE, MAX. ACHIEVABLE SIL: 2, PL: D | 116.85 | TEM | 1 | CP | 0.176 | 1
3TK28401BB40 | SIRIUS SAFETY RELAY WITH ELECTRONIC RELEASE CIRCUIT (RC) DC 24V, 22.5MM, SCREW TERMINAL, RC INSTANT.: 2 HL, RC DELAYED: 0, MK: 0, AUTOSTART / MONITORED START, BASIC DEVICE, MAX. ACHIEVABLE SIL: 2, PL: D | 116.85 | TEM | 1 | CP | 0.176 | 1
3TK28411BB40 | SIRIUS SAFETY RELAY WITH ELECTRONIC RELEASE CIRCUIT (RC) DC 24V, 22.5MM, SCREW TERMINAL, RC INSTANT.: 2 HL, RC DELAYED: 0, MK: 0, AUTOSTART / MONITORED START, STANDARD DEVICE, MAX. ACHIEVABLE SIL: 3, PL: E | 176.2 | TEM | 1 | CP | 0.166 | 1
3TK28411BB40 | SIRIUS SAFETY RELAY WITH ELECTRONIC RELEASE CIRCUIT (RC) DC 24V, 22.5MM, SCREW TERMINAL, RC INSTANT.: 2 HL, RC DELAYED: 0, MK: 0, AUTOSTART / MONITORED START, STANDARD DEVICE, MAX. ACHIEVABLE SIL: 3, PL: E | 176.2 | TEM | 1 | CP | 0.166 | 1
3TK28421BB41 | SIRIUS SAFETY RELAY WITH ELECTRONIC RELEASE CIRCUIT (RC) DC 24V, 22.5MM, SCREW TERMINAL, RC INSTANT.: 1 HL, RC DELAYED: 1HL 0.05...3S, MK: 0, AUTOSTART / MONITORED START, STANDARD DEVICE, MAX. ACHIEVABLE SIL: 3, PL: E | 205.92 | TEM | 1 | CP | 0.165 | 1
3TK28421BB41 | SIRIUS SAFETY RELAY WITH ELECTRONIC RELEASE CIRCUIT (RC) DC 24V, 22.5MM, SCREW TERMINAL, RC INSTANT.: 1 HL, RC DELAYED: 1HL 0.05...3S, MK: 0, AUTOSTART / MONITORED START, STANDARD DEVICE, MAX. ACHIEVABLE SIL: 3, PL: E | 205.92 | TEM | 1 | CP | 0.165 | 1
3TK28421BB42 | SIRIUS SAFETY RELAY WITH ELECTRONIC RELEASE CIRCUIT (RC) DC 24V, 22.5MM, SCREW TERMINAL, RC INSTANT.: 1 HL, RC DELAYED: 1HL 0.5...30S, MK: 0, AUTOSTART / MONITORED START, STANDARD DEVICE, MAX. ACHIEVABLE SIL: 3, PL: E | 205.92 | TEM | 1 | CP | 0.168 | 1
3TK28421BB42 | SIRIUS SAFETY RELAY WITH ELECTRONIC RELEASE CIRCUIT (RC) DC 24V, 22.5MM, SCREW TERMINAL, RC INSTANT.: 1 HL, RC DELAYED: 1HL 0.5...30S, MK: 0, AUTOSTART / MONITORED START, STANDARD DEVICE, MAX. ACHIEVABLE SIL: 3, PL: E | 205.92 | TEM | 1 | CP | 0.168 | 1
3TK28421BB44 | SIRIUS SAFETY RELAY WITH ELECTRONIC RELEASE CIRCUIT (RC) DC 24V, 22.5MM, SCREW TERMINAL, RC INSTANT.: 1 HL, RC DELAYED: 1HL 5...300S, MK: 0, AUTOSTART / MONITORED START, STANDARD DEVICE, MAX. ACHIEVABLE SIL: 3, PL: E | 217.61 | TEM | 1 | CP | 0.165 | 1
3TK28421BB44 | SIRIUS SAFETY RELAY WITH ELECTRONIC RELEASE CIRCUIT (RC) DC 24V, 22.5MM, SCREW TERMINAL, RC INSTANT.: 1 HL, RC DELAYED: 1HL 5...300S, MK: 0, AUTOSTART / MONITORED START, STANDARD DEVICE, MAX. ACHIEVABLE SIL: 3, PL: E | 217.61 | TEM | 1 | CP | 0.165 | 1
3TK28451GB42 | SIRIUS SAFETY RELAY WITH REL.- U. EL. RELEASE CIRCUIT (RC), DC 24V, 45.0MM, SCREW TERMINAL, RC INSTANT.: 2S, RC DELAYED: 1, MK: 1, SOLENOID-LOCKED TUMBLER, BASIC DEVICE, MAX. ACHIEVABLE PL TO EN13849-1: E, MAX. ACHIEVABLE SIL TO IEC61508:3, | 372.28 | TEM | 1 | CP | 0.42 | 1
3TK28451GB42 | SIRIUS SAFETY RELAY WITH REL.- U. EL. RELEASE CIRCUIT (RC), DC 24V, 45.0MM, SCREW TERMINAL, RC INSTANT.: 2S, RC DELAYED: 1, MK: 1, SOLENOID-LOCKED TUMBLER, BASIC DEVICE, MAX. ACHIEVABLE PL TO EN13849-1: E, MAX. ACHIEVABLE SIL TO IEC61508:3, | 372.28 | TEM | 1 | CP | 0.42 | 1
3TK28451HB42 | SIRIUS SAFETY RELAY WITH REL.- U. EL. RELEASE CIRCUIT (RC), DC 24V, 45.0MM, SCREW TERMINAL, RC INSTANT.: 2S, RC DELAYED: 2, MK: 1, AUTO- U. MONITORED START, BASIC DEVICE, MAX. ACHIEVABLE PL TO EN13849-1: E, MAX. ACHIEVABLE SIL TO IEC61508:3, | 372.28 | TEM | 1 | CP | 0.41 | 1
3TK28451HB42 | SIRIUS SAFETY RELAY WITH REL.- U. EL. RELEASE CIRCUIT (RC), DC 24V, 45.0MM, SCREW TERMINAL, RC INSTANT.: 2S, RC DELAYED: 2, MK: 1, AUTO- U. MONITORED START, BASIC DEVICE, MAX. ACHIEVABLE PL TO EN13849-1: E, MAX. ACHIEVABLE SIL TO IEC61508:3, | 372.28 | TEM | 1 | CP | 0.41 | 1
3TK28501AL20 | SIRIUS SAFETY RELAY WITH AUXILIARY CONTACTOR RELEASE CIRCUIT (RC), AC 230V, 90.0MM, SCREW TERMINAL, RC INSTANT.: 3S, RC DELAYED: 0, MK: 0, AUTOSTART / MONITORED START, BASIC DEVICE, MAX. ACHIEVABLE SIL: 2, PL: D | 233.8 | TEM | 1 | CP | 0.741 | 1
3TK28501AL20 | SIRIUS SAFETY RELAY WITH AUXILIARY CONTACTOR RELEASE CIRCUIT (RC), AC 230V, 90.0MM, SCREW TERMINAL, RC INSTANT.: 3S, RC DELAYED: 0, MK: 0, AUTOSTART / MONITORED START, BASIC DEVICE, MAX. ACHIEVABLE SIL: 2, PL: D | 233.8 | TEM | 1 | CP | 0.741 | 1
3TK28501BB40 | SIRIUS SAFETY RELAY WITH AUXILIARY CONTACTOR RELEASE CIRCUIT (RC), DC 24V, 90.0MM, SCREW TERMINAL, RC INSTANT.: 3S, RC DELAYED: 0, MK: 0, AUTOSTART / MONITORED START, BASIC DEVICE, MAX. ACHIEVABLE SIL: 2, PL: D | 215.76 | TEM | 1 | CP | 0.798 | 1
3TK28501BB40 | SIRIUS SAFETY RELAY WITH AUXILIARY CONTACTOR RELEASE CIRCUIT (RC), DC 24V, 90.0MM, SCREW TERMINAL, RC INSTANT.: 3S, RC DELAYED: 0, MK: 0, AUTOSTART / MONITORED START, BASIC DEVICE, MAX. ACHIEVABLE SIL: 2, PL: D | 215.76 | TEM | 1 | CP | 0.798 | 1
3TK28511BB40 | SIRIUS SAFETY RELAY WITH AUXILIARY CONTACTOR RELEASE CIRCUIT (RC), DC 24V, 90.0MM, SCREW TERMINAL, RC INSTANT.: 2S, RC DELAYED: 0, MC: 1NC, AUTOSTART / MONITORED START, BASIC DEVICE, MAX. ACHIEVABLE SIL: 2, PL: D | 215.76 | TEM | 1 | CP | 0.799 | 1
3TK28511BB40 | SIRIUS SAFETY RELAY WITH AUXILIARY CONTACTOR RELEASE CIRCUIT (RC), DC 24V, 90.0MM, SCREW TERMINAL, RC INSTANT.: 2S, RC DELAYED: 0, MC: 1NC, AUTOSTART / MONITORED START, BASIC DEVICE, MAX. ACHIEVABLE SIL: 2, PL: D | 215.76 | TEM | 1 | CP | 0.799 | 1
3TK28521BB40 | SIRIUS SAFETY RELAY WITH AUXILIARY CONTACTOR RELEASE CIRCUIT (RC), DC 24V, 90.0MM, SCREW TERMINAL, RC INSTANT.: 6S, RC DELAYED: 0, MC: 1NC, AUTOSTART / MONITORED START, BASIC DEVICE, MAX. ACHIEVABLE SIL: 2, PL: D | 256.25 | TEM | 1 | CP | 0.898 | 1
3TK28521BB40 | SIRIUS SAFETY RELAY WITH AUXILIARY CONTACTOR RELEASE CIRCUIT (RC), DC 24V, 90.0MM, SCREW TERMINAL, RC INSTANT.: 6S, RC DELAYED: 0, MC: 1NC, AUTOSTART / MONITORED START, BASIC DEVICE, MAX. ACHIEVABLE SIL: 2, PL: D | 256.25 | TEM | 1 | CP | 0.898 | 1
3TX40012A | AUXILIARY CONTACT BLOCK WITHOUT POSITION INDICATION FOR PLUGGING ONTO CONTACTORS 1NC | 5.59 | TEM | 1 | CP | 0.017 | 1
3TX40012A | AUXILIARY CONTACT BLOCK WITHOUT POSITION INDICATION FOR PLUGGING ONTO CONTACTORS 1NC | 5.59 | TEM | 1 | CP | 0.017 | 1
3TX40014A | AUXILIARY CONTACT BLOCK WITHOUT POSITION INDICATION FOR PLUGGING ONTO CONTACTORS 1NC WITH DELAYED CONTACTS | 10.04 | TEM | 1 | CP | 0.017 | 1
3TX40014A | AUXILIARY CONTACT BLOCK WITHOUT POSITION INDICATION FOR PLUGGING ONTO CONTACTORS 1NC WITH DELAYED CONTACTS | 10.04 | TEM | 1 | CP | 0.017 | 1
3TX40102A | AUXILIARY CONTACT BLOCK WITHOUT POSITION INDICATION FOR PLUGGING ONTO CONTACTORS 1NO | 5.59 | TEM | 1 | CP | 0.015 | 1
3TX40102A | AUXILIARY CONTACT BLOCK WITHOUT POSITION INDICATION FOR PLUGGING ONTO CONTACTORS 1NO | 5.59 | TEM | 1 | CP | 0.015 | 1
3TX40104A | AUXILIARY CONTACT BLOCK WITHOUT POSITION INDICATION FOR PLUGGING ONTO CONTACTORS 1NO WITH DELAYED CONTACTS | 10.04 | TEM | 1 | CP | 0.007 | 1
3TX40104A | AUXILIARY CONTACT BLOCK WITHOUT POSITION INDICATION FOR PLUGGING ONTO CONTACTORS 1NO WITH DELAYED CONTACTS | 10.04 | TEM | 1 | CP | 0.007 | 1
3TX40900D | INTERFACE WITH LED FOR SWITCH POSITION WITH SURGE SUPPRESSION FOR MOUNTING ONTO CONTACTORS: 2TF30 TO 3TF35, 3TF40 TO 3TF45 | 62.2 | TEM | 1 | CP | 0.057 | 1
3TX40900D | INTERFACE WITH LED FOR SWITCH POSITION WITH SURGE SUPPRESSION FOR MOUNTING ONTO CONTACTORS: 2TF30 TO 3TF35, 3TF40 TO 3TF45 | 62.2 | TEM | 1 | CP | 0.057 | 1
3TX41800A | CLOSING DELAY DEVICE N.T.C. THERMISTOR 100MS, AC 220 TO 230V, 50/60HZ | 13.04 | TEM | 1 | CP | 0.012 | 1
3TX41800A | CLOSING DELAY DEVICE N.T.C. THERMISTOR 100MS, AC 220 TO 230V, 50/60HZ | 13.04 | TEM | 1 | CP | 0.012 | 1
3TX42100H | PACKAGE OF 100 BLANK LABELS LOOSE DEVICE IDENTIFICATION LABEL SNAP-FIT | 0.18 | TEM | 100 | CP | 0.001 | 100
3TX42100H | PACKAGE OF 100 BLANK LABELS LOOSE DEVICE IDENTIFICATION LABEL SNAP-FIT | 0.18 | TEM | 100 | CP | 0.001 | 100
3TX42100H | PACKAGE OF 100 BLANK LABELS LOOSE DEVICE IDENTIFICATION LABEL SNAP-FIT | 0.18 | TEM | 100 | CP | 0.001 | 100
3TX44040A | AUXILIARY CONTACT BLOCK W. SCREW TERMINAL FOR CONTACTOR RELAYS IN ACCORD. WITH EN 50011 IDENTIFICATION NUMBER 44E, 4NC | 16.97 | TEM | 1 | CP | 0.05 | 1
3TX44040A | AUXILIARY CONTACT BLOCK W. SCREW TERMINAL FOR CONTACTOR RELAYS IN ACCORD. WITH EN 50011 IDENTIFICATION NUMBER 44E, 4NC | 16.97 | TEM | 1 | CP | 0.05 | 1
3TX44112A | AUXILIARY CONTACT BLOCK W. SCREW TERMINAL F. CONTACTOR RELAY AND MOTOR CONTACTORS ACCORDING TO EN 50005 IDENTIFICAT.NUMBER 11, 1NO+1NC | 9.83 | TEM | 1 | CP | 0.041 | 1
3TX44112A | AUXILIARY CONTACT BLOCK W. SCREW TERMINAL F. CONTACTOR RELAY AND MOTOR CONTACTORS ACCORDING TO EN 50005 IDENTIFICAT.NUMBER 11, 1NO+1NC | 9.83 | TEM | 1 | CP | 0.041 | 1
3TX44121A | AUXILIARY CONTACT BLOCK W. SCREW TERMINAL F. MOTOR CONTACTORS ACC. TO DIN EN50012 IDENTIFICAT.NUMBER 22E, 1NO+2NC | 13.97 | TEM | 1 | CP | 0.048 | 1
3TX44121A | AUXILIARY CONTACT BLOCK W. SCREW TERMINAL F. MOTOR CONTACTORS ACC. TO DIN EN50012 IDENTIFICAT.NUMBER 22E, 1NO+2NC | 13.97 | TEM | 1 | CP | 0.048 | 1
3TX44130A | AUXILIARY CONTACT BLOCK W. SCREW TERMINAL FOR CONTACTOR RELAYS ACCORDING TO EN 50011 IDENTIFICATION NUMBER 53E, 1NO + 3NC | 16.97 | TEM | 1 | CP | 0.049 | 1
3TX44130A | AUXILIARY CONTACT BLOCK W. SCREW TERMINAL FOR CONTACTOR RELAYS ACCORDING TO EN 50011 IDENTIFICATION NUMBER 53E, 1NO + 3NC | 16.97 | TEM | 1 | CP | 0.049 | 1
3TX44131A | AUXILIARY CONTACT BLOCK WITH SCREW TERMINAL FOR MOTOR CONTACTORS ACC. TO DIN EN 50012 IDENTIFICAT.NUMBER 23E,1NO+3NC | 16.97 | TEM | 1 | CP | 0.046 | 1
3TX44131A | AUXILIARY CONTACT BLOCK WITH SCREW TERMINAL FOR MOTOR CONTACTORS ACC. TO DIN EN 50012 IDENTIFICAT.NUMBER 23E,1NO+3NC | 16.97 | TEM | 1 | CP | 0.046 | 1
3TX44202A | AUXILIARY CONTACT BLOCK W. SCREW TERMINAL F. CONTACTOR RELAYS AND MOTOR CONTACTORS ACCORDING TO EN 50005 IDENTIFICAT.NUMBER 20, 2NO | 9.83 | TEM | 1 | CP | 0.039 | 1
3TX44202A | AUXILIARY CONTACT BLOCK W. SCREW TERMINAL F. CONTACTOR RELAYS AND MOTOR CONTACTORS ACCORDING TO EN 50005 IDENTIFICAT.NUMBER 20, 2NO | 9.83 | TEM | 1 | CP | 0.039 | 1
3TX44220A | AUXILIARY CONTACT BLOCK W. SCREW TERMINAL FOR CONTACTOR RELAYS ACCORDING TO EN 50011 IDENTIFICATION NUMBER 62E 2NO + 2NC | 16.97 | TEM | 1 | CP | 0.048 | 1
3TX44220A | AUXILIARY CONTACT BLOCK W. SCREW TERMINAL FOR CONTACTOR RELAYS ACCORDING TO EN 50011 IDENTIFICATION NUMBER 62E 2NO + 2NC | 16.97 | TEM | 1 | CP | 0.048 | 1
3TX44221A | AUXILIARY CONTACT BLOCK WITH SCREW TERMINAL F.MOTOR CONTACTORS DIN EN 50012 IDENTIFICAT.NUMBER 32E,2NO+2NC | 16.97 | TEM | 1 | CP | 0.052 | 1
3TX44221A | AUXILIARY CONTACT BLOCK WITH SCREW TERMINAL F.MOTOR CONTACTORS DIN EN 50012 IDENTIFICAT.NUMBER 32E,2NO+2NC | 16.97 | TEM | 1 | CP | 0.052 | 1
3TX44222A | AUXILIARY CONTACT BLOCK W. SCREW TERMINAL F. CONTACTOR RELAYS AND MOTOR CONTACTORS ACCORDING TO EN 50005 IDENTIFICAT.NUMBER 22, 2NO+2NC | 16.97 | TEM | 1 | CP | 0.047 | 1
3TX44222A | AUXILIARY CONTACT BLOCK W. SCREW TERMINAL F. CONTACTOR RELAYS AND MOTOR CONTACTORS ACCORDING TO EN 50005 IDENTIFICAT.NUMBER 22, 2NO+2NC | 16.97 | TEM | 1 | CP | 0.047 | 1
3TX44310A | AUXILIARY CONTACT BLOCK W. SCREW TERMINAL FOR CONTACTOR RELAYS ACCORDING TO EN 50011 IDENTIFICATION NUMBER 71E 3NO + 1NC | 16.97 | TEM | 1 | CP | 0.025 | 1
3TX44310A | AUXILIARY CONTACT BLOCK W. SCREW TERMINAL FOR CONTACTOR RELAYS ACCORDING TO EN 50011 IDENTIFICATION NUMBER 71E 3NO + 1NC | 16.97 | TEM | 1 | CP | 0.025 | 1
3TX44312A | AUXILIARY CONTACT BLOCK FOR CONTACTOR RELAYS AND F. CONTACTOR RELAY AND MOTOR CONTACTORS ACCORDING TO EN 50005 IDENTIFICAT.NUMBER 31, 3NO+1NC | 16.97 | TEM | 1 | CP | 0.049 | 1
3TX44312A | AUXILIARY CONTACT BLOCK FOR CONTACTOR RELAYS AND F. CONTACTOR RELAY AND MOTOR CONTACTORS ACCORDING TO EN 50005 IDENTIFICAT.NUMBER 31, 3NO+1NC | 16.97 | TEM | 1 | CP | 0.049 | 1
3TX44400A | AUXILIARY CONTACT BLOCK W. SCREW TERMINAL F.CONTACTOR RELAYS ACCORDING TO EN 50011 IDENTIFICATION NUMBER 80E, 4NO | 16.97 | TEM | 1 | CP | 0.048 | 1
3TX44400A | AUXILIARY CONTACT BLOCK W. SCREW TERMINAL F.CONTACTOR RELAYS ACCORDING TO EN 50011 IDENTIFICATION NUMBER 80E, 4NO | 16.97 | TEM | 1 | CP | 0.048 | 1
3TX44402A | AUXILIARY CONTACT BLOCK W. SCREW TERMINAL F. CONTACTOR RELAYS AND ACCORDING TO EN 5000A ACC. TO DIN EN50005, IDENTIFICATION NUMBER 40, 4NO | 16.97 | TEM | 1 | CP | 0.048 | 1
3TX44402A | AUXILIARY CONTACT BLOCK W. SCREW TERMINAL F. CONTACTOR RELAYS AND ACCORDING TO EN 5000A ACC. TO DIN EN50005, IDENTIFICATION NUMBER 40, 4NO | 16.97 | TEM | 1 | CP | 0.048 | 1
3TX44903A | SURGE SUPPRESSOR SUPPRESSION DIODE DC 12 TO 250V FOR PLUGGING ONTO CONTACTORS WITHOUT/WITH AUXIL.CONT.BLOCKS | 8.4 | TEM | 1 | CP | 0.008 | 1
3TX44903A | SURGE SUPPRESSOR SUPPRESSION DIODE DC 12 TO 250V FOR PLUGGING ONTO CONTACTORS WITHOUT/WITH AUXIL.CONT.BLOCKS | 8.4 | TEM | 1 | CP | 0.008 | 1
3TX44903G | SURGE SUPPRESSOR VARISTOR < AC 48V/DC 24 TO 70V FOR PLUGGING ONTO CONTACTORS WITHOUT/WITH AUXIL.CONT.BLOCKS | 6.9 | TEM | 1 | CP | 0.008 | 1
3TX44903G | SURGE SUPPRESSOR VARISTOR < AC 48V/DC 24 TO 70V FOR PLUGGING ONTO CONTACTORS WITHOUT/WITH AUXIL.CONT.BLOCKS | 6.9 | TEM | 1 | CP | 0.008 | 1
3TX44903J | SURGE SUPPRESSOR VARISTOR AC 127 TO 240V/DC 150 TO 250V FOR PLUGGING ONTO CONTACTORS WITHOUT/WITH AUX.CONTACT BLOCKS | 8.4 | TEM | 1 | CP | 0.008 | 1
3TX44903J | SURGE SUPPRESSOR VARISTOR AC 127 TO 240V/DC 150 TO 250V FOR PLUGGING ONTO CONTACTORS WITHOUT/WITH AUX.CONTACT BLOCKS | 8.4 | TEM | 1 | CP | 0.008 | 1
3TX44903S | SURGE SUPPRESSOR RC ELEMENT AC 48 TO 127V/DC 70 TO 150V FOR PLUGGING ONTO CONTACTORS WITHOUT/WITH AUX.CONTACT BLOCKS | 8.4 | TEM | 1 | CP | 0.009 | 1
3TX44903S | SURGE SUPPRESSOR RC ELEMENT AC 48 TO 127V/DC 70 TO 150V FOR PLUGGING ONTO CONTACTORS WITHOUT/WITH AUX.CONTACT BLOCKS | 8.4 | TEM | 1 | CP | 0.009 | 1
3TX44903T | SURGE SUPPRESSOR RC ELEMENT AC 127 TO 240V/DC 150 TO 250V FOR PLUGGING ONTO CONTACTORS WITHOUT/WITH AUX.CONTACT BLOCKS | 8.4 | TEM | 1 | CP | 0.009 | 1
3TX44903T | SURGE SUPPRESSOR RC ELEMENT AC 127 TO 240V/DC 150 TO 250V FOR PLUGGING ONTO CONTACTORS WITHOUT/WITH AUX.CONTACT BLOCKS | 8.4 | TEM | 1 | CP | 0.009 | 1
3TX44903U | SURGE SUPPRESSOR RC ELEMENT AC 240V TO 400V FOR PLUGGING ONTO CONTACTORS WITHOUT/WITH AUX.CONTACT BLOCKS | 11.7 | TEM | 1 | CP | 0.013 | 1
3TX44903U | SURGE SUPPRESSOR RC ELEMENT AC 240V TO 400V FOR PLUGGING ONTO CONTACTORS WITHOUT/WITH AUX.CONTACT BLOCKS | 11.7 | TEM | 1 | CP | 0.013 | 1
3TX44904H | SURGE SUPPRESSOR VARISTOR WITH LED AC 48 TO 127V/DC 24 TO 70V FOR PLUGGING ONTO CONTACTORS WITHOUT/WITH AUXIL.CONT.BLOCKS | 11.3 | TEM | 1 | CP | 0.009 | 1
3TX44904H | SURGE SUPPRESSOR VARISTOR WITH LED AC 48 TO 127V/DC 24 TO 70V FOR PLUGGING ONTO CONTACTORS WITHOUT/WITH AUXIL.CONT.BLOCKS | 11.3 | TEM | 1 | CP | 0.009 | 1
3TX65263B | TERMINAL COVER,TRANSPARENT F. M 8 THREAD (1 SET = 6 ITEMS) | 50.2 | TEM | 1 | CP | 0.154 | 1
3TX65263B | TERMINAL COVER,TRANSPARENT F. M 8 THREAD (1 SET = 6 ITEMS) | 50.2 | TEM | 1 | CP | 0.154 | 1
3TX65463B | TERMINAL COVER,TRANSPARENT F. M10 THREAD (1 SET = 6 ITEMS) | 69.6 | TEM | 1 | CP | 0.278 | 1
3TX65463B | TERMINAL COVER,TRANSPARENT F. M10 THREAD (1 SET = 6 ITEMS) | 69.6 | TEM | 1 | CP | 0.278 | 1
3TX70021AB00 | OUTPUT INTERFACE !!! PHASE-OUT PRODUCT !!! FOR FURTHER INFORMATION PLEASE CONTACT OUR SALES STAFF! TERMINAL-TYPE COUPLING RELAY 1NO, AC/DC 24V | 37.8 | TEM | 1 | CP | 0.031 | 1
3TX70021AB00 | OUTPUT INTERFACE !!! PHASE-OUT PRODUCT !!! FOR FURTHER INFORMATION PLEASE CONTACT OUR SALES STAFF! TERMINAL-TYPE COUPLING RELAY 1NO, AC/DC 24V | 37.8 | TEM | 1 | CP | 0.031 | 1
3TX70021AB02 | OUTPUT INTERFACE !!! PHASE-OUT PRODUCT !!! FOR FURTHER INFORMATION PLEASE CONTACT OUR SALES STAFF! TERMINAL-TYPE COUPLING RELAY 1NO, HARD-GOLD PLATED CONTACTS INPUT AC/DC 24V OUTPUT AC/DC 1 TO 250V | 40.1 | TEM | 1 | CP | 0.031 | 1
3TX70021AB02 | OUTPUT INTERFACE !!! PHASE-OUT PRODUCT !!! FOR FURTHER INFORMATION PLEASE CONTACT OUR SALES STAFF! TERMINAL-TYPE COUPLING RELAY 1NO, HARD-GOLD PLATED CONTACTS INPUT AC/DC 24V OUTPUT AC/DC 1 TO 250V | 40.1 | TEM | 1 | CP | 0.031 | 1
3TX70021BB00 | OUTPUT COUPLING DEVICE !!! PHASE-OUT PRODUCT !!! FOR FURTHER INFORMATION PLEASE CONTACT OUR SALES STAFF! RELAY COUPLER, SCREW-TYPE TERMINALS 1 CHANGEOVER CONTACT, AC/DC 24V | 46.4 | TEM | 1 | CP | 0.04 | 1
3TX70021BB00 | OUTPUT COUPLING DEVICE !!! PHASE-OUT PRODUCT !!! FOR FURTHER INFORMATION PLEASE CONTACT OUR SALES STAFF! RELAY COUPLER, SCREW-TYPE TERMINALS 1 CHANGEOVER CONTACT, AC/DC 24V | 46.4 | TEM | 1 | CP | 0.04 | 1
3TX70021BF00 | OUTPUT INTERFACE !!! PHASE-OUT PRODUCT !!! FOR FURTHER INFORMATION PLEASE CONTACT OUR SALES STAFF! TERMINAL-TYPE COUPLING RELAY 1 CHANGEOVER, AC/DC 230V | 42.1 | TEM | 1 | CP | 0.04 | 1
3TX70021BF00 | OUTPUT INTERFACE !!! PHASE-OUT PRODUCT !!! FOR FURTHER INFORMATION PLEASE CONTACT OUR SALES STAFF! TERMINAL-TYPE COUPLING RELAY 1 CHANGEOVER, AC/DC 230V | 42.1 | TEM | 1 | CP | 0.04 | 1
3TX70021BF00 | OUTPUT INTERFACE !!! PHASE-OUT PRODUCT !!! FOR FURTHER INFORMATION PLEASE CONTACT OUR SALES STAFF! TERMINAL-TYPE COUPLING RELAY 1 CHANGEOVER, AC/DC 230V | 42.1 | TEM | 1 | CP | 0.04 | 1
3TX70021CB00 | OUTPUT INTERFACE !!! PHASE-OUT PRODUCT !!! FOR FURTHER INFORMATION PLEASE CONTACT OUR SALES STAFF! TERMINAL-TYPE COUPLING RELAY 2NO, AC/DC 24V | 59.2 | TEM | 1 | CP | 0.054 | 1
3TX70021CB00 | OUTPUT INTERFACE !!! PHASE-OUT PRODUCT !!! FOR FURTHER INFORMATION PLEASE CONTACT OUR SALES STAFF! TERMINAL-TYPE COUPLING RELAY 2NO, AC/DC 24V | 59.2 | TEM | 1 | CP | 0.054 | 1
3TX70021FB02 | OUTPUT COUPLING DEVICE, !!! PHASE-OUT PRODUCT !!! FOR FURTHER INFORMATION PLEASE CONTACT OUR SALES STAFF! RELAY COUPLER IN TERMINAL SHAPE 2 CO CONTACTS, CONTACTS HARD-GOLD PLATED, INPUT 24V AC/DC OUTPUT 1...250V AC/DC | 48.9 | TEM | 1 | CP | 0.054 | 1
3TX70021FB02 | OUTPUT COUPLING DEVICE, !!! PHASE-OUT PRODUCT !!! FOR FURTHER INFORMATION PLEASE CONTACT OUR SALES STAFF! RELAY COUPLER IN TERMINAL SHAPE 2 CO CONTACTS, CONTACTS HARD-GOLD PLATED, INPUT 24V AC/DC OUTPUT 1...250V AC/DC | 48.9 | TEM | 1 | CP | 0.054 | 1
3TX70021FB02 | OUTPUT COUPLING DEVICE, !!! PHASE-OUT PRODUCT !!! FOR FURTHER INFORMATION PLEASE CONTACT OUR SALES STAFF! RELAY COUPLER IN TERMINAL SHAPE 2 CO CONTACTS, CONTACTS HARD-GOLD PLATED, INPUT 24V AC/DC OUTPUT 1...250V AC/DC | 48.9 | TEM | 1 | CP | 0.054 | 1
3TX70022AB00 | INPUT INTERFACE !!! PHASE-OUT PRODUCT !!! FOR FURTHER INFORMATION PLEASE CONTACT OUR SALES STAFF! TERMINAL-TYPE COUPLING RELAY 1NO, AC/DC 24V | 37.8 | TEM | 1 | CP | 0.031 | 1
3TX70022AB00 | INPUT INTERFACE !!! PHASE-OUT PRODUCT !!! FOR FURTHER INFORMATION PLEASE CONTACT OUR SALES STAFF! TERMINAL-TYPE COUPLING RELAY 1NO, AC/DC 24V | 37.8 | TEM | 1 | CP | 0.031 | 1
3TX70022AE00 | INPUT INTERFACE !!! PHASE-OUT PRODUCT !!! FOR FURTHER INFORMATION PLEASE CONTACT OUR SALES STAFF! TERMINAL-TYPE COUPLING RELAY 1NO, AC/DC 110V | 40.7 | TEM | 1 | CP | 0.031 | 1
3TX70022AE00 | INPUT INTERFACE !!! PHASE-OUT PRODUCT !!! FOR FURTHER INFORMATION PLEASE CONTACT OUR SALES STAFF! TERMINAL-TYPE COUPLING RELAY 1NO, AC/DC 110V | 40.7 | TEM | 1 | CP | 0.031 | 1
3TX70022AF00 | INPUT INTERFACE !!! PHASE-OUT PRODUCT !!! FOR FURTHER INFORMATION PLEASE CONTACT OUR SALES STAFF! TERMINAL-TYPE COUPLING RELAY 1NO, AC/DC 230V | 40.7 | TEM | 1 | CP | 0.033 | 1
3TX70022AF00 | INPUT INTERFACE !!! PHASE-OUT PRODUCT !!! FOR FURTHER INFORMATION PLEASE CONTACT OUR SALES STAFF! TERMINAL-TYPE COUPLING RELAY 1NO, AC/DC 230V | 40.7 | TEM | 1 | CP | 0.033 | 1
3TX70022AF05 | INPUT INTERFACE !!! PHASE-OUT PRODUCT !!! FOR FURTHER INFORMATION PLEASE CONTACT OUR SALES STAFF! TERMINAL-TYPE COUPLING RELAY, FOR CONNECTION UP TO 350 MM, 1NO, 230 V AC/DC, HOUSING WIDTH 11.5 MM | 48.4 | TEM | 1 | CP | 0.035 | 1
3TX70022AF05 | INPUT INTERFACE !!! PHASE-OUT PRODUCT !!! FOR FURTHER INFORMATION PLEASE CONTACT OUR SALES STAFF! TERMINAL-TYPE COUPLING RELAY, FOR CONNECTION UP TO 350 MM, 1NO, 230 V AC/DC, HOUSING WIDTH 11.5 MM | 48.4 | TEM | 1 | CP | 0.035 | 1
3TX70022BF02 | INPUT INTERFACE !!! PHASE-OUT PRODUCT !!! FOR FURTHER INFORMATION PLEASE CONTACT OUR SALES STAFF! TERMINAL-TYPE COUPLING RELAY 1C/O, HARD GOLD-PLATED, 230 V AC/DC, SCREW TERMINAL, HOUSING WIDTH 17.5 MM | 54.7 | TEM | 1 | CP | 0.042 | 1
3TX70022BF02 | INPUT INTERFACE !!! PHASE-OUT PRODUCT !!! FOR FURTHER INFORMATION PLEASE CONTACT OUR SALES STAFF! TERMINAL-TYPE COUPLING RELAY 1C/O, HARD GOLD-PLATED, 230 V AC/DC, SCREW TERMINAL, HOUSING WIDTH 17.5 MM | 54.7 | TEM | 1 | CP | 0.042 | 1
3TX70023AB00 | OUTPUT INTERFACE !!! PHASE-OUT PRODUCT !!! FOR FURTHER INFORMATION PLEASE CONTACT OUR SALES STAFF! TERMINAL-TYPE OPTOCOUPLER RELAY 1NO (TRIAC) INPUT DC 24V OUTPUT 48 TO 264V | 81.4 | TEM | 1 | CP | 0.032 | 1
3TX70023AB00 | OUTPUT INTERFACE !!! PHASE-OUT PRODUCT !!! FOR FURTHER INFORMATION PLEASE CONTACT OUR SALES STAFF! TERMINAL-TYPE OPTOCOUPLER RELAY 1NO (TRIAC) INPUT DC 24V OUTPUT 48 TO 264V | 81.4 | TEM | 1 | CP | 0.032 | 1
3TX70023AB01 | OUTPUT INTERFACE !!! PHASE-OUT PRODUCT !!! FOR FURTHER INFORMATION PLEASE CONTACT OUR SALES STAFF! TERMINAL-TYPE OPTOCOUPLER RELAY 1N0 (TRANSISTOR) INPUT DC 24V OUTPUT DC MAX. 60V | 58.7 | TEM | 1 | CP | 0.034 | 1
3TX70023AB01 | OUTPUT INTERFACE !!! PHASE-OUT PRODUCT !!! FOR FURTHER INFORMATION PLEASE CONTACT OUR SALES STAFF! TERMINAL-TYPE OPTOCOUPLER RELAY 1N0 (TRANSISTOR) INPUT DC 24V OUTPUT DC MAX. 60V | 58.7 | TEM | 1 | CP | 0.034 | 1
3TX70023AB01 | OUTPUT INTERFACE !!! PHASE-OUT PRODUCT !!! FOR FURTHER INFORMATION PLEASE CONTACT OUR SALES STAFF! TERMINAL-TYPE OPTOCOUPLER RELAY 1N0 (TRANSISTOR) INPUT DC 24V OUTPUT DC MAX. 60V | 58.7 | TEM | 1 | CP | 0.034 | 1
3TX70024AB00 | INPUT INTERFACE !!! PHASE-OUT PRODUCT !!! FOR FURTHER INFORMATION PLEASE CONTACT OUR SALES STAFF! TERMINAL-TYPE OPTOCOUPLER RELAY 1NO (TRANSISTOR) AC/DC INPUT 24V DC OUTPUT MAX. 30V | 66.6 | TEM | 1 | CP | 0.03 | 1
3TX70024AB00 | INPUT INTERFACE !!! PHASE-OUT PRODUCT !!! FOR FURTHER INFORMATION PLEASE CONTACT OUR SALES STAFF! TERMINAL-TYPE OPTOCOUPLER RELAY 1NO (TRANSISTOR) AC/DC INPUT 24V DC OUTPUT MAX. 30V | 66.6 | TEM | 1 | CP | 0.03 | 1
3TX70024AG00 | INPUT INTERFACE !!! PHASE-OUT PRODUCT !!! FOR FURTHER INFORMATION PLEASE CONTACT OUR SALES STAFF! TERMINAL-TYPE OPTOCOUPLER RELAY 1NO (TRANSISTOR) INPUT AC 110 TO 240V OUTPUT DC MAX. 30V | 72.3 | TEM | 1 | CP | 0.033 | 1
3TX70024AG00 | INPUT INTERFACE !!! PHASE-OUT PRODUCT !!! FOR FURTHER INFORMATION PLEASE CONTACT OUR SALES STAFF! TERMINAL-TYPE OPTOCOUPLER RELAY 1NO (TRANSISTOR) INPUT AC 110 TO 240V OUTPUT DC MAX. 30V | 72.3 | TEM | 1 | CP | 0.033 | 1
3TX70031AB00 | OUTPUT INTERFACE !!! PHASE-OUT PRODUCT !!! FOR FURTHER INFORMATION PLEASE CONTACT OUR SALES STAFF! TERMINAL-TYPE COUPLINGRELAY 1N0, AC/DC 24V CAGE CLAMP WIDTH 11.5 MM | 38.2 | TEM | 1 | CP | 0.029 | 1
3TX70031AB00 | OUTPUT INTERFACE !!! PHASE-OUT PRODUCT !!! FOR FURTHER INFORMATION PLEASE CONTACT OUR SALES STAFF! TERMINAL-TYPE COUPLINGRELAY 1N0, AC/DC 24V CAGE CLAMP WIDTH 11.5 MM | 38.2 | TEM | 1 | CP | 0.029 | 1
3TX70031BB00 | OUTPUT INTERFACE, 24 V AC/DC !!! PHASE-OUT PRODUCT !!! FOR FURTHER INFORMATION PLEASE CONTACT OUR SALES STAFF! TERMINAL-TYPE COUPLING RELAY 1 CO, CAGE CLAMP ASSEMBLY WIDTH 17.5 MM | 47.3 | TEM | 1 | CP | 0.037 | 1
3TX70031BB00 | OUTPUT INTERFACE, 24 V AC/DC !!! PHASE-OUT PRODUCT !!! FOR FURTHER INFORMATION PLEASE CONTACT OUR SALES STAFF! TERMINAL-TYPE COUPLING RELAY 1 CO, CAGE CLAMP ASSEMBLY WIDTH 17.5 MM | 47.3 | TEM | 1 | CP | 0.037 | 1
3TX70031BB00 | OUTPUT INTERFACE, 24 V AC/DC !!! PHASE-OUT PRODUCT !!! FOR FURTHER INFORMATION PLEASE CONTACT OUR SALES STAFF! TERMINAL-TYPE COUPLING RELAY 1 CO, CAGE CLAMP ASSEMBLY WIDTH 17.5 MM | 47.3 | TEM | 1 | CP | 0.037 | 1
3TX70031CB00 | OUTPUT INTERFACE, 24 V AC/DC !!! PHASE-OUT PRODUCT !!! FOR FURTHER INFORMATION PLEASE CONTACT OUR SALES STAFF! TERMINAL-TYPE COUPLING RELAY 2 NC, CAGE CLAMP ASSEMBLY WIDTH 22.5 MM | 60.1 | TEM | 1 | CP | 0.05 | 1
3TX70031CB00 | OUTPUT INTERFACE, 24 V AC/DC !!! PHASE-OUT PRODUCT !!! FOR FURTHER INFORMATION PLEASE CONTACT OUR SALES STAFF! TERMINAL-TYPE COUPLING RELAY 2 NC, CAGE CLAMP ASSEMBLY WIDTH 22.5 MM | 60.1 | TEM | 1 | CP | 0.05 | 1
3TX70031CB00 | OUTPUT INTERFACE, 24 V AC/DC !!! PHASE-OUT PRODUCT !!! FOR FURTHER INFORMATION PLEASE CONTACT OUR SALES STAFF! TERMINAL-TYPE COUPLING RELAY 2 NC, CAGE CLAMP ASSEMBLY WIDTH 22.5 MM | 60.1 | TEM | 1 | CP | 0.05 | 1
3TX70041BB10 | OUTPUT INTERFACE !!! PHASE-OUT PRODUCT !!! FOR FURTHER INFORMATION PLEASE CONTACT OUR SALES STAFF! TWO-TIER TERMINAL-TYPE COUPLING RELAY 1C0, AC/DC 24V WITH MANUAL-0-AUTO SCREW TERMINAL WIDTH 12.5MM | 48 | TEM | 1 | CP | 0.052 | 1
3TX70041BB10 | OUTPUT INTERFACE !!! PHASE-OUT PRODUCT !!! FOR FURTHER INFORMATION PLEASE CONTACT OUR SALES STAFF! TWO-TIER TERMINAL-TYPE COUPLING RELAY 1C0, AC/DC 24V WITH MANUAL-0-AUTO SCREW TERMINAL WIDTH 12.5MM | 48 | TEM | 1 | CP | 0.052 | 1
3TX70041LB00 | OUTPUT INTERFACE !!! PHASE-OUT PRODUCT !!! FOR FURTHER INFORMATION PLEASE CONTACT OUR SALES STAFF! 1C/O, SCREW TERMINAL 24 V AC/DC HOUSING WIDTH 6.2 MM | 21.6 | TEM | 1 | CP | 0.034 | 1
3TX70041LB00 | OUTPUT INTERFACE !!! PHASE-OUT PRODUCT !!! FOR FURTHER INFORMATION PLEASE CONTACT OUR SALES STAFF! 1C/O, SCREW TERMINAL 24 V AC/DC HOUSING WIDTH 6.2 MM | 21.6 | TEM | 1 | CP | 0.034 | 1
3TX70041LB00 | OUTPUT INTERFACE !!! PHASE-OUT PRODUCT !!! FOR FURTHER INFORMATION PLEASE CONTACT OUR SALES STAFF! 1C/O, SCREW TERMINAL 24 V AC/DC HOUSING WIDTH 6.2 MM | 21.6 | TEM | 1 | CP | 0.034 | 1
3TX70041LB02 | OUTPUT INTERFACE !!! PHASE-OUT PRODUCT !!! FOR FURTHER INFORMATION PLEASE CONTACT OUR SALES STAFF! 1 CO, SCREW CONNECTION AC/DC 24 V, HOUSING WIDTH 6.2 M | 25.9 | TEM | 1 | CP | 0.034 | 1
3TX70041LB02 | OUTPUT INTERFACE !!! PHASE-OUT PRODUCT !!! FOR FURTHER INFORMATION PLEASE CONTACT OUR SALES STAFF! 1 CO, SCREW CONNECTION AC/DC 24 V, HOUSING WIDTH 6.2 M | 25.9 | TEM | 1 | CP | 0.034 | 1
3TX70041LB02 | OUTPUT INTERFACE !!! PHASE-OUT PRODUCT !!! FOR FURTHER INFORMATION PLEASE CONTACT OUR SALES STAFF! 1 CO, SCREW CONNECTION AC/DC 24 V, HOUSING WIDTH 6.2 M | 25.9 | TEM | 1 | CP | 0.034 | 1
3TX70041LF00 | OUTPUT INTERFACE !!! PHASE-OUT PRODUCT !!! FOR FURTHER INFORMATION PLEASE CONTACT OUR SALES STAFF! 1CO, SCREW CONNECTION, AC/DC 230V, HOUSING WIDTH 6.2MM | 31 | TEM | 1 | CP | 0.034 | 1
3TX70041LF00 | OUTPUT INTERFACE !!! PHASE-OUT PRODUCT !!! FOR FURTHER INFORMATION PLEASE CONTACT OUR SALES STAFF! 1CO, SCREW CONNECTION, AC/DC 230V, HOUSING WIDTH 6.2MM | 31 | TEM | 1 | CP | 0.034 | 1
3TX70041LF00 | OUTPUT INTERFACE !!! PHASE-OUT PRODUCT !!! FOR FURTHER INFORMATION PLEASE CONTACT OUR SALES STAFF! 1CO, SCREW CONNECTION, AC/DC 230V, HOUSING WIDTH 6.2MM | 31 | TEM | 1 | CP | 0.034 | 1
3TX70041MB00 | OUTPUT INTERFACE !!! PHASE-OUT PRODUCT !!! FOR FURTHER INFORMATION PLEASE CONTACT OUR SALES STAFF! TWO-TIER TERMINAL-TYPE COUPLING RELAY 1N0, DC 24V SCREW TERMINAL WIDTH 6.2MM | 31 | TEM | 1 | CP | 0.034 | 1
3TX70041MB00 | OUTPUT INTERFACE !!! PHASE-OUT PRODUCT !!! FOR FURTHER INFORMATION PLEASE CONTACT OUR SALES STAFF! TWO-TIER TERMINAL-TYPE COUPLING RELAY 1N0, DC 24V SCREW TERMINAL WIDTH 6.2MM | 31 | TEM | 1 | CP | 0.034 | 1
3TX70041MF00 | OUTPUT INTERFACE !!! PHASE-OUT PRODUCT !!! FOR FURTHER INFORMATION PLEASE CONTACT OUR SALES STAFF! TWO-TIER TERMINAL-TYPE COUPLING RELAY 1N0, AC/DC 230V SCREW TERMINAL WIDTH 6.2MM | 31 | TEM | 1 | CP | 0.038 | 1
3TX70041MF00 | OUTPUT INTERFACE !!! PHASE-OUT PRODUCT !!! FOR FURTHER INFORMATION PLEASE CONTACT OUR SALES STAFF! TWO-TIER TERMINAL-TYPE COUPLING RELAY 1N0, AC/DC 230V SCREW TERMINAL WIDTH 6.2MM | 31 | TEM | 1 | CP | 0.038 | 1
3TX70042MF02 | INPUT INTERFACE !!! PHASE-OUT PRODUCT !!! FOR FURTHER INFORMATION PLEASE CONTACT OUR SALES STAFF! TWO-TIER TERMINAL-TYPE COUPLING RELAY 1N0, GOLD-PLATED, AC/DC 230V SCREW TERMINAL WIDTH 6.2MM | 41.7 | TEM | 1 | CP | 0.034 | 1
3TX70042MF02 | INPUT INTERFACE !!! PHASE-OUT PRODUCT !!! FOR FURTHER INFORMATION PLEASE CONTACT OUR SALES STAFF! TWO-TIER TERMINAL-TYPE COUPLING RELAY 1N0, GOLD-PLATED, AC/DC 230V SCREW TERMINAL WIDTH 6.2MM | 41.7 | TEM | 1 | CP | 0.034 | 1
3TX70043AB04 | OUTPUT INTERFACE !!! PHASE-OUT PRODUCT !!! FOR FURTHER INFORMATION PLEASE CONTACT OUR SALES STAFF! TWO-TIER TERMINAL-TYPE OPTOCOUPLERS 1N0, TRANSISTOR, AC/DC 24V SCREW TERMINAL WIDTH 6.2MM | 56.9 | TEM | 1 | CP | 0.031 | 1
3TX70043AB04 | OUTPUT INTERFACE !!! PHASE-OUT PRODUCT !!! FOR FURTHER INFORMATION PLEASE CONTACT OUR SALES STAFF! TWO-TIER TERMINAL-TYPE OPTOCOUPLERS 1N0, TRANSISTOR, AC/DC 24V SCREW TERMINAL WIDTH 6.2MM | 56.9 | TEM | 1 | CP | 0.031 | 1
3TX70043AC03 | OUTPUT INTERFACE !!! PHASE-OUT PRODUCT !!! FOR FURTHER INFORMATION PLEASE CONTACT OUR SALES STAFF! TWO-TIER TERMINAL-TYPE OPTOCOUPLERS 1N0, TRIAC, AC/DC 24-48V SCREW TERMINAL WIDTH 12.5MM | 79.3 | TEM | 1 | CP | 0.06 | 1
3TX70043AC03 | OUTPUT INTERFACE !!! PHASE-OUT PRODUCT !!! FOR FURTHER INFORMATION PLEASE CONTACT OUR SALES STAFF! TWO-TIER TERMINAL-TYPE OPTOCOUPLERS 1N0, TRIAC, AC/DC 24-48V SCREW TERMINAL WIDTH 12.5MM | 79.3 | TEM | 1 | CP | 0.06 | 1
3TX70043AC04 | OUTPUT INTERFACE !!! PHASE-OUT PRODUCT !!! FOR FURTHER INFORMATION PLEASE CONTACT OUR SALES STAFF! TWO-TIER TERMINAL-TYPE OPTOCOUPLERS 1N0, TRANSISTOR AC/DC 24-48V SCREW TERMINAL WIDTH 12.5MM | 66.6 | TEM | 1 | CP | 0.051 | 1
3TX70043AC04 | OUTPUT INTERFACE !!! PHASE-OUT PRODUCT !!! FOR FURTHER INFORMATION PLEASE CONTACT OUR SALES STAFF! TWO-TIER TERMINAL-TYPE OPTOCOUPLERS 1N0, TRANSISTOR AC/DC 24-48V SCREW TERMINAL WIDTH 12.5MM | 66.6 | TEM | 1 | CP | 0.051 | 1
3TX70043AC14 | OUTPUT INTERFACE !!! PHASE-OUT PRODUCT !!! FOR FURTHER INFORMATION PLEASE CONTACT OUR SALES STAFF! TWO-TIER TERMINAL-TYPE OPTOCOUPLERS 1N0, TRANSISTOR AC/DC 24-48V WITH MANUAL-0-AUTO SCREW TERMINAL WIDTH 12.5MM | 77.4 | TEM | 1 | CP | 0.053 | 1
3TX70043AC14 | OUTPUT INTERFACE !!! PHASE-OUT PRODUCT !!! FOR FURTHER INFORMATION PLEASE CONTACT OUR SALES STAFF! TWO-TIER TERMINAL-TYPE OPTOCOUPLERS 1N0, TRANSISTOR AC/DC 24-48V WITH MANUAL-0-AUTO SCREW TERMINAL WIDTH 12.5MM | 77.4 | TEM | 1 | CP | 0.053 | 1
3TX70043PB54 | OUTPUT INTERFACE, !!! PHASE-OUT PRODUCT !!! FOR FURTHER INFORMATION PLEASE CONTACT OUR SALES STAFF! OPTOCOUPLER IN TWO-TIER DESIGN 1NO, TRANSISTOR, 24V DC 1.5A, SCREW CONNECTION | 42.7 | TEM | 1 | CP | 0.03 | 1
3TX70043PB54 | OUTPUT INTERFACE, !!! PHASE-OUT PRODUCT !!! FOR FURTHER INFORMATION PLEASE CONTACT OUR SALES STAFF! OPTOCOUPLER IN TWO-TIER DESIGN 1NO, TRANSISTOR, 24V DC 1.5A, SCREW CONNECTION | 42.7 | TEM | 1 | CP | 0.03 | 1
3TX70043PB74 | OUTPUT COUPLING 24 V DC !!! PHASE-OUT PRODUCT !!! FOR FURTHER INFORMATION PLEASE CONTACT OUR SALES STAFF! HL - OUTPUT, 3 A, 30 VDC SHORT-CIRC.-PROOF HOUSING WIDTH 6.2 MM | 56.2 | TEM | 1 | CP | 0.03 | 1
3TX70043PB74 | OUTPUT COUPLING 24 V DC !!! PHASE-OUT PRODUCT !!! FOR FURTHER INFORMATION PLEASE CONTACT OUR SALES STAFF! HL - OUTPUT, 3 A, 30 VDC SHORT-CIRC.-PROOF HOUSING WIDTH 6.2 MM | 56.2 | TEM | 1 | CP | 0.03 | 1
3TX70044PG24 | INP. COUPL. ELEM. 110 - 230 VAC !!! PHASE-OUT PRODUCT !!! FOR FURTHER INFORMATION PLEASE CONTACT OUR SALES STAFF! HL - OUTPUT, 0.1 A, 30 VDC SHORT-CIRCUIT-PROOF HOUSING WIDTH 6.2 MM | 38.5 | TEM | 1 | CP | 0.031 | 1
3TX70044PG24 | INP. COUPL. ELEM. 110 - 230 VAC !!! PHASE-OUT PRODUCT !!! FOR FURTHER INFORMATION PLEASE CONTACT OUR SALES STAFF! HL - OUTPUT, 0.1 A, 30 VDC SHORT-CIRCUIT-PROOF HOUSING WIDTH 6.2 MM | 38.5 | TEM | 1 | CP | 0.031 | 1
3TX70044PG24 | INP. COUPL. ELEM. 110 - 230 VAC !!! PHASE-OUT PRODUCT !!! FOR FURTHER INFORMATION PLEASE CONTACT OUR SALES STAFF! HL - OUTPUT, 0.1 A, 30 VDC SHORT-CIRCUIT-PROOF HOUSING WIDTH 6.2 MM | 38.5 | TEM | 1 | CP | 0.031 | 1
3TX70048AA00 | CONNECTING COMB !!! PHASE-OUT PRODUCT !!! FOR FURTHER INFORMATION PLEASE CONTACT OUR SALES STAFF! FOR 3TX7004 INTERFACE WIDTH 6.2MM, BLUE 24 TERMINALS | 10.5 | TEM | 1 | CP | 0.018 | 1
3TX70048AA00 | CONNECTING COMB !!! PHASE-OUT PRODUCT !!! FOR FURTHER INFORMATION PLEASE CONTACT OUR SALES STAFF! FOR 3TX7004 INTERFACE WIDTH 6.2MM, BLUE 24 TERMINALS | 10.5 | TEM | 1 | CP | 0.018 | 1
3TX70048AA00 | CONNECTING COMB !!! PHASE-OUT PRODUCT !!! FOR FURTHER INFORMATION PLEASE CONTACT OUR SALES STAFF! FOR 3TX7004 INTERFACE WIDTH 6.2MM, BLUE 24 TERMINALS | 10.5 | TEM | 1 | CP | 0.018 | 1
3TX70051BB00 | OUTPUT INTERFACE !!! PHASE-OUT PRODUCT !!! FOR FURTHER INFORMATION PLEASE CONTACT OUR SALES STAFF! TWO-TIER TERMINAL-TYPE COUPLING RELAY 1C0, AC/DC 24V CAGE CLAMPS WIDTH 12.5MM | 37.9 | TEM | 1 | CP | 0.046 | 1
3TX70051BB00 | OUTPUT INTERFACE !!! PHASE-OUT PRODUCT !!! FOR FURTHER INFORMATION PLEASE CONTACT OUR SALES STAFF! TWO-TIER TERMINAL-TYPE COUPLING RELAY 1C0, AC/DC 24V CAGE CLAMPS WIDTH 12.5MM | 37.9 | TEM | 1 | CP | 0.046 | 1
3TX70051CB00 | OUTPUT INTERFACE !!! PHASE-OUT PRODUCT !!! FOR FURTHER INFORMATION PLEASE CONTACT OUR SALES STAFF! TWO-TIER TERMINAL-TYPE COUPLING RELAY 2N0, 2-CHANNEL, AC/DC 24V CAGE CLAMPS WIDTH 12.5MM | 58.3 | TEM | 1 | CP | 0.054 | 1
3TX70051CB00 | OUTPUT INTERFACE !!! PHASE-OUT PRODUCT !!! FOR FURTHER INFORMATION PLEASE CONTACT OUR SALES STAFF! TWO-TIER TERMINAL-TYPE COUPLING RELAY 2N0, 2-CHANNEL, AC/DC 24V CAGE CLAMPS WIDTH 12.5MM | 58.3 | TEM | 1 | CP | 0.054 | 1
3TX70051LB00 | OUTPUT INTERFACE !!! PHASE-OUT PRODUCT !!! FOR FURTHER INFORMATION PLEASE CONTACT OUR SALES STAFF! 1C/O, CAGE CLAMP 24 V AC/DC HOUSING WIDTH 6.2 MM START OF DELIVERY OCT. 97 | 22 | TEM | 1 | CP | 0.027 | 1
3TX70051LB00 | OUTPUT INTERFACE !!! PHASE-OUT PRODUCT !!! FOR FURTHER INFORMATION PLEASE CONTACT OUR SALES STAFF! 1C/O, CAGE CLAMP 24 V AC/DC HOUSING WIDTH 6.2 MM START OF DELIVERY OCT. 97 | 22 | TEM | 1 | CP | 0.027 | 1
3TX70051LF00 | OUTPUT INTERFACE !!! PHASE-OUT PRODUCT !!! FOR FURTHER INFORMATION PLEASE CONTACT OUR SALES STAFF! 1CO, CAGE CLAMP, AC/DC 230V, HOUSING WIDTH 6.2MM | 31.7 | TEM | 1 | CP | 0.029 | 1
3TX70051LF00 | OUTPUT INTERFACE !!! PHASE-OUT PRODUCT !!! FOR FURTHER INFORMATION PLEASE CONTACT OUR SALES STAFF! 1CO, CAGE CLAMP, AC/DC 230V, HOUSING WIDTH 6.2MM | 31.7 | TEM | 1 | CP | 0.029 | 1
3TX70051MF00 | OUTPUT INTERFACE !!! PHASE-OUT PRODUCT !!! FOR FURTHER INFORMATION PLEASE CONTACT OUR SALES STAFF! TWO-TIER TERMINAL-TYPE COUPLING RELAY 1N0, AC/DC 230V CAGE CLAMPS WIDTH 6.2MM | 31.7 | TEM | 1 | CP | 0.031 | 1
3TX70051MF00 | OUTPUT INTERFACE !!! PHASE-OUT PRODUCT !!! FOR FURTHER INFORMATION PLEASE CONTACT OUR SALES STAFF! TWO-TIER TERMINAL-TYPE COUPLING RELAY 1N0, AC/DC 230V CAGE CLAMPS WIDTH 6.2MM | 31.7 | TEM | 1 | CP | 0.031 | 1
3TX70141BB00 | OUTPUT INTERFACE WITH PLUG-IN !!! PHASE-OUT PRODUCT !!! FOR FURTHER INFORMATION PLEASE CONTACT OUR SALES STAFF! RELAY, 1 CHANGEOVER CONTACT SCREW TERMINAL 24 V AC/DC ENCLOSURE WIDTH 6.2 MM | 22.5 | TEM | 1 | CP | 0.041 | 5
3TX70141BB00 | OUTPUT INTERFACE WITH PLUG-IN !!! PHASE-OUT PRODUCT !!! FOR FURTHER INFORMATION PLEASE CONTACT OUR SALES STAFF! RELAY, 1 CHANGEOVER CONTACT SCREW TERMINAL 24 V AC/DC ENCLOSURE WIDTH 6.2 MM | 22.5 | TEM | 1 | CP | 0.041 | 5
3TX70141BB00 | OUTPUT INTERFACE WITH PLUG-IN !!! PHASE-OUT PRODUCT !!! FOR FURTHER INFORMATION PLEASE CONTACT OUR SALES STAFF! RELAY, 1 CHANGEOVER CONTACT SCREW TERMINAL 24 V AC/DC ENCLOSURE WIDTH 6.2 MM | 22.5 | TEM | 1 | CP | 0.041 | 5
3TX70141BE00 | OUTPUT INTERFACE WITH PLUG-IN !!! PHASE-OUT PRODUCT !!! FOR FURTHER INFORMATION PLEASE CONTACT OUR SALES STAFF! RELAY, 1 CHANGEOVER CONTACT SCREW TERMINAL 115 V AC/DC ENCLOSURE WIDTH 6.2 MM | 31.7 | TEM | 1 | CP | 0.041 | 5
3TX70141BE00 | OUTPUT INTERFACE WITH PLUG-IN !!! PHASE-OUT PRODUCT !!! FOR FURTHER INFORMATION PLEASE CONTACT OUR SALES STAFF! RELAY, 1 CHANGEOVER CONTACT SCREW TERMINAL 115 V AC/DC ENCLOSURE WIDTH 6.2 MM | 31.7 | TEM | 1 | CP | 0.041 | 5
3TX70141BE02 | INPUT INTERFACE WITH PLUG-IN !!! PHASE-OUT PRODUCT !!! FOR FURTHER INFORMATION PLEASE CONTACT OUR SALES STAFF! REL. 1 CH. CON. HARD GOLD-PLAT. SCREW TERMINAL 115 V AC/DC ENCLOSURE WIDTH 6.2 MM | 36 | TEM | 1 | CP | 0.041 | 5
3TX70141BE02 | INPUT INTERFACE WITH PLUG-IN !!! PHASE-OUT PRODUCT !!! FOR FURTHER INFORMATION PLEASE CONTACT OUR SALES STAFF! REL. 1 CH. CON. HARD GOLD-PLAT. SCREW TERMINAL 115 V AC/DC ENCLOSURE WIDTH 6.2 MM | 36 | TEM | 1 | CP | 0.041 | 5
3TX70141BF00 | OUTPUT INTERFACE WITH PLUG-IN !!! PHASE-OUT PRODUCT !!! FOR FURTHER INFORMATION PLEASE CONTACT OUR SALES STAFF! RELAY, 1 CHANGEOVER CONTACT SCREW TERMINAL 230 V AC/DC ENCLOSURE WIDTH 6.2 MM | 30 | TEM | 1 | CP | 0.041 | 5
3TX70141BF00 | OUTPUT INTERFACE WITH PLUG-IN !!! PHASE-OUT PRODUCT !!! FOR FURTHER INFORMATION PLEASE CONTACT OUR SALES STAFF! RELAY, 1 CHANGEOVER CONTACT SCREW TERMINAL 230 V AC/DC ENCLOSURE WIDTH 6.2 MM | 30 | TEM | 1 | CP | 0.041 | 5
3TX70141BM00 | OUTPUT INTERFACE WITH PLUG-IN !!! PHASE-OUT PRODUCT !!! FOR FURTHER INFORMATION PLEASE CONTACT OUR SALES STAFF! RELAY, 1 CHANGEOVER CONTACT SCREW TERMINAL 24 V DC ENCLOSURE WIDTH 6.2 MM | 19.3 | TEM | 1 | CP | 0.041 | 5
3TX70141BM00 | OUTPUT INTERFACE WITH PLUG-IN !!! PHASE-OUT PRODUCT !!! FOR FURTHER INFORMATION PLEASE CONTACT OUR SALES STAFF! RELAY, 1 CHANGEOVER CONTACT SCREW TERMINAL 24 V DC ENCLOSURE WIDTH 6.2 MM | 19.3 | TEM | 1 | CP | 0.041 | 5
3TX70147AA00 | CONNECTING COMB !!! PHASE-OUT PRODUCT !!! FOR FURTHER INFORMATION PLEASE CONTACT OUR SALES STAFF! FOR 3TX7014, 3TX7015 AND 3RS17 WITH 3-WAY SEPARATION 6.2 MM, 16-POLE, BLUE, CURRENT CARRYING CAPACITY 6A | 5.9 | TEM | 1 | CP | 0.004 | 5
3TX70147AA00 | CONNECTING COMB !!! PHASE-OUT PRODUCT !!! FOR FURTHER INFORMATION PLEASE CONTACT OUR SALES STAFF! FOR 3TX7014, 3TX7015 AND 3RS17 WITH 3-WAY SEPARATION 6.2 MM, 16-POLE, BLUE, CURRENT CARRYING CAPACITY 6A | 5.9 | TEM | 1 | CP | 0.004 | 5
3TX70147BP02 | RELAY 1CH.CONT. HARD GOLD-PLAT. FOR FURTHER INFORMATION PLEASE CONTACT OUR SALES STAFF! COIL VOLTAGE 60 V DC FOR USE IN 110/230 V AC/DC CABINET UNIT | 16 | TEM | 1 | CP | 0.006 | 20
3TX70147BP02 | RELAY 1CH.CONT. HARD GOLD-PLAT. FOR FURTHER INFORMATION PLEASE CONTACT OUR SALES STAFF! COIL VOLTAGE 60 V DC FOR USE IN 110/230 V AC/DC CABINET UNIT | 16 | TEM | 1 | CP | 0.006 | 20
3TX74023A | SURGE SUPPRESSOR SUPPRESSION DIODE WITH WIRE SPACER DC 24 TO 250V F.MOUNTING TO THE COIL TERMINAL FOR CONTACTORS 3TH4 | 10.56 | TEM | 1 | CP | 0.014 | 1
3TX74023A | SURGE SUPPRESSOR SUPPRESSION DIODE WITH WIRE SPACER DC 24 TO 250V F.MOUNTING TO THE COIL TERMINAL FOR CONTACTORS 3TH4 | 10.56 | TEM | 1 | CP | 0.014 | 1
3TX74023G | SURGE SUPPRESSOR VARISTOR WITH WIRE SPACER AC 24 TO 48V/DC 24 TO 70V FOR MOUNTING TO COIL TERMINAL FOR CONTACTORS SIZE 0 TO 2 | 9.83 | TEM | 1 | CP | 0.016 | 1
3TX74023G | SURGE SUPPRESSOR VARISTOR WITH WIRE SPACER AC 24 TO 48V/DC 24 TO 70V FOR MOUNTING TO COIL TERMINAL FOR CONTACTORS SIZE 0 TO 2 | 9.83 | TEM | 1 | CP | 0.016 | 1
3TX74023H | SURGE SUPPRESSOR VARISTOR WITH WIRE SPACER AC 48 TO 127V/DC 70 TO 150V F.MOUNTING TO THE COIL TERMINAL FOR CONTACTOR SIZE 0 TO 2 | 10.25 | TEM | 1 | CP | 0.015 | 1
3TX74023H | SURGE SUPPRESSOR VARISTOR WITH WIRE SPACER AC 48 TO 127V/DC 70 TO 150V F.MOUNTING TO THE COIL TERMINAL FOR CONTACTOR SIZE 0 TO 2 | 10.25 | TEM | 1 | CP | 0.015 | 1
3TX74023J | SURGE SUPPRESSOR VARISTOR WITH LINE SPACER AC 127...240V/DC 150...250V FOR MOUNTING ONTO COIL TERMINAL FOR CONTACTORS SIZE 0...2 | 10.45 | TEM | 1 | CP | 0.015 | 1
3TX74023J | SURGE SUPPRESSOR VARISTOR WITH LINE SPACER AC 127...240V/DC 150...250V FOR MOUNTING ONTO COIL TERMINAL FOR CONTACTORS SIZE 0...2 | 10.45 | TEM | 1 | CP | 0.015 | 1
3TX74023R | SURGE SUPPRESSOR RC ELEMENT WITH WIRE SPACER AC 24 TO 48V/DC 24 TO 70V F.MOUNTING TO THE COIL TERMINAL FOR CONTACTORS SIZE 0 TO 2 | 14.59 | TEM | 1 | CP | 0.025 | 1
3TX74023R | SURGE SUPPRESSOR RC ELEMENT WITH WIRE SPACER AC 24 TO 48V/DC 24 TO 70V F.MOUNTING TO THE COIL TERMINAL FOR CONTACTORS SIZE 0 TO 2 | 14.59 | TEM | 1 | CP | 0.025 | 1
3TX74023R | SURGE SUPPRESSOR RC ELEMENT WITH WIRE SPACER AC 24 TO 48V/DC 24 TO 70V F.MOUNTING TO THE COIL TERMINAL FOR CONTACTORS SIZE 0 TO 2 | 14.59 | TEM | 1 | CP | 0.025 | 1
3TX74023S | SURGE SUPPRESSOR RC ELEMENT WITH WIRE SPACER AC 48 TO 127V/DC 70 TO 150V F.MOUNTING TO THE COIL TERMINAL FOR CONTACTORS SIZE 0 TO 2 | 13.53 | TEM | 1 | CP | 0.024 | 1
3TX74023S | SURGE SUPPRESSOR RC ELEMENT WITH WIRE SPACER AC 48 TO 127V/DC 70 TO 150V F.MOUNTING TO THE COIL TERMINAL FOR CONTACTORS SIZE 0 TO 2 | 13.53 | TEM | 1 | CP | 0.024 | 1
3TX74023T | SURGE SUPPRESSOR RC ELEMENT WITH WIRE SPACER AC 127 TO 240V/DC 150 TO 250V F.MOUNTING TO THE COIL TERMINAL FOR CONTACTORS SIZE 0 TO 2 | 11.07 | TEM | 1 | CP | 0.023 | 1
3TX74023T | SURGE SUPPRESSOR RC ELEMENT WITH WIRE SPACER AC 127 TO 240V/DC 150 TO 250V F.MOUNTING TO THE COIL TERMINAL FOR CONTACTORS SIZE 0 TO 2 | 11.07 | TEM | 1 | CP | 0.023 | 1
3TX74600E | BOX TERMINAL BLOCK F.3UF18 47,3UF18 48 CT.TRANSFO. FOR MOUNTING ONTO 3TF46 TO 3TF49 CONTACTORS | 20.29 | TEM | 1 | CP | 0.093 | 1
3TX74600E | BOX TERMINAL BLOCK F.3UF18 47,3UF18 48 CT.TRANSFO. FOR MOUNTING ONTO 3TF46 TO 3TF49 CONTACTORS | 20.29 | TEM | 1 | CP | 0.093 | 1
3TX74623J | SURGE SUPPRESSOR VARISTOR FOR STICKING ON AC 127 TO 240V/DC 150 TO 250V FOR CONTACTORS SIZE 3 TO 12 | 15.11 | TEM | 1 | CP | 0.015 | 1
3TX74623J | SURGE SUPPRESSOR VARISTOR FOR STICKING ON AC 127 TO 240V/DC 150 TO 250V FOR CONTACTORS SIZE 3 TO 12 | 15.11 | TEM | 1 | CP | 0.015 | 1
3TX74623S | SURGE SUPPRESSOR RC ELEMENT FOR SNAPPING ON AC 48 TO 127V FOR CONTACTORS SIZE 3 TO 6 | 19.35 | TEM | 1 | CP | 0.088 | 1
3TX74623S | SURGE SUPPRESSOR RC ELEMENT FOR SNAPPING ON AC 48 TO 127V FOR CONTACTORS SIZE 3 TO 6 | 19.35 | TEM | 1 | CP | 0.088 | 1
3TX74623T | SURGE SUPPRESSOR RC ELEMENT FOR SNAPPING ON AC 127 TO 240V FOR CONTACTORS SIZE 3 TO 6 | 17.39 | TEM | 1 | CP | 0.091 | 1
3TX74623T | SURGE SUPPRESSOR RC ELEMENT FOR SNAPPING ON AC 127 TO 240V FOR CONTACTORS SIZE 3 TO 6 | 17.39 | TEM | 1 | CP | 0.091 | 1
3TX75223S | SURGE SUPPRESSOR RC ELEMENT FOR SNAPPING ON AC 48 TO 127V/DC 70 TO 150V FOR CONTACTORS SIZE 8 TO 12, AC OPERATION SIZE 3 TO 6, DC OPERATION | 25.9 | TEM | 1 | CP | 0.09 | 1
3TX75223S | SURGE SUPPRESSOR RC ELEMENT FOR SNAPPING ON AC 48 TO 127V/DC 70 TO 150V FOR CONTACTORS SIZE 8 TO 12, AC OPERATION SIZE 3 TO 6, DC OPERATION | 25.9 | TEM | 1 | CP | 0.09 | 1
3TX76860A | TERMINAL COVER FOR CONVERTER 3UF18 68-3F AND CONTACTOR 3TF68, CONSISTING OF 2 TERMINAL COVERS 1ST CORRESP. TO 1SZ (2 COVERS) | 51.9 | TEM | 1 | CP | 0.4 | 1
3TX76860A | TERMINAL COVER FOR CONVERTER 3UF18 68-3F AND CONTACTOR 3TF68, CONSISTING OF 2 TERMINAL COVERS 1ST CORRESP. TO 1SZ (2 COVERS) | 51.9 | TEM | 1 | CP | 0.4 | 1
3TX76861A | LOCKING DEVICE FOR MECHANICAL INTERLOCK OF 2 CONTACTORS OF IDENTICAL SIZE FOR 3TD68 | 1257 | TEM | 1 | CP | 1.851 | 1
3TX76861A | LOCKING DEVICE FOR MECHANICAL INTERLOCK OF 2 CONTACTORS OF IDENTICAL SIZE FOR 3TD68 | 1257 | TEM | 1 | CP | 1.851 | 1
3TY24400A | FOR CONTACTOR 3TC44, SIZE 2, F. 3TC44 CONTACTORS, SIZE 2 MAIN CONTACTS | 28.7 | TEM | 1 | CP | 0.065 | 1
3TY24400A | FOR CONTACTOR 3TC44, SIZE 2, F. 3TC44 CONTACTORS, SIZE 2 MAIN CONTACTS | 28.7 | TEM | 1 | CP | 0.065 | 1
3TY24800A | F. 3TC48 CONTACTORS, SIZE 4 MAIN CONTACTS | 87.43 | TEM | 1 | CP | 0.102 | 1
3TY24800A | F. 3TC48 CONTACTORS, SIZE 4 MAIN CONTACTS | 87.43 | TEM | 1 | CP | 0.102 | 1
3TY24820A | F. 3TC48 CONTACTORS, SIZE 4 ARC CHUTE | 70.52 | TEM | 1 | CP | 0.47 | 1
3TY24820A | F. 3TC48 CONTACTORS, SIZE 4 ARC CHUTE | 70.52 | TEM | 1 | CP | 0.47 | 1
3TY25200A | F. 3TC52 CONTACTORS, SIZE 8 MAIN CONTACTS | 213.1 | TEM | 1 | CP | 0.233 | 1
3TY25200A | F. 3TC52 CONTACTORS, SIZE 8 MAIN CONTACTS | 213.1 | TEM | 1 | CP | 0.233 | 1
3TY25220A | F. 3TC52 CONTACTORS, SIZE 8 ARC CHUTE | 102.5 | TEM | 1 | CP | 1.128 | 1
3TY25220A | F. 3TC52 CONTACTORS, SIZE 8 ARC CHUTE | 102.5 | TEM | 1 | CP | 1.128 | 1
3TY48030BB4 | COIL 24V= FOR 3TH3/4;3TF3/4 | 41.09 | TEM | 1 | CP | 0.215 | 1
3TY48030BB4 | COIL 24V= FOR 3TH3/4;3TF3/4 | 41.09 | TEM | 1 | CP | 0.215 | 1
3TY64830AK6 | MAGNET COIL FOR CONTACTORS 3TC48 110 V AC 50 HZ / 120 V AC 60 HZ | 61.81 | TEM | 1 | CP | 0.223 | 1
3TY64830AK6 | MAGNET COIL FOR CONTACTORS 3TC48 110 V AC 50 HZ / 120 V AC 60 HZ | 61.81 | TEM | 1 | CP | 0.223 | 1
3TY64830AN1 | COIL FOR CONTACTORS 3TC48 AC 60HZ 220V/AC 50HZ 183V | 54.63 | TEM | 1 | CP | 0.219 | 1
3TY64830AN1 | COIL FOR CONTACTORS 3TC48 AC 60HZ 220V/AC 50HZ 183V | 54.63 | TEM | 1 | CP | 0.219 | 1
3TY64830AP6 | MAGNET COIL FOR CONTACTORS 3TC48 220 V AC 50 HZ / 240 V AC 60 HZ | 61.81 | TEM | 1 | CP | 0.22 | 1
3TY64830AP6 | MAGNET COIL FOR CONTACTORS 3TC48 220 V AC 50 HZ / 240 V AC 60 HZ | 61.81 | TEM | 1 | CP | 0.22 | 1
3TY64830BM4 | COIL F0R CONTACTORS 3TB47, 3TB48, 3TC48 DC 220V | 128.84 | TEM | 1 | CP | 1.008 | 1
3TY64830BM4 | COIL F0R CONTACTORS 3TB47, 3TB48, 3TC48 DC 220V | 128.84 | TEM | 1 | CP | 1.008 | 1
3TY65000A | MAIN CONTACTS F.3TB50 | 175.23 | TEM | 1 | CP | 0.282 | 1
3TY65000A | MAIN CONTACTS F.3TB50 | 175.23 | TEM | 1 | CP | 0.282 | 1
3TY65011AA00 | AUX.SWITCHBLOCK FOR CONTACTORS 3TB44-50, 3TC4 FOR LEFT/RIGHT CONNECTION (REPLACES 3TY6501-1A/-1B) | 18.32 | TEM | 1 | CP | 0.055 | 1
3TY65011AA00 | AUX.SWITCHBLOCK FOR CONTACTORS 3TB44-50, 3TC4 FOR LEFT/RIGHT CONNECTION (REPLACES 3TY6501-1A/-1B) | 18.32 | TEM | 1 | CP | 0.055 | 1
3TY65200A | MAIN CONTACTS F.3TB52 CONTACTOR | 276.2 | TEM | 1 | CP | 0.358 | 1
3TY65200A | MAIN CONTACTS F.3TB52 CONTACTOR | 276.2 | TEM | 1 | CP | 0.358 | 1
3TY65230AM0 | COIL FOR 3TC52 CONTACTORS AC 50HZ 220V / 60HZ 264V | 78.6 | TEM | 1 | CP | 0.365 | 1
3TY65230AM0 | COIL FOR 3TC52 CONTACTORS AC 50HZ 220V / 60HZ 264V | 78.6 | TEM | 1 | CP | 0.365 | 1
3TY65230AP6 | MAGNET COIL FOR 3TB52,3TC52 220 V AC 50 HZ / 240 V AC 60 HZ | 74.9 | TEM | 1 | CP | 0.37 | 1
3TY65230AP6 | MAGNET COIL FOR 3TB52,3TC52 220 V AC 50 HZ / 240 V AC 60 HZ | 74.9 | TEM | 1 | CP | 0.37 | 1
3TY65230BF4 | COIL F.3TB52,3TC52 CONTACTORS DC 110V | 280.1 | TEM | 1 | CP | 2.101 | 1
3TY65230BF4 | COIL F.3TB52,3TC52 CONTACTORS DC 110V | 280.1 | TEM | 1 | CP | 2.101 | 1
3TY65400A | MAIN CONTACTS F.3TB54 CONTACTOR | 424.6 | TEM | 1 | CP | 0.53 | 1
3TY65400A | MAIN CONTACTS F.3TB54 CONTACTOR | 424.6 | TEM | 1 | CP | 0.53 | 1
3TY65430BM4 | COIL F.3TB54 CONTACTOR DC 220V | 351.4 | TEM | 1 | CP | 4.56 | 1
3TY65430BM4 | COIL F.3TB54 CONTACTOR DC 220V | 351.4 | TEM | 1 | CP | 4.56 | 1
3TY65600A | MAIN CONTACTS F.3TB56 | 596.8 | TEM | 1 | CP | 0.772 | 1
3TY65600A | MAIN CONTACTS F.3TB56 | 596.8 | TEM | 1 | CP | 0.772 | 1
3TY65611A | AUXILIARY CONTACT BLOCK F.3TB52 TO 3TB56,3TC52, 3TC56 LEFT | 26 | TEM | 1 | CP | 0.081 | 1
3TY65611A | AUXILIARY CONTACT BLOCK F.3TB52 TO 3TB56,3TC52, 3TC56 LEFT | 26 | TEM | 1 | CP | 0.081 | 1
3TY65611B | AUXILIARY CONTACT BLOCK F.3TB52 TO 3TB56,3TC52, 3TC56 RIGHT | 26 | TEM | 1 | CP | 0.081 | 1
3TY65611B | AUXILIARY CONTACT BLOCK F.3TB52 TO 3TB56,3TC52, 3TC56 RIGHT | 26 | TEM | 1 | CP | 0.081 | 1
3TY65660AF0 | COIL FOR 3TC56 AC 50HZ 110V / 60HZ 132V | 113.8 | TEM | 1 | CP | 0.638 | 1
3TY65660AF0 | COIL FOR 3TC56 AC 50HZ 110V / 60HZ 132V | 113.8 | TEM | 1 | CP | 0.638 | 1
3TY65660AV0 | COIL FOR 3TC56 AC 50HZ 400V / 60HZ 480V | 113.8 | TEM | 1 | CP | 0.708 | 1
3TY65660AV0 | COIL FOR 3TC56 AC 50HZ 400V / 60HZ 480V | 113.8 | TEM | 1 | CP | 0.708 | 1
3TY74030AB0 | COIL FOR CONTACTORS: 3TF30 TO 3TF33, 3TF40 TO 3TF43 3TH3, 3TH4 3TB40 TO 3TB44, 3TC44, 3TH8 AC 24V 50HZ/AC 29V 60HZ REPLACEMENT FOR 3TY48030AB0 | 17.39 | TEM | 1 | CP | 0.072 | 1
3TY74030AB0 | COIL FOR CONTACTORS: 3TF30 TO 3TF33, 3TF40 TO 3TF43 3TH3, 3TH4 3TB40 TO 3TB44, 3TC44, 3TH8 AC 24V 50HZ/AC 29V 60HZ REPLACEMENT FOR 3TY48030AB0 | 17.39 | TEM | 1 | CP | 0.072 | 1
3TY74030AF0 | COIL FOR CONTACTORS: 3TF30 TO 3TF33, 3TF40 TO 3TF43 3TH3, 3TH4 3TB40 TO 3TB44, 3TC44, 3TH8 AC 110V 50HZ/AC 132V 60HZ REPLACEMENT FOR 3TY48030AF0 | 17.39 | TEM | 1 | CP | 0.061 | 1
3TY74030AF0 | COIL FOR CONTACTORS: 3TF30 TO 3TF33, 3TF40 TO 3TF43 3TH3, 3TH4 3TB40 TO 3TB44, 3TC44, 3TH8 AC 110V 50HZ/AC 132V 60HZ REPLACEMENT FOR 3TY48030AF0 | 17.39 | TEM | 1 | CP | 0.061 | 1
3TY74030AH0 | COIL FOR CONTACTORS: 3TF30 TO 3TF33, 3TF40 TO 3TF43 3TH3, 3TH4 3TB40 TO 3TB44, 3TC44, 3TH8 AC 48V 50HZ/AC 58V 60HZ REPLACEMENT FOR 3TY48030AH0 | 17.39 | TEM | 1 | CP | 0.05 | 1
3TY74030AH0 | COIL FOR CONTACTORS: 3TF30 TO 3TF33, 3TF40 TO 3TF43 3TH3, 3TH4 3TB40 TO 3TB44, 3TC44, 3TH8 AC 48V 50HZ/AC 58V 60HZ REPLACEMENT FOR 3TY48030AH0 | 17.39 | TEM | 1 | CP | 0.05 | 1
3TY74030AN2 | COIL FOR CONTACTORS: 3TF30 TO 3TF33, 3TF40 TO 3TF43 3TH3, 3TH4 3TB40 TO 3TB44, 3TC44, 3TH8 AC 220V 50/60HZ REPLACEMENT FOR 3TY48030AN1 | 17.39 | TEM | 1 | CP | 0.059 | 1
3TY74030AN2 | COIL FOR CONTACTORS: 3TF30 TO 3TF33, 3TF40 TO 3TF43 3TH3, 3TH4 3TB40 TO 3TB44, 3TC44, 3TH8 AC 220V 50/60HZ REPLACEMENT FOR 3TY48030AN1 | 17.39 | TEM | 1 | CP | 0.059 | 1
3TY74030AP0 | COIL FOR CONTACTORS: 3TF30 TO 3TF33, 3TF40 TO 3TF43 3TH3, 3TH4 3TB40 TO 3TB44, 3TC44, 3TH8 AC 230/220V 50HZ, 276/264V 60HZ REPLACEMENT FOR 3TY48030AP0 | 17.39 | TEM | 1 | CP | 0.073 | 1
3TY74030AP0 | COIL FOR CONTACTORS: 3TF30 TO 3TF33, 3TF40 TO 3TF43 3TH3, 3TH4 3TB40 TO 3TB44, 3TC44, 3TH8 AC 230/220V 50HZ, 276/264V 60HZ REPLACEMENT FOR 3TY48030AP0 | 17.39 | TEM | 1 | CP | 0.073 | 1
3TY74030AV0 | COIL FOR CONTACTORS: 3TF30 TO 3TF33, 3TF40 TO 3TF43 3TH3, 3TH4 3TB40 TO 3TB44, 3TC44, 3TH8 AC 400/380V 50HZ, 480/460V 60HZ REPLACEMENT FOR 3TY48030AV0 | 17.39 | TEM | 1 | CP | 0.105 | 1
3TY74030AV0 | COIL FOR CONTACTORS: 3TF30 TO 3TF33, 3TF40 TO 3TF43 3TH3, 3TH4 3TB40 TO 3TB44, 3TC44, 3TH8 AC 400/380V 50HZ, 480/460V 60HZ REPLACEMENT FOR 3TY48030AV0 | 17.39 | TEM | 1 | CP | 0.105 | 1
3TY75000A | MAIN CONTACTS FOR 3TF50 | 206.9 | TEM | 1 | CP | 0.212 | 1
3TY75000A | MAIN CONTACTS FOR 3TF50 | 206.9 | TEM | 1 | CP | 0.212 | 1
3TY75030AC2 | COIL FOR CONTACTORS 3TF50/51 AND 3TK50 AC 24V 50/60HZ | 68 | TEM | 1 | CP | 0.335 | 1
3TY75030AC2 | COIL FOR CONTACTORS 3TF50/51 AND 3TK50 AC 24V 50/60HZ | 68 | TEM | 1 | CP | 0.335 | 1
3TY75030AF0 | COIL FOR CONTACTORS 3TF50/51 AND 3TK50 AC 110V 50HZ/AC 132V 60HZ | 68 | TEM | 1 | CP | 0.3 | 1
3TY75030AF0 | COIL FOR CONTACTORS 3TF50/51 AND 3TK50 AC 110V 50HZ/AC 132V 60HZ | 68 | TEM | 1 | CP | 0.3 | 1
3TY75030AG2 | COIL FOR CONTACTORS 3TF50/51 AND 3TK50 AC 110V 50/60HZ | 68 | TEM | 1 | CP | 0.31 | 1
3TY75030AG2 | COIL FOR CONTACTORS 3TF50/51 AND 3TK50 AC 110V 50/60HZ | 68 | TEM | 1 | CP | 0.31 | 1
3TY75030AL2 | COIL FOR CONTACTORS 3TF50/51 AND 3TK50 AC 230V 50/60HZ | 68 | TEM | 1 | CP | 0.304 | 1
3TY75030AL2 | COIL FOR CONTACTORS 3TF50/51 AND 3TK50 AC 230V 50/60HZ | 68 | TEM | 1 | CP | 0.304 | 1
3TY75030AM0 | COIL FOR CONTACTORS 3TF50/51 AND 3TK50 AC 220 V 50 HZ | 68 | TEM | 1 | CP | 0.301 | 1
3TY75030AM0 | COIL FOR CONTACTORS 3TF50/51 AND 3TK50 AC 220 V 50 HZ | 68 | TEM | 1 | CP | 0.301 | 1
3TY75030AN1 | COIL FOR CONTACTORS 3TF50/51 AND 3TK50 AC 220V 60HZ/AC 183V 50HZ | 68 | TEM | 1 | CP | 0.32 | 1
3TY75030AN1 | COIL FOR CONTACTORS 3TF50/51 AND 3TK50 AC 220V 60HZ/AC 183V 50HZ | 68 | TEM | 1 | CP | 0.32 | 1
3TY75030AN2 | COIL FOR CONTACTORS 3TF50/51 AND 3TK50 AC 220V 50/60HZ | 68 | TEM | 1 | CP | 0.297 | 1
3TY75030AN2 | COIL FOR CONTACTORS 3TF50/51 AND 3TK50 AC 220V 50/60HZ | 68 | TEM | 1 | CP | 0.297 | 1
3TY75030AP0 | COIL FOR CONTACTORS 3TF50/51 AND 3TK50 AC 230/220V 50HZ, 276/264V 60HZ | 68 | TEM | 1 | CP | 0.315 | 1
3TY75030AP0 | COIL FOR CONTACTORS 3TF50/51 AND 3TK50 AC 230/220V 50HZ, 276/264V 60HZ | 68 | TEM | 1 | CP | 0.315 | 1
3TY75030AR1 | COIL FOR CONTACTORS 3TF50/51 AND 3TK50 AC 440V 60HZ/AC 367V 50HZ | 68 | TEM | 1 | CP | 0.293 | 1
3TY75030AR1 | COIL FOR CONTACTORS 3TF50/51 AND 3TK50 AC 440V 60HZ/AC 367V 50HZ | 68 | TEM | 1 | CP | 0.293 | 1
3TY75030AR2 | COIL FOR CONTACTORS 3TF50/51 AND 3TK50 AC 440V 50/60HZ | 68 | TEM | 1 | CP | 0.308 | 1
3TY75030AR2 | COIL FOR CONTACTORS 3TF50/51 AND 3TK50 AC 440V 50/60HZ | 68 | TEM | 1 | CP | 0.308 | 1
3TY75030AV0 | COIL FOR CONTACTORS 3TF50/51 AND 3TK50 AC 400/380V 50HZ, 480/460V 60HZ | 68 | TEM | 1 | CP | 0.313 | 1
3TY75030AV0 | COIL FOR CONTACTORS 3TF50/51 AND 3TK50 AC 400/380V 50HZ, 480/460V 60HZ | 68 | TEM | 1 | CP | 0.313 | 1
3TY75030DB4 | COIL FOR CONTACTORS 3TF50/51 AND 3TK50 DC ECONOMY CIRCUIT DC 24V | 118.82 | TEM | 1 | CP | 0.279 | 1
3TY75030DB4 | COIL FOR CONTACTORS 3TF50/51 AND 3TK50 DC ECONOMY CIRCUIT DC 24V | 118.82 | TEM | 1 | CP | 0.279 | 1
3TY75100A | MAIN CONTACTS FOR 3TF51 | 273.55 | TEM | 1 | CP | 0.221 | 1
3TY75100A | MAIN CONTACTS FOR 3TF51 | 273.55 | TEM | 1 | CP | 0.221 | 1
3TY75200A | MAIN CONTACTS FOR 3TF52 | 300.9 | TEM | 1 | CP | 0.304 | 1
3TY75200A | MAIN CONTACTS FOR 3TF52 | 300.9 | TEM | 1 | CP | 0.304 | 1
3TY75200B | MAIN CONTACTS FOR 3TK52 | 300.9 | TEM | 1 | CP | 0.311 | 1
3TY75200B | MAIN CONTACTS FOR 3TK52 | 300.9 | TEM | 1 | CP | 0.311 | 1
3TY75230AC2 | MAGNET COIL FOR CONTACTORS 3TF52/53 AND 3TK52 24 V AC 50/60 HZ | 77 | TEM | 1 | CP | 0.43 | 1
3TY75230AC2 | MAGNET COIL FOR CONTACTORS 3TF52/53 AND 3TK52 24 V AC 50/60 HZ | 76.4 | TEM | 1 | CP | 0.43 | 1
3TY75230AC2 | MAGNET COIL FOR CONTACTORS 3TF52/53 AND 3TK52 24 V AC 50/60 HZ | 77 | TEM | 1 | CP | 0.43 | 1
3TY75230AF0 | COIL FOR CONTACTORS 3TF52/53 AND 3TK52 AC 110V 50HZ/AC 132V 60HZ | 72.3 | TEM | 1 | CP | 0.423 | 1
3TY75230AF0 | COIL FOR CONTACTORS 3TF52/53 AND 3TK52 AC 110V 50HZ/AC 132V 60HZ | 72.3 | TEM | 1 | CP | 0.423 | 1
3TY75230AG2 | COIL FOR CONTACTORS 3TF52/53 AND 3TK52 AC 110V 50/60HZ | 72.3 | TEM | 1 | CP | 0.39 | 1
3TY75230AG2 | COIL FOR CONTACTORS 3TF52/53 AND 3TK52 AC 110V 50/60HZ | 72.3 | TEM | 1 | CP | 0.39 | 1
3TY75230AL2 | COIL FOR CONTACTORS 3TF52/53 AND 3TK52 AC 230V 50/60HZ | 72.3 | TEM | 1 | CP | 0.41 | 1
3TY75230AL2 | COIL FOR CONTACTORS 3TF52/53 AND 3TK52 AC 230V 50/60HZ | 72.3 | TEM | 1 | CP | 0.41 | 1
3TY75230AN1 | COIL FOR CONTACTORS 3TF52/53 AND 3TK52 AC 220V 60HZ/AC 183V 50HZ | 72.3 | TEM | 1 | CP | 0.403 | 1
3TY75230AN1 | COIL FOR CONTACTORS 3TF52/53 AND 3TK52 AC 220V 60HZ/AC 183V 50HZ | 72.3 | TEM | 1 | CP | 0.403 | 1
3TY75230AP0 | COIL FOR CONTACTORS 3TF52/53 AND 3TK52 AC 230/220V 50HZ, 276/264V 60HZ | 72.3 | TEM | 1 | CP | 0.419 | 1
3TY75230AP0 | COIL FOR CONTACTORS 3TF52/53 AND 3TK52 AC 230/220V 50HZ, 276/264V 60HZ | 72.3 | TEM | 1 | CP | 0.419 | 1
3TY75300A | MAIN CONTACTS FOR 3TF53 | 417.7 | TEM | 1 | CP | 0.356 | 1
3TY75300A | MAIN CONTACTS FOR 3TF53 | 417.7 | TEM | 1 | CP | 0.356 | 1
3TY75400A | MAIN CONTACTS FOR 3TF54 | 497.9 | TEM | 1 | CP | 0.496 | 1
3TY75400A | MAIN CONTACTS FOR 3TF54 | 497.9 | TEM | 1 | CP | 0.496 | 1
3TY75430AF0 | COIL FOR CONTACTORS 3TF54/55 AND 3TK54 AC 110V 50HZ/AC 132V 60HZ | 100 | TEM | 1 | CP | 0.528 | 1
3TY75430AF0 | COIL FOR CONTACTORS 3TF54/55 AND 3TK54 AC 110V 50HZ/AC 132V 60HZ | 100 | TEM | 1 | CP | 0.528 | 1
3TY75430AG2 | COIL FOR CONTACTORS 3TF54/55 AND 3TK54 AC 110V 50/60HZ | 100 | TEM | 1 | CP | 0.55 | 1
3TY75430AG2 | COIL FOR CONTACTORS 3TF54/55 AND 3TK54 AC 110V 50/60HZ | 100 | TEM | 1 | CP | 0.55 | 1
3TY75430AP0 | COIL FOR CONTACTORS 3TF54/55 AND 3TK54 AC 230/220V 50HZ, 276/264V 60HZ | 100 | TEM | 1 | CP | 0.537 | 1
3TY75430AP0 | COIL FOR CONTACTORS 3TF54/55 AND 3TK54 AC 230/220V 50HZ, 276/264V 60HZ | 100 | TEM | 1 | CP | 0.537 | 1
3TY75430AP6 | COIL FOR CONTACTORS 3TF54/55 AND 3TK54 AC 240V 60HZ/AC 220V 50HZ | 100 | TEM | 1 | CP | 0.545 | 1
3TY75430AP6 | COIL FOR CONTACTORS 3TF54/55 AND 3TK54 AC 240V 60HZ/AC 220V 50HZ | 100 | TEM | 1 | CP | 0.545 | 1
3TY75430AR2 | COIL FOR CONTACTORS 3TF54/55 AND 3TK54 AC 440V 50/60HZ | 100 | TEM | 1 | CP | 0.509 | 1
3TY75430AR2 | COIL FOR CONTACTORS 3TF54/55 AND 3TK54 AC 440V 50/60HZ | 100 | TEM | 1 | CP | 0.509 | 1
3TY75500A | MAIN CONTACTS FOR 3TF55 | 615.7 | TEM | 1 | CP | 0.56 | 1
3TY75500A | MAIN CONTACTS FOR 3TF55 | 615.7 | TEM | 1 | CP | 0.56 | 1
3TY75600A | MAIN CONTACTS FOR 3TF56 | 694.8 | TEM | 1 | CP | 0.748 | 1
3TY75600A | MAIN CONTACTS FOR 3TF56 | 694.8 | TEM | 1 | CP | 0.748 | 1
3TY75611AA00 | AUXILIARY CONTACT BLOCK AUX. CONTACT BLOCK LEFT 1NO1NC | 17.4 | TEM | 1 | CP | 0.05 | 1
3TY75611AA00 | AUXILIARY CONTACT BLOCK AUX. CONTACT BLOCK LEFT 1NO1NC | 17.4 | TEM | 1 | CP | 0.05 | 1
3TY75611KA00 | 2ND AUXILIARY CONTACT BLOCK FOR SIZE 3 TO 12 | 17.4 | TEM | 1 | CP | 0.052 | 1
3TY75611KA00 | 2ND AUXILIARY CONTACT BLOCK FOR SIZE 3 TO 12 | 17.4 | TEM | 1 | CP | 0.052 | 1
3TY75611UA00 | AUX.SWITCHBLOCK ELECTRONICS COMPATIBLE, FOR 3TF44-69, 3TK4/5, 3TC4/5 FOR LEFT/RIGHT CONNECTION (REPLACES 3TY7561-1U/-1V) | 39.1 | TEM | 1 | CP | 0.058 | 1
3TY75611UA00 | AUX.SWITCHBLOCK ELECTRONICS COMPATIBLE, FOR 3TF44-69, 3TK4/5, 3TC4/5 FOR LEFT/RIGHT CONNECTION (REPLACES 3TY7561-1U/-1V) | 39.1 | TEM | 1 | CP | 0.058 | 1
3TY75612A | AUXILARY CONTACT BLOCK WITH TAB CONNECTOR | 24.3 | TEM | 1 | CP | 0.073 | 1
3TY75612A | AUXILARY CONTACT BLOCK WITH TAB CONNECTOR | 24.3 | TEM | 1 | CP | 0.073 | 1
3TY75612B | AUXILIARY CONTACT BLOCK WITH TAB CONNECTOR | 24.3 | TEM | 1 | CP | 0.049 | 1
3TY75612B | AUXILIARY CONTACT BLOCK WITH TAB CONNECTOR | 24.3 | TEM | 1 | CP | 0.049 | 1
3TY75630AF0 | COIL FOR CONTACTORS 3TF56 AND 3TK56 AC 110V 50HZ/AC 132V 60HZ | 124.7 | TEM | 1 | CP | 0.899 | 1
3TY75630AF0 | COIL FOR CONTACTORS 3TF56 AND 3TK56 AC 110V 50HZ/AC 132V 60HZ | 124.7 | TEM | 1 | CP | 0.899 | 1
3TY75630AG1 | COIL FOR CONTACTORS 3TF56 AND 3TK56 AC 110V 60HZ/AC 92V 50HZ | 124.7 | TEM | 1 | CP | 0.83 | 1
3TY75630AG1 | COIL FOR CONTACTORS 3TF56 AND 3TK56 AC 110V 60HZ/AC 92V 50HZ | 124.7 | TEM | 1 | CP | 0.83 | 1
3TY75630AG2 | COIL FOR CONTACTORS 3TF56 AND 3TK56 AC 110V 50/60HZ | 124.7 | TEM | 1 | CP | 0.851 | 1
3TY75630AG2 | COIL FOR CONTACTORS 3TF56 AND 3TK56 AC 110V 50/60HZ | 124.7 | TEM | 1 | CP | 0.851 | 1
3TY75630AM0 | SOLENOID COIL FOR CONTACTORS 3TF56 AND 3TK56 | 124.7 | TEM | 1 | CP | 0.822 | 1
3TY75630AM0 | SOLENOID COIL FOR CONTACTORS 3TF56 AND 3TK56 | 124.7 | TEM | 1 | CP | 0.822 | 1
3TY75630AP0 | COIL FOR CONTACTORS 3TF56 AND 3TK56 AC 230/220V 50HZ, 276/264V 60HZ | 124.7 | TEM | 1 | CP | 0.895 | 1
3TY75630AP0 | COIL FOR CONTACTORS 3TF56 AND 3TK56 AC 230/220V 50HZ, 276/264V 60HZ | 124.7 | TEM | 1 | CP | 0.895 | 1
3TY75630AR1 | COIL FOR CONTACTORS 3TF56 AND 3TK56 AC 440V 60HZ/AC 367V 50HZ | 124.7 | TEM | 1 | CP | 0.838 | 1
3TY75630AR1 | COIL FOR CONTACTORS 3TF56 AND 3TK56 AC 440V 60HZ/AC 367V 50HZ | 124.7 | TEM | 1 | CP | 0.838 | 1
3TY75630AR2 | COIL FOR CONTACTORS 3TF56 AND 3TK56 AC 440V 50/60HZ | 124.7 | TEM | 1 | CP | 0.85 | 1
3TY75630AR2 | COIL FOR CONTACTORS 3TF56 AND 3TK56 AC 440V 50/60HZ | 124.7 | TEM | 1 | CP | 0.85 | 1
3TY75630AV0 | COIL FOR CONTACTORS 3TF56 AND 3TK56 AC 400/380V 50HZ, 480/460V 60HZ | 124.7 | TEM | 1 | CP | 0.846 | 1
3TY75630AV0 | COIL FOR CONTACTORS 3TF56 AND 3TK56 AC 400/380V 50HZ, 480/460V 60HZ | 124.7 | TEM | 1 | CP | 0.846 | 1
3TY75700A | MAIN CONTACT FOR 3TF57 | 824.5 | TEM | 1 | CP | 0.88 | 1
3TY75700A | MAIN CONTACT FOR 3TF57 | 824.5 | TEM | 1 | CP | 0.88 | 1
3TY75730CF7 | COIL FOR 3TF57 CONTACTORS AC 110 TO 132V 50/60HZ | 446.4 | TEM | 1 | CP | 1.38 | 1
3TY75730CF7 | COIL FOR 3TF57 CONTACTORS AC 110 TO 132V 50/60HZ | 446.4 | TEM | 1 | CP | 1.38 | 1
3TY75730CM7 | COIL FOR 3TF57 CONTACTORS AC 200 TO 240V 50/60HZ | 446.4 | TEM | 1 | CP | 1.361 | 1
3TY75730CM7 | COIL FOR 3TF57 CONTACTORS AC 200 TO 240V 50/60HZ | 446.4 | TEM | 1 | CP | 1.361 | 1
3TY75730CQ7 | COIL FOR 3TF57 CONTACTORS AC 380 TO 460V 50/60HZ | 446.4 | TEM | 1 | CP | 1.328 | 1
3TY75730CQ7 | COIL FOR 3TF57 CONTACTORS AC 380 TO 460V 50/60HZ | 446.4 | TEM | 1 | CP | 1.328 | 1
3TY76800B | VACUUM INTERRUPTERS FOR 3TF68..-.C...3TF68..-.D.. 3TF68..-.Q.. CONSISTS OF 3 INTERRUPTERS WITH MOUNTING PARTS | 2811 | TEM | 1 | CP | 3.488 | 1
3TY76800B | VACUUM INTERRUPTERS FOR 3TF68..-.C...3TF68..-.D.. 3TF68..-.Q.. CONSISTS OF 3 INTERRUPTERS WITH MOUNTING PARTS | 2811 | TEM | 1 | CP | 3.488 | 1
3TY76830CF7 | SOLENOID COIL WITH SWITCH-ON ELECTRONICS FOR CONTACTOR 3TF6844-.C.., 110...132V AC 50/60HZ | 430.6 | TEM | 1 | CP | 1.374 | 1
3TY76830CF7 | SOLENOID COIL WITH SWITCH-ON ELECTRONICS FOR CONTACTOR 3TF6844-.C.., 110...132V AC 50/60HZ | 430.6 | TEM | 1 | CP | 1.374 | 1
3TY76830CM7 | SOLENOID COIL WITH SWITCH-ON ELECTRONICS FOR CONTACTOR 3TF6844-.C.., 200...240 V AC 50/60HZ | 430.6 | TEM | 1 | CP | 1.354 | 1
3TY76830CM7 | SOLENOID COIL WITH SWITCH-ON ELECTRONICS FOR CONTACTOR 3TF6844-.C.., 200...240 V AC 50/60HZ | 430.6 | TEM | 1 | CP | 1.354 | 1
3TY76830CP7 | SOLENOID COIL WITH SWITCH-ON ELECTRONICS FOR CONTACTOR 3TF6844-.C.., 230...276 V AC 50/60HZ | 430.6 | TEM | 1 | CP | 1.392 | 1
3TY76830CP7 | SOLENOID COIL WITH SWITCH-ON ELECTRONICS FOR CONTACTOR 3TF6844-.C.., 230...276 V AC 50/60HZ | 430.6 | TEM | 1 | CP | 1.392 | 1
3TY76830CQ7 | SOLENOID COIL WITH SWITCH-ON ELECTRONICS FOR CONTACTOR 3TF6844-.C.., 380...460 V AC 50/60HZ | 430.6 | TEM | 1 | CP | 1.374 | 1
3TY76830CQ7 | SOLENOID COIL WITH SWITCH-ON ELECTRONICS FOR CONTACTOR 3TF6844-.C.., 380...460 V AC 50/60HZ | 430.6 | TEM | 1 | CP | 1.374 | 1
3TY76900B | VACUUM INTERRUPTER FOR 3TF69 CONTACTOR CONSISTS OF 3 INTERRUPTERS | 2910 | TEM | 1 | CP | 3.667 | 1
3TY76900B | VACUUM INTERRUPTER FOR 3TF69 CONTACTOR CONSISTS OF 3 INTERRUPTERS | 2910 | TEM | 1 | CP | 3.667 | 1
3TY76930CF7 | COIL FOR 3TF69 CONTACTORS AC 110 TO 132V 50/60HZ | 759.2 | TEM | 1 | CP | 1.826 | 1
3TY76930CF7 | COIL FOR 3TF69 CONTACTORS AC 110 TO 132V 50/60HZ | 759.2 | TEM | 1 | CP | 1.826 | 1
3TY76930CM7 | COIL FOR 3TF69 CONTACTORS AC 200 TO 240V 50/60HZ | 759.2 | TEM | 1 | CP | 1.785 | 1
3TY76930CM7 | COIL FOR 3TF69 CONTACTORS AC 200 TO 240V 50/60HZ | 759.2 | TEM | 1 | CP | 1.785 | 1
3TY76930CQ7 | COIL FOR 3TF69 CONTACTORS AC 380 TO 460V 50/60HZ | 759.2 | TEM | 1 | CP | 1.719 | 1
3TY76930CQ7 | COIL FOR 3TF69 CONTACTORS AC 380 TO 460V 50/60HZ | 759.2 | TEM | 1 | CP | 1.719 | 1
3UF18563DA00 | CURRENT TRANSFORMER, 3-PHASE FOR MOUNTING ONTO CONTACTOR AND INSTALLING AS A SINGLE UNIT 400A / 1A, 0.1VA | 537.1 | TEM | 1 | CP | 3.854 | 1
3UF18563DA00 | CURRENT TRANSFORMER, 3-PHASE FOR MOUNTING ONTO CONTACTOR AND INSTALLING AS A SINGLE UNIT 400A / 1A, 0.1VA | 537.1 | TEM | 1 | CP | 3.854 | 1
3UF19001KA00 | BUS TERMINATION MODULE FOR SINEC L2-RS 485 AND PROFIBUS RS 485 FOR BUS TERMINATION AFTER THE LAST DEVICE OF THE BUS LINE AC 24V, AC 110/115/120V, AC 220/230/240V,AC 380/400/415V | 132.7 | TEM | 1 | CP | 0.275 | 1
3UF19001KA00 | BUS TERMINATION MODULE FOR SINEC L2-RS 485 AND PROFIBUS RS 485 FOR BUS TERMINATION AFTER THE LAST DEVICE OF THE BUS LINE AC 24V, AC 110/115/120V, AC 220/230/240V,AC 380/400/415V | 132.7 | TEM | 1 | CP | 0.275 | 1
3UF57110AA000 | WIN-SIMOCODE-DP/SMART PARAMETERIZATION AND SERVICE SOFTWARE FOR SIMOCODE-DP (3UF5) INTERFACE: RS232, RUNNABLE ON PU/PC WITH MS WINDOWS XP PROF MS WINDOWS 7 32/64 BIT PROF/ ULTIMATE/ENTERPRISE DELIVERY: CD, SINGLE-LICENSE | 812.5 | TEM | 1 | CP | 0.22 | 1
3UF57110AA000 | WIN-SIMOCODE-DP/SMART PARAMETERIZATION AND SERVICE SOFTWARE FOR SIMOCODE-DP (3UF5) INTERFACE: RS232, RUNNABLE ON PU/PC WITH MS WINDOWS XP PROF MS WINDOWS 7 32/64 BIT PROF/ ULTIMATE/ENTERPRISE DELIVERY: CD, SINGLE-LICENSE | 812.5 | TEM | 1 | CP | 0.22 | 1
3UF57200AA100 | PCS7 FUNCTION BLOCK SIMOCODE-DP, V6.0 FUNCTION BLOCK AND FACEPLATE TO MOUNT SIMOCODE-DP IN PROCESS CONTROL SYSTEM PCS7, FOR DIE PCS7-VERSION V6.0 SUPPLY FORM: ON CD,IND. LICENSE | 2035.1 | TEM | 1 | CP | 0.212 | 1
3UF57200AA100 | PCS7 FUNCTION BLOCK SIMOCODE-DP, V6.0 FUNCTION BLOCK AND FACEPLATE TO MOUNT SIMOCODE-DP IN PROCESS CONTROL SYSTEM PCS7, FOR DIE PCS7-VERSION V6.0 SUPPLY FORM: ON CD,IND. LICENSE | 2035.1 | TEM | 1 | CP | 0.212 | 1
3UF70001AB000 | BASIC UNIT 1 SIMOCODE PRO C; PROFIBUS DP-INTERFACE 12 MBIT/S, RS485; 4I/3O FREELY PARAMETERIZABLE; US: DC 24V; THERMISTOR MOTOR PROTECTION; OUTPUTS MONOSTABLE | 520.3 | TEM | 1 | CP | 0.29 | 1
3UF70001AB000 | BASIC UNIT 1 SIMOCODE PRO C; PROFIBUS DP-INTERFACE 12 MBIT/S, RS485; 4I/3O FREELY PARAMETERIZABLE; US: DC 24V; THERMISTOR MOTOR PROTECTION; OUTPUTS MONOSTABLE | 520.3 | TEM | 1 | CP | 0.29 | 1
3UF70001AU000 | BASIC UNIT 1 SIMOCODE PRO C; PROFIBUS DP-INTERFACE 12 MBIT/S, RS485; 4I/3O FREELY PARAMETERIZABLE; US: AC/DC 110-240V; THERMISTOR MOTOR PROTECTION; OUTPUTS MONOSTABLE | 428.4 | TEM | 1 | CP | 0.324 | 1
3UF70001AU000 | BASIC UNIT 1 SIMOCODE PRO C; PROFIBUS DP-INTERFACE 12 MBIT/S, RS485; 4I/3O FREELY PARAMETERIZABLE; US: AC/DC 110-240V; THERMISTOR MOTOR PROTECTION; OUTPUTS MONOSTABLE | 428.4 | TEM | 1 | CP | 0.324 | 1
3UF70101AB000 | BASIC UNIT SIMOCODE pro V PB PRO V; PROFIBUS DP INTERFACE 12 MBIT/S, RS485; 4I/3O FREELY PARAMETERIZABLE; US: DC 24V; THERMISTOR MOTOR PROTECTION; RELAY OUTPUTS MONOSTABLE; EXPANDABLE BY EXPANSION MODULES | 668.7 | TEM | 1 | CP | 0.334 | 1
3UF70101AB000 | BASIC UNIT SIMOCODE pro V PB PRO V; PROFIBUS DP INTERFACE 12 MBIT/S, RS485; 4I/3O FREELY PARAMETERIZABLE; US: DC 24V; THERMISTOR MOTOR PROTECTION; RELAY OUTPUTS MONOSTABLE; EXPANDABLE BY EXPANSION MODULES | 668.7 | TEM | 1 | CP | 0.334 | 1
3UF70101AU000 | BASIC UNIT SIMOCODE pro V PB PRO V; PROFIBUS DP INTERFACE 12 MBIT/S, RS485; 4I/3O FREELY PARAMETERIZABLE; US: AC/DC 110-240V; INPUT F. THERMISTOR MOTOR PROTECTION; RELAY OUTPUTS MONOSTABLE; EXPANDABLE BY EXPANSION MODULES | 590.6 | TEM | 1 | CP | 0.35 | 1
3UF70101AU000 | BASIC UNIT SIMOCODE pro V PB PRO V; PROFIBUS DP INTERFACE 12 MBIT/S, RS485; 4I/3O FREELY PARAMETERIZABLE; US: AC/DC 110-240V; INPUT F. THERMISTOR MOTOR PROTECTION; RELAY OUTPUTS MONOSTABLE; EXPANDABLE BY EXPANSION MODULES | 590.6 | TEM | 1 | CP | 0.35 | 1
3UF70101AU000 | BASIC UNIT SIMOCODE pro V PB PRO V; PROFIBUS DP INTERFACE 12 MBIT/S, RS485; 4I/3O FREELY PARAMETERIZABLE; US: AC/DC 110-240V; INPUT F. THERMISTOR MOTOR PROTECTION; RELAY OUTPUTS MONOSTABLE; EXPANDABLE BY EXPANSION MODULES | 590.6 | TEM | 1 | CP | 0.35 | 1
3UF70111AU000 | BASIC UNIT 3 SIMOCODE PRO PN; ETHERNET / PROFINET IO; OPC UA SERVER; PN SYSTEM REDUNDANCY; WEB SERVER; TRANSMISSION RATE 100MBIT/S; 2 X BUS CONNECTION VIA RJ45 4E/3A FREELY PARAMETERIZABLE; US: AC/DC 110-240V; INPUT F. THERMISTOR CONNECTION; MONOSTABLE RELAY OUTPUTS; EXPANDABLE WITH EXPANSION MODULE | 647.3 | TEM | 1 | CP | 0.342 | 1
3UF70111AU000 | BASIC UNIT 3 SIMOCODE PRO PN; ETHERNET / PROFINET IO; OPC UA SERVER; PN SYSTEM REDUNDANCY; WEB SERVER; TRANSMISSION RATE 100MBIT/S; 2 X BUS CONNECTION VIA RJ45 4E/3A FREELY PARAMETERIZABLE; US: AC/DC 110-240V; INPUT F. THERMISTOR CONNECTION; MONOSTABLE RELAY OUTPUTS; EXPANDABLE WITH EXPANSION MODULE | 647.3 | TEM | 1 | CP | 0.342 | 1
3UF70201AU010 | BASIC UNIT SIMOCODE PRO S PROFIBUS DP INTERFACE 1,5 MBIT/S, 4I/2O FREELY PARAMETERIZABLE; US: AC/DC 110-240V; INPUT F. THERMISTOR MOTOR PROTECTION; RELAY OUTPUTS MONOSTABLE; EXPANDABLE BY ONE EXPANSION MODULE | 347.3 | TEM | 1 | CP | 0.257 | 1
3UF70201AU010 | BASIC UNIT SIMOCODE PRO S PROFIBUS DP INTERFACE 1,5 MBIT/S, 4I/2O FREELY PARAMETERIZABLE; US: AC/DC 110-240V; INPUT F. THERMISTOR MOTOR PROTECTION; RELAY OUTPUTS MONOSTABLE; EXPANDABLE BY ONE EXPANSION MODULE | 347.3 | TEM | 1 | CP | 0.257 | 1
3UF71001AA000 | CURRENT MEASURING MODULE; SET CURRENT 0,3...3A; OVERALL WIDTH 45MM; STRAIGHT-THROUGH CT | 123.2 | TEM | 1 | CP | 0.105 | 1
3UF71001AA000 | CURRENT MEASURING MODULE; SET CURRENT 0,3...3A; OVERALL WIDTH 45MM; STRAIGHT-THROUGH CT | 123.2 | TEM | 1 | CP | 0.105 | 1
3UF71001AA000 | CURRENT MEASURING MODULE; SET CURRENT 0,3...3A; OVERALL WIDTH 45MM; STRAIGHT-THROUGH CT | 123.2 | TEM | 1 | CP | 0.105 | 1
3UF71011AA000 | CURRENT MEASURING MODULE; SET CURRENT 2,4...25A; OVERALL WIDTH 45MM; STRAIGHT-THROUGH CT | 129.6 | TEM | 1 | CP | 0.135 | 1
3UF71011AA000 | CURRENT MEASURING MODULE; SET CURRENT 2,4...25A; OVERALL WIDTH 45MM; STRAIGHT-THROUGH CT | 129.6 | TEM | 1 | CP | 0.135 | 1
3UF71011AA000 | CURRENT MEASURING MODULE; SET CURRENT 2,4...25A; OVERALL WIDTH 45MM; STRAIGHT-THROUGH CT | 129.6 | TEM | 1 | CP | 0.135 | 1
3UF71021AA000 | CURRENT MEASURING MODULE; SET CURRENT 10...100A; OVERALL WIDTH 55MM; STRAIGHT-THROUGH CT | 142.2 | TEM | 1 | CP | 0.303 | 1
3UF71021AA000 | CURRENT MEASURING MODULE; SET CURRENT 10...100A; OVERALL WIDTH 55MM; STRAIGHT-THROUGH CT | 142.2 | TEM | 1 | CP | 0.303 | 1
3UF71021AA000 | CURRENT MEASURING MODULE; SET CURRENT 10...100A; OVERALL WIDTH 55MM; STRAIGHT-THROUGH CT | 142.2 | TEM | 1 | CP | 0.303 | 1
3UF71031AA000 | CURRENT MEASURING MODULE; SET CURRENT 20...200A; OVERALL WIDTH 120MM; STRAIGHT-THROUGH CT | 275.4 | TEM | 1 | CP | 0.655 | 1
3UF71031AA000 | CURRENT MEASURING MODULE; SET CURRENT 20...200A; OVERALL WIDTH 120MM; STRAIGHT-THROUGH CT | 275.4 | TEM | 1 | CP | 0.655 | 1
3UF71031BA000 | CURRENT MEASURING MODULE; SET CURRENT 20...200A; OVERALL WIDTH 120MM; BUS BAR CONNECTION | 275.4 | TEM | 1 | CP | 0.965 | 1
3UF71031BA000 | CURRENT MEASURING MODULE; SET CURRENT 20...200A; OVERALL WIDTH 120MM; BUS BAR CONNECTION | 275.4 | TEM | 1 | CP | 0.965 | 1
3UF71041BA000 | CURRENT MEASURING MODULE; SET CURRENT 63...630A; OVERALL WIDTH 145MM; BUS BAR CONNECTION | 316.7 | TEM | 1 | CP | 1.795 | 1
3UF71041BA000 | CURRENT MEASURING MODULE; SET CURRENT 63...630A; OVERALL WIDTH 145MM; BUS BAR CONNECTION | 316.7 | TEM | 1 | CP | 1.795 | 1
3UF71101AA000 | CURRENT/VOLTAGE MEASUR. MODULE; SET CURRENT 0,3...3A; VOLTAGE DETECTION UP TO 690V; OVERALL WIDTH 45MM; STRAIGHT-THROUGH CT | 250.9 | TEM | 1 | CP | 0.172 | 1
3UF71101AA000 | CURRENT/VOLTAGE MEASUR. MODULE; SET CURRENT 0,3...3A; VOLTAGE DETECTION UP TO 690V; OVERALL WIDTH 45MM; STRAIGHT-THROUGH CT | 250.9 | TEM | 1 | CP | 0.172 | 1
3UF71111AA000 | CURRENT/VOLTAGE MEASUR. MODULE; SET CURRENT 2,4...25A; VOLTAGE DETECTION UP TO 690V; OVERALL WIDTH 45MM; STRAIGHT-THROUGH CT | 255.5 | TEM | 1 | CP | 0.213 | 1
3UF71111AA000 | CURRENT/VOLTAGE MEASUR. MODULE; SET CURRENT 2,4...25A; VOLTAGE DETECTION UP TO 690V; OVERALL WIDTH 45MM; STRAIGHT-THROUGH CT | 255.5 | TEM | 1 | CP | 0.213 | 1
3UF71121AA000 | CURRENT/VOLTAGE MEASUR. MODULE; SET CURRENT 10...100A; VOLTAGE DETECTION UP TO 690V; OVERALL WIDTH 55MM; STRAIGHT-THROUGH CT | 260.1 | TEM | 1 | CP | 0.37 | 1
3UF71121AA000 | CURRENT/VOLTAGE MEASUR. MODULE; SET CURRENT 10...100A; VOLTAGE DETECTION UP TO 690V; OVERALL WIDTH 55MM; STRAIGHT-THROUGH CT | 260.1 | TEM | 1 | CP | 0.37 | 1
3UF71121AA000 | CURRENT/VOLTAGE MEASUR. MODULE; SET CURRENT 10...100A; VOLTAGE DETECTION UP TO 690V; OVERALL WIDTH 55MM; STRAIGHT-THROUGH CT | 260.1 | TEM | 1 | CP | 0.37 | 1
3UF71131AA000 | CURRENT/VOLTAGE MEASUR. MODULE; SET CURRENT 20...200A; VOLTAGE DETECTION UP TO 690V; OVERALL WIDTH 120MM; STRAIGHT-THROUGH CT | 396.3 | TEM | 1 | CP | 0.693 | 1
3UF71131AA000 | CURRENT/VOLTAGE MEASUR. MODULE; SET CURRENT 20...200A; VOLTAGE DETECTION UP TO 690V; OVERALL WIDTH 120MM; STRAIGHT-THROUGH CT | 396.3 | TEM | 1 | CP | 0.693 | 1
3UF71131BA000 | CURRENT/VOLTAGE MEASUR. MODULE; SET CURRENT 20...200A; VOLTAGE DETECTION UP TO 690V; OVERALL WIDTH 120MM; BUS BAR CONNECTION | 396.3 | TEM | 1 | CP | 1.04 | 1
3UF71131BA000 | CURRENT/VOLTAGE MEASUR. MODULE; SET CURRENT 20...200A; VOLTAGE DETECTION UP TO 690V; OVERALL WIDTH 120MM; BUS BAR CONNECTION | 396.3 | TEM | 1 | CP | 1.04 | 1
3UF71131BA000 | CURRENT/VOLTAGE MEASUR. MODULE; SET CURRENT 20...200A; VOLTAGE DETECTION UP TO 690V; OVERALL WIDTH 120MM; BUS BAR CONNECTION | 396.3 | TEM | 1 | CP | 1.04 | 1
3UF71141BA000 | CURRENT/VOLTAGE MEASUR. MODULE; SET CURRENT 63...630A; VOLTAGE DETECTION UP TO 690V; OVERALL WIDTH 145MM; BUS BAR CONNECTION | 439.2 | TEM | 1 | CP | 1.853 | 1
3UF71141BA000 | CURRENT/VOLTAGE MEASUR. MODULE; SET CURRENT 63...630A; VOLTAGE DETECTION UP TO 690V; OVERALL WIDTH 145MM; BUS BAR CONNECTION | 439.2 | TEM | 1 | CP | 1.853 | 1
3UF71141BA000 | CURRENT/VOLTAGE MEASUR. MODULE; SET CURRENT 63...630A; VOLTAGE DETECTION UP TO 690V; OVERALL WIDTH 145MM; BUS BAR CONNECTION | 439.2 | TEM | 1 | CP | 1.853 | 1
3UF71501AA000 | DECOUPLING MODULE; F. CONNECTING IN SERIES BEFORE CURRENT/VOLTAGE MEASURING MODULE AT THE SYSTEM INTERFACE WHEN USING NON-GROUNDED NETWORKS | 185.2 | TEM | 1 | CP | 0.134 | 1
3UF71501AA000 | DECOUPLING MODULE; F. CONNECTING IN SERIES BEFORE CURRENT/VOLTAGE MEASURING MODULE AT THE SYSTEM INTERFACE WHEN USING NON-GROUNDED NETWORKS | 185.2 | TEM | 1 | CP | 0.134 | 1
3UF72001AA000 | OPERATOR PANEL; INSTALLATION INTO CONTROL CABINET DOOR OR FRONT PLATE; CAN BE PLUGGED ONTO THE BASIC UNIT OR EXPANSION MODULE; 10 LEDS FOR STATUS DISPLAY AND 5 USER-ASSIGNABLE KEYS FOR MANUAL CONTROL | 246.4 | TEM | 1 | CP | 0.091 | 1
3UF72001AA000 | OPERATOR PANEL; INSTALLATION INTO CONTROL CABINET DOOR OR FRONT PLATE; CAN BE PLUGGED ONTO THE BASIC UNIT OR EXPANSION MODULE; 10 LEDS FOR STATUS DISPLAY AND 5 USER-ASSIGNABLE KEYS FOR MANUAL CONTROL | 246.4 | TEM | 1 | CP | 0.091 | 1
3UF72101AA000 | OPERATOR PANEL WITH DISPLAY; FOR SIMOCODE PRO V; INSTALLED IN CONTROL CABINET DOOR OR FRONT PLATE; CAN BE PLUGGED ONTO BASIC UNIT 2 OR EXPANSION MODULE; 7 LEDS FOR STATUS DISPLAY AND 4 USER-ASSIGNABLE KEYS FOR MANUAL CONTROL | 405.5 | TEM | 1 | CP | 0.107 | 1
3UF72101AA000 | OPERATOR PANEL WITH DISPLAY; FOR SIMOCODE PRO V; INSTALLED IN CONTROL CABINET DOOR OR FRONT PLATE; CAN BE PLUGGED ONTO BASIC UNIT 2 OR EXPANSION MODULE; 7 LEDS FOR STATUS DISPLAY AND 4 USER-ASSIGNABLE KEYS FOR MANUAL CONTROL | 405.5 | TEM | 1 | CP | 0.107 | 1
3UF73001AB000 | DIGITAL MODULE; 4 INPUTS AND 2 RELAY OUTPUTS; INPUT VOLTAGE DC 24V; MONOSTABLE RELAY OUTPUTS; MAXIMUM 2 DIGITAL MODULES PER BASIC UNIT 2 | 188.2 | TEM | 1 | CP | 0.155 | 1
3UF73001AB000 | DIGITAL MODULE; 4 INPUTS AND 2 RELAY OUTPUTS; INPUT VOLTAGE DC 24V; MONOSTABLE RELAY OUTPUTS; MAXIMUM 2 DIGITAL MODULES PER BASIC UNIT 2 | 188.2 | TEM | 1 | CP | 0.155 | 1
3UF73001AU000 | DIGITAL MODULE; 4 INPUTS AND 2 RELAY OUTPUTS; INPUT VOLTAGE AC/DC 110-240V MONOSTABLE RELAY OUTPUTS; MAXIMUM 2 DIGITAL MODULES PER BASIC UNIT 2 | 188.2 | TEM | 1 | CP | 0.154 | 1
3UF73001AU000 | DIGITAL MODULE; 4 INPUTS AND 2 RELAY OUTPUTS; INPUT VOLTAGE AC/DC 110-240V MONOSTABLE RELAY OUTPUTS; MAXIMUM 2 DIGITAL MODULES PER BASIC UNIT 2 | 188.2 | TEM | 1 | CP | 0.154 | 1
3UF73001AU000 | DIGITAL MODULE; 4 INPUTS AND 2 RELAY OUTPUTS; INPUT VOLTAGE AC/DC 110-240V MONOSTABLE RELAY OUTPUTS; MAXIMUM 2 DIGITAL MODULES PER BASIC UNIT 2 | 188.2 | TEM | 1 | CP | 0.154 | 1
3UF73101AB000 | DIGITAL MODULE; 4 INPUTS AND 2 RELAY OUTPUTS; INPUT VOLTAGE DC 24V; BISTABLE RELAY OUTPUTS; MAXIMUM 2 DIGITAL MODULES PER BASIC UNIT 2 | 221.9 | TEM | 1 | CP | 0.146 | 1
3UF73101AB000 | DIGITAL MODULE; 4 INPUTS AND 2 RELAY OUTPUTS; INPUT VOLTAGE DC 24V; BISTABLE RELAY OUTPUTS; MAXIMUM 2 DIGITAL MODULES PER BASIC UNIT 2 | 221.9 | TEM | 1 | CP | 0.146 | 1
3UF74001AA000 | ANALOG MODULE; 2 INPUTS AND 1 OUTPUT FOR ANALOG SIGNALS 0/4...20MA; MAXIMAL 1 ANALOG MODULE PER BASE UNIT 2 | 315.2 | TEM | 1 | CP | 0.137 | 1
3UF74001AA000 | ANALOG MODULE; 2 INPUTS AND 1 OUTPUT FOR ANALOG SIGNALS 0/4...20MA; MAXIMAL 1 ANALOG MODULE PER BASE UNIT 2 | 315.2 | TEM | 1 | CP | 0.137 | 1
3UF75101AA000 | EARTH FAULT MODULE; WITH ANALOGUE EARTH FAULT MEASUREMENT; 1 INPUT TO CONNECT A RESIDUAL CURR. TRANSF. 3UL23 | 198.9 | TEM | 1 | CP | 0.132 | 1
3UF75101AA000 | EARTH FAULT MODULE; WITH ANALOGUE EARTH FAULT MEASUREMENT; 1 INPUT TO CONNECT A RESIDUAL CURR. TRANSF. 3UL23 | 198.9 | TEM | 1 | CP | 0.132 | 1
3UF76001AU010 | MULTIFUNCTION MODULE; 4 INPUTS AND 2 RELAY OUTPUTS; INPUT VOLTAGE AC/DC 110-240V; MONOSTABLE RELAY OUTPUTS; ANALOG RESIDUAL CURRENT DETECTION WITH RES. CURRENT TRANSFORMER 3UL23 CONNECTION OF A TEMPERATURE SENSOR PT100/PT1000/KTY/NTC; MAXIMUM 1 MULTIFUNCTION MODULE PER SIMOCODE PRO S BASIC DEVICE | 250.9 | TEM | 1 | CP | 0.223 | 1
3UF76001AU010 | MULTIFUNCTION MODULE; 4 INPUTS AND 2 RELAY OUTPUTS; INPUT VOLTAGE AC/DC 110-240V; MONOSTABLE RELAY OUTPUTS; ANALOG RESIDUAL CURRENT DETECTION WITH RES. CURRENT TRANSFORMER 3UL23 CONNECTION OF A TEMPERATURE SENSOR PT100/PT1000/KTY/NTC; MAXIMUM 1 MULTIFUNCTION MODULE PER SIMOCODE PRO S BASIC DEVICE | 250.9 | TEM | 1 | CP | 0.223 | 1
3UF77001AA000 | TEMPERATURE MODULE; 3 INPUTS TO CONNECT UP TO 3 TEMPERATURE SENSORS; MAX. 1 TEMPERATURE MODULE PER BASE UNIT 2 | 266.3 | TEM | 1 | CP | 0.132 | 1
3UF77001AA000 | TEMPERATURE MODULE; 3 INPUTS TO CONNECT UP TO 3 TEMPERATURE SENSORS; MAX. 1 TEMPERATURE MODULE PER BASE UNIT 2 | 266.3 | TEM | 1 | CP | 0.132 | 1
3UF79000AA000 | MEMORY MODULE, FOR PARAMETERIZING OF SIMOCODE PRO W/O PC/PG | 35.5 | TEM | 1 | CP | 0.003 | 1
3UF79000AA000 | MEMORY MODULE, FOR PARAMETERIZING OF SIMOCODE PRO W/O PC/PG | 35.5 | TEM | 1 | CP | 0.003 | 1
3UF79010AA000 | MEMORY MODULE, FOR PARAMETERIZING OF SIMOCODE PRO V PN W/O PC/PG | 35.5 | TEM | 1 | CP | 0.003 | 1
3UF79010AA000 | MEMORY MODULE, FOR PARAMETERIZING OF SIMOCODE PRO V PN W/O PC/PG | 35.5 | TEM | 1 | CP | 0.003 | 1
3UF79100AA000 | ADDRESSING PLUG, FOR ASSIGNING THE PROFIBUS ADDRESS TO A BASIC UNIT W/O PC/PG TO SIMOCODE PRO W/O PC/PG | 71.6 | TEM | 1 | CP | 0.015 | 1
3UF79100AA000 | ADDRESSING PLUG, FOR ASSIGNING THE PROFIBUS ADDRESS TO A BASIC UNIT W/O PC/PG TO SIMOCODE PRO W/O PC/PG | 71.6 | TEM | 1 | CP | 0.015 | 1
3UF79200AA000 | DOOR ADAPTER FOR MOUNTING IN CUBICLE DOOR; MAKES THE SYSTEM INTERFACE EASILY ACCESSABLE AT THE CUBICLE DOOR | 23.9 | TEM | 1 | CP | 0.014 | 1
3UF79200AA000 | DOOR ADAPTER FOR MOUNTING IN CUBICLE DOOR; MAKES THE SYSTEM INTERFACE EASILY ACCESSABLE AT THE CUBICLE DOOR | 23.9 | TEM | 1 | CP | 0.014 | 1
3UF79220AA000 | ADAPTER, FOR OPERATOR PANEL 3UF720 | 12.6 | TEM | 1 | CP | 0.036 | 1
3UF79220AA000 | ADAPTER, FOR OPERATOR PANEL 3UF720 | 12.6 | TEM | 1 | CP | 0.036 | 1
3UF79300AA000 | CONNECTION CABLE; LENGTH 0,025M; FLAT; CONNECTION OF BASIC UNIT TO EXPANSION MODULES VIA SYSTEM INTERFACE | 12 | TEM | 1 | CP | 0.011 | 1
3UF79300AA000 | CONNECTION CABLE; LENGTH 0,025M; FLAT; CONNECTION OF BASIC UNIT TO EXPANSION MODULES VIA SYSTEM INTERFACE | 12 | TEM | 1 | CP | 0.011 | 1
3UF79310AA000 | CONNECTION CABLE; LENGTH 0,1M; FLAT; CONNECTION OF BASIC UNIT TO CURRENT MEASURING MODULE, CURRENT/VOLTAGE MEASUR. MODULE, OPERATOR PANEL OR TO EXPANSION MODULES VIA SYSTEM INTERFACE | 12 | TEM | 1 | CP | 0.012 | 1
3UF79310AA000 | CONNECTION CABLE; LENGTH 0,1M; FLAT; CONNECTION OF BASIC UNIT TO CURRENT MEASURING MODULE, CURRENT/VOLTAGE MEASUR. MODULE, OPERATOR PANEL OR TO EXPANSION MODULES VIA SYSTEM INTERFACE | 12 | TEM | 1 | CP | 0.012 | 1
3UF79310AA000 | CONNECTION CABLE; LENGTH 0,1M; FLAT; CONNECTION OF BASIC UNIT TO CURRENT MEASURING MODULE, CURRENT/VOLTAGE MEASUR. MODULE, OPERATOR PANEL OR TO EXPANSION MODULES VIA SYSTEM INTERFACE | 12 | TEM | 1 | CP | 0.012 | 1
3UF79320AA000 | CONNECTION CABLE; LENGTH 0,5M; FLAT; CONNECTION OF BASIC UNIT TO CURRENT MEASURING MODULE, CURRENT/VOLTAGE MEASUR. MODULE, OPERATOR PANEL OR TO EXPANSION MODULES VIA SYSTEM INTERFACE | 18.5 | TEM | 1 | CP | 0.023 | 1
3UF79320AA000 | CONNECTION CABLE; LENGTH 0,5M; FLAT; CONNECTION OF BASIC UNIT TO CURRENT MEASURING MODULE, CURRENT/VOLTAGE MEASUR. MODULE, OPERATOR PANEL OR TO EXPANSION MODULES VIA SYSTEM INTERFACE | 18.5 | TEM | 1 | CP | 0.023 | 1
3UF79320AA000 | CONNECTION CABLE; LENGTH 0,5M; FLAT; CONNECTION OF BASIC UNIT TO CURRENT MEASURING MODULE, CURRENT/VOLTAGE MEASUR. MODULE, OPERATOR PANEL OR TO EXPANSION MODULES VIA SYSTEM INTERFACE | 18.5 | TEM | 1 | CP | 0.023 | 1
3UF79320BA000 | CONNECTION CABLE; LENGTH 0,5M; ROUND; CONNECTION OF BASIC UNIT TO CURRENT MEASURING MODULE, CURRENT/VOLTAGE MEASUR. MODULE, OPERATOR PANEL OR TO EXPANSION MODULES VIA SYSTEM INTERFACE | 35.5 | TEM | 1 | CP | 0.037 | 1
3UF79320BA000 | CONNECTION CABLE; LENGTH 0,5M; ROUND; CONNECTION OF BASIC UNIT TO CURRENT MEASURING MODULE, CURRENT/VOLTAGE MEASUR. MODULE, OPERATOR PANEL OR TO EXPANSION MODULES VIA SYSTEM INTERFACE | 35.5 | TEM | 1 | CP | 0.037 | 1
3UF79330BA000 | CONNECTION CABLE; LENGTH 2,5M; ROUND; CONNECTION OF BASIC UNIT TO CURRENT MEASURING MODULE, CURRENT/VOLTAGE MEASUR. MODULE, OPERATOR PANEL OR TO EXPANSION MODULES VIA SYSTEM INTERFACE | 44.1 | TEM | 1 | CP | 0.119 | 1
3UF79330BA000 | CONNECTION CABLE; LENGTH 2,5M; ROUND; CONNECTION OF BASIC UNIT TO CURRENT MEASURING MODULE, CURRENT/VOLTAGE MEASUR. MODULE, OPERATOR PANEL OR TO EXPANSION MODULES VIA SYSTEM INTERFACE | 44.1 | TEM | 1 | CP | 0.119 | 1
3UF79350AA000 | CONNECTION CABLE; LENGTH 0,3M; FLAT; CONNECTION OF BASIC UNIT TO CURRENT MEASURING MODULE, CURRENT/VOLTAGE MEASUR. MODULE, OPERATOR PANEL OR TO EXPANSION MODULES VIA SYSTEM INTERFACE | 15.8 | TEM | 1 | CP | 0.019 | 1
3UF79350AA000 | CONNECTION CABLE; LENGTH 0,3M; FLAT; CONNECTION OF BASIC UNIT TO CURRENT MEASURING MODULE, CURRENT/VOLTAGE MEASUR. MODULE, OPERATOR PANEL OR TO EXPANSION MODULES VIA SYSTEM INTERFACE | 15.8 | TEM | 1 | CP | 0.019 | 1
3UF79350AA000 | CONNECTION CABLE; LENGTH 0,3M; FLAT; CONNECTION OF BASIC UNIT TO CURRENT MEASURING MODULE, CURRENT/VOLTAGE MEASUR. MODULE, OPERATOR PANEL OR TO EXPANSION MODULES VIA SYSTEM INTERFACE | 15.8 | TEM | 1 | CP | 0.019 | 1
3UF79370BA000 | CONNECTION CABLE; LENGTH 1,0M; ROUND; CONNECTION OF BASIC UNIT TO CURRENT MEASURING MODULE, CURRENT/VOLTAGE MEASUR. MODULE, OPERATOR PANEL OR TO EXPANSION MODULES VIA SYSTEM INTERFACE | 39.8 | TEM | 1 | CP | 0.059 | 1
3UF79370BA000 | CONNECTION CABLE; LENGTH 1,0M; ROUND; CONNECTION OF BASIC UNIT TO CURRENT MEASURING MODULE, CURRENT/VOLTAGE MEASUR. MODULE, OPERATOR PANEL OR TO EXPANSION MODULES VIA SYSTEM INTERFACE | 39.8 | TEM | 1 | CP | 0.059 | 1
3UF79410AA000 | PC CABLE, FOR PC/PG COMMUNICATION WITH SIMOCODE PRO OR SIRIUS 3RW44 SOFT STARTER OR MODULAR SAFETY SYSTEM 3RK3 VIA THE SYSTEM INTERFACE | 131.1 | TEM | 1 | CP | 0.091 | 1
3UF79410AA000 | PC CABLE, FOR PC/PG COMMUNICATION WITH SIMOCODE PRO OR SIRIUS 3RW44 SOFT STARTER OR MODULAR SAFETY SYSTEM 3RK3 VIA THE SYSTEM INTERFACE | 131.1 | TEM | 1 | CP | 0.091 | 1
3UF79460AA000 | USB-TO-SERIAL ADAPTER, FOR CONNECTING A RS232 PC-CABLE TO THE USB INTERFACE OF A PC RECOMMENDED FOR USAGE IN CONNECTION WITH 3UF5 / 3UF7 OR MSS 3RK3 OR 3RW44 OR MOTOR STARTER ET 200S / ECOFAST / ET 200PRO OR AS-I SAFETY MONITOR, AS-I ANALYSER | 67.6 | TEM | 1 | CP | 0.195 | 1
3UF79460AA000 | USB-TO-SERIAL ADAPTER, FOR CONNECTING A RS232 PC-CABLE TO THE USB INTERFACE OF A PC RECOMMENDED FOR USAGE IN CONNECTION WITH 3UF5 / 3UF7 OR MSS 3RK3 OR 3RW44 OR MOTOR STARTER ET 200S / ECOFAST / ET 200PRO OR AS-I SAFETY MONITOR, AS-I ANALYSER | 67.6 | TEM | 1 | CP | 0.195 | 1
3UF79460AA000 | USB-TO-SERIAL ADAPTER, FOR CONNECTING A RS232 PC-CABLE TO THE USB INTERFACE OF A PC RECOMMENDED FOR USAGE IN CONNECTION WITH 3UF5 / 3UF7 OR MSS 3RK3 OR 3RW44 OR MOTOR STARTER ET 200S / ECOFAST / ET 200PRO OR AS-I SAFETY MONITOR, AS-I ANALYSER | 67.6 | TEM | 1 | CP | 0.195 | 1
3UF79500AA000 | INTERFACE COVERS FOR THE SYSTEM INTERFACE | 9 | TEM | 1 | CP | 0.001 | 5
3UF79500AA000 | INTERFACE COVERS FOR THE SYSTEM INTERFACE | 9 | TEM | 1 | CP | 0.001 | 5
3UF79820AA010 | PCS 7 BLOCK LIBRARY SIMOCODE PRO V6.X; AS BLOCKS FOR INTEGRATION OF SIMOCODE PRO IN PCS 7 PROCESS CONTROL SYSTEM FOR THE PCS 7 VERSION V6.X; RUNTIME SOFTWARE FOR EXECUTING THE AS BLOCK IN AN AUTOMATION SYSTEM (SINGLE LICENSE); LICENSE WITHOUT SOFTWARE AND DOCUMENTATION | 985.4 | TEM | 1 | CP | 0.013 | 1
3UF79820AA010 | PCS 7 BLOCK LIBRARY SIMOCODE PRO V6.X; AS BLOCKS FOR INTEGRATION OF SIMOCODE PRO IN PCS 7 PROCESS CONTROL SYSTEM FOR THE PCS 7 VERSION V6.X; RUNTIME SOFTWARE FOR EXECUTING THE AS BLOCK IN AN AUTOMATION SYSTEM (SINGLE LICENSE); LICENSE WITHOUT SOFTWARE AND DOCUMENTATION | 985.4 | TEM | 1 | CP | 0.013 | 1
3UF79820AA020 | PCS 7 BLOCK LIBRARY, SIMOCODE PRO V6.1; AS BLOCKS AND FACEPLATES FOR INTEGRATION OF SIMOCODE PRO IN PCS 7 PROCESS CONTROL SYSTEM FOR THE PCS 7 VERSION V6.1; ENGINEERING SOFTWARE FOR AN ENGINEERING STATION (SINGLE LICENSE) INCL. RUNTIME SOFTWARE FOR EXECUTING THE AS BLOCK IN AN AUTOMATION SYSTEM (SINGLE LICENSE); GERMAN/ ENGLISH/FRENCH; SUPPLIED ON CD | 1519.5 | TEM | 1 | CP | 0.21 | 1
3UF79820AA020 | PCS 7 BLOCK LIBRARY, SIMOCODE PRO V6.1; AS BLOCKS AND FACEPLATES FOR INTEGRATION OF SIMOCODE PRO IN PCS 7 PROCESS CONTROL SYSTEM FOR THE PCS 7 VERSION V6.1; ENGINEERING SOFTWARE FOR AN ENGINEERING STATION (SINGLE LICENSE) INCL. RUNTIME SOFTWARE FOR EXECUTING THE AS BLOCK IN AN AUTOMATION SYSTEM (SINGLE LICENSE); GERMAN/ ENGLISH/FRENCH; SUPPLIED ON CD | 1519.5 | TEM | 1 | CP | 0.21 | 1
3UG32071B | SINGLE-POLE BOW-TYPE ELECTRODE FOR LATERAL INSTALLATION FOR LEVEL MONITORING | 73.43 | TEM | 1 | CP | 0.131 | 1
3UG32071B | SINGLE-POLE BOW-TYPE ELECTRODE FOR LATERAL INSTALLATION FOR LEVEL MONITORING | 73.43 | TEM | 1 | CP | 0.131 | 1
3UG32072A | DOUBLE-POLE WIRE ELECTRODE FOR LEVEL MONITORING, 500 MM LONG, WITH TEFLON INSULATION | 82.38 | TEM | 1 | CP | 0.235 | 1
3UG32072A | DOUBLE-POLE WIRE ELECTRODE FOR LEVEL MONITORING, 500 MM LONG, WITH TEFLON INSULATION | 82.38 | TEM | 1 | CP | 0.235 | 1
3UG32072B | DOUBLE-POLE BOW-TYPE ELECTRODE FOR LEVEL MONITORING | 96.19 | TEM | 1 | CP | 0.152 | 1
3UG32072B | DOUBLE-POLE BOW-TYPE ELECTRODE FOR LEVEL MONITORING | 96.19 | TEM | 1 | CP | 0.152 | 1
3UG32073A | TRIPLE-POLE WIRE ELECTRODE FOR LEVEL MONITORING, 500 MM LONG, WITH TEFLON INSULATION | 77.05 | TEM | 1 | CP | 0.229 | 1
3UG32073A | TRIPLE-POLE WIRE ELECTRODE FOR LEVEL MONITORING, 500 MM LONG, WITH TEFLON INSULATION | 77.05 | TEM | 1 | CP | 0.229 | 1
3UG45011AA30 | ANALOG MONITORING RELAY FILL LEVEL MONITORING RESISTANCE MONITORING FROM 2 TO 200 KOHM OVERSHOOT AND UNDERSHOOT SUPPLY VOLTAGE: 24 V AC/DC DC AND AC 50 TO 60 HZ NO GALVANIC ISOLATION FROM MEASURING CIRCUIT 2-POINT OR 1-POINT CONTROL TRIPPING DELAY 0.5 TO 10S 1 CO CONTACT SCREW TERMINAL REPLACEMENT PRODUCT FOR 3UG3501-1AC20 | 77.05 | TEM | 1 | CP | 0.143 | 1
3UG45011AA30 | ANALOG MONITORING RELAY FILL LEVEL MONITORING RESISTANCE MONITORING FROM 2 TO 200 KOHM OVERSHOOT AND UNDERSHOOT SUPPLY VOLTAGE: 24 V AC/DC DC AND AC 50 TO 60 HZ NO GALVANIC ISOLATION FROM MEASURING CIRCUIT 2-POINT OR 1-POINT CONTROL TRIPPING DELAY 0.5 TO 10S 1 CO CONTACT SCREW TERMINAL REPLACEMENT PRODUCT FOR 3UG3501-1AC20 | 77.05 | TEM | 1 | CP | 0.143 | 1
3UG45011AW30 | ANALOG MONITORING RELAY FILL LEVEL MONITORING RESISTANCE MONITORING FROM 2 TO 200 KOHM OVERSHOOT AND UNDERSHOOT AC/DC 24 TO 240V DC AND AC 50 TO 60 HZ 2-POINT OR 1-POINT CONTROL TRIPPING DELAYED 0.5 TO 10S 1 CHANGEOVER CONTACT SCREW TERMINAL REPLACEMENT PRODUCT F. 3UG3501 | 85.71 | TEM | 1 | CP | 0.143 | 1
3UG45011AW30 | ANALOG MONITORING RELAY FILL LEVEL MONITORING RESISTANCE MONITORING FROM 2 TO 200 KOHM OVERSHOOT AND UNDERSHOOT AC/DC 24 TO 240V DC AND AC 50 TO 60 HZ 2-POINT OR 1-POINT CONTROL TRIPPING DELAYED 0.5 TO 10S 1 CHANGEOVER CONTACT SCREW TERMINAL REPLACEMENT PRODUCT F. 3UG3501 | 85.71 | TEM | 1 | CP | 0.143 | 1
3UG45012AW30 | ANALOG MONITORING RELAY FILL LEVEL MONITORING RESISTANCE MONITORING FROM 2 TO 200 KOHM OVERSHOOT AND UNDERSHOOT AC/DC 24 TO 240V DC AND AC 50 TO 60 HZ 2-POINT OR 1-POINT CONTROL TRIPPING DELAYED 0.5 TO 10S 1 CHANGEOVER CONTACT SPRING-LOADED TYPE | 90.19 | TEM | 1 | CP | 0.148 | 1
3UG45012AW30 | ANALOG MONITORING RELAY FILL LEVEL MONITORING RESISTANCE MONITORING FROM 2 TO 200 KOHM OVERSHOOT AND UNDERSHOOT AC/DC 24 TO 240V DC AND AC 50 TO 60 HZ 2-POINT OR 1-POINT CONTROL TRIPPING DELAYED 0.5 TO 10S 1 CHANGEOVER CONTACT SPRING-LOADED TYPE | 90.19 | TEM | 1 | CP | 0.148 | 1
3UG45111AN20 | ANALOG MONITORING RELAY PHASE SEQUENCE MONITORING 3X 160 TO 260V AC 50 TO 60 HZ 1 CHANGEOVER CONTACT SCREW TERMINAL REPLACEMENT PRODUCT FOR 3UG3511-1AQ50 OR 3UG3511-1AV50 | 75.71 | TEM | 1 | CP | 0.117 | 1
3UG45111AN20 | ANALOG MONITORING RELAY PHASE SEQUENCE MONITORING 3X 160 TO 260V AC 50 TO 60 HZ 1 CHANGEOVER CONTACT SCREW TERMINAL REPLACEMENT PRODUCT FOR 3UG3511-1AQ50 OR 3UG3511-1AV50 | 75.71 | TEM | 1 | CP | 0.117 | 1
3UG45111AP20 | ANALOG MONITORING RELAY PHASE SEQUENCE MONITORING 3X 360 TO 520V AC 50 TO 60 HZ 1 CHANGEOVER CONTACT SCREW TERMINAL REPLACEMENT PRODUCT FOR 3UG3511-1AQ50 | 75.71 | TEM | 1 | CP | 0.117 | 1
3UG45111AP20 | ANALOG MONITORING RELAY PHASE SEQUENCE MONITORING 3X 360 TO 520V AC 50 TO 60 HZ 1 CHANGEOVER CONTACT SCREW TERMINAL REPLACEMENT PRODUCT FOR 3UG3511-1AQ50 | 75.71 | TEM | 1 | CP | 0.117 | 1
3UG45111AP20 | ANALOG MONITORING RELAY PHASE SEQUENCE MONITORING 3X 360 TO 520V AC 50 TO 60 HZ 1 CHANGEOVER CONTACT SCREW TERMINAL REPLACEMENT PRODUCT FOR 3UG3511-1AQ50 | 75.71 | TEM | 1 | CP | 0.117 | 1
3UG45111AQ20 | ANALOG MONITORING RELAY PHASE SEQUENCE MONITORING 3X 420 TO 690V AC 50 TO 60 HZ 1 CHANGEOVER CONTACT SCREW TERMINAL | 75.71 | TEM | 1 | CP | 0.123 | 1
3UG45111AQ20 | ANALOG MONITORING RELAY PHASE SEQUENCE MONITORING 3X 420 TO 690V AC 50 TO 60 HZ 1 CHANGEOVER CONTACT SCREW TERMINAL | 75.71 | TEM | 1 | CP | 0.123 | 1
3UG45111BN20 | ANALOG MONITORING RELAY PHASE SEQUENCE MONITORING 3X 160 TO 260V AC 50 TO 60 HZ 2 CHANGEOVER CONTACTS SCREW TERMINAL REPLACEMENT PRODUCT FOR 3UG3511-1BQ50 | 86.76 | TEM | 1 | CP | 0.13 | 1
3UG45111BN20 | ANALOG MONITORING RELAY PHASE SEQUENCE MONITORING 3X 160 TO 260V AC 50 TO 60 HZ 2 CHANGEOVER CONTACTS SCREW TERMINAL REPLACEMENT PRODUCT FOR 3UG3511-1BQ50 | 86.76 | TEM | 1 | CP | 0.13 | 1
3UG45111BP20 | ANALOG MONITORING RELAY PHASE SEQUENCE MONITORING 3X 360 TO 520V AC 50 TO 60 HZ 2 CHANGEOVER CONTACTS SCREW TERMINAL REPLACEMENT PRODUCT FOR 3UG3511-1BQ50 | 86.76 | TEM | 1 | CP | 0.133 | 1
3UG45111BP20 | ANALOG MONITORING RELAY PHASE SEQUENCE MONITORING 3X 360 TO 520V AC 50 TO 60 HZ 2 CHANGEOVER CONTACTS SCREW TERMINAL REPLACEMENT PRODUCT FOR 3UG3511-1BQ50 | 86.76 | TEM | 1 | CP | 0.133 | 1
3UG45111BQ20 | ANALOG MONITORING RELAY PHASE SEQUENCE MONITORING 3X 420 TO 690V AC 50 TO 60 HZ 2 CHANGEOVER CONTACTS SCREW TERMINAL | 86.76 | TEM | 1 | CP | 0.139 | 1
3UG45111BQ20 | ANALOG MONITORING RELAY PHASE SEQUENCE MONITORING 3X 420 TO 690V AC 50 TO 60 HZ 2 CHANGEOVER CONTACTS SCREW TERMINAL | 86.76 | TEM | 1 | CP | 0.139 | 1
3UG45112AP20 | ANALOG MONITORING RELAY PHASE SEQUENCE MONITORING 3X 360 TO 520V AC 50 TO 60 HZ 1 CHANGEOVER CONTACT SPRING LOADED CONNECTION | 79.52 | TEM | 1 | CP | 0.114 | 1
3UG45112AP20 | ANALOG MONITORING RELAY PHASE SEQUENCE MONITORING 3X 360 TO 520V AC 50 TO 60 HZ 1 CHANGEOVER CONTACT SPRING LOADED CONNECTION | 79.52 | TEM | 1 | CP | 0.114 | 1
3UG45121AR20 | ANALOG MONITORING RELAY PHASE FAILURE AND -SEQUENCE 3X 160 TO 690V AC 50 TO 60 HZ 1 CHANGEOVER CONTACT SCREW TERMINAL | 83.52 | TEM | 1 | CP | 0.115 | 1
3UG45121AR20 | ANALOG MONITORING RELAY PHASE FAILURE AND -SEQUENCE 3X 160 TO 690V AC 50 TO 60 HZ 1 CHANGEOVER CONTACT SCREW TERMINAL | 83.52 | TEM | 1 | CP | 0.115 | 1
3UG45121BR20 | ANALOG MONITORING RELAY PHASE FAILURE AND -SEQUENCE 3X 160 TO 690V AC 50 TO 60 HZ 2 CHANGEOVER CONTACTS SCREW TERMINAL REPLACEMENT PRODUCT FOR 3UG3513-1BL50 OR 3UG3513-1PB50 | 97.05 | TEM | 1 | CP | 0.141 | 1
3UG45121BR20 | ANALOG MONITORING RELAY PHASE FAILURE AND -SEQUENCE 3X 160 TO 690V AC 50 TO 60 HZ 2 CHANGEOVER CONTACTS SCREW TERMINAL REPLACEMENT PRODUCT FOR 3UG3513-1BL50 OR 3UG3513-1PB50 | 97.05 | TEM | 1 | CP | 0.141 | 1
3UG45122BR20 | ANALOG MONITORING RELAY PHASE FAILURE AND -SEQUENCE 3X 160 TO 690V AC 50 TO 60 HZ 2 CHANGEOVER CONTACTS SPRING LOADED CONNECTION | 102.19 | TEM | 1 | CP | 0.135 | 1
3UG45122BR20 | ANALOG MONITORING RELAY PHASE FAILURE AND -SEQUENCE 3X 160 TO 690V AC 50 TO 60 HZ 2 CHANGEOVER CONTACTS SPRING LOADED CONNECTION | 102.19 | TEM | 1 | CP | 0.135 | 1
3UG45131BR20 | ANALOG MONITORING RELAY PHASE FAILURE AND -SEQUENCE ADJUSTABLE UNDERVOLTAGE UNBALANCE 20% FIXED 3X 160 TO 690V AC 50 TO 60 HZ HYSTERESIS 5% FIXED DELAY TIME 0-20S 2 CHANGEOVER CONTACTS SCREW TERMINAL REPLACEMENT PRODUCT FOR 3UG3013-1B... | 110.76 | TEM | 1 | CP | 0.14 | 1
3UG45131BR20 | ANALOG MONITORING RELAY PHASE FAILURE AND -SEQUENCE ADJUSTABLE UNDERVOLTAGE UNBALANCE 20% FIXED 3X 160 TO 690V AC 50 TO 60 HZ HYSTERESIS 5% FIXED DELAY TIME 0-20S 2 CHANGEOVER CONTACTS SCREW TERMINAL REPLACEMENT PRODUCT FOR 3UG3013-1B... | 110.76 | TEM | 1 | CP | 0.14 | 1
3UG45131BR20 | ANALOG MONITORING RELAY PHASE FAILURE AND -SEQUENCE ADJUSTABLE UNDERVOLTAGE UNBALANCE 20% FIXED 3X 160 TO 690V AC 50 TO 60 HZ HYSTERESIS 5% FIXED DELAY TIME 0-20S 2 CHANGEOVER CONTACTS SCREW TERMINAL REPLACEMENT PRODUCT FOR 3UG3013-1B... | 110.76 | TEM | 1 | CP | 0.14 | 1
3UG45132BR20 | ANALOG MONITORING RELAY PHASE FAILURE AND -SEQUENCE ADJUSTABLE UNDERVOLTAGE UNBALANCE 20% FIXED 3X 160 TO 690V AC 50 TO 60 HZ HYSTERESIS 5% FIXED DELAY TIME 0-20S 2 CHANGEOVER CONTACTS SPRING LOADED CONNECTION | 116.76 | TEM | 1 | CP | 0.137 | 1
3UG45132BR20 | ANALOG MONITORING RELAY PHASE FAILURE AND -SEQUENCE ADJUSTABLE UNDERVOLTAGE UNBALANCE 20% FIXED 3X 160 TO 690V AC 50 TO 60 HZ HYSTERESIS 5% FIXED DELAY TIME 0-20S 2 CHANGEOVER CONTACTS SPRING LOADED CONNECTION | 116.76 | TEM | 1 | CP | 0.137 | 1
3UG45811AW30 | INSULATION MONITORING RELAY FOR UNGROUNDED (IT) NETWORKS UP TO 400 V AC, 50 - 60 HZ MEASURING RANGE 1 - 100 KOHM SUPPLY VOLTAGE AC/DC 24-240 V 22.5MM, 1 CO CONTACT; SCREW | 194.1 | TEM | 1 | CP | 0.153 | 1
3UG45811AW30 | INSULATION MONITORING RELAY FOR UNGROUNDED (IT) NETWORKS UP TO 400 V AC, 50 - 60 HZ MEASURING RANGE 1 - 100 KOHM SUPPLY VOLTAGE AC/DC 24-240 V 22.5MM, 1 CO CONTACT; SCREW | 194.1 | TEM | 1 | CP | 0.153 | 1
3UG45821AW30 | INSULATION MONITORING RELAY FOR UNGROUNDED (IT) NETWORKS UP TO 250 V AC, 15 - 400 HZ AND UP TO 300 V DC MEASURING RANGE 1 - 100 KOHM SUPPLY VOLTAGE AC/DC 24-240 V 22.5MM, 1 CO CONTACT; SCREW | 249.9 | TEM | 1 | CP | 0.161 | 1
3UG45821AW30 | INSULATION MONITORING RELAY FOR UNGROUNDED (IT) NETWORKS UP TO 250 V AC, 15 - 400 HZ AND UP TO 300 V DC MEASURING RANGE 1 - 100 KOHM SUPPLY VOLTAGE AC/DC 24-240 V 22.5MM, 1 CO CONTACT; SCREW | 249.9 | TEM | 1 | CP | 0.161 | 1
3UG45831CW30 | INSULATION MONITORING RELAY FOR UNGROUNDED (IT) NETWORKS UP TO 400 V AC, 15 - 400 HZ AND UP TO 600 V DC MEASURING RANGE 1 - 100/2 - 200 KOHM SUPPLY VOLTAGE AC/DC 24-240 V WIDTH 45 MM 1+1 OR 2 CO CONTACTS; SCREW | 550.48 | TEM | 1 | CP | 0.269 | 1
3UG45831CW30 | INSULATION MONITORING RELAY FOR UNGROUNDED (IT) NETWORKS UP TO 400 V AC, 15 - 400 HZ AND UP TO 600 V DC MEASURING RANGE 1 - 100/2 - 200 KOHM SUPPLY VOLTAGE AC/DC 24-240 V WIDTH 45 MM 1+1 OR 2 CO CONTACTS; SCREW | 550.48 | TEM | 1 | CP | 0.269 | 1
3UG46141BR20 | DIGITAL MONITORING RELAY UNBALANCE 0-20% REVERSIBLE PHASE SEQUENCE PHASE FAILURE 3X 160 TO 690V AC 50 TO 60 HZ UNDERVOLTAGE 160-690V HYSTERESIS 1-20V ON AND OFF DELAY 0-20S 2 CHANGEOVER CONTACTS SCREW TERMINAL REPLACEMENT PRODUCT FOR 3UG3012-1A... | 124.57 | TEM | 1 | CP | 0.146 | 1
3UG46141BR20 | DIGITAL MONITORING RELAY UNBALANCE 0-20% REVERSIBLE PHASE SEQUENCE PHASE FAILURE 3X 160 TO 690V AC 50 TO 60 HZ UNDERVOLTAGE 160-690V HYSTERESIS 1-20V ON AND OFF DELAY 0-20S 2 CHANGEOVER CONTACTS SCREW TERMINAL REPLACEMENT PRODUCT FOR 3UG3012-1A... | 124.57 | TEM | 1 | CP | 0.146 | 1
3UG46142BR20 | DIGITAL MONITORING RELAY UNBALANCE 0-20% REVERSIBLE PHASE SEQUENCE PHASE FAILURE 3X 160 TO 690V AC 50 TO 60 HZ UNDERVOLTAGE 160-690V HYSTERESIS 1-20V ON AND OFF DELAY 0-20S 2 CHANGEOVER CONTACTS SPRING LOADED CONNECTION | 132.29 | TEM | 1 | CP | 0.138 | 1
3UG46142BR20 | DIGITAL MONITORING RELAY UNBALANCE 0-20% REVERSIBLE PHASE SEQUENCE PHASE FAILURE 3X 160 TO 690V AC 50 TO 60 HZ UNDERVOLTAGE 160-690V HYSTERESIS 1-20V ON AND OFF DELAY 0-20S 2 CHANGEOVER CONTACTS SPRING LOADED CONNECTION | 132.29 | TEM | 1 | CP | 0.138 | 1
3UG46151CR20 | DIGITAL MONITORING RELAY FOR THREE-PHASE LINE VOLTAGE REVERSIBLE PHASE SEQUENCE PHASE FAILURE 3X 160 TO 690V AC 50 TO 60 HZ UNDERVOLT. AND OVERVOLT. 160-690V HYSTERESIS 1-20V 0-20S EACH FOR UMIN AND UMAX 1 W FOR UMIN 1W FOR UMAX SCREW TERMINAL REPLACEMENT PRODUCT F. 3UG3041-1BP50 | 160.57 | TEM | 1 | CP | 0.145 | 1
3UG46151CR20 | DIGITAL MONITORING RELAY FOR THREE-PHASE LINE VOLTAGE REVERSIBLE PHASE SEQUENCE PHASE FAILURE 3X 160 TO 690V AC 50 TO 60 HZ UNDERVOLT. AND OVERVOLT. 160-690V HYSTERESIS 1-20V 0-20S EACH FOR UMIN AND UMAX 1 W FOR UMIN 1W FOR UMAX SCREW TERMINAL REPLACEMENT PRODUCT F. 3UG3041-1BP50 | 160.57 | TEM | 1 | CP | 0.145 | 1
3UG46151CR20 | DIGITAL MONITORING RELAY FOR THREE-PHASE LINE VOLTAGE REVERSIBLE PHASE SEQUENCE PHASE FAILURE 3X 160 TO 690V AC 50 TO 60 HZ UNDERVOLT. AND OVERVOLT. 160-690V HYSTERESIS 1-20V 0-20S EACH FOR UMIN AND UMAX 1 W FOR UMIN 1W FOR UMAX SCREW TERMINAL REPLACEMENT PRODUCT F. 3UG3041-1BP50 | 160.57 | TEM | 1 | CP | 0.145 | 1
3UG46152CR20 | DIGITAL MONITORING RELAY FOR THREE-PHASE LINE VOLTAGE REVERSIBLE PHASE SEQUENCE PHASE FAILURE 3X 160 TO 690V AC 50 TO 60 HZ UNDERVOLT. AND OVERVOLT. 160-690V HYSTERESIS 1-20V 0-20S EACH FOR UMIN AND UMAX 1 W FOR UMIN 1W FOR UMAX SPRING-LOADED TYPE | 170.1 | TEM | 1 | CP | 0.14 | 1
3UG46152CR20 | DIGITAL MONITORING RELAY FOR THREE-PHASE LINE VOLTAGE REVERSIBLE PHASE SEQUENCE PHASE FAILURE 3X 160 TO 690V AC 50 TO 60 HZ UNDERVOLT. AND OVERVOLT. 160-690V HYSTERESIS 1-20V 0-20S EACH FOR UMIN AND UMAX 1 W FOR UMIN 1W FOR UMAX SPRING-LOADED TYPE | 170.1 | TEM | 1 | CP | 0.14 | 1
3UG46161CR20 | DIGITAL MONITORING RELAY FOR THREE-PH. VOLT. W. N COND. REVERSIBLE PHASE SEQUENCE PHASE FAILURE 3X 160 TO 690V AC 50 TO 60 HZ UNDERVOLT. AND OVERVOLT. 160-690V HYSTERESIS 1-20V 0-20S EACH FOR UMIN AND UMAX 1 W FOR UMIN 1 W FOR UMAX SCREW TERMINAL REPLACEMENT PRODUCT F. 3UG3042-1BP50 | 173.52 | TEM | 1 | CP | 0.16 | 1
3UG46161CR20 | DIGITAL MONITORING RELAY FOR THREE-PH. VOLT. W. N COND. REVERSIBLE PHASE SEQUENCE PHASE FAILURE 3X 160 TO 690V AC 50 TO 60 HZ UNDERVOLT. AND OVERVOLT. 160-690V HYSTERESIS 1-20V 0-20S EACH FOR UMIN AND UMAX 1 W FOR UMIN 1 W FOR UMAX SCREW TERMINAL REPLACEMENT PRODUCT F. 3UG3042-1BP50 | 173.52 | TEM | 1 | CP | 0.16 | 1
3UG46162CR20 | DIGITAL MONITORING RELAY FOR 3-PHASE LINE VOLT. W. N COND. REVERSIBLE PHASE SEQUENCE PHASE FAILURE 3X 160 TO 690V AC 50 TO 60 HZ UNDERVOLT. AND OVERVOLT. 160-690V HYSTERESIS 1-20V 0-20S EACH FOR UMIN AND UMAX 1 W FOR UMIN 1 W FOR UMAX SPRING-LOADED TERMINAL | 183.81 | TEM | 1 | CP | 0.15 | 1
3UG46162CR20 | DIGITAL MONITORING RELAY FOR 3-PHASE LINE VOLT. W. N COND. REVERSIBLE PHASE SEQUENCE PHASE FAILURE 3X 160 TO 690V AC 50 TO 60 HZ UNDERVOLT. AND OVERVOLT. 160-690V HYSTERESIS 1-20V 0-20S EACH FOR UMIN AND UMAX 1 W FOR UMIN 1 W FOR UMAX SPRING-LOADED TERMINAL | 183.81 | TEM | 1 | CP | 0.15 | 1
3UG46171CR20 | DIGITAL MONITORING RELAY FOR THREE-PHASE LINE VOLTAGE AUT. CORRECTION OF PHASE SEQUENCE PHASE FAILURE 3X 160 TO 690V AC 50 TO 60 HZ UNDERVOLT. AND OVERVOLT. 160-690V HYSTERESIS 1-20V OFF DELAY 0-20S 1 W FOR POWER SYSTEM FAULTS 1W FOR PHASE CORRECTION SCREW TERMINAL | 185.52 | TEM | 1 | CP | 0.145 | 1
3UG46171CR20 | DIGITAL MONITORING RELAY FOR THREE-PHASE LINE VOLTAGE AUT. CORRECTION OF PHASE SEQUENCE PHASE FAILURE 3X 160 TO 690V AC 50 TO 60 HZ UNDERVOLT. AND OVERVOLT. 160-690V HYSTERESIS 1-20V OFF DELAY 0-20S 1 W FOR POWER SYSTEM FAULTS 1W FOR PHASE CORRECTION SCREW TERMINAL | 185.52 | TEM | 1 | CP | 0.145 | 1
3UG46181CR20 | DIGITAL MONITORING RELAY FOR THREE-PH. VOLT. W. N COND. AUT. CORRECTION OF PHASE SEQUENCE PHASE FAILURE 3X 160 TO 690V AC 50 TO 60 HZ UNDERVOLT. AND OVERVOLT. 160-690V HYSTERESIS 1-20V OFF DELAY 0-20S 1 W FOR POWER SYSTEM FAULTS 1W FOR PHASE CORRECTION SCREW TERMINAL | 194.1 | TEM | 1 | CP | 0.16 | 1
3UG46181CR20 | DIGITAL MONITORING RELAY FOR THREE-PH. VOLT. W. N COND. AUT. CORRECTION OF PHASE SEQUENCE PHASE FAILURE 3X 160 TO 690V AC 50 TO 60 HZ UNDERVOLT. AND OVERVOLT. 160-690V HYSTERESIS 1-20V OFF DELAY 0-20S 1 W FOR POWER SYSTEM FAULTS 1W FOR PHASE CORRECTION SCREW TERMINAL | 194.1 | TEM | 1 | CP | 0.16 | 1
3UG46181CR20 | DIGITAL MONITORING RELAY FOR THREE-PH. VOLT. W. N COND. AUT. CORRECTION OF PHASE SEQUENCE PHASE FAILURE 3X 160 TO 690V AC 50 TO 60 HZ UNDERVOLT. AND OVERVOLT. 160-690V HYSTERESIS 1-20V OFF DELAY 0-20S 1 W FOR POWER SYSTEM FAULTS 1W FOR PHASE CORRECTION SCREW TERMINAL | 194.1 | TEM | 1 | CP | 0.16 | 1
3UG46182CR20 | DIGITAL MONITORING RELAY FOR 3-PH. VOLT. W. N COND. AUT. CORRECTION OF PHASE SEQUENCE PHASE FAILURE 3X 160 TO 690V AC 50 TO 60 HZ UNDERVOLT. AND OVERVOLT. 160-690V HYSTERESIS 1-20V OFF DELAY 0-20S 1 W FOR POWER SYSTEM FAULTS 1W FOR PHASE CORRECTION SPRING-LOADED TYPE | 203.52 | TEM | 1 | CP | 0.149 | 1
3UG46182CR20 | DIGITAL MONITORING RELAY FOR 3-PH. VOLT. W. N COND. AUT. CORRECTION OF PHASE SEQUENCE PHASE FAILURE 3X 160 TO 690V AC 50 TO 60 HZ UNDERVOLT. AND OVERVOLT. 160-690V HYSTERESIS 1-20V OFF DELAY 0-20S 1 W FOR POWER SYSTEM FAULTS 1W FOR PHASE CORRECTION SPRING-LOADED TYPE | 203.52 | TEM | 1 | CP | 0.149 | 1
3UG46211AA30 | DIGITAL MONITORING RELAY CURRENT MONITORING, 22.5MM FROM 2 TO 500MA AC/DC OVERSHOOT AND UNDERSHOOT SUPPLY VOLTAGE: AC/DC 24V DC AND AC 50 TO 60 HZ NO GALVANIC ISOLATION FROM MEASURING CIRCUIT STARTUP AND INTERF. PEAK DELAY 0.1 TO 20S HYSTERESIS 0.1 TO 250MA 1 CO CONTACT W. OR W/O ERROR LOG SCREW TERMINAL REPLACEMENT PRODUCT FOR 3UG3521-1AC.. | 116.76 | TEM | 1 | CP | 0.139 | 1
3UG46211AA30 | DIGITAL MONITORING RELAY CURRENT MONITORING, 22.5MM FROM 2 TO 500MA AC/DC OVERSHOOT AND UNDERSHOOT SUPPLY VOLTAGE: AC/DC 24V DC AND AC 50 TO 60 HZ NO GALVANIC ISOLATION FROM MEASURING CIRCUIT STARTUP AND INTERF. PEAK DELAY 0.1 TO 20S HYSTERESIS 0.1 TO 250MA 1 CO CONTACT W. OR W/O ERROR LOG SCREW TERMINAL REPLACEMENT PRODUCT FOR 3UG3521-1AC.. | 116.76 | TEM | 1 | CP | 0.139 | 1
3UG46211AW30 | DIGITAL MONITORING RELAY CURRENT MONITORING, 22.5MM FROM 2 TO 500MA AC/DC OVERSHOOT A. UNDERSHOOT AC/DC 24 TO 240V DC AND AC 50 TO 60 HZ ON AND SPIKE DELAY 0.1 TO 20S HYSTERESIS 0.1 TO 250MA 1 CO CONTACT W. OR W/O ERROR MEMORY SCREW CONNECTION REPLACEMENT PRODUCT FOR 3UG3521-1AL20, 3UG3521-1AG20 AND 3UG3521-1AC48-0AA1 | 126.29 | TEM | 1 | CP | 0.145 | 1
3UG46211AW30 | DIGITAL MONITORING RELAY CURRENT MONITORING, 22.5MM FROM 2 TO 500MA AC/DC OVERSHOOT A. UNDERSHOOT AC/DC 24 TO 240V DC AND AC 50 TO 60 HZ ON AND SPIKE DELAY 0.1 TO 20S HYSTERESIS 0.1 TO 250MA 1 CO CONTACT W. OR W/O ERROR MEMORY SCREW CONNECTION REPLACEMENT PRODUCT FOR 3UG3521-1AL20, 3UG3521-1AG20 AND 3UG3521-1AC48-0AA1 | 126.29 | TEM | 1 | CP | 0.145 | 1
3UG46212AW30 | DIGITAL MONITORING RELAY CURRENT MONITORING, 22.5MM FROM 2 TO 500MA AC/DC OVERSHOOT AND UNDERSHOOT AC/DC 24 TO 240V DC AND AC 50 TO 60 HZ STARTUP AND INTERF. PEAK DELAY 0.1 TO 20S HYSTERESIS 0.1 TO 250MA 1 CHANGEOVER CONTACT W. OR W/O ERROR LOG SPRING-LOADED TYPE | 133.14 | TEM | 1 | CP | 0.138 | 1
3UG46212AW30 | DIGITAL MONITORING RELAY CURRENT MONITORING, 22.5MM FROM 2 TO 500MA AC/DC OVERSHOOT AND UNDERSHOOT AC/DC 24 TO 240V DC AND AC 50 TO 60 HZ STARTUP AND INTERF. PEAK DELAY 0.1 TO 20S HYSTERESIS 0.1 TO 250MA 1 CHANGEOVER CONTACT W. OR W/O ERROR LOG SPRING-LOADED TYPE | 133.14 | TEM | 1 | CP | 0.138 | 1
3UG46221AA30 | DIGITAL MONITORING RELAY CURRENT MONITORING, 22.5MM FROM 0.05 TO 10A AC/DC OVERSHOOT AND UNDERSHOOT SUPPLY VOLTAGE: AC/DC 24V DC AND AC 50 TO 60 HZ NO GALVANIC ISOLATION FROM MEASURING CIRCUIT STARTUP AND INTERF. PEAK DELAY 0.1 TO 20S HYSTERESIS 0.01 TO 5A 1 CO CONTACT W. OR W/O ERROR LOG SCREW TERMINAL REPLACEMENT PRODUCT FOR 3UG3522-1AC.. | 116.76 | TEM | 1 | CP | 0.138 | 1
3UG46221AA30 | DIGITAL MONITORING RELAY CURRENT MONITORING, 22.5MM FROM 0.05 TO 10A AC/DC OVERSHOOT AND UNDERSHOOT SUPPLY VOLTAGE: AC/DC 24V DC AND AC 50 TO 60 HZ NO GALVANIC ISOLATION FROM MEASURING CIRCUIT STARTUP AND INTERF. PEAK DELAY 0.1 TO 20S HYSTERESIS 0.01 TO 5A 1 CO CONTACT W. OR W/O ERROR LOG SCREW TERMINAL REPLACEMENT PRODUCT FOR 3UG3522-1AC.. | 116.76 | TEM | 1 | CP | 0.138 | 1
3UG46221AW30 | DIGITAL MONITORING RELAY CURRENT MONITORING, 22.5MM FROM 0.05 TO 10A AC/DC OVERSHOOT A. UNDERSHOOT AC/DC 24 TO 240V DC AND AC 50 TO 60 HZ ON AND SPIKE DELAY 0.1 TO 20S HYSTERESIS 0.01 TO 5A 1 CO CONTACT W. OR W/O ERROR MEMORY SCREW CONNECTION REPLACEMENT PRODUCT FOR 3UG3522-1AL20, 3UG3522-1AG20 AND 3UG3522-1AC48-0AA1 | 126.29 | TEM | 1 | CP | 0.146 | 1
3UG46221AW30 | DIGITAL MONITORING RELAY CURRENT MONITORING, 22.5MM FROM 0.05 TO 10A AC/DC OVERSHOOT A. UNDERSHOOT AC/DC 24 TO 240V DC AND AC 50 TO 60 HZ ON AND SPIKE DELAY 0.1 TO 20S HYSTERESIS 0.01 TO 5A 1 CO CONTACT W. OR W/O ERROR MEMORY SCREW CONNECTION REPLACEMENT PRODUCT FOR 3UG3522-1AL20, 3UG3522-1AG20 AND 3UG3522-1AC48-0AA1 | 126.29 | TEM | 1 | CP | 0.146 | 1
3UG46222AW30 | DIGITAL MONITORING RELAY CURRENT MONITORING, 22.5MM FROM 0.05 TO 10A AC/DC OVERSHOOT AND UNDERSHOOT AC/DC 24 TO 240V DC AND AC 50 TO 60 HZ STARTUP AND INTERF. PEAK DELAY 0.1 TO 20S HYSTERESIS 0.01 TO 5A 1 CHANGEOVER CONTACT W. OR W/O ERROR LOG SPRING-LOADED TYPE | 133.14 | TEM | 1 | CP | 0.14 | 1
3UG46222AW30 | DIGITAL MONITORING RELAY CURRENT MONITORING, 22.5MM FROM 0.05 TO 10A AC/DC OVERSHOOT AND UNDERSHOOT AC/DC 24 TO 240V DC AND AC 50 TO 60 HZ STARTUP AND INTERF. PEAK DELAY 0.1 TO 20S HYSTERESIS 0.01 TO 5A 1 CHANGEOVER CONTACT W. OR W/O ERROR LOG SPRING-LOADED TYPE | 133.14 | TEM | 1 | CP | 0.14 | 1
3UG46251CW30 | DIGITAL MONITORING RELAY FOR FAULT CURRENT MONITORING (W. CURRENT TRANSFORMER 3UL23) SETTING RANGE 0.03A TO 40A SEPARATE FOR ALARM THRESHOLD AND SWITCH-OFF VALUE SUPPLY VOLTAGE AC/DC 24 .. 240 V, 50 .. 60 HZ STARTUP AND TRIPPING DELAY 0.1 TO 20S SWITCH-OFF HYSTERESIS UP TO 50% ALARM HYSTERESIS 5% FIXED WIDTH 22.5 MM, 2 CO CONTACTS W. OR W/O ERROR LOG SCREW TERMINAL | 188.5 | TEM | 1 | CP | 0.165 | 1
3UG46251CW30 | DIGITAL MONITORING RELAY FOR FAULT CURRENT MONITORING (W. CURRENT TRANSFORMER 3UL23) SETTING RANGE 0.03A TO 40A SEPARATE FOR ALARM THRESHOLD AND SWITCH-OFF VALUE SUPPLY VOLTAGE AC/DC 24 .. 240 V, 50 .. 60 HZ STARTUP AND TRIPPING DELAY 0.1 TO 20S SWITCH-OFF HYSTERESIS UP TO 50% ALARM HYSTERESIS 5% FIXED WIDTH 22.5 MM, 2 CO CONTACTS W. OR W/O ERROR LOG SCREW TERMINAL | 188.5 | TEM | 1 | CP | 0.165 | 1
3UG46311AA30 | DIGITAL MONITORING RELAY VOLTAGE MONITORING, 22.5MM FROM 0.1 TO 60V AC/DC OVERSHOOT AND UNDERSHOOT SUPPLY VOLTAGE: AC/DC 24V DC AND AC 50 TO 60 HZ NO GALVANIC ISOLATION FROM MEASURING CIRCUIT INTERF. PEAK DELAY 0.1 TO 20S HYSTERESIS 0.01 TO 30V 1 CO CONTACT W. OR W/O ERROR LOG SCREW TERMINAL REPLACEMENT PRODUCT FOR 3UG3531-1AC.. | 116.76 | TEM | 1 | CP | 0.133 | 1
3UG46311AA30 | DIGITAL MONITORING RELAY VOLTAGE MONITORING, 22.5MM FROM 0.1 TO 60V AC/DC OVERSHOOT AND UNDERSHOOT SUPPLY VOLTAGE: AC/DC 24V DC AND AC 50 TO 60 HZ NO GALVANIC ISOLATION FROM MEASURING CIRCUIT INTERF. PEAK DELAY 0.1 TO 20S HYSTERESIS 0.01 TO 30V 1 CO CONTACT W. OR W/O ERROR LOG SCREW TERMINAL REPLACEMENT PRODUCT FOR 3UG3531-1AC.. | 116.76 | TEM | 1 | CP | 0.133 | 1
3UG46311AW30 | DIGITAL MONITORING RELAY VOLTAGE MONITORING, 22.5MM FROM 0.1 TO 60V AC/DC OVERSHOOT AND UNDERSHOOT AC/DC 24 TO 240V DC AND AC 50 TO 60 HZ SPIKE DELAY 0.1 TO 20S HYSTERESIS 0.1 TO 30V 1 CHANGEOVER CONTACT W. OR W/O ERROR LOG SCREW TERMINAL REPLACEMENT PRODUCT F. 3UG3531-1AL20, 3UG3531-1AG20 | 126.29 | TEM | 1 | CP | 0.145 | 1
3UG46311AW30 | DIGITAL MONITORING RELAY VOLTAGE MONITORING, 22.5MM FROM 0.1 TO 60V AC/DC OVERSHOOT AND UNDERSHOOT AC/DC 24 TO 240V DC AND AC 50 TO 60 HZ SPIKE DELAY 0.1 TO 20S HYSTERESIS 0.1 TO 30V 1 CHANGEOVER CONTACT W. OR W/O ERROR LOG SCREW TERMINAL REPLACEMENT PRODUCT F. 3UG3531-1AL20, 3UG3531-1AG20 | 126.29 | TEM | 1 | CP | 0.145 | 1
3UG46321AA30 | DIGITAL MONITORING RELAY VOLTAGE MONITORING, 22.5MM FROM 10 TO 600V AC/DC OVERSHOOT AND UNDERSHOOT SUPPLY VOLTAGE: AC/DC 24V DC AND AC 50 TO 60 HZ NO GALVANIC ISOLATION FROM MEASURING CIRCUIT INTERF. PEAK DELAY 0.1 TO 20S HYSTERESIS 0.01 TO 300V 1 CO CONTACT W. OR W/O ERROR LOG SCREW TERMINAL REPLACEMENT PRODUCT FOR 3UG3532-1AC.. | 116.76 | TEM | 1 | CP | 0.137 | 1
3UG46321AA30 | DIGITAL MONITORING RELAY VOLTAGE MONITORING, 22.5MM FROM 10 TO 600V AC/DC OVERSHOOT AND UNDERSHOOT SUPPLY VOLTAGE: AC/DC 24V DC AND AC 50 TO 60 HZ NO GALVANIC ISOLATION FROM MEASURING CIRCUIT INTERF. PEAK DELAY 0.1 TO 20S HYSTERESIS 0.01 TO 300V 1 CO CONTACT W. OR W/O ERROR LOG SCREW TERMINAL REPLACEMENT PRODUCT FOR 3UG3532-1AC.. | 116.76 | TEM | 1 | CP | 0.137 | 1
3UG46321AW30 | DIGITAL MONITORING RELAY VOLTAGE MONITORING, 22.5MM FROM 10 TO 600V AC/DC OVERSHOOT AND UNDERSHOOT AC/DC 24 TO 240V DC AND AC 50 TO 60 HZ SPIKE DELAY 0.1 TO 20S HYSTERESIS 0.1 TO 300V 1 CHANGEOVER CONTACT W. OR W/O ERROR LOG SCREW TERMINAL REPLACEMENT PRODUCT F. 3UG3532-1AL20, 3UG3532-1AG20 | 126.29 | TEM | 1 | CP | 0.144 | 1
3UG46321AW30 | DIGITAL MONITORING RELAY VOLTAGE MONITORING, 22.5MM FROM 10 TO 600V AC/DC OVERSHOOT AND UNDERSHOOT AC/DC 24 TO 240V DC AND AC 50 TO 60 HZ SPIKE DELAY 0.1 TO 20S HYSTERESIS 0.1 TO 300V 1 CHANGEOVER CONTACT W. OR W/O ERROR LOG SCREW TERMINAL REPLACEMENT PRODUCT F. 3UG3532-1AL20, 3UG3532-1AG20 | 126.29 | TEM | 1 | CP | 0.144 | 1
3UG46322AW30 | DIGITAL MONITORING RELAY VOLTAGE MONITORING, 22.5MM FROM 10 TO 600V AC/DC OVERSHOOT AND UNDERSHOOT AC/DC 24 TO 240V DC AND AC 50 TO 60 HZ SPIKE DELAY 0.1 TO 20S 1 CHANGEOVER CONTACT W. OR W/O ERROR LOG SPRING-LOADED TYPE | 133.14 | TEM | 1 | CP | 0.135 | 1
3UG46322AW30 | DIGITAL MONITORING RELAY VOLTAGE MONITORING, 22.5MM FROM 10 TO 600V AC/DC OVERSHOOT AND UNDERSHOOT AC/DC 24 TO 240V DC AND AC 50 TO 60 HZ SPIKE DELAY 0.1 TO 20S 1 CHANGEOVER CONTACT W. OR W/O ERROR LOG SPRING-LOADED TYPE | 133.14 | TEM | 1 | CP | 0.135 | 1
3UG46331AL30 | DIGITAL MONITORING RELAY VOLTAGE MONITORING, 22.5MM FROM 17 TO 275V AC/DC OVERSHOOT AND UNDERSHOOT INTERNAL POWER SUPPLY DC AND AC 50 TO 60 HZ SPIKE DELAY 0.1 TO 20S HYSTERESIS 0.1 TO 150V 1 CHANGEOVER CONTACT W. OR W/O ERROR LOG SCREW TERMINAL REPLACEMENT PRODUCT F. 3UG3534, 3UG3535 | 121.14 | TEM | 1 | CP | 0.136 | 1
3UG46331AL30 | DIGITAL MONITORING RELAY VOLTAGE MONITORING, 22.5MM FROM 17 TO 275V AC/DC OVERSHOOT AND UNDERSHOOT INTERNAL POWER SUPPLY DC AND AC 50 TO 60 HZ SPIKE DELAY 0.1 TO 20S HYSTERESIS 0.1 TO 150V 1 CHANGEOVER CONTACT W. OR W/O ERROR LOG SCREW TERMINAL REPLACEMENT PRODUCT F. 3UG3534, 3UG3535 | 121.14 | TEM | 1 | CP | 0.136 | 1
3UG46332AL30 | DIGITAL MONITORING RELAY VOLTAGE MONITORING, 22.5MM FROM 17 TO 275V AC/DC OVERSHOOT AND UNDERSHOOT INTERNAL POWER SUPPLY DC AND AC 50 TO 60 HZ SPIKE DELAY 0.1 TO 20S HYSTERESIS 0.1 TO 150V 1 CHANGEOVER CONTACT SPRING-LOADED TYPE | 126.29 | TEM | 1 | CP | 0.13 | 1
3UG46332AL30 | DIGITAL MONITORING RELAY VOLTAGE MONITORING, 22.5MM FROM 17 TO 275V AC/DC OVERSHOOT AND UNDERSHOOT INTERNAL POWER SUPPLY DC AND AC 50 TO 60 HZ SPIKE DELAY 0.1 TO 20S HYSTERESIS 0.1 TO 150V 1 CHANGEOVER CONTACT SPRING-LOADED TYPE | 126.29 | TEM | 1 | CP | 0.13 | 1
3UG46411CS20 | DIGITAL MONITORING RELAY COS-PHI A. CURRENT MONITORING FROM 90 TO 690V AC OVERSHOOT AND UNDERSHOOT INTERNAL POWER SUPPLY AC 50 TO 60 HZ SPIKE DELAY 0.1 TO 20S HYSTERESIS W. (I) 0.1 TO 2A 2 CHANGEOVER CONTACTS W. OR W/O ERROR LOG SCREW TERMINAL REPLACEMENT PRODUCT F. 3UG3014 | 173.52 | TEM | 1 | CP | 0.158 | 1
3UG46411CS20 | DIGITAL MONITORING RELAY COS-PHI A. CURRENT MONITORING FROM 90 TO 690V AC OVERSHOOT AND UNDERSHOOT INTERNAL POWER SUPPLY AC 50 TO 60 HZ SPIKE DELAY 0.1 TO 20S HYSTERESIS W. (I) 0.1 TO 2A 2 CHANGEOVER CONTACTS W. OR W/O ERROR LOG SCREW TERMINAL REPLACEMENT PRODUCT F. 3UG3014 | 173.52 | TEM | 1 | CP | 0.158 | 1
3UG46511AA30 | DIGITAL MONITORING RELAY SPEED MONITORING FROM 0.1 TO 2200 REV/MIN OVERSHOOT AND UNDERSHOOT SUPPLY VOLTAGE: AC/DC 24V DC AND AC 50 TO 60 HZ NO GALVANIC ISOLATION FROM MEASURING CIRCUIT STARTUP DELAY 1 TO 900S TRIP DELAY 0.1 TO 99.9S HYSTERESIS 0.1 TO 99 REV/MIN 1 CO CONTACT W. OR W/O ERROR LOG SCREW TERMINAL REPLACEMENT PRODUCT FOR 3UG3051 | 173.52 | TEM | 1 | CP | 0.165 | 1
3UG46511AA30 | DIGITAL MONITORING RELAY SPEED MONITORING FROM 0.1 TO 2200 REV/MIN OVERSHOOT AND UNDERSHOOT SUPPLY VOLTAGE: AC/DC 24V DC AND AC 50 TO 60 HZ NO GALVANIC ISOLATION FROM MEASURING CIRCUIT STARTUP DELAY 1 TO 900S TRIP DELAY 0.1 TO 99.9S HYSTERESIS 0.1 TO 99 REV/MIN 1 CO CONTACT W. OR W/O ERROR LOG SCREW TERMINAL REPLACEMENT PRODUCT FOR 3UG3051 | 173.52 | TEM | 1 | CP | 0.165 | 1
3UG46511AW30 | DIGITAL MONITORING RELAY SPEED MONITORING FROM 0.1 TO 2200 REV/MIN OVERSHOOT AND UNDERSHOOT AC/DC 24 TO 240V DC AND AC 50 TO 60 HZ STARTUP DELAY 1 TO 900S TRIPPING DELAYED 0.1 TO 99.9S HYSTERESIS 0.1 TO 99 REV/MIN 1 CHANGEOVER CONTACT W. OR W/O ERROR LOG SCREW TERMINAL REPLACEMENT PRODUCT F. 3UG3051 | 184.67 | TEM | 1 | CP | 0.165 | 1
3UG46511AW30 | DIGITAL MONITORING RELAY SPEED MONITORING FROM 0.1 TO 2200 REV/MIN OVERSHOOT AND UNDERSHOOT AC/DC 24 TO 240V DC AND AC 50 TO 60 HZ STARTUP DELAY 1 TO 900S TRIPPING DELAYED 0.1 TO 99.9S HYSTERESIS 0.1 TO 99 REV/MIN 1 CHANGEOVER CONTACT W. OR W/O ERROR LOG SCREW TERMINAL REPLACEMENT PRODUCT F. 3UG3051 | 184.67 | TEM | 1 | CP | 0.165 | 1
3UG46512AA30 | DIGITAL MONITORING RELAY SPEED MONITORING FROM 0.1 TO 2200 REV/MIN OVERSHOOT AND UNDERSHOOT SUPPLY VOLTAGE: AC/DC 24V DC AND AC 50 TO 60 HZ NO GALVANIC ISOLATION FROM MEASURING CIRCUIT STARTUP DELAY 1 TO 900S TRIP DELAY 0.11 TO 99.9S HYSTERESIS 0.1 TO 99 REV/MIN 1 CO CONTACT W. OR W/O ERROR LOG SPRING-LOADED CONNECTION | 182.95 | TEM | 1 | CP | 0.17 | 1
3UG46512AA30 | DIGITAL MONITORING RELAY SPEED MONITORING FROM 0.1 TO 2200 REV/MIN OVERSHOOT AND UNDERSHOOT SUPPLY VOLTAGE: AC/DC 24V DC AND AC 50 TO 60 HZ NO GALVANIC ISOLATION FROM MEASURING CIRCUIT STARTUP DELAY 1 TO 900S TRIP DELAY 0.11 TO 99.9S HYSTERESIS 0.1 TO 99 REV/MIN 1 CO CONTACT W. OR W/O ERROR LOG SPRING-LOADED CONNECTION | 182.95 | TEM | 1 | CP | 0.17 | 1
3UG48161AA40 | DIGITAL MONITORING RELAY FOR THREE-PHASE LINE VOLTAGE FOR IO-LINK AC 50 TO 60 HZ 3X 160 TO 690V LINE PHASE SEQUENCE, PHASE FAILURE, PHASE ASYMMETRY UNDER- AND OVERVOLTAGE HYSTERESIS 1-20V NETWORK STABILITY TIME TRIGGER DELAY TIME 1 CO CONTACT, SCREW TERMINAL | 185.52 | TEM | 1 | CP | 0.147 | 1
3UG48161AA40 | DIGITAL MONITORING RELAY FOR THREE-PHASE LINE VOLTAGE FOR IO-LINK AC 50 TO 60 HZ 3X 160 TO 690V LINE PHASE SEQUENCE, PHASE FAILURE, PHASE ASYMMETRY UNDER- AND OVERVOLTAGE HYSTERESIS 1-20V NETWORK STABILITY TIME TRIGGER DELAY TIME 1 CO CONTACT, SCREW TERMINAL | 185.52 | TEM | 1 | CP | 0.147 | 1
3UG48221AA40 | DIGITAL MONITORING RELAY CURRENT MONITORING, 22.5MM FOR IO-LINK 0.05 TO 10.0A AC/DC OVER- AND UNDERCURRENT CONVERTER SCALING FACTOR HYSTERESIS 0.01 TO 5.0A ON DELAY TIME TRIPPING DELAY TIME 1 CHANGE-OVER CONTACT, SCREW TERMINAL | 151.14 | TEM | 1 | CP | 0.147 | 1
3UG48221AA40 | DIGITAL MONITORING RELAY CURRENT MONITORING, 22.5MM FOR IO-LINK 0.05 TO 10.0A AC/DC OVER- AND UNDERCURRENT CONVERTER SCALING FACTOR HYSTERESIS 0.01 TO 5.0A ON DELAY TIME TRIPPING DELAY TIME 1 CHANGE-OVER CONTACT, SCREW TERMINAL | 151.14 | TEM | 1 | CP | 0.147 | 1
3UL23021A | RESIDUAL CURRENT TRANSFORMER FOR RESIDUAL CURRENT MONITORING FEEDTHROUGH OPENING 35MM. FAULT CURRENT 30MA..40A | 109.4 | TEM | 1 | CP | 0.131 | 1
3UL23021A | RESIDUAL CURRENT TRANSFORMER FOR RESIDUAL CURRENT MONITORING FEEDTHROUGH OPENING 35MM. FAULT CURRENT 30MA..40A | 109.4 | TEM | 1 | CP | 0.131 | 1
3UL23031A | RESIDUAL CURRENT TRANSFORMER FOR RESIDUAL CURRENT MONITORING . . | 117.1 | TEM | 1 | CP | 0.207 | 1
3UL23031A | RESIDUAL CURRENT TRANSFORMER FOR RESIDUAL CURRENT MONITORING . . | 117.1 | TEM | 1 | CP | 0.207 | 1
3UL23041A | RESIDUAL CURRENT TRANSFORMER FOR RESIDUAL CURRENT MONITORING FEEDTHROUGH OPENING 35MM. FAULT CURRENT 30MA..40A | 122.8 | TEM | 1 | CP | 0.338 | 1
3UL23041A | RESIDUAL CURRENT TRANSFORMER FOR RESIDUAL CURRENT MONITORING FEEDTHROUGH OPENING 35MM. FAULT CURRENT 30MA..40A | 122.8 | TEM | 1 | CP | 0.338 | 1
3UL23051A | RESIDUAL CURRENT TRANSFORMER FOR RESIDUAL CURRENT MONITORING . . | 167.6 | TEM | 1 | CP | 0.452 | 1
3UL23051A | RESIDUAL CURRENT TRANSFORMER FOR RESIDUAL CURRENT MONITORING . . | 167.6 | TEM | 1 | CP | 0.452 | 1
3UL23071A | RESIDUAL CURRENT TRANSFORMER FOR RESIDUAL CURRENT MONITORING FEED-THROUGH OPENING 210MM, RESIDUAL CURRENT 30MA..40A | 335.1 | TEM | 1 | CP | 1.72 | 1
3UL23071A | RESIDUAL CURRENT TRANSFORMER FOR RESIDUAL CURRENT MONITORING FEED-THROUGH OPENING 210MM, RESIDUAL CURRENT 30MA..40A | 335.1 | TEM | 1 | CP | 1.72 | 1
3UX1015 | ACCESSOR.F.OVERLOAD RELAY CABLE RELEASE W.CLIP 400MM LONG | 40.7 | TEM | 1 | CP | 0.047 | 1
3UX1015 | ACCESSOR.F.OVERLOAD RELAY CABLE RELEASE W.CLIP 400MM LONG | 40.7 | TEM | 1 | CP | 0.047 | 1
3UX1016 | ACCESSOR.F.OVERLOAD RELAY CABLE RELEASE W.CLIP 600MM LONG | 40.7 | TEM | 1 | CP | 0.062 | 1
3UX1016 | ACCESSOR.F.OVERLOAD RELAY CABLE RELEASE W.CLIP 600MM LONG | 40.7 | TEM | 1 | CP | 0.062 | 1
3UX1418 | STAND-ALONE ADAPTOR FOR 3UA50 | 15.3 | TEM | 1 | CP | 0.072 | 1
3UX1418 | STAND-ALONE ADAPTOR FOR 3UA50 | 15.3 | TEM | 1 | CP | 0.072 | 1
3UX1421 | STAND-ALONE ADAPTOR FOR 3UA58 | 11.1 | TEM | 1 | CP | 0.16 | 1
3UX1421 | STAND-ALONE ADAPTOR FOR 3UA58 | 11.1 | TEM | 1 | CP | 0.16 | 1
3ZS13124CC100YA5 | SIRIUS; SIMOCODE ES 2007 BASIC FLOATING LICENSE F. ONE USER E-SW, SW AND DOCUM. ON CD LICENSE KEY ON USB ST.;CLASS A 3 LANGUAGES (GER,ENG,FR) EXECUTES UNDER: MS WINDOWS XP PROF MS WINDOWS 7 32/64 BIT PROF/ ULTIMATE/ENTERPRISE REFERENCE HW: SIRIUS SIMOCODE PRO 3UF7*; COMMUNICATION THROUGH SYSTEM INTERFACE | 90.6 | TEM | 1 | CP | 0.225 | 1
3ZS13124CC100YA5 | SIRIUS; SIMOCODE ES 2007 BASIC FLOATING LICENSE F. ONE USER E-SW, SW AND DOCUM. ON CD LICENSE KEY ON USB ST.;CLASS A 3 LANGUAGES (GER,ENG,FR) EXECUTES UNDER: MS WINDOWS XP PROF MS WINDOWS 7 32/64 BIT PROF/ ULTIMATE/ENTERPRISE REFERENCE HW: SIRIUS SIMOCODE PRO 3UF7*; COMMUNICATION THROUGH SYSTEM INTERFACE | 90.6 | TEM | 1 | CP | 0.225 | 1
3ZS13134CC100YA5 | SIRIUS; SOFT STARTER ES 2007 BASIC FLOATING-LICENSE F. ONE USER E-SW, SW ON CD LICENSE KEY ON USB ST;CLASS A 3 LANGUAGES (G,EN,FR) EXECUTES UNDER: WINXPPROF/WIN7 REFERENCE HW: SIRIUS SOFT STARTER 3RW44; COMMUNICATION THROUGH SYSTEM INTERFACE | 60.07 | TEM | 1 | CP | 0.225 | 1
3ZS13134CC100YA5 | SIRIUS; SOFT STARTER ES 2007 BASIC FLOATING-LICENSE F. ONE USER E-SW, SW ON CD LICENSE KEY ON USB ST;CLASS A 3 LANGUAGES (G,EN,FR) EXECUTES UNDER: WINXPPROF/WIN7 REFERENCE HW: SIRIUS SOFT STARTER 3RW44; COMMUNICATION THROUGH SYSTEM INTERFACE | 60.07 | TEM | 1 | CP | 0.225 | 1
3ZS13136CC100YA5 | SIRIUS; SOFT STARTER ES 2007 PREMIUM FLOATING-LICENSE F. ONE USER E-SW, SW AND DOCUM ON CD LICENSE KEY ON USB ST;CLASS A 3 LANGUAGES (G,EN,FR) EXECUTES UNDER: WINXPPROF/WIN7 REFERENCE HW: SIRIUS SOFT STARTER 3RW44; COMMUNICATION THROUGH SYSTEM INTERFACE AND OPTIONAL PROFIBUS DP INTERFACE | 659.59 | TEM | 1 | CP | 0.229 | 1
3ZS13136CC100YA5 | SIRIUS; SOFT STARTER ES 2007 PREMIUM FLOATING-LICENSE F. ONE USER E-SW, SW AND DOCUM ON CD LICENSE KEY ON USB ST;CLASS A 3 LANGUAGES (G,EN,FR) EXECUTES UNDER: WINXPPROF/WIN7 REFERENCE HW: SIRIUS SOFT STARTER 3RW44; COMMUNICATION THROUGH SYSTEM INTERFACE AND OPTIONAL PROFIBUS DP INTERFACE | 659.59 | TEM | 1 | CP | 0.229 | 1
3ZS13166CC100YA5 | SIRIUS ENGINEERING SAFETY ES V1.0 PREMIUM LICENSE KEY ON USB STICK, SOFTWARE ON CD, FLOATING LICENSE FOR ONE USER, ENGINEERING SOFTWARE, CLASS A, 3 LANGUAGES (GER, EN, FR), EXECUTES UNDER: WIN XP PROF SP2 + SP3 / WIN 7 32/64 BIT SP1 PROF/ULTIMATE/ENTERPRISE REFERENCE HW: SIRIUS 3RK3 SIRIUS 3SK2 COMMUNICATION VIA PROFIBUS OR SYSTEM INTERFACE TO PC (SERIAL/USB) MACRO FUNCTIONALITY | 999.99 | TEM | 1 | CP | 0.218 | 1
3ZS13166CC100YA5 | SIRIUS ENGINEERING SAFETY ES V1.0 PREMIUM LICENSE KEY ON USB STICK, SOFTWARE ON CD, FLOATING LICENSE FOR ONE USER, ENGINEERING SOFTWARE, CLASS A, 3 LANGUAGES (GER, EN, FR), EXECUTES UNDER: WIN XP PROF SP2 + SP3 / WIN 7 32/64 BIT SP1 PROF/ULTIMATE/ENTERPRISE REFERENCE HW: SIRIUS 3RK3 SIRIUS 3SK2 COMMUNICATION VIA PROFIBUS OR SYSTEM INTERFACE TO PC (SERIAL/USB) MACRO FUNCTIONALITY | 999.99 | TEM | 1 | CP | 0.218 | 1
3ZS13225CE110YB5 | SIRIUS; SIMOCODE ES V13 STANDARD FLOATING LICENSE F. ONE USER E-SW, W/O SW, W/O DOCU LICENSE KEY DOWNLOAD, CLASS A 6 LANGUAGES (DE,EN,IT,FR,SP,CN) COMBO LICENSE FOR PARALLEL USE OF SIMOCODE ES 2007 AND V13; FOR SIMOCODE PRO; ONLINE FUNCTIONS VIA SYSTEM INTERFACE; INT. GRAPHIC EDITOR (CFC-BASED) EXECUTABLE UNDER: MS WINDOWS 7 32/64 BIT PROF/ ULTIMATE/ENTERPRISE MS WINDOWS 8.1 64 BIT PROF/ENT. MS WINDOWS SERVER 2008 R2; MS WINDOWS SERVER 2012 R2; E-MAIL ADDRESS IS OBLIGATORY; | 676.5 | TEM | 1 | CP | 0.001 | 1
3ZS13225CE110YB5 | SIRIUS; SIMOCODE ES V13 STANDARD FLOATING LICENSE F. ONE USER E-SW, W/O SW, W/O DOCU LICENSE KEY DOWNLOAD, CLASS A 6 LANGUAGES (DE,EN,IT,FR,SP,CN) COMBO LICENSE FOR PARALLEL USE OF SIMOCODE ES 2007 AND V13; FOR SIMOCODE PRO; ONLINE FUNCTIONS VIA SYSTEM INTERFACE; INT. GRAPHIC EDITOR (CFC-BASED) EXECUTABLE UNDER: MS WINDOWS 7 32/64 BIT PROF/ ULTIMATE/ENTERPRISE MS WINDOWS 8.1 64 BIT PROF/ENT. MS WINDOWS SERVER 2008 R2; MS WINDOWS SERVER 2012 R2; E-MAIL ADDRESS IS OBLIGATORY; | 676.5 | TEM | 1 | CP | 0.001 | 1
3ZS13226CE100YB5 | SIRIUS; SIMOCODE ES V12 PREMIUM FLOATING LICENSE F. ONE USER E-SW, W/O SW, W/O DOCU LICENSE KEY DOWNLOAD, CLASS A 6 LANGUAGES (DE,EN,IT,FR,SP,CN) FOR SIMOCODE PRO WITH PROFIBUS; ONLINE FUNCTIONS VIA SYSTEM INTERFACE AND PROFIBUS; INT. GRAPHIC EDITOR (CFC-BASED) EXECUTABLE UNDER: MS WINDOWS XP PROF MS WINDOWS SERVER 2008 32/64 B MS WINDOWS 7 32/64 BIT PROF/ ULTIMATE/ENTERPRISE E-MAIL ADDRESS REQUIRED FOR DELIVERY | 1128.3 | TEM | 1 | CP | 0.001 | 1
3ZS13226CE100YB5 | SIRIUS; SIMOCODE ES V12 PREMIUM FLOATING LICENSE F. ONE USER E-SW, W/O SW, W/O DOCU LICENSE KEY DOWNLOAD, CLASS A 6 LANGUAGES (DE,EN,IT,FR,SP,CN) FOR SIMOCODE PRO WITH PROFIBUS; ONLINE FUNCTIONS VIA SYSTEM INTERFACE AND PROFIBUS; INT. GRAPHIC EDITOR (CFC-BASED) EXECUTABLE UNDER: MS WINDOWS XP PROF MS WINDOWS SERVER 2008 32/64 B MS WINDOWS 7 32/64 BIT PROF/ ULTIMATE/ENTERPRISE E-MAIL ADDRESS REQUIRED FOR DELIVERY | 1128.3 | TEM | 1 | CP | 0.001 | 1
3ZY12121BA00 | DEVICE CONNECTOR FOR SAFETY RELAY 3SK1 WIDTH 17.5 MM, FOR THE ELECTR. CONNECTION OF SIRIUS DEVICES IN THE INDUSTR. DIN RAIL ENCLOSURE | 15.79 | TEM | 1 | CP | 0.05 | 1
3ZY12121BA00 | DEVICE CONNECTOR FOR SAFETY RELAY 3SK1 WIDTH 17.5 MM, FOR THE ELECTR. CONNECTION OF SIRIUS DEVICES IN THE INDUSTR. DIN RAIL ENCLOSURE | 15.13 | TEM | 1 | CP | 0.05 | 1
3ZY12121BA00 | DEVICE CONNECTOR FOR SAFETY RELAY 3SK1 WIDTH 17.5 MM, FOR THE ELECTR. CONNECTION OF SIRIUS DEVICES IN THE INDUSTR. DIN RAIL ENCLOSURE | 15.79 | TEM | 1 | CP | 0.05 | 1
3ZY12122BA00 | DEVICE CONNECTOR FOR SAFETY RELAY 3SK1 WIDTH 22.5 MM, FOR THE ELECTR. CONNECTION OF SIRIUS DEVICES IN THE INDUSTR. DIN RAIL ENCLOSURE | 15.13 | TEM | 1 | CP | 0.05 | 1
3ZY12122BA00 | DEVICE CONNECTOR FOR SAFETY RELAY 3SK1 WIDTH 22.5 MM, FOR THE ELECTR. CONNECTION OF SIRIUS DEVICES IN THE INDUSTR. DIN RAIL ENCLOSURE | 15.13 | TEM | 1 | CP | 0.05 | 1
3ZY12122BA00 | DEVICE CONNECTOR FOR SAFETY RELAY 3SK1 WIDTH 22.5 MM, FOR THE ELECTR. CONNECTION OF SIRIUS DEVICES IN THE INDUSTR. DIN RAIL ENCLOSURE | 15.13 | TEM | 1 | CP | 0.05 | 1
3ZY12122DA00 | DEVICE TERMINATION CONNECTOR FOR SAFETY RELAY 3SK1 WIDTH 22.5 MM, FOR THE ELECTR. CONNECTION OF SIRIUS DEVICES IN THE INDUSTR. DIN RAIL ENCLOSURE | 16.91 | TEM | 1 | CP | 0.05 | 1
3ZY12122DA00 | DEVICE TERMINATION CONNECTOR FOR SAFETY RELAY 3SK1 WIDTH 22.5 MM, FOR THE ELECTR. CONNECTION OF SIRIUS DEVICES IN THE INDUSTR. DIN RAIL ENCLOSURE | 16.28 | TEM | 1 | CP | 0.05 | 1
3ZY12122DA00 | DEVICE TERMINATION CONNECTOR FOR SAFETY RELAY 3SK1 WIDTH 22.5 MM, FOR THE ELECTR. CONNECTION OF SIRIUS DEVICES IN THE INDUSTR. DIN RAIL ENCLOSURE | 16.91 | TEM | 1 | CP | 0.05 | 1
3ZY12124GA01 | DEV. CONNECTOR SET FOR SAFETY RELAY 3SK2, WIDTH 45 MM, FOR ELECTR. CONNECTION OF SIRIUS DEVICES IN INDUSTR. MOUNTING RAIL ENCL. | 19.37 | TEM | 1 | CP | 0.688 | 1
3ZY12124GA01 | DEV. CONNECTOR SET FOR SAFETY RELAY 3SK2, WIDTH 45 MM, FOR ELECTR. CONNECTION OF SIRIUS DEVICES IN INDUSTR. MOUNTING RAIL ENCL. | 19.37 | TEM | 1 | CP | 0.688 | 1
3ZY13211AA00 | SEALING COVER 17.5 MM FOR SIRIUS DEVICES IN THE INDUSTR. DIN RAIL ENCLOSURE, WITH BOTTOM RECESS | 2.78 | TEM | 1 | CP | 0.002 | 5
3ZY13211AA00 | SEALING COVER 17.5 MM FOR SIRIUS DEVICES IN THE INDUSTR. DIN RAIL ENCLOSURE, WITH BOTTOM RECESS | 2.78 | TEM | 1 | CP | 0.002 | 5
3ZY13211AA00 | SEALING COVER 17.5 MM FOR SIRIUS DEVICES IN THE INDUSTR. DIN RAIL ENCLOSURE, WITH BOTTOM RECESS | 2.78 | TEM | 1 | CP | 0.002 | 5
3ZY13212AA00 | SEALING COVER 22.5 MM, FOR SIRIUS DEVICES IN THE INDUSTR. DIN RAIL ENCLOSURE WITH BOTTOM RECESS | 2.78 | TEM | 1 | CP | 0.003 | 5
3ZY13212AA00 | SEALING COVER 22.5 MM, FOR SIRIUS DEVICES IN THE INDUSTR. DIN RAIL ENCLOSURE WITH BOTTOM RECESS | 2.78 | TEM | 1 | CP | 0.003 | 5
3ZY13212AA00 | SEALING COVER 22.5 MM, FOR SIRIUS DEVICES IN THE INDUSTR. DIN RAIL ENCLOSURE WITH BOTTOM RECESS | 2.78 | TEM | 1 | CP | 0.003 | 5
4AM23424TT100FA0 | TRANSFORMER SITAS; PHASES:1; PN/PN(S6)(KVA):0,025 /0; UPRI(V):230+/-5%; USEC(V):230; ISEC(A):0,11; F(HZ):50...60; VECTOR GR./SHIELD WNG.:II0 /0; TA/ISOKL:40 /B; IP00; TYPE OF TERMINALS:SCREW/TAB CONNECTION; INSTALLATION:SCREW; EN 61558-2-1, -2-4 >UL/CSA-RECOGNIZED< >ISOLATION TRANSFORMER< | 57.2 | TEM | 1 | CP | 1.5 | 1
4AM23424TT100FA0 | TRANSFORMER SITAS; PHASES:1; PN/PN(S6)(KVA):0,025 /0; UPRI(V):230+/-5%; USEC(V):230; ISEC(A):0,11; F(HZ):50...60; VECTOR GR./SHIELD WNG.:II0 /0; TA/ISOKL:40 /B; IP00; TYPE OF TERMINALS:SCREW/TAB CONNECTION; INSTALLATION:SCREW; EN 61558-2-1, -2-4 >UL/CSA-RECOGNIZED< >ISOLATION TRANSFORMER< | 57.2 | TEM | 1 | CP | 1.5 | 1
4AM32425AN000EA0 | TRANSFORMER SITAS; PHASES:1; PN/PN(S6)(KVA):0,063 /0,19; UPRI(V):400+/-5%; USEC(V):24; ISEC(A):2,63; F(HZ):50...60; VECTOR GR./SHIELD WNG.:II0 /0; TA/ISOKL:40 /B; IP00; TYPE OF TERMINALS:SCREW/TAB CONNECTION; INSTALLATION:SCREWS/MOUNTING RAILS; EN 61558-2-2, -2-6 >UL/CSA-RECOGNIZED< >CONTROL CIRCUIT TRANSFORMER< >SAFETY ISOLATING TRANSFORMER< | 75.54 | TEM | 1 | CP | 2.3 | 1
4AM32425AN000EA0 | TRANSFORMER SITAS; PHASES:1; PN/PN(S6)(KVA):0,063 /0,19; UPRI(V):400+/-5%; USEC(V):24; ISEC(A):2,63; F(HZ):50...60; VECTOR GR./SHIELD WNG.:II0 /0; TA/ISOKL:40 /B; IP00; TYPE OF TERMINALS:SCREW/TAB CONNECTION; INSTALLATION:SCREWS/MOUNTING RAILS; EN 61558-2-2, -2-6 >UL/CSA-RECOGNIZED< >CONTROL CIRCUIT TRANSFORMER< >SAFETY ISOLATING TRANSFORMER< | 75.54 | TEM | 1 | CP | 2.3 | 1
4AM32425AT100FA0 | TRANSFORMER SITAS; PHASES:1; PN/PN(S6)(KVA):0,063 /0,19; UPRI(V):400+/-5%; USEC(V):230; ISEC(A):0,27; F(HZ):50...60; VECTOR GR./SHIELD WNG.:II0 /0; TA/ISOKL:40 /B; IP00; TYPE OF TERMINALS:SCREW/TAB CONNECTION; INSTALLATION:SCREWS/MOUNTING RAILS; EN 61558-2-1, -2-2, -2-4 >UL/CSA-RECOGNIZED< >CONTROL CIRCUIT TRANSFORMER< >ISOLATION TRANSFORMER< | 75.54 | TEM | 1 | CP | 2.3 | 1
4AM32425AT100FA0 | TRANSFORMER SITAS; PHASES:1; PN/PN(S6)(KVA):0,063 /0,19; UPRI(V):400+/-5%; USEC(V):230; ISEC(A):0,27; F(HZ):50...60; VECTOR GR./SHIELD WNG.:II0 /0; TA/ISOKL:40 /B; IP00; TYPE OF TERMINALS:SCREW/TAB CONNECTION; INSTALLATION:SCREWS/MOUNTING RAILS; EN 61558-2-1, -2-2, -2-4 >UL/CSA-RECOGNIZED< >CONTROL CIRCUIT TRANSFORMER< >ISOLATION TRANSFORMER< | 75.54 | TEM | 1 | CP | 2.3 | 1
4AM32425CT100FA0 | TRANSFORMER SITAS; PHASES:1; PN/PN(S6)(KVA):0,063 /0,19; UPRI(V):440+/-5%; USEC(V):230; ISEC(A):0,27; F(HZ):50...60; VECTOR GR./SHIELD WNG.:II0 /0; TA/ISOKL:40 /B; IP00; TYPE OF TERMINALS:SCREW/TAB CONNECTION; INSTALLATION:SCREWS/MOUNTING RAILS; EN 61558-2-1, -2-2, -2-4 >UL/CSA-RECOGNIZED< >CONTROL CIRCUIT TRANSFORMER< >ISOLATION TRANSFORMER< | 91.23 | TEM | 1 | CP | 2.3 | 1
4AM32425CT100FA0 | TRANSFORMER SITAS; PHASES:1; PN/PN(S6)(KVA):0,063 /0,19; UPRI(V):440+/-5%; USEC(V):230; ISEC(A):0,27; F(HZ):50...60; VECTOR GR./SHIELD WNG.:II0 /0; TA/ISOKL:40 /B; IP00; TYPE OF TERMINALS:SCREW/TAB CONNECTION; INSTALLATION:SCREWS/MOUNTING RAILS; EN 61558-2-1, -2-2, -2-4 >UL/CSA-RECOGNIZED< >CONTROL CIRCUIT TRANSFORMER< >ISOLATION TRANSFORMER< | 91.23 | TEM | 1 | CP | 2.3 | 1
4AM34424TJ100FA0 | TRANSFORMER SITAS; PHASES:1; PN/PN(S6)(KVA):0,1 /0,31; UPRI(V):230+/-5%; USEC(V):110; ISEC(A):0,91; F(HZ):50...60; VECTOR GR./SHIELD WNG.:II0 /0; TA/ISOKL:40 /B; IP00; TYPE OF TERMINALS:SCREW/TAB CONNECTION; INSTALLATION:SCREWS/MOUNTING RAILS; EN 61558-2-1, -2-2, -2-4 >UL/CSA-RECOGNIZED< >CONTROL CIRCUIT TRANSFORMER< >ISOLATION TRANSFORMER< | 97.46 | TEM | 1 | CP | 2.9 | 1
4AM34424TJ100FA0 | TRANSFORMER SITAS; PHASES:1; PN/PN(S6)(KVA):0,1 /0,31; UPRI(V):230+/-5%; USEC(V):110; ISEC(A):0,91; F(HZ):50...60; VECTOR GR./SHIELD WNG.:II0 /0; TA/ISOKL:40 /B; IP00; TYPE OF TERMINALS:SCREW/TAB CONNECTION; INSTALLATION:SCREWS/MOUNTING RAILS; EN 61558-2-1, -2-2, -2-4 >UL/CSA-RECOGNIZED< >CONTROL CIRCUIT TRANSFORMER< >ISOLATION TRANSFORMER< | 97.46 | TEM | 1 | CP | 2.9 | 1
4AM34424TN000EA0 | TRANSFORMER SITAS; PHASES:1; PN/PN(S6)(KVA):0,1 /0,31; UPRI(V):230+/-5%; USEC(V):24; ISEC(A):4,17; F(HZ):50...60; VECTOR GR./SHIELD WNG.:II0 /0; TA/ISOKL:40 /B; IP00; TYPE OF TERMINALS:SCREW/TAB CONNECTION; INSTALLATION:SCREWS/MOUNTING RAILS; EN 61558-2-2, -2-6 >UL/CSA-RECOGNIZED< >CONTROL CIRCUIT TRANSFORMER< >SAFETY ISOLATING TRANSFORMER< | 81.39 | TEM | 1 | CP | 2.9 | 1
4AM34424TN000EA0 | TRANSFORMER SITAS; PHASES:1; PN/PN(S6)(KVA):0,1 /0,31; UPRI(V):230+/-5%; USEC(V):24; ISEC(A):4,17; F(HZ):50...60; VECTOR GR./SHIELD WNG.:II0 /0; TA/ISOKL:40 /B; IP00; TYPE OF TERMINALS:SCREW/TAB CONNECTION; INSTALLATION:SCREWS/MOUNTING RAILS; EN 61558-2-2, -2-6 >UL/CSA-RECOGNIZED< >CONTROL CIRCUIT TRANSFORMER< >SAFETY ISOLATING TRANSFORMER< | 81.39 | TEM | 1 | CP | 2.9 | 1
4AM34424TT100FA0 | TRANSFORMER SITAS; PHASES:1; PN/PN(S6)(KVA):0,1 /0,31; UPRI(V):230+/-5%; USEC(V):230; ISEC(A):0,43; F(HZ):50...60; VECTOR GR./SHIELD WNG.:II0 /0; TA/ISOKL:40 /B; IP00; TYPE OF TERMINALS:SCREW/TAB CONNECTION; INSTALLATION:SCREWS/MOUNTING RAILS; EN 61558-2-1, -2-2, -2-4 >UL/CSA-RECOGNIZED< >CONTROL CIRCUIT TRANSFORMER< >ISOLATION TRANSFORMER< | 81.39 | TEM | 1 | CP | 2.9 | 1
4AM34424TT100FA0 | TRANSFORMER SITAS; PHASES:1; PN/PN(S6)(KVA):0,1 /0,31; UPRI(V):230+/-5%; USEC(V):230; ISEC(A):0,43; F(HZ):50...60; VECTOR GR./SHIELD WNG.:II0 /0; TA/ISOKL:40 /B; IP00; TYPE OF TERMINALS:SCREW/TAB CONNECTION; INSTALLATION:SCREWS/MOUNTING RAILS; EN 61558-2-1, -2-2, -2-4 >UL/CSA-RECOGNIZED< >CONTROL CIRCUIT TRANSFORMER< >ISOLATION TRANSFORMER< | 81.39 | TEM | 1 | CP | 2.9 | 1
4AM34425AJ100FA0 | TRANSFORMER SITAS; PHASES:1; PN/PN(S6)(KVA):0,1 /0,31; UPRI(V):400+/-5%; USEC(V):110; ISEC(A):0,909; F(HZ):50...60; VECTOR GR./SHIELD WNG.:II0 /0; TA/ISOKL:40 /B; IP00; TYPE OF TERMINALS:SCREW/TAB CONNECTION; INSTALLATION:SCREWS/MOUNTING RAILS; EN 61558-2-1, -2-2, -2-4 >UL/CSA-RECOGNIZED< >CONTROL CIRCUIT TRANSFORMER< >ISOLATION TRANSFORMER< | 81.39 | TEM | 1 | CP | 2.9 | 1
4AM34425AJ100FA0 | TRANSFORMER SITAS; PHASES:1; PN/PN(S6)(KVA):0,1 /0,31; UPRI(V):400+/-5%; USEC(V):110; ISEC(A):0,909; F(HZ):50...60; VECTOR GR./SHIELD WNG.:II0 /0; TA/ISOKL:40 /B; IP00; TYPE OF TERMINALS:SCREW/TAB CONNECTION; INSTALLATION:SCREWS/MOUNTING RAILS; EN 61558-2-1, -2-2, -2-4 >UL/CSA-RECOGNIZED< >CONTROL CIRCUIT TRANSFORMER< >ISOLATION TRANSFORMER< | 81.39 | TEM | 1 | CP | 2.9 | 1
4AM34425AT100FA0 | TRANSFORMER SITAS; PHASES:1; PN/PN(S6)(KVA):0,1 /0,31; UPRI(V):400+/-5%; USEC(V):230; ISEC(A):0,43; F(HZ):50...60; VECTOR GR./SHIELD WNG.:II0 /0; TA/ISOKL:40 /B; IP00; TYPE OF TERMINALS:SCREW/TAB CONNECTION; INSTALLATION:SCREWS/MOUNTING RAILS; EN 61558-2-1, -2-2, -2-4 >UL/CSA-RECOGNIZED< >CONTROL CIRCUIT TRANSFORMER< >ISOLATION TRANSFORMER< | 81.39 | TEM | 1 | CP | 2.9 | 1
4AM34425AT100FA0 | TRANSFORMER SITAS; PHASES:1; PN/PN(S6)(KVA):0,1 /0,31; UPRI(V):400+/-5%; USEC(V):230; ISEC(A):0,43; F(HZ):50...60; VECTOR GR./SHIELD WNG.:II0 /0; TA/ISOKL:40 /B; IP00; TYPE OF TERMINALS:SCREW/TAB CONNECTION; INSTALLATION:SCREWS/MOUNTING RAILS; EN 61558-2-1, -2-2, -2-4 >UL/CSA-RECOGNIZED< >CONTROL CIRCUIT TRANSFORMER< >ISOLATION TRANSFORMER< | 81.39 | TEM | 1 | CP | 2.9 | 1
4AM34425AT100FA1 | TRANSFORMER SITAS; PHASES:1; PN/PN(S6)(KVA):0,1 /0,31; UPRI(V):400+/-5%; USEC(V):230; ISEC(A):0,43; F(HZ):50...60; VECTOR GR./SHIELD WNG.:II0 /0; TA/ISOKL:40 /B; IP00; TYPE OF TERMINALS:CAGE-CLAMP; INSTALLATION:SCREWS/MOUNTING RAILS; EN 61558-2-1, -2-2, -2-4 >UL/CSA-RECOGNIZED< >CONTROL CIRCUIT TRANSFORMER< >ISOLATION TRANSFORMER< | 92.66 | TEM | 1 | CP | 2.9 | 1
4AM34425AT100FA1 | TRANSFORMER SITAS; PHASES:1; PN/PN(S6)(KVA):0,1 /0,31; UPRI(V):400+/-5%; USEC(V):230; ISEC(A):0,43; F(HZ):50...60; VECTOR GR./SHIELD WNG.:II0 /0; TA/ISOKL:40 /B; IP00; TYPE OF TERMINALS:CAGE-CLAMP; INSTALLATION:SCREWS/MOUNTING RAILS; EN 61558-2-1, -2-2, -2-4 >UL/CSA-RECOGNIZED< >CONTROL CIRCUIT TRANSFORMER< >ISOLATION TRANSFORMER< | 92.66 | TEM | 1 | CP | 2.9 | 1
4AM34428DN000EA0 | TRANSFORMER SITAS; PHASES:1; PN/PN(S6)(KVA):0,1 /0,31; UPRI(V):550-525-500-480-460- 440-415-400-380-230-208; USEC(V):24; ISEC(A):4,17; F(HZ):50...60; VECTOR GR./SHIELD WNG.:II0 /0; TA/ISOKL:40 /B; IP00; TYPE OF TERMINALS:SCREW/TAB CONNECTION; INSTALLATION:SCREWS/MOUNTING RAILS; EN 61558-2-2, -2-6 >UL/CSA-RECOGNIZED< >CONTROL CIRCUIT TRANSFORMER< >SAFETY ISOLATING TRANSFORMER< | 145.82 | TEM | 1 | CP | 3 | 1
4AM34428DN000EA0 | TRANSFORMER SITAS; PHASES:1; PN/PN(S6)(KVA):0,1 /0,31; UPRI(V):550-525-500-480-460- 440-415-400-380-230-208; USEC(V):24; ISEC(A):4,17; F(HZ):50...60; VECTOR GR./SHIELD WNG.:II0 /0; TA/ISOKL:40 /B; IP00; TYPE OF TERMINALS:SCREW/TAB CONNECTION; INSTALLATION:SCREWS/MOUNTING RAILS; EN 61558-2-2, -2-6 >UL/CSA-RECOGNIZED< >CONTROL CIRCUIT TRANSFORMER< >SAFETY ISOLATING TRANSFORMER< | 145.82 | TEM | 1 | CP | 3 | 1
4AM34428JN000EA0 | TRANSFORMER SITAS; PHASES:1; PN/PN(S6)(KVA):0,1 /0,31; UPRI(V):400-230+/-15; USEC(V):24; ISEC(A):4,17; F(HZ):50...60; VECTOR GR./SHIELD WNG.:II0 /0; TA/ISOKL:40 /B; IP00; TYPE OF TERMINALS:SCREW/TAB CONNECTION; INSTALLATION:SCREWS/MOUNTING RAILS; EN 61558-2-2, -2-6 >UL/CSA-RECOGNIZED< >CONTROL CIRCUIT TRANSFORMER< >SAFETY ISOLATING TRANSFORMER< | 87.54 | TEM | 1 | CP | 3 | 1
4AM34428JN000EA0 | TRANSFORMER SITAS; PHASES:1; PN/PN(S6)(KVA):0,1 /0,31; UPRI(V):400-230+/-15; USEC(V):24; ISEC(A):4,17; F(HZ):50...60; VECTOR GR./SHIELD WNG.:II0 /0; TA/ISOKL:40 /B; IP00; TYPE OF TERMINALS:SCREW/TAB CONNECTION; INSTALLATION:SCREWS/MOUNTING RAILS; EN 61558-2-2, -2-6 >UL/CSA-RECOGNIZED< >CONTROL CIRCUIT TRANSFORMER< >SAFETY ISOLATING TRANSFORMER< | 87.54 | TEM | 1 | CP | 3 | 1
4AM38425AJ100FA0 | TRANSFORMER SITAS; PHASES:1; PN/PN(S6)(KVA):0,16 /0,49; UPRI(V):400+/-5%; USEC(V):110; ISEC(A):1,45; F(HZ):50...60; VECTOR GR./SHIELD WNG.:II0 /0; TA/ISOKL:40 /B; IP00; TYPE OF TERMINALS:SCREW/TAB CONNECTION; INSTALLATION:SCREWS/MOUNTING RAILS; EN 61558-2-1, -2-2, -2-4 >UL/CSA-RECOGNIZED< >CONTROL CIRCUIT TRANSFORMER< >ISOLATION TRANSFORMER< | 106.6 | TEM | 1 | CP | 3.6 | 1
4AM38425AJ100FA0 | TRANSFORMER SITAS; PHASES:1; PN/PN(S6)(KVA):0,16 /0,49; UPRI(V):400+/-5%; USEC(V):110; ISEC(A):1,45; F(HZ):50...60; VECTOR GR./SHIELD WNG.:II0 /0; TA/ISOKL:40 /B; IP00; TYPE OF TERMINALS:SCREW/TAB CONNECTION; INSTALLATION:SCREWS/MOUNTING RAILS; EN 61558-2-1, -2-2, -2-4 >UL/CSA-RECOGNIZED< >CONTROL CIRCUIT TRANSFORMER< >ISOLATION TRANSFORMER< | 106.6 | TEM | 1 | CP | 3.6 | 1
4AM38425AN000EA0 | TRANSFORMER SITAS; PHASES:1; PN/PN(S6)(KVA):0,16 /0,49; UPRI(V):400+/-5%; USEC(V):24; ISEC(A):6,67; F(HZ):50...60; VECTOR GR./SHIELD WNG.:II0 /0; TA/ISOKL:40 /B; IP00; TYPE OF TERMINALS:SCREW/TAB CONNECTION; INSTALLATION:SCREWS/MOUNTING RAILS; EN 61558-2-2, -2-6 >UL/CSA-RECOGNIZED< >CONTROL CIRCUIT TRANSFORMER< >SAFETY ISOLATING TRANSFORMER< | 127.35 | TEM | 1 | CP | 3.6 | 1
4AM38425AN000EA0 | TRANSFORMER SITAS; PHASES:1; PN/PN(S6)(KVA):0,16 /0,49; UPRI(V):400+/-5%; USEC(V):24; ISEC(A):6,67; F(HZ):50...60; VECTOR GR./SHIELD WNG.:II0 /0; TA/ISOKL:40 /B; IP00; TYPE OF TERMINALS:SCREW/TAB CONNECTION; INSTALLATION:SCREWS/MOUNTING RAILS; EN 61558-2-2, -2-6 >UL/CSA-RECOGNIZED< >CONTROL CIRCUIT TRANSFORMER< >SAFETY ISOLATING TRANSFORMER< | 127.35 | TEM | 1 | CP | 3.6 | 1
4AM38425AT100FA0 | TRANSFORMER SITAS; PHASES:1; PN/PN(S6)(KVA):0,16 /0,49; UPRI(V):400+/-5%; USEC(V):230; ISEC(A):0,7; F(HZ):50...60; VECTOR GR./SHIELD WNG.:II0 /0; TA/ISOKL:40 /B; IP00; TYPE OF TERMINALS:SCREW/TAB CONNECTION; INSTALLATION:SCREWS/MOUNTING RAILS; EN 61558-2-1, -2-2, -2-4 >UL/CSA-RECOGNIZED< >CONTROL CIRCUIT TRANSFORMER< >ISOLATION TRANSFORMER< | 106.6 | TEM | 1 | CP | 3.6 | 1
4AM38425AT100FA0 | TRANSFORMER SITAS; PHASES:1; PN/PN(S6)(KVA):0,16 /0,49; UPRI(V):400+/-5%; USEC(V):230; ISEC(A):0,7; F(HZ):50...60; VECTOR GR./SHIELD WNG.:II0 /0; TA/ISOKL:40 /B; IP00; TYPE OF TERMINALS:SCREW/TAB CONNECTION; INSTALLATION:SCREWS/MOUNTING RAILS; EN 61558-2-1, -2-2, -2-4 >UL/CSA-RECOGNIZED< >CONTROL CIRCUIT TRANSFORMER< >ISOLATION TRANSFORMER< | 106.6 | TEM | 1 | CP | 3.6 | 1
4AM38428DD400FA0 | TRANSFORMER SITAS; PHASES:1; PN/PN(S6)(KVA):0,16 /0,49; UPRI(V):550-525-500-480-460- 440-415-400-380-230-208; USEC(V):2X115; ISEC(A):2X0,7; F(HZ):50...60; VECTOR GR./SHIELD WNG.:II0 /0; TA/ISOKL:40 /B; IP00; TYPE OF TERMINALS:SCREW/TAB CONNECTION; INSTALLATION:SCREWS/MOUNTING RAILS; EN 61558-2-1, -2-2, -2-4 >UL/CSA-RECOGNIZED< >CONTROL CIRCUIT TRANSFORMER< >ISOLATION TRANSFORMER< | 158.36 | TEM | 1 | CP | 3.7 | 1
4AM38428DD400FA0 | TRANSFORMER SITAS; PHASES:1; PN/PN(S6)(KVA):0,16 /0,49; UPRI(V):550-525-500-480-460- 440-415-400-380-230-208; USEC(V):2X115; ISEC(A):2X0,7; F(HZ):50...60; VECTOR GR./SHIELD WNG.:II0 /0; TA/ISOKL:40 /B; IP00; TYPE OF TERMINALS:SCREW/TAB CONNECTION; INSTALLATION:SCREWS/MOUNTING RAILS; EN 61558-2-1, -2-2, -2-4 >UL/CSA-RECOGNIZED< >CONTROL CIRCUIT TRANSFORMER< >ISOLATION TRANSFORMER< | 158.36 | TEM | 1 | CP | 3.7 | 1
4AM38428JD400FA1 | TRANSFORMER SITAS; PHASES:1; PN/PN(S6)(KVA):0,16 /0,49; UPRI(V):400-230+/-15; USEC(V):2X115; ISEC(A):2X0,7; F(HZ):50...60; VECTOR GR./SHIELD WNG.:II0 /0; TA/ISOKL:40 /B; IP00; TYPE OF TERMINALS:CAGE-CLAMP; INSTALLATION:SCREWS/MOUNTING RAILS; EN 61558-2-1, -2-2, -2-4 >UL/CSA-RECOGNIZED< >CONTROL CIRCUIT TRANSFORMER< >ISOLATION TRANSFORMER< | 167.94 | TEM | 1 | CP | 3.7 | 1
4AM38428JD400FA1 | TRANSFORMER SITAS; PHASES:1; PN/PN(S6)(KVA):0,16 /0,49; UPRI(V):400-230+/-15; USEC(V):2X115; ISEC(A):2X0,7; F(HZ):50...60; VECTOR GR./SHIELD WNG.:II0 /0; TA/ISOKL:40 /B; IP00; TYPE OF TERMINALS:CAGE-CLAMP; INSTALLATION:SCREWS/MOUNTING RAILS; EN 61558-2-1, -2-2, -2-4 >UL/CSA-RECOGNIZED< >CONTROL CIRCUIT TRANSFORMER< >ISOLATION TRANSFORMER< | 167.94 | TEM | 1 | CP | 3.7 | 1
4AM38428JN000EA0 | TRANSFORMER SITAS; PHASES:1; PN/PN(S6)(KVA):0,16 /0,49; UPRI(V):400-230+/-15; USEC(V):24; ISEC(A):6,67; F(HZ):50...60; VECTOR GR./SHIELD WNG.:II0 /0; TA/ISOKL:40 /B; IP00; TYPE OF TERMINALS:SCREW/TAB CONNECTION; INSTALLATION:SCREWS/MOUNTING RAILS; EN 61558-2-2, -2-6 >UL/CSA-RECOGNIZED< >CONTROL CIRCUIT TRANSFORMER< >SAFETY ISOLATING TRANSFORMER< | 113.47 | TEM | 1 | CP | 3.7 | 1
4AM38428JN000EA0 | TRANSFORMER SITAS; PHASES:1; PN/PN(S6)(KVA):0,16 /0,49; UPRI(V):400-230+/-15; USEC(V):24; ISEC(A):6,67; F(HZ):50...60; VECTOR GR./SHIELD WNG.:II0 /0; TA/ISOKL:40 /B; IP00; TYPE OF TERMINALS:SCREW/TAB CONNECTION; INSTALLATION:SCREWS/MOUNTING RAILS; EN 61558-2-2, -2-6 >UL/CSA-RECOGNIZED< >CONTROL CIRCUIT TRANSFORMER< >SAFETY ISOLATING TRANSFORMER< | 113.47 | TEM | 1 | CP | 3.7 | 1
4AM40424TN000EA0 | TRANSFORMER SITAS; PHASES:1; PN/PN(S6)(KVA):0,25 /0,85; UPRI(V):230+/-5%; USEC(V):24; ISEC(A):10,4; F(HZ):50...60; VECTOR GR./SHIELD WNG.:II0 /0; TA/ISOKL:40 /B; IP00; TYPE OF TERMINALS:SCREW/TAB CONNECTION; INSTALLATION:SCREWS/MOUNTING RAILS; EN 61558-2-2, -2-6 >UL/CSA-RECOGNIZED< >CONTROL CIRCUIT TRANSFORMER< >SAFETY ISOLATING TRANSFORMER< | 146.06 | TEM | 1 | CP | 4.6 | 1
4AM40424TN000EA0 | TRANSFORMER SITAS; PHASES:1; PN/PN(S6)(KVA):0,25 /0,85; UPRI(V):230+/-5%; USEC(V):24; ISEC(A):10,4; F(HZ):50...60; VECTOR GR./SHIELD WNG.:II0 /0; TA/ISOKL:40 /B; IP00; TYPE OF TERMINALS:SCREW/TAB CONNECTION; INSTALLATION:SCREWS/MOUNTING RAILS; EN 61558-2-2, -2-6 >UL/CSA-RECOGNIZED< >CONTROL CIRCUIT TRANSFORMER< >SAFETY ISOLATING TRANSFORMER< | 146.06 | TEM | 1 | CP | 4.6 | 1
4AM40425AN000EA0 | TRANSFORMER SITAS; PHASES:1; PN/PN(S6)(KVA):0,25 /0,85; UPRI(V):400+/-5%; USEC(V):24; ISEC(A):10,4; F(HZ):50...60; VECTOR GR./SHIELD WNG.:II0 /0; TA/ISOKL:40 /B; IP00; TYPE OF TERMINALS:SCREW/TAB CONNECTION; INSTALLATION:SCREWS/MOUNTING RAILS; EN 61558-2-2, -2-6 >UL/CSA-RECOGNIZED< >CONTROL CIRCUIT TRANSFORMER< >SAFETY ISOLATING TRANSFORMER< | 146.06 | TEM | 1 | CP | 4.6 | 1
4AM40425AN000EA0 | TRANSFORMER SITAS; PHASES:1; PN/PN(S6)(KVA):0,25 /0,85; UPRI(V):400+/-5%; USEC(V):24; ISEC(A):10,4; F(HZ):50...60; VECTOR GR./SHIELD WNG.:II0 /0; TA/ISOKL:40 /B; IP00; TYPE OF TERMINALS:SCREW/TAB CONNECTION; INSTALLATION:SCREWS/MOUNTING RAILS; EN 61558-2-2, -2-6 >UL/CSA-RECOGNIZED< >CONTROL CIRCUIT TRANSFORMER< >SAFETY ISOLATING TRANSFORMER< | 146.06 | TEM | 1 | CP | 4.6 | 1
4AM40425AT100FA0 | TRANSFORMER SITAS; PHASES:1; PN/PN(S6)(KVA):0,25 /0,85; UPRI(V):400+/-5%; USEC(V):230; ISEC(A):1,09; F(HZ):50...60; VECTOR GR./SHIELD WNG.:II0 /0; TA/ISOKL:40 /B; IP00; TYPE OF TERMINALS:SCREW/TAB CONNECTION; INSTALLATION:SCREWS/MOUNTING RAILS; EN 61558-2-1, -2-2, -2-4 >UL/CSA-RECOGNIZED< >CONTROL CIRCUIT TRANSFORMER< >ISOLATION TRANSFORMER< | 146.06 | TEM | 1 | CP | 4.6 | 1
4AM40425AT100FA0 | TRANSFORMER SITAS; PHASES:1; PN/PN(S6)(KVA):0,25 /0,85; UPRI(V):400+/-5%; USEC(V):230; ISEC(A):1,09; F(HZ):50...60; VECTOR GR./SHIELD WNG.:II0 /0; TA/ISOKL:40 /B; IP00; TYPE OF TERMINALS:SCREW/TAB CONNECTION; INSTALLATION:SCREWS/MOUNTING RAILS; EN 61558-2-1, -2-2, -2-4 >UL/CSA-RECOGNIZED< >CONTROL CIRCUIT TRANSFORMER< >ISOLATION TRANSFORMER< | 146.06 | TEM | 1 | CP | 4.6 | 1
4AM40425CT100FA0 | TRANSFORMER SITAS; PHASES:1; PN/PN(S6)(KVA):0,25 /0,85; UPRI(V):440+/-5%; USEC(V):230; ISEC(A):1,09; F(HZ):50...60; VECTOR GR./SHIELD WNG.:II0 /0; TA/ISOKL:40 /B; IP00; TYPE OF TERMINALS:SCREW/TAB CONNECTION; INSTALLATION:SCREWS/MOUNTING RAILS; EN 61558-2-1, -2-2, -2-4 >UL/CSA-RECOGNIZED< >CONTROL CIRCUIT TRANSFORMER< >ISOLATION TRANSFORMER< | 146.06 | TEM | 1 | CP | 4.6 | 1
4AM40425CT100FA0 | TRANSFORMER SITAS; PHASES:1; PN/PN(S6)(KVA):0,25 /0,85; UPRI(V):440+/-5%; USEC(V):230; ISEC(A):1,09; F(HZ):50...60; VECTOR GR./SHIELD WNG.:II0 /0; TA/ISOKL:40 /B; IP00; TYPE OF TERMINALS:SCREW/TAB CONNECTION; INSTALLATION:SCREWS/MOUNTING RAILS; EN 61558-2-1, -2-2, -2-4 >UL/CSA-RECOGNIZED< >CONTROL CIRCUIT TRANSFORMER< >ISOLATION TRANSFORMER< | 146.06 | TEM | 1 | CP | 4.6 | 1
4AM40428DD400FA0 | TRANSFORMER SITAS; PHASES:1; PN/PN(S6)(KVA):0,25 /0,85; UPRI(V):550-525-500-480-460- 440-415-400-380-230-208; USEC(V):2X115; ISEC(A):1,087-2,174; F(HZ):50...60; VECTOR GR./SHIELD WNG.:II0 /0; TA/ISOKL:40 /B; IP00; TYPE OF TERMINALS:SCREW/TAB CONNECTION; INSTALLATION:SCREWS/MOUNTING RAILS; EN 61558-2-1, -2-2, -2-4 >UL/CSA-RECOGNIZED< >CONTROL CIRCUIT TRANSFORMER< >ISOLATION TRANSFORMER< | 233.29 | TEM | 1 | CP | 4.8 | 1
4AM40428DD400FA0 | TRANSFORMER SITAS; PHASES:1; PN/PN(S6)(KVA):0,25 /0,85; UPRI(V):550-525-500-480-460- 440-415-400-380-230-208; USEC(V):2X115; ISEC(A):1,087-2,174; F(HZ):50...60; VECTOR GR./SHIELD WNG.:II0 /0; TA/ISOKL:40 /B; IP00; TYPE OF TERMINALS:SCREW/TAB CONNECTION; INSTALLATION:SCREWS/MOUNTING RAILS; EN 61558-2-1, -2-2, -2-4 >UL/CSA-RECOGNIZED< >CONTROL CIRCUIT TRANSFORMER< >ISOLATION TRANSFORMER< | 233.29 | TEM | 1 | CP | 4.8 | 1
4AM40428ED400FA0 | TRANSFORMER SITAS; PHASES:1; PN/PN(S6)(KVA):0,25 /0,85; UPRI(V):600-575-550-525-500- 480-460-440-415-400-240-230; USEC(V):2X115; ISEC(A):1,09-2,18; F(HZ):50...60; VECTOR GR./SHIELD WNG.:II0 /0; TA/ISOKL:40 /B; IP00; TYPE OF TERMINALS:SCREW/TAB CONNECTION; INSTALLATION:SCREWS/MOUNTING RAILS; EN 61558-2-1, -2-2, -2-4 >UL/CSA-RECOGNIZED< >CONTROL CIRCUIT TRANSFORMER< >ISOLATION TRANSFORMER< | 195.98 | TEM | 1 | CP | 4.8 | 1
4AM40428ED400FA0 | TRANSFORMER SITAS; PHASES:1; PN/PN(S6)(KVA):0,25 /0,85; UPRI(V):600-575-550-525-500- 480-460-440-415-400-240-230; USEC(V):2X115; ISEC(A):1,09-2,18; F(HZ):50...60; VECTOR GR./SHIELD WNG.:II0 /0; TA/ISOKL:40 /B; IP00; TYPE OF TERMINALS:SCREW/TAB CONNECTION; INSTALLATION:SCREWS/MOUNTING RAILS; EN 61558-2-1, -2-2, -2-4 >UL/CSA-RECOGNIZED< >CONTROL CIRCUIT TRANSFORMER< >ISOLATION TRANSFORMER< | 195.98 | TEM | 1 | CP | 4.8 | 1
4AM40428JN000EA0 | TRANSFORMER SITAS; PHASES:1; PN/PN(S6)(KVA):0,25 /0,85; UPRI(V):400-230+/-15; USEC(V):24; ISEC(A):10,4; F(HZ):50...60; VECTOR GR./SHIELD WNG.:II0 /0; TA/ISOKL:40 /B; IP00; TYPE OF TERMINALS:SCREW/TAB CONNECTION; INSTALLATION:SCREWS/MOUNTING RAILS; EN 61558-2-2, -2-6 >UL/CSA-RECOGNIZED< >CONTROL CIRCUIT TRANSFORMER< >SAFETY ISOLATING TRANSFORMER< | 151.5 | TEM | 1 | CP | 4.8 | 1
4AM43424TJ100FA0 | TRANSFORMER SITAS; PHASES:1; PN/PN(S6)(KVA):0,315 /1,12; UPRI(V):230+/-5%; USEC(V):110; ISEC(A):2,86; F(HZ):50...60; VECTOR GR./SHIELD WNG.:II0 /0; TA/ISOKL:40 /B; IP00; TYPE OF TERMINALS:SCREW/TAB CONNECTION; INSTALLATION:SCREW; EN 61558-2-1, -2-2, -2-4 >UL/CSA-RECOGNIZED< >CONTROL CIRCUIT TRANSFORMER< >ISOLATION TRANSFORMER< | 200.43 | TEM | 1 | CP | 5.4 | 1
4AM43424TJ100FA0 | TRANSFORMER SITAS; PHASES:1; PN/PN(S6)(KVA):0,315 /1,12; UPRI(V):230+/-5%; USEC(V):110; ISEC(A):2,86; F(HZ):50...60; VECTOR GR./SHIELD WNG.:II0 /0; TA/ISOKL:40 /B; IP00; TYPE OF TERMINALS:SCREW/TAB CONNECTION; INSTALLATION:SCREW; EN 61558-2-1, -2-2, -2-4 >UL/CSA-RECOGNIZED< >CONTROL CIRCUIT TRANSFORMER< >ISOLATION TRANSFORMER< | 200.43 | TEM | 1 | CP | 5.4 | 1
4AM43425AT100FA0 | TRANSFORMER SITAS; PHASES:1; PN/PN(S6)(KVA):0,315 /1,12; UPRI(V):400+/-5%; USEC(V):230; ISEC(A):1,37; F(HZ):50...60; VECTOR GR./SHIELD WNG.:II0 /0; TA/ISOKL:40 /B; IP00; TYPE OF TERMINALS:SCREW/TAB CONNECTION; INSTALLATION:SCREW; EN 61558-2-1, -2-2, -2-4 >UL/CSA-RECOGNIZED< >CONTROL CIRCUIT TRANSFORMER< >ISOLATION TRANSFORMER< | 167.28 | TEM | 1 | CP | 5.4 | 1
4AM43425AT100FA0 | TRANSFORMER SITAS; PHASES:1; PN/PN(S6)(KVA):0,315 /1,12; UPRI(V):400+/-5%; USEC(V):230; ISEC(A):1,37; F(HZ):50...60; VECTOR GR./SHIELD WNG.:II0 /0; TA/ISOKL:40 /B; IP00; TYPE OF TERMINALS:SCREW/TAB CONNECTION; INSTALLATION:SCREW; EN 61558-2-1, -2-2, -2-4 >UL/CSA-RECOGNIZED< >CONTROL CIRCUIT TRANSFORMER< >ISOLATION TRANSFORMER< | 167.28 | TEM | 1 | CP | 5.4 | 1
4AM46424TJ100FA0 | TRANSFORMER SITAS; PHASES:1; PN/PN(S6)(KVA):0,4 /1,44; UPRI(V):230+/-5%; USEC(V):110; ISEC(A):3,64; F(HZ):50...60; VECTOR GR./SHIELD WNG.:II0 /0; TA/ISOKL:40 /B; IP00; TYPE OF TERMINALS:SCREW/TAB CONNECTION; INSTALLATION:SCREW; EN 61558-2-1, -2-2, -2-4 >UL/CSA-RECOGNIZED< >CONTROL CIRCUIT TRANSFORMER< >ISOLATION TRANSFORMER< | 194.34 | TEM | 1 | CP | 5.76 | 1
4AM46424TJ100FA0 | TRANSFORMER SITAS; PHASES:1; PN/PN(S6)(KVA):0,4 /1,44; UPRI(V):230+/-5%; USEC(V):110; ISEC(A):3,64; F(HZ):50...60; VECTOR GR./SHIELD WNG.:II0 /0; TA/ISOKL:40 /B; IP00; TYPE OF TERMINALS:SCREW/TAB CONNECTION; INSTALLATION:SCREW; EN 61558-2-1, -2-2, -2-4 >UL/CSA-RECOGNIZED< >CONTROL CIRCUIT TRANSFORMER< >ISOLATION TRANSFORMER< | 194.34 | TEM | 1 | CP | 5.76 | 1
4AM46425AN000EA0 | TRANSFORMER SITAS; PHASES:1; PN/PN(S6)(KVA):0,4 /1,44; UPRI(V):400+/-5%; USEC(V):24; ISEC(A):16,7; F(HZ):50...60; VECTOR GR./SHIELD WNG.:II0 /0; TA/ISOKL:40 /B; IP00; TYPE OF TERMINALS:SCREW/TAB CONNECTION; INSTALLATION:SCREW; EN 61558-2-2, -2-6 >UL/CSA-RECOGNIZED< >CONTROL CIRCUIT TRANSFORMER< >SAFETY ISOLATING TRANSFORMER< | 194.34 | TEM | 1 | CP | 5.76 | 1
4AM46425AN000EA0 | TRANSFORMER SITAS; PHASES:1; PN/PN(S6)(KVA):0,4 /1,44; UPRI(V):400+/-5%; USEC(V):24; ISEC(A):16,7; F(HZ):50...60; VECTOR GR./SHIELD WNG.:II0 /0; TA/ISOKL:40 /B; IP00; TYPE OF TERMINALS:SCREW/TAB CONNECTION; INSTALLATION:SCREW; EN 61558-2-2, -2-6 >UL/CSA-RECOGNIZED< >CONTROL CIRCUIT TRANSFORMER< >SAFETY ISOLATING TRANSFORMER< | 194.34 | TEM | 1 | CP | 5.76 | 1
4AM46425AT100FA0 | TRANSFORMER SITAS; PHASES:1; PN/PN(S6)(KVA):0,4 /1,44; UPRI(V):400+/-5%; USEC(V):230; ISEC(A):1,74; F(HZ):50...60; VECTOR GR./SHIELD WNG.:II0 /0; TA/ISOKL:40 /B; IP00; TYPE OF TERMINALS:SCREW/TAB CONNECTION; INSTALLATION:SCREW; EN 61558-2-1, -2-2, -2-4 >UL/CSA-RECOGNIZED< >CONTROL CIRCUIT TRANSFORMER< >ISOLATION TRANSFORMER< | 194.34 | TEM | 1 | CP | 5.76 | 1
4AM46425AT100FA0 | TRANSFORMER SITAS; PHASES:1; PN/PN(S6)(KVA):0,4 /1,44; UPRI(V):400+/-5%; USEC(V):230; ISEC(A):1,74; F(HZ):50...60; VECTOR GR./SHIELD WNG.:II0 /0; TA/ISOKL:40 /B; IP00; TYPE OF TERMINALS:SCREW/TAB CONNECTION; INSTALLATION:SCREW; EN 61558-2-1, -2-2, -2-4 >UL/CSA-RECOGNIZED< >CONTROL CIRCUIT TRANSFORMER< >ISOLATION TRANSFORMER< | 194.34 | TEM | 1 | CP | 5.76 | 1
4AM46425AV000EA0 | TRANSFORMER SITAS; PHASES:1; PN/PN(S6)(KVA):0,4 /1,44; UPRI(V):400+/-5%; USEC(V):42; ISEC(A):9,52; F(HZ):50...60; VECTOR GR./SHIELD WNG.:II0 /0; TA/ISOKL:40 /B; IP00; TYPE OF TERMINALS:SCREW/TAB CONNECTION; INSTALLATION:SCREW; EN 61558-2-2, -2-6 >UL/CSA-RECOGNIZED< >CONTROL CIRCUIT TRANSFORMER< >SAFETY ISOLATING TRANSFORMER< | 194.34 | TEM | 1 | CP | 5.76 | 1
4AM46425AV000EA0 | TRANSFORMER SITAS; PHASES:1; PN/PN(S6)(KVA):0,4 /1,44; UPRI(V):400+/-5%; USEC(V):42; ISEC(A):9,52; F(HZ):50...60; VECTOR GR./SHIELD WNG.:II0 /0; TA/ISOKL:40 /B; IP00; TYPE OF TERMINALS:SCREW/TAB CONNECTION; INSTALLATION:SCREW; EN 61558-2-2, -2-6 >UL/CSA-RECOGNIZED< >CONTROL CIRCUIT TRANSFORMER< >SAFETY ISOLATING TRANSFORMER< | 194.34 | TEM | 1 | CP | 5.76 | 1
4AM46428DD400FA0 | TRANSFORMER SITAS; PHASES:1; PN/PN(S6)(KVA):0,4 /1,44; UPRI(V):550-525-500-480-460- 440-415-400-380-230-208; USEC(V):2X115; ISEC(A):1,74-3,48; F(HZ):50...60; VECTOR GR./SHIELD WNG.:II0 /0; TA/ISOKL:40 /B; IP00; TYPE OF TERMINALS:SCREW/TAB CONNECTION; INSTALLATION:SCREW; EN 61558-2-1, -2-2, -2-4 >UL/CSA-RECOGNIZED< >CONTROL CIRCUIT TRANSFORMER< >ISOLATION TRANSFORMER< | 245.39 | TEM | 1 | CP | 6.16 | 1
4AM46428DD400FA0 | TRANSFORMER SITAS; PHASES:1; PN/PN(S6)(KVA):0,4 /1,44; UPRI(V):550-525-500-480-460- 440-415-400-380-230-208; USEC(V):2X115; ISEC(A):1,74-3,48; F(HZ):50...60; VECTOR GR./SHIELD WNG.:II0 /0; TA/ISOKL:40 /B; IP00; TYPE OF TERMINALS:SCREW/TAB CONNECTION; INSTALLATION:SCREW; EN 61558-2-1, -2-2, -2-4 >UL/CSA-RECOGNIZED< >CONTROL CIRCUIT TRANSFORMER< >ISOLATION TRANSFORMER< | 245.39 | TEM | 1 | CP | 6.16 | 1
4AM46428MD400FA0 | TRANSFORMER SITAS; PHASES:1; PN/PN(S6)(KVA):0,4 /1,44; UPRI(V):440-400-230; USEC(V):230(2X115); ISEC(A):1,74-3,48; F(HZ):50...60; VECTOR GR./SHIELD WNG.:IIII0 /0; TA/ISOKL:40 /B; IP00; TYPE OF TERMINALS:SCREW/TAB CONNECTION; INSTALLATION:SCREW; EN 61558-2-1, -2-2, -2-4 >UL/CSA-RECOGNIZED< >CONTROL CIRCUIT TRANSFORMER< >ISOLATION TRANSFORMER< | 216.69 | TEM | 1 | CP | 6.16 | 1
4AM46428MD400FA0 | TRANSFORMER SITAS; PHASES:1; PN/PN(S6)(KVA):0,4 /1,44; UPRI(V):440-400-230; USEC(V):230(2X115); ISEC(A):1,74-3,48; F(HZ):50...60; VECTOR GR./SHIELD WNG.:IIII0 /0; TA/ISOKL:40 /B; IP00; TYPE OF TERMINALS:SCREW/TAB CONNECTION; INSTALLATION:SCREW; EN 61558-2-1, -2-2, -2-4 >UL/CSA-RECOGNIZED< >CONTROL CIRCUIT TRANSFORMER< >ISOLATION TRANSFORMER< | 216.69 | TEM | 1 | CP | 6.16 | 1
4AM48424TT100FA0 | TRANSFORMER SITAS; PHASES:1; PN/PN(S6)(KVA):0,5 /2; UPRI(V):230+/-5%; USEC(V):230; ISEC(A):2,17; F(HZ):50...60; VECTOR GR./SHIELD WNG.:II0 /0; TA/ISOKL:40 /B; IP00; TYPE OF TERMINALS:SCREW/TAB CONNECTION; INSTALLATION:SCREW; EN 61558-2-1, -2-2, -2-4 >UL/CSA-RECOGNIZED< >CONTROL CIRCUIT TRANSFORMER< >ISOLATION TRANSFORMER< | 216.69 | TEM | 1 | CP | 7.36 | 1
4AM48424TT100FA0 | TRANSFORMER SITAS; PHASES:1; PN/PN(S6)(KVA):0,5 /2; UPRI(V):230+/-5%; USEC(V):230; ISEC(A):2,17; F(HZ):50...60; VECTOR GR./SHIELD WNG.:II0 /0; TA/ISOKL:40 /B; IP00; TYPE OF TERMINALS:SCREW/TAB CONNECTION; INSTALLATION:SCREW; EN 61558-2-1, -2-2, -2-4 >UL/CSA-RECOGNIZED< >CONTROL CIRCUIT TRANSFORMER< >ISOLATION TRANSFORMER< | 216.69 | TEM | 1 | CP | 7.36 | 1
4AM48425AJ100FA0 | TRANSFORMER SITAS; PHASES:1; PN/PN(S6)(KVA):0,5 /2; UPRI(V):400+/-5%; USEC(V):110; ISEC(A):4,55; F(HZ):50...60; VECTOR GR./SHIELD WNG.:II0 /0; TA/ISOKL:40 /B; IP00; TYPE OF TERMINALS:SCREW/TAB CONNECTION; INSTALLATION:SCREW; EN 61558-2-1, -2-2, -2-4 >UL/CSA-RECOGNIZED< >CONTROL CIRCUIT TRANSFORMER< >ISOLATION TRANSFORMER< | 216.69 | TEM | 1 | CP | 7.36 | 1
4AM48425AJ100FA0 | TRANSFORMER SITAS; PHASES:1; PN/PN(S6)(KVA):0,5 /2; UPRI(V):400+/-5%; USEC(V):110; ISEC(A):4,55; F(HZ):50...60; VECTOR GR./SHIELD WNG.:II0 /0; TA/ISOKL:40 /B; IP00; TYPE OF TERMINALS:SCREW/TAB CONNECTION; INSTALLATION:SCREW; EN 61558-2-1, -2-2, -2-4 >UL/CSA-RECOGNIZED< >CONTROL CIRCUIT TRANSFORMER< >ISOLATION TRANSFORMER< | 216.69 | TEM | 1 | CP | 7.36 | 1
4AM48425AN000EA0 | TRANSFORMER SITAS; PHASES:1; PN/PN(S6)(KVA):0,5 /2; UPRI(V):400+/-5%; USEC(V):24; ISEC(A):20,8; F(HZ):50...60; VECTOR GR./SHIELD WNG.:II0 /0; TA/ISOKL:40 /B; IP00; TYPE OF TERMINALS:SCREW/TAB CONNECTION; INSTALLATION:SCREW; EN 61558-2-2, -2-6 >UL/CSA-RECOGNIZED< >CONTROL CIRCUIT TRANSFORMER< >SAFETY ISOLATING TRANSFORMER< | 216.69 | TEM | 1 | CP | 7.36 | 1
4AM48425AN000EA0 | TRANSFORMER SITAS; PHASES:1; PN/PN(S6)(KVA):0,5 /2; UPRI(V):400+/-5%; USEC(V):24; ISEC(A):20,8; F(HZ):50...60; VECTOR GR./SHIELD WNG.:II0 /0; TA/ISOKL:40 /B; IP00; TYPE OF TERMINALS:SCREW/TAB CONNECTION; INSTALLATION:SCREW; EN 61558-2-2, -2-6 >UL/CSA-RECOGNIZED< >CONTROL CIRCUIT TRANSFORMER< >SAFETY ISOLATING TRANSFORMER< | 216.69 | TEM | 1 | CP | 7.36 | 1
4AM48425AT100FA0 | TRANSFORMER SITAS; PHASES:1; PN/PN(S6)(KVA):0,5 /2; UPRI(V):400+/-5%; USEC(V):230; ISEC(A):2,17; F(HZ):50...60; VECTOR GR./SHIELD WNG.:II0 /0; TA/ISOKL:40 /B; IP00; TYPE OF TERMINALS:SCREW/TAB CONNECTION; INSTALLATION:SCREW; EN 61558-2-1, -2-2, -2-4 >UL/CSA-RECOGNIZED< >CONTROL CIRCUIT TRANSFORMER< >ISOLATION TRANSFORMER< | 216.69 | TEM | 1 | CP | 7.36 | 1
4AM48425AT100FA0 | TRANSFORMER SITAS; PHASES:1; PN/PN(S6)(KVA):0,5 /2; UPRI(V):400+/-5%; USEC(V):230; ISEC(A):2,17; F(HZ):50...60; VECTOR GR./SHIELD WNG.:II0 /0; TA/ISOKL:40 /B; IP00; TYPE OF TERMINALS:SCREW/TAB CONNECTION; INSTALLATION:SCREW; EN 61558-2-1, -2-2, -2-4 >UL/CSA-RECOGNIZED< >CONTROL CIRCUIT TRANSFORMER< >ISOLATION TRANSFORMER< | 216.69 | TEM | 1 | CP | 7.36 | 1
4AM48428DD400FA0 | TRANSFORMER SITAS; PHASES:1; PN/PN(S6)(KVA):0,5 /2; UPRI(V):550-525-500-480-460- 440-415-400-380-230-208; USEC(V):2X115; ISEC(A):2X2,17; F(HZ):50...60; VECTOR GR./SHIELD WNG.:II0 /0; TA/ISOKL:40 /B; IP00; TYPE OF TERMINALS:SCREW/TAB CONNECTION; INSTALLATION:SCREW; EN 61558-2-1, -2-2, -2-4 >UL/CSA-RECOGNIZED< >CONTROL CIRCUIT TRANSFORMER< >ISOLATION TRANSFORMER< | 269.27 | TEM | 1 | CP | 7.6 | 1
4AM48428DD400FA0 | TRANSFORMER SITAS; PHASES:1; PN/PN(S6)(KVA):0,5 /2; UPRI(V):550-525-500-480-460- 440-415-400-380-230-208; USEC(V):2X115; ISEC(A):2X2,17; F(HZ):50...60; VECTOR GR./SHIELD WNG.:II0 /0; TA/ISOKL:40 /B; IP00; TYPE OF TERMINALS:SCREW/TAB CONNECTION; INSTALLATION:SCREW; EN 61558-2-1, -2-2, -2-4 >UL/CSA-RECOGNIZED< >CONTROL CIRCUIT TRANSFORMER< >ISOLATION TRANSFORMER< | 269.27 | TEM | 1 | CP | 7.6 | 1
4AM48428ED400FA0 | TRANSFORMER SITAS; PHASES:1; PN/PN(S6)(KVA):0,5 /2; UPRI(V):600-575-550-525-500- 480-460-440-415-400-240-230; USEC(V):2X115; ISEC(A):2,17-4,35; F(HZ):50...60; VECTOR GR./SHIELD WNG.:IIII0 /0; TA/ISOKL:40 /B; IP00; TYPE OF TERMINALS:SCREW/TAB CONNECTION; INSTALLATION:SCREW; EN 61558-2-1, -2-2, -2-4 >UL/CSA-RECOGNIZED< >CONTROL CIRCUIT TRANSFORMER< >ISOLATION TRANSFORMER< | 269.27 | TEM | 1 | CP | 7.6 | 1
4AM48428ED400FA0 | TRANSFORMER SITAS; PHASES:1; PN/PN(S6)(KVA):0,5 /2; UPRI(V):600-575-550-525-500- 480-460-440-415-400-240-230; USEC(V):2X115; ISEC(A):2,17-4,35; F(HZ):50...60; VECTOR GR./SHIELD WNG.:IIII0 /0; TA/ISOKL:40 /B; IP00; TYPE OF TERMINALS:SCREW/TAB CONNECTION; INSTALLATION:SCREW; EN 61558-2-1, -2-2, -2-4 >UL/CSA-RECOGNIZED< >CONTROL CIRCUIT TRANSFORMER< >ISOLATION TRANSFORMER< | 269.27 | TEM | 1 | CP | 7.6 | 1
4AM48428JN000EA0 | TRANSFORMER SITAS; PHASES:1; PN/PN(S6)(KVA):0,5 /2; UPRI(V):400-230+/-15; USEC(V):24; ISEC(A):20,8; F(HZ):50...60; VECTOR GR./SHIELD WNG.:II0 /0; TA/ISOKL:40 /B; IP00; TYPE OF TERMINALS:SCREW/TAB CONNECTION; INSTALLATION:SCREW; EN 61558-2-2, -2-6 >UL/CSA-RECOGNIZED< >CONTROL CIRCUIT TRANSFORMER< >SAFETY ISOLATING TRANSFORMER< | 223.04 | TEM | 1 | CP | 7.6 | 1
4AM48428JN000EA0 | TRANSFORMER SITAS; PHASES:1; PN/PN(S6)(KVA):0,5 /2; UPRI(V):400-230+/-15; USEC(V):24; ISEC(A):20,8; F(HZ):50...60; VECTOR GR./SHIELD WNG.:II0 /0; TA/ISOKL:40 /B; IP00; TYPE OF TERMINALS:SCREW/TAB CONNECTION; INSTALLATION:SCREW; EN 61558-2-2, -2-6 >UL/CSA-RECOGNIZED< >CONTROL CIRCUIT TRANSFORMER< >SAFETY ISOLATING TRANSFORMER< | 223.04 | TEM | 1 | CP | 7.6 | 1
4AM48428MB400FA0 | TRANSFORMER SITAS; PHASES:1; PN/PN(S6)(KVA):0,5 /2; UPRI(V):440-400-230; USEC(V):48(2X24); ISEC(A):10,4-20,8; F(HZ):50...60; VECTOR GR./SHIELD WNG.:IIII0 /0; TA/ISOKL:40 /B; IP00; TYPE OF TERMINALS:SCREW/TAB CONNECTION; INSTALLATION:SCREW; EN 61558-2-1, -2-2, -2-4 >UL/CSA-RECOGNIZED< >CONTROL CIRCUIT TRANSFORMER< >ISOLATION TRANSFORMER< | 240.57 | TEM | 1 | CP | 7.4 | 1
4AM48428MB400FA0 | TRANSFORMER SITAS; PHASES:1; PN/PN(S6)(KVA):0,5 /2; UPRI(V):440-400-230; USEC(V):48(2X24); ISEC(A):10,4-20,8; F(HZ):50...60; VECTOR GR./SHIELD WNG.:IIII0 /0; TA/ISOKL:40 /B; IP00; TYPE OF TERMINALS:SCREW/TAB CONNECTION; INSTALLATION:SCREW; EN 61558-2-1, -2-2, -2-4 >UL/CSA-RECOGNIZED< >CONTROL CIRCUIT TRANSFORMER< >ISOLATION TRANSFORMER< | 240.57 | TEM | 1 | CP | 7.4 | 1
4AM52425AT100FA0 | TRANSFORMER SITAS; PHASES:1; PN/PN(S6)(KVA):0,63 /2,35; UPRI(V):400+/-5%; USEC(V):230; ISEC(A):2,74; F(HZ):50...60; VECTOR GR./SHIELD WNG.:II0 /0; TA/ISOKL:40 /B; IP00; TYPE OF TERMINALS:SCREW/TAB CONNECTION; INSTALLATION:SCREW; EN 61558-2-1, -2-2, -2-4 >UL/CSA-RECOGNIZED< >CONTROL CIRCUIT TRANSFORMER< >ISOLATION TRANSFORMER< | 258.1 | TEM | 1 | CP | 9.05 | 1
4AM52425AT100FA0 | TRANSFORMER SITAS; PHASES:1; PN/PN(S6)(KVA):0,63 /2,35; UPRI(V):400+/-5%; USEC(V):230; ISEC(A):2,74; F(HZ):50...60; VECTOR GR./SHIELD WNG.:II0 /0; TA/ISOKL:40 /B; IP00; TYPE OF TERMINALS:SCREW/TAB CONNECTION; INSTALLATION:SCREW; EN 61558-2-1, -2-2, -2-4 >UL/CSA-RECOGNIZED< >CONTROL CIRCUIT TRANSFORMER< >ISOLATION TRANSFORMER< | 258.1 | TEM | 1 | CP | 9.05 | 1
4AM52428DD400FA0 | TRANSFORMER SITAS; PHASES:1; PN/PN(S6)(KVA):0,63 /2,35; UPRI(V):550-525-500-480-460- 440-415-400-380-230-208; USEC(V):2X115; ISEC(A):2,74-5,48; F(HZ):50...60; VECTOR GR./SHIELD WNG.:II0 /0; TA/ISOKL:40 /B; IP00; TYPE OF TERMINALS:SCREW/TAB CONNECTION; INSTALLATION:SCREW; EN 61558-2-1, -2-2, -2-4 >UL/CSA-RECOGNIZED< >CONTROL CIRCUIT TRANSFORMER< >ISOLATION TRANSFORMER< | 312.32 | TEM | 1 | CP | 9.75 | 1
4AM52428DD400FA0 | TRANSFORMER SITAS; PHASES:1; PN/PN(S6)(KVA):0,63 /2,35; UPRI(V):550-525-500-480-460- 440-415-400-380-230-208; USEC(V):2X115; ISEC(A):2,74-5,48; F(HZ):50...60; VECTOR GR./SHIELD WNG.:II0 /0; TA/ISOKL:40 /B; IP00; TYPE OF TERMINALS:SCREW/TAB CONNECTION; INSTALLATION:SCREW; EN 61558-2-1, -2-2, -2-4 >UL/CSA-RECOGNIZED< >CONTROL CIRCUIT TRANSFORMER< >ISOLATION TRANSFORMER< | 312.32 | TEM | 1 | CP | 9.75 | 1
4AM52428JN000EA0 | TRANSFORMER SITAS; PHASES:1; PN/PN(S6)(KVA):0,63 /2,35; UPRI(V):400-230+/-15; USEC(V):24; ISEC(A):26,3; F(HZ):50...60; VECTOR GR./SHIELD WNG.:II0 /0; TA/ISOKL:40 /B; IP00; TYPE OF TERMINALS:SCREW/TAB CONNECTION; INSTALLATION:SCREW; EN 61558-2-2, -2-6 >UL/CSA-RECOGNIZED< >CONTROL CIRCUIT TRANSFORMER< >SAFETY ISOLATING TRANSFORMER< | 266.09 | TEM | 1 | CP | 9.75 | 1
4AM52428JN000EA0 | TRANSFORMER SITAS; PHASES:1; PN/PN(S6)(KVA):0,63 /2,35; UPRI(V):400-230+/-15; USEC(V):24; ISEC(A):26,3; F(HZ):50...60; VECTOR GR./SHIELD WNG.:II0 /0; TA/ISOKL:40 /B; IP00; TYPE OF TERMINALS:SCREW/TAB CONNECTION; INSTALLATION:SCREW; EN 61558-2-2, -2-6 >UL/CSA-RECOGNIZED< >CONTROL CIRCUIT TRANSFORMER< >SAFETY ISOLATING TRANSFORMER< | 266.09 | TEM | 1 | CP | 9.75 | 1
4AM55425AT100FA0 | TRANSFORMER SITAS; PHASES:1; PN/PN(S6)(KVA):0,8 /3,4; UPRI(V):400+/-5%; USEC(V):230; ISEC(A):3,48; F(HZ):50...60; VECTOR GR./SHIELD WNG.:II0 /0; TA/ISOKL:40 /B; IP00; TYPE OF TERMINALS:SCREW/TAB CONNECTION; INSTALLATION:SCREW; EN 61558-2-1, -2-2, -2-4 >UL/CSA-RECOGNIZED< >CONTROL CIRCUIT TRANSFORMER< >ISOLATION TRANSFORMER< | 307.5 | TEM | 1 | CP | 12.15 | 1
4AM55425AT100FA0 | TRANSFORMER SITAS; PHASES:1; PN/PN(S6)(KVA):0,8 /3,4; UPRI(V):400+/-5%; USEC(V):230; ISEC(A):3,48; F(HZ):50...60; VECTOR GR./SHIELD WNG.:II0 /0; TA/ISOKL:40 /B; IP00; TYPE OF TERMINALS:SCREW/TAB CONNECTION; INSTALLATION:SCREW; EN 61558-2-1, -2-2, -2-4 >UL/CSA-RECOGNIZED< >CONTROL CIRCUIT TRANSFORMER< >ISOLATION TRANSFORMER< | 307.5 | TEM | 1 | CP | 12.15 | 1
4AM55425AT100FD0 | TRANSFORMER SITAS; PHASES:1; PN/PN(S6)(KVA):0,6 /3,4; UPRI(V):400+/-5%; USEC(V):230; ISEC(A):2,61; F(HZ):50...60; VECTOR GR./SHIELD WNG.:II0 /0; TA/ISOKL:40 /B; IP54; TYPE OF TERMINALS:SCREW/TAB CONNECTION; INSTALLATION:SCREW; EN 61558-2-1, -2-2, -2-4 >UL/CSA-RECOGNIZED< >CONTROL CIRCUIT TRANSFORMER< >ISOLATION TRANSFORMER< | 460.53 | TEM | 1 | CP | 16.14 | 1
4AM55425AT100FD0 | TRANSFORMER SITAS; PHASES:1; PN/PN(S6)(KVA):0,6 /3,4; UPRI(V):400+/-5%; USEC(V):230; ISEC(A):2,61; F(HZ):50...60; VECTOR GR./SHIELD WNG.:II0 /0; TA/ISOKL:40 /B; IP54; TYPE OF TERMINALS:SCREW/TAB CONNECTION; INSTALLATION:SCREW; EN 61558-2-1, -2-2, -2-4 >UL/CSA-RECOGNIZED< >CONTROL CIRCUIT TRANSFORMER< >ISOLATION TRANSFORMER< | 460.53 | TEM | 1 | CP | 16.14 | 1
4AM55425MT100FA0 | TRANSFORMER SITAS; PHASES:1; PN/PN(S6)(KVA):0,8 /3,4; UPRI(V):690+/-5%; USEC(V):230; ISEC(A):3,478; F(HZ):50...60; VECTOR GR./SHIELD WNG.:II0 /0; TA/ISOKL:40 /B; IP00; TYPE OF TERMINALS:SCREW/TAB CONNECTION; INSTALLATION:SCREW; EN 61558-2-1, -2-2, -2-4 >CONTROL CIRCUIT TRANSFORMER< >ISOLATION TRANSFORMER< | 307.5 | TEM | 1 | CP | 12.15 | 1
4AM55425MT100FA0 | TRANSFORMER SITAS; PHASES:1; PN/PN(S6)(KVA):0,8 /3,4; UPRI(V):690+/-5%; USEC(V):230; ISEC(A):3,478; F(HZ):50...60; VECTOR GR./SHIELD WNG.:II0 /0; TA/ISOKL:40 /B; IP00; TYPE OF TERMINALS:SCREW/TAB CONNECTION; INSTALLATION:SCREW; EN 61558-2-1, -2-2, -2-4 >CONTROL CIRCUIT TRANSFORMER< >ISOLATION TRANSFORMER< | 307.5 | TEM | 1 | CP | 12.15 | 1
4AM57424TJ100FA0 | TRANSFORMER SITAS; PHASES:1; PN/PN(S6)(KVA):1 /5; UPRI(V):230+/-5%; USEC(V):110; ISEC(A):9,09; F(HZ):50...60; VECTOR GR./SHIELD WNG.:II0 /0; TA/ISOKL:40 /B; IP00; TYPE OF TERMINALS:SCREW/TAB CONNECTION; INSTALLATION:SCREW; EN 61558-2-1, -2-2, -2-4 >UL/CSA-RECOGNIZED< >CONTROL CIRCUIT TRANSFORMER< >ISOLATION TRANSFORMER< | 449.25 | TEM | 1 | CP | 15.15 | 1
4AM57424TJ100FA0 | TRANSFORMER SITAS; PHASES:1; PN/PN(S6)(KVA):1 /5; UPRI(V):230+/-5%; USEC(V):110; ISEC(A):9,09; F(HZ):50...60; VECTOR GR./SHIELD WNG.:II0 /0; TA/ISOKL:40 /B; IP00; TYPE OF TERMINALS:SCREW/TAB CONNECTION; INSTALLATION:SCREW; EN 61558-2-1, -2-2, -2-4 >UL/CSA-RECOGNIZED< >CONTROL CIRCUIT TRANSFORMER< >ISOLATION TRANSFORMER< | 449.25 | TEM | 1 | CP | 15.15 | 1
4AM57424TT100FA0 | TRANSFORMER SITAS; PHASES:1; PN/PN(S6)(KVA):1 /5; UPRI(V):230+/-5%; USEC(V):230; ISEC(A):4,35; F(HZ):50...60; VECTOR GR./SHIELD WNG.:II0 /0; TA/ISOKL:40 /B; IP00; TYPE OF TERMINALS:SCREW/TAB CONNECTION; INSTALLATION:SCREW; EN 61558-2-1, -2-2, -2-4 >UL/CSA-RECOGNIZED< >CONTROL CIRCUIT TRANSFORMER< >ISOLATION TRANSFORMER< | 376.07 | TEM | 1 | CP | 15.15 | 1
4AM57424TT100FA0 | TRANSFORMER SITAS; PHASES:1; PN/PN(S6)(KVA):1 /5; UPRI(V):230+/-5%; USEC(V):230; ISEC(A):4,35; F(HZ):50...60; VECTOR GR./SHIELD WNG.:II0 /0; TA/ISOKL:40 /B; IP00; TYPE OF TERMINALS:SCREW/TAB CONNECTION; INSTALLATION:SCREW; EN 61558-2-1, -2-2, -2-4 >UL/CSA-RECOGNIZED< >CONTROL CIRCUIT TRANSFORMER< >ISOLATION TRANSFORMER< | 376.07 | TEM | 1 | CP | 15.15 | 1
4AM57425AT100FA0 | TRANSFORMER SITAS; PHASES:1; PN/PN(S6)(KVA):1 /5; UPRI(V):400+/-5%; USEC(V):230; ISEC(A):4,35; F(HZ):50...60; VECTOR GR./SHIELD WNG.:II0 /0; TA/ISOKL:40 /B; IP00; TYPE OF TERMINALS:SCREW/TAB CONNECTION; INSTALLATION:SCREW; EN 61558-2-2, -2-4 >UL/CSA-RECOGNIZED< >CONTROL CIRCUIT TRANSFORMER< >ISOLATION TRANSFORMER< | 401.08 | TEM | 1 | CP | 15.15 | 1
4AM57425AT100FA0 | TRANSFORMER SITAS; PHASES:1; PN/PN(S6)(KVA):1 /5; UPRI(V):400+/-5%; USEC(V):230; ISEC(A):4,35; F(HZ):50...60; VECTOR GR./SHIELD WNG.:II0 /0; TA/ISOKL:40 /B; IP00; TYPE OF TERMINALS:SCREW/TAB CONNECTION; INSTALLATION:SCREW; EN 61558-2-2, -2-4 >UL/CSA-RECOGNIZED< >CONTROL CIRCUIT TRANSFORMER< >ISOLATION TRANSFORMER< | 401.08 | TEM | 1 | CP | 15.15 | 1
4AM57425AT100FA1 | TRANSFORMER SITAS; PHASES:1; PN/PN(S6)(KVA):1 /5; UPRI(V):400+/-5%; USEC(V):230; ISEC(A):4,35; F(HZ):50...60; VECTOR GR./SHIELD WNG.:II0 /0; TA/ISOKL:40 /B; IP00; TYPE OF TERMINALS:CAGE-CLAMP; INSTALLATION:SCREW; EN 61558-2-1, -2-2, -2-4 >UL/CSA-RECOGNIZED< >CONTROL CIRCUIT TRANSFORMER< >ISOLATION TRANSFORMER< | 401.49 | TEM | 1 | CP | 15.15 | 1
4AM57425AT100FA1 | TRANSFORMER SITAS; PHASES:1; PN/PN(S6)(KVA):1 /5; UPRI(V):400+/-5%; USEC(V):230; ISEC(A):4,35; F(HZ):50...60; VECTOR GR./SHIELD WNG.:II0 /0; TA/ISOKL:40 /B; IP00; TYPE OF TERMINALS:CAGE-CLAMP; INSTALLATION:SCREW; EN 61558-2-1, -2-2, -2-4 >UL/CSA-RECOGNIZED< >CONTROL CIRCUIT TRANSFORMER< >ISOLATION TRANSFORMER< | 401.49 | TEM | 1 | CP | 15.15 | 1
4AM57425AV000EA0 | TRANSFORMER SITAS; PHASES:1; PN/PN(S6)(KVA):1 /5; UPRI(V):400+/-5%; USEC(V):42; ISEC(A):23,8; F(HZ):50...60; VECTOR GR./SHIELD WNG.:II0 /0; TA/ISOKL:40 /B; IP00; TYPE OF TERMINALS:SCREW/TAB CONNECTION; INSTALLATION:SCREW; EN 61558-2-2, -2-6 >UL/CSA-RECOGNIZED< >CONTROL CIRCUIT TRANSFORMER< >SAFETY ISOLATING TRANSFORMER< | 376.07 | TEM | 1 | CP | 15.15 | 1
4AM57425AV000EA0 | TRANSFORMER SITAS; PHASES:1; PN/PN(S6)(KVA):1 /5; UPRI(V):400+/-5%; USEC(V):42; ISEC(A):23,8; F(HZ):50...60; VECTOR GR./SHIELD WNG.:II0 /0; TA/ISOKL:40 /B; IP00; TYPE OF TERMINALS:SCREW/TAB CONNECTION; INSTALLATION:SCREW; EN 61558-2-2, -2-6 >UL/CSA-RECOGNIZED< >CONTROL CIRCUIT TRANSFORMER< >SAFETY ISOLATING TRANSFORMER< | 376.07 | TEM | 1 | CP | 15.15 | 1
4AM57425CT100FA0 | TRANSFORMER SITAS; PHASES:1; PN/PN(S6)(KVA):1 /5; UPRI(V):440+/-5%; USEC(V):230; ISEC(A):4,35; F(HZ):50...60; VECTOR GR./SHIELD WNG.:II0 /0; TA/ISOKL:40 /B; IP00; TYPE OF TERMINALS:SCREW/TAB CONNECTION; INSTALLATION:SCREW; EN 61558-2-1, -2-2, -2-4 >UL/CSA-RECOGNIZED< >CONTROL CIRCUIT TRANSFORMER< >ISOLATION TRANSFORMER< | 401.08 | TEM | 1 | CP | 15.15 | 1
4AM57425CT100FA0 | TRANSFORMER SITAS; PHASES:1; PN/PN(S6)(KVA):1 /5; UPRI(V):440+/-5%; USEC(V):230; ISEC(A):4,35; F(HZ):50...60; VECTOR GR./SHIELD WNG.:II0 /0; TA/ISOKL:40 /B; IP00; TYPE OF TERMINALS:SCREW/TAB CONNECTION; INSTALLATION:SCREW; EN 61558-2-1, -2-2, -2-4 >UL/CSA-RECOGNIZED< >CONTROL CIRCUIT TRANSFORMER< >ISOLATION TRANSFORMER< | 401.08 | TEM | 1 | CP | 15.15 | 1
4AM57428DD400FA0 | TRANSFORMER SITAS; PHASES:1; PN/PN(S6)(KVA):1 /5; UPRI(V):550-525-500-480-460- 440-415-400-380-230-208; USEC(V):2X115; ISEC(A):4,35-8,7; F(HZ):50...60; VECTOR GR./SHIELD WNG.:II0 /0; TA/ISOKL:40 /B; IP00; TYPE OF TERMINALS:SCREW/TAB CONNECTION; INSTALLATION:SCREW; EN 61558-2-1, -2-2, -2-4 >UL/CSA-RECOGNIZED< >CONTROL CIRCUIT TRANSFORMER< >ISOLATION TRANSFORMER< | 428.66 | TEM | 1 | CP | 16.15 | 1
4AM57428DD400FA0 | TRANSFORMER SITAS; PHASES:1; PN/PN(S6)(KVA):1 /5; UPRI(V):550-525-500-480-460- 440-415-400-380-230-208; USEC(V):2X115; ISEC(A):4,35-8,7; F(HZ):50...60; VECTOR GR./SHIELD WNG.:II0 /0; TA/ISOKL:40 /B; IP00; TYPE OF TERMINALS:SCREW/TAB CONNECTION; INSTALLATION:SCREW; EN 61558-2-1, -2-2, -2-4 >UL/CSA-RECOGNIZED< >CONTROL CIRCUIT TRANSFORMER< >ISOLATION TRANSFORMER< | 428.66 | TEM | 1 | CP | 16.15 | 1
4AM57428JD400FA0 | TRANSFORMER SITAS; PHASES:1; PN/PN(S6)(KVA):1 /5; UPRI(V):400-230+/-15; USEC(V):2X115; ISEC(A):4,35-8,70; F(HZ):50...60; VECTOR GR./SHIELD WNG.:II0 /0; TA/ISOKL:40 /B; IP00; TYPE OF TERMINALS:SCREW/TAB CONNECTION; INSTALLATION:SCREW; EN 61558-2-1, -2-2, -2-4 >UL/CSA-RECOGNIZED< >CONTROL CIRCUIT TRANSFORMER< >ISOLATION TRANSFORMER< | 399.96 | TEM | 1 | CP | 16.15 | 1
4AM57428JD400FA0 | TRANSFORMER SITAS; PHASES:1; PN/PN(S6)(KVA):1 /5; UPRI(V):400-230+/-15; USEC(V):2X115; ISEC(A):4,35-8,70; F(HZ):50...60; VECTOR GR./SHIELD WNG.:II0 /0; TA/ISOKL:40 /B; IP00; TYPE OF TERMINALS:SCREW/TAB CONNECTION; INSTALLATION:SCREW; EN 61558-2-1, -2-2, -2-4 >UL/CSA-RECOGNIZED< >CONTROL CIRCUIT TRANSFORMER< >ISOLATION TRANSFORMER< | 399.96 | TEM | 1 | CP | 16.15 | 1
4AM61425AT100FA0 | TRANSFORMER SITAS; PHASES:1; PN/PN(S6)(KVA):1,6 /7,3; UPRI(V):400+/-5%; USEC(V):230; ISEC(A):6,96; F(HZ):50...60; VECTOR GR./SHIELD WNG.:II0 /0; TA/ISOKL:40 /B; IP00; TYPE OF TERMINALS:SCREW/TAB CONNECTION; INSTALLATION:SCREW; EN 61558-2-1, -2-2, -2-4 >UL/CSA-RECOGNIZED< >CONTROL CIRCUIT TRANSFORMER< >ISOLATION TRANSFORMER< | 562.52 | TEM | 1 | CP | 21.24 | 1
4AM61425AT100FA0 | TRANSFORMER SITAS; PHASES:1; PN/PN(S6)(KVA):1,6 /7,3; UPRI(V):400+/-5%; USEC(V):230; ISEC(A):6,96; F(HZ):50...60; VECTOR GR./SHIELD WNG.:II0 /0; TA/ISOKL:40 /B; IP00; TYPE OF TERMINALS:SCREW/TAB CONNECTION; INSTALLATION:SCREW; EN 61558-2-1, -2-2, -2-4 >UL/CSA-RECOGNIZED< >CONTROL CIRCUIT TRANSFORMER< >ISOLATION TRANSFORMER< | 562.52 | TEM | 1 | CP | 21.24 | 1
4AM61428DD400FA0 | TRANSFORMER SITAS; PHASES:1; PN/PN(S6)(KVA):1,6 /7,3; UPRI(V):550-525-500-480-460- 440-415-400-380-230-208; USEC(V):2X115; ISEC(A):6,96-13,91; F(HZ):50...60; VECTOR GR./SHIELD WNG.:II0 /0; TA/ISOKL:40 /B; IP00; TYPE OF TERMINALS:SCREW/TAB CONNECTION; INSTALLATION:SCREW; EN 61558-2-1, -2-2, -2-4 >UL/CSA-RECOGNIZED< >CONTROL CIRCUIT TRANSFORMER< >ISOLATION TRANSFORMER< | 611.82 | TEM | 1 | CP | 22.24 | 1
4AM61428DD400FA0 | TRANSFORMER SITAS; PHASES:1; PN/PN(S6)(KVA):1,6 /7,3; UPRI(V):550-525-500-480-460- 440-415-400-380-230-208; USEC(V):2X115; ISEC(A):6,96-13,91; F(HZ):50...60; VECTOR GR./SHIELD WNG.:II0 /0; TA/ISOKL:40 /B; IP00; TYPE OF TERMINALS:SCREW/TAB CONNECTION; INSTALLATION:SCREW; EN 61558-2-1, -2-2, -2-4 >UL/CSA-RECOGNIZED< >CONTROL CIRCUIT TRANSFORMER< >ISOLATION TRANSFORMER< | 611.82 | TEM | 1 | CP | 22.24 | 1
4AM61428JD400FA0 | TRANSFORMER SITAS; PHASES:1; PN/PN(S6)(KVA):1,6 /7,3; UPRI(V):400-230+/-15; USEC(V):2X115; ISEC(A):6,96-13,91; F(HZ):50...60; VECTOR GR./SHIELD WNG.:II0 /0; TA/ISOKL:40 /B; IP00; TYPE OF TERMINALS:SCREW/TAB CONNECTION; INSTALLATION:SCREW; EN 61558-2-1, -2-2, -2-4 >UL/CSA-RECOGNIZED< >CONTROL CIRCUIT TRANSFORMER< >ISOLATION TRANSFORMER< | 586.4 | TEM | 1 | CP | 22.24 | 1
4AM61428JD400FA0 | TRANSFORMER SITAS; PHASES:1; PN/PN(S6)(KVA):1,6 /7,3; UPRI(V):400-230+/-15; USEC(V):2X115; ISEC(A):6,96-13,91; F(HZ):50...60; VECTOR GR./SHIELD WNG.:II0 /0; TA/ISOKL:40 /B; IP00; TYPE OF TERMINALS:SCREW/TAB CONNECTION; INSTALLATION:SCREW; EN 61558-2-1, -2-2, -2-4 >UL/CSA-RECOGNIZED< >CONTROL CIRCUIT TRANSFORMER< >ISOLATION TRANSFORMER< | 586.4 | TEM | 1 | CP | 22.24 | 1
4AM64425AJ100FA0 | TRANSFORMER SITAS; PHASES:1; PN/PN(S6)(KVA):2 /9,7; UPRI(V):400+/-5%; USEC(V):110; ISEC(A):18,2; F(HZ):50...60; VECTOR GR./SHIELD WNG.:II0 /0; TA/ISOKL:40 /B; IP00; TYPE OF TERMINALS:SCREW/TAB CONNECTION; INSTALLATION:SCREW; EN 61558-2-1, -2-2, -2-4 >UL/CSA-RECOGNIZED< >CONTROL CIRCUIT TRANSFORMER< >ISOLATION TRANSFORMER< | 661.23 | TEM | 1 | CP | 23.24 | 1
4AM64425AJ100FA0 | TRANSFORMER SITAS; PHASES:1; PN/PN(S6)(KVA):2 /9,7; UPRI(V):400+/-5%; USEC(V):110; ISEC(A):18,2; F(HZ):50...60; VECTOR GR./SHIELD WNG.:II0 /0; TA/ISOKL:40 /B; IP00; TYPE OF TERMINALS:SCREW/TAB CONNECTION; INSTALLATION:SCREW; EN 61558-2-1, -2-2, -2-4 >UL/CSA-RECOGNIZED< >CONTROL CIRCUIT TRANSFORMER< >ISOLATION TRANSFORMER< | 661.23 | TEM | 1 | CP | 23.24 | 1
4AM64425AT100FA0 | TRANSFORMER SITAS; PHASES:1; PN/PN(S6)(KVA):2 /9,7; UPRI(V):400+/-5%; USEC(V):230; ISEC(A):8,7; F(HZ):50...60; VECTOR GR./SHIELD WNG.:II0 /0; TA/ISOKL:40 /B; IP00; TYPE OF TERMINALS:SCREW/TAB CONNECTION; INSTALLATION:SCREW; EN 61558-2-1, -2-2, -2-4 >UL/CSA-RECOGNIZED< >CONTROL CIRCUIT TRANSFORMER< >ISOLATION TRANSFORMER< | 661.23 | TEM | 1 | CP | 25.24 | 1
4AM64425AT100FA0 | TRANSFORMER SITAS; PHASES:1; PN/PN(S6)(KVA):2 /9,7; UPRI(V):400+/-5%; USEC(V):230; ISEC(A):8,7; F(HZ):50...60; VECTOR GR./SHIELD WNG.:II0 /0; TA/ISOKL:40 /B; IP00; TYPE OF TERMINALS:SCREW/TAB CONNECTION; INSTALLATION:SCREW; EN 61558-2-1, -2-2, -2-4 >UL/CSA-RECOGNIZED< >CONTROL CIRCUIT TRANSFORMER< >ISOLATION TRANSFORMER< | 661.23 | TEM | 1 | CP | 25.24 | 1
4AM64428DD400FA0 | TRANSFORMER SITAS; PHASES:1; PN/PN(S6)(KVA):2 /9,7; UPRI(V):550-525-500-480-460- 440-415-400-380-230-208; USEC(V):2X115; ISEC(A):2X8,7; F(HZ):50...60; VECTOR GR./SHIELD WNG.:II0 /0; TA/ISOKL:40 /B; IP00; TYPE OF TERMINALS:SCREW/TAB CONNECTION; INSTALLATION:SCREW; EN 61558-2-1, -2-2, -2-4 >UL/CSA-RECOGNIZED< >CONTROL CIRCUIT TRANSFORMER< >ISOLATION TRANSFORMER< | 713.81 | TEM | 1 | CP | 26.24 | 1
4AM64428DD400FA0 | TRANSFORMER SITAS; PHASES:1; PN/PN(S6)(KVA):2 /9,7; UPRI(V):550-525-500-480-460- 440-415-400-380-230-208; USEC(V):2X115; ISEC(A):2X8,7; F(HZ):50...60; VECTOR GR./SHIELD WNG.:II0 /0; TA/ISOKL:40 /B; IP00; TYPE OF TERMINALS:SCREW/TAB CONNECTION; INSTALLATION:SCREW; EN 61558-2-1, -2-2, -2-4 >UL/CSA-RECOGNIZED< >CONTROL CIRCUIT TRANSFORMER< >ISOLATION TRANSFORMER< | 713.81 | TEM | 1 | CP | 26.24 | 1
4AM65424TT100FA0 | TRANSFORMER SITAS; PHASES:1; PN/PN(S6)(KVA):2,5 /13,3; UPRI(V):230+/-5%; USEC(V):230; ISEC(A):10,9; F(HZ):50...60; VECTOR GR./SHIELD WNG.:II0 /0; TA/ISOKL:40 /B; IP00; TYPE OF TERMINALS:SCREW/TAB CONNECTION; INSTALLATION:SCREW; EN 61558-2-1, -2-2, -2-4 >UL/CSA-RECOGNIZED< >CONTROL CIRCUIT TRANSFORMER< >ISOLATION TRANSFORMER< | 831.69 | TEM | 1 | CP | 31.24 | 1
4AM65424TT100FA0 | TRANSFORMER SITAS; PHASES:1; PN/PN(S6)(KVA):2,5 /13,3; UPRI(V):230+/-5%; USEC(V):230; ISEC(A):10,9; F(HZ):50...60; VECTOR GR./SHIELD WNG.:II0 /0; TA/ISOKL:40 /B; IP00; TYPE OF TERMINALS:SCREW/TAB CONNECTION; INSTALLATION:SCREW; EN 61558-2-1, -2-2, -2-4 >UL/CSA-RECOGNIZED< >CONTROL CIRCUIT TRANSFORMER< >ISOLATION TRANSFORMER< | 831.69 | TEM | 1 | CP | 31.24 | 1
4AM65425AD400FA0 | TRANSFORMER SITAS; PHASES:1; PN/PN(S6)(KVA):2,5 /13,3; UPRI(V):400+/-5%; USEC(V):2X115; ISEC(A):10,9-21,8; F(HZ):50...60; VECTOR GR./SHIELD WNG.:II0 /0; TA/ISOKL:40 /B; IP00; TYPE OF TERMINALS:SCREW/TAB CONNECTION; INSTALLATION:SCREW; EN 61558-2-1, -2-2, -2-4 >UL/CSA-RECOGNIZED< >CONTROL CIRCUIT TRANSFORMER< >ISOLATION TRANSFORMER< | 1000.44 | TEM | 1 | CP | 31.24 | 1
4AM65425AD400FA0 | TRANSFORMER SITAS; PHASES:1; PN/PN(S6)(KVA):2,5 /13,3; UPRI(V):400+/-5%; USEC(V):2X115; ISEC(A):10,9-21,8; F(HZ):50...60; VECTOR GR./SHIELD WNG.:II0 /0; TA/ISOKL:40 /B; IP00; TYPE OF TERMINALS:SCREW/TAB CONNECTION; INSTALLATION:SCREW; EN 61558-2-1, -2-2, -2-4 >UL/CSA-RECOGNIZED< >CONTROL CIRCUIT TRANSFORMER< >ISOLATION TRANSFORMER< | 1000.44 | TEM | 1 | CP | 31.24 | 1
4AM65425AT100FA0 | TRANSFORMER SITAS; PHASES:1; PN/PN(S6)(KVA):2,5 /13,3; UPRI(V):400+/-5%; USEC(V):230; ISEC(A):10,9; F(HZ):50...60; VECTOR GR./SHIELD WNG.:II0 /0; TA/ISOKL:40 /B; IP00; TYPE OF TERMINALS:SCREW/TAB CONNECTION; INSTALLATION:SCREW; EN 61558-2-1, -2-2, -2-4 >UL/CSA-RECOGNIZED< >CONTROL CIRCUIT TRANSFORMER< >ISOLATION TRANSFORMER< | 831.69 | TEM | 1 | CP | 31.24 | 1
4AM65425AT100FA0 | TRANSFORMER SITAS; PHASES:1; PN/PN(S6)(KVA):2,5 /13,3; UPRI(V):400+/-5%; USEC(V):230; ISEC(A):10,9; F(HZ):50...60; VECTOR GR./SHIELD WNG.:II0 /0; TA/ISOKL:40 /B; IP00; TYPE OF TERMINALS:SCREW/TAB CONNECTION; INSTALLATION:SCREW; EN 61558-2-1, -2-2, -2-4 >UL/CSA-RECOGNIZED< >CONTROL CIRCUIT TRANSFORMER< >ISOLATION TRANSFORMER< | 831.69 | TEM | 1 | CP | 31.24 | 1
4AM65428ED400FA0 | TRANSFORMER SITAS; PHASES:1; PN/PN(S6)(KVA):2,5 /13,3; UPRI(V):600-575-550-525-500- 480-460-440-415-400-240-230; USEC(V):2X115; ISEC(A):10,9-21,8; F(HZ):50...60; VECTOR GR./SHIELD WNG.:II0 /0; TA/ISOKL:40 /B; IP00; TYPE OF TERMINALS:SCREW/TAB CONNECTION; INSTALLATION:SCREW; EN 61558-2-1, -2-2, -2-4 >UL/CSA-RECOGNIZED< >CONTROL CIRCUIT TRANSFORMER< >ISOLATION TRANSFORMER< | 882.73 | TEM | 1 | CP | 34.2 | 1
4AM65428ED400FA0 | TRANSFORMER SITAS; PHASES:1; PN/PN(S6)(KVA):2,5 /13,3; UPRI(V):600-575-550-525-500- 480-460-440-415-400-240-230; USEC(V):2X115; ISEC(A):10,9-21,8; F(HZ):50...60; VECTOR GR./SHIELD WNG.:II0 /0; TA/ISOKL:40 /B; IP00; TYPE OF TERMINALS:SCREW/TAB CONNECTION; INSTALLATION:SCREW; EN 61558-2-1, -2-2, -2-4 >UL/CSA-RECOGNIZED< >CONTROL CIRCUIT TRANSFORMER< >ISOLATION TRANSFORMER< | 882.73 | TEM | 1 | CP | 34.2 | 1
4AP27428BC400HA0 | TRANSFORMER SITAS; PHASES:3; PN/PN(S6)(KVA):2,5 /11; UPRI(V):Y500-400/D289-230; USEC(V):Y 400 / D 230; ISEC(A):3,6-6,26; F(HZ):50...60; VECTOR GR./SHIELD WNG.:IIIIII0 /0; TA/ISOKL:40 /B; IP00; TYPE OF TERMINALS:SCREW/TAB CONNECTION; INSTALLATION:SCREW; EN 61558-2-1, -2-2, -2-4 >UL/CSA-RECOGNIZED< >CONTROL CIRCUIT TRANSFORMER< >ISOLATION TRANSFORMER< | 1515.26 | TEM | 1 | CP | 28.04 | 1
4AP27428BC400HA0 | TRANSFORMER SITAS; PHASES:3; PN/PN(S6)(KVA):2,5 /11; UPRI(V):Y500-400/D289-230; USEC(V):Y 400 / D 230; ISEC(A):3,6-6,26; F(HZ):50...60; VECTOR GR./SHIELD WNG.:IIIIII0 /0; TA/ISOKL:40 /B; IP00; TYPE OF TERMINALS:SCREW/TAB CONNECTION; INSTALLATION:SCREW; EN 61558-2-1, -2-2, -2-4 >UL/CSA-RECOGNIZED< >CONTROL CIRCUIT TRANSFORMER< >ISOLATION TRANSFORMER< | 1515.26 | TEM | 1 | CP | 28.04 | 1
4AT30325AT100FA0 | TRANSFORMER SITAS; PHASES:1; PN/PN(S6)(KVA):4 /16; UPRI(V):400+/-5%; USEC(V):230; ISEC(A):17,4; F(HZ):50...60; VECTOR GR./SHIELD WNG.:II0 /0; TA/ISOKL:55 /H; IP00; TYPE OF TERMINALS:SCREW CONNECTION; INSTALLATION:SCREW; EN 61558-2-1, -2-2, -2-4 >UL/CSA-RECOGNIZED< >CONTROL CIRCUIT TRANSFORMER< >ISOLATION TRANSFORMER< | 1225.29 | TEM | 1 | CP | 32.54 | 1
4AT30325AT100FA0 | TRANSFORMER SITAS; PHASES:1; PN/PN(S6)(KVA):4 /16; UPRI(V):400+/-5%; USEC(V):230; ISEC(A):17,4; F(HZ):50...60; VECTOR GR./SHIELD WNG.:II0 /0; TA/ISOKL:55 /H; IP00; TYPE OF TERMINALS:SCREW CONNECTION; INSTALLATION:SCREW; EN 61558-2-1, -2-2, -2-4 >UL/CSA-RECOGNIZED< >CONTROL CIRCUIT TRANSFORMER< >ISOLATION TRANSFORMER< | 1225.29 | TEM | 1 | CP | 32.54 | 1
4AT30328DD400FA0 | TRANSFORMER SITAS; PHASES:1; PN/PN(S6)(KVA):4 /17,8; UPRI(V):550-525-500-480-460- 440-415-400-380-230-208; USEC(V):2X115; ISEC(A):13,7-27,4; F(HZ):50...60; VECTOR GR./SHIELD WNG.:II0 /0; TA/ISOKL:55 /H; IP00; TYPE OF TERMINALS:SCREW CONNECTION; INSTALLATION:SCREW; EN 61558-2-1, -2-2, -2-4 >UL/CSA-RECOGNIZED< >CONTROL CIRCUIT TRANSFORMER< | 1379.86 | TEM | 1 | CP | 31.24 | 1
4AT30328DD400FA0 | TRANSFORMER SITAS; PHASES:1; PN/PN(S6)(KVA):4 /17,8; UPRI(V):550-525-500-480-460- 440-415-400-380-230-208; USEC(V):2X115; ISEC(A):13,7-27,4; F(HZ):50...60; VECTOR GR./SHIELD WNG.:II0 /0; TA/ISOKL:55 /H; IP00; TYPE OF TERMINALS:SCREW CONNECTION; INSTALLATION:SCREW; EN 61558-2-1, -2-2, -2-4 >UL/CSA-RECOGNIZED< >CONTROL CIRCUIT TRANSFORMER< | 1379.86 | TEM | 1 | CP | 31.24 | 1
4AT36124TT100FA0 | TRANSFORMER SITAS; PHASES:1; PN/PN(S6)(KVA):5 /18,5; UPRI(V):230+/-5%; USEC(V):230; ISEC(A):21,7; F(HZ):50...60; VECTOR GR./SHIELD WNG.:II0 /0; TA/ISOKL:55 /H; IP00; TYPE OF TERMINALS:SCREW CONNECTION; INSTALLATION:SCREW; EN 61558-2-1, -2-2, -2-4 >UL/CSA-RECOGNIZED< >CONTROL CIRCUIT TRANSFORMER< >ISOLATION TRANSFORMER< | 1475.49 | TEM | 1 | CP | 44.7 | 1
4AT36124TT100FA0 | TRANSFORMER SITAS; PHASES:1; PN/PN(S6)(KVA):5 /18,5; UPRI(V):230+/-5%; USEC(V):230; ISEC(A):21,7; F(HZ):50...60; VECTOR GR./SHIELD WNG.:II0 /0; TA/ISOKL:55 /H; IP00; TYPE OF TERMINALS:SCREW CONNECTION; INSTALLATION:SCREW; EN 61558-2-1, -2-2, -2-4 >UL/CSA-RECOGNIZED< >CONTROL CIRCUIT TRANSFORMER< >ISOLATION TRANSFORMER< | 1475.49 | TEM | 1 | CP | 44.7 | 1
4AT36128DD400FA0 | TRANSFORMER SITAS; PHASES:1; PN/PN(S6)(KVA):5 /19; UPRI(V):550-525-500-480-460- 440-415-400-380-230-208; USEC(V):2X115; ISEC(A):2X21,7; F(HZ):50...60; VECTOR GR./SHIELD WNG.:II0 /0; TA/ISOKL:55 /H; IP00; TYPE OF TERMINALS:SCREW CONNECTION; INSTALLATION:SCREW; EN 61558-2-1, -2-2, -2-4 >UL/CSA-RECOGNIZED< >CONTROL CIRCUIT TRANSFORMER< >ISOLATION TRANSFORMER< | 1625.24 | TEM | 1 | CP | 46 | 1
4AT36128DD400FA0 | TRANSFORMER SITAS; PHASES:1; PN/PN(S6)(KVA):5 /19; UPRI(V):550-525-500-480-460- 440-415-400-380-230-208; USEC(V):2X115; ISEC(A):2X21,7; F(HZ):50...60; VECTOR GR./SHIELD WNG.:II0 /0; TA/ISOKL:55 /H; IP00; TYPE OF TERMINALS:SCREW CONNECTION; INSTALLATION:SCREW; EN 61558-2-1, -2-2, -2-4 >UL/CSA-RECOGNIZED< >CONTROL CIRCUIT TRANSFORMER< >ISOLATION TRANSFORMER< | 1625.24 | TEM | 1 | CP | 46 | 1
4AT39325AT100FA0 | TRANSFORMER SITAS; PHASES:1; PN/PN(S6)(KVA):10 /30; UPRI(V):400+/-5%; USEC(V):230; ISEC(A):43,5; F(HZ):50...60; VECTOR GR./SHIELD WNG.:II0 /0; TA/ISOKL:55 /H; IP00; TYPE OF TERMINALS:SCREW CONNECTION; INSTALLATION:SCREW; EN 61558-2-1, -2-2, -2-4 >UL/CSA-RECOGNIZED< >CONTROL CIRCUIT TRANSFORMER< >ISOLATION TRANSFORMER< | 2485.63 | TEM | 1 | CP | 70.1 | 1
4AT39325AT100FA0 | TRANSFORMER SITAS; PHASES:1; PN/PN(S6)(KVA):10 /30; UPRI(V):400+/-5%; USEC(V):230; ISEC(A):43,5; F(HZ):50...60; VECTOR GR./SHIELD WNG.:II0 /0; TA/ISOKL:55 /H; IP00; TYPE OF TERMINALS:SCREW CONNECTION; INSTALLATION:SCREW; EN 61558-2-1, -2-2, -2-4 >UL/CSA-RECOGNIZED< >CONTROL CIRCUIT TRANSFORMER< >ISOLATION TRANSFORMER< | 2485.63 | TEM | 1 | CP | 70.1 | 1
4AV21022EB000A | POWER SUPPLY; PHASES:1; PN(KW):0,024; UPRI(V):230-115; USEC(V DC):24; ISEC(A DC):1/1,2 (60/40 CEL); F(HZ):50...60; VECTOR GR./SHIELD WNG.:II0 /0; PROTECTION CL.:I; TA/ISOKL:60 /B; W(%):5; IP00; TYPE OF TERMINALS:SCREW/TAB CONNECTION; INSTALLATION:MOUNTING RAILS; EN 61558-2-6, EN61131-2 >SAFETY ISOLATING TRANSFORMER< | 158.88 | TEM | 1 | CP | 1.6 | 1
4AV21022EB000A | POWER SUPPLY; PHASES:1; PN(KW):0,024; UPRI(V):230-115; USEC(V DC):24; ISEC(A DC):1/1,2 (60/40 CEL); F(HZ):50...60; VECTOR GR./SHIELD WNG.:II0 /0; PROTECTION CL.:I; TA/ISOKL:60 /B; W(%):5; IP00; TYPE OF TERMINALS:SCREW/TAB CONNECTION; INSTALLATION:MOUNTING RAILS; EN 61558-2-6, EN61131-2 >SAFETY ISOLATING TRANSFORMER< | 158.88 | TEM | 1 | CP | 1.6 | 1
4AV22002EB000A | POWER SUPPLY; PHASES:1; PN(KW):0,12; UPRI(V):400-230+/-15; USEC(V DC):24; ISEC(A DC):5/6 (60/40 CEL); F(HZ):50...60; VECTOR GR./SHIELD WNG.:II0 /0; PROTECTION CL.:I; TA/ISOKL:60 /B; W(%):5; IP00; TYPE OF TERMINALS:SCREW/TAB CONNECTION; INSTALLATION:SCREW; EN 61558-2-6, EN61131-2 >SAFETY ISOLATING TRANSFORMER< | 318.67 | TEM | 1 | CP | 5.26 | 1
4AV22002EB000A | POWER SUPPLY; PHASES:1; PN(KW):0,12; UPRI(V):400-230+/-15; USEC(V DC):24; ISEC(A DC):5/6 (60/40 CEL); F(HZ):50...60; VECTOR GR./SHIELD WNG.:II0 /0; PROTECTION CL.:I; TA/ISOKL:60 /B; W(%):5; IP00; TYPE OF TERMINALS:SCREW/TAB CONNECTION; INSTALLATION:SCREW; EN 61558-2-6, EN61131-2 >SAFETY ISOLATING TRANSFORMER< | 318.67 | TEM | 1 | CP | 5.26 | 1
4AV23022EB000A | POWER SUPPLY; PHASES:1; PN(KW):0,084; UPRI(V):230-115; USEC(V DC):24; ISEC(A DC):3,5/4,2 (60/40 CEL); F(HZ):50...60; VECTOR GR./SHIELD WNG.:II0 /0; PROTECTION CL.:I; TA/ISOKL:60 /B; W(%):5; IP00; TYPE OF TERMINALS:SCREW/TAB CONNECTION; INSTALLATION:MOUNTING RAILS; EN 61558-2-6, EN61131-2 >SAFETY ISOLATING TRANSFORMER< | 295.2 | TEM | 1 | CP | 2.6 | 1
4AV23022EB000A | POWER SUPPLY; PHASES:1; PN(KW):0,084; UPRI(V):230-115; USEC(V DC):24; ISEC(A DC):3,5/4,2 (60/40 CEL); F(HZ):50...60; VECTOR GR./SHIELD WNG.:II0 /0; PROTECTION CL.:I; TA/ISOKL:60 /B; W(%):5; IP00; TYPE OF TERMINALS:SCREW/TAB CONNECTION; INSTALLATION:MOUNTING RAILS; EN 61558-2-6, EN61131-2 >SAFETY ISOLATING TRANSFORMER< | 295.2 | TEM | 1 | CP | 2.6 | 1
4AV24002EB000A | POWER SUPPLY; PHASES:1; PN(KW):0,24; UPRI(V):400-230+/-15; USEC(V DC):24; ISEC(A DC):10/12 (60/40 CEL); F(HZ):50...60; VECTOR GR./SHIELD WNG.:II0 /0; PROTECTION CL.:I; TA/ISOKL:60 /B; W(%):5; IP00; TYPE OF TERMINALS:SCREW/TAB CONNECTION; INSTALLATION:SCREW; EN 61558-2-6, EN61131-2 >SAFETY ISOLATING TRANSFORMER< | 412.67 | TEM | 1 | CP | 8.65 | 1
4AV24002EB000A | POWER SUPPLY; PHASES:1; PN(KW):0,24; UPRI(V):400-230+/-15; USEC(V DC):24; ISEC(A DC):10/12 (60/40 CEL); F(HZ):50...60; VECTOR GR./SHIELD WNG.:II0 /0; PROTECTION CL.:I; TA/ISOKL:60 /B; W(%):5; IP00; TYPE OF TERMINALS:SCREW/TAB CONNECTION; INSTALLATION:SCREW; EN 61558-2-6, EN61131-2 >SAFETY ISOLATING TRANSFORMER< | 412.67 | TEM | 1 | CP | 8.65 | 1
4AV30002EB000A | POWER SUPPLY; PHASES:3; PN(KW):0,24; UPRI(V):400+/-20; USEC(V DC):24; ISEC(A DC):10/12 (60/40 CEL); F(HZ):50...60; VECTOR GR./SHIELD WNG.:IIIY /0; PROTECTION CL.:I; TA/ISOKL:60 /B; W(%):4,2; IP00; TYPE OF TERMINALS:SCREW CONNECTION; INSTALLATION:SCREW; EN 61558-2-6, EN61131-2 >UL/CSA-RECOGNIZED< >SAFETY ISOLATING TRANSFORMER< | 399.96 | TEM | 1 | CP | 5.36 | 1
4AV30002EB000A | POWER SUPPLY; PHASES:3; PN(KW):0,24; UPRI(V):400+/-20; USEC(V DC):24; ISEC(A DC):10/12 (60/40 CEL); F(HZ):50...60; VECTOR GR./SHIELD WNG.:IIIY /0; PROTECTION CL.:I; TA/ISOKL:60 /B; W(%):4,2; IP00; TYPE OF TERMINALS:SCREW CONNECTION; INSTALLATION:SCREW; EN 61558-2-6, EN61131-2 >UL/CSA-RECOGNIZED< >SAFETY ISOLATING TRANSFORMER< | 399.96 | TEM | 1 | CP | 5.36 | 1
4AV30002EB000C | POWER SUPPLY; PHASES:3; PN(KW):0,24; UPRI(V):400+/-20; USEC(V DC):24; ISEC(A DC):10/12 (60/40 CEL); F(HZ):50...60; VECTOR GR./SHIELD WNG.:II0 /0; PROTECTION CL.:I; TA/ISOKL:60 /B; W(%):2; IP00; TYPE OF TERMINALS:SCREW CONNECTION; INSTALLATION:SCREW; EN 61558-2-6, EN61131-2 >UL/CSA-RECOGNIZED< >SAFETY ISOLATING TRANSFORMER< | 465.25 | TEM | 1 | CP | 5.36 | 1
4AV30002EB000C | POWER SUPPLY; PHASES:3; PN(KW):0,24; UPRI(V):400+/-20; USEC(V DC):24; ISEC(A DC):10/12 (60/40 CEL); F(HZ):50...60; VECTOR GR./SHIELD WNG.:II0 /0; PROTECTION CL.:I; TA/ISOKL:60 /B; W(%):2; IP00; TYPE OF TERMINALS:SCREW CONNECTION; INSTALLATION:SCREW; EN 61558-2-6, EN61131-2 >UL/CSA-RECOGNIZED< >SAFETY ISOLATING TRANSFORMER< | 465.25 | TEM | 1 | CP | 5.36 | 1
4AV31002EB000A | POWER SUPPLY; PHASES:3; PN(KW):0,36; UPRI(V):400+/-20 / 230+/-10; USEC(V DC):24; ISEC(A DC):15/18 (60/40 CEL); F(HZ):50...60; VECTOR GR./SHIELD WNG.:II0 /0; PROTECTION CL.:I; TA/ISOKL:60 /B; W(%):4,2; IP00; TYPE OF TERMINALS:SCREW CONNECTION; INSTALLATION:SCREW; EN 61558-2-6, EN61131-2 >UL/CSA-RECOGNIZED< >SAFETY ISOLATING TRANSFORMER< | 457.36 | TEM | 1 | CP | 6.86 | 1
4AV31002EB000A | POWER SUPPLY; PHASES:3; PN(KW):0,36; UPRI(V):400+/-20 / 230+/-10; USEC(V DC):24; ISEC(A DC):15/18 (60/40 CEL); F(HZ):50...60; VECTOR GR./SHIELD WNG.:II0 /0; PROTECTION CL.:I; TA/ISOKL:60 /B; W(%):4,2; IP00; TYPE OF TERMINALS:SCREW CONNECTION; INSTALLATION:SCREW; EN 61558-2-6, EN61131-2 >UL/CSA-RECOGNIZED< >SAFETY ISOLATING TRANSFORMER< | 457.36 | TEM | 1 | CP | 6.86 | 1
4AV31022EB000A | POWER SUPPLY; PHASES:3; PN(KW):0,324; UPRI(V):575(600)-500-460(480)- 400(415)-230(240)-200; USEC(V DC):24; ISEC(A DC):13,5/16 (60/40 CEL); F(HZ):50...60; VECTOR GR./SHIELD WNG.:IIID5 /0; PROTECTION CL.:I; TA/ISOKL:60 /B; W(%):4,2; IP00; TYPE OF TERMINALS:SCREW CONNECTION; INSTALLATION:SCREW; EN 61558-2-6, EN61131-2 >UL/CSA-RECOGNIZED< >SAFETY ISOLATING TRANSFORMER< | 630.99 | TEM | 1 | CP | 6.86 | 1
4AV31022EB000A | POWER SUPPLY; PHASES:3; PN(KW):0,324; UPRI(V):575(600)-500-460(480)- 400(415)-230(240)-200; USEC(V DC):24; ISEC(A DC):13,5/16 (60/40 CEL); F(HZ):50...60; VECTOR GR./SHIELD WNG.:IIID5 /0; PROTECTION CL.:I; TA/ISOKL:60 /B; W(%):4,2; IP00; TYPE OF TERMINALS:SCREW CONNECTION; INSTALLATION:SCREW; EN 61558-2-6, EN61131-2 >UL/CSA-RECOGNIZED< >SAFETY ISOLATING TRANSFORMER< | 630.99 | TEM | 1 | CP | 6.86 | 1
4AV32002EB000A | POWER SUPPLY; PHASES:3; PN(KW):0,48; UPRI(V):400+/-20; USEC(V DC):24; ISEC(A DC):20/24 (60/40 CEL); F(HZ):50...60; VECTOR GR./SHIELD WNG.:YD1 /0; PROTECTION CL.:I; TA/ISOKL:60 /B; W(%):4,2; IP00; TYPE OF TERMINALS:SCREW CONNECTION; INSTALLATION:SCREW; EN 61558-2-6, EN61131-2 >UL/CSA-RECOGNIZED< >SAFETY ISOLATING TRANSFORMER< | 490.77 | TEM | 1 | CP | 9.15 | 1
4AV32002EB000A | POWER SUPPLY; PHASES:3; PN(KW):0,48; UPRI(V):400+/-20; USEC(V DC):24; ISEC(A DC):20/24 (60/40 CEL); F(HZ):50...60; VECTOR GR./SHIELD WNG.:YD1 /0; PROTECTION CL.:I; TA/ISOKL:60 /B; W(%):4,2; IP00; TYPE OF TERMINALS:SCREW CONNECTION; INSTALLATION:SCREW; EN 61558-2-6, EN61131-2 >UL/CSA-RECOGNIZED< >SAFETY ISOLATING TRANSFORMER< | 490.77 | TEM | 1 | CP | 9.15 | 1
4AV32022EB000A | POWER SUPPLY; PHASES:3; PN(KW):0,432; UPRI(V):575(600)-500-460(480)- 400(415)-230(240)-200; USEC(V DC):24; ISEC(A DC):18/21,5 (60/40 CEL); F(HZ):50...60; VECTOR GR./SHIELD WNG.:II0 /0; PROTECTION CL.:I; TA/ISOKL:60 /B; W(%):4,2; IP00; TYPE OF TERMINALS:SCREW CONNECTION; INSTALLATION:SCREW; EN 61558-2-6, EN61131-2 >UL/CSA-RECOGNIZED< >SAFETY ISOLATING TRANSFORMER< | 793.1 | TEM | 1 | CP | 9.15 | 1
4AV32022EB000A | POWER SUPPLY; PHASES:3; PN(KW):0,432; UPRI(V):575(600)-500-460(480)- 400(415)-230(240)-200; USEC(V DC):24; ISEC(A DC):18/21,5 (60/40 CEL); F(HZ):50...60; VECTOR GR./SHIELD WNG.:II0 /0; PROTECTION CL.:I; TA/ISOKL:60 /B; W(%):4,2; IP00; TYPE OF TERMINALS:SCREW CONNECTION; INSTALLATION:SCREW; EN 61558-2-6, EN61131-2 >UL/CSA-RECOGNIZED< >SAFETY ISOLATING TRANSFORMER< | 793.1 | TEM | 1 | CP | 9.15 | 1
4AV33002EB000A | POWER SUPPLY; PHASES:3; PN(KW):0,72; UPRI(V):400+/-20; USEC(V DC):24; ISEC(A DC):30/36 (60/40 CEL); F(HZ):50...60; VECTOR GR./SHIELD WNG.:YD1 /0; PROTECTION CL.:I; TA/ISOKL:60 /B; W(%):4,2; IP00; TYPE OF TERMINALS:SCREW CONNECTION; INSTALLATION:SCREW; EN 61558-2-6, EN61131-2 >SAFETY ISOLATING TRANSFORMER< | 710.18 | TEM | 1 | CP | 12.15 | 1
4AV33002EB000A | POWER SUPPLY; PHASES:3; PN(KW):0,72; UPRI(V):400+/-20; USEC(V DC):24; ISEC(A DC):30/36 (60/40 CEL); F(HZ):50...60; VECTOR GR./SHIELD WNG.:YD1 /0; PROTECTION CL.:I; TA/ISOKL:60 /B; W(%):4,2; IP00; TYPE OF TERMINALS:SCREW CONNECTION; INSTALLATION:SCREW; EN 61558-2-6, EN61131-2 >SAFETY ISOLATING TRANSFORMER< | 710.18 | TEM | 1 | CP | 12.15 | 1
4AV34022FB000A | POWER SUPPLY; PHASES:3; PN(KW):0,864; UPRI(V):575(600)-500-460(480)- 400(415)-230(240)-200; USEC(V DC):24; ISEC(A DC):36/43 (60/40 CEL); F(HZ):50...60; VECTOR GR./SHIELD WNG.:YY0 /0; PROTECTION CL.:I; TA/ISOKL:60 /B; W(%):4,2; IP00; TYPE OF TERMINALS:SCREW CONNECTION; INSTALLATION:SCREW; EN 61558 EN61131-2 >SAFETY ISOLATING TRANSFORMER< | 900.26 | TEM | 1 | CP | 19.8 | 1
4AV34022FB000A | POWER SUPPLY; PHASES:3; PN(KW):0,864; UPRI(V):575(600)-500-460(480)- 400(415)-230(240)-200; USEC(V DC):24; ISEC(A DC):36/43 (60/40 CEL); F(HZ):50...60; VECTOR GR./SHIELD WNG.:YY0 /0; PROTECTION CL.:I; TA/ISOKL:60 /B; W(%):4,2; IP00; TYPE OF TERMINALS:SCREW CONNECTION; INSTALLATION:SCREW; EN 61558 EN61131-2 >SAFETY ISOLATING TRANSFORMER< | 900.26 | TEM | 1 | CP | 19.8 | 1
4AV35002FB000A | POWER SUPPLY; PHASES:3; PN(KW):1,2; UPRI(V):400+/-20; USEC(V DC):24; ISEC(A DC):50/60 (60/40 CEL); F(HZ):50...60; VECTOR GR./SHIELD WNG.:YY0 /0; PROTECTION CL.:I; TA/ISOKL:60 /B; W(%):4,2; IP00; TYPE OF TERMINALS:SCREW CONNECTION; INSTALLATION:SCREW; EN 61558-2-6, EN61131-2 >UL/CSA-RECOGNIZED< >SAFETY ISOLATING TRANSFORMER< | 809.44 | TEM | 1 | CP | 23.24 | 1
4AV35002FB000A | POWER SUPPLY; PHASES:3; PN(KW):1,2; UPRI(V):400+/-20; USEC(V DC):24; ISEC(A DC):50/60 (60/40 CEL); F(HZ):50...60; VECTOR GR./SHIELD WNG.:YY0 /0; PROTECTION CL.:I; TA/ISOKL:60 /B; W(%):4,2; IP00; TYPE OF TERMINALS:SCREW CONNECTION; INSTALLATION:SCREW; EN 61558-2-6, EN61131-2 >UL/CSA-RECOGNIZED< >SAFETY ISOLATING TRANSFORMER< | 809.44 | TEM | 1 | CP | 23.24 | 1
4AV41032EB000A | POWER SUPPLY; PHASES:1; PN(KW):0,072; UPRI(V):400-230+/-15; USEC(V DC):24; ISEC(A DC):3; F(HZ):50...60; VECTOR GR./SHIELD WNG.:II0 /0; PROTECTION CL.:I; TA/ISOKL:40 /B; W(%):5; IP00; TYPE OF TERMINALS:SCREW CONNECTION; INSTALLATION:SCREWS/MOUNTING RAILS; EN 61558, EN61131-2 >SAFETY ISOLATING TRANSFORMER< | 199.16 | TEM | 1 | CP | 2.66 | 1
4AV41032EB000A | POWER SUPPLY; PHASES:1; PN(KW):0,072; UPRI(V):400-230+/-15; USEC(V DC):24; ISEC(A DC):3; F(HZ):50...60; VECTOR GR./SHIELD WNG.:II0 /0; PROTECTION CL.:I; TA/ISOKL:40 /B; W(%):5; IP00; TYPE OF TERMINALS:SCREW CONNECTION; INSTALLATION:SCREWS/MOUNTING RAILS; EN 61558, EN61131-2 >SAFETY ISOLATING TRANSFORMER< | 199.16 | TEM | 1 | CP | 2.66 | 1
4AV98005CB002N | CURRENT SUPPLY (UNSCREENED); PHASES:1; PN(KW):0,5; UPRI(V):230; USEC(V DC):24; ISEC(A DC):20,8; F(HZ):50...60; VECTOR GR./SHIELD WNG.:II0 /0; PROTECTION CL.:I; TA/ISOKL:50 /B; W(%):48,3; IP00; TYPE OF TERMINALS:SCREW/TAB CONNECTION; INSTALLATION:SCREW; EN 61558 >SAFETY ISOLATING TRANSFORMER< | 466.79 | TEM | 1 | CP | 11.15 | 1
4AV98005CB002N | CURRENT SUPPLY (UNSCREENED); PHASES:1; PN(KW):0,5; UPRI(V):230; USEC(V DC):24; ISEC(A DC):20,8; F(HZ):50...60; VECTOR GR./SHIELD WNG.:II0 /0; PROTECTION CL.:I; TA/ISOKL:50 /B; W(%):48,3; IP00; TYPE OF TERMINALS:SCREW/TAB CONNECTION; INSTALLATION:SCREW; EN 61558 >SAFETY ISOLATING TRANSFORMER< | 466.79 | TEM | 1 | CP | 11.15 | 1
4EJ99000EG | DISCHARGE REACTOR; UN(V):690; IEFF(A):0,02 | 170.97 | TEM | 1 | CP | 1.3 | 1
4EJ99000EG | DISCHARGE REACTOR; UN(V):690; IEFF(A):0,02 | 170.97 | TEM | 1 | CP | 1.3 | 1
4EM49117CB00 | COMMUTATING CHOKE FOR CONVERTER; PHASES:1; UN1(V):400; ITHMAX 1(A) / F1(HZ):10 /50; I LN (A):9; UK(%):4; LN(MH):4,84; TA/ISOKL:40 /B; IP00; TYPE OF TERMINALS:SCREW/TAB CONNECTION; EN 61558-2-20 >CHOKE< | 211.15 | TEM | 1 | CP | 2.7 | 1
4EM49117CB00 | COMMUTATING CHOKE FOR CONVERTER; PHASES:1; UN1(V):400; ITHMAX 1(A) / F1(HZ):10 /50; I LN (A):9; UK(%):4; LN(MH):4,84; TA/ISOKL:40 /B; IP00; TYPE OF TERMINALS:SCREW/TAB CONNECTION; EN 61558-2-20 >CHOKE< | 211.15 | TEM | 1 | CP | 2.7 | 1
4EM49117CB00 | COMMUTATING CHOKE FOR CONVERTER; PHASES:1; UN1(V):400; ITHMAX 1(A) / F1(HZ):10 /50; I LN (A):9; UK(%):4; LN(MH):4,84; TA/ISOKL:40 /B; IP00; TYPE OF TERMINALS:SCREW/TAB CONNECTION; EN 61558-2-20 >CHOKE< | 211.15 | TEM | 1 | CP | 2.7 | 1
4EM49118CB00 | COMMUTATING CHOKE FOR CONVERTER; PHASES:1; UN1(V):400; ITHMAX 1(A) / F1(HZ):11,2 /50; I LN (A):10,08; UK(%):4; LN(MH):4,32; TA/ISOKL:40 /B; IP00; TYPE OF TERMINALS:SCREW/TAB CONNECTION; EN 61558-2-20 >CHOKE< | 577.49 | TEM | 1 | CP | 2.7 | 1
4EM49118CB00 | COMMUTATING CHOKE FOR CONVERTER; PHASES:1; UN1(V):400; ITHMAX 1(A) / F1(HZ):11,2 /50; I LN (A):10,08; UK(%):4; LN(MH):4,32; TA/ISOKL:40 /B; IP00; TYPE OF TERMINALS:SCREW/TAB CONNECTION; EN 61558-2-20 >CHOKE< | 577.49 | TEM | 1 | CP | 2.7 | 1
4EM49120CB00 | COMMUTATING CHOKE FOR CONVERTER; PHASES:1; UN1(V):400; ITHMAX 1(A) / F1(HZ):12,5 /50; I LN (A):11,25; UK(%):4; LN(MH):3,87; TA/ISOKL:40 /B; IP00; TYPE OF TERMINALS:SCREW/TAB CONNECTION; EN 61558-2-20 >UL/CSA-RECOGNIZED< >CHOKE< | 688.8 | TEM | 1 | CP | 2.8 | 1
4EM49120CB00 | COMMUTATING CHOKE FOR CONVERTER; PHASES:1; UN1(V):400; ITHMAX 1(A) / F1(HZ):12,5 /50; I LN (A):11,25; UK(%):4; LN(MH):3,87; TA/ISOKL:40 /B; IP00; TYPE OF TERMINALS:SCREW/TAB CONNECTION; EN 61558-2-20 >UL/CSA-RECOGNIZED< >CHOKE< | 688.8 | TEM | 1 | CP | 2.8 | 1
4EM49121CB00 | COMMUTATING CHOKE FOR CONVERTER; PHASES:1; UN1(V):400; ITHMAX 1(A) / F1(HZ):14 /50; I LN (A):12,6; UK(%):4; LN(MH):3,46; TA/ISOKL:40 /B; IP00; TYPE OF TERMINALS:SCREW/TAB CONNECTION; EN 61558-2-20 >CHOKE< | 221.5 | TEM | 1 | CP | 2.8 | 1
4EM49121CB00 | COMMUTATING CHOKE FOR CONVERTER; PHASES:1; UN1(V):400; ITHMAX 1(A) / F1(HZ):14 /50; I LN (A):12,6; UK(%):4; LN(MH):3,46; TA/ISOKL:40 /B; IP00; TYPE OF TERMINALS:SCREW/TAB CONNECTION; EN 61558-2-20 >CHOKE< | 221.5 | TEM | 1 | CP | 2.8 | 1
4EM50056CB00 | COMMUTATING CHOKE FOR CONVERTER; PHASES:1; UN1(V):400; ITHMAX 1(A) / F1(HZ):18 /50; I LN (A):16,2; UK(%):4; LN(MH):2,69; TA/ISOKL:40 /B; IP00; TYPE OF TERMINALS:SCREW/TAB CONNECTION; EN 61558-2-20 >CHOKE< | 598.19 | TEM | 1 | CP | 3.5 | 1
4EM50056CB00 | COMMUTATING CHOKE FOR CONVERTER; PHASES:1; UN1(V):400; ITHMAX 1(A) / F1(HZ):18 /50; I LN (A):16,2; UK(%):4; LN(MH):2,69; TA/ISOKL:40 /B; IP00; TYPE OF TERMINALS:SCREW/TAB CONNECTION; EN 61558-2-20 >CHOKE< | 598.19 | TEM | 1 | CP | 3.5 | 1
4EM50057CB00 | COMMUTATING CHOKE FOR CONVERTER; PHASES:1; UN1(V):400; ITHMAX 1(A) / F1(HZ):20 /50; I LN (A):18; UK(%):4; LN(MH):2,42; TA/ISOKL:40 /B; IP00; TYPE OF TERMINALS:SCREW/TAB CONNECTION; EN 61558-2-20 >CHOKE< | 604.34 | TEM | 1 | CP | 3.6 | 1
4EM50057CB00 | COMMUTATING CHOKE FOR CONVERTER; PHASES:1; UN1(V):400; ITHMAX 1(A) / F1(HZ):20 /50; I LN (A):18; UK(%):4; LN(MH):2,42; TA/ISOKL:40 /B; IP00; TYPE OF TERMINALS:SCREW/TAB CONNECTION; EN 61558-2-20 >CHOKE< | 604.34 | TEM | 1 | CP | 3.6 | 1
4EM51002CB00 | COMMUTATING CHOKE FOR CONVERTER; PHASES:1; UN1(V):400; ITHMAX 1(A) / F1(HZ):24 /50; I LN (A):21,6; UK(%):4; LN(MH):2,02; TA/ISOKL:40 /B; IP00; TYPE OF TERMINALS:SCREW CONNECTION; EN 61558-2-20 >CHOKE< | 312.52 | TEM | 1 | CP | 4.4 | 1
4EM51002CB00 | COMMUTATING CHOKE FOR CONVERTER; PHASES:1; UN1(V):400; ITHMAX 1(A) / F1(HZ):24 /50; I LN (A):21,6; UK(%):4; LN(MH):2,02; TA/ISOKL:40 /B; IP00; TYPE OF TERMINALS:SCREW CONNECTION; EN 61558-2-20 >CHOKE< | 312.52 | TEM | 1 | CP | 4.4 | 1
4EM61002CB00 | COMMUTATING CHOKE FOR CONVERTER; PHASES:1; UN1(V):400; ITHMAX 1(A) / F1(HZ):28 /50; I LN (A):25,2; UK(%):4; LN(MH):1,73; TA/ISOKL:40 /B; IP00; TYPE OF TERMINALS:SCREW CONNECTION; EN 61558-2-20 >CHOKE< | 707.87 | TEM | 1 | CP | 5.1 | 1
4EM61002CB00 | COMMUTATING CHOKE FOR CONVERTER; PHASES:1; UN1(V):400; ITHMAX 1(A) / F1(HZ):28 /50; I LN (A):25,2; UK(%):4; LN(MH):1,73; TA/ISOKL:40 /B; IP00; TYPE OF TERMINALS:SCREW CONNECTION; EN 61558-2-20 >CHOKE< | 707.87 | TEM | 1 | CP | 5.1 | 1
4EM61002CB00 | COMMUTATING CHOKE FOR CONVERTER; PHASES:1; UN1(V):400; ITHMAX 1(A) / F1(HZ):28 /50; I LN (A):25,2; UK(%):4; LN(MH):1,73; TA/ISOKL:40 /B; IP00; TYPE OF TERMINALS:SCREW CONNECTION; EN 61558-2-20 >CHOKE< | 707.87 | TEM | 1 | CP | 5.1 | 1
4EM61003CB00 | COMMUTATING CHOKE FOR CONVERTER; PHASES:1; UN1(V):400; ITHMAX 1(A) / F1(HZ):31,5 /50; I LN (A):28,35; UK(%):4; LN(MH):1,54; TA/ISOKL:40 /B; IP00; TYPE OF TERMINALS:SCREW CONNECTION; EN 61558-2-20 >CHOKE< | 360.08 | TEM | 1 | CP | 4.9 | 1
4EM61003CB00 | COMMUTATING CHOKE FOR CONVERTER; PHASES:1; UN1(V):400; ITHMAX 1(A) / F1(HZ):31,5 /50; I LN (A):28,35; UK(%):4; LN(MH):1,54; TA/ISOKL:40 /B; IP00; TYPE OF TERMINALS:SCREW CONNECTION; EN 61558-2-20 >CHOKE< | 360.08 | TEM | 1 | CP | 4.9 | 1
4EP32001US00 | MAINS CHOKE F.FU; PHASES:3; UN1(V):480; ITHMAX 1(A) / F1(HZ):6,3 /60; I LN (A):5,67; UK(%):2; LN(MH):2,24; TA/ISOKL:40 /B; IP00; TYPE OF TERMINALS:SCREW/TAB CONNECTION; EN 61558-2-20 >UL/CSA-RECOGNIZED< >CHOKE< | 223.55 | TEM | 1 | CP | 1.6 | 1
4EP32001US00 | MAINS CHOKE F.FU; PHASES:3; UN1(V):480; ITHMAX 1(A) / F1(HZ):6,3 /60; I LN (A):5,67; UK(%):2; LN(MH):2,24; TA/ISOKL:40 /B; IP00; TYPE OF TERMINALS:SCREW/TAB CONNECTION; EN 61558-2-20 >UL/CSA-RECOGNIZED< >CHOKE< | 223.55 | TEM | 1 | CP | 1.6 | 1
4EP35000US00 | MAINS CHOKE F.FU; PHASES:3; UN1(V):480; ITHMAX 1(A) / F1(HZ):16 /60; I LN (A):14,4; UK(%):2; LN(MH):0,881; TA/ISOKL:40 /B; IP00; TYPE OF TERMINALS:SCREW CONNECTION; EN 61558-2-20 >UL/CSA-RECOGNIZED< >CHOKE< | 277.37 | TEM | 1 | CP | 2.7 | 1
4EP35000US00 | MAINS CHOKE F.FU; PHASES:3; UN1(V):480; ITHMAX 1(A) / F1(HZ):16 /60; I LN (A):14,4; UK(%):2; LN(MH):0,881; TA/ISOKL:40 /B; IP00; TYPE OF TERMINALS:SCREW CONNECTION; EN 61558-2-20 >UL/CSA-RECOGNIZED< >CHOKE< | 277.37 | TEM | 1 | CP | 2.7 | 1
4EP36004US00 | MAINS CHOKE F.FU; PHASES:3; UN1(V):480; ITHMAX 1(A) / F1(HZ):18 /60; I LN (A):16,2; UK(%):2; LN(MH):0,783; TA/ISOKL:40 /B; IP00; TYPE OF TERMINALS:SCREW CONNECTION; EN 61558-2-20 >UL/CSA-RECOGNIZED< >CHOKE< | 287.72 | TEM | 1 | CP | 3.4 | 1
4EP36004US00 | MAINS CHOKE F.FU; PHASES:3; UN1(V):480; ITHMAX 1(A) / F1(HZ):18 /60; I LN (A):16,2; UK(%):2; LN(MH):0,783; TA/ISOKL:40 /B; IP00; TYPE OF TERMINALS:SCREW CONNECTION; EN 61558-2-20 >UL/CSA-RECOGNIZED< >CHOKE< | 287.72 | TEM | 1 | CP | 3.4 | 1
4EP36005US00 | MAINS CHOKE F.FU; PHASES:3; UN1(V):480; ITHMAX 1(A) / F1(HZ):28 /60; I LN (A):25,2; UK(%):2; LN(MH):0,503; TA/ISOKL:40 /B; IP00; TYPE OF TERMINALS:SCREW CONNECTION; EN 61558-2-20 >UL/CSA-RECOGNIZED< >CHOKE< | 304.22 | TEM | 1 | CP | 3.6 | 1
4EP36005US00 | MAINS CHOKE F.FU; PHASES:3; UN1(V):480; ITHMAX 1(A) / F1(HZ):28 /60; I LN (A):25,2; UK(%):2; LN(MH):0,503; TA/ISOKL:40 /B; IP00; TYPE OF TERMINALS:SCREW CONNECTION; EN 61558-2-20 >UL/CSA-RECOGNIZED< >CHOKE< | 304.22 | TEM | 1 | CP | 3.6 | 1
4EP36013DS00 | COMMUTATING CHOKE FOR CONVERTER; PHASES:3; UN1(V):400; ITHMAX 1(A) / F1(HZ):16 /50; I LN (A):14,4; UK(%):4; LN(MH):1,4; TA/ISOKL:40 /B; IP00; TYPE OF TERMINALS:SCREW CONNECTION; EN 61558-2-20 >CHOKE< | 740.97 | TEM | 1 | CP | 3.3 | 1
4EP36013DS00 | COMMUTATING CHOKE FOR CONVERTER; PHASES:3; UN1(V):400; ITHMAX 1(A) / F1(HZ):16 /50; I LN (A):14,4; UK(%):4; LN(MH):1,4; TA/ISOKL:40 /B; IP00; TYPE OF TERMINALS:SCREW CONNECTION; EN 61558-2-20 >CHOKE< | 740.97 | TEM | 1 | CP | 3.3 | 1
4EP36015DS00 | COMMUTATING CHOKE FOR CONVERTER; PHASES:3; UN1(V):400; ITHMAX 1(A) / F1(HZ):20 /50; I LN (A):18; UK(%):4; LN(MH):1,12; TA/ISOKL:40 /B; IP00; TYPE OF TERMINALS:SCREW CONNECTION; EN 61558-2-20 >CHOKE< | 796.84 | TEM | 1 | CP | 3.4 | 1
4EP36015DS00 | COMMUTATING CHOKE FOR CONVERTER; PHASES:3; UN1(V):400; ITHMAX 1(A) / F1(HZ):20 /50; I LN (A):18; UK(%):4; LN(MH):1,12; TA/ISOKL:40 /B; IP00; TYPE OF TERMINALS:SCREW CONNECTION; EN 61558-2-20 >CHOKE< | 796.84 | TEM | 1 | CP | 3.4 | 1
4EP37002US00 | MAINS CHOKE F.FU; PHASES:3; UN1(V):480; ITHMAX 1(A) / F1(HZ):35,5 /60; I LN (A):31,95; UK(%):2; LN(MH):0,397; TA/ISOKL:40 /B; IP00; TYPE OF TERMINALS:SCREW CONNECTION; EN 61558-2-20 >UL/CSA-RECOGNIZED< >CHOKE< | 575.33 | TEM | 1 | CP | 3.7 | 1
4EP37002US00 | MAINS CHOKE F.FU; PHASES:3; UN1(V):480; ITHMAX 1(A) / F1(HZ):35,5 /60; I LN (A):31,95; UK(%):2; LN(MH):0,397; TA/ISOKL:40 /B; IP00; TYPE OF TERMINALS:SCREW CONNECTION; EN 61558-2-20 >UL/CSA-RECOGNIZED< >CHOKE< | 575.33 | TEM | 1 | CP | 3.7 | 1
4EP37005US00 | MAINS CHOKE F.FU; PHASES:3; UN1(V):480; ITHMAX 1(A) / F1(HZ):40 /60; I LN (A):36; UK(%):2; LN(MH):0,352; TA/ISOKL:40 /B; IP00; TYPE OF TERMINALS:SCREW CONNECTION; EN 61558-2-20 >UL/CSA-RECOGNIZED< >CHOKE< | 703.66 | TEM | 1 | CP | 4.2 | 1
4EP37005US00 | MAINS CHOKE F.FU; PHASES:3; UN1(V):480; ITHMAX 1(A) / F1(HZ):40 /60; I LN (A):36; UK(%):2; LN(MH):0,352; TA/ISOKL:40 /B; IP00; TYPE OF TERMINALS:SCREW CONNECTION; EN 61558-2-20 >UL/CSA-RECOGNIZED< >CHOKE< | 703.66 | TEM | 1 | CP | 4.2 | 1
4EP37015DS00 | COMMUTATING CHOKE FOR CONVERTER; PHASES:3; UN1(V):400; ITHMAX 1(A) / F1(HZ):25 /50; I LN (A):22,5; UK(%):4; LN(MH):0,889; TA/ISOKL:40 /B; IP00; TYPE OF TERMINALS:SCREW CONNECTION; EN 61558-2-20 >CHOKE<(><<)> | 1231.44 | TEM | 1 | CP | 3.6 | 1
4EP37015DS00 | COMMUTATING CHOKE FOR CONVERTER; PHASES:3; UN1(V):400; ITHMAX 1(A) / F1(HZ):25 /50; I LN (A):22,5; UK(%):4; LN(MH):0,889; TA/ISOKL:40 /B; IP00; TYPE OF TERMINALS:SCREW CONNECTION; EN 61558-2-20 >CHOKE<(><<)> | 1231.44 | TEM | 1 | CP | 3.6 | 1
4EP37016DS00 | COMMUTATING CHOKE FOR CONVERTER; PHASES:3; UN1(V):400; ITHMAX 1(A) / F1(HZ):28 /50; I LN (A):25; UK(%):4; LN(MH):0,789; TA/ISOKL:40 /B; IP00; TYPE OF TERMINALS:SCREW CONNECTION; EN 61558-2-20 >CHOKE< | 923.12 | TEM | 1 | CP | 3.9 | 1
4EP37016DS00 | COMMUTATING CHOKE FOR CONVERTER; PHASES:3; UN1(V):400; ITHMAX 1(A) / F1(HZ):28 /50; I LN (A):25; UK(%):4; LN(MH):0,789; TA/ISOKL:40 /B; IP00; TYPE OF TERMINALS:SCREW CONNECTION; EN 61558-2-20 >CHOKE< | 923.12 | TEM | 1 | CP | 3.9 | 1
4EP37017DS00 | COMMUTATING CHOKE FOR CONVERTER; PHASES:3; UN1(V):400; ITHMAX 1(A) / F1(HZ):31,5 /50; I LN (A):28,35; UK(%):4; LN(MH):0,7; TA/ISOKL:40 /B; IP00; TYPE OF TERMINALS:SCREW CONNECTION; EN 61558-2-20 >CHOKE< | 1287.4 | TEM | 1 | CP | 4.2 | 1
4EP37017DS00 | COMMUTATING CHOKE FOR CONVERTER; PHASES:3; UN1(V):400; ITHMAX 1(A) / F1(HZ):31,5 /50; I LN (A):28,35; UK(%):4; LN(MH):0,7; TA/ISOKL:40 /B; IP00; TYPE OF TERMINALS:SCREW CONNECTION; EN 61558-2-20 >CHOKE< | 1287.4 | TEM | 1 | CP | 4.2 | 1
4EP38002DS00 | COMMUTATING CHOKE FOR CONVERTER; PHASES:3; UN1(V):400; ITHMAX 1(A) / F1(HZ):40 /50; I LN (A):36; UK(%):4; LN(MH):0,56; TA/ISOKL:40 /B; IP00; TYPE OF TERMINALS:SCREW CONNECTION; EN 61558-2-20 >UL/CSA-RECOGNIZED< >CHOKE< | 981.03 | TEM | 1 | CP | 5.1 | 1
4EP38002DS00 | COMMUTATING CHOKE FOR CONVERTER; PHASES:3; UN1(V):400; ITHMAX 1(A) / F1(HZ):40 /50; I LN (A):36; UK(%):4; LN(MH):0,56; TA/ISOKL:40 /B; IP00; TYPE OF TERMINALS:SCREW CONNECTION; EN 61558-2-20 >UL/CSA-RECOGNIZED< >CHOKE< | 981.03 | TEM | 1 | CP | 5.1 | 1
4EP38002US00 | MAINS CHOKE F.FU; PHASES:3; UN1(V):480; ITHMAX 1(A) / F1(HZ):50 /60; I LN (A):45; UK(%):2; LN(MH):0,282; TA/ISOKL:40 /B; IP00; TYPE OF TERMINALS:FLAT-TYPE TERMINAL; EN 61558-2-20 >UL/CSA-RECOGNIZED< >CHOKE< | 647.8 | TEM | 1 | CP | 5.4 | 1
4EP38002US00 | MAINS CHOKE F.FU; PHASES:3; UN1(V):480; ITHMAX 1(A) / F1(HZ):50 /60; I LN (A):45; UK(%):2; LN(MH):0,282; TA/ISOKL:40 /B; IP00; TYPE OF TERMINALS:FLAT-TYPE TERMINAL; EN 61558-2-20 >UL/CSA-RECOGNIZED< >CHOKE< | 647.8 | TEM | 1 | CP | 5.4 | 1
4EP38007US00 | MAINS CHOKE F.FU; PHASES:3; UN1(V):480; ITHMAX 1(A) / F1(HZ):63 /60; I LN (A):56,7; UK(%):2; LN(MH):0,224; TA/ISOKL:40 /B; IP00; TYPE OF TERMINALS:FLAT-TYPE TERMINAL; EN 61558-2-20 >UL/CSA-RECOGNIZED< >CHOKE< | 728.57 | TEM | 1 | CP | 6.16 | 1
4EP38007US00 | MAINS CHOKE F.FU; PHASES:3; UN1(V):480; ITHMAX 1(A) / F1(HZ):63 /60; I LN (A):56,7; UK(%):2; LN(MH):0,224; TA/ISOKL:40 /B; IP00; TYPE OF TERMINALS:FLAT-TYPE TERMINAL; EN 61558-2-20 >UL/CSA-RECOGNIZED< >CHOKE< | 728.57 | TEM | 1 | CP | 6.16 | 1
4EP38016DS00 | COMMUTATING CHOKE FOR CONVERTER; PHASES:3; UN1(V):400; ITHMAX 1(A) / F1(HZ):45 /50; I LN (A):40,5; UK(%):4; LN(MH):0,5; TA/ISOKL:40 /B; IP00; TYPE OF TERMINALS:SCREW CONNECTION; EN 61558-2-20 >CHOKE< | 1395.03 | TEM | 1 | CP | 5.7 | 1
4EP38016DS00 | COMMUTATING CHOKE FOR CONVERTER; PHASES:3; UN1(V):400; ITHMAX 1(A) / F1(HZ):45 /50; I LN (A):40,5; UK(%):4; LN(MH):0,5; TA/ISOKL:40 /B; IP00; TYPE OF TERMINALS:SCREW CONNECTION; EN 61558-2-20 >CHOKE< | 1395.03 | TEM | 1 | CP | 5.7 | 1
4EP39002DS00 | COMMUTATING CHOKE FOR CONVERTER; PHASES:3; UN1(V):400; ITHMAX 1(A) / F1(HZ):63 /50; I LN (A):56,7; UK(%):4; LN(MH):0,35; TA/ISOKL:40 /B; IP00; TYPE OF TERMINALS:FLAT-TYPE TERMINAL; EN 61558-2-20 >CHOKE< | 1260.44 | TEM | 1 | CP | 7.95 | 1
4EP39002DS00 | COMMUTATING CHOKE FOR CONVERTER; PHASES:3; UN1(V):400; ITHMAX 1(A) / F1(HZ):63 /50; I LN (A):56,7; UK(%):4; LN(MH):0,35; TA/ISOKL:40 /B; IP00; TYPE OF TERMINALS:FLAT-TYPE TERMINAL; EN 61558-2-20 >CHOKE< | 1260.44 | TEM | 1 | CP | 7.95 | 1
4EP39002US00 | MAINS CHOKE F.FU; PHASES:3; UN1(V):480; ITHMAX 1(A) / F1(HZ):80 /60; I LN (A):72; UK(%):2; LN(MH):0,176; TA/ISOKL:40 /B; IP00; TYPE OF TERMINALS:FLAT-TYPE TERMINAL; EN 61558-2-20 >UL/CSA-RECOGNIZED< >CHOKE< | 701.61 | TEM | 1 | CP | 8.55 | 1
4EP39002US00 | MAINS CHOKE F.FU; PHASES:3; UN1(V):480; ITHMAX 1(A) / F1(HZ):80 /60; I LN (A):72; UK(%):2; LN(MH):0,176; TA/ISOKL:40 /B; IP00; TYPE OF TERMINALS:FLAT-TYPE TERMINAL; EN 61558-2-20 >UL/CSA-RECOGNIZED< >CHOKE< | 701.61 | TEM | 1 | CP | 8.55 | 1
4EP40002US00 | MAINS CHOKE F.FU; PHASES:3; UN1(V):480; ITHMAX 1(A) / F1(HZ):100 /60; I LN (A):90; UK(%):2; LN(MH):0,141; TA/ISOKL:40 /B; IP00; TYPE OF TERMINALS:FLAT-TYPE TERMINAL; EN 61558-2-20 >UL/CSA-RECOGNIZED< >CHOKE< | 757.48 | TEM | 1 | CP | 9.35 | 1
4EP40002US00 | MAINS CHOKE F.FU; PHASES:3; UN1(V):480; ITHMAX 1(A) / F1(HZ):100 /60; I LN (A):90; UK(%):2; LN(MH):0,141; TA/ISOKL:40 /B; IP00; TYPE OF TERMINALS:FLAT-TYPE TERMINAL; EN 61558-2-20 >UL/CSA-RECOGNIZED< >CHOKE< | 757.48 | TEM | 1 | CP | 9.35 | 1
4EP40003DS00 | COMMUTATING CHOKE FOR CONVERTER; PHASES:3; UN1(V):400; ITHMAX 1(A) / F1(HZ):80 /50; I LN (A):72; UK(%):4; LN(MH):0,28; TA/ISOKL:40 /B; IP00; TYPE OF TERMINALS:FLAT-TYPE TERMINAL; EN 61558-2-20 >CHOKE< | 1610.28 | TEM | 1 | CP | 10.15 | 1
4EP40003DS00 | COMMUTATING CHOKE FOR CONVERTER; PHASES:3; UN1(V):400; ITHMAX 1(A) / F1(HZ):80 /50; I LN (A):72; UK(%):4; LN(MH):0,28; TA/ISOKL:40 /B; IP00; TYPE OF TERMINALS:FLAT-TYPE TERMINAL; EN 61558-2-20 >CHOKE< | 1610.28 | TEM | 1 | CP | 10.15 | 1
4EP40006US00 | MAINS CHOKE F.FU; PHASES:3; UN1(V):480; ITHMAX 1(A) / F1(HZ):125 /60; I LN (A):112,5; UK(%):2; LN(MH):0,113; TA/ISOKL:40 /B; IP00; TYPE OF TERMINALS:FLAT-TYPE TERMINAL; EN 61558-2-20 >UL/CSA-RECOGNIZED< >CHOKE< | 896.16 | TEM | 1 | CP | 10.75 | 1
4EP40006US00 | MAINS CHOKE F.FU; PHASES:3; UN1(V):480; ITHMAX 1(A) / F1(HZ):125 /60; I LN (A):112,5; UK(%):2; LN(MH):0,113; TA/ISOKL:40 /B; IP00; TYPE OF TERMINALS:FLAT-TYPE TERMINAL; EN 61558-2-20 >UL/CSA-RECOGNIZED< >CHOKE< | 896.16 | TEM | 1 | CP | 10.75 | 1
4EP40013US00 | MAINS CHOKE F.FU; PHASES:3; UN1(V):480; ITHMAX 1(A) / F1(HZ):91 /60; I LN (A):81,9; UK(%):2; LN(MH):0,155; TA/ISOKL:40 /B; IP00; TYPE OF TERMINALS:FLAT-TYPE TERMINAL; EN 61558-2-20 >UL/CSA-RECOGNIZED< >CHOKE< | 840.3 | TEM | 1 | CP | 8.8 | 1
4EP40013US00 | MAINS CHOKE F.FU; PHASES:3; UN1(V):480; ITHMAX 1(A) / F1(HZ):91 /60; I LN (A):81,9; UK(%):2; LN(MH):0,155; TA/ISOKL:40 /B; IP00; TYPE OF TERMINALS:FLAT-TYPE TERMINAL; EN 61558-2-20 >UL/CSA-RECOGNIZED< >CHOKE< | 840.3 | TEM | 1 | CP | 8.8 | 1
4EP40027DS00 | COMMUTATING CHOKE FOR CONVERTER; PHASES:3; UN1(V):400; ITHMAX 1(A) / F1(HZ):71 /50; I LN (A):63,9; UK(%):4; LN(MH):0,308; TA/ISOKL:40 /B; IP00; TYPE OF TERMINALS:FLAT-TYPE TERMINAL; EN 61558-2-20 >CHOKE< | 1850.33 | TEM | 1 | CP | 9.95 | 1
4EP40027DS00 | COMMUTATING CHOKE FOR CONVERTER; PHASES:3; UN1(V):400; ITHMAX 1(A) / F1(HZ):71 /50; I LN (A):63,9; UK(%):4; LN(MH):0,308; TA/ISOKL:40 /B; IP00; TYPE OF TERMINALS:FLAT-TYPE TERMINAL; EN 61558-2-20 >CHOKE< | 1850.33 | TEM | 1 | CP | 9.95 | 1
4EP40028DS00 | COMMUTATING CHOKE FOR CONVERTER; PHASES:3; UN1(V):400; ITHMAX 1(A) / F1(HZ):91 /50; I LN (A):81,9; UK(%):4; LN(MH):0,25; TA/ISOKL:40 /B; IP00; TYPE OF TERMINALS:FLAT-TYPE TERMINAL; EN 61558-2-20 >CHOKE<(><<)> | 1943.5 | TEM | 1 | CP | 10.75 | 1
4EP40028DS00 | COMMUTATING CHOKE FOR CONVERTER; PHASES:3; UN1(V):400; ITHMAX 1(A) / F1(HZ):91 /50; I LN (A):81,9; UK(%):4; LN(MH):0,25; TA/ISOKL:40 /B; IP00; TYPE OF TERMINALS:FLAT-TYPE TERMINAL; EN 61558-2-20 >CHOKE<(><<)> | 1943.5 | TEM | 1 | CP | 10.75 | 1
4EP40030DS00 | COMMUTATING CHOKE FOR CONVERTER; PHASES:3; UN1(V):400; ITHMAX 1(A) / F1(HZ):100 /50; I LN (A):90; UK(%):4; LN(MH):0,224; TA/ISOKL:40 /B; IP00; TYPE OF TERMINALS:FLAT-TYPE TERMINAL; EN 61558-2-20 >CHOKE< | 1833.73 | TEM | 1 | CP | 11.55 | 1
4EP40030DS00 | COMMUTATING CHOKE FOR CONVERTER; PHASES:3; UN1(V):400; ITHMAX 1(A) / F1(HZ):100 /50; I LN (A):90; UK(%):4; LN(MH):0,224; TA/ISOKL:40 /B; IP00; TYPE OF TERMINALS:FLAT-TYPE TERMINAL; EN 61558-2-20 >CHOKE< | 1833.73 | TEM | 1 | CP | 11.55 | 1
4EU24227AA000AA0 | COMMUTATING CHOKE FOR CONVERTER; PHASES:3; UN1(V):400; ITHMAX 1(A) / F1(HZ):125 /50; I LN (A):112,5; UK(%):4; LN(MH):0,169; TA/ISOKL:40 /H; IP00; TYPE OF TERMINALS:FLAT-TYPE TERMINAL; EN 61558-2-20 >CHOKE< | 1904.14 | TEM | 1 | CP | 12.85 | 1
4EU24227AA000AA0 | COMMUTATING CHOKE FOR CONVERTER; PHASES:3; UN1(V):400; ITHMAX 1(A) / F1(HZ):125 /50; I LN (A):112,5; UK(%):4; LN(MH):0,169; TA/ISOKL:40 /H; IP00; TYPE OF TERMINALS:FLAT-TYPE TERMINAL; EN 61558-2-20 >CHOKE< | 1904.14 | TEM | 1 | CP | 12.85 | 1
4EU24522UA000AA0 | MAINS CHOKE F.FU; PHASES:3; UN1(V):480; ITHMAX 1(A) / F1(HZ):160 /60; I LN (A):144; UK(%):2; LN(MH):0,088; TA/ISOKL:40 /H; IP00; TYPE OF TERMINALS:FLAT-TYPE TERMINAL; EN 61558-2-20 >UL/CSA-RECOGNIZED< >CHOKE< | 1484 | TEM | 1 | CP | 12.25 | 1
4EU24522UA000AA0 | MAINS CHOKE F.FU; PHASES:3; UN1(V):480; ITHMAX 1(A) / F1(HZ):160 /60; I LN (A):144; UK(%):2; LN(MH):0,088; TA/ISOKL:40 /H; IP00; TYPE OF TERMINALS:FLAT-TYPE TERMINAL; EN 61558-2-20 >UL/CSA-RECOGNIZED< >CHOKE< | 1484 | TEM | 1 | CP | 12.25 | 1
4EU24524UA000AA0 | MAINS CHOKE F.FU; PHASES:3; UN1(V):480; ITHMAX 1(A) / F1(HZ):80 /60; I LN (A):72; UK(%):4; LN(MH):0,352; TA/ISOKL:40 /H; IP00; TYPE OF TERMINALS:FLAT-TYPE TERMINAL; EN 61558-2-20 >UL/CSA-RECOGNIZED< >CHOKE< | 1434.28 | TEM | 1 | CP | 12.15 | 1
4EU24524UA000AA0 | MAINS CHOKE F.FU; PHASES:3; UN1(V):480; ITHMAX 1(A) / F1(HZ):80 /60; I LN (A):72; UK(%):4; LN(MH):0,352; TA/ISOKL:40 /H; IP00; TYPE OF TERMINALS:FLAT-TYPE TERMINAL; EN 61558-2-20 >UL/CSA-RECOGNIZED< >CHOKE< | 1434.28 | TEM | 1 | CP | 12.15 | 1
4EU25222BA000AA0 | COMMUTATING CHOKE FOR CONVERTER; PHASES:3; UN1(V):400; ITHMAX 1(A) / F1(HZ):140 /50; I LN (A):126; UK(%):4; LN(MH):0,149; TA/ISOKL:40 /H; IP00; TYPE OF TERMINALS:FLAT-TYPE TERMINAL; EN 61558-2-20 >CHOKE< | 2560.33 | TEM | 1 | CP | 16.85 | 1
4EU25222BA000AA0 | COMMUTATING CHOKE FOR CONVERTER; PHASES:3; UN1(V):400; ITHMAX 1(A) / F1(HZ):140 /50; I LN (A):126; UK(%):4; LN(MH):0,149; TA/ISOKL:40 /H; IP00; TYPE OF TERMINALS:FLAT-TYPE TERMINAL; EN 61558-2-20 >CHOKE< | 2560.33 | TEM | 1 | CP | 16.85 | 1
4EU25224BA000AA0 | COMMUTATING CHOKE FOR CONVERTER; PHASES:3; UN1(V):400; ITHMAX 1(A) / F1(HZ):180 /50; I LN (A):162; UK(%):4; LN(MH):0,119; TA/ISOKL:40 /H; IP00; TYPE OF TERMINALS:FLAT-TYPE TERMINAL; EN 61558-2-20 >UL/CSA-RECOGNIZED< >CHOKE< | 2977.63 | TEM | 1 | CP | 18.05 | 1
4EU25224BA000AA0 | COMMUTATING CHOKE FOR CONVERTER; PHASES:3; UN1(V):400; ITHMAX 1(A) / F1(HZ):180 /50; I LN (A):162; UK(%):4; LN(MH):0,119; TA/ISOKL:40 /H; IP00; TYPE OF TERMINALS:FLAT-TYPE TERMINAL; EN 61558-2-20 >UL/CSA-RECOGNIZED< >CHOKE< | 2773.45 | TEM | 1 | CP | 18.05 | 1
4EU25224BA000AA0 | COMMUTATING CHOKE FOR CONVERTER; PHASES:3; UN1(V):400; ITHMAX 1(A) / F1(HZ):180 /50; I LN (A):162; UK(%):4; LN(MH):0,119; TA/ISOKL:40 /H; IP00; TYPE OF TERMINALS:FLAT-TYPE TERMINAL; EN 61558-2-20 >UL/CSA-RECOGNIZED< >CHOKE< | 2977.63 | TEM | 1 | CP | 18.05 | 1
4EU25225BA000AA0 | COMMUTATING CHOKE FOR CONVERTER; PHASES:3; UN1(V):400; ITHMAX 1(A) / F1(HZ):200 /50; I LN (A):180; UK(%):4; LN(MH):0,107; TA/ISOKL:40 /H; IP00; TYPE OF TERMINALS:FLAT-TYPE TERMINAL; EN 61558-2-20 >UL/CSA-RECOGNIZED< >CHOKE< | 2732.04 | TEM | 1 | CP | 18.85 | 1
4EU25225BA000AA0 | COMMUTATING CHOKE FOR CONVERTER; PHASES:3; UN1(V):400; ITHMAX 1(A) / F1(HZ):200 /50; I LN (A):180; UK(%):4; LN(MH):0,107; TA/ISOKL:40 /H; IP00; TYPE OF TERMINALS:FLAT-TYPE TERMINAL; EN 61558-2-20 >UL/CSA-RECOGNIZED< >CHOKE< | 2732.04 | TEM | 1 | CP | 18.85 | 1
4EU25524UA000AA0 | MAINS CHOKE F.FU; PHASES:3; UN1(V):480; ITHMAX 1(A) / F1(HZ):200 /60; I LN (A):180; UK(%):2; LN(MH):0,07; TA/ISOKL:40 /H; IP00; TYPE OF TERMINALS:FLAT-TYPE TERMINAL; EN 61558-2-20 >UL/CSA-RECOGNIZED< >CHOKE< | 1490.15 | TEM | 1 | CP | 17.45 | 1
4EU25524UA000AA0 | MAINS CHOKE F.FU; PHASES:3; UN1(V):480; ITHMAX 1(A) / F1(HZ):200 /60; I LN (A):180; UK(%):2; LN(MH):0,07; TA/ISOKL:40 /H; IP00; TYPE OF TERMINALS:FLAT-TYPE TERMINAL; EN 61558-2-20 >UL/CSA-RECOGNIZED< >CHOKE< | 1490.15 | TEM | 1 | CP | 17.45 | 1
4EU25528UA000AA0 | MAINS CHOKE F.FU; PHASES:3; UN1(V):480; ITHMAX 1(A) / F1(HZ):224 /60; I LN (A):202; UK(%):2; LN(MH):0,0629; TA/ISOKL:40 /H; IP00; TYPE OF TERMINALS:FLAT-TYPE TERMINAL; EN 61558-2-20 >UL/CSA-RECOGNIZED< >CHOKE< | 1572.97 | TEM | 1 | CP | 19.1 | 1
4EU25528UA000AA0 | MAINS CHOKE F.FU; PHASES:3; UN1(V):480; ITHMAX 1(A) / F1(HZ):224 /60; I LN (A):202; UK(%):2; LN(MH):0,0629; TA/ISOKL:40 /H; IP00; TYPE OF TERMINALS:FLAT-TYPE TERMINAL; EN 61558-2-20 >UL/CSA-RECOGNIZED< >CHOKE< | 1572.97 | TEM | 1 | CP | 19.1 | 1
4EU27225BA000AA0 | COMMUTATING CHOKE FOR CONVERTER; PHASES:3; UN1(V):400; ITHMAX 1(A) / F1(HZ):224 /50; I LN (A):201,6; UK(%):4; LN(MH):0,0955; TA/ISOKL:40 /H; IP00; TYPE OF TERMINALS:FLAT-TYPE TERMINAL; EN 61558-2-20 >CHOKE< | 3290.87 | TEM | 1 | CP | 28 | 1
4EU27225BA000AA0 | COMMUTATING CHOKE FOR CONVERTER; PHASES:3; UN1(V):400; ITHMAX 1(A) / F1(HZ):224 /50; I LN (A):201,6; UK(%):4; LN(MH):0,0955; TA/ISOKL:40 /H; IP00; TYPE OF TERMINALS:FLAT-TYPE TERMINAL; EN 61558-2-20 >CHOKE< | 3290.87 | TEM | 1 | CP | 28 | 1
4EU27226BA000AA0 | COMMUTATING CHOKE FOR CONVERTER; PHASES:3; UN1(V):400; ITHMAX 1(A) / F1(HZ):250 /50; I LN (A):225; UK(%):4; LN(MH):0,0849; TA/ISOKL:40 /H; IP00; TYPE OF TERMINALS:FLAT-TYPE TERMINAL; EN 61558-2-20 >CHOKE< | 2938.98 | TEM | 1 | CP | 28 | 1
4EU27226BA000AA0 | COMMUTATING CHOKE FOR CONVERTER; PHASES:3; UN1(V):400; ITHMAX 1(A) / F1(HZ):250 /50; I LN (A):225; UK(%):4; LN(MH):0,0849; TA/ISOKL:40 /H; IP00; TYPE OF TERMINALS:FLAT-TYPE TERMINAL; EN 61558-2-20 >CHOKE< | 2938.98 | TEM | 1 | CP | 28 | 1
4EU27227BA000AA0 | COMMUTATING CHOKE FOR CONVERTER; PHASES:3; UN1(V):400; ITHMAX 1(A) / F1(HZ):280 /50; I LN (A):252; UK(%):4; LN(MH):0,0753; TA/ISOKL:40 /H; IP00; TYPE OF TERMINALS:FLAT-TYPE TERMINAL; EN 61558-2-20 >CHOKE< | 3290.87 | TEM | 1 | CP | 28.5 | 1
4EU27227BA000AA0 | COMMUTATING CHOKE FOR CONVERTER; PHASES:3; UN1(V):400; ITHMAX 1(A) / F1(HZ):280 /50; I LN (A):252; UK(%):4; LN(MH):0,0753; TA/ISOKL:40 /H; IP00; TYPE OF TERMINALS:FLAT-TYPE TERMINAL; EN 61558-2-20 >CHOKE< | 3290.87 | TEM | 1 | CP | 28.5 | 1
4EU27228BA000AA0 | COMMUTATING CHOKE FOR CONVERTER; PHASES:3; UN1(V):400; ITHMAX 1(A) / F1(HZ):315 /50; I LN (A):283,5; UK(%):4; LN(MH):0,0668; TA/ISOKL:40 /H; IP00; TYPE OF TERMINALS:FLAT-TYPE TERMINAL; EN 61558-2-20 >CHOKE< | 3642.65 | TEM | 1 | CP | 30 | 1
4EU27228BA000AA0 | COMMUTATING CHOKE FOR CONVERTER; PHASES:3; UN1(V):400; ITHMAX 1(A) / F1(HZ):315 /50; I LN (A):283,5; UK(%):4; LN(MH):0,0668; TA/ISOKL:40 /H; IP00; TYPE OF TERMINALS:FLAT-TYPE TERMINAL; EN 61558-2-20 >CHOKE< | 3642.65 | TEM | 1 | CP | 30 | 1
4EU27520UB000AA0 | MAINS CHOKE F.FU; PHASES:3; UN1(V):480; ITHMAX 1(A) / F1(HZ):280 /60; I LN (A):252; UK(%):2; LN(MH):0,0503; TA/ISOKL:40 /H; IP00; TYPE OF TERMINALS:FLAT-TYPE TERMINAL; EN 61558-2-20 >UL/CSA-RECOGNIZED< >CHOKE< | 1773.76 | TEM | 1 | CP | 28 | 1
4EU27520UB000AA0 | MAINS CHOKE F.FU; PHASES:3; UN1(V):480; ITHMAX 1(A) / F1(HZ):280 /60; I LN (A):252; UK(%):2; LN(MH):0,0503; TA/ISOKL:40 /H; IP00; TYPE OF TERMINALS:FLAT-TYPE TERMINAL; EN 61558-2-20 >UL/CSA-RECOGNIZED< >CHOKE< | 1773.76 | TEM | 1 | CP | 28 | 1
4EU27522UB000AA0 | MAINS CHOKE F.FU; PHASES:3; UN1(V):480; ITHMAX 1(A) / F1(HZ):200 /60; I LN (A):180; UK(%):4; LN(MH):0,141; TA/ISOKL:40 /H; IP00; TYPE OF TERMINALS:FLAT-TYPE TERMINAL; EN 61558-2-20 >UL/CSA-RECOGNIZED< >CHOKE< | 2214.62 | TEM | 1 | CP | 29 | 1
4EU27522UB000AA0 | MAINS CHOKE F.FU; PHASES:3; UN1(V):480; ITHMAX 1(A) / F1(HZ):200 /60; I LN (A):180; UK(%):4; LN(MH):0,141; TA/ISOKL:40 /H; IP00; TYPE OF TERMINALS:FLAT-TYPE TERMINAL; EN 61558-2-20 >UL/CSA-RECOGNIZED< >CHOKE< | 2214.62 | TEM | 1 | CP | 29 | 1
4EU27527UA000AA0 | MAINS CHOKE F.FU; PHASES:3; UN1(V):480; ITHMAX 1(A) / F1(HZ):315 /60; I LN (A):283,5; UK(%):2; LN(MH):0,0447; TA/ISOKL:40 /H; IP00; TYPE OF TERMINALS:FLAT-TYPE TERMINAL; EN 61558-2-20 >UL/CSA-RECOGNIZED< >CHOKE< | 1813.02 | TEM | 1 | CP | 27 | 1
4EU27527UA000AA0 | MAINS CHOKE F.FU; PHASES:3; UN1(V):480; ITHMAX 1(A) / F1(HZ):315 /60; I LN (A):283,5; UK(%):2; LN(MH):0,0447; TA/ISOKL:40 /H; IP00; TYPE OF TERMINALS:FLAT-TYPE TERMINAL; EN 61558-2-20 >UL/CSA-RECOGNIZED< >CHOKE< | 1813.02 | TEM | 1 | CP | 27 | 1
4EU27528UA000AA0 | MAINS CHOKE F.FU; PHASES:3; UN1(V):480; ITHMAX 1(A) / F1(HZ):400 /60; I LN (A):360; UK(%):2; LN(MH):0,0352; TA/ISOKL:40 /H; IP00; TYPE OF TERMINALS:FLAT-TYPE TERMINAL; EN 61558-2-20 >UL/CSA-RECOGNIZED< >CHOKE< | 2462.97 | TEM | 1 | CP | 29 | 1
4EU27528UA000AA0 | MAINS CHOKE F.FU; PHASES:3; UN1(V):480; ITHMAX 1(A) / F1(HZ):400 /60; I LN (A):360; UK(%):2; LN(MH):0,0352; TA/ISOKL:40 /H; IP00; TYPE OF TERMINALS:FLAT-TYPE TERMINAL; EN 61558-2-20 >UL/CSA-RECOGNIZED< >CHOKE< | 2462.97 | TEM | 1 | CP | 29 | 1
4EU30221BA000AA0 | COMMUTATING CHOKE FOR CONVERTER; PHASES:3; UN1(V):400; ITHMAX 1(A) / F1(HZ):355 /50; I LN (A):319,5; UK(%):4; LN(MH):0,0622; TA/ISOKL:40 /H; IP00; TYPE OF TERMINALS:FLAT-TYPE TERMINAL; EN 61558-2-20 >CHOKE< | 4429.23 | TEM | 1 | CP | 42.5 | 1
4EU30221BA000AA0 | COMMUTATING CHOKE FOR CONVERTER; PHASES:3; UN1(V):400; ITHMAX 1(A) / F1(HZ):355 /50; I LN (A):319,5; UK(%):4; LN(MH):0,0622; TA/ISOKL:40 /H; IP00; TYPE OF TERMINALS:FLAT-TYPE TERMINAL; EN 61558-2-20 >CHOKE< | 4429.23 | TEM | 1 | CP | 42.5 | 1
4EU30222BA000AA0 | COMMUTATING CHOKE FOR CONVERTER; PHASES:3; UN1(V):400; ITHMAX 1(A) / F1(HZ):400 /50; I LN (A):360; UK(%):4; LN(MH):0,056; TA/ISOKL:40 /H; IP00; TYPE OF TERMINALS:FLAT-TYPE TERMINAL; EN 61558-2-20 >UL/CSA-RECOGNIZED< >CHOKE< | 3973.82 | TEM | 1 | CP | 46 | 1
4EU30222BA000AA0 | COMMUTATING CHOKE FOR CONVERTER; PHASES:3; UN1(V):400; ITHMAX 1(A) / F1(HZ):400 /50; I LN (A):360; UK(%):4; LN(MH):0,056; TA/ISOKL:40 /H; IP00; TYPE OF TERMINALS:FLAT-TYPE TERMINAL; EN 61558-2-20 >UL/CSA-RECOGNIZED< >CHOKE< | 3973.82 | TEM | 1 | CP | 46 | 1
4EU30224BA000AA0 | COMMUTATING CHOKE FOR CONVERTER; PHASES:3; UN1(V):400; ITHMAX 1(A) / F1(HZ):500 /50; I LN (A):450; UK(%):4; LN(MH):0,0445; TA/ISOKL:40 /H; IP00; TYPE OF TERMINALS:FLAT-TYPE TERMINAL; EN 61558-2-20 >CHOKE< | 5360.55 | TEM | 1 | CP | 47 | 1
4EU30224BA000AA0 | COMMUTATING CHOKE FOR CONVERTER; PHASES:3; UN1(V):400; ITHMAX 1(A) / F1(HZ):500 /50; I LN (A):450; UK(%):4; LN(MH):0,0445; TA/ISOKL:40 /H; IP00; TYPE OF TERMINALS:FLAT-TYPE TERMINAL; EN 61558-2-20 >CHOKE< | 5360.55 | TEM | 1 | CP | 47 | 1
4EU30525UA000AA0 | MAINS CHOKE F.FU; PHASES:3; UN1(V):480; ITHMAX 1(A) / F1(HZ):560 /60; I LN (A):504; UK(%):2; LN(MH):0,0252; TA/ISOKL:40 /H; IP00; TYPE OF TERMINALS:FLAT-TYPE TERMINAL; EN 61558-2-20 >UL/CSA-RECOGNIZED< >CHOKE< | 3808.29 | TEM | 1 | CP | 43 | 1
4EU30525UA000AA0 | MAINS CHOKE F.FU; PHASES:3; UN1(V):480; ITHMAX 1(A) / F1(HZ):560 /60; I LN (A):504; UK(%):2; LN(MH):0,0252; TA/ISOKL:40 /H; IP00; TYPE OF TERMINALS:FLAT-TYPE TERMINAL; EN 61558-2-20 >UL/CSA-RECOGNIZED< >CHOKE< | 3808.29 | TEM | 1 | CP | 43 | 1
4EU30526UA001BA0 | MAINS CHOKE F.FU; PHASES:3; UN1(V):480; ITHMAX 1(A) / F1(HZ):630 /60; I LN (A):567; UK(%):2; LN(MH):0,0224; TA/ISOKL:40 /H; IP00; TYPE OF TERMINALS:FLAT-TYPE TERMINAL; EN 61558-2-20 >UL/CSA-RECOGNIZED< >CHOKE< | 3994.53 | TEM | 1 | CP | 45.5 | 1
4EU30526UA001BA0 | MAINS CHOKE F.FU; PHASES:3; UN1(V):480; ITHMAX 1(A) / F1(HZ):630 /60; I LN (A):567; UK(%):2; LN(MH):0,0224; TA/ISOKL:40 /H; IP00; TYPE OF TERMINALS:FLAT-TYPE TERMINAL; EN 61558-2-20 >UL/CSA-RECOGNIZED< >CHOKE< | 3994.53 | TEM | 1 | CP | 45.5 | 1
4EU30527UA000AA0 | MAINS CHOKE F.FU; PHASES:3; UN1(V):480; ITHMAX 1(A) / F1(HZ):280 /60; I LN (A):252; UK(%):4; LN(MH):0,101; TA/ISOKL:40 /H; IP00; TYPE OF TERMINALS:FLAT-TYPE TERMINAL; EN 61558-2-20 >UL/CSA-RECOGNIZED< >CHOKE< | 3166.64 | TEM | 1 | CP | 43 | 1
4EU30527UA000AA0 | MAINS CHOKE F.FU; PHASES:3; UN1(V):480; ITHMAX 1(A) / F1(HZ):280 /60; I LN (A):252; UK(%):4; LN(MH):0,101; TA/ISOKL:40 /H; IP00; TYPE OF TERMINALS:FLAT-TYPE TERMINAL; EN 61558-2-20 >UL/CSA-RECOGNIZED< >CHOKE< | 3166.64 | TEM | 1 | CP | 43 | 1
4EU36222CA001BA0 | COMMUTATING CHOKE FOR CONVERTER; PHASES:3; UN1(V):400; ITHMAX 1(A) / F1(HZ):710 /50; I LN (A):639; UK(%):4; LN(MH):0,0294; TA/ISOKL:40 /H; IP00; TYPE OF TERMINALS:FLAT-TYPE TERMINAL; EN 61558-2-20 >UL/CSA-RECOGNIZED< >CHOKE< | 7181.87 | TEM | 1 | CP | 71 | 1
4EU36222CA001BA0 | COMMUTATING CHOKE FOR CONVERTER; PHASES:3; UN1(V):400; ITHMAX 1(A) / F1(HZ):710 /50; I LN (A):639; UK(%):4; LN(MH):0,0294; TA/ISOKL:40 /H; IP00; TYPE OF TERMINALS:FLAT-TYPE TERMINAL; EN 61558-2-20 >UL/CSA-RECOGNIZED< >CHOKE< | 7181.87 | TEM | 1 | CP | 71 | 1
4EU36223CA001BA0 | COMMUTATING CHOKE FOR CONVERTER; PHASES:3; UN1(V):400; ITHMAX 1(A) / F1(HZ):800 /50; I LN (A):720; UK(%):4; LN(MH):0,0267; TA/ISOKL:40 /H; IP00; TYPE OF TERMINALS:FLAT-TYPE TERMINAL; EN 61558-2-20 >UL/CSA-RECOGNIZED< >CHOKE< | 6912.81 | TEM | 1 | CP | 77.7 | 1
4EU36223CA001BA0 | COMMUTATING CHOKE FOR CONVERTER; PHASES:3; UN1(V):400; ITHMAX 1(A) / F1(HZ):800 /50; I LN (A):720; UK(%):4; LN(MH):0,0267; TA/ISOKL:40 /H; IP00; TYPE OF TERMINALS:FLAT-TYPE TERMINAL; EN 61558-2-20 >UL/CSA-RECOGNIZED< >CHOKE< | 6912.81 | TEM | 1 | CP | 77.7 | 1
4EU36520UB001BA0 | MAINS CHOKE F.FU; PHASES:3; UN1(V):480; ITHMAX 1(A) / F1(HZ):910 /60; I LN (A):819; UK(%):2; LN(MH):0,0155; TA/ISOKL:40 /H; IP00; TYPE OF TERMINALS:FLAT-TYPE TERMINAL; EN 61558-2-20 >UL/CSA-RECOGNIZED< >CHOKE< | 4263.59 | TEM | 1 | CP | 70 | 1
4EU36520UB001BA0 | MAINS CHOKE F.FU; PHASES:3; UN1(V):480; ITHMAX 1(A) / F1(HZ):910 /60; I LN (A):819; UK(%):2; LN(MH):0,0155; TA/ISOKL:40 /H; IP00; TYPE OF TERMINALS:FLAT-TYPE TERMINAL; EN 61558-2-20 >UL/CSA-RECOGNIZED< >CHOKE< | 4263.59 | TEM | 1 | CP | 70 | 1
4EU36527UC001BA0 | MAINS CHOKE F.FU; PHASES:3; UN1(V):480; ITHMAX 1(A) / F1(HZ):1120 /60; I LN (A):1008; UK(%):2; LN(MH):0,0126; TA/ISOKL:40 /H; IP00; TYPE OF TERMINALS:FLAT-TYPE TERMINAL; EN 61558-2-20 >UL/CSA-RECOGNIZED< >CHOKE< | 5195.01 | TEM | 1 | CP | 89 | 1
4EU36527UC001BA0 | MAINS CHOKE F.FU; PHASES:3; UN1(V):480; ITHMAX 1(A) / F1(HZ):1120 /60; I LN (A):1008; UK(%):2; LN(MH):0,0126; TA/ISOKL:40 /H; IP00; TYPE OF TERMINALS:FLAT-TYPE TERMINAL; EN 61558-2-20 >UL/CSA-RECOGNIZED< >CHOKE< | 5195.01 | TEM | 1 | CP | 89 | 1
4EU39212BA000A | COMMUTATING CHOKE FOR CONVERTER; PHASES:3; UN1(V):400; ITHMAX 1(A) / F1(HZ):910 /50; I LN (A):819; UK(%):4; LN(MH):0,025; TA/ISOKL:40 /H; IP00; TYPE OF TERMINALS:FLAT-TYPE TERMINAL; EN 61558-2-20 >UL/CSA-RECOGNIZED< >CHOKE< | 8154.7 | TEM | 1 | CP | 87.7 | 1
4EU39212BA000A | COMMUTATING CHOKE FOR CONVERTER; PHASES:3; UN1(V):400; ITHMAX 1(A) / F1(HZ):910 /50; I LN (A):819; UK(%):4; LN(MH):0,025; TA/ISOKL:40 /H; IP00; TYPE OF TERMINALS:FLAT-TYPE TERMINAL; EN 61558-2-20 >UL/CSA-RECOGNIZED< >CHOKE< | 8154.7 | TEM | 1 | CP | 87.7 | 1
4EU43210AW000A | COMMUTATING CHOKE FOR CONVERTER; PHASES:3; UN1(V):400; ITHMAX 1(A) / F1(HZ):1310 /50; I LN (A):1179; UK(%):4; LN(MH):0,018; TA/ISOKL:40 /H; IP00; TYPE OF TERMINALS:FLAT-TYPE TERMINAL; EN 61558-2-20 >CHOKE< | 10017.43 | TEM | 1 | CP | 147 | 1
4EU43210AW000A | COMMUTATING CHOKE FOR CONVERTER; PHASES:3; UN1(V):400; ITHMAX 1(A) / F1(HZ):1310 /50; I LN (A):1179; UK(%):4; LN(MH):0,018; TA/ISOKL:40 /H; IP00; TYPE OF TERMINALS:FLAT-TYPE TERMINAL; EN 61558-2-20 >CHOKE< | 10017.43 | TEM | 1 | CP | 147 | 1
6GK12100SA01 | SIMATIC NET, REPEATER FOR AS-INTERFACE FOR CABLE PROLONGATION IN K45 HOUSING | 375.91 | TEM | 1 | CP | 0.122 | 1
6GK12100SA01 | SIMATIC NET, REPEATER FOR AS-INTERFACE FOR CABLE PROLONGATION IN K45 HOUSING | 375.91 | TEM | 1 | CP | 0.122 | 1
6GK14112AB20 | SIMATIC NET, IE/AS-INTERFACE LINK PN IO; GATEWAY INDUSTRIAL ETHERNET/ AS-INTERFACE WITH MASTER PROFILE M3, M4 ACC. TO EXTENDED AS-I SPEC. V3.0 FOR INTEGRATION IN PROFINET IO; DOUBLE MASTER WITH DISPLAY; DEGREE OF PROTECTION IP20. CONFIGURATION WITH STEP 7 TIA PORTAL IS POSSIBLE ONLY VIA GSD. | 1626.19 | TEM | 1 | CP | 0.46 | 1
6GK14112AB20 | SIMATIC NET, IE/AS-INTERFACE LINK PN IO; GATEWAY INDUSTRIAL ETHERNET/ AS-INTERFACE WITH MASTER PROFILE M3, M4 ACC. TO EXTENDED AS-I SPEC. V3.0 FOR INTEGRATION IN PROFINET IO; DOUBLE MASTER WITH DISPLAY; DEGREE OF PROTECTION IP20. CONFIGURATION WITH STEP 7 TIA PORTAL IS POSSIBLE ONLY VIA GSD. | 1626.19 | TEM | 1 | CP | 0.46 | 1
6GK14152AA10 | SIMATIC NET, DP/AS-INTERFACE LINK 20 E ; GATEWAY PROFIBUS-DP / AS-INTERFACE ACC. TO AS-INTERFACE SPEC. V3.0 IN PROTECTION MODE IP20. | 778.39 | TEM | 1 | CP | 0.194 | 1
6GK14152AA10 | SIMATIC NET, DP/AS-INTERFACE LINK 20 E ; GATEWAY PROFIBUS-DP / AS-INTERFACE ACC. TO AS-INTERFACE SPEC. V3.0 IN PROTECTION MODE IP20. | 518.65 | TEM | 1 | CP | 0.194 | 1
6GK14152AA10 | SIMATIC NET, DP/AS-INTERFACE LINK 20 E ; GATEWAY PROFIBUS-DP / AS-INTERFACE ACC. TO AS-INTERFACE SPEC. V3.0 IN PROTECTION MODE IP20. | 778.39 | TEM | 1 | CP | 0.194 | 1
6GK14152BA20 | SIMATIC NET, DP/AS-INTERFACE LINK ADVANCED; GATEWAY PROFIBUS DP/AS-INTERFACE WITH MASTER PROFILE M3, M4 ACC. TO EXTENDED AS-I SPEC. V3.0 FOR INTEGRATION IN PROFIBUS DP; DOUBLE MASTER WITH DISPLAY; DEGREE OF PROTECTION IP20. | 1307.08 | TEM | 1 | CP | 0.469 | 1
6GK14152BA20 | SIMATIC NET, DP/AS-INTERFACE LINK ADVANCED; GATEWAY PROFIBUS DP/AS-INTERFACE WITH MASTER PROFILE M3, M4 ACC. TO EXTENDED AS-I SPEC. V3.0 FOR INTEGRATION IN PROFIBUS DP; DOUBLE MASTER WITH DISPLAY; DEGREE OF PROTECTION IP20. | 1307.08 | TEM | 1 | CP | 0.469 | 1
6GK73432AH010XA0 | SIMATIC NET, CP 343-2 COMMUNICATION PROCESSOR FOR CONNECTING SIMATIC S7-300 AND ET200M TO AS-INTERFACE ACCOR. AS-INTERFACE SPEC. V3.0 | 628.33 | TEM | 1 | CP | 0.242 | 1
6GK73432AH010XA0 | SIMATIC NET, CP 343-2 COMMUNICATION PROCESSOR FOR CONNECTING SIMATIC S7-300 AND ET200M TO AS-INTERFACE ACCOR. AS-INTERFACE SPEC. V3.0 | 628.33 | TEM | 1 | CP | 0.242 | 1
6GK73432AH110XA0 | SIMATIC NET, CP 343-2P COMMUNICATION PROCESSOR FOR CONNECTING SIMATIC S7-300 AND ET200M TO AS-INTERFACE CONFIGURABLE WITH STEP 7 ACCOR. AS-INTERFACE SPEC. V3.0 | 938.08 | TEM | 1 | CP | 0.239 | 1
6GK73432AH110XA0 | SIMATIC NET, CP 343-2P COMMUNICATION PROCESSOR FOR CONNECTING SIMATIC S7-300 AND ET200M TO AS-INTERFACE CONFIGURABLE WITH STEP 7 ACCOR. AS-INTERFACE SPEC. V3.0 | 938.08 | TEM | 1 | CP | 0.239 | 1
7PV15081AW30 | TIME RELAY, ELECTRONIC MULTI-FUNCTION 1 CHANGEOVER CONTACT, 7 FUNCTIONS, 7 TIME SETTING RANGES 0.05S...100H, AC/DC 12... 240 V, WITH LED, SCREW TERMINAL | 53.1 | TEM | 1 | CP | 0.08 | 1
7PV15081AW30 | TIME RELAY, ELECTRONIC MULTI-FUNCTION 1 CHANGEOVER CONTACT, 7 FUNCTIONS, 7 TIME SETTING RANGES 0.05S...100H, AC/DC 12... 240 V, WITH LED, SCREW TERMINAL | 53.1 | TEM | 1 | CP | 0.08 | 1
7PV15081BW30 | TIME RELAY, ELECTRONIC MULTI-FUNCTION 2 CHANGEOVER CONTACTS, 7 FUNCTIONS, 7 TIME SETTING RANGES 0.05S...100H, AC/DC 12... 240 V, WITH LED, SCREW TERMINAL | 58.32 | TEM | 1 | CP | 0.08 | 1
7PV15081BW30 | TIME RELAY, ELECTRONIC MULTI-FUNCTION 2 CHANGEOVER CONTACTS, 7 FUNCTIONS, 7 TIME SETTING RANGES 0.05S...100H, AC/DC 12... 240 V, WITH LED, SCREW TERMINAL | 58.32 | TEM | 1 | CP | 0.08 | 1
7PV15121AP30 | TIME RELAY, ELECTRONIC, ON-DELAY, 1 CO, 1 TIME RANGE 0.5S...10S, AC 24, 230V AND DC 24V, WITH LED, SCREW TERMINAL | 27.88 | TEM | 1 | CP | 0.068 | 1
7PV15121AP30 | TIME RELAY, ELECTRONIC, ON-DELAY, 1 CO, 1 TIME RANGE 0.5S...10S, AC 24, 230V AND DC 24V, WITH LED, SCREW TERMINAL | 27.88 | TEM | 1 | CP | 0.068 | 1
7PV15121AP30 | TIME RELAY, ELECTRONIC, ON-DELAY, 1 CO, 1 TIME RANGE 0.5S...10S, AC 24, 230V AND DC 24V, WITH LED, SCREW TERMINAL | 27.88 | TEM | 1 | CP | 0.068 | 1
7PV15121AQ30 | TIME RELAY, ON-DELAY, 1CO, TIME RANGE 0.5 S...10 S, AC 24/110 V AND DC 24 V, WITH LED | 27.88 | TEM | 1 | CP | 0.068 | 1
7PV15121AQ30 | TIME RELAY, ON-DELAY, 1CO, TIME RANGE 0.5 S...10 S, AC 24/110 V AND DC 24 V, WITH LED | 27.88 | TEM | 1 | CP | 0.068 | 1
7PV15131AP30 | TIME RELAY, ON-DELAY, 1CO, TIME RANGE 5 S...100 S, AC 24/230 V AND DC 24 V, WITH LED | 27.88 | TEM | 1 | CP | 0.068 | 1
7PV15131AP30 | TIME RELAY, ON-DELAY, 1CO, TIME RANGE 5 S...100 S, AC 24/230 V AND DC 24 V, WITH LED | 27.88 | TEM | 1 | CP | 0.068 | 1
7PV15181AW30 | TIME RELAY, MOUNT. ON-DELAY 1 W, 7 TIME SETTING RANGES, 0.05 S...100 H, AC/DC 12. .240 V, WIDE RANGE SUPPLY VOLTAGE | 36.08 | TEM | 1 | CP | 0.068 | 1
7PV15181AW30 | TIME RELAY, MOUNT. ON-DELAY 1 W, 7 TIME SETTING RANGES, 0.05 S...100 H, AC/DC 12. .240 V, WIDE RANGE SUPPLY VOLTAGE | 36.08 | TEM | 1 | CP | 0.068 | 1
7PV15381AW30 | TIME RELAY, ELECTRONIC, OFF-DELAY, WITH AUXILIARY VOLTAGE, 1 CHANGEOVER CONT. 7 TIME RANGES, 0.05S...100H, 12...240V AC/DC, WITH LED, SCREW CONNECTION | 47.97 | TEM | 1 | CP | 0.072 | 1
7PV15381AW30 | TIME RELAY, ELECTRONIC, OFF-DELAY, WITH AUXILIARY VOLTAGE, 1 CHANGEOVER CONT. 7 TIME RANGES, 0.05S...100H, 12...240V AC/DC, WITH LED, SCREW CONNECTION | 47.97 | TEM | 1 | CP | 0.072 | 1
7PV15401AW30 | TIMING RELAY, ELECTRONIC, OFF-DELAY, W/O AUX.VOLTAGE, 1 CO CONTACT 7 TIME SETTING RANGES 0.05S...100S, 24-240V AC/DC, WITH LED, SCREW TERMINAL | 60.58 | TEM | 1 | CP | 0.068 | 1
7PV15401AW30 | TIMING RELAY, ELECTRONIC, OFF-DELAY, W/O AUX.VOLTAGE, 1 CO CONTACT 7 TIME SETTING RANGES 0.05S...100S, 24-240V AC/DC, WITH LED, SCREW TERMINAL | 60.58 | TEM | 1 | CP | 0.068 | 1
7PV15581AW30 | TIME RELAY, CLOCK-PULSE RELAY 7 TIME SETTING RANGES, 0,05S...100H, AC/DC 12... 240V, WITH LED . | 61.4 | TEM | 1 | CP | 0.068 | 1
7PV15581AW30 | TIME RELAY, CLOCK-PULSE RELAY 7 TIME SETTING RANGES, 0,05S...100H, AC/DC 12... 240V, WITH LED . | 61.4 | TEM | 1 | CP | 0.068 | 1
7PV15781BW30 | TIME RELAY, ELECTRONIC, WITH STAR-DELTA FUNCTION 2 NO 7 TIME RANGES 0.05S...100H AC/DC 12...240V SCREW TERMINAL | 41.31 | TEM | 1 | CP | 0.068 | 1
7PV15781BW30 | TIME RELAY, ELECTRONIC, WITH STAR-DELTA FUNCTION 2 NO 7 TIME RANGES 0.05S...100H AC/DC 12...240V SCREW TERMINAL | 41.31 | TEM | 1 | CP | 0.068 | 1
8WD42001AB | STEADY-LIGHT ELEMENTS, RED AC/DC 24V...230V | 29.68 | TEM | 1 | CP | 0.05 | 1
8WD42001AB | STEADY-LIGHT ELEMENTS, RED AC/DC 24V...230V | 29.68 | TEM | 1 | CP | 0.05 | 1
8WD42001AC | STEADY-LIGHT ELEMENTS, GREEN AC/DC 24V...230V | 29.68 | TEM | 1 | CP | 0.05 | 1
8WD42001AC | STEADY-LIGHT ELEMENTS, GREEN AC/DC 24V...230V | 29.68 | TEM | 1 | CP | 0.05 | 1
8WD42001AD | STEADY-LIGHT ELEMENTS, YELLOW AC/DC 24V...230V | 29.68 | TEM | 1 | CP | 0.05 | 1
8WD42001AD | STEADY-LIGHT ELEMENTS, YELLOW AC/DC 24V...230V | 29.68 | TEM | 1 | CP | 0.05 | 1
8WD42001AE | STEADY-LIGHT ELEMENTS, CLEAR AC/DC 24V...230V | 29.68 | TEM | 1 | CP | 0.05 | 1
8WD42001AE | STEADY-LIGHT ELEMENTS, CLEAR AC/DC 24V...230V | 29.68 | TEM | 1 | CP | 0.05 | 1
8WD42001AF | STEADY-LIGHT ELEMENTS, BLUE AC/DC 24V...230V | 29.68 | TEM | 1 | CP | 0.05 | 1
8WD42001AF | STEADY-LIGHT ELEMENTS, BLUE AC/DC 24V...230V | 29.68 | TEM | 1 | CP | 0.05 | 1
8WD42080AA | CONNECTION ELEMENT WITH COVER FOR MOUNTING ON PIPES, FLOOR AND BRACKETS | 35.9 | TEM | 1 | CP | 0.092 | 1
8WD42080AA | CONNECTION ELEMENT WITH COVER FOR MOUNTING ON PIPES, FLOOR AND BRACKETS | 35.9 | TEM | 1 | CP | 0.092 | 1
8WD42080CD | BRACKET FOR WALL MOUNTING, FOR SINGLE-SIDED MOUNTING, ACCESS.FOR 8WD42, SIGN.COLUMNS, DIAMETER 50MM, PLASTIC VERSION | 14.59 | TEM | 1 | CP | 0.038 | 1
8WD42080CD | BRACKET FOR WALL MOUNTING, FOR SINGLE-SIDED MOUNTING, ACCESS.FOR 8WD42, SIGN.COLUMNS, DIAMETER 50MM, PLASTIC VERSION | 14.59 | TEM | 1 | CP | 0.038 | 1
8WD42080DE | BASE, PLASTIC, FOR FLOOR MOUNTING | 26.72 | TEM | 1 | CP | 0.043 | 1
8WD42080DE | BASE, PLASTIC, FOR FLOOR MOUNTING | 26.72 | TEM | 1 | CP | 0.043 | 1
8WD42080EF | PIPE, 10CM | 20.91 | TEM | 1 | CP | 0.031 | 1
8WD42080EF | PIPE, 10CM | 20.91 | TEM | 1 | CP | 0.031 | 1
8WD42080EH | ADAPTER FOR CONNECTOR BLOCK FOR SINGLE-HOLE MOUNTING | 14.89 | TEM | 1 | CP | 0.115 | 1
8WD42080EH | ADAPTER FOR CONNECTOR BLOCK FOR SINGLE-HOLE MOUNTING | 14.59 | TEM | 1 | CP | 0.115 | 1
8WD42080EH | ADAPTER FOR CONNECTOR BLOCK FOR SINGLE-HOLE MOUNTING | 14.89 | TEM | 1 | CP | 0.115 | 1
8WD42200FA | BUZZER ELEMENT 24V AC/DC (PULSAT./CONTIN. TONE ADJUST.) | 59.98 | TEM | 1 | CP | 0.062 | 1
8WD42200FA | BUZZER ELEMENT 24V AC/DC (PULSAT./CONTIN. TONE ADJUST.) | 59.98 | TEM | 1 | CP | 0.062 | 1
8WD42205AB | ST.-LIGHT ELEMENTS LED, RED, AC/DC 24V | 74.36 | TEM | 1 | CP | 0.059 | 1
8WD42205AB | ST.-LIGHT ELEMENTS LED, RED, AC/DC 24V | 74.36 | TEM | 1 | CP | 0.059 | 1
8WD42205AC | ST.-LIGHT ELEMENTS LED, GREEN, AC/DC 24V | 74.36 | TEM | 1 | CP | 0.054 | 1
8WD42205AC | ST.-LIGHT ELEMENTS LED, GREEN, AC/DC 24V | 74.36 | TEM | 1 | CP | 0.054 | 1
8WD42205AD | ST.-LIGHT ELEMENTS LED, YELLOW, AC/DC 24V | 74.36 | TEM | 1 | CP | 0.053 | 1
8WD42205AD | ST.-LIGHT ELEMENTS LED, YELLOW, AC/DC 24V | 74.36 | TEM | 1 | CP | 0.053 | 1
8WD42205AE | ST.-LIGHT ELEMENTS LED, CLEAR, AC/DC 24V | 74.36 | TEM | 1 | CP | 0.052 | 1
8WD42205AE | ST.-LIGHT ELEMENTS LED, CLEAR, AC/DC 24V | 74.36 | TEM | 1 | CP | 0.052 | 1
8WD42205BB | SIGNAL COLUMN DIAMETER 50 MM; SINGLE ELEMENT IP54; FLASHING LIGHT ELEMENT, LED RED 24 V AC/DC | 75.17 | TEM | 1 | CP | 0.052 | 1
8WD42205BB | SIGNAL COLUMN DIAMETER 50 MM; SINGLE ELEMENT IP54; FLASHING LIGHT ELEMENT, LED RED 24 V AC/DC | 75.17 | TEM | 1 | CP | 0.052 | 1
8WD42205BC | SIGNAL COLUMN DIAMETER 50 MM; SINGLE ELEMENT IP54; FLASHING LIGHT ELEMENT, LED GREEN 24 V AC/DC | 75.17 | TEM | 1 | CP | 0.055 | 1
8WD42205BC | SIGNAL COLUMN DIAMETER 50 MM; SINGLE ELEMENT IP54; FLASHING LIGHT ELEMENT, LED GREEN 24 V AC/DC | 75.17 | TEM | 1 | CP | 0.055 | 1
8WD42205BD | FLASHING INDICATOR ELEMENT WITH INTEG. LED, YELLOW, 24V AC/DC DIAMETER 50MM | 75.17 | TEM | 1 | CP | 0.056 | 1
8WD42205BD | FLASHING INDICATOR ELEMENT WITH INTEG. LED, YELLOW, 24V AC/DC DIAMETER 50MM | 75.17 | TEM | 1 | CP | 0.056 | 1
8WD42205BE | SIGNAL COLUMN DIAMETER 50 MM; SINGLE ELEMENT IP54; FLASHING LIGHT ELEMENT, LED CLEAR 24 V AC/DC | 75.17 | TEM | 1 | CP | 0.07 | 1
8WD42205BE | SIGNAL COLUMN DIAMETER 50 MM; SINGLE ELEMENT IP54; FLASHING LIGHT ELEMENT, LED CLEAR 24 V AC/DC | 75.17 | TEM | 1 | CP | 0.07 | 1
8WD42205BF | SIGNAL COLUMN DIAMETER 50 MM; SINGLE ELEMENT IP54; FLASHING LIGHT ELEMENT, LED BLUE 24 V AC/DC | 75.17 | TEM | 1 | CP | 0.052 | 1
8WD42205BF | SIGNAL COLUMN DIAMETER 50 MM; SINGLE ELEMENT IP54; FLASHING LIGHT ELEMENT, LED BLUE 24 V AC/DC | 75.17 | TEM | 1 | CP | 0.052 | 1
8WD42400FA | BUZZER ELEMENT 115V UC (PULSAT./CONTIN. TONE ADJUST.) | 67.93 | TEM | 1 | CP | 0.066 | 1
8WD42400FA | BUZZER ELEMENT 115V UC (PULSAT./CONTIN. TONE ADJUST.) | 67.93 | TEM | 1 | CP | 0.066 | 1
8WD42405BB | SIGNAL COLUMN DIAMETER 50 MM; SINGLE ELEMENT IP54; FLASHING LIGHT ELEMENT, LED RED 115 V AC/DC | 75.17 | TEM | 1 | CP | 0.052 | 1
8WD42405BB | SIGNAL COLUMN DIAMETER 50 MM; SINGLE ELEMENT IP54; FLASHING LIGHT ELEMENT, LED RED 115 V AC/DC | 75.17 | TEM | 1 | CP | 0.052 | 1
8WD42405BC | SIGNAL COLUMN DIAMETER 50 MM; SINGLE ELEMENT IP54; FLASHING LIGHT ELEMENT, LED GREEN 115 V AC/DC | 75.17 | TEM | 1 | CP | 0.053 | 1
8WD42405BC | SIGNAL COLUMN DIAMETER 50 MM; SINGLE ELEMENT IP54; FLASHING LIGHT ELEMENT, LED GREEN 115 V AC/DC | 75.17 | TEM | 1 | CP | 0.053 | 1
8WD42405BD | SIGNAL COLUMN DIAMETER 50 MM; SINGLE ELEMENT IP54; FLASHING LIGHT ELEMENT, LED YELLOW 115 V AC/DC | 75.17 | TEM | 1 | CP | 0.052 | 1
8WD42405BD | SIGNAL COLUMN DIAMETER 50 MM; SINGLE ELEMENT IP54; FLASHING LIGHT ELEMENT, LED YELLOW 115 V AC/DC | 75.17 | TEM | 1 | CP | 0.052 | 1
8WD42405BE | SIGNAL COLUMN DIAMETER 50 MM; SINGLE ELEMENT IP54; FLASHING LIGHT ELEMENT, LED CLEAR 115 V AC/DC | 75.17 | TEM | 1 | CP | 0.05 | 1
8WD42405BE | SIGNAL COLUMN DIAMETER 50 MM; SINGLE ELEMENT IP54; FLASHING LIGHT ELEMENT, LED CLEAR 115 V AC/DC | 75.17 | TEM | 1 | CP | 0.05 | 1
8WD42500FA | BUZZER ELEMENT 230V AC (PULSAT./CONTIN. TONE ADJUST.) | 67.93 | TEM | 1 | CP | 0.067 | 1
8WD42500FA | BUZZER ELEMENT 230V AC (PULSAT./CONTIN. TONE ADJUST.) | 67.93 | TEM | 1 | CP | 0.067 | 1
8WD42505BB | SIGNAL COLUMN DIAMETER 50 MM; SINGLE ELEMENT IP54; FLASHING LIGHT ELEMENT,, LED RED 230 V AC/DC | 75.17 | TEM | 1 | CP | 0.051 | 1
8WD42505BB | SIGNAL COLUMN DIAMETER 50 MM; SINGLE ELEMENT IP54; FLASHING LIGHT ELEMENT,, LED RED 230 V AC/DC | 75.17 | TEM | 1 | CP | 0.051 | 1
8WD42505BC | SIGNAL COLUMN DIAMETER 50 MM; SINGLE ELEMENT IP54; FLASHING LIGHT ELEMENT, LED GREEN 230 V AC/DC | 75.17 | TEM | 1 | CP | 0.053 | 1
8WD42505BC | SIGNAL COLUMN DIAMETER 50 MM; SINGLE ELEMENT IP54; FLASHING LIGHT ELEMENT, LED GREEN 230 V AC/DC | 75.17 | TEM | 1 | CP | 0.053 | 1
8WD42505BD | SIGNAL COLUMN DIAMETER 50 MM; SINGLE ELEMENT IP54; FLASHING LIGHT ELEMENT, LED YELLOW 230 V AC/DC | 75.17 | TEM | 1 | CP | 0.053 | 1
8WD42505BD | SIGNAL COLUMN DIAMETER 50 MM; SINGLE ELEMENT IP54; FLASHING LIGHT ELEMENT, LED YELLOW 230 V AC/DC | 75.17 | TEM | 1 | CP | 0.053 | 1
8WD42505BF | SIGNAL COLUMN DIAMETER 50 MM; SINGLE ELEMENT IP54; FLASHING LIGHT ELEMENT, LED BLUE 230 V AC/DC | 75.17 | TEM | 1 | CP | 0.053 | 1
8WD42505BF | SIGNAL COLUMN DIAMETER 50 MM; SINGLE ELEMENT IP54; FLASHING LIGHT ELEMENT, LED BLUE 230 V AC/DC | 75.17 | TEM | 1 | CP | 0.053 | 1
8WD43080CA | SIGNAL COLUMNS, DIAMETER 70MM ACCESSORIES ANGLE FOR WALL MOUNTING FOR ONE-SIDED FITTING | 19.99 | TEM | 1 | CP | 0.082 | 1
8WD43080CA | SIGNAL COLUMNS, DIAMETER 70MM ACCESSORIES ANGLE FOR WALL MOUNTING FOR ONE-SIDED FITTING | 19.99 | TEM | 1 | CP | 0.082 | 1
8WD43080CB | SIGNAL COLUMNS, DIAMETER 70MM ACCESSORIES ANGLE FOR WALL MOUNTING FOR TWO-SIDED FITTING | 21.01 | TEM | 1 | CP | 0.085 | 1
8WD43080CB | SIGNAL COLUMNS, DIAMETER 70MM ACCESSORIES ANGLE FOR WALL MOUNTING FOR TWO-SIDED FITTING | 21.01 | TEM | 1 | CP | 0.085 | 1
8WD43080DA | SIGNAL COLUMNS, DIAMETER 70MM ACCESSORIES BASE WITH TUBE (100MM) | 31.42 | TEM | 1 | CP | 0.065 | 1
8WD43080DA | SIGNAL COLUMNS, DIAMETER 70MM ACCESSORIES BASE WITH TUBE (100MM) | 31.42 | TEM | 1 | CP | 0.065 | 1
8WD43080DB | SIGNAL COLUMNS, DIAMETER 70MM ACCESSORIES BASE (SINGLE), PLASTICS | 17.75 | TEM | 1 | CP | 0.047 | 1
8WD43080DB | SIGNAL COLUMNS, DIAMETER 70MM ACCESSORIES BASE (SINGLE), PLASTICS | 17.75 | TEM | 1 | CP | 0.047 | 1
8WD43080DC | SIGNAL COLUMN, DIAMETER 70 MM ACCESSORIES, FOOT (SINGLE), METAL-CLAD VERS., TUBE, 1000 MM FOR TUBE LENGTHS > 500MM | 37.84 | TEM | 1 | CP | 0.122 | 1
8WD43080DC | SIGNAL COLUMN, DIAMETER 70 MM ACCESSORIES, FOOT (SINGLE), METAL-CLAD VERS., TUBE, 1000 MM FOR TUBE LENGTHS > 500MM | 37.84 | TEM | 1 | CP | 0.122 | 1
8WD43080DD | ADAPTER FOR BASE, CABLE OUTLET LATERALLY | 28.05 | TEM | 1 | CP | 0.086 | 1
8WD43080DD | ADAPTER FOR BASE, CABLE OUTLET LATERALLY | 28.05 | TEM | 1 | CP | 0.086 | 1
8WD43080DD | ADAPTER FOR BASE, CABLE OUTLET LATERALLY | 28.05 | TEM | 1 | CP | 0.086 | 1
8WD43080DE | ADAPTER FOR BASE, CABLE OUTLET LATERALLY WITH MAGNET FOR MOUNTING | 73.64 | TEM | 1 | CP | 0.306 | 1
8WD43080DE | ADAPTER FOR BASE, CABLE OUTLET LATERALLY WITH MAGNET FOR MOUNTING | 73.64 | TEM | 1 | CP | 0.306 | 1
8WD43080DF | ADAPTER FOR CONNECTION ELEMENT PIPE MOUNTING WITH NPT THREAD ACCESSORY FOR 8WD44, SIGNALLING COLUMNS, DIAMETER 70MM | 21.01 | TEM | 1 | CP | 0.084 | 1
8WD43080DF | ADAPTER FOR CONNECTION ELEMENT PIPE MOUNTING WITH NPT THREAD ACCESSORY FOR 8WD44, SIGNALLING COLUMNS, DIAMETER 70MM | 21.01 | TEM | 1 | CP | 0.084 | 1
8WD43080EA | SIGNAL COLUMNS, DIAMETER 70MM ACCESSORIES PIPE, 250MM | 19.79 | TEM | 1 | CP | 0.075 | 1
8WD43080EA | SIGNAL COLUMNS, DIAMETER 70MM ACCESSORIES PIPE, 250MM | 19.79 | TEM | 1 | CP | 0.075 | 1
8WD43080EB | SIGNAL COLUMNS, DIAMETER 70MM ACCESSORIES PIPE, METAL, 400MM | 26.93 | TEM | 1 | CP | 0.12 | 1
8WD43080EB | SIGNAL COLUMNS, DIAMETER 70MM ACCESSORIES PIPE, METAL, 400MM | 26.93 | TEM | 1 | CP | 0.12 | 1
8WD43080ED | SIGNAL COLUMN, DIAMETER 70 MM ACCESSORIES PIPE, 1000 MM | 63.44 | TEM | 1 | CP | 0.29 | 1
8WD43080ED | SIGNAL COLUMN, DIAMETER 70 MM ACCESSORIES PIPE, 1000 MM | 63.44 | TEM | 1 | CP | 0.29 | 1
8WD43080EE | SIGNAL COLUMN, DIAMETER 70 MM ACCESSORIES PIPE, 150 MM | 29.17 | TEM | 1 | CP | 0.046 | 1
8WD43080EE | SIGNAL COLUMN, DIAMETER 70 MM ACCESSORIES PIPE, 150 MM | 29.17 | TEM | 1 | CP | 0.046 | 1
8WD43281XX | SIGNAL COLUMNS, DIAMETER 70MM ACCESSORIES INCANDESCENT LAMPS, BA 15D, 5W, AC/DC 24V | 4.28 | TEM | 1 | CP | 0.008 | 10
8WD43281XX | SIGNAL COLUMNS, DIAMETER 70MM ACCESSORIES INCANDESCENT LAMPS, BA 15D, 5W, AC/DC 24V | 4.28 | TEM | 1 | CP | 0.008 | 10
8WD43481XX | INCANDESCENT LAMP, BASE BA 15D, 5 W, 110 V INCANDESCENT LAMPS 110V, BA 15D, 5W | 4.79 | TEM | 1 | CP | 0.008 | 10
8WD43481XX | INCANDESCENT LAMP, BASE BA 15D, 5 W, 110 V INCANDESCENT LAMPS 110V, BA 15D, 5W | 4.79 | TEM | 1 | CP | 0.008 | 10
8WD43581XX | SIGNAL COLUMNS, DIAMETER 70MM ACCESSORIES INCANDESCENT LAMPS 230V, BA 15D, 5W | 4.79 | TEM | 1 | CP | 0.008 | 10
8WD43581XX | SIGNAL COLUMNS, DIAMETER 70MM ACCESSORIES INCANDESCENT LAMPS 230V, BA 15D, 5W | 4.79 | TEM | 1 | CP | 0.008 | 10
8WD44001AB | SIGNALLING COLUMN STEADY LIGHT RED, 12...240V AC/DC | 31.31 | TEM | 1 | CP | 0.07 | 1
8WD44001AB | SIGNALLING COLUMN STEADY LIGHT RED, 12...240V AC/DC | 31.31 | TEM | 1 | CP | 0.07 | 1
8WD44001AC | SIGNALLING COLUMN STEADY LIGHT GREEN, 12...240V AC/DC | 31.31 | TEM | 1 | CP | 0.071 | 1
8WD44001AC | SIGNALLING COLUMN STEADY LIGHT GREEN, 12...240V AC/DC | 31.31 | TEM | 1 | CP | 0.071 | 1
8WD44001AD | SIGNALLING COLUMN STEADY LIGHT YELLOW, 12...240V AC/DC | 31.31 | TEM | 1 | CP | 0.07 | 1
8WD44001AD | SIGNALLING COLUMN STEADY LIGHT YELLOW, 12...240V AC/DC | 31.31 | TEM | 1 | CP | 0.07 | 1
8WD44001AE | SIGNALLING COLUMN STEADY LIGHT TRANSP., 12...240V AC/DC | 31.31 | TEM | 1 | CP | 0.072 | 1
8WD44001AE | SIGNALLING COLUMN STEADY LIGHT TRANSP., 12...240V AC/DC | 31.31 | TEM | 1 | CP | 0.072 | 1
8WD44001AF | SIGNALLING COLUMN STEADY LIGHT BLUE, 12...240V AC/DC | 31.31 | TEM | 1 | CP | 0.072 | 1
8WD44001AF | SIGNALLING COLUMN STEADY LIGHT BLUE, 12...240V AC/DC | 31.31 | TEM | 1 | CP | 0.072 | 1
8WD44080AA | SIGNALLING COLUMN CONNECT. ELEMENT FOR WITH PIPE MOUNTING COVER LID | 35.39 | TEM | 1 | CP | 0.102 | 1
8WD44080AA | SIGNALLING COLUMN CONNECT. ELEMENT FOR WITH PIPE MOUNTING COVER LID | 35.39 | TEM | 1 | CP | 0.102 | 1
8WD44080AB | SIGNALLING COLUMN CONNECT. ELEMENT FOR WITH BASE MOUNT./ANGLE MOUNT. COVER LID AND SEAL FOR SCREW CONNECTION | 34.78 | TEM | 1 | CP | 0.12 | 1
8WD44080AB | SIGNALLING COLUMN CONNECT. ELEMENT FOR WITH BASE MOUNT./ANGLE MOUNT. COVER LID AND SEAL FOR SCREW CONNECTION | 34.78 | TEM | 1 | CP | 0.12 | 1
8WD44080AB | SIGNALLING COLUMN CONNECT. ELEMENT FOR WITH BASE MOUNT./ANGLE MOUNT. COVER LID AND SEAL FOR SCREW CONNECTION | 34.78 | TEM | 1 | CP | 0.12 | 1
8WD44080AD | SIGNALLING COLUMN CONNECT. ELEMENT FOR WITH PIPE MOUNTING COVER LID, CAGE CLAMP | 35.39 | TEM | 1 | CP | 0.104 | 1
8WD44080AD | SIGNALLING COLUMN CONNECT. ELEMENT FOR WITH PIPE MOUNTING COVER LID, CAGE CLAMP | 35.39 | TEM | 1 | CP | 0.104 | 1
8WD44080AE | SIGNALLING COLUMN CONNECT. ELEMENT FOR WITH BASE MOUNT./ANGLE MOUNT. COVER LID AND SEAL, CAGE CLAMP | 34.78 | TEM | 1 | CP | 0.109 | 1
8WD44080AE | SIGNALLING COLUMN CONNECT. ELEMENT FOR WITH BASE MOUNT./ANGLE MOUNT. COVER LID AND SEAL, CAGE CLAMP | 34.78 | TEM | 1 | CP | 0.109 | 1
8WD44080CC | SIGNALLING COLUMNS, DIAM. 70 MM ACCESSORIES ANGLE FOR FOOT MOUNTING | 15.2 | TEM | 1 | CP | 0.07 | 1
8WD44080CC | SIGNALLING COLUMNS, DIAM. 70 MM ACCESSORIES ANGLE FOR FOOT MOUNTING | 15.2 | TEM | 1 | CP | 0.07 | 1
8WD44080CD | SIGNALLING COLUMNS, DIAM. 70 MM ACCESSORIES ANGLE FOR SOCKET MOUNTING | 15.2 | TEM | 1 | CP | 0.056 | 1
8WD44080CD | SIGNALLING COLUMNS, DIAM. 70 MM ACCESSORIES ANGLE FOR SOCKET MOUNTING | 15.2 | TEM | 1 | CP | 0.056 | 1
8WD44080DF | ADJUSTABLE-ANGLE FOOT FOR MOUNTING ON PIPES, PLASTIC, SIGNAL COLUMNS, DIAMETER 70MM | 65.79 | TEM | 1 | CP | 0.186 | 1
8WD44080DF | ADJUSTABLE-ANGLE FOOT FOR MOUNTING ON PIPES, PLASTIC, SIGNAL COLUMNS, DIAMETER 70MM | 65.79 | TEM | 1 | CP | 0.186 | 1
8WD44200CB | SIGNALLING COLUMN SINGLE-FLASH LIGHT ELEMENT RED, 24V DC | 118.32 | TEM | 1 | CP | 0.091 | 1
8WD44200CB | SIGNALLING COLUMN SINGLE-FLASH LIGHT ELEMENT RED, 24V DC | 118.32 | TEM | 1 | CP | 0.091 | 1
8WD44200CC | SIGNALLING COLUMN SINGLE-FLASH LIGHT ELEMENT GREEN, 24V DC | 118.32 | TEM | 1 | CP | 0.091 | 1
8WD44200CC | SIGNALLING COLUMN SINGLE-FLASH LIGHT ELEMENT GREEN, 24V DC | 118.32 | TEM | 1 | CP | 0.091 | 1
8WD44200CD | SIGNALLING COLUMN SINGLE-FLASH LIGHT ELEMENT YELLOW, 24V DC | 118.32 | TEM | 1 | CP | 0.09 | 1
8WD44200CD | SIGNALLING COLUMN SINGLE-FLASH LIGHT ELEMENT YELLOW, 24V DC | 118.32 | TEM | 1 | CP | 0.09 | 1
8WD44200CF | SIGNALLING COLUMN SINGLE-FLASH LIGHT ELEMENT BLUE, 24V DC | 118.32 | TEM | 1 | CP | 0.091 | 1
8WD44200CF | SIGNALLING COLUMN SINGLE-FLASH LIGHT ELEMENT BLUE, 24V DC | 118.32 | TEM | 1 | CP | 0.091 | 1
8WD44200EA | SIGNALLING COLUMN SIREN ELEMENT ALTERNATING SOUND, 24V DC,105DB, IP40 | 60.49 | TEM | 1 | CP | 0.123 | 1
8WD44200EA | SIGNALLING COLUMN SIREN ELEMENT ALTERNATING SOUND, 24V DC,105DB, IP40 | 60.49 | TEM | 1 | CP | 0.123 | 1
8WD44200EA2 | SIGNALLING COLUMN MULTI-FUNCTION SIREN ELEMENT DIFFERENT SOUNDS SETTABLE 24V AC/DC | 86.7 | TEM | 1 | CP | 0.1 | 1
8WD44200EA2 | SIGNALLING COLUMN MULTI-FUNCTION SIREN ELEMENT DIFFERENT SOUNDS SETTABLE 24V AC/DC | 86.7 | TEM | 1 | CP | 0.1 | 1
8WD44200FA | SIGNALLING COLUMN BUZZER ELEMENT CONTINUOUS SOUND OR PULSED ADJUSTABLE, 24V AC/DC | 59.57 | TEM | 1 | CP | 0.089 | 1
8WD44200FA | SIGNALLING COLUMN BUZZER ELEMENT CONTINUOUS SOUND OR PULSED ADJUSTABLE, 24V AC/DC | 59.57 | TEM | 1 | CP | 0.089 | 1
8WD44205AB | SIGNALLING COLUMN STEADY LIGHT LED RED, 24V AC/DC | 59.87 | TEM | 1 | CP | 0.074 | 1
8WD44205AB | SIGNALLING COLUMN STEADY LIGHT LED RED, 24V AC/DC | 59.87 | TEM | 1 | CP | 0.074 | 1
8WD44205AC | SIGNALLING COLUMN STEADY LIGHT LED GREEN, 24V AC/DC | 59.87 | TEM | 1 | CP | 0.072 | 1
8WD44205AC | SIGNALLING COLUMN STEADY LIGHT LED GREEN, 24V AC/DC | 59.87 | TEM | 1 | CP | 0.072 | 1
8WD44205AD | SIGNALLING COLUMN STEADY LIGHT LED YELLOW, 24V AC/DC | 59.87 | TEM | 1 | CP | 0.073 | 1
8WD44205AD | SIGNALLING COLUMN STEADY LIGHT LED YELLOW, 24V AC/DC | 59.87 | TEM | 1 | CP | 0.073 | 1
8WD44205AE | SIGNALLING COLUMN STEADY LIGHT LED TRANSP., 24V AC/DC | 64.16 | TEM | 1 | CP | 0.073 | 1
8WD44205AE | SIGNALLING COLUMN STEADY LIGHT LED TRANSP., 24V AC/DC | 64.16 | TEM | 1 | CP | 0.073 | 1
8WD44205AF | SIGNALLING COLUMN STEADY LIGHT LED BLUE, 24V AC/DC | 64.16 | TEM | 1 | CP | 0.073 | 1
8WD44205AF | SIGNALLING COLUMN STEADY LIGHT LED BLUE, 24V AC/DC | 64.16 | TEM | 1 | CP | 0.073 | 1
8WD44205BB | SIGNALLING COLUMN REP.-FLASH LIGHT ELEMENT LED RED, 24V AC/DC | 79.15 | TEM | 1 | CP | 0.074 | 1
8WD44205BB | SIGNALLING COLUMN REP.-FLASH LIGHT ELEMENT LED RED, 24V AC/DC | 79.15 | TEM | 1 | CP | 0.074 | 1
8WD44205BC | SIGNALLING COLUMN REP.-FLASH LIGHT ELEMENT LED GREEN, 24V AC/DC | 79.15 | TEM | 1 | CP | 0.074 | 1
8WD44205BC | SIGNALLING COLUMN REP.-FLASH LIGHT ELEMENT LED GREEN, 24V AC/DC | 79.15 | TEM | 1 | CP | 0.074 | 1
8WD44205BD | SIGNALLING COLUMN REP.-FLASH LIGHT ELEMENT LED YELLOW, 24V AC/DC | 79.15 | TEM | 1 | CP | 0.074 | 1
8WD44205BD | SIGNALLING COLUMN REP.-FLASH LIGHT ELEMENT LED YELLOW, 24V AC/DC | 79.15 | TEM | 1 | CP | 0.074 | 1
8WD44205BF | SIGNALLING COLUMN REP.-FLASH LIGHT ELEMENT LED BLUE, 24V AC/DC | 79.15 | TEM | 1 | CP | 0.073 | 1
8WD44205BF | SIGNALLING COLUMN REP.-FLASH LIGHT ELEMENT LED BLUE, 24V AC/DC | 79.15 | TEM | 1 | CP | 0.073 | 1
8WD44205DB | SIGNALLING COLUMN ROTATING-BEACON RED, 24V AC/DC | 81.4 | TEM | 1 | CP | 0.086 | 1
8WD44205DB | SIGNALLING COLUMN ROTATING-BEACON RED, 24V AC/DC | 81.4 | TEM | 1 | CP | 0.086 | 1
8WD44205DC | SIGNALLING COLUMN ROTATING-BEACON GREEN, 24V AC/DC | 81.4 | TEM | 1 | CP | 0.083 | 1
8WD44205DC | SIGNALLING COLUMN ROTATING-BEACON GREEN, 24V AC/DC | 81.4 | TEM | 1 | CP | 0.083 | 1
8WD44205DD | SIGNALLING COLUMN ROTATING-BEACON YELLOW, 24V AC/DC | 81.4 | TEM | 1 | CP | 0.081 | 1
8WD44205DD | SIGNALLING COLUMN ROTATING-BEACON YELLOW, 24V AC/DC | 81.4 | TEM | 1 | CP | 0.081 | 1
8WD44280BE | SIGNALING COLUMN AS-INTERFACE ELEMENT WITH EXT. AUX. VOLTAGE OR WITHOUT EXT. AUX. VOLTAGE 24V DC, FOR MAX.4 SIGNAL ELEMENTS | 165.04 | TEM | 1 | CP | 0.111 | 1
8WD44280BE | SIGNALING COLUMN AS-INTERFACE ELEMENT WITH EXT. AUX. VOLTAGE OR WITHOUT EXT. AUX. VOLTAGE 24V DC, FOR MAX.4 SIGNAL ELEMENTS | 165.04 | TEM | 1 | CP | 0.111 | 1
8WD44286XB | SIGNALLING COLUMNS, ACCESSORIES LED AC/DC 24V, BA 15D, RED | 38.35 | TEM | 1 | CP | 0.019 | 1
8WD44286XB | SIGNALLING COLUMNS, ACCESSORIES LED AC/DC 24V, BA 15D, RED | 38.35 | TEM | 1 | CP | 0.019 | 1
8WD44286XC | SIGNALLING COLUMNS, ACCESSORIES LED AC/DC 24V, BA 15D, GREEN | 38.35 | TEM | 1 | CP | 0.019 | 1
8WD44286XC | SIGNALLING COLUMNS, ACCESSORIES LED AC/DC 24V, BA 15D, GREEN | 38.35 | TEM | 1 | CP | 0.019 | 1
8WD44286XD | SIGNALLING COLUMNS, ACCESSORIES LED AC/DC 24V, BA 15D, YELLOW | 38.35 | TEM | 1 | CP | 0.019 | 1
8WD44286XD | SIGNALLING COLUMNS, ACCESSORIES LED AC/DC 24V, BA 15D, YELLOW | 38.35 | TEM | 1 | CP | 0.019 | 1
8WD44286XE | SIGNALLING COLUMNS, ACCESSORIES LED AC/DC 24V, BA 15D, TRANSP. | 42.84 | TEM | 1 | CP | 0.018 | 1
8WD44286XE | SIGNALLING COLUMNS, ACCESSORIES LED AC/DC 24V, BA 15D, TRANSP. | 42.84 | TEM | 1 | CP | 0.018 | 1
8WD44286XF | SIGNALLING COLUMNS, ACCESSORIES LED AC/DC 24V, BA 15D, BLUE | 42.84 | TEM | 1 | CP | 0.019 | 1
8WD44286XF | SIGNALLING COLUMNS, ACCESSORIES LED AC/DC 24V, BA 15D, BLUE | 42.84 | TEM | 1 | CP | 0.019 | 1
8WD44400CB | SIGNALLING COLUMN SINGLE-FLASH LIGHT ELEMENT RED, 115V AC | 103.22 | TEM | 1 | CP | 0.089 | 1
8WD44400CB | SIGNALLING COLUMN SINGLE-FLASH LIGHT ELEMENT RED, 115V AC | 103.22 | TEM | 1 | CP | 0.089 | 1
8WD44400EA2 | SIGNALLING COLUMN MULTI-FUNCTION SIREN ELEMENT DIFFERENT SOUNDS SETTABLE 115V AC | 97.08 | TEM | 1 | CP | 0.1 | 1
8WD44400EA2 | SIGNALLING COLUMN MULTI-FUNCTION SIREN ELEMENT DIFFERENT SOUNDS SETTABLE 115V AC | 97.08 | TEM | 1 | CP | 0.1 | 1
8WD44400FA | SIGNALLING COLUMN BUZZER ELEMENT CONTINUOUS SOUND OR PULSED ADJUSTABLE, 115V AC/DC | 68.31 | TEM | 1 | CP | 0.093 | 1
8WD44400FA | SIGNALLING COLUMN BUZZER ELEMENT CONTINUOUS SOUND OR PULSED ADJUSTABLE, 115V AC/DC | 68.31 | TEM | 1 | CP | 0.093 | 1
8WD44405BB | SIGNALLING COLUMN REP.-FLASH LIGHT ELEMENT LED RED, 115V AC | 82.59 | TEM | 1 | CP | 0.074 | 1
8WD44405BB | SIGNALLING COLUMN REP.-FLASH LIGHT ELEMENT LED RED, 115V AC | 82.59 | TEM | 1 | CP | 0.074 | 1
8WD44405BC | SIGNALLING COLUMN REP.-FLASH LIGHT ELEMENT LED GREEN, 115V AC | 82.59 | TEM | 1 | CP | 0.073 | 1
8WD44405BC | SIGNALLING COLUMN REP.-FLASH LIGHT ELEMENT LED GREEN, 115V AC | 82.59 | TEM | 1 | CP | 0.073 | 1
8WD44405BD | SIGNALLING COLUMN REP.-FLASH LIGHT ELEMENT LED YELLOW, 115V AC | 82.59 | TEM | 1 | CP | 0.074 | 1
8WD44405BD | SIGNALLING COLUMN REP.-FLASH LIGHT ELEMENT LED YELLOW, 115V AC | 82.59 | TEM | 1 | CP | 0.074 | 1
8WD44486XE | SIGNALLING COLUMNS, ACCESSORIES LED 115V AC, BA 15D, TRANSP. | 43.47 | TEM | 1 | CP | 0.02 | 1
8WD44486XE | SIGNALLING COLUMNS, ACCESSORIES LED 115V AC, BA 15D, TRANSP. | 43.47 | TEM | 1 | CP | 0.02 | 1
8WD44500CB | SIGNALLING COLUMN SINGLE-FLASH LIGHT ELEMENT RED, 230V AC | 104.74 | TEM | 1 | CP | 0.087 | 1
8WD44500CB | SIGNALLING COLUMN SINGLE-FLASH LIGHT ELEMENT RED, 230V AC | 104.74 | TEM | 1 | CP | 0.087 | 1
8WD44500CB | SIGNALLING COLUMN SINGLE-FLASH LIGHT ELEMENT RED, 230V AC | 104.74 | TEM | 1 | CP | 0.087 | 1
8WD44500CC | SIGNALLING COLUMN SINGLE-FLASH LIGHT ELEMENT GREEN, 230V AC | 104.74 | TEM | 1 | CP | 0.087 | 1
8WD44500CC | SIGNALLING COLUMN SINGLE-FLASH LIGHT ELEMENT GREEN, 230V AC | 104.74 | TEM | 1 | CP | 0.087 | 1
8WD44500CC | SIGNALLING COLUMN SINGLE-FLASH LIGHT ELEMENT GREEN, 230V AC | 104.74 | TEM | 1 | CP | 0.087 | 1
8WD44500CD | SIGNALLING COLUMN SINGLE-FLASH LIGHT ELEMENT YELLOW, 230V AC | 104.74 | TEM | 1 | CP | 0.087 | 1
8WD44500CD | SIGNALLING COLUMN SINGLE-FLASH LIGHT ELEMENT YELLOW, 230V AC | 104.74 | TEM | 1 | CP | 0.087 | 1
8WD44500CD | SIGNALLING COLUMN SINGLE-FLASH LIGHT ELEMENT YELLOW, 230V AC | 104.74 | TEM | 1 | CP | 0.087 | 1
8WD44500CE | SIGNALLING COLUMN SINGLE-FLASH LIGHT ELEMENT TRANSP., 230V AC | 104.74 | TEM | 1 | CP | 0.087 | 1
8WD44500CE | SIGNALLING COLUMN SINGLE-FLASH LIGHT ELEMENT TRANSP., 230V AC | 104.74 | TEM | 1 | CP | 0.087 | 1
8WD44500CE | SIGNALLING COLUMN SINGLE-FLASH LIGHT ELEMENT TRANSP., 230V AC | 104.74 | TEM | 1 | CP | 0.087 | 1
8WD44500EA2 | SIGNALLING COLUMN SIREN ELEMENT, MULTI-FUNCTION DIFFERENT SOUNDS SETTABLE 230V AC | 97.08 | TEM | 1 | CP | 0.1 | 1
8WD44500EA2 | SIGNALLING COLUMN SIREN ELEMENT, MULTI-FUNCTION DIFFERENT SOUNDS SETTABLE 230V AC | 97.08 | TEM | 1 | CP | 0.1 | 1
8WD44500EA2 | SIGNALLING COLUMN SIREN ELEMENT, MULTI-FUNCTION DIFFERENT SOUNDS SETTABLE 230V AC | 97.08 | TEM | 1 | CP | 0.1 | 1
8WD44500FA | SIGNALLING COLUMN BUZZER ELEMENT CONTINUOUS SOUND OR PULSED ADJUSTABLE, 230V AC | 68.31 | TEM | 1 | CP | 0.098 | 1
8WD44500FA | SIGNALLING COLUMN BUZZER ELEMENT CONTINUOUS SOUND OR PULSED ADJUSTABLE, 230V AC | 68.31 | TEM | 1 | CP | 0.098 | 1
8WD44505AB | SIGNALLING COLUMN STEADY LIGHT LED RED, 230V AC | 60.75 | TEM | 1 | CP | 0.074 | 1
8WD44505AB | SIGNALLING COLUMN STEADY LIGHT LED RED, 230V AC | 60.75 | TEM | 1 | CP | 0.074 | 1
8WD44505AC | SIGNALLING COLUMN STEADY LIGHT LED GREEN, 230V AC | 60.75 | TEM | 1 | CP | 0.073 | 1
8WD44505AC | SIGNALLING COLUMN STEADY LIGHT LED GREEN, 230V AC | 60.75 | TEM | 1 | CP | 0.073 | 1
8WD44505BB | SIGNALLING COLUMN REP.-FLASH LIGHT ELEMENT LED RED, 230V AC | 82.59 | TEM | 1 | CP | 0.074 | 1
8WD44505BB | SIGNALLING COLUMN REP.-FLASH LIGHT ELEMENT LED RED, 230V AC | 82.59 | TEM | 1 | CP | 0.074 | 1
8WD44505BC | SIGNALLING COLUMN REP.-FLASH LIGHT ELEMENT LED GREEN, 230V AC | 82.59 | TEM | 1 | CP | 0.073 | 1
8WD44505BC | SIGNALLING COLUMN REP.-FLASH LIGHT ELEMENT LED GREEN, 230V AC | 82.59 | TEM | 1 | CP | 0.073 | 1
8WD44505BD | SIGNALLING COLUMN REP.-FLASH LIGHT ELEMENT LED YELLOW, 230V AC | 82.59 | TEM | 1 | CP | 0.073 | 1
8WD44505BD | SIGNALLING COLUMN REP.-FLASH LIGHT ELEMENT LED YELLOW, 230V AC | 82.59 | TEM | 1 | CP | 0.073 | 1
8WD44505BF | SIGNALLING COLUMN REP.-FLASH LIGHT ELEMENT LED BLUE, 230V AC | 82.59 | TEM | 1 | CP | 0.074 | 1
8WD44505BF | SIGNALLING COLUMN REP.-FLASH LIGHT ELEMENT LED BLUE, 230V AC | 82.59 | TEM | 1 | CP | 0.074 | 1
8WD44586XB | SIGNALLING COLUMNS, ACCESSORIES LED 230V AC, BA 15D, RED | 38.92 | TEM | 1 | CP | 0.018 | 1
8WD44586XB | SIGNALLING COLUMNS, ACCESSORIES LED 230V AC, BA 15D, RED | 38.92 | TEM | 1 | CP | 0.018 | 1
8WD44586XC | SIGNALLING COLUMNS, ACCESSORIES LED 230V AC, BA 15D, GREEN | 38.92 | TEM | 1 | CP | 0.02 | 1
8WD44586XC | SIGNALLING COLUMNS, ACCESSORIES LED 230V AC, BA 15D, GREEN | 38.92 | TEM | 1 | CP | 0.02 | 1
8WD44586XD | SIGNALLING COLUMNS, ACCESSORIES LED 230V AC, BA 15D, YELLOW | 38.92 | TEM | 1 | CP | 0.02 | 1
8WD44586XD | SIGNALLING COLUMNS, ACCESSORIES LED 230V AC, BA 15D, YELLOW | 38.92 | TEM | 1 | CP | 0.02 | 1
8WD44586XE | SIGNALLING COLUMNS, ACCESSORIES LED 230V AC, BA 15D, TRANSP. | 43.47 | TEM | 1 | CP | 0.02 | 1
8WD44586XE | SIGNALLING COLUMNS, ACCESSORIES LED 230V AC, BA 15D, TRANSP. | 43.47 | TEM | 1 | CP | 0.02 | 1
8WD53001AB | BUILT-IN LUMINAIRE STEADY BURNING LIGHT, 12 - 230V UC, RED | 42.02 | TEM | 1 | CP | 0.129 | 1
8WD53001AB | BUILT-IN LUMINAIRE STEADY BURNING LIGHT, 12 - 230V UC, RED | 42.02 | TEM | 1 | CP | 0.129 | 1
8WD53001AC | BUILT-IN LUMINAIRE STEADY BURNING LIGHT, 12 - 230V UC, GREEN | 42.02 | TEM | 1 | CP | 0.13 | 1
8WD53001AC | BUILT-IN LUMINAIRE STEADY BURNING LIGHT, 12 - 230V UC, GREEN | 42.02 | TEM | 1 | CP | 0.13 | 1
8WD53001AF | BUILT-IN LUMINAIRE STEADY BURNING LIGHT, 12...230 V UC, BLUE | 42.02 | TEM | 1 | CP | 0.131 | 1
8WD53001AF | BUILT-IN LUMINAIRE STEADY BURNING LIGHT, 12...230 V UC, BLUE | 42.02 | TEM | 1 | CP | 0.131 | 1
8WD53080EG | SIGNAL COLUMNS, DIAMETER 70MM ACCESSORIES TUBE ADAPTOR (100MM) | 11.18 | TEM | 1 | CP | 0.03 | 1
8WD53080EG | SIGNAL COLUMNS, DIAMETER 70MM ACCESSORIES TUBE ADAPTOR (100MM) | 11.18 | TEM | 1 | CP | 0.03 | 1
8WD53205AB | BUILT-IN LUMINAIRE, STEADY LIGHT INTEGR. LED, AC/DC 24V, RED | 110.95 | TEM | 1 | CP | 0.131 | 1
8WD53205AB | BUILT-IN LUMINAIRE, STEADY LIGHT INTEGR. LED, AC/DC 24V, RED | 110.95 | TEM | 1 | CP | 0.131 | 1
8WD53205AD | BUILT-IN LUMINAIRE, STEADY LIGHT INTEGR. LED, AC/DC 24V, YELLOW | 110.95 | TEM | 1 | CP | 0.131 | 1
8WD53205AD | BUILT-IN LUMINAIRE, STEADY LIGHT INTEGR. LED, AC/DC 24V, YELLOW | 110.95 | TEM | 1 | CP | 0.131 | 1
8WD53205BB | BUILT-IN LUMINAIRE, FLASHING INDICATOR INTEG. LED, AC/DC 24V, RED | 142.21 | TEM | 1 | CP | 0.14 | 1
8WD53205BB | BUILT-IN LUMINAIRE, FLASHING INDICATOR INTEG. LED, AC/DC 24V, RED | 142.21 | TEM | 1 | CP | 0.14 | 1
8WD53500CD | BUILT-IN LUMINAIRE FLASHLIGHT, 230V, YELLOW | 119.34 | TEM | 1 | CP | 0.145 | 1
8WD53500CD | BUILT-IN LUMINAIRE FLASHLIGHT, 230V, YELLOW | 119.34 | TEM | 1 | CP | 0.145 | 1
LZS:MT28800 | FIXING BRACKET | 0.93 | TEM | 1 | CP | 0.001 | 1
LZS:MT28800 | FIXING BRACKET | 0.93 | TEM | 1 | CP | 0.001 | 1
LZS:MT78750 | PLUG-IN BASE FOR MOUNTING ON DIN RAIL, 11-POLE ROUND WIDTH 38 MM | 4.55 | TEM | 1 | CP | 0.055 | 1
LZS:MT78750 | PLUG-IN BASE FOR MOUNTING ON DIN RAIL, 11-POLE ROUND WIDTH 38 MM | 4.66 | TEM | 1 | CP | 0.055 | 1
LZS:PT17024 | FIXING/EJECTOR BRACKET FOR PLUG-IN RELAY SERIES PT AND PT SCREW TERMINAL BASE NOT LOGICAL | 27.63 | TEM | 100 | CP | 0.004 | 10
LZS:PT17024 | FIXING/EJECTOR BRACKET FOR PLUG-IN RELAY SERIES PT AND PT SCREW TERMINAL BASE NOT LOGICAL | 0.28 | TEM | 100 | CP | 0.004 | 10
LZS:PT17040 | INSCRIPTION LABEL 26 MM FOR RT RELAYS | 0.2 | TEM | 100 | CP | 0.001 | 10
LZS:PT17040 | INSCRIPTION LABEL 26 MM FOR RT RELAYS | 0.2 | TEM | 100 | CP | 0.001 | 10
LZS:PT3A5L24 | PLUG-IN RELAY, COMPLETE UNIT 24 V DC, 3 CO CONTACT LED MODULE RED STANDARD PLUG-IN SOCKET SCREW TERMINAL 3.5 MM PINNING | 12.73 | TEM | 1 | CP | 0.096 | 5
LZS:PT3A5L24 | PLUG-IN RELAY, COMPLETE UNIT 24 V DC, 3 CO CONTACT LED MODULE RED STANDARD PLUG-IN SOCKET SCREW TERMINAL 3.5 MM PINNING | 12.94 | TEM | 1 | CP | 0.096 | 5
LZS:PT3A5R24 | PLUG-IN RELAY COMPLETE UNIT AC 24V, 3 CO CONTACT LED MODULE RED STANDARD PLUG-IN SOCKET SCREW TERMINAL 3.5 MM PINNING | 12.73 | TEM | 1 | CP | 0.096 | 5
LZS:PT3A5R24 | PLUG-IN RELAY COMPLETE UNIT AC 24V, 3 CO CONTACT LED MODULE RED STANDARD PLUG-IN SOCKET SCREW TERMINAL 3.5 MM PINNING | 12.94 | TEM | 1 | CP | 0.096 | 5
LZS:PT3A5S15 | PLUG-IN RELAY COMPLETE UNIT AC 115V, 3 CO CONTACT LED MODULE RED STANDARD PLUG-IN SOCKET SCREW TERMINAL 3.5 MM PINNING | 13.66 | TEM | 1 | CP | 0.095 | 5
LZS:PT3A5S15 | PLUG-IN RELAY COMPLETE UNIT AC 115V, 3 CO CONTACT LED MODULE RED STANDARD PLUG-IN SOCKET SCREW TERMINAL 3.5 MM PINNING | 13.87 | TEM | 1 | CP | 0.095 | 5
LZS:PT3A5T30 | PLUG-IN RELAY COMPLETE UNIT AC 230V, 3 CO CONTACT LED MODULE RED STANDARD PLUG-IN SOCKET SCREW TERMINAL 3.5 MM PINNING | 13.87 | TEM | 1 | CP | 0.095 | 5
LZS:PT3A5T30 | PLUG-IN RELAY COMPLETE UNIT AC 230V, 3 CO CONTACT LED MODULE RED STANDARD PLUG-IN SOCKET SCREW TERMINAL 3.5 MM PINNING | 13.87 | TEM | 1 | CP | 0.095 | 5
LZS:PT5A5L24 | PLUG-IN RELAY COMPLETE UNIT DC 24V, 4 CO CONTACT LED MODULE RED STANDARD PLUG-IN SOCKET SCREW TERMINAL 3.5 MM PINNING | 12.94 | TEM | 1 | CP | 0.101 | 5
LZS:PT5A5L24 | PLUG-IN RELAY COMPLETE UNIT DC 24V, 4 CO CONTACT LED MODULE RED STANDARD PLUG-IN SOCKET SCREW TERMINAL 3.5 MM PINNING | 12.94 | TEM | 1 | CP | 0.101 | 5
LZS:PT5A5R24 | PLUG-IN RELAY COMPLETE UNIT AC 24V, 4 CO CONTACT LED MODULE RED STANDARD PLUG-IN SOCKET SCREW TERMINAL 3.5 MM PINNING | 12.73 | TEM | 1 | CP | 0.102 | 5
LZS:PT5A5R24 | PLUG-IN RELAY COMPLETE UNIT AC 24V, 4 CO CONTACT LED MODULE RED STANDARD PLUG-IN SOCKET SCREW TERMINAL 3.5 MM PINNING | 12.94 | TEM | 1 | CP | 0.102 | 5
LZS:PT5A5S15 | PLUG-IN RELAY COMPLETE UNIT AC 115V, 4 CO CONTACT LED MODULE RED STANDARD PLUG-IN SOCKET SCREW TERMINAL 3.5 MM PINNING | 13.66 | TEM | 1 | CP | 0.103 | 5
LZS:PT5A5S15 | PLUG-IN RELAY COMPLETE UNIT AC 115V, 4 CO CONTACT LED MODULE RED STANDARD PLUG-IN SOCKET SCREW TERMINAL 3.5 MM PINNING | 13.87 | TEM | 1 | CP | 0.103 | 5
LZS:PT5A5T30 | PLUG-IN RELAY COMPLETE UNIT AC 230V, 4 CO CONTACT LED MODULE RED STANDARD PLUG-IN SOCKET SCREW TERMINAL 3.5 MM PINNING | 13.66 | TEM | 1 | CP | 0.102 | 5
LZS:PT5A5T30 | PLUG-IN RELAY COMPLETE UNIT AC 230V, 4 CO CONTACT LED MODULE RED STANDARD PLUG-IN SOCKET SCREW TERMINAL 3.5 MM PINNING | 13.87 | TEM | 1 | CP | 0.102 | 5
LZS:PT5B5L24 | PLUG-IN RELAY COMPLETE UNIT DC 24V, 4 CO CONTACT LED MODULE RED SOCKET W. LOGIC ISOLATION SCREW TERMINAL 3.5 MM PINNING | 12.73 | TEM | 1 | CP | 0.11 | 5
LZS:PT5B5L24 | PLUG-IN RELAY COMPLETE UNIT DC 24V, 4 CO CONTACT LED MODULE RED SOCKET W. LOGIC ISOLATION SCREW TERMINAL 3.5 MM PINNING | 12.94 | TEM | 1 | CP | 0.11 | 5
LZS:PT5B5R24 | PLUG-IN RELAY COMPLETE UNIT AC 24V, 4 CO CONTACT LED MODULE RED SOCKET W. LOGIC ISOLATION SCREW TERMINAL 3.5 MM PINNING | 12.73 | TEM | 1 | CP | 0.111 | 5
LZS:PT5B5R24 | PLUG-IN RELAY COMPLETE UNIT AC 24V, 4 CO CONTACT LED MODULE RED SOCKET W. LOGIC ISOLATION SCREW TERMINAL 3.5 MM PINNING | 12.94 | TEM | 1 | CP | 0.111 | 5
LZS:PT5B5S15 | PLUG-IN RELAY COMPLETE UNIT AC 115V, 4 CO CONTACT LED MODULE RED SOCKET W. LOGIC ISOLATION SCREW TERMINAL 3.5 MM PINNING | 13.66 | TEM | 1 | CP | 0.108 | 5
LZS:PT5B5S15 | PLUG-IN RELAY COMPLETE UNIT AC 115V, 4 CO CONTACT LED MODULE RED SOCKET W. LOGIC ISOLATION SCREW TERMINAL 3.5 MM PINNING | 13.87 | TEM | 1 | CP | 0.108 | 5
LZS:PT5B5T30 | PLUG-IN RELAY COMPLETE UNIT AC 230V, 4 CO CONTACT LED MODULE RED SOCKET W. LOGIC ISOLATION SCREW TERMINAL 3.5 MM PINNING | 13.66 | TEM | 1 | CP | 0.11 | 5
LZS:PT5B5T30 | PLUG-IN RELAY COMPLETE UNIT AC 230V, 4 CO CONTACT LED MODULE RED SOCKET W. LOGIC ISOLATION SCREW TERMINAL 3.5 MM PINNING | 13.87 | TEM | 1 | CP | 0.11 | 5
LZS:PT5D5L24 | PLUG-IN RELAY COMPACT UNIT 24V DC, 4 CO LED MODULE RED SOCKET W. LOGIC ISOLATION PLUG-IN TERMINAL (PUSH-IN) | 37.67 | TEM | 1 | CP | 0.109 | 5
LZS:PT5D5L24 | PLUG-IN RELAY COMPACT UNIT 24V DC, 4 CO LED MODULE RED SOCKET W. LOGIC ISOLATION PLUG-IN TERMINAL (PUSH-IN) | 13.56 | TEM | 1 | CP | 0.109 | 5
LZS:PT78720 | PLUG-IN BASES FOR MOUNTING ON ON MOUNTING RAIL FOR 2 CO CONTACT DEVICES | 3.93 | TEM | 1 | CP | 0.051 | 1
LZS:PT78720 | PLUG-IN BASES FOR MOUNTING ON ON MOUNTING RAIL FOR 2 CO CONTACT DEVICES | 3.93 | TEM | 1 | CP | 0.051 | 1
LZS:PT78730 | BASE FOR RELAY, WITH 3 CHANGEOVER CONTACTS | 3.93 | TEM | 1 | CP | 0.055 | 1
LZS:PT78730 | BASE FOR RELAY, WITH 3 CHANGEOVER CONTACTS | 3.93 | TEM | 1 | CP | 0.055 | 1
LZS:PT78740 | BASE FOR RELAY WITH 4 CHANGEOVER CONTACTS | 3.83 | TEM | 1 | CP | 0.061 | 1
LZS:PT78740 | BASE FOR RELAY WITH 4 CHANGEOVER CONTACTS | 3.93 | TEM | 1 | CP | 0.061 | 1
LZS:PT78742 | PLUG-IN BASE FOR PT-RELAY 4 CHANGEOVER CONTACTS, WITH LOGICAL DISCONNECTION | 3.93 | TEM | 1 | CP | 0.07 | 1
LZS:PT78742 | PLUG-IN BASE FOR PT-RELAY 4 CHANGEOVER CONTACTS, WITH LOGICAL DISCONNECTION | 3.93 | TEM | 1 | CP | 0.07 | 1
LZS:PTML0024 | LED MODULE,RED FOR PLUG-IN RELAY, SERIES PT AND RT, FOR 24V DC, W. FREE-WHEELING DIODE | 37.67 | TEM | 1 | CP | 0.002 | 1
LZS:PTML0024 | LED MODULE,RED FOR PLUG-IN RELAY, SERIES PT AND RT, FOR 24V DC, W. FREE-WHEELING DIODE | 2.59 | TEM | 1 | CP | 0.002 | 1
LZS:PTML0524 | LED MODULE,RED FOR PLUG-IN RELAY, SERIES PT AND RT, FOR 24V AC/DC W.OUT FREE-WHEELING DIODE | 2.48 | TEM | 1 | CP | 0.002 | 1
LZS:PTML0524 | LED MODULE,RED FOR PLUG-IN RELAY, SERIES PT AND RT, FOR 24V AC/DC W.OUT FREE-WHEELING DIODE | 2.59 | TEM | 1 | CP | 0.002 | 1
LZS:PTML0730 | LED MODULE,RED FOR PLUG-IN RELAY, SERIES PT AND RT, 110..230V AC, W.OUT FREE-WHEELING DIODE | 2.48 | TEM | 1 | CP | 0.002 | 1
LZS:PTML0730 | LED MODULE,RED FOR PLUG-IN RELAY, SERIES PT AND RT, 110..230V AC, W.OUT FREE-WHEELING DIODE | 2.59 | TEM | 1 | CP | 0.002 | 1
LZS:PTMU0730 | RC ELEMENT, AC 110 TO 230V | 40.37 | TEM | 1 | CP | 0.002 | 1
LZS:PTMU0730 | RC ELEMENT, AC 110 TO 230V | 4.14 | TEM | 1 | CP | 0.002 | 1
LZS:RT17016 | FIXING/EJECTOR BRACKET FOR PLUG-IN RELAY OF RT SERIES SCREW TERMINAL BASE NO LOGIC AND PLUG-IN TERMINAL BASE WITH LOGIC | 0.47 | TEM | 100 | CP | 0.002 | 10
LZS:RT17016 | FIXING/EJECTOR BRACKET FOR PLUG-IN RELAY OF RT SERIES SCREW TERMINAL BASE NO LOGIC AND PLUG-IN TERMINAL BASE WITH LOGIC | 0.47 | TEM | 100 | CP | 0.002 | 10
LZS:RT17040 | INSCRIPTION PLATE 15 MM FOR RT AND RY RELAY | 16.46 | TEM | 100 | CP | 0.001 | 10
LZS:RT17040 | INSCRIPTION PLATE 15 MM FOR RT AND RY RELAY | 0.17 | TEM | 100 | CP | 0.001 | 10
LZS:RT170R8 | FANNING STRIP FOR RT SCREW TERMINAL SOCKET | 5.07 | TEM | 1 | CP | 0.006 | 10
LZS:RT170R8 | FANNING STRIP FOR RT SCREW TERMINAL SOCKET | 5.07 | TEM | 1 | CP | 0.006 | 10
LZS:RT3A4L24 | PLUG-IN RELAY COMPACT UNIT DC 24V, 1 CO CONTACT LED MODULE RED STANDARD PLUG-IN SOCKET 5 MM PINNING | 13.04 | TEM | 1 | CP | 0.059 | 5
LZS:RT3A4L24 | PLUG-IN RELAY COMPACT UNIT DC 24V, 1 CO CONTACT LED MODULE RED STANDARD PLUG-IN SOCKET 5 MM PINNING | 13.25 | TEM | 1 | CP | 0.059 | 5
LZS:RT3A4R24 | PLUG-IN RELAY COMPACT UNIT AC 24V, 1 CO CONTACT LED MODULE RED STANDARD PLUG-IN SOCKET 5 MM PINNING | 13.04 | TEM | 1 | CP | 0.059 | 5
LZS:RT3A4R24 | PLUG-IN RELAY COMPACT UNIT AC 24V, 1 CO CONTACT LED MODULE RED STANDARD PLUG-IN SOCKET 5 MM PINNING | 13.25 | TEM | 1 | CP | 0.059 | 5
LZS:RT3A4T30 | PLUG-IN RELAY COMPACT UNIT AC 230V, 1 CO CONTACT LED MODULE RED STANDARD PLUG-IN SOCKET 5 MM PINNING | 15.42 | TEM | 1 | CP | 0.059 | 5
LZS:RT3A4T30 | PLUG-IN RELAY COMPACT UNIT AC 230V, 1 CO CONTACT LED MODULE RED STANDARD PLUG-IN SOCKET 5 MM PINNING | 15.42 | TEM | 1 | CP | 0.059 | 5
LZS:RT3B4L24 | PLUG-IN RELAY COMPACT UNIT DC 24V, 1 CO CONTACT LED MODULE RED SOCKET W. LOGIC ISOLATION 5 MM PINNING | 13.25 | TEM | 1 | CP | 0.064 | 5
LZS:RT3B4L24 | PLUG-IN RELAY COMPACT UNIT DC 24V, 1 CO CONTACT LED MODULE RED SOCKET W. LOGIC ISOLATION 5 MM PINNING | 13.25 | TEM | 1 | CP | 0.064 | 5
LZS:RT3B4T30 | PLUG-IN RELAY COMPACT UNIT AC 230V, 1 CO CONTACT LED MODULE RED SOCKET W. LOGIC ISOLATION 5 MM PINNING | 15.42 | TEM | 1 | CP | 0.064 | 5
LZS:RT3B4T30 | PLUG-IN RELAY COMPACT UNIT AC 230V, 1 CO CONTACT LED MODULE RED SOCKET W. LOGIC ISOLATION 5 MM PINNING | 15.42 | TEM | 1 | CP | 0.064 | 5
LZS:RT4A4L24 | PLUG-IN RELAY COMPACT UNIT DC 24V, 2 CO CONTACT LED MODULE RED STANDARD PLUG-IN SOCKET SCREW TERMINAL | 45.33 | TEM | 1 | CP | 0.058 | 5
LZS:RT4A4L24 | PLUG-IN RELAY COMPACT UNIT DC 24V, 2 CO CONTACT LED MODULE RED STANDARD PLUG-IN SOCKET SCREW TERMINAL | 14.08 | TEM | 1 | CP | 0.058 | 5
LZS:RT4A4R24 | PLUG-IN RELAY COMPACT UNIT AC 24V, 2 CO CONTACT LED MODULE RED STANDARD PLUG-IN SOCKET SCREW TERMINAL | 13.77 | TEM | 1 | CP | 0.058 | 5
LZS:RT4A4R24 | PLUG-IN RELAY COMPACT UNIT AC 24V, 2 CO CONTACT LED MODULE RED STANDARD PLUG-IN SOCKET SCREW TERMINAL | 14.08 | TEM | 1 | CP | 0.058 | 5
LZS:RT4A4S15 | PLUG-IN RELAY COMPACT UNIT AC 115V, 2 CO CONTACT LED MODULE RED STANDARD PLUG-IN SOCKET SCREW TERMINAL | 15.84 | TEM | 1 | CP | 0.058 | 5
LZS:RT4A4S15 | PLUG-IN RELAY COMPACT UNIT AC 115V, 2 CO CONTACT LED MODULE RED STANDARD PLUG-IN SOCKET SCREW TERMINAL | 16.04 | TEM | 1 | CP | 0.058 | 5
LZS:RT4A4T30 | PLUG-IN RELAY COMPACT UNIT AC 230, 2 CO CONTACT LED MODULE RED STANDARD PLUG-IN SOCKET SCREW TERMINAL | 15.84 | TEM | 1 | CP | 0.059 | 5
LZS:RT4A4T30 | PLUG-IN RELAY COMPACT UNIT AC 230, 2 CO CONTACT LED MODULE RED STANDARD PLUG-IN SOCKET SCREW TERMINAL | 16.04 | TEM | 1 | CP | 0.059 | 5
LZS:RT4B4L24 | PLUG-IN RELAY COMPACT UNIT DC 24V, 2 CO CONTACT LED MODULE RED SOCKET W. LOGIC ISOLATION SCREW TERMINAL | 13.77 | TEM | 1 | CP | 0.064 | 5
LZS:RT4B4L24 | PLUG-IN RELAY COMPACT UNIT DC 24V, 2 CO CONTACT LED MODULE RED SOCKET W. LOGIC ISOLATION SCREW TERMINAL | 14.08 | TEM | 1 | CP | 0.064 | 5
LZS:RT4B4R24 | PLUG-IN RELAY COMPACT UNIT AC 24V, 2 CO CONTACT LED MODULE RED SOCKET W. LOGIC ISOLATION SCREW TERMINAL | 14.08 | TEM | 1 | CP | 0.063 | 5
LZS:RT4B4R24 | PLUG-IN RELAY COMPACT UNIT AC 24V, 2 CO CONTACT LED MODULE RED SOCKET W. LOGIC ISOLATION SCREW TERMINAL | 14.08 | TEM | 1 | CP | 0.063 | 5
LZS:RT4B4S15 | PLUG-IN RELAY COMPACT UNIT AC 115V, 2 CO CONTACT LED MODULE RED SOCKET W. LOGIC ISOLATION SCREW TERMINAL | 16.04 | TEM | 1 | CP | 0.064 | 5
LZS:RT4B4S15 | PLUG-IN RELAY COMPACT UNIT AC 115V, 2 CO CONTACT LED MODULE RED SOCKET W. LOGIC ISOLATION SCREW TERMINAL | 16.04 | TEM | 1 | CP | 0.064 | 5
LZS:RT4B4T30 | PLUG-IN RELAY COMPACT UNIT AC 230V, 2 CO CONTACT LED MODULE RED SOCKET W. LOGIC ISOLATION SCREW TERMINAL | 15.84 | TEM | 1 | CP | 0.064 | 5
LZS:RT4B4T30 | PLUG-IN RELAY COMPACT UNIT AC 230V, 2 CO CONTACT LED MODULE RED SOCKET W. LOGIC ISOLATION SCREW TERMINAL | 16.04 | TEM | 1 | CP | 0.064 | 5
LZS:RT4D4L24 | PLUG-IN RELAY COMPACT UNIT 24V DC, 2 CO LED MODULE RED SOCKET W. LOGIC ISOLATION PLUG-IN TERMINAL (PUSH-IN) | 14.39 | TEM | 1 | CP | 0.06 | 5
LZS:RT4D4L24 | PLUG-IN RELAY COMPACT UNIT 24V DC, 2 CO LED MODULE RED SOCKET W. LOGIC ISOLATION PLUG-IN TERMINAL (PUSH-IN) | 14.7 | TEM | 1 | CP | 0.06 | 5
LZS:RT4D4T30 | PLUG-IN RELAY COMPACT UNIT 230V AC, 2 CO LED MODULE RED SOCKET W. LOGIC ISOLATION PLUG-IN TERMINAL (PUSH-IN) | 16.56 | TEM | 1 | CP | 0.06 | 5
LZS:RT4D4T30 | PLUG-IN RELAY COMPACT UNIT 230V AC, 2 CO LED MODULE RED SOCKET W. LOGIC ISOLATION PLUG-IN TERMINAL (PUSH-IN) | 16.87 | TEM | 1 | CP | 0.06 | 5
LZS:RT78725 | PLUG-IN RELAY, BASE 15MM | 4.55 | TEM | 1 | CP | 0.038 | 1
LZS:RT78725 | PLUG-IN RELAY, BASE 15MM | 4.66 | TEM | 1 | CP | 0.038 | 1
LZS:RT78726 | PLUG-IN BASE FOR MOUNTING ON DIN RAIL, W. SAFE ISOLATION | 4.55 | TEM | 1 | CP | 0.044 | 1
LZS:RT78726 | PLUG-IN BASE FOR MOUNTING ON DIN RAIL, W. SAFE ISOLATION | 4.66 | TEM | 1 | CP | 0.044 | 1
LZX:MT321024 | PLUG-IN RELAY 3CO RELAY OR LED 38MM, 24V DC | 16.04 | TEM | 1 | CP | 0.086 | 1
LZX:MT321024 | PLUG-IN RELAY 3CO RELAY OR LED 38MM, 24V DC | 16.25 | TEM | 1 | CP | 0.086 | 1
LZX:MT323024 | PLUG-IN RELAY 3CO RELAY WITH LED 28MM, 24V DC | 19.15 | TEM | 1 | CP | 0.087 | 1
LZX:MT323024 | PLUG-IN RELAY 3CO RELAY WITH LED 28MM, 24V DC | 19.46 | TEM | 1 | CP | 0.087 | 1
LZX:MT326024 | PLUG-IN RELAY, 3 CO CONTACTS, WITHOUT LED, 24V AC, 10A, WIDTH 38MM, MT RANGE | 16.04 | TEM | 1 | CP | 0.087 | 1
LZX:MT326024 | PLUG-IN RELAY, 3 CO CONTACTS, WITHOUT LED, 24V AC, 10A, WIDTH 38MM, MT RANGE | 16.25 | TEM | 1 | CP | 0.087 | 1
LZX:MT326115 | PLUG-IN RELAY, 3 CO CONTACTS, WITHOUT LED, 115V AC, 10A, WIDTH 38MM, MT RANGE | 18.32 | TEM | 1 | CP | 0.086 | 1
LZX:MT326115 | PLUG-IN RELAY, 3 CO CONTACTS, WITHOUT LED, 115V AC, 10A, WIDTH 38MM, MT RANGE | 18.63 | TEM | 1 | CP | 0.086 | 1
LZX:MT326230 | PLUG-IN RELAY 3CO RELAY OR LED 38MM, 230V AC | 18.32 | TEM | 1 | CP | 0.086 | 1
LZX:MT326230 | PLUG-IN RELAY 3CO RELAY OR LED 38MM, 230V AC | 18.63 | TEM | 1 | CP | 0.086 | 1
LZX:MT328024 | PLUG-IN RELAY, 3 CO CONTACTS, WITH LED, 24V AC, 10A, WIDTH 38MM, MT RANGE | 19.15 | TEM | 1 | CP | 0.088 | 1
LZX:MT328024 | PLUG-IN RELAY, 3 CO CONTACTS, WITH LED, 24V AC, 10A, WIDTH 38MM, MT RANGE | 19.46 | TEM | 1 | CP | 0.088 | 1
LZX:MT328115 | PLUG-IN RELAY, 3 CO CONTACTS, WITH LED, 115V AC, 10A, WIDTH 38MM, MT RANGE | 23.91 | TEM | 1 | CP | 0.087 | 1
LZX:MT328115 | PLUG-IN RELAY, 3 CO CONTACTS, WITH LED, 115V AC, 10A, WIDTH 38MM, MT RANGE | 24.32 | TEM | 1 | CP | 0.087 | 1
LZX:MT328230 | PLUG-IN RELAY 3CO RELAY WITH LED 38MM, 230V AC | 24.32 | TEM | 1 | CP | 0.087 | 1
LZX:MT328230 | PLUG-IN RELAY 3CO RELAY WITH LED 38MM, 230V AC | 24.32 | TEM | 1 | CP | 0.087 | 1
LZX:PT270024 | PLUG-IN RELAY 2 CHANGEOVER CONT. DC 24V | 30.22 | TEM | 1 | CP | 0.031 | 1
LZX:PT270024 | PLUG-IN RELAY 2 CHANGEOVER CONT. DC 24V | 5.49 | TEM | 1 | CP | 0.031 | 1
LZX:PT270524 | PLUG-IN RELAY 2 CHANGEOVER CONT. AC 24V | 5.38 | TEM | 1 | CP | 0.031 | 1
LZX:PT270524 | PLUG-IN RELAY 2 CHANGEOVER CONT. AC 24V | 5.49 | TEM | 1 | CP | 0.031 | 1
LZX:PT270730 | PLUG-IN RELAY 2 CHANGEOVER CONT. AC 230V | 6.21 | TEM | 1 | CP | 0.031 | 1
LZX:PT270730 | PLUG-IN RELAY 2 CHANGEOVER CONT. AC 230V | 6.31 | TEM | 1 | CP | 0.031 | 1
LZX:PT370024 | PLUG-IN RELAY, 3 CO CONTACTS, 24V DC, 10A, WIDTH 22.5MM | 5.38 | TEM | 1 | CP | 0.032 | 1
LZX:PT370024 | PLUG-IN RELAY, 3 CO CONTACTS, 24V DC, 10A, WIDTH 22.5MM | 5.49 | TEM | 1 | CP | 0.032 | 1
LZX:PT370524 | PLUG-IN RELAY, 3 CO CONTACTS, 24V AC, 10A, WIDTH 22.5MM | 5.38 | TEM | 1 | CP | 0.031 | 1
LZX:PT370524 | PLUG-IN RELAY, 3 CO CONTACTS, 24V AC, 10A, WIDTH 22.5MM | 5.49 | TEM | 1 | CP | 0.031 | 1
LZX:PT370615 | PLUG-IN RELAY, 3 CO CONTACTS, 115V AC, 10A, WIDTH 22.5MM | 6.31 | TEM | 1 | CP | 0.031 | 1
LZX:PT370730 | PLUG-IN RELAY, 3 CO CONTACTS, 230V AC, 10A, WIDTH 22.5MM | 6.21 | TEM | 1 | CP | 0.031 | 1
LZX:PT370730 | PLUG-IN RELAY, 3 CO CONTACTS, 230V AC, 10A, WIDTH 22.5MM | 6.31 | TEM | 1 | CP | 0.031 | 1
LZX:PT520730 | PLUG-IN RELAY 4 CHANGEOVER CONT.,W/O TEST BR. 230V AC | 6.21 | TEM | 1 | CP | 0.031 | 1
LZX:PT520730 | PLUG-IN RELAY 4 CHANGEOVER CONT.,W/O TEST BR. 230V AC | 6.31 | TEM | 1 | CP | 0.031 | 1
LZX:PT570024 | PLUG-IN RELAY, 4 CO CONTACTS, 24V DC, 6A, WIDTH 22.5MM | 5.38 | TEM | 1 | CP | 0.032 | 1
LZX:PT570024 | PLUG-IN RELAY, 4 CO CONTACTS, 24V DC, 6A, WIDTH 22.5MM | 5.49 | TEM | 1 | CP | 0.032 | 1
LZX:PT570524 | PLUG-IN RELAY, 4 CO CONTACTS, 24V AC, 6A, WIDTH 22.5MM | 5.38 | TEM | 1 | CP | 0.033 | 1
LZX:PT570524 | PLUG-IN RELAY, 4 CO CONTACTS, 24V AC, 6A, WIDTH 22.5MM | 5.49 | TEM | 1 | CP | 0.033 | 1
LZX:PT570615 | PLUG-IN RELAY, 4 CO CONTACTS, 115V AC, 6A, WIDTH 22.5MM | 6.31 | TEM | 1 | CP | 0.031 | 1
LZX:PT570615 | PLUG-IN RELAY, 4 CO CONTACTS, 115V AC, 6A, WIDTH 22.5MM | 6.31 | TEM | 1 | CP | 0.031 | 1
LZX:PT570730 | PLUG-IN RELAY, 4 CO CONTACTS, 230V AC, 6A, WIDTH 22.5MM | 66.65 | TEM | 1 | CP | 0.032 | 1
LZX:PT570730 | PLUG-IN RELAY, 4 CO CONTACTS, 230V AC, 6A, WIDTH 22.5MM | 6.31 | TEM | 1 | CP | 0.032 | 1
LZX:PT580024 | PLUG-IN RELAY 4 CHANGEOVER C.,HARD GOLD PLAT. 24V DC | 66.65 | TEM | 1 | CP | 0.03 | 1
LZX:PT580024 | PLUG-IN RELAY 4 CHANGEOVER C.,HARD GOLD PLAT. 24V DC | 7.04 | TEM | 1 | CP | 0.03 | 1
LZX:RT314024 | PLUG-IN RELAY 1CO RELAY 15MM, 24V DC | 3.62 | TEM | 1 | CP | 0.015 | 1
LZX:RT314024 | PLUG-IN RELAY 1CO RELAY 15MM, 24V DC | 3.62 | TEM | 1 | CP | 0.015 | 1
LZX:RT314524 | PLUG-IN RELAY, 1 CO CONTACT, AC 24V, 16A, WIDTH 15.5MM | 3.62 | TEM | 1 | CP | 0.015 | 1
LZX:RT314524 | PLUG-IN RELAY, 1 CO CONTACT, AC 24V, 16A, WIDTH 15.5MM | 3.62 | TEM | 1 | CP | 0.015 | 1
LZX:RT314615 | PLUG-IN RELAY, 1 CO CONTACT, 115V AC, 16A, WIDTH 15.5MM PT RANGE | 32.91 | TEM | 1 | CP | 0.015 | 1
LZX:RT314615 | PLUG-IN RELAY, 1 CO CONTACT, 115V AC, 16A, WIDTH 15.5MM PT RANGE | 6.11 | TEM | 1 | CP | 0.015 | 1
LZX:RT314730 | PLUG-IN RELAY 1CO RELAY 15MM, 230V AC | 6 | TEM | 1 | CP | 0.015 | 1
LZX:RT314730 | PLUG-IN RELAY 1CO RELAY 15MM, 230V AC | 6.11 | TEM | 1 | CP | 0.015 | 1
LZX:RT315024 | PLUG-IN RELAY 1 CHANGEOVER C.,HARD GOLD PLAT. 24V DC | 4.24 | TEM | 1 | CP | 0.015 | 1
LZX:RT315024 | PLUG-IN RELAY 1 CHANGEOVER C.,HARD GOLD PLAT. 24V DC | 4.24 | TEM | 1 | CP | 0.015 | 1
LZX:RT424012 | PLUG-IN RELAY, 2W RELAY 15MM, 12V DC | 49.58 | TEM | 1 | CP | 0.015 | 1
LZX:RT424012 | PLUG-IN RELAY, 2W RELAY 15MM, 12V DC | 4.35 | TEM | 1 | CP | 0.015 | 1
LZX:RT424024 | PLUG-IN RELAY 2CO RELAY 15MM, 24V DC | 4.35 | TEM | 1 | CP | 0.013 | 1
LZX:RT424024 | PLUG-IN RELAY 2CO RELAY 15MM, 24V DC | 4.35 | TEM | 1 | CP | 0.013 | 1
LZX:RT424524 | PLUG-IN RELAY, 2 CO CONTACTS, 24V AC, 8A, WIDTH 15.5MM, PT RANGE | 4.24 | TEM | 1 | CP | 0.015 | 1
LZX:RT424524 | PLUG-IN RELAY, 2 CO CONTACTS, 24V AC, 8A, WIDTH 15.5MM, PT RANGE | 4.35 | TEM | 1 | CP | 0.015 | 1
LZX:RT424615 | PLUG-IN RELAY, 2 CO CONTACTS, 115V AC, 16A, WIDTH 15.5MM, PT RANGE | 6.83 | TEM | 1 | CP | 0.015 | 1
LZX:RT424615 | PLUG-IN RELAY, 2 CO CONTACTS, 115V AC, 16A, WIDTH 15.5MM, PT RANGE | 6.93 | TEM | 1 | CP | 0.015 | 1
LZX:RT424730 | PLUG-IN RELAY 2CO RELAY 15MM, 230V AC | 6.93 | TEM | 1 | CP | 0.015 | 1
LZX:RT424730 | PLUG-IN RELAY 2CO RELAY 15MM, 230V AC | 6.93 | TEM | 1 | CP | 0.015 | 1
3VL17021DA330AA0 | CIRCUITBREAKER VL160X N STANDARD BREAKING CAPACITY ICU=55KA / 415 V AC 3 POLE, LINE PROTECTION OVERCURRENT RELEASE TM, LI IN=20A, RATED CURRENT IR=20A, OVERLOAD II=300A, SHORTCIRCUIT WITHOUT AUXILIARY RELEASE WITHOUT AUXILIARY/ALARM SWITCH | 152.79 | TEM | 1 | LP | 1.971 | 1
3VL17021DD330AA0 | CIRCUITBREAKER VL160X N STANDARD BREAKING CAPACITY ICU=55KA / 415 V AC 3 POLE, LINE PROTECTION OVERCURRENT RELEASE TM, LI IN=20A, RATED CURRENT IR=16...20A, OVERLOAD II=300A, SHORTCIRCUIT WITHOUT AUXILIARY RELEASE WITHOUT AUXILIARY/ALARM SWITCH | 161.48 | TEM | 1 | LP | 1.947 | 1
3VL17021DD330AB1 | CIRCUITBREAKER VL160X N STANDARD BREAKING CAPACITY ICU=55KA / 415 V AC 3 POLE, LINE PROTECTION OVERCURRENT RELEASE TM, LI IN=20A, RATED CURRENT IR=16...20A, OVERLOAD II=300A, SHORTCIRCUIT WITHOUT AUXILIARY RELEASE AUXILIARY SWITCH KIT 2HS(1NO+1NC) | 199.1 | TEM | 1 | LP | 1.947 | 1
3VL17021DD330AD1 | CIRCUITBREAKER VL160X N STANDARD BREAKING CAPACITY ICU=55KA / 415 V AC 3 POLE, LINE PROTECTION OVERCURRENT RELEASE TM, LI IN=20A, RATED CURRENT IR=16...20A, OVERLOAD II=300A, SHORTCIRCUIT WITHOUT AUXILIARY RELEASE AUXILIARY/ALARM SWITCH KIT 2HS(1NO+1NC)+1AS(1NO) | 211.53 | TEM | 1 | LP | 1.947 | 1
3VL17021DD360AA0 | CIRCUITBREAKER VL160X N STANDARD BREAKING CAPACITY ICU=55KA / 415 V AC 3 POLE, LINE PROTECTION OVERCURRENT RELEASE TM, LI IN=20A, RATED CURRENT IR=16...20A, OVERLOAD II=300A, SHORTCIRCUIT WITH SCREW CONNECTION WITHOUT AUXILIARY RELEASE WITHOUT AUXILIARY/ALARM SWITCH | 158.84 | TEM | 1 | LP | 1.947 | 1
3VL17022DD330AA0 | CIRCUITBREAKER VL160X H HIGH BREAKING CAPACITY ICU=70KA / 415 V AC 3 POLE, LINE PROTECTION OVERCURRENT RELEASE TM, LI IN=20A, RATED CURRENT IR=20A, OVERLOAD II=300A, SHORTCIRCUIT WITHOUT AUXILIARY RELEASE WITHOUT AUXILIARY/ALARM SWITCH | 188.54 | TEM | 1 | LP | 1.9 | 1
3VL17022DD332SD1 | CIRCUITBREAKER VL160X H HIGH BREAKING CAPACITY ICU=70KA / 415 V AC 3 POLE, LINE PROTECTION OVERCURRENT RELEASE TM, LI IN=20A, RATED CURRENT IR=20A, OVERLOAD II=300A, SHORTCIRCUIT UNDERVOLTAGE RELEASE 220 250 V DC AUXILIARY/ALARM SWITCH KIT 2HS(1NO+1NC)+1AS(1NO) AUXILIARY/ALARM SWITCH KIT 2HS(1NO+1NC)+1AS(1NO) | 325.16 | TEM | 1 | LP | 1.9 | 1
3VL17031DA330AA0 | CIRCUITBREAKER VL160X N STANDARD BREAKING CAPACITY ICU=55KA / 415 V AC 3 POLE, LINE PROTECTION OVERCURRENT RELEASE TM, LI IN=32A, RATED CURRENT IR=32A, OVERLOAD II=300A, SHORTCIRCUIT WITHOUT AUXILIARY RELEASE WITHOUT AUXILIARY/ALARM SWITCH | 152.79 | TEM | 1 | LP | 1.971 | 1
3VL17031DA330AB1 | CIRCUITBREAKER VL160X N STANDARD BREAKING CAPACITY ICU=55KA / 415 V AC 3 POLE, LINE PROTECTION OVERCURRENT RELEASE TM, LI IN=32A, RATED CURRENT IR=32A, OVERLOAD II=300A, SHORTCIRCUIT WITHOUT AUXILIARY RELEASE AUXILIARY SWITCH KIT 2HS(1NO+1NC) | 190.41 | TEM | 1 | LP | 2.038 | 1
3VL17031DD330AA0 | CIRCUITBREAKER VL160X N STANDARD BREAKING CAPACITY ICU=55KA / 415 V AC 3 POLE, LINE PROTECTION OVERCURRENT RELEASE TM, LI IN=32A, RATED CURRENT IR=2532A, OVERLOAD II=300A, SHORTCIRCUIT WITHOUT AUXILIARY RELEASE WITHOUT AUXILIARY/ALARM SWITCH | 161.48 | TEM | 1 | LP | 1.989 | 1
3VL17031DD330AB1 | CIRCUITBREAKER VL160X N STANDARD BREAKING CAPACITY ICU=55KA / 415 V AC 3 POLE, LINE PROTECTION OVERCURRENT RELEASE TM, LI IN=32A, RATED CURRENT IR=2532A, OVERLOAD II=300A, SHORTCIRCUIT WITHOUT AUXILIARY RELEASE AUXILIARY SWITCH KIT 2HS(1NO+1NC) | 199.1 | TEM | 1 | LP | 1.989 | 1
3VL17031DD330AD1 | CIRCUITBREAKER VL160X N STANDARD BREAKING CAPACITY ICU=55KA / 415 V AC 3 POLE, LINE PROTECTION OVERCURRENT RELEASE TM, LI IN=32A, RATED CURRENT IR=2532A, OVERLOAD II=300A, SHORTCIRCUIT WITHOUT AUXILIARY RELEASE AUXILIARY/ALARM SWITCH KIT 2HS(1NO+1NC)+1AS(1NO) | 211.53 | TEM | 1 | LP | 2.107 | 1
3VL17031DD360AA0 | CIRCUITBREAKER VL160X N STANDARD BREAKING CAPACITY ICU=55KA / 415 V AC 3 POLE, LINE PROTECTION OVERCURRENT RELEASE TM, LI IN=32A, RATED CURRENT IR=2532A, OVERLOAD II=300A, SHORTCIRCUIT WITH SCREW CONNECTION WITHOUT AUXILIARY RELEASE WITHOUT AUXILIARY/ALARM SWITCH | 158.84 | TEM | 1 | LP | 2.198 | 1
3VL17031DD360AB1 | CIRCUITBREAKER VL160X N STANDARD BREAKING CAPACITY ICU=55KA / 415 V AC 3 POLE, LINE PROTECTION OVERCURRENT RELEASE TM, LI IN=32A, RATED CURRENT IR=2532A, OVERLOAD II=300A, SHORTCIRCUIT WITH SCREW CONNECTION WITHOUT AUXILIARY RELEASE AUXILIARY SWITCH KIT 2HS(1NO+1NC) AUXILIARY SWITCH KIT 2HS(1NO+1NC) | 196.46 | TEM | 1 | LP | 2 | 1
3VL17031DD360AD1 | CIRCUITBREAKER VL160X N STANDARD BREAKING CAPACITY ICU=55KA / 415 V AC 3 POLE, LINE PROTECTION OVERCURRENT RELEASE TM, LI IN=32A, RATED CURRENT IR=2532A, OVERLOAD II=300A, SHORTCIRCUIT WITH SCREW CONNECTION WITHOUT AUXILIARY RELEASE AUXILIARY/ALARM SWITCH KIT 2HS(1NO+1NC)+1AS(1NO) AUXILIARY/ALARM SWITCH KIT 2HS(1NO+1NC)+1AS(1NO) | 208.89 | TEM | 1 | LP | 2 | 1
3VL17031EA430AB1 | CIRCUITBREAKER VL160X N STANDARD BREAKING CAPACITY ICU=55KA / 415 V AC 4 POLE, LINE PROTECTION OVERCURRENT RELEASE TM, LI IN=32A, RATED CURRENT IR=32A, OVERLOAD II=300A, SHORTCIRCUIT N PROTECTED WITHOUT AUXILIARY RELEASE AUXILIARY SWITCH KIT 2HS(1NO+1NC) | 237.49 | TEM | 1 | LP | 2.894 | 1
3VL17031EA430AD1 | CIRCUITBREAKER VL160X N STANDARD BREAKING CAPACITY ICU=55KA / 415 V AC 4 POLE, LINE PROTECTION OVERCURRENT RELEASE TM, LI IN=32A, RATED CURRENT IR=32A, OVERLOAD II=300A, SHORTCIRCUIT N PROTECTED WITHOUT AUXILIARY RELEASE AUXILIARY/ALARM SWITCH KIT 2HS(1NO+1NC)+1AS(1NO) | 249.92 | TEM | 1 | LP | 2.894 | 1
3VL17031EH430AA0 | CIRCUITBREAKER VL160X N STANDARD BREAKING CAPACITY ICU=55KA / 415 V AC 4 POLE, LINE PROTECTION OVERCURRENT RELEASE TM, LI IN=32A, RATED CURRENT IR=32A, OVERLOAD II=300A, SHORTCIRCUIT N NOT PROTECTED WITHOUT AUXILIARY RELEASE WITHOUT AUXILIARY/ALARM SWITCH | 190.19 | TEM | 1 | LP | 2.742 | 1
3VL17031EH460AD1 | CIRCUITBREAKER VL160X N STANDARD BREAKING CAPACITY ICU=55KA / 415 V AC 4 POLE, LINE PROTECTION OVERCURRENT RELEASE TM, LI IN=32A, RATED CURRENT IR=32A, OVERLOAD II=300A, SHORTCIRCUIT N NOT PROTECTED WITH SCREW CONNECTION WITHOUT AUXILIARY RELEASE AUXILIARY/ALARM SWITCH KIT 2HS(1NO+1NC)+1AS(1NO) AUXILIARY/ALARM SWITCH KIT 2HS(1NO+1NC)+1AS(1NO) | 237.16 | TEM | 1 | LP | 2.5 | 1
3VL17032DA330AA0 | CIRCUITBREAKER VL160X H HIGH BREAKING CAPACITY ICU=70KA / 415 V AC 3 POLE, LINE PROTECTION OVERCURRENT RELEASE TM, LI IN=32A, RATED CURRENT IR=32A, OVERLOAD II=300A, SHORTCIRCUIT WITHOUT AUXILIARY RELEASE WITHOUT AUXILIARY/ALARM SWITCH | 180.4 | TEM | 1 | LP | 1.971 | 1
3VL17032DD330AA0 | CIRCUITBREAKER VL160X H HIGH BREAKING CAPACITY ICU=70KA / 415 V AC 3 POLE, LINE PROTECTION OVERCURRENT RELEASE TM, LI IN=32A, RATED CURRENT IR=32A, OVERLOAD II=300A, SHORTCIRCUIT WITHOUT AUXILIARY RELEASE WITHOUT AUXILIARY/ALARM SWITCH | 188.54 | TEM | 1 | LP | 2.21 | 1
3VL17032DD330AB1 | CIRCUITBREAKER VL160X H HIGH BREAKING CAPACITY ICU=70KA / 415 V AC 3 POLE, LINE PROTECTION OVERCURRENT RELEASE TM, LI IN=32A, RATED CURRENT IR=32A, OVERLOAD II=300A, SHORTCIRCUIT WITHOUT AUXILIARY RELEASE AUXILIARY SWITCH KIT 2HS(1NO+1NC) AUXILIARY SWITCH KIT 2HS(1NO+1NC) | 226.16 | TEM | 1 | LP | 2 | 1
3VL17041DA330AA0 | CIRCUITBREAKER VL160X N STANDARD BREAKING CAPACITY ICU=55KA / 415 V AC 3 POLE, LINE PROTECTION OVERCURRENT RELEASE TM, LI IN=40A, RATED CURRENT IR=40A, OVERLOAD II=600A, SHORTCIRCUIT WITHOUT AUXILIARY RELEASE WITHOUT AUXILIARY/ALARM SWITCH | 154.55 | TEM | 1 | LP | 2.198 | 1
3VL17041DA360AD1 | CIRCUITBREAKER VL160X N STANDARD BREAKING CAPACITY ICU=55KA / 415 V AC 3 POLE, LINE PROTECTION OVERCURRENT RELEASE TM, LI IN=40A, RATED CURRENT IR=40A, OVERLOAD II=600A, SHORTCIRCUIT WITH SCREW CONNECTION WITHOUT AUXILIARY RELEASE AUXILIARY/ALARM SWITCH KIT 2HS(1NO+1NC)+1AS(1NO) AUXILIARY/ALARM SWITCH KIT 2HS(1NO+1NC)+1AS(1NO) | 202.07 | TEM | 1 | LP | 2 | 1
3VL17041DD330AA0 | CIRCUITBREAKER VL160X N STANDARD BREAKING CAPACITY ICU=55KA / 415 V AC 3 POLE, LINE PROTECTION OVERCURRENT RELEASE TM, LI IN=40A, RATED CURRENT IR=3240A, OVERLOAD II=600A, SHORTCIRCUIT WITHOUT AUXILIARY RELEASE WITHOUT AUXILIARY/ALARM SWITCH | 161.48 | TEM | 1 | LP | 2.22 | 1
3VL17041DD330AB1 | CIRCUITBREAKER VL160X N STANDARD BREAKING CAPACITY ICU=55KA / 415 V AC 3 POLE, LINE PROTECTION OVERCURRENT RELEASE TM, LI IN=40A, RATED CURRENT IR=3240A, OVERLOAD II=600A, SHORTCIRCUIT WITHOUT AUXILIARY RELEASE AUXILIARY SWITCH KIT 2HS(1NO+1NC) | 199.1 | TEM | 1 | LP | 2.115 | 1
3VL17041DD330AD1 | CIRCUITBREAKER VL160X N STANDARD BREAKING CAPACITY ICU=55KA / 415 V AC 3 POLE, LINE PROTECTION OVERCURRENT RELEASE TM, LI IN=40A, RATED CURRENT IR=3240A, OVERLOAD II=600A, SHORTCIRCUIT WITHOUT AUXILIARY RELEASE AUXILIARY/ALARM SWITCH KIT 2HS(1NO+1NC)+1AS(1NO) | 211.53 | TEM | 1 | LP | 2.056 | 1
3VL17041DD338TA0 | CIRCUITBREAKER VL160X N STANDARD BREAKING CAPACITY ICU=55KA / 415 V AC 3 POLE, LINE PROTECTION OVERCURRENT RELEASE TM, LI IN=40A, RATED CURRENT IR=3240A, OVERLOAD II=600A, SHORTCIRCUIT SHUNT RELEASE 208 277 V AC WITHOUT AUXILIARY/ALARM SWITCH WITHOUT AUXILIARY/ALARM SWITCH | 226.27 | TEM | 1 | LP | 2 | 1
3VL17041DD360AA0 | CIRCUITBREAKER VL160X N STANDARD BREAKING CAPACITY ICU=55KA / 415 V AC 3 POLE, LINE PROTECTION OVERCURRENT RELEASE TM, LI IN=40A, RATED CURRENT IR=3240A, OVERLOAD II=600A, SHORTCIRCUIT WITH SCREW CONNECTION WITHOUT AUXILIARY RELEASE WITHOUT AUXILIARY/ALARM SWITCH | 158.84 | TEM | 1 | LP | 2.22 | 1
3VL17041DD360AD1 | CIRCUITBREAKER VL160X N STANDARD BREAKING CAPACITY ICU=55KA / 415 V AC 3 POLE, LINE PROTECTION OVERCURRENT RELEASE TM, LI IN=40A, RATED CURRENT IR=3240A, OVERLOAD II=600A, SHORTCIRCUIT WITH SCREW CONNECTION WITHOUT AUXILIARY RELEASE AUXILIARY/ALARM SWITCH KIT 2HS(1NO+1NC)+1AS(1NO) AUXILIARY/ALARM SWITCH KIT 2HS(1NO+1NC)+1AS(1NO) | 208.89 | TEM | 1 | LP | 2 | 1
3VL17041EA460AA0 | CIRCUITBREAKER VL160X N STANDARD BREAKING CAPACITY ICU=55KA / 415 V AC 4 POLE, LINE PROTECTION OVERCURRENT RELEASE TM, LI IN=40A, RATED CURRENT IR=40A, OVERLOAD II=600A, SHORTCIRCUIT N PROTECTED WITH SCREW CONNECTION WITHOUT AUXILIARY RELEASE WITHOUT AUXILIARY/ALARM SWITCH | 196.13 | TEM | 1 | LP | 2.659 | 1
3VL17041EA460AB1 | CIRCUITBREAKER VL160X N STANDARD BREAKING CAPACITY ICU=55KA / 415 V AC 4 POLE, LINE PROTECTION OVERCURRENT RELEASE TM, LI IN=40A, RATED CURRENT IR=40A, OVERLOAD II=600A, SHORTCIRCUIT N PROTECTED WITH SCREW CONNECTION WITHOUT AUXILIARY RELEASE AUXILIARY SWITCH KIT 2HS(1NO+1NC) AUXILIARY SWITCH KIT 2HS(1NO+1NC) | 233.75 | TEM | 1 | LP | 2.5 | 1
3VL17041EH430AA0 | CIRCUITBREAKER VL160X N STANDARD BREAKING CAPACITY ICU=55KA / 415 V AC 4 POLE, LINE PROTECTION OVERCURRENT RELEASE TM, LI IN=40A, RATED CURRENT IR=40A, OVERLOAD II=600A, SHORTCIRCUIT N NOT PROTECTED WITHOUT AUXILIARY RELEASE WITHOUT AUXILIARY/ALARM SWITCH | 190.19 | TEM | 1 | LP | 2.923 | 1
3VL17041EH460AA0 | CIRCUITBREAKER VL160X N STANDARD BREAKING CAPACITY ICU=55KA / 415 V AC 4 POLE, LINE PROTECTION OVERCURRENT RELEASE TM, LI IN=40A, RATED CURRENT IR=40A, OVERLOAD II=600A, SHORTCIRCUIT N NOT PROTECTED WITH SCREW CONNECTION WITHOUT AUXILIARY RELEASE WITHOUT AUXILIARY/ALARM SWITCH | 187.11 | TEM | 1 | LP | 2.65 | 1
3VL17042DD330AA0 | CIRCUITBREAKER VL160X H HIGH BREAKING CAPACITY ICU=70KA / 415 V AC 3 POLE, LINE PROTECTION OVERCURRENT RELEASE TM, LI IN=40A, RATED CURRENT IR=40A, OVERLOAD II=600A, SHORTCIRCUIT WITHOUT AUXILIARY RELEASE WITHOUT AUXILIARY/ALARM SWITCH | 188.54 | TEM | 1 | LP | 2.206 | 1
3VL17042DD330AB1 | CIRCUITBREAKER VL160X H HIGH BREAKING CAPACITY ICU=70KA / 415 V AC 3 POLE, LINE PROTECTION OVERCURRENT RELEASE TM, LI IN=40A, RATED CURRENT IR=40A, OVERLOAD II=600A, SHORTCIRCUIT WITHOUT AUXILIARY RELEASE AUXILIARY SWITCH KIT 2HS(1NO+1NC) | 226.16 | TEM | 1 | LP | 2.065 | 1
3VL17042DD332HA0 | CIRCUITBREAKER VL160X H HIGH BREAKING CAPACITY ICU=70KA / 415 V AC 3 POLE, LINE PROTECTION OVERCURRENT RELEASE TM, LI IN=40A, RATED CURRENT IR=40A, OVERLOAD II=600A, SHORTCIRCUIT UNDERVOLTAGE RELEASE 220 250 V AC WITHOUT AUXILIARY/ALARM SWITCH WITHOUT AUXILIARY/ALARM SWITCH | 275.11 | TEM | 1 | LP | 2 | 1
3VL17042DD332RD1 | CIRCUITBREAKER VL160X H HIGH BREAKING CAPACITY ICU=70KA / 415 V AC 3 POLE, LINE PROTECTION OVERCURRENT RELEASE TM, LI IN=40A, RATED CURRENT IR=40A, OVERLOAD II=600A, SHORTCIRCUIT UNDERVOLTAGE RELEASE 110 127 V DC AUXILIARY/ALARM SWITCH KIT 2HS(1NO+1NC)+1AS(1NO) AUXILIARY/ALARM SWITCH KIT 2HS(1NO+1NC)+1AS(1NO) | 325.16 | TEM | 1 | LP | 2 | 1
3VL17042DD362RD1 | CIRCUITBREAKER VL160X H HIGH BREAKING CAPACITY ICU=70KA / 415 V AC 3 POLE, LINE PROTECTION OVERCURRENT RELEASE TM, LI IN=40A, RATED CURRENT IR=40A, OVERLOAD II=600A, SHORTCIRCUIT WITH SCREW CONNECTION UNDERVOLTAGE RELEASE 110 127 V DC AUXILIARY/ALARM SWITCH KIT 2HS(1NO+1NC)+1AS(1NO) AUXILIARY/ALARM SWITCH KIT 2HS(1NO+1NC)+1AS(1NO) | 324.61 | TEM | 1 | LP | 2 | 1
3VL17051DA330AA0 | CIRCUITBREAKER VL160X N STANDARD BREAKING CAPACITY ICU=55KA / 415 V AC 3 POLE, LINE PROTECTION OVERCURRENT RELEASE TM, LI IN=50A, RATED CURRENT IR=50A, OVERLOAD II=600A, SHORTCIRCUIT WITHOUT AUXILIARY RELEASE WITHOUT AUXILIARY/ALARM SWITCH | 154.55 | TEM | 1 | LP | 2.217 | 1
3VL17051DA360AD1 | CIRCUITBREAKER VL160X N STANDARD BREAKING CAPACITY ICU=55KA / 415 V AC 3 POLE, LINE PROTECTION OVERCURRENT RELEASE TM, LI IN=50A, RATED CURRENT IR=50A, OVERLOAD II=600A, SHORTCIRCUIT WITH SCREW CONNECTION WITHOUT AUXILIARY RELEASE AUXILIARY/ALARM SWITCH KIT 2HS(1NO+1NC)+1AS(1NO) AUXILIARY/ALARM SWITCH KIT 2HS(1NO+1NC)+1AS(1NO) | 202.07 | TEM | 1 | LP | 2 | 1
3VL17051DD330AA0 | CIRCUITBREAKER VL160X N STANDARD BREAKING CAPACITY ICU=55KA / 415 V AC 3 POLE, LINE PROTECTION OVERCURRENT RELEASE TM, LI IN=50A, RATED CURRENT IR=4050A, OVERLOAD II=600A, SHORTCIRCUIT WITHOUT AUXILIARY RELEASE WITHOUT AUXILIARY/ALARM SWITCH | 161.48 | TEM | 1 | LP | 2 | 1
3VL17051DD330AB1 | CIRCUITBREAKER VL160X N STANDARD BREAKING CAPACITY ICU=55KA / 415 V AC 3 POLE, LINE PROTECTION OVERCURRENT RELEASE TM, LI IN=50A, RATED CURRENT IR=4050A, OVERLOAD II=600A, SHORTCIRCUIT WITHOUT AUXILIARY RELEASE AUXILIARY SWITCH KIT 2HS(1NO+1NC) | 199.1 | TEM | 1 | LP | 2.077 | 1
3VL17051DD330AD1 | CIRCUITBREAKER VL160X N STANDARD BREAKING CAPACITY ICU=55KA / 415 V AC 3 POLE, LINE PROTECTION OVERCURRENT RELEASE TM, LI IN=50A, RATED CURRENT IR=4050A, OVERLOAD II=600A, SHORTCIRCUIT WITHOUT AUXILIARY RELEASE AUXILIARY/ALARM SWITCH KIT 2HS(1NO+1NC)+1AS(1NO) | 211.53 | TEM | 1 | LP | 2.084 | 1
3VL17051DD360AA0 | CIRCUITBREAKER VL160X N STANDARD BREAKING CAPACITY ICU=55KA / 415 V AC 3 POLE, LINE PROTECTION OVERCURRENT RELEASE TM, LI IN=50A, RATED CURRENT IR=4050A, OVERLOAD II=600A, SHORTCIRCUIT WITH SCREW CONNECTION WITHOUT AUXILIARY RELEASE WITHOUT AUXILIARY/ALARM SWITCH | 158.84 | TEM | 1 | LP | 2.933 | 1
3VL17051DD360AD1 | CIRCUITBREAKER VL160X N STANDARD BREAKING CAPACITY ICU=55KA / 415 V AC 3 POLE, LINE PROTECTION OVERCURRENT RELEASE TM, LI IN=50A, RATED CURRENT IR=4050A, OVERLOAD II=600A, SHORTCIRCUIT WITH SCREW CONNECTION WITHOUT AUXILIARY RELEASE AUXILIARY/ALARM SWITCH KIT 2HS(1NO+1NC)+1AS(1NO) AUXILIARY/ALARM SWITCH KIT 2HS(1NO+1NC)+1AS(1NO) | 208.89 | TEM | 1 | LP | 2 | 1
3VL17051EA430AD1 | CIRCUITBREAKER VL160X N STANDARD BREAKING CAPACITY ICU=55KA / 415 V AC 4 POLE, LINE PROTECTION OVERCURRENT RELEASE TM, LI IN=50A, RATED CURRENT IR=50A, OVERLOAD II=600A, SHORTCIRCUIT N PROTECTED WITHOUT AUXILIARY RELEASE AUXILIARY/ALARM SWITCH KIT 2HS(1NO+1NC)+1AS(1NO) AUXILIARY/ALARM SWITCH KIT 2HS(1NO+1NC)+1AS(1NO) | 249.92 | TEM | 1 | LP | 2.5 | 1
3VL17051EH430AA0 | CIRCUITBREAKER VL160X N STANDARD BREAKING CAPACITY ICU=55KA / 415 V AC 4 POLE, LINE PROTECTION OVERCURRENT RELEASE TM, LI IN=50A, RATED CURRENT IR=50A, OVERLOAD II=600A, SHORTCIRCUIT N NOT PROTECTED WITHOUT AUXILIARY RELEASE WITHOUT AUXILIARY/ALARM SWITCH | 190.19 | TEM | 1 | LP | 2.938 | 1
3VL17052DD330AA0 | CIRCUITBREAKER VL160X H HIGH BREAKING CAPACITY ICU=70KA / 415 V AC 3 POLE, LINE PROTECTION OVERCURRENT RELEASE TM, LI IN=50A, RATED CURRENT IR=50A, OVERLOAD II=600A, SHORTCIRCUIT WITHOUT AUXILIARY RELEASE WITHOUT AUXILIARY/ALARM SWITCH | 188.54 | TEM | 1 | LP | 2.21 | 1
3VL17052DD330AB1 | CIRCUITBREAKER VL160X H HIGH BREAKING CAPACITY ICU=70KA / 415 V AC 3 POLE, LINE PROTECTION OVERCURRENT RELEASE TM, LI IN=50A, RATED CURRENT IR=50A, OVERLOAD II=600A, SHORTCIRCUIT WITHOUT AUXILIARY RELEASE AUXILIARY SWITCH KIT 2HS(1NO+1NC) AUXILIARY SWITCH KIT 2HS(1NO+1NC) | 226.16 | TEM | 1 | LP | 2 | 1
3VL17052DD360AB1 | CIRCUITBREAKER VL160X H HIGH BREAKING CAPACITY ICU=70KA / 415 V AC 3 POLE, LINE PROTECTION OVERCURRENT RELEASE TM, LI IN=50A, RATED CURRENT IR=50A, OVERLOAD II=600A, SHORTCIRCUIT WITH SCREW CONNECTION WITHOUT AUXILIARY RELEASE AUXILIARY SWITCH KIT 2HS(1NO+1NC) AUXILIARY SWITCH KIT 2HS(1NO+1NC) | 225.61 | TEM | 1 | LP | 2 | 1
3VL17061DA330AA0 | CIRCUITBREAKER VL160X N STANDARD BREAKING CAPACITY ICU=55KA / 415 V AC 3 POLE, LINE PROTECTION OVERCURRENT RELEASE TM, LI IN=63A, RATED CURRENT IR=63A, OVERLOAD II=600A, SHORTCIRCUIT WITHOUT AUXILIARY RELEASE WITHOUT AUXILIARY/ALARM SWITCH | 154.55 | TEM | 1 | LP | 2 | 1
3VL17061DA330AB1 | CIRCUITBREAKER VL160X N STANDARD BREAKING CAPACITY ICU=55KA / 415 V AC 3 POLE, LINE PROTECTION OVERCURRENT RELEASE TM, LI IN=63A, RATED CURRENT IR=63A, OVERLOAD II=600A, SHORTCIRCUIT WITHOUT AUXILIARY RELEASE AUXILIARY SWITCH KIT 2HS(1NO+1NC) | 192.17 | TEM | 1 | LP | 2.23 | 1
3VL17061DA332SD1 | CIRCUITBREAKER VL160X N STANDARD BREAKING CAPACITY ICU=55KA / 415 V AC 3 POLE, LINE PROTECTION OVERCURRENT RELEASE TM, LI IN=63A, RATED CURRENT IR=63A, OVERLOAD II=600A, SHORTCIRCUIT UNDERVOLTAGE RELEASE 220 250 V DC AUXILIARY/ALARM SWITCH KIT 2HS(1NO+1NC)+1AS(1NO) AUXILIARY/ALARM SWITCH KIT 2HS(1NO+1NC)+1AS(1NO) | 291.17 | TEM | 1 | LP | 2 | 1
3VL17061DA362HA0 | CIRCUITBREAKER VL160X N STANDARD BREAKING CAPACITY ICU=55KA / 415 V AC 3 POLE, LINE PROTECTION OVERCURRENT RELEASE TM, LI IN=63A, RATED CURRENT IR=63A, OVERLOAD II=600A, SHORTCIRCUIT WITH SCREW CONNECTION UNDERVOLTAGE RELEASE 220 250 V AC WITHOUT AUXILIARY/ALARM SWITCH WITHOUT AUXILIARY/ALARM SWITCH | 238.59 | TEM | 1 | LP | 2 | 1
3VL17061DD330AA0 | CIRCUITBREAKER VL160X N STANDARD BREAKING CAPACITY ICU=55KA / 415 V AC 3 POLE, LINE PROTECTION OVERCURRENT RELEASE TM, LI IN=63A, RATED CURRENT IR=5063A, OVERLOAD II=600A, SHORTCIRCUIT WITHOUT AUXILIARY RELEASE WITHOUT AUXILIARY/ALARM SWITCH | 161.48 | TEM | 1 | LP | 2.268 | 1
3VL17061DD330AB1 | CIRCUITBREAKER VL160X N STANDARD BREAKING CAPACITY ICU=55KA / 415 V AC 3 POLE, LINE PROTECTION OVERCURRENT RELEASE TM, LI IN=63A, RATED CURRENT IR=5063A, OVERLOAD II=600A, SHORTCIRCUIT WITHOUT AUXILIARY RELEASE AUXILIARY SWITCH KIT 2HS(1NO+1NC) | 199.1 | TEM | 1 | LP | 2.088 | 1
3VL17061DD330AD1 | CIRCUITBREAKER VL160X N STANDARD BREAKING CAPACITY ICU=55KA / 415 V AC 3 POLE, LINE PROTECTION OVERCURRENT RELEASE TM, LI IN=63A, RATED CURRENT IR=5063A, OVERLOAD II=600A, SHORTCIRCUIT WITHOUT AUXILIARY RELEASE AUXILIARY/ALARM SWITCH KIT 2HS(1NO+1NC)+1AS(1NO) | 211.53 | TEM | 1 | LP | 2.093 | 1
3VL17061DD332SD1 | CIRCUITBREAKER VL160X N STANDARD BREAKING CAPACITY ICU=55KA / 415 V AC 3 POLE, LINE PROTECTION OVERCURRENT RELEASE TM, LI IN=63A, RATED CURRENT IR=5063A, OVERLOAD II=600A, SHORTCIRCUIT UNDERVOLTAGE RELEASE 220 250 V DC AUXILIARY/ALARM SWITCH KIT 2HS(1NO+1NC)+1AS(1NO) AUXILIARY/ALARM SWITCH KIT 2HS(1NO+1NC)+1AS(1NO) | 298.1 | TEM | 1 | LP | 2 | 1
3VL17061DD338TD1 | CIRCUITBREAKER VL160X N STANDARD BREAKING CAPACITY ICU=55KA / 415 V AC 3 POLE, LINE PROTECTION OVERCURRENT RELEASE TM, LI IN=63A, RATED CURRENT IR=5063A, OVERLOAD II=600A, SHORTCIRCUIT SHUNT RELEASE 208 277 V AC AUXILIARY/ALARM SWITCH KIT 2HS(1NO+1NC)+1AS(1NO) AUXILIARY/ALARM SWITCH KIT 2HS(1NO+1NC)+1AS(1NO) | 276.32 | TEM | 1 | LP | 2 | 1
3VL17061DD360AA0 | CIRCUITBREAKER VL160X N STANDARD BREAKING CAPACITY ICU=55KA / 415 V AC 3 POLE, LINE PROTECTION OVERCURRENT RELEASE TM, LI IN=63A, RATED CURRENT IR=5063A, OVERLOAD II=600A, SHORTCIRCUIT WITH SCREW CONNECTION WITHOUT AUXILIARY RELEASE WITHOUT AUXILIARY/ALARM SWITCH | 158.84 | TEM | 1 | LP | 2 | 1
3VL17061DD360AB1 | CIRCUITBREAKER VL160X N STANDARD BREAKING CAPACITY ICU=55KA / 415 V AC 3 POLE, LINE PROTECTION OVERCURRENT RELEASE TM, LI IN=63A, RATED CURRENT IR=5063A, OVERLOAD II=600A, SHORTCIRCUIT WITH SCREW CONNECTION WITHOUT AUXILIARY RELEASE AUXILIARY SWITCH KIT 2HS(1NO+1NC) | 196.46 | TEM | 1 | LP | 2 | 1
3VL17061DD360AD1 | CIRCUITBREAKER VL160X N STANDARD BREAKING CAPACITY ICU=55KA / 415 V AC 3 POLE, LINE PROTECTION OVERCURRENT RELEASE TM, LI IN=63A, RATED CURRENT IR=5063A, OVERLOAD II=600A, SHORTCIRCUIT WITH SCREW CONNECTION WITHOUT AUXILIARY RELEASE AUXILIARY/ALARM SWITCH KIT 2HS(1NO+1NC)+1AS(1NO) | 208.89 | TEM | 1 | LP | 2 | 1
3VL17061EA460AB1 | CIRCUITBREAKER VL160X N STANDARD BREAKING CAPACITY ICU=55KA / 415 V AC 4 POLE, LINE PROTECTION OVERCURRENT RELEASE TM, LI IN=63A, RATED CURRENT IR=63A, OVERLOAD II=600A, SHORTCIRCUIT N PROTECTED WITH SCREW CONNECTION WITHOUT AUXILIARY RELEASE AUXILIARY SWITCH KIT 2HS(1NO+1NC) AUXILIARY SWITCH KIT 2HS(1NO+1NC) | 233.75 | TEM | 1 | LP | 2.5 | 1
3VL17061EH430AA0 | CIRCUITBREAKER VL160X N STANDARD BREAKING CAPACITY ICU=55KA / 415 V AC 4 POLE, LINE PROTECTION OVERCURRENT RELEASE TM, LI IN=63A, RATED CURRENT IR=63A, OVERLOAD II=600A, SHORTCIRCUIT N NOT PROTECTED WITHOUT AUXILIARY RELEASE WITHOUT AUXILIARY/ALARM SWITCH | 190.19 | TEM | 1 | LP | 2.95 | 1
3VL17062DA330AA0 | CIRCUITBREAKER VL160X H HIGH BREAKING CAPACITY ICU=70KA / 415 V AC 3 POLE, LINE PROTECTION OVERCURRENT RELEASE TM, LI IN=63A, RATED CURRENT IR=63A, OVERLOAD II=600A, SHORTCIRCUIT WITHOUT AUXILIARY RELEASE WITHOUT AUXILIARY/ALARM SWITCH | 180.4 | TEM | 1 | LP | 2.226 | 1
3VL17062DD330AA0 | CIRCUITBREAKER VL160X H HIGH BREAKING CAPACITY ICU=70KA / 415 V AC 3 POLE, LINE PROTECTION OVERCURRENT RELEASE TM, LI IN=63A, RATED CURRENT IR=63A, OVERLOAD II=600A, SHORTCIRCUIT WITHOUT AUXILIARY RELEASE WITHOUT AUXILIARY/ALARM SWITCH | 188.54 | TEM | 1 | LP | 2.226 | 1
3VL17062DD360AB1 | CIRCUITBREAKER VL160X H HIGH BREAKING CAPACITY ICU=70KA / 415 V AC 3 POLE, LINE PROTECTION OVERCURRENT RELEASE TM, LI IN=63A, RATED CURRENT IR=63A, OVERLOAD II=600A, SHORTCIRCUIT WITH SCREW CONNECTION WITHOUT AUXILIARY RELEASE AUXILIARY SWITCH KIT 2HS(1NO+1NC) AUXILIARY SWITCH KIT 2HS(1NO+1NC) | 225.61 | TEM | 1 | LP | 2 | 1
3VL17062EH430AA0 | CIRCUITBREAKER VL160X H HIGH BREAKING CAPACITY ICU=70KA / 415 V AC 4 POLE, LINE PROTECTION OVERCURRENT RELEASE TM, LI IN=63A, RATED CURRENT IR=63A, OVERLOAD II=600A, SHORTCIRCUIT N NOT PROTECTED WITHOUT AUXILIARY RELEASE WITHOUT AUXILIARY/ALARM SWITCH | 224.4 | TEM | 1 | LP | 2.94 | 1
3VL17081DA330AA0 | CIRCUITBREAKER VL160X N STANDARD BREAKING CAPACITY ICU=55KA / 415 V AC 3 POLE, LINE PROTECTION OVERCURRENT RELEASE TM, LI IN=80A, RATED CURRENT IR=80A, OVERLOAD II=1000A, SHORTCIRCUIT WITHOUT AUXILIARY RELEASE WITHOUT AUXILIARY/ALARM SWITCH | 154.55 | TEM | 1 | LP | 2.228 | 1
3VL17081DD330AA0 | CIRCUITBREAKER VL160X N STANDARD BREAKING CAPACITY ICU=55KA / 415 V AC 3 POLE, LINE PROTECTION OVERCURRENT RELEASE TM, LI IN=80A, RATED CURRENT IR=6380A, OVERLOAD II=1000A, SHORTCIRCUIT WITHOUT AUXILIARY RELEASE WITHOUT AUXILIARY/ALARM SWITCH | 161.59 | TEM | 1 | LP | 2.253 | 1
3VL17081DD330AB1 | CIRCUITBREAKER VL160X N STANDARD BREAKING CAPACITY ICU=55KA / 415 V AC 3 POLE, LINE PROTECTION OVERCURRENT RELEASE TM, LI IN=80A, RATED CURRENT IR=6380A, OVERLOAD II=1000A, SHORTCIRCUIT WITHOUT AUXILIARY RELEASE AUXILIARY SWITCH KIT 2HS(1NO+1NC) | 199.21 | TEM | 1 | LP | 2.13 | 1
3VL17081DD330AD1 | CIRCUITBREAKER VL160X N STANDARD BREAKING CAPACITY ICU=55KA / 415 V AC 3 POLE, LINE PROTECTION OVERCURRENT RELEASE TM, LI IN=80A, RATED CURRENT IR=6380A, OVERLOAD II=1000A, SHORTCIRCUIT WITHOUT AUXILIARY RELEASE AUXILIARY/ALARM SWITCH KIT 2HS(1NO+1NC)+1AS(1NO) | 211.64 | TEM | 1 | LP | 2.279 | 1
3VL17081DD332HB1 | CIRCUITBREAKER VL160X N STANDARD BREAKING CAPACITY ICU=55KA / 415 V AC 3 POLE, LINE PROTECTION OVERCURRENT RELEASE TM, LI IN=80A, RATED CURRENT IR=6380A, OVERLOAD II=1000A, SHORTCIRCUIT UNDERVOLTAGE RELEASE 220 250 V AC AUXILIARY SWITCH KIT 2HS(1NO+1NC) AUXILIARY SWITCH KIT 2HS(1NO+1NC) | 285.78 | TEM | 1 | LP | 2 | 1
3VL17081DD360AA0 | CIRCUITBREAKER VL160X N STANDARD BREAKING CAPACITY ICU=55KA / 415 V AC 3 POLE, LINE PROTECTION OVERCURRENT RELEASE TM, LI IN=80A, RATED CURRENT IR=6380A, OVERLOAD II=1000A, SHORTCIRCUIT WITH SCREW CONNECTION WITHOUT AUXILIARY RELEASE WITHOUT AUXILIARY/ALARM SWITCH | 160.05 | TEM | 1 | LP | 2.253 | 1
3VL17081DD360AB1 | CIRCUITBREAKER VL160X N STANDARD BREAKING CAPACITY ICU=55KA / 415 V AC 3 POLE, LINE PROTECTION OVERCURRENT RELEASE TM, LI IN=80A, RATED CURRENT IR=6380A, OVERLOAD II=1000A, SHORTCIRCUIT WITH SCREW CONNECTION WITHOUT AUXILIARY RELEASE AUXILIARY SWITCH KIT 2HS(1NO+1NC) AUXILIARY SWITCH KIT 2HS(1NO+1NC) | 197.67 | TEM | 1 | LP | 2 | 1
3VL17081DD360AD1 | CIRCUITBREAKER VL160X N STANDARD BREAKING CAPACITY ICU=55KA / 415 V AC 3 POLE, LINE PROTECTION OVERCURRENT RELEASE TM, LI IN=80A, RATED CURRENT IR=6380A, OVERLOAD II=1000A, SHORTCIRCUIT WITH SCREW CONNECTION WITHOUT AUXILIARY RELEASE AUXILIARY/ALARM SWITCH KIT 2HS(1NO+1NC)+1AS(1NO) AUXILIARY/ALARM SWITCH KIT 2HS(1NO+1NC)+1AS(1NO) | 210.1 | TEM | 1 | LP | 2 | 1
3VL17081EA430AD1 | CIRCUITBREAKER VL160X N STANDARD BREAKING CAPACITY ICU=55KA / 415 V AC 4 POLE, LINE PROTECTION OVERCURRENT RELEASE TM, LI IN=80A, RATED CURRENT IR=80A, OVERLOAD II=1000A, SHORTCIRCUIT N PROTECTED WITHOUT AUXILIARY RELEASE AUXILIARY/ALARM SWITCH KIT 2HS(1NO+1NC)+1AS(1NO) AUXILIARY/ALARM SWITCH KIT 2HS(1NO+1NC)+1AS(1NO) | 251.9 | TEM | 1 | LP | 2.5 | 1
3VL17081EH430AA0 | CIRCUITBREAKER VL160X N STANDARD BREAKING CAPACITY ICU=55KA / 415 V AC 4 POLE, LINE PROTECTION OVERCURRENT RELEASE TM, LI IN=80A, RATED CURRENT IR=80A, OVERLOAD II=1000A, SHORTCIRCUIT N NOT PROTECTED WITHOUT AUXILIARY RELEASE WITHOUT AUXILIARY/ALARM SWITCH | 191.07 | TEM | 1 | LP | 2.93 | 1
3VL17082DA330AA0 | CIRCUITBREAKER VL160X H HIGH BREAKING CAPACITY ICU=70KA / 415 V AC 3 POLE, LINE PROTECTION OVERCURRENT RELEASE TM, LI IN=80A, RATED CURRENT IR=80A, OVERLOAD II=1000A, SHORTCIRCUIT WITHOUT AUXILIARY RELEASE WITHOUT AUXILIARY/ALARM SWITCH | 178.97 | TEM | 1 | LP | 2.235 | 1
3VL17082DD330AA0 | CIRCUITBREAKER VL160X H HIGH BREAKING CAPACITY ICU=70KA / 415 V AC 3 POLE, LINE PROTECTION OVERCURRENT RELEASE TM, LI IN=80A, RATED CURRENT IR=80A, OVERLOAD II=1000A, SHORTCIRCUIT WITHOUT AUXILIARY RELEASE WITHOUT AUXILIARY/ALARM SWITCH | 188.98 | TEM | 1 | LP | 2.227 | 1
3VL17101DA330AA0 | CIRCUITBREAKER VL160X N STANDARD BREAKING CAPACITY ICU=55KA / 415 V AC 3 POLE, LINE PROTECTION OVERCURRENT RELEASE TM, LI IN=100A, RATED CURRENT IR=100A, OVERLOAD II=1000A, SHORTCIRCUIT WITHOUT AUXILIARY RELEASE WITHOUT AUXILIARY/ALARM SWITCH | 178.53 | TEM | 1 | LP | 2.213 | 1
3VL17101DD330AA0 | CIRCUITBREAKER VL160X N STANDARD BREAKING CAPACITY ICU=55KA / 415 V AC 3 POLE, LINE PROTECTION OVERCURRENT RELEASE TM, LI IN=100A, RATED CURRENT IR=80100A, OVERLOAD II=1000A, SHORTCIRCUIT WITHOUT AUXILIARY RELEASE WITHOUT AUXILIARY/ALARM SWITCH | 187.77 | TEM | 1 | LP | 2.225 | 1
3VL17101DD330AB1 | CIRCUITBREAKER VL160X N STANDARD BREAKING CAPACITY ICU=55KA / 415 V AC 3 POLE, LINE PROTECTION OVERCURRENT RELEASE TM, LI IN=100A, RATED CURRENT IR=80100A, OVERLOAD II=1000A, SHORTCIRCUIT WITHOUT AUXILIARY RELEASE AUXILIARY SWITCH KIT 2HS(1NO+1NC) | 225.39 | TEM | 1 | LP | 2.1 | 1
3VL17101DD330AD1 | CIRCUITBREAKER VL160X N STANDARD BREAKING CAPACITY ICU=55KA / 415 V AC 3 POLE, LINE PROTECTION OVERCURRENT RELEASE TM, LI IN=100A, RATED CURRENT IR=80100A, OVERLOAD II=1000A, SHORTCIRCUIT WITHOUT AUXILIARY RELEASE AUXILIARY/ALARM SWITCH KIT 2HS(1NO+1NC)+1AS(1NO) | 237.82 | TEM | 1 | LP | 2.092 | 1
3VL17101DD338TD1 | CIRCUITBREAKER VL160X N STANDARD BREAKING CAPACITY ICU=55KA / 415 V AC 3 POLE, LINE PROTECTION OVERCURRENT RELEASE TM, LI IN=100A, RATED CURRENT IR=80100A, OVERLOAD II=1000A, SHORTCIRCUIT SHUNT RELEASE 208 277 V AC AUXILIARY/ALARM SWITCH KIT 2HS(1NO+1NC)+1AS(1NO) AUXILIARY/ALARM SWITCH KIT 2HS(1NO+1NC)+1AS(1NO) | 302.61 | TEM | 1 | LP | 2 | 1
3VL17101DD360AA0 | CIRCUITBREAKER VL160X N STANDARD BREAKING CAPACITY ICU=55KA / 415 V AC 3 POLE, LINE PROTECTION OVERCURRENT RELEASE TM, LI IN=100A, RATED CURRENT IR=80100A, OVERLOAD II=1000A, SHORTCIRCUIT WITH SCREW CONNECTION WITHOUT AUXILIARY RELEASE WITHOUT AUXILIARY/ALARM SWITCH | 185.9 | TEM | 1 | LP | 2.245 | 1
3VL17101DD360AD1 | CIRCUITBREAKER VL160X N STANDARD BREAKING CAPACITY ICU=55KA / 415 V AC 3 POLE, LINE PROTECTION OVERCURRENT RELEASE TM, LI IN=100A, RATED CURRENT IR=80100A, OVERLOAD II=1000A, SHORTCIRCUIT WITH SCREW CONNECTION WITHOUT AUXILIARY RELEASE AUXILIARY/ALARM SWITCH KIT 2HS(1NO+1NC)+1AS(1NO) | 235.95 | TEM | 1 | LP | 2.015 | 1
3VL17101DE330AA0 | CIRCUITBREAKER VL160X N STANDARD BREAKING CAPACITY ICU=55KA / 415 V AC 3 POLE, NONAUTOMATIC OVERCURRENT RELEASE MAGNETIC IN=100A, RATED CURRENT II=1800A, SHORT CIRCUIT WITHOUT AUXILIARY RELEASE WITHOUT AUXILIARY/ALARM SWITCH | 178.97 | TEM | 1 | LP | 2.245 | 1
3VL17101DE332JD1 | CIRCUITBREAKER VL160X N STANDARD BREAKING CAPACITY ICU=55KA / 415 V AC 3 POLE, NONAUTOMATIC OVERCURRENT RELEASE MAGNETIC IN=100A, RATED CURRENT II=1800A, SHORT CIRCUIT UNDERVOLTAGE RELEASE 380 415 V AC AUXILIARY/ALARM SWITCH KIT 2HS(1NO+1NC)+1AS(1NO) AUXILIARY/ALARM SWITCH KIT 2HS(1NO+1NC)+1AS(1NO) | 315.59 | TEM | 1 | LP | 2 | 1
3VL17101EE430AD1 | CIRCUITBREAKER VL160X N STANDARD BREAKING CAPACITY ICU=55KA / 415 V AC 4 POLE, NONAUTOMATIC OVERCURRENT RELEASE MAGNETIC IN=100A, RATED CURRENT II=1800A, SHORTCIRCUIT WITHOUT AUXILIARY RELEASE AUXILIARY/ALARM SWITCH KIT 2HS(1NO+1NC)+1AS(1NO) AUXILIARY/ALARM SWITCH KIT 2HS(1NO+1NC)+1AS(1NO) | 279.07 | TEM | 1 | LP | 2.5 | 1
3VL17101EE432SD1 | CIRCUITBREAKER VL160X N STANDARD BREAKING CAPACITY ICU=55KA / 415 V AC 4 POLE, NONAUTOMATIC OVERCURRENT RELEASE MAGNETIC IN=100A, RATED CURRENT II=1800A, SHORTCIRCUIT UNDERVOLTAGE RELEASE 220 250 V DC AUXILIARY/ALARM SWITCH KIT 2HS(1NO+1NC)+1AS(1NO) AUXILIARY/ALARM SWITCH KIT 2HS(1NO+1NC)+1AS(1NO) | 365.64 | TEM | 1 | LP | 2.5 | 1
3VL17101EH430AA0 | CIRCUITBREAKER VL160X N STANDARD BREAKING CAPACITY ICU=55KA / 415 V AC 4 POLE, LINE PROTECTION OVERCURRENT RELEASE TM, LI IN=100A, RATED CURRENT IR=100A, OVERLOAD II=1000A, SHORTCIRCUIT N NOT PROTECTED WITHOUT AUXILIARY RELEASE WITHOUT AUXILIARY/ALARM SWITCH | 222.53 | TEM | 1 | LP | 2.93 | 1
3VL17101EH460AD1 | CIRCUITBREAKER VL160X N STANDARD BREAKING CAPACITY ICU=55KA / 415 V AC 4 POLE, LINE PROTECTION OVERCURRENT RELEASE TM, LI IN=100A, RATED CURRENT IR=100A, OVERLOAD II=1000A, SHORTCIRCUIT N NOT PROTECTED WITH SCREW CONNECTION WITHOUT AUXILIARY RELEASE AUXILIARY/ALARM SWITCH KIT 2HS(1NO+1NC)+1AS(1NO) AUXILIARY/ALARM SWITCH KIT 2HS(1NO+1NC)+1AS(1NO) | 268.84 | TEM | 1 | LP | 2.5 | 1
3VL17102DA330AA0 | CIRCUITBREAKER VL160X H HIGH BREAKING CAPACITY ICU=70KA / 415 V AC 3 POLE, LINE PROTECTION OVERCURRENT RELEASE TM, LI IN=100A, RATED CURRENT IR=100A, OVERLOAD II=1000A, SHORTCIRCUIT WITHOUT AUXILIARY RELEASE WITHOUT AUXILIARY/ALARM SWITCH | 206.8 | TEM | 1 | LP | 2.225 | 1
3VL17102DD330AB1 | CIRCUITBREAKER VL160X H HIGH BREAKING CAPACITY ICU=70KA / 415 V AC 3 POLE, LINE PROTECTION OVERCURRENT RELEASE TM, LI IN=100A, RATED CURRENT IR=100A, OVERLOAD II=1000A, SHORTCIRCUIT WITHOUT AUXILIARY RELEASE AUXILIARY SWITCH KIT 2HS(1NO+1NC) | 255.42 | TEM | 1 | LP | 2 | 1
3VL17102DD360AA0 | CIRCUITBREAKER VL160X H HIGH BREAKING CAPACITY ICU=70KA / 415 V AC 3 POLE, LINE PROTECTION OVERCURRENT RELEASE TM, LI IN=100A, RATED CURRENT IR=100A, OVERLOAD II=1000A, SHORTCIRCUIT WITH SCREW CONNECTION WITHOUT AUXILIARY RELEASE WITHOUT AUXILIARY/ALARM SWITCH | 218.24 | TEM | 1 | LP | 2.235 | 1
3VL17102DD362RD1 | CIRCUITBREAKER VL160X H HIGH BREAKING CAPACITY ICU=70KA / 415 V AC 3 POLE, LINE PROTECTION OVERCURRENT RELEASE TM, LI IN=100A, RATED CURRENT IR=100A, OVERLOAD II=1000A, SHORTCIRCUIT WITH SCREW CONNECTION UNDERVOLTAGE RELEASE 110 127 V DC AUXILIARY/ALARM SWITCH KIT 2HS(1NO+1NC)+1AS(1NO) AUXILIARY/ALARM SWITCH KIT 2HS(1NO+1NC)+1AS(1NO) | 354.86 | TEM | 1 | LP | 2 | 1
3VL17102DE330AA0 | CIRCUITBREAKER VL160X H HIGH BREAKING CAPACITY ICU=70KA / 415 V AC 3 POLE, NONAUTOMATIC OVERCURRENT RELEASE MAGNETIC IN=100A, RATED CURRENT II=1800A, SHORT CIRCUIT WITHOUT AUXILIARY RELEASE WITHOUT AUXILIARY/ALARM SWITCH | 212.3 | TEM | 1 | LP | 2.25 | 1
3VL17102DE332GB1 | CIRCUITBREAKER VL160X H HIGH BREAKING CAPACITY ICU=70KA / 415 V AC 3 POLE, NONAUTOMATIC OVERCURRENT RELEASE MAGNETIC IN=100A, RATED CURRENT II=1800A, SHORT CIRCUIT UNDERVOLTAGE RELEASE 110 127 V AC AUXILIARY SWITCH KIT 2HS(1NO+1NC) AUXILIARY SWITCH KIT 2HS(1NO+1NC) | 336.49 | TEM | 1 | LP | 2 | 1
3VL17102DE338RB1 | CIRCUITBREAKER VL160X H HIGH BREAKING CAPACITY ICU=70KA / 415 V AC 3 POLE, NONAUTOMATIC OVERCURRENT RELEASE MAGNETIC IN=100A, RATED CURRENT II=1800A, SHORT CIRCUIT SHUNT RELEASE 110 127 V AC AUXILIARY SWITCH KIT 2HS(1NO+1NC) AUXILIARY SWITCH KIT 2HS(1NO+1NC) | 314.71 | TEM | 1 | LP | 2 | 1
3VL17102EE430AA0 | CIRCUITBREAKER VL160X H HIGH BREAKING CAPACITY ICU=70KA / 415 V AC 4 POLE, NONAUTOMATIC OVERCURRENT RELEASE MAGNETIC IN=100A, RATED CURRENT II=1800A, SHORTCIRCUIT WITHOUT AUXILIARY RELEASE WITHOUT AUXILIARY/ALARM SWITCH | 274.34 | TEM | 1 | LP | 2.895 | 1
3VL17102EE432GA0 | CIRCUITBREAKER VL160X H HIGH BREAKING CAPACITY ICU=70KA / 415 V AC 4 POLE, NONAUTOMATIC OVERCURRENT RELEASE MAGNETIC IN=100A, RATED CURRENT II=1800A, SHORTCIRCUIT UNDERVOLTAGE RELEASE 110 127 V AC WITHOUT AUXILIARY/ALARM SWITCH WITHOUT AUXILIARY/ALARM SWITCH | 360.91 | TEM | 1 | LP | 2.5 | 1
3VL17121DA330AA0 | CIRCUITBREAKER VL160X N STANDARD BREAKING CAPACITY ICU=55KA / 415 V AC 3 POLE, LINE PROTECTION OVERCURRENT RELEASE TM, LI IN=125A, RATED CURRENT IR=125A, OVERLOAD II=1000A, SHORTCIRCUIT WITHOUT AUXILIARY RELEASE WITHOUT AUXILIARY/ALARM SWITCH | 216.48 | TEM | 1 | LP | 2.026 | 1
3VL17121DA330AB1 | CIRCUITBREAKER VL160X N STANDARD BREAKING CAPACITY ICU=55KA / 415 V AC 3 POLE, LINE PROTECTION OVERCURRENT RELEASE TM, LI IN=125A, RATED CURRENT IR=125A, OVERLOAD II=1000A, SHORTCIRCUIT WITHOUT AUXILIARY RELEASE AUXILIARY SWITCH KIT 2HS(1NO+1NC) | 254.1 | TEM | 1 | LP | 2.075 | 1
3VL17121DA360AA0 | CIRCUITBREAKER VL160X N STANDARD BREAKING CAPACITY ICU=55KA / 415 V AC 3 POLE, LINE PROTECTION OVERCURRENT RELEASE TM, LI IN=125A, RATED CURRENT IR=125A, OVERLOAD II=1000A, SHORTCIRCUIT WITH SCREW CONNECTION WITHOUT AUXILIARY RELEASE WITHOUT AUXILIARY/ALARM SWITCH | 214.17 | TEM | 1 | LP | 1.945 | 1
3VL17121DA360AB1 | CIRCUITBREAKER VL160X N STANDARD BREAKING CAPACITY ICU=55KA / 415 V AC 3 POLE, LINE PROTECTION OVERCURRENT RELEASE TM, LI IN=125A, RATED CURRENT IR=125A, OVERLOAD II=1000A, SHORTCIRCUIT WITH SCREW CONNECTION WITHOUT AUXILIARY RELEASE AUXILIARY SWITCH KIT 2HS(1NO+1NC) AUXILIARY SWITCH KIT 2HS(1NO+1NC) | 251.79 | TEM | 1 | LP | 2 | 1
3VL17121DA368CA0 | CIRCUITBREAKER VL160X N STANDARD BREAKING CAPACITY ICU=55KA / 415 V AC 3 POLE, LINE PROTECTION OVERCURRENT RELEASE TM, LI IN=125A, RATED CURRENT IR=125A, OVERLOAD II=1000A, SHORTCIRCUIT WITH SCREW CONNECTION SHUNT RELEASE 24 V AC/DC WITHOUT AUXILIARY/ALARM SWITCH WITHOUT AUXILIARY/ALARM SWITCH | 278.96 | TEM | 1 | LP | 2 | 1
3VL17121DD330AA0 | CIRCUITBREAKER VL160X N STANDARD BREAKING CAPACITY ICU=55KA / 415 V AC 3 POLE, LINE PROTECTION OVERCURRENT RELEASE TM, LI IN=125A, RATED CURRENT IR=100125A, OVERLOAD II=1000A, SHORTCIRCUIT WITHOUT AUXILIARY RELEASE WITHOUT AUXILIARY/ALARM SWITCH | 222.97 | TEM | 1 | LP | 2.047 | 1
3VL17121DD330AB1 | CIRCUITBREAKER VL160X N STANDARD BREAKING CAPACITY ICU=55KA / 415 V AC 3 POLE, LINE PROTECTION OVERCURRENT RELEASE TM, LI IN=125A, RATED CURRENT IR=100125A, OVERLOAD II=1000A, SHORTCIRCUIT WITHOUT AUXILIARY RELEASE AUXILIARY SWITCH KIT 2HS(1NO+1NC) | 260.59 | TEM | 1 | LP | 2.057 | 1
3VL17121DD330AD1 | CIRCUITBREAKER VL160X N STANDARD BREAKING CAPACITY ICU=55KA / 415 V AC 3 POLE, LINE PROTECTION OVERCURRENT RELEASE TM, LI IN=125A, RATED CURRENT IR=100125A, OVERLOAD II=1000A, SHORTCIRCUIT WITHOUT AUXILIARY RELEASE AUXILIARY/ALARM SWITCH KIT 2HS(1NO+1NC)+1AS(1NO) | 273.02 | TEM | 1 | LP | 2.1 | 1
3VL17121DD332HA0 | CIRCUITBREAKER VL160X N STANDARD BREAKING CAPACITY ICU=55KA / 415 V AC 3 POLE, LINE PROTECTION OVERCURRENT RELEASE TM, LI IN=125A, RATED CURRENT IR=100125A, OVERLOAD II=1000A, SHORTCIRCUIT UNDERVOLTAGE RELEASE 220 250 V AC WITHOUT AUXILIARY/ALARM SWITCH WITHOUT AUXILIARY/ALARM SWITCH | 309.54 | TEM | 1 | LP | 2 | 1
3VL17121DD332SD1 | CIRCUITBREAKER VL160X N STANDARD BREAKING CAPACITY ICU=55KA / 415 V AC 3 POLE, LINE PROTECTION OVERCURRENT RELEASE TM, LI IN=125A, RATED CURRENT IR=100125A, OVERLOAD II=1000A, SHORTCIRCUIT UNDERVOLTAGE RELEASE 220 250 V DC AUXILIARY/ALARM SWITCH KIT 2HS(1NO+1NC)+1AS(1NO) AUXILIARY/ALARM SWITCH KIT 2HS(1NO+1NC)+1AS(1NO) | 359.59 | TEM | 1 | LP | 2 | 1
3VL17121DD338TD1 | CIRCUITBREAKER VL160X N STANDARD BREAKING CAPACITY ICU=55KA / 415 V AC 3 POLE, LINE PROTECTION OVERCURRENT RELEASE TM, LI IN=125A, RATED CURRENT IR=100125A, OVERLOAD II=1000A, SHORTCIRCUIT SHUNT RELEASE 208 277 V AC AUXILIARY/ALARM SWITCH KIT 2HS(1NO+1NC)+1AS(1NO) | 337.81 | TEM | 1 | LP | 2.167 | 1
3VL17121DD360AA0 | CIRCUITBREAKER VL160X N STANDARD BREAKING CAPACITY ICU=55KA / 415 V AC 3 POLE, LINE PROTECTION OVERCURRENT RELEASE TM, LI IN=125A, RATED CURRENT IR=100125A, OVERLOAD II=1000A, SHORTCIRCUIT WITH SCREW CONNECTION WITHOUT AUXILIARY RELEASE WITHOUT AUXILIARY/ALARM SWITCH | 221.76 | TEM | 1 | LP | 2 | 1
3VL17121DD360AB1 | CIRCUITBREAKER VL160X N STANDARD BREAKING CAPACITY ICU=55KA / 415 V AC 3 POLE, LINE PROTECTION OVERCURRENT RELEASE TM, LI IN=125A, RATED CURRENT IR=100125A, OVERLOAD II=1000A, SHORTCIRCUIT WITH SCREW CONNECTION WITHOUT AUXILIARY RELEASE AUXILIARY SWITCH KIT 2HS(1NO+1NC) | 259.38 | TEM | 1 | LP | 1.999 | 1
3VL17121DD360AD1 | CIRCUITBREAKER VL160X N STANDARD BREAKING CAPACITY ICU=55KA / 415 V AC 3 POLE, LINE PROTECTION OVERCURRENT RELEASE TM, LI IN=125A, RATED CURRENT IR=100125A, OVERLOAD II=1000A, SHORTCIRCUIT WITH SCREW CONNECTION WITHOUT AUXILIARY RELEASE AUXILIARY/ALARM SWITCH KIT 2HS(1NO+1NC)+1AS(1NO) AUXILIARY/ALARM SWITCH KIT 2HS(1NO+1NC)+1AS(1NO) | 271.81 | TEM | 1 | LP | 2 | 1
3VL17121EH430AA0 | CIRCUITBREAKER VL160X N STANDARD BREAKING CAPACITY ICU=55KA / 415 V AC 4 POLE, LINE PROTECTION OVERCURRENT RELEASE TM, LI IN=125A, RATED CURRENT IR=125A, OVERLOAD II=1000A, SHORTCIRCUIT N NOT PROTECTED WITHOUT AUXILIARY RELEASE WITHOUT AUXILIARY/ALARM SWITCH | 269.39 | TEM | 1 | LP | 2.937 | 1
3VL17121EH460AD1 | CIRCUITBREAKER VL160X N STANDARD BREAKING CAPACITY ICU=55KA / 415 V AC 4 POLE, LINE PROTECTION OVERCURRENT RELEASE TM, LI IN=125A, RATED CURRENT IR=125A, OVERLOAD II=1000A, SHORTCIRCUIT N NOT PROTECTED WITH SCREW CONNECTION WITHOUT AUXILIARY RELEASE AUXILIARY/ALARM SWITCH KIT 2HS(1NO+1NC)+1AS(1NO) AUXILIARY/ALARM SWITCH KIT 2HS(1NO+1NC)+1AS(1NO) | 315.81 | TEM | 1 | LP | 2.5 | 1
3VL17122DA330AD1 | CIRCUITBREAKER VL160X H HIGH BREAKING CAPACITY ICU=70KA / 415 V AC 3 POLE, LINE PROTECTION OVERCURRENT RELEASE TM, LI IN=125A, RATED CURRENT IR=125A, OVERLOAD II=1000A, SHORTCIRCUIT WITHOUT AUXILIARY RELEASE AUXILIARY/ALARM SWITCH KIT 2HS(1NO+1NC)+1AS(1NO) AUXILIARY/ALARM SWITCH KIT 2HS(1NO+1NC)+1AS(1NO) | 302.83 | TEM | 1 | LP | 2 | 1
3VL17122DD330AA0 | CIRCUITBREAKER VL160X H HIGH BREAKING CAPACITY ICU=70KA / 415 V AC 3 POLE, LINE PROTECTION OVERCURRENT RELEASE TM, LI IN=125A, RATED CURRENT IR=125A, OVERLOAD II=1000A, SHORTCIRCUIT WITHOUT AUXILIARY RELEASE WITHOUT AUXILIARY/ALARM SWITCH | 265.43 | TEM | 1 | LP | 2.24 | 1
3VL17122DD360AB1 | CIRCUITBREAKER VL160X H HIGH BREAKING CAPACITY ICU=70KA / 415 V AC 3 POLE, LINE PROTECTION OVERCURRENT RELEASE TM, LI IN=125A, RATED CURRENT IR=125A, OVERLOAD II=1000A, SHORTCIRCUIT WITH SCREW CONNECTION WITHOUT AUXILIARY RELEASE AUXILIARY SWITCH KIT 2HS(1NO+1NC) AUXILIARY SWITCH KIT 2HS(1NO+1NC) | 301.18 | TEM | 1 | LP | 2 | 1
3VL17161DA330AA0 | CIRCUITBREAKER VL160X N STANDARD BREAKING CAPACITY ICU=55KA / 415 V AC 3 POLE, LINE PROTECTION OVERCURRENT RELEASE TM, LI IN=160A, RATED CURRENT IR=160A, OVERLOAD II=1500A, SHORTCIRCUIT WITHOUT AUXILIARY RELEASE WITHOUT AUXILIARY/ALARM SWITCH | 291.17 | TEM | 1 | LP | 2.238 | 1
3VL17161DA330AB1 | CIRCUITBREAKER VL160X N STANDARD BREAKING CAPACITY ICU=55KA / 415 V AC 3 POLE, LINE PROTECTION OVERCURRENT RELEASE TM, LI IN=160A, RATED CURRENT IR=160A, OVERLOAD II=1500A, SHORTCIRCUIT WITHOUT AUXILIARY RELEASE AUXILIARY SWITCH KIT 2HS(1NO+1NC) | 328.79 | TEM | 1 | LP | 2.06 | 1
3VL17161DA360AB1 | CIRCUITBREAKER VL160X N STANDARD BREAKING CAPACITY ICU=55KA / 415 V AC 3 POLE, LINE PROTECTION OVERCURRENT RELEASE TM, LI IN=160A, RATED CURRENT IR=160A, OVERLOAD II=1500A, SHORTCIRCUIT WITH SCREW CONNECTION WITHOUT AUXILIARY RELEASE AUXILIARY SWITCH KIT 2HS(1NO+1NC) AUXILIARY SWITCH KIT 2HS(1NO+1NC) | 329.01 | TEM | 1 | LP | 2 | 1
3VL17161DD330AA0 | CIRCUITBREAKER VL160X N STANDARD BREAKING CAPACITY ICU=55KA / 415 V AC 3 POLE, LINE PROTECTION OVERCURRENT RELEASE TM, LI IN=160A, RATED CURRENT IR=125160A, OVERLOAD II=1500A, SHORTCIRCUIT WITHOUT AUXILIARY RELEASE WITHOUT AUXILIARY/ALARM SWITCH | 305.69 | TEM | 1 | LP | 2.024 | 1
3VL17161DD330AB1 | CIRCUITBREAKER VL160X N STANDARD BREAKING CAPACITY ICU=55KA / 415 V AC 3 POLE, LINE PROTECTION OVERCURRENT RELEASE TM, LI IN=160A, RATED CURRENT IR=125160A, OVERLOAD II=1500A, SHORTCIRCUIT WITHOUT AUXILIARY RELEASE AUXILIARY SWITCH KIT 2HS(1NO+1NC) | 343.31 | TEM | 1 | LP | 2.083 | 1
3VL17161DD330AD1 | CIRCUITBREAKER VL160X N STANDARD BREAKING CAPACITY ICU=55KA / 415 V AC 3 POLE, LINE PROTECTION OVERCURRENT RELEASE TM, LI IN=160A, RATED CURRENT IR=125160A, OVERLOAD II=1500A, SHORTCIRCUIT WITHOUT AUXILIARY RELEASE AUXILIARY/ALARM SWITCH KIT 2HS(1NO+1NC)+1AS(1NO) | 355.74 | TEM | 1 | LP | 2.152 | 1
3VL17161DD332HB1 | CIRCUITBREAKER VL160X N STANDARD BREAKING CAPACITY ICU=55KA / 415 V AC 3 POLE, LINE PROTECTION OVERCURRENT RELEASE TM, LI IN=160A, RATED CURRENT IR=125160A, OVERLOAD II=1500A, SHORTCIRCUIT UNDERVOLTAGE RELEASE 220 250 V AC AUXILIARY SWITCH KIT 2HS(1NO+1NC) | 429.88 | TEM | 1 | LP | 2.148 | 1
3VL17161DD332JA0 | CIRCUITBREAKER VL160X N STANDARD BREAKING CAPACITY ICU=55KA / 415 V AC 3 POLE, LINE PROTECTION OVERCURRENT RELEASE TM, LI IN=160A, RATED CURRENT IR=125160A, OVERLOAD II=1500A, SHORTCIRCUIT UNDERVOLTAGE RELEASE 380 415 V AC WITHOUT AUXILIARY/ALARM SWITCH WITHOUT AUXILIARY/ALARM SWITCH | 392.26 | TEM | 1 | LP | 2 | 1
3VL17161DD360AA0 | CIRCUITBREAKER VL160X N STANDARD BREAKING CAPACITY ICU=55KA / 415 V AC 3 POLE, LINE PROTECTION OVERCURRENT RELEASE TM, LI IN=160A, RATED CURRENT IR=125160A, OVERLOAD II=1500A, SHORTCIRCUIT WITH SCREW CONNECTION WITHOUT AUXILIARY RELEASE WITHOUT AUXILIARY/ALARM SWITCH | 303.49 | TEM | 1 | LP | 2 | 1
3VL17161DD360AB1 | CIRCUITBREAKER VL160X N STANDARD BREAKING CAPACITY ICU=55KA / 415 V AC 3 POLE, LINE PROTECTION OVERCURRENT RELEASE TM, LI IN=160A, RATED CURRENT IR=125160A, OVERLOAD II=1500A, SHORTCIRCUIT WITH SCREW CONNECTION WITHOUT AUXILIARY RELEASE AUXILIARY SWITCH KIT 2HS(1NO+1NC) AUXILIARY SWITCH KIT 2HS(1NO+1NC) | 341.11 | TEM | 1 | LP | 2 | 1
3VL17161DD360AD1 | CIRCUITBREAKER VL160X N STANDARD BREAKING CAPACITY ICU=55KA / 415 V AC 3 POLE, LINE PROTECTION OVERCURRENT RELEASE TM, LI IN=160A, RATED CURRENT IR=125160A, OVERLOAD II=1500A, SHORTCIRCUIT WITH SCREW CONNECTION WITHOUT AUXILIARY RELEASE AUXILIARY/ALARM SWITCH KIT 2HS(1NO+1NC)+1AS(1NO) AUXILIARY/ALARM SWITCH KIT 2HS(1NO+1NC)+1AS(1NO) | 353.54 | TEM | 1 | LP | 2 | 1
3VL17161DE330AA0 | CIRCUITBREAKER VL160X N STANDARD BREAKING CAPACITY ICU=55KA / 415 V AC 3 POLE, NONAUTOMATIC OVERCURRENT RELEASE MAGNETIC IN=160A, RATED CURRENT II=1800A, SHORT CIRCUIT WITHOUT AUXILIARY RELEASE WITHOUT AUXILIARY/ALARM SWITCH | 278.96 | TEM | 1 | LP | 2.254 | 1
3VL17161DE332HB1 | CIRCUITBREAKER VL160X N STANDARD BREAKING CAPACITY ICU=55KA / 415 V AC 3 POLE, NONAUTOMATIC OVERCURRENT RELEASE MAGNETIC IN=160A, RATED CURRENT II=1800A, SHORT CIRCUIT UNDERVOLTAGE RELEASE 220 250 V AC AUXILIARY SWITCH KIT 2HS(1NO+1NC) AUXILIARY SWITCH KIT 2HS(1NO+1NC) | 403.15 | TEM | 1 | LP | 2 | 1
3VL17161EE430AA0 | CIRCUITBREAKER VL160X N STANDARD BREAKING CAPACITY ICU=55KA / 415 V AC 4 POLE, NONAUTOMATIC OVERCURRENT RELEASE MAGNETIC IN=160A, RATED CURRENT II=1800A, SHORTCIRCUIT WITHOUT AUXILIARY RELEASE WITHOUT AUXILIARY/ALARM SWITCH | 360.8 | TEM | 1 | LP | 2.947 | 1
3VL17161EH430AA0 | CIRCUITBREAKER VL160X N STANDARD BREAKING CAPACITY ICU=55KA / 415 V AC 4 POLE, LINE PROTECTION OVERCURRENT RELEASE TM, LI IN=160A, RATED CURRENT IR=160A, OVERLOAD II=1500A, SHORTCIRCUIT N NOT PROTECTED WITHOUT AUXILIARY RELEASE WITHOUT AUXILIARY/ALARM SWITCH | 362.34 | TEM | 1 | LP | 2.947 | 1
3VL17161EH460AD1 | CIRCUITBREAKER VL160X N STANDARD BREAKING CAPACITY ICU=55KA / 415 V AC 4 POLE, LINE PROTECTION OVERCURRENT RELEASE TM, LI IN=160A, RATED CURRENT IR=160A, OVERLOAD II=1500A, SHORTCIRCUIT N NOT PROTECTED WITH SCREW CONNECTION WITHOUT AUXILIARY RELEASE AUXILIARY/ALARM SWITCH KIT 2HS(1NO+1NC)+1AS(1NO) AUXILIARY/ALARM SWITCH KIT 2HS(1NO+1NC)+1AS(1NO) | 412.06 | TEM | 1 | LP | 2.5 | 1
3VL17162DA330AA0 | CIRCUITBREAKER VL160X H HIGH BREAKING CAPACITY ICU=70KA / 415 V AC 3 POLE, LINE PROTECTION OVERCURRENT RELEASE TM, LI IN=160A, RATED CURRENT IR=160A, OVERLOAD II=1500A, SHORTCIRCUIT WITHOUT AUXILIARY RELEASE WITHOUT AUXILIARY/ALARM SWITCH | 340.67 | TEM | 1 | LP | 2.23 | 1
3VL17162DD330AA0 | CIRCUITBREAKER VL160X H HIGH BREAKING CAPACITY ICU=70KA / 415 V AC 3 POLE, LINE PROTECTION OVERCURRENT RELEASE TM, LI IN=160A, RATED CURRENT IR=125160A, OVERLOAD II=1500A, SHORTCIRCUIT WITHOUT AUXILIARY RELEASE WITHOUT AUXILIARY/ALARM SWITCH | 374.99 | TEM | 1 | LP | 2.239 | 1
3VL17162DD330AD1 | CIRCUITBREAKER VL160X H HIGH BREAKING CAPACITY ICU=70KA / 415 V AC 3 POLE, LINE PROTECTION OVERCURRENT RELEASE TM, LI IN=160A, RATED CURRENT IR=125160A, OVERLOAD II=1500A, SHORTCIRCUIT WITHOUT AUXILIARY RELEASE AUXILIARY/ALARM SWITCH KIT 2HS(1NO+1NC)+1AS(1NO) | 425.04 | TEM | 1 | LP | 2.15 | 1
3VL17162DD332SD1 | CIRCUITBREAKER VL160X H HIGH BREAKING CAPACITY ICU=70KA / 415 V AC 3 POLE, LINE PROTECTION OVERCURRENT RELEASE TM, LI IN=160A, RATED CURRENT IR=125160A, OVERLOAD II=1500A, SHORTCIRCUIT UNDERVOLTAGE RELEASE 220 250 V DC AUXILIARY/ALARM SWITCH KIT 2HS(1NO+1NC)+1AS(1NO) AUXILIARY/ALARM SWITCH KIT 2HS(1NO+1NC)+1AS(1NO) | 511.61 | TEM | 1 | LP | 2 | 1
3VL17162DD360AA0 | CIRCUITBREAKER VL160X H HIGH BREAKING CAPACITY ICU=70KA / 415 V AC 3 POLE, LINE PROTECTION OVERCURRENT RELEASE TM, LI IN=160A, RATED CURRENT IR=125160A, OVERLOAD II=1500A, SHORTCIRCUIT WITH SCREW CONNECTION WITHOUT AUXILIARY RELEASE WITHOUT AUXILIARY/ALARM SWITCH | 373.45 | TEM | 1 | LP | 2.239 | 1
3VL17162DD360AB1 | CIRCUITBREAKER VL160X H HIGH BREAKING CAPACITY ICU=70KA / 415 V AC 3 POLE, LINE PROTECTION OVERCURRENT RELEASE TM, LI IN=160A, RATED CURRENT IR=125160A, OVERLOAD II=1500A, SHORTCIRCUIT WITH SCREW CONNECTION WITHOUT AUXILIARY RELEASE AUXILIARY SWITCH KIT 2HS(1NO+1NC) AUXILIARY SWITCH KIT 2HS(1NO+1NC) | 411.07 | TEM | 1 | LP | 2 | 1
3VL17162DE330AA0 | CIRCUITBREAKER VL160X H HIGH BREAKING CAPACITY ICU=70KA / 415 V AC 3 POLE, NONAUTOMATIC OVERCURRENT RELEASE MAGNETIC IN=160A, RATED CURRENT II=1800A, SHORT CIRCUIT WITHOUT AUXILIARY RELEASE WITHOUT AUXILIARY/ALARM SWITCH | 329.56 | TEM | 1 | LP | 2.263 | 1
3VL17251DA330AA0 | CIRCUITBREAKER VL160X N STANDARD BREAKING CAPACITY ICU=55KA / 415 V AC 3 POLE, LINE PROTECTION OVERCURRENT RELEASE TM, LI IN=25A, RATED CURRENT IR=25A, OVERLOAD II=300A, SHORTCIRCUIT WITHOUT AUXILIARY RELEASE WITHOUT AUXILIARY/ALARM SWITCH | 152.79 | TEM | 1 | LP | 2 | 1
3VL17251DA332SD1 | CIRCUITBREAKER VL160X N STANDARD BREAKING CAPACITY ICU=55KA / 415 V AC 3 POLE, LINE PROTECTION OVERCURRENT RELEASE TM, LI IN=25A, RATED CURRENT IR=25A, OVERLOAD II=300A, SHORTCIRCUIT UNDERVOLTAGE RELEASE 220 250 V DC AUXILIARY/ALARM SWITCH KIT 2HS(1NO+1NC)+1AS(1NO) AUXILIARY/ALARM SWITCH KIT 2HS(1NO+1NC)+1AS(1NO) | 289.41 | TEM | 1 | LP | 2 | 1
3VL17251EH430AA0 | CIRCUITBREAKER VL160X N STANDARD BREAKING CAPACITY ICU=55KA / 415 V AC 4 POLE, LINE PROTECTION OVERCURRENT RELEASE TM, LI IN=25A, RATED CURRENT IR=25A, OVERLOAD II=300A, SHORTCIRCUIT N NOT PROTECTED WITHOUT AUXILIARY RELEASE WITHOUT AUXILIARY/ALARM SWITCH | 190.19 | TEM | 1 | LP | 2.895 | 1
3VL17251EH430AD1 | CIRCUITBREAKER VL160X N STANDARD BREAKING CAPACITY ICU=55KA / 415 V AC 4 POLE, LINE PROTECTION OVERCURRENT RELEASE TM, LI IN=25A, RATED CURRENT IR=25A, OVERLOAD II=300A, SHORTCIRCUIT N NOT PROTECTED WITHOUT AUXILIARY RELEASE AUXILIARY/ALARM SWITCH KIT 2HS(1NO+1NC)+1AS(1NO) AUXILIARY/ALARM SWITCH KIT 2HS(1NO+1NC)+1AS(1NO) | 240.24 | TEM | 1 | LP | 2.5 | 1
3VL17961DA330AA0 | CIRCUITBREAKER VL160X N STANDARD BREAKING CAPACITY ICU=55KA / 415 V AC 3 POLE, LINE PROTECTION OVERCURRENT RELEASE TM, LI IN=16A, RATED CURRENT IR=16A, OVERLOAD II=300A, SHORTCIRCUIT WITHOUT AUXILIARY RELEASE WITHOUT AUXILIARY/ALARM SWITCH | 154.55 | TEM | 1 | LP | 2.145 | 1
3VL17961DA330AD1 | CIRCUITBREAKER VL160X N STANDARD BREAKING CAPACITY ICU=55KA / 415 V AC 3 POLE, LINE PROTECTION OVERCURRENT RELEASE TM, LI IN=16A, RATED CURRENT IR=16A, OVERLOAD II=300A, SHORTCIRCUIT WITHOUT AUXILIARY RELEASE AUXILIARY/ALARM SWITCH KIT 2HS(1NO+1NC)+1AS(1NO) AUXILIARY/ALARM SWITCH KIT 2HS(1NO+1NC)+1AS(1NO) | 204.6 | TEM | 1 | LP | 1.9 | 1
3VL17961DA332SD1 | CIRCUITBREAKER VL160X N STANDARD BREAKING CAPACITY ICU=55KA / 415 V AC 3 POLE, LINE PROTECTION OVERCURRENT RELEASE TM, LI IN=16A, RATED CURRENT IR=16A, OVERLOAD II=300A, SHORTCIRCUIT UNDERVOLTAGE RELEASE 220 250 V DC AUXILIARY/ALARM SWITCH KIT 2HS(1NO+1NC)+1AS(1NO) AUXILIARY/ALARM SWITCH KIT 2HS(1NO+1NC)+1AS(1NO) | 291.17 | TEM | 1 | LP | 1.9 | 1
3VL17961EH430AA0 | CIRCUITBREAKER VL160X N STANDARD BREAKING CAPACITY ICU=55KA / 415 V AC 4 POLE, LINE PROTECTION OVERCURRENT RELEASE TM, LI IN=16A, RATED CURRENT IR=16A, OVERLOAD II=300A, SHORTCIRCUIT N NOT PROTECTED WITHOUT AUXILIARY RELEASE WITHOUT AUXILIARY/ALARM SWITCH | 190.19 | TEM | 1 | LP | 2.835 | 1
3VL17961EH430AD1 | CIRCUITBREAKER VL160X N STANDARD BREAKING CAPACITY ICU=55KA / 415 V AC 4 POLE, LINE PROTECTION OVERCURRENT RELEASE TM, LI IN=16A, RATED CURRENT IR=16A, OVERLOAD II=300A, SHORTCIRCUIT N NOT PROTECTED WITHOUT AUXILIARY RELEASE AUXILIARY/ALARM SWITCH KIT 2HS(1NO+1NC)+1AS(1NO) AUXILIARY/ALARM SWITCH KIT 2HS(1NO+1NC)+1AS(1NO) | 240.24 | TEM | 1 | LP | 2.3 | 1
3VL27051DC330AA0 | CIRCUITBREAKER VL 160N STANDARD BREAKING CAPACITY ICU=55KA / 415 V AC 3 POLE, LINE PROTECTION OVERCURRENT RELEASE TM, LI IN=50A, RATED CURRENT IR=4050A, OVERLOAD II=300600A, SHORT CIRCUIT WITHOUT AUXILIARY RELEASE WITHOUT AUXILIARY/ALARM SWITCH | 203.83 | TEM | 1 | LP | 2.41 | 1
3VL27051DC330AB1 | CIRCUITBREAKER VL 160N STANDARD BREAKING CAPACITY ICU=55KA / 415 V AC 3 POLE, LINE PROTECTION OVERCURRENT RELEASE TM, LI IN=50A, RATED CURRENT IR=4050A, OVERLOAD II=300600A, SHORT CIRCUIT WITHOUT AUXILIARY RELEASE AUXILIARY SWITCH KIT 2HS(1NO+1NC) | 241.45 | TEM | 1 | LP | 2.45 | 1
3VL27051DC330AD1 | CIRCUITBREAKER VL 160N STANDARD BREAKING CAPACITY ICU=55KA / 415 V AC 3 POLE, LINE PROTECTION OVERCURRENT RELEASE TM, LI IN=50A, RATED CURRENT IR=4050A, OVERLOAD II=300600A, SHORT CIRCUIT WITHOUT AUXILIARY RELEASE AUXILIARY/ALARM SWITCH KIT 2HS(1NO+1NC)+1AS(1NO) | 253.88 | TEM | 1 | LP | 2.464 | 1
3VL27051DC332HB1 | CIRCUITBREAKER VL 160N STANDARD BREAKING CAPACITY ICU=55KA / 415 V AC 3 POLE, LINE PROTECTION OVERCURRENT RELEASE TM, LI IN=50A, RATED CURRENT IR=4050A, OVERLOAD II=300600A, SHORT CIRCUIT UNDERVOLTAGE RELEASE 220 250 V AC AUXILIARY SWITCH KIT 2HS(1NO+1NC) AUXILIARY SWITCH KIT 2HS(1NO+1NC) | 328.02 | TEM | 1 | LP | 2.2 | 1
3VL27051DC332UD1 | CIRCUITBREAKER VL 160N STANDARD BREAKING CAPACITY ICU=55KA / 415 V AC 3 POLE, LINE PROTECTION OVERCURRENT RELEASE TM, LI IN=50A, RATED CURRENT IR=4050A, OVERLOAD II=300600A, SHORT CIRCUIT UNDERVOLTAGE RELEASE 48 V DC AUXILIARY/ALARM SWITCH KIT 2HS(1NO+1NC)+1AS(1NO) AUXILIARY/ALARM SWITCH KIT 2HS(1NO+1NC)+1AS(1NO) | 340.45 | TEM | 1 | LP | 2.2 | 1
3VL27051DC338CD1 | CIRCUITBREAKER VL 160N STANDARD BREAKING CAPACITY ICU=55KA / 415 V AC 3 POLE, LINE PROTECTION OVERCURRENT RELEASE TM, LI IN=50A, RATED CURRENT IR=4050A, OVERLOAD II=300600A, SHORT CIRCUIT SHUNT RELEASE 24 V AC/DC AUXILIARY/ALARM SWITCH KIT 2HS(1NO+1NC)+1AS(1NO) AUXILIARY/ALARM SWITCH KIT 2HS(1NO+1NC)+1AS(1NO) | 318.67 | TEM | 1 | LP | 2.2 | 1
3VL27051DC338TA0 | CIRCUITBREAKER VL 160N STANDARD BREAKING CAPACITY ICU=55KA / 415 V AC 3 POLE, LINE PROTECTION OVERCURRENT RELEASE TM, LI IN=50A, RATED CURRENT IR=4050A, OVERLOAD II=300600A, SHORT CIRCUIT SHUNT RELEASE 208 277 V AC WITHOUT AUXILIARY/ALARM SWITCH WITHOUT AUXILIARY/ALARM SWITCH | 268.62 | TEM | 1 | LP | 2.2 | 1
3VL27051DC360AD1 | CIRCUITBREAKER VL 160N STANDARD BREAKING CAPACITY ICU=55KA / 415 V AC 3 POLE, LINE PROTECTION OVERCURRENT RELEASE TM, LI IN=50A, RATED CURRENT IR=4050A, OVERLOAD II=300600A, SHORT CIRCUIT WITH SCREW CONNECTION WITHOUT AUXILIARY RELEASE AUXILIARY/ALARM SWITCH KIT 2HS(1NO+1NC)+1AS(1NO) AUXILIARY/ALARM SWITCH KIT 2HS(1NO+1NC)+1AS(1NO) | 252.45 | TEM | 1 | LP | 2.2 | 1
3VL27051EJ430AA0 | CIRCUITBREAKER VL 160N STANDARD BREAKING CAPACITY ICU=55KA / 415 V AC 4 POLE, LINE PROTECTION OVERCURRENT RELEASE TM, LI IN=50A, RATED CURRENT IR=4050A, OVERLOAD II=300600A, SHORT CIRCUIT N NOT PROTECTED WITHOUT AUXILIARY RELEASE WITHOUT AUXILIARY/ALARM SWITCH | 265.1 | TEM | 1 | LP | 3.233 | 1
3VL27051EJ430AD1 | CIRCUITBREAKER VL 160N STANDARD BREAKING CAPACITY ICU=55KA / 415 V AC 4 POLE, LINE PROTECTION OVERCURRENT RELEASE TM, LI IN=50A, RATED CURRENT IR=4050A, OVERLOAD II=300600A, SHORT CIRCUIT N NOT PROTECTED WITHOUT AUXILIARY RELEASE AUXILIARY/ALARM SWITCH KIT 2HS(1NO+1NC)+1AS(1NO) AUXILIARY/ALARM SWITCH KIT 2HS(1NO+1NC)+1AS(1NO) | 315.15 | TEM | 1 | LP | 3 | 1
3VL27051EJ432HB1 | CIRCUITBREAKER VL 160N STANDARD BREAKING CAPACITY ICU=55KA / 415 V AC 4 POLE, LINE PROTECTION OVERCURRENT RELEASE TM, LI IN=50A, RATED CURRENT IR=4050A, OVERLOAD II=300600A, SHORT CIRCUIT N NOT PROTECTED UNDERVOLTAGE RELEASE 220 250 V AC AUXILIARY SWITCH KIT 2HS(1NO+1NC) AUXILIARY SWITCH KIT 2HS(1NO+1NC) | 389.29 | TEM | 1 | LP | 3 | 1
3VL27051EJ432HD1 | CIRCUITBREAKER VL 160N STANDARD BREAKING CAPACITY ICU=55KA / 415 V AC 4 POLE, LINE PROTECTION OVERCURRENT RELEASE TM, LI IN=50A, RATED CURRENT IR=4050A, OVERLOAD II=300600A, SHORT CIRCUIT N NOT PROTECTED UNDERVOLTAGE RELEASE 220 250 V AC AUXILIARY/ALARM SWITCH KIT 2HS(1NO+1NC)+1AS(1NO) AUXILIARY/ALARM SWITCH KIT 2HS(1NO+1NC)+1AS(1NO) | 401.72 | TEM | 1 | LP | 3 | 1
3VL27051EM430AA0 | CIRCUITBREAKER VL 160N STANDARD BREAKING CAPACITY ICU=55KA / 415 V AC 4 POLE, LINE PROTECTION OVERCURRENT RELEASE TM, LI IN=50A, RATED CURRENT IR=4050A, OVERLOAD II=300600A, SHORT CIRCUIT N PROTECTED WITHOUT AUXILIARY RELEASE WITHOUT AUXILIARY/ALARM SWITCH | 272.14 | TEM | 1 | LP | 3.128 | 1
3VL27051EM430AD1 | CIRCUITBREAKER VL 160N STANDARD BREAKING CAPACITY ICU=55KA / 415 V AC 4 POLE, LINE PROTECTION OVERCURRENT RELEASE TM, LI IN=50A, RATED CURRENT IR=4050A, OVERLOAD II=300600A, SHORT CIRCUIT N PROTECTED WITHOUT AUXILIARY RELEASE AUXILIARY/ALARM SWITCH KIT 2HS(1NO+1NC)+1AS(1NO) AUXILIARY/ALARM SWITCH KIT 2HS(1NO+1NC)+1AS(1NO) | 322.19 | TEM | 1 | LP | 3 | 1
3VL27052DC330AA0 | CIRCUITBREAKER VL 160H HIGH BREAKING CAPACITY ICU=70KA / 415 V AC 3 POLE, LINE PROTECTION OVERCURRENT RELEASE TM, LI IN=50A, RATED CURRENT IR=4050A, OVERLOAD II=300600A, SHORT CIRCUIT WITHOUT AUXILIARY RELEASE WITHOUT AUXILIARY/ALARM SWITCH | 258.39 | TEM | 1 | LP | 2.421 | 1
3VL27052DC330AB1 | CIRCUITBREAKER VL 160H HIGH BREAKING CAPACITY ICU=70KA / 415 V AC 3 POLE, LINE PROTECTION OVERCURRENT RELEASE TM, LI IN=50A, RATED CURRENT IR=4050A, OVERLOAD II=300600A, SHORT CIRCUIT WITHOUT AUXILIARY RELEASE AUXILIARY SWITCH KIT 2HS(1NO+1NC) | 296.01 | TEM | 1 | LP | 2.473 | 1
3VL27052EJ460AB1 | CIRCUITBREAKER VL 160H HIGH BREAKING CAPACITY ICU=70KA / 415 V AC 4 POLE, LINE PROTECTION OVERCURRENT RELEASE TM, LI IN=50A, RATED CURRENT IR=4050A, OVERLOAD II=300600A, SHORT CIRCUIT N NOT PROTECTED WITH SCREW CONNECTION WITHOUT AUXILIARY RELEASE AUXILIARY SWITCH KIT 2HS(1NO+1NC) AUXILIARY SWITCH KIT 2HS(1NO+1NC) | 363 | TEM | 1 | LP | 3 | 1
3VL27053DC330AA0 | CIRCUITBREAKER VL 160L VERY HIGH BREAKING CAPACITY ICU=100KA / 415 V AC 3 POLE, LINE PROTECTION OVERCURRENT RELEASE TM, LI IN=50A, RATED CURRENT IR=4050A, OVERLOAD II=300600A, SHORT CIRCUIT WITHOUT AUXILIARY RELEASE WITHOUT AUXILIARY/ALARM SWITCH | 362.56 | TEM | 1 | LP | 2.37 | 1
3VL27053DC330AD1 | CIRCUITBREAKER VL 160L VERY HIGH BREAKING CAPACITY ICU=100KA / 415 V AC 3 POLE, LINE PROTECTION OVERCURRENT RELEASE TM, LI IN=50A, RATED CURRENT IR=4050A, OVERLOAD II=300600A, SHORT CIRCUIT WITHOUT AUXILIARY RELEASE AUXILIARY/ALARM SWITCH KIT 2HS(1NO+1NC)+1AS(1NO) AUXILIARY/ALARM SWITCH KIT 2HS(1NO+1NC)+1AS(1NO) | 412.61 | TEM | 1 | LP | 2.2 | 1
3VL27061DC330AA0 | CIRCUITBREAKER VL 160N STANDARD BREAKING CAPACITY ICU=55KA / 415 V AC 3 POLE, LINE PROTECTION OVERCURRENT RELEASE TM, LI IN=63A, RATED CURRENT IR=5063A, OVERLOAD II=300600A, SHORT CIRCUIT WITHOUT AUXILIARY RELEASE WITHOUT AUXILIARY/ALARM SWITCH | 203.83 | TEM | 1 | LP | 2.427 | 1
3VL27061DC330AB1 | CIRCUITBREAKER VL 160N STANDARD BREAKING CAPACITY ICU=55KA / 415 V AC 3 POLE, LINE PROTECTION OVERCURRENT RELEASE TM, LI IN=63A, RATED CURRENT IR=5063A, OVERLOAD II=300600A, SHORT CIRCUIT WITHOUT AUXILIARY RELEASE AUXILIARY SWITCH KIT 2HS(1NO+1NC) | 241.45 | TEM | 1 | LP | 2.455 | 1
3VL27061DC330AD1 | CIRCUITBREAKER VL 160N STANDARD BREAKING CAPACITY ICU=55KA / 415 V AC 3 POLE, LINE PROTECTION OVERCURRENT RELEASE TM, LI IN=63A, RATED CURRENT IR=5063A, OVERLOAD II=300600A, SHORT CIRCUIT WITHOUT AUXILIARY RELEASE AUXILIARY/ALARM SWITCH KIT 2HS(1NO+1NC)+1AS(1NO) | 253.88 | TEM | 1 | LP | 2.465 | 1
3VL27061DC332HD1 | CIRCUITBREAKER VL 160N STANDARD BREAKING CAPACITY ICU=55KA / 415 V AC 3 POLE, LINE PROTECTION OVERCURRENT RELEASE TM, LI IN=63A, RATED CURRENT IR=5063A, OVERLOAD II=300600A, SHORT CIRCUIT UNDERVOLTAGE RELEASE 220 250 V AC AUXILIARY/ALARM SWITCH KIT 2HS(1NO+1NC)+1AS(1NO) AUXILIARY/ALARM SWITCH KIT 2HS(1NO+1NC)+1AS(1NO) | 340.45 | TEM | 1 | LP | 2.2 | 1
3VL27061DC332SD1 | CIRCUITBREAKER VL 160N STANDARD BREAKING CAPACITY ICU=55KA / 415 V AC 3 POLE, LINE PROTECTION OVERCURRENT RELEASE TM, LI IN=63A, RATED CURRENT IR=5063A, OVERLOAD II=300600A, SHORT CIRCUIT UNDERVOLTAGE RELEASE 220 250 V DC AUXILIARY/ALARM SWITCH KIT 2HS(1NO+1NC)+1AS(1NO) AUXILIARY/ALARM SWITCH KIT 2HS(1NO+1NC)+1AS(1NO) | 340.45 | TEM | 1 | LP | 2.2 | 1
3VL27061DC338TB1 | CIRCUITBREAKER VL 160N STANDARD BREAKING CAPACITY ICU=55KA / 415 V AC 3 POLE, LINE PROTECTION OVERCURRENT RELEASE TM, LI IN=63A, RATED CURRENT IR=5063A, OVERLOAD II=300600A, SHORT CIRCUIT SHUNT RELEASE 208 277 V AC AUXILIARY SWITCH KIT 2HS(1NO+1NC) AUXILIARY SWITCH KIT 2HS(1NO+1NC) | 306.24 | TEM | 1 | LP | 2.2 | 1
3VL27061DC360AA0 | CIRCUITBREAKER VL 160N STANDARD BREAKING CAPACITY ICU=55KA / 415 V AC 3 POLE, LINE PROTECTION OVERCURRENT RELEASE TM, LI IN=63A, RATED CURRENT IR=5063A, OVERLOAD II=300600A, SHORT CIRCUIT WITH SCREW CONNECTION WITHOUT AUXILIARY RELEASE WITHOUT AUXILIARY/ALARM SWITCH | 202.4 | TEM | 1 | LP | 2.32 | 1
3VL27061DC360AB1 | CIRCUITBREAKER VL 160N STANDARD BREAKING CAPACITY ICU=55KA / 415 V AC 3 POLE, LINE PROTECTION OVERCURRENT RELEASE TM, LI IN=63A, RATED CURRENT IR=5063A, OVERLOAD II=300600A, SHORT CIRCUIT WITH SCREW CONNECTION WITHOUT AUXILIARY RELEASE AUXILIARY SWITCH KIT 2HS(1NO+1NC) AUXILIARY SWITCH KIT 2HS(1NO+1NC) | 240.02 | TEM | 1 | LP | 2.2 | 1
3VL27061DK330AA0 | CIRCUITBREAKER VL 160N STANDARD BREAKING CAPACITY ICU=55KA / 415 V AC 3 POLE, STARTER COMBINATION PROTECTION OVERCURRENT RELEASE MAGNETIC IN=63A, RATED CURRENT II=450900A, SHORT CIRCUIT WITHOUT AUXILIARY RELEASE WITHOUT AUXILIARY/ALARM SWITCH | 181.94 | TEM | 1 | LP | 2.478 | 1
3VL27061DK330AB1 | CIRCUITBREAKER VL 160N STANDARD BREAKING CAPACITY ICU=55KA / 415 V AC 3 POLE, STARTER COMBINATION PROTECTION OVERCURRENT RELEASE MAGNETIC IN=63A, RATED CURRENT II=450900A, SHORT CIRCUIT WITHOUT AUXILIARY RELEASE AUXILIARY SWITCH KIT 2HS(1NO+1NC) | 219.56 | TEM | 1 | LP | 2.6 | 1
3VL27061DK330AD1 | CIRCUITBREAKER VL 160N STANDARD BREAKING CAPACITY ICU=55KA / 415 V AC 3 POLE, STARTER COMBINATION PROTECTION OVERCURRENT RELEASE MAGNETIC IN=63A, RATED CURRENT II=450900A, SHORT CIRCUIT WITHOUT AUXILIARY RELEASE AUXILIARY/ALARM SWITCH KIT 2HS(1NO+1NC)+1AS(1NO) | 231.99 | TEM | 1 | LP | 2.6 | 1
3VL27061EJ430AA0 | CIRCUITBREAKER VL 160N STANDARD BREAKING CAPACITY ICU=55KA / 415 V AC 4 POLE, LINE PROTECTION OVERCURRENT RELEASE TM, LI IN=63A, RATED CURRENT IR=5063A, OVERLOAD II=300600A, SHORT CIRCUIT N NOT PROTECTED WITHOUT AUXILIARY RELEASE WITHOUT AUXILIARY/ALARM SWITCH | 268.62 | TEM | 1 | LP | 3.05 | 1
3VL27061EJ430AD1 | CIRCUITBREAKER VL 160N STANDARD BREAKING CAPACITY ICU=55KA / 415 V AC 4 POLE, LINE PROTECTION OVERCURRENT RELEASE TM, LI IN=63A, RATED CURRENT IR=5063A, OVERLOAD II=300600A, SHORT CIRCUIT N NOT PROTECTED WITHOUT AUXILIARY RELEASE AUXILIARY/ALARM SWITCH KIT 2HS(1NO+1NC)+1AS(1NO) | 318.67 | TEM | 1 | LP | 3.167 | 1
3VL27061EJ460AA0 | CIRCUITBREAKER VL 160N STANDARD BREAKING CAPACITY ICU=55KA / 415 V AC 4 POLE, LINE PROTECTION OVERCURRENT RELEASE TM, LI IN=63A, RATED CURRENT IR=5063A, OVERLOAD II=300600A, SHORT CIRCUIT N NOT PROTECTED WITH SCREW CONNECTION WITHOUT AUXILIARY RELEASE WITHOUT AUXILIARY/ALARM SWITCH | 263.89 | TEM | 1 | LP | 3.115 | 1
3VL27061EJ460AB1 | CIRCUITBREAKER VL 160N STANDARD BREAKING CAPACITY ICU=55KA / 415 V AC 4 POLE, LINE PROTECTION OVERCURRENT RELEASE TM, LI IN=63A, RATED CURRENT IR=5063A, OVERLOAD II=300600A, SHORT CIRCUIT N NOT PROTECTED WITH SCREW CONNECTION WITHOUT AUXILIARY RELEASE AUXILIARY SWITCH KIT 2HS(1NO+1NC) AUXILIARY SWITCH KIT 2HS(1NO+1NC) | 301.51 | TEM | 1 | LP | 3 | 1
3VL27061EM430AA0 | CIRCUITBREAKER VL 160N STANDARD BREAKING CAPACITY ICU=55KA / 415 V AC 4 POLE, LINE PROTECTION OVERCURRENT RELEASE TM, LI IN=63A, RATED CURRENT IR=5063A, OVERLOAD II=300600A, SHORT CIRCUIT N PROTECTED WITHOUT AUXILIARY RELEASE WITHOUT AUXILIARY/ALARM SWITCH | 272.14 | TEM | 1 | LP | 3.11 | 1
3VL27061EM430AD1 | CIRCUITBREAKER VL 160N STANDARD BREAKING CAPACITY ICU=55KA / 415 V AC 4 POLE, LINE PROTECTION OVERCURRENT RELEASE TM, LI IN=63A, RATED CURRENT IR=5063A, OVERLOAD II=300600A, SHORT CIRCUIT N PROTECTED WITHOUT AUXILIARY RELEASE AUXILIARY/ALARM SWITCH KIT 2HS(1NO+1NC)+1AS(1NO) AUXILIARY/ALARM SWITCH KIT 2HS(1NO+1NC)+1AS(1NO) | 322.19 | TEM | 1 | LP | 3 | 1
3VL27061EM460AA0 | CIRCUITBREAKER VL 160N STANDARD BREAKING CAPACITY ICU=55KA / 415 V AC 4 POLE, LINE PROTECTION OVERCURRENT RELEASE TM, LI IN=63A, RATED CURRENT IR=5063A, OVERLOAD II=300600A, SHORT CIRCUIT N PROTECTED WITH SCREW CONNECTION WITHOUT AUXILIARY RELEASE WITHOUT AUXILIARY/ALARM SWITCH | 267.85 | TEM | 1 | LP | 3.051 | 1
3VL27061ME368KA0 | CIRCUITBREAKER VL 160N STANDARD BREAKING CAPACITY ICU=55KA / 415 V AC 3 POLE, LINE PROTECTION ELECTRONIC TRIP UNIT ETU20, LSI IN=63A, RATED CURRENT IR=2563A, OVERLOAD ISD=1,5TO10XIR, II=11XIN SHORTCIRCUIT WITH SCREW CONNECTION ETU COMMUNICATIONCAPABLE SHUNT RELEASE 110 127 V DC WITHOUT AUXILIARY/ALARM SWITCH WITHOUT AUXILIARY/ALARM SWITCH | 462.55 | TEM | 1 | LP | 2.4 | 1
3VL27061NF468KA0 | CIRCUITBREAKER VL 160N STANDARD BREAKING CAPACITY ICU=55KA / 415 V AC 4 POLE, LINE PROTECTION ELECTRONIC TRIP UNIT ETU20, LSI IN=63A, RATED CURRENT IR=2563A, OVERLOAD ISD=1,5TO10XIR, II=11XIN SHORTCIRCUIT N PROTECTED WITH SCREW CONNECTION ETU COMMUNICATIONCAPABLE SHUNT RELEASE 110 127 V DC WITHOUT AUXILIARY/ALARM SWITCH WITHOUT AUXILIARY/ALARM SWITCH | 595.32 | TEM | 1 | LP | 3.1 | 1
3VL27061SB330AA0 | CIRCUITBREAKER VL 160N STANDARD BREAKING CAPACITY ICU=55KA / 415 V AC 3 POLE, LINE PROTECTION ELECTRONIC TRIP UNIT ETU10, LI IN=63A, RATED CURRENT IR=2563A, OVERLOAD II=1,25TO11XIN, SHORT CIRCUIT WITHOUT AUXILIARY RELEASE WITHOUT AUXILIARY/ALARM SWITCH | 340.12 | TEM | 1 | LP | 2.447 | 1
3VL27061SB330AD1 | CIRCUITBREAKER VL 160N STANDARD BREAKING CAPACITY ICU=55KA / 415 V AC 3 POLE, LINE PROTECTION ELECTRONIC TRIP UNIT ETU10, LI IN=63A, RATED CURRENT IR=2563A, OVERLOAD II=1,25TO11XIN, SHORT CIRCUIT WITHOUT AUXILIARY RELEASE AUXILIARY/ALARM SWITCH KIT 2HS(1NO+1NC)+1AS(1NO) AUXILIARY/ALARM SWITCH KIT 2HS(1NO+1NC)+1AS(1NO) | 390.17 | TEM | 1 | LP | 2.4 | 1
3VL27061SE330AA0 | CIRCUITBREAKER VL 160N STANDARD BREAKING CAPACITY ICU=55KA / 415 V AC 3 POLE, LINE PROTECTION ELECTRONIC TRIP UNIT ETU20, LSI IN=63A, RATED CURRENT IR=2563A, OVERLOAD ISD=1,5TO10XIR, II=11XIN SHORTCIRCUIT WITHOUT AUXILIARY RELEASE WITHOUT AUXILIARY/ALARM SWITCH | 363.11 | TEM | 1 | LP | 2.453 | 1
3VL27061SH330AA0 | CIRCUITBREAKER VL 160N STANDARD BREAKING CAPACITY ICU=55KA / 415 V AC 3 POLE, LINE PROTECTION ELECTRONIC TRIP UNIT ETU22, LSIG 3PHASES/4WIRES WITH PIGTAIL IN=63A, RATED CURRENT IR=2563A, OVERLOAD ISD=1,5TO10XIR, II=11XIN SHORTCIRCUIT WITHOUT AUXILIARY RELEASE WITHOUT AUXILIARY/ALARM SWITCH | 465.63 | TEM | 1 | LP | 2.452 | 1
3VL27061SP330AA0 | CIRCUITBREAKER VL 160N STANDARD BREAKING CAPACITY ICU=55KA / 415 V AC 3 POLE, MOTOR/ GENERATOR PROTECTION ELECTRONIC TRIP UNIT ETU10M, LI IN=63A, RATED CURRENT IR=2563A, OVERLOAD II=1,25TO11XIN, SHORT CIRCUIT WITHOUT AUXILIARY RELEASE WITHOUT AUXILIARY/ALARM SWITCH | 306.68 | TEM | 1 | LP | 2.452 | 1
3VL27061SP360AB1 | CIRCUITBREAKER VL 160N STANDARD BREAKING CAPACITY ICU=55KA / 415 V AC 3 POLE, MOTOR/ GENERATOR PROTECTION ELECTRONIC TRIP UNIT ETU10M, LI IN=63A, RATED CURRENT IR=2563A, OVERLOAD II=1,25TO11XIN, SHORT CIRCUIT WITH SCREW CONNECTION WITHOUT AUXILIARY RELEASE AUXILIARY SWITCH KIT 2HS(1NO+1NC) AUXILIARY SWITCH KIT 2HS(1NO+1NC) | 336.27 | TEM | 1 | LP | 2.4 | 1
3VL27061TA430AD1 | CIRCUITBREAKER VL 160N STANDARD BREAKING CAPACITY ICU=55KA / 415 V AC 4 POLE, LINE PROTECTION ELECTRONIC TRIP UNIT ETU10, LI IN=63A, RATED CURRENT IR=2563A, OVERLOAD II=1,25TO11XIN, SHORT CIRCUIT N PROTECTED WITHOUT AUXILIARY RELEASE AUXILIARY/ALARM SWITCH KIT 2HS(1NO+1NC)+1AS(1NO) AUXILIARY/ALARM SWITCH KIT 2HS(1NO+1NC)+1AS(1NO) | 517.44 | TEM | 1 | LP | 3.1 | 1
3VL27062DC330AA0 | CIRCUITBREAKER VL 160H HIGH BREAKING CAPACITY ICU=70KA / 415 V AC 3 POLE, LINE PROTECTION OVERCURRENT RELEASE TM, LI IN=63A, RATED CURRENT IR=5063A, OVERLOAD II=300600A, SHORT CIRCUIT WITHOUT AUXILIARY RELEASE WITHOUT AUXILIARY/ALARM SWITCH | 267.08 | TEM | 1 | LP | 2.418 | 1
3VL27062DC330AB1 | CIRCUITBREAKER VL 160H HIGH BREAKING CAPACITY ICU=70KA / 415 V AC 3 POLE, LINE PROTECTION OVERCURRENT RELEASE TM, LI IN=63A, RATED CURRENT IR=5063A, OVERLOAD II=300600A, SHORT CIRCUIT WITHOUT AUXILIARY RELEASE AUXILIARY SWITCH KIT 2HS(1NO+1NC) | 304.7 | TEM | 1 | LP | 2.535 | 1
3VL27062DC332RD1 | CIRCUITBREAKER VL 160H HIGH BREAKING CAPACITY ICU=70KA / 415 V AC 3 POLE, LINE PROTECTION OVERCURRENT RELEASE TM, LI IN=63A, RATED CURRENT IR=5063A, OVERLOAD II=300600A, SHORT CIRCUIT UNDERVOLTAGE RELEASE 110 127 V DC AUXILIARY/ALARM SWITCH KIT 2HS(1NO+1NC)+1AS(1NO) AUXILIARY/ALARM SWITCH KIT 2HS(1NO+1NC)+1AS(1NO) | 403.7 | TEM | 1 | LP | 2.2 | 1
3VL27062DC362SD1 | CIRCUITBREAKER VL 160H HIGH BREAKING CAPACITY ICU=70KA / 415 V AC 3 POLE, LINE PROTECTION OVERCURRENT RELEASE TM, LI IN=63A, RATED CURRENT IR=5063A, OVERLOAD II=300600A, SHORT CIRCUIT WITH SCREW CONNECTION UNDERVOLTAGE RELEASE 220 250 V DC AUXILIARY/ALARM SWITCH KIT 2HS(1NO+1NC)+1AS(1NO) AUXILIARY/ALARM SWITCH KIT 2HS(1NO+1NC)+1AS(1NO) | 394.79 | TEM | 1 | LP | 2.2 | 1
3VL27062EJ432SD1 | CIRCUITBREAKER VL 160H HIGH BREAKING CAPACITY ICU=70KA / 415 V AC 4 POLE, LINE PROTECTION OVERCURRENT RELEASE TM, LI IN=63A, RATED CURRENT IR=5063A, OVERLOAD II=300600A, SHORT CIRCUIT N NOT PROTECTED UNDERVOLTAGE RELEASE 220 250 V DC AUXILIARY/ALARM SWITCH KIT 2HS(1NO+1NC)+1AS(1NO) AUXILIARY/ALARM SWITCH KIT 2HS(1NO+1NC)+1AS(1NO) | 473.66 | TEM | 1 | LP | 3 | 1
3VL27062SE330AA0 | CIRCUITBREAKER VL 160H HIGH BREAKING CAPACITY ICU=70KA / 415 V AC 3 POLE, LINE PROTECTION ELECTRONIC TRIP UNIT ETU20, LSI IN=63A, RATED CURRENT IR=2563A, OVERLOAD ISD=1,5TO10XIR, II=11XIN SHORTCIRCUIT WITHOUT AUXILIARY RELEASE WITHOUT AUXILIARY/ALARM SWITCH | 420.64 | TEM | 1 | LP | 2.413 | 1
3VL27063DC330AA0 | CIRCUITBREAKER VL 160L VERY HIGH BREAKING CAPACITY ICU=100KA / 415 V AC 3 POLE, LINE PROTECTION OVERCURRENT RELEASE TM, LI IN=63A, RATED CURRENT IR=5063A, OVERLOAD II=300600A, SHORT CIRCUIT WITHOUT AUXILIARY RELEASE WITHOUT AUXILIARY/ALARM SWITCH | 374.44 | TEM | 1 | LP | 2.51 | 1
3VL27063DC330AD1 | CIRCUITBREAKER VL 160L VERY HIGH BREAKING CAPACITY ICU=100KA / 415 V AC 3 POLE, LINE PROTECTION OVERCURRENT RELEASE TM, LI IN=63A, RATED CURRENT IR=5063A, OVERLOAD II=300600A, SHORT CIRCUIT WITHOUT AUXILIARY RELEASE AUXILIARY/ALARM SWITCH KIT 2HS(1NO+1NC)+1AS(1NO) | 424.49 | TEM | 1 | LP | 2.56 | 1
3VL27063DC338TA0 | CIRCUITBREAKER VL 160L VERY HIGH BREAKING CAPACITY ICU=100KA / 415 V AC 3 POLE, LINE PROTECTION OVERCURRENT RELEASE TM, LI IN=63A, RATED CURRENT IR=5063A, OVERLOAD II=300600A, SHORT CIRCUIT SHUNT RELEASE 208 277 V AC WITHOUT AUXILIARY/ALARM SWITCH WITHOUT AUXILIARY/ALARM SWITCH | 439.23 | TEM | 1 | LP | 2.2 | 1
3VL27063DK330AA0 | CIRCUITBREAKER VL 160L VERY HIGH BREAKING CAPACITY ICU=100KA / 415 V AC 3 POLE, STARTER COMBINATION PROTECTION OVERCURRENT RELEASE MAGNETIC IN=63A, RATED CURRENT II=450900A, SHORT CIRCUIT WITHOUT AUXILIARY RELEASE WITHOUT AUXILIARY/ALARM SWITCH | 364.98 | TEM | 1 | LP | 2.512 | 1
3VL27063SG330AD1 | CIRCUITBREAKER VL 160L VERY HIGH BREAKING CAPACITY ICU=100KA / 415 V AC 3 POLE, LINE PROTECTION ELECTRONIC TRIP UNIT ETU22, LSIG 3PHASES/3WIRES IN=63A, RATED CURRENT IR=2563A, OVERLOAD ISD=1,5TO10XIR, II=11XIN SHORTCIRCUIT WITHOUT AUXILIARY RELEASE AUXILIARY/ALARM SWITCH KIT 2HS(1NO+1NC)+1AS(1NO) AUXILIARY/ALARM SWITCH KIT 2HS(1NO+1NC)+1AS(1NO) | 666.38 | TEM | 1 | LP | 2.4 | 1
3VL27081DC330AA0 | CIRCUITBREAKER VL 160N STANDARD BREAKING CAPACITY ICU=55KA / 415 V AC 3 POLE, LINE PROTECTION OVERCURRENT RELEASE TM, LI IN=80A, RATED CURRENT IR=6380A, OVERLOAD II=400800A, SHORT CIRCUIT WITHOUT AUXILIARY RELEASE WITHOUT AUXILIARY/ALARM SWITCH | 207.79 | TEM | 1 | LP | 2.48 | 1
3VL27081DC330AB1 | CIRCUITBREAKER VL 160N STANDARD BREAKING CAPACITY ICU=55KA / 415 V AC 3 POLE, LINE PROTECTION OVERCURRENT RELEASE TM, LI IN=80A, RATED CURRENT IR=6380A, OVERLOAD II=400800A, SHORT CIRCUIT WITHOUT AUXILIARY RELEASE AUXILIARY SWITCH KIT 2HS(1NO+1NC) | 245.41 | TEM | 1 | LP | 2.445 | 1
3VL27081DC330AD1 | CIRCUITBREAKER VL 160N STANDARD BREAKING CAPACITY ICU=55KA / 415 V AC 3 POLE, LINE PROTECTION OVERCURRENT RELEASE TM, LI IN=80A, RATED CURRENT IR=6380A, OVERLOAD II=400800A, SHORT CIRCUIT WITHOUT AUXILIARY RELEASE AUXILIARY/ALARM SWITCH KIT 2HS(1NO+1NC)+1AS(1NO) | 257.84 | TEM | 1 | LP | 2.475 | 1
3VL27081DC332SD1 | CIRCUITBREAKER VL 160N STANDARD BREAKING CAPACITY ICU=55KA / 415 V AC 3 POLE, LINE PROTECTION OVERCURRENT RELEASE TM, LI IN=80A, RATED CURRENT IR=6380A, OVERLOAD II=400800A, SHORT CIRCUIT UNDERVOLTAGE RELEASE 220 250 V DC AUXILIARY/ALARM SWITCH KIT 2HS(1NO+1NC)+1AS(1NO) AUXILIARY/ALARM SWITCH KIT 2HS(1NO+1NC)+1AS(1NO) | 344.41 | TEM | 1 | LP | 2.2 | 1
3VL27081DC338CD1 | CIRCUITBREAKER VL 160N STANDARD BREAKING CAPACITY ICU=55KA / 415 V AC 3 POLE, LINE PROTECTION OVERCURRENT RELEASE TM, LI IN=80A, RATED CURRENT IR=6380A, OVERLOAD II=400800A, SHORT CIRCUIT SHUNT RELEASE 24 V AC/DC AUXILIARY/ALARM SWITCH KIT 2HS(1NO+1NC)+1AS(1NO) AUXILIARY/ALARM SWITCH KIT 2HS(1NO+1NC)+1AS(1NO) | 322.63 | TEM | 1 | LP | 2.2 | 1
3VL27081DC360AA0 | CIRCUITBREAKER VL 160N STANDARD BREAKING CAPACITY ICU=55KA / 415 V AC 3 POLE, LINE PROTECTION OVERCURRENT RELEASE TM, LI IN=80A, RATED CURRENT IR=6380A, OVERLOAD II=400800A, SHORT CIRCUIT WITH SCREW CONNECTION WITHOUT AUXILIARY RELEASE WITHOUT AUXILIARY/ALARM SWITCH | 205.15 | TEM | 1 | LP | 2.36 | 1
3VL27081DC360AD1 | CIRCUITBREAKER VL 160N STANDARD BREAKING CAPACITY ICU=55KA / 415 V AC 3 POLE, LINE PROTECTION OVERCURRENT RELEASE TM, LI IN=80A, RATED CURRENT IR=6380A, OVERLOAD II=400800A, SHORT CIRCUIT WITH SCREW CONNECTION WITHOUT AUXILIARY RELEASE AUXILIARY/ALARM SWITCH KIT 2HS(1NO+1NC)+1AS(1NO) AUXILIARY/ALARM SWITCH KIT 2HS(1NO+1NC)+1AS(1NO) | 255.2 | TEM | 1 | LP | 2.2 | 1
3VL27081DC368VD1 | CIRCUITBREAKER VL 160N STANDARD BREAKING CAPACITY ICU=55KA / 415 V AC 3 POLE, LINE PROTECTION OVERCURRENT RELEASE TM, LI IN=80A, RATED CURRENT IR=6380A, OVERLOAD II=400800A, SHORT CIRCUIT WITH SCREW CONNECTION SHUNT RELEASE 380 600 V AC AUXILIARY/ALARM SWITCH KIT 2HS(1NO+1NC)+1AS(1NO) AUXILIARY/ALARM SWITCH KIT 2HS(1NO+1NC)+1AS(1NO) | 319.99 | TEM | 1 | LP | 2.2 | 1
3VL27081EJ430AA0 | CIRCUITBREAKER VL 160N STANDARD BREAKING CAPACITY ICU=55KA / 415 V AC 4 POLE, LINE PROTECTION OVERCURRENT RELEASE TM, LI IN=80A, RATED CURRENT IR=6380A, OVERLOAD II=400800A, SHORT CIRCUIT N NOT PROTECTED WITHOUT AUXILIARY RELEASE WITHOUT AUXILIARY/ALARM SWITCH | 272.25 | TEM | 1 | LP | 3.115 | 1
3VL27081EJ430AD1 | CIRCUITBREAKER VL 160N STANDARD BREAKING CAPACITY ICU=55KA / 415 V AC 4 POLE, LINE PROTECTION OVERCURRENT RELEASE TM, LI IN=80A, RATED CURRENT IR=6380A, OVERLOAD II=400800A, SHORT CIRCUIT N NOT PROTECTED WITHOUT AUXILIARY RELEASE AUXILIARY/ALARM SWITCH KIT 2HS(1NO+1NC)+1AS(1NO) | 322.3 | TEM | 1 | LP | 3.187 | 1
3VL27081EJ460AA0 | CIRCUITBREAKER VL 160N STANDARD BREAKING CAPACITY ICU=55KA / 415 V AC 4 POLE, LINE PROTECTION OVERCURRENT RELEASE TM, LI IN=80A, RATED CURRENT IR=6380A, OVERLOAD II=400800A, SHORT CIRCUIT N NOT PROTECTED WITH SCREW CONNECTION WITHOUT AUXILIARY RELEASE WITHOUT AUXILIARY/ALARM SWITCH | 269.5 | TEM | 1 | LP | 3 | 1
3VL27081EM430AA0 | CIRCUITBREAKER VL 160N STANDARD BREAKING CAPACITY ICU=55KA / 415 V AC 4 POLE, LINE PROTECTION OVERCURRENT RELEASE TM, LI IN=80A, RATED CURRENT IR=6380A, OVERLOAD II=400800A, SHORT CIRCUIT N PROTECTED WITHOUT AUXILIARY RELEASE WITHOUT AUXILIARY/ALARM SWITCH | 279.73 | TEM | 1 | LP | 3.14 | 1
3VL27081EM430AD1 | CIRCUITBREAKER VL 160N STANDARD BREAKING CAPACITY ICU=55KA / 415 V AC 4 POLE, LINE PROTECTION OVERCURRENT RELEASE TM, LI IN=80A, RATED CURRENT IR=6380A, OVERLOAD II=400800A, SHORT CIRCUIT N PROTECTED WITHOUT AUXILIARY RELEASE AUXILIARY/ALARM SWITCH KIT 2HS(1NO+1NC)+1AS(1NO) AUXILIARY/ALARM SWITCH KIT 2HS(1NO+1NC)+1AS(1NO) | 329.78 | TEM | 1 | LP | 3 | 1
3VL27081EM460AA0 | CIRCUITBREAKER VL 160N STANDARD BREAKING CAPACITY ICU=55KA / 415 V AC 4 POLE, LINE PROTECTION OVERCURRENT RELEASE TM, LI IN=80A, RATED CURRENT IR=6380A, OVERLOAD II=400800A, SHORT CIRCUIT N PROTECTED WITH SCREW CONNECTION WITHOUT AUXILIARY RELEASE WITHOUT AUXILIARY/ALARM SWITCH | 278.74 | TEM | 1 | LP | 3.105 | 1
3VL27082DC330AA0 | CIRCUITBREAKER VL 160H HIGH BREAKING CAPACITY ICU=70KA / 415 V AC 3 POLE, LINE PROTECTION OVERCURRENT RELEASE TM, LI IN=80A, RATED CURRENT IR=6380A, OVERLOAD II=400800A, SHORT CIRCUIT WITHOUT AUXILIARY RELEASE WITHOUT AUXILIARY/ALARM SWITCH | 261.58 | TEM | 1 | LP | 2.39 | 1
3VL27082DC330AB1 | CIRCUITBREAKER VL 160H HIGH BREAKING CAPACITY ICU=70KA / 415 V AC 3 POLE, LINE PROTECTION OVERCURRENT RELEASE TM, LI IN=80A, RATED CURRENT IR=6380A, OVERLOAD II=400800A, SHORT CIRCUIT WITHOUT AUXILIARY RELEASE AUXILIARY SWITCH KIT 2HS(1NO+1NC) | 299.2 | TEM | 1 | LP | 2.474 | 1
3VL27082DC330AD1 | CIRCUITBREAKER VL 160H HIGH BREAKING CAPACITY ICU=70KA / 415 V AC 3 POLE, LINE PROTECTION OVERCURRENT RELEASE TM, LI IN=80A, RATED CURRENT IR=6380A, OVERLOAD II=400800A, SHORT CIRCUIT WITHOUT AUXILIARY RELEASE AUXILIARY/ALARM SWITCH KIT 2HS(1NO+1NC)+1AS(1NO) | 311.63 | TEM | 1 | LP | 2.38 | 1
3VL27082DC332HB1 | CIRCUITBREAKER VL 160H HIGH BREAKING CAPACITY ICU=70KA / 415 V AC 3 POLE, LINE PROTECTION OVERCURRENT RELEASE TM, LI IN=80A, RATED CURRENT IR=6380A, OVERLOAD II=400800A, SHORT CIRCUIT UNDERVOLTAGE RELEASE 220 250 V AC AUXILIARY SWITCH KIT 2HS(1NO+1NC) AUXILIARY SWITCH KIT 2HS(1NO+1NC) | 385.77 | TEM | 1 | LP | 2.2 | 1
3VL27082DC332RD1 | CIRCUITBREAKER VL 160H HIGH BREAKING CAPACITY ICU=70KA / 415 V AC 3 POLE, LINE PROTECTION OVERCURRENT RELEASE TM, LI IN=80A, RATED CURRENT IR=6380A, OVERLOAD II=400800A, SHORT CIRCUIT UNDERVOLTAGE RELEASE 110 127 V DC AUXILIARY/ALARM SWITCH KIT 2HS(1NO+1NC)+1AS(1NO) AUXILIARY/ALARM SWITCH KIT 2HS(1NO+1NC)+1AS(1NO) | 398.2 | TEM | 1 | LP | 2.2 | 1
3VL27082EJ430AA0 | CIRCUITBREAKER VL 160H HIGH BREAKING CAPACITY ICU=70KA / 415 V AC 4 POLE, LINE PROTECTION OVERCURRENT RELEASE TM, LI IN=80A, RATED CURRENT IR=6380A, OVERLOAD II=400800A, SHORT CIRCUIT N NOT PROTECTED WITHOUT AUXILIARY RELEASE WITHOUT AUXILIARY/ALARM SWITCH | 334.84 | TEM | 1 | LP | 3.24 | 1
3VL27082EJ460AB1 | CIRCUITBREAKER VL 160H HIGH BREAKING CAPACITY ICU=70KA / 415 V AC 4 POLE, LINE PROTECTION OVERCURRENT RELEASE TM, LI IN=80A, RATED CURRENT IR=6380A, OVERLOAD II=400800A, SHORT CIRCUIT N NOT PROTECTED WITH SCREW CONNECTION WITHOUT AUXILIARY RELEASE AUXILIARY SWITCH KIT 2HS(1NO+1NC) AUXILIARY SWITCH KIT 2HS(1NO+1NC) | 369.27 | TEM | 1 | LP | 3 | 1
3VL27083DC330AA0 | CIRCUITBREAKER VL 160L VERY HIGH BREAKING CAPACITY ICU=100KA / 415 V AC 3 POLE, LINE PROTECTION OVERCURRENT RELEASE TM, LI IN=80A, RATED CURRENT IR=6380A, OVERLOAD II=400800A, SHORT CIRCUIT WITHOUT AUXILIARY RELEASE WITHOUT AUXILIARY/ALARM SWITCH | 377.08 | TEM | 1 | LP | 2.525 | 1
3VL27083DC330AD1 | CIRCUITBREAKER VL 160L VERY HIGH BREAKING CAPACITY ICU=100KA / 415 V AC 3 POLE, LINE PROTECTION OVERCURRENT RELEASE TM, LI IN=80A, RATED CURRENT IR=6380A, OVERLOAD II=400800A, SHORT CIRCUIT WITHOUT AUXILIARY RELEASE AUXILIARY/ALARM SWITCH KIT 2HS(1NO+1NC)+1AS(1NO) | 427.13 | TEM | 1 | LP | 2.48 | 1
3VL27101DC330AA0 | CIRCUITBREAKER VL 160N STANDARD BREAKING CAPACITY ICU=55KA / 415 V AC 3 POLE, LINE PROTECTION OVERCURRENT RELEASE TM, LI IN=100A, RATED CURRENT IR=80100A, OVERLOAD II=5001000A, SHORT CIRCUIT WITHOUT AUXILIARY RELEASE WITHOUT AUXILIARY/ALARM SWITCH | 220 | TEM | 1 | LP | 2.42 | 1
3VL27101DC330AB1 | CIRCUITBREAKER VL 160N STANDARD BREAKING CAPACITY ICU=55KA / 415 V AC 3 POLE, LINE PROTECTION OVERCURRENT RELEASE TM, LI IN=100A, RATED CURRENT IR=80100A, OVERLOAD II=5001000A, SHORT CIRCUIT WITHOUT AUXILIARY RELEASE AUXILIARY SWITCH KIT 2HS(1NO+1NC) | 257.62 | TEM | 1 | LP | 2.45 | 1
3VL27101DC330AD1 | CIRCUITBREAKER VL 160N STANDARD BREAKING CAPACITY ICU=55KA / 415 V AC 3 POLE, LINE PROTECTION OVERCURRENT RELEASE TM, LI IN=100A, RATED CURRENT IR=80100A, OVERLOAD II=5001000A, SHORT CIRCUIT WITHOUT AUXILIARY RELEASE AUXILIARY/ALARM SWITCH KIT 2HS(1NO+1NC)+1AS(1NO) | 270.05 | TEM | 1 | LP | 2.46 | 1
3VL27101DC332RD1 | CIRCUITBREAKER VL 160N STANDARD BREAKING CAPACITY ICU=55KA / 415 V AC 3 POLE, LINE PROTECTION OVERCURRENT RELEASE TM, LI IN=100A, RATED CURRENT IR=80100A, OVERLOAD II=5001000A, SHORT CIRCUIT UNDERVOLTAGE RELEASE 110 127 V DC AUXILIARY/ALARM SWITCH KIT 2HS(1NO+1NC)+1AS(1NO) AUXILIARY/ALARM SWITCH KIT 2HS(1NO+1NC)+1AS(1NO) | 356.62 | TEM | 1 | LP | 2.2 | 1
3VL27101DC332SD1 | CIRCUITBREAKER VL 160N STANDARD BREAKING CAPACITY ICU=55KA / 415 V AC 3 POLE, LINE PROTECTION OVERCURRENT RELEASE TM, LI IN=100A, RATED CURRENT IR=80100A, OVERLOAD II=5001000A, SHORT CIRCUIT UNDERVOLTAGE RELEASE 220 250 V DC AUXILIARY/ALARM SWITCH KIT 2HS(1NO+1NC)+1AS(1NO) AUXILIARY/ALARM SWITCH KIT 2HS(1NO+1NC)+1AS(1NO) | 356.62 | TEM | 1 | LP | 2.2 | 1
3VL27101DC338TA0 | CIRCUITBREAKER VL 160N STANDARD BREAKING CAPACITY ICU=55KA / 415 V AC 3 POLE, LINE PROTECTION OVERCURRENT RELEASE TM, LI IN=100A, RATED CURRENT IR=80100A, OVERLOAD II=5001000A, SHORT CIRCUIT SHUNT RELEASE 208 277 V AC WITHOUT AUXILIARY/ALARM SWITCH | 284.79 | TEM | 1 | LP | 2.52 | 1
3VL27101DC360AA0 | CIRCUITBREAKER VL 160N STANDARD BREAKING CAPACITY ICU=55KA / 415 V AC 3 POLE, LINE PROTECTION OVERCURRENT RELEASE TM, LI IN=100A, RATED CURRENT IR=80100A, OVERLOAD II=5001000A, SHORT CIRCUIT WITH SCREW CONNECTION WITHOUT AUXILIARY RELEASE WITHOUT AUXILIARY/ALARM SWITCH | 218.57 | TEM | 1 | LP | 2.2 | 1
3VL27101DC360AB1 | CIRCUITBREAKER VL 160N STANDARD BREAKING CAPACITY ICU=55KA / 415 V AC 3 POLE, LINE PROTECTION OVERCURRENT RELEASE TM, LI IN=100A, RATED CURRENT IR=80100A, OVERLOAD II=5001000A, SHORT CIRCUIT WITH SCREW CONNECTION WITHOUT AUXILIARY RELEASE AUXILIARY SWITCH KIT 2HS(1NO+1NC) AUXILIARY SWITCH KIT 2HS(1NO+1NC) | 256.19 | TEM | 1 | LP | 2.2 | 1
3VL27101DC360AD1 | CIRCUITBREAKER VL 160N STANDARD BREAKING CAPACITY ICU=55KA / 415 V AC 3 POLE, LINE PROTECTION OVERCURRENT RELEASE TM, LI IN=100A, RATED CURRENT IR=80100A, OVERLOAD II=5001000A, SHORT CIRCUIT WITH SCREW CONNECTION WITHOUT AUXILIARY RELEASE AUXILIARY/ALARM SWITCH KIT 2HS(1NO+1NC)+1AS(1NO) | 268.62 | TEM | 1 | LP | 2.2 | 1
3VL27101DC368TB1 | CIRCUITBREAKER VL 160N STANDARD BREAKING CAPACITY ICU=55KA / 415 V AC 3 POLE, LINE PROTECTION OVERCURRENT RELEASE TM, LI IN=100A, RATED CURRENT IR=80100A, OVERLOAD II=5001000A, SHORT CIRCUIT WITH SCREW CONNECTION SHUNT RELEASE 208 277 V AC AUXILIARY SWITCH KIT 2HS(1NO+1NC) AUXILIARY SWITCH KIT 2HS(1NO+1NC) | 320.98 | TEM | 1 | LP | 2.2 | 1
3VL27101DC368VD1 | CIRCUITBREAKER VL 160N STANDARD BREAKING CAPACITY ICU=55KA / 415 V AC 3 POLE, LINE PROTECTION OVERCURRENT RELEASE TM, LI IN=100A, RATED CURRENT IR=80100A, OVERLOAD II=5001000A, SHORT CIRCUIT WITH SCREW CONNECTION SHUNT RELEASE 380 600 V AC AUXILIARY/ALARM SWITCH KIT 2HS(1NO+1NC)+1AS(1NO) AUXILIARY/ALARM SWITCH KIT 2HS(1NO+1NC)+1AS(1NO) | 333.41 | TEM | 1 | LP | 2.2 | 1
3VL27101DE330AA0 | CIRCUITBREAKER VL 160N STANDARD BREAKING CAPACITY ICU=55KA / 415 V AC 3 POLE, NONAUTOMATIC OVERCURRENT RELEASE MAGNETIC IN=100A, RATED CURRENT II=2500A, SHORT CIRCUIT WITHOUT AUXILIARY RELEASE WITHOUT AUXILIARY/ALARM SWITCH | 187.99 | TEM | 1 | LP | 2.455 | 1
3VL27101DK330AA0 | CIRCUITBREAKER VL 160N STANDARD BREAKING CAPACITY ICU=55KA / 415 V AC 3 POLE, STARTER COMBINATION PROTECTION OVERCURRENT RELEASE MAGNETIC IN=100A, RATED CURRENT II=7501500A, SHORT CIRCUIT WITHOUT AUXILIARY RELEASE WITHOUT AUXILIARY/ALARM SWITCH | 206.36 | TEM | 1 | LP | 2.404 | 1
3VL27101DK330AD1 | CIRCUITBREAKER VL 160N STANDARD BREAKING CAPACITY ICU=55KA / 415 V AC 3 POLE, STARTER COMBINATION PROTECTION OVERCURRENT RELEASE MAGNETIC IN=100A, RATED CURRENT II=7501500A, SHORT CIRCUIT WITHOUT AUXILIARY RELEASE AUXILIARY/ALARM SWITCH KIT 2HS(1NO+1NC)+1AS(1NO) | 256.41 | TEM | 1 | LP | 2.451 | 1
3VL27101DK332DB1 | CIRCUITBREAKER VL 160N STANDARD BREAKING CAPACITY ICU=55KA / 415 V AC 3 POLE, STARTER COMBINATION PROTECTION OVERCURRENT RELEASE MAGNETIC IN=100A, RATED CURRENT II=7501500A, SHORT CIRCUIT UNDERVOLTAGE RELEASE 24V AC AUXILIARY SWITCH KIT 2HS(1NO+1NC) AUXILIARY SWITCH KIT 2HS(1NO+1NC) | 330.55 | TEM | 1 | LP | 2.2 | 1
3VL27101DK332HA0 | CIRCUITBREAKER VL 160N STANDARD BREAKING CAPACITY ICU=55KA / 415 V AC 3 POLE, STARTER COMBINATION PROTECTION OVERCURRENT RELEASE MAGNETIC IN=100A, RATED CURRENT II=7501500A, SHORT CIRCUIT UNDERVOLTAGE RELEASE 220 250 V AC WITHOUT AUXILIARY/ALARM SWITCH WITHOUT AUXILIARY/ALARM SWITCH | 292.93 | TEM | 1 | LP | 2.2 | 1
3VL27101DK338TB1 | CIRCUITBREAKER VL 160N STANDARD BREAKING CAPACITY ICU=55KA / 415 V AC 3 POLE, STARTER COMBINATION PROTECTION OVERCURRENT RELEASE MAGNETIC IN=100A, RATED CURRENT II=7501500A, SHORT CIRCUIT SHUNT RELEASE 208 277 V AC AUXILIARY SWITCH KIT 2HS(1NO+1NC) AUXILIARY SWITCH KIT 2HS(1NO+1NC) | 308.77 | TEM | 1 | LP | 2.2 | 1
3VL27101DK360AB1 | CIRCUITBREAKER VL 160N STANDARD BREAKING CAPACITY ICU=55KA / 415 V AC 3 POLE, STARTER COMBINATION PROTECTION OVERCURRENT RELEASE MAGNETIC IN=100A, RATED CURRENT II=7501500A, SHORT CIRCUIT WITH SCREW CONNECTION WITHOUT AUXILIARY RELEASE AUXILIARY SWITCH KIT 2HS(1NO+1NC) AUXILIARY SWITCH KIT 2HS(1NO+1NC) | 243.21 | TEM | 1 | LP | 2.2 | 1
3VL27101DK360AD1 | CIRCUITBREAKER VL 160N STANDARD BREAKING CAPACITY ICU=55KA / 415 V AC 3 POLE, STARTER COMBINATION PROTECTION OVERCURRENT RELEASE MAGNETIC IN=100A, RATED CURRENT II=7501500A, SHORT CIRCUIT WITH SCREW CONNECTION WITHOUT AUXILIARY RELEASE AUXILIARY/ALARM SWITCH KIT 2HS(1NO+1NC)+1AS(1NO) AUXILIARY/ALARM SWITCH KIT 2HS(1NO+1NC)+1AS(1NO) | 255.64 | TEM | 1 | LP | 2.2 | 1
3VL27101EJ430AA0 | CIRCUITBREAKER VL 160N STANDARD BREAKING CAPACITY ICU=55KA / 415 V AC 4 POLE, LINE PROTECTION OVERCURRENT RELEASE TM, LI IN=100A, RATED CURRENT IR=80100A, OVERLOAD II=5001000A, SHORT CIRCUIT N NOT PROTECTED WITHOUT AUXILIARY RELEASE WITHOUT AUXILIARY/ALARM SWITCH | 286 | TEM | 1 | LP | 3.148 | 1
3VL27101EJ460AA0 | CIRCUITBREAKER VL 160N STANDARD BREAKING CAPACITY ICU=55KA / 415 V AC 4 POLE, LINE PROTECTION OVERCURRENT RELEASE TM, LI IN=100A, RATED CURRENT IR=80100A, OVERLOAD II=5001000A, SHORT CIRCUIT N NOT PROTECTED WITH SCREW CONNECTION WITHOUT AUXILIARY RELEASE WITHOUT AUXILIARY/ALARM SWITCH | 285.34 | TEM | 1 | LP | 3.143 | 1
3VL27101EJ460AB1 | CIRCUITBREAKER VL 160N STANDARD BREAKING CAPACITY ICU=55KA / 415 V AC 4 POLE, LINE PROTECTION OVERCURRENT RELEASE TM, LI IN=100A, RATED CURRENT IR=80100A, OVERLOAD II=5001000A, SHORT CIRCUIT N NOT PROTECTED WITH SCREW CONNECTION WITHOUT AUXILIARY RELEASE AUXILIARY SWITCH KIT 2HS(1NO+1NC) AUXILIARY SWITCH KIT 2HS(1NO+1NC) | 322.96 | TEM | 1 | LP | 3 | 1
3VL27101EM430AA0 | CIRCUITBREAKER VL 160N STANDARD BREAKING CAPACITY ICU=55KA / 415 V AC 4 POLE, LINE PROTECTION OVERCURRENT RELEASE TM, LI IN=100A, RATED CURRENT IR=80100A, OVERLOAD II=5001000A, SHORT CIRCUIT N PROTECTED WITHOUT AUXILIARY RELEASE WITHOUT AUXILIARY/ALARM SWITCH | 299.42 | TEM | 1 | LP | 3.14 | 1
3VL27101EM430AD1 | CIRCUITBREAKER VL 160N STANDARD BREAKING CAPACITY ICU=55KA / 415 V AC 4 POLE, LINE PROTECTION OVERCURRENT RELEASE TM, LI IN=100A, RATED CURRENT IR=80100A, OVERLOAD II=5001000A, SHORT CIRCUIT N PROTECTED WITHOUT AUXILIARY RELEASE AUXILIARY/ALARM SWITCH KIT 2HS(1NO+1NC)+1AS(1NO) AUXILIARY/ALARM SWITCH KIT 2HS(1NO+1NC)+1AS(1NO) | 349.47 | TEM | 1 | LP | 3 | 1
3VL27101MB332KA0 | CIRCUITBREAKER VL 160N STANDARD BREAKING CAPACITY ICU=55KA / 415 V AC 3 POLE, LINE PROTECTION ELECTRONIC TRIP UNIT ETU10, LI IN=100A, RATED CURRENT IR=40100A, OVERLOAD II=1,25TO11XIN, SHORT CIRCUIT ETU COMMUNICATIONCAPABLE UNDERVOLTAGE RELEASE 440 480 V AC WITHOUT AUXILIARY/ALARM SWITCH WITHOUT AUXILIARY/ALARM SWITCH | 471.68 | TEM | 1 | LP | 2.4 | 1
3VL27101SB330AA0 | CIRCUITBREAKER VL 160N STANDARD BREAKING CAPACITY ICU=55KA / 415 V AC 3 POLE, LINE PROTECTION ELECTRONIC TRIP UNIT ETU10, LI IN=100A, RATED CURRENT IR=40100A, OVERLOAD II=1,25TO11XIN, SHORT CIRCUIT WITHOUT AUXILIARY RELEASE WITHOUT AUXILIARY/ALARM SWITCH | 340.12 | TEM | 1 | LP | 2.425 | 1
3VL27101SB330AD1 | CIRCUITBREAKER VL 160N STANDARD BREAKING CAPACITY ICU=55KA / 415 V AC 3 POLE, LINE PROTECTION ELECTRONIC TRIP UNIT ETU10, LI IN=100A, RATED CURRENT IR=40100A, OVERLOAD II=1,25TO11XIN, SHORT CIRCUIT WITHOUT AUXILIARY RELEASE AUXILIARY/ALARM SWITCH KIT 2HS(1NO+1NC)+1AS(1NO) AUXILIARY/ALARM SWITCH KIT 2HS(1NO+1NC)+1AS(1NO) | 390.17 | TEM | 1 | LP | 2.4 | 1
3VL27101SB360AA0 | CIRCUITBREAKER VL 160N STANDARD BREAKING CAPACITY ICU=55KA / 415 V AC 3 POLE, LINE PROTECTION ELECTRONIC TRIP UNIT ETU10, LI IN=100A, RATED CURRENT IR=40100A, OVERLOAD II=1,25TO11XIN, SHORT CIRCUIT WITH SCREW CONNECTION WITHOUT AUXILIARY RELEASE WITHOUT AUXILIARY/ALARM SWITCH | 332.2 | TEM | 1 | LP | 2.4 | 1
3VL27101SE330AB1 | CIRCUITBREAKER VL 160N STANDARD BREAKING CAPACITY ICU=55KA / 415 V AC 3 POLE, LINE PROTECTION ELECTRONIC TRIP UNIT ETU20, LSI IN=100A, RATED CURRENT IR=40100A, OVERLOAD ISD=1,5TO10XIR, II=11XIN SHORTCIRCUIT WITHOUT AUXILIARY RELEASE AUXILIARY SWITCH KIT 2HS(1NO+1NC) AUXILIARY SWITCH KIT 2HS(1NO+1NC) | 400.73 | TEM | 1 | LP | 2.4 | 1
3VL27101SP330AA0 | CIRCUITBREAKER VL 160N STANDARD BREAKING CAPACITY ICU=55KA / 415 V AC 3 POLE, MOTOR/ GENERATOR PROTECTION ELECTRONIC TRIP UNIT ETU10M, LI IN=100A, RATED CURRENT IR=40100A, OVERLOAD II=1,25TO11XIN, SHORT CIRCUIT WITHOUT AUXILIARY RELEASE WITHOUT AUXILIARY/ALARM SWITCH | 374.55 | TEM | 1 | LP | 2.398 | 1
3VL27101SP330AD1 | CIRCUITBREAKER VL 160N STANDARD BREAKING CAPACITY ICU=55KA / 415 V AC 3 POLE, MOTOR/ GENERATOR PROTECTION ELECTRONIC TRIP UNIT ETU10M, LI IN=100A, RATED CURRENT IR=40100A, OVERLOAD II=1,25TO11XIN, SHORT CIRCUIT WITHOUT AUXILIARY RELEASE AUXILIARY/ALARM SWITCH KIT 2HS(1NO+1NC)+1AS(1NO) AUXILIARY/ALARM SWITCH KIT 2HS(1NO+1NC)+1AS(1NO) | 424.6 | TEM | 1 | LP | 2.4 | 1
3VL27101SP338TA0 | CIRCUITBREAKER VL 160N STANDARD BREAKING CAPACITY ICU=55KA / 415 V AC 3 POLE, MOTOR/ GENERATOR PROTECTION ELECTRONIC TRIP UNIT ETU10M, LI IN=100A, RATED CURRENT IR=40100A, OVERLOAD II=1,25TO11XIN, SHORT CIRCUIT SHUNT RELEASE 208 277 V AC WITHOUT AUXILIARY/ALARM SWITCH WITHOUT AUXILIARY/ALARM SWITCH | 439.34 | TEM | 1 | LP | 2.4 | 1
3VL27101SP360AB1 | CIRCUITBREAKER VL 160N STANDARD BREAKING CAPACITY ICU=55KA / 415 V AC 3 POLE, MOTOR/ GENERATOR PROTECTION ELECTRONIC TRIP UNIT ETU10M, LI IN=100A, RATED CURRENT IR=40100A, OVERLOAD II=1,25TO11XIN, SHORT CIRCUIT WITH SCREW CONNECTION WITHOUT AUXILIARY RELEASE AUXILIARY SWITCH KIT 2HS(1NO+1NC) AUXILIARY SWITCH KIT 2HS(1NO+1NC) | 404.36 | TEM | 1 | LP | 2.4 | 1
3VL27101SS330AA0 | CIRCUITBREAKER VL 160N STANDARD BREAKING CAPACITY R.U.S.C.BR.C.= 55KA, 415 V AC 3POLE, MOTOR PROTECTION ELECTRONIC TRIP UNIT ETU30M, LI IN=100A, RATED CURRENT TC= 10A ... 30, TIME LAG CLASS II= 6 ... 11 X IN, SHORTCIRCUIT PROTECTION WITHOUT AUXILIARY RELEASE WITHOUT AUXILIARY/ALARM SWITCH | 402.6 | TEM | 1 | LP | 2.418 | 1
3VL27101SS360AB1 | CIRCUITBREAKER VL 160N STANDARD BREAKING CAPACITY ICU= 55KA, 415 V AC 3POLE, MOTOR PROTECTION OVERCURRENT TRIGGER ETU30M, LI IN=100 A, NOM. CURRENT TC= 10 A ... 30, INERTIA CLASS II= 6 ... 11 X IN, SHORTCIRCUIT PROTECTION WITHOUT AUXILIARY RELEASE AUXILIARY SWITCH KIT 2HS(1NO+1NC) AUXILIARY SWITCH KIT 2HS(1NO+1NC) | 432.63 | TEM | 1 | LP | 2.4 | 1
3VL27101UP330AB1 | CIRCUITBREAKER VL 160N STANDARD BREAKING CAPACITY ICU=55KA / 415 V AC 3 POLE, MOTOR/GENERATOR PROTECTION ELECTRONIC TRIP UNIT LCD ETU40M, LI IN=100A, RATED CURRENT IR=40100A, OVERLOAD II=1,25TO11XIN, SHORT CIRCUIT WITHOUT AUXILIARY RELEASE AUXILIARY SWITCH KIT 2HS(1NO+1NC) AUXILIARY SWITCH KIT 2HS(1NO+1NC) | 780.12 | TEM | 1 | LP | 2.4 | 1
3VL27102DC330AA0 | CIRCUITBREAKER VL 160H HIGH BREAKING CAPACITY ICU=70KA / 415 V AC 3 POLE, LINE PROTECTION OVERCURRENT RELEASE TM, LI IN=100A, RATED CURRENT IR=80100A, OVERLOAD II=5001000A, SHORT CIRCUIT WITHOUT AUXILIARY RELEASE WITHOUT AUXILIARY/ALARM SWITCH | 286 | TEM | 1 | LP | 2.427 | 1
3VL27102DC330AB1 | CIRCUITBREAKER VL 160H HIGH BREAKING CAPACITY ICU=70KA / 415 V AC 3 POLE, LINE PROTECTION OVERCURRENT RELEASE TM, LI IN=100A, RATED CURRENT IR=80100A, OVERLOAD II=5001000A, SHORT CIRCUIT WITHOUT AUXILIARY RELEASE AUXILIARY SWITCH KIT 2HS(1NO+1NC) | 323.62 | TEM | 1 | LP | 2.472 | 1
3VL27102DC330AD1 | CIRCUITBREAKER VL 160H HIGH BREAKING CAPACITY ICU=70KA / 415 V AC 3 POLE, LINE PROTECTION OVERCURRENT RELEASE TM, LI IN=100A, RATED CURRENT IR=80100A, OVERLOAD II=5001000A, SHORT CIRCUIT WITHOUT AUXILIARY RELEASE AUXILIARY/ALARM SWITCH KIT 2HS(1NO+1NC)+1AS(1NO) | 336.05 | TEM | 1 | LP | 2.464 | 1
3VL27102DC332RD1 | CIRCUITBREAKER VL 160H HIGH BREAKING CAPACITY ICU=70KA / 415 V AC 3 POLE, LINE PROTECTION OVERCURRENT RELEASE TM, LI IN=100A, RATED CURRENT IR=80100A, OVERLOAD II=5001000A, SHORT CIRCUIT UNDERVOLTAGE RELEASE 110 127 V DC AUXILIARY/ALARM SWITCH KIT 2HS(1NO+1NC)+1AS(1NO) AUXILIARY/ALARM SWITCH KIT 2HS(1NO+1NC)+1AS(1NO) | 422.62 | TEM | 1 | LP | 2.2 | 1
3VL27102DC360AD1 | CIRCUITBREAKER VL 160H HIGH BREAKING CAPACITY ICU=70KA / 415 V AC 3 POLE, LINE PROTECTION OVERCURRENT RELEASE TM, LI IN=100A, RATED CURRENT IR=80100A, OVERLOAD II=5001000A, SHORT CIRCUIT WITH SCREW CONNECTION WITHOUT AUXILIARY RELEASE AUXILIARY/ALARM SWITCH KIT 2HS(1NO+1NC)+1AS(1NO) AUXILIARY/ALARM SWITCH KIT 2HS(1NO+1NC)+1AS(1NO) | 328.02 | TEM | 1 | LP | 2.2 | 1
3VL27102DE330AA0 | CIRCUITBREAKER VL 160H HIGH BREAKING CAPACITY ICU=70KA / 415 V AC 3 POLE, NONAUTOMATIC OVERCURRENT RELEASE MAGNETIC IN=100A, RATED CURRENT II=2500A, SHORT CIRCUIT WITHOUT AUXILIARY RELEASE WITHOUT AUXILIARY/ALARM SWITCH | 228.36 | TEM | 1 | LP | 2.475 | 1
3VL27102DK330AA0 | CIRCUITBREAKER VL 160H HIGH BREAKING CAPACITY ICU=70KA / 415 V AC 3 POLE, STARTER COMBINATION PROTECTION OVERCURRENT RELEASE MAGNETIC IN=100A, RATED CURRENT II=7501500A, SHORT CIRCUIT WITHOUT AUXILIARY RELEASE WITHOUT AUXILIARY/ALARM SWITCH | 271.15 | TEM | 1 | LP | 2.36 | 1
3VL27102DK330AB1 | CIRCUITBREAKER VL 160H HIGH BREAKING CAPACITY ICU=70KA / 415 V AC 3 POLE, STARTER COMBINATION PROTECTION OVERCURRENT RELEASE MAGNETIC IN=100A, RATED CURRENT II=7501500A, SHORT CIRCUIT WITHOUT AUXILIARY RELEASE AUXILIARY SWITCH KIT 2HS(1NO+1NC) | 308.77 | TEM | 1 | LP | 2.385 | 1
3VL27102DK360AB1 | CIRCUITBREAKER VL 160H HIGH BREAKING CAPACITY ICU=70KA / 415 V AC 3 POLE, STARTER COMBINATION PROTECTION OVERCURRENT RELEASE MAGNETIC IN=100A, RATED CURRENT II=7501500A, SHORT CIRCUIT WITH SCREW CONNECTION WITHOUT AUXILIARY RELEASE AUXILIARY SWITCH KIT 2HS(1NO+1NC) AUXILIARY SWITCH KIT 2HS(1NO+1NC) | 300.63 | TEM | 1 | LP | 2.2 | 1
3VL27102EJ430AA0 | CIRCUITBREAKER VL 160H HIGH BREAKING CAPACITY ICU=70KA / 415 V AC 4 POLE, LINE PROTECTION OVERCURRENT RELEASE TM, LI IN=100A, RATED CURRENT IR=80100A, OVERLOAD II=5001000A, SHORT CIRCUIT N NOT PROTECTED WITHOUT AUXILIARY RELEASE WITHOUT AUXILIARY/ALARM SWITCH | 362.67 | TEM | 1 | LP | 3.23 | 1
3VL27102SB360AA0 | CIRCUITBREAKER VL 160H HIGH BREAKING CAPACITY ICU=70KA / 415 V AC 3 POLE, LINE PROTECTION ELECTRONIC TRIP UNIT ETU10, LI IN=100A, RATED CURRENT IR=40100A, OVERLOAD II=1,25TO11XIN, SHORT CIRCUIT WITH SCREW CONNECTION WITHOUT AUXILIARY RELEASE WITHOUT AUXILIARY/ALARM SWITCH | 404.14 | TEM | 1 | LP | 2.312 | 1
3VL27102SE330AA0 | CIRCUITBREAKER VL 160H HIGH BREAKING CAPACITY ICU=70KA / 415 V AC 3 POLE, LINE PROTECTION ELECTRONIC TRIP UNIT ETU20, LSI IN=100A, RATED CURRENT IR=40100A, OVERLOAD ISD=1,5TO10XIR, II=11XIN SHORTCIRCUIT WITHOUT AUXILIARY RELEASE WITHOUT AUXILIARY/ALARM SWITCH | 420.64 | TEM | 1 | LP | 2.393 | 1
3VL27102SE330AD1 | CIRCUITBREAKER VL 160H HIGH BREAKING CAPACITY ICU=70KA / 415 V AC 3 POLE, LINE PROTECTION ELECTRONIC TRIP UNIT ETU20, LSI IN=100A, RATED CURRENT IR=40100A, OVERLOAD ISD=1,5TO10XIR, II=11XIN SHORTCIRCUIT WITHOUT AUXILIARY RELEASE AUXILIARY/ALARM SWITCH KIT 2HS(1NO+1NC)+1AS(1NO) AUXILIARY/ALARM SWITCH KIT 2HS(1NO+1NC)+1AS(1NO) | 470.69 | TEM | 1 | LP | 2.4 | 1
3VL27102SE360AB1 | CIRCUITBREAKER VL 160H HIGH BREAKING CAPACITY ICU=70KA / 415 V AC 3 POLE, LINE PROTECTION ELECTRONIC TRIP UNIT ETU20, LSI IN=100A, RATED CURRENT IR=40100A, OVERLOAD ISD=1,5TO10XIR, II=11XIN SHORTCIRCUIT WITH SCREW CONNECTION WITHOUT AUXILIARY RELEASE AUXILIARY SWITCH KIT 2HS(1NO+1NC) AUXILIARY SWITCH KIT 2HS(1NO+1NC) | 450.12 | TEM | 1 | LP | 2.4 | 1
3VL27102SP330AA0 | CIRCUITBREAKER VL 160H HIGH BREAKING CAPACITY ICU=70KA / 415 V AC 3 POLE, MOTOR/ GENERATOR PROTECTION ELECTRONIC TRIP UNIT ETU10M, LI IN=100A, RATED CURRENT IR=40100A, OVERLOAD II=1,25TO11XIN, SHORT CIRCUIT WITHOUT AUXILIARY RELEASE WITHOUT AUXILIARY/ALARM SWITCH | 440 | TEM | 1 | LP | 2.26 | 1
3VL27103DC330AA0 | CIRCUITBREAKER VL 160L VERY HIGH BREAKING CAPACITY ICU=100KA / 415 V AC 3 POLE, LINE PROTECTION OVERCURRENT RELEASE TM, LI IN=100A, RATED CURRENT IR=80100A, OVERLOAD II=5001000A, SHORT CIRCUIT WITHOUT AUXILIARY RELEASE WITHOUT AUXILIARY/ALARM SWITCH | 404.36 | TEM | 1 | LP | 2.374 | 1
3VL27103EJ430AA0 | CIRCUITBREAKER VL 160L VERY HIGH BREAKING CAPACITY ICU=100KA / 415 V AC 4 POLE, LINE PROTECTION OVERCURRENT RELEASE TM, LI IN=100A, RATED CURRENT IR=80100A, OVERLOAD II=5001000A, SHORT CIRCUIT N NOT PROTECTED WITHOUT AUXILIARY RELEASE WITHOUT AUXILIARY/ALARM SWITCH | 519.53 | TEM | 1 | LP | 3.271 | 1
3VL27103UH330AD1 | CIRCUITBREAKER VL 160L VERY HIGH BREAKING CAPACITY ICU=100KA / 415 V AC 3 POLE, LINE PROTECTION ELECTRONIC TRIP UNIT LCD ETU40, LI/LS/LSI IN=100A, RATED CURRENT IR=40100A, OVERLOAD ISD=1,5TO10XIR, II=11XIN SHORTCIRCUIT WITHOUT AUXILIARY RELEASE AUXILIARY/ALARM SWITCH KIT 2HS(1NO+1NC)+1AS(1NO) AUXILIARY/ALARM SWITCH KIT 2HS(1NO+1NC)+1AS(1NO) | 979.33 | TEM | 1 | LP | 2.4 | 1
3VL27121DC330AA0 | CIRCUITBREAKER VL 160N STANDARD BREAKING CAPACITY ICU=55KA / 415 V AC 3 POLE, LINE PROTECTION OVERCURRENT RELEASE TM, LI IN=125A, RATED CURRENT IR=100125A, OVERLOAD II=6251250A, SHORT CIRCUIT WITHOUT AUXILIARY RELEASE WITHOUT AUXILIARY/ALARM SWITCH | 256.63 | TEM | 1 | LP | 2.426 | 1
3VL27121DC330AB1 | CIRCUITBREAKER VL 160N STANDARD BREAKING CAPACITY ICU=55KA / 415 V AC 3 POLE, LINE PROTECTION OVERCURRENT RELEASE TM, LI IN=125A, RATED CURRENT IR=100125A, OVERLOAD II=6251250A, SHORT CIRCUIT WITHOUT AUXILIARY RELEASE AUXILIARY SWITCH KIT 2HS(1NO+1NC) | 294.25 | TEM | 1 | LP | 2.471 | 1
3VL27121DC330AD1 | CIRCUITBREAKER VL 160N STANDARD BREAKING CAPACITY ICU=55KA / 415 V AC 3 POLE, LINE PROTECTION OVERCURRENT RELEASE TM, LI IN=125A, RATED CURRENT IR=100125A, OVERLOAD II=6251250A, SHORT CIRCUIT WITHOUT AUXILIARY RELEASE AUXILIARY/ALARM SWITCH KIT 2HS(1NO+1NC)+1AS(1NO) | 306.68 | TEM | 1 | LP | 2.48 | 1
3VL27121DC332HD1 | CIRCUITBREAKER VL 160N STANDARD BREAKING CAPACITY ICU=55KA / 415 V AC 3 POLE, LINE PROTECTION OVERCURRENT RELEASE TM, LI IN=125A, RATED CURRENT IR=100125A, OVERLOAD II=6251250A, SHORT CIRCUIT UNDERVOLTAGE RELEASE 220 250 V AC AUXILIARY/ALARM SWITCH KIT 2HS(1NO+1NC)+1AS(1NO) AUXILIARY/ALARM SWITCH KIT 2HS(1NO+1NC)+1AS(1NO) | 393.25 | TEM | 1 | LP | 2.2 | 1
3VL27121DC332JA0 | CIRCUITBREAKER VL 160N STANDARD BREAKING CAPACITY ICU=55KA / 415 V AC 3 POLE, LINE PROTECTION OVERCURRENT RELEASE TM, LI IN=125A, RATED CURRENT IR=100125A, OVERLOAD II=6251250A, SHORT CIRCUIT UNDERVOLTAGE RELEASE 380 415 V AC WITHOUT AUXILIARY/ALARM SWITCH WITHOUT AUXILIARY/ALARM SWITCH | 343.2 | TEM | 1 | LP | 2.2 | 1
3VL27121DC332PD1 | CIRCUITBREAKER VL 160N STANDARD BREAKING CAPACITY ICU=55KA / 415 V AC 3 POLE, LINE PROTECTION OVERCURRENT RELEASE TM, LI IN=125A, RATED CURRENT IR=100125A, OVERLOAD II=6251250A, SHORT CIRCUIT UNDERVOLTAGE RELEASE 24 V DC AUXILIARY/ALARM SWITCH KIT 2HS(1NO+1NC)+1AS(1NO) AUXILIARY/ALARM SWITCH KIT 2HS(1NO+1NC)+1AS(1NO) | 393.25 | TEM | 1 | LP | 2.2 | 1
3VL27121DC332SB1 | CIRCUITBREAKER VL 160N STANDARD BREAKING CAPACITY ICU=55KA / 415 V AC 3 POLE, LINE PROTECTION OVERCURRENT RELEASE TM, LI IN=125A, RATED CURRENT IR=100125A, OVERLOAD II=6251250A, SHORT CIRCUIT UNDERVOLTAGE RELEASE 220 250 V DC AUXILIARY SWITCH KIT 2HS(1NO+1NC) AUXILIARY SWITCH KIT 2HS(1NO+1NC) | 380.82 | TEM | 1 | LP | 2.2 | 1
3VL27121DC332SD1 | CIRCUITBREAKER VL 160N STANDARD BREAKING CAPACITY ICU=55KA / 415 V AC 3 POLE, LINE PROTECTION OVERCURRENT RELEASE TM, LI IN=125A, RATED CURRENT IR=100125A, OVERLOAD II=6251250A, SHORT CIRCUIT UNDERVOLTAGE RELEASE 220 250 V DC AUXILIARY/ALARM SWITCH KIT 2HS(1NO+1NC)+1AS(1NO) AUXILIARY/ALARM SWITCH KIT 2HS(1NO+1NC)+1AS(1NO) | 393.25 | TEM | 1 | LP | 2.2 | 1
3VL27121DC338TB1 | CIRCUITBREAKER VL 160N STANDARD BREAKING CAPACITY ICU=55KA / 415 V AC 3 POLE, LINE PROTECTION OVERCURRENT RELEASE TM, LI IN=125A, RATED CURRENT IR=100125A, OVERLOAD II=6251250A, SHORT CIRCUIT SHUNT RELEASE 208 277 V AC AUXILIARY SWITCH KIT 2HS(1NO+1NC) | 359.04 | TEM | 1 | LP | 2.536 | 1
3VL27121DC360AA0 | CIRCUITBREAKER VL 160N STANDARD BREAKING CAPACITY ICU=55KA / 415 V AC 3 POLE, LINE PROTECTION OVERCURRENT RELEASE TM, LI IN=125A, RATED CURRENT IR=100125A, OVERLOAD II=6251250A, SHORT CIRCUIT WITH SCREW CONNECTION WITHOUT AUXILIARY RELEASE WITHOUT AUXILIARY/ALARM SWITCH | 254.54 | TEM | 1 | LP | 2.2 | 1
3VL27121DC360AD1 | CIRCUITBREAKER VL 160N STANDARD BREAKING CAPACITY ICU=55KA / 415 V AC 3 POLE, LINE PROTECTION OVERCURRENT RELEASE TM, LI IN=125A, RATED CURRENT IR=100125A, OVERLOAD II=6251250A, SHORT CIRCUIT WITH SCREW CONNECTION WITHOUT AUXILIARY RELEASE AUXILIARY/ALARM SWITCH KIT 2HS(1NO+1NC)+1AS(1NO) | 304.59 | TEM | 1 | LP | 2.363 | 1
3VL27121EJ430AA0 | CIRCUITBREAKER VL 160N STANDARD BREAKING CAPACITY ICU=55KA / 415 V AC 4 POLE, LINE PROTECTION OVERCURRENT RELEASE TM, LI IN=125A, RATED CURRENT IR=100125A, OVERLOAD II=6251250A, SHORT CIRCUIT N NOT PROTECTED WITHOUT AUXILIARY RELEASE WITHOUT AUXILIARY/ALARM SWITCH | 334.4 | TEM | 1 | LP | 3.14 | 1
3VL27121EJ430AD1 | CIRCUITBREAKER VL 160N STANDARD BREAKING CAPACITY ICU=55KA / 415 V AC 4 POLE, LINE PROTECTION OVERCURRENT RELEASE TM, LI IN=125A, RATED CURRENT IR=100125A, OVERLOAD II=6251250A, SHORT CIRCUIT N NOT PROTECTED WITHOUT AUXILIARY RELEASE AUXILIARY/ALARM SWITCH KIT 2HS(1NO+1NC)+1AS(1NO) AUXILIARY/ALARM SWITCH KIT 2HS(1NO+1NC)+1AS(1NO) | 384.45 | TEM | 1 | LP | 3 | 1
3VL27121EJ438TB1 | CIRCUITBREAKER VL 160N STANDARD BREAKING CAPACITY ICU=55KA / 415 V AC 4 POLE, LINE PROTECTION OVERCURRENT RELEASE TM, LI IN=125A, RATED CURRENT IR=100125A, OVERLOAD II=6251250A, SHORT CIRCUIT N NOT PROTECTED SHUNT RELEASE 208 277 V AC AUXILIARY SWITCH KIT 2HS(1NO+1NC) AUXILIARY SWITCH KIT 2HS(1NO+1NC) | 436.81 | TEM | 1 | LP | 3 | 1
3VL27121EJ460AA0 | CIRCUITBREAKER VL 160N STANDARD BREAKING CAPACITY ICU=55KA / 415 V AC 4 POLE, LINE PROTECTION OVERCURRENT RELEASE TM, LI IN=125A, RATED CURRENT IR=100125A, OVERLOAD II=6251250A, SHORT CIRCUIT N NOT PROTECTED WITH SCREW CONNECTION WITHOUT AUXILIARY RELEASE WITHOUT AUXILIARY/ALARM SWITCH | 333.3 | TEM | 1 | LP | 3 | 1
3VL27121EM430AA0 | CIRCUITBREAKER VL 160N STANDARD BREAKING CAPACITY ICU= 55KA, 415V AC 4 POLE, LINE PROTECTION OVERCURRENT RELEASE TM, LI IN= 125A, RATED CURRENT IR= 100...125A, OVERLOAD II= 625...1250A, SHORTCIRCUIT N PROTECTED (100%) WITHOUT AUXILIARY RELEASE WITHOUT AUXILIARY/ALARM SWITCH | 372.79 | TEM | 1 | LP | 3.145 | 1
3VL27122DC330AA0 | CIRCUITBREAKER VL 160H HIGH BREAKING CAPACITY ICU=70KA / 415 V AC 3 POLE, LINE PROTECTION OVERCURRENT RELEASE TM, LI IN=125A, RATED CURRENT IR=100125A, OVERLOAD II=6251250A, SHORT CIRCUIT WITHOUT AUXILIARY RELEASE WITHOUT AUXILIARY/ALARM SWITCH | 326.04 | TEM | 1 | LP | 2.404 | 1
3VL27122DC330AB1 | CIRCUITBREAKER VL 160H HIGH BREAKING CAPACITY ICU=70KA / 415 V AC 3 POLE, LINE PROTECTION OVERCURRENT RELEASE TM, LI IN=125A, RATED CURRENT IR=100125A, OVERLOAD II=6251250A, SHORT CIRCUIT WITHOUT AUXILIARY RELEASE AUXILIARY SWITCH KIT 2HS(1NO+1NC) | 363.66 | TEM | 1 | LP | 2.48 | 1
3VL27122DC330AD1 | CIRCUITBREAKER VL 160H HIGH BREAKING CAPACITY ICU=70KA / 415 V AC 3 POLE, LINE PROTECTION OVERCURRENT RELEASE TM, LI IN=125A, RATED CURRENT IR=100125A, OVERLOAD II=6251250A, SHORT CIRCUIT WITHOUT AUXILIARY RELEASE AUXILIARY/ALARM SWITCH KIT 2HS(1NO+1NC)+1AS(1NO) | 376.09 | TEM | 1 | LP | 2.51 | 1
3VL27122DC332PB1 | CIRCUITBREAKER VL 160H HIGH BREAKING CAPACITY ICU=70KA / 415 V AC 3 POLE, LINE PROTECTION OVERCURRENT RELEASE TM, LI IN=125A, RATED CURRENT IR=100125A, OVERLOAD II=6251250A, SHORT CIRCUIT UNDERVOLTAGE RELEASE 24 V DC AUXILIARY SWITCH KIT 2HS(1NO+1NC) AUXILIARY SWITCH KIT 2HS(1NO+1NC) | 450.23 | TEM | 1 | LP | 2.2 | 1
3VL27122DC332RD1 | CIRCUITBREAKER VL 160H HIGH BREAKING CAPACITY ICU=70KA / 415 V AC 3 POLE, LINE PROTECTION OVERCURRENT RELEASE TM, LI IN=125A, RATED CURRENT IR=100125A, OVERLOAD II=6251250A, SHORT CIRCUIT UNDERVOLTAGE RELEASE 110 127 V DC AUXILIARY/ALARM SWITCH KIT 2HS(1NO+1NC)+1AS(1NO) AUXILIARY/ALARM SWITCH KIT 2HS(1NO+1NC)+1AS(1NO) | 462.66 | TEM | 1 | LP | 2.2 | 1
3VL27122DC360AA0 | CIRCUITBREAKER VL 160H HIGH BREAKING CAPACITY ICU=70KA / 415 V AC 3 POLE, LINE PROTECTION OVERCURRENT RELEASE TM, LI IN=125A, RATED CURRENT IR=100125A, OVERLOAD II=6251250A, SHORT CIRCUIT WITH SCREW CONNECTION WITHOUT AUXILIARY RELEASE WITHOUT AUXILIARY/ALARM SWITCH | 326.04 | TEM | 1 | LP | 2.2 | 1
3VL27122DC362SD1 | CIRCUITBREAKER VL 160H HIGH BREAKING CAPACITY ICU=70KA / 415 V AC 3 POLE, LINE PROTECTION OVERCURRENT RELEASE TM, LI IN=125A, RATED CURRENT IR=100125A, OVERLOAD II=6251250A, SHORT CIRCUIT WITH SCREW CONNECTION UNDERVOLTAGE RELEASE 220 250 V DC AUXILIARY/ALARM SWITCH KIT 2HS(1NO+1NC)+1AS(1NO) AUXILIARY/ALARM SWITCH KIT 2HS(1NO+1NC)+1AS(1NO) | 462.66 | TEM | 1 | LP | 2.2 | 1
3VL27122EJ432SD1 | CIRCUITBREAKER VL 160H HIGH BREAKING CAPACITY ICU=70KA / 415 V AC 4 POLE, LINE PROTECTION OVERCURRENT RELEASE TM, LI IN=125A, RATED CURRENT IR=100125A, OVERLOAD II=6251250A, SHORT CIRCUIT N NOT PROTECTED UNDERVOLTAGE RELEASE 220 250 V DC AUXILIARY/ALARM SWITCH KIT 2HS(1NO+1NC)+1AS(1NO) AUXILIARY/ALARM SWITCH KIT 2HS(1NO+1NC)+1AS(1NO) | 541.75 | TEM | 1 | LP | 3 | 1
3VL27122EJ460AB1 | CIRCUITBREAKER VL 160H HIGH BREAKING CAPACITY ICU=70KA / 415 V AC 4 POLE, LINE PROTECTION OVERCURRENT RELEASE TM, LI IN=125A, RATED CURRENT IR=100125A, OVERLOAD II=6251250A, SHORT CIRCUIT N NOT PROTECTED WITH SCREW CONNECTION WITHOUT AUXILIARY RELEASE AUXILIARY SWITCH KIT 2HS(1NO+1NC) AUXILIARY SWITCH KIT 2HS(1NO+1NC) | 443.19 | TEM | 1 | LP | 3 | 1
3VL27123DC330AA0 | CIRCUITBREAKER VL 160L VERY HIGH BREAKING CAPACITY ICU=100KA / 415 V AC 3 POLE, LINE PROTECTION OVERCURRENT RELEASE TM, LI IN=125A, RATED CURRENT IR=100125A, OVERLOAD II=6251250A, SHORT CIRCUIT WITHOUT AUXILIARY RELEASE WITHOUT AUXILIARY/ALARM SWITCH | 431.42 | TEM | 1 | LP | 2.395 | 1
3VL27123DC338TA0 | CIRCUITBREAKER VL 160L VERY HIGH BREAKING CAPACITY ICU=100KA / 415 V AC 3 POLE, LINE PROTECTION OVERCURRENT RELEASE TM, LI IN=125A, RATED CURRENT IR=100125A, OVERLOAD II=6251250A, SHORT CIRCUIT SHUNT RELEASE 208 277 V AC WITHOUT AUXILIARY/ALARM SWITCH WITHOUT AUXILIARY/ALARM SWITCH | 496.21 | TEM | 1 | LP | 2.2 | 1
3VL27161AA330AA0 | CIRCUITBREAKER VL 160N WITHOUT ELECTRONIC TRIP UNIT STANDARD BREAKING CAPACITY ICU= 55KA / 415 V AC, 3POLE IN= < 160 A, RATED CURRENT WITHOUT AUXILIARY RELEASE WITH BOX TERMINALS FOR CONTACT UNIT AND OVERVOLTAGE RELEASE | 167.75 | TEM | 1 | LP | 1.8 | 1
3VL27161DC330AA0 | CIRCUITBREAKER VL 160N STANDARD BREAKING CAPACITY ICU=55KA / 415 V AC 3 POLE, LINE PROTECTION OVERCURRENT RELEASE TM, LI IN=160A, RATED CURRENT IR=125160A, OVERLOAD II=8001600A, SHORT CIRCUIT WITHOUT AUXILIARY RELEASE WITHOUT AUXILIARY/ALARM SWITCH | 332.42 | TEM | 1 | LP | 2.417 | 1
3VL27161DC330AB1 | CIRCUITBREAKER VL 160N STANDARD BREAKING CAPACITY ICU=55KA / 415 V AC 3 POLE, LINE PROTECTION OVERCURRENT RELEASE TM, LI IN=160A, RATED CURRENT IR=125160A, OVERLOAD II=8001600A, SHORT CIRCUIT WITHOUT AUXILIARY RELEASE AUXILIARY SWITCH KIT 2HS(1NO+1NC) | 370.04 | TEM | 1 | LP | 2.46 | 1
3VL27161DC330AD1 | CIRCUITBREAKER VL 160N STANDARD BREAKING CAPACITY ICU=55KA / 415 V AC 3 POLE, LINE PROTECTION OVERCURRENT RELEASE TM, LI IN=160A, RATED CURRENT IR=125160A, OVERLOAD II=8001600A, SHORT CIRCUIT WITHOUT AUXILIARY RELEASE AUXILIARY/ALARM SWITCH KIT 2HS(1NO+1NC)+1AS(1NO) | 382.47 | TEM | 1 | LP | 2.466 | 1
3VL27161DC332HD1 | CIRCUITBREAKER VL 160N STANDARD BREAKING CAPACITY ICU=55KA / 415 V AC 3 POLE, LINE PROTECTION OVERCURRENT RELEASE TM, LI IN=160A, RATED CURRENT IR=125160A, OVERLOAD II=8001600A, SHORT CIRCUIT UNDERVOLTAGE RELEASE 220 250 V AC AUXILIARY/ALARM SWITCH KIT 2HS(1NO+1NC)+1AS(1NO) AUXILIARY/ALARM SWITCH KIT 2HS(1NO+1NC)+1AS(1NO) | 469.04 | TEM | 1 | LP | 2.2 | 1
3VL27161DC332JA0 | CIRCUITBREAKER VL 160N STANDARD BREAKING CAPACITY ICU=55KA / 415 V AC 3 POLE, LINE PROTECTION OVERCURRENT RELEASE TM, LI IN=160A, RATED CURRENT IR=125160A, OVERLOAD II=8001600A, SHORT CIRCUIT UNDERVOLTAGE RELEASE 380 415 V AC WITHOUT AUXILIARY/ALARM SWITCH WITHOUT AUXILIARY/ALARM SWITCH | 418.99 | TEM | 1 | LP | 2.2 | 1
3VL27161DC332SD1 | CIRCUITBREAKER VL 160N STANDARD BREAKING CAPACITY ICU=55KA / 415 V AC 3 POLE, LINE PROTECTION OVERCURRENT RELEASE TM, LI IN=160A, RATED CURRENT IR=125160A, OVERLOAD II=8001600A, SHORT CIRCUIT UNDERVOLTAGE RELEASE 220 250 V DC AUXILIARY/ALARM SWITCH KIT 2HS(1NO+1NC)+1AS(1NO) AUXILIARY/ALARM SWITCH KIT 2HS(1NO+1NC)+1AS(1NO) | 469.04 | TEM | 1 | LP | 2.2 | 1
3VL27161DC338CD1 | CIRCUITBREAKER VL 160N STANDARD BREAKING CAPACITY ICU=55KA / 415 V AC 3 POLE, LINE PROTECTION OVERCURRENT RELEASE TM, LI IN=160A, RATED CURRENT IR=125160A, OVERLOAD II=8001600A, SHORT CIRCUIT SHUNT RELEASE 24 V AC/DC AUXILIARY/ALARM SWITCH KIT 2HS(1NO+1NC)+1AS(1NO) | 447.26 | TEM | 1 | LP | 2.544 | 1
3VL27161DC338JD1 | CIRCUITBREAKER VL 160N STANDARD BREAKING CAPACITY ICU=55KA / 415 V AC 3 POLE, LINE PROTECTION OVERCURRENT RELEASE TM, LI IN=160A, RATED CURRENT IR=125160A, OVERLOAD II=8001600A, SHORT CIRCUIT SHUNT RELEASE 48 60 V DC AUXILIARY/ALARM SWITCH KIT 2HS(1NO+1NC)+1AS(1NO) AUXILIARY/ALARM SWITCH KIT 2HS(1NO+1NC)+1AS(1NO) | 447.48 | TEM | 1 | LP | 2.2 | 1
3VL27161DC338TA0 | CIRCUITBREAKER VL 160N STANDARD BREAKING CAPACITY ICU=55KA / 415 V AC 3 POLE, LINE PROTECTION OVERCURRENT RELEASE TM, LI IN=160A, RATED CURRENT IR=125160A, OVERLOAD II=8001600A, SHORT CIRCUIT SHUNT RELEASE 208 277 V AC WITHOUT AUXILIARY/ALARM SWITCH | 397.21 | TEM | 1 | LP | 2.493 | 1
3VL27161DC338TB1 | CIRCUITBREAKER VL 160N STANDARD BREAKING CAPACITY ICU=55KA / 415 V AC 3 POLE, LINE PROTECTION OVERCURRENT RELEASE TM, LI IN=160A, RATED CURRENT IR=125160A, OVERLOAD II=8001600A, SHORT CIRCUIT SHUNT RELEASE 208 277 V AC AUXILIARY SWITCH KIT 2HS(1NO+1NC) | 434.83 | TEM | 1 | LP | 2.528 | 1
3VL27161DC360AA0 | CIRCUITBREAKER VL 160N STANDARD BREAKING CAPACITY ICU=55KA / 415 V AC 3 POLE, LINE PROTECTION OVERCURRENT RELEASE TM, LI IN=160A, RATED CURRENT IR=125160A, OVERLOAD II=8001600A, SHORT CIRCUIT WITH SCREW CONNECTION WITHOUT AUXILIARY RELEASE WITHOUT AUXILIARY/ALARM SWITCH | 333.3 | TEM | 1 | LP | 2.356 | 1
3VL27161DC360AB1 | CIRCUITBREAKER VL 160N STANDARD BREAKING CAPACITY ICU=55KA / 415 V AC 3 POLE, LINE PROTECTION OVERCURRENT RELEASE TM, LI IN=160A, RATED CURRENT IR=125160A, OVERLOAD II=8001600A, SHORT CIRCUIT WITH SCREW CONNECTION WITHOUT AUXILIARY RELEASE AUXILIARY SWITCH KIT 2HS(1NO+1NC) | 370.92 | TEM | 1 | LP | 2.405 | 1
3VL27161DC360AD1 | CIRCUITBREAKER VL 160N STANDARD BREAKING CAPACITY ICU=55KA / 415 V AC 3 POLE, LINE PROTECTION OVERCURRENT RELEASE TM, LI IN=160A, RATED CURRENT IR=125160A, OVERLOAD II=8001600A, SHORT CIRCUIT WITH SCREW CONNECTION WITHOUT AUXILIARY RELEASE AUXILIARY/ALARM SWITCH KIT 2HS(1NO+1NC)+1AS(1NO) AUXILIARY/ALARM SWITCH KIT 2HS(1NO+1NC)+1AS(1NO) | 383.35 | TEM | 1 | LP | 2.2 | 1
3VL27161DC368TB1 | CIRCUITBREAKER VL 160N STANDARD BREAKING CAPACITY ICU=55KA / 415 V AC 3 POLE, LINE PROTECTION OVERCURRENT RELEASE TM, LI IN=160A, RATED CURRENT IR=125160A, OVERLOAD II=8001600A, SHORT CIRCUIT WITH SCREW CONNECTION SHUNT RELEASE 208 277 V AC AUXILIARY SWITCH KIT 2HS(1NO+1NC) AUXILIARY SWITCH KIT 2HS(1NO+1NC) | 435.71 | TEM | 1 | LP | 2.2 | 1
3VL27161DC368VD1 | CIRCUITBREAKER VL 160N STANDARD BREAKING CAPACITY ICU=55KA / 415 V AC 3 POLE, LINE PROTECTION OVERCURRENT RELEASE TM, LI IN=160A, RATED CURRENT IR=125160A, OVERLOAD II=8001600A, SHORT CIRCUIT WITH SCREW CONNECTION SHUNT RELEASE 380 600 V AC AUXILIARY/ALARM SWITCH KIT 2HS(1NO+1NC)+1AS(1NO) AUXILIARY/ALARM SWITCH KIT 2HS(1NO+1NC)+1AS(1NO) | 448.14 | TEM | 1 | LP | 2.2 | 1
3VL27161DK330AA0 | CIRCUITBREAKER VL 160N STANDARD BREAKING CAPACITY ICU=55KA / 415 V AC 3 POLE, STARTER COMBINATION PROTECTION OVERCURRENT RELEASE MAGNETIC IN=160A, RATED CURRENT II=12502500A, SHORT CIRCUIT WITHOUT AUXILIARY RELEASE WITHOUT AUXILIARY/ALARM SWITCH | 320.54 | TEM | 1 | LP | 2.407 | 1
3VL27161DK330AB1 | CIRCUITBREAKER VL 160N STANDARD BREAKING CAPACITY ICU=55KA / 415 V AC 3 POLE, STARTER COMBINATION PROTECTION OVERCURRENT RELEASE MAGNETIC IN=160A, RATED CURRENT II=12502500A, SHORT CIRCUIT WITHOUT AUXILIARY RELEASE AUXILIARY SWITCH KIT 2HS(1NO+1NC) | 358.16 | TEM | 1 | LP | 2.453 | 1
3VL27161DK330AD1 | CIRCUITBREAKER VL 160N STANDARD BREAKING CAPACITY ICU=55KA / 415 V AC 3 POLE, STARTER COMBINATION PROTECTION OVERCURRENT RELEASE MAGNETIC IN=160A, RATED CURRENT II=12502500A, SHORT CIRCUIT WITHOUT AUXILIARY RELEASE AUXILIARY/ALARM SWITCH KIT 2HS(1NO+1NC)+1AS(1NO) | 370.59 | TEM | 1 | LP | 2.465 | 1
3VL27161DK360AB1 | CIRCUITBREAKER VL 160N STANDARD BREAKING CAPACITY ICU=55KA / 415 V AC 3 POLE, STARTER COMBINATION PROTECTION OVERCURRENT RELEASE MAGNETIC IN=160A, RATED CURRENT II=12502500A, SHORT CIRCUIT WITH SCREW CONNECTION WITHOUT AUXILIARY RELEASE AUXILIARY SWITCH KIT 2HS(1NO+1NC) AUXILIARY SWITCH KIT 2HS(1NO+1NC) | 359.15 | TEM | 1 | LP | 2.2 | 1
3VL27161EC430AA0 | CIRCUITBREAKER VL 160N STANDARD BREAKING CAPACITY ICU=55KA / 415 V AC 4 POLE, LINE PROTECTION OVERCURRENT RELEASE TM, LI IN=160A, RATED CURRENT IR=125160A, OVERLOAD II=8001600A, SHORT CIRCUIT N PROTECTED WITHOUT AUXILIARY RELEASE WITHOUT AUXILIARY/ALARM SWITCH | 636.79 | TEM | 1 | LP | 3.124 | 1
3VL27161EJ430AA0 | CIRCUITBREAKER VL 160N STANDARD BREAKING CAPACITY ICU=55KA / 415 V AC 4 POLE, LINE PROTECTION OVERCURRENT RELEASE TM, LI IN=160A, RATED CURRENT IR=125160A, OVERLOAD II=8001600A, SHORT CIRCUIT N NOT PROTECTED WITHOUT AUXILIARY RELEASE WITHOUT AUXILIARY/ALARM SWITCH | 436.04 | TEM | 1 | LP | 3 | 1
3VL27161EJ430AB1 | CIRCUITBREAKER VL 160N STANDARD BREAKING CAPACITY ICU=55KA / 415 V AC 4 POLE, LINE PROTECTION OVERCURRENT RELEASE TM, LI IN=160A, RATED CURRENT IR=125160A, OVERLOAD II=8001600A, SHORT CIRCUIT N NOT PROTECTED WITHOUT AUXILIARY RELEASE AUXILIARY SWITCH KIT 2HS(1NO+1NC) | 473.66 | TEM | 1 | LP | 3.159 | 1
3VL27161EJ430AD1 | CIRCUITBREAKER VL 160N STANDARD BREAKING CAPACITY ICU=55KA / 415 V AC 4 POLE, LINE PROTECTION OVERCURRENT RELEASE TM, LI IN=160A, RATED CURRENT IR=125160A, OVERLOAD II=8001600A, SHORT CIRCUIT N NOT PROTECTED WITHOUT AUXILIARY RELEASE AUXILIARY/ALARM SWITCH KIT 2HS(1NO+1NC)+1AS(1NO) | 486.09 | TEM | 1 | LP | 3.165 | 1
3VL27161EJ432SD1 | CIRCUITBREAKER VL 160N STANDARD BREAKING CAPACITY ICU=55KA / 415 V AC 4 POLE, LINE PROTECTION OVERCURRENT RELEASE TM, LI IN=160A, RATED CURRENT IR=125160A, OVERLOAD II=8001600A, SHORT CIRCUIT N NOT PROTECTED UNDERVOLTAGE RELEASE 220 250 V DC AUXILIARY/ALARM SWITCH KIT 2HS(1NO+1NC)+1AS(1NO) AUXILIARY/ALARM SWITCH KIT 2HS(1NO+1NC)+1AS(1NO) | 572.66 | TEM | 1 | LP | 3 | 1
3VL27161EJ438KD1 | CIRCUITBREAKER VL 160N STANDARD BREAKING CAPACITY ICU=55KA / 415 V AC 4 POLE, LINE PROTECTION OVERCURRENT RELEASE TM, LI IN=160A, RATED CURRENT IR=125160A, OVERLOAD II=8001600A, SHORT CIRCUIT N NOT PROTECTED SHUNT RELEASE 110 127 V DC AUXILIARY/ALARM SWITCH KIT 2HS(1NO+1NC)+1AS(1NO) | 550.88 | TEM | 1 | LP | 3.264 | 1
3VL27161EJ460AA0 | CIRCUITBREAKER VL 160N STANDARD BREAKING CAPACITY ICU=55KA / 415 V AC 4 POLE, LINE PROTECTION OVERCURRENT RELEASE TM, LI IN=160A, RATED CURRENT IR=125160A, OVERLOAD II=8001600A, SHORT CIRCUIT N NOT PROTECTED WITH SCREW CONNECTION WITHOUT AUXILIARY RELEASE WITHOUT AUXILIARY/ALARM SWITCH | 436.04 | TEM | 1 | LP | 3.195 | 1
3VL27161EM430AD1 | CIRCUITBREAKER VL 160N STANDARD BREAKING CAPACITY ICU= 55KA, 415V AC 4 POLE, LINE PROTECTION OVERCURRENT RELEASE TM, LI IN= 160A, RATED CURRENT IR= 125...160A, OVERLOAD II= 800...1600A, SHORTCIRCUIT N PROTECTED (100%) WITHOUT AUXILIARY RELEASE AUXILIARY/ALARM SWITCH KIT 2HS(1NO+1NC)+1AS(1NO) AUXILIARY/ALARM SWITCH KIT 2HS(1NO+1NC)+1AS(1NO) | 530.53 | TEM | 1 | LP | 3 | 1
3VL27161SB330AA0 | CIRCUITBREAKER VL 160N STANDARD BREAKING CAPACITY ICU=55KA / 415 V AC 3 POLE, LINE PROTECTION ELECTRONIC TRIP UNIT ETU10, LI IN=160A, RATED CURRENT IR=64160A, OVERLOAD II=1,25TO11XIN, SHORT CIRCUIT WITHOUT AUXILIARY RELEASE WITHOUT AUXILIARY/ALARM SWITCH | 401.06 | TEM | 1 | LP | 2.442 | 1
3VL27161SB330AB1 | CIRCUITBREAKER VL 160N STANDARD BREAKING CAPACITY ICU=55KA / 415 V AC 3 POLE, LINE PROTECTION ELECTRONIC TRIP UNIT ETU10, LI IN=160A, RATED CURRENT IR=64160A, OVERLOAD II=1,25TO11XIN, SHORT CIRCUIT WITHOUT AUXILIARY RELEASE AUXILIARY SWITCH KIT 2HS(1NO+1NC) AUXILIARY SWITCH KIT 2HS(1NO+1NC) | 438.68 | TEM | 1 | LP | 2.4 | 1
3VL27161SB330AD1 | CIRCUITBREAKER VL 160N STANDARD BREAKING CAPACITY ICU=55KA / 415 V AC 3 POLE, LINE PROTECTION ELECTRONIC TRIP UNIT ETU10, LI IN=160A, RATED CURRENT IR=64160A, OVERLOAD II=1,25TO11XIN, SHORT CIRCUIT WITHOUT AUXILIARY RELEASE AUXILIARY/ALARM SWITCH KIT 2HS(1NO+1NC)+1AS(1NO) AUXILIARY/ALARM SWITCH KIT 2HS(1NO+1NC)+1AS(1NO) | 451.11 | TEM | 1 | LP | 2.4 | 1
3VL27161SB332JD1 | CIRCUITBREAKER VL 160N STANDARD BREAKING CAPACITY ICU=55KA / 415 V AC 3 POLE, LINE PROTECTION ELECTRONIC TRIP UNIT ETU10, LI IN=160A, RATED CURRENT IR=64160A, OVERLOAD II=1,25TO11XIN, SHORT CIRCUIT UNDERVOLTAGE RELEASE 380 415 V AC AUXILIARY/ALARM SWITCH KIT 2HS(1NO+1NC)+1AS(1NO) AUXILIARY/ALARM SWITCH KIT 2HS(1NO+1NC)+1AS(1NO) | 537.68 | TEM | 1 | LP | 2.4 | 1
3VL27161SB360AA0 | CIRCUITBREAKER VL 160N STANDARD BREAKING CAPACITY ICU=55KA / 415 V AC 3 POLE, LINE PROTECTION ELECTRONIC TRIP UNIT ETU10, LI IN=160A, RATED CURRENT IR=64160A, OVERLOAD II=1,25TO11XIN, SHORT CIRCUIT WITH SCREW CONNECTION WITHOUT AUXILIARY RELEASE WITHOUT AUXILIARY/ALARM SWITCH | 394.9 | TEM | 1 | LP | 2.4 | 1
3VL27161SE330AB1 | CIRCUITBREAKER VL 160N STANDARD BREAKING CAPACITY ICU=55KA / 415 V AC 3 POLE, LINE PROTECTION ELECTRONIC TRIP UNIT ETU20, LSI IN=160A, RATED CURRENT IR=64160A, OVERLOAD ISD=1,5TO10XIR, II=11XIN SHORTCIRCUIT WITHOUT AUXILIARY RELEASE AUXILIARY SWITCH KIT 2HS(1NO+1NC) AUXILIARY SWITCH KIT 2HS(1NO+1NC) | 473.77 | TEM | 1 | LP | 2.4 | 1
3VL27161SE332RD1 | CIRCUITBREAKER VL 160N STANDARD BREAKING CAPACITY ICU=55KA / 415 V AC 3 POLE, LINE PROTECTION ELECTRONIC TRIP UNIT ETU20, LSI IN=160A, RATED CURRENT IR=64160A, OVERLOAD ISD=1,5TO10XIR, II=11XIN SHORTCIRCUIT UNDERVOLTAGE RELEASE 110 127 V DC AUXILIARY/ALARM SWITCH KIT 2HS(1NO+1NC)+1AS(1NO) AUXILIARY/ALARM SWITCH KIT 2HS(1NO+1NC)+1AS(1NO) | 572.77 | TEM | 1 | LP | 2.4 | 1
3VL27161SE360AA0 | CIRCUITBREAKER VL 160N STANDARD BREAKING CAPACITY ICU=55KA / 415 V AC 3 POLE, LINE PROTECTION ELECTRONIC TRIP UNIT ETU20, LSI IN=160A, RATED CURRENT IR=64160A, OVERLOAD ISD=1,5TO10XIR, II=11XIN SHORTCIRCUIT WITH SCREW CONNECTION WITHOUT AUXILIARY RELEASE WITHOUT AUXILIARY/ALARM SWITCH | 430.54 | TEM | 1 | LP | 2.44 | 1
3VL27161SP330AA0 | CIRCUITBREAKER VL 160N STANDARD BREAKING CAPACITY ICU=55KA / 415 V AC 3 POLE, MOTOR/ GENERATOR PROTECTION ELECTRONIC TRIP UNIT ETU10M, LI IN=160A, RATED CURRENT IR=64160A, OVERLOAD II=1,25TO11XIN, SHORT CIRCUIT WITHOUT AUXILIARY RELEASE WITHOUT AUXILIARY/ALARM SWITCH | 376.64 | TEM | 1 | LP | 2.447 | 1
3VL27161SP330AD1 | CIRCUITBREAKER VL 160N STANDARD BREAKING CAPACITY ICU=55KA / 415 V AC 3 POLE, MOTOR/ GENERATOR PROTECTION ELECTRONIC TRIP UNIT ETU10M, LI IN=160A, RATED CURRENT IR=64160A, OVERLOAD II=1,25TO11XIN, SHORT CIRCUIT WITHOUT AUXILIARY RELEASE AUXILIARY/ALARM SWITCH KIT 2HS(1NO+1NC)+1AS(1NO) AUXILIARY/ALARM SWITCH KIT 2HS(1NO+1NC)+1AS(1NO) | 426.69 | TEM | 1 | LP | 2.4 | 1
3VL27161SP338KB1 | CIRCUITBREAKER VL 160N STANDARD BREAKING CAPACITY ICU=55KA / 415 V AC 3 POLE, MOTOR/ GENERATOR PROTECTION ELECTRONIC TRIP UNIT ETU10M, LI IN=160A, RATED CURRENT IR=64160A, OVERLOAD II=1,25TO11XIN, SHORT CIRCUIT SHUNT RELEASE 110 127 V DC AUXILIARY SWITCH KIT 2HS(1NO+1NC) AUXILIARY SWITCH KIT 2HS(1NO+1NC) | 479.05 | TEM | 1 | LP | 2.4 | 1
3VL27161SP338TA0 | CIRCUITBREAKER VL 160N STANDARD BREAKING CAPACITY ICU=55KA / 415 V AC 3 POLE, MOTOR/ GENERATOR PROTECTION ELECTRONIC TRIP UNIT ETU10M, LI IN=160A, RATED CURRENT IR=64160A, OVERLOAD II=1,25TO11XIN, SHORT CIRCUIT SHUNT RELEASE 208 277 V AC WITHOUT AUXILIARY/ALARM SWITCH WITHOUT AUXILIARY/ALARM SWITCH | 441.43 | TEM | 1 | LP | 2.4 | 1
3VL27161SP360AA0 | CIRCUITBREAKER VL 160N STANDARD BREAKING CAPACITY ICU=55KA / 415 V AC 3 POLE, MOTOR/ GENERATOR PROTECTION ELECTRONIC TRIP UNIT ETU10M, LI IN=160A, RATED CURRENT IR=64160A, OVERLOAD II=1,25TO11XIN, SHORT CIRCUIT WITH SCREW CONNECTION WITHOUT AUXILIARY RELEASE WITHOUT AUXILIARY/ALARM SWITCH | 370.48 | TEM | 1 | LP | 2.37 | 1
3VL27161SS330AA0 | CIRCUITBREAKER VL 160N STANDARD BREAKING CAPACITY R.U.S.C.BR.C.= 55KA, 415 V AC 3POLE, MOTOR PROTECTION ELECTRONIC TRIP UNIT ETU30M, LI IN=160A, RATED CURRENT TC= 10A ... 30, TIME LAG CLASS II= 6 ... 11 X IN, SHORTCIRCUIT PROTECTION WITHOUT AUXILIARY RELEASE WITHOUT AUXILIARY/ALARM SWITCH | 405.13 | TEM | 1 | LP | 2.43 | 1
3VL27161SS330AD1 | CIRCUITBREAKER VL 160N STANDARD BREAKING CAPACITY R.U.S.C.BR.C.= 55KA, 415 V AC 3POLE, MOTOR PROTECTION ELECTRONIC TRIP UNIT ETU30M, LI IN=160A, RATED CURRENT TC= 10A ... 30, TIME LAG CLASS II= 6 ... 11 X IN, SHORTCIRCUIT PROTECTION WITHOUT AUXILIARY RELEASE AUXILIARY/ALARM SWITCH KIT 2HS(1NO+1NC)+1AS(1NO) AUXILIARY/ALARM SWITCH KIT 2HS(1NO+1NC)+1AS(1NO) | 455.18 | TEM | 1 | LP | 2.4 | 1
3VL27161SS360AD1 | CIRCUITBREAKER VL 160N STANDARD BREAKING CAPACITY ICU= 55KA, 415 V AC 3POLE, MOTOR PROTECTION OVERCURRENT TRIGGER ETU30M, LI IN=160 A, NOM. CURRENT TC= 10 A ... 30, INERTIA CLASS II= 6 ... 11 X IN, SHORTCIRCUIT PROTECTION WITHOUT AUXILIARY RELEASE AUXILIARY/ALARM SWITCH KIT 2HS(1NO+1NC)+1AS(1NO) AUXILIARY/ALARM SWITCH KIT 2HS(1NO+1NC)+1AS(1NO) | 449.24 | TEM | 1 | LP | 2.4 | 1
3VL27161TB430AA0 | CIRCUITBREAKER VL 160N STANDARD BREAKING CAPACITY ICU=55KA / 415 V AC 4 POLE, LINE PROTECTION ELECTRONIC TRIP UNIT ETU10, LI IN=160A, RATED CURRENT IR=64160A, OVERLOAD II=1,25TO11XIN, SHORT CIRCUIT WITHOUT AUXILIARY RELEASE WITHOUT AUXILIARY/ALARM SWITCH | 525.8 | TEM | 1 | LP | 3.061 | 1
3VL27161TE460AA0 | CIRCUITBREAKER VL 160N STANDARD BREAKING CAPACITY ICU=55KA / 415 V AC 4 POLE, LINE PROTECTION ELECTRONIC TRIP UNIT ETU20, LSI IN=160A, RATED CURRENT IR=64160A, OVERLOAD ISD=1,5TO10XIR, II=11XIN SHORTCIRCUIT N UNPROTECTED WITH SCREW CONNECTION WITHOUT AUXILIARY/ALARM SWITCH | 557.15 | TEM | 1 | LP | 3.061 | 1
3VL27161TF430AB1 | CIRCUITBREAKER VL 160N STANDARD BREAKING CAPACITY ICU=55KA / 415 V AC 4 POLE, LINE PROTECTION ELECTRONIC TRIP UNIT ETU20, LSI IN=160A, RATED CURRENT IR=64160A, OVERLOAD ISD=1,5TO10XIR, II=11XIN SHORTCIRCUIT N PROTECTED WITHOUT AUXILIARY RELEASE AUXILIARY SWITCH KIT 2HS(1NO+1NC) AUXILIARY SWITCH KIT 2HS(1NO+1NC) | 647.02 | TEM | 1 | LP | 3.1 | 1
3VL27161TF438KA0 | CIRCUITBREAKER VL 160N STANDARD BREAKING CAPACITY ICU=55KA / 415 V AC 4 POLE, LINE PROTECTION ELECTRONIC TRIP UNIT ETU20, LSI IN=160A, RATED CURRENT IR=64160A, OVERLOAD ISD=1,5TO10XIR, II=11XIN SHORTCIRCUIT N PROTECTED SHUNT RELEASE 110 127 V DC WITHOUT AUXILIARY/ALARM SWITCH WITHOUT AUXILIARY/ALARM SWITCH | 674.19 | TEM | 1 | LP | 3.1 | 1
3VL27161TH430AA0 | CIRCUITBREAKER VL 160N STANDARD BREAKING CAPACITY ICU=55KA / 415 V AC 4 POLE, LINE PROTECTION ELECTRONIC TRIP UNIT ETU22, LSIG IN=160A, RATED CURRENT IR=64160A, OVERLOAD ISD=1,5TO10XIR, II=11XIN SHORTCIRCUIT N PROTECTED WITHOUT AUXILIARY RELEASE WITHOUT AUXILIARY/ALARM SWITCH | 754.16 | TEM | 1 | LP | 3.12 | 1
3VL27161UH330AA0 | CIRCUITBREAKER VL 160N STANDARD BREAKING CAPACITY ICU=55KA / 415 V AC 3 POLE, LINE PROTECTION ELECTRONIC TRIP UNIT LCD ETU40, LI/LS/LSI IN=160A, RATED CURRENT IR=64160A, OVERLOAD ISD=1,5TO10XIR, II=11XIN SHORTCIRCUIT WITHOUT AUXILIARY RELEASE WITHOUT AUXILIARY/ALARM SWITCH | 595.65 | TEM | 1 | LP | 2.458 | 1
3VL27161UP330AA0 | CIRCUITBREAKER VL 160N STANDARD BREAKING CAPACITY ICU=55KA / 415 V AC 3 POLE, MOTOR/GENERATOR PROTECTION ELECTRONIC TRIP UNIT LCD ETU40M, LI IN=160A, RATED CURRENT IR=64160A, OVERLOAD II=1,25TO11XIN, SHORT CIRCUIT WITHOUT AUXILIARY RELEASE WITHOUT AUXILIARY/ALARM SWITCH | 595.65 | TEM | 1 | LP | 2.458 | 1
3VL27162DC330AA0 | CIRCUITBREAKER VL 160H HIGH BREAKING CAPACITY ICU=70KA / 415 V AC 3 POLE, LINE PROTECTION OVERCURRENT RELEASE TM, LI IN=160A, RATED CURRENT IR=125160A, OVERLOAD II=8001600A, SHORT CIRCUIT WITHOUT AUXILIARY RELEASE WITHOUT AUXILIARY/ALARM SWITCH | 409.31 | TEM | 1 | LP | 2.568 | 1
3VL27162DC330AB1 | CIRCUITBREAKER VL 160H HIGH BREAKING CAPACITY ICU=70KA / 415 V AC 3 POLE, LINE PROTECTION OVERCURRENT RELEASE TM, LI IN=160A, RATED CURRENT IR=125160A, OVERLOAD II=8001600A, SHORT CIRCUIT WITHOUT AUXILIARY RELEASE AUXILIARY SWITCH KIT 2HS(1NO+1NC) | 446.93 | TEM | 1 | LP | 2.56 | 1
3VL27162DC332GA0 | CIRCUITBREAKER VL 160H HIGH BREAKING CAPACITY ICU=70KA / 415 V AC 3 POLE, LINE PROTECTION OVERCURRENT RELEASE TM, LI IN=160A, RATED CURRENT IR=125160A, OVERLOAD II=8001600A, SHORT CIRCUIT UNDERVOLTAGE RELEASE 110 127 V AC WITHOUT AUXILIARY/ALARM SWITCH WITHOUT AUXILIARY/ALARM SWITCH | 495.88 | TEM | 1 | LP | 2.2 | 1
3VL27162DC332RD1 | CIRCUITBREAKER VL 160H HIGH BREAKING CAPACITY ICU=70KA / 415 V AC 3 POLE, LINE PROTECTION OVERCURRENT RELEASE TM, LI IN=160A, RATED CURRENT IR=125160A, OVERLOAD II=8001600A, SHORT CIRCUIT UNDERVOLTAGE RELEASE 110 127 V DC AUXILIARY/ALARM SWITCH KIT 2HS(1NO+1NC)+1AS(1NO) AUXILIARY/ALARM SWITCH KIT 2HS(1NO+1NC)+1AS(1NO) | 545.93 | TEM | 1 | LP | 2.2 | 1
3VL27162DC332SD1 | CIRCUITBREAKER VL 160H HIGH BREAKING CAPACITY ICU=70KA / 415 V AC 3 POLE, LINE PROTECTION OVERCURRENT RELEASE TM, LI IN=160A, RATED CURRENT IR=125160A, OVERLOAD II=8001600A, SHORT CIRCUIT UNDERVOLTAGE RELEASE 220 250 V DC AUXILIARY/ALARM SWITCH KIT 2HS(1NO+1NC)+1AS(1NO) AUXILIARY/ALARM SWITCH KIT 2HS(1NO+1NC)+1AS(1NO) | 545.93 | TEM | 1 | LP | 2.2 | 1
3VL27162DC338TB1 | CIRCUITBREAKER VL 160H HIGH BREAKING CAPACITY ICU=70KA / 415 V AC 3 POLE, LINE PROTECTION OVERCURRENT RELEASE TM, LI IN=160A, RATED CURRENT IR=125160A, OVERLOAD II=8001600A, SHORT CIRCUIT SHUNT RELEASE 208 277 V AC AUXILIARY SWITCH KIT 2HS(1NO+1NC) AUXILIARY SWITCH KIT 2HS(1NO+1NC) | 511.72 | TEM | 1 | LP | 2.2 | 1
3VL27162DC360AA0 | CIRCUITBREAKER VL 160H HIGH BREAKING CAPACITY ICU=70KA / 415 V AC 3 POLE, LINE PROTECTION OVERCURRENT RELEASE TM, LI IN=160A, RATED CURRENT IR=125160A, OVERLOAD II=8001600A, SHORT CIRCUIT WITH SCREW CONNECTION WITHOUT AUXILIARY RELEASE WITHOUT AUXILIARY/ALARM SWITCH | 402.71 | TEM | 1 | LP | 2.2 | 1
3VL27162DC360AB1 | CIRCUITBREAKER VL 160H HIGH BREAKING CAPACITY ICU=70KA / 415 V AC 3 POLE, LINE PROTECTION OVERCURRENT RELEASE TM, LI IN=160A, RATED CURRENT IR=125160A, OVERLOAD II=8001600A, SHORT CIRCUIT WITH SCREW CONNECTION WITHOUT AUXILIARY RELEASE AUXILIARY SWITCH KIT 2HS(1NO+1NC) AUXILIARY SWITCH KIT 2HS(1NO+1NC) | 440.33 | TEM | 1 | LP | 2.2 | 1
3VL27162DK330AA0 | CIRCUITBREAKER VL 160H HIGH BREAKING CAPACITY ICU=70KA / 415 V AC 3 POLE, STARTER COMBINATION PROTECTION OVERCURRENT RELEASE MAGNETIC IN=160A, RATED CURRENT II=12502500A, SHORT CIRCUIT WITHOUT AUXILIARY RELEASE WITHOUT AUXILIARY/ALARM SWITCH | 390.72 | TEM | 1 | LP | 2.425 | 1
3VL27162DK330AB1 | CIRCUITBREAKER VL 160H HIGH BREAKING CAPACITY ICU=70KA / 415 V AC 3 POLE, STARTER COMBINATION PROTECTION OVERCURRENT RELEASE MAGNETIC IN=160A, RATED CURRENT II=12502500A, SHORT CIRCUIT WITHOUT AUXILIARY RELEASE AUXILIARY SWITCH KIT 2HS(1NO+1NC) | 428.34 | TEM | 1 | LP | 2.41 | 1
3VL27162DK330AD1 | CIRCUITBREAKER VL 160H HIGH BREAKING CAPACITY ICU=70KA / 415 V AC 3 POLE, STARTER COMBINATION PROTECTION OVERCURRENT RELEASE MAGNETIC IN=160A, RATED CURRENT II=12502500A, SHORT CIRCUIT WITHOUT AUXILIARY RELEASE AUXILIARY/ALARM SWITCH KIT 2HS(1NO+1NC)+1AS(1NO) | 440.77 | TEM | 1 | LP | 2.41 | 1
3VL27162DK332HB1 | CIRCUITBREAKER VL 160H HIGH BREAKING CAPACITY ICU=70KA / 415 V AC 3 POLE, STARTER COMBINATION PROTECTION OVERCURRENT RELEASE MAGNETIC IN=160A, RATED CURRENT II=12502500A, SHORT CIRCUIT UNDERVOLTAGE RELEASE 220 250 V AC AUXILIARY SWITCH KIT 2HS(1NO+1NC) AUXILIARY SWITCH KIT 2HS(1NO+1NC) | 514.91 | TEM | 1 | LP | 2.2 | 1
3VL27162DK338TA0 | CIRCUITBREAKER VL 160H HIGH BREAKING CAPACITY ICU=70KA / 415 V AC 3 POLE, STARTER COMBINATION PROTECTION OVERCURRENT RELEASE MAGNETIC IN=160A, RATED CURRENT II=12502500A, SHORT CIRCUIT SHUNT RELEASE 208 277 V AC WITHOUT AUXILIARY/ALARM SWITCH WITHOUT AUXILIARY/ALARM SWITCH | 455.51 | TEM | 1 | LP | 2.2 | 1
3VL27162DK360AA0 | CIRCUITBREAKER VL 160H HIGH BREAKING CAPACITY ICU=70KA / 415 V AC 3 POLE, STARTER COMBINATION PROTECTION OVERCURRENT RELEASE MAGNETIC IN=160A, RATED CURRENT II=12502500A, SHORT CIRCUIT WITH SCREW CONNECTION WITHOUT AUXILIARY RELEASE WITHOUT AUXILIARY/ALARM SWITCH | 384.12 | TEM | 1 | LP | 2.2 | 1
3VL27162DK360AB1 | CIRCUITBREAKER VL 160H HIGH BREAKING CAPACITY ICU=70KA / 415 V AC 3 POLE, STARTER COMBINATION PROTECTION OVERCURRENT RELEASE MAGNETIC IN=160A, RATED CURRENT II=12502500A, SHORT CIRCUIT WITH SCREW CONNECTION WITHOUT AUXILIARY RELEASE AUXILIARY SWITCH KIT 2HS(1NO+1NC) AUXILIARY SWITCH KIT 2HS(1NO+1NC) | 421.74 | TEM | 1 | LP | 2.2 | 1
3VL27162EJ432SD1 | CIRCUITBREAKER VL 160H HIGH BREAKING CAPACITY ICU=70KA / 415 V AC 4 POLE, LINE PROTECTION OVERCURRENT RELEASE TM, LI IN=160A, RATED CURRENT IR=125160A, OVERLOAD II=8001600A, SHORT CIRCUIT N NOT PROTECTED UNDERVOLTAGE RELEASE 220 250 V DC AUXILIARY/ALARM SWITCH KIT 2HS(1NO+1NC)+1AS(1NO) AUXILIARY/ALARM SWITCH KIT 2HS(1NO+1NC)+1AS(1NO) | 647.79 | TEM | 1 | LP | 3 | 1
3VL27162MB330AB1 | CIRCUITBREAKER VL 160H HIGH BREAKING CAPACITY ICU=70KA / 415 V AC 3 POLE, LINE PROTECTION ELECTRONIC TRIP UNIT ETU10, LI IN=160A, RATED CURRENT IR=64160A, OVERLOAD II=1,25TO11XIN, SHORT CIRCUIT WITHOUT AUXILIARY RELEASE ETU COMMUNICATIONCAPABLE AUXILIARY SWITCH KIT 2HS(1NO+1NC) AUXILIARY SWITCH KIT 2HS(1NO+1NC) | 546.48 | TEM | 1 | LP | 2.4 | 1
3VL27162SB330AA0 | CIRCUITBREAKER VL 160H HIGH BREAKING CAPACITY ICU=70KA / 415 V AC 3 POLE, LINE PROTECTION ELECTRONIC TRIP UNIT ETU10, LI IN=160A, RATED CURRENT IR=64160A, OVERLOAD II=1,25TO11XIN, SHORT CIRCUIT WITHOUT AUXILIARY RELEASE WITHOUT AUXILIARY/ALARM SWITCH | 474.43 | TEM | 1 | LP | 2.4 | 1
3VL27162SE330AD1 | CIRCUITBREAKER VL 160H HIGH BREAKING CAPACITY ICU=70KA / 415 V AC 3 POLE, LINE PROTECTION ELECTRONIC TRIP UNIT ETU20, LSI IN=160A, RATED CURRENT IR=64160A, OVERLOAD ISD=1,5TO10XIR, II=11XIN SHORTCIRCUIT WITHOUT AUXILIARY RELEASE AUXILIARY/ALARM SWITCH KIT 2HS(1NO+1NC)+1AS(1NO) AUXILIARY/ALARM SWITCH KIT 2HS(1NO+1NC)+1AS(1NO) | 558.91 | TEM | 1 | LP | 2.4 | 1
3VL27162SP330AA0 | CIRCUITBREAKER VL 160H HIGH BREAKING CAPACITY ICU=70KA / 415 V AC 3 POLE, MOTOR/ GENERATOR PROTECTION ELECTRONIC TRIP UNIT ETU10M, LI IN=160A, RATED CURRENT IR=64160A, OVERLOAD II=1,25TO11XIN, SHORT CIRCUIT WITHOUT AUXILIARY RELEASE WITHOUT AUXILIARY/ALARM SWITCH | 440.77 | TEM | 1 | LP | 2.399 | 1
3VL27162SP330AB1 | CIRCUITBREAKER VL 160H HIGH BREAKING CAPACITY ICU=70KA / 415 V AC 3 POLE, MOTOR/ GENERATOR PROTECTION ELECTRONIC TRIP UNIT ETU10M, LI IN=160A, RATED CURRENT IR=64160A, OVERLOAD II=1,25TO11XIN, SHORT CIRCUIT WITHOUT AUXILIARY RELEASE AUXILIARY SWITCH KIT 2HS(1NO+1NC) AUXILIARY SWITCH KIT 2HS(1NO+1NC) | 478.39 | TEM | 1 | LP | 2.4 | 1
3VL27162SP360AD1 | CIRCUITBREAKER VL 160H HIGH BREAKING CAPACITY ICU=70KA / 415 V AC 3 POLE, MOTOR/ GENERATOR PROTECTION ELECTRONIC TRIP UNIT ETU10M, LI IN=160A, RATED CURRENT IR=64160A, OVERLOAD II=1,25TO11XIN, SHORT CIRCUIT WITH SCREW CONNECTION WITHOUT AUXILIARY RELEASE AUXILIARY/ALARM SWITCH KIT 2HS(1NO+1NC)+1AS(1NO) AUXILIARY/ALARM SWITCH KIT 2HS(1NO+1NC)+1AS(1NO) | 484.22 | TEM | 1 | LP | 2.4 | 1
3VL27162SS330AA0 | CIRCUITBREAKER VL 160H HIGH BREAKING CAPACITY R.U.S.C.BR.C.= 70 KA, 415 V AC 3POLE, MOTOR PROTECTION ELECTRONIC TRIP UNIT ETU30M, LI IN=160A, RATED CURRENT TC= 10A ... 30, TIME LAG CLASS II= 6 ... 11 X IN, SHORTCIRCUIT PROTECTION WITHOUT AUXILIARY RELEASE WITHOUT AUXILIARY/ALARM SWITCH | 483.56 | TEM | 1 | LP | 2.399 | 1
3VL27162SS330AD1 | CIRCUITBREAKER VL 160H HIGH BREAKING CAPACITY R.U.S.C.BR.C.= 70 KA, 415 V AC 3POLE, MOTOR PROTECTION ELECTRONIC TRIP UNIT ETU30M, LI IN=160A, RATED CURRENT TC= 10A ... 30, TIME LAG CLASS II= 6 ... 11 X IN, SHORTCIRCUIT PROTECTION WITHOUT AUXILIARY RELEASE AUXILIARY/ALARM SWITCH KIT 2HS(1NO+1NC)+1AS(1NO) AUXILIARY/ALARM SWITCH KIT 2HS(1NO+1NC)+1AS(1NO) | 533.61 | TEM | 1 | LP | 2.4 | 1
3VL27162UP330AA0 | CIRCUITBREAKER VL 160H HIGH BREAKING CAPACITY ICU=70KA / 415 V AC 3 POLE, MOTOR/GENERATOR PROTECTION ELECTRONIC TRIP UNIT LCD ETU40M, LI IN=160A, RATED CURRENT IR=64160A, OVERLOAD II=1,25TO11XIN, SHORT CIRCUIT WITHOUT AUXILIARY RELEASE WITHOUT AUXILIARY/ALARM SWITCH | 657.03 | TEM | 1 | LP | 2.616 | 1
3VL27163DC330AA0 | CIRCUITBREAKER VL 160L VERY HIGH BREAKING CAPACITY ICU=100KA / 415 V AC 3 POLE, LINE PROTECTION OVERCURRENT RELEASE TM, LI IN=160A, RATED CURRENT IR=125160A, OVERLOAD II=8001600A, SHORT CIRCUIT WITHOUT AUXILIARY RELEASE WITHOUT AUXILIARY/ALARM SWITCH | 526.46 | TEM | 1 | LP | 2.57 | 1
3VL27163DC330AB1 | CIRCUITBREAKER VL 160L VERY HIGH BREAKING CAPACITY ICU=100KA / 415 V AC 3 POLE, LINE PROTECTION OVERCURRENT RELEASE TM, LI IN=160A, RATED CURRENT IR=125160A, OVERLOAD II=8001600A, SHORT CIRCUIT WITHOUT AUXILIARY RELEASE AUXILIARY SWITCH KIT 2HS(1NO+1NC) | #N/A | TEM | 1 | LP | 2.41 | 1
3VL27163DC360AA0 | CIRCUITBREAKER VL 160L VERY HIGH BREAKING CAPACITY ICU=100KA / 415 V AC 3 POLE, LINE PROTECTION OVERCURRENT RELEASE TM, LI IN=160A, RATED CURRENT IR=125160A, OVERLOAD II=8001600A, SHORT CIRCUIT WITH SCREW CONNECTION WITHOUT AUXILIARY RELEASE WITHOUT AUXILIARY/ALARM SWITCH | 519.31 | TEM | 1 | LP | 2.2 | 1
3VL27163DK360AB1 | CIRCUITBREAKER VL 160L VERY HIGH BREAKING CAPACITY ICU=100KA / 415 V AC 3 POLE, STARTER COMBINATION PROTECTION OVERCURRENT RELEASE MAGNETIC IN=160A, RATED CURRENT II=12502500A, SHORT CIRCUIT WITH SCREW CONNECTION WITHOUT AUXILIARY RELEASE AUXILIARY SWITCH KIT 2HS(1NO+1NC) AUXILIARY SWITCH KIT 2HS(1NO+1NC) | 538.78 | TEM | 1 | LP | 2.2 | 1
3VL27163SE330AD1 | CIRCUITBREAKER VL 160L VERY HIGH BREAKING CAPACITY ICU=100KA / 415 V AC 3 POLE, LINE PROTECTION ELECTRONIC TRIP UNIT ETU20, LSI IN=160A, RATED CURRENT IR=64160A, OVERLOAD ISD=1,5TO10XIR, II=11XIN SHORTCIRCUIT WITHOUT AUXILIARY RELEASE AUXILIARY/ALARM SWITCH KIT 2HS(1NO+1NC)+1AS(1NO) AUXILIARY/ALARM SWITCH KIT 2HS(1NO+1NC)+1AS(1NO) | 690.8 | TEM | 1 | LP | 2.4 | 1
3VL37201DC330AA0 | CIRCUITBREAKER VL 250N STANDARD BREAKING CAPACITY ICU=55KA / 415 V AC 3 POLE, LINE PROTECTION OVERCURRENT RELEASE TM, LI IN=200A, RATED CURRENT IR=160200A, OVERLOAD II=10002000A, SHORTCIRCUIT WITH BOX TERMINAL WITHOUT AUXILIARY RELEASE WITHOUT AUXILIARY/ALARM SWITCH | 417.12 | TEM | 1 | LP | 2.3 | 1
3VL37201DC332SA0 | CIRCUITBREAKER VL 250N STANDARD BREAKING CAPACITY ICU=55KA / 415 V AC 3 POLE, LINE PROTECTION OVERCURRENT RELEASE TM, LI IN=200A, RATED CURRENT IR=160200A, OVERLOAD II=10002000A, SHORTCIRCUIT WITH BOX TERMINAL UNDERVOLTAGE RELEASE 220 250 V DC WITHOUT AUXILIARY/ALARM SWITCH WITHOUT AUXILIARY/ALARM SWITCH | 503.69 | TEM | 1 | LP | 2.3 | 1
3VL37201DC360AA0 | CIRCUITBREAKER VL 250N STANDARD BREAKING CAPACITY ICU=55KA / 415 V AC 3 POLE, LINE PROTECTION OVERCURRENT RELEASE TM, LI IN=200A, RATED CURRENT IR=160200A, OVERLOAD II=10002000A, SHORTCIRCUIT WITHOUT AUXILIARY RELEASE WITHOUT AUXILIARY/ALARM SWITCH | 410.3 | TEM | 1 | LP | 2.605 | 1
3VL37201DC360AB1 | CIRCUITBREAKER VL 250N STANDARD BREAKING CAPACITY ICU=55KA / 415 V AC 3 POLE, LINE PROTECTION OVERCURRENT RELEASE TM, LI IN=200A, RATED CURRENT IR=160200A, OVERLOAD II=10002000A, SHORTCIRCUIT WITHOUT AUXILIARY RELEASE AUXILIARY SWITCH KIT 2HS(1NO+1NC) | 447.92 | TEM | 1 | LP | 2.645 | 1
3VL37201DC360AD1 | CIRCUITBREAKER VL 250N STANDARD BREAKING CAPACITY ICU=55KA / 415 V AC 3 POLE, LINE PROTECTION OVERCURRENT RELEASE TM, LI IN=200A, RATED CURRENT IR=160200A, OVERLOAD II=10002000A, SHORTCIRCUIT WITHOUT AUXILIARY RELEASE AUXILIARY/ALARM SWITCH KIT 2HS(1NO+1NC)+1AS(1NO) | 460.35 | TEM | 1 | LP | 2.8 | 1
3VL37201DC362JA0 | CIRCUITBREAKER VL 250N STANDARD BREAKING CAPACITY ICU=55KA / 415 V AC 3 POLE, LINE PROTECTION OVERCURRENT RELEASE TM, LI IN=200A, RATED CURRENT IR=160200A, OVERLOAD II=10002000A, SHORTCIRCUIT UNDERVOLTAGE RELEASE 380 415 V AC WITHOUT AUXILIARY/ALARM SWITCH | 496.87 | TEM | 1 | LP | 2.64 | 1
3VL37201DC362JB1 | CIRCUITBREAKER VL 250N STANDARD BREAKING CAPACITY ICU=55KA / 415 V AC 3 POLE, LINE PROTECTION OVERCURRENT RELEASE TM, LI IN=200A, RATED CURRENT IR=160200A, OVERLOAD II=10002000A, SHORTCIRCUIT UNDERVOLTAGE RELEASE 380 415 V AC AUXILIARY SWITCH KIT 2HS(1NO+1NC) AUXILIARY SWITCH KIT 2HS(1NO+1NC) | 534.49 | TEM | 1 | LP | 2.3 | 1
3VL37201DC362SD1 | CIRCUITBREAKER VL 250N STANDARD BREAKING CAPACITY ICU=55KA / 415 V AC 3 POLE, LINE PROTECTION OVERCURRENT RELEASE TM, LI IN=200A, RATED CURRENT IR=160200A, OVERLOAD II=10002000A, SHORTCIRCUIT UNDERVOLTAGE RELEASE 220 250 V DC AUXILIARY/ALARM SWITCH KIT 2HS(1NO+1NC)+1AS(1NO) AUXILIARY/ALARM SWITCH KIT 2HS(1NO+1NC)+1AS(1NO) | 546.92 | TEM | 1 | LP | 2.3 | 1
3VL37201DC368CD1 | CIRCUITBREAKER VL 250N STANDARD BREAKING CAPACITY ICU=55KA / 415 V AC 3 POLE, LINE PROTECTION OVERCURRENT RELEASE TM, LI IN=200A, RATED CURRENT IR=160200A, OVERLOAD II=10002000A, SHORTCIRCUIT SHUNT RELEASE 24 V AC/DC AUXILIARY/ALARM SWITCH KIT 2HS(1NO+1NC)+1AS(1NO) AUXILIARY/ALARM SWITCH KIT 2HS(1NO+1NC)+1AS(1NO) | 525.14 | TEM | 1 | LP | 2.3 | 1
3VL37201DC368TB1 | CIRCUITBREAKER VL 250N STANDARD BREAKING CAPACITY ICU=55KA / 415 V AC 3 POLE, LINE PROTECTION OVERCURRENT RELEASE TM, LI IN=200A, RATED CURRENT IR=160200A, OVERLOAD II=10002000A, SHORTCIRCUIT SHUNT RELEASE 208 277 V AC AUXILIARY SWITCH KIT 2HS(1NO+1NC) | 512.71 | TEM | 1 | LP | 2.72 | 1
3VL37201DC368TD1 | CIRCUITBREAKER VL 250N STANDARD BREAKING CAPACITY ICU=55KA / 415 V AC 3 POLE, LINE PROTECTION OVERCURRENT RELEASE TM, LI IN=200A, RATED CURRENT IR=160200A, OVERLOAD II=10002000A, SHORTCIRCUIT SHUNT RELEASE 208 277 V AC AUXILIARY/ALARM SWITCH KIT 2HS(1NO+1NC)+1AS(1NO) | 525.14 | TEM | 1 | LP | 2.686 | 1
3VL37201EC460AA0 | CIRCUITBREAKER VL 250N STANDARD BREAKING CAPACITY ICU=55KA / 415 V AC 4 POLE, LINE PROTECTION OVERCURRENT RELEASE TM, LI IN=200A, RATED CURRENT IR=160200A, OVERLOAD II=10002000A, SHORTCIRCUIT N PROTECTED WITHOUT AUXILIARY RELEASE WITHOUT AUXILIARY/ALARM SWITCH | 585.64 | TEM | 1 | LP | 3.59 | 1
3VL37201EC460AD1 | CIRCUITBREAKER VL 250N STANDARD BREAKING CAPACITY ICU=55KA / 415 V AC 4 POLE, LINE PROTECTION OVERCURRENT RELEASE TM, LI IN=200A, RATED CURRENT IR=160200A, OVERLOAD II=10002000A, SHORTCIRCUIT N PROTECTED WITHOUT AUXILIARY RELEASE AUXILIARY/ALARM SWITCH KIT 2HS(1NO+1NC)+1AS(1NO) AUXILIARY/ALARM SWITCH KIT 2HS(1NO+1NC)+1AS(1NO) | 635.69 | TEM | 1 | LP | 3.2 | 1
3VL37201EJ430AA0 | CIRCUITBREAKER VL 250N STANDARD BREAKING CAPACITY ICU=55KA / 415 V AC 4 POLE, LINE PROTECTION OVERCURRENT RELEASE TM, LI IN=200A, RATED CURRENT IR=160200A, OVERLOAD II=10002000A, SHORTCIRCUIT N NOT PROTECTED WITH BOX TERMINAL WITHOUT AUXILIARY RELEASE WITHOUT AUXILIARY/ALARM SWITCH | 549.78 | TEM | 1 | LP | 3.607 | 1
3VL37201EJ460AA0 | CIRCUITBREAKER VL 250N STANDARD BREAKING CAPACITY ICU=55KA / 415 V AC 4 POLE, LINE PROTECTION OVERCURRENT RELEASE TM, LI IN=200A, RATED CURRENT IR=160200A, OVERLOAD II=10002000A, SHORTCIRCUIT N NOT PROTECTED WITHOUT AUXILIARY RELEASE WITHOUT AUXILIARY/ALARM SWITCH | 539.22 | TEM | 1 | LP | 3.348 | 1
3VL37201EJ460AB1 | CIRCUITBREAKER VL 250N STANDARD BREAKING CAPACITY ICU=55KA / 415 V AC 4 POLE, LINE PROTECTION OVERCURRENT RELEASE TM, LI IN=200A, RATED CURRENT IR=160200A, OVERLOAD II=10002000A, SHORTCIRCUIT N NOT PROTECTED WITHOUT AUXILIARY RELEASE AUXILIARY SWITCH KIT 2HS(1NO+1NC) AUXILIARY SWITCH KIT 2HS(1NO+1NC) | 576.84 | TEM | 1 | LP | 3.2 | 1
3VL37201EJ460AD1 | CIRCUITBREAKER VL 250N STANDARD BREAKING CAPACITY ICU=55KA / 415 V AC 4 POLE, LINE PROTECTION OVERCURRENT RELEASE TM, LI IN=200A, RATED CURRENT IR=160200A, OVERLOAD II=10002000A, SHORTCIRCUIT N NOT PROTECTED WITHOUT AUXILIARY RELEASE AUXILIARY/ALARM SWITCH KIT 2HS(1NO+1NC)+1AS(1NO) AUXILIARY/ALARM SWITCH KIT 2HS(1NO+1NC)+1AS(1NO) | 589.27 | TEM | 1 | LP | 3.2 | 1
3VL37201EJ462JB1 | CIRCUITBREAKER VL 250N STANDARD BREAKING CAPACITY ICU=55KA / 415 V AC 4 POLE, LINE PROTECTION OVERCURRENT RELEASE TM, LI IN=200A, RATED CURRENT IR=160200A, OVERLOAD II=10002000A, SHORTCIRCUIT N NOT PROTECTED UNDERVOLTAGE RELEASE 380 415 V AC AUXILIARY SWITCH KIT 2HS(1NO+1NC) AUXILIARY SWITCH KIT 2HS(1NO+1NC) | 663.41 | TEM | 1 | LP | 3.2 | 1
3VL37201EJ462SD1 | CIRCUITBREAKER VL 250N STANDARD BREAKING CAPACITY ICU=55KA / 415 V AC 4 POLE, LINE PROTECTION OVERCURRENT RELEASE TM, LI IN=200A, RATED CURRENT IR=160200A, OVERLOAD II=10002000A, SHORTCIRCUIT N NOT PROTECTED UNDERVOLTAGE RELEASE 220 250 V DC AUXILIARY/ALARM SWITCH KIT 2HS(1NO+1NC)+1AS(1NO) AUXILIARY/ALARM SWITCH KIT 2HS(1NO+1NC)+1AS(1NO) | 675.84 | TEM | 1 | LP | 3.2 | 1
3VL37201EM460AD1 | CIRCUITBREAKER VL 250N STANDARD BREAKING CAPACITY ICU= 55KA, 415V AC 4 POLE, LINE PROTECTION OVERCURRENT RELEASE TM, LI IN= 200A, RATED CURRENT IR= 160...200A, OVERLOAD II= 1000...2000A, SHORTCIRCUIT N PROTECTED (100%) WITHOUT AUXILIARY RELEASE AUXILIARY/ALARM SWITCH KIT 2HS(1NO+1NC)+1AS(1NO) AUXILIARY/ALARM SWITCH KIT 2HS(1NO+1NC)+1AS(1NO) | 635.69 | TEM | 1 | LP | 3.2 | 1
3VL37201NF468KA0 | CIRCUITBREAKER VL 250N STANDARD BREAKING CAPACITY ICU=55KA / 415 V AC 4 POLE, LINE PROTECTION ELECTRONIC TRIP UNIT ETU20, LSI IN=200A, RATED CURRENT IR=80200A, OVERLOAD ISD=1,5TO10XIR, II=11XIN SHORTCIRCUIT N PROTECTED ETU COMMUNICATIONCAPABLE SHUNT RELEASE 110 127 V DC WITHOUT AUXILIARY/ALARM SWITCH WITHOUT AUXILIARY/ALARM SWITCH | 855.58 | TEM | 1 | LP | 3.3 | 1
3VL37201SB360AA0 | CIRCUITBREAKER VL 250N STANDARD BREAKING CAPACITY ICU=55KA / 415 V AC 3 POLE, LINE PROTECTION ELECTRONIC TRIP UNIT ETU10, LI IN=200A, RATED CURRENT IR=80200A, OVERLOAD II=1,25TO11XIN, SHORTCIRCUIT WITHOUT AUXILIARY RELEASE WITHOUT AUXILIARY/ALARM SWITCH | 509.3 | TEM | 1 | LP | 2.612 | 1
3VL37201SB360AD1 | CIRCUITBREAKER VL 250N STANDARD BREAKING CAPACITY ICU=55KA / 415 V AC 3 POLE, LINE PROTECTION ELECTRONIC TRIP UNIT ETU10, LI IN=200A, RATED CURRENT IR=80200A, OVERLOAD II=1,25TO11XIN, SHORTCIRCUIT WITHOUT AUXILIARY RELEASE AUXILIARY/ALARM SWITCH KIT 2HS(1NO+1NC)+1AS(1NO) AUXILIARY/ALARM SWITCH KIT 2HS(1NO+1NC)+1AS(1NO) | 559.35 | TEM | 1 | LP | 2.5 | 1
3VL37201SL360AA0 | CIRCUITBREAKER VL 250N STANDARD BREAKING CAPACITY ICU=55KA / 415 V AC 3 POLE, LINE PROTECTION ELECTRONIC TRIP UNIT ETU12, LIG 3PHASES/3WIRES IN=200A, RATED CURRENT IR=80200A, OVERLOAD II=1,25TO11XIN, SHORTCIRCUIT WITHOUT AUXILIARY RELEASE WITHOUT AUXILIARY/ALARM SWITCH | #N/A | TEM | 1 | LP | 2.608 | 1
3VL37201SP360AA0 | CIRCUITBREAKER VL 250N STANDARD BREAKING CAPACITY ICU=55KA / 415 V AC 3 POLE, MOTOR/ GENERATOR PROTECTION ELECTRONIC TRIP UNIT ETU10M, LI IN=200A, RATED CURRENT IR=80200A, OVERLOAD II=1,25TO11XIN, SHORTCIRCUIT WITHOUT AUXILIARY RELEASE WITHOUT AUXILIARY/ALARM SWITCH | 490.16 | TEM | 1 | LP | 2.61 | 1
3VL37201SP360AB1 | CIRCUITBREAKER VL 250N STANDARD BREAKING CAPACITY ICU=55KA / 415 V AC 3 POLE, MOTOR/ GENERATOR PROTECTION ELECTRONIC TRIP UNIT ETU10M, LI IN=200A, RATED CURRENT IR=80200A, OVERLOAD II=1,25TO11XIN, SHORTCIRCUIT WITHOUT AUXILIARY RELEASE AUXILIARY SWITCH KIT 2HS(1NO+1NC) AUXILIARY SWITCH KIT 2HS(1NO+1NC) | 527.78 | TEM | 1 | LP | 2.5 | 1
3VL37201SP360AD1 | CIRCUITBREAKER VL 250N STANDARD BREAKING CAPACITY ICU=55KA / 415 V AC 3 POLE, MOTOR/ GENERATOR PROTECTION ELECTRONIC TRIP UNIT ETU10M, LI IN=200A, RATED CURRENT IR=80200A, OVERLOAD II=1,25TO11XIN, SHORTCIRCUIT WITHOUT AUXILIARY RELEASE AUXILIARY/ALARM SWITCH KIT 2HS(1NO+1NC)+1AS(1NO) AUXILIARY/ALARM SWITCH KIT 2HS(1NO+1NC)+1AS(1NO) | 540.21 | TEM | 1 | LP | 2.5 | 1
3VL37201SS360AA0 | CIRCUITBREAKER VL 250N STANDARD BREAKING CAPACITY R.U.S.C.BR.C.= 55KA, 415 V AC 3POLE, MOTOR PROTECTION ELECTRONIC TRIP UNIT ETU30M, LI IN=200A, RATED CURRENT TC= 10A ... 30, TIME LAG CLASS II= 6 ... 11 X IN, SHORTCIRCUIT PROTECTION WITHOUT AUXILIARY RELEASE WITHOUT AUXILIARY/ALARM SWITCH | 518.65 | TEM | 1 | LP | 2.611 | 1
3VL37201SS360AB1 | CIRCUITBREAKER VL 250N STANDARD BREAKING CAPACITY R.U.S.C.BR.C.= 55KA, 415 V AC 3POLE, MOTOR PROTECTION ELECTRONIC TRIP UNIT ETU30M, LI IN=200A, RATED CURRENT TC= 10A ... 30, TIME LAG CLASS II= 6 ... 11 X IN, SHORTCIRCUIT PROTECTION WITHOUT AUXILIARY RELEASE AUXILIARY SWITCH KIT 2HS(1NO+1NC) AUXILIARY SWITCH KIT 2HS(1NO+1NC) | 556.27 | TEM | 1 | LP | 2.5 | 1
3VL37201SS360AD1 | CIRCUITBREAKER VL 250N STANDARD BREAKING CAPACITY R.U.S.C.BR.C.= 55KA, 415 V AC 3POLE, MOTOR PROTECTION ELECTRONIC TRIP UNIT ETU30M, LI IN=200A, RATED CURRENT TC= 10A ... 30, TIME LAG CLASS II= 6 ... 11 X IN, SHORTCIRCUIT PROTECTION WITHOUT AUXILIARY RELEASE AUXILIARY/ALARM SWITCH KIT 2HS(1NO+1NC)+1AS(1NO) AUXILIARY/ALARM SWITCH KIT 2HS(1NO+1NC)+1AS(1NO) | 568.7 | TEM | 1 | LP | 2.5 | 1
3VL37201TB460AA0 | CIRCUITBREAKER VL 250N STANDARD BREAKING CAPACITY ICU=55KA / 415 V AC 4 POLE, LINE PROTECTION ELECTRONIC TRIP UNIT ETU10, LI IN=200A, RATED CURRENT IR=80200A, OVERLOAD II=1,25TO11XIN, SHORTCIRCUIT WITHOUT AUXILIARY RELEASE WITHOUT AUXILIARY/ALARM SWITCH | 669.9 | TEM | 1 | LP | 3.361 | 1
3VL37201TH430AA0 | CIRCUITBREAKER VL 250N STANDARD BREAKING CAPACITY ICU=55KA / 415 V AC 4 POLE, LINE PROTECTION ELECTRONIC TRIP UNIT ETU22, LSIG IN=200A, RATED CURRENT IR=80200A, OVERLOAD ISD=1,5TO10XIR, II=11XIN SHORTCIRCUIT N PROTECTED WITHOUT AUXILIARY RELEASE WITH BOX TERMINAL WITHOUT AUXILIARY/ALARM SWITCH | 961.62 | TEM | 1 | LP | 3.607 | 1
3VL37202DC330AA0 | CIRCUITBREAKER VL 250H HIGH BREAKING CAPACITY ICU=70KA / 415 V AC 3 POLE, LINE PROTECTION OVERCURRENT RELEASE TM, LI IN=200A, RATED CURRENT IR=160200A, OVERLOAD II=10002000A, SHORTCIRCUIT WITH BOX TERMINAL WITHOUT AUXILIARY RELEASE WITHOUT AUXILIARY/ALARM SWITCH | 506.77 | TEM | 1 | LP | 2.3 | 1
3VL37202DC360AA0 | CIRCUITBREAKER VL 250H HIGH BREAKING CAPACITY ICU=70KA / 415 V AC 3 POLE, LINE PROTECTION OVERCURRENT RELEASE TM, LI IN=200A, RATED CURRENT IR=160200A, OVERLOAD II=10002000A, SHORTCIRCUIT WITHOUT AUXILIARY RELEASE WITHOUT AUXILIARY/ALARM SWITCH | 499.62 | TEM | 1 | LP | 2.72 | 1
3VL37202DC360AB1 | CIRCUITBREAKER VL 250H HIGH BREAKING CAPACITY ICU=70KA / 415 V AC 3 POLE, LINE PROTECTION OVERCURRENT RELEASE TM, LI IN=200A, RATED CURRENT IR=160200A, OVERLOAD II=10002000A, SHORTCIRCUIT WITHOUT AUXILIARY RELEASE AUXILIARY SWITCH KIT 2HS(1NO+1NC) | 537.24 | TEM | 1 | LP | 2.574 | 1
3VL37202DC360AD1 | CIRCUITBREAKER VL 250H HIGH BREAKING CAPACITY ICU=70KA / 415 V AC 3 POLE, LINE PROTECTION OVERCURRENT RELEASE TM, LI IN=200A, RATED CURRENT IR=160200A, OVERLOAD II=10002000A, SHORTCIRCUIT WITHOUT AUXILIARY RELEASE AUXILIARY/ALARM SWITCH KIT 2HS(1NO+1NC)+1AS(1NO) | 549.67 | TEM | 1 | LP | 2.64 | 1
3VL37202DC362RD1 | CIRCUITBREAKER VL 250H HIGH BREAKING CAPACITY ICU=70KA / 415 V AC 3 POLE, LINE PROTECTION OVERCURRENT RELEASE TM, LI IN=200A, RATED CURRENT IR=160200A, OVERLOAD II=10002000A, SHORTCIRCUIT UNDERVOLTAGE RELEASE 110 127 V DC AUXILIARY/ALARM SWITCH KIT 2HS(1NO+1NC)+1AS(1NO) AUXILIARY/ALARM SWITCH KIT 2HS(1NO+1NC)+1AS(1NO) | 636.24 | TEM | 1 | LP | 2.3 | 1
3VL37202DC362SD1 | CIRCUITBREAKER VL 250H HIGH BREAKING CAPACITY ICU=70KA / 415 V AC 3 POLE, LINE PROTECTION OVERCURRENT RELEASE TM, LI IN=200A, RATED CURRENT IR=160200A, OVERLOAD II=10002000A, SHORTCIRCUIT UNDERVOLTAGE RELEASE 220 250 V DC AUXILIARY/ALARM SWITCH KIT 2HS(1NO+1NC)+1AS(1NO) AUXILIARY/ALARM SWITCH KIT 2HS(1NO+1NC)+1AS(1NO) | 636.24 | TEM | 1 | LP | 2.3 | 1
3VL37202SE360AD1 | CIRCUITBREAKER VL 250H HIGH BREAKING CAPACITY ICU=70KA / 415 V AC 3 POLE, LINE PROTECTION ELECTRONIC TRIP UNIT ETU20, LSI IN=200A, RATED CURRENT IR=80200A, OVERLOAD ISD=1,5TO10XIR, II=11XIN SHORTCIRCUIT WITHOUT AUXILIARY RELEASE AUXILIARY/ALARM SWITCH KIT 2HS(1NO+1NC)+1AS(1NO) AUXILIARY/ALARM SWITCH KIT 2HS(1NO+1NC)+1AS(1NO) | 687.5 | TEM | 1 | LP | 2.5 | 1
3VL37202SE362SD1 | CIRCUITBREAKER VL 250H HIGH BREAKING CAPACITY ICU=70KA / 415 V AC 3 POLE, LINE PROTECTION ELECTRONIC TRIP UNIT ETU20, LSI IN=200A, RATED CURRENT IR=80200A, OVERLOAD ISD=1,5TO10XIR, II=11XIN SHORTCIRCUIT UNDERVOLTAGE RELEASE 220 250 V DC AUXILIARY/ALARM SWITCH KIT 2HS(1NO+1NC)+1AS(1NO) AUXILIARY/ALARM SWITCH KIT 2HS(1NO+1NC)+1AS(1NO) | 774.07 | TEM | 1 | LP | 2.5 | 1
3VL37202SS360AA0 | CIRCUITBREAKER VL 250H HIGH BREAKING CAPACITY R.U.S.C.BR.C.= 70 KA, 415 V AC 3POLE, MOTOR PROTECTION ELECTRONIC TRIP UNIT ETU30M, LI IN=200A, RATED CURRENT TC= 10A ... 30, TIME LAG CLASS II= 6 ... 11 X IN, SHORTCIRCUIT PROTECTION WITHOUT AUXILIARY RELEASE WITHOUT AUXILIARY/ALARM SWITCH | 621.83 | TEM | 1 | LP | 2.567 | 1
3VL37202TA460AD1 | CIRCUITBREAKER VL 250H HIGH BREAKING CAPACITY ICU=70KA / 415 V AC 4 POLE, LINE PROTECTION ELECTRONIC TRIP UNIT ETU10, LI IN=200A, RATED CURRENT IR=80200A, OVERLOAD II=1,25TO11XIN, SHORTCIRCUIT N PROTECTED WITHOUT AUXILIARY RELEASE AUXILIARY/ALARM SWITCH KIT 2HS(1NO+1NC)+1AS(1NO) AUXILIARY/ALARM SWITCH KIT 2HS(1NO+1NC)+1AS(1NO) | 872.52 | TEM | 1 | LP | 3.3 | 1
3VL37203DC330AA0 | CIRCUITBREAKER VL 250L VERY HIGH BREAKING CAPACITY ICU=100KA / 415 V AC 3 POLE, LINE PROTECTION OVERCURRENT RELEASE TM, LI IN=200A, RATED CURRENT IR=160200A, OVERLOAD II=10002000A, SHORTCIRCUIT WITH BOX TERMINAL WITHOUT AUXILIARY RELEASE WITHOUT AUXILIARY/ALARM SWITCH | 649.55 | TEM | 1 | LP | 2.3 | 1
3VL37203DC360AA0 | CIRCUITBREAKER VL 250L VERY HIGH BREAKING CAPACITY ICU=100KA / 415 V AC 3 POLE, LINE PROTECTION OVERCURRENT RELEASE TM, LI IN=200A, RATED CURRENT IR=160200A, OVERLOAD II=10002000A, SHORTCIRCUIT WITHOUT AUXILIARY RELEASE WITHOUT AUXILIARY/ALARM SWITCH | 643.83 | TEM | 1 | LP | 2.63 | 1
3VL37203SE360AD1 | CIRCUITBREAKER VL 250L VERY HIGH BREAKING CAPACITY ICU=100KA / 415 V AC 3 POLE, LINE PROTECTION ELECTRONIC TRIP UNIT ETU20, LSI IN=200A, RATED CURRENT IR=80200A, OVERLOAD ISD=1,5TO10XIR, II=11XIN SHORTCIRCUIT WITHOUT AUXILIARY RELEASE AUXILIARY/ALARM SWITCH KIT 2HS(1NO+1NC)+1AS(1NO) AUXILIARY/ALARM SWITCH KIT 2HS(1NO+1NC)+1AS(1NO) | 844.03 | TEM | 1 | LP | 2.5 | 1
3VL37203SG360AD1 | CIRCUITBREAKER VL 250L VERY HIGH BREAKING CAPACITY ICU=100KA / 415 V AC 3 POLE, LINE PROTECTION ELECTRONIC TRIP UNIT ETU22, LSIG 3PHASES/3WIRES IN=200A, RATED CURRENT IR=80200A, OVERLOAD ISD=1,5TO10XIR, II=11XIN SHORTCIRCUIT WITHOUT AUXILIARY RELEASE AUXILIARY/ALARM SWITCH KIT 2HS(1NO+1NC)+1AS(1NO) AUXILIARY/ALARM SWITCH KIT 2HS(1NO+1NC)+1AS(1NO) | 962.72 | TEM | 1 | LP | 2.5 | 1
3VL37251AA360AA0 | CIRCUITBREAKER VL 250N WITHOUT ELECTRONIC TRIP UNIT STANDARD BREAKING CAPACITY ICU= 55KA / 415 V AC, 3POLE IN= < 250 A, RATED CURRENT WITH SCREWED UNION CONNECTION CONNECTIONS FOR CONTACT UNIT AND ELECTRONIC TRIP UNIT | 207.13 | TEM | 1 | LP | 1.946 | 1
3VL37251AA460AA0 | CIRCUITBREAKER VL 250N WITHOUT ELECTRONIC TRIP UNIT STANDARD BREAKING CAPACITY ICU= 55KA / 415 V AC, 4POLE IN= < 250 A, RATED CURRENT WITHOUT AUXILIARY RELEASE WITH SCREW CONNECTIONS FOR CONTACT UNIT AND OVERVOLTAGE RELEASE | 268.95 | TEM | 1 | LP | 2.488 | 1
3VL37251DC330AA0 | CIRCUITBREAKER VL 250N STANDARD BREAKING CAPACITY ICU=55KA / 415 V AC 3 POLE, LINE PROTECTION OVERCURRENT RELEASE TM, LI IN=250A, RATED CURRENT IR=200250A, OVERLOAD II=12002500A, SHORTCIRCUIT WITH BOX TERMINAL WITHOUT AUXILIARY RELEASE WITHOUT AUXILIARY/ALARM SWITCH | 426.69 | TEM | 1 | LP | 2.744 | 1
3VL37251DC330AD1 | CIRCUITBREAKER VL 250N STANDARD BREAKING CAPACITY ICU=55KA / 415 V AC 3 POLE, LINE PROTECTION OVERCURRENT RELEASE TM, LI IN=250A, RATED CURRENT IR=200250A, OVERLOAD II=12002500A, SHORTCIRCUIT WITH BOX TERMINAL WITHOUT AUXILIARY RELEASE AUXILIARY/ALARM SWITCH KIT 2HS(1NO+1NC)+1AS(1NO) AUXILIARY/ALARM SWITCH KIT 2HS(1NO+1NC)+1AS(1NO) | 476.74 | TEM | 1 | LP | 2.3 | 1
3VL37251DC360AA0 | CIRCUITBREAKER VL 250N STANDARD BREAKING CAPACITY ICU=55KA / 415 V AC 3 POLE, LINE PROTECTION OVERCURRENT RELEASE TM, LI IN=250A, RATED CURRENT IR=200250A, OVERLOAD II=12002500A, SHORTCIRCUIT WITHOUT AUXILIARY RELEASE WITHOUT AUXILIARY/ALARM SWITCH | 420.53 | TEM | 1 | LP | 2.566 | 1
3VL37251DC360AB1 | CIRCUITBREAKER VL 250N STANDARD BREAKING CAPACITY ICU=55KA / 415 V AC 3 POLE, LINE PROTECTION OVERCURRENT RELEASE TM, LI IN=250A, RATED CURRENT IR=200250A, OVERLOAD II=12002500A, SHORTCIRCUIT WITHOUT AUXILIARY RELEASE AUXILIARY SWITCH KIT 2HS(1NO+1NC) | 458.15 | TEM | 1 | LP | 2.73 | 1
3VL37251DC360AD1 | CIRCUITBREAKER VL 250N STANDARD BREAKING CAPACITY ICU=55KA / 415 V AC 3 POLE, LINE PROTECTION OVERCURRENT RELEASE TM, LI IN=250A, RATED CURRENT IR=200250A, OVERLOAD II=12002500A, SHORTCIRCUIT WITHOUT AUXILIARY RELEASE AUXILIARY/ALARM SWITCH KIT 2HS(1NO+1NC)+1AS(1NO) | 470.58 | TEM | 1 | LP | 2.61 | 1
3VL37251DC362GB1 | CIRCUITBREAKER VL 250N STANDARD BREAKING CAPACITY ICU=55KA / 415 V AC 3 POLE, LINE PROTECTION OVERCURRENT RELEASE TM, LI IN=250A, RATED CURRENT IR=200250A, OVERLOAD II=12002500A, SHORTCIRCUIT UNDERVOLTAGE RELEASE 110 127 V AC AUXILIARY SWITCH KIT 2HS(1NO+1NC) AUXILIARY SWITCH KIT 2HS(1NO+1NC) | 544.72 | TEM | 1 | LP | 2.3 | 1
3VL37251DC362GD1 | CIRCUITBREAKER VL 250N STANDARD BREAKING CAPACITY ICU=55KA / 415 V AC 3 POLE, LINE PROTECTION OVERCURRENT RELEASE TM, LI IN=250A, RATED CURRENT IR=200250A, OVERLOAD II=12002500A, SHORTCIRCUIT UNDERVOLTAGE RELEASE 110 127 V AC AUXILIARY/ALARM SWITCH KIT 2HS(1NO+1NC)+1AS(1NO) AUXILIARY/ALARM SWITCH KIT 2HS(1NO+1NC)+1AS(1NO) | 557.15 | TEM | 1 | LP | 2.3 | 1
3VL37251DC362HA0 | CIRCUITBREAKER VL 250N STANDARD BREAKING CAPACITY ICU=55KA / 415 V AC 3 POLE, LINE PROTECTION OVERCURRENT RELEASE TM, LI IN=250A, RATED CURRENT IR=200250A, OVERLOAD II=12002500A, SHORTCIRCUIT UNDERVOLTAGE RELEASE 220 250 V AC WITHOUT AUXILIARY/ALARM SWITCH | 507.1 | TEM | 1 | LP | 2.69 | 1
3VL37251DC362HB1 | CIRCUITBREAKER VL 250N STANDARD BREAKING CAPACITY ICU=55KA / 415 V AC 3 POLE, LINE PROTECTION OVERCURRENT RELEASE TM, LI IN=250A, RATED CURRENT IR=200250A, OVERLOAD II=12002500A, SHORTCIRCUIT UNDERVOLTAGE RELEASE 220 250 V AC AUXILIARY SWITCH KIT 2HS(1NO+1NC) | 544.72 | TEM | 1 | LP | 2.69 | 1
3VL37251DC362HD1 | CIRCUITBREAKER VL 250N STANDARD BREAKING CAPACITY ICU=55KA / 415 V AC 3 POLE, LINE PROTECTION OVERCURRENT RELEASE TM, LI IN=250A, RATED CURRENT IR=200250A, OVERLOAD II=12002500A, SHORTCIRCUIT UNDERVOLTAGE RELEASE 220 250 V AC AUXILIARY/ALARM SWITCH KIT 2HS(1NO+1NC)+1AS(1NO) | 557.15 | TEM | 1 | LP | 2.774 | 1
3VL37251DC362JA0 | CIRCUITBREAKER VL 250N STANDARD BREAKING CAPACITY ICU=55KA / 415 V AC 3 POLE, LINE PROTECTION OVERCURRENT RELEASE TM, LI IN=250A, RATED CURRENT IR=200250A, OVERLOAD II=12002500A, SHORTCIRCUIT UNDERVOLTAGE RELEASE 380 415 V AC WITHOUT AUXILIARY/ALARM SWITCH | 507.1 | TEM | 1 | LP | 2.668 | 1
3VL37251DC362SD1 | CIRCUITBREAKER VL 250N STANDARD BREAKING CAPACITY ICU=55KA / 415 V AC 3 POLE, LINE PROTECTION OVERCURRENT RELEASE TM, LI IN=250A, RATED CURRENT IR=200250A, OVERLOAD II=12002500A, SHORTCIRCUIT UNDERVOLTAGE RELEASE 220 250 V DC AUXILIARY/ALARM SWITCH KIT 2HS(1NO+1NC)+1AS(1NO) | 557.15 | TEM | 1 | LP | 2.704 | 1
3VL37251DC368CD1 | CIRCUITBREAKER VL 250N STANDARD BREAKING CAPACITY ICU=55KA / 415 V AC 3 POLE, LINE PROTECTION OVERCURRENT RELEASE TM, LI IN=250A, RATED CURRENT IR=200250A, OVERLOAD II=12002500A, SHORTCIRCUIT SHUNT RELEASE 24 V AC/DC AUXILIARY/ALARM SWITCH KIT 2HS(1NO+1NC)+1AS(1NO) | 535.37 | TEM | 1 | LP | 2.728 | 1
3VL37251DC368JD1 | CIRCUITBREAKER VL 250N STANDARD BREAKING CAPACITY ICU=55KA / 415 V AC 3 POLE, LINE PROTECTION OVERCURRENT RELEASE TM, LI IN=250A, RATED CURRENT IR=200250A, OVERLOAD II=12002500A, SHORTCIRCUIT SHUNT RELEASE 48 60 V DC AUXILIARY/ALARM SWITCH KIT 2HS(1NO+1NC)+1AS(1NO) AUXILIARY/ALARM SWITCH KIT 2HS(1NO+1NC)+1AS(1NO) | 535.59 | TEM | 1 | LP | 2.3 | 1
3VL37251DC368TA0 | CIRCUITBREAKER VL 250N STANDARD BREAKING CAPACITY ICU=55KA / 415 V AC 3 POLE, LINE PROTECTION OVERCURRENT RELEASE TM, LI IN=250A, RATED CURRENT IR=200250A, OVERLOAD II=12002500A, SHORTCIRCUIT SHUNT RELEASE 208 277 V AC WITHOUT AUXILIARY/ALARM SWITCH | 485.32 | TEM | 1 | LP | 2.52 | 1
3VL37251DC368TB1 | CIRCUITBREAKER VL 250N STANDARD BREAKING CAPACITY ICU=55KA / 415 V AC 3 POLE, LINE PROTECTION OVERCURRENT RELEASE TM, LI IN=250A, RATED CURRENT IR=200250A, OVERLOAD II=12002500A, SHORTCIRCUIT SHUNT RELEASE 208 277 V AC AUXILIARY SWITCH KIT 2HS(1NO+1NC) | 522.94 | TEM | 1 | LP | 2.719 | 1
3VL37251DC368TD1 | CIRCUITBREAKER VL 250N STANDARD BREAKING CAPACITY ICU=55KA / 415 V AC 3 POLE, LINE PROTECTION OVERCURRENT RELEASE TM, LI IN=250A, RATED CURRENT IR=200250A, OVERLOAD II=12002500A, SHORTCIRCUIT SHUNT RELEASE 208 277 V AC AUXILIARY/ALARM SWITCH KIT 2HS(1NO+1NC)+1AS(1NO) | 535.37 | TEM | 1 | LP | 2.75 | 1
3VL37251DC368VD1 | CIRCUITBREAKER VL 250N STANDARD BREAKING CAPACITY ICU=55KA / 415 V AC 3 POLE, LINE PROTECTION OVERCURRENT RELEASE TM, LI IN=250A, RATED CURRENT IR=200250A, OVERLOAD II=12002500A, SHORTCIRCUIT SHUNT RELEASE 380 600 V AC AUXILIARY/ALARM SWITCH KIT 2HS(1NO+1NC)+1AS(1NO) AUXILIARY/ALARM SWITCH KIT 2HS(1NO+1NC)+1AS(1NO) | 535.37 | TEM | 1 | LP | 2.3 | 1
3VL37251DE360AA0 | CIRCUITBREAKER VL 250N STANDARD BREAKING CAPACITY ICU=55KA / 415 V AC 3 POLE, NONAUTOMATIC OVERCURRENT RELEASE MAGNETIC IN=250A, RATED CURRENT II=3500A, SHORTCIRCUIT II=4000A, SHORTCIRCUIT WITHOUT AUXILIARY RELEASE WITHOUT AUXILIARY/ALARM SWITCH | 334.18 | TEM | 1 | LP | 2.628 | 1
3VL37251DE362RD1 | CIRCUITBREAKER VL 250N STANDARD BREAKING CAPACITY ICU=55KA / 415 V AC 3 POLE, NONAUTOMATIC OVERCURRENT RELEASE MAGNETIC IN=250A, RATED CURRENT II=3500A, SHORTCIRCUIT II=4000A, SHORTCIRCUIT UNDERVOLTAGE RELEASE 110 127 V DC AUXILIARY/ALARM SWITCH KIT 2HS(1NO+1NC)+1AS(1NO) AUXILIARY/ALARM SWITCH KIT 2HS(1NO+1NC)+1AS(1NO) | 470.8 | TEM | 1 | LP | 2.3 | 1
3VL37251DE368KB1 | CIRCUITBREAKER VL 250N STANDARD BREAKING CAPACITY ICU=55KA / 415 V AC 3 POLE, NONAUTOMATIC OVERCURRENT RELEASE MAGNETIC IN=250A, RATED CURRENT II=3500A, SHORTCIRCUIT II=4000A, SHORTCIRCUIT SHUNT RELEASE 110 127 V DC AUXILIARY SWITCH KIT 2HS(1NO+1NC) AUXILIARY SWITCH KIT 2HS(1NO+1NC) | 436.59 | TEM | 1 | LP | 2.3 | 1
3VL37251DE368QB1 | CIRCUITBREAKER VL 250N STANDARD BREAKING CAPACITY ICU=55KA / 415 V AC 3 POLE, NONAUTOMATIC OVERCURRENT RELEASE MAGNETIC IN=250A, RATED CURRENT II=3500A, SHORTCIRCUIT II=4000A, SHORTCIRCUIT SHUNT RELEASE 220 250 V DC AUXILIARY SWITCH KIT 2HS(1NO+1NC) | 436.59 | TEM | 1 | LP | 2.623 | 1
3VL37251DK330AD1 | CIRCUITBREAKER VL 250N STANDARD BREAKING CAPACITY ICU=55KA / 415 V AC 3 POLE, STARTER COMBINATION PROTECTION OVERCURRENT RELEASE MAGNETIC IN=250A, RATED CURRENT II=17503500A, SHORTCIRCUIT WITH BOX TERMINAL WITHOUT AUXILIARY RELEASE AUXILIARY/ALARM SWITCH KIT 2HS(1NO+1NC)+1AS(1NO) AUXILIARY/ALARM SWITCH KIT 2HS(1NO+1NC)+1AS(1NO) | 356.29 | TEM | 1 | LP | 2.3 | 1
3VL37251DK360AA0 | CIRCUITBREAKER VL 250N STANDARD BREAKING CAPACITY ICU=55KA / 415 V AC 3 POLE, STARTER COMBINATION PROTECTION OVERCURRENT RELEASE MAGNETIC IN=250A, RATED CURRENT II=17503500A, SHORTCIRCUIT WITHOUT AUXILIARY RELEASE WITHOUT AUXILIARY/ALARM SWITCH | 301.4 | TEM | 1 | LP | 2.44 | 1
3VL37251DK360AB1 | CIRCUITBREAKER VL 250N STANDARD BREAKING CAPACITY ICU=55KA / 415 V AC 3 POLE, STARTER COMBINATION PROTECTION OVERCURRENT RELEASE MAGNETIC IN=250A, RATED CURRENT II=17503500A, SHORTCIRCUIT WITHOUT AUXILIARY RELEASE AUXILIARY SWITCH KIT 2HS(1NO+1NC) | 339.02 | TEM | 1 | LP | 2.633 | 1
3VL37251DK360AD1 | CIRCUITBREAKER VL 250N STANDARD BREAKING CAPACITY ICU=55KA / 415 V AC 3 POLE, STARTER COMBINATION PROTECTION OVERCURRENT RELEASE MAGNETIC IN=250A, RATED CURRENT II=17503500A, SHORTCIRCUIT WITHOUT AUXILIARY RELEASE AUXILIARY/ALARM SWITCH KIT 2HS(1NO+1NC)+1AS(1NO) | 351.45 | TEM | 1 | LP | 2.72 | 1
3VL37251EC460AA0 | CIRCUITBREAKER VL 250N STANDARD BREAKING CAPACITY ICU=55KA / 415 V AC 4 POLE, LINE PROTECTION OVERCURRENT RELEASE TM, LI IN=250A, RATED CURRENT IR=200250A, OVERLOAD II=12002500A, SHORTCIRCUIT N PROTECTED WITHOUT AUXILIARY RELEASE WITHOUT AUXILIARY/ALARM SWITCH | 624.14 | TEM | 1 | LP | 3.36 | 1
3VL37251EE460AA0 | CIRCUITBREAKER VL 250N STANDARD BREAKING CAPACITY ICU=55KA / 415 V AC 4 POLE, NONAUTOMATIC OVERCURRENT RELEASE MAGNETIC IN=250A, RATED CURRENT II=3500A, SHORTCIRCUIT WITHOUT AUXILIARY RELEASE WITHOUT AUXILIARY/ALARM SWITCH | 435.82 | TEM | 1 | LP | 3.433 | 1
3VL37251EJ430AD1 | CIRCUITBREAKER VL 250N STANDARD BREAKING CAPACITY ICU=55KA / 415 V AC 4 POLE, LINE PROTECTION OVERCURRENT RELEASE TM, LI IN=250A, RATED CURRENT IR=200250A, OVERLOAD II=12002500A, SHORTCIRCUIT N NOT PROTECTED WITH BOX TERMINAL WITHOUT AUXILIARY RELEASE AUXILIARY/ALARM SWITCH KIT 2HS(1NO+1NC)+1AS(1NO) AUXILIARY/ALARM SWITCH KIT 2HS(1NO+1NC)+1AS(1NO) | 605.66 | TEM | 1 | LP | 3.2 | 1
3VL37251EJ460AA0 | CIRCUITBREAKER VL 250N STANDARD BREAKING CAPACITY ICU=55KA / 415 V AC 4 POLE, LINE PROTECTION OVERCURRENT RELEASE TM, LI IN=250A, RATED CURRENT IR=200250A, OVERLOAD II=12002500A, SHORTCIRCUIT N NOT PROTECTED WITHOUT AUXILIARY RELEASE WITHOUT AUXILIARY/ALARM SWITCH | 546.26 | TEM | 1 | LP | 3.328 | 1
3VL37251EJ460AB1 | CIRCUITBREAKER VL 250N STANDARD BREAKING CAPACITY ICU=55KA / 415 V AC 4 POLE, LINE PROTECTION OVERCURRENT RELEASE TM, LI IN=250A, RATED CURRENT IR=200250A, OVERLOAD II=12002500A, SHORTCIRCUIT N NOT PROTECTED WITHOUT AUXILIARY RELEASE AUXILIARY SWITCH KIT 2HS(1NO+1NC) | 583.88 | TEM | 1 | LP | 3.478 | 1
3VL37251EJ460AD1 | CIRCUITBREAKER VL 250N STANDARD BREAKING CAPACITY ICU=55KA / 415 V AC 4 POLE, LINE PROTECTION OVERCURRENT RELEASE TM, LI IN=250A, RATED CURRENT IR=200250A, OVERLOAD II=12002500A, SHORTCIRCUIT N NOT PROTECTED WITHOUT AUXILIARY RELEASE AUXILIARY/ALARM SWITCH KIT 2HS(1NO+1NC)+1AS(1NO) | 596.31 | TEM | 1 | LP | 3.565 | 1
3VL37251EJ462SB1 | CIRCUITBREAKER VL 250N STANDARD BREAKING CAPACITY ICU=55KA / 415 V AC 4 POLE, LINE PROTECTION OVERCURRENT RELEASE TM, LI IN=250A, RATED CURRENT IR=200250A, OVERLOAD II=12002500A, SHORTCIRCUIT N NOT PROTECTED UNDERVOLTAGE RELEASE 220 250 V DC AUXILIARY SWITCH KIT 2HS(1NO+1NC) AUXILIARY SWITCH KIT 2HS(1NO+1NC) | 670.45 | TEM | 1 | LP | 3.2 | 1
3VL37251EJ468QB1 | CIRCUITBREAKER VL 250N STANDARD BREAKING CAPACITY ICU=55KA / 415 V AC 4 POLE, LINE PROTECTION OVERCURRENT RELEASE TM, LI IN=250A, RATED CURRENT IR=200250A, OVERLOAD II=12002500A, SHORTCIRCUIT N NOT PROTECTED SHUNT RELEASE 220 250 V DC AUXILIARY SWITCH KIT 2HS(1NO+1NC) AUXILIARY SWITCH KIT 2HS(1NO+1NC) | 648.67 | TEM | 1 | LP | 3.2 | 1
3VL37251EJ468TB1 | CIRCUITBREAKER VL 250N STANDARD BREAKING CAPACITY ICU=55KA / 415 V AC 4 POLE, LINE PROTECTION OVERCURRENT RELEASE TM, LI IN=250A, RATED CURRENT IR=200250A, OVERLOAD II=12002500A, SHORTCIRCUIT N NOT PROTECTED SHUNT RELEASE 208 277 V AC AUXILIARY SWITCH KIT 2HS(1NO+1NC) | 648.67 | TEM | 1 | LP | 3.463 | 1
3VL37251EM430AA0 | CIRCUITBREAKER VL 250N STANDARD BREAKING CAPACITY ICU= 55KA, 415V AC 4 POLE, LINE PROTECTION OVERCURRENT RELEASE TM, LI IN= 250A, RATED CURRENT IR= 200...250A, OVERLOAD II= 1250...2500A, SHORTCIRCUIT N PROTECTED (100%) WITH BOX TERMINAL WITHOUT AUXILIARY RELEASE WITHOUT AUXILIARY/ALARM SWITCH | 633.93 | TEM | 1 | LP | 3.453 | 1
3VL37251EM460AB1 | CIRCUITBREAKER VL 250N STANDARD BREAKING CAPACITY ICU= 55KA, 415V AC 4 POLE, LINE PROTECTION OVERCURRENT RELEASE TM, LI IN= 250A, RATED CURRENT IR= 200...250A, OVERLOAD II= 1250...2500A, SHORTCIRCUIT N PROTECTED (100%) WITHOUT AUXILIARY RELEASE AUXILIARY SWITCH KIT 2HS(1NO+1NC) AUXILIARY SWITCH KIT 2HS(1NO+1NC) | 661.76 | TEM | 1 | LP | 3.2 | 1
3VL37251EM460AD1 | CIRCUITBREAKER VL 250N STANDARD BREAKING CAPACITY ICU= 55KA, 415V AC 4 POLE, LINE PROTECTION OVERCURRENT RELEASE TM, LI IN= 250A, RATED CURRENT IR= 200...250A, OVERLOAD II= 1250...2500A, SHORTCIRCUIT N PROTECTED (100%) WITHOUT AUXILIARY RELEASE AUXILIARY/ALARM SWITCH KIT 2HS(1NO+1NC)+1AS(1NO) AUXILIARY/ALARM SWITCH KIT 2HS(1NO+1NC)+1AS(1NO) | 674.19 | TEM | 1 | LP | 3.2 | 1
3VL37251SB360AA0 | CIRCUITBREAKER VL 250N STANDARD BREAKING CAPACITY ICU=55KA / 415 V AC 3 POLE, LINE PROTECTION ELECTRONIC TRIP UNIT ETU10, LI IN=250A, RATED CURRENT IR=100250A, OVERLOAD II=1,25TO11XIN, SHORTCIRCUIT WITHOUT AUXILIARY RELEASE WITHOUT AUXILIARY/ALARM SWITCH | 509.3 | TEM | 1 | LP | 2.5 | 1
3VL37251SE332RD1 | CIRCUITBREAKER VL 250N STANDARD BREAKING CAPACITY ICU=55KA / 415 V AC 3 POLE, LINE PROTECTION ELECTRONIC TRIP UNIT ETU20, LSI IN=250A, RATED CURRENT IR=100250A, OVERLOAD ISD=1,5TO10XIR, II=11XIN SHORTCIRCUIT WITH BOX TERMINAL UNDERVOLTAGE RELEASE 110 127 V DC AUXILIARY/ALARM SWITCH KIT 2HS(1NO+1NC)+1AS(1NO) AUXILIARY/ALARM SWITCH KIT 2HS(1NO+1NC)+1AS(1NO) | 692.01 | TEM | 1 | LP | 2.5 | 1
3VL37251SE360AB1 | CIRCUITBREAKER VL 250N STANDARD BREAKING CAPACITY ICU=55KA / 415 V AC 3 POLE, LINE PROTECTION ELECTRONIC TRIP UNIT ETU20, LSI IN=250A, RATED CURRENT IR=100250A, OVERLOAD ISD=1,5TO10XIR, II=11XIN SHORTCIRCUIT WITHOUT AUXILIARY RELEASE AUXILIARY SWITCH KIT 2HS(1NO+1NC) AUXILIARY SWITCH KIT 2HS(1NO+1NC) | 588.39 | TEM | 1 | LP | 2.5 | 1
3VL37251SE368TD1 | CIRCUITBREAKER VL 250N STANDARD BREAKING CAPACITY ICU=55KA / 415 V AC 3 POLE, LINE PROTECTION ELECTRONIC TRIP UNIT ETU20, LSI IN=250A, RATED CURRENT IR=100250A, OVERLOAD ISD=1,5TO10XIR, II=11XIN SHORTCIRCUIT SHUNT RELEASE 208 277 V AC AUXILIARY/ALARM SWITCH KIT 2HS(1NO+1NC)+1AS(1NO) AUXILIARY/ALARM SWITCH KIT 2HS(1NO+1NC)+1AS(1NO) | 665.61 | TEM | 1 | LP | 2.5 | 1
3VL37251SP330AD1 | CIRCUITBREAKER VL 250N STANDARD BREAKING CAPACITY ICU=55KA / 415 V AC 3 POLE, MOTOR/ GENERATOR PROTECTION ELECTRONIC TRIP UNIT ETU10M, LI IN=250A, RATED CURRENT IR=100250A, OVERLOAD II=1,25TO11XIN, SHORTCIRCUIT WITHOUT AUXILIARY RELEASE WITH BOX TERMINAL AUXILIARY/ALARM SWITCH KIT 2HS(1NO+1NC)+1AS(1NO) AUXILIARY/ALARM SWITCH KIT 2HS(1NO+1NC)+1AS(1NO) | 582.67 | TEM | 1 | LP | 2.5 | 1
3VL37251SP360AA0 | CIRCUITBREAKER VL 250N STANDARD BREAKING CAPACITY ICU=55KA / 415 V AC 3 POLE, MOTOR/ GENERATOR PROTECTION ELECTRONIC TRIP UNIT ETU10M, LI IN=250A, RATED CURRENT IR=100250A, OVERLOAD II=1,25TO11XIN, SHORTCIRCUIT WITHOUT AUXILIARY RELEASE WITHOUT AUXILIARY/ALARM SWITCH | 523.49 | TEM | 1 | LP | 2.613 | 1
3VL37251SP360AD1 | CIRCUITBREAKER VL 250N STANDARD BREAKING CAPACITY ICU=55KA / 415 V AC 3 POLE, MOTOR/ GENERATOR PROTECTION ELECTRONIC TRIP UNIT ETU10M, LI IN=250A, RATED CURRENT IR=100250A, OVERLOAD II=1,25TO11XIN, SHORTCIRCUIT WITHOUT AUXILIARY RELEASE AUXILIARY/ALARM SWITCH KIT 2HS(1NO+1NC)+1AS(1NO) AUXILIARY/ALARM SWITCH KIT 2HS(1NO+1NC)+1AS(1NO) | 573.54 | TEM | 1 | LP | 2.5 | 1
3VL37251SS330AD1 | CIRCUITBREAKER VL 250N STANDARD BREAKING CAPACITY R.U.S.C.BR.C.= 55KA, 415 V AC 3POLE, MOTOR PROTECTION ELECTRONIC TRIP UNIT ETU30M, LI IN=250A, RATED CURRENT TC= 10A ... 30, TIME LAG CLASS II= 6 ... 11 X IN, SHORTCIRCUIT PROTECTION WITHOUT AUXILIARY RELEASE WITH BOX TERMINAL AUXILIARY/ALARM SWITCH KIT 2HS(1NO+1NC)+1AS(1NO) AUXILIARY/ALARM SWITCH KIT 2HS(1NO+1NC)+1AS(1NO) | 616.22 | TEM | 1 | LP | 2.5 | 1
3VL37251SS360AA0 | CIRCUITBREAKER VL 250N STANDARD BREAKING CAPACITY R.U.S.C.BR.C.= 55KA, 415 V AC 3POLE, MOTOR PROTECTION ELECTRONIC TRIP UNIT ETU30M, LI IN=250A, RATED CURRENT TC= 10A ... 30, TIME LAG CLASS II= 6 ... 11 X IN, SHORTCIRCUIT PROTECTION WITHOUT AUXILIARY RELEASE WITHOUT AUXILIARY/ALARM SWITCH | 557.04 | TEM | 1 | LP | 2.585 | 1
3VL37251SS360AB1 | CIRCUITBREAKER VL 250N STANDARD BREAKING CAPACITY R.U.S.C.BR.C.= 55KA, 415 V AC 3POLE, MOTOR PROTECTION ELECTRONIC TRIP UNIT ETU30M, LI IN=250A, RATED CURRENT TC= 10A ... 30, TIME LAG CLASS II= 6 ... 11 X IN, SHORTCIRCUIT PROTECTION WITHOUT AUXILIARY RELEASE AUXILIARY SWITCH KIT 2HS(1NO+1NC) AUXILIARY SWITCH KIT 2HS(1NO+1NC) | 594.66 | TEM | 1 | LP | 2.5 | 1
3VL37251SS368TB1 | CIRCUITBREAKER VL 250N STANDARD BREAKING CAPACITY R.U.S.C.BR.C.= 55KA, 415 V AC 3POLE, MOTOR PROTECTION ELECTRONIC TRIP UNIT ETU30M, LI IN=250A, RATED CURRENT TC= 10A ... 30, TIME LAG CLASS II= 6 ... 11 X IN, SHORTCIRCUIT PROTECTION SHUNT RELEASE 208 277 V AC AUXILIARY SWITCH KIT 2HS(1NO+1NC) AUXILIARY SWITCH KIT 2HS(1NO+1NC) | 659.45 | TEM | 1 | LP | 2.5 | 1
3VL37251UM360AA0 | CIRCUITBREAKER VL 250N STANDARD BREAKING CAPACITY ICU=55KA / 415 V AC 3 POLE, LINE PROTECTION ELECTRONIC TRIP UNIT LCD ETU42, LSIG 3PHASES/4WIRES WITH PIGTAIL IN=250A, RATED CURRENT IR=100250A, OVERLOAD ISD=1,5TO10XIR, II=11XIN SHORTCIRCUIT WITHOUT AUXILIARY RELEASE WITHOUT AUXILIARY/ALARM SWITCH | 945.12 | TEM | 1 | LP | 2.585 | 1
3VL37252AA360AA0 | CIRCUITBREAKER VL 250H WITHOUT ELECTRONIC TRIP UNIT HIGH BREAKING CAPACITY ICU= 70 KA / 415 V AC, 3POLE IN= < 250 A, RATED CURRENT WITHOUT AUXILIARY RELEASE WITH SCREW CONNECTIONS FOR CONTACT UNIT AND OVERVOLTAGE RELEASE | 285.45 | TEM | 1 | LP | 1.853 | 1
3VL37252DC330AA0 | CIRCUITBREAKER VL 250H HIGH BREAKING CAPACITY ICU=70KA / 415 V AC 3 POLE, LINE PROTECTION OVERCURRENT RELEASE TM, LI IN=250A, RATED CURRENT IR=200250A, OVERLOAD II=12002500A, SHORTCIRCUIT WITH BOX TERMINAL WITHOUT AUXILIARY RELEASE WITHOUT AUXILIARY/ALARM SWITCH | 525.8 | TEM | 1 | LP | 2.78 | 1
3VL37252DC360AA0 | CIRCUITBREAKER VL 250H HIGH BREAKING CAPACITY ICU=70KA / 415 V AC 3 POLE, LINE PROTECTION OVERCURRENT RELEASE TM, LI IN=250A, RATED CURRENT IR=200250A, OVERLOAD II=12002500A, SHORTCIRCUIT WITHOUT AUXILIARY RELEASE WITHOUT AUXILIARY/ALARM SWITCH | 520.74 | TEM | 1 | LP | 2.581 | 1
3VL37252DC360AB1 | CIRCUITBREAKER VL 250H HIGH BREAKING CAPACITY ICU=70KA / 415 V AC 3 POLE, LINE PROTECTION OVERCURRENT RELEASE TM, LI IN=250A, RATED CURRENT IR=200250A, OVERLOAD II=12002500A, SHORTCIRCUIT WITHOUT AUXILIARY RELEASE AUXILIARY SWITCH KIT 2HS(1NO+1NC) | 558.36 | TEM | 1 | LP | 2.575 | 1
3VL37252DC360AD1 | CIRCUITBREAKER VL 250H HIGH BREAKING CAPACITY ICU=70KA / 415 V AC 3 POLE, LINE PROTECTION OVERCURRENT RELEASE TM, LI IN=250A, RATED CURRENT IR=200250A, OVERLOAD II=12002500A, SHORTCIRCUIT WITHOUT AUXILIARY RELEASE AUXILIARY/ALARM SWITCH KIT 2HS(1NO+1NC)+1AS(1NO) | 570.79 | TEM | 1 | LP | 2.52 | 1
3VL37252DC362RD1 | CIRCUITBREAKER VL 250H HIGH BREAKING CAPACITY ICU=70KA / 415 V AC 3 POLE, LINE PROTECTION OVERCURRENT RELEASE TM, LI IN=250A, RATED CURRENT IR=200250A, OVERLOAD II=12002500A, SHORTCIRCUIT UNDERVOLTAGE RELEASE 110 127 V DC AUXILIARY/ALARM SWITCH KIT 2HS(1NO+1NC)+1AS(1NO) AUXILIARY/ALARM SWITCH KIT 2HS(1NO+1NC)+1AS(1NO) | 657.36 | TEM | 1 | LP | 2.3 | 1
3VL37252DC362SD1 | CIRCUITBREAKER VL 250H HIGH BREAKING CAPACITY ICU=70KA / 415 V AC 3 POLE, LINE PROTECTION OVERCURRENT RELEASE TM, LI IN=250A, RATED CURRENT IR=200250A, OVERLOAD II=12002500A, SHORTCIRCUIT UNDERVOLTAGE RELEASE 220 250 V DC AUXILIARY/ALARM SWITCH KIT 2HS(1NO+1NC)+1AS(1NO) AUXILIARY/ALARM SWITCH KIT 2HS(1NO+1NC)+1AS(1NO) | 657.36 | TEM | 1 | LP | 2.3 | 1
3VL37252DE330AA0 | CIRCUITBREAKER VL 250H HIGH BREAKING CAPACITY ICU=70KA / 415 V AC 3 POLE, NONAUTOMATIC OVERCURRENT RELEASE MAGNETIC IN=250A, RATED CURRENT II=3500A, SHORTCIRCUIT II=4000A, SHORTCIRCUIT WITH BOX TERMINAL WITHOUT AUXILIARY RELEASE WITHOUT AUXILIARY/ALARM SWITCH | 423.39 | TEM | 1 | LP | 2.725 | 1
3VL37252DE360AA0 | CIRCUITBREAKER VL 250H HIGH BREAKING CAPACITY ICU=70KA / 415 V AC 3 POLE, NONAUTOMATIC OVERCURRENT RELEASE MAGNETIC IN=250A, RATED CURRENT II=3500A, SHORTCIRCUIT II=4000A, SHORTCIRCUIT WITHOUT AUXILIARY RELEASE WITHOUT AUXILIARY/ALARM SWITCH | 415.91 | TEM | 1 | LP | 2.657 | 1
3VL37252DK360AA0 | CIRCUITBREAKER VL 250H HIGH BREAKING CAPACITY ICU=70KA / 415 V AC 3 POLE, STARTER COMBINATION PROTECTION OVERCURRENT RELEASE MAGNETIC IN=250A, RATED CURRENT II=17503500A, SHORTCIRCUIT WITHOUT AUXILIARY RELEASE WITHOUT AUXILIARY/ALARM SWITCH | 402.38 | TEM | 1 | LP | 2.558 | 1
3VL37252DK360AB1 | CIRCUITBREAKER VL 250H HIGH BREAKING CAPACITY ICU=70KA / 415 V AC 3 POLE, STARTER COMBINATION PROTECTION OVERCURRENT RELEASE MAGNETIC IN=250A, RATED CURRENT II=17503500A, SHORTCIRCUIT WITHOUT AUXILIARY RELEASE AUXILIARY SWITCH KIT 2HS(1NO+1NC) | 440 | TEM | 1 | LP | 2.54 | 1
3VL37252DK360AD1 | CIRCUITBREAKER VL 250H HIGH BREAKING CAPACITY ICU=70KA / 415 V AC 3 POLE, STARTER COMBINATION PROTECTION OVERCURRENT RELEASE MAGNETIC IN=250A, RATED CURRENT II=17503500A, SHORTCIRCUIT WITHOUT AUXILIARY RELEASE AUXILIARY/ALARM SWITCH KIT 2HS(1NO+1NC)+1AS(1NO) | 452.43 | TEM | 1 | LP | 2.559 | 1
3VL37252EC460AB1 | CIRCUITBREAKER VL 250H HIGH BREAKING CAPACITY ICU=70KA / 415 V AC 4 POLE, LINE PROTECTION OVERCURRENT RELEASE TM, LI IN=250A, RATED CURRENT IR=200250A, OVERLOAD II=12002500A, SHORTCIRCUIT N PROTECTED WITHOUT AUXILIARY RELEASE AUXILIARY SWITCH KIT 2HS(1NO+1NC) | 728.31 | TEM | 1 | LP | 3.408 | 1
3VL37252EJ460AB1 | CIRCUITBREAKER VL 250H HIGH BREAKING CAPACITY ICU=70KA / 415 V AC 4 POLE, LINE PROTECTION OVERCURRENT RELEASE TM, LI IN=250A, RATED CURRENT IR=200250A, OVERLOAD II=12002500A, SHORTCIRCUIT N NOT PROTECTED WITHOUT AUXILIARY RELEASE AUXILIARY SWITCH KIT 2HS(1NO+1NC) | 687.06 | TEM | 1 | LP | 3.386 | 1
3VL37252EJ462SD1 | CIRCUITBREAKER VL 250H HIGH BREAKING CAPACITY ICU=70KA / 415 V AC 4 POLE, LINE PROTECTION OVERCURRENT RELEASE TM, LI IN=250A, RATED CURRENT IR=200250A, OVERLOAD II=12002500A, SHORTCIRCUIT N NOT PROTECTED UNDERVOLTAGE RELEASE 220 250 V DC AUXILIARY/ALARM SWITCH KIT 2HS(1NO+1NC)+1AS(1NO) AUXILIARY/ALARM SWITCH KIT 2HS(1NO+1NC)+1AS(1NO) | 786.06 | TEM | 1 | LP | 3.2 | 1
3VL37252MB360AB1 | CIRCUITBREAKER VL 250H HIGH BREAKING CAPACITY ICU=70KA / 415 V AC 3 POLE, LINE PROTECTION ELECTRONIC TRIP UNIT ETU10, LI IN=250A, RATED CURRENT IR=100250A, OVERLOAD II=1,25TO11XIN, SHORTCIRCUIT WITHOUT AUXILIARY RELEASE ETU COMMUNICATIONCAPABLE AUXILIARY SWITCH KIT 2HS(1NO+1NC) AUXILIARY SWITCH KIT 2HS(1NO+1NC) | 675.07 | TEM | 1 | LP | 2.5 | 1
3VL37252SE360AA0 | CIRCUITBREAKER VL 250H HIGH BREAKING CAPACITY ICU=70KA / 415 V AC 3 POLE, LINE PROTECTION ELECTRONIC TRIP UNIT ETU20, LSI IN=250A, RATED CURRENT IR=100250A, OVERLOAD ISD=1,5TO10XIR, II=11XIN SHORTCIRCUIT WITHOUT AUXILIARY RELEASE WITHOUT AUXILIARY/ALARM SWITCH | 637.45 | TEM | 1 | LP | 2.584 | 1
3VL37252SE360AD1 | CIRCUITBREAKER VL 250H HIGH BREAKING CAPACITY ICU=70KA / 415 V AC 3 POLE, LINE PROTECTION ELECTRONIC TRIP UNIT ETU20, LSI IN=250A, RATED CURRENT IR=100250A, OVERLOAD ISD=1,5TO10XIR, II=11XIN SHORTCIRCUIT WITHOUT AUXILIARY RELEASE AUXILIARY/ALARM SWITCH KIT 2HS(1NO+1NC)+1AS(1NO) AUXILIARY/ALARM SWITCH KIT 2HS(1NO+1NC)+1AS(1NO) | 687.5 | TEM | 1 | LP | 2.5 | 1
3VL37252SS330AA0 | CIRCUITBREAKER VL 250H HIGH BREAKING CAPACITY R.U.S.C.BR.C.= 70 KA, 415 V AC 3POLE, MOTOR PROTECTION ELECTRONIC TRIP UNIT ETU30M, LI IN=250A, RATED CURRENT TC= 10A ... 30, TIME LAG CLASS II= 6 ... 11 X IN, SHORTCIRCUIT PROTECTION WITHOUT AUXILIARY RELEASE WITH BOX TERMINAL WITHOUT AUXILIARY/ALARM SWITCH | 673.2 | TEM | 1 | LP | 2.725 | 1
3VL37252SS330AB1 | CIRCUITBREAKER VL 250H HIGH BREAKING CAPACITY R.U.S.C.BR.C.= 70 KA, 415 V AC 3POLE, MOTOR PROTECTION ELECTRONIC TRIP UNIT ETU30M, LI IN=250A, RATED CURRENT TC= 10A ... 30, TIME LAG CLASS II= 6 ... 11 X IN, SHORTCIRCUIT PROTECTION WITHOUT AUXILIARY RELEASE WITH BOX TERMINAL AUXILIARY SWITCH KIT 2HS(1NO+1NC) AUXILIARY SWITCH KIT 2HS(1NO+1NC) | 710.82 | TEM | 1 | LP | 2.5 | 1
3VL37252SS360AA0 | CIRCUITBREAKER VL 250H HIGH BREAKING CAPACITY R.U.S.C.BR.C.= 70 KA, 415 V AC 3POLE, MOTOR PROTECTION ELECTRONIC TRIP UNIT ETU30M, LI IN=250A, RATED CURRENT TC= 10A ... 30, TIME LAG CLASS II= 6 ... 11 X IN, SHORTCIRCUIT PROTECTION WITHOUT AUXILIARY RELEASE WITHOUT AUXILIARY/ALARM SWITCH | 663.41 | TEM | 1 | LP | 2.575 | 1
3VL37252SS360AB1 | CIRCUITBREAKER VL 250H HIGH BREAKING CAPACITY R.U.S.C.BR.C.= 70 KA, 415 V AC 3POLE, MOTOR PROTECTION ELECTRONIC TRIP UNIT ETU30M, LI IN=250A, RATED CURRENT TC= 10A ... 30, TIME LAG CLASS II= 6 ... 11 X IN, SHORTCIRCUIT PROTECTION WITHOUT AUXILIARY RELEASE AUXILIARY SWITCH KIT 2HS(1NO+1NC) AUXILIARY SWITCH KIT 2HS(1NO+1NC) | 701.03 | TEM | 1 | LP | 2.5 | 1
3VL37252UH360AB1 | CIRCUITBREAKER VL 250H HIGH BREAKING CAPACITY ICU=70KA / 415 V AC 3 POLE, LINE PROTECTION ELECTRONIC TRIP UNIT LCD ETU40, LI/LS/LSI IN=250A, RATED CURRENT IR=100250A, OVERLOAD ISD=1,5TO10XIR, II=11XIN SHORTCIRCUIT WITHOUT AUXILIARY RELEASE AUXILIARY SWITCH KIT 2HS(1NO+1NC) AUXILIARY SWITCH KIT 2HS(1NO+1NC) | 977.79 | TEM | 1 | LP | 2.5 | 1
3VL37253DC330AA0 | CIRCUITBREAKER VL 250L VERY HIGH BREAKING CAPACITY ICU=100KA / 415 V AC 3 POLE, LINE PROTECTION OVERCURRENT RELEASE TM, LI IN=250A, RATED CURRENT IR=200250A, OVERLOAD II=12002500A, SHORTCIRCUIT WITH BOX TERMINAL WITHOUT AUXILIARY RELEASE WITHOUT AUXILIARY/ALARM SWITCH | 662.31 | TEM | 1 | LP | 2.78 | 1
3VL37253DC330AD1 | CIRCUITBREAKER VL 250L VERY HIGH BREAKING CAPACITY ICU=100KA / 415 V AC 3 POLE, LINE PROTECTION OVERCURRENT RELEASE TM, LI IN=250A, RATED CURRENT IR=200250A, OVERLOAD II=12002500A, SHORTCIRCUIT WITH BOX TERMINAL WITHOUT AUXILIARY RELEASE AUXILIARY/ALARM SWITCH KIT 2HS(1NO+1NC)+1AS(1NO) AUXILIARY/ALARM SWITCH KIT 2HS(1NO+1NC)+1AS(1NO) | 712.36 | TEM | 1 | LP | 2.3 | 1
3VL37253DC360AA0 | CIRCUITBREAKER VL 250L VERY HIGH BREAKING CAPACITY ICU=100KA / 415 V AC 3 POLE, LINE PROTECTION OVERCURRENT RELEASE TM, LI IN=250A, RATED CURRENT IR=200250A, OVERLOAD II=12002500A, SHORTCIRCUIT WITHOUT AUXILIARY RELEASE WITHOUT AUXILIARY/ALARM SWITCH | 651.64 | TEM | 1 | LP | 2.67 | 1
3VL37253DC360AD1 | CIRCUITBREAKER VL 250L VERY HIGH BREAKING CAPACITY ICU=100KA / 415 V AC 3 POLE, LINE PROTECTION OVERCURRENT RELEASE TM, LI IN=250A, RATED CURRENT IR=200250A, OVERLOAD II=12002500A, SHORTCIRCUIT WITHOUT AUXILIARY RELEASE AUXILIARY/ALARM SWITCH KIT 2HS(1NO+1NC)+1AS(1NO) | 701.69 | TEM | 1 | LP | 2.68 | 1
3VL47201DC360AA0 | CIRCUITBREAKER VL 400N STANDARD BREAKING CAPACITY ICU=55KA / 415 V AC 3 POLE, LINE PROTECTION OVERCURRENT RELEASE TM, LI IN=200A, RATED CURRENT IR=160200A, OVERLOAD II=10002000A, SHORT CIRCUIT WITHOUT AUXILIARY RELEASE WITHOUT AUXILIARY/ALARM SWITCH | 705.98 | TEM | 1 | LP | 6.134 | 1
3VL47201DK368TB1 | CIRCUITBREAKER VL 400N STANDARD BREAKING CAPACITY ICU=55KA / 415 V AC 3 POLE, STARTER COMBINATION PROTECTION OVERCURRENT RELEASE MAGNETIC IN=200A, RATED CURRENT II=12502500A, SHORTCIRCUIT SHUNT RELEASE 208 277 V AC AUXILIARY SWITCH KIT 2HS(1NO+1NC) AUXILIARY SWITCH KIT 2HS(1NO+1NC) | 747.78 | TEM | 1 | LP | 5.7 | 1
3VL47251DC360AA0 | CIRCUITBREAKER VL 400N STANDARD BREAKING CAPACITY ICU=55KA / 415 V AC 3 POLE, LINE PROTECTION OVERCURRENT RELEASE TM, LI IN=250A, RATED CURRENT IR=200250A, OVERLOAD II=12002500A, SHORT CIRCUIT WITHOUT AUXILIARY RELEASE WITHOUT AUXILIARY/ALARM SWITCH | 705.98 | TEM | 1 | LP | 6.205 | 1
3VL47251DC362PD1 | CIRCUITBREAKER VL 400N STANDARD BREAKING CAPACITY ICU=55KA / 415 V AC 3 POLE, LINE PROTECTION OVERCURRENT RELEASE TM, LI IN=250A, RATED CURRENT IR=200250A, OVERLOAD II=12002500A, SHORT CIRCUIT UNDERVOLTAGE RELEASE 24 V DC AUXILIARY/ALARM SWITCH KIT 2HS(1NO+1NC)+1AS(1NO) AUXILIARY/ALARM SWITCH KIT 2HS(1NO+1NC)+1AS(1NO) | 842.6 | TEM | 1 | LP | 5.7 | 1
3VL47251DC368TB1 | CIRCUITBREAKER VL 400N STANDARD BREAKING CAPACITY ICU=55KA / 415 V AC 3 POLE, LINE PROTECTION OVERCURRENT RELEASE TM, LI IN=250A, RATED CURRENT IR=200250A, OVERLOAD II=12002500A, SHORT CIRCUIT SHUNT RELEASE 208 277 V AC AUXILIARY SWITCH KIT 2HS(1NO+1NC) AUXILIARY SWITCH KIT 2HS(1NO+1NC) | 808.39 | TEM | 1 | LP | 5.7 | 1
3VL47251DK360AB1 | CIRCUITBREAKER VL 400N STANDARD BREAKING CAPACITY ICU=55KA / 415 V AC 3 POLE, STARTER COMBINATION PROTECTION OVERCURRENT RELEASE MAGNETIC IN=250A, RATED CURRENT II=20004000A, SHORTCIRCUIT WITHOUT AUXILIARY RELEASE AUXILIARY SWITCH KIT 2HS(1NO+1NC) | 682.99 | TEM | 1 | LP | 6.079 | 1
3VL47251DK360AD1 | CIRCUITBREAKER VL 400N STANDARD BREAKING CAPACITY ICU=55KA / 415 V AC 3 POLE, STARTER COMBINATION PROTECTION OVERCURRENT RELEASE MAGNETIC IN=250A, RATED CURRENT II=20004000A, SHORTCIRCUIT WITHOUT AUXILIARY RELEASE AUXILIARY/ALARM SWITCH KIT 2HS(1NO+1NC)+1AS(1NO) AUXILIARY/ALARM SWITCH KIT 2HS(1NO+1NC)+1AS(1NO) | 695.42 | TEM | 1 | LP | 5.7 | 1
3VL47251EJ460AA0 | CIRCUITBREAKER VL 400N STANDARD BREAKING CAPACITY ICU=55KA / 415 V AC 4 POLE, LINE PROTECTION OVERCURRENT RELEASE TM, LI IN=250A, RATED CURRENT IR=200250A, OVERLOAD II=12502500A, SHORT CIRCUIT N NOT PROTECTED WITHOUT AUXILIARY RELEASE WITHOUT AUXILIARY/ALARM SWITCH | 903.54 | TEM | 1 | LP | 7.936 | 1
3VL47252DC360AA0 | CIRCUITBREAKER VL 400H HIGH BREAKING CAPACITY ICU=70KA / 415 V AC 3 POLE, LINE PROTECTION OVERCURRENT RELEASE TM, LI IN=250A, RATED CURRENT IR=200250A, OVERLOAD II=12002500A, SHORT CIRCUIT WITHOUT AUXILIARY RELEASE WITHOUT AUXILIARY/ALARM SWITCH | 808.17 | TEM | 1 | LP | 5.96 | 1
3VL47252DK360AB1 | CIRCUITBREAKER VL 400H HIGH BREAKING CAPACITY ICU=70KA / 415 V AC 3 POLE, STARTER COMBINATION PROTECTION OVERCURRENT RELEASE MAGNETIC IN=250A, RATED CURRENT II=20004000A, SHORTCIRCUIT WITHOUT AUXILIARY RELEASE AUXILIARY SWITCH KIT 2HS(1NO+1NC) | 782.54 | TEM | 1 | LP | 6 | 1
3VL47311DC360AA0 | CIRCUITBREAKER VL 400N STANDARD BREAKING CAPACITY ICU=55KA / 415 V AC 3 POLE, LINE PROTECTION OVERCURRENT RELEASE TM, LI IN=315A, RATED CURRENT IR=250315A, OVERLOAD II=15753150A, SHORT CIRCUIT WITHOUT AUXILIARY RELEASE WITHOUT AUXILIARY/ALARM SWITCH | 689.92 | TEM | 1 | LP | 5.7 | 1
3VL47311DC360AB1 | CIRCUITBREAKER VL 400N STANDARD BREAKING CAPACITY ICU=55KA / 415 V AC 3 POLE, LINE PROTECTION OVERCURRENT RELEASE TM, LI IN=315A, RATED CURRENT IR=250315A, OVERLOAD II=15753150A, SHORT CIRCUIT WITHOUT AUXILIARY RELEASE AUXILIARY SWITCH KIT 2HS(1NO+1NC) | 727.54 | TEM | 1 | LP | 6.245 | 1
3VL47311DC360AD1 | CIRCUITBREAKER VL 400N STANDARD BREAKING CAPACITY ICU=55KA / 415 V AC 3 POLE, LINE PROTECTION OVERCURRENT RELEASE TM, LI IN=315A, RATED CURRENT IR=250315A, OVERLOAD II=15753150A, SHORT CIRCUIT WITHOUT AUXILIARY RELEASE AUXILIARY/ALARM SWITCH KIT 2HS(1NO+1NC)+1AS(1NO) | 739.97 | TEM | 1 | LP | 6.251 | 1
3VL47311DC362GD1 | CIRCUITBREAKER VL 400N STANDARD BREAKING CAPACITY ICU=55KA / 415 V AC 3 POLE, LINE PROTECTION OVERCURRENT RELEASE TM, LI IN=315A, RATED CURRENT IR=250315A, OVERLOAD II=15753150A, SHORT CIRCUIT UNDERVOLTAGE RELEASE 110 127 V AC AUXILIARY/ALARM SWITCH KIT 2HS(1NO+1NC)+1AS(1NO) AUXILIARY/ALARM SWITCH KIT 2HS(1NO+1NC)+1AS(1NO) | 826.54 | TEM | 1 | LP | 5.7 | 1
3VL47311DC362HA0 | CIRCUITBREAKER VL 400N STANDARD BREAKING CAPACITY ICU=55KA / 415 V AC 3 POLE, LINE PROTECTION OVERCURRENT RELEASE TM, LI IN=315A, RATED CURRENT IR=250315A, OVERLOAD II=15753150A, SHORT CIRCUIT UNDERVOLTAGE RELEASE 220 250 V AC WITHOUT AUXILIARY/ALARM SWITCH | 776.49 | TEM | 1 | LP | 6.162 | 1
3VL47311DC362HB1 | CIRCUITBREAKER VL 400N STANDARD BREAKING CAPACITY ICU=55KA / 415 V AC 3 POLE, LINE PROTECTION OVERCURRENT RELEASE TM, LI IN=315A, RATED CURRENT IR=250315A, OVERLOAD II=15753150A, SHORT CIRCUIT UNDERVOLTAGE RELEASE 220 250 V AC AUXILIARY SWITCH KIT 2HS(1NO+1NC) AUXILIARY SWITCH KIT 2HS(1NO+1NC) | 814.11 | TEM | 1 | LP | 5.7 | 1
3VL47311DC362JA0 | CIRCUITBREAKER VL 400N STANDARD BREAKING CAPACITY ICU=55KA / 415 V AC 3 POLE, LINE PROTECTION OVERCURRENT RELEASE TM, LI IN=315A, RATED CURRENT IR=250315A, OVERLOAD II=15753150A, SHORT CIRCUIT UNDERVOLTAGE RELEASE 380 415 V AC WITHOUT AUXILIARY/ALARM SWITCH WITHOUT AUXILIARY/ALARM SWITCH | 776.49 | TEM | 1 | LP | 5.7 | 1
3VL47311DC362SD1 | CIRCUITBREAKER VL 400N STANDARD BREAKING CAPACITY ICU=55KA / 415 V AC 3 POLE, LINE PROTECTION OVERCURRENT RELEASE TM, LI IN=315A, RATED CURRENT IR=250315A, OVERLOAD II=15753150A, SHORT CIRCUIT UNDERVOLTAGE RELEASE 220 250 V DC AUXILIARY/ALARM SWITCH KIT 2HS(1NO+1NC)+1AS(1NO) AUXILIARY/ALARM SWITCH KIT 2HS(1NO+1NC)+1AS(1NO) | 826.54 | TEM | 1 | LP | 5.7 | 1
3VL47311DC368CD1 | CIRCUITBREAKER VL 400N STANDARD BREAKING CAPACITY ICU=55KA / 415 V AC 3 POLE, LINE PROTECTION OVERCURRENT RELEASE TM, LI IN=315A, RATED CURRENT IR=250315A, OVERLOAD II=15753150A, SHORT CIRCUIT SHUNT RELEASE 24 V AC/DC AUXILIARY/ALARM SWITCH KIT 2HS(1NO+1NC)+1AS(1NO) AUXILIARY/ALARM SWITCH KIT 2HS(1NO+1NC)+1AS(1NO) | 804.76 | TEM | 1 | LP | 5.7 | 1
3VL47311DC368TB1 | CIRCUITBREAKER VL 400N STANDARD BREAKING CAPACITY ICU=55KA / 415 V AC 3 POLE, LINE PROTECTION OVERCURRENT RELEASE TM, LI IN=315A, RATED CURRENT IR=250315A, OVERLOAD II=15753150A, SHORT CIRCUIT SHUNT RELEASE 208 277 V AC AUXILIARY SWITCH KIT 2HS(1NO+1NC) AUXILIARY SWITCH KIT 2HS(1NO+1NC) | 792.33 | TEM | 1 | LP | 5.7 | 1
3VL47311DK360AA0 | CIRCUITBREAKER VL 400N STANDARD BREAKING CAPACITY ICU=55KA / 415 V AC 3 POLE, STARTER COMBINATION PROTECTION OVERCURRENT RELEASE MAGNETIC IN=315A, RATED CURRENT II=20004000A, SHORTCIRCUIT WITHOUT AUXILIARY RELEASE WITHOUT AUXILIARY/ALARM SWITCH | 629.64 | TEM | 1 | LP | 6.105 | 1
3VL47311EJ460AA0 | CIRCUITBREAKER VL 400N STANDARD BREAKING CAPACITY ICU=55KA / 415 V AC 4 POLE, LINE PROTECTION OVERCURRENT RELEASE TM, LI IN=315A, RATED CURRENT IR=250315A, OVERLOAD II=15753150A, SHORT CIRCUIT N NOT PROTECTED WITHOUT AUXILIARY RELEASE WITHOUT AUXILIARY/ALARM SWITCH | 891.22 | TEM | 1 | LP | 8.09 | 1
3VL47311LB360AD1 | CIRCUITBREAKER VL 400N STANDARD BREAKING CAPACITY ICU= 55KA, 415V AC 3POLE, PLANT PROTECTION ELECTRONIC TRIP UNIT ETU10, LI IN= 315A, RATED CURRENT IR= 128...315A, OVERLOAD PROTECTION, II= 1.25 TO 11 X IN, SHORTCIRCUIT PROTECTION MARINE APPROVAL FOR LRS, DNV AND GL WITHOUT AUXILIARY RELEASE AUXILIARY/ALARM SWITCH KIT 2HS(1NO+1NC)+1AS(1NO) AUXILIARY/ALARM SWITCH KIT 2HS(1NO+1NC)+1AS(1NO) | 1271.05 | TEM | 1 | LP | 5.9 | 1
3VL47311MP360AB1 | CIRCUITBREAKER VL 400N STANDARD BREAKING CAPACITY ICU=55KA / 415 V AC 3 POLE, MOTOR/ GENERATOR PROTECTION ELECTRONIC TRIP UNIT ETU10M, LI IN=315A, RATED CURRENT IR=125315A, OVERLOAD II=1,25TO11XIN, SHORT CIRCUIT WITHOUT AUXILIARY RELEASE ETU COMMUNICATIONCAPABLE AUXILIARY SWITCH KIT 2HS(1NO+1NC) AUXILIARY SWITCH KIT 2HS(1NO+1NC) | 1042.69 | TEM | 1 | LP | 5.9 | 1
3VL47311SB360AA0 | CIRCUITBREAKER VL 400N STANDARD BREAKING CAPACITY ICU=55KA / 415 V AC 3 POLE, LINE PROTECTION ELECTRONIC TRIP UNIT ETU10, LI IN=315A, RATED CURRENT IR=128315A, OVERLOAD II=1,25TO11XIN, SHORT CIRCUIT WITHOUT AUXILIARY RELEASE WITHOUT AUXILIARY/ALARM SWITCH | 898.26 | TEM | 1 | LP | 6.288 | 1
3VL47311SB360AB1 | CIRCUITBREAKER VL 400N STANDARD BREAKING CAPACITY ICU=55KA / 415 V AC 3 POLE, LINE PROTECTION ELECTRONIC TRIP UNIT ETU10, LI IN=315A, RATED CURRENT IR=128315A, OVERLOAD II=1,25TO11XIN, SHORT CIRCUIT WITHOUT AUXILIARY RELEASE AUXILIARY SWITCH KIT 2HS(1NO+1NC) AUXILIARY SWITCH KIT 2HS(1NO+1NC) | 935.88 | TEM | 1 | LP | 5.9 | 1
3VL47311SB362JB1 | CIRCUITBREAKER VL 400N STANDARD BREAKING CAPACITY ICU=55KA / 415 V AC 3 POLE, LINE PROTECTION ELECTRONIC TRIP UNIT ETU10, LI IN=315A, RATED CURRENT IR=128315A, OVERLOAD II=1,25TO11XIN, SHORT CIRCUIT UNDERVOLTAGE RELEASE 380 415 V AC AUXILIARY SWITCH KIT 2HS(1NO+1NC) AUXILIARY SWITCH KIT 2HS(1NO+1NC) | 1022.45 | TEM | 1 | LP | 5.9 | 1
3VL47311SE360AA0 | CIRCUITBREAKER VL 400N STANDARD BREAKING CAPACITY ICU=55KA / 415 V AC 3 POLE, LINE PROTECTION ELECTRONIC TRIP UNIT ETU20, LSI IN=315A, RATED CURRENT IR=128315A, OVERLOAD ISD=1,5TO10XIR, II=11XIN SHORTCIRCUIT WITHOUT AUXILIARY RELEASE WITHOUT AUXILIARY/ALARM SWITCH | 998.8 | TEM | 1 | LP | 6.342 | 1
3VL47311SE360AB1 | CIRCUITBREAKER VL 400N STANDARD BREAKING CAPACITY ICU=55KA / 415 V AC 3 POLE, LINE PROTECTION ELECTRONIC TRIP UNIT ETU20, LSI IN=315A, RATED CURRENT IR=128315A, OVERLOAD ISD=1,5TO10XIR, II=11XIN SHORTCIRCUIT WITHOUT AUXILIARY RELEASE AUXILIARY SWITCH KIT 2HS(1NO+1NC) AUXILIARY SWITCH KIT 2HS(1NO+1NC) | 1036.42 | TEM | 1 | LP | 5.9 | 1
3VL47311SE362GD1 | CIRCUITBREAKER VL 400N STANDARD BREAKING CAPACITY ICU=55KA / 415 V AC 3 POLE, LINE PROTECTION ELECTRONIC TRIP UNIT ETU20, LSI IN=315A, RATED CURRENT IR=128315A, OVERLOAD ISD=1,5TO10XIR, II=11XIN SHORTCIRCUIT UNDERVOLTAGE RELEASE 110 127 V AC AUXILIARY/ALARM SWITCH KIT 2HS(1NO+1NC)+1AS(1NO) AUXILIARY/ALARM SWITCH KIT 2HS(1NO+1NC)+1AS(1NO) | 1135.42 | TEM | 1 | LP | 5.9 | 1
3VL47311SE362SD1 | CIRCUITBREAKER VL 400N STANDARD BREAKING CAPACITY ICU=55KA / 415 V AC 3 POLE, LINE PROTECTION ELECTRONIC TRIP UNIT ETU20, LSI IN=315A, RATED CURRENT IR=128315A, OVERLOAD ISD=1,5TO10XIR, II=11XIN SHORTCIRCUIT UNDERVOLTAGE RELEASE 220 250 V DC AUXILIARY/ALARM SWITCH KIT 2HS(1NO+1NC)+1AS(1NO) AUXILIARY/ALARM SWITCH KIT 2HS(1NO+1NC)+1AS(1NO) | 1135.42 | TEM | 1 | LP | 5.9 | 1
3VL47311SP360AA0 | CIRCUITBREAKER VL 400N STANDARD BREAKING CAPACITY ICU=55KA / 415 V AC 3 POLE, MOTOR/ GENERATOR PROTECTION ELECTRONIC TRIP UNIT ETU10M, LI IN=315A, RATED CURRENT IR=125315A, OVERLOAD II=1,25TO11XIN, SHORT CIRCUIT WITHOUT AUXILIARY RELEASE WITHOUT AUXILIARY/ALARM SWITCH | 949.19 | TEM | 1 | LP | 6.342 | 1
3VL47311SP360AB1 | CIRCUITBREAKER VL 400N STANDARD BREAKING CAPACITY ICU=55KA / 415 V AC 3 POLE, MOTOR/ GENERATOR PROTECTION ELECTRONIC TRIP UNIT ETU10M, LI IN=315A, RATED CURRENT IR=125315A, OVERLOAD II=1,25TO11XIN, SHORT CIRCUIT WITHOUT AUXILIARY RELEASE AUXILIARY SWITCH KIT 2HS(1NO+1NC) AUXILIARY SWITCH KIT 2HS(1NO+1NC) | 986.81 | TEM | 1 | LP | 5.9 | 1
3VL47311SS360AA0 | CIRCUITBREAKER VL 400N STANDARD BREAKING CAPACITY R.U.S.C.BR.C.= 55KA, 415 V AC 3POLE, MOTOR PROTECTION ELECTRONIC TRIP UNIT ETU30M, LI IN=315A, RATED CURRENT TC= 10A ... 30, TIME LAG CLASS II= 6 ... 11 X IN, SHORTCIRCUIT PROTECTION WITHOUT AUXILIARY RELEASE WITHOUT AUXILIARY/ALARM SWITCH | 1065.46 | TEM | 1 | LP | 6.342 | 1
3VL47311SS360AB1 | CIRCUITBREAKER VL 400N STANDARD BREAKING CAPACITY R.U.S.C.BR.C.= 55KA, 415 V AC 3POLE, MOTOR PROTECTION ELECTRONIC TRIP UNIT ETU30M, LI IN=315A, RATED CURRENT TC= 10A ... 30, TIME LAG CLASS II= 6 ... 11 X IN, SHORTCIRCUIT PROTECTION WITHOUT AUXILIARY RELEASE AUXILIARY SWITCH KIT 2HS(1NO+1NC) AUXILIARY SWITCH KIT 2HS(1NO+1NC) | 1103.08 | TEM | 1 | LP | 5.9 | 1
3VL47311TH460AA0 | CIRCUITBREAKER VL 400N STANDARD BREAKING CAPACITY ICU=55KA / 415 V AC 4 POLE, LINE PROTECTION ELECTRONIC TRIP UNIT ETU22, LSIG IN=315A, RATED CURRENT IR=128315A, OVERLOAD ISD=1,5TO10XIR, II=11XIN SHORTCIRCUIT N PROTECTED WITHOUT AUXILIARY RELEASE WITHOUT AUXILIARY/ALARM SWITCH | 1621.18 | TEM | 1 | LP | 7.941 | 1
3VL47312DC360AA0 | CIRCUITBREAKER VL 400H HIGH BREAKING CAPACITY ICU=70KA / 415 V AC 3 POLE, LINE PROTECTION OVERCURRENT RELEASE TM, LI IN=315A, RATED CURRENT IR=250315A, OVERLOAD II=15753150A, SHORT CIRCUIT WITHOUT AUXILIARY RELEASE WITHOUT AUXILIARY/ALARM SWITCH | 808.17 | TEM | 1 | LP | 6.139 | 1
3VL47312DC360AB1 | CIRCUITBREAKER VL 400H HIGH BREAKING CAPACITY ICU=70KA / 415 V AC 3 POLE, LINE PROTECTION OVERCURRENT RELEASE TM, LI IN=315A, RATED CURRENT IR=250315A, OVERLOAD II=15753150A, SHORT CIRCUIT WITHOUT AUXILIARY RELEASE AUXILIARY SWITCH KIT 2HS(1NO+1NC) | 845.79 | TEM | 1 | LP | 6.167 | 1
3VL47312DC360AD1 | CIRCUITBREAKER VL 400H HIGH BREAKING CAPACITY ICU=70KA / 415 V AC 3 POLE, LINE PROTECTION OVERCURRENT RELEASE TM, LI IN=315A, RATED CURRENT IR=250315A, OVERLOAD II=15753150A, SHORT CIRCUIT WITHOUT AUXILIARY RELEASE AUXILIARY/ALARM SWITCH KIT 2HS(1NO+1NC)+1AS(1NO) | 858.22 | TEM | 1 | LP | 6.204 | 1
3VL47312DC362PB1 | CIRCUITBREAKER VL 400H HIGH BREAKING CAPACITY ICU=70KA / 415 V AC 3 POLE, LINE PROTECTION OVERCURRENT RELEASE TM, LI IN=315A, RATED CURRENT IR=250315A, OVERLOAD II=15753150A, SHORT CIRCUIT UNDERVOLTAGE RELEASE 24 V DC AUXILIARY SWITCH KIT 2HS(1NO+1NC) AUXILIARY SWITCH KIT 2HS(1NO+1NC) | 932.36 | TEM | 1 | LP | 5.7 | 1
3VL47312DC362RD1 | CIRCUITBREAKER VL 400H HIGH BREAKING CAPACITY ICU=70KA / 415 V AC 3 POLE, LINE PROTECTION OVERCURRENT RELEASE TM, LI IN=315A, RATED CURRENT IR=250315A, OVERLOAD II=15753150A, SHORT CIRCUIT UNDERVOLTAGE RELEASE 110 127 V DC AUXILIARY/ALARM SWITCH KIT 2HS(1NO+1NC)+1AS(1NO) AUXILIARY/ALARM SWITCH KIT 2HS(1NO+1NC)+1AS(1NO) | 944.79 | TEM | 1 | LP | 5.7 | 1
3VL47312DC362SD1 | CIRCUITBREAKER VL 400H HIGH BREAKING CAPACITY ICU=70KA / 415 V AC 3 POLE, LINE PROTECTION OVERCURRENT RELEASE TM, LI IN=315A, RATED CURRENT IR=250315A, OVERLOAD II=15753150A, SHORT CIRCUIT UNDERVOLTAGE RELEASE 220 250 V DC AUXILIARY/ALARM SWITCH KIT 2HS(1NO+1NC)+1AS(1NO) AUXILIARY/ALARM SWITCH KIT 2HS(1NO+1NC)+1AS(1NO) | 944.79 | TEM | 1 | LP | 5.7 | 1
3VL47312DC368QD1 | CIRCUITBREAKER VL 400H HIGH BREAKING CAPACITY ICU=70KA / 415 V AC 3 POLE, LINE PROTECTION OVERCURRENT RELEASE TM, LI IN=315A, RATED CURRENT IR=250315A, OVERLOAD II=15753150A, SHORT CIRCUIT SHUNT RELEASE 220 250 V DC AUXILIARY/ALARM SWITCH KIT 2HS(1NO+1NC)+1AS(1NO) AUXILIARY/ALARM SWITCH KIT 2HS(1NO+1NC)+1AS(1NO) | 923.01 | TEM | 1 | LP | 5.7 | 1
3VL47312DK360AB1 | CIRCUITBREAKER VL 400H HIGH BREAKING CAPACITY ICU=70KA / 415 V AC 3 POLE, STARTER COMBINATION PROTECTION OVERCURRENT RELEASE MAGNETIC IN=315A, RATED CURRENT II=20004000A, SHORTCIRCUIT WITHOUT AUXILIARY RELEASE AUXILIARY SWITCH KIT 2HS(1NO+1NC) | 782.54 | TEM | 1 | LP | 5.98 | 1
3VL47312DK360AD1 | CIRCUITBREAKER VL 400H HIGH BREAKING CAPACITY ICU=70KA / 415 V AC 3 POLE, STARTER COMBINATION PROTECTION OVERCURRENT RELEASE MAGNETIC IN=315A, RATED CURRENT II=20004000A, SHORTCIRCUIT WITHOUT AUXILIARY RELEASE AUXILIARY/ALARM SWITCH KIT 2HS(1NO+1NC)+1AS(1NO) AUXILIARY/ALARM SWITCH KIT 2HS(1NO+1NC)+1AS(1NO) | 794.97 | TEM | 1 | LP | 5.7 | 1
3VL47312EJ462SD1 | CIRCUITBREAKER VL 400H HIGH BREAKING CAPACITY ICU=70KA / 415 V AC 4 POLE, LINE PROTECTION OVERCURRENT RELEASE TM, LI IN=315A, RATED CURRENT IR=250315A, OVERLOAD II=15753150A, SHORT CIRCUIT N NOT PROTECTED UNDERVOLTAGE RELEASE 220 250 V DC AUXILIARY/ALARM SWITCH KIT 2HS(1NO+1NC)+1AS(1NO) AUXILIARY/ALARM SWITCH KIT 2HS(1NO+1NC)+1AS(1NO) | 1226.72 | TEM | 1 | LP | 7.4 | 1
3VL47312SB360AA0 | CIRCUITBREAKER VL 400H HIGH BREAKING CAPACITY ICU=70KA / 415 V AC 3 POLE, LINE PROTECTION ELECTRONIC TRIP UNIT ETU10, LI IN=315A, RATED CURRENT IR=128315A, OVERLOAD II=1,25TO11XIN, SHORT CIRCUIT WITHOUT AUXILIARY RELEASE WITHOUT AUXILIARY/ALARM SWITCH | 1010.35 | TEM | 1 | LP | 6.36 | 1
3VL47312SB360AB1 | CIRCUITBREAKER VL 400H HIGH BREAKING CAPACITY ICU=70KA / 415 V AC 3 POLE, LINE PROTECTION ELECTRONIC TRIP UNIT ETU10, LI IN=315A, RATED CURRENT IR=128315A, OVERLOAD II=1,25TO11XIN, SHORT CIRCUIT WITHOUT AUXILIARY RELEASE AUXILIARY SWITCH KIT 2HS(1NO+1NC) AUXILIARY SWITCH KIT 2HS(1NO+1NC) | 1047.97 | TEM | 1 | LP | 5.9 | 1
3VL47312SE360AA0 | CIRCUITBREAKER VL 400H HIGH BREAKING CAPACITY ICU=70KA / 415 V AC 3 POLE, LINE PROTECTION ELECTRONIC TRIP UNIT ETU20, LSI IN=315A, RATED CURRENT IR=128315A, OVERLOAD ISD=1,5TO10XIR, II=11XIN SHORTCIRCUIT WITHOUT AUXILIARY RELEASE WITHOUT AUXILIARY/ALARM SWITCH | 1118.7 | TEM | 1 | LP | 6.23 | 1
3VL47312SE360AD1 | CIRCUITBREAKER VL 400H HIGH BREAKING CAPACITY ICU=70KA / 415 V AC 3 POLE, LINE PROTECTION ELECTRONIC TRIP UNIT ETU20, LSI IN=315A, RATED CURRENT IR=128315A, OVERLOAD ISD=1,5TO10XIR, II=11XIN SHORTCIRCUIT WITHOUT AUXILIARY RELEASE AUXILIARY/ALARM SWITCH KIT 2HS(1NO+1NC)+1AS(1NO) AUXILIARY/ALARM SWITCH KIT 2HS(1NO+1NC)+1AS(1NO) | 1168.75 | TEM | 1 | LP | 5.9 | 1
3VL47312SP360AA0 | CIRCUITBREAKER VL 400H HIGH BREAKING CAPACITY ICU=70KA / 415 V AC 3 POLE, MOTOR/ GENERATOR PROTECTION ELECTRONIC TRIP UNIT ETU10M, LI IN=315A, RATED CURRENT IR=125315A, OVERLOAD II=1,25TO11XIN, SHORT CIRCUIT WITHOUT AUXILIARY RELEASE WITHOUT AUXILIARY/ALARM SWITCH | 1068.32 | TEM | 1 | LP | 6.352 | 1
3VL47312SP360AB1 | CIRCUITBREAKER VL 400H HIGH BREAKING CAPACITY ICU=70KA / 415 V AC 3 POLE, MOTOR/ GENERATOR PROTECTION ELECTRONIC TRIP UNIT ETU10M, LI IN=315A, RATED CURRENT IR=125315A, OVERLOAD II=1,25TO11XIN, SHORT CIRCUIT WITHOUT AUXILIARY RELEASE AUXILIARY SWITCH KIT 2HS(1NO+1NC) AUXILIARY SWITCH KIT 2HS(1NO+1NC) | 1105.94 | TEM | 1 | LP | 5.9 | 1
3VL47312SS360AA0 | CIRCUITBREAKER VL 400H HIGH BREAKING CAPACITY R.U.S.C.BR.C.= 70 KA, 415 V AC 3POLE, MOTOR PROTECTION ELECTRONIC TRIP UNIT ETU30M, LI IN=315A, RATED CURRENT TC= 10A ... 30, TIME LAG CLASS II= 6 ... 11 X IN, SHORTCIRCUIT PROTECTION WITHOUT AUXILIARY RELEASE WITHOUT AUXILIARY/ALARM SWITCH | 1192.95 | TEM | 1 | LP | 6.327 | 1
3VL47313DC360AA0 | CIRCUITBREAKER VL 400L VERY HIGH BREAKING CAPACITY ICU=100KA / 415 V AC 3 POLE, LINE PROTECTION OVERCURRENT RELEASE TM, LI IN=315A, RATED CURRENT IR=250315A, OVERLOAD II=15753150A, SHORT CIRCUIT WITHOUT AUXILIARY RELEASE WITHOUT AUXILIARY/ALARM SWITCH | 1096.48 | TEM | 1 | LP | 6.12 | 1
3VL47313DC360AD1 | CIRCUITBREAKER VL 400L VERY HIGH BREAKING CAPACITY ICU=100KA / 415 V AC 3 POLE, LINE PROTECTION OVERCURRENT RELEASE TM, LI IN=315A, RATED CURRENT IR=250315A, OVERLOAD II=15753150A, SHORT CIRCUIT WITHOUT AUXILIARY RELEASE AUXILIARY/ALARM SWITCH KIT 2HS(1NO+1NC)+1AS(1NO) AUXILIARY/ALARM SWITCH KIT 2HS(1NO+1NC)+1AS(1NO) | 1146.53 | TEM | 1 | LP | 5.7 | 1
3VL47313DC362HD1 | CIRCUITBREAKER VL 400L VERY HIGH BREAKING CAPACITY ICU=100KA / 415 V AC 3 POLE, LINE PROTECTION OVERCURRENT RELEASE TM, LI IN=315A, RATED CURRENT IR=250315A, OVERLOAD II=15753150A, SHORT CIRCUIT UNDERVOLTAGE RELEASE 220 250 V AC AUXILIARY/ALARM SWITCH KIT 2HS(1NO+1NC)+1AS(1NO) AUXILIARY/ALARM SWITCH KIT 2HS(1NO+1NC)+1AS(1NO) | 1233.1 | TEM | 1 | LP | 5.7 | 1
3VL47313SE360AD1 | CIRCUITBREAKER VL 400L VERY HIGH BREAKING CAPACITY ICU=100KA / 415 V AC 3 POLE, LINE PROTECTION ELECTRONIC TRIP UNIT ETU20, LSI IN=315A, RATED CURRENT IR=128315A, OVERLOAD ISD=1,5TO10XIR, II=11XIN SHORTCIRCUIT WITHOUT AUXILIARY RELEASE AUXILIARY/ALARM SWITCH KIT 2HS(1NO+1NC)+1AS(1NO) AUXILIARY/ALARM SWITCH KIT 2HS(1NO+1NC)+1AS(1NO) | 1486.1 | TEM | 1 | LP | 5.9 | 1
3VL47313TF460AD1 | CIRCUITBREAKER VL 400L VERY HIGH BREAKING CAPACITY ICU=100KA / 415 V AC 4 POLE, LINE PROTECTION ELECTRONIC TRIP UNIT ETU20, LSI IN=315A, RATED CURRENT IR=128315A, OVERLOAD ISD=1,5TO10XIR, II=11XIN SHORTCIRCUIT N PROTECTED WITHOUT AUXILIARY RELEASE AUXILIARY/ALARM SWITCH KIT 2HS(1NO+1NC)+1AS(1NO) AUXILIARY/ALARM SWITCH KIT 2HS(1NO+1NC)+1AS(1NO) | 1916.86 | TEM | 1 | LP | 7.6 | 1
3VL47401AA360AA0 | CIRCUITBREAKER VL 400N WITHOUT ELECTRONIC TRIP UNIT STANDARD BREAKING CAPACITY ICU= 55KA / 415 V AC, 3POLE IN= < 400 A, RATED CURRENT WITHOUT AUXILIARY RELEASE WITH SCREW CONNECTIONS FOR CONTACT UNIT AND OVERVOLTAGE RELEASE | 449.35 | TEM | 1 | LP | 4.905 | 1
3VL47401AA460AA0 | CIRCUITBREAKER VL 400N WITHOUT ELECTRONIC TRIP UNIT STANDARD BREAKING CAPACITY ICU= 55KA / 415 V AC, 4POLE IN= < 400 A, RATED CURRENT WITHOUT AUXILIARY RELEASE WITH SCREW CONNECTIONS FOR CONTACT UNIT AND OVERVOLTAGE RELEASE | 563.42 | TEM | 1 | LP | 6.313 | 1
3VL47401DC360AA0 | CIRCUITBREAKER VL 400N STANDARD BREAKING CAPACITY ICU=55KA / 415 V AC 3 POLE, LINE PROTECTION OVERCURRENT RELEASE TM, LI IN=400A, RATED CURRENT IR=320400A, OVERLOAD II=20004000A, SHORT CIRCUIT WITHOUT AUXILIARY RELEASE WITHOUT AUXILIARY/ALARM SWITCH | 756.25 | TEM | 1 | LP | 6.151 | 1
3VL47401DC360AB1 | CIRCUITBREAKER VL 400N STANDARD BREAKING CAPACITY ICU=55KA / 415 V AC 3 POLE, LINE PROTECTION OVERCURRENT RELEASE TM, LI IN=400A, RATED CURRENT IR=320400A, OVERLOAD II=20004000A, SHORT CIRCUIT WITHOUT AUXILIARY RELEASE AUXILIARY SWITCH KIT 2HS(1NO+1NC) | 793.87 | TEM | 1 | LP | 6.38 | 1
3VL47401DC360AD1 | CIRCUITBREAKER VL 400N STANDARD BREAKING CAPACITY ICU=55KA / 415 V AC 3 POLE, LINE PROTECTION OVERCURRENT RELEASE TM, LI IN=400A, RATED CURRENT IR=320400A, OVERLOAD II=20004000A, SHORT CIRCUIT WITHOUT AUXILIARY RELEASE AUXILIARY/ALARM SWITCH KIT 2HS(1NO+1NC)+1AS(1NO) | 806.3 | TEM | 1 | LP | 6.173 | 1
3VL47401DC362HA0 | CIRCUITBREAKER VL 400N STANDARD BREAKING CAPACITY ICU=55KA / 415 V AC 3 POLE, LINE PROTECTION OVERCURRENT RELEASE TM, LI IN=400A, RATED CURRENT IR=320400A, OVERLOAD II=20004000A, SHORT CIRCUIT UNDERVOLTAGE RELEASE 220 250 V AC WITHOUT AUXILIARY/ALARM SWITCH | 842.82 | TEM | 1 | LP | 6.09 | 1
3VL47401DC362HD1 | CIRCUITBREAKER VL 400N STANDARD BREAKING CAPACITY ICU=55KA / 415 V AC 3 POLE, LINE PROTECTION OVERCURRENT RELEASE TM, LI IN=400A, RATED CURRENT IR=320400A, OVERLOAD II=20004000A, SHORT CIRCUIT UNDERVOLTAGE RELEASE 220 250 V AC AUXILIARY/ALARM SWITCH KIT 2HS(1NO+1NC)+1AS(1NO) | 892.87 | TEM | 1 | LP | 6.446 | 1
3VL47401DC362JA0 | CIRCUITBREAKER VL 400N STANDARD BREAKING CAPACITY ICU=55KA / 415 V AC 3 POLE, LINE PROTECTION OVERCURRENT RELEASE TM, LI IN=400A, RATED CURRENT IR=320400A, OVERLOAD II=20004000A, SHORT CIRCUIT UNDERVOLTAGE RELEASE 380 415 V AC WITHOUT AUXILIARY/ALARM SWITCH WITHOUT AUXILIARY/ALARM SWITCH | 842.82 | TEM | 1 | LP | 5.7 | 1
3VL47401DC362PB1 | CIRCUITBREAKER VL 400N STANDARD BREAKING CAPACITY ICU=55KA / 415 V AC 3 POLE, LINE PROTECTION OVERCURRENT RELEASE TM, LI IN=400A, RATED CURRENT IR=320400A, OVERLOAD II=20004000A, SHORT CIRCUIT UNDERVOLTAGE RELEASE 24 V DC AUXILIARY SWITCH KIT 2HS(1NO+1NC) | 880.44 | TEM | 1 | LP | 6.446 | 1
3VL47401DC362SD1 | CIRCUITBREAKER VL 400N STANDARD BREAKING CAPACITY ICU=55KA / 415 V AC 3 POLE, LINE PROTECTION OVERCURRENT RELEASE TM, LI IN=400A, RATED CURRENT IR=320400A, OVERLOAD II=20004000A, SHORT CIRCUIT UNDERVOLTAGE RELEASE 220 250 V DC AUXILIARY/ALARM SWITCH KIT 2HS(1NO+1NC)+1AS(1NO) AUXILIARY/ALARM SWITCH KIT 2HS(1NO+1NC)+1AS(1NO) | 892.87 | TEM | 1 | LP | 5.7 | 1
3VL47401DC368CD1 | CIRCUITBREAKER VL 400N STANDARD BREAKING CAPACITY ICU=55KA / 415 V AC 3 POLE, LINE PROTECTION OVERCURRENT RELEASE TM, LI IN=400A, RATED CURRENT IR=320400A, OVERLOAD II=20004000A, SHORT CIRCUIT SHUNT RELEASE 24 V AC/DC AUXILIARY/ALARM SWITCH KIT 2HS(1NO+1NC)+1AS(1NO) AUXILIARY/ALARM SWITCH KIT 2HS(1NO+1NC)+1AS(1NO) | 871.09 | TEM | 1 | LP | 5.7 | 1
3VL47401DC368TB1 | CIRCUITBREAKER VL 400N STANDARD BREAKING CAPACITY ICU=55KA / 415 V AC 3 POLE, LINE PROTECTION OVERCURRENT RELEASE TM, LI IN=400A, RATED CURRENT IR=320400A, OVERLOAD II=20004000A, SHORT CIRCUIT SHUNT RELEASE 208 277 V AC AUXILIARY SWITCH KIT 2HS(1NO+1NC) | 858.66 | TEM | 1 | LP | 6.31 | 1
3VL47401DC368TD1 | CIRCUITBREAKER VL 400N STANDARD BREAKING CAPACITY ICU=55KA / 415 V AC 3 POLE, LINE PROTECTION OVERCURRENT RELEASE TM, LI IN=400A, RATED CURRENT IR=320400A, OVERLOAD II=20004000A, SHORT CIRCUIT SHUNT RELEASE 208 277 V AC AUXILIARY/ALARM SWITCH KIT 2HS(1NO+1NC)+1AS(1NO) | 871.09 | TEM | 1 | LP | 6.262 | 1
3VL47401DC368VD1 | CIRCUITBREAKER VL 400N STANDARD BREAKING CAPACITY ICU=55KA / 415 V AC 3 POLE, LINE PROTECTION OVERCURRENT RELEASE TM, LI IN=400A, RATED CURRENT IR=320400A, OVERLOAD II=20004000A, SHORT CIRCUIT SHUNT RELEASE 380 600 V AC AUXILIARY/ALARM SWITCH KIT 2HS(1NO+1NC)+1AS(1NO) AUXILIARY/ALARM SWITCH KIT 2HS(1NO+1NC)+1AS(1NO) | 871.09 | TEM | 1 | LP | 5.7 | 1
3VL47401DE360AA0 | CIRCUITBREAKER VL 400N STANDARD BREAKING CAPACITY ICU=55KA / 415 V AC 3 POLE, NONAUTOMATIC OVERCURRENT RELEASE MAGNETIC IN=400A, RATED CURRENT II=4000A, SHORT CIRCUIT WITHOUT AUXILIARY RELEASE WITHOUT AUXILIARY/ALARM SWITCH | 534.16 | TEM | 1 | LP | 6.145 | 1
3VL47401DE362GA0 | CIRCUITBREAKER VL 400N STANDARD BREAKING CAPACITY ICU=55KA / 415 V AC 3 POLE, NONAUTOMATIC OVERCURRENT RELEASE MAGNETIC IN=400A, RATED CURRENT II=4000A, SHORT CIRCUIT UNDERVOLTAGE RELEASE 110 127 V AC WITHOUT AUXILIARY/ALARM SWITCH WITHOUT AUXILIARY/ALARM SWITCH | 620.73 | TEM | 1 | LP | 5.7 | 1
3VL47401EC460AA0 | CIRCUITBREAKER VL 400N STANDARD BREAKING CAPACITY ICU=55KA / 415 V AC 4 POLE, LINE PROTECTION OVERCURRENT RELEASE TM, LI IN=400A, RATED CURRENT IR=320400A, OVERLOAD II=20004000A, SHORT CIRCUIT N PROTECTED WITHOUT AUXILIARY RELEASE WITHOUT AUXILIARY/ALARM SWITCH | 1018.71 | TEM | 1 | LP | 7.914 | 1
3VL47401EC460AB1 | CIRCUITBREAKER VL 400N STANDARD BREAKING CAPACITY ICU=55KA / 415 V AC 4 POLE, LINE PROTECTION OVERCURRENT RELEASE TM, LI IN=400A, RATED CURRENT IR=320400A, OVERLOAD II=20004000A, SHORT CIRCUIT N PROTECTED WITHOUT AUXILIARY RELEASE AUXILIARY SWITCH KIT 2HS(1NO+1NC) | 1056.33 | TEM | 1 | LP | 8.021 | 1
3VL47401EE460AA0 | CIRCUITBREAKER VL 400N STANDARD BREAKING CAPACITY ICU=55KA / 415 V AC 4 POLE, NONAUTOMATIC OVERCURRENT RELEASE MAGNETIC IN=400A, RATED CURRENT II=4000A, SHORT CIRCUIT WITHOUT AUXILIARY RELEASE WITHOUT AUXILIARY/ALARM SWITCH | 693.33 | TEM | 1 | LP | 7.88 | 1
3VL47401EE462GA0 | CIRCUITBREAKER VL 400N STANDARD BREAKING CAPACITY ICU=55KA / 415 V AC 4 POLE, NONAUTOMATIC OVERCURRENT RELEASE MAGNETIC IN=400A, RATED CURRENT II=4000A, SHORT CIRCUIT UNDERVOLTAGE RELEASE 110 127 V AC WITHOUT AUXILIARY/ALARM SWITCH WITHOUT AUXILIARY/ALARM SWITCH | 779.9 | TEM | 1 | LP | 7.4 | 1
3VL47401EJ460AA0 | CIRCUITBREAKER VL 400N STANDARD BREAKING CAPACITY ICU=55KA / 415 V AC 4 POLE, LINE PROTECTION OVERCURRENT RELEASE TM, LI IN=400A, RATED CURRENT IR=320400A, OVERLOAD II=20004000A, SHORT CIRCUIT N NOT PROTECTED WITHOUT AUXILIARY RELEASE WITHOUT AUXILIARY/ALARM SWITCH | 971.3 | TEM | 1 | LP | 7.4 | 1
3VL47401EJ460AB1 | CIRCUITBREAKER VL 400N STANDARD BREAKING CAPACITY ICU=55KA / 415 V AC 4 POLE, LINE PROTECTION OVERCURRENT RELEASE TM, LI IN=400A, RATED CURRENT IR=320400A, OVERLOAD II=20004000A, SHORT CIRCUIT N NOT PROTECTED WITHOUT AUXILIARY RELEASE AUXILIARY SWITCH KIT 2HS(1NO+1NC) AUXILIARY SWITCH KIT 2HS(1NO+1NC) | 1008.92 | TEM | 1 | LP | 7.4 | 1
3VL47401EJ460AD1 | CIRCUITBREAKER VL 400N STANDARD BREAKING CAPACITY ICU=55KA / 415 V AC 4 POLE, LINE PROTECTION OVERCURRENT RELEASE TM, LI IN=400A, RATED CURRENT IR=320400A, OVERLOAD II=20004000A, SHORT CIRCUIT N NOT PROTECTED WITHOUT AUXILIARY RELEASE AUXILIARY/ALARM SWITCH KIT 2HS(1NO+1NC)+1AS(1NO) AUXILIARY/ALARM SWITCH KIT 2HS(1NO+1NC)+1AS(1NO) | 1021.35 | TEM | 1 | LP | 7.4 | 1
3VL47401EJ468QD1 | CIRCUITBREAKER VL 400N STANDARD BREAKING CAPACITY ICU=55KA / 415 V AC 4 POLE, LINE PROTECTION OVERCURRENT RELEASE TM, LI IN=400A, RATED CURRENT IR=320400A, OVERLOAD II=20004000A, SHORT CIRCUIT N NOT PROTECTED SHUNT RELEASE 220 250 V DC AUXILIARY/ALARM SWITCH KIT 2HS(1NO+1NC)+1AS(1NO) AUXILIARY/ALARM SWITCH KIT 2HS(1NO+1NC)+1AS(1NO) | 1086.14 | TEM | 1 | LP | 7.4 | 1
3VL47401EM460AD1 | CIRCUITBREAKER VL 400N STANDARD BREAKING CAPACITY ICU= 55KA, 415V AC 4 POLE, LINE PROTECTION OVERCURRENT RELEASE TM, LI IN= 400A, RATED CURRENT IR= 320...400A, OVERLOAD II= 2000...4000A, SHORTCIRCUIT N PROTECTED (100%) WITHOUT AUXILIARY RELEASE AUXILIARY/ALARM SWITCH KIT 2HS(1NO+1NC)+1AS(1NO) AUXILIARY/ALARM SWITCH KIT 2HS(1NO+1NC)+1AS(1NO) | 1068.76 | TEM | 1 | LP | 7.4 | 1
3VL47401MB360AA0 | CIRCUITBREAKER VL 400N STANDARD BREAKING CAPACITY ICU=55KA / 415 V AC 3 POLE, LINE PROTECTION ELECTRONIC TRIP UNIT ETU10, LI IN=400A, RATED CURRENT IR=160400A, OVERLOAD II=1,25TO11XIN, SHORTCIRCUIT WITHOUT AUXILIARY RELEASE ETU COMMUNICATIONCAPABLE WITHOUT AUXILIARY/ALARM SWITCH | 960.63 | TEM | 1 | LP | 6.446 | 1
3VL47401SB360AA0 | CIRCUITBREAKER VL 400N STANDARD BREAKING CAPACITY ICU=55KA / 415 V AC 3 POLE, LINE PROTECTION ELECTRONIC TRIP UNIT ETU10, LI IN=400A, RATED CURRENT IR=160400A, OVERLOAD II=1,25TO11XIN, SHORTCIRCUIT WITHOUT AUXILIARY RELEASE WITHOUT AUXILIARY/ALARM SWITCH | 898.26 | TEM | 1 | LP | 5.9 | 1
3VL47401SB362PD1 | CIRCUITBREAKER VL 400N STANDARD BREAKING CAPACITY ICU=55KA / 415 V AC 3 POLE, LINE PROTECTION ELECTRONIC TRIP UNIT ETU10, LI IN=400A, RATED CURRENT IR=160400A, OVERLOAD II=1,25TO11XIN, SHORTCIRCUIT UNDERVOLTAGE RELEASE 24 V DC AUXILIARY/ALARM SWITCH KIT 2HS(1NO+1NC)+1AS(1NO) AUXILIARY/ALARM SWITCH KIT 2HS(1NO+1NC)+1AS(1NO) | 1034.88 | TEM | 1 | LP | 5.9 | 1
3VL47401SB368TD1 | CIRCUITBREAKER VL 400N STANDARD BREAKING CAPACITY ICU=55KA / 415 V AC 3 POLE, LINE PROTECTION ELECTRONIC TRIP UNIT ETU10, LI IN=400A, RATED CURRENT IR=160400A, OVERLOAD II=1,25TO11XIN, SHORTCIRCUIT SHUNT RELEASE 208 277 V AC AUXILIARY/ALARM SWITCH KIT 2HS(1NO+1NC)+1AS(1NO) AUXILIARY/ALARM SWITCH KIT 2HS(1NO+1NC)+1AS(1NO) | 1013.1 | TEM | 1 | LP | 5.9 | 1
3VL47401SE360AA0 | CIRCUITBREAKER VL 400N STANDARD BREAKING CAPACITY ICU=55KA / 415 V AC 3 POLE, LINE PROTECTION ELECTRONIC TRIP UNIT ETU20, LSI IN=400A, RATED CURRENT IR=160400A, OVERLOAD ISD=1,5TO10XIR, II=11XIN SHORTCIRCUIT WITHOUT AUXILIARY RELEASE WITHOUT AUXILIARY/ALARM SWITCH | 998.8 | TEM | 1 | LP | 6.323 | 1
3VL47401SE360AB1 | CIRCUITBREAKER VL 400N STANDARD BREAKING CAPACITY ICU=55KA / 415 V AC 3 POLE, LINE PROTECTION ELECTRONIC TRIP UNIT ETU20, LSI IN=400A, RATED CURRENT IR=160400A, OVERLOAD ISD=1,5TO10XIR, II=11XIN SHORTCIRCUIT WITHOUT AUXILIARY RELEASE AUXILIARY SWITCH KIT 2HS(1NO+1NC) AUXILIARY SWITCH KIT 2HS(1NO+1NC) | 1036.42 | TEM | 1 | LP | 5.9 | 1
3VL47401SE362SD1 | CIRCUITBREAKER VL 400N STANDARD BREAKING CAPACITY ICU=55KA / 415 V AC 3 POLE, LINE PROTECTION ELECTRONIC TRIP UNIT ETU20, LSI IN=400A, RATED CURRENT IR=160400A, OVERLOAD ISD=1,5TO10XIR, II=11XIN SHORTCIRCUIT UNDERVOLTAGE RELEASE 220 250 V DC AUXILIARY/ALARM SWITCH KIT 2HS(1NO+1NC)+1AS(1NO) AUXILIARY/ALARM SWITCH KIT 2HS(1NO+1NC)+1AS(1NO) | 1135.42 | TEM | 1 | LP | 5.9 | 1
3VL47401SL362HB1 | CIRCUITBREAKER VL 400N STANDARD BREAKING CAPACITY ICU=55KA / 415 V AC 3 POLE, LINE PROTECTION ELECTRONIC TRIP UNIT ETU12, LIG 3PHASES/3WIRES IN=400A, RATED CURRENT IR=160400A, OVERLOAD II=1,25TO11XIN, SHORTCIRCUIT UNDERVOLTAGE RELEASE 220 250 V AC AUXILIARY SWITCH KIT 2HS(1NO+1NC) AUXILIARY SWITCH KIT 2HS(1NO+1NC) | 1289.2 | TEM | 1 | LP | 5.9 | 1
3VL47401TB460AA0 | CIRCUITBREAKER VL 400N STANDARD BREAKING CAPACITY ICU=55KA / 415 V AC 4 POLE, LINE PROTECTION ELECTRONIC TRIP UNIT ETU10, LI IN=400A, RATED CURRENT IR=160400A, OVERLOAD II=1,25TO11XIN, SHORTCIRCUIT WITHOUT AUXILIARY RELEASE WITHOUT AUXILIARY/ALARM SWITCH | 1154.12 | TEM | 1 | LP | 8.05 | 1
3VL47401TE462SD1 | CIRCUITBREAKER VL 400N STANDARD BREAKING CAPACITY ICU=55KA / 415 V AC 4 POLE, LINE PROTECTION ELECTRONIC TRIP UNIT ETU20, LSI IN=400A, RATED CURRENT IR=160400A, OVERLOAD ISD=1,5TO10XIR, II=11XIN SHORTCIRCUIT N UNPROTECTED UNDERVOLTAGE RELEASE 220 250 V DC AUXILIARY/ALARM SWITCH KIT 2HS(1NO+1NC)+1AS(1NO) AUXILIARY/ALARM SWITCH KIT 2HS(1NO+1NC)+1AS(1NO) | 1413.06 | TEM | 1 | LP | 7.6 | 1
3VL47401TH460AA0 | CIRCUITBREAKER VL 400N STANDARD BREAKING CAPACITY ICU=55KA / 415 V AC 4 POLE, LINE PROTECTION ELECTRONIC TRIP UNIT ETU22, LSIG IN=400A, RATED CURRENT IR=160400A, OVERLOAD ISD=1,5TO10XIR, II=11XIN SHORTCIRCUIT N PROTECTED WITHOUT AUXILIARY RELEASE WITHOUT AUXILIARY/ALARM SWITCH | 1621.18 | TEM | 1 | LP | 8.05 | 1
3VL47402DC360AA0 | CIRCUITBREAKER VL 400H HIGH BREAKING CAPACITY ICU=70KA / 415 V AC 3 POLE, LINE PROTECTION OVERCURRENT RELEASE TM, LI IN=400A, RATED CURRENT IR=320400A, OVERLOAD II=20004000A, SHORT CIRCUIT WITHOUT AUXILIARY RELEASE WITHOUT AUXILIARY/ALARM SWITCH | 859.54 | TEM | 1 | LP | 6.163 | 1
3VL47402DC360AB1 | CIRCUITBREAKER VL 400H HIGH BREAKING CAPACITY ICU=70KA / 415 V AC 3 POLE, LINE PROTECTION OVERCURRENT RELEASE TM, LI IN=400A, RATED CURRENT IR=320400A, OVERLOAD II=20004000A, SHORT CIRCUIT WITHOUT AUXILIARY RELEASE AUXILIARY SWITCH KIT 2HS(1NO+1NC) | 897.16 | TEM | 1 | LP | 6.173 | 1
3VL47402DC360AD1 | CIRCUITBREAKER VL 400H HIGH BREAKING CAPACITY ICU=70KA / 415 V AC 3 POLE, LINE PROTECTION OVERCURRENT RELEASE TM, LI IN=400A, RATED CURRENT IR=320400A, OVERLOAD II=20004000A, SHORT CIRCUIT WITHOUT AUXILIARY RELEASE AUXILIARY/ALARM SWITCH KIT 2HS(1NO+1NC)+1AS(1NO) | 909.59 | TEM | 1 | LP | 6.256 | 1
3VL47402DC362RD1 | CIRCUITBREAKER VL 400H HIGH BREAKING CAPACITY ICU=70KA / 415 V AC 3 POLE, LINE PROTECTION OVERCURRENT RELEASE TM, LI IN=400A, RATED CURRENT IR=320400A, OVERLOAD II=20004000A, SHORT CIRCUIT UNDERVOLTAGE RELEASE 110 127 V DC AUXILIARY/ALARM SWITCH KIT 2HS(1NO+1NC)+1AS(1NO) AUXILIARY/ALARM SWITCH KIT 2HS(1NO+1NC)+1AS(1NO) | 996.16 | TEM | 1 | LP | 5.7 | 1
3VL47402DC362SD1 | CIRCUITBREAKER VL 400H HIGH BREAKING CAPACITY ICU=70KA / 415 V AC 3 POLE, LINE PROTECTION OVERCURRENT RELEASE TM, LI IN=400A, RATED CURRENT IR=320400A, OVERLOAD II=20004000A, SHORT CIRCUIT UNDERVOLTAGE RELEASE 220 250 V DC AUXILIARY/ALARM SWITCH KIT 2HS(1NO+1NC)+1AS(1NO) AUXILIARY/ALARM SWITCH KIT 2HS(1NO+1NC)+1AS(1NO) | 996.16 | TEM | 1 | LP | 5.7 | 1
3VL47402DE360AA0 | CIRCUITBREAKER VL 400H HIGH BREAKING CAPACITY ICU=70KA / 415 V AC 3 POLE, NONAUTOMATIC OVERCURRENT RELEASE MAGNETIC IN=400A, RATED CURRENT II=4000A, SHORT CIRCUIT WITHOUT AUXILIARY RELEASE WITHOUT AUXILIARY/ALARM SWITCH | 635.69 | TEM | 1 | LP | 6.147 | 1
3VL47402EJ460AB1 | CIRCUITBREAKER VL 400H HIGH BREAKING CAPACITY ICU=70KA / 415 V AC 4 POLE, LINE PROTECTION OVERCURRENT RELEASE TM, LI IN=400A, RATED CURRENT IR=320400A, OVERLOAD II=20004000A, SHORT CIRCUIT N NOT PROTECTED WITHOUT AUXILIARY RELEASE AUXILIARY SWITCH KIT 2HS(1NO+1NC) AUXILIARY SWITCH KIT 2HS(1NO+1NC) | 1197.57 | TEM | 1 | LP | 7.4 | 1
3VL47402MB360AB1 | CIRCUITBREAKER VL 400H HIGH BREAKING CAPACITY ICU=70KA / 415 V AC 3 POLE, LINE PROTECTION ELECTRONIC TRIP UNIT ETU10, LI IN=400A, RATED CURRENT IR=160400A, OVERLOAD II=1,25TO11XIN, SHORTCIRCUIT WITHOUT AUXILIARY RELEASE ETU COMMUNICATIONCAPABLE AUXILIARY SWITCH KIT 2HS(1NO+1NC) AUXILIARY SWITCH KIT 2HS(1NO+1NC) | 1092.96 | TEM | 1 | LP | 5.9 | 1
3VL47402SB360AA0 | CIRCUITBREAKER VL 400H HIGH BREAKING CAPACITY ICU=70KA / 415 V AC 3 POLE, LINE PROTECTION ELECTRONIC TRIP UNIT ETU10, LI IN=400A, RATED CURRENT IR=160400A, OVERLOAD II=1,25TO11XIN, SHORTCIRCUIT WITHOUT AUXILIARY RELEASE WITHOUT AUXILIARY/ALARM SWITCH | 1010.35 | TEM | 1 | LP | 5.9 | 1
3VL47402SB368TA0 | CIRCUITBREAKER VL 400H HIGH BREAKING CAPACITY ICU=70KA / 415 V AC 3 POLE, LINE PROTECTION ELECTRONIC TRIP UNIT ETU10, LI IN=400A, RATED CURRENT IR=160400A, OVERLOAD II=1,25TO11XIN, SHORTCIRCUIT SHUNT RELEASE 208 277 V AC WITHOUT AUXILIARY/ALARM SWITCH WITHOUT AUXILIARY/ALARM SWITCH | 1075.14 | TEM | 1 | LP | 5.9 | 1
3VL47402SE360AA0 | CIRCUITBREAKER VL 400H HIGH BREAKING CAPACITY ICU=70KA / 415 V AC 3 POLE, LINE PROTECTION ELECTRONIC TRIP UNIT ETU20, LSI IN=400A, RATED CURRENT IR=160400A, OVERLOAD ISD=1,5TO10XIR, II=11XIN SHORTCIRCUIT WITHOUT AUXILIARY RELEASE WITHOUT AUXILIARY/ALARM SWITCH | 1118.7 | TEM | 1 | LP | 6.326 | 1
3VL47402SE360AD1 | CIRCUITBREAKER VL 400H HIGH BREAKING CAPACITY ICU=70KA / 415 V AC 3 POLE, LINE PROTECTION ELECTRONIC TRIP UNIT ETU20, LSI IN=400A, RATED CURRENT IR=160400A, OVERLOAD ISD=1,5TO10XIR, II=11XIN SHORTCIRCUIT WITHOUT AUXILIARY RELEASE AUXILIARY/ALARM SWITCH KIT 2HS(1NO+1NC)+1AS(1NO) AUXILIARY/ALARM SWITCH KIT 2HS(1NO+1NC)+1AS(1NO) | 1168.75 | TEM | 1 | LP | 5.9 | 1
3VL47403AA360AA0 | CIRCUITBREAKER VL 400L WITHOUT ELECTRONIC TRIP UNIT VERY HIGH BREAKING CAPACITY ICU= 100 KA / 415 V AC, 3POLE IN= < 400 A, RATED CURRENT WITHOUT AUXILIARY RELEASE WITH SCREW CONNECTIONS FOR CONTACT UNIT AND OVERVOLTAGE RELEASE | 859.87 | TEM | 1 | LP | 7 | 1
3VL47403DC360AA0 | CIRCUITBREAKER VL 400L VERY HIGH BREAKING CAPACITY ICU=100KA / 415 V AC 3 POLE, LINE PROTECTION OVERCURRENT RELEASE TM, LI IN=400A, RATED CURRENT IR=320400A, OVERLOAD II=20004000A, SHORT CIRCUIT WITHOUT AUXILIARY RELEASE WITHOUT AUXILIARY/ALARM SWITCH | 1149.5 | TEM | 1 | LP | 6.195 | 1
3VL47403DC360AD1 | CIRCUITBREAKER VL 400L VERY HIGH BREAKING CAPACITY ICU=100KA / 415 V AC 3 POLE, LINE PROTECTION OVERCURRENT RELEASE TM, LI IN=400A, RATED CURRENT IR=320400A, OVERLOAD II=20004000A, SHORT CIRCUIT WITHOUT AUXILIARY RELEASE AUXILIARY/ALARM SWITCH KIT 2HS(1NO+1NC)+1AS(1NO) | 1199.55 | TEM | 1 | LP | 6.255 | 1
3VL47403SB360AA0 | CIRCUITBREAKER VL 400L VERY HIGH BREAKING CAPACITY ICU=100KA / 415 V AC 3 POLE, LINE PROTECTION ELECTRONIC TRIP UNIT ETU10, LI IN=400A, RATED CURRENT IR=160400A, OVERLOAD II=1,25TO11XIN, SHORTCIRCUIT WITHOUT AUXILIARY RELEASE WITHOUT AUXILIARY/ALARM SWITCH | 1324.73 | TEM | 1 | LP | 6.346 | 1
3VL57313DC368TA0 | CIRCUITBREAKER VL 630L VERY HIGH BREAKING CAPACITY ICU=100KA / 415 V AC 3 POLE, LINE PROTECTION OVERCURRENT RELEASE TM, LI IN=315A, RATED CURRENT IR=250315A, OVERLOAD II=15753150A, SHORT CIRCUIT SHUNT RELEASE 208 277 V AC WITHOUT AUXILIARY/ALARM SWITCH WITHOUT AUXILIARY/ALARM SWITCH | 1703.35 | TEM | 1 | LP | 9 | 1
3VL57401DC360AA0 | CIRCUITBREAKER VL 630N STANDARD BREAKING CAPACITY ICU=55KA / 415 V AC 3 POLE, LINE PROTECTION OVERCURRENT RELEASE TM, LI IN=400A, RATED CURRENT IR=315400A, OVERLOAD II=20004000A, SHORT CIRCUIT WITHOUT AUXILIARY RELEASE WITHOUT AUXILIARY/ALARM SWITCH | 1020.14 | TEM | 1 | LP | 9.062 | 1
3VL57401DC368TA0 | CIRCUITBREAKER VL 630N STANDARD BREAKING CAPACITY ICU=55KA / 415 V AC 3 POLE, LINE PROTECTION OVERCURRENT RELEASE TM, LI IN=400A, RATED CURRENT IR=315400A, OVERLOAD II=20004000A, SHORT CIRCUIT SHUNT RELEASE 208 277 V AC WITHOUT AUXILIARY/ALARM SWITCH WITHOUT AUXILIARY/ALARM SWITCH | 1142.24 | TEM | 1 | LP | 9 | 1
3VL57501DC360AA0 | CIRCUITBREAKER VL 630N STANDARD BREAKING CAPACITY ICU=55KA / 415 V AC 3 POLE, LINE PROTECTION OVERCURRENT RELEASE TM, LI IN=500A, RATED CURRENT IR=400500A, OVERLOAD II=25005000A, SHORT CIRCUIT WITHOUT AUXILIARY RELEASE WITHOUT AUXILIARY/ALARM SWITCH | 1009.14 | TEM | 1 | LP | 9.132 | 1
3VL57501DC360AC1 | CIRCUITBREAKER VL 630N STANDARD BREAKING CAPACITY ICU=55KA / 415 V AC 3 POLE, LINE PROTECTION OVERCURRENT RELEASE TM, LI IN=500A, RATED CURRENT IR=400500A, OVERLOAD II=25005000A, SHORT CIRCUIT WITHOUT AUXILIARY RELEASE AUXILIARY SWITCH KIT 4HS(2NO+2NC) | 1078.11 | TEM | 1 | LP | 9.288 | 1
3VL57501DC360AE1 | CIRCUITBREAKER VL 630N STANDARD BREAKING CAPACITY ICU=55KA / 415 V AC 3 POLE, LINE PROTECTION OVERCURRENT RELEASE TM, LI IN=500A, RATED CURRENT IR=400500A, OVERLOAD II=25005000A, SHORT CIRCUIT WITHOUT AUXILIARY RELEASE AUXILIARY/ALARM SWITCH KIT 2HS(1NO+1NC)+1AS(1NO) | 1068.87 | TEM | 1 | LP | 9.364 | 1
3VL57501DC362JA0 | CIRCUITBREAKER VL 630N STANDARD BREAKING CAPACITY ICU=55KA / 415 V AC 3 POLE, LINE PROTECTION OVERCURRENT RELEASE TM, LI IN=500A, RATED CURRENT IR=400500A, OVERLOAD II=25005000A, SHORT CIRCUIT UNDERVOLTAGE RELEASE 380 415 V AC WITHOUT AUXILIARY/ALARM SWITCH WITHOUT AUXILIARY/ALARM SWITCH | 1146.09 | TEM | 1 | LP | 9 | 1
3VL57501DC362JE1 | CIRCUITBREAKER VL 630N STANDARD BREAKING CAPACITY ICU=55KA / 415 V AC 3 POLE, LINE PROTECTION OVERCURRENT RELEASE TM, LI IN=500A, RATED CURRENT IR=400500A, OVERLOAD II=25005000A, SHORT CIRCUIT UNDERVOLTAGE RELEASE 380 415 V AC AUXILIARY/ALARM SWITCH KIT 2HS(1NO+1NC)+1AS(1NO) AUXILIARY/ALARM SWITCH KIT 2HS(1NO+1NC)+1AS(1NO) | 1205.82 | TEM | 1 | LP | 9 | 1
3VL57501DC368CA0 | CIRCUITBREAKER VL 630N STANDARD BREAKING CAPACITY ICU=55KA / 415 V AC 3 POLE, LINE PROTECTION OVERCURRENT RELEASE TM, LI IN=500A, RATED CURRENT IR=400500A, OVERLOAD II=25005000A, SHORT CIRCUIT SHUNT RELEASE 24 V AC/DC WITHOUT AUXILIARY/ALARM SWITCH WITHOUT AUXILIARY/ALARM SWITCH | 1131.24 | TEM | 1 | LP | 9 | 1
3VL57501DC368TC1 | CIRCUITBREAKER VL 630N STANDARD BREAKING CAPACITY ICU=55KA / 415 V AC 3 POLE, LINE PROTECTION OVERCURRENT RELEASE TM, LI IN=500A, RATED CURRENT IR=400500A, OVERLOAD II=25005000A, SHORT CIRCUIT SHUNT RELEASE 208 277 V AC AUXILIARY SWITCH KIT 4HS(2NO+2NC) AUXILIARY SWITCH KIT 4HS(2NO+2NC) | 1200.21 | TEM | 1 | LP | 9 | 1
3VL57501DC368VA0 | CIRCUITBREAKER VL 630N STANDARD BREAKING CAPACITY ICU=55KA / 415 V AC 3 POLE, LINE PROTECTION OVERCURRENT RELEASE TM, LI IN=500A, RATED CURRENT IR=400500A, OVERLOAD II=25005000A, SHORT CIRCUIT SHUNT RELEASE 380 600 V AC WITHOUT AUXILIARY/ALARM SWITCH WITHOUT AUXILIARY/ALARM SWITCH | 1131.24 | TEM | 1 | LP | 9 | 1
3VL57501DK360AA0 | CIRCUITBREAKER VL 630N STANDARD BREAKING CAPACITY ICU=55KA / 415 V AC 3 POLE, STARTER COMBINATION PROTECTION OVERCURRENT RELEASE MAGNETIC IN=500A, RATED CURRENT II=32506300A, SHORT CIRCUIT WITHOUT AUXILIARY RELEASE WITHOUT AUXILIARY/ALARM SWITCH | 924.77 | TEM | 1 | LP | 9.198 | 1
3VL57501DK360AE1 | CIRCUITBREAKER VL 630N STANDARD BREAKING CAPACITY ICU=55KA / 415 V AC 3 POLE, STARTER COMBINATION PROTECTION OVERCURRENT RELEASE MAGNETIC IN=500A, RATED CURRENT II=32506300A, SHORT CIRCUIT WITHOUT AUXILIARY RELEASE AUXILIARY/ALARM SWITCH KIT 2HS(1NO+1NC)+1AS(1NO) | 984.5 | TEM | 1 | LP | 9.232 | 1
3VL57501EJ460AA0 | CIRCUITBREAKER VL 630N STANDARD BREAKING CAPACITY ICU=55KA / 415 V AC 4 POLE, LINE PROTECTION OVERCURRENT RELEASE TM, LI IN=500A, RATED CURRENT IR=400500A, OVERLOAD II=25005000A, SHORT CIRCUIT N NOT PROTECTED WITHOUT AUXILIARY RELEASE WITHOUT AUXILIARY/ALARM SWITCH | 1286.89 | TEM | 1 | LP | 12.57 | 1
3VL57501MS360AA0 | CIRCUITBREAKER VL 630N STANDARD BREAKING CAPACITY R.U.S.C.BR.C.= 50 KA, 415 V AC 3POLE, MOTOR PROTECTION ELECTRONIC TRIP UNIT ETU30M, LI IN=500A, RATED CURRENT TC= 10A ... 30, TIME LAG CLASS II= 6 ... 12.5 X IN, SHORTCIRCUIT PROTECTION WITHOUT AUXILIARY RELEASE ETU COMMUNICATIONCAPABLE WITHOUT AUXILIARY/ALARM SWITCH | 1555.73 | TEM | 1 | LP | 9.517 | 1
3VL57501SP360AA0 | CIRCUITBREAKER VL 630N STANDARD BREAKING CAPACITY ICU=55KA / 415 V AC 3 POLE, MOTOR/ GENERATOR PROTECTION ELECTRONIC TRIP UNIT ETU10M, LI IN=500A, RATED CURRENT IR=200500A, OVERLOAD II=1,25TO12,5XIN, SHORT CIRCUIT WITHOUT AUXILIARY RELEASE WITHOUT AUXILIARY/ALARM SWITCH | 1360.7 | TEM | 1 | LP | 9.517 | 1
3VL57501SS360AA0 | CIRCUITBREAKER VL 630N STANDARD BREAKING CAPACITY R.U.S.C.BR.C.= 50 KA, 415 V AC 3POLE, MOTOR PROTECTION ELECTRONIC TRIP UNIT ETU30M, LI IN=500A, RATED CURRENT TC= 10A ... 30, TIME LAG CLASS II= 6 ... 12.5 X IN, SHORTCIRCUIT PROTECTION WITHOUT AUXILIARY RELEASE WITHOUT AUXILIARY/ALARM SWITCH | 1432.31 | TEM | 1 | LP | 9.517 | 1
3VL57501SS362GC1 | CIRCUITBREAKER VL 630N STANDARD BREAKING CAPACITY R.U.S.C.BR.C.= 50 KA, 415 V AC 3POLE, MOTOR PROTECTION ELECTRONIC TRIP UNIT ETU30M, LI IN=500A, RATED CURRENT TC= 10A ... 30, TIME LAG CLASS II= 6 ... 12.5 X IN, SHORTCIRCUIT PROTECTION UNDERVOLTAGE RELEASE 110 127 V AC AUXILIARY SWITCH KIT 4HS(2NO+2NC) AUXILIARY SWITCH KIT 4HS(2NO+2NC) | 1638.23 | TEM | 1 | LP | 9.3 | 1
3VL57501SS362HA0 | CIRCUITBREAKER VL 630N STANDARD BREAKING CAPACITY R.U.S.C.BR.C.= 50 KA, 415 V AC 3POLE, MOTOR PROTECTION ELECTRONIC TRIP UNIT ETU30M, LI IN=500A, RATED CURRENT TC= 10A ... 30, TIME LAG CLASS II= 6 ... 12.5 X IN, SHORTCIRCUIT PROTECTION UNDERVOLTAGE RELEASE 220 250 V AC WITHOUT AUXILIARY/ALARM SWITCH WITHOUT AUXILIARY/ALARM SWITCH | 1569.26 | TEM | 1 | LP | 9.3 | 1
3VL57501UP362LA0 | CIRCUITBREAKER VL 630N STANDARD BREAKING CAPACITY ICU=55KA / 415 V AC 3 POLE, MOTOR/GENERATOR PROTECTION ELECTRONIC TRIP UNIT LCD ETU40M, LI IN=500A, RATED CURRENT IR=200500A, OVERLOAD II=1,25TO10XIN, SHORT CIRCUIT UNDERVOLTAGE RELEASE 500 525 V AC WITHOUT AUXILIARY/ALARM SWITCH WITHOUT AUXILIARY/ALARM SWITCH | 2033.02 | TEM | 1 | LP | 9.3 | 1
3VL57502DC360AA0 | CIRCUITBREAKER VL 630H HIGH BREAKING CAPACITY ICU=70KA / 415 V AC 3 POLE, LINE PROTECTION OVERCURRENT RELEASE TM, LI IN=500A, RATED CURRENT IR=400500A, OVERLOAD II=25005000A, SHORT CIRCUIT WITHOUT AUXILIARY RELEASE WITHOUT AUXILIARY/ALARM SWITCH | 1201.97 | TEM | 1 | LP | 9.155 | 1
3VL57502DC360AC1 | CIRCUITBREAKER VL 630H HIGH BREAKING CAPACITY ICU=70KA / 415 V AC 3 POLE, LINE PROTECTION OVERCURRENT RELEASE TM, LI IN=500A, RATED CURRENT IR=400500A, OVERLOAD II=25005000A, SHORT CIRCUIT WITHOUT AUXILIARY RELEASE AUXILIARY SWITCH KIT 4HS(2NO+2NC) | 1270.94 | TEM | 1 | LP | 9.295 | 1
3VL57502DC360AE1 | CIRCUITBREAKER VL 630H HIGH BREAKING CAPACITY ICU=70KA / 415 V AC 3 POLE, LINE PROTECTION OVERCURRENT RELEASE TM, LI IN=500A, RATED CURRENT IR=400500A, OVERLOAD II=25005000A, SHORT CIRCUIT WITHOUT AUXILIARY RELEASE AUXILIARY/ALARM SWITCH KIT 2HS(1NO+1NC)+1AS(1NO) | 1261.7 | TEM | 1 | LP | 9.259 | 1
3VL57502DC362HA0 | CIRCUITBREAKER VL 630H HIGH BREAKING CAPACITY ICU=70KA / 415 V AC 3 POLE, LINE PROTECTION OVERCURRENT RELEASE TM, LI IN=500A, RATED CURRENT IR=400500A, OVERLOAD II=25005000A, SHORT CIRCUIT UNDERVOLTAGE RELEASE 220 250 V AC WITHOUT AUXILIARY/ALARM SWITCH WITHOUT AUXILIARY/ALARM SWITCH | 1338.92 | TEM | 1 | LP | 9 | 1
3VL57502DC362SE1 | CIRCUITBREAKER VL 630H HIGH BREAKING CAPACITY ICU=70KA / 415 V AC 3 POLE, LINE PROTECTION OVERCURRENT RELEASE TM, LI IN=500A, RATED CURRENT IR=400500A, OVERLOAD II=25005000A, SHORT CIRCUIT UNDERVOLTAGE RELEASE 220 250 V DC AUXILIARY/ALARM SWITCH KIT 2HS(1NO+1NC)+1AS(1NO) AUXILIARY/ALARM SWITCH KIT 2HS(1NO+1NC)+1AS(1NO) | 1398.65 | TEM | 1 | LP | 9 | 1
3VL57502DK360AC1 | CIRCUITBREAKER VL 630H HIGH BREAKING CAPACITY ICU=70KA / 415 V AC 3 POLE, STARTER COMBINATION PROTECTION OVERCURRENT RELEASE MAGNETIC IN=500A, RATED CURRENT II=32506300A, SHORT CIRCUIT WITHOUT AUXILIARY RELEASE AUXILIARY SWITCH KIT 4HS(2NO+2NC) AUXILIARY SWITCH KIT 4HS(2NO+2NC) | 1198.67 | TEM | 1 | LP | 9 | 1
3VL57502DK360AE1 | CIRCUITBREAKER VL 630H HIGH BREAKING CAPACITY ICU=70KA / 415 V AC 3 POLE, STARTER COMBINATION PROTECTION OVERCURRENT RELEASE MAGNETIC IN=500A, RATED CURRENT II=32506300A, SHORT CIRCUIT WITHOUT AUXILIARY RELEASE AUXILIARY/ALARM SWITCH KIT 2HS(1NO+1NC)+1AS(1NO) AUXILIARY/ALARM SWITCH KIT 2HS(1NO+1NC)+1AS(1NO) | 1189.43 | TEM | 1 | LP | 9 | 1
3VL57502EJ460AA0 | CIRCUITBREAKER VL 630H HIGH BREAKING CAPACITY ICU=70KA / 415 V AC 4 POLE, LINE PROTECTION OVERCURRENT RELEASE TM, LI IN=500A, RATED CURRENT IR=400500A, OVERLOAD II=25005000A, SHORT CIRCUIT N NOT PROTECTED WITHOUT AUXILIARY RELEASE WITHOUT AUXILIARY/ALARM SWITCH | 1626.35 | TEM | 1 | LP | 12.216 | 1
3VL57502MS360AC1 | CIRCUITBREAKER VL 630H HIGH BREAKING CAPACITY R.U.S.C.BR.C.= 70 KA, 415 V AC 3POLE, MOTOR PROTECTION ELECTRONIC TRIP UNIT ETU30M, LI IN=500A, RATED CURRENT TC= 10A ... 30, TIME LAG CLASS II= 6 ... 12.5 X IN, SHORTCIRCUIT PROTECTION WITHOUT AUXILIARY RELEASE ETU COMMUNICATIONCAPABLE AUXILIARY SWITCH KIT 4HS(2NO+2NC) AUXILIARY SWITCH KIT 4HS(2NO+2NC) | 1847.12 | TEM | 1 | LP | 9.3 | 1
3VL57502SP360AA0 | CIRCUITBREAKER VL 630H HIGH BREAKING CAPACITY ICU=70KA / 415 V AC 3 POLE, MOTOR/ GENERATOR PROTECTION ELECTRONIC TRIP UNIT ETU10M, LI IN=500A, RATED CURRENT IR=200500A, OVERLOAD II=1,25TO12,5XIN, SHORT CIRCUIT WITHOUT AUXILIARY RELEASE WITHOUT AUXILIARY/ALARM SWITCH | 1581.69 | TEM | 1 | LP | 9.517 | 1
3VL57502SS360AC1 | CIRCUITBREAKER VL 630H HIGH BREAKING CAPACITY R.U.S.C.BR.C.= 70 KA, 415 V AC 3POLE, MOTOR PROTECTION ELECTRONIC TRIP UNIT ETU30M, LI IN=500A, RATED CURRENT TC= 10A ... 30, TIME LAG CLASS II= 6 ... 12.5 X IN, SHORTCIRCUIT PROTECTION WITHOUT AUXILIARY RELEASE AUXILIARY SWITCH KIT 4HS(2NO+2NC) AUXILIARY SWITCH KIT 4HS(2NO+2NC) | 1753.73 | TEM | 1 | LP | 9.3 | 1
3VL57503DC360AA0 | CIRCUITBREAKER VL 630L VERY HIGH BREAKING CAPACITY ICU=100KA / 415 V AC 3 POLE, LINE PROTECTION OVERCURRENT RELEASE TM, LI IN=500A, RATED CURRENT IR=400500A, OVERLOAD II=25005000A, SHORT CIRCUIT WITHOUT AUXILIARY RELEASE WITHOUT AUXILIARY/ALARM SWITCH | 1581.25 | TEM | 1 | LP | 9.246 | 1
3VL57503DC362HC1 | CIRCUITBREAKER VL 630L VERY HIGH BREAKING CAPACITY ICU=100KA / 415 V AC 3 POLE, LINE PROTECTION OVERCURRENT RELEASE TM, LI IN=500A, RATED CURRENT IR=400500A, OVERLOAD II=25005000A, SHORT CIRCUIT UNDERVOLTAGE RELEASE 220 250 V AC AUXILIARY SWITCH KIT 4HS(2NO+2NC) AUXILIARY SWITCH KIT 4HS(2NO+2NC) | 1787.17 | TEM | 1 | LP | 9 | 1
3VL57503DC368TA0 | CIRCUITBREAKER VL 630L VERY HIGH BREAKING CAPACITY ICU=100KA / 415 V AC 3 POLE, LINE PROTECTION OVERCURRENT RELEASE TM, LI IN=500A, RATED CURRENT IR=400500A, OVERLOAD II=25005000A, SHORT CIRCUIT SHUNT RELEASE 208 277 V AC WITHOUT AUXILIARY/ALARM SWITCH WITHOUT AUXILIARY/ALARM SWITCH | 1703.35 | TEM | 1 | LP | 9 | 1
3VL57631AA360AA0 | CIRCUITBREAKER VL 630N WITHOUT ELECTRONIC TRIP UNIT STANDARD BREAKING CAPACITY ICU= 45 KA / 415 V AC 3POLE IN= < 630 A, RATED CURRENT WITHOUT AUXILIARY RELEASE WITH SCREW CONNECTIONS FOR CONTACT UNIT AND OVERVOLTAGE RELEASE | 730.18 | TEM | 1 | LP | 7.658 | 1
3VL57631DC360AA0 | CIRCUITBREAKER VL 630N STANDARD BREAKING CAPACITY ICU=55KA / 415 V AC 3 POLE, LINE PROTECTION OVERCURRENT RELEASE TM, LI IN=630A, RATED CURRENT IR=500630A, OVERLOAD II=32506500A, SHORT CIRCUIT WITHOUT AUXILIARY RELEASE WITHOUT AUXILIARY/ALARM SWITCH | 1038.73 | TEM | 1 | LP | 9.165 | 1
3VL57631DC360AC1 | CIRCUITBREAKER VL 630N STANDARD BREAKING CAPACITY ICU=55KA / 415 V AC 3 POLE, LINE PROTECTION OVERCURRENT RELEASE TM, LI IN=630A, RATED CURRENT IR=500630A, OVERLOAD II=32506500A, SHORT CIRCUIT WITHOUT AUXILIARY RELEASE AUXILIARY SWITCH KIT 4HS(2NO+2NC) | 1107.7 | TEM | 1 | LP | 9.365 | 1
3VL57631DC360AE1 | CIRCUITBREAKER VL 630N STANDARD BREAKING CAPACITY ICU=55KA / 415 V AC 3 POLE, LINE PROTECTION OVERCURRENT RELEASE TM, LI IN=630A, RATED CURRENT IR=500630A, OVERLOAD II=32506500A, SHORT CIRCUIT WITHOUT AUXILIARY RELEASE AUXILIARY/ALARM SWITCH KIT 2HS(1NO+1NC)+1AS(1NO) | 1098.46 | TEM | 1 | LP | 9.363 | 1
3VL57631DC362GC1 | CIRCUITBREAKER VL 630N STANDARD BREAKING CAPACITY ICU=55KA / 415 V AC 3 POLE, LINE PROTECTION OVERCURRENT RELEASE TM, LI IN=630A, RATED CURRENT IR=500630A, OVERLOAD II=32506500A, SHORT CIRCUIT UNDERVOLTAGE RELEASE 110 127 V AC AUXILIARY SWITCH KIT 4HS(2NO+2NC) AUXILIARY SWITCH KIT 4HS(2NO+2NC) | 1244.65 | TEM | 1 | LP | 9 | 1
3VL57631DC362PC1 | CIRCUITBREAKER VL 630N STANDARD BREAKING CAPACITY ICU=55KA / 415 V AC 3 POLE, LINE PROTECTION OVERCURRENT RELEASE TM, LI IN=630A, RATED CURRENT IR=500630A, OVERLOAD II=32506500A, SHORT CIRCUIT UNDERVOLTAGE RELEASE 24 V DC AUXILIARY SWITCH KIT 4HS(2NO+2NC) | 1244.65 | TEM | 1 | LP | 9.363 | 1
3VL57631DC362SE1 | CIRCUITBREAKER VL 630N STANDARD BREAKING CAPACITY ICU=55KA / 415 V AC 3 POLE, LINE PROTECTION OVERCURRENT RELEASE TM, LI IN=630A, RATED CURRENT IR=500630A, OVERLOAD II=32506500A, SHORT CIRCUIT UNDERVOLTAGE RELEASE 220 250 V DC AUXILIARY/ALARM SWITCH KIT 2HS(1NO+1NC)+1AS(1NO) AUXILIARY/ALARM SWITCH KIT 2HS(1NO+1NC)+1AS(1NO) | 1235.41 | TEM | 1 | LP | 9 | 1
3VL57631DC368TC1 | CIRCUITBREAKER VL 630N STANDARD BREAKING CAPACITY ICU=55KA / 415 V AC 3 POLE, LINE PROTECTION OVERCURRENT RELEASE TM, LI IN=630A, RATED CURRENT IR=500630A, OVERLOAD II=32506500A, SHORT CIRCUIT SHUNT RELEASE 208 277 V AC AUXILIARY SWITCH KIT 4HS(2NO+2NC) | 1229.8 | TEM | 1 | LP | 9.427 | 1
3VL57631DC368TE1 | CIRCUITBREAKER VL 630N STANDARD BREAKING CAPACITY ICU=55KA / 415 V AC 3 POLE, LINE PROTECTION OVERCURRENT RELEASE TM, LI IN=630A, RATED CURRENT IR=500630A, OVERLOAD II=32506500A, SHORT CIRCUIT SHUNT RELEASE 208 277 V AC AUXILIARY/ALARM SWITCH KIT 2HS(1NO+1NC)+1AS(1NO) | 1220.56 | TEM | 1 | LP | 9.431 | 1
3VL57631DE360AA0 | CIRCUITBREAKER VL 630N STANDARD BREAKING CAPACITY ICU=55KA / 415 V AC 3 POLE, NONAUTOMATIC OVERCURRENT RELEASE MAGNETIC IN=630A, RATED CURRENT II=6300A, SHORT CIRCUIT WITHOUT AUXILIARY RELEASE WITHOUT AUXILIARY/ALARM SWITCH | 749.98 | TEM | 1 | LP | 9.115 | 1
3VL57631DE360AC1 | CIRCUITBREAKER VL 630N STANDARD BREAKING CAPACITY ICU=55KA / 415 V AC 3 POLE, NONAUTOMATIC OVERCURRENT RELEASE MAGNETIC IN=630A, RATED CURRENT II=6300A, SHORT CIRCUIT WITHOUT AUXILIARY RELEASE AUXILIARY SWITCH KIT 4HS(2NO+2NC) | 818.95 | TEM | 1 | LP | 9.297 | 1
3VL57631DE362HC1 | CIRCUITBREAKER VL 630N STANDARD BREAKING CAPACITY ICU=55KA / 415 V AC 3 POLE, NONAUTOMATIC OVERCURRENT RELEASE MAGNETIC IN=630A, RATED CURRENT II=6300A, SHORT CIRCUIT UNDERVOLTAGE RELEASE 220 250 V AC AUXILIARY SWITCH KIT 4HS(2NO+2NC) AUXILIARY SWITCH KIT 4HS(2NO+2NC) | 955.9 | TEM | 1 | LP | 9 | 1
3VL57631EJ460AA0 | CIRCUITBREAKER VL 630N STANDARD BREAKING CAPACITY ICU=55KA / 415 V AC 4 POLE, LINE PROTECTION OVERCURRENT RELEASE TM, LI IN=630A, RATED CURRENT IR=500630A, OVERLOAD II=32506500A, SHORT CIRCUIT N NOT PROTECTED WITHOUT AUXILIARY RELEASE WITHOUT AUXILIARY/ALARM SWITCH | 1341.34 | TEM | 1 | LP | 11.2 | 1
3VL57631EJ460AE1 | CIRCUITBREAKER VL 630N STANDARD BREAKING CAPACITY ICU=55KA / 415 V AC 4 POLE, LINE PROTECTION OVERCURRENT RELEASE TM, LI IN=630A, RATED CURRENT IR=500630A, OVERLOAD II=32506500A, SHORT CIRCUIT N NOT PROTECTED WITHOUT AUXILIARY RELEASE AUXILIARY/ALARM SWITCH KIT 2HS(1NO+1NC)+1AS(1NO) AUXILIARY/ALARM SWITCH KIT 2HS(1NO+1NC)+1AS(1NO) | 1401.07 | TEM | 1 | LP | 11.2 | 1
3VL57631EJ462HE1 | CIRCUITBREAKER VL 630N STANDARD BREAKING CAPACITY ICU=55KA / 415 V AC 4 POLE, LINE PROTECTION OVERCURRENT RELEASE TM, LI IN=630A, RATED CURRENT IR=500630A, OVERLOAD II=32506500A, SHORT CIRCUIT N NOT PROTECTED UNDERVOLTAGE RELEASE 220 250 V AC AUXILIARY/ALARM SWITCH KIT 2HS(1NO+1NC)+1AS(1NO) AUXILIARY/ALARM SWITCH KIT 2HS(1NO+1NC)+1AS(1NO) | 1538.02 | TEM | 1 | LP | 11.2 | 1
3VL57631EJ468TE1 | CIRCUITBREAKER VL 630N STANDARD BREAKING CAPACITY ICU=55KA / 415 V AC 4 POLE, LINE PROTECTION OVERCURRENT RELEASE TM, LI IN=630A, RATED CURRENT IR=500630A, OVERLOAD II=32506500A, SHORT CIRCUIT N NOT PROTECTED SHUNT RELEASE 208 277 V AC AUXILIARY/ALARM SWITCH KIT 2HS(1NO+1NC)+1AS(1NO) AUXILIARY/ALARM SWITCH KIT 2HS(1NO+1NC)+1AS(1NO) | 1523.17 | TEM | 1 | LP | 11.2 | 1
3VL57631SB360AA0 | CIRCUITBREAKER VL 630N STANDARD BREAKING CAPACITY ICU=55KA / 415 V AC 3 POLE, LINE PROTECTION ELECTRONIC TRIP UNIT ETU10, LI IN=630A, RATED CURRENT IR=252630A, OVERLOAD II=1,25TO10XIN, SHORT CIRCUIT WITHOUT AUXILIARY RELEASE WITHOUT AUXILIARY/ALARM SWITCH | 1336.83 | TEM | 1 | LP | 9.3 | 1
3VL57631SE360AA0 | CIRCUITBREAKER VL 630N STANDARD BREAKING CAPACITY ICU=55KA / 415 V AC 3 POLE, LINE PROTECTION ELECTRONIC TRIP UNIT ETU20, LSI IN=630A, RATED CURRENT IR=252630A, OVERLOAD ISD=1,5TO9XIR, II=10XIN SHORTCIRCUIT WITHOUT AUXILIARY RELEASE WITHOUT AUXILIARY/ALARM SWITCH | 1437.81 | TEM | 1 | LP | 9.571 | 1
3VL57631SE360AC1 | CIRCUITBREAKER VL 630N STANDARD BREAKING CAPACITY ICU=55KA / 415 V AC 3 POLE, LINE PROTECTION ELECTRONIC TRIP UNIT ETU20, LSI IN=630A, RATED CURRENT IR=252630A, OVERLOAD ISD=1,5TO9XIR, II=10XIN SHORTCIRCUIT WITHOUT AUXILIARY RELEASE AUXILIARY SWITCH KIT 4HS(2NO+2NC) AUXILIARY SWITCH KIT 4HS(2NO+2NC) | 1506.78 | TEM | 1 | LP | 9.3 | 1
3VL57631SE360AE1 | CIRCUITBREAKER VL 630N STANDARD BREAKING CAPACITY ICU=55KA / 415 V AC 3 POLE, LINE PROTECTION ELECTRONIC TRIP UNIT ETU20, LSI IN=630A, RATED CURRENT IR=252630A, OVERLOAD ISD=1,5TO9XIR, II=10XIN SHORTCIRCUIT WITHOUT AUXILIARY RELEASE AUXILIARY/ALARM SWITCH KIT 2HS(1NO+1NC)+1AS(1NO) AUXILIARY/ALARM SWITCH KIT 2HS(1NO+1NC)+1AS(1NO) | 1497.54 | TEM | 1 | LP | 9.3 | 1
3VL57631SE368TE1 | CIRCUITBREAKER VL 630N STANDARD BREAKING CAPACITY ICU=55KA / 415 V AC 3 POLE, LINE PROTECTION ELECTRONIC TRIP UNIT ETU20, LSI IN=630A, RATED CURRENT IR=252630A, OVERLOAD ISD=1,5TO9XIR, II=10XIN SHORTCIRCUIT SHUNT RELEASE 208 277 V AC AUXILIARY/ALARM SWITCH KIT 2HS(1NO+1NC)+1AS(1NO) AUXILIARY/ALARM SWITCH KIT 2HS(1NO+1NC)+1AS(1NO) | 1619.64 | TEM | 1 | LP | 9.3 | 1
3VL57631TB460AA0 | CIRCUITBREAKER VL 630N STANDARD BREAKING CAPACITY ICU=55KA / 415 V AC 4 POLE, LINE PROTECTION ELECTRONIC TRIP UNIT ETU10, LI IN=630A, RATED CURRENT IR=252630A, OVERLOAD II=1,25TO10XIN, SHORT CIRCUIT WITHOUT AUXILIARY RELEASE WITHOUT AUXILIARY/ALARM SWITCH | 1710.61 | TEM | 1 | LP | 12.669 | 1
3VL57631TN460AA0 | CIRCUITBREAKER VL 630N STANDARD BREAKING CAPACITY ICU=55KA / 415 V AC 4 POLE, LINE PROTECTION ELECTRONIC TRIP UNIT ETU12, LIG IN=630A, RATED CURRENT IR=252630A, OVERLOAD II=1,25TO10XIN, SHORT CIRCUIT N PROTECTED WITHOUT AUXILIARY RELEASE WITHOUT AUXILIARY/ALARM SWITCH | 2191.75 | TEM | 1 | LP | 12.669 | 1
3VL57632DC360AA0 | CIRCUITBREAKER VL 630H HIGH BREAKING CAPACITY ICU=70KA / 415 V AC 3 POLE, LINE PROTECTION OVERCURRENT RELEASE TM, LI IN=630A, RATED CURRENT IR=500630A, OVERLOAD II=32506500A, SHORT CIRCUIT WITHOUT AUXILIARY RELEASE WITHOUT AUXILIARY/ALARM SWITCH | 1234.53 | TEM | 1 | LP | 9.061 | 1
3VL57632DC360AC1 | CIRCUITBREAKER VL 630H HIGH BREAKING CAPACITY ICU=70KA / 415 V AC 3 POLE, LINE PROTECTION OVERCURRENT RELEASE TM, LI IN=630A, RATED CURRENT IR=500630A, OVERLOAD II=32506500A, SHORT CIRCUIT WITHOUT AUXILIARY RELEASE AUXILIARY SWITCH KIT 4HS(2NO+2NC) | 1303.5 | TEM | 1 | LP | 9.149 | 1
3VL57632DC360AE1 | CIRCUITBREAKER VL 630H HIGH BREAKING CAPACITY ICU=70KA / 415 V AC 3 POLE, LINE PROTECTION OVERCURRENT RELEASE TM, LI IN=630A, RATED CURRENT IR=500630A, OVERLOAD II=32506500A, SHORT CIRCUIT WITHOUT AUXILIARY RELEASE AUXILIARY/ALARM SWITCH KIT 2HS(1NO+1NC)+1AS(1NO) | 1294.26 | TEM | 1 | LP | 9.29 | 1
3VL57632DC362HC1 | CIRCUITBREAKER VL 630H HIGH BREAKING CAPACITY ICU=70KA / 415 V AC 3 POLE, LINE PROTECTION OVERCURRENT RELEASE TM, LI IN=630A, RATED CURRENT IR=500630A, OVERLOAD II=32506500A, SHORT CIRCUIT UNDERVOLTAGE RELEASE 220 250 V AC AUXILIARY SWITCH KIT 4HS(2NO+2NC) AUXILIARY SWITCH KIT 4HS(2NO+2NC) | 1440.45 | TEM | 1 | LP | 9 | 1
3VL57632DC362JC1 | CIRCUITBREAKER VL 630H HIGH BREAKING CAPACITY ICU=70KA / 415 V AC 3 POLE, LINE PROTECTION OVERCURRENT RELEASE TM, LI IN=630A, RATED CURRENT IR=500630A, OVERLOAD II=32506500A, SHORT CIRCUIT UNDERVOLTAGE RELEASE 380 415 V AC AUXILIARY SWITCH KIT 4HS(2NO+2NC) AUXILIARY SWITCH KIT 4HS(2NO+2NC) | 1440.45 | TEM | 1 | LP | 9 | 1
3VL57632DC362SE1 | CIRCUITBREAKER VL 630H HIGH BREAKING CAPACITY ICU=70KA / 415 V AC 3 POLE, LINE PROTECTION OVERCURRENT RELEASE TM, LI IN=630A, RATED CURRENT IR=500630A, OVERLOAD II=32506500A, SHORT CIRCUIT UNDERVOLTAGE RELEASE 220 250 V DC AUXILIARY/ALARM SWITCH KIT 2HS(1NO+1NC)+1AS(1NO) AUXILIARY/ALARM SWITCH KIT 2HS(1NO+1NC)+1AS(1NO) | 1431.21 | TEM | 1 | LP | 9 | 1
3VL57632DC368KE1 | CIRCUITBREAKER VL 630H HIGH BREAKING CAPACITY ICU=70KA / 415 V AC 3 POLE, LINE PROTECTION OVERCURRENT RELEASE TM, LI IN=630A, RATED CURRENT IR=500630A, OVERLOAD II=32506500A, SHORT CIRCUIT SHUNT RELEASE 110 127 V DC AUXILIARY/ALARM SWITCH KIT 2HS(1NO+1NC)+1AS(1NO) AUXILIARY/ALARM SWITCH KIT 2HS(1NO+1NC)+1AS(1NO) | 1359.05 | TEM | 1 | LP | 9 | 1
3VL57632DC368RC1 | CIRCUITBREAKER VL 630H HIGH BREAKING CAPACITY ICU=70KA / 415 V AC 3 POLE, LINE PROTECTION OVERCURRENT RELEASE TM, LI IN=630A, RATED CURRENT IR=500630A, OVERLOAD II=32506500A, SHORT CIRCUIT SHUNT RELEASE 110 127 V AC AUXILIARY SWITCH KIT 4HS(2NO+2NC) AUXILIARY SWITCH KIT 4HS(2NO+2NC) | 1425.6 | TEM | 1 | LP | 9 | 1
3VL57632DE360AA0 | CIRCUITBREAKER VL 630H HIGH BREAKING CAPACITY ICU=70KA / 415 V AC 3 POLE, NONAUTOMATIC OVERCURRENT RELEASE MAGNETIC IN=630A, RATED CURRENT II=6300A, SHORT CIRCUIT WITHOUT AUXILIARY RELEASE WITHOUT AUXILIARY/ALARM SWITCH | 909.59 | TEM | 1 | LP | 9.086 | 1
3VL57632EC460AA0 | CIRCUITBREAKER VL 630H HIGH BREAKING CAPACITY ICU=70KA / 415 V AC 4 POLE, LINE PROTECTION OVERCURRENT RELEASE TM, LI IN=630A, RATED CURRENT IR=500630A, OVERLOAD II=32506500A, SHORT CIRCUIT N PROTECTED WITHOUT AUXILIARY RELEASE WITHOUT AUXILIARY/ALARM SWITCH | 1732.28 | TEM | 1 | LP | 12.669 | 1
3VL57632EJ460AA0 | CIRCUITBREAKER VL 630H HIGH BREAKING CAPACITY ICU=70KA / 415 V AC 4 POLE, LINE PROTECTION OVERCURRENT RELEASE TM, LI IN=630A, RATED CURRENT IR=500630A, OVERLOAD II=32506500A, SHORT CIRCUIT N NOT PROTECTED WITHOUT AUXILIARY RELEASE WITHOUT AUXILIARY/ALARM SWITCH | 1674.53 | TEM | 1 | LP | 12.187 | 1
3VL57632SB360AA0 | CIRCUITBREAKER VL 630H HIGH BREAKING CAPACITY ICU=70KA / 415 V AC 3 POLE, LINE PROTECTION ELECTRONIC TRIP UNIT ETU10, LI IN=630A, RATED CURRENT IR=252630A, OVERLOAD II=1,25TO10XIN, SHORT CIRCUIT WITHOUT AUXILIARY RELEASE WITHOUT AUXILIARY/ALARM SWITCH | 1562.22 | TEM | 1 | LP | 9.477 | 1
3VL57632SB360AE1 | CIRCUITBREAKER VL 630H HIGH BREAKING CAPACITY ICU=70KA / 415 V AC 3 POLE, LINE PROTECTION ELECTRONIC TRIP UNIT ETU10, LI IN=630A, RATED CURRENT IR=252630A, OVERLOAD II=1,25TO10XIN, SHORT CIRCUIT WITHOUT AUXILIARY RELEASE AUXILIARY/ALARM SWITCH KIT 2HS(1NO+1NC)+1AS(1NO) AUXILIARY/ALARM SWITCH KIT 2HS(1NO+1NC)+1AS(1NO) | 1621.95 | TEM | 1 | LP | 9.3 | 1
3VL57632SE360AA0 | CIRCUITBREAKER VL 630H HIGH BREAKING CAPACITY ICU=70KA / 415 V AC 3 POLE, LINE PROTECTION ELECTRONIC TRIP UNIT ETU20, LSI IN=630A, RATED CURRENT IR=252630A, OVERLOAD ISD=1,5TO9XIR, II=10XIN SHORTCIRCUIT WITHOUT AUXILIARY RELEASE WITHOUT AUXILIARY/ALARM SWITCH | 1633.17 | TEM | 1 | LP | 9.455 | 1
3VL57632SE360AC1 | CIRCUITBREAKER VL 630H HIGH BREAKING CAPACITY ICU=70KA / 415 V AC 3 POLE, LINE PROTECTION ELECTRONIC TRIP UNIT ETU20, LSI IN=630A, RATED CURRENT IR=252630A, OVERLOAD ISD=1,5TO9XIR, II=10XIN SHORTCIRCUIT WITHOUT AUXILIARY RELEASE AUXILIARY SWITCH KIT 4HS(2NO+2NC) AUXILIARY SWITCH KIT 4HS(2NO+2NC) | 1702.14 | TEM | 1 | LP | 9.3 | 1
3VL57632SG360AE1 | CIRCUITBREAKER VL 630H HIGH BREAKING CAPACITY ICU=70KA / 415 V AC 3 POLE, LINE PROTECTION ELECTRONIC TRIP UNIT ETU22, LSIG 3PHASES/3WIRES IN=630A, RATED CURRENT IR=252630A, OVERLOAD ISD=1,5TO9XIR, II=10XIN SHORTCIRCUIT WITHOUT AUXILIARY RELEASE AUXILIARY/ALARM SWITCH KIT 2HS(1NO+1NC)+1AS(1NO) AUXILIARY/ALARM SWITCH KIT 2HS(1NO+1NC)+1AS(1NO) | 1933.47 | TEM | 1 | LP | 9.3 | 1
3VL57632TB460AA0 | CIRCUITBREAKER VL 630H HIGH BREAKING CAPACITY ICU=70KA / 415 V AC 4 POLE, LINE PROTECTION ELECTRONIC TRIP UNIT ETU10, LI IN=630A, RATED CURRENT IR=252630A, OVERLOAD II=1,25TO10XIN, SHORT CIRCUIT WITHOUT AUXILIARY RELEASE WITHOUT AUXILIARY/ALARM SWITCH | 2058.98 | TEM | 1 | LP | 12.276 | 1
3VL57633DC360AA0 | CIRCUITBREAKER VL 630L VERY HIGH BREAKING CAPACITY ICU=100KA / 415 V AC 3 POLE, LINE PROTECTION OVERCURRENT RELEASE TM, LI IN=630A, RATED CURRENT IR=500630A, OVERLOAD II=32506500A, SHORT CIRCUIT WITHOUT AUXILIARY RELEASE WITHOUT AUXILIARY/ALARM SWITCH | 1622.28 | TEM | 1 | LP | 9.293 | 1
3VL57633SB360AE1 | CIRCUITBREAKER VL 630L VERY HIGH BREAKING CAPACITY ICU=100KA / 415 V AC 3 POLE, LINE PROTECTION ELECTRONIC TRIP UNIT ETU10, LI IN=630A, RATED CURRENT IR=252630A, OVERLOAD II=1,25TO10XIN, SHORT CIRCUIT WITHOUT AUXILIARY RELEASE AUXILIARY/ALARM SWITCH KIT 2HS(1NO+1NC)+1AS(1NO) AUXILIARY/ALARM SWITCH KIT 2HS(1NO+1NC)+1AS(1NO) | 2032.03 | TEM | 1 | LP | 9.3 | 1
3VL67801DE360AA0 | CIRCUITBREAKER VL 800N STANDARD BREAKING CAPACITY ICU=55KA / 415 V AC 3 POLE, NONAUTOMATIC OVERCURRENT RELEASE MAGNETIC IN=800A, RATED CURRENT II=6500A, SHORT CIRCUIT WITHOUT AUXILIARY RELEASE WITHOUT AUXILIARY/ALARM SWITCH | 1587.96 | TEM | 1 | LP | 15 | 1
3VL67801DE362HC1 | CIRCUITBREAKER VL 800N STANDARD BREAKING CAPACITY ICU=55KA / 415 V AC 3 POLE, NONAUTOMATIC OVERCURRENT RELEASE MAGNETIC IN=800A, RATED CURRENT II=6500A, SHORT CIRCUIT UNDERVOLTAGE RELEASE 220 250 V AC AUXILIARY SWITCH KIT 4HS(2NO+2NC) AUXILIARY SWITCH KIT 4HS(2NO+2NC) | 1793.88 | TEM | 1 | LP | 15.7 | 1
3VL67801EE460AA0 | CIRCUITBREAKER VL 800N STANDARD BREAKING CAPACITY ICU=55KA / 415 V AC 4 POLE, NONAUTOMATIC OVERCURRENT RELEASE MAGNETIC IN=800A, RATED CURRENT II=6500A, SHORT CIRCUIT WITHOUT AUXILIARY RELEASE WITHOUT AUXILIARY/ALARM SWITCH | 2026.75 | TEM | 1 | LP | 21.86 | 1
3VL67801MB362PA0 | CIRCUITBREAKER VL 800N STANDARD BREAKING CAPACITY ICU=55KA / 415 V AC 3 POLE, LINE PROTECTION ELECTRONIC TRIP UNIT ETU10, LI IN=800A, RATED CURRENT IR=320800A, OVERLOAD II=1,25TO8XIN, SHORTCIRCUIT ETU COMMUNICATIONCAPABLE UNDERVOLTAGE RELEASE 24 V DC WITHOUT AUXILIARY/ALARM SWITCH WITHOUT AUXILIARY/ALARM SWITCH | 1627.34 | TEM | 1 | LP | 16 | 1
3VL67801ME360AA0 | CIRCUITBREAKER VL 800N STANDARD BREAKING CAPACITY ICU=55KA / 415 V AC 3 POLE, LINE PROTECTION ELECTRONIC TRIP UNIT ETU20, LSI IN=800A, RATED CURRENT IR=320800A, OVERLOAD ISD=1,5TO7XIR, II=8XIN SHORTCIRCUIT WITHOUT AUXILIARY RELEASE ETU COMMUNICATIONCAPABLE WITHOUT AUXILIARY/ALARM SWITCH | 1556.5 | TEM | 1 | LP | 16.359 | 1
3VL67801SB360AA0 | CIRCUITBREAKER VL 800N STANDARD BREAKING CAPACITY ICU=55KA / 415 V AC 3 POLE, LINE PROTECTION ELECTRONIC TRIP UNIT ETU10, LI IN=800A, RATED CURRENT IR=320800A, OVERLOAD II=1,25TO8XIN, SHORTCIRCUIT WITHOUT AUXILIARY RELEASE WITHOUT AUXILIARY/ALARM SWITCH | 1418.23 | TEM | 1 | LP | 16.359 | 1
3VL67801SB362HC1 | CIRCUITBREAKER VL 800N STANDARD BREAKING CAPACITY ICU=55KA / 415 V AC 3 POLE, LINE PROTECTION ELECTRONIC TRIP UNIT ETU10, LI IN=800A, RATED CURRENT IR=320800A, OVERLOAD II=1,25TO8XIN, SHORTCIRCUIT UNDERVOLTAGE RELEASE 220 250 V AC AUXILIARY SWITCH KIT 4HS(2NO+2NC) AUXILIARY SWITCH KIT 4HS(2NO+2NC) | 1624.15 | TEM | 1 | LP | 16 | 1
3VL67801SB362PE1 | CIRCUITBREAKER VL 800N STANDARD BREAKING CAPACITY ICU=55KA / 415 V AC 3 POLE, LINE PROTECTION ELECTRONIC TRIP UNIT ETU10, LI IN=800A, RATED CURRENT IR=320800A, OVERLOAD II=1,25TO8XIN, SHORTCIRCUIT UNDERVOLTAGE RELEASE 24 V DC AUXILIARY/ALARM SWITCH KIT 2HS(1NO+1NC)+1AS(1NO) AUXILIARY/ALARM SWITCH KIT 2HS(1NO+1NC)+1AS(1NO) | 1614.91 | TEM | 1 | LP | 16 | 1
3VL67801SB368TE1 | CIRCUITBREAKER VL 800N STANDARD BREAKING CAPACITY ICU=55KA / 415 V AC 3 POLE, LINE PROTECTION ELECTRONIC TRIP UNIT ETU10, LI IN=800A, RATED CURRENT IR=320800A, OVERLOAD II=1,25TO8XIN, SHORTCIRCUIT SHUNT RELEASE 208 277 V AC AUXILIARY/ALARM SWITCH KIT 2HS(1NO+1NC)+1AS(1NO) AUXILIARY/ALARM SWITCH KIT 2HS(1NO+1NC)+1AS(1NO) | 1600.06 | TEM | 1 | LP | 16 | 1
3VL67801SE360AA0 | CIRCUITBREAKER VL 800N STANDARD BREAKING CAPACITY ICU=55KA / 415 V AC 3 POLE, LINE PROTECTION ELECTRONIC TRIP UNIT ETU20, LSI IN=800A, RATED CURRENT IR=320800A, OVERLOAD ISD=1,5TO7XIR, II=8XIN SHORTCIRCUIT WITHOUT AUXILIARY RELEASE WITHOUT AUXILIARY/ALARM SWITCH | 1523.28 | TEM | 1 | LP | 16.3 | 1
3VL67801SE360AC1 | CIRCUITBREAKER VL 800N STANDARD BREAKING CAPACITY ICU=55KA / 415 V AC 3 POLE, LINE PROTECTION ELECTRONIC TRIP UNIT ETU20, LSI IN=800A, RATED CURRENT IR=320800A, OVERLOAD ISD=1,5TO7XIR, II=8XIN SHORTCIRCUIT WITHOUT AUXILIARY RELEASE AUXILIARY SWITCH KIT 4HS(2NO+2NC) AUXILIARY SWITCH KIT 4HS(2NO+2NC) | 1592.25 | TEM | 1 | LP | 16 | 1
3VL67801SG360AE1 | CIRCUITBREAKER VL 800N STANDARD BREAKING CAPACITY ICU=55KA / 415 V AC 3 POLE, LINE PROTECTION ELECTRONIC TRIP UNIT ETU22, LSIG 3PHASES/3WIRES IN=800A, RATED CURRENT IR=320800A, OVERLOAD ISD=1,5TO7XIR, II=8XIN SHORTCIRCUIT WITHOUT AUXILIARY RELEASE AUXILIARY/ALARM SWITCH KIT 2HS(1NO+1NC)+1AS(1NO) AUXILIARY/ALARM SWITCH KIT 2HS(1NO+1NC)+1AS(1NO) | 1830.51 | TEM | 1 | LP | 16 | 1
3VL67801TA460AA0 | CIRCUITBREAKER VL 800N STANDARD BREAKING CAPACITY ICU=55KA / 415 V AC 4 POLE, LINE PROTECTION ELECTRONIC TRIP UNIT ETU10, LI IN=800A, RATED CURRENT IR=320800A, OVERLOAD II=1,25TO8XIN, SHORTCIRCUIT N PROTECTED WITHOUT AUXILIARY RELEASE WITHOUT AUXILIARY/ALARM SWITCH | 1933.25 | TEM | 1 | LP | 21.86 | 1
3VL67801TB460AA0 | CIRCUITBREAKER VL 800N STANDARD BREAKING CAPACITY ICU=55KA / 415 V AC 4 POLE, LINE PROTECTION ELECTRONIC TRIP UNIT ETU10, LI IN=800A, RATED CURRENT IR=320800A, OVERLOAD II=1,25TO8XIN, SHORTCIRCUIT WITHOUT AUXILIARY RELEASE WITHOUT AUXILIARY/ALARM SWITCH | 1815.66 | TEM | 1 | LP | 21.86 | 1
3VL67801TF460AA0 | CIRCUITBREAKER VL 800N STANDARD BREAKING CAPACITY ICU=55KA / 415 V AC 4 POLE, LINE PROTECTION ELECTRONIC TRIP UNIT ETU20, LSI IN=800A, RATED CURRENT IR=320800A, OVERLOAD ISD=1,5TO7XIR, II=8XIN SHORTCIRCUIT N PROTECTED WITHOUT AUXILIARY RELEASE WITHOUT AUXILIARY/ALARM SWITCH | 2046.44 | TEM | 1 | LP | 21.86 | 1
3VL67801TN460AA0 | CIRCUITBREAKER VL 800N STANDARD BREAKING CAPACITY ICU=55KA / 415 V AC 4 POLE, LINE PROTECTION ELECTRONIC TRIP UNIT ETU12, LIG IN=800A, RATED CURRENT IR=320800A, OVERLOAD II=1,25TO8XIN, SHORTCIRCUIT N PROTECTED WITHOUT AUXILIARY RELEASE WITHOUT AUXILIARY/ALARM SWITCH | 2224.09 | TEM | 1 | LP | 21.86 | 1
3VL67802SB360AA0 | CIRCUITBREAKER VL 800H HIGH BREAKING CAPACITY ICU=70KA / 415 V AC 3 POLE, LINE PROTECTION ELECTRONIC TRIP UNIT ETU10, LI IN=800A, RATED CURRENT IR=320800A, OVERLOAD II=1,25TO8XIN, SHORTCIRCUIT WITHOUT AUXILIARY RELEASE WITHOUT AUXILIARY/ALARM SWITCH | 1628.11 | TEM | 1 | LP | 16.236 | 1
3VL67802SE360AA0 | CIRCUITBREAKER VL 800H HIGH BREAKING CAPACITY ICU=70KA / 415 V AC 3 POLE, LINE PROTECTION ELECTRONIC TRIP UNIT ETU20, LSI IN=800A, RATED CURRENT IR=320800A, OVERLOAD ISD=1,5TO7XIR, II=8XIN SHORTCIRCUIT WITHOUT AUXILIARY RELEASE WITHOUT AUXILIARY/ALARM SWITCH | 1701.26 | TEM | 1 | LP | 16 | 1
3VL67802TF460AC1 | CIRCUITBREAKER VL 800H HIGH BREAKING CAPACITY ICU=70KA / 415 V AC 4 POLE, LINE PROTECTION ELECTRONIC TRIP UNIT ETU20, LSI IN=800A, RATED CURRENT IR=320800A, OVERLOAD ISD=1,5TO7XIR, II=8XIN SHORTCIRCUIT N PROTECTED WITHOUT AUXILIARY RELEASE AUXILIARY SWITCH KIT 4HS(2NO+2NC) AUXILIARY SWITCH KIT 4HS(2NO+2NC) | 2312.97 | TEM | 1 | LP | 20.5 | 1
3VL67803SB360AA0 | CIRCUITBREAKER VL 800L VERY HIGH BREAKING CAPACITY ICU=100KA / 415 V AC 3 POLE, LINE PROTECTION ELECTRONIC TRIP UNIT ETU10, LI IN=800A, RATED CURRENT IR=320800A, OVERLOAD II=1,25TO8XIN, SHORTCIRCUIT WITHOUT AUXILIARY RELEASE WITHOUT AUXILIARY/ALARM SWITCH | 1925 | TEM | 1 | LP | 16.343 | 1
3VL67803SB360AE1 | CIRCUITBREAKER VL 800L VERY HIGH BREAKING CAPACITY ICU=100KA / 415 V AC 3 POLE, LINE PROTECTION ELECTRONIC TRIP UNIT ETU10, LI IN=800A, RATED CURRENT IR=320800A, OVERLOAD II=1,25TO8XIN, SHORTCIRCUIT WITHOUT AUXILIARY RELEASE AUXILIARY/ALARM SWITCH KIT 2HS(1NO+1NC)+1AS(1NO) AUXILIARY/ALARM SWITCH KIT 2HS(1NO+1NC)+1AS(1NO) | 1984.73 | TEM | 1 | LP | 16 | 1
3VL67803SE360AA0 | CIRCUITBREAKER VL 800L VERY HIGH BREAKING CAPACITY ICU=100KA / 415 V AC 3 POLE, LINE PROTECTION ELECTRONIC TRIP UNIT ETU20, LSI IN=800A, RATED CURRENT IR=320800A, OVERLOAD ISD=1,5TO7XIR, II=8XIN SHORTCIRCUIT WITHOUT AUXILIARY RELEASE WITHOUT AUXILIARY/ALARM SWITCH | 2005.08 | TEM | 1 | LP | 16.58 | 1
3VL67803SG360AA0 | CIRCUITBREAKER VL 800L VERY HIGH BREAKING CAPACITY ICU=100KA / 415 V AC 3 POLE, LINE PROTECTION ELECTRONIC TRIP UNIT ETU22, LSIG 3PHASES/3WIRES IN=800A, RATED CURRENT IR=320800A, OVERLOAD ISD=1,5TO7XIR, II=8XIN SHORTCIRCUIT WITHOUT AUXILIARY RELEASE WITHOUT AUXILIARY/ALARM SWITCH | 2245.54 | TEM | 1 | LP | 16.58 | 1
3VL67803SG360AE1 | CIRCUITBREAKER VL 800L VERY HIGH BREAKING CAPACITY ICU=100KA / 415 V AC 3 POLE, LINE PROTECTION ELECTRONIC TRIP UNIT ETU22, LSIG 3PHASES/3WIRES IN=800A, RATED CURRENT IR=320800A, OVERLOAD ISD=1,5TO7XIR, II=8XIN SHORTCIRCUIT WITHOUT AUXILIARY RELEASE AUXILIARY/ALARM SWITCH KIT 2HS(1NO+1NC)+1AS(1NO) AUXILIARY/ALARM SWITCH KIT 2HS(1NO+1NC)+1AS(1NO) | 2305.27 | TEM | 1 | LP | 16 | 1
3VL77101MB360AA0 | CIRCUITBREAKER VL 1250N STANDARD BREAKING CAPACITY ICU=55KA / 415 V AC 3 POLE, LINE PROTECTION ELECTRONIC TRIP UNIT ETU10, LI IN=1000A, RATED CURRENT IR=4001000A, OVERLOAD II=1,25TO11XIN, SHORT CIRCUIT WITHOUT AUXILIARY RELEASE ETU COMMUNICATIONCAPABLE WITHOUT AUXILIARY/ALARM SWITCH | 2046 | TEM | 1 | LP | 26.04 | 1
3VL77101SB360AA0 | CIRCUITBREAKER VL 1250N STANDARD BREAKING CAPACITY ICU=55KA / 415 V AC 3 POLE, LINE PROTECTION ELECTRONIC TRIP UNIT ETU10, LI IN=1000A, RATED CURRENT IR=4001000A, OVERLOAD II=1,25TO11XIN, SHORT CIRCUIT WITHOUT AUXILIARY RELEASE WITHOUT AUXILIARY/ALARM SWITCH | 1960.86 | TEM | 1 | LP | 26.04 | 1
3VL77101SB360AC1 | CIRCUITBREAKER VL 1250N STANDARD BREAKING CAPACITY ICU=55KA / 415 V AC 3 POLE, LINE PROTECTION ELECTRONIC TRIP UNIT ETU10, LI IN=1000A, RATED CURRENT IR=4001000A, OVERLOAD II=1,25TO11XIN, SHORT CIRCUIT WITHOUT AUXILIARY RELEASE AUXILIARY SWITCH KIT 4HS(2NO+2NC) AUXILIARY SWITCH KIT 4HS(2NO+2NC) | 2029.83 | TEM | 1 | LP | 25 | 1
3VL77101SB360AE1 | CIRCUITBREAKER VL 1250N STANDARD BREAKING CAPACITY ICU=55KA / 415 V AC 3 POLE, LINE PROTECTION ELECTRONIC TRIP UNIT ETU10, LI IN=1000A, RATED CURRENT IR=4001000A, OVERLOAD II=1,25TO11XIN, SHORT CIRCUIT WITHOUT AUXILIARY RELEASE AUXILIARY/ALARM SWITCH KIT 2HS(1NO+1NC)+1AS(1NO) AUXILIARY/ALARM SWITCH KIT 2HS(1NO+1NC)+1AS(1NO) | 2020.59 | TEM | 1 | LP | 25 | 1
3VL77101SB368VE1 | CIRCUITBREAKER VL 1250N STANDARD BREAKING CAPACITY ICU=55KA / 415 V AC 3 POLE, LINE PROTECTION ELECTRONIC TRIP UNIT ETU10, LI IN=1000A, RATED CURRENT IR=4001000A, OVERLOAD II=1,25TO11XIN, SHORT CIRCUIT SHUNT RELEASE 380 600 V AC AUXILIARY/ALARM SWITCH KIT 2HS(1NO+1NC)+1AS(1NO) AUXILIARY/ALARM SWITCH KIT 2HS(1NO+1NC)+1AS(1NO) | 2142.69 | TEM | 1 | LP | 25 | 1
3VL77101SE360AA0 | CIRCUITBREAKER VL 1250N STANDARD BREAKING CAPACITY ICU=55KA / 415 V AC 3 POLE, LINE PROTECTION ELECTRONIC TRIP UNIT ETU20, LSI IN=1000A, RATED CURRENT IR=4001000A, OVERLOAD ISD=1,5TO10XIR, II=11XIN SHORTCIRCUIT WITHOUT AUXILIARY RELEASE WITHOUT AUXILIARY/ALARM SWITCH | 2008.71 | TEM | 1 | LP | 26.3 | 1
3VL77101SE360AC1 | CIRCUITBREAKER VL 1250N STANDARD BREAKING CAPACITY ICU=55KA / 415 V AC 3 POLE, LINE PROTECTION ELECTRONIC TRIP UNIT ETU20, LSI IN=1000A, RATED CURRENT IR=4001000A, OVERLOAD ISD=1,5TO10XIR, II=11XIN SHORTCIRCUIT WITHOUT AUXILIARY RELEASE AUXILIARY SWITCH KIT 4HS(2NO+2NC) AUXILIARY SWITCH KIT 4HS(2NO+2NC) | 2077.68 | TEM | 1 | LP | 25 | 1
3VL77101SE360AE1 | CIRCUITBREAKER VL 1250N STANDARD BREAKING CAPACITY ICU=55KA / 415 V AC 3 POLE, LINE PROTECTION ELECTRONIC TRIP UNIT ETU20, LSI IN=1000A, RATED CURRENT IR=4001000A, OVERLOAD ISD=1,5TO10XIR, II=11XIN SHORTCIRCUIT WITHOUT AUXILIARY RELEASE AUXILIARY/ALARM SWITCH KIT 2HS(1NO+1NC)+1AS(1NO) AUXILIARY/ALARM SWITCH KIT 2HS(1NO+1NC)+1AS(1NO) | 2068.44 | TEM | 1 | LP | 25 | 1
3VL77101SE362SE1 | CIRCUITBREAKER VL 1250N STANDARD BREAKING CAPACITY ICU=55KA / 415 V AC 3 POLE, LINE PROTECTION ELECTRONIC TRIP UNIT ETU20, LSI IN=1000A, RATED CURRENT IR=4001000A, OVERLOAD ISD=1,5TO10XIR, II=11XIN SHORTCIRCUIT UNDERVOLTAGE RELEASE 220 250 V DC AUXILIARY/ALARM SWITCH KIT 2HS(1NO+1NC)+1AS(1NO) AUXILIARY/ALARM SWITCH KIT 2HS(1NO+1NC)+1AS(1NO) | 2205.39 | TEM | 1 | LP | 25 | 1
3VL77101TB460AA0 | CIRCUITBREAKER VL 1250N STANDARD BREAKING CAPACITY ICU=55KA / 415 V AC 4 POLE, LINE PROTECTION ELECTRONIC TRIP UNIT ETU10, LI IN=1000A, RATED CURRENT IR=4001000A, OVERLOAD II=1,25TO11XIN, SHORT CIRCUIT WITHOUT AUXILIARY RELEASE WITHOUT AUXILIARY/ALARM SWITCH | 2531.65 | TEM | 1 | LP | 34.66 | 1
3VL77101TF460AA0 | CIRCUITBREAKER VL 1250N STANDARD BREAKING CAPACITY ICU=55KA / 415 V AC 4 POLE, LINE PROTECTION ELECTRONIC TRIP UNIT ETU20, LSI IN=1000A, RATED CURRENT IR=4001000A, OVERLOAD ISD=1,5TO10XIR, II=11XIN SHORTCIRCUIT N PROTECTED WITHOUT AUXILIARY RELEASE WITHOUT AUXILIARY/ALARM SWITCH | 2757.26 | TEM | 1 | LP | 34.22 | 1
3VL77102SB360AA0 | CIRCUITBREAKER VL 1250H HIGH BREAKING CAPACITY ICU=70KA / 415 V AC 3 POLE, LINE PROTECTION ELECTRONIC TRIP UNIT ETU10, LI IN=1000A, RATED CURRENT IR=4001000A, OVERLOAD II=1,25TO11XIN, SHORT CIRCUIT WITHOUT AUXILIARY RELEASE WITHOUT AUXILIARY/ALARM SWITCH | 2166.78 | TEM | 1 | LP | 26.3 | 1
3VL77103SE360AA0 | CIRCUITBREAKER VL 1250L VERY HIGH BREAKING CAPACITY ICU=100KA / 415 V AC 3 POLE, LINE PROTECTION ELECTRONIC TRIP UNIT ETU20, LSI IN=1000A, RATED CURRENT IR=4001000A, OVERLOAD ISD=1,5TO10XIR, II=11XIN SHORTCIRCUIT WITHOUT AUXILIARY RELEASE WITHOUT AUXILIARY/ALARM SWITCH | 2641.43 | TEM | 1 | LP | 26.13 | 1
3VL77121AA360AA0 | CIRCUITBREAKER VL 1250N WITHOUT ELECTRONIC TRIP UNIT STANDARD BREAKING CAPACITY ICU=55KA / 415 V AC 3 POLE IN= < 1250A, RATED CURRENT WITHOUT AUXILIARY RELEASE | 1010.79 | TEM | 1 | LP | 22.32 | 1
3VL77121DE360AA0 | CIRCUITBREAKER VL 1250N STANDARD BREAKING CAPACITY ICU=55KA / 415 V AC 3 POLE, NONAUTOMATIC OVERCURRENT RELEASE MAGNETIC IN=1250A, RATED CURRENT II=12000A, SHORTCIRCUIT II=12000A, SHORTCIRCUIT WITHOUT AUXILIARY RELEASE WITHOUT AUXILIARY/ALARM SWITCH | 2552.11 | TEM | 1 | LP | 25.314 | 1
3VL77121DE360AE1 | CIRCUITBREAKER VL 1250N STANDARD BREAKING CAPACITY ICU=55KA / 415 V AC 3 POLE, NONAUTOMATIC OVERCURRENT RELEASE MAGNETIC IN=1250A, RATED CURRENT II=12000A, SHORTCIRCUIT II=12000A, SHORTCIRCUIT WITHOUT AUXILIARY RELEASE AUXILIARY/ALARM SWITCH KIT 2HS(1NO+1NC)+1AS(1NO) AUXILIARY/ALARM SWITCH KIT 2HS(1NO+1NC)+1AS(1NO) | 2611.84 | TEM | 1 | LP | 23.5 | 1
3VL77121DE362HC1 | CIRCUITBREAKER VL 1250N STANDARD BREAKING CAPACITY ICU=55KA / 415 V AC 3 POLE, NONAUTOMATIC OVERCURRENT RELEASE MAGNETIC IN=1250A, RATED CURRENT II=12000A, SHORTCIRCUIT II=12000A, SHORTCIRCUIT UNDERVOLTAGE RELEASE 220 250 V AC AUXILIARY SWITCH KIT 4HS(2NO+2NC) AUXILIARY SWITCH KIT 4HS(2NO+2NC) | 2758.03 | TEM | 1 | LP | 23.5 | 1
3VL77121DE368TC1 | CIRCUITBREAKER VL 1250N STANDARD BREAKING CAPACITY ICU=55KA / 415 V AC 3 POLE, NONAUTOMATIC OVERCURRENT RELEASE MAGNETIC IN=1250A, RATED CURRENT II=12000A, SHORTCIRCUIT II=12000A, SHORTCIRCUIT SHUNT RELEASE 208 277 V AC AUXILIARY SWITCH KIT 4HS(2NO+2NC) AUXILIARY SWITCH KIT 4HS(2NO+2NC) | 2743.18 | TEM | 1 | LP | 23.5 | 1
3VL77121SB360AA0 | CIRCUITBREAKER VL 1250N STANDARD BREAKING CAPACITY ICU=55KA / 415 V AC 3 POLE, LINE PROTECTION ELECTRONIC TRIP UNIT ETU10, LI IN=1250A, RATED CURRENT IR=5001250A, OVERLOAD II=1,25TO10XIN, SHORT CIRCUIT WITHOUT AUXILIARY RELEASE WITHOUT AUXILIARY/ALARM SWITCH | 2175.14 | TEM | 1 | LP | 26.74 | 1
3VL77121SB360AC1 | CIRCUITBREAKER VL 1250N STANDARD BREAKING CAPACITY ICU=55KA / 415 V AC 3 POLE, LINE PROTECTION ELECTRONIC TRIP UNIT ETU10, LI IN=1250A, RATED CURRENT IR=5001250A, OVERLOAD II=1,25TO10XIN, SHORT CIRCUIT WITHOUT AUXILIARY RELEASE AUXILIARY SWITCH KIT 4HS(2NO+2NC) AUXILIARY SWITCH KIT 4HS(2NO+2NC) | 2244.11 | TEM | 1 | LP | 25 | 1
3VL77121SE360AA0 | CIRCUITBREAKER VL 1250N STANDARD BREAKING CAPACITY ICU=55KA / 415 V AC 3 POLE, LINE PROTECTION ELECTRONIC TRIP UNIT ETU20, LSI IN=1250A, RATED CURRENT IR=5001250A, OVERLOAD ISD=1,5TO9XIR, II=10XIN SHORTCIRCUIT WITHOUT AUXILIARY RELEASE WITHOUT AUXILIARY/ALARM SWITCH | 2277.66 | TEM | 1 | LP | 26.29 | 1
3VL77121SE360AC1 | CIRCUITBREAKER VL 1250N STANDARD BREAKING CAPACITY ICU=55KA / 415 V AC 3 POLE, LINE PROTECTION ELECTRONIC TRIP UNIT ETU20, LSI IN=1250A, RATED CURRENT IR=5001250A, OVERLOAD ISD=1,5TO9XIR, II=10XIN SHORTCIRCUIT WITHOUT AUXILIARY RELEASE AUXILIARY SWITCH KIT 4HS(2NO+2NC) AUXILIARY SWITCH KIT 4HS(2NO+2NC) | 2346.63 | TEM | 1 | LP | 25 | 1
3VL77121SE360AE1 | CIRCUITBREAKER VL 1250N STANDARD BREAKING CAPACITY ICU=55KA / 415 V AC 3 POLE, LINE PROTECTION ELECTRONIC TRIP UNIT ETU20, LSI IN=1250A, RATED CURRENT IR=5001250A, OVERLOAD ISD=1,5TO9XIR, II=10XIN SHORTCIRCUIT WITHOUT AUXILIARY RELEASE AUXILIARY/ALARM SWITCH KIT 2HS(1NO+1NC)+1AS(1NO) AUXILIARY/ALARM SWITCH KIT 2HS(1NO+1NC)+1AS(1NO) | 2337.39 | TEM | 1 | LP | 25 | 1
3VL77121TB460AA0 | CIRCUITBREAKER VL 1250N STANDARD BREAKING CAPACITY ICU=55KA / 415 V AC 4 POLE, LINE PROTECTION ELECTRONIC TRIP UNIT ETU10, LI IN=1250A, RATED CURRENT IR=5001250A, OVERLOAD II=1,25TO10XIN, SHORT CIRCUIT WITHOUT AUXILIARY RELEASE WITHOUT AUXILIARY/ALARM SWITCH | 2810.17 | TEM | 1 | LP | 34.22 | 1
3VL77122AA360AA0 | CIRCUITBREAKER VL 1250H WITHOUT ELECTRONIC TRIP UNIT HIGH BREAKING CAPACITY ICU=70KA / 415 V AC 3 POLE IN= < 1250A, RATED CURRENT WITHOUT AUXILIARY RELEASE | 1203.51 | TEM | 1 | LP | 22.66 | 1
3VL77122SB360AA0 | CIRCUITBREAKER VL 1250H HIGH BREAKING CAPACITY ICU=70KA / 415 V AC 3 POLE, LINE PROTECTION ELECTRONIC TRIP UNIT ETU10, LI IN=1250A, RATED CURRENT IR=5001250A, OVERLOAD II=1,25TO10XIN, SHORT CIRCUIT WITHOUT AUXILIARY RELEASE WITHOUT AUXILIARY/ALARM SWITCH | 2392.17 | TEM | 1 | LP | 26.6 | 1
3VL77122SB360AC1 | CIRCUITBREAKER VL 1250H HIGH BREAKING CAPACITY ICU=70KA / 415 V AC 3 POLE, LINE PROTECTION ELECTRONIC TRIP UNIT ETU10, LI IN=1250A, RATED CURRENT IR=5001250A, OVERLOAD II=1,25TO10XIN, SHORT CIRCUIT WITHOUT AUXILIARY RELEASE AUXILIARY SWITCH KIT 4HS(2NO+2NC) AUXILIARY SWITCH KIT 4HS(2NO+2NC) | 2461.14 | TEM | 1 | LP | 25 | 1
3VL77122SE360AA0 | CIRCUITBREAKER VL 1250H HIGH BREAKING CAPACITY ICU=70KA / 415 V AC 3 POLE, LINE PROTECTION ELECTRONIC TRIP UNIT ETU20, LSI IN=1250A, RATED CURRENT IR=5001250A, OVERLOAD ISD=1,5TO9XIR, II=10XIN SHORTCIRCUIT WITHOUT AUXILIARY RELEASE WITHOUT AUXILIARY/ALARM SWITCH | 2475 | TEM | 1 | LP | 26.63 | 1
3VL77122SE368RC1 | CIRCUITBREAKER VL 1250H HIGH BREAKING CAPACITY ICU=70KA / 415 V AC 3 POLE, LINE PROTECTION ELECTRONIC TRIP UNIT ETU20, LSI IN=1250A, RATED CURRENT IR=5001250A, OVERLOAD ISD=1,5TO9XIR, II=10XIN SHORTCIRCUIT SHUNT RELEASE 110 127 V AC AUXILIARY SWITCH KIT 4HS(2NO+2NC) AUXILIARY SWITCH KIT 4HS(2NO+2NC) | 2666.07 | TEM | 1 | LP | 25 | 1
3VL77122SE368TE1 | CIRCUITBREAKER VL 1250H HIGH BREAKING CAPACITY ICU=70KA / 415 V AC 3 POLE, LINE PROTECTION ELECTRONIC TRIP UNIT ETU20, LSI IN=1250A, RATED CURRENT IR=5001250A, OVERLOAD ISD=1,5TO9XIR, II=10XIN SHORTCIRCUIT SHUNT RELEASE 208 277 V AC AUXILIARY/ALARM SWITCH KIT 2HS(1NO+1NC)+1AS(1NO) AUXILIARY/ALARM SWITCH KIT 2HS(1NO+1NC)+1AS(1NO) | 2656.83 | TEM | 1 | LP | 25 | 1
3VL77123AA360AA0 | CIRCUITBREAKER VL 1250L WITHOUT ELECTRONIC TRIP UNIT VERY HIGH BREAKING CAPACITY ICU=100KA / 415 V AC 3 POLE IN= < 1250A, RATED CURRENT WITHOUT AUXILIARY RELEASE | 1590.93 | TEM | 1 | LP | 22.65 | 1
3VL77123SB368TE1 | CIRCUITBREAKER VL 1250L VERY HIGH BREAKING CAPACITY ICU=100KA / 415 V AC 3 POLE, LINE PROTECTION ELECTRONIC TRIP UNIT ETU10, LI IN=1250A, RATED CURRENT IR=5001250A, OVERLOAD II=1,25TO10XIN, SHORT CIRCUIT SHUNT RELEASE 208 277 V AC AUXILIARY/ALARM SWITCH KIT 2HS(1NO+1NC)+1AS(1NO) AUXILIARY/ALARM SWITCH KIT 2HS(1NO+1NC)+1AS(1NO) | 2932.82 | TEM | 1 | LP | 25 | 1
3VL77123SE360AA0 | CIRCUITBREAKER VL 1250L VERY HIGH BREAKING CAPACITY ICU=100KA / 415 V AC 3 POLE, LINE PROTECTION ELECTRONIC TRIP UNIT ETU20, LSI IN=1250A, RATED CURRENT IR=5001250A, OVERLOAD ISD=1,5TO9XIR, II=10XIN SHORTCIRCUIT WITHOUT AUXILIARY RELEASE WITHOUT AUXILIARY/ALARM SWITCH | 2829.31 | TEM | 1 | LP | 26.23 | 1
3VL77123SG360AA0 | CIRCUITBREAKER VL 1250L VERY HIGH BREAKING CAPACITY ICU=100KA / 415 V AC 3 POLE, LINE PROTECTION ELECTRONIC TRIP UNIT ETU22, LSIG 3PHASES/3WIRES IN=1250A, RATED CURRENT IR=5001250A, OVERLOAD ISD=1,5TO9XIR, II=10XIN SHORTCIRCUIT WITHOUT AUXILIARY RELEASE WITHOUT AUXILIARY/ALARM SWITCH | 3329.04 | TEM | 1 | LP | 25.922 | 1
3VL87161SB300AA0 | CIRCUITBREAKER VL 1600N STANDARD BREAKING CAPACITY ICU=55KA / 415 V AC 3 POLE, LINE PROTECTION ELECTRONIC TRIP UNIT ETU10, LI IN=1600A, RATED CURRENT IR=6401600A, OVERLOAD II=1,25TO9XIN, SHORT CIRCUIT WITHOUT AUXILIARY RELEASE WITHOUT AUXILIARY/ALARM SWITCH | 4180.88 | TEM | 1 | LP | 33.25 | 1
3VL87161SB308TA0 | CIRCUITBREAKER VL 1600N STANDARD BREAKING CAPACITY ICU=55KA / 415 V AC 3 POLE, LINE PROTECTION ELECTRONIC TRIP UNIT ETU10, LI IN=1600A, RATED CURRENT IR=6401600A, OVERLOAD II=1,25TO9XIN, SHORT CIRCUIT SHUNT RELEASE 208 277 V AC WITHOUT AUXILIARY/ALARM SWITCH WITHOUT AUXILIARY/ALARM SWITCH | 4302.98 | TEM | 1 | LP | 31.3 | 1
3VL87161SE300AA0 | CIRCUITBREAKER VL 1600N STANDARD BREAKING CAPACITY ICU=55KA / 415 V AC 3 POLE, LINE PROTECTION ELECTRONIC TRIP UNIT ETU20, LSI IN=1600A, RATED CURRENT IR=6401600A, OVERLOAD ISD=1,5TO8XIR, II=9XIN SHORTCIRCUIT WITHOUT AUXILIARY RELEASE WITHOUT AUXILIARY/ALARM SWITCH | 4302.76 | TEM | 1 | LP | 33.48 | 1
3VL87161SE308TE1 | CIRCUITBREAKER VL 1600N STANDARD BREAKING CAPACITY ICU=55KA / 415 V AC 3 POLE, LINE PROTECTION ELECTRONIC TRIP UNIT ETU20, LSI IN=1600A, RATED CURRENT IR=6401600A, OVERLOAD ISD=1,5TO8XIR, II=9XIN SHORTCIRCUIT SHUNT RELEASE 208 277 V AC AUXILIARY/ALARM SWITCH KIT 2HS(1NO+1NC)+1AS(1NO) AUXILIARY/ALARM SWITCH KIT 2HS(1NO+1NC)+1AS(1NO) | 4484.59 | TEM | 1 | LP | 31.3 | 1
3VL87161SH302HC1 | CIRCUITBREAKER VL 1600N STANDARD BREAKING CAPACITY ICU=55KA / 415 V AC 3 POLE, LINE PROTECTION ELECTRONIC TRIP UNIT ETU22, LSIG 3PHASES/4WIRES WITH PIGTAIL IN=1600A, RATED CURRENT IR=6401600A, OVERLOAD ISD=1,5TO8XIR, II=9XIN SHORTCIRCUIT UNDERVOLTAGE RELEASE 220 250 V AC AUXILIARY SWITCH KIT 4HS(2NO+2NC) AUXILIARY SWITCH KIT 4HS(2NO+2NC) | 5873.45 | TEM | 1 | LP | 31.3 | 1
3VL87161TB400AA0 | CIRCUITBREAKER VL 1600N STANDARD BREAKING CAPACITY ICU=55KA / 415 V AC 4 POLE, LINE PROTECTION ELECTRONIC TRIP UNIT ETU10, LI IN=1600A, RATED CURRENT IR=6401600A, OVERLOAD II=1,25TO9XIN, SHORT CIRCUIT WITHOUT AUXILIARY RELEASE WITHOUT AUXILIARY/ALARM SWITCH | 5378.34 | TEM | 1 | LP | 42.038 | 1
3VL87161TF400AE1 | CIRCUITBREAKER VL 1600N STANDARD BREAKING CAPACITY ICU=55KA / 415 V AC 4 POLE, LINE PROTECTION ELECTRONIC TRIP UNIT ETU20, LSI IN=1600A, RATED CURRENT IR=6401600A, OVERLOAD ISD=1,5TO8XIR, II=9XIN SHORTCIRCUIT N PROTECTED WITHOUT AUXILIARY RELEASE AUXILIARY/ALARM SWITCH KIT 2HS(1NO+1NC)+1AS(1NO) AUXILIARY/ALARM SWITCH KIT 2HS(1NO+1NC)+1AS(1NO) | 6003.69 | TEM | 1 | LP | 40.8 | 1
3VL87162SB300AA0 | CIRCUITBREAKER VL 1600H HIGH BREAKING CAPACITY ICU=70KA / 415 V AC 3 POLE, LINE PROTECTION ELECTRONIC TRIP UNIT ETU10, LI IN=1600A, RATED CURRENT IR=6401600A, OVERLOAD II=1,25TO9XIN, SHORT CIRCUIT WITHOUT AUXILIARY RELEASE WITHOUT AUXILIARY/ALARM SWITCH | 4596.46 | TEM | 1 | LP | 33.4 | 1
3VL87162SE300AA0 | CIRCUITBREAKER VL 1600H HIGH BREAKING CAPACITY ICU=70KA / 415 V AC 3 POLE, LINE PROTECTION ELECTRONIC TRIP UNIT ETU20, LSI IN=1600A, RATED CURRENT IR=6401600A, OVERLOAD ISD=1,5TO8XIR, II=9XIN SHORTCIRCUIT WITHOUT AUXILIARY RELEASE WITHOUT AUXILIARY/ALARM SWITCH | 4567.42 | TEM | 1 | LP | 31.3 | 1
3VL87163SE300AA0 | CIRCUITBREAKER VL 1600L VERY HIGH BREAKING CAPACITY ICU=100KA / 415 V AC 3 POLE, LINE PROTECTION ELECTRONIC TRIP UNIT ETU20, LSI IN=1600A, RATED CURRENT IR=6401600A, OVERLOAD ISD=1,5TO8XIR, II=9XIN SHORTCIRCUIT WITHOUT AUXILIARY RELEASE WITHOUT AUXILIARY/ALARM SWITCH | 5220.27 | TEM | 1 | LP | 22.5 | 1
3VL90004WL00 | ACCESSORY FOR VL160X, VL160, VL250, VL400 VL630, VL800, VL1250, VL1600, POSITION SIGNAL SWITCH | 37.84 | TEM | 1 | LP | 0.037 | 1
3VL90008AK10 | CONNECTION CABLE | 76.12 | TEM | 1 | LP | 0.025 | 1
3VL90008AV00 | ACCESSORY FOR VL160, VL250, VL400, VL630, VL800, VL1250, VL1600, COM21 MODULE TO CONNECT THE SENTRON VL TO THE MODBUS RTU, READ OUT METERING AND PARAM. VALUES AND MESSAGES, STATUS SWITCHING POSS. WITH MOTOR ONLY FOR ETU | 549.56 | TEM | 1 | LP | 0.295 | 1
3VL90008LH10 | ACCESSORY FOR VL160X, VL160, VL250, CONNECTING CABLE 0,5M | 30.14 | TEM | 1 | LP | 0.303 | 1
3VL90008LH20 | ACCESSORY FOR VL160X, VL160, VL250, VL400,VL630, VL800, CONNECTING CABLE 1,0M | 47.96 | TEM | 1 | LP | 0.371 | 1
3VL90008LH30 | ACCESSORY FOR VL160X VL1600, CONNECTING CABLE 1,5M | 66.99 | TEM | 1 | LP | 0.646 | 1
3VL91003ME10 | ACCESSORY FOR VL160X MOTOR OPERATOR 220250 V AC/DC | 283.47 | TEM | 1 | LP | 1.802 | 1
3VL91004PA30 | ACCESSORY FOR VL160X, PLUG IN SOCKET KIT ASSEMBLY REAR CONNECTORS 3 POLE | 156.53 | TEM | 1 | LP | 2.49 | 1
3VL91004PC30 | ACCESSORY FOR VL160X, PLUG IN SOCKET KIT ASSEMBLY FRONT CONNECTORS 3 POLE | 156.53 | TEM | 1 | LP | 2.291 | 1
3VL91004PC40 | ACCESSORY FOR VL160X, PLUG IN SOCKET KIT ASSEMBLY FRONT CONNECTORS 4 POLE | 211.09 | TEM | 1 | LP | 2.942 | 1
3VL91004RA00 | ACCESSORY FOR VL160X, REAR TERMINAL, SHORT, ROUND COMPRISES 1 TERMINAL | 8.8 | TEM | 1 | LP | 0.163 | 1
3VL91004TC30 | ACCESSORY FOR VL160X, STEEL WRAPAROUND TERMINAL SET OF 3 PCS 3 POLE | 15.29 | TEM | 1 | LP | 0.103 | 1
3VL91125GA30 | ACCESSORY FOR VL160X, RCD MODULE BOTTOM M. IN=160A UE=127...480V 3 POLE | 705.98 | TEM | 1 | LP | 1.5 | 1
3VL91125GA40 | ACCESSORY FOR VL160X, RCD MODULE BOTTOM M. IN=160A UE=127...480V 4 POLE | 797.83 | TEM | 1 | LP | 1.849 | 1
3VL91164TA30 | ACCESSORY FOR VL160X, SCREW TERMINAL METRIC THREAD M6 COMPRISING 3 TERMINALS | 14.74 | TEM | 1 | LP | 0.067 | 1
3VL92004PA30 | ACCESSORY FOR VL160, PLUG IN SOCKET KIT ASSEMBLY REAR CONNECTORS 3 POLE | 162.8 | TEM | 1 | LP | 2.666 | 1
3VL92004PC30 | ACCESSORY FOR VL160, PLUG IN SOCKET KIT ASSEMBLY FRONT CONNECTORS 3 POLE | 162.8 | TEM | 1 | LP | 2.254 | 1
3VL92004PC40 | ACCESSORY FOR VL160, PLUG IN SOCKET KIT ASSEMBLY FRONT CONNECTORS 4 POLE | 215.82 | TEM | 1 | LP | 3.007 | 1
3VL92004PD40 | ACCESSORY FOR VL160, PLUG IN SOCKET KIT ASSEMBLY FRONT CONNECTORS RCD 4 POLE | 315.48 | TEM | 1 | LP | 3.395 | 1
3VL92004PS30 | ACCESSORIES FOR VL160, KIT MEAS. CONTACT 3P COMPRISING 6 MEAS. CONTACTS AND 1 TRIGGER PIN | 65.34 | TEM | 1 | LP | 0.303 | 1
3VL92004RA00 | ACCESSORY FOR VL160, REAR TERMINAL SHORT, ROUND COMPRISES 1 TERMINAL | 10.12 | TEM | 1 | LP | 0.161 | 1
3VL92004TC30 | ACCESSORY FOR VL160, STEEL WRAPAROUND TERMINAL SET OF 3 PCS 3 POLE | 15.29 | TEM | 1 | LP | 0.122 | 1
3VL92004TC40 | ACCESSORY FOR VL160, STEEL WRAPAROUND TERMINAL SET OF 4 PCS 4 POLE | 20.57 | TEM | 1 | LP | 0.155 | 1
3VL92004WA30 | ACCESSORY FOR VL160, DRAW OUT ASSEMBLY REAR CONNECTORS 3 POLES | 257.07 | TEM | 1 | LP | 4.94 | 1
3VL92004WC30 | ACCESSORY FOR VL160, DRAW OUT ASSEMBLY FRONT CONNECTORS 3 POLES | 257.07 | TEM | 1 | LP | 4.987 | 1
3VL92004WC40 | ACCESSORY FOR VL160, DRAW OUT ASSEMBLY FRONT CONNECTORS 4 POLES | 342.1 | TEM | 1 | LP | 5.56 | 1
3VL92057DC30 | OVERCURRENT RELEASE VL 160 3POLE, SYSTEM PROTECTION THERMOMAGNETIC, LI IR= 40...50 A, OVERLOAD PROTECTION | 38.39 | TEM | 1 | LP | 0.682 | 1
3VL92087DC30 | OVERCURRENT RELEASE VL 160 3POLE, SYSTEM PROTECTION THERMOMAGNETIC, LI IR= 63...80 A, OVERLOAD PROTECTION | 42.13 | TEM | 1 | LP | 1.67 | 1
3VL92107DC30 | OVERCURRENT RELEASE VL 160 3POLE, SYSTEM PROTECTION THERMOMAGNETIC, LI IR= 80...100 A, OVERLOAD PROTECTION | 79.53 | TEM | 1 | LP | 0.681 | 1
3VL92127DC30 | OVERCURRENT RELEASE VL 160 3POLE, SYSTEM PROTECTION THERMOMAGNETC, LI IR= 100...125 A, OVERLOAD PROTECTION | 245.08 | TEM | 1 | LP | 0.692 | 1
3VL92164EC30 | ACCESSORY FOR VL160X,VL160, CONNECTION BARS ON FRONT CONSISTS OF 3 CONNEC FOR SWITCH CONNECTION M6, 3POLE | 29.26 | TEM | 1 | LP | 0.212 | 1
3VL92164EC40 | ACCESSORY FOR VL160X,VL160, CONNECTION BARS ON FRONT CONSISTS OF 4 CONNEC FOR SWITCH CONNECTION M6, 4POLE | 29.15 | TEM | 1 | LP | 0.287 | 1
3VL92164ED30 | ACCESSORY FOR VL160X,VL160, CONNECTION BARS ON FRONT INCREASED POLE SPACING CONSISTS OF 3 CONNEC SWITCH CONNECTION M6 3POLE | 39.71 | TEM | 1 | LP | 0.224 | 1
3VL92164ED40 | ACCESSORY FOR VL160X,VL160, CONNECTION BARS ON FRONT INCREASED POLE SPACING CONSISTS OF 4 CONNEC, SWITCH CONNECTION M6, 4POLE | 53.79 | TEM | 1 | LP | 0.348 | 1
3VL92164TA30 | ACCESSORY FOR VL160, SCREW TERMINAL METRIC THREAD M6 COMPRISING 3 TERMINALS | 14.74 | TEM | 1 | LP | 0.08 | 1
3VL92164TA40 | ACCESSORY FOR VL160, SCREW TERMINAL METRIC THREAD M6 COMPRISING 4 TERMINALS | 19.36 | TEM | 1 | LP | 0.108 | 1
3VL92165GC30 | ACCESSORY FOR VL160, RCD MODULE IN=160A UE=127...480V 3 POLE | 705.98 | TEM | 1 | LP | 1.438 | 1
3VL92165GC40 | ACCESSORY FOR VL160, RCD MODULE IN=160A UE=127...480V 4 POLE | 797.83 | TEM | 1 | LP | 1.743 | 1
3VL92165GD30 | ACCESSORY FOR VL160, RCD MODULE IN=160A UE=230...690V 3 POLE | 775.06 | TEM | 1 | LP | 1.427 | 1
3VL92165GD40 | ACCESSORY FOR VL160, RCD MODULE IN=160A UE=230...690V 4 POLE | 880.77 | TEM | 1 | LP | 1.88 | 1
3VL92166SP30 | ELECTRONIC TRIP UNIT VL 160 3POLE, MOTOR/GENERATOR PROT. ETU10M, LI IR= 64...160A, OVERLOAD PROTECTION, II= 1.25 TO 11 X IN, SHORTCIRCUIT PROTECTION BOX TERMINAL/SCREWED UNION CONNECTIONS IN SCOPE OF DELIVERY OF CONTACT UNIT | 385.88 | TEM | 1 | LP | 0.735 | 1
3VL92166SS30 | ELECTRONIC TRIP UNIT VL 160 3POLE, MOTOR PROTECTION ETU30M, LI IR= 64...160A, OVERLOAD PROTECTION, TC= 10A ... 30, TIME LAG CLASS II= 6 / 8 / 11 X IN, SHORTCIRCUIT PROTECTION BOX TERMINAL/SCREWED UNION CONNECTIONS IN SCOPE OF DELIVERY OF CONTACT UNIT | 441.43 | TEM | 1 | LP | 0.736 | 1
3VL93003AS10 | ACCESSORY FOR VL160X, VL160, VL250, KIT F. LEADING AUXILIARY SWITCHES 1 CO CONTACT, FROM OFF TO ON 1.5 METER CONNECTING CABLE | 16.5 | TEM | 1 | LP | 0.113 | 1
3VL93003AT10 | ACCESSORY FOR VL160X, VL160, VL250, KIT F. LEADING AUXILIARY SWITCHES 2 CO CONTACTS, FROM OFF TO ON 1.5 METER CONNECTING CABLE | 29.37 | TEM | 1 | LP | 0.183 | 1
3VL93003AU10 | ACCESSORY FOR VL160X, VL160, VL250, KIT F. LEADING AUXILIARY SWITCHES 1 CO CONTACT, FROM ON TO OFF 1.5 METER CONNECTING CABLE | 16.5 | TEM | 1 | LP | 0.119 | 1
3VL93003AW10 | ACCESSORY FOR VL160X, VL160, VL250, KIT F. LEADING AUXILIARY SWITCHES 2 CO CONTACTS, FROM ON TO OFF 1.5 METER CONNECTING CABLE | 29.37 | TEM | 1 | LP | 0.189 | 1
3VL93003HA00 | ACCESSORY FOR VL160X, VL160, VL250 FRONT ROTARY DRIVE STANDARD | 56.65 | TEM | 1 | LP | 0.534 | 1
3VL93003HE00 | ACCESSORY FOR VL160X, VL160, VL250, ROTARY DRIVE, DIRECT SHAFT STUB/ NO KNOB USE WITH 8UC62626BD22 OR 8UC62728BD22 | 51.15 | TEM | 1 | LP | 0.411 | 1
3VL93003HF05 | ACCESSORY FOR VL160X, VL160, VL250 DOORCOUPLING OPERAT. MECHANISM FOR INSTALLAT. IN DOORS, COMPL. STANDARD DOOR DRIVE 8UC7 HANDLE TIGREY, MASKING FRAME LIGHT GRAY | 80.3 | TEM | 1 | LP | 0.8 | 1
3VL93003HG05 | ACCESSORY FOR VL160X, VL160, VL250 FOR INSTALLAT. IN DOORS, COMPL. DOOR DRIVE 8UC7 HANDLE RED, MASKING FRAME YELLOW | 88.66 | TEM | 1 | LP | 0.8 | 1
3VL93003HL00 | ACCESSORY FOR VL160X, VL160, VL250, HANDLE PADLOCKING DEV. | 39.6 | TEM | 1 | LP | 0.077 | 1
3VL93003HP00 | ACCESSORY FOR VL160X, VL160, VL250, for VL150X UL, VL150 UL, VL250 UL (CG, DG and FG Frame) SUPPORT BRACKET FOR 6MM SHAFT, FOR ROTARY DRIVE LOCKING DEVICE FOR MAX 3 PADLOCKS | 13.97 | TEM | 1 | LP | 0.385 | 1
3VL93003MD10 | ACCESSORY FOR VL160; VL250 MOTOR OPERATOR 110127 V AC/DC | 332.75 | TEM | 1 | LP | 1.797 | 1
3VL93003ME10 | ACCESSORY FOR VL160; VL250 MOTOR OPERATOR 220250 V AC/DC | 332.75 | TEM | 1 | LP | 1.805 | 1
3VL93003ML00 | ACCESSORY FOR VL160X, VL160, VL250, STORED ENERGY OPERATOR 4248V AC/DC | 414.48 | TEM | 1 | LP | 2.81 | 1
3VL93003MN00 | ACCESSORY FOR VL160X, VL160, VL250, STORED ENERGY OPERATOR 110127V AC/DC | 414.48 | TEM | 1 | LP | 2.782 | 1
3VL93003MQ00 | ACCESSORY FOR VL160X, VL160, VL250, STORED ENERGY OPERATOR 220250V AC/DC | 414.48 | TEM | 1 | LP | 2.818 | 1
3VL93004EC30 | ACCESSORY FOR VL250, FRONT BUSBAR CONNECTION SET OF 3 PCS 3 POLE | 25.3 | TEM | 1 | LP | 0.269 | 1
3VL93004EC40 | ACCESSORY FOR VL250, FRONT BUSBAR CONNECTION SET OF 4 PCS 4 POLE | 34.1 | TEM | 1 | LP | 0.346 | 1
3VL93004ED30 | ACCESSORY FOR VL250, FRONT BUSBAR CONNECTION (FLARED) SET OF 3 PCS 3 POLE | 43.89 | TEM | 1 | LP | 0.256 | 1
3VL93004ED40 | ACCESSORY FOR VL250, FRONT BUSBAR CONNECTION (FLARED) SET OF 4 PCS 4 POLE | 58.63 | TEM | 1 | LP | 0.425 | 1
3VL93004PA30 | ACCESSORY FOR VL250, PLUG IN SOCKET KIT ASSEMBLY REAR CONNECTORS 3 POLE | 170.61 | TEM | 1 | LP | 3.409 | 1
3VL93004PC30 | ACCESSORY FOR VL250, PLUG IN SOCKET KIT ASSEMBLY FRONT CONNECTORS 3 POLE | 170.61 | TEM | 1 | LP | 2.4 | 1
3VL93004PJ00 | ACCESSORY FOR VL160X, VL160, VL250, ACCESSORY CONDUCTOR FOR PLUG IN SOCKET | 39.82 | TEM | 1 | LP | 0.196 | 1
3VL93004RA00 | ACCESSORY FOR VL250, REAR TERMINAL, SHORT, ROUND COMPRISES 1 TERMINAL | 12.21 | TEM | 1 | LP | 0.161 | 1
3VL93004TA30 | ACCESSORY FOR VL250, NUT PLATE METRIC CONSISTS OF 3 PIECES 3 POLE | 15.29 | TEM | 1 | LP | 0.114 | 1
3VL93004TA40 | ACCESSORY FOR VL250, NUT PLATE METRIC CONSISTS OF 4 PIECES 4 POLE | 20.57 | TEM | 1 | LP | 0.144 | 1
3VL93004TC30 | ACCESSORY FOR VL250, STEEL WRAPAROUND TERMINAL SET OF 3 PCS 3 POLE | 16.06 | TEM | 1 | LP | 0.206 | 1
3VL93004TC40 | ACCESSORY FOR VL250, STEEL WRAPAROUND TERMINAL SET OF 4 PCS 4 POLE | 21.67 | TEM | 1 | LP | 0.275 | 1
3VL93004WA30 | ACCESSORY FOR VL250, DRAW OUT ASSEMBLY REAR CONNECTORS 3 POLES | 257.07 | TEM | 1 | LP | 5.192 | 1
3VL93004WC30 | ACCESSORY FOR VL250, DRAW OUT ASSEMBLY FRONT CONNECTORS 3 POLES | 263.45 | TEM | 1 | LP | 5.1 | 1
3VL93004WC40 | ACCESSORY FOR VL250, DRAW OUT ASSEMBLY FRONT CONNECTORS 4 POLES | 348.37 | TEM | 1 | LP | 5.711 | 1
3VL93008BC00 | ACCESSORY FOR VL160X, VL160, VL250, COVER FRAME IP30 FOR CIRCUIT BREAKER FIXED/PLUG IN MOUNTED | 11.66 | TEM | 1 | LP | 0.061 | 1
3VL93008BG00 | ACCESSORY FOR VL160X, VL160, VL250, COVER FRAME IP40 FOR CIRCUIT BREAKER W.ROTARY/STORED ENERGY MOUNTED | 16.28 | TEM | 1 | LP | 0.126 | 1
3VL93008CA30 | ACCESSORY FOR VL160X, VL160, VL250, TERMINAL COVER EXTENDED 1 PIECE = 2 COVERS 3 POLE | 24.09 | TEM | 1 | LP | 0.292 | 1
3VL93008CA40 | ACCESSORY FOR VL160X, VL160, VL250, TERMINAL COVER EXTENDED 1 PIECE = 2 COVERS 4 POLE | 31.9 | TEM | 1 | LP | 0.364 | 1
3VL93008CB30 | ACCESSORY FOR VL160X, VL160, VL250, TERMINAL COVER STANDARD 1 PIECE = 2 COVERS 3 POLE | 19.03 | TEM | 1 | LP | 0.064 | 1
3VL93008CB40 | ACCESSORY FOR VL160X, VL160, VL250, TERMINAL COVER STANDARD 1 PIECE = 2 COVERS 4 POLE | 25.41 | TEM | 1 | LP | 0.082 | 1
3VL93008CE00 | ACCESSORY FOR VL160X, VL160, VL250, INTERPHASE BARRIERS 1SET=2PIECES | 15.62 | TEM | 1 | LP | 0.035 | 1
3VL93008LA00 | ACCESSORY FOR VL160X, VL160, VL250, CABLE INTERLOCK SYSTEM | 39.6 | TEM | 1 | LP | 0.205 | 1
3VL93008LC00 | ACCESSORY FOR VL160X, VL160, VL250, WALKINGBEAM INTERLOCK FIXED MOUNTED | 222.31 | TEM | 1 | LP | 0.32 | 1
3VL93008LD00 | ACCESSORY FOR VL160X, VL160, VL250, WALKINGBEAM INTERLOCK DRAWOUT/ PLUGIN | 334.95 | TEM | 1 | LP | 0.383 | 1
3VL93008SA40 | ACCESSORY FOR VL160X, VL160, VL250, MOUNTING SCREW KIT CONSISTS OF 4 SCREWS | 15.62 | TEM | 1 | LP | 0.048 | 1
3VL93206SP30 | ELECTRONIC TRIP UNIT VL 250 3POLE, MOTOR/GENERATOR PROT. ETU10M, LI IR= 80...200A, OVERLOAD PROTECTION, II= 1.25 TO 11 X IN, SHORTCIRCUIT PROTECTION SCREWED UNION CONNECTIONS IN SCOPE OF DELIVERY OF CONTACT UNIT | 497.31 | TEM | 1 | LP | 0.747 | 1
3VL93207DC30 | OVERCURRENT RELEASE VL 250 3POLE, SYSTEM PROTECTION THERMOMAGNETIC, LI IR= 160...200A, OVERLOAD PROTECTION | 312.29 | TEM | 1 | LP | 0.7 | 1
3VL93218HA00 | ACCESSORY FOR VL160X, VL160, VL250, INSTALLATION KIT WITH SAFETY LOCK TYPE FILLI GIUSSANI, FOR MOTOR OP. MECH. WITH SPRING ENERGY STORE | 63.91 | TEM | 1 | LP | 0.039 | 1
3VL93255GE30 | ACCESSORY FOR VL250, RCD MODULE IN=250A UE=127...480V 3 POLE | 760.21 | TEM | 1 | LP | 1.578 | 1
3VL93255GE40 | ACCESSORY FOR VL250, RCD MODULE IN=250A UE=127...480V 4 POLE | 865.04 | TEM | 1 | LP | 1.806 | 1
3VL93255GF30 | ACCESSORY FOR VL250, RCD MODULE IN=250A UE=230...690V 3 POLE | 822.25 | TEM | 1 | LP | 1.487 | 1
3VL93255GF40 | ACCESSORY FOR VL250, RCD MODULE IN=250A UE=230...690V 4 POLE | 944.24 | TEM | 1 | LP | 1.81 | 1
3VL93256SP30 | ELECTRONIC TRIP UNIT VL 250 3POLE, MOTOR/GENERATOR PROT. ETU10M, LI IR= 100...250A, OVERLOAD PROTECTION, II= 1.25 TO 11 X IN, SHORTCIRCUIT PROTECTION SCREWED UNION CONNECTIONS IN SCOPE OF DELIVERY OF CONTACT UNIT | 557.92 | TEM | 1 | LP | 0.749 | 1
3VL93256SS30 | ELECTRONIC TRIP UNIT VL 250 3POLE, MOTOR PROTECTION ETU30M, LI IR= 100...250A, OVERLOAD PROTECTION, TC= 10A ... 30, TIME LAG CLASS II= 6 / 8 / 11 X IN, SHORTCIRCUIT PROTECTION SCREWED UNION CONNECTIONS IN SCOPE OF DELIVERY OF CONTACT UNIT | 620.95 | TEM | 1 | LP | 0.747 | 1
3VL93257DC30 | OVERCURRENT RELEASE VL 250 3POLE, SYSTEM PROTECTION THERMOMAGNETIC, LI IR= 200...250 A, OVERLOAD PROTECTION | 396.22 | TEM | 1 | LP | 0.68 | 1
3VL93257EJ40 | OVERCURRENT RELEASE VL 250 4POLE, SYSTEM PROTECTION THERMOMAGNETIC, LI IR= 200...250 A, OVERLOAD PROTECTION, | 319 | TEM | 1 | LP | 1.044 | 1
3VL93258TC00 | ACCESSORY FOR VL250, CURRENT TRANSFORMER FOR OVERLOAD PROTECTION OF THE NCONDUCTOR AND FOR EARTHFAULT PROTECTION IN=250A | 170.61 | TEM | 1 | LP | 0.455 | 1
3VL94001SC00 | ACCESSORY FOR VL160X, VL160, VL250, VL400, SHUNT RELEASE 24 V DC RIGHT POLE ONLY | 64.79 | TEM | 1 | LP | 0.1 | 1
3VL94001SK00 | ACCESSORY FOR VL160X, VL160, VL250, VL400, SHUNT RELEASE 110 127 V DC RIGHT POLE ONLY | 64.79 | TEM | 1 | LP | 0.099 | 1
3VL94001SQ00 | ACCESSORY FOR VL160X, VL160, VL250, VL400, SHUNT RELEASE 220 250 V DC RIGHT POLE ONLY | 64.79 | TEM | 1 | LP | 0.098 | 1
3VL94001ST00 | ACCESSORY FOR VL160X, VL160, VL250, VL400, SHUNT RELEASE 208 277 V AC RIGHT POLE ONLY | 64.79 | TEM | 1 | LP | 0.1 | 1
3VL94001SV00 | ACCESSORY FOR VL160X, VL160, VL250, VL400, SHUNT RELEASE 380 600 V AC RIGHT POLE ONLY | 64.79 | TEM | 1 | LP | 0.106 | 1
3VL94001UD00 | ACCESSORY FOR VL160X, VL160, VL250, VL400, UNDERVOLTAGE RELEASE 24 V AC FOR MOUNTING ON THE RIGHT | 86.57 | TEM | 1 | LP | 0.104 | 1
3VL94001UG00 | ACCESSORY FOR VL160X, VL160, VL250, VL400, UNDERVOLTAGE RELEASE 110...127 V AC FOR MOUNTING ON THE RIGHT | 86.57 | TEM | 1 | LP | 0.104 | 1
3VL94001UH00 | ACCESSORY FOR VL160X, VL160, VL250, VL400, UNDERVOLTAGE RELEASE 220 250 V AC RIGHT POLE ONLY | 86.57 | TEM | 1 | LP | 0.105 | 1
3VL94001UJ00 | ACCESSORY FOR VL160X, VL160, VL250, VL400, UNDERVOLTAGE RELEASE 380 415 V AC RIGHT POLE ONLY | 86.57 | TEM | 1 | LP | 0.103 | 1
3VL94001UL00 | ACCESSORY FOR VL160X, VL160, VL250, VL400, UNDERVOLTAGE RELEASE 500...525V AC RIGHT POLE ONLY | 86.57 | TEM | 1 | LP | 0.103 | 1
3VL94001UP00 | ACCESSORY FOR VL160X, VL160, VL250, VL400, UNDERVOLTAGE RELEASE 24 V DC RIGHT POLE ONLY | 86.57 | TEM | 1 | LP | 0.099 | 1
3VL94001UR00 | ACCESSORY FOR VL160X, VL160, VL250, VL400, UNDERVOLTAGE RELEASE 110 127 V DC RIGHT POLE ONLY | 86.57 | TEM | 1 | LP | 0.099 | 1
3VL94001US00 | ACCESSORY FOR VL160X, VL160, VL250, VL400, UNDERVOLTAGE RELEASE 220 250 V DC RIGHT POLE ONLY | 86.57 | TEM | 1 | LP | 0.102 | 1
3VL94001UU00 | ACCESSORY FOR VL160X, VL160, VL250, VL400, UNDERVOLTAGE RELEASE 48 V DC RIGHT POLE ONLY | 86.57 | TEM | 1 | LP | 0.1 | 1
3VL94002AB00 | ACCESSORY FOR VL160X, VL160, VL250, VL400, AUXILIARY SWITCH KIT 2HS(1NO+1NC) N, LEFT(1), RIGHT | 37.62 | TEM | 1 | LP | 0.056 | 1
3VL94002AD00 | ACCESSORY FOR VL160X, VL160, VL250, VL400, AUXILIARY/ALARM SWITCH KIT 2HS(1NO+1NC)+1AS(1NO) N, LEFT(1), RIGHT | 50.05 | TEM | 1 | LP | 0.087 | 1
3VL94002AH00 | ACCESSORY FOR VL160X, VL160, VL250, VL400, MOUNTING BRACKET UP TO 3HS N, LEFT(1), RIGHT | 22.55 | TEM | 1 | LP | 0.038 | 1
3VL94002AJ10 | ACCESSORY FOR VL160X, VL160, VL250, VL400, MOUNTING BRACKET 2HS+1AS ONLY LEFT(1) | 27.17 | TEM | 1 | LP | 0.04 | 1
3VL94002AJ20 | ACCESSORY FOR VL160X, VL160, VL250, VL400, MOUNTING BRACKET 2HS+1AS RIGHT POLE ONLY | 32.01 | TEM | 1 | LP | 0.039 | 1
3VL94003HA00 | ACCESSORY FOR VL400, ROTARY DRIVE, DIRECT STANDARD | 53.79 | TEM | 1 | LP | 1.281 | 1
3VL94003HE00 | ACCESSORY FOR VL400, ROTARY DRIVE, DIRECT SHAFT STUB/ NO KNOB USE WITH 8UC63146BD44 OR 8UC63248BD44 | 49.06 | TEM | 1 | LP | 1.126 | 1
3VL94003HF05 | ACCESSORY FOR VL400, FOR INSTALLAT. IN DOORS, COMPL. DOOR DRIVE 8UC7 HANDLE TIGREY, MASKING FRAME LIGHT GRAY | 110.66 | TEM | 1 | LP | 1.51 | 1
3VL94003HG05 | ACCESSORY FOR VL400, FOR INSTALLAT. IN DOORS, COMPL. DOOR DRIVE 8UC7 HANDLE RED, MASKING FRAME YELLOW | 118.25 | TEM | 1 | LP | 1.569 | 1
3VL94003HL00 | ACCESSORY FOR VL400, HANDLE PADLOCKING DEV. | 55.11 | TEM | 1 | LP | 0.144 | 1
3VL94003HN00 | ACCESSORY FOR VL400, TOGGLE HANDLE EXTENSION WITH SCREWS PACKED IN BAG | 15.18 | TEM | 1 | LP | 0.023 | 1
3VL94003HP00 | ACCESSORY FOR VL400, VL400UL, VL400XUL (JG and LG Frame) SUPPORT BRACKET FOR SHAFT OF DOORCOUPLING ROTARY MECHANISMS, LOCKING DEVICE FOR MAX 3 PADLOCKS | 14.19 | TEM | 1 | LP | 0.516 | 1
3VL94003ME10 | ACCESSORY FOR VL400 MOTORIZED OPERATING MECH. 220250 V AC/DC FOR ALL TMTU FOR ETU GREATER THAN,EQUAL TO *E03*01* | 532.07 | TEM | 1 | LP | 2.325 | 1
3VL94003MJ00 | ACCESSORY FOR VL400, STORED ENERGY OPERATOR 24V DC | 748.99 | TEM | 1 | LP | 4.61 | 1
3VL94003ML00 | ACCESSORY FOR VL400, STORED ENERGY OPERATOR 4248V AC/DC | 748.99 | TEM | 1 | LP | 4.594 | 1
3VL94003MN00 | ACCESSORY FOR VL400, STORED ENERGY OPERATOR 110127V AC/DC | 748.99 | TEM | 1 | LP | 4.602 | 1
3VL94003MQ00 | ACCESSORY FOR VL400, STORED ENERGY OPERATOR 220250V AC/DC | 748.99 | TEM | 1 | LP | 4.593 | 1
3VL94004EC30 | ACCESSORY FOR VL400, FRONT BUSBAR CONNECTION SET OF 3 PCS 3 POLE | 42.79 | TEM | 1 | LP | 0.918 | 1
3VL94004EC40 | ACCESSORY FOR VL400, FRONT BUSBAR CONNECTION SET OF 4 PCS 4 POLE | 57.64 | TEM | 1 | LP | 1.256 | 1
3VL94004ED30 | ACCESSORY FOR VL400, FRONT BUSBAR CONNECTION (FLARED) SET OF 3 PCS 3 POLE | 71.39 | TEM | 1 | LP | 0.896 | 1
3VL94004ED40 | ACCESSORY FOR VL400, FRONT BUSBAR CONNECTION (FLARED) SET OF 4 PCS 4 POLE | 95.15 | TEM | 1 | LP | 1.476 | 1
3VL94004PA30 | ACCESSORY FOR VL400, PLUG IN SOCKET KIT ASSEMBLY REAR CONNECTORS 3 POLE | 439.45 | TEM | 1 | LP | 7.106 | 1
3VL94004PC30 | ACCESSORY FOR VL400, PLUG IN SOCKET KIT ASSEMBLY FRONT CONNECTORS 3 POLE | 439.45 | TEM | 1 | LP | 6.67 | 1
3VL94004PC40 | ACCESSORY FOR VL400, PLUG IN SOCKET KIT ASSEMBLY FRONT CONNECTORS 4 POLE | 584.43 | TEM | 1 | LP | 7.69 | 1
3VL94004PD40 | ACCESSORY FOR VL400, PLUG IN SOCKET KIT ASSEMBLY FRONT CONNECTORS RCD 4 POLE | 698.06 | TEM | 1 | LP | 9.298 | 1
3VL94004PJ00 | ACCESSORY FOR VL400, ACCESSORY CONDUCTOR FOR PLUG IN SOCKET | 47.19 | TEM | 1 | LP | 0.215 | 1
3VL94004PS40 | ACCESSORIES FOR VL400, KIT MEAS. CONTACT 4P COMPRISING 8 MEAS. CONTACTS AND 1 TRIGGER PIN | 233.75 | TEM | 1 | LP | 1.623 | 1
3VL94004TC30 | ACCESSORY FOR VL400, STEEL WRAPAROUND TERMINAL SET OF 3 PCS 3 POLE | 76.01 | TEM | 1 | LP | 0.488 | 1
3VL94004TD30 | ACCESSORY FOR VL400, TERMINAL FOR CABLE (CU OR AL) SET OF 3 PCS 1HOLE 3 POLE | 71.39 | TEM | 1 | LP | 0.293 | 1
3VL94004WA30 | ACCESSORY FOR VL400, DRAW OUT ASSEMBLY REAR CONNECTORS 3 POLES | 659.12 | TEM | 1 | LP | 12.65 | 1
3VL94004WC30 | ACCESSORY FOR VL400, DRAW OUT ASSEMBLY FRONT CONNECTORS 3 POLES | 659.12 | TEM | 1 | LP | 12.24 | 1
3VL94004WC40 | ACCESSORY FOR VL400, DRAW OUT ASSEMBLY FRONT CONNECTORS 4 POLES | 865.04 | TEM | 1 | LP | 14.24 | 1
3VL94008BC00 | ACCESSORY FOR VL400, COVER FRAME IP30 FOR CIRCUIT BREAKER FIXED/PLUG IN MOUNTED | 15.51 | TEM | 1 | LP | 0.053 | 1
3VL94008BG00 | ACCESSORY FOR VL400, COVER FRAME IP40 FOR CIRCUIT BREAKER W.ROTARY/STORED ENERGY MOUNTED | 21.67 | TEM | 1 | LP | 0.154 | 1
3VL94008CA30 | ACCESSORY FOR VL400, TERMINAL COVER EXTENDED 1 PIECE = 2 COVERS 3 POLE | 33.66 | TEM | 1 | LP | 0.75 | 1
3VL94008CA40 | ACCESSORY FOR VL400, TERMINAL COVER EXTENDED 1 PIECE = 2 COVERS 4 POLE | 44.11 | TEM | 1 | LP | 0.966 | 1
3VL94008CB30 | ACCESSORY FOR VL400, TERMINAL COVER STANDARD 1 PIECE = 2 COVERS 3 POLE | 28.49 | TEM | 1 | LP | 0.124 | 1
3VL94008CB40 | ACCESSORY FOR VL400, TERMINAL COVER STANDARD 1 PIECE = 2 COVERS 4 POLE | 36.52 | TEM | 1 | LP | 0.177 | 1
3VL94008LC00 | ACCESSORY FOR VL400, WALKINGBEAM INTERLOCK FIXED MOUNTED | 380.38 | TEM | 1 | LP | 1.17 | 1
3VL94008LD00 | ACCESSORY FOR VL400, WALKINGBEAM INTERLOCK DRAWOUT/ PLUGIN | 572.33 | TEM | 1 | LP | 1.28 | 1
3VL94317DC30 | OVERCURRENT RELEASE VL 400 3POLE, SYSTEM PROTECTION THERMOMAGNETIC, LI IR= 250...315A, OVERLOAD PROTECTION II= 1575...3150A, SHORTCIRCUIT PROTECTION SCREWED UNION CONNECTIONS IN SCOPE OF DELIVERY OF CONTACT UNIT | 341.77 | TEM | 1 | LP | 1.437 | 1
3VL94405GG40 | ACCESSORY FOR VL400, RCD MODULE IN=400A UE=127...480V 4 POLE | 1169.19 | TEM | 1 | LP | 3.327 | 1
3VL94406SB30 | ELECTRONIC TRIP UNIT VL 400 3POLE, SYSTEM PROTECTION ETU10, LI IR= 160...400A, OVERLOAD PROTECTION, II= 1.25 TO 11 X IN, SHORTCIRCUIT PROTECTION SCREWED UNION CONNECTIONS IN SCOPE OF DELIVERY OF CONTACT UNIT | 556.82 | TEM | 1 | LP | 1.67 | 1
3VL94407DC30 | OVERCURRENT RELEASE VL 400 3POLE, SYSTEM PROTECTION THERMOMAGNETIC, LI IR= 320...400A, OVERLOAD PROTECTION II= 2000...4000A, SHORTCIRCUIT PROTECTION SCREWED UNION CONNECTIONS IN SCOPE OF DELIVERY OF CONTACT UNIT | 421.96 | TEM | 1 | LP | 1.491 | 1
3VL95004EC30 | ACCESSORY FOR VL630, FRONT BUSBAR CONNECTION SET OF 3 PCS 3 POLE | 42.79 | TEM | 1 | LP | 1.248 | 1
3VL95004EC40 | ACCESSORY FOR VL630, FRONT CONNECTION BAR COMPRISES 4 CONNECTIONS 4POLE | 57.64 | TEM | 1 | LP | 1.522 | 1
3VL95004ED30 | ACCESSORY FOR VL630, FRONT CONNECTION BARS INCREASED POLE SPACING COMPRISES 3 TERMINALS 3POLE | 71.39 | TEM | 1 | LP | 1.172 | 1
3VL95004ED40 | ACCESSORY FOR VL630, FRONT CONNECTION BARS INCREASED POLE SPACING COMPRISES 4 TERMINALS 4POLE | 95.15 | TEM | 1 | LP | 1.545 | 1
3VL95004PC30 | ACCESSORY FOR VL630, PLUG IN SOCKET KIT ASSEMBLY FRONT CONNECTORS 3 POLE | 467.5 | TEM | 1 | LP | 8.515 | 1
3VL95004PC40 | ACCESSORY FOR VL630, PLUG IN SOCKET KIT ASSEMBLY FRONT CONNECTORS 4 POLE | 620.95 | TEM | 1 | LP | 10.933 | 1
3VL95004PF00 | ACCESSORIES FOR VL630, TRIGGER PIN + SPRING | 25.96 | TEM | 1 | LP | 0.014 | 1
3VL95004TA30 | ACCESSORY FOR VL630, NUT PLATE METRIC CONSISTS OF 3 PIECES 3 POLE | 43.67 | TEM | 1 | LP | 0.126 | 1
3VL95004WA30 | ACCESSORY FOR VL630, DRAW OUT ASSEMBLY REAR CONNECTORS 3 POLES | 733.92 | TEM | 1 | LP | 15.36 | 1
3VL95004WC30 | ACCESSORY FOR VL630, DRAW OUT ASSEMBLY FRONT CONNECTORS 3 POLES | 733.92 | TEM | 1 | LP | 15.3 | 1
3VL95636SB30 | ELECTRONIC TRIP UNIT VL 630 3 POLE, LINE PROTECTION ETU10, LI IR=252630A, OVERLOAD II=1,25TO10XIN, SHORTCIRCUIT | 736.23 | TEM | 1 | LP | 1.865 | 1
3VL95636UH30 | ELECTRONIC TRIP UNIT VL 630 3 POLE, LINE PROTECTION LCD ETU40, LI/LS/LSI IR=252630A, OVERLOAD ISD=1,5TO9XIR, II=10XIN SHORT CIRCUIT | 1492.26 | TEM | 1 | LP | 2.036 | 1
3VL95637DC30 | OVERCURRENT RELEASE VL 630 3 POLES, LINE PROTECTION THERMAL MAGNETIC, LI IR=500630A, OVERLOAD II=32506500A, SHORT CIRCUIT | 435.49 | TEM | 1 | LP | 1.62 | 1
3VL95638TC00 | ACCESSORY FOR VL630, CURRENT TRANSFORMER FOR OVERLOAD PROTECTION OF THE NCONDUCTOR AND FOR EARTHFAULT PROTECTION IN=630A | 225.94 | TEM | 1 | LP | 0.771 | 1
3VL96003HA00 | ACCESSORY FOR VL630, VL800, FRONT ROTARY DRIVE STANDARD | 74.91 | TEM | 1 | LP | 1.373 | 1
3VL96003HE00 | ACCESSORY FOR VL630, VL800, ROTARY DRIVE, DIRECT SHAFT STUB/ NO KNOB USE WITH 8UC63146BD44 OR 8UC63248BD44 | 65.12 | TEM | 1 | LP | 1.154 | 1
3VL96003HF05 | ACCESSORY FOR VL630, VL800, DOOR OP.MECH. 8UC7 NEW DESIGN HANDLE TIGREY, MASKING FRAME LIGHT GREY FOR INSTALL.IN DOORS, COMPL. | 118.36 | TEM | 1 | LP | 1.66 | 1
3VL96003HG05 | ACCESSORY FOR VL630, VL800, FOR INSTALLAT. IN DOORS, COMPL. DOOR DRIVE 8UC7 HANDLE RED, MASKING FRAME YELLOW | 131.01 | TEM | 1 | LP | 1.64 | 1
3VL96003HL00 | ACCESSORY FOR VL630, VL800, HANDLE PADLOCKING DEV. | 72.71 | TEM | 1 | LP | 0.162 | 1
3VL96003HN00 | ACCESSORY FOR VL630, VL800, TOGGLE HANDLE EXTENSION WITH SCREWS PACKED IN BAG | 14.52 | TEM | 1 | LP | 0.032 | 1
3VL96003HP00 | ACCESSORY FOR VL630, VL800, VL800UL (MG Frame) SUPPORT BRACKET FOR SHAFT, FOR ROTARY DRIVE LOCKING DEVICE FOR MAX 3 PADLOCKS | 20.13 | TEM | 1 | LP | 0.562 | 1
3VL96003ME10 | ACCESSORY FOR VL630; VL800 MOTOR OPERATOR 220250 V AC/DC FOR MCCB GREATER, EQUAL *E02*01* | 664.62 | TEM | 1 | LP | 2.332 | 1
3VL96003MJ00 | ACCESSORY FOR VL630, VL800, STORED ENERGY OPERATOR 24V DC | 866.03 | TEM | 1 | LP | 5.63 | 1
3VL96003MN00 | ACCESSORY FOR VL630, VL800, STORED ENERGY OPERATOR 110127V AC/DC | 866.03 | TEM | 1 | LP | 5.473 | 1
3VL96003MQ00 | ACCESSORY FOR VL630, VL800, STORED ENERGY OPERATOR 220250V AC/DC | 866.03 | TEM | 1 | LP | 5.639 | 1
3VL96004EC30 | ACCESSORY FOR VL800, FRONT CONNECTION BARS COMPRISES 3 TERMINALS 3POLE | 69.85 | TEM | 1 | LP | 1.725 | 1
3VL96004ED30 | ACCESSORY FOR VL800, FRONT CONNECTION BARS INCREASED POLE SPACING COMPRISES 3 TERMINALS 3POLE | 105.93 | TEM | 1 | LP | 1.733 | 1
3VL96004ED40 | ACCESSORY FOR VL800, FRONT CONNECTION BARS INCREASED POLE SPACING COMPRISES 4 TERMINALS 4POLE | 141.79 | TEM | 1 | LP | 2.287 | 1
3VL96004PJ00 | ACCESSORY FOR VL630, VL800, ACCESSORY CONDUCTOR FOR PLUG IN SOCKET | 51.81 | TEM | 1 | LP | 0.216 | 1
3VL96004WA30 | ACCESSORY FOR VL800, DRAW OUT ASSEMBLY REAR CONNECTORS 3 POLES | 944.24 | TEM | 1 | LP | 43.88 | 1
3VL96004WC30 | ACCESSORY FOR VL800, DRAW OUT ASSEMBLY FRONT CONNECTORS 3 POLES | 944.24 | TEM | 1 | LP | 44.46 | 1
3VL96004WC40 | ACCESSORY FOR VL800, DRAW OUT ASSEMBLY FRONT CONNECTORS 4 POLES | 1238.82 | TEM | 1 | LP | 43.213 | 1
3VL96008BC00 | ACCESSORY FOR VL630, VL800, COVER FRAME IP30 FOR CIRCUIT BREAKER FIXED/PLUG IN MOUNTED | 17.49 | TEM | 1 | LP | 0.076 | 1
3VL96008BG00 | ACCESSORY FOR VL630, VL800, COVER FRAME IP40 FOR CIRCUIT BREAKER W.ROTARY/STORED ENERGY MOUNTED | 23.54 | TEM | 1 | LP | 0.209 | 1
3VL96008BH00 | ACCESSORY FOR VL630, VL800, COVER FRAME IP40 FOR CIRCUIT BREAKER DRAWOUT MOUNTED | 27.06 | TEM | 1 | LP | 0.473 | 1
3VL96008CA30 | ACCESSORY FOR VL630, VL800, TERMINAL COVER EXTENDED 1 PIECE = 2 COVERS 3 POLE | 66.44 | TEM | 1 | LP | 0.93 | 1
3VL96008CA40 | ACCESSORY FOR VL630, VL800, TERMINAL COVER EXTENDED 1 PIECE = 2 COVERS 4 POLE | 88 | TEM | 1 | LP | 1.062 | 1
3VL96008CB30 | ACCESSORY FOR VL630, VL800, TERMINAL COVER STANDARD 1 PIECE = 2 COVERS 3 POLE | 55.88 | TEM | 1 | LP | 0.219 | 1
3VL96008CE00 | ACCESSORY FOR VL400, VL630, VL800, INTERPHASE BARRIERS 1SET=2PIECES | 18.26 | TEM | 1 | LP | 0.057 | 1
3VL96008LA00 | ACCESSORY FOR VL630, VL800, CABLE INTERLOCK SYSTEM | 63.91 | TEM | 1 | LP | 0.275 | 1
3VL96008LC00 | ACCESSORY FOR VL630, VL800, WALKINGBEAM INTERLOCK FIXED MOUNTED | 579.59 | TEM | 1 | LP | 4.356 | 1
3VL97004RH30 | ACCESSORY FOR VL1250, SET FLAT BUS SET OF 3 PCS 3 POLE | 109.12 | TEM | 1 | LP | 5.3 | 1
3VL97004TG30 | ACCESSORY FOR VL1250, MULTIPLE FEEDIN TERMINAL FOR CU/AL FOR 4 CONDUCTORS PER TERMINAL 1 SET = 3 UNITS | 187.77 | TEM | 1 | LP | 2.235 | 1
3VL97126LB30 | ELECTRONIC TRIP UNIT VL 1250 3POLE, PLANT PROTECTION ETU10, LI IR= 500...1250A, OVERLOAD PROTECTION, II= 1.25 TO 10 X IN, SHORTCIRCUIT PROTECTION SCREW CONNECTIONS INCLUDED IN SCOPE OF SUPPLY OF CONTACT UNIT MARINE APPROVAL FOR LRS, DNV AND GL | 2041.6 | TEM | 1 | LP | 4.25 | 1
3VL97158HA00 | ACCESSORY FOR VL160X VL1600, INSTALL. KIT WITH SAFETY LOCK RONIS, FOR FRONT ROTARY OPER. MECH. AND MOT. OPER. MECH. (FOR VL400 VL1600) | 69.3 | TEM | 1 | LP | 0.267 | 1
3VL98001SC00 | ACCESSORY FOR VL630, VL800, VL1250, VL1600, SHUNT RELEASE 24 V DC RIGHT POLE ONLY | 122.1 | TEM | 1 | LP | 0.151 | 1
3VL98001SQ00 | ACCESSORY FOR VL630, VL800, VL630, VL800, VL1250, VL1600, SHUNT RELEASE 220 250 V DC RIGHT POLE ONLY | 122.1 | TEM | 1 | LP | 0.15 | 1
3VL98001SR00 | ACCESSORY FOR VL630, VL800, VL1250, VL1600, SHUNT RELEASE 110 127 V AC RIGHT POLE ONLY | 122.1 | TEM | 1 | LP | 0.155 | 1
3VL98001ST00 | ACCESSORY FOR VL630, VL800, VL1250, VL1600, SHUNT RELEASE 208 277 V AC RIGHT POLE ONLY | 122.1 | TEM | 1 | LP | 0.149 | 1
3VL98001SV00 | ACCESSORY FOR VL630, VL800, VL1250, VL1600, SHUNT RELEASE 380 600 V AC RIGHT POLE ONLY | 122.1 | TEM | 1 | LP | 0.15 | 1
3VL98001UD00 | ACCESSORIES FOR VL630, VL800, VL1250, VL1600, UNDERVOLTAGE RELEASE 24 V AC FOR MOUNTING ON THE RIGHT | 136.95 | TEM | 1 | LP | 0.118 | 1
3VL98001UG00 | ACCESSORY FOR VL630, VL800, VL1250, VL1600, UNDERVOLTAGE RELEASE 110 127 V AC RIGHT POLE ONLY | 136.95 | TEM | 1 | LP | 0.114 | 1
3VL98001UH00 | ACCESSORY FOR VL630, VL800, VL1250, VL1600, UNDERVOLTAGE RELEASE 220 250 V AC RIGHT POLE ONLY | 136.95 | TEM | 1 | LP | 0.114 | 1
3VL98001UJ00 | ACCESSORY FOR VL630, VL800, VL1250, VL1600, UNDERVOLTAGE RELEASE 380 415 V AC RIGHT POLE ONLY | 136.95 | TEM | 1 | LP | 0.112 | 1
3VL98001UK00 | ACCESSORY FOR VL630, VL800, VL1250, VL1600, UNDERVOLTAGE RELEASE 440 480 V AC RIGHT POLE ONLY | 136.95 | TEM | 1 | LP | 0.115 | 1
3VL98001UP00 | ACCESSORY FOR VL630, VL800, VL1250, VL1600, UNDERVOLTAGE RELEASE 24 V DC RIGHT POLE ONLY | 136.95 | TEM | 1 | LP | 0.119 | 1
3VL98001US00 | ACCESSORY FOR VL630, VL800, VL1250, VL1600, UNDERVOLTAGE RELEASE 220 250 V DC RIGHT POLE ONLY | 136.95 | TEM | 1 | LP | 0.114 | 1
3VL98002AC00 | ACCESSORY FOR VL630, VL800, VL1250, VL1600, AUXILIARY SWITCH KIT 4HS(2NO+2NC) N, LEFT(1), RIGHT | 68.97 | TEM | 1 | LP | 0.09 | 1
3VL98002AE00 | ACCESSORY FOR VL630, VL800, VL1250, VL1600, AUXILIARY/ALARM SWITCH KIT 2HS(1NO+1NC)+1AS(1NO) N, LEFT(1), RIGHT | 59.73 | TEM | 1 | LP | 0.08 | 1
3VL98003HA00 | ACCESSORY FOR VL1250, VL1600, ROTARY DRIVE, DIRECT STANDARD | 138.71 | TEM | 1 | LP | 3.608 | 1
3VL98003HE00 | ACCESSORY FOR VL1250, VL1600, ROTARY DRIVE, DIRECT SHAFT STUB/ NO KNOB USE WITH 8UC63146BD44 OR 8UC63248BD44 | 120.45 | TEM | 1 | LP | 2.859 | 1
3VL98003HF05 | ACCESSORY FOR VL1250, VL1600, DOOR OP.MECH.8UC7 NEW DESIGN HANDLE TIGREY, MASKING FRAME LIGHT GREY FOR INSTALL. IN DOORS, COMPL. | 173.69 | TEM | 1 | LP | 3.94 | 1
3VL98003HL00 | ACCESSORY FOR VL1250, VL1600, HANDLE PADLOCKING DEV. | 100.43 | TEM | 1 | LP | 0.28 | 1
3VL98003HN00 | ACCESSORY FOR VL1250, VL1600, TOGGLE HANDLE EXTENSION WITH SCREWS PACKED IN BAG | 19.36 | TEM | 1 | LP | 0.251 | 1
3VL98003HP00 | ACCESSORY FOR VL1250, VL1600, for VL1200UL, VL1600UL (NG and PG Frame) SUPPORT BRACKET FOR SHAFT, LOCKING DEVICE FOR ROTARY DRIVE, EXTENDED FOR MAX 3 PADLOCKS | 35.97 | TEM | 1 | LP | 0.723 | 1
3VL98003ME10 | ACCESSORY FOR VL1250; VL1600 MOTOR OPERATOR 220250 V AC/DC FOR MCCB GREATER, EQUAL *E02*01* | 880.77 | TEM | 1 | LP | 3.3 | 1
3VL98003MQ00 | ACCESSORY FOR VL1250, VL1600, MOTOR OPERATOR 220250V AC/DC | 1113.09 | TEM | 1 | LP | 7.94 | 1
3VL98004EC30 | ACCESSORY FOR VL1250, VL1600, FRONT BUSBAR CONNECTION SET OF 3 PCS 3 POLE | 133.21 | TEM | 1 | LP | 3.562 | 1
3VL98004EC40 | ACCESSORY FOR VL1250, VL1600, FRONT BUSBAR CONNECTION SET OF 4 PCS 4 POLE | 173.47 | TEM | 1 | LP | 4.385 | 1
3VL98004PF00 | ACCESSORIES FOR CIRCUITBREAKER VL 1250/1600 TRIGGER PIN + SPRING | 58.52 | TEM | 1 | LP | 0.016 | 1
3VL98004PJ00 | ACCESSORY FOR VL1250, VL1600, ACCESSORY CONDUCTOR FOR PLUG IN SOCKET | 59.62 | TEM | 1 | LP | 0.217 | 1
3VL98004RH30 | ACCESSORY FOR VL1600, SET FLAT BUS SET OF 3 PCS 3 POLE | 116.93 | TEM | 1 | LP | 4.965 | 1
3VL98004TA30 | ACCESSORY FOR VL1250, VL1600, NUT PLATE METRIC CONSISTS OF 3 PIECES 3 POLE | 60.06 | TEM | 1 | LP | 0.273 | 1
3VL98004WA30 | ACCESSORY FOR VL1250, VL1600, DRAW OUT ASSEMBLY REAR CONNECTORS 3 POLES | 1335.62 | TEM | 1 | LP | 43.42 | 1
3VL98004WC30 | ACCESSORY FOR VL1250, VL1600, DRAW OUT ASSEMBLY, ASSEMBLY KIT FRONT CONNECTOR 3POLES | 1335.62 | TEM | 1 | LP | 45 | 1
3VL98004WC40 | ACCESSORY FOR VL1250, VL1600, DRAW OUT ASSEMBLY FRONT CONNECTORS 4 POLES | 1799.93 | TEM | 1 | LP | 53 | 1
3VL98008BC00 | ACCESSORY FOR VL1250, VL1600, COVER FRAME IP30 FOR CIRCUIT BREAKER FIXED/PLUG IN MOUNTED | 21.67 | TEM | 1 | LP | 0.064 | 1
3VL98008BG00 | ACCESSORY FOR VL1250, VL1600, COVER FRAME IP40 FOR CIRCUIT BREAKER W.ROTARY/STORED ENERGY MOUNTED | 27.61 | TEM | 1 | LP | 0.278 | 1
3VL98008CA30 | ACCESSORY FOR VL1250, VL1600, TERMINAL COVER EXTENDED 1 PIECE = 2 COVERS 3 POLE | 87.23 | TEM | 1 | LP | 1.24 | 1
3VL98008CA40 | ACCESSORY FOR VL1250, VL1600, TERMINAL COVER EXTENDED 1 PIECE = 2 COVERS 4 POLE | 116.16 | TEM | 1 | LP | 1.5 | 1
3VL98008CB30 | ACCESSORY FOR VL1250, VL1600, TERMINAL COVER STANDARD 1 PIECE = 2 COVERS 3 POLE | 77.44 | TEM | 1 | LP | 0.412 | 1
3VL98008CE00 | ACCESSORY FOR VL1250, VL1600, INTERPHASE BARRIERS 1SET=2PIECES | 21.67 | TEM | 1 | LP | 0.15 | 1
3VL98008LA00 | ACCESSORY FOR VL1250, VL1600, CABLE INTERLOCK SYSTEM | 225.94 | TEM | 1 | LP | 0.305 | 1
3VL98008LC00 | ACCESSORY FOR VL1250, VL1600, WALKINGBEAM INTERLOCK FIXED MOUNTED | 697.95 | TEM | 1 | LP | 2.738 | 1
3VL98008LD00 | ACCESSORY FOR VL1250, VL1600, WALKINGBEAM INTERLOCK DRAWOUT/ PLUGIN | 830.5 | TEM | 1 | LP | 3.402 | 1
3VL98162AL00 | ACCESSORY FOR VL630, VL800, VL1250, VL1600, MOUNTING BRACKET UP TO 4HS N, LEFT(1), RIGHT | 38.17 | TEM | 1 | LP | 0.053 | 1
3VL98162AN10 | ACCESSORY FOR VL630, VL800, VL1250, VL1600, MOUNTING BRACKET 2HS+2AS ONLY LEFT(1) | 37.29 | TEM | 1 | LP | 0.058 | 1
3VL98166SB30 | ELECTRONIC TRIP UNIT VL 1600 3 POLE, LINE PROTECTION ETU10, LI IR=6401600A , OVERLOAD II=1,25TO9XIN, SHORTCIRCUIT | 2526.92 | TEM | 1 | LP | 4.308 | 1
3VL17021DD330AD1 | CIRCUITBREAKER VL160X N STANDARD BREAKING CAPACITY ICU=55KA / 415 V AC 3 POLE, LINE PROTECTION OVERCURRENT RELEASE TM, LI IN=20A, RATED CURRENT IR=16...20A, OVERLOAD II=300A, SHORTCIRCUIT WITHOUT AUXILIARY RELEASE AUXILIARY/ALARM SWITCH KIT 2HS(1NO+1NC)+1AS(1NO) | 211.53 | TEM | 1 | LP | 1.947 | 1
3VL17031DD330AD1 | CIRCUITBREAKER VL160X N STANDARD BREAKING CAPACITY ICU=55KA / 415 V AC 3 POLE, LINE PROTECTION OVERCURRENT RELEASE TM, LI IN=32A, RATED CURRENT IR=2532A, OVERLOAD II=300A, SHORTCIRCUIT WITHOUT AUXILIARY RELEASE AUXILIARY/ALARM SWITCH KIT 2HS(1NO+1NC)+1AS(1NO) | 211.53 | TEM | 1 | LP | 2.107 | 1
3VL17041DD330AD1 | CIRCUITBREAKER VL160X N STANDARD BREAKING CAPACITY ICU=55KA / 415 V AC 3 POLE, LINE PROTECTION OVERCURRENT RELEASE TM, LI IN=40A, RATED CURRENT IR=3240A, OVERLOAD II=600A, SHORTCIRCUIT WITHOUT AUXILIARY RELEASE AUXILIARY/ALARM SWITCH KIT 2HS(1NO+1NC)+1AS(1NO) | 211.53 | TEM | 1 | LP | 2.056 | 1
3VL17041DD360AA0 | CIRCUITBREAKER VL160X N STANDARD BREAKING CAPACITY ICU=55KA / 415 V AC 3 POLE, LINE PROTECTION OVERCURRENT RELEASE TM, LI IN=40A, RATED CURRENT IR=3240A, OVERLOAD II=600A, SHORTCIRCUIT WITH SCREW CONNECTION WITHOUT AUXILIARY RELEASE WITHOUT AUXILIARY/ALARM SWITCH | 158.84 | TEM | 1 | LP | 2.22 | 1
3VL17051DD330AD1 | CIRCUITBREAKER VL160X N STANDARD BREAKING CAPACITY ICU=55KA / 415 V AC 3 POLE, LINE PROTECTION OVERCURRENT RELEASE TM, LI IN=50A, RATED CURRENT IR=4050A, OVERLOAD II=600A, SHORTCIRCUIT WITHOUT AUXILIARY RELEASE AUXILIARY/ALARM SWITCH KIT 2HS(1NO+1NC)+1AS(1NO) | 211.53 | TEM | 1 | LP | 2.084 | 1
3VL17052DD360AB1 | CIRCUITBREAKER VL160X H HIGH BREAKING CAPACITY ICU=70KA / 415 V AC 3 POLE, LINE PROTECTION OVERCURRENT RELEASE TM, LI IN=50A, RATED CURRENT IR=50A, OVERLOAD II=600A, SHORTCIRCUIT WITH SCREW CONNECTION WITHOUT AUXILIARY RELEASE AUXILIARY SWITCH KIT 2HS(1NO+1NC) AUXILIARY SWITCH KIT 2HS(1NO+1NC) | 225.61 | TEM | 1 | LP | 2 | 1
3VL17061DD330AD1 | CIRCUITBREAKER VL160X N STANDARD BREAKING CAPACITY ICU=55KA / 415 V AC 3 POLE, LINE PROTECTION OVERCURRENT RELEASE TM, LI IN=63A, RATED CURRENT IR=5063A, OVERLOAD II=600A, SHORTCIRCUIT WITHOUT AUXILIARY RELEASE AUXILIARY/ALARM SWITCH KIT 2HS(1NO+1NC)+1AS(1NO) | 211.53 | TEM | 1 | LP | 2.093 | 1
3VL17061DD360AA0 | CIRCUITBREAKER VL160X N STANDARD BREAKING CAPACITY ICU=55KA / 415 V AC 3 POLE, LINE PROTECTION OVERCURRENT RELEASE TM, LI IN=63A, RATED CURRENT IR=5063A, OVERLOAD II=600A, SHORTCIRCUIT WITH SCREW CONNECTION WITHOUT AUXILIARY RELEASE WITHOUT AUXILIARY/ALARM SWITCH | 158.84 | TEM | 1 | LP | 2 | 1
3VL17062DD360AB1 | CIRCUITBREAKER VL160X H HIGH BREAKING CAPACITY ICU=70KA / 415 V AC 3 POLE, LINE PROTECTION OVERCURRENT RELEASE TM, LI IN=63A, RATED CURRENT IR=63A, OVERLOAD II=600A, SHORTCIRCUIT WITH SCREW CONNECTION WITHOUT AUXILIARY RELEASE AUXILIARY SWITCH KIT 2HS(1NO+1NC) AUXILIARY SWITCH KIT 2HS(1NO+1NC) | 225.61 | TEM | 1 | LP | 2 | 1
3VL17081DD330AD1 | CIRCUITBREAKER VL160X N STANDARD BREAKING CAPACITY ICU=55KA / 415 V AC 3 POLE, LINE PROTECTION OVERCURRENT RELEASE TM, LI IN=80A, RATED CURRENT IR=6380A, OVERLOAD II=1000A, SHORTCIRCUIT WITHOUT AUXILIARY RELEASE AUXILIARY/ALARM SWITCH KIT 2HS(1NO+1NC)+1AS(1NO) | 211.64 | TEM | 1 | LP | 2.279 | 1
3VL17101DD330AD1 | CIRCUITBREAKER VL160X N STANDARD BREAKING CAPACITY ICU=55KA / 415 V AC 3 POLE, LINE PROTECTION OVERCURRENT RELEASE TM, LI IN=100A, RATED CURRENT IR=80100A, OVERLOAD II=1000A, SHORTCIRCUIT WITHOUT AUXILIARY RELEASE AUXILIARY/ALARM SWITCH KIT 2HS(1NO+1NC)+1AS(1NO) | 237.82 | TEM | 1 | LP | 2.092 | 1
3VL17101DD360AA0 | CIRCUITBREAKER VL160X N STANDARD BREAKING CAPACITY ICU=55KA / 415 V AC 3 POLE, LINE PROTECTION OVERCURRENT RELEASE TM, LI IN=100A, RATED CURRENT IR=80100A, OVERLOAD II=1000A, SHORTCIRCUIT WITH SCREW CONNECTION WITHOUT AUXILIARY RELEASE WITHOUT AUXILIARY/ALARM SWITCH | 185.9 | TEM | 1 | LP | 2.245 | 1
3VL17121DD330AD1 | CIRCUITBREAKER VL160X N STANDARD BREAKING CAPACITY ICU=55KA / 415 V AC 3 POLE, LINE PROTECTION OVERCURRENT RELEASE TM, LI IN=125A, RATED CURRENT IR=100125A, OVERLOAD II=1000A, SHORTCIRCUIT WITHOUT AUXILIARY RELEASE AUXILIARY/ALARM SWITCH KIT 2HS(1NO+1NC)+1AS(1NO) | 273.02 | TEM | 1 | LP | 2.1 | 1
3VL17122DA330AD1 | CIRCUITBREAKER VL160X H HIGH BREAKING CAPACITY ICU=70KA / 415 V AC 3 POLE, LINE PROTECTION OVERCURRENT RELEASE TM, LI IN=125A, RATED CURRENT IR=125A, OVERLOAD II=1000A, SHORTCIRCUIT WITHOUT AUXILIARY RELEASE AUXILIARY/ALARM SWITCH KIT 2HS(1NO+1NC)+1AS(1NO) AUXILIARY/ALARM SWITCH KIT 2HS(1NO+1NC)+1AS(1NO) | 302.83 | TEM | 1 | LP | 2 | 1
3VL17122DD330AA0 | CIRCUITBREAKER VL160X H HIGH BREAKING CAPACITY ICU=70KA / 415 V AC 3 POLE, LINE PROTECTION OVERCURRENT RELEASE TM, LI IN=125A, RATED CURRENT IR=125A, OVERLOAD II=1000A, SHORTCIRCUIT WITHOUT AUXILIARY RELEASE WITHOUT AUXILIARY/ALARM SWITCH | 265.43 | TEM | 1 | LP | 2.24 | 1
3VL17122DD360AB1 | CIRCUITBREAKER VL160X H HIGH BREAKING CAPACITY ICU=70KA / 415 V AC 3 POLE, LINE PROTECTION OVERCURRENT RELEASE TM, LI IN=125A, RATED CURRENT IR=125A, OVERLOAD II=1000A, SHORTCIRCUIT WITH SCREW CONNECTION WITHOUT AUXILIARY RELEASE AUXILIARY SWITCH KIT 2HS(1NO+1NC) AUXILIARY SWITCH KIT 2HS(1NO+1NC) | 301.18 | TEM | 1 | LP | 2 | 1
3VL17161DD330AD1 | CIRCUITBREAKER VL160X N STANDARD BREAKING CAPACITY ICU=55KA / 415 V AC 3 POLE, LINE PROTECTION OVERCURRENT RELEASE TM, LI IN=160A, RATED CURRENT IR=125160A, OVERLOAD II=1500A, SHORTCIRCUIT WITHOUT AUXILIARY RELEASE AUXILIARY/ALARM SWITCH KIT 2HS(1NO+1NC)+1AS(1NO) | 355.74 | TEM | 1 | LP | 2.152 | 1
3VL17161DD360AB1 | CIRCUITBREAKER VL160X N STANDARD BREAKING CAPACITY ICU=55KA / 415 V AC 3 POLE, LINE PROTECTION OVERCURRENT RELEASE TM, LI IN=160A, RATED CURRENT IR=125160A, OVERLOAD II=1500A, SHORTCIRCUIT WITH SCREW CONNECTION WITHOUT AUXILIARY RELEASE AUXILIARY SWITCH KIT 2HS(1NO+1NC) AUXILIARY SWITCH KIT 2HS(1NO+1NC) | 341.11 | TEM | 1 | LP | 2 | 1
3VL17162DD330AA0 | CIRCUITBREAKER VL160X H HIGH BREAKING CAPACITY ICU=70KA / 415 V AC 3 POLE, LINE PROTECTION OVERCURRENT RELEASE TM, LI IN=160A, RATED CURRENT IR=125160A, OVERLOAD II=1500A, SHORTCIRCUIT WITHOUT AUXILIARY RELEASE WITHOUT AUXILIARY/ALARM SWITCH | 374.99 | TEM | 1 | LP | 2.239 | 1
3VL17162DD360AB1 | CIRCUITBREAKER VL160X H HIGH BREAKING CAPACITY ICU=70KA / 415 V AC 3 POLE, LINE PROTECTION OVERCURRENT RELEASE TM, LI IN=160A, RATED CURRENT IR=125160A, OVERLOAD II=1500A, SHORTCIRCUIT WITH SCREW CONNECTION WITHOUT AUXILIARY RELEASE AUXILIARY SWITCH KIT 2HS(1NO+1NC) AUXILIARY SWITCH KIT 2HS(1NO+1NC) | 411.07 | TEM | 1 | LP | 2 | 1
3VL27102DC360AD1 | CIRCUITBREAKER VL 160H HIGH BREAKING CAPACITY ICU=70KA / 415 V AC 3 POLE, LINE PROTECTION OVERCURRENT RELEASE TM, LI IN=100A, RATED CURRENT IR=80100A, OVERLOAD II=5001000A, SHORT CIRCUIT WITH SCREW CONNECTION WITHOUT AUXILIARY RELEASE AUXILIARY/ALARM SWITCH KIT 2HS(1NO+1NC)+1AS(1NO) AUXILIARY/ALARM SWITCH KIT 2HS(1NO+1NC)+1AS(1NO) | 328.02 | TEM | 1 | LP | 2.2 | 1
3VL27102DK360AB1 | CIRCUITBREAKER VL 160H HIGH BREAKING CAPACITY ICU=70KA / 415 V AC 3 POLE, STARTER COMBINATION PROTECTION OVERCURRENT RELEASE MAGNETIC IN=100A, RATED CURRENT II=7501500A, SHORT CIRCUIT WITH SCREW CONNECTION WITHOUT AUXILIARY RELEASE AUXILIARY SWITCH KIT 2HS(1NO+1NC) AUXILIARY SWITCH KIT 2HS(1NO+1NC) | 300.63 | TEM | 1 | LP | 2.2 | 1
3VL27161DC360AA0 | CIRCUITBREAKER VL 160N STANDARD BREAKING CAPACITY ICU=55KA / 415 V AC 3 POLE, LINE PROTECTION OVERCURRENT RELEASE TM, LI IN=160A, RATED CURRENT IR=125160A, OVERLOAD II=8001600A, SHORT CIRCUIT WITH SCREW CONNECTION WITHOUT AUXILIARY RELEASE WITHOUT AUXILIARY/ALARM SWITCH | 333.3 | TEM | 1 | LP | 2.356 | 1
3VL27162DC330AA0 | CIRCUITBREAKER VL 160H HIGH BREAKING CAPACITY ICU=70KA / 415 V AC 3 POLE, LINE PROTECTION OVERCURRENT RELEASE TM, LI IN=160A, RATED CURRENT IR=125160A, OVERLOAD II=8001600A, SHORT CIRCUIT WITHOUT AUXILIARY RELEASE WITHOUT AUXILIARY/ALARM SWITCH | 409.31 | TEM | 1 | LP | 2.568 | 1
3VL27162DC360AB1 | CIRCUITBREAKER VL 160H HIGH BREAKING CAPACITY ICU=70KA / 415 V AC 3 POLE, LINE PROTECTION OVERCURRENT RELEASE TM, LI IN=160A, RATED CURRENT IR=125160A, OVERLOAD II=8001600A, SHORT CIRCUIT WITH SCREW CONNECTION WITHOUT AUXILIARY RELEASE AUXILIARY SWITCH KIT 2HS(1NO+1NC) AUXILIARY SWITCH KIT 2HS(1NO+1NC) | 440.33 | TEM | 1 | LP | 2.2 | 1
3VL27162DK330AB1 | CIRCUITBREAKER VL 160H HIGH BREAKING CAPACITY ICU=70KA / 415 V AC 3 POLE, STARTER COMBINATION PROTECTION OVERCURRENT RELEASE MAGNETIC IN=160A, RATED CURRENT II=12502500A, SHORT CIRCUIT WITHOUT AUXILIARY RELEASE AUXILIARY SWITCH KIT 2HS(1NO+1NC) | 428.34 | TEM | 1 | LP | 2.41 | 1
3VL27162DK360AB1 | CIRCUITBREAKER VL 160H HIGH BREAKING CAPACITY ICU=70KA / 415 V AC 3 POLE, STARTER COMBINATION PROTECTION OVERCURRENT RELEASE MAGNETIC IN=160A, RATED CURRENT II=12502500A, SHORT CIRCUIT WITH SCREW CONNECTION WITHOUT AUXILIARY RELEASE AUXILIARY SWITCH KIT 2HS(1NO+1NC) AUXILIARY SWITCH KIT 2HS(1NO+1NC) | 421.74 | TEM | 1 | LP | 2.2 | 1
3VL37201DC360AB1 | CIRCUITBREAKER VL 250N STANDARD BREAKING CAPACITY ICU=55KA / 415 V AC 3 POLE, LINE PROTECTION OVERCURRENT RELEASE TM, LI IN=200A, RATED CURRENT IR=160200A, OVERLOAD II=10002000A, SHORTCIRCUIT WITHOUT AUXILIARY RELEASE AUXILIARY SWITCH KIT 2HS(1NO+1NC) | 447.92 | TEM | 1 | LP | 2.645 | 1
3VL37201DC360AD1 | CIRCUITBREAKER VL 250N STANDARD BREAKING CAPACITY ICU=55KA / 415 V AC 3 POLE, LINE PROTECTION OVERCURRENT RELEASE TM, LI IN=200A, RATED CURRENT IR=160200A, OVERLOAD II=10002000A, SHORTCIRCUIT WITHOUT AUXILIARY RELEASE AUXILIARY/ALARM SWITCH KIT 2HS(1NO+1NC)+1AS(1NO) | 460.35 | TEM | 1 | LP | 2.8 | 1
3VL37251DC360AB1 | CIRCUITBREAKER VL 250N STANDARD BREAKING CAPACITY ICU=55KA / 415 V AC 3 POLE, LINE PROTECTION OVERCURRENT RELEASE TM, LI IN=250A, RATED CURRENT IR=200250A, OVERLOAD II=12002500A, SHORTCIRCUIT WITHOUT AUXILIARY RELEASE AUXILIARY SWITCH KIT 2HS(1NO+1NC) | 458.15 | TEM | 1 | LP | 2.73 | 1
3VL37251DC360AD1 | CIRCUITBREAKER VL 250N STANDARD BREAKING CAPACITY ICU=55KA / 415 V AC 3 POLE, LINE PROTECTION OVERCURRENT RELEASE TM, LI IN=250A, RATED CURRENT IR=200250A, OVERLOAD II=12002500A, SHORTCIRCUIT WITHOUT AUXILIARY RELEASE AUXILIARY/ALARM SWITCH KIT 2HS(1NO+1NC)+1AS(1NO) | 470.58 | TEM | 1 | LP | 2.61 | 1
3VL37251DC362HD1 | CIRCUITBREAKER VL 250N STANDARD BREAKING CAPACITY ICU=55KA / 415 V AC 3 POLE, LINE PROTECTION OVERCURRENT RELEASE TM, LI IN=250A, RATED CURRENT IR=200250A, OVERLOAD II=12002500A, SHORTCIRCUIT UNDERVOLTAGE RELEASE 220 250 V AC AUXILIARY/ALARM SWITCH KIT 2HS(1NO+1NC)+1AS(1NO) | 557.15 | TEM | 1 | LP | 2.774 | 1
3VL37251DE360AA0 | CIRCUITBREAKER VL 250N STANDARD BREAKING CAPACITY ICU=55KA / 415 V AC 3 POLE, NONAUTOMATIC OVERCURRENT RELEASE MAGNETIC IN=250A, RATED CURRENT II=3500A, SHORTCIRCUIT II=4000A, SHORTCIRCUIT WITHOUT AUXILIARY RELEASE WITHOUT AUXILIARY/ALARM SWITCH | 334.18 | TEM | 1 | LP | 2.628 | 1
3VL37252DC360AA0 | CIRCUITBREAKER VL 250H HIGH BREAKING CAPACITY ICU=70KA / 415 V AC 3 POLE, LINE PROTECTION OVERCURRENT RELEASE TM, LI IN=250A, RATED CURRENT IR=200250A, OVERLOAD II=12002500A, SHORTCIRCUIT WITHOUT AUXILIARY RELEASE WITHOUT AUXILIARY/ALARM SWITCH | 520.74 | TEM | 1 | LP | 2.581 | 1
3VL37252DC360AB1 | CIRCUITBREAKER VL 250H HIGH BREAKING CAPACITY ICU=70KA / 415 V AC 3 POLE, LINE PROTECTION OVERCURRENT RELEASE TM, LI IN=250A, RATED CURRENT IR=200250A, OVERLOAD II=12002500A, SHORTCIRCUIT WITHOUT AUXILIARY RELEASE AUXILIARY SWITCH KIT 2HS(1NO+1NC) | 558.36 | TEM | 1 | LP | 2.575 | 1
3VL37252DC360AD1 | CIRCUITBREAKER VL 250H HIGH BREAKING CAPACITY ICU=70KA / 415 V AC 3 POLE, LINE PROTECTION OVERCURRENT RELEASE TM, LI IN=250A, RATED CURRENT IR=200250A, OVERLOAD II=12002500A, SHORTCIRCUIT WITHOUT AUXILIARY RELEASE AUXILIARY/ALARM SWITCH KIT 2HS(1NO+1NC)+1AS(1NO) | 570.79 | TEM | 1 | LP | 2.52 | 1
3VL37252DE360AA0 | CIRCUITBREAKER VL 250H HIGH BREAKING CAPACITY ICU=70KA / 415 V AC 3 POLE, NONAUTOMATIC OVERCURRENT RELEASE MAGNETIC IN=250A, RATED CURRENT II=3500A, SHORTCIRCUIT II=4000A, SHORTCIRCUIT WITHOUT AUXILIARY RELEASE WITHOUT AUXILIARY/ALARM SWITCH | 415.91 | TEM | 1 | LP | 2.657 | 1
3VL37252DK360AA0 | CIRCUITBREAKER VL 250H HIGH BREAKING CAPACITY ICU=70KA / 415 V AC 3 POLE, STARTER COMBINATION PROTECTION OVERCURRENT RELEASE MAGNETIC IN=250A, RATED CURRENT II=17503500A, SHORTCIRCUIT WITHOUT AUXILIARY RELEASE WITHOUT AUXILIARY/ALARM SWITCH | 402.38 | TEM | 1 | LP | 2.558 | 1
3VL37252DK360AB1 | CIRCUITBREAKER VL 250H HIGH BREAKING CAPACITY ICU=70KA / 415 V AC 3 POLE, STARTER COMBINATION PROTECTION OVERCURRENT RELEASE MAGNETIC IN=250A, RATED CURRENT II=17503500A, SHORTCIRCUIT WITHOUT AUXILIARY RELEASE AUXILIARY SWITCH KIT 2HS(1NO+1NC) | 440 | TEM | 1 | LP | 2.54 | 1
3VL47252DK360AB1 | CIRCUITBREAKER VL 400H HIGH BREAKING CAPACITY ICU=70KA / 415 V AC 3 POLE, STARTER COMBINATION PROTECTION OVERCURRENT RELEASE MAGNETIC IN=250A, RATED CURRENT II=20004000A, SHORTCIRCUIT WITHOUT AUXILIARY RELEASE AUXILIARY SWITCH KIT 2HS(1NO+1NC) | 782.54 | TEM | 1 | LP | 6 | 1
3VL47311DC360AB1 | CIRCUITBREAKER VL 400N STANDARD BREAKING CAPACITY ICU=55KA / 415 V AC 3 POLE, LINE PROTECTION OVERCURRENT RELEASE TM, LI IN=315A, RATED CURRENT IR=250315A, OVERLOAD II=15753150A, SHORT CIRCUIT WITHOUT AUXILIARY RELEASE AUXILIARY SWITCH KIT 2HS(1NO+1NC) | 727.54 | TEM | 1 | LP | 6.245 | 1
3VL47311DC360AD1 | CIRCUITBREAKER VL 400N STANDARD BREAKING CAPACITY ICU=55KA / 415 V AC 3 POLE, LINE PROTECTION OVERCURRENT RELEASE TM, LI IN=315A, RATED CURRENT IR=250315A, OVERLOAD II=15753150A, SHORT CIRCUIT WITHOUT AUXILIARY RELEASE AUXILIARY/ALARM SWITCH KIT 2HS(1NO+1NC)+1AS(1NO) | 739.97 | TEM | 1 | LP | 6.251 | 1
3VL47312DC360AB1 | CIRCUITBREAKER VL 400H HIGH BREAKING CAPACITY ICU=70KA / 415 V AC 3 POLE, LINE PROTECTION OVERCURRENT RELEASE TM, LI IN=315A, RATED CURRENT IR=250315A, OVERLOAD II=15753150A, SHORT CIRCUIT WITHOUT AUXILIARY RELEASE AUXILIARY SWITCH KIT 2HS(1NO+1NC) | 845.79 | TEM | 1 | LP | 6.167 | 1
3VL47312DC360AD1 | CIRCUITBREAKER VL 400H HIGH BREAKING CAPACITY ICU=70KA / 415 V AC 3 POLE, LINE PROTECTION OVERCURRENT RELEASE TM, LI IN=315A, RATED CURRENT IR=250315A, OVERLOAD II=15753150A, SHORT CIRCUIT WITHOUT AUXILIARY RELEASE AUXILIARY/ALARM SWITCH KIT 2HS(1NO+1NC)+1AS(1NO) | 858.22 | TEM | 1 | LP | 6.204 | 1
3VL47312DK360AB1 | CIRCUITBREAKER VL 400H HIGH BREAKING CAPACITY ICU=70KA / 415 V AC 3 POLE, STARTER COMBINATION PROTECTION OVERCURRENT RELEASE MAGNETIC IN=315A, RATED CURRENT II=20004000A, SHORTCIRCUIT WITHOUT AUXILIARY RELEASE AUXILIARY SWITCH KIT 2HS(1NO+1NC) | 782.54 | TEM | 1 | LP | 5.98 | 1
3VL47401DC360AB1 | CIRCUITBREAKER VL 400N STANDARD BREAKING CAPACITY ICU=55KA / 415 V AC 3 POLE, LINE PROTECTION OVERCURRENT RELEASE TM, LI IN=400A, RATED CURRENT IR=320400A, OVERLOAD II=20004000A, SHORT CIRCUIT WITHOUT AUXILIARY RELEASE AUXILIARY SWITCH KIT 2HS(1NO+1NC) | 793.87 | TEM | 1 | LP | 6.38 | 1
3VL47401DC360AD1 | CIRCUITBREAKER VL 400N STANDARD BREAKING CAPACITY ICU=55KA / 415 V AC 3 POLE, LINE PROTECTION OVERCURRENT RELEASE TM, LI IN=400A, RATED CURRENT IR=320400A, OVERLOAD II=20004000A, SHORT CIRCUIT WITHOUT AUXILIARY RELEASE AUXILIARY/ALARM SWITCH KIT 2HS(1NO+1NC)+1AS(1NO) | 806.3 | TEM | 1 | LP | 6.173 | 1
3VL47401DE360AA0 | CIRCUITBREAKER VL 400N STANDARD BREAKING CAPACITY ICU=55KA / 415 V AC 3 POLE, NONAUTOMATIC OVERCURRENT RELEASE MAGNETIC IN=400A, RATED CURRENT II=4000A, SHORT CIRCUIT WITHOUT AUXILIARY RELEASE WITHOUT AUXILIARY/ALARM SWITCH | 534.16 | TEM | 1 | LP | 6.145 | 1
3VL47402DC360AB1 | CIRCUITBREAKER VL 400H HIGH BREAKING CAPACITY ICU=70KA / 415 V AC 3 POLE, LINE PROTECTION OVERCURRENT RELEASE TM, LI IN=400A, RATED CURRENT IR=320400A, OVERLOAD II=20004000A, SHORT CIRCUIT WITHOUT AUXILIARY RELEASE AUXILIARY SWITCH KIT 2HS(1NO+1NC) | 897.16 | TEM | 1 | LP | 6.173 | 1
3VL57502DC360AC1 | CIRCUITBREAKER VL 630H HIGH BREAKING CAPACITY ICU=70KA / 415 V AC 3 POLE, LINE PROTECTION OVERCURRENT RELEASE TM, LI IN=500A, RATED CURRENT IR=400500A, OVERLOAD II=25005000A, SHORT CIRCUIT WITHOUT AUXILIARY RELEASE AUXILIARY SWITCH KIT 4HS(2NO+2NC) | 1270.94 | TEM | 1 | LP | 9.295 | 1
3VL57502DK360AC1 | CIRCUITBREAKER VL 630H HIGH BREAKING CAPACITY ICU=70KA / 415 V AC 3 POLE, STARTER COMBINATION PROTECTION OVERCURRENT RELEASE MAGNETIC IN=500A, RATED CURRENT II=32506300A, SHORT CIRCUIT WITHOUT AUXILIARY RELEASE AUXILIARY SWITCH KIT 4HS(2NO+2NC) AUXILIARY SWITCH KIT 4HS(2NO+2NC) | 1198.67 | TEM | 1 | LP | 9 | 1
3VL57631DE360AA0 | CIRCUITBREAKER VL 630N STANDARD BREAKING CAPACITY ICU=55KA / 415 V AC 3 POLE, NONAUTOMATIC OVERCURRENT RELEASE MAGNETIC IN=630A, RATED CURRENT II=6300A, SHORT CIRCUIT WITHOUT AUXILIARY RELEASE WITHOUT AUXILIARY/ALARM SWITCH | 749.98 | TEM | 1 | LP | 9.115 | 1
3VL57632DC360AC1 | CIRCUITBREAKER VL 630H HIGH BREAKING CAPACITY ICU=70KA / 415 V AC 3 POLE, LINE PROTECTION OVERCURRENT RELEASE TM, LI IN=630A, RATED CURRENT IR=500630A, OVERLOAD II=32506500A, SHORT CIRCUIT WITHOUT AUXILIARY RELEASE AUXILIARY SWITCH KIT 4HS(2NO+2NC) | 1303.5 | TEM | 1 | LP | 9.149 | 1
3VL57632DC360AE1 | CIRCUITBREAKER VL 630H HIGH BREAKING CAPACITY ICU=70KA / 415 V AC 3 POLE, LINE PROTECTION OVERCURRENT RELEASE TM, LI IN=630A, RATED CURRENT IR=500630A, OVERLOAD II=32506500A, SHORT CIRCUIT WITHOUT AUXILIARY RELEASE AUXILIARY/ALARM SWITCH KIT 2HS(1NO+1NC)+1AS(1NO) | 1294.26 | TEM | 1 | LP | 9.29 | 1
3VL57632DE360AA0 | CIRCUITBREAKER VL 630H HIGH BREAKING CAPACITY ICU=70KA / 415 V AC 3 POLE, NONAUTOMATIC OVERCURRENT RELEASE MAGNETIC IN=630A, RATED CURRENT II=6300A, SHORT CIRCUIT WITHOUT AUXILIARY RELEASE WITHOUT AUXILIARY/ALARM SWITCH | 909.59 | TEM | 1 | LP | 9.086 | 1
3VL67802SB360AA0 | CIRCUITBREAKER VL 800H HIGH BREAKING CAPACITY ICU=70KA / 415 V AC 3 POLE, LINE PROTECTION ELECTRONIC TRIP UNIT ETU10, LI IN=800A, RATED CURRENT IR=320800A, OVERLOAD II=1,25TO8XIN, SHORTCIRCUIT WITHOUT AUXILIARY RELEASE WITHOUT AUXILIARY/ALARM SWITCH | 1628.11 | TEM | 1 | LP | 16.236 | 1
3VL77101SE360AC1 | CIRCUITBREAKER VL 1250N STANDARD BREAKING CAPACITY ICU=55KA / 415 V AC 3 POLE, LINE PROTECTION ELECTRONIC TRIP UNIT ETU20, LSI IN=1000A, RATED CURRENT IR=4001000A, OVERLOAD ISD=1,5TO10XIR, II=11XIN SHORTCIRCUIT WITHOUT AUXILIARY RELEASE AUXILIARY SWITCH KIT 4HS(2NO+2NC) AUXILIARY SWITCH KIT 4HS(2NO+2NC) | 2077.68 | TEM | 1 | LP | 25 | 1
3VL77122SB360AA0 | CIRCUITBREAKER VL 1250H HIGH BREAKING CAPACITY ICU=70KA / 415 V AC 3 POLE, LINE PROTECTION ELECTRONIC TRIP UNIT ETU10, LI IN=1250A, RATED CURRENT IR=5001250A, OVERLOAD II=1,25TO10XIN, SHORT CIRCUIT WITHOUT AUXILIARY RELEASE WITHOUT AUXILIARY/ALARM SWITCH | 2392.17 | TEM | 1 | LP | 26.6 | 1
3VL91003ME10 | ACCESSORY FOR VL160X MOTOR OPERATOR 220250 V AC/DC | 283.47 | TEM | 1 | LP | 1.802 | 1
3VL91004PA30 | ACCESSORY FOR VL160X, PLUG IN SOCKET KIT ASSEMBLY REAR CONNECTORS 3 POLE | 156.53 | TEM | 1 | LP | 2.49 | 1
3VL91004PC30 | ACCESSORY FOR VL160X, PLUG IN SOCKET KIT ASSEMBLY FRONT CONNECTORS 3 POLE | 156.53 | TEM | 1 | LP | 2.291 | 1
3VL93003HE00 | ACCESSORY FOR VL160X, VL160, VL250, ROTARY DRIVE, DIRECT SHAFT STUB/ NO KNOB USE WITH 8UC62626BD22 OR 8UC62728BD22 | 51.15 | TEM | 1 | LP | 0.411 | 1
3VL93003HF05 | ACCESSORY FOR VL160X, VL160, VL250 DOORCOUPLING OPERAT. MECHANISM FOR INSTALLAT. IN DOORS, COMPL. STANDARD DOOR DRIVE 8UC7 HANDLE TIGREY, MASKING FRAME LIGHT GRAY | 80.3 | TEM | 1 | LP | 0.8 | 1
3VL93003HL00 | ACCESSORY FOR VL160X, VL160, VL250, HANDLE PADLOCKING DEV. | 39.6 | TEM | 1 | LP | 0.077 | 1
3VL93003ME10 | ACCESSORY FOR VL160; VL250 MOTOR OPERATOR 220250 V AC/DC | 332.75 | TEM | 1 | LP | 1.805 | 1
3VL93003MQ00 | ACCESSORY FOR VL160X, VL160, VL250, STORED ENERGY OPERATOR 220250V AC/DC | 414.48 | TEM | 1 | LP | 2.818 | 1
3VL93004PC30 | ACCESSORY FOR VL250, PLUG IN SOCKET KIT ASSEMBLY FRONT CONNECTORS 3 POLE | 170.61 | TEM | 1 | LP | 2.4 | 1
3VL93004PJ00 | ACCESSORY FOR VL160X, VL160, VL250, ACCESSORY CONDUCTOR FOR PLUG IN SOCKET | 39.82 | TEM | 1 | LP | 0.196 | 1
3VL93008BC00 | ACCESSORY FOR VL160X, VL160, VL250, COVER FRAME IP30 FOR CIRCUIT BREAKER FIXED/PLUG IN MOUNTED | 11.66 | TEM | 1 | LP | 0.061 | 1
3VL93008CE00 | ACCESSORY FOR VL160X, VL160, VL250, INTERPHASE BARRIERS 1SET=2PIECES | 15.62 | TEM | 1 | LP | 0.035 | 1
3VL93008LD00 | ACCESSORY FOR VL160X, VL160, VL250, WALKINGBEAM INTERLOCK DRAWOUT/ PLUGIN | 334.95 | TEM | 1 | LP | 0.383 | 1
3VL94001UH00 | ACCESSORY FOR VL160X, VL160, VL250, VL400, UNDERVOLTAGE RELEASE 220 250 V AC RIGHT POLE ONLY | 86.57 | TEM | 1 | LP | 0.105 | 1
3VL94003HE00 | ACCESSORY FOR VL400, ROTARY DRIVE, DIRECT SHAFT STUB/ NO KNOB USE WITH 8UC63146BD44 OR 8UC63248BD44 | 49.06 | TEM | 1 | LP | 1.126 | 1
3VL94003HF05 | ACCESSORY FOR VL400, FOR INSTALLAT. IN DOORS, COMPL. DOOR DRIVE 8UC7 HANDLE TIGREY, MASKING FRAME LIGHT GRAY | 110.66 | TEM | 1 | LP | 1.51 | 1
3VL94003HL00 | ACCESSORY FOR VL400, HANDLE PADLOCKING DEV. | 55.11 | TEM | 1 | LP | 0.144 | 1
3VL94004PC30 | ACCESSORY FOR VL400, PLUG IN SOCKET KIT ASSEMBLY FRONT CONNECTORS 3 POLE | 439.45 | TEM | 1 | LP | 6.67 | 1
3VL94004PJ00 | ACCESSORY FOR VL400, ACCESSORY CONDUCTOR FOR PLUG IN SOCKET | 47.19 | TEM | 1 | LP | 0.215 | 1
3VL94008BC00 | ACCESSORY FOR VL400, COVER FRAME IP30 FOR CIRCUIT BREAKER FIXED/PLUG IN MOUNTED | 15.51 | TEM | 1 | LP | 0.053 | 1
3VL96003HE00 | ACCESSORY FOR VL630, VL800, ROTARY DRIVE, DIRECT SHAFT STUB/ NO KNOB USE WITH 8UC63146BD44 OR 8UC63248BD44 | 65.12 | TEM | 1 | LP | 1.154 | 1
3VL96003HF05 | ACCESSORY FOR VL630, VL800, DOOR OP.MECH. 8UC7 NEW DESIGN HANDLE TIGREY, MASKING FRAME LIGHT GREY FOR INSTALL.IN DOORS, COMPL. | 118.36 | TEM | 1 | LP | 1.66 | 1
3VL96003MN00 | ACCESSORY FOR VL630, VL800, STORED ENERGY OPERATOR 110127V AC/DC | 866.03 | TEM | 1 | LP | 5.473 | 1
3VL96008CE00 | ACCESSORY FOR VL400, VL630, VL800, INTERPHASE BARRIERS 1SET=2PIECES | 18.26 | TEM | 1 | LP | 0.057 | 1
3VL17021DA330AA0 | CIRCUITBREAKER VL160X N STANDARD BREAKING CAPACITY ICU=55KA / 415 V AC 3 POLE, LINE PROTECTION OVERCURRENT RELEASE TM, LI IN=20A, RATED CURRENT IR=20A, OVERLOAD II=300A, SHORTCIRCUIT WITHOUT AUXILIARY RELEASE WITHOUT AUXILIARY/ALARM SWITCH | 152.79 | TEM | 1 | LP | 1.971 | 1
3VL17021DD330AA0 | CIRCUITBREAKER VL160X N STANDARD BREAKING CAPACITY ICU=55KA / 415 V AC 3 POLE, LINE PROTECTION OVERCURRENT RELEASE TM, LI IN=20A, RATED CURRENT IR=16...20A, OVERLOAD II=300A, SHORTCIRCUIT WITHOUT AUXILIARY RELEASE WITHOUT AUXILIARY/ALARM SWITCH | 161.48 | TEM | 1 | LP | 1.947 | 1
3VL17021DD330AB1 | CIRCUITBREAKER VL160X N STANDARD BREAKING CAPACITY ICU=55KA / 415 V AC 3 POLE, LINE PROTECTION OVERCURRENT RELEASE TM, LI IN=20A, RATED CURRENT IR=16...20A, OVERLOAD II=300A, SHORTCIRCUIT WITHOUT AUXILIARY RELEASE AUXILIARY SWITCH KIT 2HS(1NO+1NC) | 199.1 | TEM | 1 | LP | 1.947 | 1
3VL17021DD330AD1 | CIRCUITBREAKER VL160X N STANDARD BREAKING CAPACITY ICU=55KA / 415 V AC 3 POLE, LINE PROTECTION OVERCURRENT RELEASE TM, LI IN=20A, RATED CURRENT IR=16...20A, OVERLOAD II=300A, SHORTCIRCUIT WITHOUT AUXILIARY RELEASE AUXILIARY/ALARM SWITCH KIT 2HS(1NO+1NC)+1AS(1NO) | 211.53 | TEM | 1 | LP | 1.947 | 1
3VL17021DD360AA0 | CIRCUITBREAKER VL160X N STANDARD BREAKING CAPACITY ICU=55KA / 415 V AC 3 POLE, LINE PROTECTION OVERCURRENT RELEASE TM, LI IN=20A, RATED CURRENT IR=16...20A, OVERLOAD II=300A, SHORTCIRCUIT WITH SCREW CONNECTION WITHOUT AUXILIARY RELEASE WITHOUT AUXILIARY/ALARM SWITCH | 158.84 | TEM | 1 | LP | 1.947 | 1
3VL17022DD330AA0 | CIRCUITBREAKER VL160X H HIGH BREAKING CAPACITY ICU=70KA / 415 V AC 3 POLE, LINE PROTECTION OVERCURRENT RELEASE TM, LI IN=20A, RATED CURRENT IR=20A, OVERLOAD II=300A, SHORTCIRCUIT WITHOUT AUXILIARY RELEASE WITHOUT AUXILIARY/ALARM SWITCH | 188.54 | TEM | 1 | LP | 1.9 | 1
3VL17022DD332SD1 | CIRCUITBREAKER VL160X H HIGH BREAKING CAPACITY ICU=70KA / 415 V AC 3 POLE, LINE PROTECTION OVERCURRENT RELEASE TM, LI IN=20A, RATED CURRENT IR=20A, OVERLOAD II=300A, SHORTCIRCUIT UNDERVOLTAGE RELEASE 220 250 V DC AUXILIARY/ALARM SWITCH KIT 2HS(1NO+1NC)+1AS(1NO) AUXILIARY/ALARM SWITCH KIT 2HS(1NO+1NC)+1AS(1NO) | 325.16 | TEM | 1 | LP | 1.9 | 1
3VL17031DA330AA0 | CIRCUITBREAKER VL160X N STANDARD BREAKING CAPACITY ICU=55KA / 415 V AC 3 POLE, LINE PROTECTION OVERCURRENT RELEASE TM, LI IN=32A, RATED CURRENT IR=32A, OVERLOAD II=300A, SHORTCIRCUIT WITHOUT AUXILIARY RELEASE WITHOUT AUXILIARY/ALARM SWITCH | 152.79 | TEM | 1 | LP | 1.971 | 1
3VL17031DA330AB1 | CIRCUITBREAKER VL160X N STANDARD BREAKING CAPACITY ICU=55KA / 415 V AC 3 POLE, LINE PROTECTION OVERCURRENT RELEASE TM, LI IN=32A, RATED CURRENT IR=32A, OVERLOAD II=300A, SHORTCIRCUIT WITHOUT AUXILIARY RELEASE AUXILIARY SWITCH KIT 2HS(1NO+1NC) | 190.41 | TEM | 1 | LP | 2.038 | 1
3VL17031DD330AA0 | CIRCUITBREAKER VL160X N STANDARD BREAKING CAPACITY ICU=55KA / 415 V AC 3 POLE, LINE PROTECTION OVERCURRENT RELEASE TM, LI IN=32A, RATED CURRENT IR=2532A, OVERLOAD II=300A, SHORTCIRCUIT WITHOUT AUXILIARY RELEASE WITHOUT AUXILIARY/ALARM SWITCH | 161.48 | TEM | 1 | LP | 1.989 | 1
3VL17031DD330AB1 | CIRCUITBREAKER VL160X N STANDARD BREAKING CAPACITY ICU=55KA / 415 V AC 3 POLE, LINE PROTECTION OVERCURRENT RELEASE TM, LI IN=32A, RATED CURRENT IR=2532A, OVERLOAD II=300A, SHORTCIRCUIT WITHOUT AUXILIARY RELEASE AUXILIARY SWITCH KIT 2HS(1NO+1NC) | 199.1 | TEM | 1 | LP | 1.989 | 1
3VL17031DD330AD1 | CIRCUITBREAKER VL160X N STANDARD BREAKING CAPACITY ICU=55KA / 415 V AC 3 POLE, LINE PROTECTION OVERCURRENT RELEASE TM, LI IN=32A, RATED CURRENT IR=2532A, OVERLOAD II=300A, SHORTCIRCUIT WITHOUT AUXILIARY RELEASE AUXILIARY/ALARM SWITCH KIT 2HS(1NO+1NC)+1AS(1NO) | 211.53 | TEM | 1 | LP | 2.107 | 1
3VL17031DD360AA0 | CIRCUITBREAKER VL160X N STANDARD BREAKING CAPACITY ICU=55KA / 415 V AC 3 POLE, LINE PROTECTION OVERCURRENT RELEASE TM, LI IN=32A, RATED CURRENT IR=2532A, OVERLOAD II=300A, SHORTCIRCUIT WITH SCREW CONNECTION WITHOUT AUXILIARY RELEASE WITHOUT AUXILIARY/ALARM SWITCH | 158.84 | TEM | 1 | LP | 2.198 | 1
3VL17031DD360AB1 | CIRCUITBREAKER VL160X N STANDARD BREAKING CAPACITY ICU=55KA / 415 V AC 3 POLE, LINE PROTECTION OVERCURRENT RELEASE TM, LI IN=32A, RATED CURRENT IR=2532A, OVERLOAD II=300A, SHORTCIRCUIT WITH SCREW CONNECTION WITHOUT AUXILIARY RELEASE AUXILIARY SWITCH KIT 2HS(1NO+1NC) AUXILIARY SWITCH KIT 2HS(1NO+1NC) | 196.46 | TEM | 1 | LP | 2 | 1
3VL17031DD360AD1 | CIRCUITBREAKER VL160X N STANDARD BREAKING CAPACITY ICU=55KA / 415 V AC 3 POLE, LINE PROTECTION OVERCURRENT RELEASE TM, LI IN=32A, RATED CURRENT IR=2532A, OVERLOAD II=300A, SHORTCIRCUIT WITH SCREW CONNECTION WITHOUT AUXILIARY RELEASE AUXILIARY/ALARM SWITCH KIT 2HS(1NO+1NC)+1AS(1NO) AUXILIARY/ALARM SWITCH KIT 2HS(1NO+1NC)+1AS(1NO) | 208.89 | TEM | 1 | LP | 2 | 1
3VL17031EA430AB1 | CIRCUITBREAKER VL160X N STANDARD BREAKING CAPACITY ICU=55KA / 415 V AC 4 POLE, LINE PROTECTION OVERCURRENT RELEASE TM, LI IN=32A, RATED CURRENT IR=32A, OVERLOAD II=300A, SHORTCIRCUIT N PROTECTED WITHOUT AUXILIARY RELEASE AUXILIARY SWITCH KIT 2HS(1NO+1NC) | 237.49 | TEM | 1 | LP | 2.894 | 1
3VL17031EA430AD1 | CIRCUITBREAKER VL160X N STANDARD BREAKING CAPACITY ICU=55KA / 415 V AC 4 POLE, LINE PROTECTION OVERCURRENT RELEASE TM, LI IN=32A, RATED CURRENT IR=32A, OVERLOAD II=300A, SHORTCIRCUIT N PROTECTED WITHOUT AUXILIARY RELEASE AUXILIARY/ALARM SWITCH KIT 2HS(1NO+1NC)+1AS(1NO) | 249.92 | TEM | 1 | LP | 2.894 | 1
3VL17031EH430AA0 | CIRCUITBREAKER VL160X N STANDARD BREAKING CAPACITY ICU=55KA / 415 V AC 4 POLE, LINE PROTECTION OVERCURRENT RELEASE TM, LI IN=32A, RATED CURRENT IR=32A, OVERLOAD II=300A, SHORTCIRCUIT N NOT PROTECTED WITHOUT AUXILIARY RELEASE WITHOUT AUXILIARY/ALARM SWITCH | 190.19 | TEM | 1 | LP | 2.742 | 1
3VL17031EH460AD1 | CIRCUITBREAKER VL160X N STANDARD BREAKING CAPACITY ICU=55KA / 415 V AC 4 POLE, LINE PROTECTION OVERCURRENT RELEASE TM, LI IN=32A, RATED CURRENT IR=32A, OVERLOAD II=300A, SHORTCIRCUIT N NOT PROTECTED WITH SCREW CONNECTION WITHOUT AUXILIARY RELEASE AUXILIARY/ALARM SWITCH KIT 2HS(1NO+1NC)+1AS(1NO) AUXILIARY/ALARM SWITCH KIT 2HS(1NO+1NC)+1AS(1NO) | 237.16 | TEM | 1 | LP | 2.5 | 1
3VL17032DA330AA0 | CIRCUITBREAKER VL160X H HIGH BREAKING CAPACITY ICU=70KA / 415 V AC 3 POLE, LINE PROTECTION OVERCURRENT RELEASE TM, LI IN=32A, RATED CURRENT IR=32A, OVERLOAD II=300A, SHORTCIRCUIT WITHOUT AUXILIARY RELEASE WITHOUT AUXILIARY/ALARM SWITCH | 180.4 | TEM | 1 | LP | 1.971 | 1
3VL17032DD330AA0 | CIRCUITBREAKER VL160X H HIGH BREAKING CAPACITY ICU=70KA / 415 V AC 3 POLE, LINE PROTECTION OVERCURRENT RELEASE TM, LI IN=32A, RATED CURRENT IR=32A, OVERLOAD II=300A, SHORTCIRCUIT WITHOUT AUXILIARY RELEASE WITHOUT AUXILIARY/ALARM SWITCH | 188.54 | TEM | 1 | LP | 2.21 | 1
3VL17032DD330AB1 | CIRCUITBREAKER VL160X H HIGH BREAKING CAPACITY ICU=70KA / 415 V AC 3 POLE, LINE PROTECTION OVERCURRENT RELEASE TM, LI IN=32A, RATED CURRENT IR=32A, OVERLOAD II=300A, SHORTCIRCUIT WITHOUT AUXILIARY RELEASE AUXILIARY SWITCH KIT 2HS(1NO+1NC) AUXILIARY SWITCH KIT 2HS(1NO+1NC) | 226.16 | TEM | 1 | LP | 2 | 1
3VL17041DA330AA0 | CIRCUITBREAKER VL160X N STANDARD BREAKING CAPACITY ICU=55KA / 415 V AC 3 POLE, LINE PROTECTION OVERCURRENT RELEASE TM, LI IN=40A, RATED CURRENT IR=40A, OVERLOAD II=600A, SHORTCIRCUIT WITHOUT AUXILIARY RELEASE WITHOUT AUXILIARY/ALARM SWITCH | 154.55 | TEM | 1 | LP | 2.198 | 1
3VL17041DA360AD1 | CIRCUITBREAKER VL160X N STANDARD BREAKING CAPACITY ICU=55KA / 415 V AC 3 POLE, LINE PROTECTION OVERCURRENT RELEASE TM, LI IN=40A, RATED CURRENT IR=40A, OVERLOAD II=600A, SHORTCIRCUIT WITH SCREW CONNECTION WITHOUT AUXILIARY RELEASE AUXILIARY/ALARM SWITCH KIT 2HS(1NO+1NC)+1AS(1NO) AUXILIARY/ALARM SWITCH KIT 2HS(1NO+1NC)+1AS(1NO) | 202.07 | TEM | 1 | LP | 2 | 1
3VL17041DD330AA0 | CIRCUITBREAKER VL160X N STANDARD BREAKING CAPACITY ICU=55KA / 415 V AC 3 POLE, LINE PROTECTION OVERCURRENT RELEASE TM, LI IN=40A, RATED CURRENT IR=3240A, OVERLOAD II=600A, SHORTCIRCUIT WITHOUT AUXILIARY RELEASE WITHOUT AUXILIARY/ALARM SWITCH | 161.48 | TEM | 1 | LP | 2.22 | 1
3VL17041DD330AB1 | CIRCUITBREAKER VL160X N STANDARD BREAKING CAPACITY ICU=55KA / 415 V AC 3 POLE, LINE PROTECTION OVERCURRENT RELEASE TM, LI IN=40A, RATED CURRENT IR=3240A, OVERLOAD II=600A, SHORTCIRCUIT WITHOUT AUXILIARY RELEASE AUXILIARY SWITCH KIT 2HS(1NO+1NC) | 199.1 | TEM | 1 | LP | 2.115 | 1
3VL17041DD330AD1 | CIRCUITBREAKER VL160X N STANDARD BREAKING CAPACITY ICU=55KA / 415 V AC 3 POLE, LINE PROTECTION OVERCURRENT RELEASE TM, LI IN=40A, RATED CURRENT IR=3240A, OVERLOAD II=600A, SHORTCIRCUIT WITHOUT AUXILIARY RELEASE AUXILIARY/ALARM SWITCH KIT 2HS(1NO+1NC)+1AS(1NO) | 211.53 | TEM | 1 | LP | 2.056 | 1
3VL17041DD338TA0 | CIRCUITBREAKER VL160X N STANDARD BREAKING CAPACITY ICU=55KA / 415 V AC 3 POLE, LINE PROTECTION OVERCURRENT RELEASE TM, LI IN=40A, RATED CURRENT IR=3240A, OVERLOAD II=600A, SHORTCIRCUIT SHUNT RELEASE 208 277 V AC WITHOUT AUXILIARY/ALARM SWITCH WITHOUT AUXILIARY/ALARM SWITCH | 226.27 | TEM | 1 | LP | 2 | 1
3VL17041DD360AA0 | CIRCUITBREAKER VL160X N STANDARD BREAKING CAPACITY ICU=55KA / 415 V AC 3 POLE, LINE PROTECTION OVERCURRENT RELEASE TM, LI IN=40A, RATED CURRENT IR=3240A, OVERLOAD II=600A, SHORTCIRCUIT WITH SCREW CONNECTION WITHOUT AUXILIARY RELEASE WITHOUT AUXILIARY/ALARM SWITCH | 158.84 | TEM | 1 | LP | 2.22 | 1
3VL17041DD360AD1 | CIRCUITBREAKER VL160X N STANDARD BREAKING CAPACITY ICU=55KA / 415 V AC 3 POLE, LINE PROTECTION OVERCURRENT RELEASE TM, LI IN=40A, RATED CURRENT IR=3240A, OVERLOAD II=600A, SHORTCIRCUIT WITH SCREW CONNECTION WITHOUT AUXILIARY RELEASE AUXILIARY/ALARM SWITCH KIT 2HS(1NO+1NC)+1AS(1NO) AUXILIARY/ALARM SWITCH KIT 2HS(1NO+1NC)+1AS(1NO) | 208.89 | TEM | 1 | LP | 2 | 1
3VL17041EA460AA0 | CIRCUITBREAKER VL160X N STANDARD BREAKING CAPACITY ICU=55KA / 415 V AC 4 POLE, LINE PROTECTION OVERCURRENT RELEASE TM, LI IN=40A, RATED CURRENT IR=40A, OVERLOAD II=600A, SHORTCIRCUIT N PROTECTED WITH SCREW CONNECTION WITHOUT AUXILIARY RELEASE WITHOUT AUXILIARY/ALARM SWITCH | 196.13 | TEM | 1 | LP | 2.659 | 1
3VL17041EA460AB1 | CIRCUITBREAKER VL160X N STANDARD BREAKING CAPACITY ICU=55KA / 415 V AC 4 POLE, LINE PROTECTION OVERCURRENT RELEASE TM, LI IN=40A, RATED CURRENT IR=40A, OVERLOAD II=600A, SHORTCIRCUIT N PROTECTED WITH SCREW CONNECTION WITHOUT AUXILIARY RELEASE AUXILIARY SWITCH KIT 2HS(1NO+1NC) AUXILIARY SWITCH KIT 2HS(1NO+1NC) | 233.75 | TEM | 1 | LP | 2.5 | 1
3VL17041EH430AA0 | CIRCUITBREAKER VL160X N STANDARD BREAKING CAPACITY ICU=55KA / 415 V AC 4 POLE, LINE PROTECTION OVERCURRENT RELEASE TM, LI IN=40A, RATED CURRENT IR=40A, OVERLOAD II=600A, SHORTCIRCUIT N NOT PROTECTED WITHOUT AUXILIARY RELEASE WITHOUT AUXILIARY/ALARM SWITCH | 190.19 | TEM | 1 | LP | 2.923 | 1
3VL17041EH460AA0 | CIRCUITBREAKER VL160X N STANDARD BREAKING CAPACITY ICU=55KA / 415 V AC 4 POLE, LINE PROTECTION OVERCURRENT RELEASE TM, LI IN=40A, RATED CURRENT IR=40A, OVERLOAD II=600A, SHORTCIRCUIT N NOT PROTECTED WITH SCREW CONNECTION WITHOUT AUXILIARY RELEASE WITHOUT AUXILIARY/ALARM SWITCH | 187.11 | TEM | 1 | LP | 2.65 | 1
3VL17042DD330AA0 | CIRCUITBREAKER VL160X H HIGH BREAKING CAPACITY ICU=70KA / 415 V AC 3 POLE, LINE PROTECTION OVERCURRENT RELEASE TM, LI IN=40A, RATED CURRENT IR=40A, OVERLOAD II=600A, SHORTCIRCUIT WITHOUT AUXILIARY RELEASE WITHOUT AUXILIARY/ALARM SWITCH | 188.54 | TEM | 1 | LP | 2.206 | 1
3VL17042DD330AB1 | CIRCUITBREAKER VL160X H HIGH BREAKING CAPACITY ICU=70KA / 415 V AC 3 POLE, LINE PROTECTION OVERCURRENT RELEASE TM, LI IN=40A, RATED CURRENT IR=40A, OVERLOAD II=600A, SHORTCIRCUIT WITHOUT AUXILIARY RELEASE AUXILIARY SWITCH KIT 2HS(1NO+1NC) | 226.16 | TEM | 1 | LP | 2.065 | 1
3VL17042DD332HA0 | CIRCUITBREAKER VL160X H HIGH BREAKING CAPACITY ICU=70KA / 415 V AC 3 POLE, LINE PROTECTION OVERCURRENT RELEASE TM, LI IN=40A, RATED CURRENT IR=40A, OVERLOAD II=600A, SHORTCIRCUIT UNDERVOLTAGE RELEASE 220 250 V AC WITHOUT AUXILIARY/ALARM SWITCH WITHOUT AUXILIARY/ALARM SWITCH | 275.11 | TEM | 1 | LP | 2 | 1
3VL17042DD332RD1 | CIRCUITBREAKER VL160X H HIGH BREAKING CAPACITY ICU=70KA / 415 V AC 3 POLE, LINE PROTECTION OVERCURRENT RELEASE TM, LI IN=40A, RATED CURRENT IR=40A, OVERLOAD II=600A, SHORTCIRCUIT UNDERVOLTAGE RELEASE 110 127 V DC AUXILIARY/ALARM SWITCH KIT 2HS(1NO+1NC)+1AS(1NO) AUXILIARY/ALARM SWITCH KIT 2HS(1NO+1NC)+1AS(1NO) | 325.16 | TEM | 1 | LP | 2 | 1
3VL17042DD362RD1 | CIRCUITBREAKER VL160X H HIGH BREAKING CAPACITY ICU=70KA / 415 V AC 3 POLE, LINE PROTECTION OVERCURRENT RELEASE TM, LI IN=40A, RATED CURRENT IR=40A, OVERLOAD II=600A, SHORTCIRCUIT WITH SCREW CONNECTION UNDERVOLTAGE RELEASE 110 127 V DC AUXILIARY/ALARM SWITCH KIT 2HS(1NO+1NC)+1AS(1NO) AUXILIARY/ALARM SWITCH KIT 2HS(1NO+1NC)+1AS(1NO) | 324.61 | TEM | 1 | LP | 2 | 1
3VL17051DA330AA0 | CIRCUITBREAKER VL160X N STANDARD BREAKING CAPACITY ICU=55KA / 415 V AC 3 POLE, LINE PROTECTION OVERCURRENT RELEASE TM, LI IN=50A, RATED CURRENT IR=50A, OVERLOAD II=600A, SHORTCIRCUIT WITHOUT AUXILIARY RELEASE WITHOUT AUXILIARY/ALARM SWITCH | 154.55 | TEM | 1 | LP | 2.217 | 1
3VL17051DA360AD1 | CIRCUITBREAKER VL160X N STANDARD BREAKING CAPACITY ICU=55KA / 415 V AC 3 POLE, LINE PROTECTION OVERCURRENT RELEASE TM, LI IN=50A, RATED CURRENT IR=50A, OVERLOAD II=600A, SHORTCIRCUIT WITH SCREW CONNECTION WITHOUT AUXILIARY RELEASE AUXILIARY/ALARM SWITCH KIT 2HS(1NO+1NC)+1AS(1NO) AUXILIARY/ALARM SWITCH KIT 2HS(1NO+1NC)+1AS(1NO) | 202.07 | TEM | 1 | LP | 2 | 1
3VL17051DD330AA0 | CIRCUITBREAKER VL160X N STANDARD BREAKING CAPACITY ICU=55KA / 415 V AC 3 POLE, LINE PROTECTION OVERCURRENT RELEASE TM, LI IN=50A, RATED CURRENT IR=4050A, OVERLOAD II=600A, SHORTCIRCUIT WITHOUT AUXILIARY RELEASE WITHOUT AUXILIARY/ALARM SWITCH | 161.48 | TEM | 1 | LP | 2 | 1
3VL17051DD330AB1 | CIRCUITBREAKER VL160X N STANDARD BREAKING CAPACITY ICU=55KA / 415 V AC 3 POLE, LINE PROTECTION OVERCURRENT RELEASE TM, LI IN=50A, RATED CURRENT IR=4050A, OVERLOAD II=600A, SHORTCIRCUIT WITHOUT AUXILIARY RELEASE AUXILIARY SWITCH KIT 2HS(1NO+1NC) | 199.1 | TEM | 1 | LP | 2.077 | 1
3VL17051DD330AD1 | CIRCUITBREAKER VL160X N STANDARD BREAKING CAPACITY ICU=55KA / 415 V AC 3 POLE, LINE PROTECTION OVERCURRENT RELEASE TM, LI IN=50A, RATED CURRENT IR=4050A, OVERLOAD II=600A, SHORTCIRCUIT WITHOUT AUXILIARY RELEASE AUXILIARY/ALARM SWITCH KIT 2HS(1NO+1NC)+1AS(1NO) | 211.53 | TEM | 1 | LP | 2.084 | 1
3VL17051DD360AA0 | CIRCUITBREAKER VL160X N STANDARD BREAKING CAPACITY ICU=55KA / 415 V AC 3 POLE, LINE PROTECTION OVERCURRENT RELEASE TM, LI IN=50A, RATED CURRENT IR=4050A, OVERLOAD II=600A, SHORTCIRCUIT WITH SCREW CONNECTION WITHOUT AUXILIARY RELEASE WITHOUT AUXILIARY/ALARM SWITCH | 158.84 | TEM | 1 | LP | 2.933 | 1
3VL17051DD360AD1 | CIRCUITBREAKER VL160X N STANDARD BREAKING CAPACITY ICU=55KA / 415 V AC 3 POLE, LINE PROTECTION OVERCURRENT RELEASE TM, LI IN=50A, RATED CURRENT IR=4050A, OVERLOAD II=600A, SHORTCIRCUIT WITH SCREW CONNECTION WITHOUT AUXILIARY RELEASE AUXILIARY/ALARM SWITCH KIT 2HS(1NO+1NC)+1AS(1NO) AUXILIARY/ALARM SWITCH KIT 2HS(1NO+1NC)+1AS(1NO) | 208.89 | TEM | 1 | LP | 2 | 1
3VL17051EA430AD1 | CIRCUITBREAKER VL160X N STANDARD BREAKING CAPACITY ICU=55KA / 415 V AC 4 POLE, LINE PROTECTION OVERCURRENT RELEASE TM, LI IN=50A, RATED CURRENT IR=50A, OVERLOAD II=600A, SHORTCIRCUIT N PROTECTED WITHOUT AUXILIARY RELEASE AUXILIARY/ALARM SWITCH KIT 2HS(1NO+1NC)+1AS(1NO) AUXILIARY/ALARM SWITCH KIT 2HS(1NO+1NC)+1AS(1NO) | 249.92 | TEM | 1 | LP | 2.5 | 1
3VL17051EH430AA0 | CIRCUITBREAKER VL160X N STANDARD BREAKING CAPACITY ICU=55KA / 415 V AC 4 POLE, LINE PROTECTION OVERCURRENT RELEASE TM, LI IN=50A, RATED CURRENT IR=50A, OVERLOAD II=600A, SHORTCIRCUIT N NOT PROTECTED WITHOUT AUXILIARY RELEASE WITHOUT AUXILIARY/ALARM SWITCH | 190.19 | TEM | 1 | LP | 2.938 | 1
3VL17052DD330AA0 | CIRCUITBREAKER VL160X H HIGH BREAKING CAPACITY ICU=70KA / 415 V AC 3 POLE, LINE PROTECTION OVERCURRENT RELEASE TM, LI IN=50A, RATED CURRENT IR=50A, OVERLOAD II=600A, SHORTCIRCUIT WITHOUT AUXILIARY RELEASE WITHOUT AUXILIARY/ALARM SWITCH | 188.54 | TEM | 1 | LP | 2.21 | 1
3VL17052DD330AB1 | CIRCUITBREAKER VL160X H HIGH BREAKING CAPACITY ICU=70KA / 415 V AC 3 POLE, LINE PROTECTION OVERCURRENT RELEASE TM, LI IN=50A, RATED CURRENT IR=50A, OVERLOAD II=600A, SHORTCIRCUIT WITHOUT AUXILIARY RELEASE AUXILIARY SWITCH KIT 2HS(1NO+1NC) AUXILIARY SWITCH KIT 2HS(1NO+1NC) | 226.16 | TEM | 1 | LP | 2 | 1
3VL17052DD360AB1 | CIRCUITBREAKER VL160X H HIGH BREAKING CAPACITY ICU=70KA / 415 V AC 3 POLE, LINE PROTECTION OVERCURRENT RELEASE TM, LI IN=50A, RATED CURRENT IR=50A, OVERLOAD II=600A, SHORTCIRCUIT WITH SCREW CONNECTION WITHOUT AUXILIARY RELEASE AUXILIARY SWITCH KIT 2HS(1NO+1NC) AUXILIARY SWITCH KIT 2HS(1NO+1NC) | 225.61 | TEM | 1 | LP | 2 | 1
3VL17061DA330AA0 | CIRCUITBREAKER VL160X N STANDARD BREAKING CAPACITY ICU=55KA / 415 V AC 3 POLE, LINE PROTECTION OVERCURRENT RELEASE TM, LI IN=63A, RATED CURRENT IR=63A, OVERLOAD II=600A, SHORTCIRCUIT WITHOUT AUXILIARY RELEASE WITHOUT AUXILIARY/ALARM SWITCH | 154.55 | TEM | 1 | LP | 2 | 1
3VL17061DA330AB1 | CIRCUITBREAKER VL160X N STANDARD BREAKING CAPACITY ICU=55KA / 415 V AC 3 POLE, LINE PROTECTION OVERCURRENT RELEASE TM, LI IN=63A, RATED CURRENT IR=63A, OVERLOAD II=600A, SHORTCIRCUIT WITHOUT AUXILIARY RELEASE AUXILIARY SWITCH KIT 2HS(1NO+1NC) | 192.17 | TEM | 1 | LP | 2.23 | 1
3VL17061DA332SD1 | CIRCUITBREAKER VL160X N STANDARD BREAKING CAPACITY ICU=55KA / 415 V AC 3 POLE, LINE PROTECTION OVERCURRENT RELEASE TM, LI IN=63A, RATED CURRENT IR=63A, OVERLOAD II=600A, SHORTCIRCUIT UNDERVOLTAGE RELEASE 220 250 V DC AUXILIARY/ALARM SWITCH KIT 2HS(1NO+1NC)+1AS(1NO) AUXILIARY/ALARM SWITCH KIT 2HS(1NO+1NC)+1AS(1NO) | 291.17 | TEM | 1 | LP | 2 | 1
3VL17061DA362HA0 | CIRCUITBREAKER VL160X N STANDARD BREAKING CAPACITY ICU=55KA / 415 V AC 3 POLE, LINE PROTECTION OVERCURRENT RELEASE TM, LI IN=63A, RATED CURRENT IR=63A, OVERLOAD II=600A, SHORTCIRCUIT WITH SCREW CONNECTION UNDERVOLTAGE RELEASE 220 250 V AC WITHOUT AUXILIARY/ALARM SWITCH WITHOUT AUXILIARY/ALARM SWITCH | 238.59 | TEM | 1 | LP | 2 | 1
3VL17061DD330AA0 | CIRCUITBREAKER VL160X N STANDARD BREAKING CAPACITY ICU=55KA / 415 V AC 3 POLE, LINE PROTECTION OVERCURRENT RELEASE TM, LI IN=63A, RATED CURRENT IR=5063A, OVERLOAD II=600A, SHORTCIRCUIT WITHOUT AUXILIARY RELEASE WITHOUT AUXILIARY/ALARM SWITCH | 161.48 | TEM | 1 | LP | 2.268 | 1
3VL17061DD330AB1 | CIRCUITBREAKER VL160X N STANDARD BREAKING CAPACITY ICU=55KA / 415 V AC 3 POLE, LINE PROTECTION OVERCURRENT RELEASE TM, LI IN=63A, RATED CURRENT IR=5063A, OVERLOAD II=600A, SHORTCIRCUIT WITHOUT AUXILIARY RELEASE AUXILIARY SWITCH KIT 2HS(1NO+1NC) | 199.1 | TEM | 1 | LP | 2.088 | 1
3VL17061DD330AD1 | CIRCUITBREAKER VL160X N STANDARD BREAKING CAPACITY ICU=55KA / 415 V AC 3 POLE, LINE PROTECTION OVERCURRENT RELEASE TM, LI IN=63A, RATED CURRENT IR=5063A, OVERLOAD II=600A, SHORTCIRCUIT WITHOUT AUXILIARY RELEASE AUXILIARY/ALARM SWITCH KIT 2HS(1NO+1NC)+1AS(1NO) | 211.53 | TEM | 1 | LP | 2.093 | 1
3VL17061DD332SD1 | CIRCUITBREAKER VL160X N STANDARD BREAKING CAPACITY ICU=55KA / 415 V AC 3 POLE, LINE PROTECTION OVERCURRENT RELEASE TM, LI IN=63A, RATED CURRENT IR=5063A, OVERLOAD II=600A, SHORTCIRCUIT UNDERVOLTAGE RELEASE 220 250 V DC AUXILIARY/ALARM SWITCH KIT 2HS(1NO+1NC)+1AS(1NO) AUXILIARY/ALARM SWITCH KIT 2HS(1NO+1NC)+1AS(1NO) | 298.1 | TEM | 1 | LP | 2 | 1
3VL17061DD338TD1 | CIRCUITBREAKER VL160X N STANDARD BREAKING CAPACITY ICU=55KA / 415 V AC 3 POLE, LINE PROTECTION OVERCURRENT RELEASE TM, LI IN=63A, RATED CURRENT IR=5063A, OVERLOAD II=600A, SHORTCIRCUIT SHUNT RELEASE 208 277 V AC AUXILIARY/ALARM SWITCH KIT 2HS(1NO+1NC)+1AS(1NO) AUXILIARY/ALARM SWITCH KIT 2HS(1NO+1NC)+1AS(1NO) | 276.32 | TEM | 1 | LP | 2 | 1
3VL17061DD360AA0 | CIRCUITBREAKER VL160X N STANDARD BREAKING CAPACITY ICU=55KA / 415 V AC 3 POLE, LINE PROTECTION OVERCURRENT RELEASE TM, LI IN=63A, RATED CURRENT IR=5063A, OVERLOAD II=600A, SHORTCIRCUIT WITH SCREW CONNECTION WITHOUT AUXILIARY RELEASE WITHOUT AUXILIARY/ALARM SWITCH | 158.84 | TEM | 1 | LP | 2 | 1
3VL17061DD360AB1 | CIRCUITBREAKER VL160X N STANDARD BREAKING CAPACITY ICU=55KA / 415 V AC 3 POLE, LINE PROTECTION OVERCURRENT RELEASE TM, LI IN=63A, RATED CURRENT IR=5063A, OVERLOAD II=600A, SHORTCIRCUIT WITH SCREW CONNECTION WITHOUT AUXILIARY RELEASE AUXILIARY SWITCH KIT 2HS(1NO+1NC) | 196.46 | TEM | 1 | LP | 2 | 1
3VL17061DD360AD1 | CIRCUITBREAKER VL160X N STANDARD BREAKING CAPACITY ICU=55KA / 415 V AC 3 POLE, LINE PROTECTION OVERCURRENT RELEASE TM, LI IN=63A, RATED CURRENT IR=5063A, OVERLOAD II=600A, SHORTCIRCUIT WITH SCREW CONNECTION WITHOUT AUXILIARY RELEASE AUXILIARY/ALARM SWITCH KIT 2HS(1NO+1NC)+1AS(1NO) | 208.89 | TEM | 1 | LP | 2 | 1
3VL17061EA460AB1 | CIRCUITBREAKER VL160X N STANDARD BREAKING CAPACITY ICU=55KA / 415 V AC 4 POLE, LINE PROTECTION OVERCURRENT RELEASE TM, LI IN=63A, RATED CURRENT IR=63A, OVERLOAD II=600A, SHORTCIRCUIT N PROTECTED WITH SCREW CONNECTION WITHOUT AUXILIARY RELEASE AUXILIARY SWITCH KIT 2HS(1NO+1NC) AUXILIARY SWITCH KIT 2HS(1NO+1NC) | 233.75 | TEM | 1 | LP | 2.5 | 1
3VL17061EH430AA0 | CIRCUITBREAKER VL160X N STANDARD BREAKING CAPACITY ICU=55KA / 415 V AC 4 POLE, LINE PROTECTION OVERCURRENT RELEASE TM, LI IN=63A, RATED CURRENT IR=63A, OVERLOAD II=600A, SHORTCIRCUIT N NOT PROTECTED WITHOUT AUXILIARY RELEASE WITHOUT AUXILIARY/ALARM SWITCH | 190.19 | TEM | 1 | LP | 2.95 | 1
3VL17062DA330AA0 | CIRCUITBREAKER VL160X H HIGH BREAKING CAPACITY ICU=70KA / 415 V AC 3 POLE, LINE PROTECTION OVERCURRENT RELEASE TM, LI IN=63A, RATED CURRENT IR=63A, OVERLOAD II=600A, SHORTCIRCUIT WITHOUT AUXILIARY RELEASE WITHOUT AUXILIARY/ALARM SWITCH | 180.4 | TEM | 1 | LP | 2.226 | 1
3VL17062DD330AA0 | CIRCUITBREAKER VL160X H HIGH BREAKING CAPACITY ICU=70KA / 415 V AC 3 POLE, LINE PROTECTION OVERCURRENT RELEASE TM, LI IN=63A, RATED CURRENT IR=63A, OVERLOAD II=600A, SHORTCIRCUIT WITHOUT AUXILIARY RELEASE WITHOUT AUXILIARY/ALARM SWITCH | 188.54 | TEM | 1 | LP | 2.226 | 1
3VL17062DD360AB1 | CIRCUITBREAKER VL160X H HIGH BREAKING CAPACITY ICU=70KA / 415 V AC 3 POLE, LINE PROTECTION OVERCURRENT RELEASE TM, LI IN=63A, RATED CURRENT IR=63A, OVERLOAD II=600A, SHORTCIRCUIT WITH SCREW CONNECTION WITHOUT AUXILIARY RELEASE AUXILIARY SWITCH KIT 2HS(1NO+1NC) AUXILIARY SWITCH KIT 2HS(1NO+1NC) | 225.61 | TEM | 1 | LP | 2 | 1
3VL17062EH430AA0 | CIRCUITBREAKER VL160X H HIGH BREAKING CAPACITY ICU=70KA / 415 V AC 4 POLE, LINE PROTECTION OVERCURRENT RELEASE TM, LI IN=63A, RATED CURRENT IR=63A, OVERLOAD II=600A, SHORTCIRCUIT N NOT PROTECTED WITHOUT AUXILIARY RELEASE WITHOUT AUXILIARY/ALARM SWITCH | 224.4 | TEM | 1 | LP | 2.94 | 1
3VL17081DA330AA0 | CIRCUITBREAKER VL160X N STANDARD BREAKING CAPACITY ICU=55KA / 415 V AC 3 POLE, LINE PROTECTION OVERCURRENT RELEASE TM, LI IN=80A, RATED CURRENT IR=80A, OVERLOAD II=1000A, SHORTCIRCUIT WITHOUT AUXILIARY RELEASE WITHOUT AUXILIARY/ALARM SWITCH | 154.55 | TEM | 1 | LP | 2.228 | 1
3VL17081DD330AA0 | CIRCUITBREAKER VL160X N STANDARD BREAKING CAPACITY ICU=55KA / 415 V AC 3 POLE, LINE PROTECTION OVERCURRENT RELEASE TM, LI IN=80A, RATED CURRENT IR=6380A, OVERLOAD II=1000A, SHORTCIRCUIT WITHOUT AUXILIARY RELEASE WITHOUT AUXILIARY/ALARM SWITCH | 161.59 | TEM | 1 | LP | 2.253 | 1
3VL17081DD330AB1 | CIRCUITBREAKER VL160X N STANDARD BREAKING CAPACITY ICU=55KA / 415 V AC 3 POLE, LINE PROTECTION OVERCURRENT RELEASE TM, LI IN=80A, RATED CURRENT IR=6380A, OVERLOAD II=1000A, SHORTCIRCUIT WITHOUT AUXILIARY RELEASE AUXILIARY SWITCH KIT 2HS(1NO+1NC) | 199.21 | TEM | 1 | LP | 2.13 | 1
3VL17081DD330AD1 | CIRCUITBREAKER VL160X N STANDARD BREAKING CAPACITY ICU=55KA / 415 V AC 3 POLE, LINE PROTECTION OVERCURRENT RELEASE TM, LI IN=80A, RATED CURRENT IR=6380A, OVERLOAD II=1000A, SHORTCIRCUIT WITHOUT AUXILIARY RELEASE AUXILIARY/ALARM SWITCH KIT 2HS(1NO+1NC)+1AS(1NO) | 211.64 | TEM | 1 | LP | 2.279 | 1
3VL17081DD332HB1 | CIRCUITBREAKER VL160X N STANDARD BREAKING CAPACITY ICU=55KA / 415 V AC 3 POLE, LINE PROTECTION OVERCURRENT RELEASE TM, LI IN=80A, RATED CURRENT IR=6380A, OVERLOAD II=1000A, SHORTCIRCUIT UNDERVOLTAGE RELEASE 220 250 V AC AUXILIARY SWITCH KIT 2HS(1NO+1NC) AUXILIARY SWITCH KIT 2HS(1NO+1NC) | 285.78 | TEM | 1 | LP | 2 | 1
3VL17081DD360AA0 | CIRCUITBREAKER VL160X N STANDARD BREAKING CAPACITY ICU=55KA / 415 V AC 3 POLE, LINE PROTECTION OVERCURRENT RELEASE TM, LI IN=80A, RATED CURRENT IR=6380A, OVERLOAD II=1000A, SHORTCIRCUIT WITH SCREW CONNECTION WITHOUT AUXILIARY RELEASE WITHOUT AUXILIARY/ALARM SWITCH | 160.05 | TEM | 1 | LP | 2.253 | 1
3VL17081DD360AB1 | CIRCUITBREAKER VL160X N STANDARD BREAKING CAPACITY ICU=55KA / 415 V AC 3 POLE, LINE PROTECTION OVERCURRENT RELEASE TM, LI IN=80A, RATED CURRENT IR=6380A, OVERLOAD II=1000A, SHORTCIRCUIT WITH SCREW CONNECTION WITHOUT AUXILIARY RELEASE AUXILIARY SWITCH KIT 2HS(1NO+1NC) AUXILIARY SWITCH KIT 2HS(1NO+1NC) | 197.67 | TEM | 1 | LP | 2 | 1
3VL17081DD360AD1 | CIRCUITBREAKER VL160X N STANDARD BREAKING CAPACITY ICU=55KA / 415 V AC 3 POLE, LINE PROTECTION OVERCURRENT RELEASE TM, LI IN=80A, RATED CURRENT IR=6380A, OVERLOAD II=1000A, SHORTCIRCUIT WITH SCREW CONNECTION WITHOUT AUXILIARY RELEASE AUXILIARY/ALARM SWITCH KIT 2HS(1NO+1NC)+1AS(1NO) AUXILIARY/ALARM SWITCH KIT 2HS(1NO+1NC)+1AS(1NO) | 210.1 | TEM | 1 | LP | 2 | 1
3VL17081EA430AD1 | CIRCUITBREAKER VL160X N STANDARD BREAKING CAPACITY ICU=55KA / 415 V AC 4 POLE, LINE PROTECTION OVERCURRENT RELEASE TM, LI IN=80A, RATED CURRENT IR=80A, OVERLOAD II=1000A, SHORTCIRCUIT N PROTECTED WITHOUT AUXILIARY RELEASE AUXILIARY/ALARM SWITCH KIT 2HS(1NO+1NC)+1AS(1NO) AUXILIARY/ALARM SWITCH KIT 2HS(1NO+1NC)+1AS(1NO) | 251.9 | TEM | 1 | LP | 2.5 | 1
3VL17081EH430AA0 | CIRCUITBREAKER VL160X N STANDARD BREAKING CAPACITY ICU=55KA / 415 V AC 4 POLE, LINE PROTECTION OVERCURRENT RELEASE TM, LI IN=80A, RATED CURRENT IR=80A, OVERLOAD II=1000A, SHORTCIRCUIT N NOT PROTECTED WITHOUT AUXILIARY RELEASE WITHOUT AUXILIARY/ALARM SWITCH | 191.07 | TEM | 1 | LP | 2.93 | 1
3VL17082DA330AA0 | CIRCUITBREAKER VL160X H HIGH BREAKING CAPACITY ICU=70KA / 415 V AC 3 POLE, LINE PROTECTION OVERCURRENT RELEASE TM, LI IN=80A, RATED CURRENT IR=80A, OVERLOAD II=1000A, SHORTCIRCUIT WITHOUT AUXILIARY RELEASE WITHOUT AUXILIARY/ALARM SWITCH | 178.97 | TEM | 1 | LP | 2.235 | 1
3VL17082DD330AA0 | CIRCUITBREAKER VL160X H HIGH BREAKING CAPACITY ICU=70KA / 415 V AC 3 POLE, LINE PROTECTION OVERCURRENT RELEASE TM, LI IN=80A, RATED CURRENT IR=80A, OVERLOAD II=1000A, SHORTCIRCUIT WITHOUT AUXILIARY RELEASE WITHOUT AUXILIARY/ALARM SWITCH | 188.98 | TEM | 1 | LP | 2.227 | 1
3VL17101DA330AA0 | CIRCUITBREAKER VL160X N STANDARD BREAKING CAPACITY ICU=55KA / 415 V AC 3 POLE, LINE PROTECTION OVERCURRENT RELEASE TM, LI IN=100A, RATED CURRENT IR=100A, OVERLOAD II=1000A, SHORTCIRCUIT WITHOUT AUXILIARY RELEASE WITHOUT AUXILIARY/ALARM SWITCH | 178.53 | TEM | 1 | LP | 2.213 | 1
3VL17101DD330AA0 | CIRCUITBREAKER VL160X N STANDARD BREAKING CAPACITY ICU=55KA / 415 V AC 3 POLE, LINE PROTECTION OVERCURRENT RELEASE TM, LI IN=100A, RATED CURRENT IR=80100A, OVERLOAD II=1000A, SHORTCIRCUIT WITHOUT AUXILIARY RELEASE WITHOUT AUXILIARY/ALARM SWITCH | 187.77 | TEM | 1 | LP | 2.225 | 1
3VL17101DD330AB1 | CIRCUITBREAKER VL160X N STANDARD BREAKING CAPACITY ICU=55KA / 415 V AC 3 POLE, LINE PROTECTION OVERCURRENT RELEASE TM, LI IN=100A, RATED CURRENT IR=80100A, OVERLOAD II=1000A, SHORTCIRCUIT WITHOUT AUXILIARY RELEASE AUXILIARY SWITCH KIT 2HS(1NO+1NC) | 225.39 | TEM | 1 | LP | 2.1 | 1
3VL17101DD330AD1 | CIRCUITBREAKER VL160X N STANDARD BREAKING CAPACITY ICU=55KA / 415 V AC 3 POLE, LINE PROTECTION OVERCURRENT RELEASE TM, LI IN=100A, RATED CURRENT IR=80100A, OVERLOAD II=1000A, SHORTCIRCUIT WITHOUT AUXILIARY RELEASE AUXILIARY/ALARM SWITCH KIT 2HS(1NO+1NC)+1AS(1NO) | 237.82 | TEM | 1 | LP | 2.092 | 1
3VL17101DD338TD1 | CIRCUITBREAKER VL160X N STANDARD BREAKING CAPACITY ICU=55KA / 415 V AC 3 POLE, LINE PROTECTION OVERCURRENT RELEASE TM, LI IN=100A, RATED CURRENT IR=80100A, OVERLOAD II=1000A, SHORTCIRCUIT SHUNT RELEASE 208 277 V AC AUXILIARY/ALARM SWITCH KIT 2HS(1NO+1NC)+1AS(1NO) AUXILIARY/ALARM SWITCH KIT 2HS(1NO+1NC)+1AS(1NO) | 302.61 | TEM | 1 | LP | 2 | 1
3VL17101DD360AA0 | CIRCUITBREAKER VL160X N STANDARD BREAKING CAPACITY ICU=55KA / 415 V AC 3 POLE, LINE PROTECTION OVERCURRENT RELEASE TM, LI IN=100A, RATED CURRENT IR=80100A, OVERLOAD II=1000A, SHORTCIRCUIT WITH SCREW CONNECTION WITHOUT AUXILIARY RELEASE WITHOUT AUXILIARY/ALARM SWITCH | 185.9 | TEM | 1 | LP | 2.245 | 1
3VL17101DD360AD1 | CIRCUITBREAKER VL160X N STANDARD BREAKING CAPACITY ICU=55KA / 415 V AC 3 POLE, LINE PROTECTION OVERCURRENT RELEASE TM, LI IN=100A, RATED CURRENT IR=80100A, OVERLOAD II=1000A, SHORTCIRCUIT WITH SCREW CONNECTION WITHOUT AUXILIARY RELEASE AUXILIARY/ALARM SWITCH KIT 2HS(1NO+1NC)+1AS(1NO) | 235.95 | TEM | 1 | LP | 2.015 | 1
3VL17101DE330AA0 | CIRCUITBREAKER VL160X N STANDARD BREAKING CAPACITY ICU=55KA / 415 V AC 3 POLE, NONAUTOMATIC OVERCURRENT RELEASE MAGNETIC IN=100A, RATED CURRENT II=1800A, SHORT CIRCUIT WITHOUT AUXILIARY RELEASE WITHOUT AUXILIARY/ALARM SWITCH | 178.97 | TEM | 1 | LP | 2.245 | 1
3VL17101DE332JD1 | CIRCUITBREAKER VL160X N STANDARD BREAKING CAPACITY ICU=55KA / 415 V AC 3 POLE, NONAUTOMATIC OVERCURRENT RELEASE MAGNETIC IN=100A, RATED CURRENT II=1800A, SHORT CIRCUIT UNDERVOLTAGE RELEASE 380 415 V AC AUXILIARY/ALARM SWITCH KIT 2HS(1NO+1NC)+1AS(1NO) AUXILIARY/ALARM SWITCH KIT 2HS(1NO+1NC)+1AS(1NO) | 315.59 | TEM | 1 | LP | 2 | 1
3VL17101EE430AD1 | CIRCUITBREAKER VL160X N STANDARD BREAKING CAPACITY ICU=55KA / 415 V AC 4 POLE, NONAUTOMATIC OVERCURRENT RELEASE MAGNETIC IN=100A, RATED CURRENT II=1800A, SHORTCIRCUIT WITHOUT AUXILIARY RELEASE AUXILIARY/ALARM SWITCH KIT 2HS(1NO+1NC)+1AS(1NO) AUXILIARY/ALARM SWITCH KIT 2HS(1NO+1NC)+1AS(1NO) | 279.07 | TEM | 1 | LP | 2.5 | 1
3VL17101EE432SD1 | CIRCUITBREAKER VL160X N STANDARD BREAKING CAPACITY ICU=55KA / 415 V AC 4 POLE, NONAUTOMATIC OVERCURRENT RELEASE MAGNETIC IN=100A, RATED CURRENT II=1800A, SHORTCIRCUIT UNDERVOLTAGE RELEASE 220 250 V DC AUXILIARY/ALARM SWITCH KIT 2HS(1NO+1NC)+1AS(1NO) AUXILIARY/ALARM SWITCH KIT 2HS(1NO+1NC)+1AS(1NO) | 365.64 | TEM | 1 | LP | 2.5 | 1
3VL17101EH430AA0 | CIRCUITBREAKER VL160X N STANDARD BREAKING CAPACITY ICU=55KA / 415 V AC 4 POLE, LINE PROTECTION OVERCURRENT RELEASE TM, LI IN=100A, RATED CURRENT IR=100A, OVERLOAD II=1000A, SHORTCIRCUIT N NOT PROTECTED WITHOUT AUXILIARY RELEASE WITHOUT AUXILIARY/ALARM SWITCH | 222.53 | TEM | 1 | LP | 2.93 | 1
3VL17101EH460AD1 | CIRCUITBREAKER VL160X N STANDARD BREAKING CAPACITY ICU=55KA / 415 V AC 4 POLE, LINE PROTECTION OVERCURRENT RELEASE TM, LI IN=100A, RATED CURRENT IR=100A, OVERLOAD II=1000A, SHORTCIRCUIT N NOT PROTECTED WITH SCREW CONNECTION WITHOUT AUXILIARY RELEASE AUXILIARY/ALARM SWITCH KIT 2HS(1NO+1NC)+1AS(1NO) AUXILIARY/ALARM SWITCH KIT 2HS(1NO+1NC)+1AS(1NO) | 268.84 | TEM | 1 | LP | 2.5 | 1
3VL17102DA330AA0 | CIRCUITBREAKER VL160X H HIGH BREAKING CAPACITY ICU=70KA / 415 V AC 3 POLE, LINE PROTECTION OVERCURRENT RELEASE TM, LI IN=100A, RATED CURRENT IR=100A, OVERLOAD II=1000A, SHORTCIRCUIT WITHOUT AUXILIARY RELEASE WITHOUT AUXILIARY/ALARM SWITCH | 206.8 | TEM | 1 | LP | 2.225 | 1
3VL17102DD330AB1 | CIRCUITBREAKER VL160X H HIGH BREAKING CAPACITY ICU=70KA / 415 V AC 3 POLE, LINE PROTECTION OVERCURRENT RELEASE TM, LI IN=100A, RATED CURRENT IR=100A, OVERLOAD II=1000A, SHORTCIRCUIT WITHOUT AUXILIARY RELEASE AUXILIARY SWITCH KIT 2HS(1NO+1NC) | 255.42 | TEM | 1 | LP | 2 | 1
3VL17102DD360AA0 | CIRCUITBREAKER VL160X H HIGH BREAKING CAPACITY ICU=70KA / 415 V AC 3 POLE, LINE PROTECTION OVERCURRENT RELEASE TM, LI IN=100A, RATED CURRENT IR=100A, OVERLOAD II=1000A, SHORTCIRCUIT WITH SCREW CONNECTION WITHOUT AUXILIARY RELEASE WITHOUT AUXILIARY/ALARM SWITCH | 218.24 | TEM | 1 | LP | 2.235 | 1
3VL17102DD362RD1 | CIRCUITBREAKER VL160X H HIGH BREAKING CAPACITY ICU=70KA / 415 V AC 3 POLE, LINE PROTECTION OVERCURRENT RELEASE TM, LI IN=100A, RATED CURRENT IR=100A, OVERLOAD II=1000A, SHORTCIRCUIT WITH SCREW CONNECTION UNDERVOLTAGE RELEASE 110 127 V DC AUXILIARY/ALARM SWITCH KIT 2HS(1NO+1NC)+1AS(1NO) AUXILIARY/ALARM SWITCH KIT 2HS(1NO+1NC)+1AS(1NO) | 354.86 | TEM | 1 | LP | 2 | 1
3VL17102DE330AA0 | CIRCUITBREAKER VL160X H HIGH BREAKING CAPACITY ICU=70KA / 415 V AC 3 POLE, NONAUTOMATIC OVERCURRENT RELEASE MAGNETIC IN=100A, RATED CURRENT II=1800A, SHORT CIRCUIT WITHOUT AUXILIARY RELEASE WITHOUT AUXILIARY/ALARM SWITCH | 212.3 | TEM | 1 | LP | 2.25 | 1
3VL17102DE332GB1 | CIRCUITBREAKER VL160X H HIGH BREAKING CAPACITY ICU=70KA / 415 V AC 3 POLE, NONAUTOMATIC OVERCURRENT RELEASE MAGNETIC IN=100A, RATED CURRENT II=1800A, SHORT CIRCUIT UNDERVOLTAGE RELEASE 110 127 V AC AUXILIARY SWITCH KIT 2HS(1NO+1NC) AUXILIARY SWITCH KIT 2HS(1NO+1NC) | 336.49 | TEM | 1 | LP | 2 | 1
3VL17102DE338RB1 | CIRCUITBREAKER VL160X H HIGH BREAKING CAPACITY ICU=70KA / 415 V AC 3 POLE, NONAUTOMATIC OVERCURRENT RELEASE MAGNETIC IN=100A, RATED CURRENT II=1800A, SHORT CIRCUIT SHUNT RELEASE 110 127 V AC AUXILIARY SWITCH KIT 2HS(1NO+1NC) AUXILIARY SWITCH KIT 2HS(1NO+1NC) | 314.71 | TEM | 1 | LP | 2 | 1
3VL17102EE430AA0 | CIRCUITBREAKER VL160X H HIGH BREAKING CAPACITY ICU=70KA / 415 V AC 4 POLE, NONAUTOMATIC OVERCURRENT RELEASE MAGNETIC IN=100A, RATED CURRENT II=1800A, SHORTCIRCUIT WITHOUT AUXILIARY RELEASE WITHOUT AUXILIARY/ALARM SWITCH | 274.34 | TEM | 1 | LP | 2.895 | 1
3VL17102EE432GA0 | CIRCUITBREAKER VL160X H HIGH BREAKING CAPACITY ICU=70KA / 415 V AC 4 POLE, NONAUTOMATIC OVERCURRENT RELEASE MAGNETIC IN=100A, RATED CURRENT II=1800A, SHORTCIRCUIT UNDERVOLTAGE RELEASE 110 127 V AC WITHOUT AUXILIARY/ALARM SWITCH WITHOUT AUXILIARY/ALARM SWITCH | 360.91 | TEM | 1 | LP | 2.5 | 1
3VL17121DA330AA0 | CIRCUITBREAKER VL160X N STANDARD BREAKING CAPACITY ICU=55KA / 415 V AC 3 POLE, LINE PROTECTION OVERCURRENT RELEASE TM, LI IN=125A, RATED CURRENT IR=125A, OVERLOAD II=1000A, SHORTCIRCUIT WITHOUT AUXILIARY RELEASE WITHOUT AUXILIARY/ALARM SWITCH | 216.48 | TEM | 1 | LP | 2.026 | 1
3VL17121DA330AB1 | CIRCUITBREAKER VL160X N STANDARD BREAKING CAPACITY ICU=55KA / 415 V AC 3 POLE, LINE PROTECTION OVERCURRENT RELEASE TM, LI IN=125A, RATED CURRENT IR=125A, OVERLOAD II=1000A, SHORTCIRCUIT WITHOUT AUXILIARY RELEASE AUXILIARY SWITCH KIT 2HS(1NO+1NC) | 254.1 | TEM | 1 | LP | 2.075 | 1
3VL17121DA360AA0 | CIRCUITBREAKER VL160X N STANDARD BREAKING CAPACITY ICU=55KA / 415 V AC 3 POLE, LINE PROTECTION OVERCURRENT RELEASE TM, LI IN=125A, RATED CURRENT IR=125A, OVERLOAD II=1000A, SHORTCIRCUIT WITH SCREW CONNECTION WITHOUT AUXILIARY RELEASE WITHOUT AUXILIARY/ALARM SWITCH | 214.17 | TEM | 1 | LP | 1.945 | 1
3VL17121DA360AB1 | CIRCUITBREAKER VL160X N STANDARD BREAKING CAPACITY ICU=55KA / 415 V AC 3 POLE, LINE PROTECTION OVERCURRENT RELEASE TM, LI IN=125A, RATED CURRENT IR=125A, OVERLOAD II=1000A, SHORTCIRCUIT WITH SCREW CONNECTION WITHOUT AUXILIARY RELEASE AUXILIARY SWITCH KIT 2HS(1NO+1NC) AUXILIARY SWITCH KIT 2HS(1NO+1NC) | 251.79 | TEM | 1 | LP | 2 | 1
3VL17121DA368CA0 | CIRCUITBREAKER VL160X N STANDARD BREAKING CAPACITY ICU=55KA / 415 V AC 3 POLE, LINE PROTECTION OVERCURRENT RELEASE TM, LI IN=125A, RATED CURRENT IR=125A, OVERLOAD II=1000A, SHORTCIRCUIT WITH SCREW CONNECTION SHUNT RELEASE 24 V AC/DC WITHOUT AUXILIARY/ALARM SWITCH WITHOUT AUXILIARY/ALARM SWITCH | 278.96 | TEM | 1 | LP | 2 | 1
3VL17121DD330AA0 | CIRCUITBREAKER VL160X N STANDARD BREAKING CAPACITY ICU=55KA / 415 V AC 3 POLE, LINE PROTECTION OVERCURRENT RELEASE TM, LI IN=125A, RATED CURRENT IR=100125A, OVERLOAD II=1000A, SHORTCIRCUIT WITHOUT AUXILIARY RELEASE WITHOUT AUXILIARY/ALARM SWITCH | 222.97 | TEM | 1 | LP | 2.047 | 1
3VL17121DD330AB1 | CIRCUITBREAKER VL160X N STANDARD BREAKING CAPACITY ICU=55KA / 415 V AC 3 POLE, LINE PROTECTION OVERCURRENT RELEASE TM, LI IN=125A, RATED CURRENT IR=100125A, OVERLOAD II=1000A, SHORTCIRCUIT WITHOUT AUXILIARY RELEASE AUXILIARY SWITCH KIT 2HS(1NO+1NC) | 260.59 | TEM | 1 | LP | 2.057 | 1
3VL17121DD330AD1 | CIRCUITBREAKER VL160X N STANDARD BREAKING CAPACITY ICU=55KA / 415 V AC 3 POLE, LINE PROTECTION OVERCURRENT RELEASE TM, LI IN=125A, RATED CURRENT IR=100125A, OVERLOAD II=1000A, SHORTCIRCUIT WITHOUT AUXILIARY RELEASE AUXILIARY/ALARM SWITCH KIT 2HS(1NO+1NC)+1AS(1NO) | 273.02 | TEM | 1 | LP | 2.1 | 1
3VL17121DD332HA0 | CIRCUITBREAKER VL160X N STANDARD BREAKING CAPACITY ICU=55KA / 415 V AC 3 POLE, LINE PROTECTION OVERCURRENT RELEASE TM, LI IN=125A, RATED CURRENT IR=100125A, OVERLOAD II=1000A, SHORTCIRCUIT UNDERVOLTAGE RELEASE 220 250 V AC WITHOUT AUXILIARY/ALARM SWITCH WITHOUT AUXILIARY/ALARM SWITCH | 309.54 | TEM | 1 | LP | 2 | 1
3VL17121DD332SD1 | CIRCUITBREAKER VL160X N STANDARD BREAKING CAPACITY ICU=55KA / 415 V AC 3 POLE, LINE PROTECTION OVERCURRENT RELEASE TM, LI IN=125A, RATED CURRENT IR=100125A, OVERLOAD II=1000A, SHORTCIRCUIT UNDERVOLTAGE RELEASE 220 250 V DC AUXILIARY/ALARM SWITCH KIT 2HS(1NO+1NC)+1AS(1NO) AUXILIARY/ALARM SWITCH KIT 2HS(1NO+1NC)+1AS(1NO) | 359.59 | TEM | 1 | LP | 2 | 1
3VL17121DD338TD1 | CIRCUITBREAKER VL160X N STANDARD BREAKING CAPACITY ICU=55KA / 415 V AC 3 POLE, LINE PROTECTION OVERCURRENT RELEASE TM, LI IN=125A, RATED CURRENT IR=100125A, OVERLOAD II=1000A, SHORTCIRCUIT SHUNT RELEASE 208 277 V AC AUXILIARY/ALARM SWITCH KIT 2HS(1NO+1NC)+1AS(1NO) | 337.81 | TEM | 1 | LP | 2.167 | 1
3VL17121DD360AA0 | CIRCUITBREAKER VL160X N STANDARD BREAKING CAPACITY ICU=55KA / 415 V AC 3 POLE, LINE PROTECTION OVERCURRENT RELEASE TM, LI IN=125A, RATED CURRENT IR=100125A, OVERLOAD II=1000A, SHORTCIRCUIT WITH SCREW CONNECTION WITHOUT AUXILIARY RELEASE WITHOUT AUXILIARY/ALARM SWITCH | 221.76 | TEM | 1 | LP | 2 | 1
3VL17121DD360AB1 | CIRCUITBREAKER VL160X N STANDARD BREAKING CAPACITY ICU=55KA / 415 V AC 3 POLE, LINE PROTECTION OVERCURRENT RELEASE TM, LI IN=125A, RATED CURRENT IR=100125A, OVERLOAD II=1000A, SHORTCIRCUIT WITH SCREW CONNECTION WITHOUT AUXILIARY RELEASE AUXILIARY SWITCH KIT 2HS(1NO+1NC) | 259.38 | TEM | 1 | LP | 1.999 | 1
3VL17121DD360AD1 | CIRCUITBREAKER VL160X N STANDARD BREAKING CAPACITY ICU=55KA / 415 V AC 3 POLE, LINE PROTECTION OVERCURRENT RELEASE TM, LI IN=125A, RATED CURRENT IR=100125A, OVERLOAD II=1000A, SHORTCIRCUIT WITH SCREW CONNECTION WITHOUT AUXILIARY RELEASE AUXILIARY/ALARM SWITCH KIT 2HS(1NO+1NC)+1AS(1NO) AUXILIARY/ALARM SWITCH KIT 2HS(1NO+1NC)+1AS(1NO) | 271.81 | TEM | 1 | LP | 2 | 1
3VL17121EH430AA0 | CIRCUITBREAKER VL160X N STANDARD BREAKING CAPACITY ICU=55KA / 415 V AC 4 POLE, LINE PROTECTION OVERCURRENT RELEASE TM, LI IN=125A, RATED CURRENT IR=125A, OVERLOAD II=1000A, SHORTCIRCUIT N NOT PROTECTED WITHOUT AUXILIARY RELEASE WITHOUT AUXILIARY/ALARM SWITCH | 269.39 | TEM | 1 | LP | 2.937 | 1
3VL17121EH460AD1 | CIRCUITBREAKER VL160X N STANDARD BREAKING CAPACITY ICU=55KA / 415 V AC 4 POLE, LINE PROTECTION OVERCURRENT RELEASE TM, LI IN=125A, RATED CURRENT IR=125A, OVERLOAD II=1000A, SHORTCIRCUIT N NOT PROTECTED WITH SCREW CONNECTION WITHOUT AUXILIARY RELEASE AUXILIARY/ALARM SWITCH KIT 2HS(1NO+1NC)+1AS(1NO) AUXILIARY/ALARM SWITCH KIT 2HS(1NO+1NC)+1AS(1NO) | 315.81 | TEM | 1 | LP | 2.5 | 1
3VL17122DA330AD1 | CIRCUITBREAKER VL160X H HIGH BREAKING CAPACITY ICU=70KA / 415 V AC 3 POLE, LINE PROTECTION OVERCURRENT RELEASE TM, LI IN=125A, RATED CURRENT IR=125A, OVERLOAD II=1000A, SHORTCIRCUIT WITHOUT AUXILIARY RELEASE AUXILIARY/ALARM SWITCH KIT 2HS(1NO+1NC)+1AS(1NO) AUXILIARY/ALARM SWITCH KIT 2HS(1NO+1NC)+1AS(1NO) | 302.83 | TEM | 1 | LP | 2 | 1
3VL17122DD330AA0 | CIRCUITBREAKER VL160X H HIGH BREAKING CAPACITY ICU=70KA / 415 V AC 3 POLE, LINE PROTECTION OVERCURRENT RELEASE TM, LI IN=125A, RATED CURRENT IR=125A, OVERLOAD II=1000A, SHORTCIRCUIT WITHOUT AUXILIARY RELEASE WITHOUT AUXILIARY/ALARM SWITCH | 265.43 | TEM | 1 | LP | 2.24 | 1
3VL17122DD360AB1 | CIRCUITBREAKER VL160X H HIGH BREAKING CAPACITY ICU=70KA / 415 V AC 3 POLE, LINE PROTECTION OVERCURRENT RELEASE TM, LI IN=125A, RATED CURRENT IR=125A, OVERLOAD II=1000A, SHORTCIRCUIT WITH SCREW CONNECTION WITHOUT AUXILIARY RELEASE AUXILIARY SWITCH KIT 2HS(1NO+1NC) AUXILIARY SWITCH KIT 2HS(1NO+1NC) | 301.18 | TEM | 1 | LP | 2 | 1
3VL17161DA330AA0 | CIRCUITBREAKER VL160X N STANDARD BREAKING CAPACITY ICU=55KA / 415 V AC 3 POLE, LINE PROTECTION OVERCURRENT RELEASE TM, LI IN=160A, RATED CURRENT IR=160A, OVERLOAD II=1500A, SHORTCIRCUIT WITHOUT AUXILIARY RELEASE WITHOUT AUXILIARY/ALARM SWITCH | 291.17 | TEM | 1 | LP | 2.238 | 1
3VL17161DA330AB1 | CIRCUITBREAKER VL160X N STANDARD BREAKING CAPACITY ICU=55KA / 415 V AC 3 POLE, LINE PROTECTION OVERCURRENT RELEASE TM, LI IN=160A, RATED CURRENT IR=160A, OVERLOAD II=1500A, SHORTCIRCUIT WITHOUT AUXILIARY RELEASE AUXILIARY SWITCH KIT 2HS(1NO+1NC) | 328.79 | TEM | 1 | LP | 2.06 | 1
3VL17161DA360AB1 | CIRCUITBREAKER VL160X N STANDARD BREAKING CAPACITY ICU=55KA / 415 V AC 3 POLE, LINE PROTECTION OVERCURRENT RELEASE TM, LI IN=160A, RATED CURRENT IR=160A, OVERLOAD II=1500A, SHORTCIRCUIT WITH SCREW CONNECTION WITHOUT AUXILIARY RELEASE AUXILIARY SWITCH KIT 2HS(1NO+1NC) AUXILIARY SWITCH KIT 2HS(1NO+1NC) | 329.01 | TEM | 1 | LP | 2 | 1
3VL17161DD330AA0 | CIRCUITBREAKER VL160X N STANDARD BREAKING CAPACITY ICU=55KA / 415 V AC 3 POLE, LINE PROTECTION OVERCURRENT RELEASE TM, LI IN=160A, RATED CURRENT IR=125160A, OVERLOAD II=1500A, SHORTCIRCUIT WITHOUT AUXILIARY RELEASE WITHOUT AUXILIARY/ALARM SWITCH | 305.69 | TEM | 1 | LP | 2.024 | 1
3VL17161DD330AB1 | CIRCUITBREAKER VL160X N STANDARD BREAKING CAPACITY ICU=55KA / 415 V AC 3 POLE, LINE PROTECTION OVERCURRENT RELEASE TM, LI IN=160A, RATED CURRENT IR=125160A, OVERLOAD II=1500A, SHORTCIRCUIT WITHOUT AUXILIARY RELEASE AUXILIARY SWITCH KIT 2HS(1NO+1NC) | 343.31 | TEM | 1 | LP | 2.083 | 1
3VL17161DD330AD1 | CIRCUITBREAKER VL160X N STANDARD BREAKING CAPACITY ICU=55KA / 415 V AC 3 POLE, LINE PROTECTION OVERCURRENT RELEASE TM, LI IN=160A, RATED CURRENT IR=125160A, OVERLOAD II=1500A, SHORTCIRCUIT WITHOUT AUXILIARY RELEASE AUXILIARY/ALARM SWITCH KIT 2HS(1NO+1NC)+1AS(1NO) | 355.74 | TEM | 1 | LP | 2.152 | 1
3VL17161DD332HB1 | CIRCUITBREAKER VL160X N STANDARD BREAKING CAPACITY ICU=55KA / 415 V AC 3 POLE, LINE PROTECTION OVERCURRENT RELEASE TM, LI IN=160A, RATED CURRENT IR=125160A, OVERLOAD II=1500A, SHORTCIRCUIT UNDERVOLTAGE RELEASE 220 250 V AC AUXILIARY SWITCH KIT 2HS(1NO+1NC) | 429.88 | TEM | 1 | LP | 2.148 | 1
3VL17161DD332JA0 | CIRCUITBREAKER VL160X N STANDARD BREAKING CAPACITY ICU=55KA / 415 V AC 3 POLE, LINE PROTECTION OVERCURRENT RELEASE TM, LI IN=160A, RATED CURRENT IR=125160A, OVERLOAD II=1500A, SHORTCIRCUIT UNDERVOLTAGE RELEASE 380 415 V AC WITHOUT AUXILIARY/ALARM SWITCH WITHOUT AUXILIARY/ALARM SWITCH | 392.26 | TEM | 1 | LP | 2 | 1
3VL17161DD360AA0 | CIRCUITBREAKER VL160X N STANDARD BREAKING CAPACITY ICU=55KA / 415 V AC 3 POLE, LINE PROTECTION OVERCURRENT RELEASE TM, LI IN=160A, RATED CURRENT IR=125160A, OVERLOAD II=1500A, SHORTCIRCUIT WITH SCREW CONNECTION WITHOUT AUXILIARY RELEASE WITHOUT AUXILIARY/ALARM SWITCH | 303.49 | TEM | 1 | LP | 2 | 1
3VL17161DD360AB1 | CIRCUITBREAKER VL160X N STANDARD BREAKING CAPACITY ICU=55KA / 415 V AC 3 POLE, LINE PROTECTION OVERCURRENT RELEASE TM, LI IN=160A, RATED CURRENT IR=125160A, OVERLOAD II=1500A, SHORTCIRCUIT WITH SCREW CONNECTION WITHOUT AUXILIARY RELEASE AUXILIARY SWITCH KIT 2HS(1NO+1NC) AUXILIARY SWITCH KIT 2HS(1NO+1NC) | 341.11 | TEM | 1 | LP | 2 | 1
3VL17161DD360AD1 | CIRCUITBREAKER VL160X N STANDARD BREAKING CAPACITY ICU=55KA / 415 V AC 3 POLE, LINE PROTECTION OVERCURRENT RELEASE TM, LI IN=160A, RATED CURRENT IR=125160A, OVERLOAD II=1500A, SHORTCIRCUIT WITH SCREW CONNECTION WITHOUT AUXILIARY RELEASE AUXILIARY/ALARM SWITCH KIT 2HS(1NO+1NC)+1AS(1NO) AUXILIARY/ALARM SWITCH KIT 2HS(1NO+1NC)+1AS(1NO) | 353.54 | TEM | 1 | LP | 2 | 1
3VL17161DE330AA0 | CIRCUITBREAKER VL160X N STANDARD BREAKING CAPACITY ICU=55KA / 415 V AC 3 POLE, NONAUTOMATIC OVERCURRENT RELEASE MAGNETIC IN=160A, RATED CURRENT II=1800A, SHORT CIRCUIT WITHOUT AUXILIARY RELEASE WITHOUT AUXILIARY/ALARM SWITCH | 278.96 | TEM | 1 | LP | 2.254 | 1
3VL17161DE332HB1 | CIRCUITBREAKER VL160X N STANDARD BREAKING CAPACITY ICU=55KA / 415 V AC 3 POLE, NONAUTOMATIC OVERCURRENT RELEASE MAGNETIC IN=160A, RATED CURRENT II=1800A, SHORT CIRCUIT UNDERVOLTAGE RELEASE 220 250 V AC AUXILIARY SWITCH KIT 2HS(1NO+1NC) AUXILIARY SWITCH KIT 2HS(1NO+1NC) | 403.15 | TEM | 1 | LP | 2 | 1
3VL17161EE430AA0 | CIRCUITBREAKER VL160X N STANDARD BREAKING CAPACITY ICU=55KA / 415 V AC 4 POLE, NONAUTOMATIC OVERCURRENT RELEASE MAGNETIC IN=160A, RATED CURRENT II=1800A, SHORTCIRCUIT WITHOUT AUXILIARY RELEASE WITHOUT AUXILIARY/ALARM SWITCH | 360.8 | TEM | 1 | LP | 2.947 | 1
3VL17161EH430AA0 | CIRCUITBREAKER VL160X N STANDARD BREAKING CAPACITY ICU=55KA / 415 V AC 4 POLE, LINE PROTECTION OVERCURRENT RELEASE TM, LI IN=160A, RATED CURRENT IR=160A, OVERLOAD II=1500A, SHORTCIRCUIT N NOT PROTECTED WITHOUT AUXILIARY RELEASE WITHOUT AUXILIARY/ALARM SWITCH | 362.34 | TEM | 1 | LP | 2.947 | 1
3VL17161EH460AD1 | CIRCUITBREAKER VL160X N STANDARD BREAKING CAPACITY ICU=55KA / 415 V AC 4 POLE, LINE PROTECTION OVERCURRENT RELEASE TM, LI IN=160A, RATED CURRENT IR=160A, OVERLOAD II=1500A, SHORTCIRCUIT N NOT PROTECTED WITH SCREW CONNECTION WITHOUT AUXILIARY RELEASE AUXILIARY/ALARM SWITCH KIT 2HS(1NO+1NC)+1AS(1NO) AUXILIARY/ALARM SWITCH KIT 2HS(1NO+1NC)+1AS(1NO) | 412.06 | TEM | 1 | LP | 2.5 | 1
3VL17162DA330AA0 | CIRCUITBREAKER VL160X H HIGH BREAKING CAPACITY ICU=70KA / 415 V AC 3 POLE, LINE PROTECTION OVERCURRENT RELEASE TM, LI IN=160A, RATED CURRENT IR=160A, OVERLOAD II=1500A, SHORTCIRCUIT WITHOUT AUXILIARY RELEASE WITHOUT AUXILIARY/ALARM SWITCH | 340.67 | TEM | 1 | LP | 2.23 | 1
3VL17162DD330AA0 | CIRCUITBREAKER VL160X H HIGH BREAKING CAPACITY ICU=70KA / 415 V AC 3 POLE, LINE PROTECTION OVERCURRENT RELEASE TM, LI IN=160A, RATED CURRENT IR=125160A, OVERLOAD II=1500A, SHORTCIRCUIT WITHOUT AUXILIARY RELEASE WITHOUT AUXILIARY/ALARM SWITCH | 374.99 | TEM | 1 | LP | 2.239 | 1
3VL17162DD330AD1 | CIRCUITBREAKER VL160X H HIGH BREAKING CAPACITY ICU=70KA / 415 V AC 3 POLE, LINE PROTECTION OVERCURRENT RELEASE TM, LI IN=160A, RATED CURRENT IR=125160A, OVERLOAD II=1500A, SHORTCIRCUIT WITHOUT AUXILIARY RELEASE AUXILIARY/ALARM SWITCH KIT 2HS(1NO+1NC)+1AS(1NO) | 425.04 | TEM | 1 | LP | 2.15 | 1
3VL17162DD332SD1 | CIRCUITBREAKER VL160X H HIGH BREAKING CAPACITY ICU=70KA / 415 V AC 3 POLE, LINE PROTECTION OVERCURRENT RELEASE TM, LI IN=160A, RATED CURRENT IR=125160A, OVERLOAD II=1500A, SHORTCIRCUIT UNDERVOLTAGE RELEASE 220 250 V DC AUXILIARY/ALARM SWITCH KIT 2HS(1NO+1NC)+1AS(1NO) AUXILIARY/ALARM SWITCH KIT 2HS(1NO+1NC)+1AS(1NO) | 511.61 | TEM | 1 | LP | 2 | 1
3VL17162DD360AA0 | CIRCUITBREAKER VL160X H HIGH BREAKING CAPACITY ICU=70KA / 415 V AC 3 POLE, LINE PROTECTION OVERCURRENT RELEASE TM, LI IN=160A, RATED CURRENT IR=125160A, OVERLOAD II=1500A, SHORTCIRCUIT WITH SCREW CONNECTION WITHOUT AUXILIARY RELEASE WITHOUT AUXILIARY/ALARM SWITCH | 373.45 | TEM | 1 | LP | 2.239 | 1
3VL17162DD360AB1 | CIRCUITBREAKER VL160X H HIGH BREAKING CAPACITY ICU=70KA / 415 V AC 3 POLE, LINE PROTECTION OVERCURRENT RELEASE TM, LI IN=160A, RATED CURRENT IR=125160A, OVERLOAD II=1500A, SHORTCIRCUIT WITH SCREW CONNECTION WITHOUT AUXILIARY RELEASE AUXILIARY SWITCH KIT 2HS(1NO+1NC) AUXILIARY SWITCH KIT 2HS(1NO+1NC) | 411.07 | TEM | 1 | LP | 2 | 1
3VL17162DE330AA0 | CIRCUITBREAKER VL160X H HIGH BREAKING CAPACITY ICU=70KA / 415 V AC 3 POLE, NONAUTOMATIC OVERCURRENT RELEASE MAGNETIC IN=160A, RATED CURRENT II=1800A, SHORT CIRCUIT WITHOUT AUXILIARY RELEASE WITHOUT AUXILIARY/ALARM SWITCH | 329.56 | TEM | 1 | LP | 2.263 | 1
3VL17251DA330AA0 | CIRCUITBREAKER VL160X N STANDARD BREAKING CAPACITY ICU=55KA / 415 V AC 3 POLE, LINE PROTECTION OVERCURRENT RELEASE TM, LI IN=25A, RATED CURRENT IR=25A, OVERLOAD II=300A, SHORTCIRCUIT WITHOUT AUXILIARY RELEASE WITHOUT AUXILIARY/ALARM SWITCH | 152.79 | TEM | 1 | LP | 2 | 1
3VL17251DA332SD1 | CIRCUITBREAKER VL160X N STANDARD BREAKING CAPACITY ICU=55KA / 415 V AC 3 POLE, LINE PROTECTION OVERCURRENT RELEASE TM, LI IN=25A, RATED CURRENT IR=25A, OVERLOAD II=300A, SHORTCIRCUIT UNDERVOLTAGE RELEASE 220 250 V DC AUXILIARY/ALARM SWITCH KIT 2HS(1NO+1NC)+1AS(1NO) AUXILIARY/ALARM SWITCH KIT 2HS(1NO+1NC)+1AS(1NO) | 289.41 | TEM | 1 | LP | 2 | 1
3VL17251EH430AA0 | CIRCUITBREAKER VL160X N STANDARD BREAKING CAPACITY ICU=55KA / 415 V AC 4 POLE, LINE PROTECTION OVERCURRENT RELEASE TM, LI IN=25A, RATED CURRENT IR=25A, OVERLOAD II=300A, SHORTCIRCUIT N NOT PROTECTED WITHOUT AUXILIARY RELEASE WITHOUT AUXILIARY/ALARM SWITCH | 190.19 | TEM | 1 | LP | 2.895 | 1
3VL17251EH430AD1 | CIRCUITBREAKER VL160X N STANDARD BREAKING CAPACITY ICU=55KA / 415 V AC 4 POLE, LINE PROTECTION OVERCURRENT RELEASE TM, LI IN=25A, RATED CURRENT IR=25A, OVERLOAD II=300A, SHORTCIRCUIT N NOT PROTECTED WITHOUT AUXILIARY RELEASE AUXILIARY/ALARM SWITCH KIT 2HS(1NO+1NC)+1AS(1NO) AUXILIARY/ALARM SWITCH KIT 2HS(1NO+1NC)+1AS(1NO) | 240.24 | TEM | 1 | LP | 2.5 | 1
3VL17961DA330AA0 | CIRCUITBREAKER VL160X N STANDARD BREAKING CAPACITY ICU=55KA / 415 V AC 3 POLE, LINE PROTECTION OVERCURRENT RELEASE TM, LI IN=16A, RATED CURRENT IR=16A, OVERLOAD II=300A, SHORTCIRCUIT WITHOUT AUXILIARY RELEASE WITHOUT AUXILIARY/ALARM SWITCH | 154.55 | TEM | 1 | LP | 2.145 | 1
3VL17961DA330AD1 | CIRCUITBREAKER VL160X N STANDARD BREAKING CAPACITY ICU=55KA / 415 V AC 3 POLE, LINE PROTECTION OVERCURRENT RELEASE TM, LI IN=16A, RATED CURRENT IR=16A, OVERLOAD II=300A, SHORTCIRCUIT WITHOUT AUXILIARY RELEASE AUXILIARY/ALARM SWITCH KIT 2HS(1NO+1NC)+1AS(1NO) AUXILIARY/ALARM SWITCH KIT 2HS(1NO+1NC)+1AS(1NO) | 204.6 | TEM | 1 | LP | 1.9 | 1
3VL17961DA332SD1 | CIRCUITBREAKER VL160X N STANDARD BREAKING CAPACITY ICU=55KA / 415 V AC 3 POLE, LINE PROTECTION OVERCURRENT RELEASE TM, LI IN=16A, RATED CURRENT IR=16A, OVERLOAD II=300A, SHORTCIRCUIT UNDERVOLTAGE RELEASE 220 250 V DC AUXILIARY/ALARM SWITCH KIT 2HS(1NO+1NC)+1AS(1NO) AUXILIARY/ALARM SWITCH KIT 2HS(1NO+1NC)+1AS(1NO) | 291.17 | TEM | 1 | LP | 1.9 | 1
3VL17961EH430AA0 | CIRCUITBREAKER VL160X N STANDARD BREAKING CAPACITY ICU=55KA / 415 V AC 4 POLE, LINE PROTECTION OVERCURRENT RELEASE TM, LI IN=16A, RATED CURRENT IR=16A, OVERLOAD II=300A, SHORTCIRCUIT N NOT PROTECTED WITHOUT AUXILIARY RELEASE WITHOUT AUXILIARY/ALARM SWITCH | 190.19 | TEM | 1 | LP | 2.835 | 1
3VL17961EH430AD1 | CIRCUITBREAKER VL160X N STANDARD BREAKING CAPACITY ICU=55KA / 415 V AC 4 POLE, LINE PROTECTION OVERCURRENT RELEASE TM, LI IN=16A, RATED CURRENT IR=16A, OVERLOAD II=300A, SHORTCIRCUIT N NOT PROTECTED WITHOUT AUXILIARY RELEASE AUXILIARY/ALARM SWITCH KIT 2HS(1NO+1NC)+1AS(1NO) AUXILIARY/ALARM SWITCH KIT 2HS(1NO+1NC)+1AS(1NO) | 240.24 | TEM | 1 | LP | 2.3 | 1
3VL27051DC330AA0 | CIRCUITBREAKER VL 160N STANDARD BREAKING CAPACITY ICU=55KA / 415 V AC 3 POLE, LINE PROTECTION OVERCURRENT RELEASE TM, LI IN=50A, RATED CURRENT IR=4050A, OVERLOAD II=300600A, SHORT CIRCUIT WITHOUT AUXILIARY RELEASE WITHOUT AUXILIARY/ALARM SWITCH | 203.83 | TEM | 1 | LP | 2.41 | 1
3VL27051DC330AB1 | CIRCUITBREAKER VL 160N STANDARD BREAKING CAPACITY ICU=55KA / 415 V AC 3 POLE, LINE PROTECTION OVERCURRENT RELEASE TM, LI IN=50A, RATED CURRENT IR=4050A, OVERLOAD II=300600A, SHORT CIRCUIT WITHOUT AUXILIARY RELEASE AUXILIARY SWITCH KIT 2HS(1NO+1NC) | 241.45 | TEM | 1 | LP | 2.45 | 1
3VL27051DC330AD1 | CIRCUITBREAKER VL 160N STANDARD BREAKING CAPACITY ICU=55KA / 415 V AC 3 POLE, LINE PROTECTION OVERCURRENT RELEASE TM, LI IN=50A, RATED CURRENT IR=4050A, OVERLOAD II=300600A, SHORT CIRCUIT WITHOUT AUXILIARY RELEASE AUXILIARY/ALARM SWITCH KIT 2HS(1NO+1NC)+1AS(1NO) | 253.88 | TEM | 1 | LP | 2.464 | 1
3VL27051DC332HB1 | CIRCUITBREAKER VL 160N STANDARD BREAKING CAPACITY ICU=55KA / 415 V AC 3 POLE, LINE PROTECTION OVERCURRENT RELEASE TM, LI IN=50A, RATED CURRENT IR=4050A, OVERLOAD II=300600A, SHORT CIRCUIT UNDERVOLTAGE RELEASE 220 250 V AC AUXILIARY SWITCH KIT 2HS(1NO+1NC) AUXILIARY SWITCH KIT 2HS(1NO+1NC) | 328.02 | TEM | 1 | LP | 2.2 | 1
3VL27051DC332UD1 | CIRCUITBREAKER VL 160N STANDARD BREAKING CAPACITY ICU=55KA / 415 V AC 3 POLE, LINE PROTECTION OVERCURRENT RELEASE TM, LI IN=50A, RATED CURRENT IR=4050A, OVERLOAD II=300600A, SHORT CIRCUIT UNDERVOLTAGE RELEASE 48 V DC AUXILIARY/ALARM SWITCH KIT 2HS(1NO+1NC)+1AS(1NO) AUXILIARY/ALARM SWITCH KIT 2HS(1NO+1NC)+1AS(1NO) | 340.45 | TEM | 1 | LP | 2.2 | 1
3VL27051DC338CD1 | CIRCUITBREAKER VL 160N STANDARD BREAKING CAPACITY ICU=55KA / 415 V AC 3 POLE, LINE PROTECTION OVERCURRENT RELEASE TM, LI IN=50A, RATED CURRENT IR=4050A, OVERLOAD II=300600A, SHORT CIRCUIT SHUNT RELEASE 24 V AC/DC AUXILIARY/ALARM SWITCH KIT 2HS(1NO+1NC)+1AS(1NO) AUXILIARY/ALARM SWITCH KIT 2HS(1NO+1NC)+1AS(1NO) | 318.67 | TEM | 1 | LP | 2.2 | 1
3VL27051DC338TA0 | CIRCUITBREAKER VL 160N STANDARD BREAKING CAPACITY ICU=55KA / 415 V AC 3 POLE, LINE PROTECTION OVERCURRENT RELEASE TM, LI IN=50A, RATED CURRENT IR=4050A, OVERLOAD II=300600A, SHORT CIRCUIT SHUNT RELEASE 208 277 V AC WITHOUT AUXILIARY/ALARM SWITCH WITHOUT AUXILIARY/ALARM SWITCH | 268.62 | TEM | 1 | LP | 2.2 | 1
3VL27051DC360AD1 | CIRCUITBREAKER VL 160N STANDARD BREAKING CAPACITY ICU=55KA / 415 V AC 3 POLE, LINE PROTECTION OVERCURRENT RELEASE TM, LI IN=50A, RATED CURRENT IR=4050A, OVERLOAD II=300600A, SHORT CIRCUIT WITH SCREW CONNECTION WITHOUT AUXILIARY RELEASE AUXILIARY/ALARM SWITCH KIT 2HS(1NO+1NC)+1AS(1NO) AUXILIARY/ALARM SWITCH KIT 2HS(1NO+1NC)+1AS(1NO) | 252.45 | TEM | 1 | LP | 2.2 | 1
3VL27051EJ430AA0 | CIRCUITBREAKER VL 160N STANDARD BREAKING CAPACITY ICU=55KA / 415 V AC 4 POLE, LINE PROTECTION OVERCURRENT RELEASE TM, LI IN=50A, RATED CURRENT IR=4050A, OVERLOAD II=300600A, SHORT CIRCUIT N NOT PROTECTED WITHOUT AUXILIARY RELEASE WITHOUT AUXILIARY/ALARM SWITCH | 265.1 | TEM | 1 | LP | 3.233 | 1
3VL27051EJ430AD1 | CIRCUITBREAKER VL 160N STANDARD BREAKING CAPACITY ICU=55KA / 415 V AC 4 POLE, LINE PROTECTION OVERCURRENT RELEASE TM, LI IN=50A, RATED CURRENT IR=4050A, OVERLOAD II=300600A, SHORT CIRCUIT N NOT PROTECTED WITHOUT AUXILIARY RELEASE AUXILIARY/ALARM SWITCH KIT 2HS(1NO+1NC)+1AS(1NO) AUXILIARY/ALARM SWITCH KIT 2HS(1NO+1NC)+1AS(1NO) | 315.15 | TEM | 1 | LP | 3 | 1
3VL27051EJ432HB1 | CIRCUITBREAKER VL 160N STANDARD BREAKING CAPACITY ICU=55KA / 415 V AC 4 POLE, LINE PROTECTION OVERCURRENT RELEASE TM, LI IN=50A, RATED CURRENT IR=4050A, OVERLOAD II=300600A, SHORT CIRCUIT N NOT PROTECTED UNDERVOLTAGE RELEASE 220 250 V AC AUXILIARY SWITCH KIT 2HS(1NO+1NC) AUXILIARY SWITCH KIT 2HS(1NO+1NC) | 389.29 | TEM | 1 | LP | 3 | 1
3VL27051EJ432HD1 | CIRCUITBREAKER VL 160N STANDARD BREAKING CAPACITY ICU=55KA / 415 V AC 4 POLE, LINE PROTECTION OVERCURRENT RELEASE TM, LI IN=50A, RATED CURRENT IR=4050A, OVERLOAD II=300600A, SHORT CIRCUIT N NOT PROTECTED UNDERVOLTAGE RELEASE 220 250 V AC AUXILIARY/ALARM SWITCH KIT 2HS(1NO+1NC)+1AS(1NO) AUXILIARY/ALARM SWITCH KIT 2HS(1NO+1NC)+1AS(1NO) | 401.72 | TEM | 1 | LP | 3 | 1
3VL27051EM430AA0 | CIRCUITBREAKER VL 160N STANDARD BREAKING CAPACITY ICU=55KA / 415 V AC 4 POLE, LINE PROTECTION OVERCURRENT RELEASE TM, LI IN=50A, RATED CURRENT IR=4050A, OVERLOAD II=300600A, SHORT CIRCUIT N PROTECTED WITHOUT AUXILIARY RELEASE WITHOUT AUXILIARY/ALARM SWITCH | 272.14 | TEM | 1 | LP | 3.128 | 1
3VL27051EM430AD1 | CIRCUITBREAKER VL 160N STANDARD BREAKING CAPACITY ICU=55KA / 415 V AC 4 POLE, LINE PROTECTION OVERCURRENT RELEASE TM, LI IN=50A, RATED CURRENT IR=4050A, OVERLOAD II=300600A, SHORT CIRCUIT N PROTECTED WITHOUT AUXILIARY RELEASE AUXILIARY/ALARM SWITCH KIT 2HS(1NO+1NC)+1AS(1NO) AUXILIARY/ALARM SWITCH KIT 2HS(1NO+1NC)+1AS(1NO) | 322.19 | TEM | 1 | LP | 3 | 1
3VL27052DC330AA0 | CIRCUITBREAKER VL 160H HIGH BREAKING CAPACITY ICU=70KA / 415 V AC 3 POLE, LINE PROTECTION OVERCURRENT RELEASE TM, LI IN=50A, RATED CURRENT IR=4050A, OVERLOAD II=300600A, SHORT CIRCUIT WITHOUT AUXILIARY RELEASE WITHOUT AUXILIARY/ALARM SWITCH | 258.39 | TEM | 1 | LP | 2.421 | 1
3VL27052DC330AB1 | CIRCUITBREAKER VL 160H HIGH BREAKING CAPACITY ICU=70KA / 415 V AC 3 POLE, LINE PROTECTION OVERCURRENT RELEASE TM, LI IN=50A, RATED CURRENT IR=4050A, OVERLOAD II=300600A, SHORT CIRCUIT WITHOUT AUXILIARY RELEASE AUXILIARY SWITCH KIT 2HS(1NO+1NC) | 296.01 | TEM | 1 | LP | 2.473 | 1
3VL27052EJ460AB1 | CIRCUITBREAKER VL 160H HIGH BREAKING CAPACITY ICU=70KA / 415 V AC 4 POLE, LINE PROTECTION OVERCURRENT RELEASE TM, LI IN=50A, RATED CURRENT IR=4050A, OVERLOAD II=300600A, SHORT CIRCUIT N NOT PROTECTED WITH SCREW CONNECTION WITHOUT AUXILIARY RELEASE AUXILIARY SWITCH KIT 2HS(1NO+1NC) AUXILIARY SWITCH KIT 2HS(1NO+1NC) | 363 | TEM | 1 | LP | 3 | 1
3VL27053DC330AA0 | CIRCUITBREAKER VL 160L VERY HIGH BREAKING CAPACITY ICU=100KA / 415 V AC 3 POLE, LINE PROTECTION OVERCURRENT RELEASE TM, LI IN=50A, RATED CURRENT IR=4050A, OVERLOAD II=300600A, SHORT CIRCUIT WITHOUT AUXILIARY RELEASE WITHOUT AUXILIARY/ALARM SWITCH | 362.56 | TEM | 1 | LP | 2.37 | 1
3VL27053DC330AD1 | CIRCUITBREAKER VL 160L VERY HIGH BREAKING CAPACITY ICU=100KA / 415 V AC 3 POLE, LINE PROTECTION OVERCURRENT RELEASE TM, LI IN=50A, RATED CURRENT IR=4050A, OVERLOAD II=300600A, SHORT CIRCUIT WITHOUT AUXILIARY RELEASE AUXILIARY/ALARM SWITCH KIT 2HS(1NO+1NC)+1AS(1NO) AUXILIARY/ALARM SWITCH KIT 2HS(1NO+1NC)+1AS(1NO) | 412.61 | TEM | 1 | LP | 2.2 | 1
3VL27061DC330AA0 | CIRCUITBREAKER VL 160N STANDARD BREAKING CAPACITY ICU=55KA / 415 V AC 3 POLE, LINE PROTECTION OVERCURRENT RELEASE TM, LI IN=63A, RATED CURRENT IR=5063A, OVERLOAD II=300600A, SHORT CIRCUIT WITHOUT AUXILIARY RELEASE WITHOUT AUXILIARY/ALARM SWITCH | 203.83 | TEM | 1 | LP | 2.427 | 1
3VL27061DC330AB1 | CIRCUITBREAKER VL 160N STANDARD BREAKING CAPACITY ICU=55KA / 415 V AC 3 POLE, LINE PROTECTION OVERCURRENT RELEASE TM, LI IN=63A, RATED CURRENT IR=5063A, OVERLOAD II=300600A, SHORT CIRCUIT WITHOUT AUXILIARY RELEASE AUXILIARY SWITCH KIT 2HS(1NO+1NC) | 241.45 | TEM | 1 | LP | 2.455 | 1
3VL27061DC330AD1 | CIRCUITBREAKER VL 160N STANDARD BREAKING CAPACITY ICU=55KA / 415 V AC 3 POLE, LINE PROTECTION OVERCURRENT RELEASE TM, LI IN=63A, RATED CURRENT IR=5063A, OVERLOAD II=300600A, SHORT CIRCUIT WITHOUT AUXILIARY RELEASE AUXILIARY/ALARM SWITCH KIT 2HS(1NO+1NC)+1AS(1NO) | 253.88 | TEM | 1 | LP | 2.465 | 1
3VL27061DC332HD1 | CIRCUITBREAKER VL 160N STANDARD BREAKING CAPACITY ICU=55KA / 415 V AC 3 POLE, LINE PROTECTION OVERCURRENT RELEASE TM, LI IN=63A, RATED CURRENT IR=5063A, OVERLOAD II=300600A, SHORT CIRCUIT UNDERVOLTAGE RELEASE 220 250 V AC AUXILIARY/ALARM SWITCH KIT 2HS(1NO+1NC)+1AS(1NO) AUXILIARY/ALARM SWITCH KIT 2HS(1NO+1NC)+1AS(1NO) | 340.45 | TEM | 1 | LP | 2.2 | 1
3VL27061DC332SD1 | CIRCUITBREAKER VL 160N STANDARD BREAKING CAPACITY ICU=55KA / 415 V AC 3 POLE, LINE PROTECTION OVERCURRENT RELEASE TM, LI IN=63A, RATED CURRENT IR=5063A, OVERLOAD II=300600A, SHORT CIRCUIT UNDERVOLTAGE RELEASE 220 250 V DC AUXILIARY/ALARM SWITCH KIT 2HS(1NO+1NC)+1AS(1NO) AUXILIARY/ALARM SWITCH KIT 2HS(1NO+1NC)+1AS(1NO) | 340.45 | TEM | 1 | LP | 2.2 | 1
3VL27061DC338TB1 | CIRCUITBREAKER VL 160N STANDARD BREAKING CAPACITY ICU=55KA / 415 V AC 3 POLE, LINE PROTECTION OVERCURRENT RELEASE TM, LI IN=63A, RATED CURRENT IR=5063A, OVERLOAD II=300600A, SHORT CIRCUIT SHUNT RELEASE 208 277 V AC AUXILIARY SWITCH KIT 2HS(1NO+1NC) AUXILIARY SWITCH KIT 2HS(1NO+1NC) | 306.24 | TEM | 1 | LP | 2.2 | 1
3VL27061DC360AA0 | CIRCUITBREAKER VL 160N STANDARD BREAKING CAPACITY ICU=55KA / 415 V AC 3 POLE, LINE PROTECTION OVERCURRENT RELEASE TM, LI IN=63A, RATED CURRENT IR=5063A, OVERLOAD II=300600A, SHORT CIRCUIT WITH SCREW CONNECTION WITHOUT AUXILIARY RELEASE WITHOUT AUXILIARY/ALARM SWITCH | 202.4 | TEM | 1 | LP | 2.32 | 1
3VL27061DC360AB1 | CIRCUITBREAKER VL 160N STANDARD BREAKING CAPACITY ICU=55KA / 415 V AC 3 POLE, LINE PROTECTION OVERCURRENT RELEASE TM, LI IN=63A, RATED CURRENT IR=5063A, OVERLOAD II=300600A, SHORT CIRCUIT WITH SCREW CONNECTION WITHOUT AUXILIARY RELEASE AUXILIARY SWITCH KIT 2HS(1NO+1NC) AUXILIARY SWITCH KIT 2HS(1NO+1NC) | 240.02 | TEM | 1 | LP | 2.2 | 1
3VL27061DK330AA0 | CIRCUITBREAKER VL 160N STANDARD BREAKING CAPACITY ICU=55KA / 415 V AC 3 POLE, STARTER COMBINATION PROTECTION OVERCURRENT RELEASE MAGNETIC IN=63A, RATED CURRENT II=450900A, SHORT CIRCUIT WITHOUT AUXILIARY RELEASE WITHOUT AUXILIARY/ALARM SWITCH | 181.94 | TEM | 1 | LP | 2.478 | 1
3VL27061DK330AB1 | CIRCUITBREAKER VL 160N STANDARD BREAKING CAPACITY ICU=55KA / 415 V AC 3 POLE, STARTER COMBINATION PROTECTION OVERCURRENT RELEASE MAGNETIC IN=63A, RATED CURRENT II=450900A, SHORT CIRCUIT WITHOUT AUXILIARY RELEASE AUXILIARY SWITCH KIT 2HS(1NO+1NC) | 219.56 | TEM | 1 | LP | 2.6 | 1
3VL27061DK330AD1 | CIRCUITBREAKER VL 160N STANDARD BREAKING CAPACITY ICU=55KA / 415 V AC 3 POLE, STARTER COMBINATION PROTECTION OVERCURRENT RELEASE MAGNETIC IN=63A, RATED CURRENT II=450900A, SHORT CIRCUIT WITHOUT AUXILIARY RELEASE AUXILIARY/ALARM SWITCH KIT 2HS(1NO+1NC)+1AS(1NO) | 231.99 | TEM | 1 | LP | 2.6 | 1
3VL27061EJ430AA0 | CIRCUITBREAKER VL 160N STANDARD BREAKING CAPACITY ICU=55KA / 415 V AC 4 POLE, LINE PROTECTION OVERCURRENT RELEASE TM, LI IN=63A, RATED CURRENT IR=5063A, OVERLOAD II=300600A, SHORT CIRCUIT N NOT PROTECTED WITHOUT AUXILIARY RELEASE WITHOUT AUXILIARY/ALARM SWITCH | 268.62 | TEM | 1 | LP | 3.05 | 1
3VL27061EJ430AD1 | CIRCUITBREAKER VL 160N STANDARD BREAKING CAPACITY ICU=55KA / 415 V AC 4 POLE, LINE PROTECTION OVERCURRENT RELEASE TM, LI IN=63A, RATED CURRENT IR=5063A, OVERLOAD II=300600A, SHORT CIRCUIT N NOT PROTECTED WITHOUT AUXILIARY RELEASE AUXILIARY/ALARM SWITCH KIT 2HS(1NO+1NC)+1AS(1NO) | 318.67 | TEM | 1 | LP | 3.167 | 1
3VL27061EJ460AA0 | CIRCUITBREAKER VL 160N STANDARD BREAKING CAPACITY ICU=55KA / 415 V AC 4 POLE, LINE PROTECTION OVERCURRENT RELEASE TM, LI IN=63A, RATED CURRENT IR=5063A, OVERLOAD II=300600A, SHORT CIRCUIT N NOT PROTECTED WITH SCREW CONNECTION WITHOUT AUXILIARY RELEASE WITHOUT AUXILIARY/ALARM SWITCH | 263.89 | TEM | 1 | LP | 3.115 | 1
3VL27061EJ460AB1 | CIRCUITBREAKER VL 160N STANDARD BREAKING CAPACITY ICU=55KA / 415 V AC 4 POLE, LINE PROTECTION OVERCURRENT RELEASE TM, LI IN=63A, RATED CURRENT IR=5063A, OVERLOAD II=300600A, SHORT CIRCUIT N NOT PROTECTED WITH SCREW CONNECTION WITHOUT AUXILIARY RELEASE AUXILIARY SWITCH KIT 2HS(1NO+1NC) AUXILIARY SWITCH KIT 2HS(1NO+1NC) | 301.51 | TEM | 1 | LP | 3 | 1
3VL27061EM430AA0 | CIRCUITBREAKER VL 160N STANDARD BREAKING CAPACITY ICU=55KA / 415 V AC 4 POLE, LINE PROTECTION OVERCURRENT RELEASE TM, LI IN=63A, RATED CURRENT IR=5063A, OVERLOAD II=300600A, SHORT CIRCUIT N PROTECTED WITHOUT AUXILIARY RELEASE WITHOUT AUXILIARY/ALARM SWITCH | 272.14 | TEM | 1 | LP | 3.11 | 1
3VL27061EM430AD1 | CIRCUITBREAKER VL 160N STANDARD BREAKING CAPACITY ICU=55KA / 415 V AC 4 POLE, LINE PROTECTION OVERCURRENT RELEASE TM, LI IN=63A, RATED CURRENT IR=5063A, OVERLOAD II=300600A, SHORT CIRCUIT N PROTECTED WITHOUT AUXILIARY RELEASE AUXILIARY/ALARM SWITCH KIT 2HS(1NO+1NC)+1AS(1NO) AUXILIARY/ALARM SWITCH KIT 2HS(1NO+1NC)+1AS(1NO) | 322.19 | TEM | 1 | LP | 3 | 1
3VL27061EM460AA0 | CIRCUITBREAKER VL 160N STANDARD BREAKING CAPACITY ICU=55KA / 415 V AC 4 POLE, LINE PROTECTION OVERCURRENT RELEASE TM, LI IN=63A, RATED CURRENT IR=5063A, OVERLOAD II=300600A, SHORT CIRCUIT N PROTECTED WITH SCREW CONNECTION WITHOUT AUXILIARY RELEASE WITHOUT AUXILIARY/ALARM SWITCH | 267.85 | TEM | 1 | LP | 3.051 | 1
3VL27061ME368KA0 | CIRCUITBREAKER VL 160N STANDARD BREAKING CAPACITY ICU=55KA / 415 V AC 3 POLE, LINE PROTECTION ELECTRONIC TRIP UNIT ETU20, LSI IN=63A, RATED CURRENT IR=2563A, OVERLOAD ISD=1,5TO10XIR, II=11XIN SHORTCIRCUIT WITH SCREW CONNECTION ETU COMMUNICATIONCAPABLE SHUNT RELEASE 110 127 V DC WITHOUT AUXILIARY/ALARM SWITCH WITHOUT AUXILIARY/ALARM SWITCH | 462.55 | TEM | 1 | LP | 2.4 | 1
3VL27061NF468KA0 | CIRCUITBREAKER VL 160N STANDARD BREAKING CAPACITY ICU=55KA / 415 V AC 4 POLE, LINE PROTECTION ELECTRONIC TRIP UNIT ETU20, LSI IN=63A, RATED CURRENT IR=2563A, OVERLOAD ISD=1,5TO10XIR, II=11XIN SHORTCIRCUIT N PROTECTED WITH SCREW CONNECTION ETU COMMUNICATIONCAPABLE SHUNT RELEASE 110 127 V DC WITHOUT AUXILIARY/ALARM SWITCH WITHOUT AUXILIARY/ALARM SWITCH | 595.32 | TEM | 1 | LP | 3.1 | 1
3VL27061SB330AA0 | CIRCUITBREAKER VL 160N STANDARD BREAKING CAPACITY ICU=55KA / 415 V AC 3 POLE, LINE PROTECTION ELECTRONIC TRIP UNIT ETU10, LI IN=63A, RATED CURRENT IR=2563A, OVERLOAD II=1,25TO11XIN, SHORT CIRCUIT WITHOUT AUXILIARY RELEASE WITHOUT AUXILIARY/ALARM SWITCH | 340.12 | TEM | 1 | LP | 2.447 | 1
3VL27061SB330AD1 | CIRCUITBREAKER VL 160N STANDARD BREAKING CAPACITY ICU=55KA / 415 V AC 3 POLE, LINE PROTECTION ELECTRONIC TRIP UNIT ETU10, LI IN=63A, RATED CURRENT IR=2563A, OVERLOAD II=1,25TO11XIN, SHORT CIRCUIT WITHOUT AUXILIARY RELEASE AUXILIARY/ALARM SWITCH KIT 2HS(1NO+1NC)+1AS(1NO) AUXILIARY/ALARM SWITCH KIT 2HS(1NO+1NC)+1AS(1NO) | 390.17 | TEM | 1 | LP | 2.4 | 1
3VL27061SE330AA0 | CIRCUITBREAKER VL 160N STANDARD BREAKING CAPACITY ICU=55KA / 415 V AC 3 POLE, LINE PROTECTION ELECTRONIC TRIP UNIT ETU20, LSI IN=63A, RATED CURRENT IR=2563A, OVERLOAD ISD=1,5TO10XIR, II=11XIN SHORTCIRCUIT WITHOUT AUXILIARY RELEASE WITHOUT AUXILIARY/ALARM SWITCH | 363.11 | TEM | 1 | LP | 2.453 | 1
3VL27061SH330AA0 | CIRCUITBREAKER VL 160N STANDARD BREAKING CAPACITY ICU=55KA / 415 V AC 3 POLE, LINE PROTECTION ELECTRONIC TRIP UNIT ETU22, LSIG 3PHASES/4WIRES WITH PIGTAIL IN=63A, RATED CURRENT IR=2563A, OVERLOAD ISD=1,5TO10XIR, II=11XIN SHORTCIRCUIT WITHOUT AUXILIARY RELEASE WITHOUT AUXILIARY/ALARM SWITCH | 465.63 | TEM | 1 | LP | 2.452 | 1
3VL27061SP330AA0 | CIRCUITBREAKER VL 160N STANDARD BREAKING CAPACITY ICU=55KA / 415 V AC 3 POLE, MOTOR/ GENERATOR PROTECTION ELECTRONIC TRIP UNIT ETU10M, LI IN=63A, RATED CURRENT IR=2563A, OVERLOAD II=1,25TO11XIN, SHORT CIRCUIT WITHOUT AUXILIARY RELEASE WITHOUT AUXILIARY/ALARM SWITCH | 306.68 | TEM | 1 | LP | 2.452 | 1
3VL27061SP360AB1 | CIRCUITBREAKER VL 160N STANDARD BREAKING CAPACITY ICU=55KA / 415 V AC 3 POLE, MOTOR/ GENERATOR PROTECTION ELECTRONIC TRIP UNIT ETU10M, LI IN=63A, RATED CURRENT IR=2563A, OVERLOAD II=1,25TO11XIN, SHORT CIRCUIT WITH SCREW CONNECTION WITHOUT AUXILIARY RELEASE AUXILIARY SWITCH KIT 2HS(1NO+1NC) AUXILIARY SWITCH KIT 2HS(1NO+1NC) | 336.27 | TEM | 1 | LP | 2.4 | 1
3VL27061TA430AD1 | CIRCUITBREAKER VL 160N STANDARD BREAKING CAPACITY ICU=55KA / 415 V AC 4 POLE, LINE PROTECTION ELECTRONIC TRIP UNIT ETU10, LI IN=63A, RATED CURRENT IR=2563A, OVERLOAD II=1,25TO11XIN, SHORT CIRCUIT N PROTECTED WITHOUT AUXILIARY RELEASE AUXILIARY/ALARM SWITCH KIT 2HS(1NO+1NC)+1AS(1NO) AUXILIARY/ALARM SWITCH KIT 2HS(1NO+1NC)+1AS(1NO) | 517.44 | TEM | 1 | LP | 3.1 | 1
3VL27062DC330AA0 | CIRCUITBREAKER VL 160H HIGH BREAKING CAPACITY ICU=70KA / 415 V AC 3 POLE, LINE PROTECTION OVERCURRENT RELEASE TM, LI IN=63A, RATED CURRENT IR=5063A, OVERLOAD II=300600A, SHORT CIRCUIT WITHOUT AUXILIARY RELEASE WITHOUT AUXILIARY/ALARM SWITCH | 267.08 | TEM | 1 | LP | 2.418 | 1
3VL27062DC330AB1 | CIRCUITBREAKER VL 160H HIGH BREAKING CAPACITY ICU=70KA / 415 V AC 3 POLE, LINE PROTECTION OVERCURRENT RELEASE TM, LI IN=63A, RATED CURRENT IR=5063A, OVERLOAD II=300600A, SHORT CIRCUIT WITHOUT AUXILIARY RELEASE AUXILIARY SWITCH KIT 2HS(1NO+1NC) | 304.7 | TEM | 1 | LP | 2.535 | 1
3VL27062DC332RD1 | CIRCUITBREAKER VL 160H HIGH BREAKING CAPACITY ICU=70KA / 415 V AC 3 POLE, LINE PROTECTION OVERCURRENT RELEASE TM, LI IN=63A, RATED CURRENT IR=5063A, OVERLOAD II=300600A, SHORT CIRCUIT UNDERVOLTAGE RELEASE 110 127 V DC AUXILIARY/ALARM SWITCH KIT 2HS(1NO+1NC)+1AS(1NO) AUXILIARY/ALARM SWITCH KIT 2HS(1NO+1NC)+1AS(1NO) | 403.7 | TEM | 1 | LP | 2.2 | 1
3VL27062DC362SD1 | CIRCUITBREAKER VL 160H HIGH BREAKING CAPACITY ICU=70KA / 415 V AC 3 POLE, LINE PROTECTION OVERCURRENT RELEASE TM, LI IN=63A, RATED CURRENT IR=5063A, OVERLOAD II=300600A, SHORT CIRCUIT WITH SCREW CONNECTION UNDERVOLTAGE RELEASE 220 250 V DC AUXILIARY/ALARM SWITCH KIT 2HS(1NO+1NC)+1AS(1NO) AUXILIARY/ALARM SWITCH KIT 2HS(1NO+1NC)+1AS(1NO) | 394.79 | TEM | 1 | LP | 2.2 | 1
3VL27062EJ432SD1 | CIRCUITBREAKER VL 160H HIGH BREAKING CAPACITY ICU=70KA / 415 V AC 4 POLE, LINE PROTECTION OVERCURRENT RELEASE TM, LI IN=63A, RATED CURRENT IR=5063A, OVERLOAD II=300600A, SHORT CIRCUIT N NOT PROTECTED UNDERVOLTAGE RELEASE 220 250 V DC AUXILIARY/ALARM SWITCH KIT 2HS(1NO+1NC)+1AS(1NO) AUXILIARY/ALARM SWITCH KIT 2HS(1NO+1NC)+1AS(1NO) | 473.66 | TEM | 1 | LP | 3 | 1
3VL27062SE330AA0 | CIRCUITBREAKER VL 160H HIGH BREAKING CAPACITY ICU=70KA / 415 V AC 3 POLE, LINE PROTECTION ELECTRONIC TRIP UNIT ETU20, LSI IN=63A, RATED CURRENT IR=2563A, OVERLOAD ISD=1,5TO10XIR, II=11XIN SHORTCIRCUIT WITHOUT AUXILIARY RELEASE WITHOUT AUXILIARY/ALARM SWITCH | 420.64 | TEM | 1 | LP | 2.413 | 1
3VL27063DC330AA0 | CIRCUITBREAKER VL 160L VERY HIGH BREAKING CAPACITY ICU=100KA / 415 V AC 3 POLE, LINE PROTECTION OVERCURRENT RELEASE TM, LI IN=63A, RATED CURRENT IR=5063A, OVERLOAD II=300600A, SHORT CIRCUIT WITHOUT AUXILIARY RELEASE WITHOUT AUXILIARY/ALARM SWITCH | 374.44 | TEM | 1 | LP | 2.51 | 1
3VL27063DC330AD1 | CIRCUITBREAKER VL 160L VERY HIGH BREAKING CAPACITY ICU=100KA / 415 V AC 3 POLE, LINE PROTECTION OVERCURRENT RELEASE TM, LI IN=63A, RATED CURRENT IR=5063A, OVERLOAD II=300600A, SHORT CIRCUIT WITHOUT AUXILIARY RELEASE AUXILIARY/ALARM SWITCH KIT 2HS(1NO+1NC)+1AS(1NO) | 424.49 | TEM | 1 | LP | 2.56 | 1
3VL27063DC338TA0 | CIRCUITBREAKER VL 160L VERY HIGH BREAKING CAPACITY ICU=100KA / 415 V AC 3 POLE, LINE PROTECTION OVERCURRENT RELEASE TM, LI IN=63A, RATED CURRENT IR=5063A, OVERLOAD II=300600A, SHORT CIRCUIT SHUNT RELEASE 208 277 V AC WITHOUT AUXILIARY/ALARM SWITCH WITHOUT AUXILIARY/ALARM SWITCH | 439.23 | TEM | 1 | LP | 2.2 | 1
3VL27063DK330AA0 | CIRCUITBREAKER VL 160L VERY HIGH BREAKING CAPACITY ICU=100KA / 415 V AC 3 POLE, STARTER COMBINATION PROTECTION OVERCURRENT RELEASE MAGNETIC IN=63A, RATED CURRENT II=450900A, SHORT CIRCUIT WITHOUT AUXILIARY RELEASE WITHOUT AUXILIARY/ALARM SWITCH | 364.98 | TEM | 1 | LP | 2.512 | 1
3VL27063SG330AD1 | CIRCUITBREAKER VL 160L VERY HIGH BREAKING CAPACITY ICU=100KA / 415 V AC 3 POLE, LINE PROTECTION ELECTRONIC TRIP UNIT ETU22, LSIG 3PHASES/3WIRES IN=63A, RATED CURRENT IR=2563A, OVERLOAD ISD=1,5TO10XIR, II=11XIN SHORTCIRCUIT WITHOUT AUXILIARY RELEASE AUXILIARY/ALARM SWITCH KIT 2HS(1NO+1NC)+1AS(1NO) AUXILIARY/ALARM SWITCH KIT 2HS(1NO+1NC)+1AS(1NO) | 666.38 | TEM | 1 | LP | 2.4 | 1
3VL27081DC330AA0 | CIRCUITBREAKER VL 160N STANDARD BREAKING CAPACITY ICU=55KA / 415 V AC 3 POLE, LINE PROTECTION OVERCURRENT RELEASE TM, LI IN=80A, RATED CURRENT IR=6380A, OVERLOAD II=400800A, SHORT CIRCUIT WITHOUT AUXILIARY RELEASE WITHOUT AUXILIARY/ALARM SWITCH | 207.79 | TEM | 1 | LP | 2.48 | 1
3VL27081DC330AB1 | CIRCUITBREAKER VL 160N STANDARD BREAKING CAPACITY ICU=55KA / 415 V AC 3 POLE, LINE PROTECTION OVERCURRENT RELEASE TM, LI IN=80A, RATED CURRENT IR=6380A, OVERLOAD II=400800A, SHORT CIRCUIT WITHOUT AUXILIARY RELEASE AUXILIARY SWITCH KIT 2HS(1NO+1NC) | 245.41 | TEM | 1 | LP | 2.445 | 1
3VL27081DC330AD1 | CIRCUITBREAKER VL 160N STANDARD BREAKING CAPACITY ICU=55KA / 415 V AC 3 POLE, LINE PROTECTION OVERCURRENT RELEASE TM, LI IN=80A, RATED CURRENT IR=6380A, OVERLOAD II=400800A, SHORT CIRCUIT WITHOUT AUXILIARY RELEASE AUXILIARY/ALARM SWITCH KIT 2HS(1NO+1NC)+1AS(1NO) | 257.84 | TEM | 1 | LP | 2.475 | 1
3VL27081DC332SD1 | CIRCUITBREAKER VL 160N STANDARD BREAKING CAPACITY ICU=55KA / 415 V AC 3 POLE, LINE PROTECTION OVERCURRENT RELEASE TM, LI IN=80A, RATED CURRENT IR=6380A, OVERLOAD II=400800A, SHORT CIRCUIT UNDERVOLTAGE RELEASE 220 250 V DC AUXILIARY/ALARM SWITCH KIT 2HS(1NO+1NC)+1AS(1NO) AUXILIARY/ALARM SWITCH KIT 2HS(1NO+1NC)+1AS(1NO) | 344.41 | TEM | 1 | LP | 2.2 | 1
3VL27081DC338CD1 | CIRCUITBREAKER VL 160N STANDARD BREAKING CAPACITY ICU=55KA / 415 V AC 3 POLE, LINE PROTECTION OVERCURRENT RELEASE TM, LI IN=80A, RATED CURRENT IR=6380A, OVERLOAD II=400800A, SHORT CIRCUIT SHUNT RELEASE 24 V AC/DC AUXILIARY/ALARM SWITCH KIT 2HS(1NO+1NC)+1AS(1NO) AUXILIARY/ALARM SWITCH KIT 2HS(1NO+1NC)+1AS(1NO) | 322.63 | TEM | 1 | LP | 2.2 | 1
3VL27081DC360AA0 | CIRCUITBREAKER VL 160N STANDARD BREAKING CAPACITY ICU=55KA / 415 V AC 3 POLE, LINE PROTECTION OVERCURRENT RELEASE TM, LI IN=80A, RATED CURRENT IR=6380A, OVERLOAD II=400800A, SHORT CIRCUIT WITH SCREW CONNECTION WITHOUT AUXILIARY RELEASE WITHOUT AUXILIARY/ALARM SWITCH | 205.15 | TEM | 1 | LP | 2.36 | 1
3VL27081DC360AD1 | CIRCUITBREAKER VL 160N STANDARD BREAKING CAPACITY ICU=55KA / 415 V AC 3 POLE, LINE PROTECTION OVERCURRENT RELEASE TM, LI IN=80A, RATED CURRENT IR=6380A, OVERLOAD II=400800A, SHORT CIRCUIT WITH SCREW CONNECTION WITHOUT AUXILIARY RELEASE AUXILIARY/ALARM SWITCH KIT 2HS(1NO+1NC)+1AS(1NO) AUXILIARY/ALARM SWITCH KIT 2HS(1NO+1NC)+1AS(1NO) | 255.2 | TEM | 1 | LP | 2.2 | 1
3VL27081DC368VD1 | CIRCUITBREAKER VL 160N STANDARD BREAKING CAPACITY ICU=55KA / 415 V AC 3 POLE, LINE PROTECTION OVERCURRENT RELEASE TM, LI IN=80A, RATED CURRENT IR=6380A, OVERLOAD II=400800A, SHORT CIRCUIT WITH SCREW CONNECTION SHUNT RELEASE 380 600 V AC AUXILIARY/ALARM SWITCH KIT 2HS(1NO+1NC)+1AS(1NO) AUXILIARY/ALARM SWITCH KIT 2HS(1NO+1NC)+1AS(1NO) | 319.99 | TEM | 1 | LP | 2.2 | 1
3VL27081EJ430AA0 | CIRCUITBREAKER VL 160N STANDARD BREAKING CAPACITY ICU=55KA / 415 V AC 4 POLE, LINE PROTECTION OVERCURRENT RELEASE TM, LI IN=80A, RATED CURRENT IR=6380A, OVERLOAD II=400800A, SHORT CIRCUIT N NOT PROTECTED WITHOUT AUXILIARY RELEASE WITHOUT AUXILIARY/ALARM SWITCH | 272.25 | TEM | 1 | LP | 3.115 | 1
3VL27081EJ430AD1 | CIRCUITBREAKER VL 160N STANDARD BREAKING CAPACITY ICU=55KA / 415 V AC 4 POLE, LINE PROTECTION OVERCURRENT RELEASE TM, LI IN=80A, RATED CURRENT IR=6380A, OVERLOAD II=400800A, SHORT CIRCUIT N NOT PROTECTED WITHOUT AUXILIARY RELEASE AUXILIARY/ALARM SWITCH KIT 2HS(1NO+1NC)+1AS(1NO) | 322.3 | TEM | 1 | LP | 3.187 | 1
3VL27081EJ460AA0 | CIRCUITBREAKER VL 160N STANDARD BREAKING CAPACITY ICU=55KA / 415 V AC 4 POLE, LINE PROTECTION OVERCURRENT RELEASE TM, LI IN=80A, RATED CURRENT IR=6380A, OVERLOAD II=400800A, SHORT CIRCUIT N NOT PROTECTED WITH SCREW CONNECTION WITHOUT AUXILIARY RELEASE WITHOUT AUXILIARY/ALARM SWITCH | 269.5 | TEM | 1 | LP | 3 | 1
3VL27081EM430AA0 | CIRCUITBREAKER VL 160N STANDARD BREAKING CAPACITY ICU=55KA / 415 V AC 4 POLE, LINE PROTECTION OVERCURRENT RELEASE TM, LI IN=80A, RATED CURRENT IR=6380A, OVERLOAD II=400800A, SHORT CIRCUIT N PROTECTED WITHOUT AUXILIARY RELEASE WITHOUT AUXILIARY/ALARM SWITCH | 279.73 | TEM | 1 | LP | 3.14 | 1
3VL27081EM430AD1 | CIRCUITBREAKER VL 160N STANDARD BREAKING CAPACITY ICU=55KA / 415 V AC 4 POLE, LINE PROTECTION OVERCURRENT RELEASE TM, LI IN=80A, RATED CURRENT IR=6380A, OVERLOAD II=400800A, SHORT CIRCUIT N PROTECTED WITHOUT AUXILIARY RELEASE AUXILIARY/ALARM SWITCH KIT 2HS(1NO+1NC)+1AS(1NO) AUXILIARY/ALARM SWITCH KIT 2HS(1NO+1NC)+1AS(1NO) | 329.78 | TEM | 1 | LP | 3 | 1
3VL27081EM460AA0 | CIRCUITBREAKER VL 160N STANDARD BREAKING CAPACITY ICU=55KA / 415 V AC 4 POLE, LINE PROTECTION OVERCURRENT RELEASE TM, LI IN=80A, RATED CURRENT IR=6380A, OVERLOAD II=400800A, SHORT CIRCUIT N PROTECTED WITH SCREW CONNECTION WITHOUT AUXILIARY RELEASE WITHOUT AUXILIARY/ALARM SWITCH | 278.74 | TEM | 1 | LP | 3.105 | 1
3VL27082DC330AA0 | CIRCUITBREAKER VL 160H HIGH BREAKING CAPACITY ICU=70KA / 415 V AC 3 POLE, LINE PROTECTION OVERCURRENT RELEASE TM, LI IN=80A, RATED CURRENT IR=6380A, OVERLOAD II=400800A, SHORT CIRCUIT WITHOUT AUXILIARY RELEASE WITHOUT AUXILIARY/ALARM SWITCH | 261.58 | TEM | 1 | LP | 2.39 | 1
3VL27082DC330AB1 | CIRCUITBREAKER VL 160H HIGH BREAKING CAPACITY ICU=70KA / 415 V AC 3 POLE, LINE PROTECTION OVERCURRENT RELEASE TM, LI IN=80A, RATED CURRENT IR=6380A, OVERLOAD II=400800A, SHORT CIRCUIT WITHOUT AUXILIARY RELEASE AUXILIARY SWITCH KIT 2HS(1NO+1NC) | 299.2 | TEM | 1 | LP | 2.474 | 1
3VL27082DC330AD1 | CIRCUITBREAKER VL 160H HIGH BREAKING CAPACITY ICU=70KA / 415 V AC 3 POLE, LINE PROTECTION OVERCURRENT RELEASE TM, LI IN=80A, RATED CURRENT IR=6380A, OVERLOAD II=400800A, SHORT CIRCUIT WITHOUT AUXILIARY RELEASE AUXILIARY/ALARM SWITCH KIT 2HS(1NO+1NC)+1AS(1NO) | 311.63 | TEM | 1 | LP | 2.38 | 1
3VL27082DC332HB1 | CIRCUITBREAKER VL 160H HIGH BREAKING CAPACITY ICU=70KA / 415 V AC 3 POLE, LINE PROTECTION OVERCURRENT RELEASE TM, LI IN=80A, RATED CURRENT IR=6380A, OVERLOAD II=400800A, SHORT CIRCUIT UNDERVOLTAGE RELEASE 220 250 V AC AUXILIARY SWITCH KIT 2HS(1NO+1NC) AUXILIARY SWITCH KIT 2HS(1NO+1NC) | 385.77 | TEM | 1 | LP | 2.2 | 1
3VL27082DC332RD1 | CIRCUITBREAKER VL 160H HIGH BREAKING CAPACITY ICU=70KA / 415 V AC 3 POLE, LINE PROTECTION OVERCURRENT RELEASE TM, LI IN=80A, RATED CURRENT IR=6380A, OVERLOAD II=400800A, SHORT CIRCUIT UNDERVOLTAGE RELEASE 110 127 V DC AUXILIARY/ALARM SWITCH KIT 2HS(1NO+1NC)+1AS(1NO) AUXILIARY/ALARM SWITCH KIT 2HS(1NO+1NC)+1AS(1NO) | 398.2 | TEM | 1 | LP | 2.2 | 1
3VL27082EJ430AA0 | CIRCUITBREAKER VL 160H HIGH BREAKING CAPACITY ICU=70KA / 415 V AC 4 POLE, LINE PROTECTION OVERCURRENT RELEASE TM, LI IN=80A, RATED CURRENT IR=6380A, OVERLOAD II=400800A, SHORT CIRCUIT N NOT PROTECTED WITHOUT AUXILIARY RELEASE WITHOUT AUXILIARY/ALARM SWITCH | 334.84 | TEM | 1 | LP | 3.24 | 1
3VL27082EJ460AB1 | CIRCUITBREAKER VL 160H HIGH BREAKING CAPACITY ICU=70KA / 415 V AC 4 POLE, LINE PROTECTION OVERCURRENT RELEASE TM, LI IN=80A, RATED CURRENT IR=6380A, OVERLOAD II=400800A, SHORT CIRCUIT N NOT PROTECTED WITH SCREW CONNECTION WITHOUT AUXILIARY RELEASE AUXILIARY SWITCH KIT 2HS(1NO+1NC) AUXILIARY SWITCH KIT 2HS(1NO+1NC) | 369.27 | TEM | 1 | LP | 3 | 1
3VL27083DC330AA0 | CIRCUITBREAKER VL 160L VERY HIGH BREAKING CAPACITY ICU=100KA / 415 V AC 3 POLE, LINE PROTECTION OVERCURRENT RELEASE TM, LI IN=80A, RATED CURRENT IR=6380A, OVERLOAD II=400800A, SHORT CIRCUIT WITHOUT AUXILIARY RELEASE WITHOUT AUXILIARY/ALARM SWITCH | 377.08 | TEM | 1 | LP | 2.525 | 1
3VL27083DC330AD1 | CIRCUITBREAKER VL 160L VERY HIGH BREAKING CAPACITY ICU=100KA / 415 V AC 3 POLE, LINE PROTECTION OVERCURRENT RELEASE TM, LI IN=80A, RATED CURRENT IR=6380A, OVERLOAD II=400800A, SHORT CIRCUIT WITHOUT AUXILIARY RELEASE AUXILIARY/ALARM SWITCH KIT 2HS(1NO+1NC)+1AS(1NO) | 427.13 | TEM | 1 | LP | 2.48 | 1
3VL27101CP330AB1 | CIRCUITBREAKER VL 160N STANDARD BREAKING CAPACITY ICU=55KA / 415 V AC 3 POLE, MOTOR/GENERATOR PROTECTION ELECTRONIC TRIP UNIT LCD ETU40M, LI IN=100A, RATED CURRENT IR=40100A, OVERLOAD II=1,25TO11XIN, SHORT CIRCUIT WITHOUT AUXILIARY RELEASE AUXILIARY SWITCH KIT 2HS(1NO+1NC) | #N/A | TEM | 1 | LP | 2.4 | 1
3VL27101DC330AA0 | CIRCUITBREAKER VL 160N STANDARD BREAKING CAPACITY ICU=55KA / 415 V AC 3 POLE, LINE PROTECTION OVERCURRENT RELEASE TM, LI IN=100A, RATED CURRENT IR=80100A, OVERLOAD II=5001000A, SHORT CIRCUIT WITHOUT AUXILIARY RELEASE WITHOUT AUXILIARY/ALARM SWITCH | 220 | TEM | 1 | LP | 2.42 | 1
3VL27101DC330AB1 | CIRCUITBREAKER VL 160N STANDARD BREAKING CAPACITY ICU=55KA / 415 V AC 3 POLE, LINE PROTECTION OVERCURRENT RELEASE TM, LI IN=100A, RATED CURRENT IR=80100A, OVERLOAD II=5001000A, SHORT CIRCUIT WITHOUT AUXILIARY RELEASE AUXILIARY SWITCH KIT 2HS(1NO+1NC) | 257.62 | TEM | 1 | LP | 2.45 | 1
3VL27101DC330AD1 | CIRCUITBREAKER VL 160N STANDARD BREAKING CAPACITY ICU=55KA / 415 V AC 3 POLE, LINE PROTECTION OVERCURRENT RELEASE TM, LI IN=100A, RATED CURRENT IR=80100A, OVERLOAD II=5001000A, SHORT CIRCUIT WITHOUT AUXILIARY RELEASE AUXILIARY/ALARM SWITCH KIT 2HS(1NO+1NC)+1AS(1NO) | 270.05 | TEM | 1 | LP | 2.46 | 1
3VL27101DC332RD1 | CIRCUITBREAKER VL 160N STANDARD BREAKING CAPACITY ICU=55KA / 415 V AC 3 POLE, LINE PROTECTION OVERCURRENT RELEASE TM, LI IN=100A, RATED CURRENT IR=80100A, OVERLOAD II=5001000A, SHORT CIRCUIT UNDERVOLTAGE RELEASE 110 127 V DC AUXILIARY/ALARM SWITCH KIT 2HS(1NO+1NC)+1AS(1NO) AUXILIARY/ALARM SWITCH KIT 2HS(1NO+1NC)+1AS(1NO) | 356.62 | TEM | 1 | LP | 2.2 | 1
3VL27101DC332SD1 | CIRCUITBREAKER VL 160N STANDARD BREAKING CAPACITY ICU=55KA / 415 V AC 3 POLE, LINE PROTECTION OVERCURRENT RELEASE TM, LI IN=100A, RATED CURRENT IR=80100A, OVERLOAD II=5001000A, SHORT CIRCUIT UNDERVOLTAGE RELEASE 220 250 V DC AUXILIARY/ALARM SWITCH KIT 2HS(1NO+1NC)+1AS(1NO) AUXILIARY/ALARM SWITCH KIT 2HS(1NO+1NC)+1AS(1NO) | 356.62 | TEM | 1 | LP | 2.2 | 1
3VL27101DC338TA0 | CIRCUITBREAKER VL 160N STANDARD BREAKING CAPACITY ICU=55KA / 415 V AC 3 POLE, LINE PROTECTION OVERCURRENT RELEASE TM, LI IN=100A, RATED CURRENT IR=80100A, OVERLOAD II=5001000A, SHORT CIRCUIT SHUNT RELEASE 208 277 V AC WITHOUT AUXILIARY/ALARM SWITCH | 284.79 | TEM | 1 | LP | 2.52 | 1
3VL27101DC360AA0 | CIRCUITBREAKER VL 160N STANDARD BREAKING CAPACITY ICU=55KA / 415 V AC 3 POLE, LINE PROTECTION OVERCURRENT RELEASE TM, LI IN=100A, RATED CURRENT IR=80100A, OVERLOAD II=5001000A, SHORT CIRCUIT WITH SCREW CONNECTION WITHOUT AUXILIARY RELEASE WITHOUT AUXILIARY/ALARM SWITCH | 218.57 | TEM | 1 | LP | 2.2 | 1
3VL27101DC360AB1 | CIRCUITBREAKER VL 160N STANDARD BREAKING CAPACITY ICU=55KA / 415 V AC 3 POLE, LINE PROTECTION OVERCURRENT RELEASE TM, LI IN=100A, RATED CURRENT IR=80100A, OVERLOAD II=5001000A, SHORT CIRCUIT WITH SCREW CONNECTION WITHOUT AUXILIARY RELEASE AUXILIARY SWITCH KIT 2HS(1NO+1NC) AUXILIARY SWITCH KIT 2HS(1NO+1NC) | 256.19 | TEM | 1 | LP | 2.2 | 1
3VL27101DC360AD1 | CIRCUITBREAKER VL 160N STANDARD BREAKING CAPACITY ICU=55KA / 415 V AC 3 POLE, LINE PROTECTION OVERCURRENT RELEASE TM, LI IN=100A, RATED CURRENT IR=80100A, OVERLOAD II=5001000A, SHORT CIRCUIT WITH SCREW CONNECTION WITHOUT AUXILIARY RELEASE AUXILIARY/ALARM SWITCH KIT 2HS(1NO+1NC)+1AS(1NO) | 268.62 | TEM | 1 | LP | 2.2 | 1
3VL27101DC368TB1 | CIRCUITBREAKER VL 160N STANDARD BREAKING CAPACITY ICU=55KA / 415 V AC 3 POLE, LINE PROTECTION OVERCURRENT RELEASE TM, LI IN=100A, RATED CURRENT IR=80100A, OVERLOAD II=5001000A, SHORT CIRCUIT WITH SCREW CONNECTION SHUNT RELEASE 208 277 V AC AUXILIARY SWITCH KIT 2HS(1NO+1NC) AUXILIARY SWITCH KIT 2HS(1NO+1NC) | 320.98 | TEM | 1 | LP | 2.2 | 1
3VL27101DC368VD1 | CIRCUITBREAKER VL 160N STANDARD BREAKING CAPACITY ICU=55KA / 415 V AC 3 POLE, LINE PROTECTION OVERCURRENT RELEASE TM, LI IN=100A, RATED CURRENT IR=80100A, OVERLOAD II=5001000A, SHORT CIRCUIT WITH SCREW CONNECTION SHUNT RELEASE 380 600 V AC AUXILIARY/ALARM SWITCH KIT 2HS(1NO+1NC)+1AS(1NO) AUXILIARY/ALARM SWITCH KIT 2HS(1NO+1NC)+1AS(1NO) | 333.41 | TEM | 1 | LP | 2.2 | 1
3VL27101DE330AA0 | CIRCUITBREAKER VL 160N STANDARD BREAKING CAPACITY ICU=55KA / 415 V AC 3 POLE, NONAUTOMATIC OVERCURRENT RELEASE MAGNETIC IN=100A, RATED CURRENT II=2500A, SHORT CIRCUIT WITHOUT AUXILIARY RELEASE WITHOUT AUXILIARY/ALARM SWITCH | 187.99 | TEM | 1 | LP | 2.455 | 1
3VL27101DK330AA0 | CIRCUITBREAKER VL 160N STANDARD BREAKING CAPACITY ICU=55KA / 415 V AC 3 POLE, STARTER COMBINATION PROTECTION OVERCURRENT RELEASE MAGNETIC IN=100A, RATED CURRENT II=7501500A, SHORT CIRCUIT WITHOUT AUXILIARY RELEASE WITHOUT AUXILIARY/ALARM SWITCH | 206.36 | TEM | 1 | LP | 2.404 | 1
3VL27101DK330AD1 | CIRCUITBREAKER VL 160N STANDARD BREAKING CAPACITY ICU=55KA / 415 V AC 3 POLE, STARTER COMBINATION PROTECTION OVERCURRENT RELEASE MAGNETIC IN=100A, RATED CURRENT II=7501500A, SHORT CIRCUIT WITHOUT AUXILIARY RELEASE AUXILIARY/ALARM SWITCH KIT 2HS(1NO+1NC)+1AS(1NO) | 256.41 | TEM | 1 | LP | 2.451 | 1
3VL27101DK332DB1 | CIRCUITBREAKER VL 160N STANDARD BREAKING CAPACITY ICU=55KA / 415 V AC 3 POLE, STARTER COMBINATION PROTECTION OVERCURRENT RELEASE MAGNETIC IN=100A, RATED CURRENT II=7501500A, SHORT CIRCUIT UNDERVOLTAGE RELEASE 24V AC AUXILIARY SWITCH KIT 2HS(1NO+1NC) AUXILIARY SWITCH KIT 2HS(1NO+1NC) | 330.55 | TEM | 1 | LP | 2.2 | 1
3VL27101DK332HA0 | CIRCUITBREAKER VL 160N STANDARD BREAKING CAPACITY ICU=55KA / 415 V AC 3 POLE, STARTER COMBINATION PROTECTION OVERCURRENT RELEASE MAGNETIC IN=100A, RATED CURRENT II=7501500A, SHORT CIRCUIT UNDERVOLTAGE RELEASE 220 250 V AC WITHOUT AUXILIARY/ALARM SWITCH WITHOUT AUXILIARY/ALARM SWITCH | 292.93 | TEM | 1 | LP | 2.2 | 1
3VL27101DK338TB1 | CIRCUITBREAKER VL 160N STANDARD BREAKING CAPACITY ICU=55KA / 415 V AC 3 POLE, STARTER COMBINATION PROTECTION OVERCURRENT RELEASE MAGNETIC IN=100A, RATED CURRENT II=7501500A, SHORT CIRCUIT SHUNT RELEASE 208 277 V AC AUXILIARY SWITCH KIT 2HS(1NO+1NC) AUXILIARY SWITCH KIT 2HS(1NO+1NC) | 308.77 | TEM | 1 | LP | 2.2 | 1
3VL27101DK360AB1 | CIRCUITBREAKER VL 160N STANDARD BREAKING CAPACITY ICU=55KA / 415 V AC 3 POLE, STARTER COMBINATION PROTECTION OVERCURRENT RELEASE MAGNETIC IN=100A, RATED CURRENT II=7501500A, SHORT CIRCUIT WITH SCREW CONNECTION WITHOUT AUXILIARY RELEASE AUXILIARY SWITCH KIT 2HS(1NO+1NC) AUXILIARY SWITCH KIT 2HS(1NO+1NC) | 243.21 | TEM | 1 | LP | 2.2 | 1
3VL27101DK360AD1 | CIRCUITBREAKER VL 160N STANDARD BREAKING CAPACITY ICU=55KA / 415 V AC 3 POLE, STARTER COMBINATION PROTECTION OVERCURRENT RELEASE MAGNETIC IN=100A, RATED CURRENT II=7501500A, SHORT CIRCUIT WITH SCREW CONNECTION WITHOUT AUXILIARY RELEASE AUXILIARY/ALARM SWITCH KIT 2HS(1NO+1NC)+1AS(1NO) AUXILIARY/ALARM SWITCH KIT 2HS(1NO+1NC)+1AS(1NO) | 255.64 | TEM | 1 | LP | 2.2 | 1
3VL27101EJ430AA0 | CIRCUITBREAKER VL 160N STANDARD BREAKING CAPACITY ICU=55KA / 415 V AC 4 POLE, LINE PROTECTION OVERCURRENT RELEASE TM, LI IN=100A, RATED CURRENT IR=80100A, OVERLOAD II=5001000A, SHORT CIRCUIT N NOT PROTECTED WITHOUT AUXILIARY RELEASE WITHOUT AUXILIARY/ALARM SWITCH | 286 | TEM | 1 | LP | 3.148 | 1
3VL27101EJ460AA0 | CIRCUITBREAKER VL 160N STANDARD BREAKING CAPACITY ICU=55KA / 415 V AC 4 POLE, LINE PROTECTION OVERCURRENT RELEASE TM, LI IN=100A, RATED CURRENT IR=80100A, OVERLOAD II=5001000A, SHORT CIRCUIT N NOT PROTECTED WITH SCREW CONNECTION WITHOUT AUXILIARY RELEASE WITHOUT AUXILIARY/ALARM SWITCH | 285.34 | TEM | 1 | LP | 3.143 | 1
3VL27101EJ460AB1 | CIRCUITBREAKER VL 160N STANDARD BREAKING CAPACITY ICU=55KA / 415 V AC 4 POLE, LINE PROTECTION OVERCURRENT RELEASE TM, LI IN=100A, RATED CURRENT IR=80100A, OVERLOAD II=5001000A, SHORT CIRCUIT N NOT PROTECTED WITH SCREW CONNECTION WITHOUT AUXILIARY RELEASE AUXILIARY SWITCH KIT 2HS(1NO+1NC) AUXILIARY SWITCH KIT 2HS(1NO+1NC) | 322.96 | TEM | 1 | LP | 3 | 1
3VL27101EM430AA0 | CIRCUITBREAKER VL 160N STANDARD BREAKING CAPACITY ICU=55KA / 415 V AC 4 POLE, LINE PROTECTION OVERCURRENT RELEASE TM, LI IN=100A, RATED CURRENT IR=80100A, OVERLOAD II=5001000A, SHORT CIRCUIT N PROTECTED WITHOUT AUXILIARY RELEASE WITHOUT AUXILIARY/ALARM SWITCH | 299.42 | TEM | 1 | LP | 3.14 | 1
3VL27101EM430AD1 | CIRCUITBREAKER VL 160N STANDARD BREAKING CAPACITY ICU=55KA / 415 V AC 4 POLE, LINE PROTECTION OVERCURRENT RELEASE TM, LI IN=100A, RATED CURRENT IR=80100A, OVERLOAD II=5001000A, SHORT CIRCUIT N PROTECTED WITHOUT AUXILIARY RELEASE AUXILIARY/ALARM SWITCH KIT 2HS(1NO+1NC)+1AS(1NO) AUXILIARY/ALARM SWITCH KIT 2HS(1NO+1NC)+1AS(1NO) | 349.47 | TEM | 1 | LP | 3 | 1
3VL27101MB332KA0 | CIRCUITBREAKER VL 160N STANDARD BREAKING CAPACITY ICU=55KA / 415 V AC 3 POLE, LINE PROTECTION ELECTRONIC TRIP UNIT ETU10, LI IN=100A, RATED CURRENT IR=40100A, OVERLOAD II=1,25TO11XIN, SHORT CIRCUIT ETU COMMUNICATIONCAPABLE UNDERVOLTAGE RELEASE 440 480 V AC WITHOUT AUXILIARY/ALARM SWITCH WITHOUT AUXILIARY/ALARM SWITCH | 471.68 | TEM | 1 | LP | 2.4 | 1
3VL27101SB330AA0 | CIRCUITBREAKER VL 160N STANDARD BREAKING CAPACITY ICU=55KA / 415 V AC 3 POLE, LINE PROTECTION ELECTRONIC TRIP UNIT ETU10, LI IN=100A, RATED CURRENT IR=40100A, OVERLOAD II=1,25TO11XIN, SHORT CIRCUIT WITHOUT AUXILIARY RELEASE WITHOUT AUXILIARY/ALARM SWITCH | 340.12 | TEM | 1 | LP | 2.425 | 1
3VL27101SB330AD1 | CIRCUITBREAKER VL 160N STANDARD BREAKING CAPACITY ICU=55KA / 415 V AC 3 POLE, LINE PROTECTION ELECTRONIC TRIP UNIT ETU10, LI IN=100A, RATED CURRENT IR=40100A, OVERLOAD II=1,25TO11XIN, SHORT CIRCUIT WITHOUT AUXILIARY RELEASE AUXILIARY/ALARM SWITCH KIT 2HS(1NO+1NC)+1AS(1NO) AUXILIARY/ALARM SWITCH KIT 2HS(1NO+1NC)+1AS(1NO) | 390.17 | TEM | 1 | LP | 2.4 | 1
3VL27101SB360AA0 | CIRCUITBREAKER VL 160N STANDARD BREAKING CAPACITY ICU=55KA / 415 V AC 3 POLE, LINE PROTECTION ELECTRONIC TRIP UNIT ETU10, LI IN=100A, RATED CURRENT IR=40100A, OVERLOAD II=1,25TO11XIN, SHORT CIRCUIT WITH SCREW CONNECTION WITHOUT AUXILIARY RELEASE WITHOUT AUXILIARY/ALARM SWITCH | 332.2 | TEM | 1 | LP | 2.4 | 1
3VL27101SE330AB1 | CIRCUITBREAKER VL 160N STANDARD BREAKING CAPACITY ICU=55KA / 415 V AC 3 POLE, LINE PROTECTION ELECTRONIC TRIP UNIT ETU20, LSI IN=100A, RATED CURRENT IR=40100A, OVERLOAD ISD=1,5TO10XIR, II=11XIN SHORTCIRCUIT WITHOUT AUXILIARY RELEASE AUXILIARY SWITCH KIT 2HS(1NO+1NC) AUXILIARY SWITCH KIT 2HS(1NO+1NC) | 400.73 | TEM | 1 | LP | 2.4 | 1
3VL27101SP330AA0 | CIRCUITBREAKER VL 160N STANDARD BREAKING CAPACITY ICU=55KA / 415 V AC 3 POLE, MOTOR/ GENERATOR PROTECTION ELECTRONIC TRIP UNIT ETU10M, LI IN=100A, RATED CURRENT IR=40100A, OVERLOAD II=1,25TO11XIN, SHORT CIRCUIT WITHOUT AUXILIARY RELEASE WITHOUT AUXILIARY/ALARM SWITCH | 374.55 | TEM | 1 | LP | 2.398 | 1
3VL27101SP330AD1 | CIRCUITBREAKER VL 160N STANDARD BREAKING CAPACITY ICU=55KA / 415 V AC 3 POLE, MOTOR/ GENERATOR PROTECTION ELECTRONIC TRIP UNIT ETU10M, LI IN=100A, RATED CURRENT IR=40100A, OVERLOAD II=1,25TO11XIN, SHORT CIRCUIT WITHOUT AUXILIARY RELEASE AUXILIARY/ALARM SWITCH KIT 2HS(1NO+1NC)+1AS(1NO) AUXILIARY/ALARM SWITCH KIT 2HS(1NO+1NC)+1AS(1NO) | 424.6 | TEM | 1 | LP | 2.4 | 1
3VL27101SP338TA0 | CIRCUITBREAKER VL 160N STANDARD BREAKING CAPACITY ICU=55KA / 415 V AC 3 POLE, MOTOR/ GENERATOR PROTECTION ELECTRONIC TRIP UNIT ETU10M, LI IN=100A, RATED CURRENT IR=40100A, OVERLOAD II=1,25TO11XIN, SHORT CIRCUIT SHUNT RELEASE 208 277 V AC WITHOUT AUXILIARY/ALARM SWITCH WITHOUT AUXILIARY/ALARM SWITCH | 439.34 | TEM | 1 | LP | 2.4 | 1
3VL27101SP360AB1 | CIRCUITBREAKER VL 160N STANDARD BREAKING CAPACITY ICU=55KA / 415 V AC 3 POLE, MOTOR/ GENERATOR PROTECTION ELECTRONIC TRIP UNIT ETU10M, LI IN=100A, RATED CURRENT IR=40100A, OVERLOAD II=1,25TO11XIN, SHORT CIRCUIT WITH SCREW CONNECTION WITHOUT AUXILIARY RELEASE AUXILIARY SWITCH KIT 2HS(1NO+1NC) AUXILIARY SWITCH KIT 2HS(1NO+1NC) | 404.36 | TEM | 1 | LP | 2.4 | 1
3VL27101SS330AA0 | CIRCUITBREAKER VL 160N STANDARD BREAKING CAPACITY R.U.S.C.BR.C.= 55KA, 415 V AC 3POLE, MOTOR PROTECTION ELECTRONIC TRIP UNIT ETU30M, LI IN=100A, RATED CURRENT TC= 10A ... 30, TIME LAG CLASS II= 6 ... 11 X IN, SHORTCIRCUIT PROTECTION WITHOUT AUXILIARY RELEASE WITHOUT AUXILIARY/ALARM SWITCH | 402.6 | TEM | 1 | LP | 2.418 | 1
3VL27101SS360AB1 | CIRCUITBREAKER VL 160N STANDARD BREAKING CAPACITY ICU= 55KA, 415 V AC 3POLE, MOTOR PROTECTION OVERCURRENT TRIGGER ETU30M, LI IN=100 A, NOM. CURRENT TC= 10 A ... 30, INERTIA CLASS II= 6 ... 11 X IN, SHORTCIRCUIT PROTECTION WITHOUT AUXILIARY RELEASE AUXILIARY SWITCH KIT 2HS(1NO+1NC) AUXILIARY SWITCH KIT 2HS(1NO+1NC) | 432.63 | TEM | 1 | LP | 2.4 | 1
3VL27101UP330AB1 | CIRCUITBREAKER VL 160N STANDARD BREAKING CAPACITY ICU=55KA / 415 V AC 3 POLE, MOTOR/GENERATOR PROTECTION ELECTRONIC TRIP UNIT LCD ETU40M, LI IN=100A, RATED CURRENT IR=40100A, OVERLOAD II=1,25TO11XIN, SHORT CIRCUIT WITHOUT AUXILIARY RELEASE AUXILIARY SWITCH KIT 2HS(1NO+1NC) AUXILIARY SWITCH KIT 2HS(1NO+1NC) | 780.12 | TEM | 1 | LP | 2.4 | 1
3VL27102CH330AD1 | CIRCUITBREAKER VL 160H HIGH BREAKING CAPACITY ICU=70KA / 415 V AC 3 POLE, LINE PROTECTION ELECTRONIC TRIP UNIT LCD ETU40, LI/LS/LSI IN=100A, RATED CURRENT IR=40100A, OVERLOAD ISD=1,5TO10XIR, II=11XIN SHORTCIRCUIT WITHOUT AUXILIARY RELEASE AUXILIARY/ALARM SWITCH KIT 2HS(1NO+1NC)+1AS(1NO) | #N/A | TEM | 1 | LP | 2.4 | 1
3VL27102DC330AA0 | CIRCUITBREAKER VL 160H HIGH BREAKING CAPACITY ICU=70KA / 415 V AC 3 POLE, LINE PROTECTION OVERCURRENT RELEASE TM, LI IN=100A, RATED CURRENT IR=80100A, OVERLOAD II=5001000A, SHORT CIRCUIT WITHOUT AUXILIARY RELEASE WITHOUT AUXILIARY/ALARM SWITCH | 286 | TEM | 1 | LP | 2.427 | 1
3VL27102DC330AB1 | CIRCUITBREAKER VL 160H HIGH BREAKING CAPACITY ICU=70KA / 415 V AC 3 POLE, LINE PROTECTION OVERCURRENT RELEASE TM, LI IN=100A, RATED CURRENT IR=80100A, OVERLOAD II=5001000A, SHORT CIRCUIT WITHOUT AUXILIARY RELEASE AUXILIARY SWITCH KIT 2HS(1NO+1NC) | 323.62 | TEM | 1 | LP | 2.472 | 1
3VL27102DC330AD1 | CIRCUITBREAKER VL 160H HIGH BREAKING CAPACITY ICU=70KA / 415 V AC 3 POLE, LINE PROTECTION OVERCURRENT RELEASE TM, LI IN=100A, RATED CURRENT IR=80100A, OVERLOAD II=5001000A, SHORT CIRCUIT WITHOUT AUXILIARY RELEASE AUXILIARY/ALARM SWITCH KIT 2HS(1NO+1NC)+1AS(1NO) | 336.05 | TEM | 1 | LP | 2.464 | 1
3VL27102DC332RD1 | CIRCUITBREAKER VL 160H HIGH BREAKING CAPACITY ICU=70KA / 415 V AC 3 POLE, LINE PROTECTION OVERCURRENT RELEASE TM, LI IN=100A, RATED CURRENT IR=80100A, OVERLOAD II=5001000A, SHORT CIRCUIT UNDERVOLTAGE RELEASE 110 127 V DC AUXILIARY/ALARM SWITCH KIT 2HS(1NO+1NC)+1AS(1NO) AUXILIARY/ALARM SWITCH KIT 2HS(1NO+1NC)+1AS(1NO) | 422.62 | TEM | 1 | LP | 2.2 | 1
3VL27102DC360AD1 | CIRCUITBREAKER VL 160H HIGH BREAKING CAPACITY ICU=70KA / 415 V AC 3 POLE, LINE PROTECTION OVERCURRENT RELEASE TM, LI IN=100A, RATED CURRENT IR=80100A, OVERLOAD II=5001000A, SHORT CIRCUIT WITH SCREW CONNECTION WITHOUT AUXILIARY RELEASE AUXILIARY/ALARM SWITCH KIT 2HS(1NO+1NC)+1AS(1NO) AUXILIARY/ALARM SWITCH KIT 2HS(1NO+1NC)+1AS(1NO) | 328.02 | TEM | 1 | LP | 2.2 | 1
3VL27102DE330AA0 | CIRCUITBREAKER VL 160H HIGH BREAKING CAPACITY ICU=70KA / 415 V AC 3 POLE, NONAUTOMATIC OVERCURRENT RELEASE MAGNETIC IN=100A, RATED CURRENT II=2500A, SHORT CIRCUIT WITHOUT AUXILIARY RELEASE WITHOUT AUXILIARY/ALARM SWITCH | 228.36 | TEM | 1 | LP | 2.475 | 1
3VL27102DK330AA0 | CIRCUITBREAKER VL 160H HIGH BREAKING CAPACITY ICU=70KA / 415 V AC 3 POLE, STARTER COMBINATION PROTECTION OVERCURRENT RELEASE MAGNETIC IN=100A, RATED CURRENT II=7501500A, SHORT CIRCUIT WITHOUT AUXILIARY RELEASE WITHOUT AUXILIARY/ALARM SWITCH | 271.15 | TEM | 1 | LP | 2.36 | 1
3VL27102DK330AB1 | CIRCUITBREAKER VL 160H HIGH BREAKING CAPACITY ICU=70KA / 415 V AC 3 POLE, STARTER COMBINATION PROTECTION OVERCURRENT RELEASE MAGNETIC IN=100A, RATED CURRENT II=7501500A, SHORT CIRCUIT WITHOUT AUXILIARY RELEASE AUXILIARY SWITCH KIT 2HS(1NO+1NC) | 308.77 | TEM | 1 | LP | 2.385 | 1
3VL27102DK360AB1 | CIRCUITBREAKER VL 160H HIGH BREAKING CAPACITY ICU=70KA / 415 V AC 3 POLE, STARTER COMBINATION PROTECTION OVERCURRENT RELEASE MAGNETIC IN=100A, RATED CURRENT II=7501500A, SHORT CIRCUIT WITH SCREW CONNECTION WITHOUT AUXILIARY RELEASE AUXILIARY SWITCH KIT 2HS(1NO+1NC) AUXILIARY SWITCH KIT 2HS(1NO+1NC) | 300.63 | TEM | 1 | LP | 2.2 | 1
3VL27102EJ430AA0 | CIRCUITBREAKER VL 160H HIGH BREAKING CAPACITY ICU=70KA / 415 V AC 4 POLE, LINE PROTECTION OVERCURRENT RELEASE TM, LI IN=100A, RATED CURRENT IR=80100A, OVERLOAD II=5001000A, SHORT CIRCUIT N NOT PROTECTED WITHOUT AUXILIARY RELEASE WITHOUT AUXILIARY/ALARM SWITCH | 362.67 | TEM | 1 | LP | 3.23 | 1
3VL27102SB360AA0 | CIRCUITBREAKER VL 160H HIGH BREAKING CAPACITY ICU=70KA / 415 V AC 3 POLE, LINE PROTECTION ELECTRONIC TRIP UNIT ETU10, LI IN=100A, RATED CURRENT IR=40100A, OVERLOAD II=1,25TO11XIN, SHORT CIRCUIT WITH SCREW CONNECTION WITHOUT AUXILIARY RELEASE WITHOUT AUXILIARY/ALARM SWITCH | 404.14 | TEM | 1 | LP | 2.312 | 1
3VL27102SE330AA0 | CIRCUITBREAKER VL 160H HIGH BREAKING CAPACITY ICU=70KA / 415 V AC 3 POLE, LINE PROTECTION ELECTRONIC TRIP UNIT ETU20, LSI IN=100A, RATED CURRENT IR=40100A, OVERLOAD ISD=1,5TO10XIR, II=11XIN SHORTCIRCUIT WITHOUT AUXILIARY RELEASE WITHOUT AUXILIARY/ALARM SWITCH | 420.64 | TEM | 1 | LP | 2.393 | 1
3VL27102SE330AD1 | CIRCUITBREAKER VL 160H HIGH BREAKING CAPACITY ICU=70KA / 415 V AC 3 POLE, LINE PROTECTION ELECTRONIC TRIP UNIT ETU20, LSI IN=100A, RATED CURRENT IR=40100A, OVERLOAD ISD=1,5TO10XIR, II=11XIN SHORTCIRCUIT WITHOUT AUXILIARY RELEASE AUXILIARY/ALARM SWITCH KIT 2HS(1NO+1NC)+1AS(1NO) AUXILIARY/ALARM SWITCH KIT 2HS(1NO+1NC)+1AS(1NO) | 470.69 | TEM | 1 | LP | 2.4 | 1
3VL27102SE360AB1 | CIRCUITBREAKER VL 160H HIGH BREAKING CAPACITY ICU=70KA / 415 V AC 3 POLE, LINE PROTECTION ELECTRONIC TRIP UNIT ETU20, LSI IN=100A, RATED CURRENT IR=40100A, OVERLOAD ISD=1,5TO10XIR, II=11XIN SHORTCIRCUIT WITH SCREW CONNECTION WITHOUT AUXILIARY RELEASE AUXILIARY SWITCH KIT 2HS(1NO+1NC) AUXILIARY SWITCH KIT 2HS(1NO+1NC) | 450.12 | TEM | 1 | LP | 2.4 | 1
3VL27102SP330AA0 | CIRCUITBREAKER VL 160H HIGH BREAKING CAPACITY ICU=70KA / 415 V AC 3 POLE, MOTOR/ GENERATOR PROTECTION ELECTRONIC TRIP UNIT ETU10M, LI IN=100A, RATED CURRENT IR=40100A, OVERLOAD II=1,25TO11XIN, SHORT CIRCUIT WITHOUT AUXILIARY RELEASE WITHOUT AUXILIARY/ALARM SWITCH | 440 | TEM | 1 | LP | 2.26 | 1
3VL27103DC330AA0 | CIRCUITBREAKER VL 160L VERY HIGH BREAKING CAPACITY ICU=100KA / 415 V AC 3 POLE, LINE PROTECTION OVERCURRENT RELEASE TM, LI IN=100A, RATED CURRENT IR=80100A, OVERLOAD II=5001000A, SHORT CIRCUIT WITHOUT AUXILIARY RELEASE WITHOUT AUXILIARY/ALARM SWITCH | 404.36 | TEM | 1 | LP | 2.374 | 1
3VL27103EJ430AA0 | CIRCUITBREAKER VL 160L VERY HIGH BREAKING CAPACITY ICU=100KA / 415 V AC 4 POLE, LINE PROTECTION OVERCURRENT RELEASE TM, LI IN=100A, RATED CURRENT IR=80100A, OVERLOAD II=5001000A, SHORT CIRCUIT N NOT PROTECTED WITHOUT AUXILIARY RELEASE WITHOUT AUXILIARY/ALARM SWITCH | 519.53 | TEM | 1 | LP | 3.271 | 1
3VL27103UH330AD1 | CIRCUITBREAKER VL 160L VERY HIGH BREAKING CAPACITY ICU=100KA / 415 V AC 3 POLE, LINE PROTECTION ELECTRONIC TRIP UNIT LCD ETU40, LI/LS/LSI IN=100A, RATED CURRENT IR=40100A, OVERLOAD ISD=1,5TO10XIR, II=11XIN SHORTCIRCUIT WITHOUT AUXILIARY RELEASE AUXILIARY/ALARM SWITCH KIT 2HS(1NO+1NC)+1AS(1NO) AUXILIARY/ALARM SWITCH KIT 2HS(1NO+1NC)+1AS(1NO) | 979.33 | TEM | 1 | LP | 2.4 | 1
3VL27121DC330AA0 | CIRCUITBREAKER VL 160N STANDARD BREAKING CAPACITY ICU=55KA / 415 V AC 3 POLE, LINE PROTECTION OVERCURRENT RELEASE TM, LI IN=125A, RATED CURRENT IR=100125A, OVERLOAD II=6251250A, SHORT CIRCUIT WITHOUT AUXILIARY RELEASE WITHOUT AUXILIARY/ALARM SWITCH | 256.63 | TEM | 1 | LP | 2.426 | 1
3VL27121DC330AB1 | CIRCUITBREAKER VL 160N STANDARD BREAKING CAPACITY ICU=55KA / 415 V AC 3 POLE, LINE PROTECTION OVERCURRENT RELEASE TM, LI IN=125A, RATED CURRENT IR=100125A, OVERLOAD II=6251250A, SHORT CIRCUIT WITHOUT AUXILIARY RELEASE AUXILIARY SWITCH KIT 2HS(1NO+1NC) | 294.25 | TEM | 1 | LP | 2.471 | 1
3VL27121DC330AD1 | CIRCUITBREAKER VL 160N STANDARD BREAKING CAPACITY ICU=55KA / 415 V AC 3 POLE, LINE PROTECTION OVERCURRENT RELEASE TM, LI IN=125A, RATED CURRENT IR=100125A, OVERLOAD II=6251250A, SHORT CIRCUIT WITHOUT AUXILIARY RELEASE AUXILIARY/ALARM SWITCH KIT 2HS(1NO+1NC)+1AS(1NO) | 306.68 | TEM | 1 | LP | 2.48 | 1
3VL27121DC332HD1 | CIRCUITBREAKER VL 160N STANDARD BREAKING CAPACITY ICU=55KA / 415 V AC 3 POLE, LINE PROTECTION OVERCURRENT RELEASE TM, LI IN=125A, RATED CURRENT IR=100125A, OVERLOAD II=6251250A, SHORT CIRCUIT UNDERVOLTAGE RELEASE 220 250 V AC AUXILIARY/ALARM SWITCH KIT 2HS(1NO+1NC)+1AS(1NO) AUXILIARY/ALARM SWITCH KIT 2HS(1NO+1NC)+1AS(1NO) | 393.25 | TEM | 1 | LP | 2.2 | 1
3VL27121DC332JA0 | CIRCUITBREAKER VL 160N STANDARD BREAKING CAPACITY ICU=55KA / 415 V AC 3 POLE, LINE PROTECTION OVERCURRENT RELEASE TM, LI IN=125A, RATED CURRENT IR=100125A, OVERLOAD II=6251250A, SHORT CIRCUIT UNDERVOLTAGE RELEASE 380 415 V AC WITHOUT AUXILIARY/ALARM SWITCH WITHOUT AUXILIARY/ALARM SWITCH | 343.2 | TEM | 1 | LP | 2.2 | 1
3VL27121DC332PD1 | CIRCUITBREAKER VL 160N STANDARD BREAKING CAPACITY ICU=55KA / 415 V AC 3 POLE, LINE PROTECTION OVERCURRENT RELEASE TM, LI IN=125A, RATED CURRENT IR=100125A, OVERLOAD II=6251250A, SHORT CIRCUIT UNDERVOLTAGE RELEASE 24 V DC AUXILIARY/ALARM SWITCH KIT 2HS(1NO+1NC)+1AS(1NO) AUXILIARY/ALARM SWITCH KIT 2HS(1NO+1NC)+1AS(1NO) | 393.25 | TEM | 1 | LP | 2.2 | 1
3VL27121DC332SB1 | CIRCUITBREAKER VL 160N STANDARD BREAKING CAPACITY ICU=55KA / 415 V AC 3 POLE, LINE PROTECTION OVERCURRENT RELEASE TM, LI IN=125A, RATED CURRENT IR=100125A, OVERLOAD II=6251250A, SHORT CIRCUIT UNDERVOLTAGE RELEASE 220 250 V DC AUXILIARY SWITCH KIT 2HS(1NO+1NC) AUXILIARY SWITCH KIT 2HS(1NO+1NC) | 380.82 | TEM | 1 | LP | 2.2 | 1
3VL27121DC332SD1 | CIRCUITBREAKER VL 160N STANDARD BREAKING CAPACITY ICU=55KA / 415 V AC 3 POLE, LINE PROTECTION OVERCURRENT RELEASE TM, LI IN=125A, RATED CURRENT IR=100125A, OVERLOAD II=6251250A, SHORT CIRCUIT UNDERVOLTAGE RELEASE 220 250 V DC AUXILIARY/ALARM SWITCH KIT 2HS(1NO+1NC)+1AS(1NO) AUXILIARY/ALARM SWITCH KIT 2HS(1NO+1NC)+1AS(1NO) | 393.25 | TEM | 1 | LP | 2.2 | 1
3VL27121DC338TB1 | CIRCUITBREAKER VL 160N STANDARD BREAKING CAPACITY ICU=55KA / 415 V AC 3 POLE, LINE PROTECTION OVERCURRENT RELEASE TM, LI IN=125A, RATED CURRENT IR=100125A, OVERLOAD II=6251250A, SHORT CIRCUIT SHUNT RELEASE 208 277 V AC AUXILIARY SWITCH KIT 2HS(1NO+1NC) | 359.04 | TEM | 1 | LP | 2.536 | 1
3VL27121DC360AA0 | CIRCUITBREAKER VL 160N STANDARD BREAKING CAPACITY ICU=55KA / 415 V AC 3 POLE, LINE PROTECTION OVERCURRENT RELEASE TM, LI IN=125A, RATED CURRENT IR=100125A, OVERLOAD II=6251250A, SHORT CIRCUIT WITH SCREW CONNECTION WITHOUT AUXILIARY RELEASE WITHOUT AUXILIARY/ALARM SWITCH | 254.54 | TEM | 1 | LP | 2.2 | 1
3VL27121DC360AD1 | CIRCUITBREAKER VL 160N STANDARD BREAKING CAPACITY ICU=55KA / 415 V AC 3 POLE, LINE PROTECTION OVERCURRENT RELEASE TM, LI IN=125A, RATED CURRENT IR=100125A, OVERLOAD II=6251250A, SHORT CIRCUIT WITH SCREW CONNECTION WITHOUT AUXILIARY RELEASE AUXILIARY/ALARM SWITCH KIT 2HS(1NO+1NC)+1AS(1NO) | 304.59 | TEM | 1 | LP | 2.363 | 1
3VL27121EJ430AA0 | CIRCUITBREAKER VL 160N STANDARD BREAKING CAPACITY ICU=55KA / 415 V AC 4 POLE, LINE PROTECTION OVERCURRENT RELEASE TM, LI IN=125A, RATED CURRENT IR=100125A, OVERLOAD II=6251250A, SHORT CIRCUIT N NOT PROTECTED WITHOUT AUXILIARY RELEASE WITHOUT AUXILIARY/ALARM SWITCH | 334.4 | TEM | 1 | LP | 3.14 | 1
3VL27121EJ430AD1 | CIRCUITBREAKER VL 160N STANDARD BREAKING CAPACITY ICU=55KA / 415 V AC 4 POLE, LINE PROTECTION OVERCURRENT RELEASE TM, LI IN=125A, RATED CURRENT IR=100125A, OVERLOAD II=6251250A, SHORT CIRCUIT N NOT PROTECTED WITHOUT AUXILIARY RELEASE AUXILIARY/ALARM SWITCH KIT 2HS(1NO+1NC)+1AS(1NO) AUXILIARY/ALARM SWITCH KIT 2HS(1NO+1NC)+1AS(1NO) | 384.45 | TEM | 1 | LP | 3 | 1
3VL27121EJ438TB1 | CIRCUITBREAKER VL 160N STANDARD BREAKING CAPACITY ICU=55KA / 415 V AC 4 POLE, LINE PROTECTION OVERCURRENT RELEASE TM, LI IN=125A, RATED CURRENT IR=100125A, OVERLOAD II=6251250A, SHORT CIRCUIT N NOT PROTECTED SHUNT RELEASE 208 277 V AC AUXILIARY SWITCH KIT 2HS(1NO+1NC) AUXILIARY SWITCH KIT 2HS(1NO+1NC) | 436.81 | TEM | 1 | LP | 3 | 1
3VL27121EJ460AA0 | CIRCUITBREAKER VL 160N STANDARD BREAKING CAPACITY ICU=55KA / 415 V AC 4 POLE, LINE PROTECTION OVERCURRENT RELEASE TM, LI IN=125A, RATED CURRENT IR=100125A, OVERLOAD II=6251250A, SHORT CIRCUIT N NOT PROTECTED WITH SCREW CONNECTION WITHOUT AUXILIARY RELEASE WITHOUT AUXILIARY/ALARM SWITCH | 333.3 | TEM | 1 | LP | 3 | 1
3VL27121EM430AA0 | CIRCUITBREAKER VL 160N STANDARD BREAKING CAPACITY ICU= 55KA, 415V AC 4 POLE, LINE PROTECTION OVERCURRENT RELEASE TM, LI IN= 125A, RATED CURRENT IR= 100...125A, OVERLOAD II= 625...1250A, SHORTCIRCUIT N PROTECTED (100%) WITHOUT AUXILIARY RELEASE WITHOUT AUXILIARY/ALARM SWITCH | 372.79 | TEM | 1 | LP | 3.145 | 1
3VL27122DC330AA0 | CIRCUITBREAKER VL 160H HIGH BREAKING CAPACITY ICU=70KA / 415 V AC 3 POLE, LINE PROTECTION OVERCURRENT RELEASE TM, LI IN=125A, RATED CURRENT IR=100125A, OVERLOAD II=6251250A, SHORT CIRCUIT WITHOUT AUXILIARY RELEASE WITHOUT AUXILIARY/ALARM SWITCH | 326.04 | TEM | 1 | LP | 2.404 | 1
3VL27122DC330AB1 | CIRCUITBREAKER VL 160H HIGH BREAKING CAPACITY ICU=70KA / 415 V AC 3 POLE, LINE PROTECTION OVERCURRENT RELEASE TM, LI IN=125A, RATED CURRENT IR=100125A, OVERLOAD II=6251250A, SHORT CIRCUIT WITHOUT AUXILIARY RELEASE AUXILIARY SWITCH KIT 2HS(1NO+1NC) | 363.66 | TEM | 1 | LP | 2.48 | 1
3VL27122DC330AD1 | CIRCUITBREAKER VL 160H HIGH BREAKING CAPACITY ICU=70KA / 415 V AC 3 POLE, LINE PROTECTION OVERCURRENT RELEASE TM, LI IN=125A, RATED CURRENT IR=100125A, OVERLOAD II=6251250A, SHORT CIRCUIT WITHOUT AUXILIARY RELEASE AUXILIARY/ALARM SWITCH KIT 2HS(1NO+1NC)+1AS(1NO) | 376.09 | TEM | 1 | LP | 2.51 | 1
3VL27122DC332PB1 | CIRCUITBREAKER VL 160H HIGH BREAKING CAPACITY ICU=70KA / 415 V AC 3 POLE, LINE PROTECTION OVERCURRENT RELEASE TM, LI IN=125A, RATED CURRENT IR=100125A, OVERLOAD II=6251250A, SHORT CIRCUIT UNDERVOLTAGE RELEASE 24 V DC AUXILIARY SWITCH KIT 2HS(1NO+1NC) AUXILIARY SWITCH KIT 2HS(1NO+1NC) | 450.23 | TEM | 1 | LP | 2.2 | 1
3VL27122DC332RD1 | CIRCUITBREAKER VL 160H HIGH BREAKING CAPACITY ICU=70KA / 415 V AC 3 POLE, LINE PROTECTION OVERCURRENT RELEASE TM, LI IN=125A, RATED CURRENT IR=100125A, OVERLOAD II=6251250A, SHORT CIRCUIT UNDERVOLTAGE RELEASE 110 127 V DC AUXILIARY/ALARM SWITCH KIT 2HS(1NO+1NC)+1AS(1NO) AUXILIARY/ALARM SWITCH KIT 2HS(1NO+1NC)+1AS(1NO) | 462.66 | TEM | 1 | LP | 2.2 | 1
3VL27122DC360AA0 | CIRCUITBREAKER VL 160H HIGH BREAKING CAPACITY ICU=70KA / 415 V AC 3 POLE, LINE PROTECTION OVERCURRENT RELEASE TM, LI IN=125A, RATED CURRENT IR=100125A, OVERLOAD II=6251250A, SHORT CIRCUIT WITH SCREW CONNECTION WITHOUT AUXILIARY RELEASE WITHOUT AUXILIARY/ALARM SWITCH | 326.04 | TEM | 1 | LP | 2.2 | 1
3VL27122DC362SD1 | CIRCUITBREAKER VL 160H HIGH BREAKING CAPACITY ICU=70KA / 415 V AC 3 POLE, LINE PROTECTION OVERCURRENT RELEASE TM, LI IN=125A, RATED CURRENT IR=100125A, OVERLOAD II=6251250A, SHORT CIRCUIT WITH SCREW CONNECTION UNDERVOLTAGE RELEASE 220 250 V DC AUXILIARY/ALARM SWITCH KIT 2HS(1NO+1NC)+1AS(1NO) AUXILIARY/ALARM SWITCH KIT 2HS(1NO+1NC)+1AS(1NO) | 462.66 | TEM | 1 | LP | 2.2 | 1
3VL27122EJ432SD1 | CIRCUITBREAKER VL 160H HIGH BREAKING CAPACITY ICU=70KA / 415 V AC 4 POLE, LINE PROTECTION OVERCURRENT RELEASE TM, LI IN=125A, RATED CURRENT IR=100125A, OVERLOAD II=6251250A, SHORT CIRCUIT N NOT PROTECTED UNDERVOLTAGE RELEASE 220 250 V DC AUXILIARY/ALARM SWITCH KIT 2HS(1NO+1NC)+1AS(1NO) AUXILIARY/ALARM SWITCH KIT 2HS(1NO+1NC)+1AS(1NO) | 541.75 | TEM | 1 | LP | 3 | 1
3VL27122EJ460AB1 | CIRCUITBREAKER VL 160H HIGH BREAKING CAPACITY ICU=70KA / 415 V AC 4 POLE, LINE PROTECTION OVERCURRENT RELEASE TM, LI IN=125A, RATED CURRENT IR=100125A, OVERLOAD II=6251250A, SHORT CIRCUIT N NOT PROTECTED WITH SCREW CONNECTION WITHOUT AUXILIARY RELEASE AUXILIARY SWITCH KIT 2HS(1NO+1NC) AUXILIARY SWITCH KIT 2HS(1NO+1NC) | 443.19 | TEM | 1 | LP | 3 | 1
3VL27123DC330AA0 | CIRCUITBREAKER VL 160L VERY HIGH BREAKING CAPACITY ICU=100KA / 415 V AC 3 POLE, LINE PROTECTION OVERCURRENT RELEASE TM, LI IN=125A, RATED CURRENT IR=100125A, OVERLOAD II=6251250A, SHORT CIRCUIT WITHOUT AUXILIARY RELEASE WITHOUT AUXILIARY/ALARM SWITCH | 431.42 | TEM | 1 | LP | 2.395 | 1
3VL27123DC338TA0 | CIRCUITBREAKER VL 160L VERY HIGH BREAKING CAPACITY ICU=100KA / 415 V AC 3 POLE, LINE PROTECTION OVERCURRENT RELEASE TM, LI IN=125A, RATED CURRENT IR=100125A, OVERLOAD II=6251250A, SHORT CIRCUIT SHUNT RELEASE 208 277 V AC WITHOUT AUXILIARY/ALARM SWITCH WITHOUT AUXILIARY/ALARM SWITCH | 496.21 | TEM | 1 | LP | 2.2 | 1
3VL27161AA330AA0 | CIRCUITBREAKER VL 160N WITHOUT ELECTRONIC TRIP UNIT STANDARD BREAKING CAPACITY ICU= 55KA / 415 V AC, 3POLE IN= < 160 A, RATED CURRENT WITHOUT AUXILIARY RELEASE WITH BOX TERMINALS FOR CONTACT UNIT AND OVERVOLTAGE RELEASE | 167.75 | TEM | 1 | LP | 1.8 | 1
3VL27161CH330AA0 | CIRCUITBREAKER VL 160N STANDARD BREAKING CAPACITY ICU=55KA / 415 V AC 3 POLE, LINE PROTECTION ELECTRONIC TRIP UNIT LCD ETU40, LI/LS/LSI IN=160A, RATED CURRENT IR=64160A, OVERLOAD ISD=1,5TO10XIR, II=11XIN SHORTCIRCUIT WITHOUT AUXILIARY RELEASE WITHOUT AUXILIARY/ALARM SWITCH | #N/A | TEM | 1 | LP | 2.4 | 1
3VL27161CP330AA0 | CIRCUITBREAKER VL 160N STANDARD BREAKING CAPACITY ICU=55KA / 415 V AC 3 POLE, MOTOR/GENERATOR PROTECTION ELECTRONIC TRIP UNIT LCD ETU40M, LI IN=160A, RATED CURRENT IR=64160A, OVERLOAD II=1,25TO11XIN, SHORT CIRCUIT WITHOUT AUXILIARY RELEASE WITHOUT AUXILIARY/ALARM SWITCH | #N/A | TEM | 1 | LP | 2.4 | 1
3VL27161DC330AA0 | CIRCUITBREAKER VL 160N STANDARD BREAKING CAPACITY ICU=55KA / 415 V AC 3 POLE, LINE PROTECTION OVERCURRENT RELEASE TM, LI IN=160A, RATED CURRENT IR=125160A, OVERLOAD II=8001600A, SHORT CIRCUIT WITHOUT AUXILIARY RELEASE WITHOUT AUXILIARY/ALARM SWITCH | 332.42 | TEM | 1 | LP | 2.417 | 1
3VL27161DC330AB1 | CIRCUITBREAKER VL 160N STANDARD BREAKING CAPACITY ICU=55KA / 415 V AC 3 POLE, LINE PROTECTION OVERCURRENT RELEASE TM, LI IN=160A, RATED CURRENT IR=125160A, OVERLOAD II=8001600A, SHORT CIRCUIT WITHOUT AUXILIARY RELEASE AUXILIARY SWITCH KIT 2HS(1NO+1NC) | 370.04 | TEM | 1 | LP | 2.46 | 1
3VL27161DC330AD1 | CIRCUITBREAKER VL 160N STANDARD BREAKING CAPACITY ICU=55KA / 415 V AC 3 POLE, LINE PROTECTION OVERCURRENT RELEASE TM, LI IN=160A, RATED CURRENT IR=125160A, OVERLOAD II=8001600A, SHORT CIRCUIT WITHOUT AUXILIARY RELEASE AUXILIARY/ALARM SWITCH KIT 2HS(1NO+1NC)+1AS(1NO) | 382.47 | TEM | 1 | LP | 2.466 | 1
3VL27161DC332HD1 | CIRCUITBREAKER VL 160N STANDARD BREAKING CAPACITY ICU=55KA / 415 V AC 3 POLE, LINE PROTECTION OVERCURRENT RELEASE TM, LI IN=160A, RATED CURRENT IR=125160A, OVERLOAD II=8001600A, SHORT CIRCUIT UNDERVOLTAGE RELEASE 220 250 V AC AUXILIARY/ALARM SWITCH KIT 2HS(1NO+1NC)+1AS(1NO) AUXILIARY/ALARM SWITCH KIT 2HS(1NO+1NC)+1AS(1NO) | 469.04 | TEM | 1 | LP | 2.2 | 1
3VL27161DC332JA0 | CIRCUITBREAKER VL 160N STANDARD BREAKING CAPACITY ICU=55KA / 415 V AC 3 POLE, LINE PROTECTION OVERCURRENT RELEASE TM, LI IN=160A, RATED CURRENT IR=125160A, OVERLOAD II=8001600A, SHORT CIRCUIT UNDERVOLTAGE RELEASE 380 415 V AC WITHOUT AUXILIARY/ALARM SWITCH WITHOUT AUXILIARY/ALARM SWITCH | 418.99 | TEM | 1 | LP | 2.2 | 1
3VL27161DC332SD1 | CIRCUITBREAKER VL 160N STANDARD BREAKING CAPACITY ICU=55KA / 415 V AC 3 POLE, LINE PROTECTION OVERCURRENT RELEASE TM, LI IN=160A, RATED CURRENT IR=125160A, OVERLOAD II=8001600A, SHORT CIRCUIT UNDERVOLTAGE RELEASE 220 250 V DC AUXILIARY/ALARM SWITCH KIT 2HS(1NO+1NC)+1AS(1NO) AUXILIARY/ALARM SWITCH KIT 2HS(1NO+1NC)+1AS(1NO) | 469.04 | TEM | 1 | LP | 2.2 | 1
3VL27161DC338CD1 | CIRCUITBREAKER VL 160N STANDARD BREAKING CAPACITY ICU=55KA / 415 V AC 3 POLE, LINE PROTECTION OVERCURRENT RELEASE TM, LI IN=160A, RATED CURRENT IR=125160A, OVERLOAD II=8001600A, SHORT CIRCUIT SHUNT RELEASE 24 V AC/DC AUXILIARY/ALARM SWITCH KIT 2HS(1NO+1NC)+1AS(1NO) | 447.26 | TEM | 1 | LP | 2.544 | 1
3VL27161DC338JD1 | CIRCUITBREAKER VL 160N STANDARD BREAKING CAPACITY ICU=55KA / 415 V AC 3 POLE, LINE PROTECTION OVERCURRENT RELEASE TM, LI IN=160A, RATED CURRENT IR=125160A, OVERLOAD II=8001600A, SHORT CIRCUIT SHUNT RELEASE 48 60 V DC AUXILIARY/ALARM SWITCH KIT 2HS(1NO+1NC)+1AS(1NO) AUXILIARY/ALARM SWITCH KIT 2HS(1NO+1NC)+1AS(1NO) | 447.48 | TEM | 1 | LP | 2.2 | 1
3VL27161DC338TA0 | CIRCUITBREAKER VL 160N STANDARD BREAKING CAPACITY ICU=55KA / 415 V AC 3 POLE, LINE PROTECTION OVERCURRENT RELEASE TM, LI IN=160A, RATED CURRENT IR=125160A, OVERLOAD II=8001600A, SHORT CIRCUIT SHUNT RELEASE 208 277 V AC WITHOUT AUXILIARY/ALARM SWITCH | 397.21 | TEM | 1 | LP | 2.493 | 1
3VL27161DC338TB1 | CIRCUITBREAKER VL 160N STANDARD BREAKING CAPACITY ICU=55KA / 415 V AC 3 POLE, LINE PROTECTION OVERCURRENT RELEASE TM, LI IN=160A, RATED CURRENT IR=125160A, OVERLOAD II=8001600A, SHORT CIRCUIT SHUNT RELEASE 208 277 V AC AUXILIARY SWITCH KIT 2HS(1NO+1NC) | 434.83 | TEM | 1 | LP | 2.528 | 1
3VL27161DC360AA0 | CIRCUITBREAKER VL 160N STANDARD BREAKING CAPACITY ICU=55KA / 415 V AC 3 POLE, LINE PROTECTION OVERCURRENT RELEASE TM, LI IN=160A, RATED CURRENT IR=125160A, OVERLOAD II=8001600A, SHORT CIRCUIT WITH SCREW CONNECTION WITHOUT AUXILIARY RELEASE WITHOUT AUXILIARY/ALARM SWITCH | 333.3 | TEM | 1 | LP | 2.356 | 1
3VL27161DC360AB1 | CIRCUITBREAKER VL 160N STANDARD BREAKING CAPACITY ICU=55KA / 415 V AC 3 POLE, LINE PROTECTION OVERCURRENT RELEASE TM, LI IN=160A, RATED CURRENT IR=125160A, OVERLOAD II=8001600A, SHORT CIRCUIT WITH SCREW CONNECTION WITHOUT AUXILIARY RELEASE AUXILIARY SWITCH KIT 2HS(1NO+1NC) | 370.92 | TEM | 1 | LP | 2.405 | 1
3VL27161DC360AD1 | CIRCUITBREAKER VL 160N STANDARD BREAKING CAPACITY ICU=55KA / 415 V AC 3 POLE, LINE PROTECTION OVERCURRENT RELEASE TM, LI IN=160A, RATED CURRENT IR=125160A, OVERLOAD II=8001600A, SHORT CIRCUIT WITH SCREW CONNECTION WITHOUT AUXILIARY RELEASE AUXILIARY/ALARM SWITCH KIT 2HS(1NO+1NC)+1AS(1NO) AUXILIARY/ALARM SWITCH KIT 2HS(1NO+1NC)+1AS(1NO) | 383.35 | TEM | 1 | LP | 2.2 | 1
3VL27161DC368TB1 | CIRCUITBREAKER VL 160N STANDARD BREAKING CAPACITY ICU=55KA / 415 V AC 3 POLE, LINE PROTECTION OVERCURRENT RELEASE TM, LI IN=160A, RATED CURRENT IR=125160A, OVERLOAD II=8001600A, SHORT CIRCUIT WITH SCREW CONNECTION SHUNT RELEASE 208 277 V AC AUXILIARY SWITCH KIT 2HS(1NO+1NC) AUXILIARY SWITCH KIT 2HS(1NO+1NC) | 435.71 | TEM | 1 | LP | 2.2 | 1
3VL27161DC368VD1 | CIRCUITBREAKER VL 160N STANDARD BREAKING CAPACITY ICU=55KA / 415 V AC 3 POLE, LINE PROTECTION OVERCURRENT RELEASE TM, LI IN=160A, RATED CURRENT IR=125160A, OVERLOAD II=8001600A, SHORT CIRCUIT WITH SCREW CONNECTION SHUNT RELEASE 380 600 V AC AUXILIARY/ALARM SWITCH KIT 2HS(1NO+1NC)+1AS(1NO) AUXILIARY/ALARM SWITCH KIT 2HS(1NO+1NC)+1AS(1NO) | 448.14 | TEM | 1 | LP | 2.2 | 1
3VL27161DK330AA0 | CIRCUITBREAKER VL 160N STANDARD BREAKING CAPACITY ICU=55KA / 415 V AC 3 POLE, STARTER COMBINATION PROTECTION OVERCURRENT RELEASE MAGNETIC IN=160A, RATED CURRENT II=12502500A, SHORT CIRCUIT WITHOUT AUXILIARY RELEASE WITHOUT AUXILIARY/ALARM SWITCH | 320.54 | TEM | 1 | LP | 2.407 | 1
3VL27161DK330AB1 | CIRCUITBREAKER VL 160N STANDARD BREAKING CAPACITY ICU=55KA / 415 V AC 3 POLE, STARTER COMBINATION PROTECTION OVERCURRENT RELEASE MAGNETIC IN=160A, RATED CURRENT II=12502500A, SHORT CIRCUIT WITHOUT AUXILIARY RELEASE AUXILIARY SWITCH KIT 2HS(1NO+1NC) | 358.16 | TEM | 1 | LP | 2.453 | 1
3VL27161DK330AD1 | CIRCUITBREAKER VL 160N STANDARD BREAKING CAPACITY ICU=55KA / 415 V AC 3 POLE, STARTER COMBINATION PROTECTION OVERCURRENT RELEASE MAGNETIC IN=160A, RATED CURRENT II=12502500A, SHORT CIRCUIT WITHOUT AUXILIARY RELEASE AUXILIARY/ALARM SWITCH KIT 2HS(1NO+1NC)+1AS(1NO) | 370.59 | TEM | 1 | LP | 2.465 | 1
3VL27161DK360AB1 | CIRCUITBREAKER VL 160N STANDARD BREAKING CAPACITY ICU=55KA / 415 V AC 3 POLE, STARTER COMBINATION PROTECTION OVERCURRENT RELEASE MAGNETIC IN=160A, RATED CURRENT II=12502500A, SHORT CIRCUIT WITH SCREW CONNECTION WITHOUT AUXILIARY RELEASE AUXILIARY SWITCH KIT 2HS(1NO+1NC) AUXILIARY SWITCH KIT 2HS(1NO+1NC) | 359.15 | TEM | 1 | LP | 2.2 | 1
3VL27161EC430AA0 | CIRCUITBREAKER VL 160N STANDARD BREAKING CAPACITY ICU=55KA / 415 V AC 4 POLE, LINE PROTECTION OVERCURRENT RELEASE TM, LI IN=160A, RATED CURRENT IR=125160A, OVERLOAD II=8001600A, SHORT CIRCUIT N PROTECTED WITHOUT AUXILIARY RELEASE WITHOUT AUXILIARY/ALARM SWITCH | 636.79 | TEM | 1 | LP | 3.124 | 1
3VL27161EJ430AA0 | CIRCUITBREAKER VL 160N STANDARD BREAKING CAPACITY ICU=55KA / 415 V AC 4 POLE, LINE PROTECTION OVERCURRENT RELEASE TM, LI IN=160A, RATED CURRENT IR=125160A, OVERLOAD II=8001600A, SHORT CIRCUIT N NOT PROTECTED WITHOUT AUXILIARY RELEASE WITHOUT AUXILIARY/ALARM SWITCH | 436.04 | TEM | 1 | LP | 3 | 1
3VL27161EJ430AB1 | CIRCUITBREAKER VL 160N STANDARD BREAKING CAPACITY ICU=55KA / 415 V AC 4 POLE, LINE PROTECTION OVERCURRENT RELEASE TM, LI IN=160A, RATED CURRENT IR=125160A, OVERLOAD II=8001600A, SHORT CIRCUIT N NOT PROTECTED WITHOUT AUXILIARY RELEASE AUXILIARY SWITCH KIT 2HS(1NO+1NC) | 473.66 | TEM | 1 | LP | 3.159 | 1
3VL27161EJ430AD1 | CIRCUITBREAKER VL 160N STANDARD BREAKING CAPACITY ICU=55KA / 415 V AC 4 POLE, LINE PROTECTION OVERCURRENT RELEASE TM, LI IN=160A, RATED CURRENT IR=125160A, OVERLOAD II=8001600A, SHORT CIRCUIT N NOT PROTECTED WITHOUT AUXILIARY RELEASE AUXILIARY/ALARM SWITCH KIT 2HS(1NO+1NC)+1AS(1NO) | 486.09 | TEM | 1 | LP | 3.165 | 1
3VL27161EJ432SD1 | CIRCUITBREAKER VL 160N STANDARD BREAKING CAPACITY ICU=55KA / 415 V AC 4 POLE, LINE PROTECTION OVERCURRENT RELEASE TM, LI IN=160A, RATED CURRENT IR=125160A, OVERLOAD II=8001600A, SHORT CIRCUIT N NOT PROTECTED UNDERVOLTAGE RELEASE 220 250 V DC AUXILIARY/ALARM SWITCH KIT 2HS(1NO+1NC)+1AS(1NO) AUXILIARY/ALARM SWITCH KIT 2HS(1NO+1NC)+1AS(1NO) | 572.66 | TEM | 1 | LP | 3 | 1
3VL27161EJ438KD1 | CIRCUITBREAKER VL 160N STANDARD BREAKING CAPACITY ICU=55KA / 415 V AC 4 POLE, LINE PROTECTION OVERCURRENT RELEASE TM, LI IN=160A, RATED CURRENT IR=125160A, OVERLOAD II=8001600A, SHORT CIRCUIT N NOT PROTECTED SHUNT RELEASE 110 127 V DC AUXILIARY/ALARM SWITCH KIT 2HS(1NO+1NC)+1AS(1NO) | 550.88 | TEM | 1 | LP | 3.264 | 1
3VL27161EJ460AA0 | CIRCUITBREAKER VL 160N STANDARD BREAKING CAPACITY ICU=55KA / 415 V AC 4 POLE, LINE PROTECTION OVERCURRENT RELEASE TM, LI IN=160A, RATED CURRENT IR=125160A, OVERLOAD II=8001600A, SHORT CIRCUIT N NOT PROTECTED WITH SCREW CONNECTION WITHOUT AUXILIARY RELEASE WITHOUT AUXILIARY/ALARM SWITCH | 436.04 | TEM | 1 | LP | 3.195 | 1
3VL27161EM430AD1 | CIRCUITBREAKER VL 160N STANDARD BREAKING CAPACITY ICU= 55KA, 415V AC 4 POLE, LINE PROTECTION OVERCURRENT RELEASE TM, LI IN= 160A, RATED CURRENT IR= 125...160A, OVERLOAD II= 800...1600A, SHORTCIRCUIT N PROTECTED (100%) WITHOUT AUXILIARY RELEASE AUXILIARY/ALARM SWITCH KIT 2HS(1NO+1NC)+1AS(1NO) AUXILIARY/ALARM SWITCH KIT 2HS(1NO+1NC)+1AS(1NO) | 530.53 | TEM | 1 | LP | 3 | 1
3VL27161SB330AA0 | CIRCUITBREAKER VL 160N STANDARD BREAKING CAPACITY ICU=55KA / 415 V AC 3 POLE, LINE PROTECTION ELECTRONIC TRIP UNIT ETU10, LI IN=160A, RATED CURRENT IR=64160A, OVERLOAD II=1,25TO11XIN, SHORT CIRCUIT WITHOUT AUXILIARY RELEASE WITHOUT AUXILIARY/ALARM SWITCH | 401.06 | TEM | 1 | LP | 2.442 | 1
3VL27161SB330AB1 | CIRCUITBREAKER VL 160N STANDARD BREAKING CAPACITY ICU=55KA / 415 V AC 3 POLE, LINE PROTECTION ELECTRONIC TRIP UNIT ETU10, LI IN=160A, RATED CURRENT IR=64160A, OVERLOAD II=1,25TO11XIN, SHORT CIRCUIT WITHOUT AUXILIARY RELEASE AUXILIARY SWITCH KIT 2HS(1NO+1NC) AUXILIARY SWITCH KIT 2HS(1NO+1NC) | 438.68 | TEM | 1 | LP | 2.4 | 1
3VL27161SB330AD1 | CIRCUITBREAKER VL 160N STANDARD BREAKING CAPACITY ICU=55KA / 415 V AC 3 POLE, LINE PROTECTION ELECTRONIC TRIP UNIT ETU10, LI IN=160A, RATED CURRENT IR=64160A, OVERLOAD II=1,25TO11XIN, SHORT CIRCUIT WITHOUT AUXILIARY RELEASE AUXILIARY/ALARM SWITCH KIT 2HS(1NO+1NC)+1AS(1NO) AUXILIARY/ALARM SWITCH KIT 2HS(1NO+1NC)+1AS(1NO) | 451.11 | TEM | 1 | LP | 2.4 | 1
3VL27161SB332JD1 | CIRCUITBREAKER VL 160N STANDARD BREAKING CAPACITY ICU=55KA / 415 V AC 3 POLE, LINE PROTECTION ELECTRONIC TRIP UNIT ETU10, LI IN=160A, RATED CURRENT IR=64160A, OVERLOAD II=1,25TO11XIN, SHORT CIRCUIT UNDERVOLTAGE RELEASE 380 415 V AC AUXILIARY/ALARM SWITCH KIT 2HS(1NO+1NC)+1AS(1NO) AUXILIARY/ALARM SWITCH KIT 2HS(1NO+1NC)+1AS(1NO) | 537.68 | TEM | 1 | LP | 2.4 | 1
3VL27161SB360AA0 | CIRCUITBREAKER VL 160N STANDARD BREAKING CAPACITY ICU=55KA / 415 V AC 3 POLE, LINE PROTECTION ELECTRONIC TRIP UNIT ETU10, LI IN=160A, RATED CURRENT IR=64160A, OVERLOAD II=1,25TO11XIN, SHORT CIRCUIT WITH SCREW CONNECTION WITHOUT AUXILIARY RELEASE WITHOUT AUXILIARY/ALARM SWITCH | 394.9 | TEM | 1 | LP | 2.4 | 1
3VL27161SE330AB1 | CIRCUITBREAKER VL 160N STANDARD BREAKING CAPACITY ICU=55KA / 415 V AC 3 POLE, LINE PROTECTION ELECTRONIC TRIP UNIT ETU20, LSI IN=160A, RATED CURRENT IR=64160A, OVERLOAD ISD=1,5TO10XIR, II=11XIN SHORTCIRCUIT WITHOUT AUXILIARY RELEASE AUXILIARY SWITCH KIT 2HS(1NO+1NC) AUXILIARY SWITCH KIT 2HS(1NO+1NC) | 473.77 | TEM | 1 | LP | 2.4 | 1
3VL27161SE332RD1 | CIRCUITBREAKER VL 160N STANDARD BREAKING CAPACITY ICU=55KA / 415 V AC 3 POLE, LINE PROTECTION ELECTRONIC TRIP UNIT ETU20, LSI IN=160A, RATED CURRENT IR=64160A, OVERLOAD ISD=1,5TO10XIR, II=11XIN SHORTCIRCUIT UNDERVOLTAGE RELEASE 110 127 V DC AUXILIARY/ALARM SWITCH KIT 2HS(1NO+1NC)+1AS(1NO) AUXILIARY/ALARM SWITCH KIT 2HS(1NO+1NC)+1AS(1NO) | 572.77 | TEM | 1 | LP | 2.4 | 1
3VL27161SE360AA0 | CIRCUITBREAKER VL 160N STANDARD BREAKING CAPACITY ICU=55KA / 415 V AC 3 POLE, LINE PROTECTION ELECTRONIC TRIP UNIT ETU20, LSI IN=160A, RATED CURRENT IR=64160A, OVERLOAD ISD=1,5TO10XIR, II=11XIN SHORTCIRCUIT WITH SCREW CONNECTION WITHOUT AUXILIARY RELEASE WITHOUT AUXILIARY/ALARM SWITCH | 430.54 | TEM | 1 | LP | 2.44 | 1
3VL27161SP330AA0 | CIRCUITBREAKER VL 160N STANDARD BREAKING CAPACITY ICU=55KA / 415 V AC 3 POLE, MOTOR/ GENERATOR PROTECTION ELECTRONIC TRIP UNIT ETU10M, LI IN=160A, RATED CURRENT IR=64160A, OVERLOAD II=1,25TO11XIN, SHORT CIRCUIT WITHOUT AUXILIARY RELEASE WITHOUT AUXILIARY/ALARM SWITCH | 376.64 | TEM | 1 | LP | 2.447 | 1
3VL27161SP330AD1 | CIRCUITBREAKER VL 160N STANDARD BREAKING CAPACITY ICU=55KA / 415 V AC 3 POLE, MOTOR/ GENERATOR PROTECTION ELECTRONIC TRIP UNIT ETU10M, LI IN=160A, RATED CURRENT IR=64160A, OVERLOAD II=1,25TO11XIN, SHORT CIRCUIT WITHOUT AUXILIARY RELEASE AUXILIARY/ALARM SWITCH KIT 2HS(1NO+1NC)+1AS(1NO) AUXILIARY/ALARM SWITCH KIT 2HS(1NO+1NC)+1AS(1NO) | 426.69 | TEM | 1 | LP | 2.4 | 1
3VL27161SP338KB1 | CIRCUITBREAKER VL 160N STANDARD BREAKING CAPACITY ICU=55KA / 415 V AC 3 POLE, MOTOR/ GENERATOR PROTECTION ELECTRONIC TRIP UNIT ETU10M, LI IN=160A, RATED CURRENT IR=64160A, OVERLOAD II=1,25TO11XIN, SHORT CIRCUIT SHUNT RELEASE 110 127 V DC AUXILIARY SWITCH KIT 2HS(1NO+1NC) AUXILIARY SWITCH KIT 2HS(1NO+1NC) | 479.05 | TEM | 1 | LP | 2.4 | 1
3VL27161SP338TA0 | CIRCUITBREAKER VL 160N STANDARD BREAKING CAPACITY ICU=55KA / 415 V AC 3 POLE, MOTOR/ GENERATOR PROTECTION ELECTRONIC TRIP UNIT ETU10M, LI IN=160A, RATED CURRENT IR=64160A, OVERLOAD II=1,25TO11XIN, SHORT CIRCUIT SHUNT RELEASE 208 277 V AC WITHOUT AUXILIARY/ALARM SWITCH WITHOUT AUXILIARY/ALARM SWITCH | 441.43 | TEM | 1 | LP | 2.4 | 1
3VL27161SP360AA0 | CIRCUITBREAKER VL 160N STANDARD BREAKING CAPACITY ICU=55KA / 415 V AC 3 POLE, MOTOR/ GENERATOR PROTECTION ELECTRONIC TRIP UNIT ETU10M, LI IN=160A, RATED CURRENT IR=64160A, OVERLOAD II=1,25TO11XIN, SHORT CIRCUIT WITH SCREW CONNECTION WITHOUT AUXILIARY RELEASE WITHOUT AUXILIARY/ALARM SWITCH | 370.48 | TEM | 1 | LP | 2.37 | 1
3VL27161SS330AA0 | CIRCUITBREAKER VL 160N STANDARD BREAKING CAPACITY R.U.S.C.BR.C.= 55KA, 415 V AC 3POLE, MOTOR PROTECTION ELECTRONIC TRIP UNIT ETU30M, LI IN=160A, RATED CURRENT TC= 10A ... 30, TIME LAG CLASS II= 6 ... 11 X IN, SHORTCIRCUIT PROTECTION WITHOUT AUXILIARY RELEASE WITHOUT AUXILIARY/ALARM SWITCH | 405.13 | TEM | 1 | LP | 2.43 | 1
3VL27161SS330AD1 | CIRCUITBREAKER VL 160N STANDARD BREAKING CAPACITY R.U.S.C.BR.C.= 55KA, 415 V AC 3POLE, MOTOR PROTECTION ELECTRONIC TRIP UNIT ETU30M, LI IN=160A, RATED CURRENT TC= 10A ... 30, TIME LAG CLASS II= 6 ... 11 X IN, SHORTCIRCUIT PROTECTION WITHOUT AUXILIARY RELEASE AUXILIARY/ALARM SWITCH KIT 2HS(1NO+1NC)+1AS(1NO) AUXILIARY/ALARM SWITCH KIT 2HS(1NO+1NC)+1AS(1NO) | 455.18 | TEM | 1 | LP | 2.4 | 1
3VL27161SS360AD1 | CIRCUITBREAKER VL 160N STANDARD BREAKING CAPACITY ICU= 55KA, 415 V AC 3POLE, MOTOR PROTECTION OVERCURRENT TRIGGER ETU30M, LI IN=160 A, NOM. CURRENT TC= 10 A ... 30, INERTIA CLASS II= 6 ... 11 X IN, SHORTCIRCUIT PROTECTION WITHOUT AUXILIARY RELEASE AUXILIARY/ALARM SWITCH KIT 2HS(1NO+1NC)+1AS(1NO) AUXILIARY/ALARM SWITCH KIT 2HS(1NO+1NC)+1AS(1NO) | 449.24 | TEM | 1 | LP | 2.4 | 1
3VL27161TB430AA0 | CIRCUITBREAKER VL 160N STANDARD BREAKING CAPACITY ICU=55KA / 415 V AC 4 POLE, LINE PROTECTION ELECTRONIC TRIP UNIT ETU10, LI IN=160A, RATED CURRENT IR=64160A, OVERLOAD II=1,25TO11XIN, SHORT CIRCUIT WITHOUT AUXILIARY RELEASE WITHOUT AUXILIARY/ALARM SWITCH | 525.8 | TEM | 1 | LP | 3.061 | 1
3VL27161TE460AA0 | CIRCUITBREAKER VL 160N STANDARD BREAKING CAPACITY ICU=55KA / 415 V AC 4 POLE, LINE PROTECTION ELECTRONIC TRIP UNIT ETU20, LSI IN=160A, RATED CURRENT IR=64160A, OVERLOAD ISD=1,5TO10XIR, II=11XIN SHORTCIRCUIT N UNPROTECTED WITH SCREW CONNECTION WITHOUT AUXILIARY/ALARM SWITCH | 557.15 | TEM | 1 | LP | 3.061 | 1
3VL27161TF430AB1 | CIRCUITBREAKER VL 160N STANDARD BREAKING CAPACITY ICU=55KA / 415 V AC 4 POLE, LINE PROTECTION ELECTRONIC TRIP UNIT ETU20, LSI IN=160A, RATED CURRENT IR=64160A, OVERLOAD ISD=1,5TO10XIR, II=11XIN SHORTCIRCUIT N PROTECTED WITHOUT AUXILIARY RELEASE AUXILIARY SWITCH KIT 2HS(1NO+1NC) AUXILIARY SWITCH KIT 2HS(1NO+1NC) | 647.02 | TEM | 1 | LP | 3.1 | 1
3VL27161TF438KA0 | CIRCUITBREAKER VL 160N STANDARD BREAKING CAPACITY ICU=55KA / 415 V AC 4 POLE, LINE PROTECTION ELECTRONIC TRIP UNIT ETU20, LSI IN=160A, RATED CURRENT IR=64160A, OVERLOAD ISD=1,5TO10XIR, II=11XIN SHORTCIRCUIT N PROTECTED SHUNT RELEASE 110 127 V DC WITHOUT AUXILIARY/ALARM SWITCH WITHOUT AUXILIARY/ALARM SWITCH | 674.19 | TEM | 1 | LP | 3.1 | 1
3VL27161TH430AA0 | CIRCUITBREAKER VL 160N STANDARD BREAKING CAPACITY ICU=55KA / 415 V AC 4 POLE, LINE PROTECTION ELECTRONIC TRIP UNIT ETU22, LSIG IN=160A, RATED CURRENT IR=64160A, OVERLOAD ISD=1,5TO10XIR, II=11XIN SHORTCIRCUIT N PROTECTED WITHOUT AUXILIARY RELEASE WITHOUT AUXILIARY/ALARM SWITCH | 754.16 | TEM | 1 | LP | 3.12 | 1
3VL27161UH330AA0 | CIRCUITBREAKER VL 160N STANDARD BREAKING CAPACITY ICU=55KA / 415 V AC 3 POLE, LINE PROTECTION ELECTRONIC TRIP UNIT LCD ETU40, LI/LS/LSI IN=160A, RATED CURRENT IR=64160A, OVERLOAD ISD=1,5TO10XIR, II=11XIN SHORTCIRCUIT WITHOUT AUXILIARY RELEASE WITHOUT AUXILIARY/ALARM SWITCH | 595.65 | TEM | 1 | LP | 2.458 | 1
3VL27161UP330AA0 | CIRCUITBREAKER VL 160N STANDARD BREAKING CAPACITY ICU=55KA / 415 V AC 3 POLE, MOTOR/GENERATOR PROTECTION ELECTRONIC TRIP UNIT LCD ETU40M, LI IN=160A, RATED CURRENT IR=64160A, OVERLOAD II=1,25TO11XIN, SHORT CIRCUIT WITHOUT AUXILIARY RELEASE WITHOUT AUXILIARY/ALARM SWITCH | 595.65 | TEM | 1 | LP | 2.458 | 1
3VL27162CH330AD1 | CIRCUITBREAKER VL 160H HIGH BREAKING CAPACITY ICU=70KA / 415 V AC 3 POLE, LINE PROTECTION ELECTRONIC TRIP UNIT LCD ETU40, LI/LS/LSI IN=160A, RATED CURRENT IR=64160A, OVERLOAD ISD=1,5TO10XIR, II=11XIN SHORTCIRCUIT WITHOUT AUXILIARY RELEASE AUXILIARY/ALARM SWITCH KIT 2HS(1NO+1NC)+1AS(1NO) | #N/A | TEM | 1 | LP | 2.686 | 1
3VL27162DC330AA0 | CIRCUITBREAKER VL 160H HIGH BREAKING CAPACITY ICU=70KA / 415 V AC 3 POLE, LINE PROTECTION OVERCURRENT RELEASE TM, LI IN=160A, RATED CURRENT IR=125160A, OVERLOAD II=8001600A, SHORT CIRCUIT WITHOUT AUXILIARY RELEASE WITHOUT AUXILIARY/ALARM SWITCH | 409.31 | TEM | 1 | LP | 2.568 | 1
3VL27162DC330AB1 | CIRCUITBREAKER VL 160H HIGH BREAKING CAPACITY ICU=70KA / 415 V AC 3 POLE, LINE PROTECTION OVERCURRENT RELEASE TM, LI IN=160A, RATED CURRENT IR=125160A, OVERLOAD II=8001600A, SHORT CIRCUIT WITHOUT AUXILIARY RELEASE AUXILIARY SWITCH KIT 2HS(1NO+1NC) | 446.93 | TEM | 1 | LP | 2.56 | 1
3VL27162DC332GA0 | CIRCUITBREAKER VL 160H HIGH BREAKING CAPACITY ICU=70KA / 415 V AC 3 POLE, LINE PROTECTION OVERCURRENT RELEASE TM, LI IN=160A, RATED CURRENT IR=125160A, OVERLOAD II=8001600A, SHORT CIRCUIT UNDERVOLTAGE RELEASE 110 127 V AC WITHOUT AUXILIARY/ALARM SWITCH WITHOUT AUXILIARY/ALARM SWITCH | 495.88 | TEM | 1 | LP | 2.2 | 1
3VL27162DC332RD1 | CIRCUITBREAKER VL 160H HIGH BREAKING CAPACITY ICU=70KA / 415 V AC 3 POLE, LINE PROTECTION OVERCURRENT RELEASE TM, LI IN=160A, RATED CURRENT IR=125160A, OVERLOAD II=8001600A, SHORT CIRCUIT UNDERVOLTAGE RELEASE 110 127 V DC AUXILIARY/ALARM SWITCH KIT 2HS(1NO+1NC)+1AS(1NO) AUXILIARY/ALARM SWITCH KIT 2HS(1NO+1NC)+1AS(1NO) | 545.93 | TEM | 1 | LP | 2.2 | 1
3VL27162DC332SD1 | CIRCUITBREAKER VL 160H HIGH BREAKING CAPACITY ICU=70KA / 415 V AC 3 POLE, LINE PROTECTION OVERCURRENT RELEASE TM, LI IN=160A, RATED CURRENT IR=125160A, OVERLOAD II=8001600A, SHORT CIRCUIT UNDERVOLTAGE RELEASE 220 250 V DC AUXILIARY/ALARM SWITCH KIT 2HS(1NO+1NC)+1AS(1NO) AUXILIARY/ALARM SWITCH KIT 2HS(1NO+1NC)+1AS(1NO) | 545.93 | TEM | 1 | LP | 2.2 | 1
3VL27162DC338TB1 | CIRCUITBREAKER VL 160H HIGH BREAKING CAPACITY ICU=70KA / 415 V AC 3 POLE, LINE PROTECTION OVERCURRENT RELEASE TM, LI IN=160A, RATED CURRENT IR=125160A, OVERLOAD II=8001600A, SHORT CIRCUIT SHUNT RELEASE 208 277 V AC AUXILIARY SWITCH KIT 2HS(1NO+1NC) AUXILIARY SWITCH KIT 2HS(1NO+1NC) | 511.72 | TEM | 1 | LP | 2.2 | 1
3VL27162DC360AA0 | CIRCUITBREAKER VL 160H HIGH BREAKING CAPACITY ICU=70KA / 415 V AC 3 POLE, LINE PROTECTION OVERCURRENT RELEASE TM, LI IN=160A, RATED CURRENT IR=125160A, OVERLOAD II=8001600A, SHORT CIRCUIT WITH SCREW CONNECTION WITHOUT AUXILIARY RELEASE WITHOUT AUXILIARY/ALARM SWITCH | 402.71 | TEM | 1 | LP | 2.2 | 1
3VL27162DC360AB1 | CIRCUITBREAKER VL 160H HIGH BREAKING CAPACITY ICU=70KA / 415 V AC 3 POLE, LINE PROTECTION OVERCURRENT RELEASE TM, LI IN=160A, RATED CURRENT IR=125160A, OVERLOAD II=8001600A, SHORT CIRCUIT WITH SCREW CONNECTION WITHOUT AUXILIARY RELEASE AUXILIARY SWITCH KIT 2HS(1NO+1NC) AUXILIARY SWITCH KIT 2HS(1NO+1NC) | 440.33 | TEM | 1 | LP | 2.2 | 1
3VL27162DK330AA0 | CIRCUITBREAKER VL 160H HIGH BREAKING CAPACITY ICU=70KA / 415 V AC 3 POLE, STARTER COMBINATION PROTECTION OVERCURRENT RELEASE MAGNETIC IN=160A, RATED CURRENT II=12502500A, SHORT CIRCUIT WITHOUT AUXILIARY RELEASE WITHOUT AUXILIARY/ALARM SWITCH | 390.72 | TEM | 1 | LP | 2.425 | 1
3VL27162DK330AB1 | CIRCUITBREAKER VL 160H HIGH BREAKING CAPACITY ICU=70KA / 415 V AC 3 POLE, STARTER COMBINATION PROTECTION OVERCURRENT RELEASE MAGNETIC IN=160A, RATED CURRENT II=12502500A, SHORT CIRCUIT WITHOUT AUXILIARY RELEASE AUXILIARY SWITCH KIT 2HS(1NO+1NC) | 428.34 | TEM | 1 | LP | 2.41 | 1
3VL27162DK330AD1 | CIRCUITBREAKER VL 160H HIGH BREAKING CAPACITY ICU=70KA / 415 V AC 3 POLE, STARTER COMBINATION PROTECTION OVERCURRENT RELEASE MAGNETIC IN=160A, RATED CURRENT II=12502500A, SHORT CIRCUIT WITHOUT AUXILIARY RELEASE AUXILIARY/ALARM SWITCH KIT 2HS(1NO+1NC)+1AS(1NO) | 440.77 | TEM | 1 | LP | 2.41 | 1
3VL27162DK332HB1 | CIRCUITBREAKER VL 160H HIGH BREAKING CAPACITY ICU=70KA / 415 V AC 3 POLE, STARTER COMBINATION PROTECTION OVERCURRENT RELEASE MAGNETIC IN=160A, RATED CURRENT II=12502500A, SHORT CIRCUIT UNDERVOLTAGE RELEASE 220 250 V AC AUXILIARY SWITCH KIT 2HS(1NO+1NC) AUXILIARY SWITCH KIT 2HS(1NO+1NC) | 514.91 | TEM | 1 | LP | 2.2 | 1
3VL27162DK338TA0 | CIRCUITBREAKER VL 160H HIGH BREAKING CAPACITY ICU=70KA / 415 V AC 3 POLE, STARTER COMBINATION PROTECTION OVERCURRENT RELEASE MAGNETIC IN=160A, RATED CURRENT II=12502500A, SHORT CIRCUIT SHUNT RELEASE 208 277 V AC WITHOUT AUXILIARY/ALARM SWITCH WITHOUT AUXILIARY/ALARM SWITCH | 455.51 | TEM | 1 | LP | 2.2 | 1
3VL27162DK360AA0 | CIRCUITBREAKER VL 160H HIGH BREAKING CAPACITY ICU=70KA / 415 V AC 3 POLE, STARTER COMBINATION PROTECTION OVERCURRENT RELEASE MAGNETIC IN=160A, RATED CURRENT II=12502500A, SHORT CIRCUIT WITH SCREW CONNECTION WITHOUT AUXILIARY RELEASE WITHOUT AUXILIARY/ALARM SWITCH | 384.12 | TEM | 1 | LP | 2.2 | 1
3VL27162DK360AB1 | CIRCUITBREAKER VL 160H HIGH BREAKING CAPACITY ICU=70KA / 415 V AC 3 POLE, STARTER COMBINATION PROTECTION OVERCURRENT RELEASE MAGNETIC IN=160A, RATED CURRENT II=12502500A, SHORT CIRCUIT WITH SCREW CONNECTION WITHOUT AUXILIARY RELEASE AUXILIARY SWITCH KIT 2HS(1NO+1NC) AUXILIARY SWITCH KIT 2HS(1NO+1NC) | 421.74 | TEM | 1 | LP | 2.2 | 1
3VL27162EJ432SD1 | CIRCUITBREAKER VL 160H HIGH BREAKING CAPACITY ICU=70KA / 415 V AC 4 POLE, LINE PROTECTION OVERCURRENT RELEASE TM, LI IN=160A, RATED CURRENT IR=125160A, OVERLOAD II=8001600A, SHORT CIRCUIT N NOT PROTECTED UNDERVOLTAGE RELEASE 220 250 V DC AUXILIARY/ALARM SWITCH KIT 2HS(1NO+1NC)+1AS(1NO) AUXILIARY/ALARM SWITCH KIT 2HS(1NO+1NC)+1AS(1NO) | 647.79 | TEM | 1 | LP | 3 | 1
3VL27162MB330AB1 | CIRCUITBREAKER VL 160H HIGH BREAKING CAPACITY ICU=70KA / 415 V AC 3 POLE, LINE PROTECTION ELECTRONIC TRIP UNIT ETU10, LI IN=160A, RATED CURRENT IR=64160A, OVERLOAD II=1,25TO11XIN, SHORT CIRCUIT WITHOUT AUXILIARY RELEASE ETU COMMUNICATIONCAPABLE AUXILIARY SWITCH KIT 2HS(1NO+1NC) AUXILIARY SWITCH KIT 2HS(1NO+1NC) | 546.48 | TEM | 1 | LP | 2.4 | 1
3VL27162SB330AA0 | CIRCUITBREAKER VL 160H HIGH BREAKING CAPACITY ICU=70KA / 415 V AC 3 POLE, LINE PROTECTION ELECTRONIC TRIP UNIT ETU10, LI IN=160A, RATED CURRENT IR=64160A, OVERLOAD II=1,25TO11XIN, SHORT CIRCUIT WITHOUT AUXILIARY RELEASE WITHOUT AUXILIARY/ALARM SWITCH | 474.43 | TEM | 1 | LP | 2.4 | 1
3VL27162SE330AD1 | CIRCUITBREAKER VL 160H HIGH BREAKING CAPACITY ICU=70KA / 415 V AC 3 POLE, LINE PROTECTION ELECTRONIC TRIP UNIT ETU20, LSI IN=160A, RATED CURRENT IR=64160A, OVERLOAD ISD=1,5TO10XIR, II=11XIN SHORTCIRCUIT WITHOUT AUXILIARY RELEASE AUXILIARY/ALARM SWITCH KIT 2HS(1NO+1NC)+1AS(1NO) AUXILIARY/ALARM SWITCH KIT 2HS(1NO+1NC)+1AS(1NO) | 558.91 | TEM | 1 | LP | 2.4 | 1
3VL27162SP330AA0 | CIRCUITBREAKER VL 160H HIGH BREAKING CAPACITY ICU=70KA / 415 V AC 3 POLE, MOTOR/ GENERATOR PROTECTION ELECTRONIC TRIP UNIT ETU10M, LI IN=160A, RATED CURRENT IR=64160A, OVERLOAD II=1,25TO11XIN, SHORT CIRCUIT WITHOUT AUXILIARY RELEASE WITHOUT AUXILIARY/ALARM SWITCH | 440.77 | TEM | 1 | LP | 2.399 | 1
3VL27162SP330AB1 | CIRCUITBREAKER VL 160H HIGH BREAKING CAPACITY ICU=70KA / 415 V AC 3 POLE, MOTOR/ GENERATOR PROTECTION ELECTRONIC TRIP UNIT ETU10M, LI IN=160A, RATED CURRENT IR=64160A, OVERLOAD II=1,25TO11XIN, SHORT CIRCUIT WITHOUT AUXILIARY RELEASE AUXILIARY SWITCH KIT 2HS(1NO+1NC) AUXILIARY SWITCH KIT 2HS(1NO+1NC) | 478.39 | TEM | 1 | LP | 2.4 | 1
3VL27162SP360AD1 | CIRCUITBREAKER VL 160H HIGH BREAKING CAPACITY ICU=70KA / 415 V AC 3 POLE, MOTOR/ GENERATOR PROTECTION ELECTRONIC TRIP UNIT ETU10M, LI IN=160A, RATED CURRENT IR=64160A, OVERLOAD II=1,25TO11XIN, SHORT CIRCUIT WITH SCREW CONNECTION WITHOUT AUXILIARY RELEASE AUXILIARY/ALARM SWITCH KIT 2HS(1NO+1NC)+1AS(1NO) AUXILIARY/ALARM SWITCH KIT 2HS(1NO+1NC)+1AS(1NO) | 484.22 | TEM | 1 | LP | 2.4 | 1
3VL27162SS330AA0 | CIRCUITBREAKER VL 160H HIGH BREAKING CAPACITY R.U.S.C.BR.C.= 70 KA, 415 V AC 3POLE, MOTOR PROTECTION ELECTRONIC TRIP UNIT ETU30M, LI IN=160A, RATED CURRENT TC= 10A ... 30, TIME LAG CLASS II= 6 ... 11 X IN, SHORTCIRCUIT PROTECTION WITHOUT AUXILIARY RELEASE WITHOUT AUXILIARY/ALARM SWITCH | 483.56 | TEM | 1 | LP | 2.399 | 1
3VL27162SS330AD1 | CIRCUITBREAKER VL 160H HIGH BREAKING CAPACITY R.U.S.C.BR.C.= 70 KA, 415 V AC 3POLE, MOTOR PROTECTION ELECTRONIC TRIP UNIT ETU30M, LI IN=160A, RATED CURRENT TC= 10A ... 30, TIME LAG CLASS II= 6 ... 11 X IN, SHORTCIRCUIT PROTECTION WITHOUT AUXILIARY RELEASE AUXILIARY/ALARM SWITCH KIT 2HS(1NO+1NC)+1AS(1NO) AUXILIARY/ALARM SWITCH KIT 2HS(1NO+1NC)+1AS(1NO) | 533.61 | TEM | 1 | LP | 2.4 | 1
3VL27162UP330AA0 | CIRCUITBREAKER VL 160H HIGH BREAKING CAPACITY ICU=70KA / 415 V AC 3 POLE, MOTOR/GENERATOR PROTECTION ELECTRONIC TRIP UNIT LCD ETU40M, LI IN=160A, RATED CURRENT IR=64160A, OVERLOAD II=1,25TO11XIN, SHORT CIRCUIT WITHOUT AUXILIARY RELEASE WITHOUT AUXILIARY/ALARM SWITCH | 657.03 | TEM | 1 | LP | 2.616 | 1
3VL27163DC330AA0 | CIRCUITBREAKER VL 160L VERY HIGH BREAKING CAPACITY ICU=100KA / 415 V AC 3 POLE, LINE PROTECTION OVERCURRENT RELEASE TM, LI IN=160A, RATED CURRENT IR=125160A, OVERLOAD II=8001600A, SHORT CIRCUIT WITHOUT AUXILIARY RELEASE WITHOUT AUXILIARY/ALARM SWITCH | 526.46 | TEM | 1 | LP | 2.57 | 1
3VL27163DC330AB1 | CIRCUITBREAKER VL 160L VERY HIGH BREAKING CAPACITY ICU=100KA / 415 V AC 3 POLE, LINE PROTECTION OVERCURRENT RELEASE TM, LI IN=160A, RATED CURRENT IR=125160A, OVERLOAD II=8001600A, SHORT CIRCUIT WITHOUT AUXILIARY RELEASE AUXILIARY SWITCH KIT 2HS(1NO+1NC) | #N/A | TEM | 1 | LP | 2.41 | 1
3VL27163DC360AA0 | CIRCUITBREAKER VL 160L VERY HIGH BREAKING CAPACITY ICU=100KA / 415 V AC 3 POLE, LINE PROTECTION OVERCURRENT RELEASE TM, LI IN=160A, RATED CURRENT IR=125160A, OVERLOAD II=8001600A, SHORT CIRCUIT WITH SCREW CONNECTION WITHOUT AUXILIARY RELEASE WITHOUT AUXILIARY/ALARM SWITCH | 519.31 | TEM | 1 | LP | 2.2 | 1
3VL27163DK360AB1 | CIRCUITBREAKER VL 160L VERY HIGH BREAKING CAPACITY ICU=100KA / 415 V AC 3 POLE, STARTER COMBINATION PROTECTION OVERCURRENT RELEASE MAGNETIC IN=160A, RATED CURRENT II=12502500A, SHORT CIRCUIT WITH SCREW CONNECTION WITHOUT AUXILIARY RELEASE AUXILIARY SWITCH KIT 2HS(1NO+1NC) AUXILIARY SWITCH KIT 2HS(1NO+1NC) | 538.78 | TEM | 1 | LP | 2.2 | 1
3VL27163SE330AD1 | CIRCUITBREAKER VL 160L VERY HIGH BREAKING CAPACITY ICU=100KA / 415 V AC 3 POLE, LINE PROTECTION ELECTRONIC TRIP UNIT ETU20, LSI IN=160A, RATED CURRENT IR=64160A, OVERLOAD ISD=1,5TO10XIR, II=11XIN SHORTCIRCUIT WITHOUT AUXILIARY RELEASE AUXILIARY/ALARM SWITCH KIT 2HS(1NO+1NC)+1AS(1NO) AUXILIARY/ALARM SWITCH KIT 2HS(1NO+1NC)+1AS(1NO) | 690.8 | TEM | 1 | LP | 2.4 | 1
3VL37201CP360AB1 | CIRCUITBREAKER VL 250N STANDARD BREAKING CAPACITY ICU=55KA / 415 V AC 3 POLE, MOTOR/GENERATOR PROTECTION ELECTRONIC TRIP UNIT LCD ETU40M, LI IN=200A, RATED CURRENT IR=80200A, OVERLOAD II=1,25TO11XIN, SHORT CIRCUIT WITHOUT AUXILIARY RELEASE AUXILIARY SWITCH KIT 2HS(1NO+1NC) | #N/A | TEM | 1 | LP | 2.5 | 1
3VL37201DC330AA0 | CIRCUITBREAKER VL 250N STANDARD BREAKING CAPACITY ICU=55KA / 415 V AC 3 POLE, LINE PROTECTION OVERCURRENT RELEASE TM, LI IN=200A, RATED CURRENT IR=160200A, OVERLOAD II=10002000A, SHORTCIRCUIT WITH BOX TERMINAL WITHOUT AUXILIARY RELEASE WITHOUT AUXILIARY/ALARM SWITCH | 417.12 | TEM | 1 | LP | 2.3 | 1
3VL37201DC332SA0 | CIRCUITBREAKER VL 250N STANDARD BREAKING CAPACITY ICU=55KA / 415 V AC 3 POLE, LINE PROTECTION OVERCURRENT RELEASE TM, LI IN=200A, RATED CURRENT IR=160200A, OVERLOAD II=10002000A, SHORTCIRCUIT WITH BOX TERMINAL UNDERVOLTAGE RELEASE 220 250 V DC WITHOUT AUXILIARY/ALARM SWITCH WITHOUT AUXILIARY/ALARM SWITCH | 503.69 | TEM | 1 | LP | 2.3 | 1
3VL37201DC360AA0 | CIRCUITBREAKER VL 250N STANDARD BREAKING CAPACITY ICU=55KA / 415 V AC 3 POLE, LINE PROTECTION OVERCURRENT RELEASE TM, LI IN=200A, RATED CURRENT IR=160200A, OVERLOAD II=10002000A, SHORTCIRCUIT WITHOUT AUXILIARY RELEASE WITHOUT AUXILIARY/ALARM SWITCH | 410.3 | TEM | 1 | LP | 2.605 | 1
3VL37201DC360AB1 | CIRCUITBREAKER VL 250N STANDARD BREAKING CAPACITY ICU=55KA / 415 V AC 3 POLE, LINE PROTECTION OVERCURRENT RELEASE TM, LI IN=200A, RATED CURRENT IR=160200A, OVERLOAD II=10002000A, SHORTCIRCUIT WITHOUT AUXILIARY RELEASE AUXILIARY SWITCH KIT 2HS(1NO+1NC) | 447.92 | TEM | 1 | LP | 2.645 | 1
3VL37201DC360AD1 | CIRCUITBREAKER VL 250N STANDARD BREAKING CAPACITY ICU=55KA / 415 V AC 3 POLE, LINE PROTECTION OVERCURRENT RELEASE TM, LI IN=200A, RATED CURRENT IR=160200A, OVERLOAD II=10002000A, SHORTCIRCUIT WITHOUT AUXILIARY RELEASE AUXILIARY/ALARM SWITCH KIT 2HS(1NO+1NC)+1AS(1NO) | 460.35 | TEM | 1 | LP | 2.8 | 1
3VL37201DC362JA0 | CIRCUITBREAKER VL 250N STANDARD BREAKING CAPACITY ICU=55KA / 415 V AC 3 POLE, LINE PROTECTION OVERCURRENT RELEASE TM, LI IN=200A, RATED CURRENT IR=160200A, OVERLOAD II=10002000A, SHORTCIRCUIT UNDERVOLTAGE RELEASE 380 415 V AC WITHOUT AUXILIARY/ALARM SWITCH | 496.87 | TEM | 1 | LP | 2.64 | 1
3VL37201DC362JB1 | CIRCUITBREAKER VL 250N STANDARD BREAKING CAPACITY ICU=55KA / 415 V AC 3 POLE, LINE PROTECTION OVERCURRENT RELEASE TM, LI IN=200A, RATED CURRENT IR=160200A, OVERLOAD II=10002000A, SHORTCIRCUIT UNDERVOLTAGE RELEASE 380 415 V AC AUXILIARY SWITCH KIT 2HS(1NO+1NC) AUXILIARY SWITCH KIT 2HS(1NO+1NC) | 534.49 | TEM | 1 | LP | 2.3 | 1
3VL37201DC362SD1 | CIRCUITBREAKER VL 250N STANDARD BREAKING CAPACITY ICU=55KA / 415 V AC 3 POLE, LINE PROTECTION OVERCURRENT RELEASE TM, LI IN=200A, RATED CURRENT IR=160200A, OVERLOAD II=10002000A, SHORTCIRCUIT UNDERVOLTAGE RELEASE 220 250 V DC AUXILIARY/ALARM SWITCH KIT 2HS(1NO+1NC)+1AS(1NO) AUXILIARY/ALARM SWITCH KIT 2HS(1NO+1NC)+1AS(1NO) | 546.92 | TEM | 1 | LP | 2.3 | 1
3VL37201DC368CD1 | CIRCUITBREAKER VL 250N STANDARD BREAKING CAPACITY ICU=55KA / 415 V AC 3 POLE, LINE PROTECTION OVERCURRENT RELEASE TM, LI IN=200A, RATED CURRENT IR=160200A, OVERLOAD II=10002000A, SHORTCIRCUIT SHUNT RELEASE 24 V AC/DC AUXILIARY/ALARM SWITCH KIT 2HS(1NO+1NC)+1AS(1NO) AUXILIARY/ALARM SWITCH KIT 2HS(1NO+1NC)+1AS(1NO) | 525.14 | TEM | 1 | LP | 2.3 | 1
3VL37201DC368TB1 | CIRCUITBREAKER VL 250N STANDARD BREAKING CAPACITY ICU=55KA / 415 V AC 3 POLE, LINE PROTECTION OVERCURRENT RELEASE TM, LI IN=200A, RATED CURRENT IR=160200A, OVERLOAD II=10002000A, SHORTCIRCUIT SHUNT RELEASE 208 277 V AC AUXILIARY SWITCH KIT 2HS(1NO+1NC) | 512.71 | TEM | 1 | LP | 2.72 | 1
3VL37201DC368TD1 | CIRCUITBREAKER VL 250N STANDARD BREAKING CAPACITY ICU=55KA / 415 V AC 3 POLE, LINE PROTECTION OVERCURRENT RELEASE TM, LI IN=200A, RATED CURRENT IR=160200A, OVERLOAD II=10002000A, SHORTCIRCUIT SHUNT RELEASE 208 277 V AC AUXILIARY/ALARM SWITCH KIT 2HS(1NO+1NC)+1AS(1NO) | 525.14 | TEM | 1 | LP | 2.686 | 1
3VL37201EC460AA0 | CIRCUITBREAKER VL 250N STANDARD BREAKING CAPACITY ICU=55KA / 415 V AC 4 POLE, LINE PROTECTION OVERCURRENT RELEASE TM, LI IN=200A, RATED CURRENT IR=160200A, OVERLOAD II=10002000A, SHORTCIRCUIT N PROTECTED WITHOUT AUXILIARY RELEASE WITHOUT AUXILIARY/ALARM SWITCH | 585.64 | TEM | 1 | LP | 3.59 | 1
3VL37201EC460AD1 | CIRCUITBREAKER VL 250N STANDARD BREAKING CAPACITY ICU=55KA / 415 V AC 4 POLE, LINE PROTECTION OVERCURRENT RELEASE TM, LI IN=200A, RATED CURRENT IR=160200A, OVERLOAD II=10002000A, SHORTCIRCUIT N PROTECTED WITHOUT AUXILIARY RELEASE AUXILIARY/ALARM SWITCH KIT 2HS(1NO+1NC)+1AS(1NO) AUXILIARY/ALARM SWITCH KIT 2HS(1NO+1NC)+1AS(1NO) | 635.69 | TEM | 1 | LP | 3.2 | 1
3VL37201EJ430AA0 | CIRCUITBREAKER VL 250N STANDARD BREAKING CAPACITY ICU=55KA / 415 V AC 4 POLE, LINE PROTECTION OVERCURRENT RELEASE TM, LI IN=200A, RATED CURRENT IR=160200A, OVERLOAD II=10002000A, SHORTCIRCUIT N NOT PROTECTED WITH BOX TERMINAL WITHOUT AUXILIARY RELEASE WITHOUT AUXILIARY/ALARM SWITCH | 549.78 | TEM | 1 | LP | 3.607 | 1
3VL37201EJ460AA0 | CIRCUITBREAKER VL 250N STANDARD BREAKING CAPACITY ICU=55KA / 415 V AC 4 POLE, LINE PROTECTION OVERCURRENT RELEASE TM, LI IN=200A, RATED CURRENT IR=160200A, OVERLOAD II=10002000A, SHORTCIRCUIT N NOT PROTECTED WITHOUT AUXILIARY RELEASE WITHOUT AUXILIARY/ALARM SWITCH | 539.22 | TEM | 1 | LP | 3.348 | 1
3VL37201EJ460AB1 | CIRCUITBREAKER VL 250N STANDARD BREAKING CAPACITY ICU=55KA / 415 V AC 4 POLE, LINE PROTECTION OVERCURRENT RELEASE TM, LI IN=200A, RATED CURRENT IR=160200A, OVERLOAD II=10002000A, SHORTCIRCUIT N NOT PROTECTED WITHOUT AUXILIARY RELEASE AUXILIARY SWITCH KIT 2HS(1NO+1NC) AUXILIARY SWITCH KIT 2HS(1NO+1NC) | 576.84 | TEM | 1 | LP | 3.2 | 1
3VL37201EJ460AD1 | CIRCUITBREAKER VL 250N STANDARD BREAKING CAPACITY ICU=55KA / 415 V AC 4 POLE, LINE PROTECTION OVERCURRENT RELEASE TM, LI IN=200A, RATED CURRENT IR=160200A, OVERLOAD II=10002000A, SHORTCIRCUIT N NOT PROTECTED WITHOUT AUXILIARY RELEASE AUXILIARY/ALARM SWITCH KIT 2HS(1NO+1NC)+1AS(1NO) AUXILIARY/ALARM SWITCH KIT 2HS(1NO+1NC)+1AS(1NO) | 589.27 | TEM | 1 | LP | 3.2 | 1
3VL37201EJ462JB1 | CIRCUITBREAKER VL 250N STANDARD BREAKING CAPACITY ICU=55KA / 415 V AC 4 POLE, LINE PROTECTION OVERCURRENT RELEASE TM, LI IN=200A, RATED CURRENT IR=160200A, OVERLOAD II=10002000A, SHORTCIRCUIT N NOT PROTECTED UNDERVOLTAGE RELEASE 380 415 V AC AUXILIARY SWITCH KIT 2HS(1NO+1NC) AUXILIARY SWITCH KIT 2HS(1NO+1NC) | 663.41 | TEM | 1 | LP | 3.2 | 1
3VL37201EJ462SD1 | CIRCUITBREAKER VL 250N STANDARD BREAKING CAPACITY ICU=55KA / 415 V AC 4 POLE, LINE PROTECTION OVERCURRENT RELEASE TM, LI IN=200A, RATED CURRENT IR=160200A, OVERLOAD II=10002000A, SHORTCIRCUIT N NOT PROTECTED UNDERVOLTAGE RELEASE 220 250 V DC AUXILIARY/ALARM SWITCH KIT 2HS(1NO+1NC)+1AS(1NO) AUXILIARY/ALARM SWITCH KIT 2HS(1NO+1NC)+1AS(1NO) | 675.84 | TEM | 1 | LP | 3.2 | 1
3VL37201EM460AD1 | CIRCUITBREAKER VL 250N STANDARD BREAKING CAPACITY ICU= 55KA, 415V AC 4 POLE, LINE PROTECTION OVERCURRENT RELEASE TM, LI IN= 200A, RATED CURRENT IR= 160...200A, OVERLOAD II= 1000...2000A, SHORTCIRCUIT N PROTECTED (100%) WITHOUT AUXILIARY RELEASE AUXILIARY/ALARM SWITCH KIT 2HS(1NO+1NC)+1AS(1NO) AUXILIARY/ALARM SWITCH KIT 2HS(1NO+1NC)+1AS(1NO) | 635.69 | TEM | 1 | LP | 3.2 | 1
3VL37201NF468KA0 | CIRCUITBREAKER VL 250N STANDARD BREAKING CAPACITY ICU=55KA / 415 V AC 4 POLE, LINE PROTECTION ELECTRONIC TRIP UNIT ETU20, LSI IN=200A, RATED CURRENT IR=80200A, OVERLOAD ISD=1,5TO10XIR, II=11XIN SHORTCIRCUIT N PROTECTED ETU COMMUNICATIONCAPABLE SHUNT RELEASE 110 127 V DC WITHOUT AUXILIARY/ALARM SWITCH WITHOUT AUXILIARY/ALARM SWITCH | 855.58 | TEM | 1 | LP | 3.3 | 1
3VL37201SB360AA0 | CIRCUITBREAKER VL 250N STANDARD BREAKING CAPACITY ICU=55KA / 415 V AC 3 POLE, LINE PROTECTION ELECTRONIC TRIP UNIT ETU10, LI IN=200A, RATED CURRENT IR=80200A, OVERLOAD II=1,25TO11XIN, SHORTCIRCUIT WITHOUT AUXILIARY RELEASE WITHOUT AUXILIARY/ALARM SWITCH | 509.3 | TEM | 1 | LP | 2.612 | 1
3VL37201SB360AD1 | CIRCUITBREAKER VL 250N STANDARD BREAKING CAPACITY ICU=55KA / 415 V AC 3 POLE, LINE PROTECTION ELECTRONIC TRIP UNIT ETU10, LI IN=200A, RATED CURRENT IR=80200A, OVERLOAD II=1,25TO11XIN, SHORTCIRCUIT WITHOUT AUXILIARY RELEASE AUXILIARY/ALARM SWITCH KIT 2HS(1NO+1NC)+1AS(1NO) AUXILIARY/ALARM SWITCH KIT 2HS(1NO+1NC)+1AS(1NO) | 559.35 | TEM | 1 | LP | 2.5 | 1
3VL37201SL360AA0 | CIRCUITBREAKER VL 250N STANDARD BREAKING CAPACITY ICU=55KA / 415 V AC 3 POLE, LINE PROTECTION ELECTRONIC TRIP UNIT ETU12, LIG 3PHASES/3WIRES IN=200A, RATED CURRENT IR=80200A, OVERLOAD II=1,25TO11XIN, SHORTCIRCUIT WITHOUT AUXILIARY RELEASE WITHOUT AUXILIARY/ALARM SWITCH | #N/A | TEM | 1 | LP | 2.608 | 1
3VL37201SP360AA0 | CIRCUITBREAKER VL 250N STANDARD BREAKING CAPACITY ICU=55KA / 415 V AC 3 POLE, MOTOR/ GENERATOR PROTECTION ELECTRONIC TRIP UNIT ETU10M, LI IN=200A, RATED CURRENT IR=80200A, OVERLOAD II=1,25TO11XIN, SHORTCIRCUIT WITHOUT AUXILIARY RELEASE WITHOUT AUXILIARY/ALARM SWITCH | 490.16 | TEM | 1 | LP | 2.61 | 1
3VL37201SP360AB1 | CIRCUITBREAKER VL 250N STANDARD BREAKING CAPACITY ICU=55KA / 415 V AC 3 POLE, MOTOR/ GENERATOR PROTECTION ELECTRONIC TRIP UNIT ETU10M, LI IN=200A, RATED CURRENT IR=80200A, OVERLOAD II=1,25TO11XIN, SHORTCIRCUIT WITHOUT AUXILIARY RELEASE AUXILIARY SWITCH KIT 2HS(1NO+1NC) AUXILIARY SWITCH KIT 2HS(1NO+1NC) | 527.78 | TEM | 1 | LP | 2.5 | 1
3VL37201SP360AD1 | CIRCUITBREAKER VL 250N STANDARD BREAKING CAPACITY ICU=55KA / 415 V AC 3 POLE, MOTOR/ GENERATOR PROTECTION ELECTRONIC TRIP UNIT ETU10M, LI IN=200A, RATED CURRENT IR=80200A, OVERLOAD II=1,25TO11XIN, SHORTCIRCUIT WITHOUT AUXILIARY RELEASE AUXILIARY/ALARM SWITCH KIT 2HS(1NO+1NC)+1AS(1NO) AUXILIARY/ALARM SWITCH KIT 2HS(1NO+1NC)+1AS(1NO) | 540.21 | TEM | 1 | LP | 2.5 | 1
3VL37201SS360AA0 | CIRCUITBREAKER VL 250N STANDARD BREAKING CAPACITY R.U.S.C.BR.C.= 55KA, 415 V AC 3POLE, MOTOR PROTECTION ELECTRONIC TRIP UNIT ETU30M, LI IN=200A, RATED CURRENT TC= 10A ... 30, TIME LAG CLASS II= 6 ... 11 X IN, SHORTCIRCUIT PROTECTION WITHOUT AUXILIARY RELEASE WITHOUT AUXILIARY/ALARM SWITCH | 518.65 | TEM | 1 | LP | 2.611 | 1
3VL37201SS360AB1 | CIRCUITBREAKER VL 250N STANDARD BREAKING CAPACITY R.U.S.C.BR.C.= 55KA, 415 V AC 3POLE, MOTOR PROTECTION ELECTRONIC TRIP UNIT ETU30M, LI IN=200A, RATED CURRENT TC= 10A ... 30, TIME LAG CLASS II= 6 ... 11 X IN, SHORTCIRCUIT PROTECTION WITHOUT AUXILIARY RELEASE AUXILIARY SWITCH KIT 2HS(1NO+1NC) AUXILIARY SWITCH KIT 2HS(1NO+1NC) | 556.27 | TEM | 1 | LP | 2.5 | 1
3VL37201SS360AD1 | CIRCUITBREAKER VL 250N STANDARD BREAKING CAPACITY R.U.S.C.BR.C.= 55KA, 415 V AC 3POLE, MOTOR PROTECTION ELECTRONIC TRIP UNIT ETU30M, LI IN=200A, RATED CURRENT TC= 10A ... 30, TIME LAG CLASS II= 6 ... 11 X IN, SHORTCIRCUIT PROTECTION WITHOUT AUXILIARY RELEASE AUXILIARY/ALARM SWITCH KIT 2HS(1NO+1NC)+1AS(1NO) AUXILIARY/ALARM SWITCH KIT 2HS(1NO+1NC)+1AS(1NO) | 568.7 | TEM | 1 | LP | 2.5 | 1
3VL37201TB460AA0 | CIRCUITBREAKER VL 250N STANDARD BREAKING CAPACITY ICU=55KA / 415 V AC 4 POLE, LINE PROTECTION ELECTRONIC TRIP UNIT ETU10, LI IN=200A, RATED CURRENT IR=80200A, OVERLOAD II=1,25TO11XIN, SHORTCIRCUIT WITHOUT AUXILIARY RELEASE WITHOUT AUXILIARY/ALARM SWITCH | 669.9 | TEM | 1 | LP | 3.361 | 1
3VL37201TH430AA0 | CIRCUITBREAKER VL 250N STANDARD BREAKING CAPACITY ICU=55KA / 415 V AC 4 POLE, LINE PROTECTION ELECTRONIC TRIP UNIT ETU22, LSIG IN=200A, RATED CURRENT IR=80200A, OVERLOAD ISD=1,5TO10XIR, II=11XIN SHORTCIRCUIT N PROTECTED WITHOUT AUXILIARY RELEASE WITH BOX TERMINAL WITHOUT AUXILIARY/ALARM SWITCH | 961.62 | TEM | 1 | LP | 3.607 | 1
3VL37202CH360AD1 | CIRCUITBREAKER VL 250H HIGH BREAKING CAPACITY ICU=70KA / 415 V AC 3 POLE, LINE PROTECTION ELECTRONIC TRIP UNIT LCD ETU40, LI/LS/LSI IN=200A, RATED CURRENT IR=80200A, OVERLOAD ISD=1,5TO10XIR, II=11XIN SHORTCIRCUIT WITHOUT AUXILIARY RELEASE AUXILIARY/ALARM SWITCH KIT 2HS(1NO+1NC)+1AS(1NO) | #N/A | TEM | 1 | LP | 2.848 | 1
3VL37202DC330AA0 | CIRCUITBREAKER VL 250H HIGH BREAKING CAPACITY ICU=70KA / 415 V AC 3 POLE, LINE PROTECTION OVERCURRENT RELEASE TM, LI IN=200A, RATED CURRENT IR=160200A, OVERLOAD II=10002000A, SHORTCIRCUIT WITH BOX TERMINAL WITHOUT AUXILIARY RELEASE WITHOUT AUXILIARY/ALARM SWITCH | 506.77 | TEM | 1 | LP | 2.3 | 1
3VL37202DC360AA0 | CIRCUITBREAKER VL 250H HIGH BREAKING CAPACITY ICU=70KA / 415 V AC 3 POLE, LINE PROTECTION OVERCURRENT RELEASE TM, LI IN=200A, RATED CURRENT IR=160200A, OVERLOAD II=10002000A, SHORTCIRCUIT WITHOUT AUXILIARY RELEASE WITHOUT AUXILIARY/ALARM SWITCH | 499.62 | TEM | 1 | LP | 2.72 | 1
3VL37202DC360AB1 | CIRCUITBREAKER VL 250H HIGH BREAKING CAPACITY ICU=70KA / 415 V AC 3 POLE, LINE PROTECTION OVERCURRENT RELEASE TM, LI IN=200A, RATED CURRENT IR=160200A, OVERLOAD II=10002000A, SHORTCIRCUIT WITHOUT AUXILIARY RELEASE AUXILIARY SWITCH KIT 2HS(1NO+1NC) | 537.24 | TEM | 1 | LP | 2.574 | 1
3VL37202DC360AD1 | CIRCUITBREAKER VL 250H HIGH BREAKING CAPACITY ICU=70KA / 415 V AC 3 POLE, LINE PROTECTION OVERCURRENT RELEASE TM, LI IN=200A, RATED CURRENT IR=160200A, OVERLOAD II=10002000A, SHORTCIRCUIT WITHOUT AUXILIARY RELEASE AUXILIARY/ALARM SWITCH KIT 2HS(1NO+1NC)+1AS(1NO) | 549.67 | TEM | 1 | LP | 2.64 | 1
3VL37202DC362RD1 | CIRCUITBREAKER VL 250H HIGH BREAKING CAPACITY ICU=70KA / 415 V AC 3 POLE, LINE PROTECTION OVERCURRENT RELEASE TM, LI IN=200A, RATED CURRENT IR=160200A, OVERLOAD II=10002000A, SHORTCIRCUIT UNDERVOLTAGE RELEASE 110 127 V DC AUXILIARY/ALARM SWITCH KIT 2HS(1NO+1NC)+1AS(1NO) AUXILIARY/ALARM SWITCH KIT 2HS(1NO+1NC)+1AS(1NO) | 636.24 | TEM | 1 | LP | 2.3 | 1
3VL37202DC362SD1 | CIRCUITBREAKER VL 250H HIGH BREAKING CAPACITY ICU=70KA / 415 V AC 3 POLE, LINE PROTECTION OVERCURRENT RELEASE TM, LI IN=200A, RATED CURRENT IR=160200A, OVERLOAD II=10002000A, SHORTCIRCUIT UNDERVOLTAGE RELEASE 220 250 V DC AUXILIARY/ALARM SWITCH KIT 2HS(1NO+1NC)+1AS(1NO) AUXILIARY/ALARM SWITCH KIT 2HS(1NO+1NC)+1AS(1NO) | 636.24 | TEM | 1 | LP | 2.3 | 1
3VL37202SE360AD1 | CIRCUITBREAKER VL 250H HIGH BREAKING CAPACITY ICU=70KA / 415 V AC 3 POLE, LINE PROTECTION ELECTRONIC TRIP UNIT ETU20, LSI IN=200A, RATED CURRENT IR=80200A, OVERLOAD ISD=1,5TO10XIR, II=11XIN SHORTCIRCUIT WITHOUT AUXILIARY RELEASE AUXILIARY/ALARM SWITCH KIT 2HS(1NO+1NC)+1AS(1NO) AUXILIARY/ALARM SWITCH KIT 2HS(1NO+1NC)+1AS(1NO) | 687.5 | TEM | 1 | LP | 2.5 | 1
3VL37202SE362SD1 | CIRCUITBREAKER VL 250H HIGH BREAKING CAPACITY ICU=70KA / 415 V AC 3 POLE, LINE PROTECTION ELECTRONIC TRIP UNIT ETU20, LSI IN=200A, RATED CURRENT IR=80200A, OVERLOAD ISD=1,5TO10XIR, II=11XIN SHORTCIRCUIT UNDERVOLTAGE RELEASE 220 250 V DC AUXILIARY/ALARM SWITCH KIT 2HS(1NO+1NC)+1AS(1NO) AUXILIARY/ALARM SWITCH KIT 2HS(1NO+1NC)+1AS(1NO) | 774.07 | TEM | 1 | LP | 2.5 | 1
3VL37202SS360AA0 | CIRCUITBREAKER VL 250H HIGH BREAKING CAPACITY R.U.S.C.BR.C.= 70 KA, 415 V AC 3POLE, MOTOR PROTECTION ELECTRONIC TRIP UNIT ETU30M, LI IN=200A, RATED CURRENT TC= 10A ... 30, TIME LAG CLASS II= 6 ... 11 X IN, SHORTCIRCUIT PROTECTION WITHOUT AUXILIARY RELEASE WITHOUT AUXILIARY/ALARM SWITCH | 621.83 | TEM | 1 | LP | 2.567 | 1
3VL37202TA460AD1 | CIRCUITBREAKER VL 250H HIGH BREAKING CAPACITY ICU=70KA / 415 V AC 4 POLE, LINE PROTECTION ELECTRONIC TRIP UNIT ETU10, LI IN=200A, RATED CURRENT IR=80200A, OVERLOAD II=1,25TO11XIN, SHORTCIRCUIT N PROTECTED WITHOUT AUXILIARY RELEASE AUXILIARY/ALARM SWITCH KIT 2HS(1NO+1NC)+1AS(1NO) AUXILIARY/ALARM SWITCH KIT 2HS(1NO+1NC)+1AS(1NO) | 872.52 | TEM | 1 | LP | 3.3 | 1
3VL37203DC330AA0 | CIRCUITBREAKER VL 250L VERY HIGH BREAKING CAPACITY ICU=100KA / 415 V AC 3 POLE, LINE PROTECTION OVERCURRENT RELEASE TM, LI IN=200A, RATED CURRENT IR=160200A, OVERLOAD II=10002000A, SHORTCIRCUIT WITH BOX TERMINAL WITHOUT AUXILIARY RELEASE WITHOUT AUXILIARY/ALARM SWITCH | 649.55 | TEM | 1 | LP | 2.3 | 1
3VL37203DC360AA0 | CIRCUITBREAKER VL 250L VERY HIGH BREAKING CAPACITY ICU=100KA / 415 V AC 3 POLE, LINE PROTECTION OVERCURRENT RELEASE TM, LI IN=200A, RATED CURRENT IR=160200A, OVERLOAD II=10002000A, SHORTCIRCUIT WITHOUT AUXILIARY RELEASE WITHOUT AUXILIARY/ALARM SWITCH | 643.83 | TEM | 1 | LP | 2.63 | 1
3VL37203SE360AD1 | CIRCUITBREAKER VL 250L VERY HIGH BREAKING CAPACITY ICU=100KA / 415 V AC 3 POLE, LINE PROTECTION ELECTRONIC TRIP UNIT ETU20, LSI IN=200A, RATED CURRENT IR=80200A, OVERLOAD ISD=1,5TO10XIR, II=11XIN SHORTCIRCUIT WITHOUT AUXILIARY RELEASE AUXILIARY/ALARM SWITCH KIT 2HS(1NO+1NC)+1AS(1NO) AUXILIARY/ALARM SWITCH KIT 2HS(1NO+1NC)+1AS(1NO) | 844.03 | TEM | 1 | LP | 2.5 | 1
3VL37203SG360AD1 | CIRCUITBREAKER VL 250L VERY HIGH BREAKING CAPACITY ICU=100KA / 415 V AC 3 POLE, LINE PROTECTION ELECTRONIC TRIP UNIT ETU22, LSIG 3PHASES/3WIRES IN=200A, RATED CURRENT IR=80200A, OVERLOAD ISD=1,5TO10XIR, II=11XIN SHORTCIRCUIT WITHOUT AUXILIARY RELEASE AUXILIARY/ALARM SWITCH KIT 2HS(1NO+1NC)+1AS(1NO) AUXILIARY/ALARM SWITCH KIT 2HS(1NO+1NC)+1AS(1NO) | 962.72 | TEM | 1 | LP | 2.5 | 1
3VL37251AA360AA0 | CIRCUITBREAKER VL 250N WITHOUT ELECTRONIC TRIP UNIT STANDARD BREAKING CAPACITY ICU= 55KA / 415 V AC, 3POLE IN= < 250 A, RATED CURRENT WITH SCREWED UNION CONNECTION CONNECTIONS FOR CONTACT UNIT AND ELECTRONIC TRIP UNIT | 207.13 | TEM | 1 | LP | 1.946 | 1
3VL37251AA460AA0 | CIRCUITBREAKER VL 250N WITHOUT ELECTRONIC TRIP UNIT STANDARD BREAKING CAPACITY ICU= 55KA / 415 V AC, 4POLE IN= < 250 A, RATED CURRENT WITHOUT AUXILIARY RELEASE WITH SCREW CONNECTIONS FOR CONTACT UNIT AND OVERVOLTAGE RELEASE | 268.95 | TEM | 1 | LP | 2.488 | 1
3VL37251DC330AA0 | CIRCUITBREAKER VL 250N STANDARD BREAKING CAPACITY ICU=55KA / 415 V AC 3 POLE, LINE PROTECTION OVERCURRENT RELEASE TM, LI IN=250A, RATED CURRENT IR=200250A, OVERLOAD II=12002500A, SHORTCIRCUIT WITH BOX TERMINAL WITHOUT AUXILIARY RELEASE WITHOUT AUXILIARY/ALARM SWITCH | 426.69 | TEM | 1 | LP | 2.744 | 1
3VL37251DC330AD1 | CIRCUITBREAKER VL 250N STANDARD BREAKING CAPACITY ICU=55KA / 415 V AC 3 POLE, LINE PROTECTION OVERCURRENT RELEASE TM, LI IN=250A, RATED CURRENT IR=200250A, OVERLOAD II=12002500A, SHORTCIRCUIT WITH BOX TERMINAL WITHOUT AUXILIARY RELEASE AUXILIARY/ALARM SWITCH KIT 2HS(1NO+1NC)+1AS(1NO) AUXILIARY/ALARM SWITCH KIT 2HS(1NO+1NC)+1AS(1NO) | 476.74 | TEM | 1 | LP | 2.3 | 1
3VL37251DC360AA0 | CIRCUITBREAKER VL 250N STANDARD BREAKING CAPACITY ICU=55KA / 415 V AC 3 POLE, LINE PROTECTION OVERCURRENT RELEASE TM, LI IN=250A, RATED CURRENT IR=200250A, OVERLOAD II=12002500A, SHORTCIRCUIT WITHOUT AUXILIARY RELEASE WITHOUT AUXILIARY/ALARM SWITCH | 420.53 | TEM | 1 | LP | 2.566 | 1
3VL37251DC360AB1 | CIRCUITBREAKER VL 250N STANDARD BREAKING CAPACITY ICU=55KA / 415 V AC 3 POLE, LINE PROTECTION OVERCURRENT RELEASE TM, LI IN=250A, RATED CURRENT IR=200250A, OVERLOAD II=12002500A, SHORTCIRCUIT WITHOUT AUXILIARY RELEASE AUXILIARY SWITCH KIT 2HS(1NO+1NC) | 458.15 | TEM | 1 | LP | 2.73 | 1
3VL37251DC360AD1 | CIRCUITBREAKER VL 250N STANDARD BREAKING CAPACITY ICU=55KA / 415 V AC 3 POLE, LINE PROTECTION OVERCURRENT RELEASE TM, LI IN=250A, RATED CURRENT IR=200250A, OVERLOAD II=12002500A, SHORTCIRCUIT WITHOUT AUXILIARY RELEASE AUXILIARY/ALARM SWITCH KIT 2HS(1NO+1NC)+1AS(1NO) | 470.58 | TEM | 1 | LP | 2.61 | 1
3VL37251DC362GB1 | CIRCUITBREAKER VL 250N STANDARD BREAKING CAPACITY ICU=55KA / 415 V AC 3 POLE, LINE PROTECTION OVERCURRENT RELEASE TM, LI IN=250A, RATED CURRENT IR=200250A, OVERLOAD II=12002500A, SHORTCIRCUIT UNDERVOLTAGE RELEASE 110 127 V AC AUXILIARY SWITCH KIT 2HS(1NO+1NC) AUXILIARY SWITCH KIT 2HS(1NO+1NC) | 544.72 | TEM | 1 | LP | 2.3 | 1
3VL37251DC362GD1 | CIRCUITBREAKER VL 250N STANDARD BREAKING CAPACITY ICU=55KA / 415 V AC 3 POLE, LINE PROTECTION OVERCURRENT RELEASE TM, LI IN=250A, RATED CURRENT IR=200250A, OVERLOAD II=12002500A, SHORTCIRCUIT UNDERVOLTAGE RELEASE 110 127 V AC AUXILIARY/ALARM SWITCH KIT 2HS(1NO+1NC)+1AS(1NO) AUXILIARY/ALARM SWITCH KIT 2HS(1NO+1NC)+1AS(1NO) | 557.15 | TEM | 1 | LP | 2.3 | 1
3VL37251DC362HA0 | CIRCUITBREAKER VL 250N STANDARD BREAKING CAPACITY ICU=55KA / 415 V AC 3 POLE, LINE PROTECTION OVERCURRENT RELEASE TM, LI IN=250A, RATED CURRENT IR=200250A, OVERLOAD II=12002500A, SHORTCIRCUIT UNDERVOLTAGE RELEASE 220 250 V AC WITHOUT AUXILIARY/ALARM SWITCH | 507.1 | TEM | 1 | LP | 2.69 | 1
3VL37251DC362HB1 | CIRCUITBREAKER VL 250N STANDARD BREAKING CAPACITY ICU=55KA / 415 V AC 3 POLE, LINE PROTECTION OVERCURRENT RELEASE TM, LI IN=250A, RATED CURRENT IR=200250A, OVERLOAD II=12002500A, SHORTCIRCUIT UNDERVOLTAGE RELEASE 220 250 V AC AUXILIARY SWITCH KIT 2HS(1NO+1NC) | 544.72 | TEM | 1 | LP | 2.69 | 1
3VL37251DC362HD1 | CIRCUITBREAKER VL 250N STANDARD BREAKING CAPACITY ICU=55KA / 415 V AC 3 POLE, LINE PROTECTION OVERCURRENT RELEASE TM, LI IN=250A, RATED CURRENT IR=200250A, OVERLOAD II=12002500A, SHORTCIRCUIT UNDERVOLTAGE RELEASE 220 250 V AC AUXILIARY/ALARM SWITCH KIT 2HS(1NO+1NC)+1AS(1NO) | 557.15 | TEM | 1 | LP | 2.774 | 1
3VL37251DC362JA0 | CIRCUITBREAKER VL 250N STANDARD BREAKING CAPACITY ICU=55KA / 415 V AC 3 POLE, LINE PROTECTION OVERCURRENT RELEASE TM, LI IN=250A, RATED CURRENT IR=200250A, OVERLOAD II=12002500A, SHORTCIRCUIT UNDERVOLTAGE RELEASE 380 415 V AC WITHOUT AUXILIARY/ALARM SWITCH | 507.1 | TEM | 1 | LP | 2.668 | 1
3VL37251DC362SD1 | CIRCUITBREAKER VL 250N STANDARD BREAKING CAPACITY ICU=55KA / 415 V AC 3 POLE, LINE PROTECTION OVERCURRENT RELEASE TM, LI IN=250A, RATED CURRENT IR=200250A, OVERLOAD II=12002500A, SHORTCIRCUIT UNDERVOLTAGE RELEASE 220 250 V DC AUXILIARY/ALARM SWITCH KIT 2HS(1NO+1NC)+1AS(1NO) | 557.15 | TEM | 1 | LP | 2.704 | 1
3VL37251DC368CD1 | CIRCUITBREAKER VL 250N STANDARD BREAKING CAPACITY ICU=55KA / 415 V AC 3 POLE, LINE PROTECTION OVERCURRENT RELEASE TM, LI IN=250A, RATED CURRENT IR=200250A, OVERLOAD II=12002500A, SHORTCIRCUIT SHUNT RELEASE 24 V AC/DC AUXILIARY/ALARM SWITCH KIT 2HS(1NO+1NC)+1AS(1NO) | 535.37 | TEM | 1 | LP | 2.728 | 1
3VL37251DC368JD1 | CIRCUITBREAKER VL 250N STANDARD BREAKING CAPACITY ICU=55KA / 415 V AC 3 POLE, LINE PROTECTION OVERCURRENT RELEASE TM, LI IN=250A, RATED CURRENT IR=200250A, OVERLOAD II=12002500A, SHORTCIRCUIT SHUNT RELEASE 48 60 V DC AUXILIARY/ALARM SWITCH KIT 2HS(1NO+1NC)+1AS(1NO) AUXILIARY/ALARM SWITCH KIT 2HS(1NO+1NC)+1AS(1NO) | 535.59 | TEM | 1 | LP | 2.3 | 1
3VL37251DC368TA0 | CIRCUITBREAKER VL 250N STANDARD BREAKING CAPACITY ICU=55KA / 415 V AC 3 POLE, LINE PROTECTION OVERCURRENT RELEASE TM, LI IN=250A, RATED CURRENT IR=200250A, OVERLOAD II=12002500A, SHORTCIRCUIT SHUNT RELEASE 208 277 V AC WITHOUT AUXILIARY/ALARM SWITCH | 485.32 | TEM | 1 | LP | 2.52 | 1
3VL37251DC368TB1 | CIRCUITBREAKER VL 250N STANDARD BREAKING CAPACITY ICU=55KA / 415 V AC 3 POLE, LINE PROTECTION OVERCURRENT RELEASE TM, LI IN=250A, RATED CURRENT IR=200250A, OVERLOAD II=12002500A, SHORTCIRCUIT SHUNT RELEASE 208 277 V AC AUXILIARY SWITCH KIT 2HS(1NO+1NC) | 522.94 | TEM | 1 | LP | 2.719 | 1
3VL37251DC368TD1 | CIRCUITBREAKER VL 250N STANDARD BREAKING CAPACITY ICU=55KA / 415 V AC 3 POLE, LINE PROTECTION OVERCURRENT RELEASE TM, LI IN=250A, RATED CURRENT IR=200250A, OVERLOAD II=12002500A, SHORTCIRCUIT SHUNT RELEASE 208 277 V AC AUXILIARY/ALARM SWITCH KIT 2HS(1NO+1NC)+1AS(1NO) | 535.37 | TEM | 1 | LP | 2.75 | 1
3VL37251DC368VD1 | CIRCUITBREAKER VL 250N STANDARD BREAKING CAPACITY ICU=55KA / 415 V AC 3 POLE, LINE PROTECTION OVERCURRENT RELEASE TM, LI IN=250A, RATED CURRENT IR=200250A, OVERLOAD II=12002500A, SHORTCIRCUIT SHUNT RELEASE 380 600 V AC AUXILIARY/ALARM SWITCH KIT 2HS(1NO+1NC)+1AS(1NO) AUXILIARY/ALARM SWITCH KIT 2HS(1NO+1NC)+1AS(1NO) | 535.37 | TEM | 1 | LP | 2.3 | 1
3VL37251DE360AA0 | CIRCUITBREAKER VL 250N STANDARD BREAKING CAPACITY ICU=55KA / 415 V AC 3 POLE, NONAUTOMATIC OVERCURRENT RELEASE MAGNETIC IN=250A, RATED CURRENT II=3500A, SHORTCIRCUIT II=4000A, SHORTCIRCUIT WITHOUT AUXILIARY RELEASE WITHOUT AUXILIARY/ALARM SWITCH | 334.18 | TEM | 1 | LP | 2.628 | 1
3VL37251DE362RD1 | CIRCUITBREAKER VL 250N STANDARD BREAKING CAPACITY ICU=55KA / 415 V AC 3 POLE, NONAUTOMATIC OVERCURRENT RELEASE MAGNETIC IN=250A, RATED CURRENT II=3500A, SHORTCIRCUIT II=4000A, SHORTCIRCUIT UNDERVOLTAGE RELEASE 110 127 V DC AUXILIARY/ALARM SWITCH KIT 2HS(1NO+1NC)+1AS(1NO) AUXILIARY/ALARM SWITCH KIT 2HS(1NO+1NC)+1AS(1NO) | 470.8 | TEM | 1 | LP | 2.3 | 1
3VL37251DE368KB1 | CIRCUITBREAKER VL 250N STANDARD BREAKING CAPACITY ICU=55KA / 415 V AC 3 POLE, NONAUTOMATIC OVERCURRENT RELEASE MAGNETIC IN=250A, RATED CURRENT II=3500A, SHORTCIRCUIT II=4000A, SHORTCIRCUIT SHUNT RELEASE 110 127 V DC AUXILIARY SWITCH KIT 2HS(1NO+1NC) AUXILIARY SWITCH KIT 2HS(1NO+1NC) | 436.59 | TEM | 1 | LP | 2.3 | 1
3VL37251DE368QB1 | CIRCUITBREAKER VL 250N STANDARD BREAKING CAPACITY ICU=55KA / 415 V AC 3 POLE, NONAUTOMATIC OVERCURRENT RELEASE MAGNETIC IN=250A, RATED CURRENT II=3500A, SHORTCIRCUIT II=4000A, SHORTCIRCUIT SHUNT RELEASE 220 250 V DC AUXILIARY SWITCH KIT 2HS(1NO+1NC) | 436.59 | TEM | 1 | LP | 2.623 | 1
3VL37251DK330AD1 | CIRCUITBREAKER VL 250N STANDARD BREAKING CAPACITY ICU=55KA / 415 V AC 3 POLE, STARTER COMBINATION PROTECTION OVERCURRENT RELEASE MAGNETIC IN=250A, RATED CURRENT II=17503500A, SHORTCIRCUIT WITH BOX TERMINAL WITHOUT AUXILIARY RELEASE AUXILIARY/ALARM SWITCH KIT 2HS(1NO+1NC)+1AS(1NO) AUXILIARY/ALARM SWITCH KIT 2HS(1NO+1NC)+1AS(1NO) | 356.29 | TEM | 1 | LP | 2.3 | 1
3VL37251DK360AA0 | CIRCUITBREAKER VL 250N STANDARD BREAKING CAPACITY ICU=55KA / 415 V AC 3 POLE, STARTER COMBINATION PROTECTION OVERCURRENT RELEASE MAGNETIC IN=250A, RATED CURRENT II=17503500A, SHORTCIRCUIT WITHOUT AUXILIARY RELEASE WITHOUT AUXILIARY/ALARM SWITCH | 301.4 | TEM | 1 | LP | 2.44 | 1
3VL37251DK360AB1 | CIRCUITBREAKER VL 250N STANDARD BREAKING CAPACITY ICU=55KA / 415 V AC 3 POLE, STARTER COMBINATION PROTECTION OVERCURRENT RELEASE MAGNETIC IN=250A, RATED CURRENT II=17503500A, SHORTCIRCUIT WITHOUT AUXILIARY RELEASE AUXILIARY SWITCH KIT 2HS(1NO+1NC) | 339.02 | TEM | 1 | LP | 2.633 | 1
3VL37251DK360AD1 | CIRCUITBREAKER VL 250N STANDARD BREAKING CAPACITY ICU=55KA / 415 V AC 3 POLE, STARTER COMBINATION PROTECTION OVERCURRENT RELEASE MAGNETIC IN=250A, RATED CURRENT II=17503500A, SHORTCIRCUIT WITHOUT AUXILIARY RELEASE AUXILIARY/ALARM SWITCH KIT 2HS(1NO+1NC)+1AS(1NO) | 351.45 | TEM | 1 | LP | 2.72 | 1
3VL37251EC460AA0 | CIRCUITBREAKER VL 250N STANDARD BREAKING CAPACITY ICU=55KA / 415 V AC 4 POLE, LINE PROTECTION OVERCURRENT RELEASE TM, LI IN=250A, RATED CURRENT IR=200250A, OVERLOAD II=12002500A, SHORTCIRCUIT N PROTECTED WITHOUT AUXILIARY RELEASE WITHOUT AUXILIARY/ALARM SWITCH | 624.14 | TEM | 1 | LP | 3.36 | 1
3VL37251EE460AA0 | CIRCUITBREAKER VL 250N STANDARD BREAKING CAPACITY ICU=55KA / 415 V AC 4 POLE, NONAUTOMATIC OVERCURRENT RELEASE MAGNETIC IN=250A, RATED CURRENT II=3500A, SHORTCIRCUIT WITHOUT AUXILIARY RELEASE WITHOUT AUXILIARY/ALARM SWITCH | 435.82 | TEM | 1 | LP | 3.433 | 1
3VL37251EJ430AD1 | CIRCUITBREAKER VL 250N STANDARD BREAKING CAPACITY ICU=55KA / 415 V AC 4 POLE, LINE PROTECTION OVERCURRENT RELEASE TM, LI IN=250A, RATED CURRENT IR=200250A, OVERLOAD II=12002500A, SHORTCIRCUIT N NOT PROTECTED WITH BOX TERMINAL WITHOUT AUXILIARY RELEASE AUXILIARY/ALARM SWITCH KIT 2HS(1NO+1NC)+1AS(1NO) AUXILIARY/ALARM SWITCH KIT 2HS(1NO+1NC)+1AS(1NO) | 605.66 | TEM | 1 | LP | 3.2 | 1
3VL37251EJ460AA0 | CIRCUITBREAKER VL 250N STANDARD BREAKING CAPACITY ICU=55KA / 415 V AC 4 POLE, LINE PROTECTION OVERCURRENT RELEASE TM, LI IN=250A, RATED CURRENT IR=200250A, OVERLOAD II=12002500A, SHORTCIRCUIT N NOT PROTECTED WITHOUT AUXILIARY RELEASE WITHOUT AUXILIARY/ALARM SWITCH | 546.26 | TEM | 1 | LP | 3.328 | 1
3VL37251EJ460AB1 | CIRCUITBREAKER VL 250N STANDARD BREAKING CAPACITY ICU=55KA / 415 V AC 4 POLE, LINE PROTECTION OVERCURRENT RELEASE TM, LI IN=250A, RATED CURRENT IR=200250A, OVERLOAD II=12002500A, SHORTCIRCUIT N NOT PROTECTED WITHOUT AUXILIARY RELEASE AUXILIARY SWITCH KIT 2HS(1NO+1NC) | 583.88 | TEM | 1 | LP | 3.478 | 1
3VL37251EJ460AD1 | CIRCUITBREAKER VL 250N STANDARD BREAKING CAPACITY ICU=55KA / 415 V AC 4 POLE, LINE PROTECTION OVERCURRENT RELEASE TM, LI IN=250A, RATED CURRENT IR=200250A, OVERLOAD II=12002500A, SHORTCIRCUIT N NOT PROTECTED WITHOUT AUXILIARY RELEASE AUXILIARY/ALARM SWITCH KIT 2HS(1NO+1NC)+1AS(1NO) | 596.31 | TEM | 1 | LP | 3.565 | 1
3VL37251EJ462SB1 | CIRCUITBREAKER VL 250N STANDARD BREAKING CAPACITY ICU=55KA / 415 V AC 4 POLE, LINE PROTECTION OVERCURRENT RELEASE TM, LI IN=250A, RATED CURRENT IR=200250A, OVERLOAD II=12002500A, SHORTCIRCUIT N NOT PROTECTED UNDERVOLTAGE RELEASE 220 250 V DC AUXILIARY SWITCH KIT 2HS(1NO+1NC) AUXILIARY SWITCH KIT 2HS(1NO+1NC) | 670.45 | TEM | 1 | LP | 3.2 | 1
3VL37251EJ468QB1 | CIRCUITBREAKER VL 250N STANDARD BREAKING CAPACITY ICU=55KA / 415 V AC 4 POLE, LINE PROTECTION OVERCURRENT RELEASE TM, LI IN=250A, RATED CURRENT IR=200250A, OVERLOAD II=12002500A, SHORTCIRCUIT N NOT PROTECTED SHUNT RELEASE 220 250 V DC AUXILIARY SWITCH KIT 2HS(1NO+1NC) AUXILIARY SWITCH KIT 2HS(1NO+1NC) | 648.67 | TEM | 1 | LP | 3.2 | 1
3VL37251EJ468TB1 | CIRCUITBREAKER VL 250N STANDARD BREAKING CAPACITY ICU=55KA / 415 V AC 4 POLE, LINE PROTECTION OVERCURRENT RELEASE TM, LI IN=250A, RATED CURRENT IR=200250A, OVERLOAD II=12002500A, SHORTCIRCUIT N NOT PROTECTED SHUNT RELEASE 208 277 V AC AUXILIARY SWITCH KIT 2HS(1NO+1NC) | 648.67 | TEM | 1 | LP | 3.463 | 1
3VL37251EM430AA0 | CIRCUITBREAKER VL 250N STANDARD BREAKING CAPACITY ICU= 55KA, 415V AC 4 POLE, LINE PROTECTION OVERCURRENT RELEASE TM, LI IN= 250A, RATED CURRENT IR= 200...250A, OVERLOAD II= 1250...2500A, SHORTCIRCUIT N PROTECTED (100%) WITH BOX TERMINAL WITHOUT AUXILIARY RELEASE WITHOUT AUXILIARY/ALARM SWITCH | 633.93 | TEM | 1 | LP | 3.453 | 1
3VL37251EM460AB1 | CIRCUITBREAKER VL 250N STANDARD BREAKING CAPACITY ICU= 55KA, 415V AC 4 POLE, LINE PROTECTION OVERCURRENT RELEASE TM, LI IN= 250A, RATED CURRENT IR= 200...250A, OVERLOAD II= 1250...2500A, SHORTCIRCUIT N PROTECTED (100%) WITHOUT AUXILIARY RELEASE AUXILIARY SWITCH KIT 2HS(1NO+1NC) AUXILIARY SWITCH KIT 2HS(1NO+1NC) | 661.76 | TEM | 1 | LP | 3.2 | 1
3VL37251EM460AD1 | CIRCUITBREAKER VL 250N STANDARD BREAKING CAPACITY ICU= 55KA, 415V AC 4 POLE, LINE PROTECTION OVERCURRENT RELEASE TM, LI IN= 250A, RATED CURRENT IR= 200...250A, OVERLOAD II= 1250...2500A, SHORTCIRCUIT N PROTECTED (100%) WITHOUT AUXILIARY RELEASE AUXILIARY/ALARM SWITCH KIT 2HS(1NO+1NC)+1AS(1NO) AUXILIARY/ALARM SWITCH KIT 2HS(1NO+1NC)+1AS(1NO) | 674.19 | TEM | 1 | LP | 3.2 | 1
3VL37251SB360AA0 | CIRCUITBREAKER VL 250N STANDARD BREAKING CAPACITY ICU=55KA / 415 V AC 3 POLE, LINE PROTECTION ELECTRONIC TRIP UNIT ETU10, LI IN=250A, RATED CURRENT IR=100250A, OVERLOAD II=1,25TO11XIN, SHORTCIRCUIT WITHOUT AUXILIARY RELEASE WITHOUT AUXILIARY/ALARM SWITCH | 509.3 | TEM | 1 | LP | 2.5 | 1
3VL37251SE332RD1 | CIRCUITBREAKER VL 250N STANDARD BREAKING CAPACITY ICU=55KA / 415 V AC 3 POLE, LINE PROTECTION ELECTRONIC TRIP UNIT ETU20, LSI IN=250A, RATED CURRENT IR=100250A, OVERLOAD ISD=1,5TO10XIR, II=11XIN SHORTCIRCUIT WITH BOX TERMINAL UNDERVOLTAGE RELEASE 110 127 V DC AUXILIARY/ALARM SWITCH KIT 2HS(1NO+1NC)+1AS(1NO) AUXILIARY/ALARM SWITCH KIT 2HS(1NO+1NC)+1AS(1NO) | 692.01 | TEM | 1 | LP | 2.5 | 1
3VL37251SE360AB1 | CIRCUITBREAKER VL 250N STANDARD BREAKING CAPACITY ICU=55KA / 415 V AC 3 POLE, LINE PROTECTION ELECTRONIC TRIP UNIT ETU20, LSI IN=250A, RATED CURRENT IR=100250A, OVERLOAD ISD=1,5TO10XIR, II=11XIN SHORTCIRCUIT WITHOUT AUXILIARY RELEASE AUXILIARY SWITCH KIT 2HS(1NO+1NC) AUXILIARY SWITCH KIT 2HS(1NO+1NC) | 588.39 | TEM | 1 | LP | 2.5 | 1
3VL37251SE368TD1 | CIRCUITBREAKER VL 250N STANDARD BREAKING CAPACITY ICU=55KA / 415 V AC 3 POLE, LINE PROTECTION ELECTRONIC TRIP UNIT ETU20, LSI IN=250A, RATED CURRENT IR=100250A, OVERLOAD ISD=1,5TO10XIR, II=11XIN SHORTCIRCUIT SHUNT RELEASE 208 277 V AC AUXILIARY/ALARM SWITCH KIT 2HS(1NO+1NC)+1AS(1NO) AUXILIARY/ALARM SWITCH KIT 2HS(1NO+1NC)+1AS(1NO) | 665.61 | TEM | 1 | LP | 2.5 | 1
3VL37251SP330AD1 | CIRCUITBREAKER VL 250N STANDARD BREAKING CAPACITY ICU=55KA / 415 V AC 3 POLE, MOTOR/ GENERATOR PROTECTION ELECTRONIC TRIP UNIT ETU10M, LI IN=250A, RATED CURRENT IR=100250A, OVERLOAD II=1,25TO11XIN, SHORTCIRCUIT WITHOUT AUXILIARY RELEASE WITH BOX TERMINAL AUXILIARY/ALARM SWITCH KIT 2HS(1NO+1NC)+1AS(1NO) AUXILIARY/ALARM SWITCH KIT 2HS(1NO+1NC)+1AS(1NO) | 582.67 | TEM | 1 | LP | 2.5 | 1
3VL37251SP360AA0 | CIRCUITBREAKER VL 250N STANDARD BREAKING CAPACITY ICU=55KA / 415 V AC 3 POLE, MOTOR/ GENERATOR PROTECTION ELECTRONIC TRIP UNIT ETU10M, LI IN=250A, RATED CURRENT IR=100250A, OVERLOAD II=1,25TO11XIN, SHORTCIRCUIT WITHOUT AUXILIARY RELEASE WITHOUT AUXILIARY/ALARM SWITCH | 523.49 | TEM | 1 | LP | 2.613 | 1
3VL37251SP360AD1 | CIRCUITBREAKER VL 250N STANDARD BREAKING CAPACITY ICU=55KA / 415 V AC 3 POLE, MOTOR/ GENERATOR PROTECTION ELECTRONIC TRIP UNIT ETU10M, LI IN=250A, RATED CURRENT IR=100250A, OVERLOAD II=1,25TO11XIN, SHORTCIRCUIT WITHOUT AUXILIARY RELEASE AUXILIARY/ALARM SWITCH KIT 2HS(1NO+1NC)+1AS(1NO) AUXILIARY/ALARM SWITCH KIT 2HS(1NO+1NC)+1AS(1NO) | 573.54 | TEM | 1 | LP | 2.5 | 1
3VL37251SS330AD1 | CIRCUITBREAKER VL 250N STANDARD BREAKING CAPACITY R.U.S.C.BR.C.= 55KA, 415 V AC 3POLE, MOTOR PROTECTION ELECTRONIC TRIP UNIT ETU30M, LI IN=250A, RATED CURRENT TC= 10A ... 30, TIME LAG CLASS II= 6 ... 11 X IN, SHORTCIRCUIT PROTECTION WITHOUT AUXILIARY RELEASE WITH BOX TERMINAL AUXILIARY/ALARM SWITCH KIT 2HS(1NO+1NC)+1AS(1NO) AUXILIARY/ALARM SWITCH KIT 2HS(1NO+1NC)+1AS(1NO) | 616.22 | TEM | 1 | LP | 2.5 | 1
3VL37251SS360AA0 | CIRCUITBREAKER VL 250N STANDARD BREAKING CAPACITY R.U.S.C.BR.C.= 55KA, 415 V AC 3POLE, MOTOR PROTECTION ELECTRONIC TRIP UNIT ETU30M, LI IN=250A, RATED CURRENT TC= 10A ... 30, TIME LAG CLASS II= 6 ... 11 X IN, SHORTCIRCUIT PROTECTION WITHOUT AUXILIARY RELEASE WITHOUT AUXILIARY/ALARM SWITCH | 557.04 | TEM | 1 | LP | 2.585 | 1
3VL37251SS360AB1 | CIRCUITBREAKER VL 250N STANDARD BREAKING CAPACITY R.U.S.C.BR.C.= 55KA, 415 V AC 3POLE, MOTOR PROTECTION ELECTRONIC TRIP UNIT ETU30M, LI IN=250A, RATED CURRENT TC= 10A ... 30, TIME LAG CLASS II= 6 ... 11 X IN, SHORTCIRCUIT PROTECTION WITHOUT AUXILIARY RELEASE AUXILIARY SWITCH KIT 2HS(1NO+1NC) AUXILIARY SWITCH KIT 2HS(1NO+1NC) | 594.66 | TEM | 1 | LP | 2.5 | 1
3VL37251SS368TB1 | CIRCUITBREAKER VL 250N STANDARD BREAKING CAPACITY R.U.S.C.BR.C.= 55KA, 415 V AC 3POLE, MOTOR PROTECTION ELECTRONIC TRIP UNIT ETU30M, LI IN=250A, RATED CURRENT TC= 10A ... 30, TIME LAG CLASS II= 6 ... 11 X IN, SHORTCIRCUIT PROTECTION SHUNT RELEASE 208 277 V AC AUXILIARY SWITCH KIT 2HS(1NO+1NC) AUXILIARY SWITCH KIT 2HS(1NO+1NC) | 659.45 | TEM | 1 | LP | 2.5 | 1
3VL37251UM360AA0 | CIRCUITBREAKER VL 250N STANDARD BREAKING CAPACITY ICU=55KA / 415 V AC 3 POLE, LINE PROTECTION ELECTRONIC TRIP UNIT LCD ETU42, LSIG 3PHASES/4WIRES WITH PIGTAIL IN=250A, RATED CURRENT IR=100250A, OVERLOAD ISD=1,5TO10XIR, II=11XIN SHORTCIRCUIT WITHOUT AUXILIARY RELEASE WITHOUT AUXILIARY/ALARM SWITCH | 945.12 | TEM | 1 | LP | 2.585 | 1
3VL37252AA360AA0 | CIRCUITBREAKER VL 250H WITHOUT ELECTRONIC TRIP UNIT HIGH BREAKING CAPACITY ICU= 70 KA / 415 V AC, 3POLE IN= < 250 A, RATED CURRENT WITHOUT AUXILIARY RELEASE WITH SCREW CONNECTIONS FOR CONTACT UNIT AND OVERVOLTAGE RELEASE | 285.45 | TEM | 1 | LP | 1.853 | 1
3VL37252DC330AA0 | CIRCUITBREAKER VL 250H HIGH BREAKING CAPACITY ICU=70KA / 415 V AC 3 POLE, LINE PROTECTION OVERCURRENT RELEASE TM, LI IN=250A, RATED CURRENT IR=200250A, OVERLOAD II=12002500A, SHORTCIRCUIT WITH BOX TERMINAL WITHOUT AUXILIARY RELEASE WITHOUT AUXILIARY/ALARM SWITCH | 525.8 | TEM | 1 | LP | 2.78 | 1
3VL37252DC360AA0 | CIRCUITBREAKER VL 250H HIGH BREAKING CAPACITY ICU=70KA / 415 V AC 3 POLE, LINE PROTECTION OVERCURRENT RELEASE TM, LI IN=250A, RATED CURRENT IR=200250A, OVERLOAD II=12002500A, SHORTCIRCUIT WITHOUT AUXILIARY RELEASE WITHOUT AUXILIARY/ALARM SWITCH | 520.74 | TEM | 1 | LP | 2.581 | 1
3VL37252DC360AB1 | CIRCUITBREAKER VL 250H HIGH BREAKING CAPACITY ICU=70KA / 415 V AC 3 POLE, LINE PROTECTION OVERCURRENT RELEASE TM, LI IN=250A, RATED CURRENT IR=200250A, OVERLOAD II=12002500A, SHORTCIRCUIT WITHOUT AUXILIARY RELEASE AUXILIARY SWITCH KIT 2HS(1NO+1NC) | 558.36 | TEM | 1 | LP | 2.575 | 1
3VL37252DC360AD1 | CIRCUITBREAKER VL 250H HIGH BREAKING CAPACITY ICU=70KA / 415 V AC 3 POLE, LINE PROTECTION OVERCURRENT RELEASE TM, LI IN=250A, RATED CURRENT IR=200250A, OVERLOAD II=12002500A, SHORTCIRCUIT WITHOUT AUXILIARY RELEASE AUXILIARY/ALARM SWITCH KIT 2HS(1NO+1NC)+1AS(1NO) | 570.79 | TEM | 1 | LP | 2.52 | 1
3VL37252DC362RD1 | CIRCUITBREAKER VL 250H HIGH BREAKING CAPACITY ICU=70KA / 415 V AC 3 POLE, LINE PROTECTION OVERCURRENT RELEASE TM, LI IN=250A, RATED CURRENT IR=200250A, OVERLOAD II=12002500A, SHORTCIRCUIT UNDERVOLTAGE RELEASE 110 127 V DC AUXILIARY/ALARM SWITCH KIT 2HS(1NO+1NC)+1AS(1NO) AUXILIARY/ALARM SWITCH KIT 2HS(1NO+1NC)+1AS(1NO) | 657.36 | TEM | 1 | LP | 2.3 | 1
3VL37252DC362SD1 | CIRCUITBREAKER VL 250H HIGH BREAKING CAPACITY ICU=70KA / 415 V AC 3 POLE, LINE PROTECTION OVERCURRENT RELEASE TM, LI IN=250A, RATED CURRENT IR=200250A, OVERLOAD II=12002500A, SHORTCIRCUIT UNDERVOLTAGE RELEASE 220 250 V DC AUXILIARY/ALARM SWITCH KIT 2HS(1NO+1NC)+1AS(1NO) AUXILIARY/ALARM SWITCH KIT 2HS(1NO+1NC)+1AS(1NO) | 657.36 | TEM | 1 | LP | 2.3 | 1
3VL37252DE330AA0 | CIRCUITBREAKER VL 250H HIGH BREAKING CAPACITY ICU=70KA / 415 V AC 3 POLE, NONAUTOMATIC OVERCURRENT RELEASE MAGNETIC IN=250A, RATED CURRENT II=3500A, SHORTCIRCUIT II=4000A, SHORTCIRCUIT WITH BOX TERMINAL WITHOUT AUXILIARY RELEASE WITHOUT AUXILIARY/ALARM SWITCH | 423.39 | TEM | 1 | LP | 2.725 | 1
3VL37252DE360AA0 | CIRCUITBREAKER VL 250H HIGH BREAKING CAPACITY ICU=70KA / 415 V AC 3 POLE, NONAUTOMATIC OVERCURRENT RELEASE MAGNETIC IN=250A, RATED CURRENT II=3500A, SHORTCIRCUIT II=4000A, SHORTCIRCUIT WITHOUT AUXILIARY RELEASE WITHOUT AUXILIARY/ALARM SWITCH | 415.91 | TEM | 1 | LP | 2.657 | 1
3VL37252DK360AA0 | CIRCUITBREAKER VL 250H HIGH BREAKING CAPACITY ICU=70KA / 415 V AC 3 POLE, STARTER COMBINATION PROTECTION OVERCURRENT RELEASE MAGNETIC IN=250A, RATED CURRENT II=17503500A, SHORTCIRCUIT WITHOUT AUXILIARY RELEASE WITHOUT AUXILIARY/ALARM SWITCH | 402.38 | TEM | 1 | LP | 2.558 | 1
3VL37252DK360AB1 | CIRCUITBREAKER VL 250H HIGH BREAKING CAPACITY ICU=70KA / 415 V AC 3 POLE, STARTER COMBINATION PROTECTION OVERCURRENT RELEASE MAGNETIC IN=250A, RATED CURRENT II=17503500A, SHORTCIRCUIT WITHOUT AUXILIARY RELEASE AUXILIARY SWITCH KIT 2HS(1NO+1NC) | 440 | TEM | 1 | LP | 2.54 | 1
3VL37252DK360AD1 | CIRCUITBREAKER VL 250H HIGH BREAKING CAPACITY ICU=70KA / 415 V AC 3 POLE, STARTER COMBINATION PROTECTION OVERCURRENT RELEASE MAGNETIC IN=250A, RATED CURRENT II=17503500A, SHORTCIRCUIT WITHOUT AUXILIARY RELEASE AUXILIARY/ALARM SWITCH KIT 2HS(1NO+1NC)+1AS(1NO) | 452.43 | TEM | 1 | LP | 2.559 | 1
3VL37252EC460AB1 | CIRCUITBREAKER VL 250H HIGH BREAKING CAPACITY ICU=70KA / 415 V AC 4 POLE, LINE PROTECTION OVERCURRENT RELEASE TM, LI IN=250A, RATED CURRENT IR=200250A, OVERLOAD II=12002500A, SHORTCIRCUIT N PROTECTED WITHOUT AUXILIARY RELEASE AUXILIARY SWITCH KIT 2HS(1NO+1NC) | 728.31 | TEM | 1 | LP | 3.408 | 1
3VL37252EJ460AB1 | CIRCUITBREAKER VL 250H HIGH BREAKING CAPACITY ICU=70KA / 415 V AC 4 POLE, LINE PROTECTION OVERCURRENT RELEASE TM, LI IN=250A, RATED CURRENT IR=200250A, OVERLOAD II=12002500A, SHORTCIRCUIT N NOT PROTECTED WITHOUT AUXILIARY RELEASE AUXILIARY SWITCH KIT 2HS(1NO+1NC) | 687.06 | TEM | 1 | LP | 3.386 | 1
3VL37252EJ462SD1 | CIRCUITBREAKER VL 250H HIGH BREAKING CAPACITY ICU=70KA / 415 V AC 4 POLE, LINE PROTECTION OVERCURRENT RELEASE TM, LI IN=250A, RATED CURRENT IR=200250A, OVERLOAD II=12002500A, SHORTCIRCUIT N NOT PROTECTED UNDERVOLTAGE RELEASE 220 250 V DC AUXILIARY/ALARM SWITCH KIT 2HS(1NO+1NC)+1AS(1NO) AUXILIARY/ALARM SWITCH KIT 2HS(1NO+1NC)+1AS(1NO) | 786.06 | TEM | 1 | LP | 3.2 | 1
3VL37252MB360AB1 | CIRCUITBREAKER VL 250H HIGH BREAKING CAPACITY ICU=70KA / 415 V AC 3 POLE, LINE PROTECTION ELECTRONIC TRIP UNIT ETU10, LI IN=250A, RATED CURRENT IR=100250A, OVERLOAD II=1,25TO11XIN, SHORTCIRCUIT WITHOUT AUXILIARY RELEASE ETU COMMUNICATIONCAPABLE AUXILIARY SWITCH KIT 2HS(1NO+1NC) AUXILIARY SWITCH KIT 2HS(1NO+1NC) | 675.07 | TEM | 1 | LP | 2.5 | 1
3VL37252SE360AA0 | CIRCUITBREAKER VL 250H HIGH BREAKING CAPACITY ICU=70KA / 415 V AC 3 POLE, LINE PROTECTION ELECTRONIC TRIP UNIT ETU20, LSI IN=250A, RATED CURRENT IR=100250A, OVERLOAD ISD=1,5TO10XIR, II=11XIN SHORTCIRCUIT WITHOUT AUXILIARY RELEASE WITHOUT AUXILIARY/ALARM SWITCH | 637.45 | TEM | 1 | LP | 2.584 | 1
3VL37252SE360AD1 | CIRCUITBREAKER VL 250H HIGH BREAKING CAPACITY ICU=70KA / 415 V AC 3 POLE, LINE PROTECTION ELECTRONIC TRIP UNIT ETU20, LSI IN=250A, RATED CURRENT IR=100250A, OVERLOAD ISD=1,5TO10XIR, II=11XIN SHORTCIRCUIT WITHOUT AUXILIARY RELEASE AUXILIARY/ALARM SWITCH KIT 2HS(1NO+1NC)+1AS(1NO) AUXILIARY/ALARM SWITCH KIT 2HS(1NO+1NC)+1AS(1NO) | 687.5 | TEM | 1 | LP | 2.5 | 1
3VL37252SS330AA0 | CIRCUITBREAKER VL 250H HIGH BREAKING CAPACITY R.U.S.C.BR.C.= 70 KA, 415 V AC 3POLE, MOTOR PROTECTION ELECTRONIC TRIP UNIT ETU30M, LI IN=250A, RATED CURRENT TC= 10A ... 30, TIME LAG CLASS II= 6 ... 11 X IN, SHORTCIRCUIT PROTECTION WITHOUT AUXILIARY RELEASE WITH BOX TERMINAL WITHOUT AUXILIARY/ALARM SWITCH | 673.2 | TEM | 1 | LP | 2.725 | 1
3VL37252SS330AB1 | CIRCUITBREAKER VL 250H HIGH BREAKING CAPACITY R.U.S.C.BR.C.= 70 KA, 415 V AC 3POLE, MOTOR PROTECTION ELECTRONIC TRIP UNIT ETU30M, LI IN=250A, RATED CURRENT TC= 10A ... 30, TIME LAG CLASS II= 6 ... 11 X IN, SHORTCIRCUIT PROTECTION WITHOUT AUXILIARY RELEASE WITH BOX TERMINAL AUXILIARY SWITCH KIT 2HS(1NO+1NC) AUXILIARY SWITCH KIT 2HS(1NO+1NC) | 710.82 | TEM | 1 | LP | 2.5 | 1
3VL37252SS360AA0 | CIRCUITBREAKER VL 250H HIGH BREAKING CAPACITY R.U.S.C.BR.C.= 70 KA, 415 V AC 3POLE, MOTOR PROTECTION ELECTRONIC TRIP UNIT ETU30M, LI IN=250A, RATED CURRENT TC= 10A ... 30, TIME LAG CLASS II= 6 ... 11 X IN, SHORTCIRCUIT PROTECTION WITHOUT AUXILIARY RELEASE WITHOUT AUXILIARY/ALARM SWITCH | 663.41 | TEM | 1 | LP | 2.575 | 1
3VL37252SS360AB1 | CIRCUITBREAKER VL 250H HIGH BREAKING CAPACITY R.U.S.C.BR.C.= 70 KA, 415 V AC 3POLE, MOTOR PROTECTION ELECTRONIC TRIP UNIT ETU30M, LI IN=250A, RATED CURRENT TC= 10A ... 30, TIME LAG CLASS II= 6 ... 11 X IN, SHORTCIRCUIT PROTECTION WITHOUT AUXILIARY RELEASE AUXILIARY SWITCH KIT 2HS(1NO+1NC) AUXILIARY SWITCH KIT 2HS(1NO+1NC) | 701.03 | TEM | 1 | LP | 2.5 | 1
3VL37252UH360AB1 | CIRCUITBREAKER VL 250H HIGH BREAKING CAPACITY ICU=70KA / 415 V AC 3 POLE, LINE PROTECTION ELECTRONIC TRIP UNIT LCD ETU40, LI/LS/LSI IN=250A, RATED CURRENT IR=100250A, OVERLOAD ISD=1,5TO10XIR, II=11XIN SHORTCIRCUIT WITHOUT AUXILIARY RELEASE AUXILIARY SWITCH KIT 2HS(1NO+1NC) AUXILIARY SWITCH KIT 2HS(1NO+1NC) | 977.79 | TEM | 1 | LP | 2.5 | 1
3VL37253DC330AA0 | CIRCUITBREAKER VL 250L VERY HIGH BREAKING CAPACITY ICU=100KA / 415 V AC 3 POLE, LINE PROTECTION OVERCURRENT RELEASE TM, LI IN=250A, RATED CURRENT IR=200250A, OVERLOAD II=12002500A, SHORTCIRCUIT WITH BOX TERMINAL WITHOUT AUXILIARY RELEASE WITHOUT AUXILIARY/ALARM SWITCH | 662.31 | TEM | 1 | LP | 2.78 | 1
3VL37253DC330AD1 | CIRCUITBREAKER VL 250L VERY HIGH BREAKING CAPACITY ICU=100KA / 415 V AC 3 POLE, LINE PROTECTION OVERCURRENT RELEASE TM, LI IN=250A, RATED CURRENT IR=200250A, OVERLOAD II=12002500A, SHORTCIRCUIT WITH BOX TERMINAL WITHOUT AUXILIARY RELEASE AUXILIARY/ALARM SWITCH KIT 2HS(1NO+1NC)+1AS(1NO) AUXILIARY/ALARM SWITCH KIT 2HS(1NO+1NC)+1AS(1NO) | 712.36 | TEM | 1 | LP | 2.3 | 1
3VL37253DC360AA0 | CIRCUITBREAKER VL 250L VERY HIGH BREAKING CAPACITY ICU=100KA / 415 V AC 3 POLE, LINE PROTECTION OVERCURRENT RELEASE TM, LI IN=250A, RATED CURRENT IR=200250A, OVERLOAD II=12002500A, SHORTCIRCUIT WITHOUT AUXILIARY RELEASE WITHOUT AUXILIARY/ALARM SWITCH | 651.64 | TEM | 1 | LP | 2.67 | 1
3VL37253DC360AD1 | CIRCUITBREAKER VL 250L VERY HIGH BREAKING CAPACITY ICU=100KA / 415 V AC 3 POLE, LINE PROTECTION OVERCURRENT RELEASE TM, LI IN=250A, RATED CURRENT IR=200250A, OVERLOAD II=12002500A, SHORTCIRCUIT WITHOUT AUXILIARY RELEASE AUXILIARY/ALARM SWITCH KIT 2HS(1NO+1NC)+1AS(1NO) | 701.69 | TEM | 1 | LP | 2.68 | 1
3VL47201DC360AA0 | CIRCUITBREAKER VL 400N STANDARD BREAKING CAPACITY ICU=55KA / 415 V AC 3 POLE, LINE PROTECTION OVERCURRENT RELEASE TM, LI IN=200A, RATED CURRENT IR=160200A, OVERLOAD II=10002000A, SHORT CIRCUIT WITHOUT AUXILIARY RELEASE WITHOUT AUXILIARY/ALARM SWITCH | 705.98 | TEM | 1 | LP | 6.134 | 1
3VL47201DK368TB1 | CIRCUITBREAKER VL 400N STANDARD BREAKING CAPACITY ICU=55KA / 415 V AC 3 POLE, STARTER COMBINATION PROTECTION OVERCURRENT RELEASE MAGNETIC IN=200A, RATED CURRENT II=12502500A, SHORTCIRCUIT SHUNT RELEASE 208 277 V AC AUXILIARY SWITCH KIT 2HS(1NO+1NC) AUXILIARY SWITCH KIT 2HS(1NO+1NC) | 747.78 | TEM | 1 | LP | 5.7 | 1
3VL47251DC360AA0 | CIRCUITBREAKER VL 400N STANDARD BREAKING CAPACITY ICU=55KA / 415 V AC 3 POLE, LINE PROTECTION OVERCURRENT RELEASE TM, LI IN=250A, RATED CURRENT IR=200250A, OVERLOAD II=12002500A, SHORT CIRCUIT WITHOUT AUXILIARY RELEASE WITHOUT AUXILIARY/ALARM SWITCH | 705.98 | TEM | 1 | LP | 6.205 | 1
3VL47251DC362PD1 | CIRCUITBREAKER VL 400N STANDARD BREAKING CAPACITY ICU=55KA / 415 V AC 3 POLE, LINE PROTECTION OVERCURRENT RELEASE TM, LI IN=250A, RATED CURRENT IR=200250A, OVERLOAD II=12002500A, SHORT CIRCUIT UNDERVOLTAGE RELEASE 24 V DC AUXILIARY/ALARM SWITCH KIT 2HS(1NO+1NC)+1AS(1NO) AUXILIARY/ALARM SWITCH KIT 2HS(1NO+1NC)+1AS(1NO) | 842.6 | TEM | 1 | LP | 5.7 | 1
3VL47251DC368TB1 | CIRCUITBREAKER VL 400N STANDARD BREAKING CAPACITY ICU=55KA / 415 V AC 3 POLE, LINE PROTECTION OVERCURRENT RELEASE TM, LI IN=250A, RATED CURRENT IR=200250A, OVERLOAD II=12002500A, SHORT CIRCUIT SHUNT RELEASE 208 277 V AC AUXILIARY SWITCH KIT 2HS(1NO+1NC) AUXILIARY SWITCH KIT 2HS(1NO+1NC) | 808.39 | TEM | 1 | LP | 5.7 | 1
3VL47251DK360AB1 | CIRCUITBREAKER VL 400N STANDARD BREAKING CAPACITY ICU=55KA / 415 V AC 3 POLE, STARTER COMBINATION PROTECTION OVERCURRENT RELEASE MAGNETIC IN=250A, RATED CURRENT II=20004000A, SHORTCIRCUIT WITHOUT AUXILIARY RELEASE AUXILIARY SWITCH KIT 2HS(1NO+1NC) | 682.99 | TEM | 1 | LP | 6.079 | 1
3VL47251DK360AD1 | CIRCUITBREAKER VL 400N STANDARD BREAKING CAPACITY ICU=55KA / 415 V AC 3 POLE, STARTER COMBINATION PROTECTION OVERCURRENT RELEASE MAGNETIC IN=250A, RATED CURRENT II=20004000A, SHORTCIRCUIT WITHOUT AUXILIARY RELEASE AUXILIARY/ALARM SWITCH KIT 2HS(1NO+1NC)+1AS(1NO) AUXILIARY/ALARM SWITCH KIT 2HS(1NO+1NC)+1AS(1NO) | 695.42 | TEM | 1 | LP | 5.7 | 1
3VL47251EJ460AA0 | CIRCUITBREAKER VL 400N STANDARD BREAKING CAPACITY ICU=55KA / 415 V AC 4 POLE, LINE PROTECTION OVERCURRENT RELEASE TM, LI IN=250A, RATED CURRENT IR=200250A, OVERLOAD II=12502500A, SHORT CIRCUIT N NOT PROTECTED WITHOUT AUXILIARY RELEASE WITHOUT AUXILIARY/ALARM SWITCH | 903.54 | TEM | 1 | LP | 7.936 | 1
3VL47252DC360AA0 | CIRCUITBREAKER VL 400H HIGH BREAKING CAPACITY ICU=70KA / 415 V AC 3 POLE, LINE PROTECTION OVERCURRENT RELEASE TM, LI IN=250A, RATED CURRENT IR=200250A, OVERLOAD II=12002500A, SHORT CIRCUIT WITHOUT AUXILIARY RELEASE WITHOUT AUXILIARY/ALARM SWITCH | 808.17 | TEM | 1 | LP | 5.96 | 1
3VL47252DK360AB1 | CIRCUITBREAKER VL 400H HIGH BREAKING CAPACITY ICU=70KA / 415 V AC 3 POLE, STARTER COMBINATION PROTECTION OVERCURRENT RELEASE MAGNETIC IN=250A, RATED CURRENT II=20004000A, SHORTCIRCUIT WITHOUT AUXILIARY RELEASE AUXILIARY SWITCH KIT 2HS(1NO+1NC) | 782.54 | TEM | 1 | LP | 6 | 1
3VL47311DC360AA0 | CIRCUITBREAKER VL 400N STANDARD BREAKING CAPACITY ICU=55KA / 415 V AC 3 POLE, LINE PROTECTION OVERCURRENT RELEASE TM, LI IN=315A, RATED CURRENT IR=250315A, OVERLOAD II=15753150A, SHORT CIRCUIT WITHOUT AUXILIARY RELEASE WITHOUT AUXILIARY/ALARM SWITCH | 689.92 | TEM | 1 | LP | 5.7 | 1
3VL47311DC360AB1 | CIRCUITBREAKER VL 400N STANDARD BREAKING CAPACITY ICU=55KA / 415 V AC 3 POLE, LINE PROTECTION OVERCURRENT RELEASE TM, LI IN=315A, RATED CURRENT IR=250315A, OVERLOAD II=15753150A, SHORT CIRCUIT WITHOUT AUXILIARY RELEASE AUXILIARY SWITCH KIT 2HS(1NO+1NC) | 727.54 | TEM | 1 | LP | 6.245 | 1
3VL47311DC360AD1 | CIRCUITBREAKER VL 400N STANDARD BREAKING CAPACITY ICU=55KA / 415 V AC 3 POLE, LINE PROTECTION OVERCURRENT RELEASE TM, LI IN=315A, RATED CURRENT IR=250315A, OVERLOAD II=15753150A, SHORT CIRCUIT WITHOUT AUXILIARY RELEASE AUXILIARY/ALARM SWITCH KIT 2HS(1NO+1NC)+1AS(1NO) | 739.97 | TEM | 1 | LP | 6.251 | 1
3VL47311DC362GD1 | CIRCUITBREAKER VL 400N STANDARD BREAKING CAPACITY ICU=55KA / 415 V AC 3 POLE, LINE PROTECTION OVERCURRENT RELEASE TM, LI IN=315A, RATED CURRENT IR=250315A, OVERLOAD II=15753150A, SHORT CIRCUIT UNDERVOLTAGE RELEASE 110 127 V AC AUXILIARY/ALARM SWITCH KIT 2HS(1NO+1NC)+1AS(1NO) AUXILIARY/ALARM SWITCH KIT 2HS(1NO+1NC)+1AS(1NO) | 826.54 | TEM | 1 | LP | 5.7 | 1
3VL47311DC362HA0 | CIRCUITBREAKER VL 400N STANDARD BREAKING CAPACITY ICU=55KA / 415 V AC 3 POLE, LINE PROTECTION OVERCURRENT RELEASE TM, LI IN=315A, RATED CURRENT IR=250315A, OVERLOAD II=15753150A, SHORT CIRCUIT UNDERVOLTAGE RELEASE 220 250 V AC WITHOUT AUXILIARY/ALARM SWITCH | 776.49 | TEM | 1 | LP | 6.162 | 1
3VL47311DC362HB1 | CIRCUITBREAKER VL 400N STANDARD BREAKING CAPACITY ICU=55KA / 415 V AC 3 POLE, LINE PROTECTION OVERCURRENT RELEASE TM, LI IN=315A, RATED CURRENT IR=250315A, OVERLOAD II=15753150A, SHORT CIRCUIT UNDERVOLTAGE RELEASE 220 250 V AC AUXILIARY SWITCH KIT 2HS(1NO+1NC) AUXILIARY SWITCH KIT 2HS(1NO+1NC) | 814.11 | TEM | 1 | LP | 5.7 | 1
3VL47311DC362JA0 | CIRCUITBREAKER VL 400N STANDARD BREAKING CAPACITY ICU=55KA / 415 V AC 3 POLE, LINE PROTECTION OVERCURRENT RELEASE TM, LI IN=315A, RATED CURRENT IR=250315A, OVERLOAD II=15753150A, SHORT CIRCUIT UNDERVOLTAGE RELEASE 380 415 V AC WITHOUT AUXILIARY/ALARM SWITCH WITHOUT AUXILIARY/ALARM SWITCH | 776.49 | TEM | 1 | LP | 5.7 | 1
3VL47311DC362SD1 | CIRCUITBREAKER VL 400N STANDARD BREAKING CAPACITY ICU=55KA / 415 V AC 3 POLE, LINE PROTECTION OVERCURRENT RELEASE TM, LI IN=315A, RATED CURRENT IR=250315A, OVERLOAD II=15753150A, SHORT CIRCUIT UNDERVOLTAGE RELEASE 220 250 V DC AUXILIARY/ALARM SWITCH KIT 2HS(1NO+1NC)+1AS(1NO) AUXILIARY/ALARM SWITCH KIT 2HS(1NO+1NC)+1AS(1NO) | 826.54 | TEM | 1 | LP | 5.7 | 1
3VL47311DC368CD1 | CIRCUITBREAKER VL 400N STANDARD BREAKING CAPACITY ICU=55KA / 415 V AC 3 POLE, LINE PROTECTION OVERCURRENT RELEASE TM, LI IN=315A, RATED CURRENT IR=250315A, OVERLOAD II=15753150A, SHORT CIRCUIT SHUNT RELEASE 24 V AC/DC AUXILIARY/ALARM SWITCH KIT 2HS(1NO+1NC)+1AS(1NO) AUXILIARY/ALARM SWITCH KIT 2HS(1NO+1NC)+1AS(1NO) | 804.76 | TEM | 1 | LP | 5.7 | 1
3VL47311DC368TB1 | CIRCUITBREAKER VL 400N STANDARD BREAKING CAPACITY ICU=55KA / 415 V AC 3 POLE, LINE PROTECTION OVERCURRENT RELEASE TM, LI IN=315A, RATED CURRENT IR=250315A, OVERLOAD II=15753150A, SHORT CIRCUIT SHUNT RELEASE 208 277 V AC AUXILIARY SWITCH KIT 2HS(1NO+1NC) AUXILIARY SWITCH KIT 2HS(1NO+1NC) | 792.33 | TEM | 1 | LP | 5.7 | 1
3VL47311DK360AA0 | CIRCUITBREAKER VL 400N STANDARD BREAKING CAPACITY ICU=55KA / 415 V AC 3 POLE, STARTER COMBINATION PROTECTION OVERCURRENT RELEASE MAGNETIC IN=315A, RATED CURRENT II=20004000A, SHORTCIRCUIT WITHOUT AUXILIARY RELEASE WITHOUT AUXILIARY/ALARM SWITCH | 629.64 | TEM | 1 | LP | 6.105 | 1
3VL47311EJ460AA0 | CIRCUITBREAKER VL 400N STANDARD BREAKING CAPACITY ICU=55KA / 415 V AC 4 POLE, LINE PROTECTION OVERCURRENT RELEASE TM, LI IN=315A, RATED CURRENT IR=250315A, OVERLOAD II=15753150A, SHORT CIRCUIT N NOT PROTECTED WITHOUT AUXILIARY RELEASE WITHOUT AUXILIARY/ALARM SWITCH | 891.22 | TEM | 1 | LP | 8.09 | 1
3VL47311LB360AD1 | CIRCUITBREAKER VL 400N STANDARD BREAKING CAPACITY ICU= 55KA, 415V AC 3POLE, PLANT PROTECTION ELECTRONIC TRIP UNIT ETU10, LI IN= 315A, RATED CURRENT IR= 128...315A, OVERLOAD PROTECTION, II= 1.25 TO 11 X IN, SHORTCIRCUIT PROTECTION MARINE APPROVAL FOR LRS, DNV AND GL WITHOUT AUXILIARY RELEASE AUXILIARY/ALARM SWITCH KIT 2HS(1NO+1NC)+1AS(1NO) AUXILIARY/ALARM SWITCH KIT 2HS(1NO+1NC)+1AS(1NO) | 1271.05 | TEM | 1 | LP | 5.9 | 1
3VL47311MP360AB1 | CIRCUITBREAKER VL 400N STANDARD BREAKING CAPACITY ICU=55KA / 415 V AC 3 POLE, MOTOR/ GENERATOR PROTECTION ELECTRONIC TRIP UNIT ETU10M, LI IN=315A, RATED CURRENT IR=125315A, OVERLOAD II=1,25TO11XIN, SHORT CIRCUIT WITHOUT AUXILIARY RELEASE ETU COMMUNICATIONCAPABLE AUXILIARY SWITCH KIT 2HS(1NO+1NC) AUXILIARY SWITCH KIT 2HS(1NO+1NC) | 1042.69 | TEM | 1 | LP | 5.9 | 1
3VL47311SB360AA0 | CIRCUITBREAKER VL 400N STANDARD BREAKING CAPACITY ICU=55KA / 415 V AC 3 POLE, LINE PROTECTION ELECTRONIC TRIP UNIT ETU10, LI IN=315A, RATED CURRENT IR=128315A, OVERLOAD II=1,25TO11XIN, SHORT CIRCUIT WITHOUT AUXILIARY RELEASE WITHOUT AUXILIARY/ALARM SWITCH | 898.26 | TEM | 1 | LP | 6.288 | 1
3VL47311SB360AB1 | CIRCUITBREAKER VL 400N STANDARD BREAKING CAPACITY ICU=55KA / 415 V AC 3 POLE, LINE PROTECTION ELECTRONIC TRIP UNIT ETU10, LI IN=315A, RATED CURRENT IR=128315A, OVERLOAD II=1,25TO11XIN, SHORT CIRCUIT WITHOUT AUXILIARY RELEASE AUXILIARY SWITCH KIT 2HS(1NO+1NC) AUXILIARY SWITCH KIT 2HS(1NO+1NC) | 935.88 | TEM | 1 | LP | 5.9 | 1
3VL47311SB362JB1 | CIRCUITBREAKER VL 400N STANDARD BREAKING CAPACITY ICU=55KA / 415 V AC 3 POLE, LINE PROTECTION ELECTRONIC TRIP UNIT ETU10, LI IN=315A, RATED CURRENT IR=128315A, OVERLOAD II=1,25TO11XIN, SHORT CIRCUIT UNDERVOLTAGE RELEASE 380 415 V AC AUXILIARY SWITCH KIT 2HS(1NO+1NC) AUXILIARY SWITCH KIT 2HS(1NO+1NC) | 1022.45 | TEM | 1 | LP | 5.9 | 1
3VL47311SE360AA0 | CIRCUITBREAKER VL 400N STANDARD BREAKING CAPACITY ICU=55KA / 415 V AC 3 POLE, LINE PROTECTION ELECTRONIC TRIP UNIT ETU20, LSI IN=315A, RATED CURRENT IR=128315A, OVERLOAD ISD=1,5TO10XIR, II=11XIN SHORTCIRCUIT WITHOUT AUXILIARY RELEASE WITHOUT AUXILIARY/ALARM SWITCH | 998.8 | TEM | 1 | LP | 6.342 | 1
3VL47311SE360AB1 | CIRCUITBREAKER VL 400N STANDARD BREAKING CAPACITY ICU=55KA / 415 V AC 3 POLE, LINE PROTECTION ELECTRONIC TRIP UNIT ETU20, LSI IN=315A, RATED CURRENT IR=128315A, OVERLOAD ISD=1,5TO10XIR, II=11XIN SHORTCIRCUIT WITHOUT AUXILIARY RELEASE AUXILIARY SWITCH KIT 2HS(1NO+1NC) AUXILIARY SWITCH KIT 2HS(1NO+1NC) | 1036.42 | TEM | 1 | LP | 5.9 | 1
3VL47311SE362GD1 | CIRCUITBREAKER VL 400N STANDARD BREAKING CAPACITY ICU=55KA / 415 V AC 3 POLE, LINE PROTECTION ELECTRONIC TRIP UNIT ETU20, LSI IN=315A, RATED CURRENT IR=128315A, OVERLOAD ISD=1,5TO10XIR, II=11XIN SHORTCIRCUIT UNDERVOLTAGE RELEASE 110 127 V AC AUXILIARY/ALARM SWITCH KIT 2HS(1NO+1NC)+1AS(1NO) AUXILIARY/ALARM SWITCH KIT 2HS(1NO+1NC)+1AS(1NO) | 1135.42 | TEM | 1 | LP | 5.9 | 1
3VL47311SE362SD1 | CIRCUITBREAKER VL 400N STANDARD BREAKING CAPACITY ICU=55KA / 415 V AC 3 POLE, LINE PROTECTION ELECTRONIC TRIP UNIT ETU20, LSI IN=315A, RATED CURRENT IR=128315A, OVERLOAD ISD=1,5TO10XIR, II=11XIN SHORTCIRCUIT UNDERVOLTAGE RELEASE 220 250 V DC AUXILIARY/ALARM SWITCH KIT 2HS(1NO+1NC)+1AS(1NO) AUXILIARY/ALARM SWITCH KIT 2HS(1NO+1NC)+1AS(1NO) | 1135.42 | TEM | 1 | LP | 5.9 | 1
3VL47311SP360AA0 | CIRCUITBREAKER VL 400N STANDARD BREAKING CAPACITY ICU=55KA / 415 V AC 3 POLE, MOTOR/ GENERATOR PROTECTION ELECTRONIC TRIP UNIT ETU10M, LI IN=315A, RATED CURRENT IR=125315A, OVERLOAD II=1,25TO11XIN, SHORT CIRCUIT WITHOUT AUXILIARY RELEASE WITHOUT AUXILIARY/ALARM SWITCH | 949.19 | TEM | 1 | LP | 6.342 | 1
3VL47311SP360AB1 | CIRCUITBREAKER VL 400N STANDARD BREAKING CAPACITY ICU=55KA / 415 V AC 3 POLE, MOTOR/ GENERATOR PROTECTION ELECTRONIC TRIP UNIT ETU10M, LI IN=315A, RATED CURRENT IR=125315A, OVERLOAD II=1,25TO11XIN, SHORT CIRCUIT WITHOUT AUXILIARY RELEASE AUXILIARY SWITCH KIT 2HS(1NO+1NC) AUXILIARY SWITCH KIT 2HS(1NO+1NC) | 986.81 | TEM | 1 | LP | 5.9 | 1
3VL47311SS360AA0 | CIRCUITBREAKER VL 400N STANDARD BREAKING CAPACITY R.U.S.C.BR.C.= 55KA, 415 V AC 3POLE, MOTOR PROTECTION ELECTRONIC TRIP UNIT ETU30M, LI IN=315A, RATED CURRENT TC= 10A ... 30, TIME LAG CLASS II= 6 ... 11 X IN, SHORTCIRCUIT PROTECTION WITHOUT AUXILIARY RELEASE WITHOUT AUXILIARY/ALARM SWITCH | 1065.46 | TEM | 1 | LP | 6.342 | 1
3VL47311SS360AB1 | CIRCUITBREAKER VL 400N STANDARD BREAKING CAPACITY R.U.S.C.BR.C.= 55KA, 415 V AC 3POLE, MOTOR PROTECTION ELECTRONIC TRIP UNIT ETU30M, LI IN=315A, RATED CURRENT TC= 10A ... 30, TIME LAG CLASS II= 6 ... 11 X IN, SHORTCIRCUIT PROTECTION WITHOUT AUXILIARY RELEASE AUXILIARY SWITCH KIT 2HS(1NO+1NC) AUXILIARY SWITCH KIT 2HS(1NO+1NC) | 1103.08 | TEM | 1 | LP | 5.9 | 1
3VL47311TH460AA0 | CIRCUITBREAKER VL 400N STANDARD BREAKING CAPACITY ICU=55KA / 415 V AC 4 POLE, LINE PROTECTION ELECTRONIC TRIP UNIT ETU22, LSIG IN=315A, RATED CURRENT IR=128315A, OVERLOAD ISD=1,5TO10XIR, II=11XIN SHORTCIRCUIT N PROTECTED WITHOUT AUXILIARY RELEASE WITHOUT AUXILIARY/ALARM SWITCH | 1621.18 | TEM | 1 | LP | 7.941 | 1
3VL47312CH360AD1 | CIRCUITBREAKER VL 400H HIGH BREAKING CAPACITY ICU=70KA / 415 V AC 3 POLE, LINE PROTECTION ELECTRONIC TRIP UNIT LCD ETU40, LI/LS/LSI IN=315A, RATED CURRENT IR=128315A, OVERLOAD ISD=1,5TO10XIR, II=11XIN SHORTCIRCUIT WITHOUT AUXILIARY RELEASE AUXILIARY/ALARM SWITCH KIT 2HS(1NO+1NC)+1AS(1NO) | #N/A | TEM | 1 | LP | 6.506 | 1
3VL47312DC360AA0 | CIRCUITBREAKER VL 400H HIGH BREAKING CAPACITY ICU=70KA / 415 V AC 3 POLE, LINE PROTECTION OVERCURRENT RELEASE TM, LI IN=315A, RATED CURRENT IR=250315A, OVERLOAD II=15753150A, SHORT CIRCUIT WITHOUT AUXILIARY RELEASE WITHOUT AUXILIARY/ALARM SWITCH | 808.17 | TEM | 1 | LP | 6.139 | 1
3VL47312DC360AB1 | CIRCUITBREAKER VL 400H HIGH BREAKING CAPACITY ICU=70KA / 415 V AC 3 POLE, LINE PROTECTION OVERCURRENT RELEASE TM, LI IN=315A, RATED CURRENT IR=250315A, OVERLOAD II=15753150A, SHORT CIRCUIT WITHOUT AUXILIARY RELEASE AUXILIARY SWITCH KIT 2HS(1NO+1NC) | 845.79 | TEM | 1 | LP | 6.167 | 1
3VL47312DC360AD1 | CIRCUITBREAKER VL 400H HIGH BREAKING CAPACITY ICU=70KA / 415 V AC 3 POLE, LINE PROTECTION OVERCURRENT RELEASE TM, LI IN=315A, RATED CURRENT IR=250315A, OVERLOAD II=15753150A, SHORT CIRCUIT WITHOUT AUXILIARY RELEASE AUXILIARY/ALARM SWITCH KIT 2HS(1NO+1NC)+1AS(1NO) | 858.22 | TEM | 1 | LP | 6.204 | 1
3VL47312DC362PB1 | CIRCUITBREAKER VL 400H HIGH BREAKING CAPACITY ICU=70KA / 415 V AC 3 POLE, LINE PROTECTION OVERCURRENT RELEASE TM, LI IN=315A, RATED CURRENT IR=250315A, OVERLOAD II=15753150A, SHORT CIRCUIT UNDERVOLTAGE RELEASE 24 V DC AUXILIARY SWITCH KIT 2HS(1NO+1NC) AUXILIARY SWITCH KIT 2HS(1NO+1NC) | 932.36 | TEM | 1 | LP | 5.7 | 1
3VL47312DC362RD1 | CIRCUITBREAKER VL 400H HIGH BREAKING CAPACITY ICU=70KA / 415 V AC 3 POLE, LINE PROTECTION OVERCURRENT RELEASE TM, LI IN=315A, RATED CURRENT IR=250315A, OVERLOAD II=15753150A, SHORT CIRCUIT UNDERVOLTAGE RELEASE 110 127 V DC AUXILIARY/ALARM SWITCH KIT 2HS(1NO+1NC)+1AS(1NO) AUXILIARY/ALARM SWITCH KIT 2HS(1NO+1NC)+1AS(1NO) | 944.79 | TEM | 1 | LP | 5.7 | 1
3VL47312DC362SD1 | CIRCUITBREAKER VL 400H HIGH BREAKING CAPACITY ICU=70KA / 415 V AC 3 POLE, LINE PROTECTION OVERCURRENT RELEASE TM, LI IN=315A, RATED CURRENT IR=250315A, OVERLOAD II=15753150A, SHORT CIRCUIT UNDERVOLTAGE RELEASE 220 250 V DC AUXILIARY/ALARM SWITCH KIT 2HS(1NO+1NC)+1AS(1NO) AUXILIARY/ALARM SWITCH KIT 2HS(1NO+1NC)+1AS(1NO) | 944.79 | TEM | 1 | LP | 5.7 | 1
3VL47312DC368QD1 | CIRCUITBREAKER VL 400H HIGH BREAKING CAPACITY ICU=70KA / 415 V AC 3 POLE, LINE PROTECTION OVERCURRENT RELEASE TM, LI IN=315A, RATED CURRENT IR=250315A, OVERLOAD II=15753150A, SHORT CIRCUIT SHUNT RELEASE 220 250 V DC AUXILIARY/ALARM SWITCH KIT 2HS(1NO+1NC)+1AS(1NO) AUXILIARY/ALARM SWITCH KIT 2HS(1NO+1NC)+1AS(1NO) | 923.01 | TEM | 1 | LP | 5.7 | 1
3VL47312DK360AB1 | CIRCUITBREAKER VL 400H HIGH BREAKING CAPACITY ICU=70KA / 415 V AC 3 POLE, STARTER COMBINATION PROTECTION OVERCURRENT RELEASE MAGNETIC IN=315A, RATED CURRENT II=20004000A, SHORTCIRCUIT WITHOUT AUXILIARY RELEASE AUXILIARY SWITCH KIT 2HS(1NO+1NC) | 782.54 | TEM | 1 | LP | 5.98 | 1
3VL47312DK360AD1 | CIRCUITBREAKER VL 400H HIGH BREAKING CAPACITY ICU=70KA / 415 V AC 3 POLE, STARTER COMBINATION PROTECTION OVERCURRENT RELEASE MAGNETIC IN=315A, RATED CURRENT II=20004000A, SHORTCIRCUIT WITHOUT AUXILIARY RELEASE AUXILIARY/ALARM SWITCH KIT 2HS(1NO+1NC)+1AS(1NO) AUXILIARY/ALARM SWITCH KIT 2HS(1NO+1NC)+1AS(1NO) | 794.97 | TEM | 1 | LP | 5.7 | 1
3VL47312EJ462SD1 | CIRCUITBREAKER VL 400H HIGH BREAKING CAPACITY ICU=70KA / 415 V AC 4 POLE, LINE PROTECTION OVERCURRENT RELEASE TM, LI IN=315A, RATED CURRENT IR=250315A, OVERLOAD II=15753150A, SHORT CIRCUIT N NOT PROTECTED UNDERVOLTAGE RELEASE 220 250 V DC AUXILIARY/ALARM SWITCH KIT 2HS(1NO+1NC)+1AS(1NO) AUXILIARY/ALARM SWITCH KIT 2HS(1NO+1NC)+1AS(1NO) | 1226.72 | TEM | 1 | LP | 7.4 | 1
3VL47312SB360AA0 | CIRCUITBREAKER VL 400H HIGH BREAKING CAPACITY ICU=70KA / 415 V AC 3 POLE, LINE PROTECTION ELECTRONIC TRIP UNIT ETU10, LI IN=315A, RATED CURRENT IR=128315A, OVERLOAD II=1,25TO11XIN, SHORT CIRCUIT WITHOUT AUXILIARY RELEASE WITHOUT AUXILIARY/ALARM SWITCH | 1010.35 | TEM | 1 | LP | 6.36 | 1
3VL47312SB360AB1 | CIRCUITBREAKER VL 400H HIGH BREAKING CAPACITY ICU=70KA / 415 V AC 3 POLE, LINE PROTECTION ELECTRONIC TRIP UNIT ETU10, LI IN=315A, RATED CURRENT IR=128315A, OVERLOAD II=1,25TO11XIN, SHORT CIRCUIT WITHOUT AUXILIARY RELEASE AUXILIARY SWITCH KIT 2HS(1NO+1NC) AUXILIARY SWITCH KIT 2HS(1NO+1NC) | 1047.97 | TEM | 1 | LP | 5.9 | 1
3VL47312SE360AA0 | CIRCUITBREAKER VL 400H HIGH BREAKING CAPACITY ICU=70KA / 415 V AC 3 POLE, LINE PROTECTION ELECTRONIC TRIP UNIT ETU20, LSI IN=315A, RATED CURRENT IR=128315A, OVERLOAD ISD=1,5TO10XIR, II=11XIN SHORTCIRCUIT WITHOUT AUXILIARY RELEASE WITHOUT AUXILIARY/ALARM SWITCH | 1118.7 | TEM | 1 | LP | 6.23 | 1
3VL47312SE360AD1 | CIRCUITBREAKER VL 400H HIGH BREAKING CAPACITY ICU=70KA / 415 V AC 3 POLE, LINE PROTECTION ELECTRONIC TRIP UNIT ETU20, LSI IN=315A, RATED CURRENT IR=128315A, OVERLOAD ISD=1,5TO10XIR, II=11XIN SHORTCIRCUIT WITHOUT AUXILIARY RELEASE AUXILIARY/ALARM SWITCH KIT 2HS(1NO+1NC)+1AS(1NO) AUXILIARY/ALARM SWITCH KIT 2HS(1NO+1NC)+1AS(1NO) | 1168.75 | TEM | 1 | LP | 5.9 | 1
3VL47312SP360AA0 | CIRCUITBREAKER VL 400H HIGH BREAKING CAPACITY ICU=70KA / 415 V AC 3 POLE, MOTOR/ GENERATOR PROTECTION ELECTRONIC TRIP UNIT ETU10M, LI IN=315A, RATED CURRENT IR=125315A, OVERLOAD II=1,25TO11XIN, SHORT CIRCUIT WITHOUT AUXILIARY RELEASE WITHOUT AUXILIARY/ALARM SWITCH | 1068.32 | TEM | 1 | LP | 6.352 | 1
3VL47312SP360AB1 | CIRCUITBREAKER VL 400H HIGH BREAKING CAPACITY ICU=70KA / 415 V AC 3 POLE, MOTOR/ GENERATOR PROTECTION ELECTRONIC TRIP UNIT ETU10M, LI IN=315A, RATED CURRENT IR=125315A, OVERLOAD II=1,25TO11XIN, SHORT CIRCUIT WITHOUT AUXILIARY RELEASE AUXILIARY SWITCH KIT 2HS(1NO+1NC) AUXILIARY SWITCH KIT 2HS(1NO+1NC) | 1105.94 | TEM | 1 | LP | 5.9 | 1
3VL47312SS360AA0 | CIRCUITBREAKER VL 400H HIGH BREAKING CAPACITY R.U.S.C.BR.C.= 70 KA, 415 V AC 3POLE, MOTOR PROTECTION ELECTRONIC TRIP UNIT ETU30M, LI IN=315A, RATED CURRENT TC= 10A ... 30, TIME LAG CLASS II= 6 ... 11 X IN, SHORTCIRCUIT PROTECTION WITHOUT AUXILIARY RELEASE WITHOUT AUXILIARY/ALARM SWITCH | 1192.95 | TEM | 1 | LP | 6.327 | 1
3VL47313DC360AA0 | CIRCUITBREAKER VL 400L VERY HIGH BREAKING CAPACITY ICU=100KA / 415 V AC 3 POLE, LINE PROTECTION OVERCURRENT RELEASE TM, LI IN=315A, RATED CURRENT IR=250315A, OVERLOAD II=15753150A, SHORT CIRCUIT WITHOUT AUXILIARY RELEASE WITHOUT AUXILIARY/ALARM SWITCH | 1096.48 | TEM | 1 | LP | 6.12 | 1
3VL47313DC360AD1 | CIRCUITBREAKER VL 400L VERY HIGH BREAKING CAPACITY ICU=100KA / 415 V AC 3 POLE, LINE PROTECTION OVERCURRENT RELEASE TM, LI IN=315A, RATED CURRENT IR=250315A, OVERLOAD II=15753150A, SHORT CIRCUIT WITHOUT AUXILIARY RELEASE AUXILIARY/ALARM SWITCH KIT 2HS(1NO+1NC)+1AS(1NO) AUXILIARY/ALARM SWITCH KIT 2HS(1NO+1NC)+1AS(1NO) | 1146.53 | TEM | 1 | LP | 5.7 | 1
3VL47313DC362HD1 | CIRCUITBREAKER VL 400L VERY HIGH BREAKING CAPACITY ICU=100KA / 415 V AC 3 POLE, LINE PROTECTION OVERCURRENT RELEASE TM, LI IN=315A, RATED CURRENT IR=250315A, OVERLOAD II=15753150A, SHORT CIRCUIT UNDERVOLTAGE RELEASE 220 250 V AC AUXILIARY/ALARM SWITCH KIT 2HS(1NO+1NC)+1AS(1NO) AUXILIARY/ALARM SWITCH KIT 2HS(1NO+1NC)+1AS(1NO) | 1233.1 | TEM | 1 | LP | 5.7 | 1
3VL47313SE360AD1 | CIRCUITBREAKER VL 400L VERY HIGH BREAKING CAPACITY ICU=100KA / 415 V AC 3 POLE, LINE PROTECTION ELECTRONIC TRIP UNIT ETU20, LSI IN=315A, RATED CURRENT IR=128315A, OVERLOAD ISD=1,5TO10XIR, II=11XIN SHORTCIRCUIT WITHOUT AUXILIARY RELEASE AUXILIARY/ALARM SWITCH KIT 2HS(1NO+1NC)+1AS(1NO) AUXILIARY/ALARM SWITCH KIT 2HS(1NO+1NC)+1AS(1NO) | 1486.1 | TEM | 1 | LP | 5.9 | 1
3VL47313TF460AD1 | CIRCUITBREAKER VL 400L VERY HIGH BREAKING CAPACITY ICU=100KA / 415 V AC 4 POLE, LINE PROTECTION ELECTRONIC TRIP UNIT ETU20, LSI IN=315A, RATED CURRENT IR=128315A, OVERLOAD ISD=1,5TO10XIR, II=11XIN SHORTCIRCUIT N PROTECTED WITHOUT AUXILIARY RELEASE AUXILIARY/ALARM SWITCH KIT 2HS(1NO+1NC)+1AS(1NO) AUXILIARY/ALARM SWITCH KIT 2HS(1NO+1NC)+1AS(1NO) | 1916.86 | TEM | 1 | LP | 7.6 | 1
3VL47401AA360AA0 | CIRCUITBREAKER VL 400N WITHOUT ELECTRONIC TRIP UNIT STANDARD BREAKING CAPACITY ICU= 55KA / 415 V AC, 3POLE IN= < 400 A, RATED CURRENT WITHOUT AUXILIARY RELEASE WITH SCREW CONNECTIONS FOR CONTACT UNIT AND OVERVOLTAGE RELEASE | 449.35 | TEM | 1 | LP | 4.905 | 1
3VL47401AA460AA0 | CIRCUITBREAKER VL 400N WITHOUT ELECTRONIC TRIP UNIT STANDARD BREAKING CAPACITY ICU= 55KA / 415 V AC, 4POLE IN= < 400 A, RATED CURRENT WITHOUT AUXILIARY RELEASE WITH SCREW CONNECTIONS FOR CONTACT UNIT AND OVERVOLTAGE RELEASE | 563.42 | TEM | 1 | LP | 6.313 | 1
3VL47401DC360AA0 | CIRCUITBREAKER VL 400N STANDARD BREAKING CAPACITY ICU=55KA / 415 V AC 3 POLE, LINE PROTECTION OVERCURRENT RELEASE TM, LI IN=400A, RATED CURRENT IR=320400A, OVERLOAD II=20004000A, SHORT CIRCUIT WITHOUT AUXILIARY RELEASE WITHOUT AUXILIARY/ALARM SWITCH | 756.25 | TEM | 1 | LP | 6.151 | 1
3VL47401DC360AB1 | CIRCUITBREAKER VL 400N STANDARD BREAKING CAPACITY ICU=55KA / 415 V AC 3 POLE, LINE PROTECTION OVERCURRENT RELEASE TM, LI IN=400A, RATED CURRENT IR=320400A, OVERLOAD II=20004000A, SHORT CIRCUIT WITHOUT AUXILIARY RELEASE AUXILIARY SWITCH KIT 2HS(1NO+1NC) | 793.87 | TEM | 1 | LP | 6.38 | 1
3VL47401DC360AD1 | CIRCUITBREAKER VL 400N STANDARD BREAKING CAPACITY ICU=55KA / 415 V AC 3 POLE, LINE PROTECTION OVERCURRENT RELEASE TM, LI IN=400A, RATED CURRENT IR=320400A, OVERLOAD II=20004000A, SHORT CIRCUIT WITHOUT AUXILIARY RELEASE AUXILIARY/ALARM SWITCH KIT 2HS(1NO+1NC)+1AS(1NO) | 806.3 | TEM | 1 | LP | 6.173 | 1
3VL47401DC362HA0 | CIRCUITBREAKER VL 400N STANDARD BREAKING CAPACITY ICU=55KA / 415 V AC 3 POLE, LINE PROTECTION OVERCURRENT RELEASE TM, LI IN=400A, RATED CURRENT IR=320400A, OVERLOAD II=20004000A, SHORT CIRCUIT UNDERVOLTAGE RELEASE 220 250 V AC WITHOUT AUXILIARY/ALARM SWITCH | 842.82 | TEM | 1 | LP | 6.09 | 1
3VL47401DC362HD1 | CIRCUITBREAKER VL 400N STANDARD BREAKING CAPACITY ICU=55KA / 415 V AC 3 POLE, LINE PROTECTION OVERCURRENT RELEASE TM, LI IN=400A, RATED CURRENT IR=320400A, OVERLOAD II=20004000A, SHORT CIRCUIT UNDERVOLTAGE RELEASE 220 250 V AC AUXILIARY/ALARM SWITCH KIT 2HS(1NO+1NC)+1AS(1NO) | 892.87 | TEM | 1 | LP | 6.446 | 1
3VL47401DC362JA0 | CIRCUITBREAKER VL 400N STANDARD BREAKING CAPACITY ICU=55KA / 415 V AC 3 POLE, LINE PROTECTION OVERCURRENT RELEASE TM, LI IN=400A, RATED CURRENT IR=320400A, OVERLOAD II=20004000A, SHORT CIRCUIT UNDERVOLTAGE RELEASE 380 415 V AC WITHOUT AUXILIARY/ALARM SWITCH WITHOUT AUXILIARY/ALARM SWITCH | 842.82 | TEM | 1 | LP | 5.7 | 1
3VL47401DC362PB1 | CIRCUITBREAKER VL 400N STANDARD BREAKING CAPACITY ICU=55KA / 415 V AC 3 POLE, LINE PROTECTION OVERCURRENT RELEASE TM, LI IN=400A, RATED CURRENT IR=320400A, OVERLOAD II=20004000A, SHORT CIRCUIT UNDERVOLTAGE RELEASE 24 V DC AUXILIARY SWITCH KIT 2HS(1NO+1NC) | 880.44 | TEM | 1 | LP | 6.446 | 1
3VL47401DC362SD1 | CIRCUITBREAKER VL 400N STANDARD BREAKING CAPACITY ICU=55KA / 415 V AC 3 POLE, LINE PROTECTION OVERCURRENT RELEASE TM, LI IN=400A, RATED CURRENT IR=320400A, OVERLOAD II=20004000A, SHORT CIRCUIT UNDERVOLTAGE RELEASE 220 250 V DC AUXILIARY/ALARM SWITCH KIT 2HS(1NO+1NC)+1AS(1NO) AUXILIARY/ALARM SWITCH KIT 2HS(1NO+1NC)+1AS(1NO) | 892.87 | TEM | 1 | LP | 5.7 | 1
3VL47401DC368CD1 | CIRCUITBREAKER VL 400N STANDARD BREAKING CAPACITY ICU=55KA / 415 V AC 3 POLE, LINE PROTECTION OVERCURRENT RELEASE TM, LI IN=400A, RATED CURRENT IR=320400A, OVERLOAD II=20004000A, SHORT CIRCUIT SHUNT RELEASE 24 V AC/DC AUXILIARY/ALARM SWITCH KIT 2HS(1NO+1NC)+1AS(1NO) AUXILIARY/ALARM SWITCH KIT 2HS(1NO+1NC)+1AS(1NO) | 871.09 | TEM | 1 | LP | 5.7 | 1
3VL47401DC368TB1 | CIRCUITBREAKER VL 400N STANDARD BREAKING CAPACITY ICU=55KA / 415 V AC 3 POLE, LINE PROTECTION OVERCURRENT RELEASE TM, LI IN=400A, RATED CURRENT IR=320400A, OVERLOAD II=20004000A, SHORT CIRCUIT SHUNT RELEASE 208 277 V AC AUXILIARY SWITCH KIT 2HS(1NO+1NC) | 858.66 | TEM | 1 | LP | 6.31 | 1
3VL47401DC368TD1 | CIRCUITBREAKER VL 400N STANDARD BREAKING CAPACITY ICU=55KA / 415 V AC 3 POLE, LINE PROTECTION OVERCURRENT RELEASE TM, LI IN=400A, RATED CURRENT IR=320400A, OVERLOAD II=20004000A, SHORT CIRCUIT SHUNT RELEASE 208 277 V AC AUXILIARY/ALARM SWITCH KIT 2HS(1NO+1NC)+1AS(1NO) | 871.09 | TEM | 1 | LP | 6.262 | 1
3VL47401DC368VD1 | CIRCUITBREAKER VL 400N STANDARD BREAKING CAPACITY ICU=55KA / 415 V AC 3 POLE, LINE PROTECTION OVERCURRENT RELEASE TM, LI IN=400A, RATED CURRENT IR=320400A, OVERLOAD II=20004000A, SHORT CIRCUIT SHUNT RELEASE 380 600 V AC AUXILIARY/ALARM SWITCH KIT 2HS(1NO+1NC)+1AS(1NO) AUXILIARY/ALARM SWITCH KIT 2HS(1NO+1NC)+1AS(1NO) | 871.09 | TEM | 1 | LP | 5.7 | 1
3VL47401DE360AA0 | CIRCUITBREAKER VL 400N STANDARD BREAKING CAPACITY ICU=55KA / 415 V AC 3 POLE, NONAUTOMATIC OVERCURRENT RELEASE MAGNETIC IN=400A, RATED CURRENT II=4000A, SHORT CIRCUIT WITHOUT AUXILIARY RELEASE WITHOUT AUXILIARY/ALARM SWITCH | 534.16 | TEM | 1 | LP | 6.145 | 1
3VL47401DE362GA0 | CIRCUITBREAKER VL 400N STANDARD BREAKING CAPACITY ICU=55KA / 415 V AC 3 POLE, NONAUTOMATIC OVERCURRENT RELEASE MAGNETIC IN=400A, RATED CURRENT II=4000A, SHORT CIRCUIT UNDERVOLTAGE RELEASE 110 127 V AC WITHOUT AUXILIARY/ALARM SWITCH WITHOUT AUXILIARY/ALARM SWITCH | 620.73 | TEM | 1 | LP | 5.7 | 1
3VL47401EC460AA0 | CIRCUITBREAKER VL 400N STANDARD BREAKING CAPACITY ICU=55KA / 415 V AC 4 POLE, LINE PROTECTION OVERCURRENT RELEASE TM, LI IN=400A, RATED CURRENT IR=320400A, OVERLOAD II=20004000A, SHORT CIRCUIT N PROTECTED WITHOUT AUXILIARY RELEASE WITHOUT AUXILIARY/ALARM SWITCH | 1018.71 | TEM | 1 | LP | 7.914 | 1
3VL47401EC460AB1 | CIRCUITBREAKER VL 400N STANDARD BREAKING CAPACITY ICU=55KA / 415 V AC 4 POLE, LINE PROTECTION OVERCURRENT RELEASE TM, LI IN=400A, RATED CURRENT IR=320400A, OVERLOAD II=20004000A, SHORT CIRCUIT N PROTECTED WITHOUT AUXILIARY RELEASE AUXILIARY SWITCH KIT 2HS(1NO+1NC) | 1056.33 | TEM | 1 | LP | 8.021 | 1
3VL47401EE460AA0 | CIRCUITBREAKER VL 400N STANDARD BREAKING CAPACITY ICU=55KA / 415 V AC 4 POLE, NONAUTOMATIC OVERCURRENT RELEASE MAGNETIC IN=400A, RATED CURRENT II=4000A, SHORT CIRCUIT WITHOUT AUXILIARY RELEASE WITHOUT AUXILIARY/ALARM SWITCH | 693.33 | TEM | 1 | LP | 7.88 | 1
3VL47401EE462GA0 | CIRCUITBREAKER VL 400N STANDARD BREAKING CAPACITY ICU=55KA / 415 V AC 4 POLE, NONAUTOMATIC OVERCURRENT RELEASE MAGNETIC IN=400A, RATED CURRENT II=4000A, SHORT CIRCUIT UNDERVOLTAGE RELEASE 110 127 V AC WITHOUT AUXILIARY/ALARM SWITCH WITHOUT AUXILIARY/ALARM SWITCH | 779.9 | TEM | 1 | LP | 7.4 | 1
3VL47401EJ460AA0 | CIRCUITBREAKER VL 400N STANDARD BREAKING CAPACITY ICU=55KA / 415 V AC 4 POLE, LINE PROTECTION OVERCURRENT RELEASE TM, LI IN=400A, RATED CURRENT IR=320400A, OVERLOAD II=20004000A, SHORT CIRCUIT N NOT PROTECTED WITHOUT AUXILIARY RELEASE WITHOUT AUXILIARY/ALARM SWITCH | 971.3 | TEM | 1 | LP | 7.4 | 1
3VL47401EJ460AB1 | CIRCUITBREAKER VL 400N STANDARD BREAKING CAPACITY ICU=55KA / 415 V AC 4 POLE, LINE PROTECTION OVERCURRENT RELEASE TM, LI IN=400A, RATED CURRENT IR=320400A, OVERLOAD II=20004000A, SHORT CIRCUIT N NOT PROTECTED WITHOUT AUXILIARY RELEASE AUXILIARY SWITCH KIT 2HS(1NO+1NC) AUXILIARY SWITCH KIT 2HS(1NO+1NC) | 1008.92 | TEM | 1 | LP | 7.4 | 1
3VL47401EJ460AD1 | CIRCUITBREAKER VL 400N STANDARD BREAKING CAPACITY ICU=55KA / 415 V AC 4 POLE, LINE PROTECTION OVERCURRENT RELEASE TM, LI IN=400A, RATED CURRENT IR=320400A, OVERLOAD II=20004000A, SHORT CIRCUIT N NOT PROTECTED WITHOUT AUXILIARY RELEASE AUXILIARY/ALARM SWITCH KIT 2HS(1NO+1NC)+1AS(1NO) AUXILIARY/ALARM SWITCH KIT 2HS(1NO+1NC)+1AS(1NO) | 1021.35 | TEM | 1 | LP | 7.4 | 1
3VL47401EJ468QD1 | CIRCUITBREAKER VL 400N STANDARD BREAKING CAPACITY ICU=55KA / 415 V AC 4 POLE, LINE PROTECTION OVERCURRENT RELEASE TM, LI IN=400A, RATED CURRENT IR=320400A, OVERLOAD II=20004000A, SHORT CIRCUIT N NOT PROTECTED SHUNT RELEASE 220 250 V DC AUXILIARY/ALARM SWITCH KIT 2HS(1NO+1NC)+1AS(1NO) AUXILIARY/ALARM SWITCH KIT 2HS(1NO+1NC)+1AS(1NO) | 1086.14 | TEM | 1 | LP | 7.4 | 1
3VL47401EM460AD1 | CIRCUITBREAKER VL 400N STANDARD BREAKING CAPACITY ICU= 55KA, 415V AC 4 POLE, LINE PROTECTION OVERCURRENT RELEASE TM, LI IN= 400A, RATED CURRENT IR= 320...400A, OVERLOAD II= 2000...4000A, SHORTCIRCUIT N PROTECTED (100%) WITHOUT AUXILIARY RELEASE AUXILIARY/ALARM SWITCH KIT 2HS(1NO+1NC)+1AS(1NO) AUXILIARY/ALARM SWITCH KIT 2HS(1NO+1NC)+1AS(1NO) | 1068.76 | TEM | 1 | LP | 7.4 | 1
3VL47401MB360AA0 | CIRCUITBREAKER VL 400N STANDARD BREAKING CAPACITY ICU=55KA / 415 V AC 3 POLE, LINE PROTECTION ELECTRONIC TRIP UNIT ETU10, LI IN=400A, RATED CURRENT IR=160400A, OVERLOAD II=1,25TO11XIN, SHORTCIRCUIT WITHOUT AUXILIARY RELEASE ETU COMMUNICATIONCAPABLE WITHOUT AUXILIARY/ALARM SWITCH | 960.63 | TEM | 1 | LP | 6.446 | 1
3VL47401SB360AA0 | CIRCUITBREAKER VL 400N STANDARD BREAKING CAPACITY ICU=55KA / 415 V AC 3 POLE, LINE PROTECTION ELECTRONIC TRIP UNIT ETU10, LI IN=400A, RATED CURRENT IR=160400A, OVERLOAD II=1,25TO11XIN, SHORTCIRCUIT WITHOUT AUXILIARY RELEASE WITHOUT AUXILIARY/ALARM SWITCH | 898.26 | TEM | 1 | LP | 5.9 | 1
3VL47401SB362PD1 | CIRCUITBREAKER VL 400N STANDARD BREAKING CAPACITY ICU=55KA / 415 V AC 3 POLE, LINE PROTECTION ELECTRONIC TRIP UNIT ETU10, LI IN=400A, RATED CURRENT IR=160400A, OVERLOAD II=1,25TO11XIN, SHORTCIRCUIT UNDERVOLTAGE RELEASE 24 V DC AUXILIARY/ALARM SWITCH KIT 2HS(1NO+1NC)+1AS(1NO) AUXILIARY/ALARM SWITCH KIT 2HS(1NO+1NC)+1AS(1NO) | 1034.88 | TEM | 1 | LP | 5.9 | 1
3VL47401SB368TD1 | CIRCUITBREAKER VL 400N STANDARD BREAKING CAPACITY ICU=55KA / 415 V AC 3 POLE, LINE PROTECTION ELECTRONIC TRIP UNIT ETU10, LI IN=400A, RATED CURRENT IR=160400A, OVERLOAD II=1,25TO11XIN, SHORTCIRCUIT SHUNT RELEASE 208 277 V AC AUXILIARY/ALARM SWITCH KIT 2HS(1NO+1NC)+1AS(1NO) AUXILIARY/ALARM SWITCH KIT 2HS(1NO+1NC)+1AS(1NO) | 1013.1 | TEM | 1 | LP | 5.9 | 1
3VL47401SE360AA0 | CIRCUITBREAKER VL 400N STANDARD BREAKING CAPACITY ICU=55KA / 415 V AC 3 POLE, LINE PROTECTION ELECTRONIC TRIP UNIT ETU20, LSI IN=400A, RATED CURRENT IR=160400A, OVERLOAD ISD=1,5TO10XIR, II=11XIN SHORTCIRCUIT WITHOUT AUXILIARY RELEASE WITHOUT AUXILIARY/ALARM SWITCH | 998.8 | TEM | 1 | LP | 6.323 | 1
3VL47401SE360AB1 | CIRCUITBREAKER VL 400N STANDARD BREAKING CAPACITY ICU=55KA / 415 V AC 3 POLE, LINE PROTECTION ELECTRONIC TRIP UNIT ETU20, LSI IN=400A, RATED CURRENT IR=160400A, OVERLOAD ISD=1,5TO10XIR, II=11XIN SHORTCIRCUIT WITHOUT AUXILIARY RELEASE AUXILIARY SWITCH KIT 2HS(1NO+1NC) AUXILIARY SWITCH KIT 2HS(1NO+1NC) | 1036.42 | TEM | 1 | LP | 5.9 | 1
3VL47401SE362SD1 | CIRCUITBREAKER VL 400N STANDARD BREAKING CAPACITY ICU=55KA / 415 V AC 3 POLE, LINE PROTECTION ELECTRONIC TRIP UNIT ETU20, LSI IN=400A, RATED CURRENT IR=160400A, OVERLOAD ISD=1,5TO10XIR, II=11XIN SHORTCIRCUIT UNDERVOLTAGE RELEASE 220 250 V DC AUXILIARY/ALARM SWITCH KIT 2HS(1NO+1NC)+1AS(1NO) AUXILIARY/ALARM SWITCH KIT 2HS(1NO+1NC)+1AS(1NO) | 1135.42 | TEM | 1 | LP | 5.9 | 1
3VL47401SL362HB1 | CIRCUITBREAKER VL 400N STANDARD BREAKING CAPACITY ICU=55KA / 415 V AC 3 POLE, LINE PROTECTION ELECTRONIC TRIP UNIT ETU12, LIG 3PHASES/3WIRES IN=400A, RATED CURRENT IR=160400A, OVERLOAD II=1,25TO11XIN, SHORTCIRCUIT UNDERVOLTAGE RELEASE 220 250 V AC AUXILIARY SWITCH KIT 2HS(1NO+1NC) AUXILIARY SWITCH KIT 2HS(1NO+1NC) | 1289.2 | TEM | 1 | LP | 5.9 | 1
3VL47401TB460AA0 | CIRCUITBREAKER VL 400N STANDARD BREAKING CAPACITY ICU=55KA / 415 V AC 4 POLE, LINE PROTECTION ELECTRONIC TRIP UNIT ETU10, LI IN=400A, RATED CURRENT IR=160400A, OVERLOAD II=1,25TO11XIN, SHORTCIRCUIT WITHOUT AUXILIARY RELEASE WITHOUT AUXILIARY/ALARM SWITCH | 1154.12 | TEM | 1 | LP | 8.05 | 1
3VL47401TE462SD1 | CIRCUITBREAKER VL 400N STANDARD BREAKING CAPACITY ICU=55KA / 415 V AC 4 POLE, LINE PROTECTION ELECTRONIC TRIP UNIT ETU20, LSI IN=400A, RATED CURRENT IR=160400A, OVERLOAD ISD=1,5TO10XIR, II=11XIN SHORTCIRCUIT N UNPROTECTED UNDERVOLTAGE RELEASE 220 250 V DC AUXILIARY/ALARM SWITCH KIT 2HS(1NO+1NC)+1AS(1NO) AUXILIARY/ALARM SWITCH KIT 2HS(1NO+1NC)+1AS(1NO) | 1413.06 | TEM | 1 | LP | 7.6 | 1
3VL47401TH460AA0 | CIRCUITBREAKER VL 400N STANDARD BREAKING CAPACITY ICU=55KA / 415 V AC 4 POLE, LINE PROTECTION ELECTRONIC TRIP UNIT ETU22, LSIG IN=400A, RATED CURRENT IR=160400A, OVERLOAD ISD=1,5TO10XIR, II=11XIN SHORTCIRCUIT N PROTECTED WITHOUT AUXILIARY RELEASE WITHOUT AUXILIARY/ALARM SWITCH | 1621.18 | TEM | 1 | LP | 8.05 | 1
3VL47402CH360AD1 | CIRCUITBREAKER VL 400H HIGH BREAKING CAPACITY ICU=70KA / 415 V AC 3 POLE, LINE PROTECTION ELECTRONIC TRIP UNIT LCD ETU40, LI/LS/LSI IN=400A, RATED CURRENT IR=160400A, OVERLOAD ISD=1,5TO10XIR, II=11XIN SHORTCIRCUIT WITHOUT AUXILIARY RELEASE AUXILIARY/ALARM SWITCH KIT 2HS(1NO+1NC)+1AS(1NO) | #N/A | TEM | 1 | LP | 6.495 | 1
3VL47402DC360AA0 | CIRCUITBREAKER VL 400H HIGH BREAKING CAPACITY ICU=70KA / 415 V AC 3 POLE, LINE PROTECTION OVERCURRENT RELEASE TM, LI IN=400A, RATED CURRENT IR=320400A, OVERLOAD II=20004000A, SHORT CIRCUIT WITHOUT AUXILIARY RELEASE WITHOUT AUXILIARY/ALARM SWITCH | 859.54 | TEM | 1 | LP | 6.163 | 1
3VL47402DC360AB1 | CIRCUITBREAKER VL 400H HIGH BREAKING CAPACITY ICU=70KA / 415 V AC 3 POLE, LINE PROTECTION OVERCURRENT RELEASE TM, LI IN=400A, RATED CURRENT IR=320400A, OVERLOAD II=20004000A, SHORT CIRCUIT WITHOUT AUXILIARY RELEASE AUXILIARY SWITCH KIT 2HS(1NO+1NC) | 897.16 | TEM | 1 | LP | 6.173 | 1
3VL47402DC360AD1 | CIRCUITBREAKER VL 400H HIGH BREAKING CAPACITY ICU=70KA / 415 V AC 3 POLE, LINE PROTECTION OVERCURRENT RELEASE TM, LI IN=400A, RATED CURRENT IR=320400A, OVERLOAD II=20004000A, SHORT CIRCUIT WITHOUT AUXILIARY RELEASE AUXILIARY/ALARM SWITCH KIT 2HS(1NO+1NC)+1AS(1NO) | 909.59 | TEM | 1 | LP | 6.256 | 1
3VL47402DC362RD1 | CIRCUITBREAKER VL 400H HIGH BREAKING CAPACITY ICU=70KA / 415 V AC 3 POLE, LINE PROTECTION OVERCURRENT RELEASE TM, LI IN=400A, RATED CURRENT IR=320400A, OVERLOAD II=20004000A, SHORT CIRCUIT UNDERVOLTAGE RELEASE 110 127 V DC AUXILIARY/ALARM SWITCH KIT 2HS(1NO+1NC)+1AS(1NO) AUXILIARY/ALARM SWITCH KIT 2HS(1NO+1NC)+1AS(1NO) | 996.16 | TEM | 1 | LP | 5.7 | 1
3VL47402DC362SD1 | CIRCUITBREAKER VL 400H HIGH BREAKING CAPACITY ICU=70KA / 415 V AC 3 POLE, LINE PROTECTION OVERCURRENT RELEASE TM, LI IN=400A, RATED CURRENT IR=320400A, OVERLOAD II=20004000A, SHORT CIRCUIT UNDERVOLTAGE RELEASE 220 250 V DC AUXILIARY/ALARM SWITCH KIT 2HS(1NO+1NC)+1AS(1NO) AUXILIARY/ALARM SWITCH KIT 2HS(1NO+1NC)+1AS(1NO) | 996.16 | TEM | 1 | LP | 5.7 | 1
3VL47402DE360AA0 | CIRCUITBREAKER VL 400H HIGH BREAKING CAPACITY ICU=70KA / 415 V AC 3 POLE, NONAUTOMATIC OVERCURRENT RELEASE MAGNETIC IN=400A, RATED CURRENT II=4000A, SHORT CIRCUIT WITHOUT AUXILIARY RELEASE WITHOUT AUXILIARY/ALARM SWITCH | 635.69 | TEM | 1 | LP | 6.147 | 1
3VL47402EJ460AB1 | CIRCUITBREAKER VL 400H HIGH BREAKING CAPACITY ICU=70KA / 415 V AC 4 POLE, LINE PROTECTION OVERCURRENT RELEASE TM, LI IN=400A, RATED CURRENT IR=320400A, OVERLOAD II=20004000A, SHORT CIRCUIT N NOT PROTECTED WITHOUT AUXILIARY RELEASE AUXILIARY SWITCH KIT 2HS(1NO+1NC) AUXILIARY SWITCH KIT 2HS(1NO+1NC) | 1197.57 | TEM | 1 | LP | 7.4 | 1
3VL47402MB360AB1 | CIRCUITBREAKER VL 400H HIGH BREAKING CAPACITY ICU=70KA / 415 V AC 3 POLE, LINE PROTECTION ELECTRONIC TRIP UNIT ETU10, LI IN=400A, RATED CURRENT IR=160400A, OVERLOAD II=1,25TO11XIN, SHORTCIRCUIT WITHOUT AUXILIARY RELEASE ETU COMMUNICATIONCAPABLE AUXILIARY SWITCH KIT 2HS(1NO+1NC) AUXILIARY SWITCH KIT 2HS(1NO+1NC) | 1092.96 | TEM | 1 | LP | 5.9 | 1
3VL47402SB360AA0 | CIRCUITBREAKER VL 400H HIGH BREAKING CAPACITY ICU=70KA / 415 V AC 3 POLE, LINE PROTECTION ELECTRONIC TRIP UNIT ETU10, LI IN=400A, RATED CURRENT IR=160400A, OVERLOAD II=1,25TO11XIN, SHORTCIRCUIT WITHOUT AUXILIARY RELEASE WITHOUT AUXILIARY/ALARM SWITCH | 1010.35 | TEM | 1 | LP | 5.9 | 1
3VL47402SB368TA0 | CIRCUITBREAKER VL 400H HIGH BREAKING CAPACITY ICU=70KA / 415 V AC 3 POLE, LINE PROTECTION ELECTRONIC TRIP UNIT ETU10, LI IN=400A, RATED CURRENT IR=160400A, OVERLOAD II=1,25TO11XIN, SHORTCIRCUIT SHUNT RELEASE 208 277 V AC WITHOUT AUXILIARY/ALARM SWITCH WITHOUT AUXILIARY/ALARM SWITCH | 1075.14 | TEM | 1 | LP | 5.9 | 1
3VL47402SE360AA0 | CIRCUITBREAKER VL 400H HIGH BREAKING CAPACITY ICU=70KA / 415 V AC 3 POLE, LINE PROTECTION ELECTRONIC TRIP UNIT ETU20, LSI IN=400A, RATED CURRENT IR=160400A, OVERLOAD ISD=1,5TO10XIR, II=11XIN SHORTCIRCUIT WITHOUT AUXILIARY RELEASE WITHOUT AUXILIARY/ALARM SWITCH | 1118.7 | TEM | 1 | LP | 6.326 | 1
3VL47402SE360AD1 | CIRCUITBREAKER VL 400H HIGH BREAKING CAPACITY ICU=70KA / 415 V AC 3 POLE, LINE PROTECTION ELECTRONIC TRIP UNIT ETU20, LSI IN=400A, RATED CURRENT IR=160400A, OVERLOAD ISD=1,5TO10XIR, II=11XIN SHORTCIRCUIT WITHOUT AUXILIARY RELEASE AUXILIARY/ALARM SWITCH KIT 2HS(1NO+1NC)+1AS(1NO) AUXILIARY/ALARM SWITCH KIT 2HS(1NO+1NC)+1AS(1NO) | 1168.75 | TEM | 1 | LP | 5.9 | 1
3VL47403AA360AA0 | CIRCUITBREAKER VL 400L WITHOUT ELECTRONIC TRIP UNIT VERY HIGH BREAKING CAPACITY ICU= 100 KA / 415 V AC, 3POLE IN= < 400 A, RATED CURRENT WITHOUT AUXILIARY RELEASE WITH SCREW CONNECTIONS FOR CONTACT UNIT AND OVERVOLTAGE RELEASE | 859.87 | TEM | 1 | LP | 7 | 1
3VL47403DC360AA0 | CIRCUITBREAKER VL 400L VERY HIGH BREAKING CAPACITY ICU=100KA / 415 V AC 3 POLE, LINE PROTECTION OVERCURRENT RELEASE TM, LI IN=400A, RATED CURRENT IR=320400A, OVERLOAD II=20004000A, SHORT CIRCUIT WITHOUT AUXILIARY RELEASE WITHOUT AUXILIARY/ALARM SWITCH | 1149.5 | TEM | 1 | LP | 6.195 | 1
3VL47403DC360AD1 | CIRCUITBREAKER VL 400L VERY HIGH BREAKING CAPACITY ICU=100KA / 415 V AC 3 POLE, LINE PROTECTION OVERCURRENT RELEASE TM, LI IN=400A, RATED CURRENT IR=320400A, OVERLOAD II=20004000A, SHORT CIRCUIT WITHOUT AUXILIARY RELEASE AUXILIARY/ALARM SWITCH KIT 2HS(1NO+1NC)+1AS(1NO) | 1199.55 | TEM | 1 | LP | 6.255 | 1
3VL47403SB360AA0 | CIRCUITBREAKER VL 400L VERY HIGH BREAKING CAPACITY ICU=100KA / 415 V AC 3 POLE, LINE PROTECTION ELECTRONIC TRIP UNIT ETU10, LI IN=400A, RATED CURRENT IR=160400A, OVERLOAD II=1,25TO11XIN, SHORTCIRCUIT WITHOUT AUXILIARY RELEASE WITHOUT AUXILIARY/ALARM SWITCH | 1324.73 | TEM | 1 | LP | 6.346 | 1
3VL57313DC368TA0 | CIRCUITBREAKER VL 630L VERY HIGH BREAKING CAPACITY ICU=100KA / 415 V AC 3 POLE, LINE PROTECTION OVERCURRENT RELEASE TM, LI IN=315A, RATED CURRENT IR=250315A, OVERLOAD II=15753150A, SHORT CIRCUIT SHUNT RELEASE 208 277 V AC WITHOUT AUXILIARY/ALARM SWITCH WITHOUT AUXILIARY/ALARM SWITCH | 1703.35 | TEM | 1 | LP | 9 | 1
3VL57401DC360AA0 | CIRCUITBREAKER VL 630N STANDARD BREAKING CAPACITY ICU=55KA / 415 V AC 3 POLE, LINE PROTECTION OVERCURRENT RELEASE TM, LI IN=400A, RATED CURRENT IR=315400A, OVERLOAD II=20004000A, SHORT CIRCUIT WITHOUT AUXILIARY RELEASE WITHOUT AUXILIARY/ALARM SWITCH | 1020.14 | TEM | 1 | LP | 9.062 | 1
3VL57401DC368TA0 | CIRCUITBREAKER VL 630N STANDARD BREAKING CAPACITY ICU=55KA / 415 V AC 3 POLE, LINE PROTECTION OVERCURRENT RELEASE TM, LI IN=400A, RATED CURRENT IR=315400A, OVERLOAD II=20004000A, SHORT CIRCUIT SHUNT RELEASE 208 277 V AC WITHOUT AUXILIARY/ALARM SWITCH WITHOUT AUXILIARY/ALARM SWITCH | 1142.24 | TEM | 1 | LP | 9 | 1
3VL57501DC360AA0 | CIRCUITBREAKER VL 630N STANDARD BREAKING CAPACITY ICU=55KA / 415 V AC 3 POLE, LINE PROTECTION OVERCURRENT RELEASE TM, LI IN=500A, RATED CURRENT IR=400500A, OVERLOAD II=25005000A, SHORT CIRCUIT WITHOUT AUXILIARY RELEASE WITHOUT AUXILIARY/ALARM SWITCH | 1009.14 | TEM | 1 | LP | 9.132 | 1
3VL57501DC360AC1 | CIRCUITBREAKER VL 630N STANDARD BREAKING CAPACITY ICU=55KA / 415 V AC 3 POLE, LINE PROTECTION OVERCURRENT RELEASE TM, LI IN=500A, RATED CURRENT IR=400500A, OVERLOAD II=25005000A, SHORT CIRCUIT WITHOUT AUXILIARY RELEASE AUXILIARY SWITCH KIT 4HS(2NO+2NC) | 1078.11 | TEM | 1 | LP | 9.288 | 1
3VL57501DC360AE1 | CIRCUITBREAKER VL 630N STANDARD BREAKING CAPACITY ICU=55KA / 415 V AC 3 POLE, LINE PROTECTION OVERCURRENT RELEASE TM, LI IN=500A, RATED CURRENT IR=400500A, OVERLOAD II=25005000A, SHORT CIRCUIT WITHOUT AUXILIARY RELEASE AUXILIARY/ALARM SWITCH KIT 2HS(1NO+1NC)+1AS(1NO) | 1068.87 | TEM | 1 | LP | 9.364 | 1
3VL57501DC362JA0 | CIRCUITBREAKER VL 630N STANDARD BREAKING CAPACITY ICU=55KA / 415 V AC 3 POLE, LINE PROTECTION OVERCURRENT RELEASE TM, LI IN=500A, RATED CURRENT IR=400500A, OVERLOAD II=25005000A, SHORT CIRCUIT UNDERVOLTAGE RELEASE 380 415 V AC WITHOUT AUXILIARY/ALARM SWITCH WITHOUT AUXILIARY/ALARM SWITCH | 1146.09 | TEM | 1 | LP | 9 | 1
3VL57501DC362JE1 | CIRCUITBREAKER VL 630N STANDARD BREAKING CAPACITY ICU=55KA / 415 V AC 3 POLE, LINE PROTECTION OVERCURRENT RELEASE TM, LI IN=500A, RATED CURRENT IR=400500A, OVERLOAD II=25005000A, SHORT CIRCUIT UNDERVOLTAGE RELEASE 380 415 V AC AUXILIARY/ALARM SWITCH KIT 2HS(1NO+1NC)+1AS(1NO) AUXILIARY/ALARM SWITCH KIT 2HS(1NO+1NC)+1AS(1NO) | 1205.82 | TEM | 1 | LP | 9 | 1
3VL57501DC368CA0 | CIRCUITBREAKER VL 630N STANDARD BREAKING CAPACITY ICU=55KA / 415 V AC 3 POLE, LINE PROTECTION OVERCURRENT RELEASE TM, LI IN=500A, RATED CURRENT IR=400500A, OVERLOAD II=25005000A, SHORT CIRCUIT SHUNT RELEASE 24 V AC/DC WITHOUT AUXILIARY/ALARM SWITCH WITHOUT AUXILIARY/ALARM SWITCH | 1131.24 | TEM | 1 | LP | 9 | 1
3VL57501DC368TC1 | CIRCUITBREAKER VL 630N STANDARD BREAKING CAPACITY ICU=55KA / 415 V AC 3 POLE, LINE PROTECTION OVERCURRENT RELEASE TM, LI IN=500A, RATED CURRENT IR=400500A, OVERLOAD II=25005000A, SHORT CIRCUIT SHUNT RELEASE 208 277 V AC AUXILIARY SWITCH KIT 4HS(2NO+2NC) AUXILIARY SWITCH KIT 4HS(2NO+2NC) | 1200.21 | TEM | 1 | LP | 9 | 1
3VL57501DC368VA0 | CIRCUITBREAKER VL 630N STANDARD BREAKING CAPACITY ICU=55KA / 415 V AC 3 POLE, LINE PROTECTION OVERCURRENT RELEASE TM, LI IN=500A, RATED CURRENT IR=400500A, OVERLOAD II=25005000A, SHORT CIRCUIT SHUNT RELEASE 380 600 V AC WITHOUT AUXILIARY/ALARM SWITCH WITHOUT AUXILIARY/ALARM SWITCH | 1131.24 | TEM | 1 | LP | 9 | 1
3VL57501DK360AA0 | CIRCUITBREAKER VL 630N STANDARD BREAKING CAPACITY ICU=55KA / 415 V AC 3 POLE, STARTER COMBINATION PROTECTION OVERCURRENT RELEASE MAGNETIC IN=500A, RATED CURRENT II=32506300A, SHORT CIRCUIT WITHOUT AUXILIARY RELEASE WITHOUT AUXILIARY/ALARM SWITCH | 924.77 | TEM | 1 | LP | 9.198 | 1
3VL57501DK360AE1 | CIRCUITBREAKER VL 630N STANDARD BREAKING CAPACITY ICU=55KA / 415 V AC 3 POLE, STARTER COMBINATION PROTECTION OVERCURRENT RELEASE MAGNETIC IN=500A, RATED CURRENT II=32506300A, SHORT CIRCUIT WITHOUT AUXILIARY RELEASE AUXILIARY/ALARM SWITCH KIT 2HS(1NO+1NC)+1AS(1NO) | 984.5 | TEM | 1 | LP | 9.232 | 1
3VL57501EJ460AA0 | CIRCUITBREAKER VL 630N STANDARD BREAKING CAPACITY ICU=55KA / 415 V AC 4 POLE, LINE PROTECTION OVERCURRENT RELEASE TM, LI IN=500A, RATED CURRENT IR=400500A, OVERLOAD II=25005000A, SHORT CIRCUIT N NOT PROTECTED WITHOUT AUXILIARY RELEASE WITHOUT AUXILIARY/ALARM SWITCH | 1286.89 | TEM | 1 | LP | 12.57 | 1
3VL57501MS360AA0 | CIRCUITBREAKER VL 630N STANDARD BREAKING CAPACITY R.U.S.C.BR.C.= 50 KA, 415 V AC 3POLE, MOTOR PROTECTION ELECTRONIC TRIP UNIT ETU30M, LI IN=500A, RATED CURRENT TC= 10A ... 30, TIME LAG CLASS II= 6 ... 12.5 X IN, SHORTCIRCUIT PROTECTION WITHOUT AUXILIARY RELEASE ETU COMMUNICATIONCAPABLE WITHOUT AUXILIARY/ALARM SWITCH | 1555.73 | TEM | 1 | LP | 9.517 | 1
3VL57501SP360AA0 | CIRCUITBREAKER VL 630N STANDARD BREAKING CAPACITY ICU=55KA / 415 V AC 3 POLE, MOTOR/ GENERATOR PROTECTION ELECTRONIC TRIP UNIT ETU10M, LI IN=500A, RATED CURRENT IR=200500A, OVERLOAD II=1,25TO12,5XIN, SHORT CIRCUIT WITHOUT AUXILIARY RELEASE WITHOUT AUXILIARY/ALARM SWITCH | 1360.7 | TEM | 1 | LP | 9.517 | 1
3VL57501SS360AA0 | CIRCUITBREAKER VL 630N STANDARD BREAKING CAPACITY R.U.S.C.BR.C.= 50 KA, 415 V AC 3POLE, MOTOR PROTECTION ELECTRONIC TRIP UNIT ETU30M, LI IN=500A, RATED CURRENT TC= 10A ... 30, TIME LAG CLASS II= 6 ... 12.5 X IN, SHORTCIRCUIT PROTECTION WITHOUT AUXILIARY RELEASE WITHOUT AUXILIARY/ALARM SWITCH | 1432.31 | TEM | 1 | LP | 9.517 | 1
3VL57501SS362GC1 | CIRCUITBREAKER VL 630N STANDARD BREAKING CAPACITY R.U.S.C.BR.C.= 50 KA, 415 V AC 3POLE, MOTOR PROTECTION ELECTRONIC TRIP UNIT ETU30M, LI IN=500A, RATED CURRENT TC= 10A ... 30, TIME LAG CLASS II= 6 ... 12.5 X IN, SHORTCIRCUIT PROTECTION UNDERVOLTAGE RELEASE 110 127 V AC AUXILIARY SWITCH KIT 4HS(2NO+2NC) AUXILIARY SWITCH KIT 4HS(2NO+2NC) | 1638.23 | TEM | 1 | LP | 9.3 | 1
3VL57501SS362HA0 | CIRCUITBREAKER VL 630N STANDARD BREAKING CAPACITY R.U.S.C.BR.C.= 50 KA, 415 V AC 3POLE, MOTOR PROTECTION ELECTRONIC TRIP UNIT ETU30M, LI IN=500A, RATED CURRENT TC= 10A ... 30, TIME LAG CLASS II= 6 ... 12.5 X IN, SHORTCIRCUIT PROTECTION UNDERVOLTAGE RELEASE 220 250 V AC WITHOUT AUXILIARY/ALARM SWITCH WITHOUT AUXILIARY/ALARM SWITCH | 1569.26 | TEM | 1 | LP | 9.3 | 1
3VL57501UP362LA0 | CIRCUITBREAKER VL 630N STANDARD BREAKING CAPACITY ICU=55KA / 415 V AC 3 POLE, MOTOR/GENERATOR PROTECTION ELECTRONIC TRIP UNIT LCD ETU40M, LI IN=500A, RATED CURRENT IR=200500A, OVERLOAD II=1,25TO10XIN, SHORT CIRCUIT UNDERVOLTAGE RELEASE 500 525 V AC WITHOUT AUXILIARY/ALARM SWITCH WITHOUT AUXILIARY/ALARM SWITCH | 2033.02 | TEM | 1 | LP | 9.3 | 1
3VL57502DC360AA0 | CIRCUITBREAKER VL 630H HIGH BREAKING CAPACITY ICU=70KA / 415 V AC 3 POLE, LINE PROTECTION OVERCURRENT RELEASE TM, LI IN=500A, RATED CURRENT IR=400500A, OVERLOAD II=25005000A, SHORT CIRCUIT WITHOUT AUXILIARY RELEASE WITHOUT AUXILIARY/ALARM SWITCH | 1201.97 | TEM | 1 | LP | 9.155 | 1
3VL57502DC360AC1 | CIRCUITBREAKER VL 630H HIGH BREAKING CAPACITY ICU=70KA / 415 V AC 3 POLE, LINE PROTECTION OVERCURRENT RELEASE TM, LI IN=500A, RATED CURRENT IR=400500A, OVERLOAD II=25005000A, SHORT CIRCUIT WITHOUT AUXILIARY RELEASE AUXILIARY SWITCH KIT 4HS(2NO+2NC) | 1270.94 | TEM | 1 | LP | 9.295 | 1
3VL57502DC360AE1 | CIRCUITBREAKER VL 630H HIGH BREAKING CAPACITY ICU=70KA / 415 V AC 3 POLE, LINE PROTECTION OVERCURRENT RELEASE TM, LI IN=500A, RATED CURRENT IR=400500A, OVERLOAD II=25005000A, SHORT CIRCUIT WITHOUT AUXILIARY RELEASE AUXILIARY/ALARM SWITCH KIT 2HS(1NO+1NC)+1AS(1NO) | 1261.7 | TEM | 1 | LP | 9.259 | 1
3VL57502DC362HA0 | CIRCUITBREAKER VL 630H HIGH BREAKING CAPACITY ICU=70KA / 415 V AC 3 POLE, LINE PROTECTION OVERCURRENT RELEASE TM, LI IN=500A, RATED CURRENT IR=400500A, OVERLOAD II=25005000A, SHORT CIRCUIT UNDERVOLTAGE RELEASE 220 250 V AC WITHOUT AUXILIARY/ALARM SWITCH WITHOUT AUXILIARY/ALARM SWITCH | 1338.92 | TEM | 1 | LP | 9 | 1
3VL57502DC362SE1 | CIRCUITBREAKER VL 630H HIGH BREAKING CAPACITY ICU=70KA / 415 V AC 3 POLE, LINE PROTECTION OVERCURRENT RELEASE TM, LI IN=500A, RATED CURRENT IR=400500A, OVERLOAD II=25005000A, SHORT CIRCUIT UNDERVOLTAGE RELEASE 220 250 V DC AUXILIARY/ALARM SWITCH KIT 2HS(1NO+1NC)+1AS(1NO) AUXILIARY/ALARM SWITCH KIT 2HS(1NO+1NC)+1AS(1NO) | 1398.65 | TEM | 1 | LP | 9 | 1
3VL57502DK360AC1 | CIRCUITBREAKER VL 630H HIGH BREAKING CAPACITY ICU=70KA / 415 V AC 3 POLE, STARTER COMBINATION PROTECTION OVERCURRENT RELEASE MAGNETIC IN=500A, RATED CURRENT II=32506300A, SHORT CIRCUIT WITHOUT AUXILIARY RELEASE AUXILIARY SWITCH KIT 4HS(2NO+2NC) AUXILIARY SWITCH KIT 4HS(2NO+2NC) | 1198.67 | TEM | 1 | LP | 9 | 1
3VL57502DK360AE1 | CIRCUITBREAKER VL 630H HIGH BREAKING CAPACITY ICU=70KA / 415 V AC 3 POLE, STARTER COMBINATION PROTECTION OVERCURRENT RELEASE MAGNETIC IN=500A, RATED CURRENT II=32506300A, SHORT CIRCUIT WITHOUT AUXILIARY RELEASE AUXILIARY/ALARM SWITCH KIT 2HS(1NO+1NC)+1AS(1NO) AUXILIARY/ALARM SWITCH KIT 2HS(1NO+1NC)+1AS(1NO) | 1189.43 | TEM | 1 | LP | 9 | 1
3VL57502EJ460AA0 | CIRCUITBREAKER VL 630H HIGH BREAKING CAPACITY ICU=70KA / 415 V AC 4 POLE, LINE PROTECTION OVERCURRENT RELEASE TM, LI IN=500A, RATED CURRENT IR=400500A, OVERLOAD II=25005000A, SHORT CIRCUIT N NOT PROTECTED WITHOUT AUXILIARY RELEASE WITHOUT AUXILIARY/ALARM SWITCH | 1626.35 | TEM | 1 | LP | 12.216 | 1
3VL57502MS360AC1 | CIRCUITBREAKER VL 630H HIGH BREAKING CAPACITY R.U.S.C.BR.C.= 70 KA, 415 V AC 3POLE, MOTOR PROTECTION ELECTRONIC TRIP UNIT ETU30M, LI IN=500A, RATED CURRENT TC= 10A ... 30, TIME LAG CLASS II= 6 ... 12.5 X IN, SHORTCIRCUIT PROTECTION WITHOUT AUXILIARY RELEASE ETU COMMUNICATIONCAPABLE AUXILIARY SWITCH KIT 4HS(2NO+2NC) AUXILIARY SWITCH KIT 4HS(2NO+2NC) | 1847.12 | TEM | 1 | LP | 9.3 | 1
3VL57502SP360AA0 | CIRCUITBREAKER VL 630H HIGH BREAKING CAPACITY ICU=70KA / 415 V AC 3 POLE, MOTOR/ GENERATOR PROTECTION ELECTRONIC TRIP UNIT ETU10M, LI IN=500A, RATED CURRENT IR=200500A, OVERLOAD II=1,25TO12,5XIN, SHORT CIRCUIT WITHOUT AUXILIARY RELEASE WITHOUT AUXILIARY/ALARM SWITCH | 1581.69 | TEM | 1 | LP | 9.517 | 1
3VL57502SS360AC1 | CIRCUITBREAKER VL 630H HIGH BREAKING CAPACITY R.U.S.C.BR.C.= 70 KA, 415 V AC 3POLE, MOTOR PROTECTION ELECTRONIC TRIP UNIT ETU30M, LI IN=500A, RATED CURRENT TC= 10A ... 30, TIME LAG CLASS II= 6 ... 12.5 X IN, SHORTCIRCUIT PROTECTION WITHOUT AUXILIARY RELEASE AUXILIARY SWITCH KIT 4HS(2NO+2NC) AUXILIARY SWITCH KIT 4HS(2NO+2NC) | 1753.73 | TEM | 1 | LP | 9.3 | 1
3VL57503DC360AA0 | CIRCUITBREAKER VL 630L VERY HIGH BREAKING CAPACITY ICU=100KA / 415 V AC 3 POLE, LINE PROTECTION OVERCURRENT RELEASE TM, LI IN=500A, RATED CURRENT IR=400500A, OVERLOAD II=25005000A, SHORT CIRCUIT WITHOUT AUXILIARY RELEASE WITHOUT AUXILIARY/ALARM SWITCH | 1581.25 | TEM | 1 | LP | 9.246 | 1
3VL57503DC362HC1 | CIRCUITBREAKER VL 630L VERY HIGH BREAKING CAPACITY ICU=100KA / 415 V AC 3 POLE, LINE PROTECTION OVERCURRENT RELEASE TM, LI IN=500A, RATED CURRENT IR=400500A, OVERLOAD II=25005000A, SHORT CIRCUIT UNDERVOLTAGE RELEASE 220 250 V AC AUXILIARY SWITCH KIT 4HS(2NO+2NC) AUXILIARY SWITCH KIT 4HS(2NO+2NC) | 1787.17 | TEM | 1 | LP | 9 | 1
3VL57503DC368TA0 | CIRCUITBREAKER VL 630L VERY HIGH BREAKING CAPACITY ICU=100KA / 415 V AC 3 POLE, LINE PROTECTION OVERCURRENT RELEASE TM, LI IN=500A, RATED CURRENT IR=400500A, OVERLOAD II=25005000A, SHORT CIRCUIT SHUNT RELEASE 208 277 V AC WITHOUT AUXILIARY/ALARM SWITCH WITHOUT AUXILIARY/ALARM SWITCH | 1703.35 | TEM | 1 | LP | 9 | 1
3VL57631AA360AA0 | CIRCUITBREAKER VL 630N WITHOUT ELECTRONIC TRIP UNIT STANDARD BREAKING CAPACITY ICU= 45 KA / 415 V AC 3POLE IN= < 630 A, RATED CURRENT WITHOUT AUXILIARY RELEASE WITH SCREW CONNECTIONS FOR CONTACT UNIT AND OVERVOLTAGE RELEASE | 730.18 | TEM | 1 | LP | 7.658 | 1
3VL57631DC360AA0 | CIRCUITBREAKER VL 630N STANDARD BREAKING CAPACITY ICU=55KA / 415 V AC 3 POLE, LINE PROTECTION OVERCURRENT RELEASE TM, LI IN=630A, RATED CURRENT IR=500630A, OVERLOAD II=32506500A, SHORT CIRCUIT WITHOUT AUXILIARY RELEASE WITHOUT AUXILIARY/ALARM SWITCH | 1038.73 | TEM | 1 | LP | 9.165 | 1
3VL57631DC360AC1 | CIRCUITBREAKER VL 630N STANDARD BREAKING CAPACITY ICU=55KA / 415 V AC 3 POLE, LINE PROTECTION OVERCURRENT RELEASE TM, LI IN=630A, RATED CURRENT IR=500630A, OVERLOAD II=32506500A, SHORT CIRCUIT WITHOUT AUXILIARY RELEASE AUXILIARY SWITCH KIT 4HS(2NO+2NC) | 1107.7 | TEM | 1 | LP | 9.365 | 1
3VL57631DC360AE1 | CIRCUITBREAKER VL 630N STANDARD BREAKING CAPACITY ICU=55KA / 415 V AC 3 POLE, LINE PROTECTION OVERCURRENT RELEASE TM, LI IN=630A, RATED CURRENT IR=500630A, OVERLOAD II=32506500A, SHORT CIRCUIT WITHOUT AUXILIARY RELEASE AUXILIARY/ALARM SWITCH KIT 2HS(1NO+1NC)+1AS(1NO) | 1098.46 | TEM | 1 | LP | 9.363 | 1
3VL57631DC362GC1 | CIRCUITBREAKER VL 630N STANDARD BREAKING CAPACITY ICU=55KA / 415 V AC 3 POLE, LINE PROTECTION OVERCURRENT RELEASE TM, LI IN=630A, RATED CURRENT IR=500630A, OVERLOAD II=32506500A, SHORT CIRCUIT UNDERVOLTAGE RELEASE 110 127 V AC AUXILIARY SWITCH KIT 4HS(2NO+2NC) AUXILIARY SWITCH KIT 4HS(2NO+2NC) | 1244.65 | TEM | 1 | LP | 9 | 1
3VL57631DC362PC1 | CIRCUITBREAKER VL 630N STANDARD BREAKING CAPACITY ICU=55KA / 415 V AC 3 POLE, LINE PROTECTION OVERCURRENT RELEASE TM, LI IN=630A, RATED CURRENT IR=500630A, OVERLOAD II=32506500A, SHORT CIRCUIT UNDERVOLTAGE RELEASE 24 V DC AUXILIARY SWITCH KIT 4HS(2NO+2NC) | 1244.65 | TEM | 1 | LP | 9.363 | 1
3VL57631DC362SE1 | CIRCUITBREAKER VL 630N STANDARD BREAKING CAPACITY ICU=55KA / 415 V AC 3 POLE, LINE PROTECTION OVERCURRENT RELEASE TM, LI IN=630A, RATED CURRENT IR=500630A, OVERLOAD II=32506500A, SHORT CIRCUIT UNDERVOLTAGE RELEASE 220 250 V DC AUXILIARY/ALARM SWITCH KIT 2HS(1NO+1NC)+1AS(1NO) AUXILIARY/ALARM SWITCH KIT 2HS(1NO+1NC)+1AS(1NO) | 1235.41 | TEM | 1 | LP | 9 | 1
3VL57631DC368TC1 | CIRCUITBREAKER VL 630N STANDARD BREAKING CAPACITY ICU=55KA / 415 V AC 3 POLE, LINE PROTECTION OVERCURRENT RELEASE TM, LI IN=630A, RATED CURRENT IR=500630A, OVERLOAD II=32506500A, SHORT CIRCUIT SHUNT RELEASE 208 277 V AC AUXILIARY SWITCH KIT 4HS(2NO+2NC) | 1229.8 | TEM | 1 | LP | 9.427 | 1
3VL57631DC368TE1 | CIRCUITBREAKER VL 630N STANDARD BREAKING CAPACITY ICU=55KA / 415 V AC 3 POLE, LINE PROTECTION OVERCURRENT RELEASE TM, LI IN=630A, RATED CURRENT IR=500630A, OVERLOAD II=32506500A, SHORT CIRCUIT SHUNT RELEASE 208 277 V AC AUXILIARY/ALARM SWITCH KIT 2HS(1NO+1NC)+1AS(1NO) | 1220.56 | TEM | 1 | LP | 9.431 | 1
3VL57631DE360AA0 | CIRCUITBREAKER VL 630N STANDARD BREAKING CAPACITY ICU=55KA / 415 V AC 3 POLE, NONAUTOMATIC OVERCURRENT RELEASE MAGNETIC IN=630A, RATED CURRENT II=6300A, SHORT CIRCUIT WITHOUT AUXILIARY RELEASE WITHOUT AUXILIARY/ALARM SWITCH | 749.98 | TEM | 1 | LP | 9.115 | 1
3VL57631DE360AC1 | CIRCUITBREAKER VL 630N STANDARD BREAKING CAPACITY ICU=55KA / 415 V AC 3 POLE, NONAUTOMATIC OVERCURRENT RELEASE MAGNETIC IN=630A, RATED CURRENT II=6300A, SHORT CIRCUIT WITHOUT AUXILIARY RELEASE AUXILIARY SWITCH KIT 4HS(2NO+2NC) | 818.95 | TEM | 1 | LP | 9.297 | 1
3VL57631DE362HC1 | CIRCUITBREAKER VL 630N STANDARD BREAKING CAPACITY ICU=55KA / 415 V AC 3 POLE, NONAUTOMATIC OVERCURRENT RELEASE MAGNETIC IN=630A, RATED CURRENT II=6300A, SHORT CIRCUIT UNDERVOLTAGE RELEASE 220 250 V AC AUXILIARY SWITCH KIT 4HS(2NO+2NC) AUXILIARY SWITCH KIT 4HS(2NO+2NC) | 955.9 | TEM | 1 | LP | 9 | 1
3VL57631EJ460AA0 | CIRCUITBREAKER VL 630N STANDARD BREAKING CAPACITY ICU=55KA / 415 V AC 4 POLE, LINE PROTECTION OVERCURRENT RELEASE TM, LI IN=630A, RATED CURRENT IR=500630A, OVERLOAD II=32506500A, SHORT CIRCUIT N NOT PROTECTED WITHOUT AUXILIARY RELEASE WITHOUT AUXILIARY/ALARM SWITCH | 1341.34 | TEM | 1 | LP | 11.2 | 1
3VL57631EJ460AE1 | CIRCUITBREAKER VL 630N STANDARD BREAKING CAPACITY ICU=55KA / 415 V AC 4 POLE, LINE PROTECTION OVERCURRENT RELEASE TM, LI IN=630A, RATED CURRENT IR=500630A, OVERLOAD II=32506500A, SHORT CIRCUIT N NOT PROTECTED WITHOUT AUXILIARY RELEASE AUXILIARY/ALARM SWITCH KIT 2HS(1NO+1NC)+1AS(1NO) AUXILIARY/ALARM SWITCH KIT 2HS(1NO+1NC)+1AS(1NO) | 1401.07 | TEM | 1 | LP | 11.2 | 1
3VL57631EJ462HE1 | CIRCUITBREAKER VL 630N STANDARD BREAKING CAPACITY ICU=55KA / 415 V AC 4 POLE, LINE PROTECTION OVERCURRENT RELEASE TM, LI IN=630A, RATED CURRENT IR=500630A, OVERLOAD II=32506500A, SHORT CIRCUIT N NOT PROTECTED UNDERVOLTAGE RELEASE 220 250 V AC AUXILIARY/ALARM SWITCH KIT 2HS(1NO+1NC)+1AS(1NO) AUXILIARY/ALARM SWITCH KIT 2HS(1NO+1NC)+1AS(1NO) | 1538.02 | TEM | 1 | LP | 11.2 | 1
3VL57631EJ468TE1 | CIRCUITBREAKER VL 630N STANDARD BREAKING CAPACITY ICU=55KA / 415 V AC 4 POLE, LINE PROTECTION OVERCURRENT RELEASE TM, LI IN=630A, RATED CURRENT IR=500630A, OVERLOAD II=32506500A, SHORT CIRCUIT N NOT PROTECTED SHUNT RELEASE 208 277 V AC AUXILIARY/ALARM SWITCH KIT 2HS(1NO+1NC)+1AS(1NO) AUXILIARY/ALARM SWITCH KIT 2HS(1NO+1NC)+1AS(1NO) | 1523.17 | TEM | 1 | LP | 11.2 | 1
3VL57631SB360AA0 | CIRCUITBREAKER VL 630N STANDARD BREAKING CAPACITY ICU=55KA / 415 V AC 3 POLE, LINE PROTECTION ELECTRONIC TRIP UNIT ETU10, LI IN=630A, RATED CURRENT IR=252630A, OVERLOAD II=1,25TO10XIN, SHORT CIRCUIT WITHOUT AUXILIARY RELEASE WITHOUT AUXILIARY/ALARM SWITCH | 1336.83 | TEM | 1 | LP | 9.3 | 1
3VL57631SE360AA0 | CIRCUITBREAKER VL 630N STANDARD BREAKING CAPACITY ICU=55KA / 415 V AC 3 POLE, LINE PROTECTION ELECTRONIC TRIP UNIT ETU20, LSI IN=630A, RATED CURRENT IR=252630A, OVERLOAD ISD=1,5TO9XIR, II=10XIN SHORTCIRCUIT WITHOUT AUXILIARY RELEASE WITHOUT AUXILIARY/ALARM SWITCH | 1437.81 | TEM | 1 | LP | 9.571 | 1
3VL57631SE360AC1 | CIRCUITBREAKER VL 630N STANDARD BREAKING CAPACITY ICU=55KA / 415 V AC 3 POLE, LINE PROTECTION ELECTRONIC TRIP UNIT ETU20, LSI IN=630A, RATED CURRENT IR=252630A, OVERLOAD ISD=1,5TO9XIR, II=10XIN SHORTCIRCUIT WITHOUT AUXILIARY RELEASE AUXILIARY SWITCH KIT 4HS(2NO+2NC) AUXILIARY SWITCH KIT 4HS(2NO+2NC) | 1506.78 | TEM | 1 | LP | 9.3 | 1
3VL57631SE360AE1 | CIRCUITBREAKER VL 630N STANDARD BREAKING CAPACITY ICU=55KA / 415 V AC 3 POLE, LINE PROTECTION ELECTRONIC TRIP UNIT ETU20, LSI IN=630A, RATED CURRENT IR=252630A, OVERLOAD ISD=1,5TO9XIR, II=10XIN SHORTCIRCUIT WITHOUT AUXILIARY RELEASE AUXILIARY/ALARM SWITCH KIT 2HS(1NO+1NC)+1AS(1NO) AUXILIARY/ALARM SWITCH KIT 2HS(1NO+1NC)+1AS(1NO) | 1497.54 | TEM | 1 | LP | 9.3 | 1
3VL57631SE368TE1 | CIRCUITBREAKER VL 630N STANDARD BREAKING CAPACITY ICU=55KA / 415 V AC 3 POLE, LINE PROTECTION ELECTRONIC TRIP UNIT ETU20, LSI IN=630A, RATED CURRENT IR=252630A, OVERLOAD ISD=1,5TO9XIR, II=10XIN SHORTCIRCUIT SHUNT RELEASE 208 277 V AC AUXILIARY/ALARM SWITCH KIT 2HS(1NO+1NC)+1AS(1NO) AUXILIARY/ALARM SWITCH KIT 2HS(1NO+1NC)+1AS(1NO) | 1619.64 | TEM | 1 | LP | 9.3 | 1
3VL57631TB460AA0 | CIRCUITBREAKER VL 630N STANDARD BREAKING CAPACITY ICU=55KA / 415 V AC 4 POLE, LINE PROTECTION ELECTRONIC TRIP UNIT ETU10, LI IN=630A, RATED CURRENT IR=252630A, OVERLOAD II=1,25TO10XIN, SHORT CIRCUIT WITHOUT AUXILIARY RELEASE WITHOUT AUXILIARY/ALARM SWITCH | 1710.61 | TEM | 1 | LP | 12.669 | 1
3VL57631TN460AA0 | CIRCUITBREAKER VL 630N STANDARD BREAKING CAPACITY ICU=55KA / 415 V AC 4 POLE, LINE PROTECTION ELECTRONIC TRIP UNIT ETU12, LIG IN=630A, RATED CURRENT IR=252630A, OVERLOAD II=1,25TO10XIN, SHORT CIRCUIT N PROTECTED WITHOUT AUXILIARY RELEASE WITHOUT AUXILIARY/ALARM SWITCH | 2191.75 | TEM | 1 | LP | 12.669 | 1
3VL57632DC360AA0 | CIRCUITBREAKER VL 630H HIGH BREAKING CAPACITY ICU=70KA / 415 V AC 3 POLE, LINE PROTECTION OVERCURRENT RELEASE TM, LI IN=630A, RATED CURRENT IR=500630A, OVERLOAD II=32506500A, SHORT CIRCUIT WITHOUT AUXILIARY RELEASE WITHOUT AUXILIARY/ALARM SWITCH | 1234.53 | TEM | 1 | LP | 9.061 | 1
3VL57632DC360AC1 | CIRCUITBREAKER VL 630H HIGH BREAKING CAPACITY ICU=70KA / 415 V AC 3 POLE, LINE PROTECTION OVERCURRENT RELEASE TM, LI IN=630A, RATED CURRENT IR=500630A, OVERLOAD II=32506500A, SHORT CIRCUIT WITHOUT AUXILIARY RELEASE AUXILIARY SWITCH KIT 4HS(2NO+2NC) | 1303.5 | TEM | 1 | LP | 9.149 | 1
3VL57632DC360AE1 | CIRCUITBREAKER VL 630H HIGH BREAKING CAPACITY ICU=70KA / 415 V AC 3 POLE, LINE PROTECTION OVERCURRENT RELEASE TM, LI IN=630A, RATED CURRENT IR=500630A, OVERLOAD II=32506500A, SHORT CIRCUIT WITHOUT AUXILIARY RELEASE AUXILIARY/ALARM SWITCH KIT 2HS(1NO+1NC)+1AS(1NO) | 1294.26 | TEM | 1 | LP | 9.29 | 1
3VL57632DC362HC1 | CIRCUITBREAKER VL 630H HIGH BREAKING CAPACITY ICU=70KA / 415 V AC 3 POLE, LINE PROTECTION OVERCURRENT RELEASE TM, LI IN=630A, RATED CURRENT IR=500630A, OVERLOAD II=32506500A, SHORT CIRCUIT UNDERVOLTAGE RELEASE 220 250 V AC AUXILIARY SWITCH KIT 4HS(2NO+2NC) AUXILIARY SWITCH KIT 4HS(2NO+2NC) | 1440.45 | TEM | 1 | LP | 9 | 1
3VL57632DC362JC1 | CIRCUITBREAKER VL 630H HIGH BREAKING CAPACITY ICU=70KA / 415 V AC 3 POLE, LINE PROTECTION OVERCURRENT RELEASE TM, LI IN=630A, RATED CURRENT IR=500630A, OVERLOAD II=32506500A, SHORT CIRCUIT UNDERVOLTAGE RELEASE 380 415 V AC AUXILIARY SWITCH KIT 4HS(2NO+2NC) AUXILIARY SWITCH KIT 4HS(2NO+2NC) | 1440.45 | TEM | 1 | LP | 9 | 1
3VL57632DC362SE1 | CIRCUITBREAKER VL 630H HIGH BREAKING CAPACITY ICU=70KA / 415 V AC 3 POLE, LINE PROTECTION OVERCURRENT RELEASE TM, LI IN=630A, RATED CURRENT IR=500630A, OVERLOAD II=32506500A, SHORT CIRCUIT UNDERVOLTAGE RELEASE 220 250 V DC AUXILIARY/ALARM SWITCH KIT 2HS(1NO+1NC)+1AS(1NO) AUXILIARY/ALARM SWITCH KIT 2HS(1NO+1NC)+1AS(1NO) | 1431.21 | TEM | 1 | LP | 9 | 1
3VL57632DC368KE1 | CIRCUITBREAKER VL 630H HIGH BREAKING CAPACITY ICU=70KA / 415 V AC 3 POLE, LINE PROTECTION OVERCURRENT RELEASE TM, LI IN=630A, RATED CURRENT IR=500630A, OVERLOAD II=32506500A, SHORT CIRCUIT SHUNT RELEASE 110 127 V DC AUXILIARY/ALARM SWITCH KIT 2HS(1NO+1NC)+1AS(1NO) AUXILIARY/ALARM SWITCH KIT 2HS(1NO+1NC)+1AS(1NO) | 1359.05 | TEM | 1 | LP | 9 | 1
3VL57632DC368RC1 | CIRCUITBREAKER VL 630H HIGH BREAKING CAPACITY ICU=70KA / 415 V AC 3 POLE, LINE PROTECTION OVERCURRENT RELEASE TM, LI IN=630A, RATED CURRENT IR=500630A, OVERLOAD II=32506500A, SHORT CIRCUIT SHUNT RELEASE 110 127 V AC AUXILIARY SWITCH KIT 4HS(2NO+2NC) AUXILIARY SWITCH KIT 4HS(2NO+2NC) | 1425.6 | TEM | 1 | LP | 9 | 1
3VL57632DE360AA0 | CIRCUITBREAKER VL 630H HIGH BREAKING CAPACITY ICU=70KA / 415 V AC 3 POLE, NONAUTOMATIC OVERCURRENT RELEASE MAGNETIC IN=630A, RATED CURRENT II=6300A, SHORT CIRCUIT WITHOUT AUXILIARY RELEASE WITHOUT AUXILIARY/ALARM SWITCH | 909.59 | TEM | 1 | LP | 9.086 | 1
3VL57632EC460AA0 | CIRCUITBREAKER VL 630H HIGH BREAKING CAPACITY ICU=70KA / 415 V AC 4 POLE, LINE PROTECTION OVERCURRENT RELEASE TM, LI IN=630A, RATED CURRENT IR=500630A, OVERLOAD II=32506500A, SHORT CIRCUIT N PROTECTED WITHOUT AUXILIARY RELEASE WITHOUT AUXILIARY/ALARM SWITCH | 1732.28 | TEM | 1 | LP | 12.669 | 1
3VL57632EJ460AA0 | CIRCUITBREAKER VL 630H HIGH BREAKING CAPACITY ICU=70KA / 415 V AC 4 POLE, LINE PROTECTION OVERCURRENT RELEASE TM, LI IN=630A, RATED CURRENT IR=500630A, OVERLOAD II=32506500A, SHORT CIRCUIT N NOT PROTECTED WITHOUT AUXILIARY RELEASE WITHOUT AUXILIARY/ALARM SWITCH | 1674.53 | TEM | 1 | LP | 12.187 | 1
3VL57632SB360AA0 | CIRCUITBREAKER VL 630H HIGH BREAKING CAPACITY ICU=70KA / 415 V AC 3 POLE, LINE PROTECTION ELECTRONIC TRIP UNIT ETU10, LI IN=630A, RATED CURRENT IR=252630A, OVERLOAD II=1,25TO10XIN, SHORT CIRCUIT WITHOUT AUXILIARY RELEASE WITHOUT AUXILIARY/ALARM SWITCH | 1562.22 | TEM | 1 | LP | 9.477 | 1
3VL57632SB360AE1 | CIRCUITBREAKER VL 630H HIGH BREAKING CAPACITY ICU=70KA / 415 V AC 3 POLE, LINE PROTECTION ELECTRONIC TRIP UNIT ETU10, LI IN=630A, RATED CURRENT IR=252630A, OVERLOAD II=1,25TO10XIN, SHORT CIRCUIT WITHOUT AUXILIARY RELEASE AUXILIARY/ALARM SWITCH KIT 2HS(1NO+1NC)+1AS(1NO) AUXILIARY/ALARM SWITCH KIT 2HS(1NO+1NC)+1AS(1NO) | 1621.95 | TEM | 1 | LP | 9.3 | 1
3VL57632SE360AA0 | CIRCUITBREAKER VL 630H HIGH BREAKING CAPACITY ICU=70KA / 415 V AC 3 POLE, LINE PROTECTION ELECTRONIC TRIP UNIT ETU20, LSI IN=630A, RATED CURRENT IR=252630A, OVERLOAD ISD=1,5TO9XIR, II=10XIN SHORTCIRCUIT WITHOUT AUXILIARY RELEASE WITHOUT AUXILIARY/ALARM SWITCH | 1633.17 | TEM | 1 | LP | 9.455 | 1
3VL57632SE360AC1 | CIRCUITBREAKER VL 630H HIGH BREAKING CAPACITY ICU=70KA / 415 V AC 3 POLE, LINE PROTECTION ELECTRONIC TRIP UNIT ETU20, LSI IN=630A, RATED CURRENT IR=252630A, OVERLOAD ISD=1,5TO9XIR, II=10XIN SHORTCIRCUIT WITHOUT AUXILIARY RELEASE AUXILIARY SWITCH KIT 4HS(2NO+2NC) AUXILIARY SWITCH KIT 4HS(2NO+2NC) | 1702.14 | TEM | 1 | LP | 9.3 | 1
3VL57632SG360AE1 | CIRCUITBREAKER VL 630H HIGH BREAKING CAPACITY ICU=70KA / 415 V AC 3 POLE, LINE PROTECTION ELECTRONIC TRIP UNIT ETU22, LSIG 3PHASES/3WIRES IN=630A, RATED CURRENT IR=252630A, OVERLOAD ISD=1,5TO9XIR, II=10XIN SHORTCIRCUIT WITHOUT AUXILIARY RELEASE AUXILIARY/ALARM SWITCH KIT 2HS(1NO+1NC)+1AS(1NO) AUXILIARY/ALARM SWITCH KIT 2HS(1NO+1NC)+1AS(1NO) | 1933.47 | TEM | 1 | LP | 9.3 | 1
3VL57632TB460AA0 | CIRCUITBREAKER VL 630H HIGH BREAKING CAPACITY ICU=70KA / 415 V AC 4 POLE, LINE PROTECTION ELECTRONIC TRIP UNIT ETU10, LI IN=630A, RATED CURRENT IR=252630A, OVERLOAD II=1,25TO10XIN, SHORT CIRCUIT WITHOUT AUXILIARY RELEASE WITHOUT AUXILIARY/ALARM SWITCH | 2058.98 | TEM | 1 | LP | 12.276 | 1
3VL57633DC360AA0 | CIRCUITBREAKER VL 630L VERY HIGH BREAKING CAPACITY ICU=100KA / 415 V AC 3 POLE, LINE PROTECTION OVERCURRENT RELEASE TM, LI IN=630A, RATED CURRENT IR=500630A, OVERLOAD II=32506500A, SHORT CIRCUIT WITHOUT AUXILIARY RELEASE WITHOUT AUXILIARY/ALARM SWITCH | 1622.28 | TEM | 1 | LP | 9.293 | 1
3VL57633SB360AE1 | CIRCUITBREAKER VL 630L VERY HIGH BREAKING CAPACITY ICU=100KA / 415 V AC 3 POLE, LINE PROTECTION ELECTRONIC TRIP UNIT ETU10, LI IN=630A, RATED CURRENT IR=252630A, OVERLOAD II=1,25TO10XIN, SHORT CIRCUIT WITHOUT AUXILIARY RELEASE AUXILIARY/ALARM SWITCH KIT 2HS(1NO+1NC)+1AS(1NO) AUXILIARY/ALARM SWITCH KIT 2HS(1NO+1NC)+1AS(1NO) | 2032.03 | TEM | 1 | LP | 9.3 | 1
3VL67801DE360AA0 | CIRCUITBREAKER VL 800N STANDARD BREAKING CAPACITY ICU=55KA / 415 V AC 3 POLE, NONAUTOMATIC OVERCURRENT RELEASE MAGNETIC IN=800A, RATED CURRENT II=6500A, SHORT CIRCUIT WITHOUT AUXILIARY RELEASE WITHOUT AUXILIARY/ALARM SWITCH | 1587.96 | TEM | 1 | LP | 15 | 1
3VL67801DE362HC1 | CIRCUITBREAKER VL 800N STANDARD BREAKING CAPACITY ICU=55KA / 415 V AC 3 POLE, NONAUTOMATIC OVERCURRENT RELEASE MAGNETIC IN=800A, RATED CURRENT II=6500A, SHORT CIRCUIT UNDERVOLTAGE RELEASE 220 250 V AC AUXILIARY SWITCH KIT 4HS(2NO+2NC) AUXILIARY SWITCH KIT 4HS(2NO+2NC) | 1793.88 | TEM | 1 | LP | 15.7 | 1
3VL67801EE460AA0 | CIRCUITBREAKER VL 800N STANDARD BREAKING CAPACITY ICU=55KA / 415 V AC 4 POLE, NONAUTOMATIC OVERCURRENT RELEASE MAGNETIC IN=800A, RATED CURRENT II=6500A, SHORT CIRCUIT WITHOUT AUXILIARY RELEASE WITHOUT AUXILIARY/ALARM SWITCH | 2026.75 | TEM | 1 | LP | 21.86 | 1
3VL67801MB362PA0 | CIRCUITBREAKER VL 800N STANDARD BREAKING CAPACITY ICU=55KA / 415 V AC 3 POLE, LINE PROTECTION ELECTRONIC TRIP UNIT ETU10, LI IN=800A, RATED CURRENT IR=320800A, OVERLOAD II=1,25TO8XIN, SHORTCIRCUIT ETU COMMUNICATIONCAPABLE UNDERVOLTAGE RELEASE 24 V DC WITHOUT AUXILIARY/ALARM SWITCH WITHOUT AUXILIARY/ALARM SWITCH | 1627.34 | TEM | 1 | LP | 16 | 1
3VL67801ME360AA0 | CIRCUITBREAKER VL 800N STANDARD BREAKING CAPACITY ICU=55KA / 415 V AC 3 POLE, LINE PROTECTION ELECTRONIC TRIP UNIT ETU20, LSI IN=800A, RATED CURRENT IR=320800A, OVERLOAD ISD=1,5TO7XIR, II=8XIN SHORTCIRCUIT WITHOUT AUXILIARY RELEASE ETU COMMUNICATIONCAPABLE WITHOUT AUXILIARY/ALARM SWITCH | 1556.5 | TEM | 1 | LP | 16.359 | 1
3VL67801SB360AA0 | CIRCUITBREAKER VL 800N STANDARD BREAKING CAPACITY ICU=55KA / 415 V AC 3 POLE, LINE PROTECTION ELECTRONIC TRIP UNIT ETU10, LI IN=800A, RATED CURRENT IR=320800A, OVERLOAD II=1,25TO8XIN, SHORTCIRCUIT WITHOUT AUXILIARY RELEASE WITHOUT AUXILIARY/ALARM SWITCH | 1418.23 | TEM | 1 | LP | 16.359 | 1
3VL67801SB362HC1 | CIRCUITBREAKER VL 800N STANDARD BREAKING CAPACITY ICU=55KA / 415 V AC 3 POLE, LINE PROTECTION ELECTRONIC TRIP UNIT ETU10, LI IN=800A, RATED CURRENT IR=320800A, OVERLOAD II=1,25TO8XIN, SHORTCIRCUIT UNDERVOLTAGE RELEASE 220 250 V AC AUXILIARY SWITCH KIT 4HS(2NO+2NC) AUXILIARY SWITCH KIT 4HS(2NO+2NC) | 1624.15 | TEM | 1 | LP | 16 | 1
3VL67801SB362PE1 | CIRCUITBREAKER VL 800N STANDARD BREAKING CAPACITY ICU=55KA / 415 V AC 3 POLE, LINE PROTECTION ELECTRONIC TRIP UNIT ETU10, LI IN=800A, RATED CURRENT IR=320800A, OVERLOAD II=1,25TO8XIN, SHORTCIRCUIT UNDERVOLTAGE RELEASE 24 V DC AUXILIARY/ALARM SWITCH KIT 2HS(1NO+1NC)+1AS(1NO) AUXILIARY/ALARM SWITCH KIT 2HS(1NO+1NC)+1AS(1NO) | 1614.91 | TEM | 1 | LP | 16 | 1
3VL67801SB368TE1 | CIRCUITBREAKER VL 800N STANDARD BREAKING CAPACITY ICU=55KA / 415 V AC 3 POLE, LINE PROTECTION ELECTRONIC TRIP UNIT ETU10, LI IN=800A, RATED CURRENT IR=320800A, OVERLOAD II=1,25TO8XIN, SHORTCIRCUIT SHUNT RELEASE 208 277 V AC AUXILIARY/ALARM SWITCH KIT 2HS(1NO+1NC)+1AS(1NO) AUXILIARY/ALARM SWITCH KIT 2HS(1NO+1NC)+1AS(1NO) | 1600.06 | TEM | 1 | LP | 16 | 1
3VL67801SE360AA0 | CIRCUITBREAKER VL 800N STANDARD BREAKING CAPACITY ICU=55KA / 415 V AC 3 POLE, LINE PROTECTION ELECTRONIC TRIP UNIT ETU20, LSI IN=800A, RATED CURRENT IR=320800A, OVERLOAD ISD=1,5TO7XIR, II=8XIN SHORTCIRCUIT WITHOUT AUXILIARY RELEASE WITHOUT AUXILIARY/ALARM SWITCH | 1523.28 | TEM | 1 | LP | 16.3 | 1
3VL67801SE360AC1 | CIRCUITBREAKER VL 800N STANDARD BREAKING CAPACITY ICU=55KA / 415 V AC 3 POLE, LINE PROTECTION ELECTRONIC TRIP UNIT ETU20, LSI IN=800A, RATED CURRENT IR=320800A, OVERLOAD ISD=1,5TO7XIR, II=8XIN SHORTCIRCUIT WITHOUT AUXILIARY RELEASE AUXILIARY SWITCH KIT 4HS(2NO+2NC) AUXILIARY SWITCH KIT 4HS(2NO+2NC) | 1592.25 | TEM | 1 | LP | 16 | 1
3VL67801SG360AE1 | CIRCUITBREAKER VL 800N STANDARD BREAKING CAPACITY ICU=55KA / 415 V AC 3 POLE, LINE PROTECTION ELECTRONIC TRIP UNIT ETU22, LSIG 3PHASES/3WIRES IN=800A, RATED CURRENT IR=320800A, OVERLOAD ISD=1,5TO7XIR, II=8XIN SHORTCIRCUIT WITHOUT AUXILIARY RELEASE AUXILIARY/ALARM SWITCH KIT 2HS(1NO+1NC)+1AS(1NO) AUXILIARY/ALARM SWITCH KIT 2HS(1NO+1NC)+1AS(1NO) | 1830.51 | TEM | 1 | LP | 16 | 1
3VL67801TA460AA0 | CIRCUITBREAKER VL 800N STANDARD BREAKING CAPACITY ICU=55KA / 415 V AC 4 POLE, LINE PROTECTION ELECTRONIC TRIP UNIT ETU10, LI IN=800A, RATED CURRENT IR=320800A, OVERLOAD II=1,25TO8XIN, SHORTCIRCUIT N PROTECTED WITHOUT AUXILIARY RELEASE WITHOUT AUXILIARY/ALARM SWITCH | 1933.25 | TEM | 1 | LP | 21.86 | 1
3VL67801TB460AA0 | CIRCUITBREAKER VL 800N STANDARD BREAKING CAPACITY ICU=55KA / 415 V AC 4 POLE, LINE PROTECTION ELECTRONIC TRIP UNIT ETU10, LI IN=800A, RATED CURRENT IR=320800A, OVERLOAD II=1,25TO8XIN, SHORTCIRCUIT WITHOUT AUXILIARY RELEASE WITHOUT AUXILIARY/ALARM SWITCH | 1815.66 | TEM | 1 | LP | 21.86 | 1
3VL67801TF460AA0 | CIRCUITBREAKER VL 800N STANDARD BREAKING CAPACITY ICU=55KA / 415 V AC 4 POLE, LINE PROTECTION ELECTRONIC TRIP UNIT ETU20, LSI IN=800A, RATED CURRENT IR=320800A, OVERLOAD ISD=1,5TO7XIR, II=8XIN SHORTCIRCUIT N PROTECTED WITHOUT AUXILIARY RELEASE WITHOUT AUXILIARY/ALARM SWITCH | 2046.44 | TEM | 1 | LP | 21.86 | 1
3VL67801TN460AA0 | CIRCUITBREAKER VL 800N STANDARD BREAKING CAPACITY ICU=55KA / 415 V AC 4 POLE, LINE PROTECTION ELECTRONIC TRIP UNIT ETU12, LIG IN=800A, RATED CURRENT IR=320800A, OVERLOAD II=1,25TO8XIN, SHORTCIRCUIT N PROTECTED WITHOUT AUXILIARY RELEASE WITHOUT AUXILIARY/ALARM SWITCH | 2224.09 | TEM | 1 | LP | 21.86 | 1
3VL67802SB360AA0 | CIRCUITBREAKER VL 800H HIGH BREAKING CAPACITY ICU=70KA / 415 V AC 3 POLE, LINE PROTECTION ELECTRONIC TRIP UNIT ETU10, LI IN=800A, RATED CURRENT IR=320800A, OVERLOAD II=1,25TO8XIN, SHORTCIRCUIT WITHOUT AUXILIARY RELEASE WITHOUT AUXILIARY/ALARM SWITCH | 1628.11 | TEM | 1 | LP | 16.236 | 1
3VL67802SE360AA0 | CIRCUITBREAKER VL 800H HIGH BREAKING CAPACITY ICU=70KA / 415 V AC 3 POLE, LINE PROTECTION ELECTRONIC TRIP UNIT ETU20, LSI IN=800A, RATED CURRENT IR=320800A, OVERLOAD ISD=1,5TO7XIR, II=8XIN SHORTCIRCUIT WITHOUT AUXILIARY RELEASE WITHOUT AUXILIARY/ALARM SWITCH | 1701.26 | TEM | 1 | LP | 16 | 1
3VL67802TF460AC1 | CIRCUITBREAKER VL 800H HIGH BREAKING CAPACITY ICU=70KA / 415 V AC 4 POLE, LINE PROTECTION ELECTRONIC TRIP UNIT ETU20, LSI IN=800A, RATED CURRENT IR=320800A, OVERLOAD ISD=1,5TO7XIR, II=8XIN SHORTCIRCUIT N PROTECTED WITHOUT AUXILIARY RELEASE AUXILIARY SWITCH KIT 4HS(2NO+2NC) AUXILIARY SWITCH KIT 4HS(2NO+2NC) | 2312.97 | TEM | 1 | LP | 20.5 | 1
3VL67803SB360AA0 | CIRCUITBREAKER VL 800L VERY HIGH BREAKING CAPACITY ICU=100KA / 415 V AC 3 POLE, LINE PROTECTION ELECTRONIC TRIP UNIT ETU10, LI IN=800A, RATED CURRENT IR=320800A, OVERLOAD II=1,25TO8XIN, SHORTCIRCUIT WITHOUT AUXILIARY RELEASE WITHOUT AUXILIARY/ALARM SWITCH | 1925 | TEM | 1 | LP | 16.343 | 1
3VL67803SB360AE1 | CIRCUITBREAKER VL 800L VERY HIGH BREAKING CAPACITY ICU=100KA / 415 V AC 3 POLE, LINE PROTECTION ELECTRONIC TRIP UNIT ETU10, LI IN=800A, RATED CURRENT IR=320800A, OVERLOAD II=1,25TO8XIN, SHORTCIRCUIT WITHOUT AUXILIARY RELEASE AUXILIARY/ALARM SWITCH KIT 2HS(1NO+1NC)+1AS(1NO) AUXILIARY/ALARM SWITCH KIT 2HS(1NO+1NC)+1AS(1NO) | 1984.73 | TEM | 1 | LP | 16 | 1
3VL67803SE360AA0 | CIRCUITBREAKER VL 800L VERY HIGH BREAKING CAPACITY ICU=100KA / 415 V AC 3 POLE, LINE PROTECTION ELECTRONIC TRIP UNIT ETU20, LSI IN=800A, RATED CURRENT IR=320800A, OVERLOAD ISD=1,5TO7XIR, II=8XIN SHORTCIRCUIT WITHOUT AUXILIARY RELEASE WITHOUT AUXILIARY/ALARM SWITCH | 2005.08 | TEM | 1 | LP | 16.58 | 1
3VL67803SG360AA0 | CIRCUITBREAKER VL 800L VERY HIGH BREAKING CAPACITY ICU=100KA / 415 V AC 3 POLE, LINE PROTECTION ELECTRONIC TRIP UNIT ETU22, LSIG 3PHASES/3WIRES IN=800A, RATED CURRENT IR=320800A, OVERLOAD ISD=1,5TO7XIR, II=8XIN SHORTCIRCUIT WITHOUT AUXILIARY RELEASE WITHOUT AUXILIARY/ALARM SWITCH | 2245.54 | TEM | 1 | LP | 16.58 | 1
3VL67803SG360AE1 | CIRCUITBREAKER VL 800L VERY HIGH BREAKING CAPACITY ICU=100KA / 415 V AC 3 POLE, LINE PROTECTION ELECTRONIC TRIP UNIT ETU22, LSIG 3PHASES/3WIRES IN=800A, RATED CURRENT IR=320800A, OVERLOAD ISD=1,5TO7XIR, II=8XIN SHORTCIRCUIT WITHOUT AUXILIARY RELEASE AUXILIARY/ALARM SWITCH KIT 2HS(1NO+1NC)+1AS(1NO) AUXILIARY/ALARM SWITCH KIT 2HS(1NO+1NC)+1AS(1NO) | 2305.27 | TEM | 1 | LP | 16 | 1
3VL77101MB360AA0 | CIRCUITBREAKER VL 1250N STANDARD BREAKING CAPACITY ICU=55KA / 415 V AC 3 POLE, LINE PROTECTION ELECTRONIC TRIP UNIT ETU10, LI IN=1000A, RATED CURRENT IR=4001000A, OVERLOAD II=1,25TO11XIN, SHORT CIRCUIT WITHOUT AUXILIARY RELEASE ETU COMMUNICATIONCAPABLE WITHOUT AUXILIARY/ALARM SWITCH | 2046 | TEM | 1 | LP | 26.04 | 1
3VL77101SB360AA0 | CIRCUITBREAKER VL 1250N STANDARD BREAKING CAPACITY ICU=55KA / 415 V AC 3 POLE, LINE PROTECTION ELECTRONIC TRIP UNIT ETU10, LI IN=1000A, RATED CURRENT IR=4001000A, OVERLOAD II=1,25TO11XIN, SHORT CIRCUIT WITHOUT AUXILIARY RELEASE WITHOUT AUXILIARY/ALARM SWITCH | 1960.86 | TEM | 1 | LP | 26.04 | 1
3VL77101SB360AC1 | CIRCUITBREAKER VL 1250N STANDARD BREAKING CAPACITY ICU=55KA / 415 V AC 3 POLE, LINE PROTECTION ELECTRONIC TRIP UNIT ETU10, LI IN=1000A, RATED CURRENT IR=4001000A, OVERLOAD II=1,25TO11XIN, SHORT CIRCUIT WITHOUT AUXILIARY RELEASE AUXILIARY SWITCH KIT 4HS(2NO+2NC) AUXILIARY SWITCH KIT 4HS(2NO+2NC) | 2029.83 | TEM | 1 | LP | 25 | 1
3VL77101SB360AE1 | CIRCUITBREAKER VL 1250N STANDARD BREAKING CAPACITY ICU=55KA / 415 V AC 3 POLE, LINE PROTECTION ELECTRONIC TRIP UNIT ETU10, LI IN=1000A, RATED CURRENT IR=4001000A, OVERLOAD II=1,25TO11XIN, SHORT CIRCUIT WITHOUT AUXILIARY RELEASE AUXILIARY/ALARM SWITCH KIT 2HS(1NO+1NC)+1AS(1NO) AUXILIARY/ALARM SWITCH KIT 2HS(1NO+1NC)+1AS(1NO) | 2020.59 | TEM | 1 | LP | 25 | 1
3VL77101SB368VE1 | CIRCUITBREAKER VL 1250N STANDARD BREAKING CAPACITY ICU=55KA / 415 V AC 3 POLE, LINE PROTECTION ELECTRONIC TRIP UNIT ETU10, LI IN=1000A, RATED CURRENT IR=4001000A, OVERLOAD II=1,25TO11XIN, SHORT CIRCUIT SHUNT RELEASE 380 600 V AC AUXILIARY/ALARM SWITCH KIT 2HS(1NO+1NC)+1AS(1NO) AUXILIARY/ALARM SWITCH KIT 2HS(1NO+1NC)+1AS(1NO) | 2142.69 | TEM | 1 | LP | 25 | 1
3VL77101SE360AA0 | CIRCUITBREAKER VL 1250N STANDARD BREAKING CAPACITY ICU=55KA / 415 V AC 3 POLE, LINE PROTECTION ELECTRONIC TRIP UNIT ETU20, LSI IN=1000A, RATED CURRENT IR=4001000A, OVERLOAD ISD=1,5TO10XIR, II=11XIN SHORTCIRCUIT WITHOUT AUXILIARY RELEASE WITHOUT AUXILIARY/ALARM SWITCH | 2008.71 | TEM | 1 | LP | 26.3 | 1
3VL77101SE360AC1 | CIRCUITBREAKER VL 1250N STANDARD BREAKING CAPACITY ICU=55KA / 415 V AC 3 POLE, LINE PROTECTION ELECTRONIC TRIP UNIT ETU20, LSI IN=1000A, RATED CURRENT IR=4001000A, OVERLOAD ISD=1,5TO10XIR, II=11XIN SHORTCIRCUIT WITHOUT AUXILIARY RELEASE AUXILIARY SWITCH KIT 4HS(2NO+2NC) AUXILIARY SWITCH KIT 4HS(2NO+2NC) | 2077.68 | TEM | 1 | LP | 25 | 1
3VL77101SE360AE1 | CIRCUITBREAKER VL 1250N STANDARD BREAKING CAPACITY ICU=55KA / 415 V AC 3 POLE, LINE PROTECTION ELECTRONIC TRIP UNIT ETU20, LSI IN=1000A, RATED CURRENT IR=4001000A, OVERLOAD ISD=1,5TO10XIR, II=11XIN SHORTCIRCUIT WITHOUT AUXILIARY RELEASE AUXILIARY/ALARM SWITCH KIT 2HS(1NO+1NC)+1AS(1NO) AUXILIARY/ALARM SWITCH KIT 2HS(1NO+1NC)+1AS(1NO) | 2068.44 | TEM | 1 | LP | 25 | 1
3VL77101SE362SE1 | CIRCUITBREAKER VL 1250N STANDARD BREAKING CAPACITY ICU=55KA / 415 V AC 3 POLE, LINE PROTECTION ELECTRONIC TRIP UNIT ETU20, LSI IN=1000A, RATED CURRENT IR=4001000A, OVERLOAD ISD=1,5TO10XIR, II=11XIN SHORTCIRCUIT UNDERVOLTAGE RELEASE 220 250 V DC AUXILIARY/ALARM SWITCH KIT 2HS(1NO+1NC)+1AS(1NO) AUXILIARY/ALARM SWITCH KIT 2HS(1NO+1NC)+1AS(1NO) | 2205.39 | TEM | 1 | LP | 25 | 1
3VL77101TB460AA0 | CIRCUITBREAKER VL 1250N STANDARD BREAKING CAPACITY ICU=55KA / 415 V AC 4 POLE, LINE PROTECTION ELECTRONIC TRIP UNIT ETU10, LI IN=1000A, RATED CURRENT IR=4001000A, OVERLOAD II=1,25TO11XIN, SHORT CIRCUIT WITHOUT AUXILIARY RELEASE WITHOUT AUXILIARY/ALARM SWITCH | 2531.65 | TEM | 1 | LP | 34.66 | 1
3VL77101TF460AA0 | CIRCUITBREAKER VL 1250N STANDARD BREAKING CAPACITY ICU=55KA / 415 V AC 4 POLE, LINE PROTECTION ELECTRONIC TRIP UNIT ETU20, LSI IN=1000A, RATED CURRENT IR=4001000A, OVERLOAD ISD=1,5TO10XIR, II=11XIN SHORTCIRCUIT N PROTECTED WITHOUT AUXILIARY RELEASE WITHOUT AUXILIARY/ALARM SWITCH | 2757.26 | TEM | 1 | LP | 34.22 | 1
3VL77102SB360AA0 | CIRCUITBREAKER VL 1250H HIGH BREAKING CAPACITY ICU=70KA / 415 V AC 3 POLE, LINE PROTECTION ELECTRONIC TRIP UNIT ETU10, LI IN=1000A, RATED CURRENT IR=4001000A, OVERLOAD II=1,25TO11XIN, SHORT CIRCUIT WITHOUT AUXILIARY RELEASE WITHOUT AUXILIARY/ALARM SWITCH | 2166.78 | TEM | 1 | LP | 26.3 | 1
3VL77103SE360AA0 | CIRCUITBREAKER VL 1250L VERY HIGH BREAKING CAPACITY ICU=100KA / 415 V AC 3 POLE, LINE PROTECTION ELECTRONIC TRIP UNIT ETU20, LSI IN=1000A, RATED CURRENT IR=4001000A, OVERLOAD ISD=1,5TO10XIR, II=11XIN SHORTCIRCUIT WITHOUT AUXILIARY RELEASE WITHOUT AUXILIARY/ALARM SWITCH | 2641.43 | TEM | 1 | LP | 26.13 | 1
3VL77121AA360AA0 | CIRCUITBREAKER VL 1250N WITHOUT ELECTRONIC TRIP UNIT STANDARD BREAKING CAPACITY ICU=55KA / 415 V AC 3 POLE IN= < 1250A, RATED CURRENT WITHOUT AUXILIARY RELEASE | 1010.79 | TEM | 1 | LP | 22.32 | 1
3VL77121DE360AA0 | CIRCUITBREAKER VL 1250N STANDARD BREAKING CAPACITY ICU=55KA / 415 V AC 3 POLE, NONAUTOMATIC OVERCURRENT RELEASE MAGNETIC IN=1250A, RATED CURRENT II=12000A, SHORTCIRCUIT II=12000A, SHORTCIRCUIT WITHOUT AUXILIARY RELEASE WITHOUT AUXILIARY/ALARM SWITCH | 2552.11 | TEM | 1 | LP | 25.314 | 1
3VL77121DE360AE1 | CIRCUITBREAKER VL 1250N STANDARD BREAKING CAPACITY ICU=55KA / 415 V AC 3 POLE, NONAUTOMATIC OVERCURRENT RELEASE MAGNETIC IN=1250A, RATED CURRENT II=12000A, SHORTCIRCUIT II=12000A, SHORTCIRCUIT WITHOUT AUXILIARY RELEASE AUXILIARY/ALARM SWITCH KIT 2HS(1NO+1NC)+1AS(1NO) AUXILIARY/ALARM SWITCH KIT 2HS(1NO+1NC)+1AS(1NO) | 2611.84 | TEM | 1 | LP | 23.5 | 1
3VL77121DE362HC1 | CIRCUITBREAKER VL 1250N STANDARD BREAKING CAPACITY ICU=55KA / 415 V AC 3 POLE, NONAUTOMATIC OVERCURRENT RELEASE MAGNETIC IN=1250A, RATED CURRENT II=12000A, SHORTCIRCUIT II=12000A, SHORTCIRCUIT UNDERVOLTAGE RELEASE 220 250 V AC AUXILIARY SWITCH KIT 4HS(2NO+2NC) AUXILIARY SWITCH KIT 4HS(2NO+2NC) | 2758.03 | TEM | 1 | LP | 23.5 | 1
3VL77121DE368TC1 | CIRCUITBREAKER VL 1250N STANDARD BREAKING CAPACITY ICU=55KA / 415 V AC 3 POLE, NONAUTOMATIC OVERCURRENT RELEASE MAGNETIC IN=1250A, RATED CURRENT II=12000A, SHORTCIRCUIT II=12000A, SHORTCIRCUIT SHUNT RELEASE 208 277 V AC AUXILIARY SWITCH KIT 4HS(2NO+2NC) AUXILIARY SWITCH KIT 4HS(2NO+2NC) | 2743.18 | TEM | 1 | LP | 23.5 | 1
3VL77121SB360AA0 | CIRCUITBREAKER VL 1250N STANDARD BREAKING CAPACITY ICU=55KA / 415 V AC 3 POLE, LINE PROTECTION ELECTRONIC TRIP UNIT ETU10, LI IN=1250A, RATED CURRENT IR=5001250A, OVERLOAD II=1,25TO10XIN, SHORT CIRCUIT WITHOUT AUXILIARY RELEASE WITHOUT AUXILIARY/ALARM SWITCH | 2175.14 | TEM | 1 | LP | 26.74 | 1
3VL77121SB360AC1 | CIRCUITBREAKER VL 1250N STANDARD BREAKING CAPACITY ICU=55KA / 415 V AC 3 POLE, LINE PROTECTION ELECTRONIC TRIP UNIT ETU10, LI IN=1250A, RATED CURRENT IR=5001250A, OVERLOAD II=1,25TO10XIN, SHORT CIRCUIT WITHOUT AUXILIARY RELEASE AUXILIARY SWITCH KIT 4HS(2NO+2NC) AUXILIARY SWITCH KIT 4HS(2NO+2NC) | 2244.11 | TEM | 1 | LP | 25 | 1
3VL77121SE360AA0 | CIRCUITBREAKER VL 1250N STANDARD BREAKING CAPACITY ICU=55KA / 415 V AC 3 POLE, LINE PROTECTION ELECTRONIC TRIP UNIT ETU20, LSI IN=1250A, RATED CURRENT IR=5001250A, OVERLOAD ISD=1,5TO9XIR, II=10XIN SHORTCIRCUIT WITHOUT AUXILIARY RELEASE WITHOUT AUXILIARY/ALARM SWITCH | 2277.66 | TEM | 1 | LP | 26.29 | 1
3VL77121SE360AC1 | CIRCUITBREAKER VL 1250N STANDARD BREAKING CAPACITY ICU=55KA / 415 V AC 3 POLE, LINE PROTECTION ELECTRONIC TRIP UNIT ETU20, LSI IN=1250A, RATED CURRENT IR=5001250A, OVERLOAD ISD=1,5TO9XIR, II=10XIN SHORTCIRCUIT WITHOUT AUXILIARY RELEASE AUXILIARY SWITCH KIT 4HS(2NO+2NC) AUXILIARY SWITCH KIT 4HS(2NO+2NC) | 2346.63 | TEM | 1 | LP | 25 | 1
3VL77121SE360AE1 | CIRCUITBREAKER VL 1250N STANDARD BREAKING CAPACITY ICU=55KA / 415 V AC 3 POLE, LINE PROTECTION ELECTRONIC TRIP UNIT ETU20, LSI IN=1250A, RATED CURRENT IR=5001250A, OVERLOAD ISD=1,5TO9XIR, II=10XIN SHORTCIRCUIT WITHOUT AUXILIARY RELEASE AUXILIARY/ALARM SWITCH KIT 2HS(1NO+1NC)+1AS(1NO) AUXILIARY/ALARM SWITCH KIT 2HS(1NO+1NC)+1AS(1NO) | 2337.39 | TEM | 1 | LP | 25 | 1
3VL77121TB460AA0 | CIRCUITBREAKER VL 1250N STANDARD BREAKING CAPACITY ICU=55KA / 415 V AC 4 POLE, LINE PROTECTION ELECTRONIC TRIP UNIT ETU10, LI IN=1250A, RATED CURRENT IR=5001250A, OVERLOAD II=1,25TO10XIN, SHORT CIRCUIT WITHOUT AUXILIARY RELEASE WITHOUT AUXILIARY/ALARM SWITCH | 2810.17 | TEM | 1 | LP | 34.22 | 1
3VL77122AA360AA0 | CIRCUITBREAKER VL 1250H WITHOUT ELECTRONIC TRIP UNIT HIGH BREAKING CAPACITY ICU=70KA / 415 V AC 3 POLE IN= < 1250A, RATED CURRENT WITHOUT AUXILIARY RELEASE | 1203.51 | TEM | 1 | LP | 22.66 | 1
3VL77122SB360AA0 | CIRCUITBREAKER VL 1250H HIGH BREAKING CAPACITY ICU=70KA / 415 V AC 3 POLE, LINE PROTECTION ELECTRONIC TRIP UNIT ETU10, LI IN=1250A, RATED CURRENT IR=5001250A, OVERLOAD II=1,25TO10XIN, SHORT CIRCUIT WITHOUT AUXILIARY RELEASE WITHOUT AUXILIARY/ALARM SWITCH | 2392.17 | TEM | 1 | LP | 26.6 | 1
3VL77122SB360AC1 | CIRCUITBREAKER VL 1250H HIGH BREAKING CAPACITY ICU=70KA / 415 V AC 3 POLE, LINE PROTECTION ELECTRONIC TRIP UNIT ETU10, LI IN=1250A, RATED CURRENT IR=5001250A, OVERLOAD II=1,25TO10XIN, SHORT CIRCUIT WITHOUT AUXILIARY RELEASE AUXILIARY SWITCH KIT 4HS(2NO+2NC) AUXILIARY SWITCH KIT 4HS(2NO+2NC) | 2461.14 | TEM | 1 | LP | 25 | 1
3VL77122SE360AA0 | CIRCUITBREAKER VL 1250H HIGH BREAKING CAPACITY ICU=70KA / 415 V AC 3 POLE, LINE PROTECTION ELECTRONIC TRIP UNIT ETU20, LSI IN=1250A, RATED CURRENT IR=5001250A, OVERLOAD ISD=1,5TO9XIR, II=10XIN SHORTCIRCUIT WITHOUT AUXILIARY RELEASE WITHOUT AUXILIARY/ALARM SWITCH | 2475 | TEM | 1 | LP | 26.63 | 1
3VL77122SE368RC1 | CIRCUITBREAKER VL 1250H HIGH BREAKING CAPACITY ICU=70KA / 415 V AC 3 POLE, LINE PROTECTION ELECTRONIC TRIP UNIT ETU20, LSI IN=1250A, RATED CURRENT IR=5001250A, OVERLOAD ISD=1,5TO9XIR, II=10XIN SHORTCIRCUIT SHUNT RELEASE 110 127 V AC AUXILIARY SWITCH KIT 4HS(2NO+2NC) AUXILIARY SWITCH KIT 4HS(2NO+2NC) | 2666.07 | TEM | 1 | LP | 25 | 1
3VL77122SE368TE1 | CIRCUITBREAKER VL 1250H HIGH BREAKING CAPACITY ICU=70KA / 415 V AC 3 POLE, LINE PROTECTION ELECTRONIC TRIP UNIT ETU20, LSI IN=1250A, RATED CURRENT IR=5001250A, OVERLOAD ISD=1,5TO9XIR, II=10XIN SHORTCIRCUIT SHUNT RELEASE 208 277 V AC AUXILIARY/ALARM SWITCH KIT 2HS(1NO+1NC)+1AS(1NO) AUXILIARY/ALARM SWITCH KIT 2HS(1NO+1NC)+1AS(1NO) | 2656.83 | TEM | 1 | LP | 25 | 1
3VL77123AA360AA0 | CIRCUITBREAKER VL 1250L WITHOUT ELECTRONIC TRIP UNIT VERY HIGH BREAKING CAPACITY ICU=100KA / 415 V AC 3 POLE IN= < 1250A, RATED CURRENT WITHOUT AUXILIARY RELEASE | 1590.93 | TEM | 1 | LP | 22.65 | 1
3VL77123SB368TE1 | CIRCUITBREAKER VL 1250L VERY HIGH BREAKING CAPACITY ICU=100KA / 415 V AC 3 POLE, LINE PROTECTION ELECTRONIC TRIP UNIT ETU10, LI IN=1250A, RATED CURRENT IR=5001250A, OVERLOAD II=1,25TO10XIN, SHORT CIRCUIT SHUNT RELEASE 208 277 V AC AUXILIARY/ALARM SWITCH KIT 2HS(1NO+1NC)+1AS(1NO) AUXILIARY/ALARM SWITCH KIT 2HS(1NO+1NC)+1AS(1NO) | 2932.82 | TEM | 1 | LP | 25 | 1
3VL77123SE360AA0 | CIRCUITBREAKER VL 1250L VERY HIGH BREAKING CAPACITY ICU=100KA / 415 V AC 3 POLE, LINE PROTECTION ELECTRONIC TRIP UNIT ETU20, LSI IN=1250A, RATED CURRENT IR=5001250A, OVERLOAD ISD=1,5TO9XIR, II=10XIN SHORTCIRCUIT WITHOUT AUXILIARY RELEASE WITHOUT AUXILIARY/ALARM SWITCH | 2829.31 | TEM | 1 | LP | 26.23 | 1
3VL77123SG360AA0 | CIRCUITBREAKER VL 1250L VERY HIGH BREAKING CAPACITY ICU=100KA / 415 V AC 3 POLE, LINE PROTECTION ELECTRONIC TRIP UNIT ETU22, LSIG 3PHASES/3WIRES IN=1250A, RATED CURRENT IR=5001250A, OVERLOAD ISD=1,5TO9XIR, II=10XIN SHORTCIRCUIT WITHOUT AUXILIARY RELEASE WITHOUT AUXILIARY/ALARM SWITCH | 3329.04 | TEM | 1 | LP | 25.922 | 1
3VL87161SB300AA0 | CIRCUITBREAKER VL 1600N STANDARD BREAKING CAPACITY ICU=55KA / 415 V AC 3 POLE, LINE PROTECTION ELECTRONIC TRIP UNIT ETU10, LI IN=1600A, RATED CURRENT IR=6401600A, OVERLOAD II=1,25TO9XIN, SHORT CIRCUIT WITHOUT AUXILIARY RELEASE WITHOUT AUXILIARY/ALARM SWITCH | 4180.88 | TEM | 1 | LP | 33.25 | 1
3VL87161SB308TA0 | CIRCUITBREAKER VL 1600N STANDARD BREAKING CAPACITY ICU=55KA / 415 V AC 3 POLE, LINE PROTECTION ELECTRONIC TRIP UNIT ETU10, LI IN=1600A, RATED CURRENT IR=6401600A, OVERLOAD II=1,25TO9XIN, SHORT CIRCUIT SHUNT RELEASE 208 277 V AC WITHOUT AUXILIARY/ALARM SWITCH WITHOUT AUXILIARY/ALARM SWITCH | 4302.98 | TEM | 1 | LP | 31.3 | 1
3VL87161SE300AA0 | CIRCUITBREAKER VL 1600N STANDARD BREAKING CAPACITY ICU=55KA / 415 V AC 3 POLE, LINE PROTECTION ELECTRONIC TRIP UNIT ETU20, LSI IN=1600A, RATED CURRENT IR=6401600A, OVERLOAD ISD=1,5TO8XIR, II=9XIN SHORTCIRCUIT WITHOUT AUXILIARY RELEASE WITHOUT AUXILIARY/ALARM SWITCH | 4302.76 | TEM | 1 | LP | 33.48 | 1
3VL87161SE308TE1 | CIRCUITBREAKER VL 1600N STANDARD BREAKING CAPACITY ICU=55KA / 415 V AC 3 POLE, LINE PROTECTION ELECTRONIC TRIP UNIT ETU20, LSI IN=1600A, RATED CURRENT IR=6401600A, OVERLOAD ISD=1,5TO8XIR, II=9XIN SHORTCIRCUIT SHUNT RELEASE 208 277 V AC AUXILIARY/ALARM SWITCH KIT 2HS(1NO+1NC)+1AS(1NO) AUXILIARY/ALARM SWITCH KIT 2HS(1NO+1NC)+1AS(1NO) | 4484.59 | TEM | 1 | LP | 31.3 | 1
3VL87161SH302HC1 | CIRCUITBREAKER VL 1600N STANDARD BREAKING CAPACITY ICU=55KA / 415 V AC 3 POLE, LINE PROTECTION ELECTRONIC TRIP UNIT ETU22, LSIG 3PHASES/4WIRES WITH PIGTAIL IN=1600A, RATED CURRENT IR=6401600A, OVERLOAD ISD=1,5TO8XIR, II=9XIN SHORTCIRCUIT UNDERVOLTAGE RELEASE 220 250 V AC AUXILIARY SWITCH KIT 4HS(2NO+2NC) AUXILIARY SWITCH KIT 4HS(2NO+2NC) | 5873.45 | TEM | 1 | LP | 31.3 | 1
3VL87161TB400AA0 | CIRCUITBREAKER VL 1600N STANDARD BREAKING CAPACITY ICU=55KA / 415 V AC 4 POLE, LINE PROTECTION ELECTRONIC TRIP UNIT ETU10, LI IN=1600A, RATED CURRENT IR=6401600A, OVERLOAD II=1,25TO9XIN, SHORT CIRCUIT WITHOUT AUXILIARY RELEASE WITHOUT AUXILIARY/ALARM SWITCH | 5378.34 | TEM | 1 | LP | 42.038 | 1
3VL87161TF400AE1 | CIRCUITBREAKER VL 1600N STANDARD BREAKING CAPACITY ICU=55KA / 415 V AC 4 POLE, LINE PROTECTION ELECTRONIC TRIP UNIT ETU20, LSI IN=1600A, RATED CURRENT IR=6401600A, OVERLOAD ISD=1,5TO8XIR, II=9XIN SHORTCIRCUIT N PROTECTED WITHOUT AUXILIARY RELEASE AUXILIARY/ALARM SWITCH KIT 2HS(1NO+1NC)+1AS(1NO) AUXILIARY/ALARM SWITCH KIT 2HS(1NO+1NC)+1AS(1NO) | 6003.69 | TEM | 1 | LP | 40.8 | 1
3VL87162SB300AA0 | CIRCUITBREAKER VL 1600H HIGH BREAKING CAPACITY ICU=70KA / 415 V AC 3 POLE, LINE PROTECTION ELECTRONIC TRIP UNIT ETU10, LI IN=1600A, RATED CURRENT IR=6401600A, OVERLOAD II=1,25TO9XIN, SHORT CIRCUIT WITHOUT AUXILIARY RELEASE WITHOUT AUXILIARY/ALARM SWITCH | 4596.46 | TEM | 1 | LP | 33.4 | 1
3VL87162SE300AA0 | CIRCUITBREAKER VL 1600H HIGH BREAKING CAPACITY ICU=70KA / 415 V AC 3 POLE, LINE PROTECTION ELECTRONIC TRIP UNIT ETU20, LSI IN=1600A, RATED CURRENT IR=6401600A, OVERLOAD ISD=1,5TO8XIR, II=9XIN SHORTCIRCUIT WITHOUT AUXILIARY RELEASE WITHOUT AUXILIARY/ALARM SWITCH | 4567.42 | TEM | 1 | LP | 31.3 | 1
3VL87163SE300AA0 | CIRCUITBREAKER VL 1600L VERY HIGH BREAKING CAPACITY ICU=100KA / 415 V AC 3 POLE, LINE PROTECTION ELECTRONIC TRIP UNIT ETU20, LSI IN=1600A, RATED CURRENT IR=6401600A, OVERLOAD ISD=1,5TO8XIR, II=9XIN SHORTCIRCUIT WITHOUT AUXILIARY RELEASE WITHOUT AUXILIARY/ALARM SWITCH | 5220.27 | TEM | 1 | LP | 22.5 | 1
3VL90004WL00 | ACCESSORY FOR VL160X, VL160, VL250, VL400 VL630, VL800, VL1250, VL1600, POSITION SIGNAL SWITCH | 37.84 | TEM | 1 | LP | 0.037 | 1
3VL90008AK10 | CONNECTION CABLE | 76.12 | TEM | 1 | LP | 0.025 | 1
3VL90008AV00 | ACCESSORY FOR VL160, VL250, VL400, VL630, VL800, VL1250, VL1600, COM21 MODULE TO CONNECT THE SENTRON VL TO THE MODBUS RTU, READ OUT METERING AND PARAM. VALUES AND MESSAGES, STATUS SWITCHING POSS. WITH MOTOR ONLY FOR ETU | 549.56 | TEM | 1 | LP | 0.295 | 1
3VL90008LH10 | ACCESSORY FOR VL160X, VL160, VL250, CONNECTING CABLE 0,5M | 30.14 | TEM | 1 | LP | 0.303 | 1
3VL90008LH20 | ACCESSORY FOR VL160X, VL160, VL250, VL400,VL630, VL800, CONNECTING CABLE 1,0M | 47.96 | TEM | 1 | LP | 0.371 | 1
3VL90008LH30 | ACCESSORY FOR VL160X VL1600, CONNECTING CABLE 1,5M | 66.99 | TEM | 1 | LP | 0.646 | 1
3VL91003ME10 | ACCESSORY FOR VL160X MOTOR OPERATOR 220250 V AC/DC | 283.47 | TEM | 1 | LP | 1.802 | 1
3VL91004PA30 | ACCESSORY FOR VL160X, PLUG IN SOCKET KIT ASSEMBLY REAR CONNECTORS 3 POLE | 156.53 | TEM | 1 | LP | 2.49 | 1
3VL91004PC30 | ACCESSORY FOR VL160X, PLUG IN SOCKET KIT ASSEMBLY FRONT CONNECTORS 3 POLE | 156.53 | TEM | 1 | LP | 2.291 | 1
3VL91004PC40 | ACCESSORY FOR VL160X, PLUG IN SOCKET KIT ASSEMBLY FRONT CONNECTORS 4 POLE | 211.09 | TEM | 1 | LP | 2.942 | 1
3VL91004RA00 | ACCESSORY FOR VL160X, REAR TERMINAL, SHORT, ROUND COMPRISES 1 TERMINAL | 8.8 | TEM | 1 | LP | 0.163 | 1
3VL91004TC30 | ACCESSORY FOR VL160X, STEEL WRAPAROUND TERMINAL SET OF 3 PCS 3 POLE | 15.29 | TEM | 1 | LP | 0.103 | 1
3VL91125GA30 | ACCESSORY FOR VL160X, RCD MODULE BOTTOM M. IN=160A UE=127...480V 3 POLE | 705.98 | TEM | 1 | LP | 1.5 | 1
3VL91125GA40 | ACCESSORY FOR VL160X, RCD MODULE BOTTOM M. IN=160A UE=127...480V 4 POLE | 797.83 | TEM | 1 | LP | 1.849 | 1
3VL91164TA30 | ACCESSORY FOR VL160X, SCREW TERMINAL METRIC THREAD M6 COMPRISING 3 TERMINALS | 14.74 | TEM | 1 | LP | 0.067 | 1
3VL92004PA30 | ACCESSORY FOR VL160, PLUG IN SOCKET KIT ASSEMBLY REAR CONNECTORS 3 POLE | 162.8 | TEM | 1 | LP | 2.666 | 1
3VL92004PC30 | ACCESSORY FOR VL160, PLUG IN SOCKET KIT ASSEMBLY FRONT CONNECTORS 3 POLE | 162.8 | TEM | 1 | LP | 2.254 | 1
3VL92004PC40 | ACCESSORY FOR VL160, PLUG IN SOCKET KIT ASSEMBLY FRONT CONNECTORS 4 POLE | 215.82 | TEM | 1 | LP | 3.007 | 1
3VL92004PD40 | ACCESSORY FOR VL160, PLUG IN SOCKET KIT ASSEMBLY FRONT CONNECTORS RCD 4 POLE | 315.48 | TEM | 1 | LP | 3.395 | 1
3VL92004PS30 | ACCESSORIES FOR VL160, KIT MEAS. CONTACT 3P COMPRISING 6 MEAS. CONTACTS AND 1 TRIGGER PIN | 65.34 | TEM | 1 | LP | 0.303 | 1
3VL92004RA00 | ACCESSORY FOR VL160, REAR TERMINAL SHORT, ROUND COMPRISES 1 TERMINAL | 10.12 | TEM | 1 | LP | 0.161 | 1
3VL92004TC30 | ACCESSORY FOR VL160, STEEL WRAPAROUND TERMINAL SET OF 3 PCS 3 POLE | 15.29 | TEM | 1 | LP | 0.122 | 1
3VL92004TC40 | ACCESSORY FOR VL160, STEEL WRAPAROUND TERMINAL SET OF 4 PCS 4 POLE | 20.57 | TEM | 1 | LP | 0.155 | 1
3VL92004WA30 | ACCESSORY FOR VL160, DRAW OUT ASSEMBLY REAR CONNECTORS 3 POLES | 257.07 | TEM | 1 | LP | 4.94 | 1
3VL92004WC30 | ACCESSORY FOR VL160, DRAW OUT ASSEMBLY FRONT CONNECTORS 3 POLES | 257.07 | TEM | 1 | LP | 4.987 | 1
3VL92004WC40 | ACCESSORY FOR VL160, DRAW OUT ASSEMBLY FRONT CONNECTORS 4 POLES | 342.1 | TEM | 1 | LP | 5.56 | 1
3VL92057DC30 | OVERCURRENT RELEASE VL 160 3POLE, SYSTEM PROTECTION THERMOMAGNETIC, LI IR= 40...50 A, OVERLOAD PROTECTION | 38.39 | TEM | 1 | LP | 0.682 | 1
3VL92087DC30 | OVERCURRENT RELEASE VL 160 3POLE, SYSTEM PROTECTION THERMOMAGNETIC, LI IR= 63...80 A, OVERLOAD PROTECTION | 42.13 | TEM | 1 | LP | 1.67 | 1
3VL92107DC30 | OVERCURRENT RELEASE VL 160 3POLE, SYSTEM PROTECTION THERMOMAGNETIC, LI IR= 80...100 A, OVERLOAD PROTECTION | 79.53 | TEM | 1 | LP | 0.681 | 1
3VL92127DC30 | OVERCURRENT RELEASE VL 160 3POLE, SYSTEM PROTECTION THERMOMAGNETC, LI IR= 100...125 A, OVERLOAD PROTECTION | 245.08 | TEM | 1 | LP | 0.692 | 1
3VL92164EC30 | ACCESSORY FOR VL160X,VL160, CONNECTION BARS ON FRONT CONSISTS OF 3 CONNEC FOR SWITCH CONNECTION M6, 3POLE | 29.26 | TEM | 1 | LP | 0.212 | 1
3VL92164EC40 | ACCESSORY FOR VL160X,VL160, CONNECTION BARS ON FRONT CONSISTS OF 4 CONNEC FOR SWITCH CONNECTION M6, 4POLE | 29.15 | TEM | 1 | LP | 0.287 | 1
3VL92164ED30 | ACCESSORY FOR VL160X,VL160, CONNECTION BARS ON FRONT INCREASED POLE SPACING CONSISTS OF 3 CONNEC SWITCH CONNECTION M6 3POLE | 39.71 | TEM | 1 | LP | 0.224 | 1
3VL92164ED40 | ACCESSORY FOR VL160X,VL160, CONNECTION BARS ON FRONT INCREASED POLE SPACING CONSISTS OF 4 CONNEC, SWITCH CONNECTION M6, 4POLE | 53.79 | TEM | 1 | LP | 0.348 | 1
3VL92164TA30 | ACCESSORY FOR VL160, SCREW TERMINAL METRIC THREAD M6 COMPRISING 3 TERMINALS | 14.74 | TEM | 1 | LP | 0.08 | 1
3VL92164TA40 | ACCESSORY FOR VL160, SCREW TERMINAL METRIC THREAD M6 COMPRISING 4 TERMINALS | 19.36 | TEM | 1 | LP | 0.108 | 1
3VL92165GC30 | ACCESSORY FOR VL160, RCD MODULE IN=160A UE=127...480V 3 POLE | 705.98 | TEM | 1 | LP | 1.438 | 1
3VL92165GC40 | ACCESSORY FOR VL160, RCD MODULE IN=160A UE=127...480V 4 POLE | 797.83 | TEM | 1 | LP | 1.743 | 1
3VL92165GD30 | ACCESSORY FOR VL160, RCD MODULE IN=160A UE=230...690V 3 POLE | 775.06 | TEM | 1 | LP | 1.427 | 1
3VL92165GD40 | ACCESSORY FOR VL160, RCD MODULE IN=160A UE=230...690V 4 POLE | 880.77 | TEM | 1 | LP | 1.88 | 1
3VL92166SP30 | ELECTRONIC TRIP UNIT VL 160 3POLE, MOTOR/GENERATOR PROT. ETU10M, LI IR= 64...160A, OVERLOAD PROTECTION, II= 1.25 TO 11 X IN, SHORTCIRCUIT PROTECTION BOX TERMINAL/SCREWED UNION CONNECTIONS IN SCOPE OF DELIVERY OF CONTACT UNIT | 385.88 | TEM | 1 | LP | 0.735 | 1
3VL92166SS30 | ELECTRONIC TRIP UNIT VL 160 3POLE, MOTOR PROTECTION ETU30M, LI IR= 64...160A, OVERLOAD PROTECTION, TC= 10A ... 30, TIME LAG CLASS II= 6 / 8 / 11 X IN, SHORTCIRCUIT PROTECTION BOX TERMINAL/SCREWED UNION CONNECTIONS IN SCOPE OF DELIVERY OF CONTACT UNIT | 441.43 | TEM | 1 | LP | 0.736 | 1
3VL93003AS10 | ACCESSORY FOR VL160X, VL160, VL250, KIT F. LEADING AUXILIARY SWITCHES 1 CO CONTACT, FROM OFF TO ON 1.5 METER CONNECTING CABLE | 16.5 | TEM | 1 | LP | 0.113 | 1
3VL93003AT10 | ACCESSORY FOR VL160X, VL160, VL250, KIT F. LEADING AUXILIARY SWITCHES 2 CO CONTACTS, FROM OFF TO ON 1.5 METER CONNECTING CABLE | 29.37 | TEM | 1 | LP | 0.183 | 1
3VL93003AU10 | ACCESSORY FOR VL160X, VL160, VL250, KIT F. LEADING AUXILIARY SWITCHES 1 CO CONTACT, FROM ON TO OFF 1.5 METER CONNECTING CABLE | 16.5 | TEM | 1 | LP | 0.119 | 1
3VL93003AW10 | ACCESSORY FOR VL160X, VL160, VL250, KIT F. LEADING AUXILIARY SWITCHES 2 CO CONTACTS, FROM ON TO OFF 1.5 METER CONNECTING CABLE | 29.37 | TEM | 1 | LP | 0.189 | 1
3VL93003HA00 | ACCESSORY FOR VL160X, VL160, VL250 FRONT ROTARY DRIVE STANDARD | 56.65 | TEM | 1 | LP | 0.534 | 1
3VL93003HE00 | ACCESSORY FOR VL160X, VL160, VL250, ROTARY DRIVE, DIRECT SHAFT STUB/ NO KNOB USE WITH 8UC62626BD22 OR 8UC62728BD22 | 51.15 | TEM | 1 | LP | 0.411 | 1
3VL93003HF05 | ACCESSORY FOR VL160X, VL160, VL250 DOORCOUPLING OPERAT. MECHANISM FOR INSTALLAT. IN DOORS, COMPL. STANDARD DOOR DRIVE 8UC7 HANDLE TIGREY, MASKING FRAME LIGHT GRAY | 80.3 | TEM | 1 | LP | 0.8 | 1
3VL93003HG05 | ACCESSORY FOR VL160X, VL160, VL250 FOR INSTALLAT. IN DOORS, COMPL. DOOR DRIVE 8UC7 HANDLE RED, MASKING FRAME YELLOW | 88.66 | TEM | 1 | LP | 0.8 | 1
3VL93003HL00 | ACCESSORY FOR VL160X, VL160, VL250, HANDLE PADLOCKING DEV. | 39.6 | TEM | 1 | LP | 0.077 | 1
3VL93003HP00 | ACCESSORY FOR VL160X, VL160, VL250, for VL150X UL, VL150 UL, VL250 UL (CG, DG and FG Frame) SUPPORT BRACKET FOR 6MM SHAFT, FOR ROTARY DRIVE LOCKING DEVICE FOR MAX 3 PADLOCKS | 13.97 | TEM | 1 | LP | 0.385 | 1
3VL93003MD10 | ACCESSORY FOR VL160; VL250 MOTOR OPERATOR 110127 V AC/DC | 332.75 | TEM | 1 | LP | 1.797 | 1
3VL93003ME10 | ACCESSORY FOR VL160; VL250 MOTOR OPERATOR 220250 V AC/DC | 332.75 | TEM | 1 | LP | 1.805 | 1
3VL93003ML00 | ACCESSORY FOR VL160X, VL160, VL250, STORED ENERGY OPERATOR 4248V AC/DC | 414.48 | TEM | 1 | LP | 2.81 | 1
3VL93003MN00 | ACCESSORY FOR VL160X, VL160, VL250, STORED ENERGY OPERATOR 110127V AC/DC | 414.48 | TEM | 1 | LP | 2.782 | 1
3VL93003MQ00 | ACCESSORY FOR VL160X, VL160, VL250, STORED ENERGY OPERATOR 220250V AC/DC | 414.48 | TEM | 1 | LP | 2.818 | 1
3VL93004EC30 | ACCESSORY FOR VL250, FRONT BUSBAR CONNECTION SET OF 3 PCS 3 POLE | 25.3 | TEM | 1 | LP | 0.269 | 1
3VL93004EC40 | ACCESSORY FOR VL250, FRONT BUSBAR CONNECTION SET OF 4 PCS 4 POLE | 34.1 | TEM | 1 | LP | 0.346 | 1
3VL93004ED30 | ACCESSORY FOR VL250, FRONT BUSBAR CONNECTION (FLARED) SET OF 3 PCS 3 POLE | 43.89 | TEM | 1 | LP | 0.256 | 1
3VL93004ED40 | ACCESSORY FOR VL250, FRONT BUSBAR CONNECTION (FLARED) SET OF 4 PCS 4 POLE | 58.63 | TEM | 1 | LP | 0.425 | 1
3VL93004PA30 | ACCESSORY FOR VL250, PLUG IN SOCKET KIT ASSEMBLY REAR CONNECTORS 3 POLE | 170.61 | TEM | 1 | LP | 3.409 | 1
3VL93004PC30 | ACCESSORY FOR VL250, PLUG IN SOCKET KIT ASSEMBLY FRONT CONNECTORS 3 POLE | 170.61 | TEM | 1 | LP | 2.4 | 1
3VL93004PJ00 | ACCESSORY FOR VL160X, VL160, VL250, ACCESSORY CONDUCTOR FOR PLUG IN SOCKET | 39.82 | TEM | 1 | LP | 0.196 | 1
3VL93004RA00 | ACCESSORY FOR VL250, REAR TERMINAL, SHORT, ROUND COMPRISES 1 TERMINAL | 12.21 | TEM | 1 | LP | 0.161 | 1
3VL93004TA30 | ACCESSORY FOR VL250, NUT PLATE METRIC CONSISTS OF 3 PIECES 3 POLE | 15.29 | TEM | 1 | LP | 0.114 | 1
3VL93004TA40 | ACCESSORY FOR VL250, NUT PLATE METRIC CONSISTS OF 4 PIECES 4 POLE | 20.57 | TEM | 1 | LP | 0.144 | 1
3VL93004TC30 | ACCESSORY FOR VL250, STEEL WRAPAROUND TERMINAL SET OF 3 PCS 3 POLE | 16.06 | TEM | 1 | LP | 0.206 | 1
3VL93004TC40 | ACCESSORY FOR VL250, STEEL WRAPAROUND TERMINAL SET OF 4 PCS 4 POLE | 21.67 | TEM | 1 | LP | 0.275 | 1
3VL93004WA30 | ACCESSORY FOR VL250, DRAW OUT ASSEMBLY REAR CONNECTORS 3 POLES | 257.07 | TEM | 1 | LP | 5.192 | 1
3VL93004WC30 | ACCESSORY FOR VL250, DRAW OUT ASSEMBLY FRONT CONNECTORS 3 POLES | 263.45 | TEM | 1 | LP | 5.1 | 1
3VL93004WC40 | ACCESSORY FOR VL250, DRAW OUT ASSEMBLY FRONT CONNECTORS 4 POLES | 348.37 | TEM | 1 | LP | 5.711 | 1
3VL93008BC00 | ACCESSORY FOR VL160X, VL160, VL250, COVER FRAME IP30 FOR CIRCUIT BREAKER FIXED/PLUG IN MOUNTED | 11.66 | TEM | 1 | LP | 0.061 | 1
3VL93008BG00 | ACCESSORY FOR VL160X, VL160, VL250, COVER FRAME IP40 FOR CIRCUIT BREAKER W.ROTARY/STORED ENERGY MOUNTED | 16.28 | TEM | 1 | LP | 0.126 | 1
3VL93008CA30 | ACCESSORY FOR VL160X, VL160, VL250, TERMINAL COVER EXTENDED 1 PIECE = 2 COVERS 3 POLE | 24.09 | TEM | 1 | LP | 0.292 | 1
3VL93008CA40 | ACCESSORY FOR VL160X, VL160, VL250, TERMINAL COVER EXTENDED 1 PIECE = 2 COVERS 4 POLE | 31.9 | TEM | 1 | LP | 0.364 | 1
3VL93008CB30 | ACCESSORY FOR VL160X, VL160, VL250, TERMINAL COVER STANDARD 1 PIECE = 2 COVERS 3 POLE | 19.03 | TEM | 1 | LP | 0.064 | 1
3VL93008CB40 | ACCESSORY FOR VL160X, VL160, VL250, TERMINAL COVER STANDARD 1 PIECE = 2 COVERS 4 POLE | 25.41 | TEM | 1 | LP | 0.082 | 1
3VL93008CE00 | ACCESSORY FOR VL160X, VL160, VL250, INTERPHASE BARRIERS 1SET=2PIECES | 15.62 | TEM | 1 | LP | 0.035 | 1
3VL93008LA00 | ACCESSORY FOR VL160X, VL160, VL250, CABLE INTERLOCK SYSTEM | 39.6 | TEM | 1 | LP | 0.205 | 1
3VL93008LC00 | ACCESSORY FOR VL160X, VL160, VL250, WALKINGBEAM INTERLOCK FIXED MOUNTED | 222.31 | TEM | 1 | LP | 0.32 | 1
3VL93008LD00 | ACCESSORY FOR VL160X, VL160, VL250, WALKINGBEAM INTERLOCK DRAWOUT/ PLUGIN | 334.95 | TEM | 1 | LP | 0.383 | 1
3VL93008SA40 | ACCESSORY FOR VL160X, VL160, VL250, MOUNTING SCREW KIT CONSISTS OF 4 SCREWS | 15.62 | TEM | 1 | LP | 0.048 | 1
3VL93206SP30 | ELECTRONIC TRIP UNIT VL 250 3POLE, MOTOR/GENERATOR PROT. ETU10M, LI IR= 80...200A, OVERLOAD PROTECTION, II= 1.25 TO 11 X IN, SHORTCIRCUIT PROTECTION SCREWED UNION CONNECTIONS IN SCOPE OF DELIVERY OF CONTACT UNIT | 497.31 | TEM | 1 | LP | 0.747 | 1
3VL93207DC30 | OVERCURRENT RELEASE VL 250 3POLE, SYSTEM PROTECTION THERMOMAGNETIC, LI IR= 160...200A, OVERLOAD PROTECTION | 312.29 | TEM | 1 | LP | 0.7 | 1
3VL93218HA00 | ACCESSORY FOR VL160X, VL160, VL250, INSTALLATION KIT WITH SAFETY LOCK TYPE FILLI GIUSSANI, FOR MOTOR OP. MECH. WITH SPRING ENERGY STORE | 63.91 | TEM | 1 | LP | 0.039 | 1
3VL93255GE30 | ACCESSORY FOR VL250, RCD MODULE IN=250A UE=127...480V 3 POLE | 760.21 | TEM | 1 | LP | 1.578 | 1
3VL93255GE40 | ACCESSORY FOR VL250, RCD MODULE IN=250A UE=127...480V 4 POLE | 865.04 | TEM | 1 | LP | 1.806 | 1
3VL93255GF30 | ACCESSORY FOR VL250, RCD MODULE IN=250A UE=230...690V 3 POLE | 822.25 | TEM | 1 | LP | 1.487 | 1
3VL93255GF40 | ACCESSORY FOR VL250, RCD MODULE IN=250A UE=230...690V 4 POLE | 944.24 | TEM | 1 | LP | 1.81 | 1
3VL93256SP30 | ELECTRONIC TRIP UNIT VL 250 3POLE, MOTOR/GENERATOR PROT. ETU10M, LI IR= 100...250A, OVERLOAD PROTECTION, II= 1.25 TO 11 X IN, SHORTCIRCUIT PROTECTION SCREWED UNION CONNECTIONS IN SCOPE OF DELIVERY OF CONTACT UNIT | 557.92 | TEM | 1 | LP | 0.749 | 1
3VL93256SS30 | ELECTRONIC TRIP UNIT VL 250 3POLE, MOTOR PROTECTION ETU30M, LI IR= 100...250A, OVERLOAD PROTECTION, TC= 10A ... 30, TIME LAG CLASS II= 6 / 8 / 11 X IN, SHORTCIRCUIT PROTECTION SCREWED UNION CONNECTIONS IN SCOPE OF DELIVERY OF CONTACT UNIT | 620.95 | TEM | 1 | LP | 0.747 | 1
3VL93257DC30 | OVERCURRENT RELEASE VL 250 3POLE, SYSTEM PROTECTION THERMOMAGNETIC, LI IR= 200...250 A, OVERLOAD PROTECTION | 396.22 | TEM | 1 | LP | 0.68 | 1
3VL93257EJ40 | OVERCURRENT RELEASE VL 250 4POLE, SYSTEM PROTECTION THERMOMAGNETIC, LI IR= 200...250 A, OVERLOAD PROTECTION, | 319 | TEM | 1 | LP | 1.044 | 1
3VL93258TC00 | ACCESSORY FOR VL250, CURRENT TRANSFORMER FOR OVERLOAD PROTECTION OF THE NCONDUCTOR AND FOR EARTHFAULT PROTECTION IN=250A | 170.61 | TEM | 1 | LP | 0.455 | 1
3VL94001SC00 | ACCESSORY FOR VL160X, VL160, VL250, VL400, SHUNT RELEASE 24 V DC RIGHT POLE ONLY | 64.79 | TEM | 1 | LP | 0.1 | 1
3VL94001SK00 | ACCESSORY FOR VL160X, VL160, VL250, VL400, SHUNT RELEASE 110 127 V DC RIGHT POLE ONLY | 64.79 | TEM | 1 | LP | 0.099 | 1
3VL94001SQ00 | ACCESSORY FOR VL160X, VL160, VL250, VL400, SHUNT RELEASE 220 250 V DC RIGHT POLE ONLY | 64.79 | TEM | 1 | LP | 0.098 | 1
3VL94001ST00 | ACCESSORY FOR VL160X, VL160, VL250, VL400, SHUNT RELEASE 208 277 V AC RIGHT POLE ONLY | 64.79 | TEM | 1 | LP | 0.1 | 1
3VL94001SV00 | ACCESSORY FOR VL160X, VL160, VL250, VL400, SHUNT RELEASE 380 600 V AC RIGHT POLE ONLY | 64.79 | TEM | 1 | LP | 0.106 | 1
3VL94001UD00 | ACCESSORY FOR VL160X, VL160, VL250, VL400, UNDERVOLTAGE RELEASE 24 V AC FOR MOUNTING ON THE RIGHT | 86.57 | TEM | 1 | LP | 0.104 | 1
3VL94001UG00 | ACCESSORY FOR VL160X, VL160, VL250, VL400, UNDERVOLTAGE RELEASE 110...127 V AC FOR MOUNTING ON THE RIGHT | 86.57 | TEM | 1 | LP | 0.104 | 1
3VL94001UH00 | ACCESSORY FOR VL160X, VL160, VL250, VL400, UNDERVOLTAGE RELEASE 220 250 V AC RIGHT POLE ONLY | 86.57 | TEM | 1 | LP | 0.105 | 1
3VL94001UJ00 | ACCESSORY FOR VL160X, VL160, VL250, VL400, UNDERVOLTAGE RELEASE 380 415 V AC RIGHT POLE ONLY | 86.57 | TEM | 1 | LP | 0.103 | 1
3VL94001UL00 | ACCESSORY FOR VL160X, VL160, VL250, VL400, UNDERVOLTAGE RELEASE 500...525V AC RIGHT POLE ONLY | 86.57 | TEM | 1 | LP | 0.103 | 1
3VL94001UP00 | ACCESSORY FOR VL160X, VL160, VL250, VL400, UNDERVOLTAGE RELEASE 24 V DC RIGHT POLE ONLY | 86.57 | TEM | 1 | LP | 0.099 | 1
3VL94001UR00 | ACCESSORY FOR VL160X, VL160, VL250, VL400, UNDERVOLTAGE RELEASE 110 127 V DC RIGHT POLE ONLY | 86.57 | TEM | 1 | LP | 0.099 | 1
3VL94001US00 | ACCESSORY FOR VL160X, VL160, VL250, VL400, UNDERVOLTAGE RELEASE 220 250 V DC RIGHT POLE ONLY | 86.57 | TEM | 1 | LP | 0.102 | 1
3VL94001UU00 | ACCESSORY FOR VL160X, VL160, VL250, VL400, UNDERVOLTAGE RELEASE 48 V DC RIGHT POLE ONLY | 86.57 | TEM | 1 | LP | 0.1 | 1
3VL94002AB00 | ACCESSORY FOR VL160X, VL160, VL250, VL400, AUXILIARY SWITCH KIT 2HS(1NO+1NC) N, LEFT(1), RIGHT | 37.62 | TEM | 1 | LP | 0.056 | 1
3VL94002AD00 | ACCESSORY FOR VL160X, VL160, VL250, VL400, AUXILIARY/ALARM SWITCH KIT 2HS(1NO+1NC)+1AS(1NO) N, LEFT(1), RIGHT | 50.05 | TEM | 1 | LP | 0.087 | 1
3VL94002AH00 | ACCESSORY FOR VL160X, VL160, VL250, VL400, MOUNTING BRACKET UP TO 3HS N, LEFT(1), RIGHT | 22.55 | TEM | 1 | LP | 0.038 | 1
3VL94002AJ10 | ACCESSORY FOR VL160X, VL160, VL250, VL400, MOUNTING BRACKET 2HS+1AS ONLY LEFT(1) | 27.17 | TEM | 1 | LP | 0.04 | 1
3VL94002AJ20 | ACCESSORY FOR VL160X, VL160, VL250, VL400, MOUNTING BRACKET 2HS+1AS RIGHT POLE ONLY | 32.01 | TEM | 1 | LP | 0.039 | 1
3VL94003HA00 | ACCESSORY FOR VL400, ROTARY DRIVE, DIRECT STANDARD | 53.79 | TEM | 1 | LP | 1.281 | 1
3VL94003HE00 | ACCESSORY FOR VL400, ROTARY DRIVE, DIRECT SHAFT STUB/ NO KNOB USE WITH 8UC63146BD44 OR 8UC63248BD44 | 49.06 | TEM | 1 | LP | 1.126 | 1
3VL94003HF05 | ACCESSORY FOR VL400, FOR INSTALLAT. IN DOORS, COMPL. DOOR DRIVE 8UC7 HANDLE TIGREY, MASKING FRAME LIGHT GRAY | 110.66 | TEM | 1 | LP | 1.51 | 1
3VL94003HG05 | ACCESSORY FOR VL400, FOR INSTALLAT. IN DOORS, COMPL. DOOR DRIVE 8UC7 HANDLE RED, MASKING FRAME YELLOW | 118.25 | TEM | 1 | LP | 1.569 | 1
3VL94003HL00 | ACCESSORY FOR VL400, HANDLE PADLOCKING DEV. | 55.11 | TEM | 1 | LP | 0.144 | 1
3VL94003HN00 | ACCESSORY FOR VL400, TOGGLE HANDLE EXTENSION WITH SCREWS PACKED IN BAG | 15.18 | TEM | 1 | LP | 0.023 | 1
3VL94003HP00 | ACCESSORY FOR VL400, VL400UL, VL400XUL (JG and LG Frame) SUPPORT BRACKET FOR SHAFT OF DOORCOUPLING ROTARY MECHANISMS, LOCKING DEVICE FOR MAX 3 PADLOCKS | 14.19 | TEM | 1 | LP | 0.516 | 1
3VL94003ME10 | ACCESSORY FOR VL400 MOTORIZED OPERATING MECH. 220250 V AC/DC FOR ALL TMTU FOR ETU GREATER THAN,EQUAL TO *E03*01* | 532.07 | TEM | 1 | LP | 2.325 | 1
3VL94003MJ00 | ACCESSORY FOR VL400, STORED ENERGY OPERATOR 24V DC | 748.99 | TEM | 1 | LP | 4.61 | 1
3VL94003ML00 | ACCESSORY FOR VL400, STORED ENERGY OPERATOR 4248V AC/DC | 748.99 | TEM | 1 | LP | 4.594 | 1
3VL94003MN00 | ACCESSORY FOR VL400, STORED ENERGY OPERATOR 110127V AC/DC | 748.99 | TEM | 1 | LP | 4.602 | 1
3VL94003MQ00 | ACCESSORY FOR VL400, STORED ENERGY OPERATOR 220250V AC/DC | 748.99 | TEM | 1 | LP | 4.593 | 1
3VL94004EC30 | ACCESSORY FOR VL400, FRONT BUSBAR CONNECTION SET OF 3 PCS 3 POLE | 42.79 | TEM | 1 | LP | 0.918 | 1
3VL94004EC40 | ACCESSORY FOR VL400, FRONT BUSBAR CONNECTION SET OF 4 PCS 4 POLE | 57.64 | TEM | 1 | LP | 1.256 | 1
3VL94004ED30 | ACCESSORY FOR VL400, FRONT BUSBAR CONNECTION (FLARED) SET OF 3 PCS 3 POLE | 71.39 | TEM | 1 | LP | 0.896 | 1
3VL94004ED40 | ACCESSORY FOR VL400, FRONT BUSBAR CONNECTION (FLARED) SET OF 4 PCS 4 POLE | 95.15 | TEM | 1 | LP | 1.476 | 1
3VL94004PA30 | ACCESSORY FOR VL400, PLUG IN SOCKET KIT ASSEMBLY REAR CONNECTORS 3 POLE | 439.45 | TEM | 1 | LP | 7.106 | 1
3VL94004PC30 | ACCESSORY FOR VL400, PLUG IN SOCKET KIT ASSEMBLY FRONT CONNECTORS 3 POLE | 439.45 | TEM | 1 | LP | 6.67 | 1
3VL94004PC40 | ACCESSORY FOR VL400, PLUG IN SOCKET KIT ASSEMBLY FRONT CONNECTORS 4 POLE | 584.43 | TEM | 1 | LP | 7.69 | 1
3VL94004PD40 | ACCESSORY FOR VL400, PLUG IN SOCKET KIT ASSEMBLY FRONT CONNECTORS RCD 4 POLE | 698.06 | TEM | 1 | LP | 9.298 | 1
3VL94004PJ00 | ACCESSORY FOR VL400, ACCESSORY CONDUCTOR FOR PLUG IN SOCKET | 47.19 | TEM | 1 | LP | 0.215 | 1
3VL94004PS40 | ACCESSORIES FOR VL400, KIT MEAS. CONTACT 4P COMPRISING 8 MEAS. CONTACTS AND 1 TRIGGER PIN | 233.75 | TEM | 1 | LP | 1.623 | 1
3VL94004TC30 | ACCESSORY FOR VL400, STEEL WRAPAROUND TERMINAL SET OF 3 PCS 3 POLE | 76.01 | TEM | 1 | LP | 0.488 | 1
3VL94004TD30 | ACCESSORY FOR VL400, TERMINAL FOR CABLE (CU OR AL) SET OF 3 PCS 1HOLE 3 POLE | 71.39 | TEM | 1 | LP | 0.293 | 1
3VL94004WA30 | ACCESSORY FOR VL400, DRAW OUT ASSEMBLY REAR CONNECTORS 3 POLES | 659.12 | TEM | 1 | LP | 12.65 | 1
3VL94004WC30 | ACCESSORY FOR VL400, DRAW OUT ASSEMBLY FRONT CONNECTORS 3 POLES | 659.12 | TEM | 1 | LP | 12.24 | 1
3VL94004WC40 | ACCESSORY FOR VL400, DRAW OUT ASSEMBLY FRONT CONNECTORS 4 POLES | 865.04 | TEM | 1 | LP | 14.24 | 1
3VL94008BC00 | ACCESSORY FOR VL400, COVER FRAME IP30 FOR CIRCUIT BREAKER FIXED/PLUG IN MOUNTED | 15.51 | TEM | 1 | LP | 0.053 | 1
3VL94008BG00 | ACCESSORY FOR VL400, COVER FRAME IP40 FOR CIRCUIT BREAKER W.ROTARY/STORED ENERGY MOUNTED | 21.67 | TEM | 1 | LP | 0.154 | 1
3VL94008CA30 | ACCESSORY FOR VL400, TERMINAL COVER EXTENDED 1 PIECE = 2 COVERS 3 POLE | 33.66 | TEM | 1 | LP | 0.75 | 1
3VL94008CA40 | ACCESSORY FOR VL400, TERMINAL COVER EXTENDED 1 PIECE = 2 COVERS 4 POLE | 44.11 | TEM | 1 | LP | 0.966 | 1
3VL94008CB30 | ACCESSORY FOR VL400, TERMINAL COVER STANDARD 1 PIECE = 2 COVERS 3 POLE | 28.49 | TEM | 1 | LP | 0.124 | 1
3VL94008CB40 | ACCESSORY FOR VL400, TERMINAL COVER STANDARD 1 PIECE = 2 COVERS 4 POLE | 36.52 | TEM | 1 | LP | 0.177 | 1
3VL94008LC00 | ACCESSORY FOR VL400, WALKINGBEAM INTERLOCK FIXED MOUNTED | 380.38 | TEM | 1 | LP | 1.17 | 1
3VL94008LD00 | ACCESSORY FOR VL400, WALKINGBEAM INTERLOCK DRAWOUT/ PLUGIN | 572.33 | TEM | 1 | LP | 1.28 | 1
3VL94317DC30 | OVERCURRENT RELEASE VL 400 3POLE, SYSTEM PROTECTION THERMOMAGNETIC, LI IR= 250...315A, OVERLOAD PROTECTION II= 1575...3150A, SHORTCIRCUIT PROTECTION SCREWED UNION CONNECTIONS IN SCOPE OF DELIVERY OF CONTACT UNIT | 341.77 | TEM | 1 | LP | 1.437 | 1
3VL94405GG40 | ACCESSORY FOR VL400, RCD MODULE IN=400A UE=127...480V 4 POLE | 1169.19 | TEM | 1 | LP | 3.327 | 1
3VL94406SB30 | ELECTRONIC TRIP UNIT VL 400 3POLE, SYSTEM PROTECTION ETU10, LI IR= 160...400A, OVERLOAD PROTECTION, II= 1.25 TO 11 X IN, SHORTCIRCUIT PROTECTION SCREWED UNION CONNECTIONS IN SCOPE OF DELIVERY OF CONTACT UNIT | 556.82 | TEM | 1 | LP | 1.67 | 1
3VL94407DC30 | OVERCURRENT RELEASE VL 400 3POLE, SYSTEM PROTECTION THERMOMAGNETIC, LI IR= 320...400A, OVERLOAD PROTECTION II= 2000...4000A, SHORTCIRCUIT PROTECTION SCREWED UNION CONNECTIONS IN SCOPE OF DELIVERY OF CONTACT UNIT | 421.96 | TEM | 1 | LP | 1.491 | 1
3VL95004EC30 | ACCESSORY FOR VL630, FRONT BUSBAR CONNECTION SET OF 3 PCS 3 POLE | 42.79 | TEM | 1 | LP | 1.248 | 1
3VL95004EC40 | ACCESSORY FOR VL630, FRONT CONNECTION BAR COMPRISES 4 CONNECTIONS 4POLE | 57.64 | TEM | 1 | LP | 1.522 | 1
3VL95004ED30 | ACCESSORY FOR VL630, FRONT CONNECTION BARS INCREASED POLE SPACING COMPRISES 3 TERMINALS 3POLE | 71.39 | TEM | 1 | LP | 1.172 | 1
3VL95004ED40 | ACCESSORY FOR VL630, FRONT CONNECTION BARS INCREASED POLE SPACING COMPRISES 4 TERMINALS 4POLE | 95.15 | TEM | 1 | LP | 1.545 | 1
3VL95004PC30 | ACCESSORY FOR VL630, PLUG IN SOCKET KIT ASSEMBLY FRONT CONNECTORS 3 POLE | 467.5 | TEM | 1 | LP | 8.515 | 1
3VL95004PC40 | ACCESSORY FOR VL630, PLUG IN SOCKET KIT ASSEMBLY FRONT CONNECTORS 4 POLE | 620.95 | TEM | 1 | LP | 10.933 | 1
3VL95004PF00 | ACCESSORIES FOR VL630, TRIGGER PIN + SPRING | 25.96 | TEM | 1 | LP | 0.014 | 1
3VL95004TA30 | ACCESSORY FOR VL630, NUT PLATE METRIC CONSISTS OF 3 PIECES 3 POLE | 43.67 | TEM | 1 | LP | 0.126 | 1
3VL95004WA30 | ACCESSORY FOR VL630, DRAW OUT ASSEMBLY REAR CONNECTORS 3 POLES | 733.92 | TEM | 1 | LP | 15.36 | 1
3VL95004WC30 | ACCESSORY FOR VL630, DRAW OUT ASSEMBLY FRONT CONNECTORS 3 POLES | 733.92 | TEM | 1 | LP | 15.3 | 1
3VL95636SB30 | ELECTRONIC TRIP UNIT VL 630 3 POLE, LINE PROTECTION ETU10, LI IR=252630A, OVERLOAD II=1,25TO10XIN, SHORTCIRCUIT | 736.23 | TEM | 1 | LP | 1.865 | 1
3VL95636UH30 | ELECTRONIC TRIP UNIT VL 630 3 POLE, LINE PROTECTION LCD ETU40, LI/LS/LSI IR=252630A, OVERLOAD ISD=1,5TO9XIR, II=10XIN SHORT CIRCUIT | 1492.26 | TEM | 1 | LP | 2.036 | 1
3VL95637DC30 | OVERCURRENT RELEASE VL 630 3 POLES, LINE PROTECTION THERMAL MAGNETIC, LI IR=500630A, OVERLOAD II=32506500A, SHORT CIRCUIT | 435.49 | TEM | 1 | LP | 1.62 | 1
3VL95638TC00 | ACCESSORY FOR VL630, CURRENT TRANSFORMER FOR OVERLOAD PROTECTION OF THE NCONDUCTOR AND FOR EARTHFAULT PROTECTION IN=630A | 225.94 | TEM | 1 | LP | 0.771 | 1
3VL96003HA00 | ACCESSORY FOR VL630, VL800, FRONT ROTARY DRIVE STANDARD | 74.91 | TEM | 1 | LP | 1.373 | 1
3VL96003HE00 | ACCESSORY FOR VL630, VL800, ROTARY DRIVE, DIRECT SHAFT STUB/ NO KNOB USE WITH 8UC63146BD44 OR 8UC63248BD44 | 65.12 | TEM | 1 | LP | 1.154 | 1
3VL96003HF05 | ACCESSORY FOR VL630, VL800, DOOR OP.MECH. 8UC7 NEW DESIGN HANDLE TIGREY, MASKING FRAME LIGHT GREY FOR INSTALL.IN DOORS, COMPL. | 118.36 | TEM | 1 | LP | 1.66 | 1
3VL96003HG05 | ACCESSORY FOR VL630, VL800, FOR INSTALLAT. IN DOORS, COMPL. DOOR DRIVE 8UC7 HANDLE RED, MASKING FRAME YELLOW | 131.01 | TEM | 1 | LP | 1.64 | 1
3VL96003HL00 | ACCESSORY FOR VL630, VL800, HANDLE PADLOCKING DEV. | 72.71 | TEM | 1 | LP | 0.162 | 1
3VL96003HN00 | ACCESSORY FOR VL630, VL800, TOGGLE HANDLE EXTENSION WITH SCREWS PACKED IN BAG | 14.52 | TEM | 1 | LP | 0.032 | 1
3VL96003HP00 | ACCESSORY FOR VL630, VL800, VL800UL (MG Frame) SUPPORT BRACKET FOR SHAFT, FOR ROTARY DRIVE LOCKING DEVICE FOR MAX 3 PADLOCKS | 20.13 | TEM | 1 | LP | 0.562 | 1
3VL96003ME10 | ACCESSORY FOR VL630; VL800 MOTOR OPERATOR 220250 V AC/DC FOR MCCB GREATER, EQUAL *E02*01* | 664.62 | TEM | 1 | LP | 2.332 | 1
3VL96003MJ00 | ACCESSORY FOR VL630, VL800, STORED ENERGY OPERATOR 24V DC | 866.03 | TEM | 1 | LP | 5.63 | 1
3VL96003MN00 | ACCESSORY FOR VL630, VL800, STORED ENERGY OPERATOR 110127V AC/DC | 866.03 | TEM | 1 | LP | 5.473 | 1
3VL96003MQ00 | ACCESSORY FOR VL630, VL800, STORED ENERGY OPERATOR 220250V AC/DC | 866.03 | TEM | 1 | LP | 5.639 | 1
3VL96004EC30 | ACCESSORY FOR VL800, FRONT CONNECTION BARS COMPRISES 3 TERMINALS 3POLE | 69.85 | TEM | 1 | LP | 1.725 | 1
3VL96004ED30 | ACCESSORY FOR VL800, FRONT CONNECTION BARS INCREASED POLE SPACING COMPRISES 3 TERMINALS 3POLE | 105.93 | TEM | 1 | LP | 1.733 | 1
3VL96004ED40 | ACCESSORY FOR VL800, FRONT CONNECTION BARS INCREASED POLE SPACING COMPRISES 4 TERMINALS 4POLE | 141.79 | TEM | 1 | LP | 2.287 | 1
3VL96004PJ00 | ACCESSORY FOR VL630, VL800, ACCESSORY CONDUCTOR FOR PLUG IN SOCKET | 51.81 | TEM | 1 | LP | 0.216 | 1
3VL96004WA30 | ACCESSORY FOR VL800, DRAW OUT ASSEMBLY REAR CONNECTORS 3 POLES | 944.24 | TEM | 1 | LP | 43.88 | 1
3VL96004WC30 | ACCESSORY FOR VL800, DRAW OUT ASSEMBLY FRONT CONNECTORS 3 POLES | 944.24 | TEM | 1 | LP | 44.46 | 1
3VL96004WC40 | ACCESSORY FOR VL800, DRAW OUT ASSEMBLY FRONT CONNECTORS 4 POLES | 1238.82 | TEM | 1 | LP | 43.213 | 1
3VL96008BC00 | ACCESSORY FOR VL630, VL800, COVER FRAME IP30 FOR CIRCUIT BREAKER FIXED/PLUG IN MOUNTED | 17.49 | TEM | 1 | LP | 0.076 | 1
3VL96008BG00 | ACCESSORY FOR VL630, VL800, COVER FRAME IP40 FOR CIRCUIT BREAKER W.ROTARY/STORED ENERGY MOUNTED | 23.54 | TEM | 1 | LP | 0.209 | 1
3VL96008BH00 | ACCESSORY FOR VL630, VL800, COVER FRAME IP40 FOR CIRCUIT BREAKER DRAWOUT MOUNTED | 27.06 | TEM | 1 | LP | 0.473 | 1
3VL96008CA30 | ACCESSORY FOR VL630, VL800, TERMINAL COVER EXTENDED 1 PIECE = 2 COVERS 3 POLE | 66.44 | TEM | 1 | LP | 0.93 | 1
3VL96008CA40 | ACCESSORY FOR VL630, VL800, TERMINAL COVER EXTENDED 1 PIECE = 2 COVERS 4 POLE | 88 | TEM | 1 | LP | 1.062 | 1
3VL96008CB30 | ACCESSORY FOR VL630, VL800, TERMINAL COVER STANDARD 1 PIECE = 2 COVERS 3 POLE | 55.88 | TEM | 1 | LP | 0.219 | 1
3VL96008CE00 | ACCESSORY FOR VL400, VL630, VL800, INTERPHASE BARRIERS 1SET=2PIECES | 18.26 | TEM | 1 | LP | 0.057 | 1
3VL96008LA00 | ACCESSORY FOR VL630, VL800, CABLE INTERLOCK SYSTEM | 63.91 | TEM | 1 | LP | 0.275 | 1
3VL96008LC00 | ACCESSORY FOR VL630, VL800, WALKINGBEAM INTERLOCK FIXED MOUNTED | 579.59 | TEM | 1 | LP | 4.356 | 1
3VL97004RH30 | ACCESSORY FOR VL1250, SET FLAT BUS SET OF 3 PCS 3 POLE | 109.12 | TEM | 1 | LP | 5.3 | 1
3VL97004TG30 | ACCESSORY FOR VL1250, MULTIPLE FEEDIN TERMINAL FOR CU/AL FOR 4 CONDUCTORS PER TERMINAL 1 SET = 3 UNITS | 187.77 | TEM | 1 | LP | 2.235 | 1
3VL97126LB30 | ELECTRONIC TRIP UNIT VL 1250 3POLE, PLANT PROTECTION ETU10, LI IR= 500...1250A, OVERLOAD PROTECTION, II= 1.25 TO 10 X IN, SHORTCIRCUIT PROTECTION SCREW CONNECTIONS INCLUDED IN SCOPE OF SUPPLY OF CONTACT UNIT MARINE APPROVAL FOR LRS, DNV AND GL | 2041.6 | TEM | 1 | LP | 4.25 | 1
3VL97158HA00 | ACCESSORY FOR VL160X VL1600, INSTALL. KIT WITH SAFETY LOCK RONIS, FOR FRONT ROTARY OPER. MECH. AND MOT. OPER. MECH. (FOR VL400 VL1600) | 69.3 | TEM | 1 | LP | 0.267 | 1
3VL98001SC00 | ACCESSORY FOR VL630, VL800, VL1250, VL1600, SHUNT RELEASE 24 V DC RIGHT POLE ONLY | 122.1 | TEM | 1 | LP | 0.151 | 1
3VL98001SQ00 | ACCESSORY FOR VL630, VL800, VL630, VL800, VL1250, VL1600, SHUNT RELEASE 220 250 V DC RIGHT POLE ONLY | 122.1 | TEM | 1 | LP | 0.15 | 1
3VL98001SR00 | ACCESSORY FOR VL630, VL800, VL1250, VL1600, SHUNT RELEASE 110 127 V AC RIGHT POLE ONLY | 122.1 | TEM | 1 | LP | 0.155 | 1
3VL98001ST00 | ACCESSORY FOR VL630, VL800, VL1250, VL1600, SHUNT RELEASE 208 277 V AC RIGHT POLE ONLY | 122.1 | TEM | 1 | LP | 0.149 | 1
3VL98001SV00 | ACCESSORY FOR VL630, VL800, VL1250, VL1600, SHUNT RELEASE 380 600 V AC RIGHT POLE ONLY | 122.1 | TEM | 1 | LP | 0.15 | 1
3VL98001UD00 | ACCESSORIES FOR VL630, VL800, VL1250, VL1600, UNDERVOLTAGE RELEASE 24 V AC FOR MOUNTING ON THE RIGHT | 136.95 | TEM | 1 | LP | 0.118 | 1
3VL98001UG00 | ACCESSORY FOR VL630, VL800, VL1250, VL1600, UNDERVOLTAGE RELEASE 110 127 V AC RIGHT POLE ONLY | 136.95 | TEM | 1 | LP | 0.114 | 1
3VL98001UH00 | ACCESSORY FOR VL630, VL800, VL1250, VL1600, UNDERVOLTAGE RELEASE 220 250 V AC RIGHT POLE ONLY | 136.95 | TEM | 1 | LP | 0.114 | 1
3VL98001UJ00 | ACCESSORY FOR VL630, VL800, VL1250, VL1600, UNDERVOLTAGE RELEASE 380 415 V AC RIGHT POLE ONLY | 136.95 | TEM | 1 | LP | 0.112 | 1
3VL98001UK00 | ACCESSORY FOR VL630, VL800, VL1250, VL1600, UNDERVOLTAGE RELEASE 440 480 V AC RIGHT POLE ONLY | 136.95 | TEM | 1 | LP | 0.115 | 1
3VL98001UP00 | ACCESSORY FOR VL630, VL800, VL1250, VL1600, UNDERVOLTAGE RELEASE 24 V DC RIGHT POLE ONLY | 136.95 | TEM | 1 | LP | 0.119 | 1
3VL98001US00 | ACCESSORY FOR VL630, VL800, VL1250, VL1600, UNDERVOLTAGE RELEASE 220 250 V DC RIGHT POLE ONLY | 136.95 | TEM | 1 | LP | 0.114 | 1
3VL98002AC00 | ACCESSORY FOR VL630, VL800, VL1250, VL1600, AUXILIARY SWITCH KIT 4HS(2NO+2NC) N, LEFT(1), RIGHT | 68.97 | TEM | 1 | LP | 0.09 | 1
3VL98002AE00 | ACCESSORY FOR VL630, VL800, VL1250, VL1600, AUXILIARY/ALARM SWITCH KIT 2HS(1NO+1NC)+1AS(1NO) N, LEFT(1), RIGHT | 59.73 | TEM | 1 | LP | 0.08 | 1
3VL98003HA00 | ACCESSORY FOR VL1250, VL1600, ROTARY DRIVE, DIRECT STANDARD | 138.71 | TEM | 1 | LP | 3.608 | 1
3VL98003HE00 | ACCESSORY FOR VL1250, VL1600, ROTARY DRIVE, DIRECT SHAFT STUB/ NO KNOB USE WITH 8UC63146BD44 OR 8UC63248BD44 | 120.45 | TEM | 1 | LP | 2.859 | 1
3VL98003HF05 | ACCESSORY FOR VL1250, VL1600, DOOR OP.MECH.8UC7 NEW DESIGN HANDLE TIGREY, MASKING FRAME LIGHT GREY FOR INSTALL. IN DOORS, COMPL. | 173.69 | TEM | 1 | LP | 3.94 | 1
3VL98003HL00 | ACCESSORY FOR VL1250, VL1600, HANDLE PADLOCKING DEV. | 100.43 | TEM | 1 | LP | 0.28 | 1
3VL98003HN00 | ACCESSORY FOR VL1250, VL1600, TOGGLE HANDLE EXTENSION WITH SCREWS PACKED IN BAG | 19.36 | TEM | 1 | LP | 0.251 | 1
3VL98003HP00 | ACCESSORY FOR VL1250, VL1600, for VL1200UL, VL1600UL (NG and PG Frame) SUPPORT BRACKET FOR SHAFT, LOCKING DEVICE FOR ROTARY DRIVE, EXTENDED FOR MAX 3 PADLOCKS | 35.97 | TEM | 1 | LP | 0.723 | 1
3VL98003ME10 | ACCESSORY FOR VL1250; VL1600 MOTOR OPERATOR 220250 V AC/DC FOR MCCB GREATER, EQUAL *E02*01* | 880.77 | TEM | 1 | LP | 3.3 | 1
3VL98003MQ00 | ACCESSORY FOR VL1250, VL1600, MOTOR OPERATOR 220250V AC/DC | 1113.09 | TEM | 1 | LP | 7.94 | 1
3VL98004EC30 | ACCESSORY FOR VL1250, VL1600, FRONT BUSBAR CONNECTION SET OF 3 PCS 3 POLE | 133.21 | TEM | 1 | LP | 3.562 | 1
3VL98004EC40 | ACCESSORY FOR VL1250, VL1600, FRONT BUSBAR CONNECTION SET OF 4 PCS 4 POLE | 173.47 | TEM | 1 | LP | 4.385 | 1
3VL98004PF00 | ACCESSORIES FOR CIRCUITBREAKER VL 1250/1600 TRIGGER PIN + SPRING | 58.52 | TEM | 1 | LP | 0.016 | 1
3VL98004PJ00 | ACCESSORY FOR VL1250, VL1600, ACCESSORY CONDUCTOR FOR PLUG IN SOCKET | 59.62 | TEM | 1 | LP | 0.217 | 1
3VL98004RH30 | ACCESSORY FOR VL1600, SET FLAT BUS SET OF 3 PCS 3 POLE | 116.93 | TEM | 1 | LP | 4.965 | 1
3VL98004TA30 | ACCESSORY FOR VL1250, VL1600, NUT PLATE METRIC CONSISTS OF 3 PIECES 3 POLE | 60.06 | TEM | 1 | LP | 0.273 | 1
3VL98004WA30 | ACCESSORY FOR VL1250, VL1600, DRAW OUT ASSEMBLY REAR CONNECTORS 3 POLES | 1335.62 | TEM | 1 | LP | 43.42 | 1
3VL98004WC30 | ACCESSORY FOR VL1250, VL1600, DRAW OUT ASSEMBLY, ASSEMBLY KIT FRONT CONNECTOR 3POLES | 1335.62 | TEM | 1 | LP | 45 | 1
3VL98004WC40 | ACCESSORY FOR VL1250, VL1600, DRAW OUT ASSEMBLY FRONT CONNECTORS 4 POLES | 1799.93 | TEM | 1 | LP | 53 | 1
3VL98008BC00 | ACCESSORY FOR VL1250, VL1600, COVER FRAME IP30 FOR CIRCUIT BREAKER FIXED/PLUG IN MOUNTED | 21.67 | TEM | 1 | LP | 0.064 | 1
3VL98008BG00 | ACCESSORY FOR VL1250, VL1600, COVER FRAME IP40 FOR CIRCUIT BREAKER W.ROTARY/STORED ENERGY MOUNTED | 27.61 | TEM | 1 | LP | 0.278 | 1
3VL98008CA30 | ACCESSORY FOR VL1250, VL1600, TERMINAL COVER EXTENDED 1 PIECE = 2 COVERS 3 POLE | 87.23 | TEM | 1 | LP | 1.24 | 1
3VL98008CA40 | ACCESSORY FOR VL1250, VL1600, TERMINAL COVER EXTENDED 1 PIECE = 2 COVERS 4 POLE | 116.16 | TEM | 1 | LP | 1.5 | 1
3VL98008CB30 | ACCESSORY FOR VL1250, VL1600, TERMINAL COVER STANDARD 1 PIECE = 2 COVERS 3 POLE | 77.44 | TEM | 1 | LP | 0.412 | 1
3VL98008CE00 | ACCESSORY FOR VL1250, VL1600, INTERPHASE BARRIERS 1SET=2PIECES | 21.67 | TEM | 1 | LP | 0.15 | 1
3VL98008LA00 | ACCESSORY FOR VL1250, VL1600, CABLE INTERLOCK SYSTEM | 225.94 | TEM | 1 | LP | 0.305 | 1
3VL98008LC00 | ACCESSORY FOR VL1250, VL1600, WALKINGBEAM INTERLOCK FIXED MOUNTED | 697.95 | TEM | 1 | LP | 2.738 | 1
3VL98008LD00 | ACCESSORY FOR VL1250, VL1600, WALKINGBEAM INTERLOCK DRAWOUT/ PLUGIN | 830.5 | TEM | 1 | LP | 3.402 | 1
3VL98162AL00 | ACCESSORY FOR VL630, VL800, VL1250, VL1600, MOUNTING BRACKET UP TO 4HS N, LEFT(1), RIGHT | 38.17 | TEM | 1 | LP | 0.053 | 1
3VL98162AN10 | ACCESSORY FOR VL630, VL800, VL1250, VL1600, MOUNTING BRACKET 2HS+2AS ONLY LEFT(1) | 37.29 | TEM | 1 | LP | 0.058 | 1
3VL98166SB30 | ELECTRONIC TRIP UNIT VL 1600 3 POLE, LINE PROTECTION ETU10, LI IR=6401600A , OVERLOAD II=1,25TO9XIN, SHORTCIRCUIT | 2526.92 | TEM | 1 | LP | 4.308 | 1
3VL11021KM300AA0 | CIRCUIT BREAKER VL 150X UL TYPE CG (CAT NO. NCX3B020) NONINTERCHANGEABLE FRAME W/APPROVAL CIRCUIT BREAKER TO UL489 STANDARD BREAKING CAPACITY 3POLE, NEMA RATING 35KA/480V (MOLDED CASE CIRCUIT BREAKER) OVERCURRENT RELEASE TM, LI FUNCTION TU=40DEGR CELSIUS IN=<20A RATED CURRENT II=300A SHORTCIRCUIT PROT. IR=20A OVERCURRENT RELEASE FOR SYSTEM PROTECTION W/O CONNECTION ACCESSORIES WITHOUT AUXILIARY RELEASE WITHOUT AUXILIARY/ALARM SWITCH | 209.05 | TEM | 1 | LP | 1.9 | 1
3VL11031KM300AA0 | CIRCUIT BREAKER VL 150X UL, TYPE CG (CAT NO. NCX3B030) NONINTERCHANGEABLE FRAME W/APPROVAL CIRCUIT BREAKER TO UL489 STANDARD BREAKING CAPACITY 3POLE, NEMA RATING 35KA/480V (MOLDED CASE CIRCUIT BREAKER) OVERCURRENT RELEASE TM, LI FUNCTION TU=40DEGR CELSIUS IN=<30A RATED CURRENT II=300A SHORTCIRCUIT PROT. IR=30A OVERCURRENT RELEASE FOR SYSTEM PROTECTION W/O CONNECTION ACCESSORIES WITHOUT AUXILIARY RELEASE WITHOUT AUXILIARY/ALARM SWITCH | 209.05 | TEM | 1 | LP | 2 | 1
3VL11032KM300AA0 | CIRCUIT BREAKER VL 150X UL, TYPE CG (CAT NO. NCX3B030) NONINTERCHANGEABLE FRAME W/APPROVAL CIRCUIT BREAKER TO UL489 HIGH BREAKING CAPACITY 3POLE, NEMA RATING 65KA/480V (MOLDED CASE CIRCUIT BREAKER) OVERCURRENT RELEASE TM, LI FUNCTION TU=40DEGR CELSIUS IN=<30A RATED CURRENT II=300A SHORTCIRCUIT PROT. IR=30A OVERCURRENT RELEASE FOR SYSTEM PROTECTION W/O CONNECTION ACCESSORIES WITHOUT AUXILIARY RELEASE WITHOUT AUXILIARY/ALARM SWITCH | 231.22 | TEM | 1 | LP | 2 | 1
3VL11041KM300AA0 | CIRCUIT BREAKER VL 150X UL, TYPE CG (CAT NO. NCX3B040) NONINTERCHANGEABLE FRAME W/APPROVAL CIRCUIT BREAKER TO UL489 STANDARD BREAKING CAPACITY 3POLE, NEMA RATING 35KA/480V (MOLDED CASE CIRCUIT BREAKER) OVERCURRENT RELEASE TM, LI FUNCTION TU=40DEGR CELSIUS IN=<40A RATED CURRENT II=600A SHORTCIRCUIT PROT. IR=40A OVERCURRENT RELEASE FOR SYSTEM PROTECTION W/O CONNECTION ACCESSORIES WITHOUT AUXILIARY RELEASE WITHOUT AUXILIARY/ALARM SWITCH | 209.05 | TEM | 1 | LP | 2 | 1
3VL11051KM300AA0 | CIRCUIT BREAKER VL 150X UL, TYPE CG (CAT NO. NCX3B050) NONINTERCHANGEABLE FRAME W/APPROVAL CIRCUIT BREAKER TO UL489 STANDARD BREAKING CAPACITY 3POLE, NEMA RATING 35KA/480V (MOLDED CASE CIRCUIT BREAKER) OVERCURRENT RELEASE TM, LI FUNCTION TU=40DEGR CELSIUS IN=<50A RATED CURRENT II=600A SHORTCIRCUIT PROT. IR=50A OVERCURRENT RELEASE FOR SYSTEM PROTECTION W/O CONNECTION ACCESSORIES WITHOUT AUXILIARY RELEASE WITHOUT AUXILIARY/ALARM SWITCH | 209.05 | TEM | 1 | LP | 2 | 1
3VL11052KM300AA0 | CIRCUIT BREAKER VL 150X UL, TYPE CG (CAT NO. NCX3B050) NONINTERCHANGEABLE FRAME W/APPROVAL CIRCUIT BREAKER TO UL489 HIGH BREAKING CAPACITY 3POLE, NEMA RATING 65KA/480V (MOLDED CASE CIRCUIT BREAKER) OVERCURRENT RELEASE TM, LI FUNCTION TU=40DEGR CELSIUS IN=<50A RATED CURRENT II=600A SHORTCIRCUIT PROT. IR=50A OVERCURRENT RELEASE FOR SYSTEM PROTECTION W/O CONNECTION ACCESSORIES WITHOUT AUXILIARY RELEASE WITHOUT AUXILIARY/ALARM SWITCH | 231.22 | TEM | 1 | LP | 2 | 1
3VL11061KM300AA0 | CIRCUIT BREAKER VL 150X UL, TYPE CG (CAT NO. NCX3B060) NONINTERCHANGEABLE FRAME W/APPROVAL CIRCUIT BREAKER TO UL489 STANDARD BREAKING CAPACITY 3POLE, NEMA RATING 35KA/480V (MOLDED CASE CIRCUIT BREAKER) OVERCURRENT RELEASE TM, LI FUNCTION TU=40DEGR CELSIUS IN=<60A RATED CURRENT II=600A SHORTCIRCUIT PROT. IR=60A OVERCURRENT RELEASE FOR SYSTEM PROTECTION W/O CONNECTION ACCESSORIES WITHOUT AUXILIARY RELEASE WITHOUT AUXILIARY/ALARM SWITCH | 209.05 | TEM | 1 | LP | 2 | 1
3VL11062KM300AA0 | CIRCUIT BREAKER VL 150X UL, TYPE CG (CAT NO. NCX3B060) NONINTERCHANGEABLE FRAME W/APPROVAL CIRCUIT BREAKER TO UL489 HIGH BREAKING CAPACITY 3POLE, NEMA RATING 65KA/480V (MOLDED CASE CIRCUIT BREAKER) OVERCURRENT RELEASE TM, LI FUNCTION TU=40DEGR CELSIUS IN=<60A RATED CURRENT II=600A SHORTCIRCUIT PROT. IR=60A OVERCURRENT RELEASE FOR SYSTEM PROTECTION W/O CONNECTION ACCESSORIES WITHOUT AUXILIARY RELEASE WITHOUT AUXILIARY/ALARM SWITCH | 231.22 | TEM | 1 | LP | 2 | 1
3VL11101KM300AA0 | CIRCUIT BREAKER VL 150X UL, TYPE CG (CAT NO. NCX3B100) NONINTERCHANGEABLE FRAME W/APPROVAL CIRCUIT BREAKER TO UL489 STANDARD BREAKING CAPACITY 3POLE, NEMA RATING 35KA/480V (MOLDED CASE CIRCUIT BREAKER) OVERCURRENT RELEASE TM, LI FUNCTION TU=40DEGR CELSIUS IN=<100A RATED CURRENT II=1000A SHORTCIRCUIT PROT. IR=100A OVERCURRENT RELEASE FOR SYSTEM PROTECTION W/O CONNECTION ACCESSORIES WITHOUT AUXILIARY RELEASE WITHOUT AUXILIARY/ALARM SWITCH | 259.59 | TEM | 1 | LP | 2 | 1
3VL11121KM300AA0 | CIRCUIT BREAKER VL 150X UL, TYPE CG (CAT NO. NCX3B125) NONINTERCHANGEABLE FRAME W/APPROVAL CIRCUIT BREAKER TO UL489 STANDARD BREAKING CAPACITY 3POLE, NEMA RATING 35KA/480V (MOLDED CASE CIRCUIT BREAKER) OVERCURRENT RELEASE TM, LI FUNCTION TU=40DEGR CELSIUS IN=<125A RATED CURRENT II=1000A SHORTCIRCUIT PROT. IR=125A OVERCURRENT RELEASE FOR SYSTEM PROTECTION W/O CONNECTION ACCESSORIES WITHOUT AUXILIARY RELEASE WITHOUT AUXILIARY/ALARM SWITCH | 431.26 | TEM | 1 | LP | 2 | 1
3VL11151KM300AA0 | CIRCUIT BREAKER VL 150X UL, TYPE CG (CAT NO. NCX3B150) NONINTERCHANGEABLE FRAME W/APPROVAL CIRCUIT BREAKER TO UL489 STANDARD BREAKING CAPACITY 3POLE, NEMA RATING 35KA/480V (MOLDED CASE CIRCUIT BREAKER) OVERCURRENT RELEASE TM, LI FUNCTION TU=40DEGR CELSIUS IN=<150A RATED CURRENT II=1500A SHORTCIRCUIT PROT. IR=150A OVERCURRENT RELEASE FOR SYSTEM PROTECTION W/O CONNECTION ACCESSORIES WITHOUT AUXILIARY RELEASE WITHOUT AUXILIARY/ALARM SWITCH | 518.46 | TEM | 1 | LP | 2 | 1
3VL11352KM300AA0 | CIRCUIT BREAKER VL 150X UL, TYPE CG (CAT NO. NCX3B035) NONINTERCHANGEABLE FRAME W/APPROVAL CIRCUIT BREAKER TO UL489 HIGH BREAKING CAPACITY 3POLE, NEMA RATING 65KA/480V (MOLDED CASE CIRCUIT BREAKER) OVERCURRENT RELEASE TM, LI FUNCTION TU=40DEGR CELSIUS IN=<35A RATED CURRENT II=300A SHORTCIRCUIT PROT. IR=35A OVERCURRENT RELEASE FOR SYSTEM PROTECTION W/O CONNECTION ACCESSORIES WITHOUT AUXILIARY RELEASE WITHOUT AUXILIARY/ALARM SWITCH | 231.22 | TEM | 1 | LP | 2 | 1
3VL25061VH300AA0 | CIRCUITBREAKER VL 150 UL TYPE DG (CAT NO. NDK3A060) NONINTERCHANGEABLE FRAME W. APPROBATION CIRCUITBREAKER ACC. UL489 STANDARD SWITCHING CAPACITY 3POLE, NEMA RATING 35KA@480V AND 18KA@600/347V (MOLDED CASE CIRCUIT BREAKER) OVERCURRENT RELEASE LCD ETU, LI/LS/LSI TU= 40 DEGR. CELSIUS IN=60A, RATED CURRENT ISD=1,2510 X IR, II=11X IN SHORTCIRCUIT PROTECTION IR=3060A OVERCURRENT REL. F. PLANT PROTECTION W/O CONNECTION ACCESSORIES WITHOUT AUXILIARY/ALARM SWITCH | 950.03 | TEM | 1 | LP | 2.4 | 1
3VL25101VH300AA0 | CIRCUITBREAKER VL 150 UL TYPE DG (CAT NO. NDK3A100) NONINTERCHANGEABLE FRAME W. APPROBATION CIRCUITBREAKER ACC. UL489 STANDARD SWITCHING CAPACITY 3POLE, NEMA RATING 35KA@480V AND 18KA@600/347V (MOLDED CASE CIRCUIT BREAKER) OVERCURRENT RELEASE LCD ETU, LI/LS/LSI TU= 40 DEGR. CELSIUS IN=100A, RATED CURRENT ISD=1,2510 X IR, II=11X IN SHORTCIRCUIT PROTECTION IR=40100A OVERCURRENT REL. F. PLANT PROTECTION W/O CONNECTION ACCESSORIES WITHOUT AUXILIARY/ALARM SWITCH | 950.03 | TEM | 1 | LP | 2.4 | 1
3VL25151VH300AA0 | CIRCUITBREAKER VL 150 UL TYPE DG (CAT NO. NDK3A150) NONINTERCHANGEABLE FRAME W. APPROBATION CIRCUITBREAKER ACC. UL489 STANDARD SWITCHING CAPACITY 3POLE, NEMA RATING 35KA@480V AND 18KA@600/347V (MOLDED CASE CIRCUIT BREAKER) OVERCURRENT RELEASE LCD ETU, LI/LS/LSI TU= 40 DEGR. CELSIUS IN=150A, RATED CURRENT ISD=1,2510 X IR, II=11X IN SHORTCIRCUIT PROTECTION IR=60150A OVERCURRENT REL. F. PLANT PROTECTION W/O CONNECTION ACCESSORIES WITHOUT AUXILIARY/ALARM SWITCH | 950.03 | TEM | 1 | LP | 2.4 | 1
3VL35201KN300AA0 | CIRCUITBREAKER VL 250 UL TYPE FG (CAT NO. NFK3B200) NONINTERCHANGEABLE FRAME W. APPROBATION CIRCUITBREAKER ACC. UL489 STANDARD BREAKING CAPACITY 3POLE, NEMA RATING 35KA@480V AND 18KA@600/347V (MOLDED CASE CIRCUIT BREAKER) OVERCURRENT RELEASE TM, LI TU= 40 DEGR. CELSIUS IN=200A, RATED CURRENT II= 1000...2000A SHORTCIRCUIT PROTECTION IR= 200A OVERCURRENT RELEASE F. PLANT PROTECTION W/O CONNECTION ACCESSORIES WITHOUT AUXILIARY RELEASE WITHOUT AUXILIARY/ALARM SWITCH | 612.93 | TEM | 1 | LP | 2.3 | 1
3VL35251VH300AA0 | CIRCUITBREAKER VL 250 UL TYPE FG (CAT NO. NFK3A250) NONINTERCHANGEABLE FRAME W. APPROBATION CIRCUITBREAKER ACC. UL489 STANDARD SWITCHING CAPACITY 3POLE, NEMA RATING 35KA@480V AND 18KA@600/347V (MOLDED CASE CIRCUIT BREAKER) OVERCURRENT RELEASE LCD ETU, LI/LS/LSI TU= 40 DEGR. CELSIUS IN=250A, RATED CURRENT ISD=1,2510 X IR, II=11X IN SHORTCIRCUIT PROTECTION IR=70250A OVERCURRENT REL. F. PLANT PROTECTION W/O CONNECTION ACCESSORIES WITHOUT AUXILIARY/ALARM SWITCH | 1360.51 | TEM | 1 | LP | 2.5 | 1
3VL41301KN300AA0 | CIRCUITBREAKER VL 400 UL; TYPE JG (CAT NO. NJX3B300) NONINTERCHANGEABLE FRAME W. APPROBATION CIRCUITBREAKER TO UL489 STANDARD BREAKING CAPACITY 3POLE, NEMA RATING 35KA/480V, (MOLDED CASE CIRCUIT BREAKER) OVERCURRENT RELEASE TM, LI TU= 40 DEGR. CELSIUS IN= < 300A, RATED CURRENT II= 1500...3000A SHORTCIRCUIT PROTECTION IR= 300A OVERCURRENT RELEASE F. PLANT PROTECTION W/O CONNECTION ACCESSORIES WITHOUT AUXILIARY RELEASE WITHOUT AUXILIARY/ALARM SWITCH | 996.08 | TEM | 1 | LP | 5.7 | 1
3VL90008AP01 | ACCESSORY CIRCUITBREAKER 3VL IEC/UL BATTERYPOWERED FOR ETU/LCDETU FOR VL1601600, VL1501600 UL (DG FRAME PG FRAME) | 48.75 | TEM | 1 | LP | 0.185 | 1
3VL91204TC31 | ACCESSORY FOR VL150XUL, (CG FRAME) BOX TERMINALS COMPRISES 3 BOX TERMINALS 3 POLE | 17.49 | TEM | 1 | LP | 0.097 | 1
3VL92004PC31 | ACCESSORY FOR VL150UL, (DG FRAME) PLUGIN SOCKET KIT FRONT TERMINAL 3POLE | 179.78 | TEM | 1 | LP | 2.53 | 1
3VL92204TC31 | ACCESSORY FOR VL150UL, (DGFRAME) BOX TERMINALS COMPRISING 3 BOX TERMINALS 3POLE | 16.97 | TEM | 1 | LP | 0.115 | 1
3VL93003HF06 | ACCESSORY FOR VL150X UL, VL150 UL, VL250 UL(CG FRAME FG FRAME) DOOR COUPLING OPERATING MECHANISM FOR INSTALLATION IN DOORS; COMPL. STANDARD 8UC7 NEW DESIGN | 75.45 | TEM | 1 | LP | 0.87 | 1
3VL93004PC31 | ACCESSORY FOR VL250UL, (FG FRAME) PLUGIN SOCKET KIT FRONT TERMINAL 3POLE | 185.16 | TEM | 1 | LP | 2.672 | 1
3VL93004PJ01 | ACCESSORY FOR VL150XUL VL250UL (CG FRAME FG FRAME) AUX. CURRENT PLUGIN CONNECTOR FOR PLUGIN BASE | 43.26 | TEM | 1 | LP | 0.221 | 1
3VL93008AQ61 | ACCESSORY FOR CIRCUIT BREAKER 3VL21 (DG) AND 3VL 31 (FG) COMMUNIKATION LINK CONSISTING OF: CONNECTION CABLE LENGTH 1,5 M AUX AND ALARM SWITCH PROTECTION COVER (CAT. NO.: COMKIT3) | 134.76 | TEM | 1 | LP | 0.142 | 1
3VL93008BC01 | ACCESSORY FOR VL150XUL VL250UL (CGFRAME FG FRAME) COVER FRAME FOR DOOR CUTOUT IP40, FOR FIXED/PLUGIN INSTALLATION | 13.14 | TEM | 1 | LP | 0.054 | 1
3VL94002AB01 | ACCESSORY FOR VL150XUL, VL150UL VL250UL, VL400UL,VL400XUL (CGFRAME LGFRAME) AUX. SWITCH ASSEMBLY KIT 2 AC (1NO+1NC) FOR INSTALL. NPOLE/LEFT/RIGHT | 40.05 | TEM | 1 | LP | 0.054 | 1
3VL94003HF06 | ACCESSORY FOR VL400UL, VL400XUL (JGFRAME LGFRAME) DOORCOUPLING ROTARY MECHANISM, COMPLETE STANDARD | 117.47 | TEM | 1 | LP | 1.65 | 1
3VL94604TC31 | ACCESSORY FOR VL400UL, (JG FRAME) BOX TERMINALS COMPRISES 3 BOX TERMINALS 3POLE | 81.66 | TEM | 1 | LP | 0.463 | 1
3VL11021KM300AA0 | CIRCUIT BREAKER VL 150X UL TYPE CG (CAT NO. NCX3B020) NONINTERCHANGEABLE FRAME W/APPROVAL CIRCUIT BREAKER TO UL489 STANDARD BREAKING CAPACITY 3POLE, NEMA RATING 35KA/480V (MOLDED CASE CIRCUIT BREAKER) OVERCURRENT RELEASE TM, LI FUNCTION TU=40DEGR CELSIUS IN=<20A RATED CURRENT II=300A SHORTCIRCUIT PROT. IR=20A OVERCURRENT RELEASE FOR SYSTEM PROTECTION W/O CONNECTION ACCESSORIES WITHOUT AUXILIARY RELEASE WITHOUT AUXILIARY/ALARM SWITCH | 209.05 | TEM | 1 | LP | 1.9 | 1
3VL11031KM300AA0 | CIRCUIT BREAKER VL 150X UL, TYPE CG (CAT NO. NCX3B030) NONINTERCHANGEABLE FRAME W/APPROVAL CIRCUIT BREAKER TO UL489 STANDARD BREAKING CAPACITY 3POLE, NEMA RATING 35KA/480V (MOLDED CASE CIRCUIT BREAKER) OVERCURRENT RELEASE TM, LI FUNCTION TU=40DEGR CELSIUS IN=<30A RATED CURRENT II=300A SHORTCIRCUIT PROT. IR=30A OVERCURRENT RELEASE FOR SYSTEM PROTECTION W/O CONNECTION ACCESSORIES WITHOUT AUXILIARY RELEASE WITHOUT AUXILIARY/ALARM SWITCH | 209.05 | TEM | 1 | LP | 2 | 1
3VL11032KM300AA0 | CIRCUIT BREAKER VL 150X UL, TYPE CG (CAT NO. NCX3B030) NONINTERCHANGEABLE FRAME W/APPROVAL CIRCUIT BREAKER TO UL489 HIGH BREAKING CAPACITY 3POLE, NEMA RATING 65KA/480V (MOLDED CASE CIRCUIT BREAKER) OVERCURRENT RELEASE TM, LI FUNCTION TU=40DEGR CELSIUS IN=<30A RATED CURRENT II=300A SHORTCIRCUIT PROT. IR=30A OVERCURRENT RELEASE FOR SYSTEM PROTECTION W/O CONNECTION ACCESSORIES WITHOUT AUXILIARY RELEASE WITHOUT AUXILIARY/ALARM SWITCH | 231.22 | TEM | 1 | LP | 2 | 1
3VL11041KM300AA0 | CIRCUIT BREAKER VL 150X UL, TYPE CG (CAT NO. NCX3B040) NONINTERCHANGEABLE FRAME W/APPROVAL CIRCUIT BREAKER TO UL489 STANDARD BREAKING CAPACITY 3POLE, NEMA RATING 35KA/480V (MOLDED CASE CIRCUIT BREAKER) OVERCURRENT RELEASE TM, LI FUNCTION TU=40DEGR CELSIUS IN=<40A RATED CURRENT II=600A SHORTCIRCUIT PROT. IR=40A OVERCURRENT RELEASE FOR SYSTEM PROTECTION W/O CONNECTION ACCESSORIES WITHOUT AUXILIARY RELEASE WITHOUT AUXILIARY/ALARM SWITCH | 209.05 | TEM | 1 | LP | 2 | 1
3VL11051KM300AA0 | CIRCUIT BREAKER VL 150X UL, TYPE CG (CAT NO. NCX3B050) NONINTERCHANGEABLE FRAME W/APPROVAL CIRCUIT BREAKER TO UL489 STANDARD BREAKING CAPACITY 3POLE, NEMA RATING 35KA/480V (MOLDED CASE CIRCUIT BREAKER) OVERCURRENT RELEASE TM, LI FUNCTION TU=40DEGR CELSIUS IN=<50A RATED CURRENT II=600A SHORTCIRCUIT PROT. IR=50A OVERCURRENT RELEASE FOR SYSTEM PROTECTION W/O CONNECTION ACCESSORIES WITHOUT AUXILIARY RELEASE WITHOUT AUXILIARY/ALARM SWITCH | 209.05 | TEM | 1 | LP | 2 | 1
3VL11052KM300AA0 | CIRCUIT BREAKER VL 150X UL, TYPE CG (CAT NO. NCX3B050) NONINTERCHANGEABLE FRAME W/APPROVAL CIRCUIT BREAKER TO UL489 HIGH BREAKING CAPACITY 3POLE, NEMA RATING 65KA/480V (MOLDED CASE CIRCUIT BREAKER) OVERCURRENT RELEASE TM, LI FUNCTION TU=40DEGR CELSIUS IN=<50A RATED CURRENT II=600A SHORTCIRCUIT PROT. IR=50A OVERCURRENT RELEASE FOR SYSTEM PROTECTION W/O CONNECTION ACCESSORIES WITHOUT AUXILIARY RELEASE WITHOUT AUXILIARY/ALARM SWITCH | 231.22 | TEM | 1 | LP | 2 | 1
3VL11061KM300AA0 | CIRCUIT BREAKER VL 150X UL, TYPE CG (CAT NO. NCX3B060) NONINTERCHANGEABLE FRAME W/APPROVAL CIRCUIT BREAKER TO UL489 STANDARD BREAKING CAPACITY 3POLE, NEMA RATING 35KA/480V (MOLDED CASE CIRCUIT BREAKER) OVERCURRENT RELEASE TM, LI FUNCTION TU=40DEGR CELSIUS IN=<60A RATED CURRENT II=600A SHORTCIRCUIT PROT. IR=60A OVERCURRENT RELEASE FOR SYSTEM PROTECTION W/O CONNECTION ACCESSORIES WITHOUT AUXILIARY RELEASE WITHOUT AUXILIARY/ALARM SWITCH | 209.05 | TEM | 1 | LP | 2 | 1
3VL11062KM300AA0 | CIRCUIT BREAKER VL 150X UL, TYPE CG (CAT NO. NCX3B060) NONINTERCHANGEABLE FRAME W/APPROVAL CIRCUIT BREAKER TO UL489 HIGH BREAKING CAPACITY 3POLE, NEMA RATING 65KA/480V (MOLDED CASE CIRCUIT BREAKER) OVERCURRENT RELEASE TM, LI FUNCTION TU=40DEGR CELSIUS IN=<60A RATED CURRENT II=600A SHORTCIRCUIT PROT. IR=60A OVERCURRENT RELEASE FOR SYSTEM PROTECTION W/O CONNECTION ACCESSORIES WITHOUT AUXILIARY RELEASE WITHOUT AUXILIARY/ALARM SWITCH | 231.22 | TEM | 1 | LP | 2 | 1
3VL11101KM300AA0 | CIRCUIT BREAKER VL 150X UL, TYPE CG (CAT NO. NCX3B100) NONINTERCHANGEABLE FRAME W/APPROVAL CIRCUIT BREAKER TO UL489 STANDARD BREAKING CAPACITY 3POLE, NEMA RATING 35KA/480V (MOLDED CASE CIRCUIT BREAKER) OVERCURRENT RELEASE TM, LI FUNCTION TU=40DEGR CELSIUS IN=<100A RATED CURRENT II=1000A SHORTCIRCUIT PROT. IR=100A OVERCURRENT RELEASE FOR SYSTEM PROTECTION W/O CONNECTION ACCESSORIES WITHOUT AUXILIARY RELEASE WITHOUT AUXILIARY/ALARM SWITCH | 259.59 | TEM | 1 | LP | 2 | 1
3VL11121KM300AA0 | CIRCUIT BREAKER VL 150X UL, TYPE CG (CAT NO. NCX3B125) NONINTERCHANGEABLE FRAME W/APPROVAL CIRCUIT BREAKER TO UL489 STANDARD BREAKING CAPACITY 3POLE, NEMA RATING 35KA/480V (MOLDED CASE CIRCUIT BREAKER) OVERCURRENT RELEASE TM, LI FUNCTION TU=40DEGR CELSIUS IN=<125A RATED CURRENT II=1000A SHORTCIRCUIT PROT. IR=125A OVERCURRENT RELEASE FOR SYSTEM PROTECTION W/O CONNECTION ACCESSORIES WITHOUT AUXILIARY RELEASE WITHOUT AUXILIARY/ALARM SWITCH | 431.26 | TEM | 1 | LP | 2 | 1
3VL11151KM300AA0 | CIRCUIT BREAKER VL 150X UL, TYPE CG (CAT NO. NCX3B150) NONINTERCHANGEABLE FRAME W/APPROVAL CIRCUIT BREAKER TO UL489 STANDARD BREAKING CAPACITY 3POLE, NEMA RATING 35KA/480V (MOLDED CASE CIRCUIT BREAKER) OVERCURRENT RELEASE TM, LI FUNCTION TU=40DEGR CELSIUS IN=<150A RATED CURRENT II=1500A SHORTCIRCUIT PROT. IR=150A OVERCURRENT RELEASE FOR SYSTEM PROTECTION W/O CONNECTION ACCESSORIES WITHOUT AUXILIARY RELEASE WITHOUT AUXILIARY/ALARM SWITCH | 518.46 | TEM | 1 | LP | 2 | 1
3VL11352KM300AA0 | CIRCUIT BREAKER VL 150X UL, TYPE CG (CAT NO. NCX3B035) NONINTERCHANGEABLE FRAME W/APPROVAL CIRCUIT BREAKER TO UL489 HIGH BREAKING CAPACITY 3POLE, NEMA RATING 65KA/480V (MOLDED CASE CIRCUIT BREAKER) OVERCURRENT RELEASE TM, LI FUNCTION TU=40DEGR CELSIUS IN=<35A RATED CURRENT II=300A SHORTCIRCUIT PROT. IR=35A OVERCURRENT RELEASE FOR SYSTEM PROTECTION W/O CONNECTION ACCESSORIES WITHOUT AUXILIARY RELEASE WITHOUT AUXILIARY/ALARM SWITCH | 231.22 | TEM | 1 | LP | 2 | 1
3VL25061VH300AA0 | CIRCUITBREAKER VL 150 UL TYPE DG (CAT NO. NDK3A060) NONINTERCHANGEABLE FRAME W. APPROBATION CIRCUITBREAKER ACC. UL489 STANDARD SWITCHING CAPACITY 3POLE, NEMA RATING 35KA@480V AND 18KA@600/347V (MOLDED CASE CIRCUIT BREAKER) OVERCURRENT RELEASE LCD ETU, LI/LS/LSI TU= 40 DEGR. CELSIUS IN=60A, RATED CURRENT ISD=1,2510 X IR, II=11X IN SHORTCIRCUIT PROTECTION IR=3060A OVERCURRENT REL. F. PLANT PROTECTION W/O CONNECTION ACCESSORIES WITHOUT AUXILIARY/ALARM SWITCH | 950.03 | TEM | 1 | LP | 2.4 | 1
3VL25101VH300AA0 | CIRCUITBREAKER VL 150 UL TYPE DG (CAT NO. NDK3A100) NONINTERCHANGEABLE FRAME W. APPROBATION CIRCUITBREAKER ACC. UL489 STANDARD SWITCHING CAPACITY 3POLE, NEMA RATING 35KA@480V AND 18KA@600/347V (MOLDED CASE CIRCUIT BREAKER) OVERCURRENT RELEASE LCD ETU, LI/LS/LSI TU= 40 DEGR. CELSIUS IN=100A, RATED CURRENT ISD=1,2510 X IR, II=11X IN SHORTCIRCUIT PROTECTION IR=40100A OVERCURRENT REL. F. PLANT PROTECTION W/O CONNECTION ACCESSORIES WITHOUT AUXILIARY/ALARM SWITCH | 950.03 | TEM | 1 | LP | 2.4 | 1
3VL25151VH300AA0 | CIRCUITBREAKER VL 150 UL TYPE DG (CAT NO. NDK3A150) NONINTERCHANGEABLE FRAME W. APPROBATION CIRCUITBREAKER ACC. UL489 STANDARD SWITCHING CAPACITY 3POLE, NEMA RATING 35KA@480V AND 18KA@600/347V (MOLDED CASE CIRCUIT BREAKER) OVERCURRENT RELEASE LCD ETU, LI/LS/LSI TU= 40 DEGR. CELSIUS IN=150A, RATED CURRENT ISD=1,2510 X IR, II=11X IN SHORTCIRCUIT PROTECTION IR=60150A OVERCURRENT REL. F. PLANT PROTECTION W/O CONNECTION ACCESSORIES WITHOUT AUXILIARY/ALARM SWITCH | 950.03 | TEM | 1 | LP | 2.4 | 1
3VL35201KN300AA0 | CIRCUITBREAKER VL 250 UL TYPE FG (CAT NO. NFK3B200) NONINTERCHANGEABLE FRAME W. APPROBATION CIRCUITBREAKER ACC. UL489 STANDARD BREAKING CAPACITY 3POLE, NEMA RATING 35KA@480V AND 18KA@600/347V (MOLDED CASE CIRCUIT BREAKER) OVERCURRENT RELEASE TM, LI TU= 40 DEGR. CELSIUS IN=200A, RATED CURRENT II= 1000...2000A SHORTCIRCUIT PROTECTION IR= 200A OVERCURRENT RELEASE F. PLANT PROTECTION W/O CONNECTION ACCESSORIES WITHOUT AUXILIARY RELEASE WITHOUT AUXILIARY/ALARM SWITCH | 612.93 | TEM | 1 | LP | 2.3 | 1
3VL35251VH300AA0 | CIRCUITBREAKER VL 250 UL TYPE FG (CAT NO. NFK3A250) NONINTERCHANGEABLE FRAME W. APPROBATION CIRCUITBREAKER ACC. UL489 STANDARD SWITCHING CAPACITY 3POLE, NEMA RATING 35KA@480V AND 18KA@600/347V (MOLDED CASE CIRCUIT BREAKER) OVERCURRENT RELEASE LCD ETU, LI/LS/LSI TU= 40 DEGR. CELSIUS IN=250A, RATED CURRENT ISD=1,2510 X IR, II=11X IN SHORTCIRCUIT PROTECTION IR=70250A OVERCURRENT REL. F. PLANT PROTECTION W/O CONNECTION ACCESSORIES WITHOUT AUXILIARY/ALARM SWITCH | 1360.51 | TEM | 1 | LP | 2.5 | 1
3VL41301KN300AA0 | CIRCUITBREAKER VL 400 UL; TYPE JG (CAT NO. NJX3B300) NONINTERCHANGEABLE FRAME W. APPROBATION CIRCUITBREAKER TO UL489 STANDARD BREAKING CAPACITY 3POLE, NEMA RATING 35KA/480V, (MOLDED CASE CIRCUIT BREAKER) OVERCURRENT RELEASE TM, LI TU= 40 DEGR. CELSIUS IN= < 300A, RATED CURRENT II= 1500...3000A SHORTCIRCUIT PROTECTION IR= 300A OVERCURRENT RELEASE F. PLANT PROTECTION W/O CONNECTION ACCESSORIES WITHOUT AUXILIARY RELEASE WITHOUT AUXILIARY/ALARM SWITCH | 996.08 | TEM | 1 | LP | 5.7 | 1
3VL90008AP01 | ACCESSORY CIRCUITBREAKER 3VL IEC/UL BATTERYPOWERED FOR ETU/LCDETU FOR VL1601600, VL1501600 UL (DG FRAME PG FRAME) | 48.75 | TEM | 1 | LP | 0.185 | 1
3VL91204TC31 | ACCESSORY FOR VL150XUL, (CG FRAME) BOX TERMINALS COMPRISES 3 BOX TERMINALS 3 POLE | 17.49 | TEM | 1 | LP | 0.097 | 1
3VL92004PC31 | ACCESSORY FOR VL150UL, (DG FRAME) PLUGIN SOCKET KIT FRONT TERMINAL 3POLE | 179.78 | TEM | 1 | LP | 2.53 | 1
3VL92204TC31 | ACCESSORY FOR VL150UL, (DGFRAME) BOX TERMINALS COMPRISING 3 BOX TERMINALS 3POLE | 16.97 | TEM | 1 | LP | 0.115 | 1
3VL93003HF06 | ACCESSORY FOR VL150X UL, VL150 UL, VL250 UL(CG FRAME FG FRAME) DOOR COUPLING OPERATING MECHANISM FOR INSTALLATION IN DOORS; COMPL. STANDARD 8UC7 NEW DESIGN | 75.45 | TEM | 1 | LP | 0.87 | 1
3VL93004PC31 | ACCESSORY FOR VL250UL, (FG FRAME) PLUGIN SOCKET KIT FRONT TERMINAL 3POLE | 185.16 | TEM | 1 | LP | 2.672 | 1
3VL93004PJ01 | ACCESSORY FOR VL150XUL VL250UL (CG FRAME FG FRAME) AUX. CURRENT PLUGIN CONNECTOR FOR PLUGIN BASE | 43.26 | TEM | 1 | LP | 0.221 | 1
3VL93008AQ61 | ACCESSORY FOR CIRCUIT BREAKER 3VL21 (DG) AND 3VL 31 (FG) COMMUNIKATION LINK CONSISTING OF: CONNECTION CABLE LENGTH 1,5 M AUX AND ALARM SWITCH PROTECTION COVER (CAT. NO.: COMKIT3) | 134.76 | TEM | 1 | LP | 0.142 | 1
3VL93008BC01 | ACCESSORY FOR VL150XUL VL250UL (CGFRAME FG FRAME) COVER FRAME FOR DOOR CUTOUT IP40, FOR FIXED/PLUGIN INSTALLATION | 13.14 | TEM | 1 | LP | 0.054 | 1
3VL94002AB01 | ACCESSORY FOR VL150XUL, VL150UL VL250UL, VL400UL,VL400XUL (CGFRAME LGFRAME) AUX. SWITCH ASSEMBLY KIT 2 AC (1NO+1NC) FOR INSTALL. NPOLE/LEFT/RIGHT | 40.05 | TEM | 1 | LP | 0.054 | 1
3VL94003HF06 | ACCESSORY FOR VL400UL, VL400XUL (JGFRAME LGFRAME) DOORCOUPLING ROTARY MECHANISM, COMPLETE STANDARD | 117.47 | TEM | 1 | LP | 1.65 | 1
3VL94604TC31 | ACCESSORY FOR VL400UL, (JG FRAME) BOX TERMINALS COMPRISES 3 BOX TERMINALS 3POLE | 81.66 | TEM | 1 | LP | 0.463 | 1
3WL11062AA351AA2 | WITHDRAW. NONAUT. CIRCUITB. WITHOUT GUIDE FRAME 3POLE, SIZE I, IEC IN=630A TO 690V, AC50/60HZ ICU=55KA AT 500V REAR CONNECTION HORIZONTAL WITHOUT OVERCURRENT TRIP W. MAN. OPER. MECHAN. & STORAGE WITH MECHANICAL REQUEST WITHOUT 1ST SHUNT TRIP WITHOUT 2ND SHUNT TRIP 2NO+2NC 2NO+2NC | 2181.78 | TEM | 1 | LP | 45 | 1
3WL11062BB321AA2 | FIXEDMOUNTED CIRCUIT BREAKER 3POLE, SIZE I, IEC IN=630A TO 690V, AC50/60HZ ICU=55KA AT 500V REAR CONNECTION HORIZONTAL ELECTRONIC TRIP UNIT ETU 15 LI PROT. ADJUST.B. 0.51 IN W. MAN. OPER. MECHAN. & STORAGE WITH MECHANICAL REQUEST WITHOUT 1ST SHUNT TRIP WITHOUT 2ND SHUNT TRIP 2NO+2NC 2NO+2NC | 2701.35 | TEM | 1 | LP | 43 | 1
3WL11062BB324AP2 | FIXEDMOUNTED CIRCUIT BREAKER 3POLE, SIZE I, IEC IN=630A TO 690V, AC50/60HZ ICU=55KA AT 500V REAR CONNECTION HORIZONTAL ELECTRONIC TRIP UNIT ETU 15 LI PROT. ADJUST.B. 0.51 IN MOT./MAN. OPER.MECHAN. W.STOR. DRIVE MOTOR AC 50/60HZ 208240V BZW DC 220250V REQU. AC 50/60HZ 230V, DC 220V WITHOUT 1ST SHUNT TRIP WITH 2ND AUX. RELEASE "R", F3 UNDERVOLTAGE, NONDEL. AC50/60HZ 380415V 2NO+2NC 2NO+2NC | 3977.3 | TEM | 1 | LP | 43 | 1
3WL11062BB324GN2 | FIXEDMOUNTED CIRCUIT BREAKER 3POLE, SIZE I, IEC IN=630A TO 690V, AC50/60HZ ICU=55KA AT 500V REAR CONNECTION HORIZONTAL ELECTRONIC TRIP UNIT ETU 15 LI PROT. ADJUST.B. 0.51 IN MOT./MAN. OPER.MECHAN. W.STOR. DRIVE MOTOR AC 50/60HZ 208240V BZW DC 220250V REQU. AC 50/60HZ 230V, DC 220V WITH 1ST AUXILIARY RELEASE SHUNT TRIP"F", F1 AC50/60HZ 230V/ DC 220V,100%ED WITH 2ND AUX. RELEASE "R", F3 UNDERVOLTAGE, NONDEL. AC 208240V, DC 220250V 2NO+2NC 2NO+2NC | 4161.22 | TEM | 1 | LP | 43 | 1
3WL11062BB334GA2 | FIXEDMOUNTED CIRCUIT BREAKER 3POLE, SIZE I, IEC IN=630A TO 690V, AC50/60HZ ICU=55KA AT 500V FRNT.CONN. TOP/BOT. SINGLEHOLE ELECTRONIC TRIP UNIT ETU 15 LI PROT. ADJUST.B. 0.51 IN MOT./MAN. OPER.MECHAN. W.STOR. DRIVE MOTOR AC 50/60HZ 208240V BZW DC 220250V REQU. AC 50/60HZ 230V, DC 220V WITH 1ST AUXILIARY RELEASE SHUNT TRIP"F", F1 AC50/60HZ 230V/ DC 220V,100%ED WITHOUT 2ND SHUNT TRIP 2NO+2NC 2NO+2NC | 4184.92 | TEM | 1 | LP | 43 | 1
3WL11062CB364GA4 | WITHDRAWABLE CIRCUIT BREAKER WITH GUIDE FRAME 3POLE, SIZE I, IEC IN=630A TO 690V, AC50/60HZ ICU=55KA AT 500V REAR CONNECTION HORIZONTAL ELECTRONIC TRIP UNIT ETU 25 LSI PROT. ADJUST.B. 0.41 IN MOT./MAN. OPER.MECHAN. W.STOR. DRIVE MOTOR AC 50/60HZ 208240V BZW DC 220250V REQU. AC 50/60HZ 230V, DC 220V WITH 1ST AUXILIARY RELEASE SHUNT TRIP"F", F1 AC50/60HZ 230V/ DC 220V,100%ED WITHOUT 2ND SHUNT TRIP 4NO+4NC 4NO+4NC | 5403.01 | TEM | 1 | LP | 70 | 1
3WL11062CB461AA2 | WITHDRAWABLE CIRCUIT BREAKER WITH GUIDE FRAME 4POLE, SIZE I, IEC IN=630A TO 690V, AC50/60HZ ICU=55KA AT 500V REAR CONNECTION HORIZONTAL ELECTRONIC TRIP UNIT ETU 25 LSI PROT. ADJUST.B. 0.41 IN W. MAN. OPER. MECHAN. & STORAGE WITH MECHANICAL REQUEST WITHOUT 1ST SHUNT TRIP WITHOUT 2ND SHUNT TRIP 2NO+2NC 2NO+2NC | 5718.38 | TEM | 1 | LP | 84 | 1
3WL11062EB311AA2 | FIXEDMOUNTED CIRCUIT BREAKER 3POLE, SIZE I, IEC IN=630A TO 690V, AC50/60HZ ICU=55KA AT 500V REAR CONNECTION VERTICAL ELECTRONIC TRIP UNIT ETU 45 LSIN PROT. ADJUST.B. 0.41 IN WITH CUBICLE BUS COMMUN./MEASURING FUNCT../ W. MAN. OPER. MECHAN. & STORAGE WITH MECHANICAL REQUEST WITHOUT 1ST SHUNT TRIP WITHOUT 2ND SHUNT TRIP 2NO+2NC 2NO+2NC | 3326.49 | TEM | 1 | LP | 43 | 1
3WL11063BB361AA2 | WITHDRAWABLE CIRCUIT BREAKER WITH GUIDE FRAME 3POLE, SIZE I, IEC IN=630A TO 690V, AC50/60HZ ICU=66KA AT 500V REAR CONNECTION HORIZONTAL ELECTRONIC TRIP UNIT ETU 15 LI PROT. ADJUST.B. 0.51 IN W. MAN. OPER. MECHAN. & STORAGE WITH MECHANICAL REQUEST WITHOUT 1ST SHUNT TRIP WITHOUT 2ND SHUNT TRIP 2NO+2NC 2NO+2NC | 4059.27 | TEM | 1 | LP | 70 | 1
3WL11063BB484GA4 | WITHDRAWABLE CIRCUIT BREAKER WITH GUIDE FRAME 4POLE, SIZE I, IEC IN=630A TO 690V, AC50/60HZ ICU=66KA AT 500V W. CONNECTION FLANGE ELECTRONIC TRIP UNIT ETU 15 LI PROT. ADJUST.B. 0.51 IN MOT./MAN. OPER.MECHAN. W.STOR. DRIVE MOTOR AC 50/60HZ 208240V BZW DC 220250V REQU. AC 50/60HZ 230V, DC 220V WITH 1ST AUXILIARY RELEASE SHUNT TRIP"F", F1 AC50/60HZ 230V/ DC 220V,100%ED WITHOUT 2ND SHUNT TRIP 4NO+4NC 4NO+4NC | 7618.95 | TEM | 1 | LP | 84 | 1
3WL11063CB351AA2 | WITHDRAWABLE CIRCUIT BREAKER WITHOUT GUIDE FRAME 3POLE, SIZE I, IEC IN=630A TO 690V, AC50/60HZ ICU=66KA AT 500V REAR CONNECTION HORIZONTAL ELECTRONIC TRIP UNIT ETU 25 LSI PROT. ADJUST.B. 0.41 IN W. MAN. OPER. MECHAN. & STORAGE WITH MECHANICAL REQUEST WITHOUT 1ST SHUNT TRIP WITHOUT 2ND SHUNT TRIP 2NO+2NC 2NO+2NC | 3417.57 | TEM | 1 | LP | 45 | 1
3WL11064AA324GG4 | FIXEDMOUNT NONAUT. CIRCUITB. 3POLE, SIZE I, IEC IN=630A TO 690V, AC50/60HZ ICU=85KA AT 500V REAR CONNECTION HORIZONTAL WITHOUT OVERCURRENT TRIP MOT./MAN. OPER.MECHAN. W.STOR. DRIVE MOTOR AC 50/60HZ 208240V BZW DC 220250V REQU. AC 50/60HZ 230V, DC 220V WITH 1ST AUXILIARY RELEASE SHUNT TRIP"F", F1 AC50/60HZ 230V/ DC 220V,100%ED WITH 2ND AUX. RELEASE "F", F2 SHUNT TRIP AC 230V/ DC 220V, 100%ED 4NO+4NC 4NO+4NC | 3908.16 | TEM | 1 | LP | 43 | 1
3WL11082BB321AA2 | FIXEDMOUNTED CIRCUIT BREAKER 3POLE, SIZE I, IEC IN=800A TO 690V, AC50/60HZ ICU=55KA AT 500V REAR CONNECTION HORIZONTAL ELECTRONIC TRIP UNIT ETU 15 LI PROT. ADJUST.B. 0.51 IN W. MAN. OPER. MECHAN. & STORAGE WITH MECHANICAL REQUEST WITHOUT 1ST SHUNT TRIP WITHOUT 2ND SHUNT TRIP 2NO+2NC 2NO+2NC | 2819.34 | TEM | 1 | LP | 43 | 1
3WL11082BB324GP2 | FIXEDMOUNTED CIRCUIT BREAKER 3POLE, SIZE I, IEC IN=800A TO 690V, AC50/60HZ ICU=55KA AT 500V REAR CONNECTION HORIZONTAL ELECTRONIC TRIP UNIT ETU 15 LI PROT. ADJUST.B. 0.51 IN MOT./MAN. OPER.MECHAN. W.STOR. DRIVE MOTOR AC 50/60HZ 208240V BZW DC 220250V REQU. AC 50/60HZ 230V, DC 220V WITH 1ST AUXILIARY RELEASE SHUNT TRIP"F", F1 AC50/60HZ 230V/ DC 220V,100%ED WITH 2ND AUX. RELEASE "R", F3 UNDERVOLTAGE, NONDEL. AC50/60HZ 380415V 2NO+2NC 2NO+2NC | 4279.21 | TEM | 1 | LP | 43 | 1
3WL11082BB334GA2 | FIXEDMOUNTED CIRCUIT BREAKER 3POLE, SIZE I, IEC IN=800A TO 690V, AC50/60HZ ICU=55KA AT 500V FRNT.CONN. TOP/BOT. SINGLEHOLE ELECTRONIC TRIP UNIT ETU 15 LI PROT. ADJUST.B. 0.51 IN MOT./MAN. OPER.MECHAN. W.STOR. DRIVE MOTOR AC 50/60HZ 208240V BZW DC 220250V REQU. AC 50/60HZ 230V, DC 220V WITH 1ST AUXILIARY RELEASE SHUNT TRIP"F", F1 AC50/60HZ 230V/ DC 220V,100%ED WITHOUT 2ND SHUNT TRIP 2NO+2NC 2NO+2NC | 4312.22 | TEM | 1 | LP | 43 | 1
3WL11082BB461AA2 | WITHDRAWABLE CIRCUIT BREAKER WITH GUIDE FRAME 4POLE, SIZE I, IEC IN=800A TO 690V, AC50/60HZ ICU=55KA AT 500V REAR CONNECTION HORIZONTAL ELECTRONIC TRIP UNIT ETU 15 LI PROT. ADJUST.B. 0.51 IN W. MAN. OPER. MECHAN. & STORAGE WITH MECHANICAL REQUEST WITHOUT 1ST SHUNT TRIP WITHOUT 2ND SHUNT TRIP 2NO+2NC 2NO+2NC | 5750.46 | TEM | 1 | LP | 84 | 1
3WL11082CB321AN2 | FIXEDMOUNTED CIRCUIT BREAKER 3POLE, SIZE I, IEC IN=800A TO 690V, AC50/60HZ ICU=55KA AT 500V REAR CONNECTION HORIZONTAL ELECTRONIC TRIP UNIT ETU 25 LSI PROT. ADJUST.B. 0.41 IN W. MAN. OPER. MECHAN. & STORAGE WITH MECHANICAL REQUEST WITHOUT 1ST SHUNT TRIP WITH 2ND AUX. RELEASE "R", F3 UNDERVOLTAGE, NONDEL. AC 208240V, DC 220250V 2NO+2NC 2NO+2NC | 3141.33 | TEM | 1 | LP | 43 | 1
3WL11082CB324AS2 | FIXEDMOUNTED CIRCUIT BREAKER 3POLE, SIZE I, IEC IN=800A TO 690V, AC50/60HZ ICU=55KA AT 500V REAR CONNECTION HORIZONTAL ELECTRONIC TRIP UNIT ETU 25 LSI PROT. ADJUST.B. 0.41 IN MOT./MAN. OPER.MECHAN. W.STOR. DRIVE MOTOR AC 50/60HZ 208240V BZW DC 220250V REQU. AC 50/60HZ 230V, DC 220V WITHOUT 1ST SHUNT TRIP WITH 2ND AUX. RELEASE "RC", F4 UNDERVOLTAGE, W.DELAY 0,23,2S AC208240V, DC220250V, 100% ED 2NO+2NC 2NO+2NC | 4508.25 | TEM | 1 | LP | 43 | 1
3WL11082CB364AA2 | WITHDRAWABLE CIRCUIT BREAKER WITH GUIDE FRAME 3POLE, SIZE I, IEC IN=800A TO 690V, AC50/60HZ ICU=55KA AT 500V REAR CONNECTION HORIZONTAL ELECTRONIC TRIP UNIT ETU 25 LSI PROT. ADJUST.B. 0.41 IN MOT./MAN. OPER.MECHAN. W.STOR. DRIVE MOTOR AC 50/60HZ 208240V BZW DC 220250V REQU. AC 50/60HZ 230V, DC 220V WITHOUT 1ST SHUNT TRIP WITHOUT 2ND SHUNT TRIP 2NO+2NC 2NO+2NC | 5150.88 | TEM | 1 | LP | 70 | 1
3WL11082EB311AA2 | FIXEDMOUNTED CIRCUIT BREAKER 3POLE, SIZE I, IEC IN=800A TO 690V, AC50/60HZ ICU=55KA AT 500V REAR CONNECTION VERTICAL ELECTRONIC TRIP UNIT ETU 45 LSIN PROT. ADJUST.B. 0.41 IN WITH CUBICLE BUS COMMUN./MEASURING FUNCT../ W. MAN. OPER. MECHAN. & STORAGE WITH MECHANICAL REQUEST WITHOUT 1ST SHUNT TRIP WITHOUT 2ND SHUNT TRIP 2NO+2NC 2NO+2NC | 3453.8 | TEM | 1 | LP | 43 | 1
3WL11082EB351GA4 | WITHDRAWABLE CIRCUIT BREAKER WITHOUT GUIDE FRAME 3POLE, SIZE I, IEC IN=800A TO 690V, AC50/60HZ ICU=55KA AT 500V REAR CONNECTION HORIZONTAL ELECTRONIC TRIP UNIT ETU 45 LSIN PROT. ADJUST.B. 0.41 IN WITH CUBICLE BUS COMMUN./MEASURING FUNCT../ W. MAN. OPER. MECHAN. & STORAGE WITH MECHANICAL REQUEST WITH 1ST AUXILIARY RELEASE SHUNT TRIP"F", F1 AC50/60HZ 230V/ DC 220V,100%ED WITHOUT 2ND SHUNT TRIP 4NO+4NC 4NO+4NC | 4012.28 | TEM | 1 | LP | 45 | 1
3WL11083BB321AA2 | FIXEDMOUNTED CIRCUIT BREAKER 3POLE, SIZE I, IEC IN=800A TO 690V, AC50/60HZ ICU=66KA AT 500V REAR CONNECTION HORIZONTAL ELECTRONIC TRIP UNIT ETU 15 LI PROT. ADJUST.B. 0.51 IN W. MAN. OPER. MECHAN. & STORAGE WITH MECHANICAL REQUEST WITHOUT 1ST SHUNT TRIP WITHOUT 2ND SHUNT TRIP 2NO+2NC 2NO+2NC | 3108.11 | TEM | 1 | LP | 43 | 1
3WL11083CB351AA2 | WITHDRAWABLE CIRCUIT BREAKER WITHOUT GUIDE FRAME 3POLE, SIZE I, IEC IN=800A TO 690V, AC50/60HZ ICU=66KA AT 500V REAR CONNECTION HORIZONTAL ELECTRONIC TRIP UNIT ETU 25 LSI PROT. ADJUST.B. 0.41 IN W. MAN. OPER. MECHAN. & STORAGE WITH MECHANICAL REQUEST WITHOUT 1ST SHUNT TRIP WITHOUT 2ND SHUNT TRIP 2NO+2NC 2NO+2NC | 3559.37 | TEM | 1 | LP | 45 | 1
3WL11083CB354GA2 | WITHDRAWABLE CIRCUIT BREAKER WITHOUT GUIDE FRAME 3POLE, SIZE I, IEC IN=800A TO 690V, AC50/60HZ ICU=66KA AT 500V REAR CONNECTION HORIZONTAL ELECTRONIC TRIP UNIT ETU 25 LSI PROT. ADJUST.B. 0.41 IN MOT./MAN. OPER.MECHAN. W.STOR. DRIVE MOTOR AC 50/60HZ 208240V BZW DC 220250V REQU. AC 50/60HZ 230V, DC 220V WITH 1ST AUXILIARY RELEASE SHUNT TRIP"F", F1 AC50/60HZ 230V/ DC 220V,100%ED WITHOUT 2ND SHUNT TRIP 2NO+2NC 2NO+2NC | 4801.78 | TEM | 1 | LP | 45 | 1
3WL11083CB364GA2 | WITHDRAWABLE CIRCUIT BREAKER WITH GUIDE FRAME 3POLE, SIZE I, IEC IN=800A TO 690V, AC50/60HZ ICU=66KA AT 500V REAR CONNECTION HORIZONTAL ELECTRONIC TRIP UNIT ETU 25 LSI PROT. ADJUST.B. 0.41 IN MOT./MAN. OPER.MECHAN. W.STOR. DRIVE MOTOR AC 50/60HZ 208240V BZW DC 220250V REQU. AC 50/60HZ 230V, DC 220V WITH 1ST AUXILIARY RELEASE SHUNT TRIP"F", F1 AC50/60HZ 230V/ DC 220V,100%ED WITHOUT 2ND SHUNT TRIP 2NO+2NC 2NO+2NC | 5565.61 | TEM | 1 | LP | 70 | 1
3WL11083DG324GN2 | FIXEDMOUNTED CIRCUIT BREAKER 3POLE, SIZE I, IEC IN=800A TO 690V, AC50/60HZ ICU=66KA AT 500V REAR CONNECTION HORIZONTAL ELECTRONIC TRIP UNIT ETU 27 LSING PROT. ADJUST.B 0.41IN EARTH FAULT/ NPROT. INTEGRATED MOT./MAN. OPER.MECHAN. W.STOR. DRIVE MOTOR AC 50/60HZ 208240V BZW DC 220250V REQU. AC 50/60HZ 230V, DC 220V WITH 1ST AUXILIARY RELEASE SHUNT TRIP"F", F1 AC50/60HZ 230V/ DC 220V,100%ED WITH 2ND AUX. RELEASE "R", F3 UNDERVOLTAGE, NONDEL. AC 208240V, DC 220250V 2NO+2NC 2NO+2NC | 5242.79 | TEM | 1 | LP | 43 | 1
3WL11102AA334AM2 | FIXEDMOUNT NONAUT. CIRCUITB. 3POLE, SIZE I, IEC IN=1000A TO 690V, AC50/60HZ ICU=55KA AT 500V FRNT.CONN. TOP/BOT. SINGLEHOLE WITHOUT OVERCURRENT TRIP MOT./MAN. OPER.MECHAN. W.STOR. DRIVE MOTOR AC 50/60HZ 208240V BZW DC 220250V REQU. AC 50/60HZ 230V, DC 220V WITHOUT 1ST SHUNT TRIP WITH 2ND AUX. RELEASE "R", F3 UNDERVOLTAGE, NONDEL. AC110 127V, DC110125V 2NO+2NC 2NO+2NC | 3689.57 | TEM | 1 | LP | 43 | 1
3WL11102AA344EA4 | FIXEDMOUNT NONAUT. CIRCUITB. 3POLE, SIZE I, IEC IN=1000A TO 690V, AC50/60HZ ICU=55KA AT 500V FRNT.CONN. TOP/BOT. DUALHOLE WITHOUT OVERCURRENT TRIP MOT./MAN. OPER.MECHAN. W.STOR. DRIVE MOTOR AC 50/60HZ 208240V BZW DC 220250V REQU. AC 50/60HZ 230V, DC 220V WITH 1ST AUXILIARY RELEASE SHUNT TRIP"F", F1 DC 60V, 100% ED WITHOUT 2ND SHUNT TRIP 4NO+4NC 4NO+4NC | 3875.14 | TEM | 1 | LP | 43 | 1
3WL11102BB321AA2 | FIXEDMOUNTED CIRCUIT BREAKER 3POLE, SIZE I, IEC IN=1000A TO 690V, AC50/60HZ ICU=55KA AT 500V REAR CONNECTION HORIZONTAL ELECTRONIC TRIP UNIT ETU 15 LI PROT. ADJUST.B. 0.51 IN W. MAN. OPER. MECHAN. & STORAGE WITH MECHANICAL REQUEST WITHOUT 1ST SHUNT TRIP WITHOUT 2ND SHUNT TRIP 2NO+2NC 2NO+2NC | 3032.55 | TEM | 1 | LP | 43 | 1
3WL11102BB324GN2 | FIXEDMOUNTED CIRCUIT BREAKER 3POLE, SIZE I, IEC IN=1000A TO 690V, AC50/60HZ ICU=55KA AT 500V REAR CONNECTION HORIZONTAL ELECTRONIC TRIP UNIT ETU 15 LI PROT. ADJUST.B. 0.51 IN MOT./MAN. OPER.MECHAN. W.STOR. DRIVE MOTOR AC 50/60HZ 208240V BZW DC 220250V REQU. AC 50/60HZ 230V, DC 220V WITH 1ST AUXILIARY RELEASE SHUNT TRIP"F", F1 AC50/60HZ 230V/ DC 220V,100%ED WITH 2ND AUX. RELEASE "R", F3 UNDERVOLTAGE, NONDEL. AC 208240V, DC 220250V 2NO+2NC 2NO+2NC | 4492.42 | TEM | 1 | LP | 43 | 1
3WL11102BB331AA2 | FIXEDMOUNTED CIRCUIT BREAKER 3POLE, SIZE I, IEC IN=1000A TO 690V, AC50/60HZ ICU=55KA AT 500V FRNT.CONN. TOP/BOT. SINGLEHOLE ELECTRONIC TRIP UNIT ETU 15 LI PROT. ADJUST.B. 0.51 IN W. MAN. OPER. MECHAN. & STORAGE WITH MECHANICAL REQUEST WITHOUT 1ST SHUNT TRIP WITHOUT 2ND SHUNT TRIP 2NO+2NC 2NO+2NC | 3319.25 | TEM | 1 | LP | 43 | 1
3WL11102BB334AM2 | FIXEDMOUNTED CIRCUIT BREAKER 3POLE, SIZE I, IEC IN=1000A TO 690V, AC50/60HZ ICU=55KA AT 500V FRNT.CONN. TOP/BOT. SINGLEHOLE ELECTRONIC TRIP UNIT ETU 15 LI PROT. ADJUST.B. 0.51 IN MOT./MAN. OPER.MECHAN. W.STOR. DRIVE MOTOR AC 50/60HZ 208240V BZW DC 220250V REQU. AC 50/60HZ 230V, DC 220V WITHOUT 1ST SHUNT TRIP WITH 2ND AUX. RELEASE "R", F3 UNDERVOLTAGE, NONDEL. AC110 127V, DC110125V 2NO+2NC 2NO+2NC | 4595.19 | TEM | 1 | LP | 43 | 1
3WL11102BB361AA2 | WITHDRAWABLE CIRCUIT BREAKER WITH GUIDE FRAME 3POLE, SIZE I, IEC IN=1000A TO 690V, AC50/60HZ ICU=55KA AT 500V REAR CONNECTION HORIZONTAL ELECTRONIC TRIP UNIT ETU 15 LI PROT. ADJUST.B. 0.51 IN W. MAN. OPER. MECHAN. & STORAGE WITH MECHANICAL REQUEST WITHOUT 1ST SHUNT TRIP WITHOUT 2ND SHUNT TRIP 2NO+2NC 2NO+2NC | 4260.06 | TEM | 1 | LP | 70 | 1
3WL11102BB365FA4 | WITHDRAWABLE CIRCUIT BREAKER WITH GUIDE FRAME 3POLE, SIZE I, IEC IN=1000A TO 690V, AC50/60HZ ICU=55KA AT 500V REAR CONNECTION HORIZONTAL ELECTRONIC TRIP UNIT ETU 15 LI PROT. ADJUST.B. 0.51 IN MOT./MAN. OPER.MECHAN. W.STOR. DRIVE MOTOR AC 50/60HZ110127V BZW DC 110125V REQU. AC 50/60HZ 110V, DC 110V WITH 1ST AUXILIARY RELEASE SHUNT TRIP"F", F1 AC50/60HZ 110V/ DC 110V, 100%ED WITHOUT 2ND SHUNT TRIP 4NO+4NC 4NO+4NC | 5712.48 | TEM | 1 | LP | 70 | 1
3WL11102BB421AA2 | FIXEDMOUNTED CIRCUIT BREAKER 4POLE, SIZE I, IEC IN=1000A TO 690V, AC50/60HZ ICU=55KA AT 500V REAR CONNECTION HORIZONTAL ELECTRONIC TRIP UNIT ETU 15 LI PROT. ADJUST.B. 0.51 IN W. MAN. OPER. MECHAN. & STORAGE WITH MECHANICAL REQUEST WITHOUT 1ST SHUNT TRIP WITHOUT 2ND SHUNT TRIP 2NO+2NC 2NO+2NC | 4587.12 | TEM | 1 | LP | 50 | 1
3WL11102BB464GA2 | WITHDRAWABLE CIRCUIT BREAKER WITH GUIDE FRAME 4POLE, SIZE I, IEC IN=1000A TO 690V, AC50/60HZ ICU=55KA AT 500V REAR CONNECTION HORIZONTAL ELECTRONIC TRIP UNIT ETU 15 LI PROT. ADJUST.B. 0.51 IN MOT./MAN. OPER.MECHAN. W.STOR. DRIVE MOTOR AC 50/60HZ 208240V BZW DC 220250V REQU. AC 50/60HZ 230V, DC 220V WITH 1ST AUXILIARY RELEASE SHUNT TRIP"F", F1 AC50/60HZ 230V/ DC 220V,100%ED WITHOUT 2ND SHUNT TRIP 2NO+2NC 2NO+2NC | 7475.18 | TEM | 1 | LP | 84 | 1
3WL11102CB321AA2 | FIXEDMOUNTED CIRCUIT BREAKER 3POLE, SIZE I, IEC IN=1000A TO 690V, AC50/60HZ ICU=55KA AT 500V REAR CONNECTION HORIZONTAL ELECTRONIC TRIP UNIT ETU 25 LSI PROT. ADJUST.B. 0.41 IN W. MAN. OPER. MECHAN. & STORAGE WITH MECHANICAL REQUEST WITHOUT 1ST SHUNT TRIP WITHOUT 2ND SHUNT TRIP 2NO+2NC 2NO+2NC | 3137.09 | TEM | 1 | LP | 43 | 1
3WL11102DG366BT4 | WITHDRAWABLE CIRCUIT BREAKER WITH GUIDE FRAME 3POLE, SIZE I, IEC IN=1000A TO 690V, AC50/60HZ ICU=55KA AT 500V REAR CONNECTION HORIZONTAL ELECTRONIC TRIP UNIT ETU 27 LSING PROT. ADJUST.B 0.41IN EARTH FAULT/ NPROT. INTEGRATED MOT./MAN. OPER.MECHAN. W.STOR. DRIVE MOTOR DC 2430 V REQUEST DC 24V WITH 1ST AUXILIARY RELEASE SHUNT TRIP"F", F1 DC 24V; 100% ED WITH 2ND AUX. RELEASE "RC", F4 UNDERVOLTAGE, W.DELAY 0,23,2S AC50/60HZ 380415V 4NO+4NC 4NO+4NC | 6970.41 | TEM | 1 | LP | 70 | 1
3WL11102EB311AA2 | FIXEDMOUNTED CIRCUIT BREAKER 3POLE, SIZE I, IEC IN=1000A TO 690V, AC50/60HZ ICU=55KA AT 500V REAR CONNECTION VERTICAL ELECTRONIC TRIP UNIT ETU 45 LSIN PROT. ADJUST.B. 0.41 IN WITH CUBICLE BUS COMMUN./MEASURING FUNCT../ W. MAN. OPER. MECHAN. & STORAGE WITH MECHANICAL REQUEST WITHOUT 1ST SHUNT TRIP WITHOUT 2ND SHUNT TRIP 2NO+2NC 2NO+2NC | 3703.23 | TEM | 1 | LP | 43 | 1
3WL11102EB321AA2 | FIXEDMOUNTED CIRCUIT BREAKER 3POLE, SIZE I, IEC IN=1000A TO 690V, AC50/60HZ ICU=55KA AT 500V REAR CONNECTION HORIZONTAL ELECTRONIC TRIP UNIT ETU 45 LSIN PROT. ADJUST.B. 0.41 IN WITH CUBICLE BUS COMMUN./MEASURING FUNCT../ W. MAN. OPER. MECHAN. & STORAGE WITH MECHANICAL REQUEST WITHOUT 1ST SHUNT TRIP WITHOUT 2ND SHUNT TRIP 2NO+2NC 2NO+2NC | 3416.54 | TEM | 1 | LP | 43 | 1
3WL11102FB321AA2 | FIXEDMOUNTED CIRCUIT BREAKER 3POLE, SIZE I, IEC IN=1000A TO 690V, AC50/60HZ ICU=55KA AT 500V REAR CONNECTION HORIZONTAL ELECTRONIC TRIP UNIT ETU 45 LSIN PROT ADJUST. 0.41 IN WITH DISPLAY AND CUBICLE BUS COMM./MEASURING FUNC./EARTH FLT./ZSS OPTION W. MAN. OPER. MECHAN. & STORAGE WITH MECHANICAL REQUEST WITHOUT 1ST SHUNT TRIP WITHOUT 2ND SHUNT TRIP 2NO+2NC 2NO+2NC | 3620.43 | TEM | 1 | LP | 43 | 1
3WL11103BB321AA2 | FIXEDMOUNTED CIRCUIT BREAKER 3POLE, SIZE I, IEC IN=1000A TO 690V, AC50/60HZ ICU=66KA AT 500V REAR CONNECTION HORIZONTAL ELECTRONIC TRIP UNIT ETU 15 LI PROT. ADJUST.B. 0.51 IN W. MAN. OPER. MECHAN. & STORAGE WITH MECHANICAL REQUEST WITHOUT 1ST SHUNT TRIP WITHOUT 2ND SHUNT TRIP 2NO+2NC 2NO+2NC | 3338.91 | TEM | 1 | LP | 43 | 1
3WL11103BB324AN2 | FIXEDMOUNTED CIRCUIT BREAKER 3POLE, SIZE I, IEC IN=1000A TO 690V, AC50/60HZ ICU=66KA AT 500V REAR CONNECTION HORIZONTAL ELECTRONIC TRIP UNIT ETU 15 LI PROT. ADJUST.B. 0.51 IN MOT./MAN. OPER.MECHAN. W.STOR. DRIVE MOTOR AC 50/60HZ 208240V BZW DC 220250V REQU. AC 50/60HZ 230V, DC 220V WITHOUT 1ST SHUNT TRIP WITH 2ND AUX. RELEASE "R", F3 UNDERVOLTAGE, NONDEL. AC 208240V, DC 220250V 2NO+2NC 2NO+2NC | 4600.93 | TEM | 1 | LP | 43 | 1
3WL11103CB324AN2 | FIXEDMOUNTED CIRCUIT BREAKER 3POLE, SIZE I, IEC IN=1000A TO 690V, AC50/60HZ ICU=66KA AT 500V REAR CONNECTION HORIZONTAL ELECTRONIC TRIP UNIT ETU 25 LSI PROT. ADJUST.B. 0.41 IN MOT./MAN. OPER.MECHAN. W.STOR. DRIVE MOTOR AC 50/60HZ 208240V BZW DC 220250V REQU. AC 50/60HZ 230V, DC 220V WITHOUT 1ST SHUNT TRIP WITH 2ND AUX. RELEASE "R", F3 UNDERVOLTAGE, NONDEL. AC 208240V, DC 220250V 2NO+2NC 2NO+2NC | 4719.39 | TEM | 1 | LP | 43 | 1
3WL11103CB351AA2 | WITHDRAWABLE CIRCUIT BREAKER WITHOUT GUIDE FRAME 3POLE, SIZE I, IEC IN=1000A TO 690V, AC50/60HZ ICU=66KA AT 500V REAR CONNECTION HORIZONTAL ELECTRONIC TRIP UNIT ETU 25 LSI PROT. ADJUST.B. 0.41 IN W. MAN. OPER. MECHAN. & STORAGE WITH MECHANICAL REQUEST WITHOUT 1ST SHUNT TRIP WITHOUT 2ND SHUNT TRIP 2NO+2NC 2NO+2NC | 3811.91 | TEM | 1 | LP | 45 | 1
3WL11103CB361AA2 | WITHDRAWABLE CIRCUIT BREAKER WITH GUIDE FRAME 3POLE, SIZE I, IEC IN=1000A TO 690V, AC50/60HZ ICU=66KA AT 500V REAR CONNECTION HORIZONTAL ELECTRONIC TRIP UNIT ETU 25 LSI PROT. ADJUST.B. 0.41 IN W. MAN. OPER. MECHAN. & STORAGE WITH MECHANICAL REQUEST WITHOUT 1ST SHUNT TRIP WITHOUT 2ND SHUNT TRIP 2NO+2NC 2NO+2NC | 4600.58 | TEM | 1 | LP | 70 | 1
3WL11104AA364AS2 | WITHDRAW. NONAUT. CIRCUITB. WITH GUIDE FRAME 3POLE, SIZE I, IEC IN=1000A TO 690V, AC50/60HZ ICU=85KA AT 500V REAR CONNECTION HORIZONTAL WITHOUT OVERCURRENT TRIP MOT./MAN. OPER.MECHAN. W.STOR. DRIVE MOTOR AC 50/60HZ 208240V BZW DC 220250V REQU. AC 50/60HZ 230V, DC 220V WITHOUT 1ST SHUNT TRIP WITH 2ND AUX. RELEASE "RC", F4 UNDERVOLTAGE, W.DELAY 0,23,2S AC208240V, DC220250V, 100% ED 2NO+2NC 2NO+2NC | 5480.12 | TEM | 1 | LP | 70 | 1
3WL11104BB311AP2 | FIXEDMOUNTED CIRCUIT BREAKER 3POLE, SIZE I, IEC IN=1000A TO 690V, AC50/60HZ ICU=85KA AT 500V REAR CONNECTION VERTICAL ELECTRONIC TRIP UNIT ETU 15 LI PROT. ADJUST.B. 0.51 IN W. MAN. OPER. MECHAN. & STORAGE WITH MECHANICAL REQUEST WITHOUT 1ST SHUNT TRIP WITH 2ND AUX. RELEASE "R", F3 UNDERVOLTAGE, NONDEL. AC50/60HZ 380415V 2NO+2NC 2NO+2NC | 4045.92 | TEM | 1 | LP | 43 | 1
3WL11122AA321AA2 | FIXEDMOUNT NONAUT. CIRCUITB. 3POLE, SIZE I, IEC IN=1250A TO 690V, AC50/60HZ ICU=55KA AT 500V REAR CONNECTION HORIZONTAL WITHOUT OVERCURRENT TRIP W. MAN. OPER. MECHAN. & STORAGE WITH MECHANICAL REQUEST WITHOUT 1ST SHUNT TRIP WITHOUT 2ND SHUNT TRIP 2NO+2NC 2NO+2NC | 2834.87 | TEM | 1 | LP | 43 | 1
3WL11122BB321AA2 | FIXEDMOUNTED CIRCUIT BREAKER 3POLE, SIZE I, IEC IN=1250A TO 690V, AC50/60HZ ICU=55KA AT 500V REAR CONNECTION HORIZONTAL ELECTRONIC TRIP UNIT ETU 15 LI PROT. ADJUST.B. 0.51 IN W. MAN. OPER. MECHAN. & STORAGE WITH MECHANICAL REQUEST WITHOUT 1ST SHUNT TRIP WITHOUT 2ND SHUNT TRIP 2NO+2NC 2NO+2NC | 3740.49 | TEM | 1 | LP | 43 | 1
3WL11122BB334GN4 | FIXEDMOUNTED CIRCUIT BREAKER 3POLE, SIZE I, IEC IN=1250A TO 690V, AC50/60HZ ICU=55KA AT 500V FRNT.CONN. TOP/BOT. SINGLEHOLE ELECTRONIC TRIP UNIT ETU 15 LI PROT. ADJUST.B. 0.51 IN MOT./MAN. OPER.MECHAN. W.STOR. DRIVE MOTOR AC 50/60HZ 208240V BZW DC 220250V REQU. AC 50/60HZ 230V, DC 220V WITH 1ST AUXILIARY RELEASE SHUNT TRIP"F", F1 AC50/60HZ 230V/ DC 220V,100%ED WITH 2ND AUX. RELEASE "R", F3 UNDERVOLTAGE, NONDEL. AC 208240V, DC 220250V 4NO+4NC 4NO+4NC | 5703.26 | TEM | 1 | LP | 43 | 1
3WL11122BB361AA2 | WITHDRAWABLE CIRCUIT BREAKER WITH GUIDE FRAME 3POLE, SIZE I, IEC IN=1250A TO 690V, AC50/60HZ ICU=55KA AT 500V REAR CONNECTION HORIZONTAL ELECTRONIC TRIP UNIT ETU 15 LI PROT. ADJUST.B. 0.51 IN W. MAN. OPER. MECHAN. & STORAGE WITH MECHANICAL REQUEST WITHOUT 1ST SHUNT TRIP WITHOUT 2ND SHUNT TRIP 2NO+2NC 2NO+2NC | 4803.44 | TEM | 1 | LP | 70 | 1
3WL11122CB311AA2 | FIXEDMOUNTED CIRCUIT BREAKER 3POLE, SIZE I, IEC IN=1250A TO 690V, AC50/60HZ ICU=55KA AT 500V REAR CONNECTION VERTICAL ELECTRONIC TRIP UNIT ETU 25 LSI PROT. ADJUST.B. 0.41 IN W. MAN. OPER. MECHAN. & STORAGE WITH MECHANICAL REQUEST WITHOUT 1ST SHUNT TRIP WITHOUT 2ND SHUNT TRIP 2NO+2NC 2NO+2NC | 4137.93 | TEM | 1 | LP | 43 | 1
3WL11122CB321AA2 | FIXEDMOUNTED CIRCUIT BREAKER 3POLE, SIZE I, IEC IN=1250A TO 690V, AC50/60HZ ICU=55KA AT 500V REAR CONNECTION HORIZONTAL ELECTRONIC TRIP UNIT ETU 25 LSI PROT. ADJUST.B. 0.41 IN W. MAN. OPER. MECHAN. & STORAGE WITH MECHANICAL REQUEST WITHOUT 1ST SHUNT TRIP WITHOUT 2ND SHUNT TRIP 2NO+2NC 2NO+2NC | 3845.03 | TEM | 1 | LP | 43 | 1
3WL11122CB324GA2 | FIXEDMOUNTED CIRCUIT BREAKER 3POLE, SIZE I, IEC IN=1250A TO 690V, AC50/60HZ ICU=55KA AT 500V REAR CONNECTION HORIZONTAL ELECTRONIC TRIP UNIT ETU 25 LSI PROT. ADJUST.B. 0.41 IN MOT./MAN. OPER.MECHAN. W.STOR. DRIVE MOTOR AC 50/60HZ 208240V BZW DC 220250V REQU. AC 50/60HZ 230V, DC 220V WITH 1ST AUXILIARY RELEASE SHUNT TRIP"F", F1 AC50/60HZ 230V/ DC 220V,100%ED WITHOUT 2ND SHUNT TRIP 2NO+2NC 2NO+2NC | 5087.44 | TEM | 1 | LP | 43 | 1
3WL11122CB354AN4 | WITHDRAWABLE CIRCUIT BREAKER WITHOUT GUIDE FRAME 3POLE, SIZE I, IEC IN=1250A TO 690V, AC50/60HZ ICU=55KA AT 500V REAR CONNECTION HORIZONTAL ELECTRONIC TRIP UNIT ETU 25 LSI PROT. ADJUST.B. 0.41 IN MOT./MAN. OPER.MECHAN. W.STOR. DRIVE MOTOR AC 50/60HZ 208240V BZW DC 220250V REQU. AC 50/60HZ 230V, DC 220V WITHOUT 1ST SHUNT TRIP WITH 2ND AUX. RELEASE "R", F3 UNDERVOLTAGE, NONDEL. AC 208240V, DC 220250V 4NO+4NC 4NO+4NC | 5600.07 | TEM | 1 | LP | 45 | 1
3WL11122CB361AS2 | WITHDRAWABLE CIRCUIT BREAKER WITH GUIDE FRAME 3POLE, SIZE I, IEC IN=1250A TO 690V, AC50/60HZ ICU=55KA AT 500V REAR CONNECTION HORIZONTAL ELECTRONIC TRIP UNIT ETU 25 LSI PROT. ADJUST.B. 0.41 IN W. MAN. OPER. MECHAN. & STORAGE WITH MECHANICAL REQUEST WITHOUT 1ST SHUNT TRIP WITH 2ND AUX. RELEASE "RC", F4 UNDERVOLTAGE, W.DELAY 0,23,2S AC208240V, DC220250V, 100% ED 2NO+2NC 2NO+2NC | 5433.85 | TEM | 1 | LP | 70 | 1
3WL11122CB364GA2 | WITHDRAWABLE CIRCUIT BREAKER WITH GUIDE FRAME 3POLE, SIZE I, IEC IN=1250A TO 690V, AC50/60HZ ICU=55KA AT 500V REAR CONNECTION HORIZONTAL ELECTRONIC TRIP UNIT ETU 25 LSI PROT. ADJUST.B. 0.41 IN MOT./MAN. OPER.MECHAN. W.STOR. DRIVE MOTOR AC 50/60HZ 208240V BZW DC 220250V REQU. AC 50/60HZ 230V, DC 220V WITH 1ST AUXILIARY RELEASE SHUNT TRIP"F", F1 AC50/60HZ 230V/ DC 220V,100%ED WITHOUT 2ND SHUNT TRIP 2NO+2NC 2NO+2NC | 6150.38 | TEM | 1 | LP | 70 | 1
3WL11122DG324GA4 | FIXEDMOUNTED CIRCUIT BREAKER 3POLE, SIZE I, IEC IN=1250A TO 690V, AC50/60HZ ICU=55KA AT 500V REAR CONNECTION HORIZONTAL ELECTRONIC TRIP UNIT ETU 27 LSING PROT. ADJUST.B 0.41IN EARTH FAULT/ NPROT. INTEGRATED MOT./MAN. OPER.MECHAN. W.STOR. DRIVE MOTOR AC 50/60HZ 208240V BZW DC 220250V REQU. AC 50/60HZ 230V, DC 220V WITH 1ST AUXILIARY RELEASE SHUNT TRIP"F", F1 AC50/60HZ 230V/ DC 220V,100%ED WITHOUT 2ND SHUNT TRIP 4NO+4NC 4NO+4NC | 5867.73 | TEM | 1 | LP | 43 | 1
3WL11122EG364GA2 | WITHDRAWABLE CIRCUIT BREAKER WITH GUIDE FRAME 3POLE, SIZE I, IEC IN=1250A TO 690V, AC50/60HZ ICU=55KA AT 500V REAR CONNECTION HORIZONTAL ELECTRONIC TRIP UNIT ETU 45 LSIN PROT ADJUST. 0.41 IN WITH CUBICLE BUS AND EARTH FLT COMMUN./MEASURING FUNC./ ZSS OPTION MOT./MAN. OPER.MECHAN. W.STOR. DRIVE MOTOR AC 50/60HZ 208240V BZW DC 220250V REQU. AC 50/60HZ 230V, DC 220V WITH 1ST AUXILIARY RELEASE SHUNT TRIP"F", F1 AC50/60HZ 230V/ DC 220V,100%ED WITHOUT 2ND SHUNT TRIP 2NO+2NC 2NO+2NC | 7034.27 | TEM | 1 | LP | 70 | 1
3WL11123CB321AA2 | FIXEDMOUNTED CIRCUIT BREAKER 3POLE, SIZE I, IEC IN=1250A TO 690V, AC50/60HZ ICU=66KA AT 500V REAR CONNECTION HORIZONTAL ELECTRONIC TRIP UNIT ETU 25 LSI PROT. ADJUST.B. 0.41 IN W. MAN. OPER. MECHAN. & STORAGE WITH MECHANICAL REQUEST WITHOUT 1ST SHUNT TRIP WITHOUT 2ND SHUNT TRIP 2NO+2NC 2NO+2NC | 4089.29 | TEM | 1 | LP | 43 | 1
3WL11123CB324AT2 | FIXEDMOUNTED CIRCUIT BREAKER 3POLE, SIZE I, IEC IN=1250A TO 690V, AC50/60HZ ICU=66KA AT 500V REAR CONNECTION HORIZONTAL ELECTRONIC TRIP UNIT ETU 25 LSI PROT. ADJUST.B. 0.41 IN MOT./MAN. OPER.MECHAN. W.STOR. DRIVE MOTOR AC 50/60HZ 208240V BZW DC 220250V REQU. AC 50/60HZ 230V, DC 220V WITHOUT 1ST SHUNT TRIP WITH 2ND AUX. RELEASE "RC", F4 UNDERVOLTAGE, W.DELAY 0,23,2S AC50/60HZ 380415V 2NO+2NC 2NO+2NC | 5730.9 | TEM | 1 | LP | 43 | 1
3WL11123CB324GP2 | FIXEDMOUNTED CIRCUIT BREAKER 3POLE, SIZE I, IEC IN=1250A TO 690V, AC50/60HZ ICU=66KA AT 500V REAR CONNECTION HORIZONTAL ELECTRONIC TRIP UNIT ETU 25 LSI PROT. ADJUST.B. 0.41 IN MOT./MAN. OPER.MECHAN. W.STOR. DRIVE MOTOR AC 50/60HZ 208240V BZW DC 220250V REQU. AC 50/60HZ 230V, DC 220V WITH 1ST AUXILIARY RELEASE SHUNT TRIP"F", F1 AC50/60HZ 230V/ DC 220V,100%ED WITH 2ND AUX. RELEASE "R", F3 UNDERVOLTAGE, NONDEL. AC50/60HZ 380415V 2NO+2NC 2NO+2NC | 5549.15 | TEM | 1 | LP | 43 | 1
3WL11123CB361AA2 | WITHDRAWABLE CIRCUIT BREAKER WITH GUIDE FRAME 3POLE, SIZE I, IEC IN=1250A TO 690V, AC50/60HZ ICU=66KA AT 500V REAR CONNECTION HORIZONTAL ELECTRONIC TRIP UNIT ETU 25 LSI PROT. ADJUST.B. 0.41 IN W. MAN. OPER. MECHAN. & STORAGE WITH MECHANICAL REQUEST WITHOUT 1ST SHUNT TRIP WITHOUT 2ND SHUNT TRIP 2NO+2NC 2NO+2NC | 5169.83 | TEM | 1 | LP | 70 | 1
3WL11123CB421AA2 | FIXEDMOUNTED CIRCUIT BREAKER 4POLE, SIZE I, IEC IN=1250A TO 690V, AC50/60HZ ICU=66KA AT 500V REAR CONNECTION HORIZONTAL ELECTRONIC TRIP UNIT ETU 25 LSI PROT. ADJUST.B. 0.41 IN W. MAN. OPER. MECHAN. & STORAGE WITH MECHANICAL REQUEST WITHOUT 1ST SHUNT TRIP WITHOUT 2ND SHUNT TRIP 2NO+2NC 2NO+2NC | 5476.19 | TEM | 1 | LP | 50 | 1
3WL11162AA324GA2 | FIXEDMOUNT NONAUT. CIRCUITB. 3POLE, SIZE I, IEC IN=1600A TO 690V, AC50/60HZ ICU=55KA AT 500V REAR CONNECTION HORIZONTAL WITHOUT OVERCURRENT TRIP MOT./MAN. OPER.MECHAN. W.STOR. DRIVE MOTOR AC 50/60HZ 208240V BZW DC 220250V REQU. AC 50/60HZ 230V, DC 220V WITH 1ST AUXILIARY RELEASE SHUNT TRIP"F", F1 AC50/60HZ 230V/ DC 220V,100%ED WITHOUT 2ND SHUNT TRIP 2NO+2NC 2NO+2NC | 4841.11 | TEM | 1 | LP | 43 | 1
3WL11162AA464GA4 | WITHDRAW. NONAUT. CIRCUITB. WITH GUIDE FRAME 4POLE, SIZE I, IEC IN=1600A TO 690V, AC50/60HZ ICU=55KA AT 500V REAR CONNECTION HORIZONTAL WITHOUT OVERCURRENT TRIP MOT./MAN. OPER.MECHAN. W.STOR. DRIVE MOTOR AC 50/60HZ 208240V BZW DC 220250V REQU. AC 50/60HZ 230V, DC 220V WITH 1ST AUXILIARY RELEASE SHUNT TRIP"F", F1 AC50/60HZ 230V/ DC 220V,100%ED WITHOUT 2ND SHUNT TRIP 4NO+4NC 4NO+4NC | 7892.19 | TEM | 1 | LP | 84 | 1
3WL11162BB321AA2 | FIXEDMOUNTED CIRCUIT BREAKER 3POLE, SIZE I, IEC IN=1600A TO 690V, AC50/60HZ ICU=55KA AT 500V REAR CONNECTION HORIZONTAL ELECTRONIC TRIP UNIT ETU 15 LI PROT. ADJUST.B. 0.51 IN W. MAN. OPER. MECHAN. & STORAGE WITH MECHANICAL REQUEST WITHOUT 1ST SHUNT TRIP WITHOUT 2ND SHUNT TRIP 2NO+2NC 2NO+2NC | 4504.32 | TEM | 1 | LP | 43 | 1
3WL11162BB321AN2 | FIXEDMOUNTED CIRCUIT BREAKER 3POLE, SIZE I, IEC IN=1600A TO 690V, AC50/60HZ ICU=55KA AT 500V REAR CONNECTION HORIZONTAL ELECTRONIC TRIP UNIT ETU 15 LI PROT. ADJUST.B. 0.51 IN W. MAN. OPER. MECHAN. & STORAGE WITH MECHANICAL REQUEST WITHOUT 1ST SHUNT TRIP WITH 2ND AUX. RELEASE "R", F3 UNDERVOLTAGE, NONDEL. AC 208240V, DC 220250V 2NO+2NC 2NO+2NC | 4721.77 | TEM | 1 | LP | 43 | 1
3WL11162BB324AA2 | FIXEDMOUNTED CIRCUIT BREAKER 3POLE, SIZE I, IEC IN=1600A TO 690V, AC50/60HZ ICU=55KA AT 500V REAR CONNECTION HORIZONTAL ELECTRONIC TRIP UNIT ETU 15 LI PROT. ADJUST.B. 0.51 IN MOT./MAN. OPER.MECHAN. W.STOR. DRIVE MOTOR AC 50/60HZ 208240V BZW DC 220250V REQU. AC 50/60HZ 230V, DC 220V WITHOUT 1ST SHUNT TRIP WITHOUT 2ND SHUNT TRIP 2NO+2NC 2NO+2NC | 5562.81 | TEM | 1 | LP | 43 | 1
3WL11162BB361AA2 | WITHDRAWABLE CIRCUIT BREAKER WITH GUIDE FRAME 3POLE, SIZE I, IEC IN=1600A TO 690V, AC50/60HZ ICU=55KA AT 500V REAR CONNECTION HORIZONTAL ELECTRONIC TRIP UNIT ETU 15 LI PROT. ADJUST.B. 0.51 IN W. MAN. OPER. MECHAN. & STORAGE WITH MECHANICAL REQUEST WITHOUT 1ST SHUNT TRIP WITHOUT 2ND SHUNT TRIP 2NO+2NC 2NO+2NC | 5663.52 | TEM | 1 | LP | 70 | 1
3WL11162BB421AA2 | FIXEDMOUNTED CIRCUIT BREAKER 4POLE, SIZE I, IEC IN=1600A TO 690V, AC50/60HZ ICU=55KA AT 500V REAR CONNECTION HORIZONTAL ELECTRONIC TRIP UNIT ETU 15 LI PROT. ADJUST.B. 0.51 IN W. MAN. OPER. MECHAN. & STORAGE WITH MECHANICAL REQUEST WITHOUT 1ST SHUNT TRIP WITHOUT 2ND SHUNT TRIP 2NO+2NC 2NO+2NC | 5850.86 | TEM | 1 | LP | 50 | 1
3WL11162CB321AA2 | FIXEDMOUNTED CIRCUIT BREAKER 3POLE, SIZE I, IEC IN=1600A TO 690V, AC50/60HZ ICU=55KA AT 500V REAR CONNECTION HORIZONTAL ELECTRONIC TRIP UNIT ETU 25 LSI PROT. ADJUST.B. 0.41 IN W. MAN. OPER. MECHAN. & STORAGE WITH MECHANICAL REQUEST WITHOUT 1ST SHUNT TRIP WITHOUT 2ND SHUNT TRIP 2NO+2NC 2NO+2NC | 4608.86 | TEM | 1 | LP | 43 | 1
3WL11162CB323GA4 | FIXEDMOUNTED CIRCUIT BREAKER 3POLE, SIZE I, IEC IN=1600A TO 690V, AC50/60HZ ICU=55KA AT 500V REAR CONNECTION HORIZONTAL ELECTRONIC TRIP UNIT ETU 25 LSI PROT. ADJUST.B. 0.41 IN W. MAN. OPER. MECHAN. & STORAGE WITH ELECTRICAL + MECH. REQUEST AC 50/60HZ 230V, DC 220V WITH 1ST AUXILIARY RELEASE SHUNT TRIP"F", F1 AC50/60HZ 230V/ DC 220V,100%ED WITHOUT 2ND SHUNT TRIP 4NO+4NC 4NO+4NC | 5186.7 | TEM | 1 | LP | 43 | 1
3WL11162CB324GA2 | FIXEDMOUNTED CIRCUIT BREAKER 3POLE, SIZE I, IEC IN=1600A TO 690V, AC50/60HZ ICU=55KA AT 500V REAR CONNECTION HORIZONTAL ELECTRONIC TRIP UNIT ETU 25 LSI PROT. ADJUST.B. 0.41 IN MOT./MAN. OPER.MECHAN. W.STOR. DRIVE MOTOR AC 50/60HZ 208240V BZW DC 220250V REQU. AC 50/60HZ 230V, DC 220V WITH 1ST AUXILIARY RELEASE SHUNT TRIP"F", F1 AC50/60HZ 230V/ DC 220V,100%ED WITHOUT 2ND SHUNT TRIP 2NO+2NC 2NO+2NC | 5851.27 | TEM | 1 | LP | 43 | 1
3WL11162CB344GN2 | FIXEDMOUNTED CIRCUIT BREAKER 3POLE, SIZE I, IEC IN=1600A TO 690V, AC50/60HZ ICU=55KA AT 500V FRNT.CONN. TOP/BOT. DUALHOLE ELECTRONIC TRIP UNIT ETU 25 LSI PROT. ADJUST.B. 0.41 IN MOT./MAN. OPER.MECHAN. W.STOR. DRIVE MOTOR AC 50/60HZ 208240V BZW DC 220250V REQU. AC 50/60HZ 230V, DC 220V WITH 1ST AUXILIARY RELEASE SHUNT TRIP"F", F1 AC50/60HZ 230V/ DC 220V,100%ED WITH 2ND AUX. RELEASE "R", F3 UNDERVOLTAGE, NONDEL. AC 208240V, DC 220250V 2NO+2NC 2NO+2NC | 6266.41 | TEM | 1 | LP | 43 | 1
3WL11162CB354GS4 | WITHDRAWABLE CIRCUIT BREAKER WITHOUT GUIDE FRAME 3POLE, SIZE I, IEC IN=1600A TO 690V, AC50/60HZ ICU=55KA AT 500V REAR CONNECTION HORIZONTAL ELECTRONIC TRIP UNIT ETU 25 LSI PROT. ADJUST.B. 0.41 IN MOT./MAN. OPER.MECHAN. W.STOR. DRIVE MOTOR AC 50/60HZ 208240V BZW DC 220250V REQU. AC 50/60HZ 230V, DC 220V WITH 1ST AUXILIARY RELEASE SHUNT TRIP"F", F1 AC50/60HZ 230V/ DC 220V,100%ED WITH 2ND AUX. RELEASE "RC", F4 UNDERVOLTAGE, W.DELAY 0,23,2S AC208240V, DC220250V, 100% ED 4NO+4NC 4NO+4NC | 7133.63 | TEM | 1 | LP | 45 | 1
3WL11162CB365AM2 | WITHDRAWABLE CIRCUIT BREAKER WITH GUIDE FRAME 3POLE, SIZE I, IEC IN=1600A TO 690V, AC50/60HZ ICU=55KA AT 500V REAR CONNECTION HORIZONTAL ELECTRONIC TRIP UNIT ETU 25 LSI PROT. ADJUST.B. 0.41 IN MOT./MAN. OPER.MECHAN. W.STOR. DRIVE MOTOR AC 50/60HZ110127V BZW DC 110125V REQU. AC 50/60HZ 110V, DC 110V WITHOUT 1ST SHUNT TRIP WITH 2ND AUX. RELEASE "R", F3 UNDERVOLTAGE, NONDEL. AC110 127V, DC110125V 2NO+2NC 2NO+2NC | 7044 | TEM | 1 | LP | 70 | 1
3WL11162CB424GA2 | FIXEDMOUNTED CIRCUIT BREAKER 4POLE, SIZE I, IEC IN=1600A TO 690V, AC50/60HZ ICU=55KA AT 500V REAR CONNECTION HORIZONTAL ELECTRONIC TRIP UNIT ETU 25 LSI PROT. ADJUST.B. 0.41 IN MOT./MAN. OPER.MECHAN. W.STOR. DRIVE MOTOR AC 50/60HZ 208240V BZW DC 220250V REQU. AC 50/60HZ 230V, DC 220V WITH 1ST AUXILIARY RELEASE SHUNT TRIP"F", F1 AC50/60HZ 230V/ DC 220V,100%ED WITHOUT 2ND SHUNT TRIP 2NO+2NC 2NO+2NC | 7197.8 | TEM | 1 | LP | 50 | 1
3WL11162CB464GA2 | WITHDRAWABLE CIRCUIT BREAKER WITH GUIDE FRAME 4POLE, SIZE I, IEC IN=1600A TO 690V, AC50/60HZ ICU=55KA AT 500V REAR CONNECTION HORIZONTAL ELECTRONIC TRIP UNIT ETU 25 LSI PROT. ADJUST.B. 0.41 IN MOT./MAN. OPER.MECHAN. W.STOR. DRIVE MOTOR AC 50/60HZ 208240V BZW DC 220250V REQU. AC 50/60HZ 230V, DC 220V WITH 1ST AUXILIARY RELEASE SHUNT TRIP"F", F1 AC50/60HZ 230V/ DC 220V,100%ED WITHOUT 2ND SHUNT TRIP 2NO+2NC 2NO+2NC | 8692.34 | TEM | 1 | LP | 84 | 1
3WL11162DG464GA4 | WITHDRAWABLE CIRCUIT BREAKER WITH GUIDE FRAME 4POLE, SIZE I, IEC IN=1600A TO 690V, AC50/60HZ ICU=55KA AT 500V REAR CONNECTION HORIZONTAL ELECTRONIC TRIP UNIT ETU 27 LSING PROT. ADJUST.B 0.41IN EARTH FAULT/ NPROT. INTEGRATED MOT./MAN. OPER.MECHAN. W.STOR. DRIVE MOTOR AC 50/60HZ 208240V BZW DC 220250V REQU. AC 50/60HZ 230V, DC 220V WITH 1ST AUXILIARY RELEASE SHUNT TRIP"F", F1 AC50/60HZ 230V/ DC 220V,100%ED WITHOUT 2ND SHUNT TRIP 4NO+4NC 4NO+4NC | 9472.63 | TEM | 1 | LP | 84 | 1
3WL11162EG321BA2 | FIXEDMOUNTED CIRCUIT BREAKER 3POLE, SIZE I, IEC IN=1600A TO 690V, AC50/60HZ ICU=55KA AT 500V REAR CONNECTION HORIZONTAL ELECTRONIC TRIP UNIT ETU 45 LSIN PROT ADJUST. 0.41 IN WITH CUBICLE BUS AND EARTH FLT COMMUN./MEASURING FUNC./ ZSS OPTION W. MAN. OPER. MECHAN. & STORAGE WITH MECHANICAL REQUEST WITH 1ST AUXILIARY RELEASE SHUNT TRIP"F", F1 DC 24V; 100% ED WITHOUT 2ND SHUNT TRIP 2NO+2NC 2NO+2NC | 5676.66 | TEM | 1 | LP | 43 | 1
3WL11162FG321AA2 | FIXEDMOUNTED CIRCUIT BREAKER 3POLE, SIZE I, IEC IN=1600A TO 690V, AC50/60HZ ICU=55KA AT 500V REAR CONNECTION HORIZONTAL ELECTRONIC TRIP UNIT ETU 45 LSIN PROT ADJUST. 0.41 IN WITH DISPLAY AND CUBICLE BUS WITH EARTH FLT. COMM./MEASURING FUNC./ZSS OPTION W. MAN. OPER. MECHAN. & STORAGE WITH MECHANICAL REQUEST WITHOUT 1ST SHUNT TRIP WITHOUT 2ND SHUNT TRIP 2NO+2NC 2NO+2NC | 5740.11 | TEM | 1 | LP | 43 | 1
3WL11163BB321AA2 | FIXEDMOUNTED CIRCUIT BREAKER 3POLE, SIZE I, IEC IN=1600A TO 690V, AC50/60HZ ICU=66KA AT 500V REAR CONNECTION HORIZONTAL ELECTRONIC TRIP UNIT ETU 15 LI PROT. ADJUST.B. 0.51 IN W. MAN. OPER. MECHAN. & STORAGE WITH MECHANICAL REQUEST WITHOUT 1ST SHUNT TRIP WITHOUT 2ND SHUNT TRIP 2NO+2NC 2NO+2NC | 4828.28 | TEM | 1 | LP | 43 | 1
3WL11163BB324AN4 | FIXEDMOUNTED CIRCUIT BREAKER 3POLE, SIZE I, IEC IN=1600A TO 690V, AC50/60HZ ICU=66KA AT 500V REAR CONNECTION HORIZONTAL ELECTRONIC TRIP UNIT ETU 15 LI PROT. ADJUST.B. 0.51 IN MOT./MAN. OPER.MECHAN. W.STOR. DRIVE MOTOR AC 50/60HZ 208240V BZW DC 220250V REQU. AC 50/60HZ 230V, DC 220V WITHOUT 1ST SHUNT TRIP WITH 2ND AUX. RELEASE "R", F3 UNDERVOLTAGE, NONDEL. AC 208240V, DC 220250V 4NO+4NC 4NO+4NC | 6314.22 | TEM | 1 | LP | 43 | 1
3WL11163BB421AA2 | FIXEDMOUNTED CIRCUIT BREAKER 4POLE, SIZE I, IEC IN=1600A TO 690V, AC50/60HZ ICU=66KA AT 500V REAR CONNECTION HORIZONTAL ELECTRONIC TRIP UNIT ETU 15 LI PROT. ADJUST.B. 0.51 IN W. MAN. OPER. MECHAN. & STORAGE WITH MECHANICAL REQUEST WITHOUT 1ST SHUNT TRIP WITHOUT 2ND SHUNT TRIP 2NO+2NC 2NO+2NC | 6481.69 | TEM | 1 | LP | 50 | 1
3WL11163CB321AA2 | FIXEDMOUNTED CIRCUIT BREAKER 3POLE, SIZE I, IEC IN=1600A TO 690V, AC50/60HZ ICU=66KA AT 500V REAR CONNECTION HORIZONTAL ELECTRONIC TRIP UNIT ETU 25 LSI PROT. ADJUST.B. 0.41 IN W. MAN. OPER. MECHAN. & STORAGE WITH MECHANICAL REQUEST WITHOUT 1ST SHUNT TRIP WITHOUT 2ND SHUNT TRIP 2NO+2NC 2NO+2NC | 4932.81 | TEM | 1 | LP | 43 | 1
3WL11163CB341GA2 | FIXEDMOUNTED CIRCUIT BREAKER 3POLE, SIZE I, IEC IN=1600A TO 690V, AC50/60HZ ICU=66KA AT 500V FRNT.CONN. TOP/BOT. DUALHOLE ELECTRONIC TRIP UNIT ETU 25 LSI PROT. ADJUST.B. 0.41 IN W. MAN. OPER. MECHAN. & STORAGE WITH MECHANICAL REQUEST WITH 1ST AUXILIARY RELEASE SHUNT TRIP"F", F1 AC50/60HZ 230V/ DC 220V,100%ED WITHOUT 2ND SHUNT TRIP 2NO+2NC 2NO+2NC | 6195.82 | TEM | 1 | LP | 43 | 1
3WL11163CB351AA2 | WITHDRAWABLE CIRCUIT BREAKER WITHOUT GUIDE FRAME 3POLE, SIZE I, IEC IN=1600A TO 690V, AC50/60HZ ICU=66KA AT 500V REAR CONNECTION HORIZONTAL ELECTRONIC TRIP UNIT ETU 25 LSI PROT. ADJUST.B. 0.41 IN W. MAN. OPER. MECHAN. & STORAGE WITH MECHANICAL REQUEST WITHOUT 1ST SHUNT TRIP WITHOUT 2ND SHUNT TRIP 2NO+2NC 2NO+2NC | 5422.37 | TEM | 1 | LP | 45 | 1
3WL11163CB361AA2 | WITHDRAWABLE CIRCUIT BREAKER WITH GUIDE FRAME 3POLE, SIZE I, IEC IN=1600A TO 690V, AC50/60HZ ICU=66KA AT 500V REAR CONNECTION HORIZONTAL ELECTRONIC TRIP UNIT ETU 25 LSI PROT. ADJUST.B. 0.41 IN W. MAN. OPER. MECHAN. & STORAGE WITH MECHANICAL REQUEST WITHOUT 1ST SHUNT TRIP WITHOUT 2ND SHUNT TRIP 2NO+2NC 2NO+2NC | 6035.09 | TEM | 1 | LP | 70 | 1
3WL11163CB364GA2 | WITHDRAWABLE CIRCUIT BREAKER WITH GUIDE FRAME 3POLE, SIZE I, IEC IN=1600A TO 690V, AC50/60HZ ICU=66KA AT 500V REAR CONNECTION HORIZONTAL ELECTRONIC TRIP UNIT ETU 25 LSI PROT. ADJUST.B. 0.41 IN MOT./MAN. OPER.MECHAN. W.STOR. DRIVE MOTOR AC 50/60HZ 208240V BZW DC 220250V REQU. AC 50/60HZ 230V, DC 220V WITH 1ST AUXILIARY RELEASE SHUNT TRIP"F", F1 AC50/60HZ 230V/ DC 220V,100%ED WITHOUT 2ND SHUNT TRIP 2NO+2NC 2NO+2NC | 7277.5 | TEM | 1 | LP | 70 | 1
3WL11163DG356BT4 | WITHDRAWABLE CIRCUIT BREAKER WITHOUT GUIDE FRAME 3POLE, SIZE I, IEC IN=1600A TO 690V, AC50/60HZ ICU=66KA AT 500V REAR CONNECTION HORIZONTAL ELECTRONIC TRIP UNIT ETU 27 LSING PROT. ADJUST.B 0.41IN EARTH FAULT/ NPROT. INTEGRATED MOT./MAN. OPER.MECHAN. W.STOR. DRIVE MOTOR DC 2430 V REQUEST DC 24V WITH 1ST AUXILIARY RELEASE SHUNT TRIP"F", F1 DC 24V; 100% ED WITH 2ND AUX. RELEASE "RC", F4 UNDERVOLTAGE, W.DELAY 0,23,2S AC50/60HZ 380415V 4NO+4NC 4NO+4NC | 8028.18 | TEM | 1 | LP | 45 | 1
3WL11163EB321GN2 | FIXEDMOUNTED CIRCUIT BREAKER 3POLE, SIZE I, IEC IN=1600A TO 690V, AC50/60HZ ICU=66KA AT 500V REAR CONNECTION HORIZONTAL ELECTRONIC TRIP UNIT ETU 45 LSIN PROT. ADJUST.B. 0.41 IN WITH CUBICLE BUS COMMUN./MEASURING FUNCT../ W. MAN. OPER. MECHAN. & STORAGE WITH MECHANICAL REQUEST WITH 1ST AUXILIARY RELEASE SHUNT TRIP"F", F1 AC50/60HZ 230V/ DC 220V,100%ED WITH 2ND AUX. RELEASE "R", F3 UNDERVOLTAGE, NONDEL. AC 208240V, DC 220250V 2NO+2NC 2NO+2NC | 5613.63 | TEM | 1 | LP | 43 | 1
3WL11163EB324GN4 | FIXEDMOUNTED CIRCUIT BREAKER 3POLE, SIZE I, IEC IN=1600A TO 690V, AC50/60HZ ICU=66KA AT 500V REAR CONNECTION HORIZONTAL ELECTRONIC TRIP UNIT ETU 45 LSIN PROT. ADJUST.B. 0.41 IN WITH CUBICLE BUS COMMUN./MEASURING FUNCT../ MOT./MAN. OPER.MECHAN. W.STOR. DRIVE MOTOR AC 50/60HZ 208240V BZW DC 220250V REQU. AC 50/60HZ 230V, DC 220V WITH 1ST AUXILIARY RELEASE SHUNT TRIP"F", F1 AC50/60HZ 230V/ DC 220V,100%ED WITH 2ND AUX. RELEASE "R", F3 UNDERVOLTAGE, NONDEL. AC 208240V, DC 220250V 4NO+4NC 4NO+4NC | 6882.13 | TEM | 1 | LP | 43 | 1
3WL11163EB421AA2 | FIXEDMOUNTED CIRCUIT BREAKER 4POLE, SIZE I, IEC IN=1600A TO 690V, AC50/60HZ ICU=66KA AT 500V REAR CONNECTION HORIZONTAL ELECTRONIC TRIP UNIT ETU 45 LSIN PROT. ADJUST.B. 0.41 IN WITH CUBICLE BUS COMMUN./MEASURING FUNCT../ W. MAN. OPER. MECHAN. & STORAGE WITH MECHANICAL REQUEST WITHOUT 1ST SHUNT TRIP WITHOUT 2ND SHUNT TRIP 2NO+2NC 2NO+2NC | 6422.18 | TEM | 1 | LP | 50 | 1
3WL11202BB321AA2 | FIXEDMOUNTED CIRCUIT BREAKER 3POLE, SIZE I, IEC IN=2000A TO 690V, AC50/60HZ ICU=55KA AT 500V REAR CONNECTION HORIZONTAL ELECTRONIC TRIP UNIT ETU 15 LI PROT. ADJUST.B. 0.51 IN W. MAN. OPER. MECHAN. & STORAGE WITH MECHANICAL REQUEST WITHOUT 1ST SHUNT TRIP WITHOUT 2ND SHUNT TRIP 2NO+2NC 2NO+2NC | 5076.68 | TEM | 1 | LP | 43 | 1
3WL11202BB424AN2 | FIXEDMOUNTED CIRCUIT BREAKER 4POLE, SIZE I, IEC IN=2000A TO 690V, AC50/60HZ ICU=55KA AT 500V REAR CONNECTION HORIZONTAL ELECTRONIC TRIP UNIT ETU 15 LI PROT. ADJUST.B. 0.51 IN MOT./MAN. OPER.MECHAN. W.STOR. DRIVE MOTOR AC 50/60HZ 208240V BZW DC 220250V REQU. AC 50/60HZ 230V, DC 220V WITHOUT 1ST SHUNT TRIP WITH 2ND AUX. RELEASE "R", F3 UNDERVOLTAGE, NONDEL. AC 208240V, DC 220250V 2NO+2NC 2NO+2NC | 7919.61 | TEM | 1 | LP | 50 | 1
3WL11202CB321AA2 | FIXEDMOUNTED CIRCUIT BREAKER 3POLE, SIZE I, IEC IN=2000A TO 690V, AC50/60HZ ICU=55KA AT 500V REAR CONNECTION HORIZONTAL ELECTRONIC TRIP UNIT ETU 25 LSI PROT. ADJUST.B. 0.41 IN W. MAN. OPER. MECHAN. & STORAGE WITH MECHANICAL REQUEST WITHOUT 1ST SHUNT TRIP WITHOUT 2ND SHUNT TRIP 2NO+2NC 2NO+2NC | 5174.63 | TEM | 1 | LP | 43 | 1
3WL11203BB321AA2 | FIXEDMOUNTED CIRCUIT BREAKER 3POLE, SIZE I, IEC IN=2000A TO 690V, AC50/60HZ ICU=66KA AT 500V REAR CONNECTION HORIZONTAL ELECTRONIC TRIP UNIT ETU 15 LI PROT. ADJUST.B. 0.51 IN W. MAN. OPER. MECHAN. & STORAGE WITH MECHANICAL REQUEST WITHOUT 1ST SHUNT TRIP WITHOUT 2ND SHUNT TRIP 2NO+2NC 2NO+2NC | 5449.28 | TEM | 1 | LP | 43 | 1
3WL11204BB321AA2 | FIXEDMOUNTED CIRCUIT BREAKER 3POLE, SIZE I, IEC IN=2000A TO 690V, AC50/60HZ ICU=85KA AT 500V REAR CONNECTION HORIZONTAL ELECTRONIC TRIP UNIT ETU 15 LI PROT. ADJUST.B. 0.51 IN W. MAN. OPER. MECHAN. & STORAGE WITH MECHANICAL REQUEST WITHOUT 1ST SHUNT TRIP WITHOUT 2ND SHUNT TRIP 2NO+2NC 2NO+2NC | 5734.94 | TEM | 1 | LP | 43 | 1
3WL12083BB421AA2 | FIXEDMOUNTED CIRCUIT BREAKER 4POLE, SIZE II, IEC IN=800A TO 690V, AC50/60HZ ICU=80KA AT 500V REAR CONNECTION HORIZONTAL ELECTRONIC TRIP UNIT ETU 15 LI PROT. ADJUST.B. 0.51 IN W. MAN. OPER. MECHAN. & STORAGE WITH MECHANICAL REQUEST WITHOUT 1ST SHUNT TRIP WITHOUT 2ND SHUNT TRIP 2NO+2NC 2NO+2NC | 4862.43 | TEM | 1 | LP | 67 | 1
3WL12083CB361AA2 | WITHDRAWABLE CIRCUIT BREAKER WITH GUIDE FRAME 3POLE, SIZE II, IEC IN=800A TO 690V, AC50/60HZ ICU=80KA AT 500V REAR CONNECTION HORIZONTAL ELECTRONIC TRIP UNIT ETU 25 LSI PROT. ADJUST.B. 0.41 IN W. MAN. OPER. MECHAN. & STORAGE WITH MECHANICAL REQUEST WITHOUT 1ST SHUNT TRIP WITHOUT 2ND SHUNT TRIP 2NO+2NC 2NO+2NC | 4974.21 | TEM | 1 | LP | 91 | 1
3WL12084EB321AA2 | FIXEDMOUNTED CIRCUIT BREAKER 3POLE, SIZE II, IEC IN=800A TO 690V, AC50/60HZ ICU=100KA AT 500V REAR CONNECTION HORIZONTAL ELECTRONIC TRIP UNIT ETU 45 LSIN PROT. ADJUST.B. 0.41 IN WITH CUBICLE BUS COMMUN./MEASURING FUNCT../ W. MAN. OPER. MECHAN. & STORAGE WITH MECHANICAL REQUEST WITHOUT 1ST SHUNT TRIP WITHOUT 2ND SHUNT TRIP 2NO+2NC 2NO+2NC | 4007.52 | TEM | 1 | LP | 56 | 1
3WL12103BB321AA2 | FIXEDMOUNTED CIRCUIT BREAKER 3POLE, SIZE II, IEC IN=1000A TO 690V, AC50/60HZ ICU=80KA AT 500V REAR CONNECTION HORIZONTAL ELECTRONIC TRIP UNIT ETU 15 LI PROT. ADJUST.B. 0.51 IN W. MAN. OPER. MECHAN. & STORAGE WITH MECHANICAL REQUEST WITHOUT 1ST SHUNT TRIP WITHOUT 2ND SHUNT TRIP 2NO+2NC 2NO+2NC | 3758.09 | TEM | 1 | LP | 56 | 1
3WL12103CB361AA2 | WITHDRAWABLE CIRCUIT BREAKER WITH GUIDE FRAME 3POLE, SIZE II, IEC IN=1000A TO 690V, AC50/60HZ ICU=80KA AT 500V REAR CONNECTION HORIZONTAL ELECTRONIC TRIP UNIT ETU 25 LSI PROT. ADJUST.B. 0.41 IN W. MAN. OPER. MECHAN. & STORAGE WITH MECHANICAL REQUEST WITHOUT 1ST SHUNT TRIP WITHOUT 2ND SHUNT TRIP 2NO+2NC 2NO+2NC | 5365.44 | TEM | 1 | LP | 91 | 1
3WL12104CB321AA2 | FIXEDMOUNTED CIRCUIT BREAKER 3POLE, SIZE II, IEC IN=1000A TO 690V, AC50/60HZ ICU=100KA AT 500V REAR CONNECTION HORIZONTAL ELECTRONIC TRIP UNIT ETU 25 LSI PROT. ADJUST.B. 0.41 IN W. MAN. OPER. MECHAN. & STORAGE WITH MECHANICAL REQUEST WITHOUT 1ST SHUNT TRIP WITHOUT 2ND SHUNT TRIP 2NO+2NC 2NO+2NC | 4131.72 | TEM | 1 | LP | 56 | 1
3WL12108AA324GN4 | FIXEDMOUNT NONAUT. CIRCUITB. 3POLE, SIZE II, IEC IN=1000A TO 600V DC REAR CONNECTION HORIZONTAL REAR CONNECTION HORIZONTAL WITHOUT OVERCURRENT TRIP MOT./MAN. OPER.MECHAN. W.STOR. DRIVE MOTOR AC 50/60HZ 208240V BZW DC 220250V REQU. AC 50/60HZ 230V, DC 220V WITH 1ST AUXILIARY RELEASE SHUNT TRIP"F", F1 AC50/60HZ 230V/ DC 220V,100%ED WITH 2ND AUX. RELEASE "R", F3 UNDERVOLTAGE, NONDEL. AC 208240V, DC 220250V 4NO+4NC 4NO+4NC | 6015.83 | TEM | 1 | LP | 56 | 1
3WL12123BB421AA2 | FIXEDMOUNTED CIRCUIT BREAKER 4POLE, SIZE II, IEC IN=1250A TO 690V, AC50/60HZ ICU=80KA AT 500V REAR CONNECTION HORIZONTAL ELECTRONIC TRIP UNIT ETU 15 LI PROT. ADJUST.B. 0.51 IN W. MAN. OPER. MECHAN. & STORAGE WITH MECHANICAL REQUEST WITHOUT 1ST SHUNT TRIP WITHOUT 2ND SHUNT TRIP 2NO+2NC 2NO+2NC | 5771.16 | TEM | 1 | LP | 67 | 1
3WL12163BB381AA2 | WITHDRAWABLE CIRCUIT BREAKER WITH GUIDE FRAME 3POLE, SIZE II, IEC IN=1600A TO 690V, AC50/60HZ ICU=80KA AT 500V W. CONNECTION FLANGE ELECTRONIC TRIP UNIT ETU 15 LI PROT. ADJUST.B. 0.51 IN W. MAN. OPER. MECHAN. & STORAGE WITH MECHANICAL REQUEST WITHOUT 1ST SHUNT TRIP WITHOUT 2ND SHUNT TRIP 2NO+2NC 2NO+2NC | 6639.53 | TEM | 1 | LP | 91 | 1
3WL12163CB321AA2 | FIXEDMOUNTED CIRCUIT BREAKER 3POLE, SIZE II, IEC IN=1600A TO 690V, AC50/60HZ ICU=80KA AT 500V REAR CONNECTION HORIZONTAL ELECTRONIC TRIP UNIT ETU 25 LSI PROT. ADJUST.B. 0.41 IN W. MAN. OPER. MECHAN. & STORAGE WITH MECHANICAL REQUEST WITHOUT 1ST SHUNT TRIP WITHOUT 2ND SHUNT TRIP 2NO+2NC 2NO+2NC | 5417.19 | TEM | 1 | LP | 56 | 1
3WL12164BB324GA2 | FIXEDMOUNTED CIRCUIT BREAKER 3POLE, SIZE II, IEC IN=1600A TO 690V, AC50/60HZ ICU=100KA AT 500V REAR CONNECTION HORIZONTAL ELECTRONIC TRIP UNIT ETU 15 LI PROT. ADJUST.B. 0.51 IN MOT./MAN. OPER.MECHAN. W.STOR. DRIVE MOTOR AC 50/60HZ 208240V BZW DC 220250V REQU. AC 50/60HZ 230V, DC 220V WITH 1ST AUXILIARY RELEASE SHUNT TRIP"F", F1 AC50/60HZ 230V/ DC 220V,100%ED WITHOUT 2ND SHUNT TRIP 2NO+2NC 2NO+2NC | 5705.96 | TEM | 1 | LP | 56 | 1
3WL12202AA321AA2 | FIXEDMOUNT NONAUT. CIRCUITB. 3POLE, SIZE II, IEC IN=2000A TO 690V, AC50/60HZ ICU=66KA AT 500V REAR CONNECTION HORIZONTAL WITHOUT OVERCURRENT TRIP W. MAN. OPER. MECHAN. & STORAGE WITH MECHANICAL REQUEST WITHOUT 1ST SHUNT TRIP WITHOUT 2ND SHUNT TRIP 2NO+2NC 2NO+2NC | 6314.43 | TEM | 1 | LP | 56 | 1
3WL12202AA361AA4 | WITHDRAW. NONAUT. CIRCUITB. WITH GUIDE FRAME 3POLE, SIZE II, IEC IN=2000A TO 690V, AC50/60HZ ICU=66KA AT 500V REAR CONNECTION HORIZONTAL WITHOUT OVERCURRENT TRIP W. MAN. OPER. MECHAN. & STORAGE WITH MECHANICAL REQUEST WITHOUT 1ST SHUNT TRIP WITHOUT 2ND SHUNT TRIP 4NO+4NC 4NO+4NC | 6978.28 | TEM | 1 | LP | 91 | 1
3WL12202BB321AA2 | FIXEDMOUNTED CIRCUIT BREAKER 3POLE, SIZE II, IEC IN=2000A TO 690V, AC50/60HZ ICU=66KA AT 500V REAR CONNECTION HORIZONTAL ELECTRONIC TRIP UNIT ETU 15 LI PROT. ADJUST.B. 0.51 IN W. MAN. OPER. MECHAN. & STORAGE WITH MECHANICAL REQUEST WITHOUT 1ST SHUNT TRIP WITHOUT 2ND SHUNT TRIP 2NO+2NC 2NO+2NC | 5860.17 | TEM | 1 | LP | 56 | 1
3WL12202BB321AN2 | FIXEDMOUNTED CIRCUIT BREAKER 3POLE, SIZE II, IEC IN=2000A TO 690V, AC50/60HZ ICU=66KA AT 500V REAR CONNECTION HORIZONTAL ELECTRONIC TRIP UNIT ETU 15 LI PROT. ADJUST.B. 0.51 IN W. MAN. OPER. MECHAN. & STORAGE WITH MECHANICAL REQUEST WITHOUT 1ST SHUNT TRIP WITH 2ND AUX. RELEASE "R", F3 UNDERVOLTAGE, NONDEL. AC 208240V, DC 220250V 2NO+2NC 2NO+2NC | 5693.64 | TEM | 1 | LP | 56 | 1
3WL12202BB321GA2 | FIXEDMOUNTED CIRCUIT BREAKER 3POLE, SIZE II, IEC IN=2000A TO 690V, AC50/60HZ ICU=66KA AT 500V REAR CONNECTION HORIZONTAL ELECTRONIC TRIP UNIT ETU 15 LI PROT. ADJUST.B. 0.51 IN W. MAN. OPER. MECHAN. & STORAGE WITH MECHANICAL REQUEST WITH 1ST AUXILIARY RELEASE SHUNT TRIP"F", F1 AC50/60HZ 230V/ DC 220V,100%ED WITHOUT 2ND SHUNT TRIP 2NO+2NC 2NO+2NC | 5660.1 | TEM | 1 | LP | 56 | 1
3WL12202BB324AN2 | FIXEDMOUNTED CIRCUIT BREAKER 3POLE, SIZE II, IEC IN=2000A TO 690V, AC50/60HZ ICU=66KA AT 500V REAR CONNECTION HORIZONTAL ELECTRONIC TRIP UNIT ETU 15 LI PROT. ADJUST.B. 0.51 IN MOT./MAN. OPER.MECHAN. W.STOR. DRIVE MOTOR AC 50/60HZ 208240V BZW DC 220250V REQU. AC 50/60HZ 230V, DC 220V WITHOUT 1ST SHUNT TRIP WITH 2ND AUX. RELEASE "R", F3 UNDERVOLTAGE, NONDEL. AC 208240V, DC 220250V 2NO+2NC 2NO+2NC | 6749.4 | TEM | 1 | LP | 56 | 1
3WL12202BB324GA2 | FIXEDMOUNTED CIRCUIT BREAKER 3POLE, SIZE II, IEC IN=2000A TO 690V, AC50/60HZ ICU=66KA AT 500V REAR CONNECTION HORIZONTAL ELECTRONIC TRIP UNIT ETU 15 LI PROT. ADJUST.B. 0.51 IN MOT./MAN. OPER.MECHAN. W.STOR. DRIVE MOTOR AC 50/60HZ 208240V BZW DC 220250V REQU. AC 50/60HZ 230V, DC 220V WITH 1ST AUXILIARY RELEASE SHUNT TRIP"F", F1 AC50/60HZ 230V/ DC 220V,100%ED WITHOUT 2ND SHUNT TRIP 2NO+2NC 2NO+2NC | 6718.6 | TEM | 1 | LP | 56 | 1
3WL12202BB334GA2 | FIXEDMOUNTED CIRCUIT BREAKER 3POLE, SIZE II, IEC IN=2000A TO 690V, AC50/60HZ ICU=66KA AT 500V FRNT.CONN. TOP/BOT. SINGLEHOLE ELECTRONIC TRIP UNIT ETU 15 LI PROT. ADJUST.B. 0.51 IN MOT./MAN. OPER.MECHAN. W.STOR. DRIVE MOTOR AC 50/60HZ 208240V BZW DC 220250V REQU. AC 50/60HZ 230V, DC 220V WITH 1ST AUXILIARY RELEASE SHUNT TRIP"F", F1 AC50/60HZ 230V/ DC 220V,100%ED WITHOUT 2ND SHUNT TRIP 2NO+2NC 2NO+2NC | 6978.38 | TEM | 1 | LP | 56 | 1
3WL12202BB361AA2 | WITHDRAWABLE CIRCUIT BREAKER WITH GUIDE FRAME 3POLE, SIZE II, IEC IN=2000A TO 690V, AC50/60HZ ICU=66KA AT 500V REAR CONNECTION HORIZONTAL ELECTRONIC TRIP UNIT ETU 15 LI PROT. ADJUST.B. 0.51 IN W. MAN. OPER. MECHAN. & STORAGE WITH MECHANICAL REQUEST WITHOUT 1ST SHUNT TRIP WITHOUT 2ND SHUNT TRIP 2NO+2NC 2NO+2NC | 7010.06 | TEM | 1 | LP | 91 | 1
3WL12202BB421AA2 | FIXEDMOUNTED CIRCUIT BREAKER 4POLE, SIZE II, IEC IN=2000A TO 690V, AC50/60HZ ICU=66KA AT 500V REAR CONNECTION HORIZONTAL ELECTRONIC TRIP UNIT ETU 15 LI PROT. ADJUST.B. 0.51 IN W. MAN. OPER. MECHAN. & STORAGE WITH MECHANICAL REQUEST WITHOUT 1ST SHUNT TRIP WITHOUT 2ND SHUNT TRIP 2NO+2NC 2NO+2NC | 6924.15 | TEM | 1 | LP | 67 | 1
3WL12202CB324GA2 | FIXEDMOUNTED CIRCUIT BREAKER 3POLE, SIZE II, IEC IN=2000A TO 690V, AC50/60HZ ICU=66KA AT 500V REAR CONNECTION HORIZONTAL ELECTRONIC TRIP UNIT ETU 25 LSI PROT. ADJUST.B. 0.41 IN MOT./MAN. OPER.MECHAN. W.STOR. DRIVE MOTOR AC 50/60HZ 208240V BZW DC 220250V REQU. AC 50/60HZ 230V, DC 220V WITH 1ST AUXILIARY RELEASE SHUNT TRIP"F", F1 AC50/60HZ 230V/ DC 220V,100%ED WITHOUT 2ND SHUNT TRIP 2NO+2NC 2NO+2NC | 6823.13 | TEM | 1 | LP | 56 | 1
3WL12202CB364GA2 | WITHDRAWABLE CIRCUIT BREAKER WITH GUIDE FRAME 3POLE, SIZE II, IEC IN=2000A TO 690V, AC50/60HZ ICU=66KA AT 500V REAR CONNECTION HORIZONTAL ELECTRONIC TRIP UNIT ETU 25 LSI PROT. ADJUST.B. 0.41 IN MOT./MAN. OPER.MECHAN. W.STOR. DRIVE MOTOR AC 50/60HZ 208240V BZW DC 220250V REQU. AC 50/60HZ 230V, DC 220V WITH 1ST AUXILIARY RELEASE SHUNT TRIP"F", F1 AC50/60HZ 230V/ DC 220V,100%ED WITHOUT 2ND SHUNT TRIP 2NO+2NC 2NO+2NC | 8357 | TEM | 1 | LP | 91 | 1
3WL12202CB464GN2 | WITHDRAWABLE CIRCUIT BREAKER WITH GUIDE FRAME 4POLE, SIZE II, IEC IN=2000A TO 690V, AC50/60HZ ICU=66KA AT 500V REAR CONNECTION HORIZONTAL ELECTRONIC TRIP UNIT ETU 25 LSI PROT. ADJUST.B. 0.41 IN MOT./MAN. OPER.MECHAN. W.STOR. DRIVE MOTOR AC 50/60HZ 208240V BZW DC 220250V REQU. AC 50/60HZ 230V, DC 220V WITH 1ST AUXILIARY RELEASE SHUNT TRIP"F", F1 AC50/60HZ 230V/ DC 220V,100%ED WITH 2ND AUX. RELEASE "R", F3 UNDERVOLTAGE, NONDEL. AC 208240V, DC 220250V 2NO+2NC 2NO+2NC | 10568.9 | TEM | 1 | LP | 109 | 1
3WL12202DG324GA4 | FIXEDMOUNTED CIRCUIT BREAKER 3POLE, SIZE II, IEC IN=2000A TO 690V, AC50/60HZ ICU=66KA AT 500V REAR CONNECTION HORIZONTAL ELECTRONIC TRIP UNIT ETU 27 LSING PROT. ADJUST.B 0.41IN EARTH FAULT/ NPROT. INTEGRATED MOT./MAN. OPER.MECHAN. W.STOR. DRIVE MOTOR AC 50/60HZ 208240V BZW DC 220250V REQU. AC 50/60HZ 230V, DC 220V WITH 1ST AUXILIARY RELEASE SHUNT TRIP"F", F1 AC50/60HZ 230V/ DC 220V,100%ED WITHOUT 2ND SHUNT TRIP 4NO+4NC 4NO+4NC | 7603.42 | TEM | 1 | LP | 56 | 1
3WL12202FB353GN4 | WITHDRAWABLE CIRCUIT BREAKER WITHOUT GUIDE FRAME 3POLE, SIZE II, IEC IN=2000A TO 690V, AC50/60HZ ICU=66KA AT 500V REAR CONNECTION HORIZONTAL ELECTRONIC TRIP UNIT ETU 45 LSIN PROT ADJUST. 0.41 IN WITH DISPLAY AND CUBICLE BUS COMM./MEASURING FUNC./EARTH FLT./ZSS OPTION W. MAN. OPER. MECHAN. & STORAGE WITH ELECTRICAL + MECH. REQUEST AC 50/60HZ 230V, DC 220V WITH 1ST AUXILIARY RELEASE SHUNT TRIP"F", F1 AC50/60HZ 230V/ DC 220V,100%ED WITH 2ND AUX. RELEASE "R", F3 UNDERVOLTAGE, NONDEL. AC 208240V, DC 220250V 4NO+4NC 4NO+4NC | 7596.28 | TEM | 1 | LP | 60 | 1
3WL12203BB321AA2 | FIXEDMOUNTED CIRCUIT BREAKER 3POLE, SIZE II, IEC IN=2000A TO 690V, AC50/60HZ ICU=80KA AT 500V REAR CONNECTION HORIZONTAL ELECTRONIC TRIP UNIT ETU 15 LI PROT. ADJUST.B. 0.51 IN W. MAN. OPER. MECHAN. & STORAGE WITH MECHANICAL REQUEST WITHOUT 1ST SHUNT TRIP WITHOUT 2ND SHUNT TRIP 2NO+2NC 2NO+2NC | 6033.02 | TEM | 1 | LP | 56 | 1
3WL12203BB321GA2 | FIXEDMOUNTED CIRCUIT BREAKER 3POLE, SIZE II, IEC IN=2000A TO 690V, AC50/60HZ ICU=80KA AT 500V REAR CONNECTION HORIZONTAL ELECTRONIC TRIP UNIT ETU 15 LI PROT. ADJUST.B. 0.51 IN W. MAN. OPER. MECHAN. & STORAGE WITH MECHANICAL REQUEST WITH 1ST AUXILIARY RELEASE SHUNT TRIP"F", F1 AC50/60HZ 230V/ DC 220V,100%ED WITHOUT 2ND SHUNT TRIP 2NO+2NC 2NO+2NC | 6216.93 | TEM | 1 | LP | 56 | 1
3WL12203BB324AA2 | FIXEDMOUNTED CIRCUIT BREAKER 3POLE, SIZE II, IEC IN=2000A TO 690V, AC50/60HZ ICU=80KA AT 500V REAR CONNECTION HORIZONTAL ELECTRONIC TRIP UNIT ETU 15 LI PROT. ADJUST.B. 0.51 IN MOT./MAN. OPER.MECHAN. W.STOR. DRIVE MOTOR AC 50/60HZ 208240V BZW DC 220250V REQU. AC 50/60HZ 230V, DC 220V WITHOUT 1ST SHUNT TRIP WITHOUT 2ND SHUNT TRIP 2NO+2NC 2NO+2NC | 7091.51 | TEM | 1 | LP | 56 | 1
3WL12203BB341AN4 | FIXEDMOUNTED CIRCUIT BREAKER 3POLE, SIZE II, IEC IN=2000A TO 690V, AC50/60HZ ICU=80KA AT 500V FRNT.CONN. TOP/BOT. DUALHOLE ELECTRONIC TRIP UNIT ETU 15 LI PROT. ADJUST.B. 0.51 IN W. MAN. OPER. MECHAN. & STORAGE WITH MECHANICAL REQUEST WITHOUT 1ST SHUNT TRIP WITH 2ND AUX. RELEASE "R", F3 UNDERVOLTAGE, NONDEL. AC 208240V, DC 220250V 4NO+4NC 4NO+4NC | 6715.08 | TEM | 1 | LP | 56 | 1
3WL12203BB351AA2 | WITHDRAWABLE CIRCUIT BREAKER WITHOUT GUIDE FRAME 3POLE, SIZE II, IEC IN=2000A TO 690V, AC50/60HZ ICU=80KA AT 500V REAR CONNECTION HORIZONTAL ELECTRONIC TRIP UNIT ETU 15 LI PROT. ADJUST.B. 0.51 IN W. MAN. OPER. MECHAN. & STORAGE WITH MECHANICAL REQUEST WITHOUT 1ST SHUNT TRIP WITHOUT 2ND SHUNT TRIP 2NO+2NC 2NO+2NC | 6810.3 | TEM | 1 | LP | 60 | 1
3WL12203BB381AA2 | WITHDRAWABLE CIRCUIT BREAKER WITH GUIDE FRAME 3POLE, SIZE II, IEC IN=2000A TO 690V, AC50/60HZ ICU=80KA AT 500V W. CONNECTION FLANGE ELECTRONIC TRIP UNIT ETU 15 LI PROT. ADJUST.B. 0.51 IN W. MAN. OPER. MECHAN. & STORAGE WITH MECHANICAL REQUEST WITHOUT 1ST SHUNT TRIP WITHOUT 2ND SHUNT TRIP 2NO+2NC 2NO+2NC | 7602.08 | TEM | 1 | LP | 91 | 1
3WL12203CB321AA2 | FIXEDMOUNTED CIRCUIT BREAKER 3POLE, SIZE II, IEC IN=2000A TO 690V, AC50/60HZ ICU=80KA AT 500V REAR CONNECTION HORIZONTAL ELECTRONIC TRIP UNIT ETU 25 LSI PROT. ADJUST.B. 0.41 IN W. MAN. OPER. MECHAN. & STORAGE WITH MECHANICAL REQUEST WITHOUT 1ST SHUNT TRIP WITHOUT 2ND SHUNT TRIP 2NO+2NC 2NO+2NC | 6137.55 | TEM | 1 | LP | 56 | 1
3WL12203CB321AP2 | FIXEDMOUNTED CIRCUIT BREAKER 3POLE, SIZE II, IEC IN=2000A TO 690V, AC50/60HZ ICU=80KA AT 500V REAR CONNECTION HORIZONTAL ELECTRONIC TRIP UNIT ETU 25 LSI PROT. ADJUST.B. 0.41 IN W. MAN. OPER. MECHAN. & STORAGE WITH MECHANICAL REQUEST WITHOUT 1ST SHUNT TRIP WITH 2ND AUX. RELEASE "R", F3 UNDERVOLTAGE, NONDEL. AC50/60HZ 380415V 2NO+2NC 2NO+2NC | 6355 | TEM | 1 | LP | 56 | 1
3WL12203CB341AN4 | FIXEDMOUNTED CIRCUIT BREAKER 3POLE, SIZE II, IEC IN=2000A TO 690V, AC50/60HZ ICU=80KA AT 500V FRNT.CONN. TOP/BOT. DUALHOLE ELECTRONIC TRIP UNIT ETU 25 LSI PROT. ADJUST.B. 0.41 IN W. MAN. OPER. MECHAN. & STORAGE WITH MECHANICAL REQUEST WITHOUT 1ST SHUNT TRIP WITH 2ND AUX. RELEASE "R", F3 UNDERVOLTAGE, NONDEL. AC 208240V, DC 220250V 4NO+4NC 4NO+4NC | 6819.62 | TEM | 1 | LP | 56 | 1
3WL12203CB361AA2 | WITHDRAWABLE CIRCUIT BREAKER WITH GUIDE FRAME 3POLE, SIZE II, IEC IN=2000A TO 690V, AC50/60HZ ICU=80KA AT 500V REAR CONNECTION HORIZONTAL ELECTRONIC TRIP UNIT ETU 25 LSI PROT. ADJUST.B. 0.41 IN W. MAN. OPER. MECHAN. & STORAGE WITH MECHANICAL REQUEST WITHOUT 1ST SHUNT TRIP WITHOUT 2ND SHUNT TRIP 2NO+2NC 2NO+2NC | 7706.61 | TEM | 1 | LP | 91 | 1
3WL12203EG464AN4 | WITHDRAWABLE CIRCUIT BREAKER WITH GUIDE FRAME 4POLE, SIZE II, IEC IN=2000A TO 690V, AC50/60HZ ICU=80KA AT 500V REAR CONNECTION HORIZONTAL ELECTRONIC TRIP UNIT ETU 45 LSIN PROT ADJUST. 0.41 IN WITH CUBICLE BUS AND EARTH FLT COMMUN./MEASURING FUNC./ ZSS OPTION MOT./MAN. OPER.MECHAN. W.STOR. DRIVE MOTOR AC 50/60HZ 208240V BZW DC 220250V REQU. AC 50/60HZ 230V, DC 220V WITHOUT 1ST SHUNT TRIP WITH 2ND AUX. RELEASE "R", F3 UNDERVOLTAGE, NONDEL. AC 208240V, DC 220250V 4NO+4NC 4NO+4NC | 12119.54 | TEM | 1 | LP | 109 | 1
3WL12204BB321AA2 | FIXEDMOUNTED CIRCUIT BREAKER 3POLE, SIZE II, IEC IN=2000A TO 690V, AC50/60HZ ICU=100KA AT 500V REAR CONNECTION HORIZONTAL ELECTRONIC TRIP UNIT ETU 15 LI PROT. ADJUST.B. 0.51 IN W. MAN. OPER. MECHAN. & STORAGE WITH MECHANICAL REQUEST WITHOUT 1ST SHUNT TRIP WITHOUT 2ND SHUNT TRIP 2NO+2NC 2NO+2NC | 6280.38 | TEM | 1 | LP | 56 | 1
3WL12204CB361AA2 | WITHDRAWABLE CIRCUIT BREAKER WITH GUIDE FRAME 3POLE, SIZE II, IEC IN=2000A TO 690V, AC50/60HZ ICU=100KA AT 500V REAR CONNECTION HORIZONTAL ELECTRONIC TRIP UNIT ETU 25 LSI PROT. ADJUST.B. 0.41 IN W. MAN. OPER. MECHAN. & STORAGE WITH MECHANICAL REQUEST WITHOUT 1ST SHUNT TRIP WITHOUT 2ND SHUNT TRIP 2NO+2NC 2NO+2NC | 7892.91 | TEM | 1 | LP | 91 | 1
3WL12204DG361AA2 | WITHDRAWABLE CIRCUIT BREAKER WITH GUIDE FRAME 3POLE, SIZE II, IEC IN=2000A TO 690V, AC50/60HZ ICU=100KA AT 500V REAR CONNECTION HORIZONTAL ELECTRONIC TRIP UNIT ETU 27 LSING PROT. ADJUST.B 0.41IN EARTH FAULT/ NPROT. INTEGRATED W. MAN. OPER. MECHAN. & STORAGE WITH MECHANICAL REQUEST WITHOUT 1ST SHUNT TRIP WITHOUT 2ND SHUNT TRIP 2NO+2NC 2NO+2NC | 8463.2 | TEM | 1 | LP | 91 | 1
3WL12252AA321GA2 | FIXEDMOUNT NONAUT. CIRCUITB. 3POLE, SIZE II, IEC IN=2500A TO 690V, AC50/60HZ ICU=66KA AT 500V REAR CONNECTION HORIZONTAL WITHOUT OVERCURRENT TRIP W. MAN. OPER. MECHAN. & STORAGE WITH MECHANICAL REQUEST WITH 1ST AUXILIARY RELEASE SHUNT TRIP"F", F1 AC50/60HZ 230V/ DC 220V,100%ED WITHOUT 2ND SHUNT TRIP 2NO+2NC 2NO+2NC | 6324.57 | TEM | 1 | LP | 59 | 1
3WL12252AA331AA2 | FIXEDMOUNT NONAUT. CIRCUITB. 3POLE, SIZE II, IEC IN=2500A TO 690V, AC50/60HZ ICU=66KA AT 500V FRNT.CONN. TOP/BOT. SINGLEHOLE WITHOUT OVERCURRENT TRIP W. MAN. OPER. MECHAN. & STORAGE WITH MECHANICAL REQUEST WITHOUT 1ST SHUNT TRIP WITHOUT 2ND SHUNT TRIP 2NO+2NC 2NO+2NC | 6412.86 | TEM | 1 | LP | 59 | 1
3WL12252AA421AA2 | FIXEDMOUNT NONAUT. CIRCUITB. 4POLE, SIZE II, IEC IN=2500A TO 690V, AC50/60HZ ICU=66KA AT 500V REAR CONNECTION HORIZONTAL WITHOUT OVERCURRENT TRIP W. MAN. OPER. MECHAN. & STORAGE WITH MECHANICAL REQUEST WITHOUT 1ST SHUNT TRIP WITHOUT 2ND SHUNT TRIP 2NO+2NC 2NO+2NC | 8053.34 | TEM | 1 | LP | 71 | 1
3WL12252BB321AA2 | FIXEDMOUNTED CIRCUIT BREAKER 3POLE, SIZE II, IEC IN=2500A TO 690V, AC50/60HZ ICU=66KA AT 500V REAR CONNECTION HORIZONTAL ELECTRONIC TRIP UNIT ETU 15 LI PROT. ADJUST.B. 0.51 IN W. MAN. OPER. MECHAN. & STORAGE WITH MECHANICAL REQUEST WITHOUT 1ST SHUNT TRIP WITHOUT 2ND SHUNT TRIP 2NO+2NC 2NO+2NC | 7046.28 | TEM | 1 | LP | 59 | 1
3WL12252BB361GA2 | WITHDRAWABLE CIRCUIT BREAKER WITH GUIDE FRAME 3POLE, SIZE II, IEC IN=2500A TO 690V, AC50/60HZ ICU=66KA AT 500V REAR CONNECTION HORIZONTAL ELECTRONIC TRIP UNIT ETU 15 LI PROT. ADJUST.B. 0.51 IN W. MAN. OPER. MECHAN. & STORAGE WITH MECHANICAL REQUEST WITH 1ST AUXILIARY RELEASE SHUNT TRIP"F", F1 AC50/60HZ 230V/ DC 220V,100%ED WITHOUT 2ND SHUNT TRIP 2NO+2NC 2NO+2NC | 8782.7 | TEM | 1 | LP | 102 | 1
3WL12252BB421AN2 | FIXEDMOUNTED CIRCUIT BREAKER 4POLE, SIZE II, IEC IN=2500A TO 690V, AC50/60HZ ICU=66KA AT 500V REAR CONNECTION HORIZONTAL ELECTRONIC TRIP UNIT ETU 15 LI PROT. ADJUST.B. 0.51 IN W. MAN. OPER. MECHAN. & STORAGE WITH MECHANICAL REQUEST WITHOUT 1ST SHUNT TRIP WITH 2ND AUX. RELEASE "R", F3 UNDERVOLTAGE, NONDEL. AC 208240V, DC 220250V 2NO+2NC 2NO+2NC | 9176.41 | TEM | 1 | LP | 71 | 1
3WL12252CB321AA2 | FIXEDMOUNTED CIRCUIT BREAKER 3POLE, SIZE II, IEC IN=2500A TO 690V, AC50/60HZ ICU=66KA AT 500V REAR CONNECTION HORIZONTAL ELECTRONIC TRIP UNIT ETU 25 LSI PROT. ADJUST.B. 0.41 IN W. MAN. OPER. MECHAN. & STORAGE WITH MECHANICAL REQUEST WITHOUT 1ST SHUNT TRIP WITHOUT 2ND SHUNT TRIP 2NO+2NC 2NO+2NC | 7150.82 | TEM | 1 | LP | 59 | 1
3WL12252CB321GN4 | FIXEDMOUNTED CIRCUIT BREAKER 3POLE, SIZE II, IEC IN=2500A TO 690V, AC50/60HZ ICU=66KA AT 500V REAR CONNECTION HORIZONTAL ELECTRONIC TRIP UNIT ETU 25 LSI PROT. ADJUST.B. 0.41 IN W. MAN. OPER. MECHAN. & STORAGE WITH MECHANICAL REQUEST WITH 1ST AUXILIARY RELEASE SHUNT TRIP"F", F1 AC50/60HZ 230V/ DC 220V,100%ED WITH 2ND AUX. RELEASE "R", F3 UNDERVOLTAGE, NONDEL. AC 208240V, DC 220250V 4NO+4NC 4NO+4NC | 7762.19 | TEM | 1 | LP | 59 | 1
3WL12252CB421AA2 | FIXEDMOUNTED CIRCUIT BREAKER 4POLE, SIZE II, IEC IN=2500A TO 690V, AC50/60HZ ICU=66KA AT 500V REAR CONNECTION HORIZONTAL ELECTRONIC TRIP UNIT ETU 25 LSI PROT. ADJUST.B. 0.41 IN W. MAN. OPER. MECHAN. & STORAGE WITH MECHANICAL REQUEST WITHOUT 1ST SHUNT TRIP WITHOUT 2ND SHUNT TRIP 2NO+2NC 2NO+2NC | 9063.5 | TEM | 1 | LP | 71 | 1
3WL12252CB464AA2 | WITHDRAWABLE CIRCUIT BREAKER WITH GUIDE FRAME 4POLE, SIZE II, IEC IN=2500A TO 690V, AC50/60HZ ICU=66KA AT 500V REAR CONNECTION HORIZONTAL ELECTRONIC TRIP UNIT ETU 25 LSI PROT. ADJUST.B. 0.41 IN MOT./MAN. OPER.MECHAN. W.STOR. DRIVE MOTOR AC 50/60HZ 208240V BZW DC 220250V REQU. AC 50/60HZ 230V, DC 220V WITHOUT 1ST SHUNT TRIP WITHOUT 2ND SHUNT TRIP 2NO+2NC 2NO+2NC | 11970.5 | TEM | 1 | LP | 123 | 1
3WL12252DG321GA2 | FIXEDMOUNTED CIRCUIT BREAKER 3POLE, SIZE II, IEC IN=2500A TO 690V, AC50/60HZ ICU=66KA AT 500V REAR CONNECTION HORIZONTAL ELECTRONIC TRIP UNIT ETU 27 LSING PROT. ADJUST.B 0.41IN EARTH FAULT/ NPROT. INTEGRATED W. MAN. OPER. MECHAN. & STORAGE WITH MECHANICAL REQUEST WITH 1ST AUXILIARY RELEASE SHUNT TRIP"F", F1 AC50/60HZ 230V/ DC 220V,100%ED WITHOUT 2ND SHUNT TRIP 2NO+2NC 2NO+2NC | 7905.02 | TEM | 1 | LP | 59 | 1
3WL12252FG321AA2 | FIXEDMOUNTED CIRCUIT BREAKER 3POLE, SIZE II, IEC IN=2500A TO 690V, AC50/60HZ ICU=66KA AT 500V REAR CONNECTION HORIZONTAL ELECTRONIC TRIP UNIT ETU 45 LSIN PROT ADJUST. 0.41 IN WITH DISPLAY AND CUBICLE BUS WITH EARTH FLT. COMM./MEASURING FUNC./ZSS OPTION W. MAN. OPER. MECHAN. & STORAGE WITH MECHANICAL REQUEST WITHOUT 1ST SHUNT TRIP WITHOUT 2ND SHUNT TRIP 2NO+2NC 2NO+2NC | 8282.07 | TEM | 1 | LP | 59 | 1
3WL12253AA324AN4 | FIXEDMOUNT NONAUT. CIRCUITB. 3POLE, SIZE II, IEC IN=2500A TO 690V, AC50/60HZ ICU=80KA AT 500V REAR CONNECTION HORIZONTAL WITHOUT OVERCURRENT TRIP MOT./MAN. OPER.MECHAN. W.STOR. DRIVE MOTOR AC 50/60HZ 208240V BZW DC 220250V REQU. AC 50/60HZ 230V, DC 220V WITHOUT 1ST SHUNT TRIP WITH 2ND AUX. RELEASE "R", F3 UNDERVOLTAGE, NONDEL. AC 208240V, DC 220250V 4NO+4NC 4NO+4NC | 8283.83 | TEM | 1 | LP | 59 | 1
3WL12253BB311AP2 | FIXEDMOUNTED CIRCUIT BREAKER 3POLE, SIZE II, IEC IN=2500A TO 690V, AC50/60HZ ICU=80KA AT 500V REAR CONNECTION VERTICAL ELECTRONIC TRIP UNIT ETU 15 LI PROT. ADJUST.B. 0.51 IN W. MAN. OPER. MECHAN. & STORAGE WITH MECHANICAL REQUEST WITHOUT 1ST SHUNT TRIP WITH 2ND AUX. RELEASE "R", F3 UNDERVOLTAGE, NONDEL. AC50/60HZ 380415V 2NO+2NC 2NO+2NC | 8193.16 | TEM | 1 | LP | 59 | 1
3WL12253BB321AA2 | FIXEDMOUNTED CIRCUIT BREAKER 3POLE, SIZE II, IEC IN=2500A TO 690V, AC50/60HZ ICU=80KA AT 500V REAR CONNECTION HORIZONTAL ELECTRONIC TRIP UNIT ETU 15 LI PROT. ADJUST.B. 0.51 IN W. MAN. OPER. MECHAN. & STORAGE WITH MECHANICAL REQUEST WITHOUT 1ST SHUNT TRIP WITHOUT 2ND SHUNT TRIP 2NO+2NC 2NO+2NC | 7703.51 | TEM | 1 | LP | 59 | 1
3WL12253BB321GA2 | FIXEDMOUNTED CIRCUIT BREAKER 3POLE, SIZE II, IEC IN=2500A TO 690V, AC50/60HZ ICU=80KA AT 500V REAR CONNECTION HORIZONTAL ELECTRONIC TRIP UNIT ETU 15 LI PROT. ADJUST.B. 0.51 IN W. MAN. OPER. MECHAN. & STORAGE WITH MECHANICAL REQUEST WITH 1ST AUXILIARY RELEASE SHUNT TRIP"F", F1 AC50/60HZ 230V/ DC 220V,100%ED WITHOUT 2ND SHUNT TRIP 2NO+2NC 2NO+2NC | 8119.39 | TEM | 1 | LP | 59 | 1
3WL12253BB324AN4 | FIXEDMOUNTED CIRCUIT BREAKER 3POLE, SIZE II, IEC IN=2500A TO 690V, AC50/60HZ ICU=80KA AT 500V REAR CONNECTION HORIZONTAL ELECTRONIC TRIP UNIT ETU 15 LI PROT. ADJUST.B. 0.51 IN MOT./MAN. OPER.MECHAN. W.STOR. DRIVE MOTOR AC 50/60HZ 208240V BZW DC 220250V REQU. AC 50/60HZ 230V, DC 220V WITHOUT 1ST SHUNT TRIP WITH 2ND AUX. RELEASE "R", F3 UNDERVOLTAGE, NONDEL. AC 208240V, DC 220250V 4NO+4NC 4NO+4NC | 9189.45 | TEM | 1 | LP | 59 | 1
3WL12253BB381AA2 | WITHDRAWABLE CIRCUIT BREAKER WITH GUIDE FRAME 3POLE, SIZE II, IEC IN=2500A TO 690V, AC50/60HZ ICU=80KA AT 500V W. CONNECTION FLANGE ELECTRONIC TRIP UNIT ETU 15 LI PROT. ADJUST.B. 0.51 IN W. MAN. OPER. MECHAN. & STORAGE WITH MECHANICAL REQUEST WITHOUT 1ST SHUNT TRIP WITHOUT 2ND SHUNT TRIP 2NO+2NC 2NO+2NC | 9185.63 | TEM | 1 | LP | 102 | 1
3WL12253CB321AA2 | FIXEDMOUNTED CIRCUIT BREAKER 3POLE, SIZE II, IEC IN=2500A TO 690V, AC50/60HZ ICU=80KA AT 500V REAR CONNECTION HORIZONTAL ELECTRONIC TRIP UNIT ETU 25 LSI PROT. ADJUST.B. 0.41 IN W. MAN. OPER. MECHAN. & STORAGE WITH MECHANICAL REQUEST WITHOUT 1ST SHUNT TRIP WITHOUT 2ND SHUNT TRIP 2NO+2NC 2NO+2NC | 7808.04 | TEM | 1 | LP | 59 | 1
3WL12253DG321AA2 | FIXEDMOUNTED CIRCUIT BREAKER 3POLE, SIZE II, IEC IN=2500A TO 690V, AC50/60HZ ICU=80KA AT 500V REAR CONNECTION HORIZONTAL ELECTRONIC TRIP UNIT ETU 27 LSING PROT. ADJUST.B 0.41IN EARTH FAULT/ NPROT. INTEGRATED W. MAN. OPER. MECHAN. & STORAGE WITH MECHANICAL REQUEST WITHOUT 1ST SHUNT TRIP WITHOUT 2ND SHUNT TRIP 2NO+2NC 2NO+2NC | 8378.33 | TEM | 1 | LP | 59 | 1
3WL12253EB355FA2 | WITHDRAWABLE CIRCUIT BREAKER WITHOUT GUIDE FRAME 3POLE, SIZE II, IEC IN=2500A TO 690V, AC50/60HZ ICU=80KA AT 500V REAR CONNECTION HORIZONTAL ELECTRONIC TRIP UNIT ETU 45 LSIN PROT. ADJUST.B. 0.41 IN WITH CUBICLE BUS COMMUN./MEASURING FUNCT../ MOT./MAN. OPER.MECHAN. W.STOR. DRIVE MOTOR AC 50/60HZ110127V BZW DC 110125V REQU. AC 50/60HZ 110V, DC 110V WITH 1ST AUXILIARY RELEASE SHUNT TRIP"F", F1 AC50/60HZ 110V/ DC 110V, 100%ED WITHOUT 2ND SHUNT TRIP 2NO+2NC 2NO+2NC | 9739.76 | TEM | 1 | LP | 63 | 1
3WL12254BB324GA2 | FIXEDMOUNTED CIRCUIT BREAKER 3POLE, SIZE II, IEC IN=2500A TO 690V, AC50/60HZ ICU=100KA AT 500V REAR CONNECTION HORIZONTAL ELECTRONIC TRIP UNIT ETU 15 LI PROT. ADJUST.B. 0.51 IN MOT./MAN. OPER.MECHAN. W.STOR. DRIVE MOTOR AC 50/60HZ 208240V BZW DC 220250V REQU. AC 50/60HZ 230V, DC 220V WITH 1ST AUXILIARY RELEASE SHUNT TRIP"F", F1 AC50/60HZ 230V/ DC 220V,100%ED WITHOUT 2ND SHUNT TRIP 2NO+2NC 2NO+2NC | 9512.06 | TEM | 1 | LP | 59 | 1
3WL12254CB321AA2 | FIXEDMOUNTED CIRCUIT BREAKER 3POLE, SIZE II, IEC IN=2500A TO 690V, AC50/60HZ ICU=100KA AT 500V REAR CONNECTION HORIZONTAL ELECTRONIC TRIP UNIT ETU 25 LSI PROT. ADJUST.B. 0.41 IN W. MAN. OPER. MECHAN. & STORAGE WITH MECHANICAL REQUEST WITHOUT 1ST SHUNT TRIP WITHOUT 2ND SHUNT TRIP 2NO+2NC 2NO+2NC | 8374.19 | TEM | 1 | LP | 59 | 1
3WL12254CB364AN2 | WITHDRAWABLE CIRCUIT BREAKER WITH GUIDE FRAME 3POLE, SIZE II, IEC IN=2500A TO 690V, AC50/60HZ ICU=100KA AT 500V REAR CONNECTION HORIZONTAL ELECTRONIC TRIP UNIT ETU 25 LSI PROT. ADJUST.B. 0.41 IN MOT./MAN. OPER.MECHAN. W.STOR. DRIVE MOTOR AC 50/60HZ 208240V BZW DC 220250V REQU. AC 50/60HZ 230V, DC 220V WITHOUT 1ST SHUNT TRIP WITH 2ND AUX. RELEASE "R", F3 UNDERVOLTAGE, NONDEL. AC 208240V, DC 220250V 2NO+2NC 2NO+2NC | 11117.76 | TEM | 1 | LP | 102 | 1
3WL12322BB321AA2 | FIXEDMOUNTED CIRCUIT BREAKER 3POLE, SIZE II, IEC IN=3200A TO 690V, AC50/60HZ ICU=66KA AT 500V REAR CONNECTION HORIZONTAL ELECTRONIC TRIP UNIT ETU 15 LI PROT. ADJUST.B. 0.51 IN W. MAN. OPER. MECHAN. & STORAGE WITH MECHANICAL REQUEST WITHOUT 1ST SHUNT TRIP WITHOUT 2ND SHUNT TRIP 2NO+2NC 2NO+2NC | 8209.62 | TEM | 1 | LP | 64 | 1
3WL12322BB321GA2 | FIXEDMOUNTED CIRCUIT BREAKER 3POLE, SIZE II, IEC IN=3200A TO 690V, AC50/60HZ ICU=66KA AT 500V REAR CONNECTION HORIZONTAL ELECTRONIC TRIP UNIT ETU 15 LI PROT. ADJUST.B. 0.51 IN W. MAN. OPER. MECHAN. & STORAGE WITH MECHANICAL REQUEST WITH 1ST AUXILIARY RELEASE SHUNT TRIP"F", F1 AC50/60HZ 230V/ DC 220V,100%ED WITHOUT 2ND SHUNT TRIP 2NO+2NC 2NO+2NC | 8393.54 | TEM | 1 | LP | 64 | 1
3WL12322BB341AA2 | FIXEDMOUNTED CIRCUIT BREAKER 3POLE, SIZE II, IEC IN=3200A TO 690V, AC50/60HZ ICU=66KA AT 500V FRNT.CONN. TOP/BOT. DUALHOLE ELECTRONIC TRIP UNIT ETU 15 LI PROT. ADJUST.B. 0.51 IN W. MAN. OPER. MECHAN. & STORAGE WITH MECHANICAL REQUEST WITHOUT 1ST SHUNT TRIP WITHOUT 2ND SHUNT TRIP 2NO+2NC 2NO+2NC | 8747.82 | TEM | 1 | LP | 64 | 1
3WL12322BB351AA2 | WITHDRAWABLE CIRCUIT BREAKER WITHOUT GUIDE FRAME 3POLE, SIZE II, IEC IN=3200A TO 690V, AC50/60HZ ICU=66KA AT 500V REAR CONNECTION HORIZONTAL ELECTRONIC TRIP UNIT ETU 15 LI PROT. ADJUST.B. 0.51 IN W. MAN. OPER. MECHAN. & STORAGE WITH MECHANICAL REQUEST WITHOUT 1ST SHUNT TRIP WITHOUT 2ND SHUNT TRIP 2NO+2NC 2NO+2NC | 8592.57 | TEM | 1 | LP | 68 | 1
3WL12322BB361AA2 | WITHDRAWABLE CIRCUIT BREAKER WITH GUIDE FRAME 3POLE, SIZE II, IEC IN=3200A TO 690V, AC50/60HZ ICU=66KA AT 500V REAR CONNECTION HORIZONTAL ELECTRONIC TRIP UNIT ETU 15 LI PROT. ADJUST.B. 0.51 IN W. MAN. OPER. MECHAN. & STORAGE WITH MECHANICAL REQUEST WITHOUT 1ST SHUNT TRIP WITHOUT 2ND SHUNT TRIP 2NO+2NC 2NO+2NC | 10392.44 | TEM | 1 | LP | 113 | 1
3WL12322CB321AA2 | FIXEDMOUNTED CIRCUIT BREAKER 3POLE, SIZE II, IEC IN=3200A TO 690V, AC50/60HZ ICU=66KA AT 500V REAR CONNECTION HORIZONTAL ELECTRONIC TRIP UNIT ETU 25 LSI PROT. ADJUST.B. 0.41 IN W. MAN. OPER. MECHAN. & STORAGE WITH MECHANICAL REQUEST WITHOUT 1ST SHUNT TRIP WITHOUT 2ND SHUNT TRIP 2NO+2NC 2NO+2NC | 8314.16 | TEM | 1 | LP | 64 | 1
3WL12322CB324GA4 | FIXEDMOUNTED CIRCUIT BREAKER 3POLE, SIZE II, IEC IN=3200A TO 690V, AC50/60HZ ICU=66KA AT 500V REAR CONNECTION HORIZONTAL ELECTRONIC TRIP UNIT ETU 25 LSI PROT. ADJUST.B. 0.41 IN MOT./MAN. OPER.MECHAN. W.STOR. DRIVE MOTOR AC 50/60HZ 208240V BZW DC 220250V REQU. AC 50/60HZ 230V, DC 220V WITH 1ST AUXILIARY RELEASE SHUNT TRIP"F", F1 AC50/60HZ 230V/ DC 220V,100%ED WITHOUT 2ND SHUNT TRIP 4NO+4NC 4NO+4NC | 9766.57 | TEM | 1 | LP | 64 | 1
3WL12322CB354GS4 | WITHDRAWABLE CIRCUIT BREAKER WITHOUT GUIDE FRAME 3POLE, SIZE II, IEC IN=3200A TO 690V, AC50/60HZ ICU=66KA AT 500V REAR CONNECTION HORIZONTAL ELECTRONIC TRIP UNIT ETU 25 LSI PROT. ADJUST.B. 0.41 IN MOT./MAN. OPER.MECHAN. W.STOR. DRIVE MOTOR AC 50/60HZ 208240V BZW DC 220250V REQU. AC 50/60HZ 230V, DC 220V WITH 1ST AUXILIARY RELEASE SHUNT TRIP"F", F1 AC50/60HZ 230V/ DC 220V,100%ED WITH 2ND AUX. RELEASE "RC", F4 UNDERVOLTAGE, W.DELAY 0,23,2S AC208240V, DC220250V, 100% ED 4NO+4NC 4NO+4NC | 10675.4 | TEM | 1 | LP | 68 | 1
3WL12322CB464AA2 | WITHDRAWABLE CIRCUIT BREAKER WITH GUIDE FRAME 4POLE, SIZE II, IEC IN=3200A TO 690V, AC50/60HZ ICU=66KA AT 500V REAR CONNECTION HORIZONTAL ELECTRONIC TRIP UNIT ETU 25 LSI PROT. ADJUST.B. 0.41 IN MOT./MAN. OPER.MECHAN. W.STOR. DRIVE MOTOR AC 50/60HZ 208240V BZW DC 220250V REQU. AC 50/60HZ 230V, DC 220V WITHOUT 1ST SHUNT TRIP WITHOUT 2ND SHUNT TRIP 2NO+2NC 2NO+2NC | 14711.18 | TEM | 1 | LP | 136 | 1
3WL12323AA321AA2 | FIXEDMOUNT NONAUT. CIRCUITB. 3POLE, SIZE II, IEC IN=3200A TO 690V, AC50/60HZ ICU=80KA AT 500V REAR CONNECTION HORIZONTAL WITHOUT OVERCURRENT TRIP W. MAN. OPER. MECHAN. & STORAGE WITH MECHANICAL REQUEST WITHOUT 1ST SHUNT TRIP WITHOUT 2ND SHUNT TRIP 2NO+2NC 2NO+2NC | 7781.13 | TEM | 1 | LP | 64 | 1
3WL12323BB311AA2 | FIXEDMOUNTED CIRCUIT BREAKER 3POLE, SIZE II, IEC IN=3200A TO 690V, AC50/60HZ ICU=80KA AT 500V REAR CONNECTION VERTICAL ELECTRONIC TRIP UNIT ETU 15 LI PROT. ADJUST.B. 0.51 IN W. MAN. OPER. MECHAN. & STORAGE WITH MECHANICAL REQUEST WITHOUT 1ST SHUNT TRIP WITHOUT 2ND SHUNT TRIP 2NO+2NC 2NO+2NC | 9120.42 | TEM | 1 | LP | 64 | 1
3WL12323BB321AA2 | FIXEDMOUNTED CIRCUIT BREAKER 3POLE, SIZE II, IEC IN=3200A TO 690V, AC50/60HZ ICU=80KA AT 500V REAR CONNECTION HORIZONTAL ELECTRONIC TRIP UNIT ETU 15 LI PROT. ADJUST.B. 0.51 IN W. MAN. OPER. MECHAN. & STORAGE WITH MECHANICAL REQUEST WITHOUT 1ST SHUNT TRIP WITHOUT 2ND SHUNT TRIP 2NO+2NC 2NO+2NC | 8686.76 | TEM | 1 | LP | 64 | 1
3WL12323BB321GA2 | FIXEDMOUNTED CIRCUIT BREAKER 3POLE, SIZE II, IEC IN=3200A TO 690V, AC50/60HZ ICU=80KA AT 500V REAR CONNECTION HORIZONTAL ELECTRONIC TRIP UNIT ETU 15 LI PROT. ADJUST.B. 0.51 IN W. MAN. OPER. MECHAN. & STORAGE WITH MECHANICAL REQUEST WITH 1ST AUXILIARY RELEASE SHUNT TRIP"F", F1 AC50/60HZ 230V/ DC 220V,100%ED WITHOUT 2ND SHUNT TRIP 2NO+2NC 2NO+2NC | 8870.67 | TEM | 1 | LP | 64 | 1
3WL12323BB361AA2 | WITHDRAWABLE CIRCUIT BREAKER WITH GUIDE FRAME 3POLE, SIZE II, IEC IN=3200A TO 690V, AC50/60HZ ICU=80KA AT 500V REAR CONNECTION HORIZONTAL ELECTRONIC TRIP UNIT ETU 15 LI PROT. ADJUST.B. 0.51 IN W. MAN. OPER. MECHAN. & STORAGE WITH MECHANICAL REQUEST WITHOUT 1ST SHUNT TRIP WITHOUT 2ND SHUNT TRIP 2NO+2NC 2NO+2NC | 11254.59 | TEM | 1 | LP | 113 | 1
3WL12323BB364GP4 | WITHDRAWABLE CIRCUIT BREAKER WITH GUIDE FRAME 3POLE, SIZE II, IEC IN=3200A TO 690V, AC50/60HZ ICU=80KA AT 500V REAR CONNECTION HORIZONTAL ELECTRONIC TRIP UNIT ETU 15 LI PROT. ADJUST.B. 0.51 IN MOT./MAN. OPER.MECHAN. W.STOR. DRIVE MOTOR AC 50/60HZ 208240V BZW DC 220250V REQU. AC 50/60HZ 230V, DC 220V WITH 1ST AUXILIARY RELEASE SHUNT TRIP"F", F1 AC50/60HZ 230V/ DC 220V,100%ED WITH 2ND AUX. RELEASE "R", F3 UNDERVOLTAGE, NONDEL. AC50/60HZ 380415V 4NO+4NC 4NO+4NC | 12924.46 | TEM | 1 | LP | 113 | 1
3WL12323BB424GA2 | FIXEDMOUNTED CIRCUIT BREAKER 4POLE, SIZE II, IEC IN=3200A TO 690V, AC50/60HZ ICU=80KA AT 500V REAR CONNECTION HORIZONTAL ELECTRONIC TRIP UNIT ETU 15 LI PROT. ADJUST.B. 0.51 IN MOT./MAN. OPER.MECHAN. W.STOR. DRIVE MOTOR AC 50/60HZ 208240V BZW DC 220250V REQU. AC 50/60HZ 230V, DC 220V WITH 1ST AUXILIARY RELEASE SHUNT TRIP"F", F1 AC50/60HZ 230V/ DC 220V,100%ED WITHOUT 2ND SHUNT TRIP 2NO+2NC 2NO+2NC | 12804.4 | TEM | 1 | LP | 77 | 1
3WL12323BB464GA2 | WITHDRAWABLE CIRCUIT BREAKER WITH GUIDE FRAME 4POLE, SIZE II, IEC IN=3200A TO 690V, AC50/60HZ ICU=80KA AT 500V REAR CONNECTION HORIZONTAL ELECTRONIC TRIP UNIT ETU 15 LI PROT. ADJUST.B. 0.51 IN MOT./MAN. OPER.MECHAN. W.STOR. DRIVE MOTOR AC 50/60HZ 208240V BZW DC 220250V REQU. AC 50/60HZ 230V, DC 220V WITH 1ST AUXILIARY RELEASE SHUNT TRIP"F", F1 AC50/60HZ 230V/ DC 220V,100%ED WITHOUT 2ND SHUNT TRIP 2NO+2NC 2NO+2NC | 15859.72 | TEM | 1 | LP | 136 | 1
3WL12323CB321AA2 | FIXEDMOUNTED CIRCUIT BREAKER 3POLE, SIZE II, IEC IN=3200A TO 690V, AC50/60HZ ICU=80KA AT 500V REAR CONNECTION HORIZONTAL ELECTRONIC TRIP UNIT ETU 25 LSI PROT. ADJUST.B. 0.41 IN W. MAN. OPER. MECHAN. & STORAGE WITH MECHANICAL REQUEST WITHOUT 1ST SHUNT TRIP WITHOUT 2ND SHUNT TRIP 2NO+2NC 2NO+2NC | 8791.29 | TEM | 1 | LP | 64 | 1
3WL12323CB324GA2 | FIXEDMOUNTED CIRCUIT BREAKER 3POLE, SIZE II, IEC IN=3200A TO 690V, AC50/60HZ ICU=80KA AT 500V REAR CONNECTION HORIZONTAL ELECTRONIC TRIP UNIT ETU 25 LSI PROT. ADJUST.B. 0.41 IN MOT./MAN. OPER.MECHAN. W.STOR. DRIVE MOTOR AC 50/60HZ 208240V BZW DC 220250V REQU. AC 50/60HZ 230V, DC 220V WITH 1ST AUXILIARY RELEASE SHUNT TRIP"F", F1 AC50/60HZ 230V/ DC 220V,100%ED WITHOUT 2ND SHUNT TRIP 2NO+2NC 2NO+2NC | 10033.7 | TEM | 1 | LP | 64 | 1
3WL12323CB364GA2 | WITHDRAWABLE CIRCUIT BREAKER WITH GUIDE FRAME 3POLE, SIZE II, IEC IN=3200A TO 690V, AC50/60HZ ICU=80KA AT 500V REAR CONNECTION HORIZONTAL ELECTRONIC TRIP UNIT ETU 25 LSI PROT. ADJUST.B. 0.41 IN MOT./MAN. OPER.MECHAN. W.STOR. DRIVE MOTOR AC 50/60HZ 208240V BZW DC 220250V REQU. AC 50/60HZ 230V, DC 220V WITH 1ST AUXILIARY RELEASE SHUNT TRIP"F", F1 AC50/60HZ 230V/ DC 220V,100%ED WITHOUT 2ND SHUNT TRIP 2NO+2NC 2NO+2NC | 12601.54 | TEM | 1 | LP | 113 | 1
3WL12323CB464GA2 | WITHDRAWABLE CIRCUIT BREAKER WITH GUIDE FRAME 4POLE, SIZE II, IEC IN=3200A TO 690V, AC50/60HZ ICU=80KA AT 500V REAR CONNECTION HORIZONTAL ELECTRONIC TRIP UNIT ETU 25 LSI PROT. ADJUST.B. 0.41 IN MOT./MAN. OPER.MECHAN. W.STOR. DRIVE MOTOR AC 50/60HZ 208240V BZW DC 220250V REQU. AC 50/60HZ 230V, DC 220V WITH 1ST AUXILIARY RELEASE SHUNT TRIP"F", F1 AC50/60HZ 230V/ DC 220V,100%ED WITHOUT 2ND SHUNT TRIP 2NO+2NC 2NO+2NC | 15964.25 | TEM | 1 | LP | 136 | 1
3WL12323DG454GA2 | WITHDRAWABLE CIRCUIT BREAKER WITHOUT GUIDE FRAME 4POLE, SIZE II, IEC IN=3200A TO 690V, AC50/60HZ ICU=80KA AT 500V REAR CONNECTION HORIZONTAL ELECTRONIC TRIP UNIT ETU 27 LSING PROT. ADJUST.B 0.41IN EARTH FAULT/ NPROT. INTEGRATED MOT./MAN. OPER.MECHAN. W.STOR. DRIVE MOTOR AC 50/60HZ 208240V BZW DC 220250V REQU. AC 50/60HZ 230V, DC 220V WITH 1ST AUXILIARY RELEASE SHUNT TRIP"F", F1 AC50/60HZ 230V/ DC 220V,100%ED WITHOUT 2ND SHUNT TRIP 2NO+2NC 2NO+2NC | 14251.33 | TEM | 1 | LP | 82 | 1
3WL12324BB331AG2 | FIXEDMOUNTED CIRCUIT BREAKER 3POLE, SIZE II, IEC IN=3200A TO 690V, AC50/60HZ ICU=100KA AT 500V FRNT.CONN. TOP/BOT. SINGLEHOLE ELECTRONIC TRIP UNIT ETU 15 LI PROT. ADJUST.B. 0.51 IN W. MAN. OPER. MECHAN. & STORAGE WITH MECHANICAL REQUEST WITHOUT 1ST SHUNT TRIP WITH 2ND AUX. RELEASE "F", F2 SHUNT TRIP AC 230V/ DC 220V, 100%ED 2NO+2NC 2NO+2NC | 10061.96 | TEM | 1 | LP | 64 | 1
3WL12324NB325AM2 | FIXEDMOUNTED CIRCUIT BREAKER 3POLE, SIZE II, IEC IN=3200A TO 690V, AC50/60HZ ICU=100KA AT 500V REAR CONNECTION HORIZONTAL ELECTRONIC TRIP UNIT ETU 76 LSIN PROT ADJUST. 0.41 IN WITH DISPLAY AND CUBICLE BUS COMM./MEASURING FUNC./ EARTH FLT./ZSS OPTION MOT./MAN. OPER.MECHAN. W.STOR. DRIVE MOTOR AC 50/60HZ110127V BZW DC 110125V REQU. AC 50/60HZ 110V, DC 110V WITHOUT 1ST SHUNT TRIP WITH 2ND AUX. RELEASE "R", F3 UNDERVOLTAGE, NONDEL. AC110 127V, DC110125V 2NO+2NC 2NO+2NC | 12579.18 | TEM | 1 | LP | 64 | 1
3WL12402CB311AA2 | FIXEDMOUNTED CIRCUIT BREAKER 3POLE, SIZE II, IEC IN=4000A TO 690V, AC50/60HZ ICU=66KA AT 500V REAR CONNECTION VERTICAL ELECTRONIC TRIP UNIT ETU 25 LSI PROT. ADJUST.B. 0.41 IN W. MAN. OPER. MECHAN. & STORAGE WITH MECHANICAL REQUEST WITHOUT 1ST SHUNT TRIP WITHOUT 2ND SHUNT TRIP 2NO+2NC 2NO+2NC | 11176.97 | TEM | 1 | LP | 85 | 1
3WL12402CB374GS4 | WITHDRAWABLE CIRCUIT BREAKER WITH GUIDE FRAME 3POLE, SIZE II, IEC IN=4000A TO 690V, AC50/60HZ ICU=66KA AT 500V REAR CONNECTION VERTICAL ELECTRONIC TRIP UNIT ETU 25 LSI PROT. ADJUST.B. 0.41 IN MOT./MAN. OPER.MECHAN. W.STOR. DRIVE MOTOR AC 50/60HZ 208240V BZW DC 220250V REQU. AC 50/60HZ 230V, DC 220V WITH 1ST AUXILIARY RELEASE SHUNT TRIP"F", F1 AC50/60HZ 230V/ DC 220V,100%ED WITH 2ND AUX. RELEASE "RC", F4 UNDERVOLTAGE, W.DELAY 0,23,2S AC208240V, DC220250V, 100% ED 4NO+4NC 4NO+4NC | 17793.1 | TEM | 1 | LP | 121 | 1
3WL12403CB311AA2 | FIXEDMOUNTED CIRCUIT BREAKER 3POLE, SIZE II, IEC IN=4000A TO 690V, AC50/60HZ ICU=80KA AT 500V REAR CONNECTION VERTICAL ELECTRONIC TRIP UNIT ETU 25 LSI PROT. ADJUST.B. 0.41 IN W. MAN. OPER. MECHAN. & STORAGE WITH MECHANICAL REQUEST WITHOUT 1ST SHUNT TRIP WITHOUT 2ND SHUNT TRIP 2NO+2NC 2NO+2NC | 12203.69 | TEM | 1 | LP | 85 | 1
3WL12403CB311GA2 | FIXEDMOUNTED CIRCUIT BREAKER 3POLE, SIZE II, IEC IN=4000A TO 690V, AC50/60HZ ICU=80KA AT 500V REAR CONNECTION VERTICAL ELECTRONIC TRIP UNIT ETU 25 LSI PROT. ADJUST.B. 0.41 IN W. MAN. OPER. MECHAN. & STORAGE WITH MECHANICAL REQUEST WITH 1ST AUXILIARY RELEASE SHUNT TRIP"F", F1 AC50/60HZ 230V/ DC 220V,100%ED WITHOUT 2ND SHUNT TRIP 2NO+2NC 2NO+2NC | 12387.6 | TEM | 1 | LP | 85 | 1
3WL13404CB321AA2 | FIXEDMOUNTED CIRCUIT BREAKER 3POLE, SIZE III, IEC IN=4000A TO 690V, AC50/60HZ ICU=100KA AT 500V REAR CONNECTION HORIZONTAL ELECTRONIC TRIP UNIT ETU 25 LSI PROT. ADJUST.B. 0.41 IN W. MAN. OPER. MECHAN. & STORAGE WITH MECHANICAL REQUEST WITHOUT 1ST SHUNT TRIP WITHOUT 2ND SHUNT TRIP 2NO+2NC 2NO+2NC | 13869 | TEM | 1 | LP | 82 | 1
3WL13404CB321GA2 | FIXEDMOUNTED CIRCUIT BREAKER 3POLE, SIZE III, IEC IN=4000A TO 690V, AC50/60HZ ICU=100KA AT 500V REAR CONNECTION HORIZONTAL ELECTRONIC TRIP UNIT ETU 25 LSI PROT. ADJUST.B. 0.41 IN W. MAN. OPER. MECHAN. & STORAGE WITH MECHANICAL REQUEST WITH 1ST AUXILIARY RELEASE SHUNT TRIP"F", F1 AC50/60HZ 230V/ DC 220V,100%ED WITHOUT 2ND SHUNT TRIP 2NO+2NC 2NO+2NC | 14052.92 | TEM | 1 | LP | 82 | 1
3WL13404CB324AA2 | FIXEDMOUNTED CIRCUIT BREAKER 3POLE, SIZE III, IEC IN=4000A TO 690V, AC50/60HZ ICU=100KA AT 500V REAR CONNECTION HORIZONTAL ELECTRONIC TRIP UNIT ETU 25 LSI PROT. ADJUST.B. 0.41 IN MOT./MAN. OPER.MECHAN. W.STOR. DRIVE MOTOR AC 50/60HZ 208240V BZW DC 220250V REQU. AC 50/60HZ 230V, DC 220V WITHOUT 1ST SHUNT TRIP WITHOUT 2ND SHUNT TRIP 2NO+2NC 2NO+2NC | 14927.49 | TEM | 1 | LP | 82 | 1
3WL13404CB324GA2 | FIXEDMOUNTED CIRCUIT BREAKER 3POLE, SIZE III, IEC IN=4000A TO 690V, AC50/60HZ ICU=100KA AT 500V REAR CONNECTION HORIZONTAL ELECTRONIC TRIP UNIT ETU 25 LSI PROT. ADJUST.B. 0.41 IN MOT./MAN. OPER.MECHAN. W.STOR. DRIVE MOTOR AC 50/60HZ 208240V BZW DC 220250V REQU. AC 50/60HZ 230V, DC 220V WITH 1ST AUXILIARY RELEASE SHUNT TRIP"F", F1 AC50/60HZ 230V/ DC 220V,100%ED WITHOUT 2ND SHUNT TRIP 2NO+2NC 2NO+2NC | 15111.41 | TEM | 1 | LP | 82 | 1
3WL13404CB364GA2 | WITHDRAWABLE CIRCUIT BREAKER WITH GUIDE FRAME 3POLE, SIZE III, IEC IN=4000A TO 690V, AC50/60HZ ICU=100KA AT 500V REAR CONNECTION HORIZONTAL ELECTRONIC TRIP UNIT ETU 25 LSI PROT. ADJUST.B. 0.41 IN MOT./MAN. OPER.MECHAN. W.STOR. DRIVE MOTOR AC 50/60HZ 208240V BZW DC 220250V REQU. AC 50/60HZ 230V, DC 220V WITH 1ST AUXILIARY RELEASE SHUNT TRIP"F", F1 AC50/60HZ 230V/ DC 220V,100%ED WITHOUT 2ND SHUNT TRIP 2NO+2NC 2NO+2NC | 19396.31 | TEM | 1 | LP | 148 | 1
3WL13404CB424GA2 | FIXEDMOUNTED CIRCUIT BREAKER 4POLE, SIZE III, IEC IN=4000A TO 690V, AC50/60HZ ICU=100KA AT 500V REAR CONNECTION HORIZONTAL ELECTRONIC TRIP UNIT ETU 25 LSI PROT. ADJUST.B. 0.41 IN MOT./MAN. OPER.MECHAN. W.STOR. DRIVE MOTOR AC 50/60HZ 208240V BZW DC 220250V REQU. AC 50/60HZ 230V, DC 220V WITH 1ST AUXILIARY RELEASE SHUNT TRIP"F", F1 AC50/60HZ 230V/ DC 220V,100%ED WITHOUT 2ND SHUNT TRIP 2NO+2NC 2NO+2NC | 18580.73 | TEM | 1 | LP | 99 | 1
3WL13404CB464GA2 | WITHDRAWABLE CIRCUIT BREAKER WITH GUIDE FRAME 4POLE, SIZE III, IEC IN=4000A TO 690V, AC50/60HZ ICU=100KA AT 500V REAR CONNECTION HORIZONTAL ELECTRONIC TRIP UNIT ETU 25 LSI PROT. ADJUST.B. 0.41 IN MOT./MAN. OPER.MECHAN. W.STOR. DRIVE MOTOR AC 50/60HZ 208240V BZW DC 220250V REQU. AC 50/60HZ 230V, DC 220V WITH 1ST AUXILIARY RELEASE SHUNT TRIP"F", F1 AC50/60HZ 230V/ DC 220V,100%ED WITHOUT 2ND SHUNT TRIP 2NO+2NC 2NO+2NC | 26819.33 | TEM | 1 | LP | 190 | 1
3WL13404DG321AA2 | FIXEDMOUNTED CIRCUIT BREAKER 3POLE, SIZE III, IEC IN=4000A TO 690V, AC50/60HZ ICU=100KA AT 500V REAR CONNECTION HORIZONTAL ELECTRONIC TRIP UNIT ETU 27 LSING PROT. ADJUST.B 0.41IN EARTH FAULT/ NPROT. INTEGRATED W. MAN. OPER. MECHAN. & STORAGE WITH MECHANICAL REQUEST WITHOUT 1ST SHUNT TRIP WITHOUT 2ND SHUNT TRIP 2NO+2NC 2NO+2NC | 14439.29 | TEM | 1 | LP | 82 | 1
3WL13504CB364AA2 | WITHDRAWABLE CIRCUIT BREAKER WITH GUIDE FRAME 3POLE, SIZE III, IEC IN=5000A TO 690V, AC50/60HZ ICU=100KA AT 500V REAR CONNECTION HORIZONTAL ELECTRONIC TRIP UNIT ETU 25 LSI PROT. ADJUST.B. 0.41 IN MOT./MAN. OPER.MECHAN. W.STOR. DRIVE MOTOR AC 50/60HZ 208240V BZW DC 220250V REQU. AC 50/60HZ 230V, DC 220V WITHOUT 1ST SHUNT TRIP WITHOUT 2ND SHUNT TRIP 2NO+2NC 2NO+2NC | 26749.26 | TEM | 1 | LP | 148 | 1
3WL13504CB364AN2 | WITHDRAWABLE CIRCUIT BREAKER WITH GUIDE FRAME 3POLE, SIZE III, IEC IN=5000A TO 690V, AC50/60HZ ICU=100KA AT 500V REAR CONNECTION HORIZONTAL ELECTRONIC TRIP UNIT ETU 25 LSI PROT. ADJUST.B. 0.41 IN MOT./MAN. OPER.MECHAN. W.STOR. DRIVE MOTOR AC 50/60HZ 208240V BZW DC 220250V REQU. AC 50/60HZ 230V, DC 220V WITHOUT 1ST SHUNT TRIP WITH 2ND AUX. RELEASE "R", F3 UNDERVOLTAGE, NONDEL. AC 208240V, DC 220250V 2NO+2NC 2NO+2NC | 26966.72 | TEM | 1 | LP | 148 | 1
3WL13504DG361AA2 | WITHDRAWABLE CIRCUIT BREAKER WITH GUIDE FRAME 3POLE, SIZE III, IEC IN=5000A TO 690V, AC50/60HZ ICU=100KA AT 500V REAR CONNECTION HORIZONTAL ELECTRONIC TRIP UNIT ETU 27 LSING PROT. ADJUST.B 0.41IN EARTH FAULT/ NPROT. INTEGRATED W. MAN. OPER. MECHAN. & STORAGE WITH MECHANICAL REQUEST WITHOUT 1ST SHUNT TRIP WITHOUT 2ND SHUNT TRIP 2NO+2NC 2NO+2NC | 26261.06 | TEM | 1 | LP | 148 | 1
3WL13634AA311AA2 | FIXEDMOUNT NONAUT. CIRCUITB. 3POLE, SIZE III, IEC IN=6300A TO 690V, AC50/60HZ ICU=100KA AT 500V REAR CONNECTION VERTICAL, WITHOUT OVERCURRENT TRIP W. MAN. OPER. MECHAN. & STORAGE WITH MECHANICAL REQUEST WITHOUT 1ST SHUNT TRIP WITHOUT 2ND SHUNT TRIP 2NO+2NC 2NO+2NC | 27195.66 | TEM | 1 | LP | 82 | 1
3WL13634EB314GN4 | FIXEDMOUNTED CIRCUIT BREAKER 3POLE, SIZE III, IEC IN=6300A TO 690V, AC50/60HZ ICU=100KA AT 500V REAR CONNECTION VERTICAL, ELECTRONIC TRIP UNIT ETU 45 LSIN PROT. ADJUST.B. 0.41 IN WITH CUBICLE BUS COMMUN./MEASURING FUNCT../ MOT./MAN. OPER.MECHAN. W.STOR. DRIVE MOTOR AC 50/60HZ 208240V BZW DC 220250V REQU. AC 50/60HZ 230V, DC 220V WITH 1ST AUXILIARY RELEASE SHUNT TRIP"F", F1 AC50/60HZ 230V/ DC 220V,100%ED WITH 2ND AUX. RELEASE "R", F3 UNDERVOLTAGE, NONDEL. AC 208240V, DC 220250V 4NO+4NC 4NO+4NC | 30155.14 | TEM | 1 | LP | 90 | 1
3WL13634EB314GS4 | FIXEDMOUNTED CIRCUIT BREAKER 3POLE, SIZE III, IEC IN=6300A TO 690V, AC50/60HZ ICU=100KA AT 500V REAR CONNECTION VERTICAL, ELECTRONIC TRIP UNIT ETU 45 LSIN PROT. ADJUST.B. 0.41 IN WITH CUBICLE BUS COMMUN./MEASURING FUNCT../ MOT./MAN. OPER.MECHAN. W.STOR. DRIVE MOTOR AC 50/60HZ 208240V BZW DC 220250V REQU. AC 50/60HZ 230V, DC 220V WITH 1ST AUXILIARY RELEASE SHUNT TRIP"F", F1 AC50/60HZ 230V/ DC 220V,100%ED WITH 2ND AUX. RELEASE "RC", F4 UNDERVOLTAGE, W.DELAY 0,23,2S AC208240V, DC220250V, 100% ED 4NO+4NC 4NO+4NC | 30463.57 | TEM | 1 | LP | 90 | 1
3WL91110AA110AA0 | ACCESSORIES CIRCUIT BREAKER 3WL INT. CURRENT TRANSFORMERS SZ.I F. NCOND.PROT. ROGOWSKI CONVRTR. | 114.89 | TEM | 1 | LP | 0.2 | 1
3WL91110AA210AA0 | ACCESSORIES CIRCUIT BREAKER 3WL EXT. CURRENT TRANSFORMERS SZ.I F. NCOND.PROT. ROGOWSKI CONVRTR. WITHOUT COPPER BAR | 348.17 | TEM | 1 | LP | 0.3 | 1
3WL91110AA220AA0 | ACCESSORIES CIRCUIT BREAKER 3WL EXT. CURRENT TRANSFORMERS SZ.II F. NCOND.PROT. ROGOWSKI CONVRTR. WITHOUT COPPER BAR | 403.65 | TEM | 1 | LP | 0.38 | 1
3WL91110AA230AA0 | ACCESSORIES CIRCUIT BREAKER 3WL EXT. CURRENT TRANSFORMERS S.III F. NCOND.PROT. ROGOWSKI CONVRTR. WITHOUT COPPER BAR | 518.43 | TEM | 1 | LP | 0.68 | 1
3WL91110AA310AA0 | ACCESSORIES CIRCUIT BREAKER 3WL EXT. CURRENT TRANSFORMERS SZ.I F. NCOND.PROT. ROGOWSKI CONVRTR. WITH COPPER BAR | 420.93 | TEM | 1 | LP | 1.6 | 1
3WL91110AA330AA0 | ACCESSORIES CIRCUIT BREAKER 3WL EXT. CURRENT TRANSFORMERS S.III F. NCOND.PROT. ROGOWSKI CONVRTR. WITH COPPER BAR | 676.17 | TEM | 1 | LP | 8.5 | 1
3WL91110AA620AA0 | ACCESSORIES CIRCUIT BREAKER 3WL RATED CURRENT REF. MODULE 2000A F. ETU25, 27, 45, 55, 75, 76 | 214.66 | TEM | 1 | LP | 0.01 | 1
3WL91110AA640AA0 | ACCESSORIES CIRCUIT BREAKER 3WL RATED CURRENT REF. MODULE 3200A F. ETU25, 27, 45, 55, 75, 76 | 214.66 | TEM | 1 | LP | 0.01 | 1
3WL91110AB010AA0 | ACCESSORIES CIRCUIT BREAKER 3WL KNIFE STRIP | 69.66 | TEM | 1 | LP | 0.1 | 1
3WL91110AB030AA0 | ACCESSORIES CIRCUIT BREAKER 3WL MANUAL PLUG SIGUT | 57.86 | TEM | 1 | LP | 0.07 | 1
3WL91110AB070AA0 | ACCESSORIES CIRCUIT BREAKER 3WL COD.SET F. FIXEDMOUNT CIRC.BR. | 46.47 | TEM | 1 | LP | 0.02 | 1
3WL91110AB180AA0 | ACCESSORIES CIRCUIT BREAKER 3WL WIPER CONTACT MODULE F. WITHDRAWABLE CIRC.BREAKER SIGUT | 112.5 | TEM | 1 | LP | 0.12 | 1
3WL91110AD010AA0 | ACCESSORIES CIRCUIT BREAKER 3WL SHUNT TRIP DC 24V, 100% ED | 183.92 | TEM | 1 | LP | 0.7 | 1
3WL91110AD050AA0 | ACCESSORIES CIRCUIT BREAKER 3WL SHUNT TRIP AC 50/60HZ 110V/ DC 110V 100% ED | 183.92 | TEM | 1 | LP | 0.7 | 1
3WL91110AD060AA0 | ACCESSORIES CIRCUIT BREAKER 3WL SHUNT TRIP AC 50/60HZ 208240V/ DC 220V 100% ED | 183.92 | TEM | 1 | LP | 0.7 | 1
3WL91110AD130AA0 | ACCESSORIES CIRCUIT BREAKER 3WL SHUNT TRIP, OVEREXCITED 5% ED (NOT F. CONTIN. OPER.) 5% ED | 194.37 | TEM | 1 | LP | 0.7 | 1
3WL91110AD140AA0 | ACCESSORIES CIRCUIT BREAKER 3WL SHUNT TRIP, OVEREXCITED 5% ED (NOT F. CONTIN. OPER.) 5% ED | 194.37 | TEM | 1 | LP | 1.8 | 1
3WL91110AE010AA0 | ACCESSORIES CIRCUIT BREAKER 3WL UNDERVOLTAGE RELEASE, INSTANT. INSTANTANEOUS 24 V DC | 217.45 | TEM | 1 | LP | 0.73 | 1
3WL91110AE040AA0 | ACCESSORIES CIRCUIT BREAKER 3WL UNDERVOLTAGE RELEASE, INSTANT. INSTANTANEOUS AC 50/60HZ 110127V/DC 110125V | 217.45 | TEM | 1 | LP | 0.73 | 1
3WL91110AE050AA0 | ACCESSORIES CIRCUIT BREAKER 3WL UNDERVOLTAGE RELEASE, INSTANT. INSTANTANEOUS AC 50/60HZ 208240V/DC 220250V | 217.45 | TEM | 1 | LP | 0.73 | 1
3WL91110AE060AA0 | ACCESSORIES CIRCUIT BREAKER 3WL UNDERVOLTAGE RELEASE, NONDEL. AC 50/60HZ 380415V | 217.45 | TEM | 1 | LP | 0.73 | 1
3WL91110AE110AA0 | ACCESSORIES CIRCUIT BREAKER 3WL UNDERVOLTAGE RELEASE, W.DELAY DC 48V | 583.12 | TEM | 1 | LP | 0.74 | 1
3WL91110AE130AA0 | ACCESSORIES CIRCUIT BREAKER 3WL UNDERVOLTAGE RELEASE, W.DELAY AC 50/60HZ 208240V/DC 220250V | 525.88 | TEM | 1 | LP | 0.74 | 1
3WL91110AE140AA0 | ACCESSORIES CIRCUIT BREAKER 3WL UNDERVOLTAGE RELEASE, W.DELAY AC 50/60HZ 380415V | 583.12 | TEM | 1 | LP | 0.74 | 1
3WL91110AF010AA0 | ACCESSORIES CIRCUIT BREAKER 3WL MOTOR DRIVE DC 2430V | 874.58 | TEM | 1 | LP | 1.51 | 1
3WL91110AF030AA0 | ACCESSORIES CIRCUIT BREAKER 3WL MOTOR DRIVE AC 50/60HZ 110125V/DC110127V | 874.58 | TEM | 1 | LP | 1.51 | 1
3WL91110AF040AA0 | ACCESSORIES CIRCUIT BREAKER 3WL MOTOR DRIVE AC 50/60HZ 208240V/DC 220250 | 874.58 | TEM | 1 | LP | 1.51 | 1
3WL91110AG010AA0 | ACCESSORIES CIRCUIT BREAKER 3WL AUX.SWITCH BLOCK 2NO +2NC | 210 | TEM | 1 | LP | 0.18 | 1
3WL91110AG020AA0 | ACCESSORIES CIRCUIT BREAKER 3WL AUX.SWITCH BLOCK 2NO+0 NC | 105.36 | TEM | 1 | LP | 0.08 | 1
3WL91110AG030AA0 | ACCESSORIES CIRCUIT BREAKER 3WL AUX.SWITCH BLOCK 1NO+1NC | 105.36 | TEM | 1 | LP | 0.07 | 1
3WL91110AH010AA0 | ACCESSORIES CIRCUIT BREAKER 3WL READY TO RUN MESSAGE S20 | 114.89 | TEM | 1 | LP | 0.02 | 1
3WL91110AH070AA0 | ACCESSORIES CIRCUIT BREAKER 3WL 5DIGIT MECHANICAL OPERATIONS COUNTER | 261.65 | TEM | 1 | LP | 0.1 | 1
3WL91110AH080AA0 | ACCESSORIES CIRCUIT BREAKER 3WL SIGNAL SWITCH FOR SPRING STORAGE STATE | 80.73 | TEM | 1 | LP | 0.03 | 1
3WL91110AH110AA0 | ACCESSORIES CIRCUIT BREAKER 3WL POSITION SIGNAL SWITCH F. GUIDE FRAME, 1ST BLOCK 3 MICROSWITCHES | 160.74 | TEM | 1 | LP | 0.2 | 1
3WL91110AH120AA0 | ACCESSORIES CIRCUIT BREAKER 3WL POSITION SIGNAL SWITCH F. GUIDE FRAME, 2ND BLOCK 6 MICROSWITCHES | 278.73 | TEM | 1 | LP | 0.4 | 1
3WL91110AH140AA0 | ACCESSORIES CIRCUIT BREAKER 3WL 1ST TRIP SIGNALLING SWITCH 1CO; S24 | 70.17 | TEM | 1 | LP | 0.08 | 1
3WL91110AJ020AA0 | ACCESSORIES CIRCUIT BREAKER 3WL ELECTR. ONPUSHBUT. IN OP.PANEL WITH SEALING CAPE INCL. CONNECTION CABLES | 96.05 | TEM | 1 | LP | 0.15 | 1
3WL91110AK060AA0 | ACCESSORIES CIRCUIT BREAKER 3WL REMOTE RESET MAGNET AC 50/60HZ 220240V/DC 250V | 255.44 | TEM | 1 | LP | 0.2 | 1
3WL91110AK210AA0 | ACCESSORIES CIRCUITBREAKER 3WL AUTOMATIC RESET OF ANTIPUMPING DEVICE | 67.59 | TEM | 1 | LP | 0.05 | 1
3WL91110AL010AA0 | ACCESSORIES CIRCUIT BREAKER 3WL MAIN CONDUCTOR CONN. 1 PIECE FIXEDMOUNTED CIRC.BR. SIZE I FRONT CONN. TOP SINGLEHOLE FRONT ACCESSIBLE UP TO1000A | 51.75 | TEM | 1 | LP | 1.1 | 1
3WL91110AL020AA0 | ACCESSORIES CIRCUIT BREAKER 3WL MAIN CONDUCTOR CONN. 1 PIECE FIXEDMOUNTED CIRC.BR. SIZE I FRONT CONN. TOP SINGLEHOLE FRONT ACCESSIBLE UP TO1600A | 51.75 | TEM | 1 | LP | 1.6 | 1
3WL91110AL040AA0 | ACCESSORIES CIRCUIT BREAKER 3WL MAIN CONDUCTOR CONN. 1 PIECE FIXEDMOUNTED CIRC.BR. SIZE II FRONT CONN. TOP SINGLEHOLE FRONT ACCESSIBLE UP TO2500A | 75.45 | TEM | 1 | LP | 3.6 | 1
3WL91110AL050AA0 | ACCESSORIES CIRCUIT BREAKER 3WL MAIN CONDUCTOR CONN. 1 PIECE FIXEDMOUNTED CIRC.BR. SIZE II FRONT CONN. TOP SINGLEHOLE FRONT ACCESSIBLE UP TO3200A | 101.43 | TEM | 1 | LP | 3.5 | 1
3WL91110AL520AA0 | ACCESSORIES CIRCUIT BREAKER 3WL MAIN CONDUCTOR CONN. 1 PIECE FIXEDMOUNTED CIRC.BR. SIZE I FRONT CONN. BOTTOM SINGLE HOLE FRONT ACCESSIBLE UP TO1600A | 51.75 | TEM | 1 | LP | 1.3 | 1
3WL91110AL540AA0 | ACCESSORIES CIRCUIT BREAKER 3WL MAIN CONDUCTOR CONN. 1 PIECE FIXEDMOUNTED CIRC.BR. SIZE II FRONT CONN. BOTTOM SINGLE HOLE FRONT ACCESSIBLE UP TO2500A | 75.45 | TEM | 1 | LP | 3.1 | 1
3WL91110AL550AA0 | ACCESSORIES CIRCUIT BREAKER 3WL MAIN CONDUCTOR CONN. 1 PIECE FIXEDMOUNTED CIRC.BR. SIZE II FRONT CONN. BOTTOM SINGLE HOLE FRONT ACCESSIBLE UP TO3200A | 101.43 | TEM | 1 | LP | 3 | 1
3WL91110AM020AA0 | ACCESSORIES CIRCUIT BREAKER 3WL MAIN CONDUCTOR CONN. 1 PIECE FIXEDMOUNTED CIRC.BR. SIZE II VERTICAL CONN., UP TO 2500A | 108.57 | TEM | 1 | LP | 2.2 | 1
3WL91110AN040AA0 | ACCESSORIES CIRCUIT BREAKER 3WL MAIN CONDUCTOR CONN. 1 PIECE WITHDRAWABLE CIRC.BREAKER SZ II FRONT CONN. SINGLEHOLE FRONT ACCESSIBLE UP TO2500A | 75.45 | TEM | 1 | LP | 3.1 | 1
3WL91110AN080AA0 | ACCESSORIES CIRCUIT BREAKER 3WL MAIN CONDUCTOR CONN. 1 PIECE WITHDRAW. CIRC. BREAKER SZ I FRONT CONN. DUALHOLE FRONT ACCESSIBLE UP TO2000A | 51.75 | TEM | 1 | LP | 1.7 | 1
3WL91110AN160AA0 | ACCESSORIES CIRCUIT BREAKER 3WL MAIN CONDUCTOR CONN. 1 PIECE WITHDRAW. CIRC. BREAKER SZ I VERTICAL CONN., UP TO 2000A | 51.75 | TEM | 1 | LP | 0.87 | 1
3WL91110AN240AA0 | ACCESSORIES CIRCUIT BREAKER 3WL MAIN CONDUCTOR CONN. 1 PIECE WITHDRAW. CIRC. BREAKER SZ I CONNECTION FLANGE, UP TO 1000A | 51.75 | TEM | 1 | LP | 0.61 | 1
3WL91110AN310AA0 | ACCESSORIES CIRCUIT BREAKER 3WL MAIN CONDUCTOR CONN. 1 PIECE WITHDRAW. CIRC. BREAKER SZ III CONNECTION FLANGE, UP TO 4000A | 179.68 | TEM | 1 | LP | 2.37 | 1
3WL91110AN330AA0 | ACCESSORIES CIRCUIT BREAKER 3WL MAIN CONDUCTOR CONN. 1 PIECE WITHDRAW. CIRC. BREAKER SZ I HORIZONTAL CONN., UP TO 2000A | 51.75 | TEM | 1 | LP | 0.77 | 1
3WL91110AN410AA0 | ACCESSORIES CIRCUIT BREAKER 3WL SPACER FOR 3 FRONT AND STANDARD TERMINAL BAR SIZE 1, 3POLE IEC | 132.69 | TEM | 1 | LP | 0.7 | 1
3WL91110AN420AA0 | ACCESSORIES CIRCUIT BREAKER 3WL SPACER FOR 3 FRONT AND STANDARD TERMINAL BAR SIZE 2, 3POLE IEC | 185.06 | TEM | 1 | LP | 1.35 | 1
3WL91110AP010AA0 | ACCESSORIES CIRCUIT BREAKER 3WL DOOR SEALING FRAME IP41 FOR INST. IN CONTR.CABINET DOOR | 173.26 | TEM | 1 | LP | 0.36 | 1
3WL91110AP020AA0 | ACCESSORIES CIRCUIT BREAKER 3WL PERSPEX COVER IP55, TRANSP. FOR MOUNT. ON CONTR.CAB. DOOR | 363.08 | TEM | 1 | LP | 1.6 | 1
3WL91110AP030AA0 | ACC. CIRCUIT BREAKER 3WL2/3/5 PERSPEX COVER IP55, TRANSP. FOR MOUNT. ON CONTR.CAB. DOOR | 387.19 | TEM | 1 | LP | 1.69 | 1
3WL91110AP040AA0 | ACCESSORIES CIRCUIT BREAKER 3WL SHUTTER FOR GUIDE FRAME 3P SZ I, WITH LOCKING DEVICE | 242.09 | TEM | 1 | LP | 0.5 | 1
3WL91110AP060AA0 | ACCESSORIES CIRCUIT BREAKER 3WL SHUTTER FOR GUIDE FRAME 3P SIZE II, WITH LOCKING DEVICE | 273.96 | TEM | 1 | LP | 0.63 | 1
3WL91110AS010AA0 | ACCESSORIES CIRCUIT BREAKER 3WL ARC CHUTE SIZE I, FOR 690V | 57.86 | TEM | 1 | LP | 1.11 | 1
3WL91110AS020AA0 | ACCESSORIES CIRCUIT BREAKER 3WL ARC CHUTE SIZE II, FOR 690V | 69.66 | TEM | 1 | LP | 1.68 | 1
3WL91110AT120AA0 | ACCESSORIES CIRCUIT BREAKER 3WL UPGRADE WITH COM15 PROFIBUS MODULE, BREAKERSTATUSSENSOR, CABLE SET F. ETU45B, 76B | 1533.66 | TEM | 1 | LP | 0.26 | 1
3WL91110AT230AA0 | ACCESSORIES CIRCUIT BREAKER 3WL ANALOG OUTPUT MODULE CAN BE CONNECTED TO CUBICLE BUS | 348.17 | TEM | 1 | LP | 0.24 | 1
3WL91110AT260AA0 | ACCESSORIES CIRCUIT BREAKER 3WL DIGITAL OUTPUT MODULE WITH ROT. CODING SWITCHES, RELAY OUTPUTS CAN BE CONNECTED TO CUBICLE BUS | 370.84 | TEM | 1 | LP | 0.24 | 1
3WL91110AT320AA0 | ACCESSORIES CIRCUIT BREAKER 3WL TESTING DEVICE F. ELECTRONIC RELEASE FOR ETU RELEASE 2 | 1358.54 | TEM | 1 | LP | 1.1 | 1
3WL91110AT450AA0 | ACCESSORIES CIRCUIT BREAKER 3WL SEALING DISC FOR ETU2575 FOR PROT. AGAINST UNAUTHOR. OPERATION | 34.78 | TEM | 1 | LP | 0.05 | 1
3WL91110AT530AA0 | ACCESSORIES CIRCUIT BREAKER 3WL EARTHFAULT PROT.MODULE CUSTOMERUPGRADABLE FOR ETU 45 W. DISPLAY ALARM & ACTIVATION | 740.75 | TEM | 1 | LP | 0.03 | 1
3WL91110AT810AA0 | ACCESSORIES CIRCUIT BREAKER 3WL LCD DISPLAY, 4ROW FOR ETU45 WITH DISPLAY ILLUM. CUSTOMERUPGRADABLE | 231.12 | TEM | 1 | LP | 0.06 | 1
3WL91110BA140AA0 | ACCESS.F. 3WL/3VL CIRC.BREAKER CAPACITOR STORAGE UNIT F.SHUNT TRIP RATED CONTROL VOLTAGE AC 50/60HZ 220240V,DC 220250V | 698.83 | TEM | 1 | LP | 0.52 | 1
3WL91110BA210AA0 | ACCESSORIES CIRCUIT BREAKER 3WL PROT.COVER F. MECH. ON/OFF LOCK MOUNT F. SAFETY LOCK | 130.31 | TEM | 1 | LP | 0.1 | 1
3WL91110BA220AA0 | ACCESSORIES CIRCUIT BREAKER 3WL PROT.COVER F. MECH. ON/OFF SAFETY LOCK CES | 249.75 | TEM | 1 | LP | 0.3 | 1
3WL91110BA310AA0 | ACCESSORIES CIRCUIT BREAKER 3WL LOCKING DEVICE OFFPOSITION CASTELL LOCK IN OPER.PANEL FUNCTION SAFE OFF SEPARATOR OPER. IEC 609472 | 122.65 | TEM | 1 | LP | 0.2 | 1
3WL91110BA350AA0 | ACCESSORIES CIRCUIT BREAKER 3WL LOCKING DEVICE OFFPOSITION PROFALUX LOCK IN OPER.PANEL FUNCTION SAFE OFF SEPARATOR OPER. IEC 609472 | 203.79 | TEM | 1 | LP | 0.25 | 1
3WL91110BA580AA0 | ACCESSORIES CIRCUIT BREAKER 3WL LOCKING DEVICE F. INSERT AGAINST UNAUTH. SWITCHING ON W. LOCK IN CABINET DOOR AND LOCKING COMPONENT EFFECTIVE IN OPERATING POS. MAKE: RONIS | 460.68 | TEM | 1 | LP | 0.3 | 1
3WL91110BA710AA0 | ACCESSORIES CIRCUIT BREAKER 3WL LOCKING DEVICE F. MANUAL DRIVE LEVER | 143.66 | TEM | 1 | LP | 0.08 | 1
3WL91110BA770AA0 | ACCESSORIES CIRCUIT BREAKER 3WL LOCKING DEVICE AGAINST TRAVERSING OF CIRC. BREAKER SAFETY LOCK AT CRANK HOLE RONIS LOCK | 496.59 | TEM | 1 | LP | 0.3 | 1
3WL91110BB130AA0 | ACCESSORIES CIRCUIT BREAKER 3WL LOCKING DEVICE AGAINST OPENING THE CABINET DOOR (OUTWITTABLE) | 158.46 | TEM | 1 | LP | 0.15 | 1
3WL91110BB150AA0 | ACCESSORIES CIRCUIT BREAKER 3WL LOCKING DEVICE AGAINST TRAVERSING OF CIRC. BREAKER WITH DOOR OPEN | 158.46 | TEM | 1 | LP | 0.15 | 1
3WL91110BB210AA0 | ACCESSORIES CIRCUIT BREAKER 3WL MUTUAL MECHANICAL INTERLOCK W. CABLE PULL 2M FOR FIXED MOUNT. SWITCH | 523.09 | TEM | 1 | LP | 2.7 | 1
3WL91110BB220AA0 | ACCESSORIES CIRCUIT BREAKER 3WL MUTUAL MECHANICAL INTERLOCK W. CABLE PULL 2M FOR GUIDE FRAME | 464.61 | TEM | 1 | LP | 1.1 | 1
3WL91110BB230AA0 | ACCESSORIES CIRCUIT BREAKER 3WL MUTUAL MECHANICAL INTERLOCK COMP. FOR WITHDR. CIRC.BR. WITHOUT FRAME | 70.48 | TEM | 1 | LP | 0.15 | 1
3WL91110BB240AA0 | ACCESSORIES CIRCUIT BREAKER 3WL MUTUAL MECHANICAL INTERLOCK W. C.PULL 2M FOR WITHD.CIR.BR. WITH GUIDE FRAME | 523.09 | TEM | 1 | LP | 1.13 | 1
3WL91110BB250AA0 | ACCESSORIES CIRCUIT BREAKER 3WL BOWDEN WIRE F. MUTUAL MECH. INTERLOCKINGS, 2M, THREAD M5 | 114.06 | TEM | 1 | LP | 0.18 | 1
3WL91110BB260AA0 | ACCESSORIES CIRCUIT BREAKER 3WL BOWDEN WIRE F. MUTUAL MECH. INTERLOCKINGS, 3M, THREAD M5 | 149.97 | TEM | 1 | LP | 0.23 | 1
3WL91110BB270AA0 | ACCESSORIES CIRCUIT BREAKER 3WL BOWDEN WIRE F. MUTUAL MECH. INTERLOCKINGS, 4.5M, THREAD M5 | 207.72 | TEM | 1 | LP | 0.4 | 1
3WL91110BB300AA0 | CIRCUITBREAKER ACCESSOR. 3WL MUTUAL MECHANICAL LOCKING FOR WITHDRAWABLE C.B. SIZE 3 | 52.99 | TEM | 1 | LP | 0.1 | 1
3WL91110BB450AA0 | ACCESSORIES CIRCUIT BREAKER 3WL BOWDEN WIRE F. MUTUAL MECH. INTERLOCKINGS, 2M, THREAD M8X1 | 114.06 | TEM | 1 | LP | 0.15 | 1
3WL91110BB460AA0 | ACCESSORIES CIRCUIT BREAKER 3WL BOWDEN WIRE F. MUTUAL MECH. INTERLOCKINGS, 3M, THREAD M8X1 | 149.97 | TEM | 1 | LP | 0.22 | 1
3WL91110BB470AA0 | ACCESSORIES CIRCUIT BREAKER 3WL BOWDEN WIRE F. MUTUAL MECH. INTERLOCKINGS,4.5M, THREAD M8X1 | 207.72 | TEM | 1 | LP | 0.36 | 1
3WL91110BB500AA0 | ACCESSORIES CIRCUIT BREAKER 3WL BRACKET ANGLE F.FIXED MOUNT. F. MOUNTING ON THE CABINET WALL 1 PAIR (2OFF) | 212.38 | TEM | 1 | LP | 7 | 1
3WL91110BC030AA0 | READYMADE CABLING F. CUBICLE BUS MODULE 2 M LONG | 14.7 | TEM | 1 | LP | 0.06 | 1
3WL91110BC110AA0 | ACCESSORIES CIRCUITBREAKER 3WL KIT FOR CONV. FIXEDMOUNTED TO WITHDRAWABLE SIZE 1 3POLE (AUX.CURRENT SHIFT MODULES AND GUIDE FRAMES ARE TO BE ORDERED INDIVIDUALLY) | 361.53 | TEM | 1 | LP | 5.1 | 1
3WL91110BC150AA0 | ACCESSORIES CIRCUITBREAKER 3WL KIT FOR CONV. FIXEDMOUNTED TO WITHDRAWABLE SIZE 2 4POLE (AUX.CURRENT SHIFT MODULES AND GUIDE FRAMES ARE TO BE ORDERED INDIVIDUALLY) | 538.57 | TEM | 1 | LP | 6.45 | 1
3WL91110BC200AA0 | CONNECTION CABLE TO ADAPT THE BDA AND BDA PLUS ONTO THE ETU AT THE 3WL CIRCUIT BREAKER, LENGTH 1M | 38.3 | TEM | 1 | LP | 0.2 | 1
3WL91128AH470AA0 | ACCESSORIES CIRCUIT BREAKER 3WL 1 CLUTCH WITH RING F. MUTUAL ME LOCKING DEVICE. | 24.63 | TEM | 1 | LP | 0.16 | 1
3WL93115AA000AA2 | ACCESSORIES CIRCUITBREAKER 3WL OVERCURRENT RELEASE ETU15B LI PROTECTION OPTION W/O RATED CURRENT ID MODULE | 1093.17 | TEM | 1 | LP | 0.72 | 1
3WL93125AA000AA2 | ACCESSORIES CIRCUITBREAKER 3WL OVERCURRENT RELEASE ETU25B LSI PROTECTION OPTION W/O RATED CURRENT ID MODULE | 1210.54 | TEM | 1 | LP | 0.72 | 1
3WL93145AA000AA2 | ACCESSORIES CIRCUITBREAKER 3WL OVERCURRENT RELEASE ETU45B LSIN PROTECTION OPTION NO MEASUREMENT FUNCTION NO DISPLAY W/O EARTH FAULT MODULE WITH CUBICLE BUS CONNECTION | 1476.01 | TEM | 1 | LP | 0.72 | 1
3WL11122CB364GA2 | WITHDRAWABLE CIRCUIT BREAKER WITH GUIDE FRAME 3POLE, SIZE I, IEC IN=1250A TO 690V, AC50/60HZ ICU=55KA AT 500V REAR CONNECTION HORIZONTAL ELECTRONIC TRIP UNIT ETU 25 LSI PROT. ADJUST.B. 0.41 IN MOT./MAN. OPER.MECHAN. W.STOR. DRIVE MOTOR AC 50/60HZ 208240V BZW DC 220250V REQU. AC 50/60HZ 230V, DC 220V WITH 1ST AUXILIARY RELEASE SHUNT TRIP"F", F1 AC50/60HZ 230V/ DC 220V,100%ED WITHOUT 2ND SHUNT TRIP 2NO+2NC 2NO+2NC | 6150.38 | TEM | 1 | LP | 70 | 1
3WL11162CB354GS4 | WITHDRAWABLE CIRCUIT BREAKER WITHOUT GUIDE FRAME 3POLE, SIZE I, IEC IN=1600A TO 690V, AC50/60HZ ICU=55KA AT 500V REAR CONNECTION HORIZONTAL ELECTRONIC TRIP UNIT ETU 25 LSI PROT. ADJUST.B. 0.41 IN MOT./MAN. OPER.MECHAN. W.STOR. DRIVE MOTOR AC 50/60HZ 208240V BZW DC 220250V REQU. AC 50/60HZ 230V, DC 220V WITH 1ST AUXILIARY RELEASE SHUNT TRIP"F", F1 AC50/60HZ 230V/ DC 220V,100%ED WITH 2ND AUX. RELEASE "RC", F4 UNDERVOLTAGE, W.DELAY 0,23,2S AC208240V, DC220250V, 100% ED 4NO+4NC 4NO+4NC | 7133.63 | TEM | 1 | LP | 45 | 1
3WL12322CB354GS4 | WITHDRAWABLE CIRCUIT BREAKER WITHOUT GUIDE FRAME 3POLE, SIZE II, IEC IN=3200A TO 690V, AC50/60HZ ICU=66KA AT 500V REAR CONNECTION HORIZONTAL ELECTRONIC TRIP UNIT ETU 25 LSI PROT. ADJUST.B. 0.41 IN MOT./MAN. OPER.MECHAN. W.STOR. DRIVE MOTOR AC 50/60HZ 208240V BZW DC 220250V REQU. AC 50/60HZ 230V, DC 220V WITH 1ST AUXILIARY RELEASE SHUNT TRIP"F", F1 AC50/60HZ 230V/ DC 220V,100%ED WITH 2ND AUX. RELEASE "RC", F4 UNDERVOLTAGE, W.DELAY 0,23,2S AC208240V, DC220250V, 100% ED 4NO+4NC 4NO+4NC | 10675.4 | TEM | 1 | LP | 68 | 1
3WL12402CB374GS4 | WITHDRAWABLE CIRCUIT BREAKER WITH GUIDE FRAME 3POLE, SIZE II, IEC IN=4000A TO 690V, AC50/60HZ ICU=66KA AT 500V REAR CONNECTION VERTICAL ELECTRONIC TRIP UNIT ETU 25 LSI PROT. ADJUST.B. 0.41 IN MOT./MAN. OPER.MECHAN. W.STOR. DRIVE MOTOR AC 50/60HZ 208240V BZW DC 220250V REQU. AC 50/60HZ 230V, DC 220V WITH 1ST AUXILIARY RELEASE SHUNT TRIP"F", F1 AC50/60HZ 230V/ DC 220V,100%ED WITH 2ND AUX. RELEASE "RC", F4 UNDERVOLTAGE, W.DELAY 0,23,2S AC208240V, DC220250V, 100% ED 4NO+4NC 4NO+4NC | 17793.1 | TEM | 1 | LP | 121 | 1
3WL91110AH140AA0 | ACCESSORIES CIRCUIT BREAKER 3WL 1ST TRIP SIGNALLING SWITCH 1CO; S24 | 70.17 | TEM | 1 | LP | 0.08 | 1
3WL91110AP010AA0 | ACCESSORIES CIRCUIT BREAKER 3WL DOOR SEALING FRAME IP41 FOR INST. IN CONTR.CABINET DOOR | 173.26 | TEM | 1 | LP | 0.36 | 1
3WL11062AA351AA2 | WITHDRAW. NONAUT. CIRCUITB. WITHOUT GUIDE FRAME 3POLE, SIZE I, IEC IN=630A TO 690V, AC50/60HZ ICU=55KA AT 500V REAR CONNECTION HORIZONTAL WITHOUT OVERCURRENT TRIP W. MAN. OPER. MECHAN. & STORAGE WITH MECHANICAL REQUEST WITHOUT 1ST SHUNT TRIP WITHOUT 2ND SHUNT TRIP 2NO+2NC 2NO+2NC | 2181.78 | TEM | 1 | LP | 45 | 1
3WL11062BB321AA2 | FIXEDMOUNTED CIRCUIT BREAKER 3POLE, SIZE I, IEC IN=630A TO 690V, AC50/60HZ ICU=55KA AT 500V REAR CONNECTION HORIZONTAL ELECTRONIC TRIP UNIT ETU 15 LI PROT. ADJUST.B. 0.51 IN W. MAN. OPER. MECHAN. & STORAGE WITH MECHANICAL REQUEST WITHOUT 1ST SHUNT TRIP WITHOUT 2ND SHUNT TRIP 2NO+2NC 2NO+2NC | 2701.35 | TEM | 1 | LP | 43 | 1
3WL11062BB324AP2 | FIXEDMOUNTED CIRCUIT BREAKER 3POLE, SIZE I, IEC IN=630A TO 690V, AC50/60HZ ICU=55KA AT 500V REAR CONNECTION HORIZONTAL ELECTRONIC TRIP UNIT ETU 15 LI PROT. ADJUST.B. 0.51 IN MOT./MAN. OPER.MECHAN. W.STOR. DRIVE MOTOR AC 50/60HZ 208240V BZW DC 220250V REQU. AC 50/60HZ 230V, DC 220V WITHOUT 1ST SHUNT TRIP WITH 2ND AUX. RELEASE "R", F3 UNDERVOLTAGE, NONDEL. AC50/60HZ 380415V 2NO+2NC 2NO+2NC | 3977.3 | TEM | 1 | LP | 43 | 1
3WL11062BB324GN2 | FIXEDMOUNTED CIRCUIT BREAKER 3POLE, SIZE I, IEC IN=630A TO 690V, AC50/60HZ ICU=55KA AT 500V REAR CONNECTION HORIZONTAL ELECTRONIC TRIP UNIT ETU 15 LI PROT. ADJUST.B. 0.51 IN MOT./MAN. OPER.MECHAN. W.STOR. DRIVE MOTOR AC 50/60HZ 208240V BZW DC 220250V REQU. AC 50/60HZ 230V, DC 220V WITH 1ST AUXILIARY RELEASE SHUNT TRIP"F", F1 AC50/60HZ 230V/ DC 220V,100%ED WITH 2ND AUX. RELEASE "R", F3 UNDERVOLTAGE, NONDEL. AC 208240V, DC 220250V 2NO+2NC 2NO+2NC | 4161.22 | TEM | 1 | LP | 43 | 1
3WL11062BB334GA2 | FIXEDMOUNTED CIRCUIT BREAKER 3POLE, SIZE I, IEC IN=630A TO 690V, AC50/60HZ ICU=55KA AT 500V FRNT.CONN. TOP/BOT. SINGLEHOLE ELECTRONIC TRIP UNIT ETU 15 LI PROT. ADJUST.B. 0.51 IN MOT./MAN. OPER.MECHAN. W.STOR. DRIVE MOTOR AC 50/60HZ 208240V BZW DC 220250V REQU. AC 50/60HZ 230V, DC 220V WITH 1ST AUXILIARY RELEASE SHUNT TRIP"F", F1 AC50/60HZ 230V/ DC 220V,100%ED WITHOUT 2ND SHUNT TRIP 2NO+2NC 2NO+2NC | 4184.92 | TEM | 1 | LP | 43 | 1
3WL11062CB364GA4 | WITHDRAWABLE CIRCUIT BREAKER WITH GUIDE FRAME 3POLE, SIZE I, IEC IN=630A TO 690V, AC50/60HZ ICU=55KA AT 500V REAR CONNECTION HORIZONTAL ELECTRONIC TRIP UNIT ETU 25 LSI PROT. ADJUST.B. 0.41 IN MOT./MAN. OPER.MECHAN. W.STOR. DRIVE MOTOR AC 50/60HZ 208240V BZW DC 220250V REQU. AC 50/60HZ 230V, DC 220V WITH 1ST AUXILIARY RELEASE SHUNT TRIP"F", F1 AC50/60HZ 230V/ DC 220V,100%ED WITHOUT 2ND SHUNT TRIP 4NO+4NC 4NO+4NC | 5403.01 | TEM | 1 | LP | 70 | 1
3WL11062CB461AA2 | WITHDRAWABLE CIRCUIT BREAKER WITH GUIDE FRAME 4POLE, SIZE I, IEC IN=630A TO 690V, AC50/60HZ ICU=55KA AT 500V REAR CONNECTION HORIZONTAL ELECTRONIC TRIP UNIT ETU 25 LSI PROT. ADJUST.B. 0.41 IN W. MAN. OPER. MECHAN. & STORAGE WITH MECHANICAL REQUEST WITHOUT 1ST SHUNT TRIP WITHOUT 2ND SHUNT TRIP 2NO+2NC 2NO+2NC | 5718.38 | TEM | 1 | LP | 84 | 1
3WL11062EB311AA2 | FIXEDMOUNTED CIRCUIT BREAKER 3POLE, SIZE I, IEC IN=630A TO 690V, AC50/60HZ ICU=55KA AT 500V REAR CONNECTION VERTICAL ELECTRONIC TRIP UNIT ETU 45 LSIN PROT. ADJUST.B. 0.41 IN WITH CUBICLE BUS COMMUN./MEASURING FUNCT../ W. MAN. OPER. MECHAN. & STORAGE WITH MECHANICAL REQUEST WITHOUT 1ST SHUNT TRIP WITHOUT 2ND SHUNT TRIP 2NO+2NC 2NO+2NC | 3326.49 | TEM | 1 | LP | 43 | 1
3WL11063BB361AA2 | WITHDRAWABLE CIRCUIT BREAKER WITH GUIDE FRAME 3POLE, SIZE I, IEC IN=630A TO 690V, AC50/60HZ ICU=66KA AT 500V REAR CONNECTION HORIZONTAL ELECTRONIC TRIP UNIT ETU 15 LI PROT. ADJUST.B. 0.51 IN W. MAN. OPER. MECHAN. & STORAGE WITH MECHANICAL REQUEST WITHOUT 1ST SHUNT TRIP WITHOUT 2ND SHUNT TRIP 2NO+2NC 2NO+2NC | 4059.27 | TEM | 1 | LP | 70 | 1
3WL11063BB484GA4 | WITHDRAWABLE CIRCUIT BREAKER WITH GUIDE FRAME 4POLE, SIZE I, IEC IN=630A TO 690V, AC50/60HZ ICU=66KA AT 500V W. CONNECTION FLANGE ELECTRONIC TRIP UNIT ETU 15 LI PROT. ADJUST.B. 0.51 IN MOT./MAN. OPER.MECHAN. W.STOR. DRIVE MOTOR AC 50/60HZ 208240V BZW DC 220250V REQU. AC 50/60HZ 230V, DC 220V WITH 1ST AUXILIARY RELEASE SHUNT TRIP"F", F1 AC50/60HZ 230V/ DC 220V,100%ED WITHOUT 2ND SHUNT TRIP 4NO+4NC 4NO+4NC | 7618.95 | TEM | 1 | LP | 84 | 1
3WL11063CB351AA2 | WITHDRAWABLE CIRCUIT BREAKER WITHOUT GUIDE FRAME 3POLE, SIZE I, IEC IN=630A TO 690V, AC50/60HZ ICU=66KA AT 500V REAR CONNECTION HORIZONTAL ELECTRONIC TRIP UNIT ETU 25 LSI PROT. ADJUST.B. 0.41 IN W. MAN. OPER. MECHAN. & STORAGE WITH MECHANICAL REQUEST WITHOUT 1ST SHUNT TRIP WITHOUT 2ND SHUNT TRIP 2NO+2NC 2NO+2NC | 3417.57 | TEM | 1 | LP | 45 | 1
3WL11064AA324GG4 | FIXEDMOUNT NONAUT. CIRCUITB. 3POLE, SIZE I, IEC IN=630A TO 690V, AC50/60HZ ICU=85KA AT 500V REAR CONNECTION HORIZONTAL WITHOUT OVERCURRENT TRIP MOT./MAN. OPER.MECHAN. W.STOR. DRIVE MOTOR AC 50/60HZ 208240V BZW DC 220250V REQU. AC 50/60HZ 230V, DC 220V WITH 1ST AUXILIARY RELEASE SHUNT TRIP"F", F1 AC50/60HZ 230V/ DC 220V,100%ED WITH 2ND AUX. RELEASE "F", F2 SHUNT TRIP AC 230V/ DC 220V, 100%ED 4NO+4NC 4NO+4NC | 3908.16 | TEM | 1 | LP | 43 | 1
3WL11082BB321AA2 | FIXEDMOUNTED CIRCUIT BREAKER 3POLE, SIZE I, IEC IN=800A TO 690V, AC50/60HZ ICU=55KA AT 500V REAR CONNECTION HORIZONTAL ELECTRONIC TRIP UNIT ETU 15 LI PROT. ADJUST.B. 0.51 IN W. MAN. OPER. MECHAN. & STORAGE WITH MECHANICAL REQUEST WITHOUT 1ST SHUNT TRIP WITHOUT 2ND SHUNT TRIP 2NO+2NC 2NO+2NC | 2819.34 | TEM | 1 | LP | 43 | 1
3WL11082BB324GP2 | FIXEDMOUNTED CIRCUIT BREAKER 3POLE, SIZE I, IEC IN=800A TO 690V, AC50/60HZ ICU=55KA AT 500V REAR CONNECTION HORIZONTAL ELECTRONIC TRIP UNIT ETU 15 LI PROT. ADJUST.B. 0.51 IN MOT./MAN. OPER.MECHAN. W.STOR. DRIVE MOTOR AC 50/60HZ 208240V BZW DC 220250V REQU. AC 50/60HZ 230V, DC 220V WITH 1ST AUXILIARY RELEASE SHUNT TRIP"F", F1 AC50/60HZ 230V/ DC 220V,100%ED WITH 2ND AUX. RELEASE "R", F3 UNDERVOLTAGE, NONDEL. AC50/60HZ 380415V 2NO+2NC 2NO+2NC | 4279.21 | TEM | 1 | LP | 43 | 1
3WL11082BB334GA2 | FIXEDMOUNTED CIRCUIT BREAKER 3POLE, SIZE I, IEC IN=800A TO 690V, AC50/60HZ ICU=55KA AT 500V FRNT.CONN. TOP/BOT. SINGLEHOLE ELECTRONIC TRIP UNIT ETU 15 LI PROT. ADJUST.B. 0.51 IN MOT./MAN. OPER.MECHAN. W.STOR. DRIVE MOTOR AC 50/60HZ 208240V BZW DC 220250V REQU. AC 50/60HZ 230V, DC 220V WITH 1ST AUXILIARY RELEASE SHUNT TRIP"F", F1 AC50/60HZ 230V/ DC 220V,100%ED WITHOUT 2ND SHUNT TRIP 2NO+2NC 2NO+2NC | 4312.22 | TEM | 1 | LP | 43 | 1
3WL11082BB461AA2 | WITHDRAWABLE CIRCUIT BREAKER WITH GUIDE FRAME 4POLE, SIZE I, IEC IN=800A TO 690V, AC50/60HZ ICU=55KA AT 500V REAR CONNECTION HORIZONTAL ELECTRONIC TRIP UNIT ETU 15 LI PROT. ADJUST.B. 0.51 IN W. MAN. OPER. MECHAN. & STORAGE WITH MECHANICAL REQUEST WITHOUT 1ST SHUNT TRIP WITHOUT 2ND SHUNT TRIP 2NO+2NC 2NO+2NC | 5750.46 | TEM | 1 | LP | 84 | 1
3WL11082CB321AN2 | FIXEDMOUNTED CIRCUIT BREAKER 3POLE, SIZE I, IEC IN=800A TO 690V, AC50/60HZ ICU=55KA AT 500V REAR CONNECTION HORIZONTAL ELECTRONIC TRIP UNIT ETU 25 LSI PROT. ADJUST.B. 0.41 IN W. MAN. OPER. MECHAN. & STORAGE WITH MECHANICAL REQUEST WITHOUT 1ST SHUNT TRIP WITH 2ND AUX. RELEASE "R", F3 UNDERVOLTAGE, NONDEL. AC 208240V, DC 220250V 2NO+2NC 2NO+2NC | 3141.33 | TEM | 1 | LP | 43 | 1
3WL11082CB324AS2 | FIXEDMOUNTED CIRCUIT BREAKER 3POLE, SIZE I, IEC IN=800A TO 690V, AC50/60HZ ICU=55KA AT 500V REAR CONNECTION HORIZONTAL ELECTRONIC TRIP UNIT ETU 25 LSI PROT. ADJUST.B. 0.41 IN MOT./MAN. OPER.MECHAN. W.STOR. DRIVE MOTOR AC 50/60HZ 208240V BZW DC 220250V REQU. AC 50/60HZ 230V, DC 220V WITHOUT 1ST SHUNT TRIP WITH 2ND AUX. RELEASE "RC", F4 UNDERVOLTAGE, W.DELAY 0,23,2S AC208240V, DC220250V, 100% ED 2NO+2NC 2NO+2NC | 4508.25 | TEM | 1 | LP | 43 | 1
3WL11082CB364AA2 | WITHDRAWABLE CIRCUIT BREAKER WITH GUIDE FRAME 3POLE, SIZE I, IEC IN=800A TO 690V, AC50/60HZ ICU=55KA AT 500V REAR CONNECTION HORIZONTAL ELECTRONIC TRIP UNIT ETU 25 LSI PROT. ADJUST.B. 0.41 IN MOT./MAN. OPER.MECHAN. W.STOR. DRIVE MOTOR AC 50/60HZ 208240V BZW DC 220250V REQU. AC 50/60HZ 230V, DC 220V WITHOUT 1ST SHUNT TRIP WITHOUT 2ND SHUNT TRIP 2NO+2NC 2NO+2NC | 5150.88 | TEM | 1 | LP | 70 | 1
3WL11082EB311AA2 | FIXEDMOUNTED CIRCUIT BREAKER 3POLE, SIZE I, IEC IN=800A TO 690V, AC50/60HZ ICU=55KA AT 500V REAR CONNECTION VERTICAL ELECTRONIC TRIP UNIT ETU 45 LSIN PROT. ADJUST.B. 0.41 IN WITH CUBICLE BUS COMMUN./MEASURING FUNCT../ W. MAN. OPER. MECHAN. & STORAGE WITH MECHANICAL REQUEST WITHOUT 1ST SHUNT TRIP WITHOUT 2ND SHUNT TRIP 2NO+2NC 2NO+2NC | 3453.8 | TEM | 1 | LP | 43 | 1
3WL11082EB351GA4 | WITHDRAWABLE CIRCUIT BREAKER WITHOUT GUIDE FRAME 3POLE, SIZE I, IEC IN=800A TO 690V, AC50/60HZ ICU=55KA AT 500V REAR CONNECTION HORIZONTAL ELECTRONIC TRIP UNIT ETU 45 LSIN PROT. ADJUST.B. 0.41 IN WITH CUBICLE BUS COMMUN./MEASURING FUNCT../ W. MAN. OPER. MECHAN. & STORAGE WITH MECHANICAL REQUEST WITH 1ST AUXILIARY RELEASE SHUNT TRIP"F", F1 AC50/60HZ 230V/ DC 220V,100%ED WITHOUT 2ND SHUNT TRIP 4NO+4NC 4NO+4NC | 4012.28 | TEM | 1 | LP | 45 | 1
3WL11083BB321AA2 | FIXEDMOUNTED CIRCUIT BREAKER 3POLE, SIZE I, IEC IN=800A TO 690V, AC50/60HZ ICU=66KA AT 500V REAR CONNECTION HORIZONTAL ELECTRONIC TRIP UNIT ETU 15 LI PROT. ADJUST.B. 0.51 IN W. MAN. OPER. MECHAN. & STORAGE WITH MECHANICAL REQUEST WITHOUT 1ST SHUNT TRIP WITHOUT 2ND SHUNT TRIP 2NO+2NC 2NO+2NC | 3108.11 | TEM | 1 | LP | 43 | 1
3WL11083CB351AA2 | WITHDRAWABLE CIRCUIT BREAKER WITHOUT GUIDE FRAME 3POLE, SIZE I, IEC IN=800A TO 690V, AC50/60HZ ICU=66KA AT 500V REAR CONNECTION HORIZONTAL ELECTRONIC TRIP UNIT ETU 25 LSI PROT. ADJUST.B. 0.41 IN W. MAN. OPER. MECHAN. & STORAGE WITH MECHANICAL REQUEST WITHOUT 1ST SHUNT TRIP WITHOUT 2ND SHUNT TRIP 2NO+2NC 2NO+2NC | 3559.37 | TEM | 1 | LP | 45 | 1
3WL11083CB354GA2 | WITHDRAWABLE CIRCUIT BREAKER WITHOUT GUIDE FRAME 3POLE, SIZE I, IEC IN=800A TO 690V, AC50/60HZ ICU=66KA AT 500V REAR CONNECTION HORIZONTAL ELECTRONIC TRIP UNIT ETU 25 LSI PROT. ADJUST.B. 0.41 IN MOT./MAN. OPER.MECHAN. W.STOR. DRIVE MOTOR AC 50/60HZ 208240V BZW DC 220250V REQU. AC 50/60HZ 230V, DC 220V WITH 1ST AUXILIARY RELEASE SHUNT TRIP"F", F1 AC50/60HZ 230V/ DC 220V,100%ED WITHOUT 2ND SHUNT TRIP 2NO+2NC 2NO+2NC | 4801.78 | TEM | 1 | LP | 45 | 1
3WL11083CB364GA2 | WITHDRAWABLE CIRCUIT BREAKER WITH GUIDE FRAME 3POLE, SIZE I, IEC IN=800A TO 690V, AC50/60HZ ICU=66KA AT 500V REAR CONNECTION HORIZONTAL ELECTRONIC TRIP UNIT ETU 25 LSI PROT. ADJUST.B. 0.41 IN MOT./MAN. OPER.MECHAN. W.STOR. DRIVE MOTOR AC 50/60HZ 208240V BZW DC 220250V REQU. AC 50/60HZ 230V, DC 220V WITH 1ST AUXILIARY RELEASE SHUNT TRIP"F", F1 AC50/60HZ 230V/ DC 220V,100%ED WITHOUT 2ND SHUNT TRIP 2NO+2NC 2NO+2NC | 5565.61 | TEM | 1 | LP | 70 | 1
3WL11083DG324GN2 | FIXEDMOUNTED CIRCUIT BREAKER 3POLE, SIZE I, IEC IN=800A TO 690V, AC50/60HZ ICU=66KA AT 500V REAR CONNECTION HORIZONTAL ELECTRONIC TRIP UNIT ETU 27 LSING PROT. ADJUST.B 0.41IN EARTH FAULT/ NPROT. INTEGRATED MOT./MAN. OPER.MECHAN. W.STOR. DRIVE MOTOR AC 50/60HZ 208240V BZW DC 220250V REQU. AC 50/60HZ 230V, DC 220V WITH 1ST AUXILIARY RELEASE SHUNT TRIP"F", F1 AC50/60HZ 230V/ DC 220V,100%ED WITH 2ND AUX. RELEASE "R", F3 UNDERVOLTAGE, NONDEL. AC 208240V, DC 220250V 2NO+2NC 2NO+2NC | 5242.79 | TEM | 1 | LP | 43 | 1
3WL11102AA334AM2 | FIXEDMOUNT NONAUT. CIRCUITB. 3POLE, SIZE I, IEC IN=1000A TO 690V, AC50/60HZ ICU=55KA AT 500V FRNT.CONN. TOP/BOT. SINGLEHOLE WITHOUT OVERCURRENT TRIP MOT./MAN. OPER.MECHAN. W.STOR. DRIVE MOTOR AC 50/60HZ 208240V BZW DC 220250V REQU. AC 50/60HZ 230V, DC 220V WITHOUT 1ST SHUNT TRIP WITH 2ND AUX. RELEASE "R", F3 UNDERVOLTAGE, NONDEL. AC110 127V, DC110125V 2NO+2NC 2NO+2NC | 3689.57 | TEM | 1 | LP | 43 | 1
3WL11102AA344EA4 | FIXEDMOUNT NONAUT. CIRCUITB. 3POLE, SIZE I, IEC IN=1000A TO 690V, AC50/60HZ ICU=55KA AT 500V FRNT.CONN. TOP/BOT. DUALHOLE WITHOUT OVERCURRENT TRIP MOT./MAN. OPER.MECHAN. W.STOR. DRIVE MOTOR AC 50/60HZ 208240V BZW DC 220250V REQU. AC 50/60HZ 230V, DC 220V WITH 1ST AUXILIARY RELEASE SHUNT TRIP"F", F1 DC 60V, 100% ED WITHOUT 2ND SHUNT TRIP 4NO+4NC 4NO+4NC | 3875.14 | TEM | 1 | LP | 43 | 1
3WL11102BB321AA2 | FIXEDMOUNTED CIRCUIT BREAKER 3POLE, SIZE I, IEC IN=1000A TO 690V, AC50/60HZ ICU=55KA AT 500V REAR CONNECTION HORIZONTAL ELECTRONIC TRIP UNIT ETU 15 LI PROT. ADJUST.B. 0.51 IN W. MAN. OPER. MECHAN. & STORAGE WITH MECHANICAL REQUEST WITHOUT 1ST SHUNT TRIP WITHOUT 2ND SHUNT TRIP 2NO+2NC 2NO+2NC | 3032.55 | TEM | 1 | LP | 43 | 1
3WL11102BB324GN2 | FIXEDMOUNTED CIRCUIT BREAKER 3POLE, SIZE I, IEC IN=1000A TO 690V, AC50/60HZ ICU=55KA AT 500V REAR CONNECTION HORIZONTAL ELECTRONIC TRIP UNIT ETU 15 LI PROT. ADJUST.B. 0.51 IN MOT./MAN. OPER.MECHAN. W.STOR. DRIVE MOTOR AC 50/60HZ 208240V BZW DC 220250V REQU. AC 50/60HZ 230V, DC 220V WITH 1ST AUXILIARY RELEASE SHUNT TRIP"F", F1 AC50/60HZ 230V/ DC 220V,100%ED WITH 2ND AUX. RELEASE "R", F3 UNDERVOLTAGE, NONDEL. AC 208240V, DC 220250V 2NO+2NC 2NO+2NC | 4492.42 | TEM | 1 | LP | 43 | 1
3WL11102BB331AA2 | FIXEDMOUNTED CIRCUIT BREAKER 3POLE, SIZE I, IEC IN=1000A TO 690V, AC50/60HZ ICU=55KA AT 500V FRNT.CONN. TOP/BOT. SINGLEHOLE ELECTRONIC TRIP UNIT ETU 15 LI PROT. ADJUST.B. 0.51 IN W. MAN. OPER. MECHAN. & STORAGE WITH MECHANICAL REQUEST WITHOUT 1ST SHUNT TRIP WITHOUT 2ND SHUNT TRIP 2NO+2NC 2NO+2NC | 3319.25 | TEM | 1 | LP | 43 | 1
3WL11102BB334AM2 | FIXEDMOUNTED CIRCUIT BREAKER 3POLE, SIZE I, IEC IN=1000A TO 690V, AC50/60HZ ICU=55KA AT 500V FRNT.CONN. TOP/BOT. SINGLEHOLE ELECTRONIC TRIP UNIT ETU 15 LI PROT. ADJUST.B. 0.51 IN MOT./MAN. OPER.MECHAN. W.STOR. DRIVE MOTOR AC 50/60HZ 208240V BZW DC 220250V REQU. AC 50/60HZ 230V, DC 220V WITHOUT 1ST SHUNT TRIP WITH 2ND AUX. RELEASE "R", F3 UNDERVOLTAGE, NONDEL. AC110 127V, DC110125V 2NO+2NC 2NO+2NC | 4595.19 | TEM | 1 | LP | 43 | 1
3WL11102BB361AA2 | WITHDRAWABLE CIRCUIT BREAKER WITH GUIDE FRAME 3POLE, SIZE I, IEC IN=1000A TO 690V, AC50/60HZ ICU=55KA AT 500V REAR CONNECTION HORIZONTAL ELECTRONIC TRIP UNIT ETU 15 LI PROT. ADJUST.B. 0.51 IN W. MAN. OPER. MECHAN. & STORAGE WITH MECHANICAL REQUEST WITHOUT 1ST SHUNT TRIP WITHOUT 2ND SHUNT TRIP 2NO+2NC 2NO+2NC | 4260.06 | TEM | 1 | LP | 70 | 1
3WL11102BB365FA4 | WITHDRAWABLE CIRCUIT BREAKER WITH GUIDE FRAME 3POLE, SIZE I, IEC IN=1000A TO 690V, AC50/60HZ ICU=55KA AT 500V REAR CONNECTION HORIZONTAL ELECTRONIC TRIP UNIT ETU 15 LI PROT. ADJUST.B. 0.51 IN MOT./MAN. OPER.MECHAN. W.STOR. DRIVE MOTOR AC 50/60HZ110127V BZW DC 110125V REQU. AC 50/60HZ 110V, DC 110V WITH 1ST AUXILIARY RELEASE SHUNT TRIP"F", F1 AC50/60HZ 110V/ DC 110V, 100%ED WITHOUT 2ND SHUNT TRIP 4NO+4NC 4NO+4NC | 5712.48 | TEM | 1 | LP | 70 | 1
3WL11102BB421AA2 | FIXEDMOUNTED CIRCUIT BREAKER 4POLE, SIZE I, IEC IN=1000A TO 690V, AC50/60HZ ICU=55KA AT 500V REAR CONNECTION HORIZONTAL ELECTRONIC TRIP UNIT ETU 15 LI PROT. ADJUST.B. 0.51 IN W. MAN. OPER. MECHAN. & STORAGE WITH MECHANICAL REQUEST WITHOUT 1ST SHUNT TRIP WITHOUT 2ND SHUNT TRIP 2NO+2NC 2NO+2NC | 4587.12 | TEM | 1 | LP | 50 | 1
3WL11102BB464GA2 | WITHDRAWABLE CIRCUIT BREAKER WITH GUIDE FRAME 4POLE, SIZE I, IEC IN=1000A TO 690V, AC50/60HZ ICU=55KA AT 500V REAR CONNECTION HORIZONTAL ELECTRONIC TRIP UNIT ETU 15 LI PROT. ADJUST.B. 0.51 IN MOT./MAN. OPER.MECHAN. W.STOR. DRIVE MOTOR AC 50/60HZ 208240V BZW DC 220250V REQU. AC 50/60HZ 230V, DC 220V WITH 1ST AUXILIARY RELEASE SHUNT TRIP"F", F1 AC50/60HZ 230V/ DC 220V,100%ED WITHOUT 2ND SHUNT TRIP 2NO+2NC 2NO+2NC | 7475.18 | TEM | 1 | LP | 84 | 1
3WL11102CB321AA2 | FIXEDMOUNTED CIRCUIT BREAKER 3POLE, SIZE I, IEC IN=1000A TO 690V, AC50/60HZ ICU=55KA AT 500V REAR CONNECTION HORIZONTAL ELECTRONIC TRIP UNIT ETU 25 LSI PROT. ADJUST.B. 0.41 IN W. MAN. OPER. MECHAN. & STORAGE WITH MECHANICAL REQUEST WITHOUT 1ST SHUNT TRIP WITHOUT 2ND SHUNT TRIP 2NO+2NC 2NO+2NC | 3137.09 | TEM | 1 | LP | 43 | 1
3WL11102DG366BT4 | WITHDRAWABLE CIRCUIT BREAKER WITH GUIDE FRAME 3POLE, SIZE I, IEC IN=1000A TO 690V, AC50/60HZ ICU=55KA AT 500V REAR CONNECTION HORIZONTAL ELECTRONIC TRIP UNIT ETU 27 LSING PROT. ADJUST.B 0.41IN EARTH FAULT/ NPROT. INTEGRATED MOT./MAN. OPER.MECHAN. W.STOR. DRIVE MOTOR DC 2430 V REQUEST DC 24V WITH 1ST AUXILIARY RELEASE SHUNT TRIP"F", F1 DC 24V; 100% ED WITH 2ND AUX. RELEASE "RC", F4 UNDERVOLTAGE, W.DELAY 0,23,2S AC50/60HZ 380415V 4NO+4NC 4NO+4NC | 6970.41 | TEM | 1 | LP | 70 | 1
3WL11102EB311AA2 | FIXEDMOUNTED CIRCUIT BREAKER 3POLE, SIZE I, IEC IN=1000A TO 690V, AC50/60HZ ICU=55KA AT 500V REAR CONNECTION VERTICAL ELECTRONIC TRIP UNIT ETU 45 LSIN PROT. ADJUST.B. 0.41 IN WITH CUBICLE BUS COMMUN./MEASURING FUNCT../ W. MAN. OPER. MECHAN. & STORAGE WITH MECHANICAL REQUEST WITHOUT 1ST SHUNT TRIP WITHOUT 2ND SHUNT TRIP 2NO+2NC 2NO+2NC | 3703.23 | TEM | 1 | LP | 43 | 1
3WL11102EB321AA2 | FIXEDMOUNTED CIRCUIT BREAKER 3POLE, SIZE I, IEC IN=1000A TO 690V, AC50/60HZ ICU=55KA AT 500V REAR CONNECTION HORIZONTAL ELECTRONIC TRIP UNIT ETU 45 LSIN PROT. ADJUST.B. 0.41 IN WITH CUBICLE BUS COMMUN./MEASURING FUNCT../ W. MAN. OPER. MECHAN. & STORAGE WITH MECHANICAL REQUEST WITHOUT 1ST SHUNT TRIP WITHOUT 2ND SHUNT TRIP 2NO+2NC 2NO+2NC | 3416.54 | TEM | 1 | LP | 43 | 1
3WL11102FB321AA2 | FIXEDMOUNTED CIRCUIT BREAKER 3POLE, SIZE I, IEC IN=1000A TO 690V, AC50/60HZ ICU=55KA AT 500V REAR CONNECTION HORIZONTAL ELECTRONIC TRIP UNIT ETU 45 LSIN PROT ADJUST. 0.41 IN WITH DISPLAY AND CUBICLE BUS COMM./MEASURING FUNC./EARTH FLT./ZSS OPTION W. MAN. OPER. MECHAN. & STORAGE WITH MECHANICAL REQUEST WITHOUT 1ST SHUNT TRIP WITHOUT 2ND SHUNT TRIP 2NO+2NC 2NO+2NC | 3620.43 | TEM | 1 | LP | 43 | 1
3WL11103BB321AA2 | FIXEDMOUNTED CIRCUIT BREAKER 3POLE, SIZE I, IEC IN=1000A TO 690V, AC50/60HZ ICU=66KA AT 500V REAR CONNECTION HORIZONTAL ELECTRONIC TRIP UNIT ETU 15 LI PROT. ADJUST.B. 0.51 IN W. MAN. OPER. MECHAN. & STORAGE WITH MECHANICAL REQUEST WITHOUT 1ST SHUNT TRIP WITHOUT 2ND SHUNT TRIP 2NO+2NC 2NO+2NC | 3338.91 | TEM | 1 | LP | 43 | 1
3WL11103BB324AN2 | FIXEDMOUNTED CIRCUIT BREAKER 3POLE, SIZE I, IEC IN=1000A TO 690V, AC50/60HZ ICU=66KA AT 500V REAR CONNECTION HORIZONTAL ELECTRONIC TRIP UNIT ETU 15 LI PROT. ADJUST.B. 0.51 IN MOT./MAN. OPER.MECHAN. W.STOR. DRIVE MOTOR AC 50/60HZ 208240V BZW DC 220250V REQU. AC 50/60HZ 230V, DC 220V WITHOUT 1ST SHUNT TRIP WITH 2ND AUX. RELEASE "R", F3 UNDERVOLTAGE, NONDEL. AC 208240V, DC 220250V 2NO+2NC 2NO+2NC | 4600.93 | TEM | 1 | LP | 43 | 1
3WL11103CB324AN2 | FIXEDMOUNTED CIRCUIT BREAKER 3POLE, SIZE I, IEC IN=1000A TO 690V, AC50/60HZ ICU=66KA AT 500V REAR CONNECTION HORIZONTAL ELECTRONIC TRIP UNIT ETU 25 LSI PROT. ADJUST.B. 0.41 IN MOT./MAN. OPER.MECHAN. W.STOR. DRIVE MOTOR AC 50/60HZ 208240V BZW DC 220250V REQU. AC 50/60HZ 230V, DC 220V WITHOUT 1ST SHUNT TRIP WITH 2ND AUX. RELEASE "R", F3 UNDERVOLTAGE, NONDEL. AC 208240V, DC 220250V 2NO+2NC 2NO+2NC | 4719.39 | TEM | 1 | LP | 43 | 1
3WL11103CB351AA2 | WITHDRAWABLE CIRCUIT BREAKER WITHOUT GUIDE FRAME 3POLE, SIZE I, IEC IN=1000A TO 690V, AC50/60HZ ICU=66KA AT 500V REAR CONNECTION HORIZONTAL ELECTRONIC TRIP UNIT ETU 25 LSI PROT. ADJUST.B. 0.41 IN W. MAN. OPER. MECHAN. & STORAGE WITH MECHANICAL REQUEST WITHOUT 1ST SHUNT TRIP WITHOUT 2ND SHUNT TRIP 2NO+2NC 2NO+2NC | 3811.91 | TEM | 1 | LP | 45 | 1
3WL11103CB361AA2 | WITHDRAWABLE CIRCUIT BREAKER WITH GUIDE FRAME 3POLE, SIZE I, IEC IN=1000A TO 690V, AC50/60HZ ICU=66KA AT 500V REAR CONNECTION HORIZONTAL ELECTRONIC TRIP UNIT ETU 25 LSI PROT. ADJUST.B. 0.41 IN W. MAN. OPER. MECHAN. & STORAGE WITH MECHANICAL REQUEST WITHOUT 1ST SHUNT TRIP WITHOUT 2ND SHUNT TRIP 2NO+2NC 2NO+2NC | 4600.58 | TEM | 1 | LP | 70 | 1
3WL11104AA364AS2 | WITHDRAW. NONAUT. CIRCUITB. WITH GUIDE FRAME 3POLE, SIZE I, IEC IN=1000A TO 690V, AC50/60HZ ICU=85KA AT 500V REAR CONNECTION HORIZONTAL WITHOUT OVERCURRENT TRIP MOT./MAN. OPER.MECHAN. W.STOR. DRIVE MOTOR AC 50/60HZ 208240V BZW DC 220250V REQU. AC 50/60HZ 230V, DC 220V WITHOUT 1ST SHUNT TRIP WITH 2ND AUX. RELEASE "RC", F4 UNDERVOLTAGE, W.DELAY 0,23,2S AC208240V, DC220250V, 100% ED 2NO+2NC 2NO+2NC | 5480.12 | TEM | 1 | LP | 70 | 1
3WL11104BB311AP2 | FIXEDMOUNTED CIRCUIT BREAKER 3POLE, SIZE I, IEC IN=1000A TO 690V, AC50/60HZ ICU=85KA AT 500V REAR CONNECTION VERTICAL ELECTRONIC TRIP UNIT ETU 15 LI PROT. ADJUST.B. 0.51 IN W. MAN. OPER. MECHAN. & STORAGE WITH MECHANICAL REQUEST WITHOUT 1ST SHUNT TRIP WITH 2ND AUX. RELEASE "R", F3 UNDERVOLTAGE, NONDEL. AC50/60HZ 380415V 2NO+2NC 2NO+2NC | 4045.92 | TEM | 1 | LP | 43 | 1
3WL11122AA321AA2 | FIXEDMOUNT NONAUT. CIRCUITB. 3POLE, SIZE I, IEC IN=1250A TO 690V, AC50/60HZ ICU=55KA AT 500V REAR CONNECTION HORIZONTAL WITHOUT OVERCURRENT TRIP W. MAN. OPER. MECHAN. & STORAGE WITH MECHANICAL REQUEST WITHOUT 1ST SHUNT TRIP WITHOUT 2ND SHUNT TRIP 2NO+2NC 2NO+2NC | 2834.87 | TEM | 1 | LP | 43 | 1
3WL11122BB321AA2 | FIXEDMOUNTED CIRCUIT BREAKER 3POLE, SIZE I, IEC IN=1250A TO 690V, AC50/60HZ ICU=55KA AT 500V REAR CONNECTION HORIZONTAL ELECTRONIC TRIP UNIT ETU 15 LI PROT. ADJUST.B. 0.51 IN W. MAN. OPER. MECHAN. & STORAGE WITH MECHANICAL REQUEST WITHOUT 1ST SHUNT TRIP WITHOUT 2ND SHUNT TRIP 2NO+2NC 2NO+2NC | 3740.49 | TEM | 1 | LP | 43 | 1
3WL11122BB334GN4 | FIXEDMOUNTED CIRCUIT BREAKER 3POLE, SIZE I, IEC IN=1250A TO 690V, AC50/60HZ ICU=55KA AT 500V FRNT.CONN. TOP/BOT. SINGLEHOLE ELECTRONIC TRIP UNIT ETU 15 LI PROT. ADJUST.B. 0.51 IN MOT./MAN. OPER.MECHAN. W.STOR. DRIVE MOTOR AC 50/60HZ 208240V BZW DC 220250V REQU. AC 50/60HZ 230V, DC 220V WITH 1ST AUXILIARY RELEASE SHUNT TRIP"F", F1 AC50/60HZ 230V/ DC 220V,100%ED WITH 2ND AUX. RELEASE "R", F3 UNDERVOLTAGE, NONDEL. AC 208240V, DC 220250V 4NO+4NC 4NO+4NC | 5703.26 | TEM | 1 | LP | 43 | 1
3WL11122BB361AA2 | WITHDRAWABLE CIRCUIT BREAKER WITH GUIDE FRAME 3POLE, SIZE I, IEC IN=1250A TO 690V, AC50/60HZ ICU=55KA AT 500V REAR CONNECTION HORIZONTAL ELECTRONIC TRIP UNIT ETU 15 LI PROT. ADJUST.B. 0.51 IN W. MAN. OPER. MECHAN. & STORAGE WITH MECHANICAL REQUEST WITHOUT 1ST SHUNT TRIP WITHOUT 2ND SHUNT TRIP 2NO+2NC 2NO+2NC | 4803.44 | TEM | 1 | LP | 70 | 1
3WL11122CB311AA2 | FIXEDMOUNTED CIRCUIT BREAKER 3POLE, SIZE I, IEC IN=1250A TO 690V, AC50/60HZ ICU=55KA AT 500V REAR CONNECTION VERTICAL ELECTRONIC TRIP UNIT ETU 25 LSI PROT. ADJUST.B. 0.41 IN W. MAN. OPER. MECHAN. & STORAGE WITH MECHANICAL REQUEST WITHOUT 1ST SHUNT TRIP WITHOUT 2ND SHUNT TRIP 2NO+2NC 2NO+2NC | 4137.93 | TEM | 1 | LP | 43 | 1
3WL11122CB321AA2 | FIXEDMOUNTED CIRCUIT BREAKER 3POLE, SIZE I, IEC IN=1250A TO 690V, AC50/60HZ ICU=55KA AT 500V REAR CONNECTION HORIZONTAL ELECTRONIC TRIP UNIT ETU 25 LSI PROT. ADJUST.B. 0.41 IN W. MAN. OPER. MECHAN. & STORAGE WITH MECHANICAL REQUEST WITHOUT 1ST SHUNT TRIP WITHOUT 2ND SHUNT TRIP 2NO+2NC 2NO+2NC | 3845.03 | TEM | 1 | LP | 43 | 1
3WL11122CB324GA2 | FIXEDMOUNTED CIRCUIT BREAKER 3POLE, SIZE I, IEC IN=1250A TO 690V, AC50/60HZ ICU=55KA AT 500V REAR CONNECTION HORIZONTAL ELECTRONIC TRIP UNIT ETU 25 LSI PROT. ADJUST.B. 0.41 IN MOT./MAN. OPER.MECHAN. W.STOR. DRIVE MOTOR AC 50/60HZ 208240V BZW DC 220250V REQU. AC 50/60HZ 230V, DC 220V WITH 1ST AUXILIARY RELEASE SHUNT TRIP"F", F1 AC50/60HZ 230V/ DC 220V,100%ED WITHOUT 2ND SHUNT TRIP 2NO+2NC 2NO+2NC | 5087.44 | TEM | 1 | LP | 43 | 1
3WL11122CB354AN4 | WITHDRAWABLE CIRCUIT BREAKER WITHOUT GUIDE FRAME 3POLE, SIZE I, IEC IN=1250A TO 690V, AC50/60HZ ICU=55KA AT 500V REAR CONNECTION HORIZONTAL ELECTRONIC TRIP UNIT ETU 25 LSI PROT. ADJUST.B. 0.41 IN MOT./MAN. OPER.MECHAN. W.STOR. DRIVE MOTOR AC 50/60HZ 208240V BZW DC 220250V REQU. AC 50/60HZ 230V, DC 220V WITHOUT 1ST SHUNT TRIP WITH 2ND AUX. RELEASE "R", F3 UNDERVOLTAGE, NONDEL. AC 208240V, DC 220250V 4NO+4NC 4NO+4NC | 5600.07 | TEM | 1 | LP | 45 | 1
3WL11122CB361AS2 | WITHDRAWABLE CIRCUIT BREAKER WITH GUIDE FRAME 3POLE, SIZE I, IEC IN=1250A TO 690V, AC50/60HZ ICU=55KA AT 500V REAR CONNECTION HORIZONTAL ELECTRONIC TRIP UNIT ETU 25 LSI PROT. ADJUST.B. 0.41 IN W. MAN. OPER. MECHAN. & STORAGE WITH MECHANICAL REQUEST WITHOUT 1ST SHUNT TRIP WITH 2ND AUX. RELEASE "RC", F4 UNDERVOLTAGE, W.DELAY 0,23,2S AC208240V, DC220250V, 100% ED 2NO+2NC 2NO+2NC | 5433.85 | TEM | 1 | LP | 70 | 1
3WL11122CB364GA2 | WITHDRAWABLE CIRCUIT BREAKER WITH GUIDE FRAME 3POLE, SIZE I, IEC IN=1250A TO 690V, AC50/60HZ ICU=55KA AT 500V REAR CONNECTION HORIZONTAL ELECTRONIC TRIP UNIT ETU 25 LSI PROT. ADJUST.B. 0.41 IN MOT./MAN. OPER.MECHAN. W.STOR. DRIVE MOTOR AC 50/60HZ 208240V BZW DC 220250V REQU. AC 50/60HZ 230V, DC 220V WITH 1ST AUXILIARY RELEASE SHUNT TRIP"F", F1 AC50/60HZ 230V/ DC 220V,100%ED WITHOUT 2ND SHUNT TRIP 2NO+2NC 2NO+2NC | 6150.38 | TEM | 1 | LP | 70 | 1
3WL11122DG324GA4 | FIXEDMOUNTED CIRCUIT BREAKER 3POLE, SIZE I, IEC IN=1250A TO 690V, AC50/60HZ ICU=55KA AT 500V REAR CONNECTION HORIZONTAL ELECTRONIC TRIP UNIT ETU 27 LSING PROT. ADJUST.B 0.41IN EARTH FAULT/ NPROT. INTEGRATED MOT./MAN. OPER.MECHAN. W.STOR. DRIVE MOTOR AC 50/60HZ 208240V BZW DC 220250V REQU. AC 50/60HZ 230V, DC 220V WITH 1ST AUXILIARY RELEASE SHUNT TRIP"F", F1 AC50/60HZ 230V/ DC 220V,100%ED WITHOUT 2ND SHUNT TRIP 4NO+4NC 4NO+4NC | 5867.73 | TEM | 1 | LP | 43 | 1
3WL11122EG364GA2 | WITHDRAWABLE CIRCUIT BREAKER WITH GUIDE FRAME 3POLE, SIZE I, IEC IN=1250A TO 690V, AC50/60HZ ICU=55KA AT 500V REAR CONNECTION HORIZONTAL ELECTRONIC TRIP UNIT ETU 45 LSIN PROT ADJUST. 0.41 IN WITH CUBICLE BUS AND EARTH FLT COMMUN./MEASURING FUNC./ ZSS OPTION MOT./MAN. OPER.MECHAN. W.STOR. DRIVE MOTOR AC 50/60HZ 208240V BZW DC 220250V REQU. AC 50/60HZ 230V, DC 220V WITH 1ST AUXILIARY RELEASE SHUNT TRIP"F", F1 AC50/60HZ 230V/ DC 220V,100%ED WITHOUT 2ND SHUNT TRIP 2NO+2NC 2NO+2NC | 7034.27 | TEM | 1 | LP | 70 | 1
3WL11123CB321AA2 | FIXEDMOUNTED CIRCUIT BREAKER 3POLE, SIZE I, IEC IN=1250A TO 690V, AC50/60HZ ICU=66KA AT 500V REAR CONNECTION HORIZONTAL ELECTRONIC TRIP UNIT ETU 25 LSI PROT. ADJUST.B. 0.41 IN W. MAN. OPER. MECHAN. & STORAGE WITH MECHANICAL REQUEST WITHOUT 1ST SHUNT TRIP WITHOUT 2ND SHUNT TRIP 2NO+2NC 2NO+2NC | 4089.29 | TEM | 1 | LP | 43 | 1
3WL11123CB324AT2 | FIXEDMOUNTED CIRCUIT BREAKER 3POLE, SIZE I, IEC IN=1250A TO 690V, AC50/60HZ ICU=66KA AT 500V REAR CONNECTION HORIZONTAL ELECTRONIC TRIP UNIT ETU 25 LSI PROT. ADJUST.B. 0.41 IN MOT./MAN. OPER.MECHAN. W.STOR. DRIVE MOTOR AC 50/60HZ 208240V BZW DC 220250V REQU. AC 50/60HZ 230V, DC 220V WITHOUT 1ST SHUNT TRIP WITH 2ND AUX. RELEASE "RC", F4 UNDERVOLTAGE, W.DELAY 0,23,2S AC50/60HZ 380415V 2NO+2NC 2NO+2NC | 5730.9 | TEM | 1 | LP | 43 | 1
3WL11123CB324GP2 | FIXEDMOUNTED CIRCUIT BREAKER 3POLE, SIZE I, IEC IN=1250A TO 690V, AC50/60HZ ICU=66KA AT 500V REAR CONNECTION HORIZONTAL ELECTRONIC TRIP UNIT ETU 25 LSI PROT. ADJUST.B. 0.41 IN MOT./MAN. OPER.MECHAN. W.STOR. DRIVE MOTOR AC 50/60HZ 208240V BZW DC 220250V REQU. AC 50/60HZ 230V, DC 220V WITH 1ST AUXILIARY RELEASE SHUNT TRIP"F", F1 AC50/60HZ 230V/ DC 220V,100%ED WITH 2ND AUX. RELEASE "R", F3 UNDERVOLTAGE, NONDEL. AC50/60HZ 380415V 2NO+2NC 2NO+2NC | 5549.15 | TEM | 1 | LP | 43 | 1
3WL11123CB361AA2 | WITHDRAWABLE CIRCUIT BREAKER WITH GUIDE FRAME 3POLE, SIZE I, IEC IN=1250A TO 690V, AC50/60HZ ICU=66KA AT 500V REAR CONNECTION HORIZONTAL ELECTRONIC TRIP UNIT ETU 25 LSI PROT. ADJUST.B. 0.41 IN W. MAN. OPER. MECHAN. & STORAGE WITH MECHANICAL REQUEST WITHOUT 1ST SHUNT TRIP WITHOUT 2ND SHUNT TRIP 2NO+2NC 2NO+2NC | 5169.83 | TEM | 1 | LP | 70 | 1
3WL11123CB421AA2 | FIXEDMOUNTED CIRCUIT BREAKER 4POLE, SIZE I, IEC IN=1250A TO 690V, AC50/60HZ ICU=66KA AT 500V REAR CONNECTION HORIZONTAL ELECTRONIC TRIP UNIT ETU 25 LSI PROT. ADJUST.B. 0.41 IN W. MAN. OPER. MECHAN. & STORAGE WITH MECHANICAL REQUEST WITHOUT 1ST SHUNT TRIP WITHOUT 2ND SHUNT TRIP 2NO+2NC 2NO+2NC | 5476.19 | TEM | 1 | LP | 50 | 1
3WL11162AA324GA2 | FIXEDMOUNT NONAUT. CIRCUITB. 3POLE, SIZE I, IEC IN=1600A TO 690V, AC50/60HZ ICU=55KA AT 500V REAR CONNECTION HORIZONTAL WITHOUT OVERCURRENT TRIP MOT./MAN. OPER.MECHAN. W.STOR. DRIVE MOTOR AC 50/60HZ 208240V BZW DC 220250V REQU. AC 50/60HZ 230V, DC 220V WITH 1ST AUXILIARY RELEASE SHUNT TRIP"F", F1 AC50/60HZ 230V/ DC 220V,100%ED WITHOUT 2ND SHUNT TRIP 2NO+2NC 2NO+2NC | 4841.11 | TEM | 1 | LP | 43 | 1
3WL11162AA464GA4 | WITHDRAW. NONAUT. CIRCUITB. WITH GUIDE FRAME 4POLE, SIZE I, IEC IN=1600A TO 690V, AC50/60HZ ICU=55KA AT 500V REAR CONNECTION HORIZONTAL WITHOUT OVERCURRENT TRIP MOT./MAN. OPER.MECHAN. W.STOR. DRIVE MOTOR AC 50/60HZ 208240V BZW DC 220250V REQU. AC 50/60HZ 230V, DC 220V WITH 1ST AUXILIARY RELEASE SHUNT TRIP"F", F1 AC50/60HZ 230V/ DC 220V,100%ED WITHOUT 2ND SHUNT TRIP 4NO+4NC 4NO+4NC | 7892.19 | TEM | 1 | LP | 84 | 1
3WL11162BB321AA2 | FIXEDMOUNTED CIRCUIT BREAKER 3POLE, SIZE I, IEC IN=1600A TO 690V, AC50/60HZ ICU=55KA AT 500V REAR CONNECTION HORIZONTAL ELECTRONIC TRIP UNIT ETU 15 LI PROT. ADJUST.B. 0.51 IN W. MAN. OPER. MECHAN. & STORAGE WITH MECHANICAL REQUEST WITHOUT 1ST SHUNT TRIP WITHOUT 2ND SHUNT TRIP 2NO+2NC 2NO+2NC | 4504.32 | TEM | 1 | LP | 43 | 1
3WL11162BB321AN2 | FIXEDMOUNTED CIRCUIT BREAKER 3POLE, SIZE I, IEC IN=1600A TO 690V, AC50/60HZ ICU=55KA AT 500V REAR CONNECTION HORIZONTAL ELECTRONIC TRIP UNIT ETU 15 LI PROT. ADJUST.B. 0.51 IN W. MAN. OPER. MECHAN. & STORAGE WITH MECHANICAL REQUEST WITHOUT 1ST SHUNT TRIP WITH 2ND AUX. RELEASE "R", F3 UNDERVOLTAGE, NONDEL. AC 208240V, DC 220250V 2NO+2NC 2NO+2NC | 4721.77 | TEM | 1 | LP | 43 | 1
3WL11162BB324AA2 | FIXEDMOUNTED CIRCUIT BREAKER 3POLE, SIZE I, IEC IN=1600A TO 690V, AC50/60HZ ICU=55KA AT 500V REAR CONNECTION HORIZONTAL ELECTRONIC TRIP UNIT ETU 15 LI PROT. ADJUST.B. 0.51 IN MOT./MAN. OPER.MECHAN. W.STOR. DRIVE MOTOR AC 50/60HZ 208240V BZW DC 220250V REQU. AC 50/60HZ 230V, DC 220V WITHOUT 1ST SHUNT TRIP WITHOUT 2ND SHUNT TRIP 2NO+2NC 2NO+2NC | 5562.81 | TEM | 1 | LP | 43 | 1
3WL11162BB361AA2 | WITHDRAWABLE CIRCUIT BREAKER WITH GUIDE FRAME 3POLE, SIZE I, IEC IN=1600A TO 690V, AC50/60HZ ICU=55KA AT 500V REAR CONNECTION HORIZONTAL ELECTRONIC TRIP UNIT ETU 15 LI PROT. ADJUST.B. 0.51 IN W. MAN. OPER. MECHAN. & STORAGE WITH MECHANICAL REQUEST WITHOUT 1ST SHUNT TRIP WITHOUT 2ND SHUNT TRIP 2NO+2NC 2NO+2NC | 5663.52 | TEM | 1 | LP | 70 | 1
3WL11162BB421AA2 | FIXEDMOUNTED CIRCUIT BREAKER 4POLE, SIZE I, IEC IN=1600A TO 690V, AC50/60HZ ICU=55KA AT 500V REAR CONNECTION HORIZONTAL ELECTRONIC TRIP UNIT ETU 15 LI PROT. ADJUST.B. 0.51 IN W. MAN. OPER. MECHAN. & STORAGE WITH MECHANICAL REQUEST WITHOUT 1ST SHUNT TRIP WITHOUT 2ND SHUNT TRIP 2NO+2NC 2NO+2NC | 5850.86 | TEM | 1 | LP | 50 | 1
3WL11162CB321AA2 | FIXEDMOUNTED CIRCUIT BREAKER 3POLE, SIZE I, IEC IN=1600A TO 690V, AC50/60HZ ICU=55KA AT 500V REAR CONNECTION HORIZONTAL ELECTRONIC TRIP UNIT ETU 25 LSI PROT. ADJUST.B. 0.41 IN W. MAN. OPER. MECHAN. & STORAGE WITH MECHANICAL REQUEST WITHOUT 1ST SHUNT TRIP WITHOUT 2ND SHUNT TRIP 2NO+2NC 2NO+2NC | 4608.86 | TEM | 1 | LP | 43 | 1
3WL11162CB323GA4 | FIXEDMOUNTED CIRCUIT BREAKER 3POLE, SIZE I, IEC IN=1600A TO 690V, AC50/60HZ ICU=55KA AT 500V REAR CONNECTION HORIZONTAL ELECTRONIC TRIP UNIT ETU 25 LSI PROT. ADJUST.B. 0.41 IN W. MAN. OPER. MECHAN. & STORAGE WITH ELECTRICAL + MECH. REQUEST AC 50/60HZ 230V, DC 220V WITH 1ST AUXILIARY RELEASE SHUNT TRIP"F", F1 AC50/60HZ 230V/ DC 220V,100%ED WITHOUT 2ND SHUNT TRIP 4NO+4NC 4NO+4NC | 5186.7 | TEM | 1 | LP | 43 | 1
3WL11162CB324GA2 | FIXEDMOUNTED CIRCUIT BREAKER 3POLE, SIZE I, IEC IN=1600A TO 690V, AC50/60HZ ICU=55KA AT 500V REAR CONNECTION HORIZONTAL ELECTRONIC TRIP UNIT ETU 25 LSI PROT. ADJUST.B. 0.41 IN MOT./MAN. OPER.MECHAN. W.STOR. DRIVE MOTOR AC 50/60HZ 208240V BZW DC 220250V REQU. AC 50/60HZ 230V, DC 220V WITH 1ST AUXILIARY RELEASE SHUNT TRIP"F", F1 AC50/60HZ 230V/ DC 220V,100%ED WITHOUT 2ND SHUNT TRIP 2NO+2NC 2NO+2NC | 5851.27 | TEM | 1 | LP | 43 | 1
3WL11162CB344GN2 | FIXEDMOUNTED CIRCUIT BREAKER 3POLE, SIZE I, IEC IN=1600A TO 690V, AC50/60HZ ICU=55KA AT 500V FRNT.CONN. TOP/BOT. DUALHOLE ELECTRONIC TRIP UNIT ETU 25 LSI PROT. ADJUST.B. 0.41 IN MOT./MAN. OPER.MECHAN. W.STOR. DRIVE MOTOR AC 50/60HZ 208240V BZW DC 220250V REQU. AC 50/60HZ 230V, DC 220V WITH 1ST AUXILIARY RELEASE SHUNT TRIP"F", F1 AC50/60HZ 230V/ DC 220V,100%ED WITH 2ND AUX. RELEASE "R", F3 UNDERVOLTAGE, NONDEL. AC 208240V, DC 220250V 2NO+2NC 2NO+2NC | 6266.41 | TEM | 1 | LP | 43 | 1
3WL11162CB354GS4 | WITHDRAWABLE CIRCUIT BREAKER WITHOUT GUIDE FRAME 3POLE, SIZE I, IEC IN=1600A TO 690V, AC50/60HZ ICU=55KA AT 500V REAR CONNECTION HORIZONTAL ELECTRONIC TRIP UNIT ETU 25 LSI PROT. ADJUST.B. 0.41 IN MOT./MAN. OPER.MECHAN. W.STOR. DRIVE MOTOR AC 50/60HZ 208240V BZW DC 220250V REQU. AC 50/60HZ 230V, DC 220V WITH 1ST AUXILIARY RELEASE SHUNT TRIP"F", F1 AC50/60HZ 230V/ DC 220V,100%ED WITH 2ND AUX. RELEASE "RC", F4 UNDERVOLTAGE, W.DELAY 0,23,2S AC208240V, DC220250V, 100% ED 4NO+4NC 4NO+4NC | 7133.63 | TEM | 1 | LP | 45 | 1
3WL11162CB365AM2 | WITHDRAWABLE CIRCUIT BREAKER WITH GUIDE FRAME 3POLE, SIZE I, IEC IN=1600A TO 690V, AC50/60HZ ICU=55KA AT 500V REAR CONNECTION HORIZONTAL ELECTRONIC TRIP UNIT ETU 25 LSI PROT. ADJUST.B. 0.41 IN MOT./MAN. OPER.MECHAN. W.STOR. DRIVE MOTOR AC 50/60HZ110127V BZW DC 110125V REQU. AC 50/60HZ 110V, DC 110V WITHOUT 1ST SHUNT TRIP WITH 2ND AUX. RELEASE "R", F3 UNDERVOLTAGE, NONDEL. AC110 127V, DC110125V 2NO+2NC 2NO+2NC | 7044 | TEM | 1 | LP | 70 | 1
3WL11162CB424GA2 | FIXEDMOUNTED CIRCUIT BREAKER 4POLE, SIZE I, IEC IN=1600A TO 690V, AC50/60HZ ICU=55KA AT 500V REAR CONNECTION HORIZONTAL ELECTRONIC TRIP UNIT ETU 25 LSI PROT. ADJUST.B. 0.41 IN MOT./MAN. OPER.MECHAN. W.STOR. DRIVE MOTOR AC 50/60HZ 208240V BZW DC 220250V REQU. AC 50/60HZ 230V, DC 220V WITH 1ST AUXILIARY RELEASE SHUNT TRIP"F", F1 AC50/60HZ 230V/ DC 220V,100%ED WITHOUT 2ND SHUNT TRIP 2NO+2NC 2NO+2NC | 7197.8 | TEM | 1 | LP | 50 | 1
3WL11162CB464GA2 | WITHDRAWABLE CIRCUIT BREAKER WITH GUIDE FRAME 4POLE, SIZE I, IEC IN=1600A TO 690V, AC50/60HZ ICU=55KA AT 500V REAR CONNECTION HORIZONTAL ELECTRONIC TRIP UNIT ETU 25 LSI PROT. ADJUST.B. 0.41 IN MOT./MAN. OPER.MECHAN. W.STOR. DRIVE MOTOR AC 50/60HZ 208240V BZW DC 220250V REQU. AC 50/60HZ 230V, DC 220V WITH 1ST AUXILIARY RELEASE SHUNT TRIP"F", F1 AC50/60HZ 230V/ DC 220V,100%ED WITHOUT 2ND SHUNT TRIP 2NO+2NC 2NO+2NC | 8692.34 | TEM | 1 | LP | 84 | 1
3WL11162DG464GA4 | WITHDRAWABLE CIRCUIT BREAKER WITH GUIDE FRAME 4POLE, SIZE I, IEC IN=1600A TO 690V, AC50/60HZ ICU=55KA AT 500V REAR CONNECTION HORIZONTAL ELECTRONIC TRIP UNIT ETU 27 LSING PROT. ADJUST.B 0.41IN EARTH FAULT/ NPROT. INTEGRATED MOT./MAN. OPER.MECHAN. W.STOR. DRIVE MOTOR AC 50/60HZ 208240V BZW DC 220250V REQU. AC 50/60HZ 230V, DC 220V WITH 1ST AUXILIARY RELEASE SHUNT TRIP"F", F1 AC50/60HZ 230V/ DC 220V,100%ED WITHOUT 2ND SHUNT TRIP 4NO+4NC 4NO+4NC | 9472.63 | TEM | 1 | LP | 84 | 1
3WL11162EG321BA2 | FIXEDMOUNTED CIRCUIT BREAKER 3POLE, SIZE I, IEC IN=1600A TO 690V, AC50/60HZ ICU=55KA AT 500V REAR CONNECTION HORIZONTAL ELECTRONIC TRIP UNIT ETU 45 LSIN PROT ADJUST. 0.41 IN WITH CUBICLE BUS AND EARTH FLT COMMUN./MEASURING FUNC./ ZSS OPTION W. MAN. OPER. MECHAN. & STORAGE WITH MECHANICAL REQUEST WITH 1ST AUXILIARY RELEASE SHUNT TRIP"F", F1 DC 24V; 100% ED WITHOUT 2ND SHUNT TRIP 2NO+2NC 2NO+2NC | 5676.66 | TEM | 1 | LP | 43 | 1
3WL11162FG321AA2 | FIXEDMOUNTED CIRCUIT BREAKER 3POLE, SIZE I, IEC IN=1600A TO 690V, AC50/60HZ ICU=55KA AT 500V REAR CONNECTION HORIZONTAL ELECTRONIC TRIP UNIT ETU 45 LSIN PROT ADJUST. 0.41 IN WITH DISPLAY AND CUBICLE BUS WITH EARTH FLT. COMM./MEASURING FUNC./ZSS OPTION W. MAN. OPER. MECHAN. & STORAGE WITH MECHANICAL REQUEST WITHOUT 1ST SHUNT TRIP WITHOUT 2ND SHUNT TRIP 2NO+2NC 2NO+2NC | 5740.11 | TEM | 1 | LP | 43 | 1
3WL11163BB321AA2 | FIXEDMOUNTED CIRCUIT BREAKER 3POLE, SIZE I, IEC IN=1600A TO 690V, AC50/60HZ ICU=66KA AT 500V REAR CONNECTION HORIZONTAL ELECTRONIC TRIP UNIT ETU 15 LI PROT. ADJUST.B. 0.51 IN W. MAN. OPER. MECHAN. & STORAGE WITH MECHANICAL REQUEST WITHOUT 1ST SHUNT TRIP WITHOUT 2ND SHUNT TRIP 2NO+2NC 2NO+2NC | 4828.28 | TEM | 1 | LP | 43 | 1
3WL11163BB324AN4 | FIXEDMOUNTED CIRCUIT BREAKER 3POLE, SIZE I, IEC IN=1600A TO 690V, AC50/60HZ ICU=66KA AT 500V REAR CONNECTION HORIZONTAL ELECTRONIC TRIP UNIT ETU 15 LI PROT. ADJUST.B. 0.51 IN MOT./MAN. OPER.MECHAN. W.STOR. DRIVE MOTOR AC 50/60HZ 208240V BZW DC 220250V REQU. AC 50/60HZ 230V, DC 220V WITHOUT 1ST SHUNT TRIP WITH 2ND AUX. RELEASE "R", F3 UNDERVOLTAGE, NONDEL. AC 208240V, DC 220250V 4NO+4NC 4NO+4NC | 6314.22 | TEM | 1 | LP | 43 | 1
3WL11163BB421AA2 | FIXEDMOUNTED CIRCUIT BREAKER 4POLE, SIZE I, IEC IN=1600A TO 690V, AC50/60HZ ICU=66KA AT 500V REAR CONNECTION HORIZONTAL ELECTRONIC TRIP UNIT ETU 15 LI PROT. ADJUST.B. 0.51 IN W. MAN. OPER. MECHAN. & STORAGE WITH MECHANICAL REQUEST WITHOUT 1ST SHUNT TRIP WITHOUT 2ND SHUNT TRIP 2NO+2NC 2NO+2NC | 6481.69 | TEM | 1 | LP | 50 | 1
3WL11163CB321AA2 | FIXEDMOUNTED CIRCUIT BREAKER 3POLE, SIZE I, IEC IN=1600A TO 690V, AC50/60HZ ICU=66KA AT 500V REAR CONNECTION HORIZONTAL ELECTRONIC TRIP UNIT ETU 25 LSI PROT. ADJUST.B. 0.41 IN W. MAN. OPER. MECHAN. & STORAGE WITH MECHANICAL REQUEST WITHOUT 1ST SHUNT TRIP WITHOUT 2ND SHUNT TRIP 2NO+2NC 2NO+2NC | 4932.81 | TEM | 1 | LP | 43 | 1
3WL11163CB341GA2 | FIXEDMOUNTED CIRCUIT BREAKER 3POLE, SIZE I, IEC IN=1600A TO 690V, AC50/60HZ ICU=66KA AT 500V FRNT.CONN. TOP/BOT. DUALHOLE ELECTRONIC TRIP UNIT ETU 25 LSI PROT. ADJUST.B. 0.41 IN W. MAN. OPER. MECHAN. & STORAGE WITH MECHANICAL REQUEST WITH 1ST AUXILIARY RELEASE SHUNT TRIP"F", F1 AC50/60HZ 230V/ DC 220V,100%ED WITHOUT 2ND SHUNT TRIP 2NO+2NC 2NO+2NC | 6195.82 | TEM | 1 | LP | 43 | 1
3WL11163CB351AA2 | WITHDRAWABLE CIRCUIT BREAKER WITHOUT GUIDE FRAME 3POLE, SIZE I, IEC IN=1600A TO 690V, AC50/60HZ ICU=66KA AT 500V REAR CONNECTION HORIZONTAL ELECTRONIC TRIP UNIT ETU 25 LSI PROT. ADJUST.B. 0.41 IN W. MAN. OPER. MECHAN. & STORAGE WITH MECHANICAL REQUEST WITHOUT 1ST SHUNT TRIP WITHOUT 2ND SHUNT TRIP 2NO+2NC 2NO+2NC | 5422.37 | TEM | 1 | LP | 45 | 1
3WL11163CB361AA2 | WITHDRAWABLE CIRCUIT BREAKER WITH GUIDE FRAME 3POLE, SIZE I, IEC IN=1600A TO 690V, AC50/60HZ ICU=66KA AT 500V REAR CONNECTION HORIZONTAL ELECTRONIC TRIP UNIT ETU 25 LSI PROT. ADJUST.B. 0.41 IN W. MAN. OPER. MECHAN. & STORAGE WITH MECHANICAL REQUEST WITHOUT 1ST SHUNT TRIP WITHOUT 2ND SHUNT TRIP 2NO+2NC 2NO+2NC | 6035.09 | TEM | 1 | LP | 70 | 1
3WL11163CB364GA2 | WITHDRAWABLE CIRCUIT BREAKER WITH GUIDE FRAME 3POLE, SIZE I, IEC IN=1600A TO 690V, AC50/60HZ ICU=66KA AT 500V REAR CONNECTION HORIZONTAL ELECTRONIC TRIP UNIT ETU 25 LSI PROT. ADJUST.B. 0.41 IN MOT./MAN. OPER.MECHAN. W.STOR. DRIVE MOTOR AC 50/60HZ 208240V BZW DC 220250V REQU. AC 50/60HZ 230V, DC 220V WITH 1ST AUXILIARY RELEASE SHUNT TRIP"F", F1 AC50/60HZ 230V/ DC 220V,100%ED WITHOUT 2ND SHUNT TRIP 2NO+2NC 2NO+2NC | 7277.5 | TEM | 1 | LP | 70 | 1
3WL11163DG356BT4 | WITHDRAWABLE CIRCUIT BREAKER WITHOUT GUIDE FRAME 3POLE, SIZE I, IEC IN=1600A TO 690V, AC50/60HZ ICU=66KA AT 500V REAR CONNECTION HORIZONTAL ELECTRONIC TRIP UNIT ETU 27 LSING PROT. ADJUST.B 0.41IN EARTH FAULT/ NPROT. INTEGRATED MOT./MAN. OPER.MECHAN. W.STOR. DRIVE MOTOR DC 2430 V REQUEST DC 24V WITH 1ST AUXILIARY RELEASE SHUNT TRIP"F", F1 DC 24V; 100% ED WITH 2ND AUX. RELEASE "RC", F4 UNDERVOLTAGE, W.DELAY 0,23,2S AC50/60HZ 380415V 4NO+4NC 4NO+4NC | 8028.18 | TEM | 1 | LP | 45 | 1
3WL11163EB321GN2 | FIXEDMOUNTED CIRCUIT BREAKER 3POLE, SIZE I, IEC IN=1600A TO 690V, AC50/60HZ ICU=66KA AT 500V REAR CONNECTION HORIZONTAL ELECTRONIC TRIP UNIT ETU 45 LSIN PROT. ADJUST.B. 0.41 IN WITH CUBICLE BUS COMMUN./MEASURING FUNCT../ W. MAN. OPER. MECHAN. & STORAGE WITH MECHANICAL REQUEST WITH 1ST AUXILIARY RELEASE SHUNT TRIP"F", F1 AC50/60HZ 230V/ DC 220V,100%ED WITH 2ND AUX. RELEASE "R", F3 UNDERVOLTAGE, NONDEL. AC 208240V, DC 220250V 2NO+2NC 2NO+2NC | 5613.63 | TEM | 1 | LP | 43 | 1
3WL11163EB324GN4 | FIXEDMOUNTED CIRCUIT BREAKER 3POLE, SIZE I, IEC IN=1600A TO 690V, AC50/60HZ ICU=66KA AT 500V REAR CONNECTION HORIZONTAL ELECTRONIC TRIP UNIT ETU 45 LSIN PROT. ADJUST.B. 0.41 IN WITH CUBICLE BUS COMMUN./MEASURING FUNCT../ MOT./MAN. OPER.MECHAN. W.STOR. DRIVE MOTOR AC 50/60HZ 208240V BZW DC 220250V REQU. AC 50/60HZ 230V, DC 220V WITH 1ST AUXILIARY RELEASE SHUNT TRIP"F", F1 AC50/60HZ 230V/ DC 220V,100%ED WITH 2ND AUX. RELEASE "R", F3 UNDERVOLTAGE, NONDEL. AC 208240V, DC 220250V 4NO+4NC 4NO+4NC | 6882.13 | TEM | 1 | LP | 43 | 1
3WL11163EB421AA2 | FIXEDMOUNTED CIRCUIT BREAKER 4POLE, SIZE I, IEC IN=1600A TO 690V, AC50/60HZ ICU=66KA AT 500V REAR CONNECTION HORIZONTAL ELECTRONIC TRIP UNIT ETU 45 LSIN PROT. ADJUST.B. 0.41 IN WITH CUBICLE BUS COMMUN./MEASURING FUNCT../ W. MAN. OPER. MECHAN. & STORAGE WITH MECHANICAL REQUEST WITHOUT 1ST SHUNT TRIP WITHOUT 2ND SHUNT TRIP 2NO+2NC 2NO+2NC | 6422.18 | TEM | 1 | LP | 50 | 1
3WL11202BB321AA2 | FIXEDMOUNTED CIRCUIT BREAKER 3POLE, SIZE I, IEC IN=2000A TO 690V, AC50/60HZ ICU=55KA AT 500V REAR CONNECTION HORIZONTAL ELECTRONIC TRIP UNIT ETU 15 LI PROT. ADJUST.B. 0.51 IN W. MAN. OPER. MECHAN. & STORAGE WITH MECHANICAL REQUEST WITHOUT 1ST SHUNT TRIP WITHOUT 2ND SHUNT TRIP 2NO+2NC 2NO+2NC | 5076.68 | TEM | 1 | LP | 43 | 1
3WL11202BB424AN2 | FIXEDMOUNTED CIRCUIT BREAKER 4POLE, SIZE I, IEC IN=2000A TO 690V, AC50/60HZ ICU=55KA AT 500V REAR CONNECTION HORIZONTAL ELECTRONIC TRIP UNIT ETU 15 LI PROT. ADJUST.B. 0.51 IN MOT./MAN. OPER.MECHAN. W.STOR. DRIVE MOTOR AC 50/60HZ 208240V BZW DC 220250V REQU. AC 50/60HZ 230V, DC 220V WITHOUT 1ST SHUNT TRIP WITH 2ND AUX. RELEASE "R", F3 UNDERVOLTAGE, NONDEL. AC 208240V, DC 220250V 2NO+2NC 2NO+2NC | 7919.61 | TEM | 1 | LP | 50 | 1
3WL11202CB321AA2 | FIXEDMOUNTED CIRCUIT BREAKER 3POLE, SIZE I, IEC IN=2000A TO 690V, AC50/60HZ ICU=55KA AT 500V REAR CONNECTION HORIZONTAL ELECTRONIC TRIP UNIT ETU 25 LSI PROT. ADJUST.B. 0.41 IN W. MAN. OPER. MECHAN. & STORAGE WITH MECHANICAL REQUEST WITHOUT 1ST SHUNT TRIP WITHOUT 2ND SHUNT TRIP 2NO+2NC 2NO+2NC | 5174.63 | TEM | 1 | LP | 43 | 1
3WL11203BB321AA2 | FIXEDMOUNTED CIRCUIT BREAKER 3POLE, SIZE I, IEC IN=2000A TO 690V, AC50/60HZ ICU=66KA AT 500V REAR CONNECTION HORIZONTAL ELECTRONIC TRIP UNIT ETU 15 LI PROT. ADJUST.B. 0.51 IN W. MAN. OPER. MECHAN. & STORAGE WITH MECHANICAL REQUEST WITHOUT 1ST SHUNT TRIP WITHOUT 2ND SHUNT TRIP 2NO+2NC 2NO+2NC | 5449.28 | TEM | 1 | LP | 43 | 1
3WL11204BB321AA2 | FIXEDMOUNTED CIRCUIT BREAKER 3POLE, SIZE I, IEC IN=2000A TO 690V, AC50/60HZ ICU=85KA AT 500V REAR CONNECTION HORIZONTAL ELECTRONIC TRIP UNIT ETU 15 LI PROT. ADJUST.B. 0.51 IN W. MAN. OPER. MECHAN. & STORAGE WITH MECHANICAL REQUEST WITHOUT 1ST SHUNT TRIP WITHOUT 2ND SHUNT TRIP 2NO+2NC 2NO+2NC | 5734.94 | TEM | 1 | LP | 43 | 1
3WL12083BB421AA2 | FIXEDMOUNTED CIRCUIT BREAKER 4POLE, SIZE II, IEC IN=800A TO 690V, AC50/60HZ ICU=80KA AT 500V REAR CONNECTION HORIZONTAL ELECTRONIC TRIP UNIT ETU 15 LI PROT. ADJUST.B. 0.51 IN W. MAN. OPER. MECHAN. & STORAGE WITH MECHANICAL REQUEST WITHOUT 1ST SHUNT TRIP WITHOUT 2ND SHUNT TRIP 2NO+2NC 2NO+2NC | 4862.43 | TEM | 1 | LP | 67 | 1
3WL12083CB361AA2 | WITHDRAWABLE CIRCUIT BREAKER WITH GUIDE FRAME 3POLE, SIZE II, IEC IN=800A TO 690V, AC50/60HZ ICU=80KA AT 500V REAR CONNECTION HORIZONTAL ELECTRONIC TRIP UNIT ETU 25 LSI PROT. ADJUST.B. 0.41 IN W. MAN. OPER. MECHAN. & STORAGE WITH MECHANICAL REQUEST WITHOUT 1ST SHUNT TRIP WITHOUT 2ND SHUNT TRIP 2NO+2NC 2NO+2NC | 4974.21 | TEM | 1 | LP | 91 | 1
3WL12084EB321AA2 | FIXEDMOUNTED CIRCUIT BREAKER 3POLE, SIZE II, IEC IN=800A TO 690V, AC50/60HZ ICU=100KA AT 500V REAR CONNECTION HORIZONTAL ELECTRONIC TRIP UNIT ETU 45 LSIN PROT. ADJUST.B. 0.41 IN WITH CUBICLE BUS COMMUN./MEASURING FUNCT../ W. MAN. OPER. MECHAN. & STORAGE WITH MECHANICAL REQUEST WITHOUT 1ST SHUNT TRIP WITHOUT 2ND SHUNT TRIP 2NO+2NC 2NO+2NC | 4007.52 | TEM | 1 | LP | 56 | 1
3WL12103BB321AA2 | FIXEDMOUNTED CIRCUIT BREAKER 3POLE, SIZE II, IEC IN=1000A TO 690V, AC50/60HZ ICU=80KA AT 500V REAR CONNECTION HORIZONTAL ELECTRONIC TRIP UNIT ETU 15 LI PROT. ADJUST.B. 0.51 IN W. MAN. OPER. MECHAN. & STORAGE WITH MECHANICAL REQUEST WITHOUT 1ST SHUNT TRIP WITHOUT 2ND SHUNT TRIP 2NO+2NC 2NO+2NC | 3758.09 | TEM | 1 | LP | 56 | 1
3WL12103CB361AA2 | WITHDRAWABLE CIRCUIT BREAKER WITH GUIDE FRAME 3POLE, SIZE II, IEC IN=1000A TO 690V, AC50/60HZ ICU=80KA AT 500V REAR CONNECTION HORIZONTAL ELECTRONIC TRIP UNIT ETU 25 LSI PROT. ADJUST.B. 0.41 IN W. MAN. OPER. MECHAN. & STORAGE WITH MECHANICAL REQUEST WITHOUT 1ST SHUNT TRIP WITHOUT 2ND SHUNT TRIP 2NO+2NC 2NO+2NC | 5365.44 | TEM | 1 | LP | 91 | 1
3WL12104CB321AA2 | FIXEDMOUNTED CIRCUIT BREAKER 3POLE, SIZE II, IEC IN=1000A TO 690V, AC50/60HZ ICU=100KA AT 500V REAR CONNECTION HORIZONTAL ELECTRONIC TRIP UNIT ETU 25 LSI PROT. ADJUST.B. 0.41 IN W. MAN. OPER. MECHAN. & STORAGE WITH MECHANICAL REQUEST WITHOUT 1ST SHUNT TRIP WITHOUT 2ND SHUNT TRIP 2NO+2NC 2NO+2NC | 4131.72 | TEM | 1 | LP | 56 | 1
3WL12108AA324GN4 | FIXEDMOUNT NONAUT. CIRCUITB. 3POLE, SIZE II, IEC IN=1000A TO 600V DC REAR CONNECTION HORIZONTAL REAR CONNECTION HORIZONTAL WITHOUT OVERCURRENT TRIP MOT./MAN. OPER.MECHAN. W.STOR. DRIVE MOTOR AC 50/60HZ 208240V BZW DC 220250V REQU. AC 50/60HZ 230V, DC 220V WITH 1ST AUXILIARY RELEASE SHUNT TRIP"F", F1 AC50/60HZ 230V/ DC 220V,100%ED WITH 2ND AUX. RELEASE "R", F3 UNDERVOLTAGE, NONDEL. AC 208240V, DC 220250V 4NO+4NC 4NO+4NC | 6015.83 | TEM | 1 | LP | 56 | 1
3WL12123BB421AA2 | FIXEDMOUNTED CIRCUIT BREAKER 4POLE, SIZE II, IEC IN=1250A TO 690V, AC50/60HZ ICU=80KA AT 500V REAR CONNECTION HORIZONTAL ELECTRONIC TRIP UNIT ETU 15 LI PROT. ADJUST.B. 0.51 IN W. MAN. OPER. MECHAN. & STORAGE WITH MECHANICAL REQUEST WITHOUT 1ST SHUNT TRIP WITHOUT 2ND SHUNT TRIP 2NO+2NC 2NO+2NC | 5771.16 | TEM | 1 | LP | 67 | 1
3WL12163BB381AA2 | WITHDRAWABLE CIRCUIT BREAKER WITH GUIDE FRAME 3POLE, SIZE II, IEC IN=1600A TO 690V, AC50/60HZ ICU=80KA AT 500V W. CONNECTION FLANGE ELECTRONIC TRIP UNIT ETU 15 LI PROT. ADJUST.B. 0.51 IN W. MAN. OPER. MECHAN. & STORAGE WITH MECHANICAL REQUEST WITHOUT 1ST SHUNT TRIP WITHOUT 2ND SHUNT TRIP 2NO+2NC 2NO+2NC | 6639.53 | TEM | 1 | LP | 91 | 1
3WL12163CB321AA2 | FIXEDMOUNTED CIRCUIT BREAKER 3POLE, SIZE II, IEC IN=1600A TO 690V, AC50/60HZ ICU=80KA AT 500V REAR CONNECTION HORIZONTAL ELECTRONIC TRIP UNIT ETU 25 LSI PROT. ADJUST.B. 0.41 IN W. MAN. OPER. MECHAN. & STORAGE WITH MECHANICAL REQUEST WITHOUT 1ST SHUNT TRIP WITHOUT 2ND SHUNT TRIP 2NO+2NC 2NO+2NC | 5417.19 | TEM | 1 | LP | 56 | 1
3WL12164BB324GA2 | FIXEDMOUNTED CIRCUIT BREAKER 3POLE, SIZE II, IEC IN=1600A TO 690V, AC50/60HZ ICU=100KA AT 500V REAR CONNECTION HORIZONTAL ELECTRONIC TRIP UNIT ETU 15 LI PROT. ADJUST.B. 0.51 IN MOT./MAN. OPER.MECHAN. W.STOR. DRIVE MOTOR AC 50/60HZ 208240V BZW DC 220250V REQU. AC 50/60HZ 230V, DC 220V WITH 1ST AUXILIARY RELEASE SHUNT TRIP"F", F1 AC50/60HZ 230V/ DC 220V,100%ED WITHOUT 2ND SHUNT TRIP 2NO+2NC 2NO+2NC | 5705.96 | TEM | 1 | LP | 56 | 1
3WL12202AA321AA2 | FIXEDMOUNT NONAUT. CIRCUITB. 3POLE, SIZE II, IEC IN=2000A TO 690V, AC50/60HZ ICU=66KA AT 500V REAR CONNECTION HORIZONTAL WITHOUT OVERCURRENT TRIP W. MAN. OPER. MECHAN. & STORAGE WITH MECHANICAL REQUEST WITHOUT 1ST SHUNT TRIP WITHOUT 2ND SHUNT TRIP 2NO+2NC 2NO+2NC | 6314.43 | TEM | 1 | LP | 56 | 1
3WL12202AA361AA4 | WITHDRAW. NONAUT. CIRCUITB. WITH GUIDE FRAME 3POLE, SIZE II, IEC IN=2000A TO 690V, AC50/60HZ ICU=66KA AT 500V REAR CONNECTION HORIZONTAL WITHOUT OVERCURRENT TRIP W. MAN. OPER. MECHAN. & STORAGE WITH MECHANICAL REQUEST WITHOUT 1ST SHUNT TRIP WITHOUT 2ND SHUNT TRIP 4NO+4NC 4NO+4NC | 6978.28 | TEM | 1 | LP | 91 | 1
3WL12202BB321AA2 | FIXEDMOUNTED CIRCUIT BREAKER 3POLE, SIZE II, IEC IN=2000A TO 690V, AC50/60HZ ICU=66KA AT 500V REAR CONNECTION HORIZONTAL ELECTRONIC TRIP UNIT ETU 15 LI PROT. ADJUST.B. 0.51 IN W. MAN. OPER. MECHAN. & STORAGE WITH MECHANICAL REQUEST WITHOUT 1ST SHUNT TRIP WITHOUT 2ND SHUNT TRIP 2NO+2NC 2NO+2NC | 5860.17 | TEM | 1 | LP | 56 | 1
3WL12202BB321AN2 | FIXEDMOUNTED CIRCUIT BREAKER 3POLE, SIZE II, IEC IN=2000A TO 690V, AC50/60HZ ICU=66KA AT 500V REAR CONNECTION HORIZONTAL ELECTRONIC TRIP UNIT ETU 15 LI PROT. ADJUST.B. 0.51 IN W. MAN. OPER. MECHAN. & STORAGE WITH MECHANICAL REQUEST WITHOUT 1ST SHUNT TRIP WITH 2ND AUX. RELEASE "R", F3 UNDERVOLTAGE, NONDEL. AC 208240V, DC 220250V 2NO+2NC 2NO+2NC | 5693.64 | TEM | 1 | LP | 56 | 1
3WL12202BB321GA2 | FIXEDMOUNTED CIRCUIT BREAKER 3POLE, SIZE II, IEC IN=2000A TO 690V, AC50/60HZ ICU=66KA AT 500V REAR CONNECTION HORIZONTAL ELECTRONIC TRIP UNIT ETU 15 LI PROT. ADJUST.B. 0.51 IN W. MAN. OPER. MECHAN. & STORAGE WITH MECHANICAL REQUEST WITH 1ST AUXILIARY RELEASE SHUNT TRIP"F", F1 AC50/60HZ 230V/ DC 220V,100%ED WITHOUT 2ND SHUNT TRIP 2NO+2NC 2NO+2NC | 5660.1 | TEM | 1 | LP | 56 | 1
3WL12202BB324AN2 | FIXEDMOUNTED CIRCUIT BREAKER 3POLE, SIZE II, IEC IN=2000A TO 690V, AC50/60HZ ICU=66KA AT 500V REAR CONNECTION HORIZONTAL ELECTRONIC TRIP UNIT ETU 15 LI PROT. ADJUST.B. 0.51 IN MOT./MAN. OPER.MECHAN. W.STOR. DRIVE MOTOR AC 50/60HZ 208240V BZW DC 220250V REQU. AC 50/60HZ 230V, DC 220V WITHOUT 1ST SHUNT TRIP WITH 2ND AUX. RELEASE "R", F3 UNDERVOLTAGE, NONDEL. AC 208240V, DC 220250V 2NO+2NC 2NO+2NC | 6749.4 | TEM | 1 | LP | 56 | 1
3WL12202BB324GA2 | FIXEDMOUNTED CIRCUIT BREAKER 3POLE, SIZE II, IEC IN=2000A TO 690V, AC50/60HZ ICU=66KA AT 500V REAR CONNECTION HORIZONTAL ELECTRONIC TRIP UNIT ETU 15 LI PROT. ADJUST.B. 0.51 IN MOT./MAN. OPER.MECHAN. W.STOR. DRIVE MOTOR AC 50/60HZ 208240V BZW DC 220250V REQU. AC 50/60HZ 230V, DC 220V WITH 1ST AUXILIARY RELEASE SHUNT TRIP"F", F1 AC50/60HZ 230V/ DC 220V,100%ED WITHOUT 2ND SHUNT TRIP 2NO+2NC 2NO+2NC | 6718.6 | TEM | 1 | LP | 56 | 1
3WL12202BB334GA2 | FIXEDMOUNTED CIRCUIT BREAKER 3POLE, SIZE II, IEC IN=2000A TO 690V, AC50/60HZ ICU=66KA AT 500V FRNT.CONN. TOP/BOT. SINGLEHOLE ELECTRONIC TRIP UNIT ETU 15 LI PROT. ADJUST.B. 0.51 IN MOT./MAN. OPER.MECHAN. W.STOR. DRIVE MOTOR AC 50/60HZ 208240V BZW DC 220250V REQU. AC 50/60HZ 230V, DC 220V WITH 1ST AUXILIARY RELEASE SHUNT TRIP"F", F1 AC50/60HZ 230V/ DC 220V,100%ED WITHOUT 2ND SHUNT TRIP 2NO+2NC 2NO+2NC | 6978.38 | TEM | 1 | LP | 56 | 1
3WL12202BB361AA2 | WITHDRAWABLE CIRCUIT BREAKER WITH GUIDE FRAME 3POLE, SIZE II, IEC IN=2000A TO 690V, AC50/60HZ ICU=66KA AT 500V REAR CONNECTION HORIZONTAL ELECTRONIC TRIP UNIT ETU 15 LI PROT. ADJUST.B. 0.51 IN W. MAN. OPER. MECHAN. & STORAGE WITH MECHANICAL REQUEST WITHOUT 1ST SHUNT TRIP WITHOUT 2ND SHUNT TRIP 2NO+2NC 2NO+2NC | 7010.06 | TEM | 1 | LP | 91 | 1
3WL12202BB421AA2 | FIXEDMOUNTED CIRCUIT BREAKER 4POLE, SIZE II, IEC IN=2000A TO 690V, AC50/60HZ ICU=66KA AT 500V REAR CONNECTION HORIZONTAL ELECTRONIC TRIP UNIT ETU 15 LI PROT. ADJUST.B. 0.51 IN W. MAN. OPER. MECHAN. & STORAGE WITH MECHANICAL REQUEST WITHOUT 1ST SHUNT TRIP WITHOUT 2ND SHUNT TRIP 2NO+2NC 2NO+2NC | 6924.15 | TEM | 1 | LP | 67 | 1
3WL12202CB324GA2 | FIXEDMOUNTED CIRCUIT BREAKER 3POLE, SIZE II, IEC IN=2000A TO 690V, AC50/60HZ ICU=66KA AT 500V REAR CONNECTION HORIZONTAL ELECTRONIC TRIP UNIT ETU 25 LSI PROT. ADJUST.B. 0.41 IN MOT./MAN. OPER.MECHAN. W.STOR. DRIVE MOTOR AC 50/60HZ 208240V BZW DC 220250V REQU. AC 50/60HZ 230V, DC 220V WITH 1ST AUXILIARY RELEASE SHUNT TRIP"F", F1 AC50/60HZ 230V/ DC 220V,100%ED WITHOUT 2ND SHUNT TRIP 2NO+2NC 2NO+2NC | 6823.13 | TEM | 1 | LP | 56 | 1
3WL12202CB364GA2 | WITHDRAWABLE CIRCUIT BREAKER WITH GUIDE FRAME 3POLE, SIZE II, IEC IN=2000A TO 690V, AC50/60HZ ICU=66KA AT 500V REAR CONNECTION HORIZONTAL ELECTRONIC TRIP UNIT ETU 25 LSI PROT. ADJUST.B. 0.41 IN MOT./MAN. OPER.MECHAN. W.STOR. DRIVE MOTOR AC 50/60HZ 208240V BZW DC 220250V REQU. AC 50/60HZ 230V, DC 220V WITH 1ST AUXILIARY RELEASE SHUNT TRIP"F", F1 AC50/60HZ 230V/ DC 220V,100%ED WITHOUT 2ND SHUNT TRIP 2NO+2NC 2NO+2NC | 8357 | TEM | 1 | LP | 91 | 1
3WL12202CB464GN2 | WITHDRAWABLE CIRCUIT BREAKER WITH GUIDE FRAME 4POLE, SIZE II, IEC IN=2000A TO 690V, AC50/60HZ ICU=66KA AT 500V REAR CONNECTION HORIZONTAL ELECTRONIC TRIP UNIT ETU 25 LSI PROT. ADJUST.B. 0.41 IN MOT./MAN. OPER.MECHAN. W.STOR. DRIVE MOTOR AC 50/60HZ 208240V BZW DC 220250V REQU. AC 50/60HZ 230V, DC 220V WITH 1ST AUXILIARY RELEASE SHUNT TRIP"F", F1 AC50/60HZ 230V/ DC 220V,100%ED WITH 2ND AUX. RELEASE "R", F3 UNDERVOLTAGE, NONDEL. AC 208240V, DC 220250V 2NO+2NC 2NO+2NC | 10568.9 | TEM | 1 | LP | 109 | 1
3WL12202DG324GA4 | FIXEDMOUNTED CIRCUIT BREAKER 3POLE, SIZE II, IEC IN=2000A TO 690V, AC50/60HZ ICU=66KA AT 500V REAR CONNECTION HORIZONTAL ELECTRONIC TRIP UNIT ETU 27 LSING PROT. ADJUST.B 0.41IN EARTH FAULT/ NPROT. INTEGRATED MOT./MAN. OPER.MECHAN. W.STOR. DRIVE MOTOR AC 50/60HZ 208240V BZW DC 220250V REQU. AC 50/60HZ 230V, DC 220V WITH 1ST AUXILIARY RELEASE SHUNT TRIP"F", F1 AC50/60HZ 230V/ DC 220V,100%ED WITHOUT 2ND SHUNT TRIP 4NO+4NC 4NO+4NC | 7603.42 | TEM | 1 | LP | 56 | 1
3WL12202FB353GN4 | WITHDRAWABLE CIRCUIT BREAKER WITHOUT GUIDE FRAME 3POLE, SIZE II, IEC IN=2000A TO 690V, AC50/60HZ ICU=66KA AT 500V REAR CONNECTION HORIZONTAL ELECTRONIC TRIP UNIT ETU 45 LSIN PROT ADJUST. 0.41 IN WITH DISPLAY AND CUBICLE BUS COMM./MEASURING FUNC./EARTH FLT./ZSS OPTION W. MAN. OPER. MECHAN. & STORAGE WITH ELECTRICAL + MECH. REQUEST AC 50/60HZ 230V, DC 220V WITH 1ST AUXILIARY RELEASE SHUNT TRIP"F", F1 AC50/60HZ 230V/ DC 220V,100%ED WITH 2ND AUX. RELEASE "R", F3 UNDERVOLTAGE, NONDEL. AC 208240V, DC 220250V 4NO+4NC 4NO+4NC | 7596.28 | TEM | 1 | LP | 60 | 1
3WL12203BB321AA2 | FIXEDMOUNTED CIRCUIT BREAKER 3POLE, SIZE II, IEC IN=2000A TO 690V, AC50/60HZ ICU=80KA AT 500V REAR CONNECTION HORIZONTAL ELECTRONIC TRIP UNIT ETU 15 LI PROT. ADJUST.B. 0.51 IN W. MAN. OPER. MECHAN. & STORAGE WITH MECHANICAL REQUEST WITHOUT 1ST SHUNT TRIP WITHOUT 2ND SHUNT TRIP 2NO+2NC 2NO+2NC | 6033.02 | TEM | 1 | LP | 56 | 1
3WL12203BB321GA2 | FIXEDMOUNTED CIRCUIT BREAKER 3POLE, SIZE II, IEC IN=2000A TO 690V, AC50/60HZ ICU=80KA AT 500V REAR CONNECTION HORIZONTAL ELECTRONIC TRIP UNIT ETU 15 LI PROT. ADJUST.B. 0.51 IN W. MAN. OPER. MECHAN. & STORAGE WITH MECHANICAL REQUEST WITH 1ST AUXILIARY RELEASE SHUNT TRIP"F", F1 AC50/60HZ 230V/ DC 220V,100%ED WITHOUT 2ND SHUNT TRIP 2NO+2NC 2NO+2NC | 6216.93 | TEM | 1 | LP | 56 | 1
3WL12203BB324AA2 | FIXEDMOUNTED CIRCUIT BREAKER 3POLE, SIZE II, IEC IN=2000A TO 690V, AC50/60HZ ICU=80KA AT 500V REAR CONNECTION HORIZONTAL ELECTRONIC TRIP UNIT ETU 15 LI PROT. ADJUST.B. 0.51 IN MOT./MAN. OPER.MECHAN. W.STOR. DRIVE MOTOR AC 50/60HZ 208240V BZW DC 220250V REQU. AC 50/60HZ 230V, DC 220V WITHOUT 1ST SHUNT TRIP WITHOUT 2ND SHUNT TRIP 2NO+2NC 2NO+2NC | 7091.51 | TEM | 1 | LP | 56 | 1
3WL12203BB341AN4 | FIXEDMOUNTED CIRCUIT BREAKER 3POLE, SIZE II, IEC IN=2000A TO 690V, AC50/60HZ ICU=80KA AT 500V FRNT.CONN. TOP/BOT. DUALHOLE ELECTRONIC TRIP UNIT ETU 15 LI PROT. ADJUST.B. 0.51 IN W. MAN. OPER. MECHAN. & STORAGE WITH MECHANICAL REQUEST WITHOUT 1ST SHUNT TRIP WITH 2ND AUX. RELEASE "R", F3 UNDERVOLTAGE, NONDEL. AC 208240V, DC 220250V 4NO+4NC 4NO+4NC | 6715.08 | TEM | 1 | LP | 56 | 1
3WL12203BB351AA2 | WITHDRAWABLE CIRCUIT BREAKER WITHOUT GUIDE FRAME 3POLE, SIZE II, IEC IN=2000A TO 690V, AC50/60HZ ICU=80KA AT 500V REAR CONNECTION HORIZONTAL ELECTRONIC TRIP UNIT ETU 15 LI PROT. ADJUST.B. 0.51 IN W. MAN. OPER. MECHAN. & STORAGE WITH MECHANICAL REQUEST WITHOUT 1ST SHUNT TRIP WITHOUT 2ND SHUNT TRIP 2NO+2NC 2NO+2NC | 6810.3 | TEM | 1 | LP | 60 | 1
3WL12203BB381AA2 | WITHDRAWABLE CIRCUIT BREAKER WITH GUIDE FRAME 3POLE, SIZE II, IEC IN=2000A TO 690V, AC50/60HZ ICU=80KA AT 500V W. CONNECTION FLANGE ELECTRONIC TRIP UNIT ETU 15 LI PROT. ADJUST.B. 0.51 IN W. MAN. OPER. MECHAN. & STORAGE WITH MECHANICAL REQUEST WITHOUT 1ST SHUNT TRIP WITHOUT 2ND SHUNT TRIP 2NO+2NC 2NO+2NC | 7602.08 | TEM | 1 | LP | 91 | 1
3WL12203CB321AA2 | FIXEDMOUNTED CIRCUIT BREAKER 3POLE, SIZE II, IEC IN=2000A TO 690V, AC50/60HZ ICU=80KA AT 500V REAR CONNECTION HORIZONTAL ELECTRONIC TRIP UNIT ETU 25 LSI PROT. ADJUST.B. 0.41 IN W. MAN. OPER. MECHAN. & STORAGE WITH MECHANICAL REQUEST WITHOUT 1ST SHUNT TRIP WITHOUT 2ND SHUNT TRIP 2NO+2NC 2NO+2NC | 6137.55 | TEM | 1 | LP | 56 | 1
3WL12203CB321AP2 | FIXEDMOUNTED CIRCUIT BREAKER 3POLE, SIZE II, IEC IN=2000A TO 690V, AC50/60HZ ICU=80KA AT 500V REAR CONNECTION HORIZONTAL ELECTRONIC TRIP UNIT ETU 25 LSI PROT. ADJUST.B. 0.41 IN W. MAN. OPER. MECHAN. & STORAGE WITH MECHANICAL REQUEST WITHOUT 1ST SHUNT TRIP WITH 2ND AUX. RELEASE "R", F3 UNDERVOLTAGE, NONDEL. AC50/60HZ 380415V 2NO+2NC 2NO+2NC | 6355 | TEM | 1 | LP | 56 | 1
3WL12203CB341AN4 | FIXEDMOUNTED CIRCUIT BREAKER 3POLE, SIZE II, IEC IN=2000A TO 690V, AC50/60HZ ICU=80KA AT 500V FRNT.CONN. TOP/BOT. DUALHOLE ELECTRONIC TRIP UNIT ETU 25 LSI PROT. ADJUST.B. 0.41 IN W. MAN. OPER. MECHAN. & STORAGE WITH MECHANICAL REQUEST WITHOUT 1ST SHUNT TRIP WITH 2ND AUX. RELEASE "R", F3 UNDERVOLTAGE, NONDEL. AC 208240V, DC 220250V 4NO+4NC 4NO+4NC | 6819.62 | TEM | 1 | LP | 56 | 1
3WL12203CB361AA2 | WITHDRAWABLE CIRCUIT BREAKER WITH GUIDE FRAME 3POLE, SIZE II, IEC IN=2000A TO 690V, AC50/60HZ ICU=80KA AT 500V REAR CONNECTION HORIZONTAL ELECTRONIC TRIP UNIT ETU 25 LSI PROT. ADJUST.B. 0.41 IN W. MAN. OPER. MECHAN. & STORAGE WITH MECHANICAL REQUEST WITHOUT 1ST SHUNT TRIP WITHOUT 2ND SHUNT TRIP 2NO+2NC 2NO+2NC | 7706.61 | TEM | 1 | LP | 91 | 1
3WL12203EG464AN4 | WITHDRAWABLE CIRCUIT BREAKER WITH GUIDE FRAME 4POLE, SIZE II, IEC IN=2000A TO 690V, AC50/60HZ ICU=80KA AT 500V REAR CONNECTION HORIZONTAL ELECTRONIC TRIP UNIT ETU 45 LSIN PROT ADJUST. 0.41 IN WITH CUBICLE BUS AND EARTH FLT COMMUN./MEASURING FUNC./ ZSS OPTION MOT./MAN. OPER.MECHAN. W.STOR. DRIVE MOTOR AC 50/60HZ 208240V BZW DC 220250V REQU. AC 50/60HZ 230V, DC 220V WITHOUT 1ST SHUNT TRIP WITH 2ND AUX. RELEASE "R", F3 UNDERVOLTAGE, NONDEL. AC 208240V, DC 220250V 4NO+4NC 4NO+4NC | 12119.54 | TEM | 1 | LP | 109 | 1
3WL12204BB321AA2 | FIXEDMOUNTED CIRCUIT BREAKER 3POLE, SIZE II, IEC IN=2000A TO 690V, AC50/60HZ ICU=100KA AT 500V REAR CONNECTION HORIZONTAL ELECTRONIC TRIP UNIT ETU 15 LI PROT. ADJUST.B. 0.51 IN W. MAN. OPER. MECHAN. & STORAGE WITH MECHANICAL REQUEST WITHOUT 1ST SHUNT TRIP WITHOUT 2ND SHUNT TRIP 2NO+2NC 2NO+2NC | 6280.38 | TEM | 1 | LP | 56 | 1
3WL12204CB361AA2 | WITHDRAWABLE CIRCUIT BREAKER WITH GUIDE FRAME 3POLE, SIZE II, IEC IN=2000A TO 690V, AC50/60HZ ICU=100KA AT 500V REAR CONNECTION HORIZONTAL ELECTRONIC TRIP UNIT ETU 25 LSI PROT. ADJUST.B. 0.41 IN W. MAN. OPER. MECHAN. & STORAGE WITH MECHANICAL REQUEST WITHOUT 1ST SHUNT TRIP WITHOUT 2ND SHUNT TRIP 2NO+2NC 2NO+2NC | 7892.91 | TEM | 1 | LP | 91 | 1
3WL12204DG361AA2 | WITHDRAWABLE CIRCUIT BREAKER WITH GUIDE FRAME 3POLE, SIZE II, IEC IN=2000A TO 690V, AC50/60HZ ICU=100KA AT 500V REAR CONNECTION HORIZONTAL ELECTRONIC TRIP UNIT ETU 27 LSING PROT. ADJUST.B 0.41IN EARTH FAULT/ NPROT. INTEGRATED W. MAN. OPER. MECHAN. & STORAGE WITH MECHANICAL REQUEST WITHOUT 1ST SHUNT TRIP WITHOUT 2ND SHUNT TRIP 2NO+2NC 2NO+2NC | 8463.2 | TEM | 1 | LP | 91 | 1
3WL12252AA321GA2 | FIXEDMOUNT NONAUT. CIRCUITB. 3POLE, SIZE II, IEC IN=2500A TO 690V, AC50/60HZ ICU=66KA AT 500V REAR CONNECTION HORIZONTAL WITHOUT OVERCURRENT TRIP W. MAN. OPER. MECHAN. & STORAGE WITH MECHANICAL REQUEST WITH 1ST AUXILIARY RELEASE SHUNT TRIP"F", F1 AC50/60HZ 230V/ DC 220V,100%ED WITHOUT 2ND SHUNT TRIP 2NO+2NC 2NO+2NC | 6324.57 | TEM | 1 | LP | 59 | 1
3WL12252AA331AA2 | FIXEDMOUNT NONAUT. CIRCUITB. 3POLE, SIZE II, IEC IN=2500A TO 690V, AC50/60HZ ICU=66KA AT 500V FRNT.CONN. TOP/BOT. SINGLEHOLE WITHOUT OVERCURRENT TRIP W. MAN. OPER. MECHAN. & STORAGE WITH MECHANICAL REQUEST WITHOUT 1ST SHUNT TRIP WITHOUT 2ND SHUNT TRIP 2NO+2NC 2NO+2NC | 6412.86 | TEM | 1 | LP | 59 | 1
3WL12252AA421AA2 | FIXEDMOUNT NONAUT. CIRCUITB. 4POLE, SIZE II, IEC IN=2500A TO 690V, AC50/60HZ ICU=66KA AT 500V REAR CONNECTION HORIZONTAL WITHOUT OVERCURRENT TRIP W. MAN. OPER. MECHAN. & STORAGE WITH MECHANICAL REQUEST WITHOUT 1ST SHUNT TRIP WITHOUT 2ND SHUNT TRIP 2NO+2NC 2NO+2NC | 8053.34 | TEM | 1 | LP | 71 | 1
3WL12252BB321AA2 | FIXEDMOUNTED CIRCUIT BREAKER 3POLE, SIZE II, IEC IN=2500A TO 690V, AC50/60HZ ICU=66KA AT 500V REAR CONNECTION HORIZONTAL ELECTRONIC TRIP UNIT ETU 15 LI PROT. ADJUST.B. 0.51 IN W. MAN. OPER. MECHAN. & STORAGE WITH MECHANICAL REQUEST WITHOUT 1ST SHUNT TRIP WITHOUT 2ND SHUNT TRIP 2NO+2NC 2NO+2NC | 7046.28 | TEM | 1 | LP | 59 | 1
3WL12252BB361GA2 | WITHDRAWABLE CIRCUIT BREAKER WITH GUIDE FRAME 3POLE, SIZE II, IEC IN=2500A TO 690V, AC50/60HZ ICU=66KA AT 500V REAR CONNECTION HORIZONTAL ELECTRONIC TRIP UNIT ETU 15 LI PROT. ADJUST.B. 0.51 IN W. MAN. OPER. MECHAN. & STORAGE WITH MECHANICAL REQUEST WITH 1ST AUXILIARY RELEASE SHUNT TRIP"F", F1 AC50/60HZ 230V/ DC 220V,100%ED WITHOUT 2ND SHUNT TRIP 2NO+2NC 2NO+2NC | 8782.7 | TEM | 1 | LP | 102 | 1
3WL12252BB421AN2 | FIXEDMOUNTED CIRCUIT BREAKER 4POLE, SIZE II, IEC IN=2500A TO 690V, AC50/60HZ ICU=66KA AT 500V REAR CONNECTION HORIZONTAL ELECTRONIC TRIP UNIT ETU 15 LI PROT. ADJUST.B. 0.51 IN W. MAN. OPER. MECHAN. & STORAGE WITH MECHANICAL REQUEST WITHOUT 1ST SHUNT TRIP WITH 2ND AUX. RELEASE "R", F3 UNDERVOLTAGE, NONDEL. AC 208240V, DC 220250V 2NO+2NC 2NO+2NC | 9176.41 | TEM | 1 | LP | 71 | 1
3WL12252CB321AA2 | FIXEDMOUNTED CIRCUIT BREAKER 3POLE, SIZE II, IEC IN=2500A TO 690V, AC50/60HZ ICU=66KA AT 500V REAR CONNECTION HORIZONTAL ELECTRONIC TRIP UNIT ETU 25 LSI PROT. ADJUST.B. 0.41 IN W. MAN. OPER. MECHAN. & STORAGE WITH MECHANICAL REQUEST WITHOUT 1ST SHUNT TRIP WITHOUT 2ND SHUNT TRIP 2NO+2NC 2NO+2NC | 7150.82 | TEM | 1 | LP | 59 | 1
3WL12252CB321GN4 | FIXEDMOUNTED CIRCUIT BREAKER 3POLE, SIZE II, IEC IN=2500A TO 690V, AC50/60HZ ICU=66KA AT 500V REAR CONNECTION HORIZONTAL ELECTRONIC TRIP UNIT ETU 25 LSI PROT. ADJUST.B. 0.41 IN W. MAN. OPER. MECHAN. & STORAGE WITH MECHANICAL REQUEST WITH 1ST AUXILIARY RELEASE SHUNT TRIP"F", F1 AC50/60HZ 230V/ DC 220V,100%ED WITH 2ND AUX. RELEASE "R", F3 UNDERVOLTAGE, NONDEL. AC 208240V, DC 220250V 4NO+4NC 4NO+4NC | 7762.19 | TEM | 1 | LP | 59 | 1
3WL12252CB421AA2 | FIXEDMOUNTED CIRCUIT BREAKER 4POLE, SIZE II, IEC IN=2500A TO 690V, AC50/60HZ ICU=66KA AT 500V REAR CONNECTION HORIZONTAL ELECTRONIC TRIP UNIT ETU 25 LSI PROT. ADJUST.B. 0.41 IN W. MAN. OPER. MECHAN. & STORAGE WITH MECHANICAL REQUEST WITHOUT 1ST SHUNT TRIP WITHOUT 2ND SHUNT TRIP 2NO+2NC 2NO+2NC | 9063.5 | TEM | 1 | LP | 71 | 1
3WL12252CB464AA2 | WITHDRAWABLE CIRCUIT BREAKER WITH GUIDE FRAME 4POLE, SIZE II, IEC IN=2500A TO 690V, AC50/60HZ ICU=66KA AT 500V REAR CONNECTION HORIZONTAL ELECTRONIC TRIP UNIT ETU 25 LSI PROT. ADJUST.B. 0.41 IN MOT./MAN. OPER.MECHAN. W.STOR. DRIVE MOTOR AC 50/60HZ 208240V BZW DC 220250V REQU. AC 50/60HZ 230V, DC 220V WITHOUT 1ST SHUNT TRIP WITHOUT 2ND SHUNT TRIP 2NO+2NC 2NO+2NC | 11970.5 | TEM | 1 | LP | 123 | 1
3WL12252DG321GA2 | FIXEDMOUNTED CIRCUIT BREAKER 3POLE, SIZE II, IEC IN=2500A TO 690V, AC50/60HZ ICU=66KA AT 500V REAR CONNECTION HORIZONTAL ELECTRONIC TRIP UNIT ETU 27 LSING PROT. ADJUST.B 0.41IN EARTH FAULT/ NPROT. INTEGRATED W. MAN. OPER. MECHAN. & STORAGE WITH MECHANICAL REQUEST WITH 1ST AUXILIARY RELEASE SHUNT TRIP"F", F1 AC50/60HZ 230V/ DC 220V,100%ED WITHOUT 2ND SHUNT TRIP 2NO+2NC 2NO+2NC | 7905.02 | TEM | 1 | LP | 59 | 1
3WL12252FG321AA2 | FIXEDMOUNTED CIRCUIT BREAKER 3POLE, SIZE II, IEC IN=2500A TO 690V, AC50/60HZ ICU=66KA AT 500V REAR CONNECTION HORIZONTAL ELECTRONIC TRIP UNIT ETU 45 LSIN PROT ADJUST. 0.41 IN WITH DISPLAY AND CUBICLE BUS WITH EARTH FLT. COMM./MEASURING FUNC./ZSS OPTION W. MAN. OPER. MECHAN. & STORAGE WITH MECHANICAL REQUEST WITHOUT 1ST SHUNT TRIP WITHOUT 2ND SHUNT TRIP 2NO+2NC 2NO+2NC | 8282.07 | TEM | 1 | LP | 59 | 1
3WL12253AA324AN4 | FIXEDMOUNT NONAUT. CIRCUITB. 3POLE, SIZE II, IEC IN=2500A TO 690V, AC50/60HZ ICU=80KA AT 500V REAR CONNECTION HORIZONTAL WITHOUT OVERCURRENT TRIP MOT./MAN. OPER.MECHAN. W.STOR. DRIVE MOTOR AC 50/60HZ 208240V BZW DC 220250V REQU. AC 50/60HZ 230V, DC 220V WITHOUT 1ST SHUNT TRIP WITH 2ND AUX. RELEASE "R", F3 UNDERVOLTAGE, NONDEL. AC 208240V, DC 220250V 4NO+4NC 4NO+4NC | 8283.83 | TEM | 1 | LP | 59 | 1
3WL12253BB311AP2 | FIXEDMOUNTED CIRCUIT BREAKER 3POLE, SIZE II, IEC IN=2500A TO 690V, AC50/60HZ ICU=80KA AT 500V REAR CONNECTION VERTICAL ELECTRONIC TRIP UNIT ETU 15 LI PROT. ADJUST.B. 0.51 IN W. MAN. OPER. MECHAN. & STORAGE WITH MECHANICAL REQUEST WITHOUT 1ST SHUNT TRIP WITH 2ND AUX. RELEASE "R", F3 UNDERVOLTAGE, NONDEL. AC50/60HZ 380415V 2NO+2NC 2NO+2NC | 8193.16 | TEM | 1 | LP | 59 | 1
3WL12253BB321AA2 | FIXEDMOUNTED CIRCUIT BREAKER 3POLE, SIZE II, IEC IN=2500A TO 690V, AC50/60HZ ICU=80KA AT 500V REAR CONNECTION HORIZONTAL ELECTRONIC TRIP UNIT ETU 15 LI PROT. ADJUST.B. 0.51 IN W. MAN. OPER. MECHAN. & STORAGE WITH MECHANICAL REQUEST WITHOUT 1ST SHUNT TRIP WITHOUT 2ND SHUNT TRIP 2NO+2NC 2NO+2NC | 7703.51 | TEM | 1 | LP | 59 | 1
3WL12253BB321GA2 | FIXEDMOUNTED CIRCUIT BREAKER 3POLE, SIZE II, IEC IN=2500A TO 690V, AC50/60HZ ICU=80KA AT 500V REAR CONNECTION HORIZONTAL ELECTRONIC TRIP UNIT ETU 15 LI PROT. ADJUST.B. 0.51 IN W. MAN. OPER. MECHAN. & STORAGE WITH MECHANICAL REQUEST WITH 1ST AUXILIARY RELEASE SHUNT TRIP"F", F1 AC50/60HZ 230V/ DC 220V,100%ED WITHOUT 2ND SHUNT TRIP 2NO+2NC 2NO+2NC | 8119.39 | TEM | 1 | LP | 59 | 1
3WL12253BB324AN4 | FIXEDMOUNTED CIRCUIT BREAKER 3POLE, SIZE II, IEC IN=2500A TO 690V, AC50/60HZ ICU=80KA AT 500V REAR CONNECTION HORIZONTAL ELECTRONIC TRIP UNIT ETU 15 LI PROT. ADJUST.B. 0.51 IN MOT./MAN. OPER.MECHAN. W.STOR. DRIVE MOTOR AC 50/60HZ 208240V BZW DC 220250V REQU. AC 50/60HZ 230V, DC 220V WITHOUT 1ST SHUNT TRIP WITH 2ND AUX. RELEASE "R", F3 UNDERVOLTAGE, NONDEL. AC 208240V, DC 220250V 4NO+4NC 4NO+4NC | 9189.45 | TEM | 1 | LP | 59 | 1
3WL12253BB381AA2 | WITHDRAWABLE CIRCUIT BREAKER WITH GUIDE FRAME 3POLE, SIZE II, IEC IN=2500A TO 690V, AC50/60HZ ICU=80KA AT 500V W. CONNECTION FLANGE ELECTRONIC TRIP UNIT ETU 15 LI PROT. ADJUST.B. 0.51 IN W. MAN. OPER. MECHAN. & STORAGE WITH MECHANICAL REQUEST WITHOUT 1ST SHUNT TRIP WITHOUT 2ND SHUNT TRIP 2NO+2NC 2NO+2NC | 9185.63 | TEM | 1 | LP | 102 | 1
3WL12253CB321AA2 | FIXEDMOUNTED CIRCUIT BREAKER 3POLE, SIZE II, IEC IN=2500A TO 690V, AC50/60HZ ICU=80KA AT 500V REAR CONNECTION HORIZONTAL ELECTRONIC TRIP UNIT ETU 25 LSI PROT. ADJUST.B. 0.41 IN W. MAN. OPER. MECHAN. & STORAGE WITH MECHANICAL REQUEST WITHOUT 1ST SHUNT TRIP WITHOUT 2ND SHUNT TRIP 2NO+2NC 2NO+2NC | 7808.04 | TEM | 1 | LP | 59 | 1
3WL12253DG321AA2 | FIXEDMOUNTED CIRCUIT BREAKER 3POLE, SIZE II, IEC IN=2500A TO 690V, AC50/60HZ ICU=80KA AT 500V REAR CONNECTION HORIZONTAL ELECTRONIC TRIP UNIT ETU 27 LSING PROT. ADJUST.B 0.41IN EARTH FAULT/ NPROT. INTEGRATED W. MAN. OPER. MECHAN. & STORAGE WITH MECHANICAL REQUEST WITHOUT 1ST SHUNT TRIP WITHOUT 2ND SHUNT TRIP 2NO+2NC 2NO+2NC | 8378.33 | TEM | 1 | LP | 59 | 1
3WL12253EB355FA2 | WITHDRAWABLE CIRCUIT BREAKER WITHOUT GUIDE FRAME 3POLE, SIZE II, IEC IN=2500A TO 690V, AC50/60HZ ICU=80KA AT 500V REAR CONNECTION HORIZONTAL ELECTRONIC TRIP UNIT ETU 45 LSIN PROT. ADJUST.B. 0.41 IN WITH CUBICLE BUS COMMUN./MEASURING FUNCT../ MOT./MAN. OPER.MECHAN. W.STOR. DRIVE MOTOR AC 50/60HZ110127V BZW DC 110125V REQU. AC 50/60HZ 110V, DC 110V WITH 1ST AUXILIARY RELEASE SHUNT TRIP"F", F1 AC50/60HZ 110V/ DC 110V, 100%ED WITHOUT 2ND SHUNT TRIP 2NO+2NC 2NO+2NC | 9739.76 | TEM | 1 | LP | 63 | 1
3WL12254BB324GA2 | FIXEDMOUNTED CIRCUIT BREAKER 3POLE, SIZE II, IEC IN=2500A TO 690V, AC50/60HZ ICU=100KA AT 500V REAR CONNECTION HORIZONTAL ELECTRONIC TRIP UNIT ETU 15 LI PROT. ADJUST.B. 0.51 IN MOT./MAN. OPER.MECHAN. W.STOR. DRIVE MOTOR AC 50/60HZ 208240V BZW DC 220250V REQU. AC 50/60HZ 230V, DC 220V WITH 1ST AUXILIARY RELEASE SHUNT TRIP"F", F1 AC50/60HZ 230V/ DC 220V,100%ED WITHOUT 2ND SHUNT TRIP 2NO+2NC 2NO+2NC | 9512.06 | TEM | 1 | LP | 59 | 1
3WL12254CB321AA2 | FIXEDMOUNTED CIRCUIT BREAKER 3POLE, SIZE II, IEC IN=2500A TO 690V, AC50/60HZ ICU=100KA AT 500V REAR CONNECTION HORIZONTAL ELECTRONIC TRIP UNIT ETU 25 LSI PROT. ADJUST.B. 0.41 IN W. MAN. OPER. MECHAN. & STORAGE WITH MECHANICAL REQUEST WITHOUT 1ST SHUNT TRIP WITHOUT 2ND SHUNT TRIP 2NO+2NC 2NO+2NC | 8374.19 | TEM | 1 | LP | 59 | 1
3WL12254CB364AN2 | WITHDRAWABLE CIRCUIT BREAKER WITH GUIDE FRAME 3POLE, SIZE II, IEC IN=2500A TO 690V, AC50/60HZ ICU=100KA AT 500V REAR CONNECTION HORIZONTAL ELECTRONIC TRIP UNIT ETU 25 LSI PROT. ADJUST.B. 0.41 IN MOT./MAN. OPER.MECHAN. W.STOR. DRIVE MOTOR AC 50/60HZ 208240V BZW DC 220250V REQU. AC 50/60HZ 230V, DC 220V WITHOUT 1ST SHUNT TRIP WITH 2ND AUX. RELEASE "R", F3 UNDERVOLTAGE, NONDEL. AC 208240V, DC 220250V 2NO+2NC 2NO+2NC | 11117.76 | TEM | 1 | LP | 102 | 1
3WL12322BB321AA2 | FIXEDMOUNTED CIRCUIT BREAKER 3POLE, SIZE II, IEC IN=3200A TO 690V, AC50/60HZ ICU=66KA AT 500V REAR CONNECTION HORIZONTAL ELECTRONIC TRIP UNIT ETU 15 LI PROT. ADJUST.B. 0.51 IN W. MAN. OPER. MECHAN. & STORAGE WITH MECHANICAL REQUEST WITHOUT 1ST SHUNT TRIP WITHOUT 2ND SHUNT TRIP 2NO+2NC 2NO+2NC | 8209.62 | TEM | 1 | LP | 64 | 1
3WL12322BB321GA2 | FIXEDMOUNTED CIRCUIT BREAKER 3POLE, SIZE II, IEC IN=3200A TO 690V, AC50/60HZ ICU=66KA AT 500V REAR CONNECTION HORIZONTAL ELECTRONIC TRIP UNIT ETU 15 LI PROT. ADJUST.B. 0.51 IN W. MAN. OPER. MECHAN. & STORAGE WITH MECHANICAL REQUEST WITH 1ST AUXILIARY RELEASE SHUNT TRIP"F", F1 AC50/60HZ 230V/ DC 220V,100%ED WITHOUT 2ND SHUNT TRIP 2NO+2NC 2NO+2NC | 8393.54 | TEM | 1 | LP | 64 | 1
3WL12322BB341AA2 | FIXEDMOUNTED CIRCUIT BREAKER 3POLE, SIZE II, IEC IN=3200A TO 690V, AC50/60HZ ICU=66KA AT 500V FRNT.CONN. TOP/BOT. DUALHOLE ELECTRONIC TRIP UNIT ETU 15 LI PROT. ADJUST.B. 0.51 IN W. MAN. OPER. MECHAN. & STORAGE WITH MECHANICAL REQUEST WITHOUT 1ST SHUNT TRIP WITHOUT 2ND SHUNT TRIP 2NO+2NC 2NO+2NC | 8747.82 | TEM | 1 | LP | 64 | 1
3WL12322BB351AA2 | WITHDRAWABLE CIRCUIT BREAKER WITHOUT GUIDE FRAME 3POLE, SIZE II, IEC IN=3200A TO 690V, AC50/60HZ ICU=66KA AT 500V REAR CONNECTION HORIZONTAL ELECTRONIC TRIP UNIT ETU 15 LI PROT. ADJUST.B. 0.51 IN W. MAN. OPER. MECHAN. & STORAGE WITH MECHANICAL REQUEST WITHOUT 1ST SHUNT TRIP WITHOUT 2ND SHUNT TRIP 2NO+2NC 2NO+2NC | 8592.57 | TEM | 1 | LP | 68 | 1
3WL12322BB361AA2 | WITHDRAWABLE CIRCUIT BREAKER WITH GUIDE FRAME 3POLE, SIZE II, IEC IN=3200A TO 690V, AC50/60HZ ICU=66KA AT 500V REAR CONNECTION HORIZONTAL ELECTRONIC TRIP UNIT ETU 15 LI PROT. ADJUST.B. 0.51 IN W. MAN. OPER. MECHAN. & STORAGE WITH MECHANICAL REQUEST WITHOUT 1ST SHUNT TRIP WITHOUT 2ND SHUNT TRIP 2NO+2NC 2NO+2NC | 10392.44 | TEM | 1 | LP | 113 | 1
3WL12322CB321AA2 | FIXEDMOUNTED CIRCUIT BREAKER 3POLE, SIZE II, IEC IN=3200A TO 690V, AC50/60HZ ICU=66KA AT 500V REAR CONNECTION HORIZONTAL ELECTRONIC TRIP UNIT ETU 25 LSI PROT. ADJUST.B. 0.41 IN W. MAN. OPER. MECHAN. & STORAGE WITH MECHANICAL REQUEST WITHOUT 1ST SHUNT TRIP WITHOUT 2ND SHUNT TRIP 2NO+2NC 2NO+2NC | 8314.16 | TEM | 1 | LP | 64 | 1
3WL12322CB324GA4 | FIXEDMOUNTED CIRCUIT BREAKER 3POLE, SIZE II, IEC IN=3200A TO 690V, AC50/60HZ ICU=66KA AT 500V REAR CONNECTION HORIZONTAL ELECTRONIC TRIP UNIT ETU 25 LSI PROT. ADJUST.B. 0.41 IN MOT./MAN. OPER.MECHAN. W.STOR. DRIVE MOTOR AC 50/60HZ 208240V BZW DC 220250V REQU. AC 50/60HZ 230V, DC 220V WITH 1ST AUXILIARY RELEASE SHUNT TRIP"F", F1 AC50/60HZ 230V/ DC 220V,100%ED WITHOUT 2ND SHUNT TRIP 4NO+4NC 4NO+4NC | 9766.57 | TEM | 1 | LP | 64 | 1
3WL12322CB354GS4 | WITHDRAWABLE CIRCUIT BREAKER WITHOUT GUIDE FRAME 3POLE, SIZE II, IEC IN=3200A TO 690V, AC50/60HZ ICU=66KA AT 500V REAR CONNECTION HORIZONTAL ELECTRONIC TRIP UNIT ETU 25 LSI PROT. ADJUST.B. 0.41 IN MOT./MAN. OPER.MECHAN. W.STOR. DRIVE MOTOR AC 50/60HZ 208240V BZW DC 220250V REQU. AC 50/60HZ 230V, DC 220V WITH 1ST AUXILIARY RELEASE SHUNT TRIP"F", F1 AC50/60HZ 230V/ DC 220V,100%ED WITH 2ND AUX. RELEASE "RC", F4 UNDERVOLTAGE, W.DELAY 0,23,2S AC208240V, DC220250V, 100% ED 4NO+4NC 4NO+4NC | 10675.4 | TEM | 1 | LP | 68 | 1
3WL12322CB464AA2 | WITHDRAWABLE CIRCUIT BREAKER WITH GUIDE FRAME 4POLE, SIZE II, IEC IN=3200A TO 690V, AC50/60HZ ICU=66KA AT 500V REAR CONNECTION HORIZONTAL ELECTRONIC TRIP UNIT ETU 25 LSI PROT. ADJUST.B. 0.41 IN MOT./MAN. OPER.MECHAN. W.STOR. DRIVE MOTOR AC 50/60HZ 208240V BZW DC 220250V REQU. AC 50/60HZ 230V, DC 220V WITHOUT 1ST SHUNT TRIP WITHOUT 2ND SHUNT TRIP 2NO+2NC 2NO+2NC | 14711.18 | TEM | 1 | LP | 136 | 1
3WL12323AA321AA2 | FIXEDMOUNT NONAUT. CIRCUITB. 3POLE, SIZE II, IEC IN=3200A TO 690V, AC50/60HZ ICU=80KA AT 500V REAR CONNECTION HORIZONTAL WITHOUT OVERCURRENT TRIP W. MAN. OPER. MECHAN. & STORAGE WITH MECHANICAL REQUEST WITHOUT 1ST SHUNT TRIP WITHOUT 2ND SHUNT TRIP 2NO+2NC 2NO+2NC | 7781.13 | TEM | 1 | LP | 64 | 1
3WL12323BB311AA2 | FIXEDMOUNTED CIRCUIT BREAKER 3POLE, SIZE II, IEC IN=3200A TO 690V, AC50/60HZ ICU=80KA AT 500V REAR CONNECTION VERTICAL ELECTRONIC TRIP UNIT ETU 15 LI PROT. ADJUST.B. 0.51 IN W. MAN. OPER. MECHAN. & STORAGE WITH MECHANICAL REQUEST WITHOUT 1ST SHUNT TRIP WITHOUT 2ND SHUNT TRIP 2NO+2NC 2NO+2NC | 9120.42 | TEM | 1 | LP | 64 | 1
3WL12323BB321AA2 | FIXEDMOUNTED CIRCUIT BREAKER 3POLE, SIZE II, IEC IN=3200A TO 690V, AC50/60HZ ICU=80KA AT 500V REAR CONNECTION HORIZONTAL ELECTRONIC TRIP UNIT ETU 15 LI PROT. ADJUST.B. 0.51 IN W. MAN. OPER. MECHAN. & STORAGE WITH MECHANICAL REQUEST WITHOUT 1ST SHUNT TRIP WITHOUT 2ND SHUNT TRIP 2NO+2NC 2NO+2NC | 8686.76 | TEM | 1 | LP | 64 | 1
3WL12323BB321GA2 | FIXEDMOUNTED CIRCUIT BREAKER 3POLE, SIZE II, IEC IN=3200A TO 690V, AC50/60HZ ICU=80KA AT 500V REAR CONNECTION HORIZONTAL ELECTRONIC TRIP UNIT ETU 15 LI PROT. ADJUST.B. 0.51 IN W. MAN. OPER. MECHAN. & STORAGE WITH MECHANICAL REQUEST WITH 1ST AUXILIARY RELEASE SHUNT TRIP"F", F1 AC50/60HZ 230V/ DC 220V,100%ED WITHOUT 2ND SHUNT TRIP 2NO+2NC 2NO+2NC | 8870.67 | TEM | 1 | LP | 64 | 1
3WL12323BB361AA2 | WITHDRAWABLE CIRCUIT BREAKER WITH GUIDE FRAME 3POLE, SIZE II, IEC IN=3200A TO 690V, AC50/60HZ ICU=80KA AT 500V REAR CONNECTION HORIZONTAL ELECTRONIC TRIP UNIT ETU 15 LI PROT. ADJUST.B. 0.51 IN W. MAN. OPER. MECHAN. & STORAGE WITH MECHANICAL REQUEST WITHOUT 1ST SHUNT TRIP WITHOUT 2ND SHUNT TRIP 2NO+2NC 2NO+2NC | 11254.59 | TEM | 1 | LP | 113 | 1
3WL12323BB364GP4 | WITHDRAWABLE CIRCUIT BREAKER WITH GUIDE FRAME 3POLE, SIZE II, IEC IN=3200A TO 690V, AC50/60HZ ICU=80KA AT 500V REAR CONNECTION HORIZONTAL ELECTRONIC TRIP UNIT ETU 15 LI PROT. ADJUST.B. 0.51 IN MOT./MAN. OPER.MECHAN. W.STOR. DRIVE MOTOR AC 50/60HZ 208240V BZW DC 220250V REQU. AC 50/60HZ 230V, DC 220V WITH 1ST AUXILIARY RELEASE SHUNT TRIP"F", F1 AC50/60HZ 230V/ DC 220V,100%ED WITH 2ND AUX. RELEASE "R", F3 UNDERVOLTAGE, NONDEL. AC50/60HZ 380415V 4NO+4NC 4NO+4NC | 12924.46 | TEM | 1 | LP | 113 | 1
3WL12323BB424GA2 | FIXEDMOUNTED CIRCUIT BREAKER 4POLE, SIZE II, IEC IN=3200A TO 690V, AC50/60HZ ICU=80KA AT 500V REAR CONNECTION HORIZONTAL ELECTRONIC TRIP UNIT ETU 15 LI PROT. ADJUST.B. 0.51 IN MOT./MAN. OPER.MECHAN. W.STOR. DRIVE MOTOR AC 50/60HZ 208240V BZW DC 220250V REQU. AC 50/60HZ 230V, DC 220V WITH 1ST AUXILIARY RELEASE SHUNT TRIP"F", F1 AC50/60HZ 230V/ DC 220V,100%ED WITHOUT 2ND SHUNT TRIP 2NO+2NC 2NO+2NC | 12804.4 | TEM | 1 | LP | 77 | 1
3WL12323BB464GA2 | WITHDRAWABLE CIRCUIT BREAKER WITH GUIDE FRAME 4POLE, SIZE II, IEC IN=3200A TO 690V, AC50/60HZ ICU=80KA AT 500V REAR CONNECTION HORIZONTAL ELECTRONIC TRIP UNIT ETU 15 LI PROT. ADJUST.B. 0.51 IN MOT./MAN. OPER.MECHAN. W.STOR. DRIVE MOTOR AC 50/60HZ 208240V BZW DC 220250V REQU. AC 50/60HZ 230V, DC 220V WITH 1ST AUXILIARY RELEASE SHUNT TRIP"F", F1 AC50/60HZ 230V/ DC 220V,100%ED WITHOUT 2ND SHUNT TRIP 2NO+2NC 2NO+2NC | 15859.72 | TEM | 1 | LP | 136 | 1
3WL12323CB321AA2 | FIXEDMOUNTED CIRCUIT BREAKER 3POLE, SIZE II, IEC IN=3200A TO 690V, AC50/60HZ ICU=80KA AT 500V REAR CONNECTION HORIZONTAL ELECTRONIC TRIP UNIT ETU 25 LSI PROT. ADJUST.B. 0.41 IN W. MAN. OPER. MECHAN. & STORAGE WITH MECHANICAL REQUEST WITHOUT 1ST SHUNT TRIP WITHOUT 2ND SHUNT TRIP 2NO+2NC 2NO+2NC | 8791.29 | TEM | 1 | LP | 64 | 1
3WL12323CB324GA2 | FIXEDMOUNTED CIRCUIT BREAKER 3POLE, SIZE II, IEC IN=3200A TO 690V, AC50/60HZ ICU=80KA AT 500V REAR CONNECTION HORIZONTAL ELECTRONIC TRIP UNIT ETU 25 LSI PROT. ADJUST.B. 0.41 IN MOT./MAN. OPER.MECHAN. W.STOR. DRIVE MOTOR AC 50/60HZ 208240V BZW DC 220250V REQU. AC 50/60HZ 230V, DC 220V WITH 1ST AUXILIARY RELEASE SHUNT TRIP"F", F1 AC50/60HZ 230V/ DC 220V,100%ED WITHOUT 2ND SHUNT TRIP 2NO+2NC 2NO+2NC | 10033.7 | TEM | 1 | LP | 64 | 1
3WL12323CB364GA2 | WITHDRAWABLE CIRCUIT BREAKER WITH GUIDE FRAME 3POLE, SIZE II, IEC IN=3200A TO 690V, AC50/60HZ ICU=80KA AT 500V REAR CONNECTION HORIZONTAL ELECTRONIC TRIP UNIT ETU 25 LSI PROT. ADJUST.B. 0.41 IN MOT./MAN. OPER.MECHAN. W.STOR. DRIVE MOTOR AC 50/60HZ 208240V BZW DC 220250V REQU. AC 50/60HZ 230V, DC 220V WITH 1ST AUXILIARY RELEASE SHUNT TRIP"F", F1 AC50/60HZ 230V/ DC 220V,100%ED WITHOUT 2ND SHUNT TRIP 2NO+2NC 2NO+2NC | 12601.54 | TEM | 1 | LP | 113 | 1
3WL12323CB464GA2 | WITHDRAWABLE CIRCUIT BREAKER WITH GUIDE FRAME 4POLE, SIZE II, IEC IN=3200A TO 690V, AC50/60HZ ICU=80KA AT 500V REAR CONNECTION HORIZONTAL ELECTRONIC TRIP UNIT ETU 25 LSI PROT. ADJUST.B. 0.41 IN MOT./MAN. OPER.MECHAN. W.STOR. DRIVE MOTOR AC 50/60HZ 208240V BZW DC 220250V REQU. AC 50/60HZ 230V, DC 220V WITH 1ST AUXILIARY RELEASE SHUNT TRIP"F", F1 AC50/60HZ 230V/ DC 220V,100%ED WITHOUT 2ND SHUNT TRIP 2NO+2NC 2NO+2NC | 15964.25 | TEM | 1 | LP | 136 | 1
3WL12323DG454GA2 | WITHDRAWABLE CIRCUIT BREAKER WITHOUT GUIDE FRAME 4POLE, SIZE II, IEC IN=3200A TO 690V, AC50/60HZ ICU=80KA AT 500V REAR CONNECTION HORIZONTAL ELECTRONIC TRIP UNIT ETU 27 LSING PROT. ADJUST.B 0.41IN EARTH FAULT/ NPROT. INTEGRATED MOT./MAN. OPER.MECHAN. W.STOR. DRIVE MOTOR AC 50/60HZ 208240V BZW DC 220250V REQU. AC 50/60HZ 230V, DC 220V WITH 1ST AUXILIARY RELEASE SHUNT TRIP"F", F1 AC50/60HZ 230V/ DC 220V,100%ED WITHOUT 2ND SHUNT TRIP 2NO+2NC 2NO+2NC | 14251.33 | TEM | 1 | LP | 82 | 1
3WL12324BB331AG2 | FIXEDMOUNTED CIRCUIT BREAKER 3POLE, SIZE II, IEC IN=3200A TO 690V, AC50/60HZ ICU=100KA AT 500V FRNT.CONN. TOP/BOT. SINGLEHOLE ELECTRONIC TRIP UNIT ETU 15 LI PROT. ADJUST.B. 0.51 IN W. MAN. OPER. MECHAN. & STORAGE WITH MECHANICAL REQUEST WITHOUT 1ST SHUNT TRIP WITH 2ND AUX. RELEASE "F", F2 SHUNT TRIP AC 230V/ DC 220V, 100%ED 2NO+2NC 2NO+2NC | 10061.96 | TEM | 1 | LP | 64 | 1
3WL12324NB325AM2 | FIXEDMOUNTED CIRCUIT BREAKER 3POLE, SIZE II, IEC IN=3200A TO 690V, AC50/60HZ ICU=100KA AT 500V REAR CONNECTION HORIZONTAL ELECTRONIC TRIP UNIT ETU 76 LSIN PROT ADJUST. 0.41 IN WITH DISPLAY AND CUBICLE BUS COMM./MEASURING FUNC./ EARTH FLT./ZSS OPTION MOT./MAN. OPER.MECHAN. W.STOR. DRIVE MOTOR AC 50/60HZ110127V BZW DC 110125V REQU. AC 50/60HZ 110V, DC 110V WITHOUT 1ST SHUNT TRIP WITH 2ND AUX. RELEASE "R", F3 UNDERVOLTAGE, NONDEL. AC110 127V, DC110125V 2NO+2NC 2NO+2NC | 12579.18 | TEM | 1 | LP | 64 | 1
3WL12402CB311AA2 | FIXEDMOUNTED CIRCUIT BREAKER 3POLE, SIZE II, IEC IN=4000A TO 690V, AC50/60HZ ICU=66KA AT 500V REAR CONNECTION VERTICAL ELECTRONIC TRIP UNIT ETU 25 LSI PROT. ADJUST.B. 0.41 IN W. MAN. OPER. MECHAN. & STORAGE WITH MECHANICAL REQUEST WITHOUT 1ST SHUNT TRIP WITHOUT 2ND SHUNT TRIP 2NO+2NC 2NO+2NC | 11176.97 | TEM | 1 | LP | 85 | 1
3WL12402CB374GS4 | WITHDRAWABLE CIRCUIT BREAKER WITH GUIDE FRAME 3POLE, SIZE II, IEC IN=4000A TO 690V, AC50/60HZ ICU=66KA AT 500V REAR CONNECTION VERTICAL ELECTRONIC TRIP UNIT ETU 25 LSI PROT. ADJUST.B. 0.41 IN MOT./MAN. OPER.MECHAN. W.STOR. DRIVE MOTOR AC 50/60HZ 208240V BZW DC 220250V REQU. AC 50/60HZ 230V, DC 220V WITH 1ST AUXILIARY RELEASE SHUNT TRIP"F", F1 AC50/60HZ 230V/ DC 220V,100%ED WITH 2ND AUX. RELEASE "RC", F4 UNDERVOLTAGE, W.DELAY 0,23,2S AC208240V, DC220250V, 100% ED 4NO+4NC 4NO+4NC | 17793.1 | TEM | 1 | LP | 121 | 1
3WL12403CB311AA2 | FIXEDMOUNTED CIRCUIT BREAKER 3POLE, SIZE II, IEC IN=4000A TO 690V, AC50/60HZ ICU=80KA AT 500V REAR CONNECTION VERTICAL ELECTRONIC TRIP UNIT ETU 25 LSI PROT. ADJUST.B. 0.41 IN W. MAN. OPER. MECHAN. & STORAGE WITH MECHANICAL REQUEST WITHOUT 1ST SHUNT TRIP WITHOUT 2ND SHUNT TRIP 2NO+2NC 2NO+2NC | 12203.69 | TEM | 1 | LP | 85 | 1
3WL12403CB311GA2 | FIXEDMOUNTED CIRCUIT BREAKER 3POLE, SIZE II, IEC IN=4000A TO 690V, AC50/60HZ ICU=80KA AT 500V REAR CONNECTION VERTICAL ELECTRONIC TRIP UNIT ETU 25 LSI PROT. ADJUST.B. 0.41 IN W. MAN. OPER. MECHAN. & STORAGE WITH MECHANICAL REQUEST WITH 1ST AUXILIARY RELEASE SHUNT TRIP"F", F1 AC50/60HZ 230V/ DC 220V,100%ED WITHOUT 2ND SHUNT TRIP 2NO+2NC 2NO+2NC | 12387.6 | TEM | 1 | LP | 85 | 1
3WL13404CB321AA2 | FIXEDMOUNTED CIRCUIT BREAKER 3POLE, SIZE III, IEC IN=4000A TO 690V, AC50/60HZ ICU=100KA AT 500V REAR CONNECTION HORIZONTAL ELECTRONIC TRIP UNIT ETU 25 LSI PROT. ADJUST.B. 0.41 IN W. MAN. OPER. MECHAN. & STORAGE WITH MECHANICAL REQUEST WITHOUT 1ST SHUNT TRIP WITHOUT 2ND SHUNT TRIP 2NO+2NC 2NO+2NC | 13869 | TEM | 1 | LP | 82 | 1
3WL13404CB321GA2 | FIXEDMOUNTED CIRCUIT BREAKER 3POLE, SIZE III, IEC IN=4000A TO 690V, AC50/60HZ ICU=100KA AT 500V REAR CONNECTION HORIZONTAL ELECTRONIC TRIP UNIT ETU 25 LSI PROT. ADJUST.B. 0.41 IN W. MAN. OPER. MECHAN. & STORAGE WITH MECHANICAL REQUEST WITH 1ST AUXILIARY RELEASE SHUNT TRIP"F", F1 AC50/60HZ 230V/ DC 220V,100%ED WITHOUT 2ND SHUNT TRIP 2NO+2NC 2NO+2NC | 14052.92 | TEM | 1 | LP | 82 | 1
3WL13404CB324AA2 | FIXEDMOUNTED CIRCUIT BREAKER 3POLE, SIZE III, IEC IN=4000A TO 690V, AC50/60HZ ICU=100KA AT 500V REAR CONNECTION HORIZONTAL ELECTRONIC TRIP UNIT ETU 25 LSI PROT. ADJUST.B. 0.41 IN MOT./MAN. OPER.MECHAN. W.STOR. DRIVE MOTOR AC 50/60HZ 208240V BZW DC 220250V REQU. AC 50/60HZ 230V, DC 220V WITHOUT 1ST SHUNT TRIP WITHOUT 2ND SHUNT TRIP 2NO+2NC 2NO+2NC | 14927.49 | TEM | 1 | LP | 82 | 1
3WL13404CB324GA2 | FIXEDMOUNTED CIRCUIT BREAKER 3POLE, SIZE III, IEC IN=4000A TO 690V, AC50/60HZ ICU=100KA AT 500V REAR CONNECTION HORIZONTAL ELECTRONIC TRIP UNIT ETU 25 LSI PROT. ADJUST.B. 0.41 IN MOT./MAN. OPER.MECHAN. W.STOR. DRIVE MOTOR AC 50/60HZ 208240V BZW DC 220250V REQU. AC 50/60HZ 230V, DC 220V WITH 1ST AUXILIARY RELEASE SHUNT TRIP"F", F1 AC50/60HZ 230V/ DC 220V,100%ED WITHOUT 2ND SHUNT TRIP 2NO+2NC 2NO+2NC | 15111.41 | TEM | 1 | LP | 82 | 1
3WL13404CB364GA2 | WITHDRAWABLE CIRCUIT BREAKER WITH GUIDE FRAME 3POLE, SIZE III, IEC IN=4000A TO 690V, AC50/60HZ ICU=100KA AT 500V REAR CONNECTION HORIZONTAL ELECTRONIC TRIP UNIT ETU 25 LSI PROT. ADJUST.B. 0.41 IN MOT./MAN. OPER.MECHAN. W.STOR. DRIVE MOTOR AC 50/60HZ 208240V BZW DC 220250V REQU. AC 50/60HZ 230V, DC 220V WITH 1ST AUXILIARY RELEASE SHUNT TRIP"F", F1 AC50/60HZ 230V/ DC 220V,100%ED WITHOUT 2ND SHUNT TRIP 2NO+2NC 2NO+2NC | 19396.31 | TEM | 1 | LP | 148 | 1
3WL13404CB424GA2 | FIXEDMOUNTED CIRCUIT BREAKER 4POLE, SIZE III, IEC IN=4000A TO 690V, AC50/60HZ ICU=100KA AT 500V REAR CONNECTION HORIZONTAL ELECTRONIC TRIP UNIT ETU 25 LSI PROT. ADJUST.B. 0.41 IN MOT./MAN. OPER.MECHAN. W.STOR. DRIVE MOTOR AC 50/60HZ 208240V BZW DC 220250V REQU. AC 50/60HZ 230V, DC 220V WITH 1ST AUXILIARY RELEASE SHUNT TRIP"F", F1 AC50/60HZ 230V/ DC 220V,100%ED WITHOUT 2ND SHUNT TRIP 2NO+2NC 2NO+2NC | 18580.73 | TEM | 1 | LP | 99 | 1
3WL13404CB464GA2 | WITHDRAWABLE CIRCUIT BREAKER WITH GUIDE FRAME 4POLE, SIZE III, IEC IN=4000A TO 690V, AC50/60HZ ICU=100KA AT 500V REAR CONNECTION HORIZONTAL ELECTRONIC TRIP UNIT ETU 25 LSI PROT. ADJUST.B. 0.41 IN MOT./MAN. OPER.MECHAN. W.STOR. DRIVE MOTOR AC 50/60HZ 208240V BZW DC 220250V REQU. AC 50/60HZ 230V, DC 220V WITH 1ST AUXILIARY RELEASE SHUNT TRIP"F", F1 AC50/60HZ 230V/ DC 220V,100%ED WITHOUT 2ND SHUNT TRIP 2NO+2NC 2NO+2NC | 26819.33 | TEM | 1 | LP | 190 | 1
3WL13404DG321AA2 | FIXEDMOUNTED CIRCUIT BREAKER 3POLE, SIZE III, IEC IN=4000A TO 690V, AC50/60HZ ICU=100KA AT 500V REAR CONNECTION HORIZONTAL ELECTRONIC TRIP UNIT ETU 27 LSING PROT. ADJUST.B 0.41IN EARTH FAULT/ NPROT. INTEGRATED W. MAN. OPER. MECHAN. & STORAGE WITH MECHANICAL REQUEST WITHOUT 1ST SHUNT TRIP WITHOUT 2ND SHUNT TRIP 2NO+2NC 2NO+2NC | 14439.29 | TEM | 1 | LP | 82 | 1
3WL13504CB364AA2 | WITHDRAWABLE CIRCUIT BREAKER WITH GUIDE FRAME 3POLE, SIZE III, IEC IN=5000A TO 690V, AC50/60HZ ICU=100KA AT 500V REAR CONNECTION HORIZONTAL ELECTRONIC TRIP UNIT ETU 25 LSI PROT. ADJUST.B. 0.41 IN MOT./MAN. OPER.MECHAN. W.STOR. DRIVE MOTOR AC 50/60HZ 208240V BZW DC 220250V REQU. AC 50/60HZ 230V, DC 220V WITHOUT 1ST SHUNT TRIP WITHOUT 2ND SHUNT TRIP 2NO+2NC 2NO+2NC | 26749.26 | TEM | 1 | LP | 148 | 1
3WL13504CB364AN2 | WITHDRAWABLE CIRCUIT BREAKER WITH GUIDE FRAME 3POLE, SIZE III, IEC IN=5000A TO 690V, AC50/60HZ ICU=100KA AT 500V REAR CONNECTION HORIZONTAL ELECTRONIC TRIP UNIT ETU 25 LSI PROT. ADJUST.B. 0.41 IN MOT./MAN. OPER.MECHAN. W.STOR. DRIVE MOTOR AC 50/60HZ 208240V BZW DC 220250V REQU. AC 50/60HZ 230V, DC 220V WITHOUT 1ST SHUNT TRIP WITH 2ND AUX. RELEASE "R", F3 UNDERVOLTAGE, NONDEL. AC 208240V, DC 220250V 2NO+2NC 2NO+2NC | 26966.72 | TEM | 1 | LP | 148 | 1
3WL13504DG361AA2 | WITHDRAWABLE CIRCUIT BREAKER WITH GUIDE FRAME 3POLE, SIZE III, IEC IN=5000A TO 690V, AC50/60HZ ICU=100KA AT 500V REAR CONNECTION HORIZONTAL ELECTRONIC TRIP UNIT ETU 27 LSING PROT. ADJUST.B 0.41IN EARTH FAULT/ NPROT. INTEGRATED W. MAN. OPER. MECHAN. & STORAGE WITH MECHANICAL REQUEST WITHOUT 1ST SHUNT TRIP WITHOUT 2ND SHUNT TRIP 2NO+2NC 2NO+2NC | 26261.06 | TEM | 1 | LP | 148 | 1
3WL13634AA311AA2 | FIXEDMOUNT NONAUT. CIRCUITB. 3POLE, SIZE III, IEC IN=6300A TO 690V, AC50/60HZ ICU=100KA AT 500V REAR CONNECTION VERTICAL, WITHOUT OVERCURRENT TRIP W. MAN. OPER. MECHAN. & STORAGE WITH MECHANICAL REQUEST WITHOUT 1ST SHUNT TRIP WITHOUT 2ND SHUNT TRIP 2NO+2NC 2NO+2NC | 27195.66 | TEM | 1 | LP | 82 | 1
3WL13634EB314GN4 | FIXEDMOUNTED CIRCUIT BREAKER 3POLE, SIZE III, IEC IN=6300A TO 690V, AC50/60HZ ICU=100KA AT 500V REAR CONNECTION VERTICAL, ELECTRONIC TRIP UNIT ETU 45 LSIN PROT. ADJUST.B. 0.41 IN WITH CUBICLE BUS COMMUN./MEASURING FUNCT../ MOT./MAN. OPER.MECHAN. W.STOR. DRIVE MOTOR AC 50/60HZ 208240V BZW DC 220250V REQU. AC 50/60HZ 230V, DC 220V WITH 1ST AUXILIARY RELEASE SHUNT TRIP"F", F1 AC50/60HZ 230V/ DC 220V,100%ED WITH 2ND AUX. RELEASE "R", F3 UNDERVOLTAGE, NONDEL. AC 208240V, DC 220250V 4NO+4NC 4NO+4NC | 30155.14 | TEM | 1 | LP | 90 | 1
3WL13634EB314GS4 | FIXEDMOUNTED CIRCUIT BREAKER 3POLE, SIZE III, IEC IN=6300A TO 690V, AC50/60HZ ICU=100KA AT 500V REAR CONNECTION VERTICAL, ELECTRONIC TRIP UNIT ETU 45 LSIN PROT. ADJUST.B. 0.41 IN WITH CUBICLE BUS COMMUN./MEASURING FUNCT../ MOT./MAN. OPER.MECHAN. W.STOR. DRIVE MOTOR AC 50/60HZ 208240V BZW DC 220250V REQU. AC 50/60HZ 230V, DC 220V WITH 1ST AUXILIARY RELEASE SHUNT TRIP"F", F1 AC50/60HZ 230V/ DC 220V,100%ED WITH 2ND AUX. RELEASE "RC", F4 UNDERVOLTAGE, W.DELAY 0,23,2S AC208240V, DC220250V, 100% ED 4NO+4NC 4NO+4NC | 30463.57 | TEM | 1 | LP | 90 | 1
3WL91110AA110AA0 | ACCESSORIES CIRCUIT BREAKER 3WL INT. CURRENT TRANSFORMERS SZ.I F. NCOND.PROT. ROGOWSKI CONVRTR. | 114.89 | TEM | 1 | LP | 0.2 | 1
3WL91110AA210AA0 | ACCESSORIES CIRCUIT BREAKER 3WL EXT. CURRENT TRANSFORMERS SZ.I F. NCOND.PROT. ROGOWSKI CONVRTR. WITHOUT COPPER BAR | 348.17 | TEM | 1 | LP | 0.3 | 1
3WL91110AA220AA0 | ACCESSORIES CIRCUIT BREAKER 3WL EXT. CURRENT TRANSFORMERS SZ.II F. NCOND.PROT. ROGOWSKI CONVRTR. WITHOUT COPPER BAR | 403.65 | TEM | 1 | LP | 0.38 | 1
3WL91110AA230AA0 | ACCESSORIES CIRCUIT BREAKER 3WL EXT. CURRENT TRANSFORMERS S.III F. NCOND.PROT. ROGOWSKI CONVRTR. WITHOUT COPPER BAR | 518.43 | TEM | 1 | LP | 0.68 | 1
3WL91110AA310AA0 | ACCESSORIES CIRCUIT BREAKER 3WL EXT. CURRENT TRANSFORMERS SZ.I F. NCOND.PROT. ROGOWSKI CONVRTR. WITH COPPER BAR | 420.93 | TEM | 1 | LP | 1.6 | 1
3WL91110AA330AA0 | ACCESSORIES CIRCUIT BREAKER 3WL EXT. CURRENT TRANSFORMERS S.III F. NCOND.PROT. ROGOWSKI CONVRTR. WITH COPPER BAR | 676.17 | TEM | 1 | LP | 8.5 | 1
3WL91110AA620AA0 | ACCESSORIES CIRCUIT BREAKER 3WL RATED CURRENT REF. MODULE 2000A F. ETU25, 27, 45, 55, 75, 76 | 214.66 | TEM | 1 | LP | 0.01 | 1
3WL91110AA640AA0 | ACCESSORIES CIRCUIT BREAKER 3WL RATED CURRENT REF. MODULE 3200A F. ETU25, 27, 45, 55, 75, 76 | 214.66 | TEM | 1 | LP | 0.01 | 1
3WL91110AB010AA0 | ACCESSORIES CIRCUIT BREAKER 3WL KNIFE STRIP | 69.66 | TEM | 1 | LP | 0.1 | 1
3WL91110AB030AA0 | ACCESSORIES CIRCUIT BREAKER 3WL MANUAL PLUG SIGUT | 57.86 | TEM | 1 | LP | 0.07 | 1
3WL91110AB070AA0 | ACCESSORIES CIRCUIT BREAKER 3WL COD.SET F. FIXEDMOUNT CIRC.BR. | 46.47 | TEM | 1 | LP | 0.02 | 1
3WL91110AB180AA0 | ACCESSORIES CIRCUIT BREAKER 3WL WIPER CONTACT MODULE F. WITHDRAWABLE CIRC.BREAKER SIGUT | 112.5 | TEM | 1 | LP | 0.12 | 1
3WL91110AD010AA0 | ACCESSORIES CIRCUIT BREAKER 3WL SHUNT TRIP DC 24V, 100% ED | 183.92 | TEM | 1 | LP | 0.7 | 1
3WL91110AD050AA0 | ACCESSORIES CIRCUIT BREAKER 3WL SHUNT TRIP AC 50/60HZ 110V/ DC 110V 100% ED | 183.92 | TEM | 1 | LP | 0.7 | 1
3WL91110AD060AA0 | ACCESSORIES CIRCUIT BREAKER 3WL SHUNT TRIP AC 50/60HZ 208240V/ DC 220V 100% ED | 183.92 | TEM | 1 | LP | 0.7 | 1
3WL91110AD130AA0 | ACCESSORIES CIRCUIT BREAKER 3WL SHUNT TRIP, OVEREXCITED 5% ED (NOT F. CONTIN. OPER.) 5% ED | 194.37 | TEM | 1 | LP | 0.7 | 1
3WL91110AD140AA0 | ACCESSORIES CIRCUIT BREAKER 3WL SHUNT TRIP, OVEREXCITED 5% ED (NOT F. CONTIN. OPER.) 5% ED | 194.37 | TEM | 1 | LP | 1.8 | 1
3WL91110AE010AA0 | ACCESSORIES CIRCUIT BREAKER 3WL UNDERVOLTAGE RELEASE, INSTANT. INSTANTANEOUS 24 V DC | 217.45 | TEM | 1 | LP | 0.73 | 1
3WL91110AE040AA0 | ACCESSORIES CIRCUIT BREAKER 3WL UNDERVOLTAGE RELEASE, INSTANT. INSTANTANEOUS AC 50/60HZ 110127V/DC 110125V | 217.45 | TEM | 1 | LP | 0.73 | 1
3WL91110AE050AA0 | ACCESSORIES CIRCUIT BREAKER 3WL UNDERVOLTAGE RELEASE, INSTANT. INSTANTANEOUS AC 50/60HZ 208240V/DC 220250V | 217.45 | TEM | 1 | LP | 0.73 | 1
3WL91110AE060AA0 | ACCESSORIES CIRCUIT BREAKER 3WL UNDERVOLTAGE RELEASE, NONDEL. AC 50/60HZ 380415V | 217.45 | TEM | 1 | LP | 0.73 | 1
3WL91110AE110AA0 | ACCESSORIES CIRCUIT BREAKER 3WL UNDERVOLTAGE RELEASE, W.DELAY DC 48V | 583.12 | TEM | 1 | LP | 0.74 | 1
3WL91110AE130AA0 | ACCESSORIES CIRCUIT BREAKER 3WL UNDERVOLTAGE RELEASE, W.DELAY AC 50/60HZ 208240V/DC 220250V | 525.88 | TEM | 1 | LP | 0.74 | 1
3WL91110AE140AA0 | ACCESSORIES CIRCUIT BREAKER 3WL UNDERVOLTAGE RELEASE, W.DELAY AC 50/60HZ 380415V | 583.12 | TEM | 1 | LP | 0.74 | 1
3WL91110AF010AA0 | ACCESSORIES CIRCUIT BREAKER 3WL MOTOR DRIVE DC 2430V | 874.58 | TEM | 1 | LP | 1.51 | 1
3WL91110AF030AA0 | ACCESSORIES CIRCUIT BREAKER 3WL MOTOR DRIVE AC 50/60HZ 110125V/DC110127V | 874.58 | TEM | 1 | LP | 1.51 | 1
3WL91110AF040AA0 | ACCESSORIES CIRCUIT BREAKER 3WL MOTOR DRIVE AC 50/60HZ 208240V/DC 220250 | 874.58 | TEM | 1 | LP | 1.51 | 1
3WL91110AG010AA0 | ACCESSORIES CIRCUIT BREAKER 3WL AUX.SWITCH BLOCK 2NO +2NC | 210 | TEM | 1 | LP | 0.18 | 1
3WL91110AG020AA0 | ACCESSORIES CIRCUIT BREAKER 3WL AUX.SWITCH BLOCK 2NO+0 NC | 105.36 | TEM | 1 | LP | 0.08 | 1
3WL91110AG030AA0 | ACCESSORIES CIRCUIT BREAKER 3WL AUX.SWITCH BLOCK 1NO+1NC | 105.36 | TEM | 1 | LP | 0.07 | 1
3WL91110AH010AA0 | ACCESSORIES CIRCUIT BREAKER 3WL READY TO RUN MESSAGE S20 | 114.89 | TEM | 1 | LP | 0.02 | 1
3WL91110AH070AA0 | ACCESSORIES CIRCUIT BREAKER 3WL 5DIGIT MECHANICAL OPERATIONS COUNTER | 261.65 | TEM | 1 | LP | 0.1 | 1
3WL91110AH080AA0 | ACCESSORIES CIRCUIT BREAKER 3WL SIGNAL SWITCH FOR SPRING STORAGE STATE | 80.73 | TEM | 1 | LP | 0.03 | 1
3WL91110AH110AA0 | ACCESSORIES CIRCUIT BREAKER 3WL POSITION SIGNAL SWITCH F. GUIDE FRAME, 1ST BLOCK 3 MICROSWITCHES | 160.74 | TEM | 1 | LP | 0.2 | 1
3WL91110AH120AA0 | ACCESSORIES CIRCUIT BREAKER 3WL POSITION SIGNAL SWITCH F. GUIDE FRAME, 2ND BLOCK 6 MICROSWITCHES | 278.73 | TEM | 1 | LP | 0.4 | 1
3WL91110AH140AA0 | ACCESSORIES CIRCUIT BREAKER 3WL 1ST TRIP SIGNALLING SWITCH 1CO; S24 | 70.17 | TEM | 1 | LP | 0.08 | 1
3WL91110AJ020AA0 | ACCESSORIES CIRCUIT BREAKER 3WL ELECTR. ONPUSHBUT. IN OP.PANEL WITH SEALING CAPE INCL. CONNECTION CABLES | 96.05 | TEM | 1 | LP | 0.15 | 1
3WL91110AK060AA0 | ACCESSORIES CIRCUIT BREAKER 3WL REMOTE RESET MAGNET AC 50/60HZ 220240V/DC 250V | 255.44 | TEM | 1 | LP | 0.2 | 1
3WL91110AK210AA0 | ACCESSORIES CIRCUITBREAKER 3WL AUTOMATIC RESET OF ANTIPUMPING DEVICE | 67.59 | TEM | 1 | LP | 0.05 | 1
3WL91110AL010AA0 | ACCESSORIES CIRCUIT BREAKER 3WL MAIN CONDUCTOR CONN. 1 PIECE FIXEDMOUNTED CIRC.BR. SIZE I FRONT CONN. TOP SINGLEHOLE FRONT ACCESSIBLE UP TO1000A | 51.75 | TEM | 1 | LP | 1.1 | 1
3WL91110AL020AA0 | ACCESSORIES CIRCUIT BREAKER 3WL MAIN CONDUCTOR CONN. 1 PIECE FIXEDMOUNTED CIRC.BR. SIZE I FRONT CONN. TOP SINGLEHOLE FRONT ACCESSIBLE UP TO1600A | 51.75 | TEM | 1 | LP | 1.6 | 1
3WL91110AL040AA0 | ACCESSORIES CIRCUIT BREAKER 3WL MAIN CONDUCTOR CONN. 1 PIECE FIXEDMOUNTED CIRC.BR. SIZE II FRONT CONN. TOP SINGLEHOLE FRONT ACCESSIBLE UP TO2500A | 75.45 | TEM | 1 | LP | 3.6 | 1
3WL91110AL050AA0 | ACCESSORIES CIRCUIT BREAKER 3WL MAIN CONDUCTOR CONN. 1 PIECE FIXEDMOUNTED CIRC.BR. SIZE II FRONT CONN. TOP SINGLEHOLE FRONT ACCESSIBLE UP TO3200A | 101.43 | TEM | 1 | LP | 3.5 | 1
3WL91110AL520AA0 | ACCESSORIES CIRCUIT BREAKER 3WL MAIN CONDUCTOR CONN. 1 PIECE FIXEDMOUNTED CIRC.BR. SIZE I FRONT CONN. BOTTOM SINGLE HOLE FRONT ACCESSIBLE UP TO1600A | 51.75 | TEM | 1 | LP | 1.3 | 1
3WL91110AL540AA0 | ACCESSORIES CIRCUIT BREAKER 3WL MAIN CONDUCTOR CONN. 1 PIECE FIXEDMOUNTED CIRC.BR. SIZE II FRONT CONN. BOTTOM SINGLE HOLE FRONT ACCESSIBLE UP TO2500A | 75.45 | TEM | 1 | LP | 3.1 | 1
3WL91110AL550AA0 | ACCESSORIES CIRCUIT BREAKER 3WL MAIN CONDUCTOR CONN. 1 PIECE FIXEDMOUNTED CIRC.BR. SIZE II FRONT CONN. BOTTOM SINGLE HOLE FRONT ACCESSIBLE UP TO3200A | 101.43 | TEM | 1 | LP | 3 | 1
3WL91110AM020AA0 | ACCESSORIES CIRCUIT BREAKER 3WL MAIN CONDUCTOR CONN. 1 PIECE FIXEDMOUNTED CIRC.BR. SIZE II VERTICAL CONN., UP TO 2500A | 108.57 | TEM | 1 | LP | 2.2 | 1
3WL91110AN040AA0 | ACCESSORIES CIRCUIT BREAKER 3WL MAIN CONDUCTOR CONN. 1 PIECE WITHDRAWABLE CIRC.BREAKER SZ II FRONT CONN. SINGLEHOLE FRONT ACCESSIBLE UP TO2500A | 75.45 | TEM | 1 | LP | 3.1 | 1
3WL91110AN080AA0 | ACCESSORIES CIRCUIT BREAKER 3WL MAIN CONDUCTOR CONN. 1 PIECE WITHDRAW. CIRC. BREAKER SZ I FRONT CONN. DUALHOLE FRONT ACCESSIBLE UP TO2000A | 51.75 | TEM | 1 | LP | 1.7 | 1
3WL91110AN160AA0 | ACCESSORIES CIRCUIT BREAKER 3WL MAIN CONDUCTOR CONN. 1 PIECE WITHDRAW. CIRC. BREAKER SZ I VERTICAL CONN., UP TO 2000A | 51.75 | TEM | 1 | LP | 0.87 | 1
3WL91110AN240AA0 | ACCESSORIES CIRCUIT BREAKER 3WL MAIN CONDUCTOR CONN. 1 PIECE WITHDRAW. CIRC. BREAKER SZ I CONNECTION FLANGE, UP TO 1000A | 51.75 | TEM | 1 | LP | 0.61 | 1
3WL91110AN310AA0 | ACCESSORIES CIRCUIT BREAKER 3WL MAIN CONDUCTOR CONN. 1 PIECE WITHDRAW. CIRC. BREAKER SZ III CONNECTION FLANGE, UP TO 4000A | 179.68 | TEM | 1 | LP | 2.37 | 1
3WL91110AN330AA0 | ACCESSORIES CIRCUIT BREAKER 3WL MAIN CONDUCTOR CONN. 1 PIECE WITHDRAW. CIRC. BREAKER SZ I HORIZONTAL CONN., UP TO 2000A | 51.75 | TEM | 1 | LP | 0.77 | 1
3WL91110AN410AA0 | ACCESSORIES CIRCUIT BREAKER 3WL SPACER FOR 3 FRONT AND STANDARD TERMINAL BAR SIZE 1, 3POLE IEC | 132.69 | TEM | 1 | LP | 0.7 | 1
3WL91110AN420AA0 | ACCESSORIES CIRCUIT BREAKER 3WL SPACER FOR 3 FRONT AND STANDARD TERMINAL BAR SIZE 2, 3POLE IEC | 185.06 | TEM | 1 | LP | 1.35 | 1
3WL91110AP010AA0 | ACCESSORIES CIRCUIT BREAKER 3WL DOOR SEALING FRAME IP41 FOR INST. IN CONTR.CABINET DOOR | 173.26 | TEM | 1 | LP | 0.36 | 1
3WL91110AP020AA0 | ACCESSORIES CIRCUIT BREAKER 3WL PERSPEX COVER IP55, TRANSP. FOR MOUNT. ON CONTR.CAB. DOOR | 363.08 | TEM | 1 | LP | 1.6 | 1
3WL91110AP030AA0 | ACC. CIRCUIT BREAKER 3WL2/3/5 PERSPEX COVER IP55, TRANSP. FOR MOUNT. ON CONTR.CAB. DOOR | 387.19 | TEM | 1 | LP | 1.69 | 1
3WL91110AP040AA0 | ACCESSORIES CIRCUIT BREAKER 3WL SHUTTER FOR GUIDE FRAME 3P SZ I, WITH LOCKING DEVICE | 242.09 | TEM | 1 | LP | 0.5 | 1
3WL91110AP060AA0 | ACCESSORIES CIRCUIT BREAKER 3WL SHUTTER FOR GUIDE FRAME 3P SIZE II, WITH LOCKING DEVICE | 273.96 | TEM | 1 | LP | 0.63 | 1
3WL91110AS010AA0 | ACCESSORIES CIRCUIT BREAKER 3WL ARC CHUTE SIZE I, FOR 690V | 57.86 | TEM | 1 | LP | 1.11 | 1
3WL91110AS020AA0 | ACCESSORIES CIRCUIT BREAKER 3WL ARC CHUTE SIZE II, FOR 690V | 69.66 | TEM | 1 | LP | 1.68 | 1
3WL91110AT120AA0 | ACCESSORIES CIRCUIT BREAKER 3WL UPGRADE WITH COM15 PROFIBUS MODULE, BREAKERSTATUSSENSOR, CABLE SET F. ETU45B, 76B | 1533.66 | TEM | 1 | LP | 0.26 | 1
3WL91110AT230AA0 | ACCESSORIES CIRCUIT BREAKER 3WL ANALOG OUTPUT MODULE CAN BE CONNECTED TO CUBICLE BUS | 348.17 | TEM | 1 | LP | 0.24 | 1
3WL91110AT260AA0 | ACCESSORIES CIRCUIT BREAKER 3WL DIGITAL OUTPUT MODULE WITH ROT. CODING SWITCHES, RELAY OUTPUTS CAN BE CONNECTED TO CUBICLE BUS | 370.84 | TEM | 1 | LP | 0.24 | 1
3WL91110AT320AA0 | ACCESSORIES CIRCUIT BREAKER 3WL TESTING DEVICE F. ELECTRONIC RELEASE FOR ETU RELEASE 2 | 1358.54 | TEM | 1 | LP | 1.1 | 1
3WL91110AT450AA0 | ACCESSORIES CIRCUIT BREAKER 3WL SEALING DISC FOR ETU2575 FOR PROT. AGAINST UNAUTHOR. OPERATION | 34.78 | TEM | 1 | LP | 0.05 | 1
3WL91110AT530AA0 | ACCESSORIES CIRCUIT BREAKER 3WL EARTHFAULT PROT.MODULE CUSTOMERUPGRADABLE FOR ETU 45 W. DISPLAY ALARM & ACTIVATION | 740.75 | TEM | 1 | LP | 0.03 | 1
3WL91110AT810AA0 | ACCESSORIES CIRCUIT BREAKER 3WL LCD DISPLAY, 4ROW FOR ETU45 WITH DISPLAY ILLUM. CUSTOMERUPGRADABLE | 231.12 | TEM | 1 | LP | 0.06 | 1
3WL91110BA140AA0 | ACCESS.F. 3WL/3VL CIRC.BREAKER CAPACITOR STORAGE UNIT F.SHUNT TRIP RATED CONTROL VOLTAGE AC 50/60HZ 220240V,DC 220250V | 698.83 | TEM | 1 | LP | 0.52 | 1
3WL91110BA210AA0 | ACCESSORIES CIRCUIT BREAKER 3WL PROT.COVER F. MECH. ON/OFF LOCK MOUNT F. SAFETY LOCK | 130.31 | TEM | 1 | LP | 0.1 | 1
3WL91110BA220AA0 | ACCESSORIES CIRCUIT BREAKER 3WL PROT.COVER F. MECH. ON/OFF SAFETY LOCK CES | 249.75 | TEM | 1 | LP | 0.3 | 1
3WL91110BA310AA0 | ACCESSORIES CIRCUIT BREAKER 3WL LOCKING DEVICE OFFPOSITION CASTELL LOCK IN OPER.PANEL FUNCTION SAFE OFF SEPARATOR OPER. IEC 609472 | 122.65 | TEM | 1 | LP | 0.2 | 1
3WL91110BA350AA0 | ACCESSORIES CIRCUIT BREAKER 3WL LOCKING DEVICE OFFPOSITION PROFALUX LOCK IN OPER.PANEL FUNCTION SAFE OFF SEPARATOR OPER. IEC 609472 | 203.79 | TEM | 1 | LP | 0.25 | 1
3WL91110BA580AA0 | ACCESSORIES CIRCUIT BREAKER 3WL LOCKING DEVICE F. INSERT AGAINST UNAUTH. SWITCHING ON W. LOCK IN CABINET DOOR AND LOCKING COMPONENT EFFECTIVE IN OPERATING POS. MAKE: RONIS | 460.68 | TEM | 1 | LP | 0.3 | 1
3WL91110BA710AA0 | ACCESSORIES CIRCUIT BREAKER 3WL LOCKING DEVICE F. MANUAL DRIVE LEVER | 143.66 | TEM | 1 | LP | 0.08 | 1
3WL91110BA770AA0 | ACCESSORIES CIRCUIT BREAKER 3WL LOCKING DEVICE AGAINST TRAVERSING OF CIRC. BREAKER SAFETY LOCK AT CRANK HOLE RONIS LOCK | 496.59 | TEM | 1 | LP | 0.3 | 1
3WL91110BB130AA0 | ACCESSORIES CIRCUIT BREAKER 3WL LOCKING DEVICE AGAINST OPENING THE CABINET DOOR (OUTWITTABLE) | 158.46 | TEM | 1 | LP | 0.15 | 1
3WL91110BB150AA0 | ACCESSORIES CIRCUIT BREAKER 3WL LOCKING DEVICE AGAINST TRAVERSING OF CIRC. BREAKER WITH DOOR OPEN | 158.46 | TEM | 1 | LP | 0.15 | 1
3WL91110BB210AA0 | ACCESSORIES CIRCUIT BREAKER 3WL MUTUAL MECHANICAL INTERLOCK W. CABLE PULL 2M FOR FIXED MOUNT. SWITCH | 523.09 | TEM | 1 | LP | 2.7 | 1
3WL91110BB220AA0 | ACCESSORIES CIRCUIT BREAKER 3WL MUTUAL MECHANICAL INTERLOCK W. CABLE PULL 2M FOR GUIDE FRAME | 464.61 | TEM | 1 | LP | 1.1 | 1
3WL91110BB230AA0 | ACCESSORIES CIRCUIT BREAKER 3WL MUTUAL MECHANICAL INTERLOCK COMP. FOR WITHDR. CIRC.BR. WITHOUT FRAME | 70.48 | TEM | 1 | LP | 0.15 | 1
3WL91110BB240AA0 | ACCESSORIES CIRCUIT BREAKER 3WL MUTUAL MECHANICAL INTERLOCK W. C.PULL 2M FOR WITHD.CIR.BR. WITH GUIDE FRAME | 523.09 | TEM | 1 | LP | 1.13 | 1
3WL91110BB250AA0 | ACCESSORIES CIRCUIT BREAKER 3WL BOWDEN WIRE F. MUTUAL MECH. INTERLOCKINGS, 2M, THREAD M5 | 114.06 | TEM | 1 | LP | 0.18 | 1
3WL91110BB260AA0 | ACCESSORIES CIRCUIT BREAKER 3WL BOWDEN WIRE F. MUTUAL MECH. INTERLOCKINGS, 3M, THREAD M5 | 149.97 | TEM | 1 | LP | 0.23 | 1
3WL91110BB270AA0 | ACCESSORIES CIRCUIT BREAKER 3WL BOWDEN WIRE F. MUTUAL MECH. INTERLOCKINGS, 4.5M, THREAD M5 | 207.72 | TEM | 1 | LP | 0.4 | 1
3WL91110BB300AA0 | CIRCUITBREAKER ACCESSOR. 3WL MUTUAL MECHANICAL LOCKING FOR WITHDRAWABLE C.B. SIZE 3 | 52.99 | TEM | 1 | LP | 0.1 | 1
3WL91110BB450AA0 | ACCESSORIES CIRCUIT BREAKER 3WL BOWDEN WIRE F. MUTUAL MECH. INTERLOCKINGS, 2M, THREAD M8X1 | 114.06 | TEM | 1 | LP | 0.15 | 1
3WL91110BB460AA0 | ACCESSORIES CIRCUIT BREAKER 3WL BOWDEN WIRE F. MUTUAL MECH. INTERLOCKINGS, 3M, THREAD M8X1 | 149.97 | TEM | 1 | LP | 0.22 | 1
3WL91110BB470AA0 | ACCESSORIES CIRCUIT BREAKER 3WL BOWDEN WIRE F. MUTUAL MECH. INTERLOCKINGS,4.5M, THREAD M8X1 | 207.72 | TEM | 1 | LP | 0.36 | 1
3WL91110BB500AA0 | ACCESSORIES CIRCUIT BREAKER 3WL BRACKET ANGLE F.FIXED MOUNT. F. MOUNTING ON THE CABINET WALL 1 PAIR (2OFF) | 212.38 | TEM | 1 | LP | 7 | 1
3WL91110BC030AA0 | READYMADE CABLING F. CUBICLE BUS MODULE 2 M LONG | 14.7 | TEM | 1 | LP | 0.06 | 1
3WL91110BC110AA0 | ACCESSORIES CIRCUITBREAKER 3WL KIT FOR CONV. FIXEDMOUNTED TO WITHDRAWABLE SIZE 1 3POLE (AUX.CURRENT SHIFT MODULES AND GUIDE FRAMES ARE TO BE ORDERED INDIVIDUALLY) | 361.53 | TEM | 1 | LP | 5.1 | 1
3WL91110BC150AA0 | ACCESSORIES CIRCUITBREAKER 3WL KIT FOR CONV. FIXEDMOUNTED TO WITHDRAWABLE SIZE 2 4POLE (AUX.CURRENT SHIFT MODULES AND GUIDE FRAMES ARE TO BE ORDERED INDIVIDUALLY) | 538.57 | TEM | 1 | LP | 6.45 | 1
3WL91110BC200AA0 | CONNECTION CABLE TO ADAPT THE BDA AND BDA PLUS ONTO THE ETU AT THE 3WL CIRCUIT BREAKER, LENGTH 1M | 38.3 | TEM | 1 | LP | 0.2 | 1
3WL91128AH470AA0 | ACCESSORIES CIRCUIT BREAKER 3WL 1 CLUTCH WITH RING F. MUTUAL ME LOCKING DEVICE. | 24.63 | TEM | 1 | LP | 0.16 | 1
3WL93115AA000AA2 | ACCESSORIES CIRCUITBREAKER 3WL OVERCURRENT RELEASE ETU15B LI PROTECTION OPTION W/O RATED CURRENT ID MODULE | 1093.17 | TEM | 1 | LP | 0.72 | 1
3WL93125AA000AA2 | ACCESSORIES CIRCUITBREAKER 3WL OVERCURRENT RELEASE ETU25B LSI PROTECTION OPTION W/O RATED CURRENT ID MODULE | 1210.54 | TEM | 1 | LP | 0.72 | 1
3WL93145AA000AA2 | ACCESSORIES CIRCUITBREAKER 3WL OVERCURRENT RELEASE ETU45B LSIN PROTECTION OPTION NO MEASUREMENT FUNCTION NO DISPLAY W/O EARTH FAULT MODULE WITH CUBICLE BUS CONNECTION | 1476.01 | TEM | 1 | LP | 0.72 | 1
3VT17012DC360AA0 | CIRCUIT BREAKER 3VT1 STANDARD BREAKING CAPACITY ICU=25KA, 415V AC 3POLE, SYSTEM PROTECTION OVERCURRENT RELEASE TM, LI IN= 16A RATED CURRENT IR= 12.5... 16A OVERLOAD PROT. II= 160... 240A, SHORTCIRCUIT PROTECTION WITHOUT AUXILIARY RELEASE WITHOUT AUXILIARY/ALARM SWITCH | 107.26 | TEM | 1 | LP | 1.044 | 1
3VT17012EC460AA0 | CIRCUIT BREAKER 3VT1 STANDARD BREAKING CAPACITY ICU=25KA, 415V AC 4POLE, SYSTEM PROTECTION OVERCURRENT RELEASE TM, LI IN= 16A RATED CURRENT IR= 12.5... 16A OVERLOAD PROT. II= 160... 240A, SHORTCIRCUIT PROTECTION N CONDUCTOR W/O PROTECTION WITHOUT AUXILIARY RELEASE WITHOUT AUXILIARY/ALARM SWITCH | 141.3 | TEM | 1 | LP | 1.336 | 1
3VT17022DC360AA0 | CIRCUIT BREAKER 3VT1 STANDARD BREAKING CAPACITY ICU=25KA, 415V AC 3POLE, SYSTEM PROTECTION OVERCURRENT RELEASE TM, LI IN= 20A RATED CURRENT IR= 16... 20A OVERLOAD PROT. II= 200... 300A, SHORTCIRCUIT PROTECTION WITHOUT AUXILIARY RELEASE WITHOUT AUXILIARY/ALARM SWITCH | 107.26 | TEM | 1 | LP | 1.048 | 1
3VT17022EC460AA0 | CIRCUIT BREAKER 3VT1 STANDARD BREAKING CAPACITY ICU=25KA, 415V AC 4POLE, SYSTEM PROTECTION OVERCURRENT RELEASE TM, LI IN= 20A RATED CURRENT IR= 16... 20A OVERLOAD PROT. II= 200... 300A, SHORTCIRCUIT PROTECTION N CONDUCTOR W/O PROTECTION WITHOUT AUXILIARY RELEASE WITHOUT AUXILIARY/ALARM SWITCH | 141.3 | TEM | 1 | LP | 1.356 | 1
3VT17032DC360AA0 | CIRCUIT BREAKER 3VT1 STANDARD BREAKING CAPACITY ICU=25KA, 415V AC 3POLE, SYSTEM PROTECTION OVERCURRENT RELEASE TM, LI IN= 32A RATED CURRENT IR= 25... 32A OVERLOAD PROT. II= 160... 320A, SHORTCIRCUIT PROTECTION WITHOUT AUXILIARY RELEASE WITHOUT AUXILIARY/ALARM SWITCH | 107.26 | TEM | 1 | LP | 1.057 | 1
3VT17032EC460AA0 | CIRCUIT BREAKER 3VT1 STANDARD BREAKING CAPACITY ICU=25KA, 415V AC 4POLE, SYSTEM PROTECTION OVERCURRENT RELEASE TM, LI IN= 32A RATED CURRENT IR= 25... 32A OVERLOAD PROT. II= 160... 320A, SHORTCIRCUIT PROTECTION N CONDUCTOR W/O PROTECTION WITHOUT AUXILIARY RELEASE WITHOUT AUXILIARY/ALARM SWITCH | 141.3 | TEM | 1 | LP | 1.359 | 1
3VT17042DC360AA0 | CIRCUIT BREAKER 3VT1 STANDARD BREAKING CAPACITY ICU=25KA, 415V AC 3POLE, SYSTEM PROTECTION OVERCURRENT RELEASE TM, LI IN= 40A RATED CURRENT IR= 32... 40A OVERLOAD PROT. II= 200... 400A, SHORTCIRCUIT PROTECTION WITHOUT AUXILIARY RELEASE WITHOUT AUXILIARY/ALARM SWITCH | 107.26 | TEM | 1 | LP | 1.037 | 1
3VT17042EC460AA0 | CIRCUIT BREAKER 3VT1 STANDARD BREAKING CAPACITY ICU=25KA, 415V AC 4POLE, SYSTEM PROTECTION OVERCURRENT RELEASE TM, LI IN= 40A RATED CURRENT IR= 32... 40A OVERLOAD PROT. II= 200... 400A, SHORTCIRCUIT PROTECTION N CONDUCTOR W/O PROTECTION WITHOUT AUXILIARY RELEASE WITHOUT AUXILIARY/ALARM SWITCH | 141.3 | TEM | 1 | LP | 1.324 | 1
3VT17042EJ460AA0 | CIRCUIT BREAKER 3VT1 STANDARD BREAKING CAPACITY ICU=25KA, 415V AC 4POLE, SYSTEM PROTECTION OVERCURRENT RELEASE TM, LIN IN= 40A RATED CURRENT IR= 32... 40A OVERLOAD PROT. II= 200... 400A, SHORTCIRCUIT PROTECTION N CONDUCTOR W/PROTECTION WITHOUT AUXILIARY RELEASE WITHOUT AUXILIARY/ALARM SWITCH | 223.82 | TEM | 1 | LP | 1.356 | 1
3VT17052DC360AA0 | CIRCUIT BREAKER 3VT1 STANDARD BREAKING CAPACITY ICU=25KA, 415V AC 3POLE, SYSTEM PROTECTION OVERCURRENT RELEASE TM, LI IN= 50A RATED CURRENT IR= 40... 50A OVERLOAD PROT. II= 250... 500A, SHORTCIRCUIT PROTECTION WITHOUT AUXILIARY RELEASE WITHOUT AUXILIARY/ALARM SWITCH | 107.26 | TEM | 1 | LP | 1.045 | 1
3VT17052EA460AA0 | CIRCUIT BREAKER 3VT1 STANDARD BREAKING CAPACITY ICU=25KA, 415V AC 4POLE, SYSTEM PROTECTION OVERCURRENT RELEASE TM, LI IN= 50A RATED CURRENT IR= 50A OVERLOAD PROTECTION II= 200A, SHORTCIRC. PROT. N CONDUCTOR W/O PROTECTION WITHOUT AUXILIARY RELEASE WITHOUT AUXILIARY/ALARM SWITCH | 162.51 | TEM | 1 | LP | 1.364 | 1
3VT17052EC460AA0 | CIRCUIT BREAKER 3VT1 STANDARD BREAKING CAPACITY ICU=25KA, 415V AC 4POLE, SYSTEM PROTECTION OVERCURRENT RELEASE TM, LI IN= 50A RATED CURRENT IR= 40... 50A OVERLOAD PROT. II= 250... 500A, SHORTCIRCUIT PROTECTION N CONDUCTOR W/O PROTECTION WITHOUT AUXILIARY RELEASE WITHOUT AUXILIARY/ALARM SWITCH | 141.3 | TEM | 1 | LP | 1.352 | 1
3VT17062DC360AA0 | CIRCUIT BREAKER 3VT1 STANDARD BREAKING CAPACITY ICU=25KA, 415V AC 3POLE, SYSTEM PROTECTION OVERCURRENT RELEASE TM, LI IN= 63A RATED CURRENT IR= 50... 63A OVERLOAD PROT. II= 315... 630A, SHORTCIRCUIT PROTECTION WITHOUT AUXILIARY RELEASE WITHOUT AUXILIARY/ALARM SWITCH | 107.26 | TEM | 1 | LP | 1.032 | 1
3VT17062EC460AA0 | CIRCUIT BREAKER 3VT1 STANDARD BREAKING CAPACITY ICU=25KA, 415V AC 4POLE, SYSTEM PROTECTION OVERCURRENT RELEASE TM, LI IN= 63A RATED CURRENT IR= 50... 63A OVERLOAD PROT. II= 315... 630A, SHORTCIRCUIT PROTECTION N CONDUCTOR W/O PROTECTION WITHOUT AUXILIARY RELEASE WITHOUT AUXILIARY/ALARM SWITCH | 141.3 | TEM | 1 | LP | 1.343 | 1
3VT17082DC360AA0 | CIRCUIT BREAKER 3VT1 STANDARD BREAKING CAPACITY ICU=25KA, 415V AC 3POLE, SYSTEM PROTECTION OVERCURRENT RELEASE TM, LI IN= 80A RATED CURRENT IR= 63... 80A OVERLOAD PROT. II= 400... 800A, SHORTCIRCUIT PROTECTION WITHOUT AUXILIARY RELEASE WITHOUT AUXILIARY/ALARM SWITCH | 107.57 | TEM | 1 | LP | 1.062 | 1
3VT17082EA460AA0 | CIRCUIT BREAKER 3VT1 STANDARD BREAKING CAPACITY ICU=25KA, 415V AC 4POLE, SYSTEM PROTECTION OVERCURRENT RELEASE TM, LI IN= 80A RATED CURRENT IR= 80A OVERLOAD PROTECTION II= 320A, SHORTCIRC. PROT. N CONDUCTOR W/O PROTECTION WITHOUT AUXILIARY RELEASE WITHOUT AUXILIARY/ALARM SWITCH | 160.99 | TEM | 1 | LP | 1.369 | 1
3VT17082EC460AA0 | CIRCUIT BREAKER 3VT1 STANDARD BREAKING CAPACITY ICU=25KA, 415V AC 4POLE, SYSTEM PROTECTION OVERCURRENT RELEASE TM, LI IN= 80A RATED CURRENT IR= 63... 80A OVERLOAD PROT. II= 400... 800A, SHORTCIRCUIT PROTECTION N CONDUCTOR W/O PROTECTION WITHOUT AUXILIARY RELEASE WITHOUT AUXILIARY/ALARM SWITCH | 141.5 | TEM | 1 | LP | 1.357 | 1
3VT17102DA360AA0 | CIRCUIT BREAKER 3VT1 STANDARD BREAKING CAPACITY ICU=25KA, 415V AC 3POLE, SYSTEM PROTECTION OVERCURRENT RELEASE TM, LI IN= 100A RATED CURRENT IR= 100A OVERLOAD PROTECTION II= 400A, SHORTCIRC. PROT. WITHOUT AUXILIARY RELEASE WITHOUT AUXILIARY/ALARM SWITCH | 116.66 | TEM | 1 | LP | 1.029 | 1
3VT17102DC360AA0 | CIRCUIT BREAKER 3VT1 STANDARD BREAKING CAPACITY ICU=25KA, 415V AC 3POLE, SYSTEM PROTECTION OVERCURRENT RELEASE TM, LI IN= 100A RATED CURRENT IR= 80... 100A OVERLOAD PROT. II= 500... 1000A, SHORTCIRCUIT PROTECTION WITHOUT AUXILIARY RELEASE WITHOUT AUXILIARY/ALARM SWITCH | 107.46 | TEM | 1 | LP | 1.015 | 1
3VT17102EA460AA0 | CIRCUIT BREAKER 3VT1 STANDARD BREAKING CAPACITY ICU=25KA, 415V AC 4POLE, SYSTEM PROTECTION OVERCURRENT RELEASE TM, LI IN= 100A RATED CURRENT IR= 100A OVERLOAD PROTECTION II= 400A, SHORTCIRC. PROT. N CONDUCTOR W/O PROTECTION WITHOUT AUXILIARY RELEASE WITHOUT AUXILIARY/ALARM SWITCH | 156.35 | TEM | 1 | LP | 1.339 | 1
3VT17102EC460AA0 | CIRCUIT BREAKER 3VT1 STANDARD BREAKING CAPACITY ICU=25KA, 415V AC 4POLE, SYSTEM PROTECTION OVERCURRENT RELEASE TM, LI IN= 100A RATED CURRENT IR= 80... 100A OVERLOAD PROT. II= 500... 1000A, SHORTCIRCUIT PROTECTION N CONDUCTOR W/O PROTECTION WITHOUT AUXILIARY RELEASE WITHOUT AUXILIARY/ALARM SWITCH | 141.3 | TEM | 1 | LP | 1.331 | 1
3VT17122DB360AA0 | CIRCUIT BREAKER 3VT1 STANDARD BREAKING CAPACITY ICU=25KA, 415V AC 3POLE; STARTER COMBINATION OVERCURRENT RELEASE TM, LIN IN= 125A RATED CURRENT II= 625... 1250A, SHORTCIRCUIT PROTECTION WITHOUT AUXILIARY RELEASE WITHOUT AUXILIARY/ALARM SWITCH | 174.73 | TEM | 1 | LP | 1.064 | 1
3VT17122DC360AA0 | CIRCUIT BREAKER 3VT1 STANDARD BREAKING CAPACITY ICU=25KA, 415V AC 3POLE, SYSTEM PROTECTION OVERCURRENT RELEASE TM, LI IN= 125A RATED CURRENT IR= 100... 125A OVERLOAD PROT. II= 625... 1250A, SHORTCIRCUIT PROTECTION WITHOUT AUXILIARY RELEASE WITHOUT AUXILIARY/ALARM SWITCH | 134.63 | TEM | 1 | LP | 1.047 | 1
3VT17122EC460AA0 | CIRCUIT BREAKER 3VT1 STANDARD BREAKING CAPACITY ICU=25KA, 415V AC 4POLE, SYSTEM PROTECTION OVERCURRENT RELEASE TM, LI IN= 125A RATED CURRENT IR= 100... 125A OVERLOAD PROT. II= 625... 1250A, SHORTCIRCUIT PROTECTION N CONDUCTOR W/O PROTECTION WITHOUT AUXILIARY RELEASE WITHOUT AUXILIARY/ALARM SWITCH | 177.66 | TEM | 1 | LP | 1.344 | 1
3VT17162DA360AA0 | CIRCUIT BREAKER 3VT1 STANDARD BREAKING CAPACITY ICU=25KA, 415V AC 3POLE, SYSTEM PROTECTION OVERCURRENT RELEASE TM, LI IN= 160A RATED CURRENT IR= 160A OVERLOAD PROTECT. II= 640A, SHORTCIRC. PROT. WITHOUT AUXILIARY RELEASE WITHOUT AUXILIARY/ALARM SWITCH | 227.86 | TEM | 1 | LP | 1.076 | 1
3VT17162DB360AA0 | CIRCUIT BREAKER 3VT1 STANDARD BREAKING CAPACITY ICU=25KA, 415V AC 3POLE; STARTER COMBINATION OVERCURRENT RELEASE TM, LIN IN= 160A RATED CURRENT II= 800... 1600A, SHORTCIRCUIT PROTECTION WITHOUT AUXILIARY RELEASE WITHOUT AUXILIARY/ALARM SWITCH | 245.73 | TEM | 1 | LP | 1.079 | 1
3VT17162DC360AA0 | CIRCUIT BREAKER 3VT1 STANDARD BREAKING CAPACITY ICU=25KA, 415V AC 3POLE, SYSTEM PROTECTION OVERCURRENT RELEASE TM, LI IN= 160A RATED CURRENT IR= 125... 160A OVERLOAD PROT. II= 800... 1600A, SHORTCIRCUIT PROTECTION WITHOUT AUXILIARY RELEASE WITHOUT AUXILIARY/ALARM SWITCH | 219.78 | TEM | 1 | LP | 1.075 | 1
3VT17162EC460AA0 | CIRCUIT BREAKER 3VT1 STANDARD BREAKING CAPACITY ICU=25KA, 415V AC 4POLE, SYSTEM PROTECTION OVERCURRENT RELEASE TM, LI IN= 160A RATED CURRENT IR= 125... 160A OVERLOAD PROT. II= 800... 1600A, SHORTCIRCUIT PROTECTION N CONDUCTOR W/O PROTECTION WITHOUT AUXILIARY RELEASE WITHOUT AUXILIARY/ALARM SWITCH | 300.27 | TEM | 1 | LP | 1.386 | 1
3VT17162EE460AA0 | SWITCH DISCONNECTOR 3VT1 4POLE; SWITCH DISCONNECTOR IN= 160A RATED CURRENT WITHOUT AUXILIARY RELEASE WITHOUT AUXILIARY/ALARM SWITCH | 286.13 | TEM | 1 | LP | 1.313 | 1
3VT17162EJ460AA0 | CIRCUIT BREAKER 3VT1 STANDARD BREAKING CAPACITY ICU=25KA, 415V AC 4POLE, SYSTEM PROTECTION OVERCURRENT RELEASE TM, LIN IN= 160A RATED CURRENT IR= 125... 160A OVERLOAD PROT. II= 800... 1600A, SHORTCIRCUIT PROTECTION N CONDUCTOR W/PROTECTION WITHOUT AUXILIARY RELEASE WITHOUT AUXILIARY/ALARM SWITCH | 461.47 | TEM | 1 | LP | 1.408 | 1
3VT17922DC360AA0 | CIRCUIT BREAKER 3VT1 STANDARD BREAKING CAPACITY ICU=25KA, 415V AC 3POLE, SYSTEM PROTECTION OVERCURRENT RELEASE TM, LI IN= 25A RATED CURRENT IR= 20... 25A OVERLOAD PROT. II= 250...375A, SHORTCIRCUIT PROTECTION WITHOUT AUXILIARY RELEASE WITHOUT AUXILIARY/ALARM SWITCH | 107.26 | TEM | 1 | LP | 1.039 | 1
3VT17922EC460AA0 | CIRCUIT BREAKER 3VT1 STANDARD BREAKING CAPACITY ICU=25KA, 415V AC 4POLE, SYSTEM PROTECTION OVERCURRENT RELEASE TM, LI IN= 25A RATED CURRENT IR= 20... 25A OVERLOAD PROT. II= 250... 375A, SHORTCIRCUIT PROTECTION N CONDUCTOR W/O PROTECTION WITHOUT AUXILIARY RELEASE WITHOUT AUXILIARY/ALARM SWITCH | 141.3 | TEM | 1 | LP | 1.338 | 1
3VT27252AA360AA0 | CIRCUIT BREAKER 3VT2 STANDARD BREAKING CAPACITY ICU=36KA, 415V AC 3POLE; CIRCUIT BREAKER W/O OVERCURRENT RELEASE W/O AUXILIARY TRIP UNIT W/O AUXILIARY/ALARM SWITCH | 116.15 | TEM | 1 | LP | 3.34 | 1
3VT27252AA460AA0 | CIRCUIT BREAKER 3VT2 STANDARD BREAKING CAPACITY ICU=36KA, 415V AC 4POLE; CIRCUIT BREAKER W/O OVERCURRENT RELEASE N SWITCHED WITHOUT AUXILIARY RELEASE WITHOUT AUXILIARY/ALARM SWITCH | 220.18 | TEM | 1 | LP | 4.192 | 1
3VT27252AA560AA0 | CIRCUIT BREAKER 3VT2 STANDARD BREAKING CAPACITY ICU=36KA, 415V AC 4POLE; CIRCUIT BREAKER W/O OVERCURRENT RELEASE N MEASURED + SWITCHED WITHOUT AUXILIARY RELEASE WITHOUT AUXILIARY/ALARM SWITCH | 255.53 | TEM | 1 | LP | 4.351 | 1
3VT27253AA360AA0 | CIRCUIT BREAKER 3VT2 HIGH BREAKING CAPACITY ICU=65KA, 415V AC 3POLE; CIRCUIT BREAKER W/O OVERCURRENT RELEASE W/O AUXILIARY TRIP UNIT W/O AUXILIARY/ALARM SWITCH WITHOUT AUXILIARY RELEASE WITHOUT AUXILIARY/ALARM SWITCH | 154.43 | TEM | 1 | LP | 3.334 | 1
3VT27253AA460AA0 | CIRCUIT BREAKER 3VT2 HIGH BREAKING CAPACITY ICU=65KA, 415V AC 4POLE; CIRCUIT BREAKER W/O OVERCURRENT RELEASE N SWITCHED W/O AUXILIARY TRIP UNIT W/O AUXILIARY/ALARM SWITCH WITHOUT AUXILIARY RELEASE WITHOUT AUXILIARY/ALARM SWITCH | 303.1 | TEM | 1 | LP | 4.193 | 1
3VT37632AA360AA0 | CIRCUIT BREAKER 3VT3 STANDARD BREAKING CAPACITY ICU=36KA, 415V AC 3POLE; CIRCUIT BREAKER W/O OVERCURRENT RELEASE W/O AUXILIARY TRIP UNIT W/O AUXILIARY/ALARM SWITCH | 377.34 | TEM | 1 | LP | 5.971 | 1
3VT37632AA460AA0 | CIRCUIT BREAKER 3VT3 STANDARD BREAKING CAPACITY ICU=36KA, 415V AC 4POLE; CIRCUIT BREAKER W/O OVERCURRENT RELEASE N SWITCHED WITHOUT AUXILIARY RELEASE WITHOUT AUXILIARY/ALARM SWITCH | 559.74 | TEM | 1 | LP | 7.51 | 1
3VT37632AA560AA0 | CIRCUIT BREAKER 3VT3 STANDARD BREAKING CAPACITY ICU=36KA, 415V AC 4POLE; CIRCUIT BREAKER W/O OVERCURRENT RELEASE N MEASURED + SWITCHED WITHOUT AUXILIARY RELEASE WITHOUT AUXILIARY/ALARM SWITCH | 609.94 | TEM | 1 | LP | 7.82 | 1
3VT37633AA360AA0 | CIRCUIT BREAKER 3VT3 HIGH BREAKING CAPACITY ICU=65KA, 415V AC 3POLE; CIRCUIT BREAKER W/O OVERCURRENT RELEASE WITHOUT AUXILIARY RELEASE WITHOUT AUXILIARY/ALARM SWITCH | 464.3 | TEM | 1 | LP | 5.994 | 1
3VT37633AA560AA0 | CIRCUIT BREAKER 3VT3 HIGH BREAKING CAPACITY ICU=65KA, 415V AC 4POLE; CIRCUIT BREAKER W/O OVERCURRENT RELEASE N MEASURED + SWITCHED WITHOUT AUXILIARY RELEASE WITHOUT AUXILIARY/ALARM SWITCH | 655.39 | TEM | 1 | LP | 7.784 | 1
3VT47103AA300AA0 | CIRCUIT BREAKER 3VT4 HIGH BREAKING CAPACITY ICU=65KA, 415V AC 3POLE; CIRCUIT BREAKER W/O OVERCURRENT RELEASE W/O AUXILIARY TRIP UNIT W/O AUXILIARY/ALARM SWITCH | 678.01 | TEM | 1 | LP | 20 | 1
3VT57163AA300AA0 | CIRCUIT BREAKER 3VT5 HIGH BREAKING CAPACITY ICU=55KA, 415V AC 3POLE; CIRCUIT BREAKER W/O OVERCURRENT RELEASE WITHOUT AUXILIARY RELEASE WITHOUT AUXILIARY/ALARM SWITCH | 866.48 | TEM | 1 | LP | 23.1 | 1
3VT91001SC00 | ACCESSORY FOR VT160 SHUNT TRIP UNIT FOR 24; 48V AC/DC FOR MOUNTING ON THE LEFT | 51.91 | TEM | 1 | LP | 0.094 | 1
3VT91001SD00 | ACCESSORY FOR VT160 SHUNT TRIP UNIT FOR 110; 230V AC/ 110,220V DC FOR MOUNTING ON THE LEFT | 51.91 | TEM | 1 | LP | 0.096 | 1
3VT91001SE00 | ACCESSORY FOR VT160 SHUNT TRIP UNIT FOR 230; 400V AC/ 220V DC FOR MOUNTING ON THE LEFT | 51.91 | TEM | 1 | LP | 0.096 | 1
3VT91001UD00 | ACCESSORY FOR VT160 UNDERVOLTAGE TRIP UNIT FOR 110; 230V AC FOR MOUNTING ON THE LEFT | 72.42 | TEM | 1 | LP | 0.093 | 1
3VT91001UE00 | ACCESSORY FOR VT160 UNDERVOLTAGE TRIP UNIT FOR 230; 400V AC FOR MOUNTING ON THE LEFT | 72.42 | TEM | 1 | LP | 0.096 | 1
3VT91001UU00 | ACCESSORY FOR VT160 UNDERVOLTAGE TRIP UNIT FOR 24, 48V DC FOR MOUNTING ON THE LEFT | 57.07 | TEM | 1 | LP | 0.094 | 1
3VT91002AB10 | ACCESSORY FOR VT160 AUX. SWITCH 1CO VT160 60 250V AC/DC | 12.02 | TEM | 1 | LP | 0.02 | 1
3VT91002AB20 | ACCESSORY FOR VT160 AUX. SWITCH 1CO VT160 5 60V AC/DC | 13.13 | TEM | 1 | LP | 0.02 | 1
3VT91002AH10 | ACCESSORY FOR VT160 ALARM SWITCH 1CO VT160 60 250V AC/DC | 12.02 | TEM | 1 | LP | 0.02 | 1
3VT91002AH20 | ACCESSORY FOR VT160 ALARM SWITCH 1CO VT160 5 60V AC/DC | 13.94 | TEM | 1 | LP | 0.021 | 1
3VT91003HA10 | ACCESSORY FOR VT160 FRONTOP.ROT.OP.MECH. W/O PLUG W/SHAFT END W/O SELECTOR SWITCH ADDIT.SHAFT, MASKING FRAME AND SELECTOR SWITCH REQUIRED | 35.05 | TEM | 1 | LP | 0.11 | 1
3VT91003HA20 | ACCESSORY FOR VT160 FRONTOP.ROT.OP.MECHAN.W/PLUG W/SHAFT END W/O SELECTOR SWITCH ADDIT.SHAFT, MASKING FRAME AND SELECTOR SWITCH REQUIRED | 39.69 | TEM | 1 | LP | 0.122 | 1
3VT91003HC10 | ACCESSORY FOR VT160 LATERAL ROT. OP. MECHANISM W/O PLUG W/SHAFT END W/O SELECTOR SWITCH ADDIT.SHAFT, MASKING FRAME AND SELECTOR SWITCH REQUIRED LEFT | 45.85 | TEM | 1 | LP | 0.179 | 1
3VT91003HE10 | ACCESSORY FOR VT160 ACTUATOR WITHOUT PLUG BLACK | 7.27 | TEM | 1 | LP | 0.022 | 1
3VT91003HE20 | ACCESSORY FOR VT160 ACTUATOR WITH PLUG BLACK | 9.09 | TEM | 1 | LP | 0.022 | 1
3VT91003HF20 | ACCESSORY FOR VT160 ACTUATOR WITH PLUG RED/YELLOW | 9.09 | TEM | 1 | LP | 0.02 | 1
3VT91003HG10 | ACCESSORY FOR VT160 FRONT MASKING FRAME F. ACTUATOR BLACK DEGREE OF PROTECTION IP 40 | 12.73 | TEM | 1 | LP | 0.096 | 1
3VT91003HG20 | ACCESSORY FOR VT160 FRONT MASKING FRAME F. ACTUATOR BLACK DEGREE OF PROTECTION IP 66 | 15.45 | TEM | 1 | LP | 0.097 | 1
3VT91003HH20 | ACCESSORY FOR VT160 FRONT MASKING FRAME F. ACTUATOR YELLOW DEGREE OF PROTECTION IP 66 | 17.47 | TEM | 1 | LP | 0.093 | 1
3VT91003HJ10 | ACCESSORY FOR VT160 SHAFT FIXED LENGTH 350MM | 7.27 | TEM | 1 | LP | 0.134 | 1
3VT91003HJ20 | ACCESSORY FOR VT160 SHAFT VARIABLE LENGTH 199 352MM | 12.73 | TEM | 1 | LP | 0.113 | 1
3VT91003HL00 | ACCESSORY FOR VT160 TOGGLE LEVER INTERLOCK | 34.54 | TEM | 1 | LP | 0.015 | 1
3VT91003ME00 | ACCESSORY FOR VT160 MOTORIZED OP. MECHANISM 230V AC/220V DC LATERAL MOUNTING | 204.93 | TEM | 1 | LP | 0.903 | 1
3VT91004ED30 | ACCESSORY FOR VT160 FRONT CONNECTION BARS INCREASED POLE SPACING COMPRISES 3 TERMINALS 3POLE | 26.66 | TEM | 1 | LP | 0.106 | 1
3VT91004PP30 | ACCESSORY FOR VT160 MOUNTING ADAPTER FOR MOUNTING ONTO DIN STANDARD RAIL | 21.21 | TEM | 1 | LP | 0.063 | 1
3VT91004TA00 | ACCESSORY FOR VT160 CONNECTION WITH SCREW TERMINAL METRIC THREAD M5 COMPRISES 1 TERMINAL | 3.43 | TEM | 1 | LP | 0.025 | 1
3VT91004TA30 | ACCESSORY FOR VT160 CONNECTION WITH SCREW TERMINAL METRIC THREAD M5 COMPRISES 3 TERMINALS | 9.9 | TEM | 1 | LP | 0.055 | 1
3VT91004TF30 | ACCESSORY FOR VT160 MULTIPLE FEEDIN TERMINAL TERMINAL COVERS INCLUDED DEGREE OF PROTECTION IP20 FOR COPPER/ALUMINIUM FOR 2 COND. PER TERMINAL 1 SET = 3 UNITS | 23.94 | TEM | 1 | LP | 0.26 | 1
3VT91004TF40 | ACCESSORY FOR VT160 MULTIPLE FEEDIN TERMINAL TERMINAL COVERS INCLUDED DEGREE OF PROTECTION IP20 FOR COPPER/ALUMINIUM FOR 2 COND. PER TERMINAL 1 SET = 4 UNITS | 28.68 | TEM | 1 | LP | 0.333 | 1
3VT91008CA30 | ACCESSORY FOR VT160 TERMINAL COVER LONG 3POLE | 10.71 | TEM | 1 | LP | 0.09 | 1
3VT91008CA40 | ACCESSORY FOR VT160 TERMINAL COVER LONG 4POLE | 15.96 | TEM | 1 | LP | 0.106 | 1
3VT91008CE30 | ACCESSORY FOR VT160 PHASE BARRIER COMPRISES 2 BARRIERS | 10.81 | TEM | 1 | LP | 0.036 | 1
3VT91008LA00 | ACCESSORY FOR VT160 INTERLOCK WITH BAR FOR DOOR COUPLING ROT.OP.MECH. | 97.26 | TEM | 1 | LP | 0.116 | 1
3VT92003HA20 | ACCESSORY FOR VT250 FRONTOP.ROT.OP.MECHAN.W/PLUG W/SHAFT END W/O SELECTOR SWITCH ADDIT.SHAFT, MASKING FRAME AND SELECTOR SWITCH REQUIRED | 55.65 | TEM | 1 | LP | 0.262 | 1
3VT92003HB20 | ACCESSORY FOR VT250 FRONTOP.ROT.OP.MECHAN.W/PLUG W/SHAFT END W/O SELECTOR SWITCH ADDIT.SHAFT, MASKING FRAME AND SELECTOR SWITCH REQUIRED EMERGENCYSTOP FUNCTION | 55.65 | TEM | 1 | LP | 0.26 | 1
3VT92003HD10 | ACCESSORY FOR VT250 LATERAL ROT. OP. MECHANISM W/O PLUG W/SHAFT END W/O SELECTOR SWITCH ADDIT.SHAFT, MASKING FRAME AND SELECTOR SWITCH REQUIRED RIGHT | 46.06 | TEM | 1 | LP | 0.424 | 1
3VT92003MQ00 | ACCESSORY FOR VT250 MOTORIZED OP. MECHANISM WITH SPRING FORCE STORAGE 230V AC/220V DC | 229.88 | TEM | 1 | LP | 1.552 | 1
3VT92004ED30 | ACCESSORY FOR VT250 FRONT CONNECTION BARS INCREASED POLE SPACING COMPRISES 3 TERMINALS SHORT 3POLE | 29.59 | TEM | 1 | LP | 0.299 | 1
3VT92004PA30 | ACCESSORY FOR VT250 PLUGIN BASE FRONT CONNECTION 3POLE | 91.91 | TEM | 1 | LP | 1.764 | 1
3VT92004TA30 | ACCESSORY FOR VT250 CONNECTION WITH SCREW TERMINAL METRIC THREAD M8 COMPRISES 3 TERMINALS 1 SET = 3 UNITS | 10.5 | TEM | 1 | LP | 0.119 | 1
3VT92004TC30 | ACCESSORY FOR VT250 BOX TERMINALS COMPRISES 3 TERMINALS 1 SET = 3 UNITS | 11.01 | TEM | 1 | LP | 0.249 | 1
3VT92008CB30 | ACCESSORY FOR VT250 TERMINAL COVER LONG 3POLE | 12.63 | TEM | 1 | LP | 0.138 | 1
3VT92008CB40 | ACCESSORY FOR VT250 TERMINAL COVER LONG 4POLE | 17.07 | TEM | 1 | LP | 0.195 | 1
3VT92008LC10 | ACCESSORY FOR VT250 INTERLOCK WITH BOWDEN WIRE FOR 2 MCCB VT250 | 84.74 | TEM | 1 | LP | 0.762 | 1
3VT92034TF00 | ACCESSORY FOR VT250 MULTIPLE FEEDIN TERMINAL 6 35MM2 FOR COPPER/ALUMINIUM FOR 6 COND. PER TERMINAL 1 SET = 1 UNIT | 16.58 | TEM | 1 | LP | 0.114 | 1
3VT92034TF30 | ACCESSORY FOR VT250 MULTIPLE FEEDIN TERMINAL 6 35MM2 FOR COPPER/ALUMINIUM FOR 6 COND. PER TERMINAL 1 SET = 3 UNITS | 49.39 | TEM | 1 | LP | 0.298 | 1
3VT92106AC00 | ELECTRONIC TRIP UNIT VT250 3POLE, SYSTEM PROTECTION ETU DP, LI IR= 40...100A, OVERLOAD PROTECTION IRM= 4... 8KA SHORTCIRCUIT PROTECTION, SCREW TERMINAL CONNECTIONS IN SCOPE OF SUPPLY OF SWITCHING UNIT | 197.46 | TEM | 1 | LP | 0.269 | 1
3VT92154TF30 | ACCESSORY FOR VT250 MULTIPLE FEEDIN TERMINAL 25 150MM2 FOR COPPER/ALUMINIUM FOR 2 COND. PER TERMINAL 1 SET = 3 UNITS | 13.94 | TEM | 1 | LP | 0.485 | 1
3VT92166AC00 | ELECTRONIC TRIP UNIT VT250 3POLE, SYSTEM PROTECTION ETU DP, LI IR= 63...160A, OVERLOAD PROTECTION IRM= 4... 8KA SHORTCIRCUIT PROTECTION, SCREW TERMINAL CONNECTIONS IN SCOPE OF SUPPLY OF SWITCHING UNIT | 200.99 | TEM | 1 | LP | 0.265 | 1
3VT92166AP00 | ELECTRONIC TRIP UNIT VT250 3POLE,MOTOR/TRANSF.PROTECT. ETU MP, LI IR= 63...160A, OVERLOAD PROTECTION IRM= 0.2... 2 KA SHORTCIRCUIT PROTECTION, SCREW TERMINAL CONNECTIONS IN SCOPE OF SUPPLY OF SWITCHING UNIT | 172 | TEM | 1 | LP | 0.264 | 1
3VT92206AB00 | ELECTRONIC TRIP UNIT VT250 3POLE, SYSTEM PROTECTION ETU LP, LI IR= 200A, OVERLOAD PROTECTION IRM= 4 X IR, SHORTCIRCUIT PROTECTION, SCREW TERMINAL CONNECTIONS IN SCOPE OF SUPPLY OF SWITCHING UNIT | 185.03 | TEM | 1 | LP | 0.259 | 1
3VT92256AB00 | ELECTRONIC TRIP UNIT VT250 3POLE, SYSTEM PROTECTION ETU LP, LI IR= 250A, OVERLOAD PROTECTION IRM= 4 X IR, SHORTCIRCUIT PROTECTION, SCREW TERMINAL CONNECTIONS IN SCOPE OF SUPPLY OF SWITCHING UNIT | 221.29 | TEM | 1 | LP | 0.261 | 1
3VT92256AC00 | ELECTRONIC TRIP UNIT VT250 3POLE, SYSTEM PROTECTION ETU DP, LI IR= 100...250A, OVERLOAD PROTECTION IRM= 4... 8KA SHORTCIRCUIT PROTECTION, SCREW TERMINAL CONNECTIONS IN SCOPE OF SUPPLY OF SWITCHING UNIT | 240.38 | TEM | 1 | LP | 0.265 | 1
3VT92256AP00 | ELECTRONIC TRIP UNIT VT250 3POLE,MOTOR/TRANSF.PROTECT. ETU MP, LI IR= 100...250A, OVERLOAD PROTECTION IRM= 0.2... 2 KA SHORTCIRCUIT PROTECTION, SCREW TERMINAL CONNECTIONS IN SCOPE OF SUPPLY OF SWITCHING UNIT | 231.19 | TEM | 1 | LP | 0.263 | 1
3VT92256AS00 | ELECTRONIC TRIP UNIT VT250 3POLE,MOTOR/TRANSF.PROTECT. ETU MPS, LSI IR= 100...250A, OVERLOAD PROTECTION IRM= 3... 9KA SHORTCIRCUIT PROTECTION, SCREW TERMINAL CONNECTIONS IN SCOPE OF SUPPLY OF SWITCHING UNIT | 256.94 | TEM | 1 | LP | 0.264 | 1
3VT92256BC00 | ELECTRONIC TRIP UNIT VT250 4POLE, SYSTEM PROTECTION ETU DPN, LI IR= 100...250A, OVERLOAD PROTECTION IRM= 4... 8KA SHORTCIRCUIT PROTECTION, NEUTRAL CONDUCTOR PROTECT. IRN=0.5 TO 1X IR SCREW TERMINAL CONNECTIONS IN SCOPE OF SUPPLY OF SWITCHING UNIT | 346.73 | TEM | 1 | LP | 0.274 | 1
3VT92256DT00 | SWITCH DISCONN. MODULE VT250 3/4POLE, W/O PROTECTION W/O OVERLOAD PROTECTION W/O SHORTCIRCUIT PROTECTION SCREW TERMINAL CONNECTIONS IN SCOPE OF SUPPLY OF SWITCHING UNIT | 48.78 | TEM | 1 | LP | 0.199 | 1
3VT93001SC00 | ACCESSORY FOR VT250, VT630 SHUNT TRIP UNIT FOR 24; 40; 48V AC/DC FOR MOUNTING ON THE LEFT | 52.02 | TEM | 1 | LP | 0.15 | 1
3VT93001SE00 | ACCESSORY FOR VT250, VT630 SHUNT TRIP UNIT FOR 230; 400; 500V AC/ 220V DC FOR MOUNTING ON THE LEFT | 52.02 | TEM | 1 | LP | 0.152 | 1
3VT93001UC00 | ACCESSORY FOR VT250, VT630 UNDERVOLTAGE TRIP UNIT FOR 24; 40; 48V AC/DC FOR MOUNTING ON THE LEFT | 72.72 | TEM | 1 | LP | 0.146 | 1
3VT93001UC10 | ACCESSORY FOR VT250, VT630 UNDERVOLTAGE TRIP UNIT FOR 24; 40; 48V AC/DC W/LEADING AUXILIARY CONTACT FOR MOUNTING ON THE LEFT | 87.97 | TEM | 1 | LP | 0.155 | 1
3VT93001UE00 | ACCESSORY FOR VT250, VT630 UNDERVOLTAGE TRIP UNIT FOR 230; 400; 500V AC/ 220V DC FOR MOUNTING ON THE LEFT | 72.72 | TEM | 1 | LP | 0.146 | 1
3VT93001UE10 | ACCESSORY FOR VT250, VT630 UNDERVOLTAGE TRIP UNIT FOR 230; 400; 500V AC/ 220V DC W/LEADING AUXILIARY CONTACT FOR MOUNTING ON THE LEFT | 87.97 | TEM | 1 | LP | 0.151 | 1
3VT93002AC10 | ACCESSORY FOR VT250, VT630 AUX. SWITCH 1NO 60 250V AC/DC | 12.02 | TEM | 1 | LP | 0.035 | 1
3VT93002AC20 | ACCESSORY FOR VT250, VT630 AUX. SWITCH 1NC 5 60V AC/DC | 13.13 | TEM | 1 | LP | 0.035 | 1
3VT93002AD10 | ACCESSORY FOR VT250, VT630 AUX. SWITCH 1NC 60 250V AC/DC | 12.02 | TEM | 1 | LP | 0.036 | 1
3VT93002AF10 | ACCESSORY FOR VT250, VT630 AUX. SWITCH 1NC + 1NO 60 250V AC/DC | 15.96 | TEM | 1 | LP | 0.049 | 1
3VT93002AF20 | ACCESSORY FOR VT250, VT630 AUX. SWITCH 1NC + 1NO 5 60V AC/DC | 17.07 | TEM | 1 | LP | 0.048 | 1
3VT93002AH10 | ACCESSORY FOR VT250, VT630 AUX. SWITCH 1CO 60 250V AC/DC | 11.92 | TEM | 1 | LP | 0.036 | 1
3VT93002AH20 | ACCESSORY FOR VT250, VT630 AUX. SWITCH 1CO 5 60V AC/DC | 13.13 | TEM | 1 | LP | 0.036 | 1
3VT93003HA10 | ACCESSORY FOR VT630 FRONTOP.ROT.OP.MECH. W/O PLUG W/SHAFT END W/O SELECTOR SWITCH ADDIT.SHAFT, MASKING FRAME AND SELECTOR SWITCH REQUIRED | 70.09 | TEM | 1 | LP | 0.308 | 1
3VT93003HA20 | ACCESSORY FOR VT630 FRONTOP.ROT.OP.MECHAN.W/PLUG W/SHAFT END W/O SELECTOR SWITCH ADDIT.SHAFT, MASKING FRAME AND SELECTOR SWITCH REQUIRED | 65.85 | TEM | 1 | LP | 0.316 | 1
3VT93003HB20 | ACCESSORY FOR VT630 FRONTOP.ROT.OP.MECHAN.W/PLUG W/SHAFT END W/O SELECTOR SWITCH ADDIT.SHAFT, MASKING FRAME AND SELECTOR SWITCH REQUIRED EMERGENCYSTOP FUNCTION | 75.35 | TEM | 1 | LP | 0.316 | 1
3VT93003HD10 | ACCESSORY FOR VT630 LATERAL ROT. OP. MECHANISM W/O PLUG W/SHAFT END W/O SELECTOR SWITCH ADDIT.SHAFT, MASKING FRAME AND SELECTOR SWITCH REQUIRED RIGHT | 113.32 | TEM | 1 | LP | 0.466 | 1
3VT93003HE10 | ACCESSORY FOR VT250, VT630 ACTUATOR WITHOUT PLUG BLACK | 10.4 | TEM | 1 | LP | 0.08 | 1
3VT93003HE20 | ACCESSORY FOR VT250, VT630 ACTUATOR WITH PLUG BLACK | 12.42 | TEM | 1 | LP | 0.08 | 1
3VT93003HF20 | ACCESSORY FOR VT250, VT630 ACTUATOR WITH PLUG RED/YELLOW | 12.42 | TEM | 1 | LP | 0.08 | 1
3VT93003HG10 | ACCESSORY FOR VT250, VT630 FRONT MASKING FRAME F. ACTUATOR BLACK DEGREE OF PROTECTION IP 40 | 15.45 | TEM | 1 | LP | 0.21 | 1
3VT93003HH10 | ACCESSORY FOR VT250, VT630 FRONT MASKING FRAME F. ACTUATOR YELLOW DEGREE OF PROTECTION IP 40 | 17.47 | TEM | 1 | LP | 0.21 | 1
3VT93003HH20 | ACCESSORY FOR VT250, VT630 FRONT MASKING FRAME F. ACTUATOR YELLOW DEGREE OF PROTECTION IP 66 | 20.4 | TEM | 1 | LP | 0.211 | 1
3VT93003HJ10 | ACCESSORY FOR VT250, VT630 SHAFT FIXED LENGTH 365MM | 8.38 | TEM | 1 | LP | 0.211 | 1
3VT93003HJ20 | ACCESSORY FOR VT250, VT630 SHAFT VARIABLE LENGTH 245 410MM | 12.42 | TEM | 1 | LP | 0.259 | 1
3VT93003HL00 | ACCESSORY FOR VT630 TOGGLE LEVER INTERLOCK | 78.38 | TEM | 1 | LP | 0.026 | 1
3VT93003MF00 | ACCESSORY FOR VT250 CONNECTION CABLE MOT.OP.MECHAN. | 30.1 | TEM | 1 | LP | 0.061 | 1
3VT93003MQ00 | ACCESSORY FOR VT630 MOTORIZED OP. MECHANISM WITH SPRING FORCE STORAGE 230V AC/220V DC | 596.41 | TEM | 1 | LP | 1.711 | 1
3VT93004ED30 | ACCESSORY FOR VT630 FRONT CONNECTION BARS INCREASED POLE SPACING COMPRISES 3 TERMINALS SHORT 3POLE | 48.28 | TEM | 1 | LP | 0.494 | 1
3VT93004EE30 | ACCESSORY FOR VT630 FRONT CONNECTION BARS INCREASED POLE SPACING COMPRISES 3 TERMINALS LONG 3POLE | 48.28 | TEM | 1 | LP | 0.651 | 1
3VT93004PA30 | ACCESSORY FOR VT630 PLUGIN BASE FRONT CONNECTION 3POLE | 253.21 | TEM | 1 | LP | 3.262 | 1
3VT93004PA40 | ACCESSORY FOR VT630 PLUGIN BASE FRONT CONNECTION 4POLE | 335.93 | TEM | 1 | LP | 4.236 | 1
3VT93004TA30 | ACCESSORY FOR VT630 CONNECTION WITH SCREW TERMINAL METRIC THREAD M8 COMPRISES 3 TERMINALS 1 SET = 3 UNITS | 29.9 | TEM | 1 | LP | 0.2 | 1
3VT93004TC30 | ACCESSORY FOR VT630 BOX TERMINALS COMPRISES 3 TERMINALS 1 SET = 3 UNITS | 51.21 | TEM | 1 | LP | 0.444 | 1
3VT93004TN30 | ACCESSORY FOR VT630 AUX. CONDUCTOR CONNECTION COMPRISES 3 TERMINALS 1 SET = 3 UNITS | 11.51 | TEM | 1 | LP | 0.033 | 1
3VT93008CB30 | ACCESSORY FOR VT630 TERMINAL COVER LONG 3POLE | 45.05 | TEM | 1 | LP | 0.216 | 1
3VT93008CE00 | ACCESSORY FOR VT630 PHASE BARRIER COMPRISES 1 BARRIER | 5.35 | TEM | 1 | LP | 0.049 | 1
3VT93008CE30 | ACCESSORY FOR VT630 PHASE BARRIER COMPRISES 2 BARRIERS | 10.81 | TEM | 1 | LP | 0.09 | 1
3VT93008LA00 | ACCESSORY FOR VT250, VT630 INTERLOCK WITH BAR FOR DOOR COUPLING ROT.OP. MECH. | 112.31 | TEM | 1 | LP | 0.165 | 1
3VT93008LC10 | ACCESSORY FOR VT630 INTERLOCK WITH BOWDEN WIRE FOR 2 MCCB VT630 | 112.31 | TEM | 1 | LP | 0.772 | 1
3VT93008LC20 | ACCESSORY FOR VT250, VT630 INTERLOCK WITH BOWDEN WIRE FOR 2 MCCB VT250 AND VT630 | 112.31 | TEM | 1 | LP | 0.765 | 1
3VT93154TD30 | ACCESSORY FOR VT630 CIRCULAR CONDUCTOR TERMINAL 25 150MM2 1 SET = 3 UNITS | 48.28 | TEM | 1 | LP | 0.336 | 1
3VT93244TD30 | ACCESSORY FOR VT630 CIRCULAR CONDUCTOR TERMINAL 150 240MM2 1 SET = 3 UNITS | 51.71 | TEM | 1 | LP | 0.306 | 1
3VT93256AP00 | ELECTRONIC TRIP UNIT VT630 3POLE,MOTOR/TRANSF.PROTECT. ETU MP, LI IR= 100... 250A, OVERLOAD PROTECTION IRM= 0.5... 6 KA SHORTCIRCUIT PROTECTION, SCREW TERMINAL CONNECTIONS IN SCOPE OF SUPPLY OF SWITCHING UNIT | 223.72 | TEM | 1 | LP | 0.3 | 1
3VT93316AB00 | ELECTRONIC TRIP UNIT VT630 3POLE, SYSTEM PROTECTION ETU LP, LI IR= 315A, OVERLOAD PROTECTION IRM= 4 X IR, SHORTCIRCUIT PROTECTION, SCREW TERMINAL CONNECTIONS IN SCOPE OF SUPPLY OF SWITCHING UNIT | 223.31 | TEM | 1 | LP | 0.299 | 1
3VT93406AB00 | ELECTRONIC TRIP UNIT VT630 3POLE, SYSTEM PROTECTION ETU LP, LI IR= 400A, OVERLOAD PROTECTION IRM= 4 X IR, SHORTCIRCUIT PROTECTION, SCREW TERMINAL CONNECTIONS IN SCOPE OF SUPPLY OF SWITCHING UNIT | 223.44 | TEM | 1 | LP | 0.3 | 1
3VT93406AC00 | ELECTRONIC TRIP UNIT VT630 3POLE, SYSTEM PROTECTION ETU DP, LI IR= 160... 400A, OVERLOAD PROTECTION IRM= 4 TO 12.5X IR, SHORTCIRCUIT PROTECTION, SCREW TERMINAL CONNECTIONS IN SCOPE OF SUPPLY OF SWITCHING UNIT | 270.48 | TEM | 1 | LP | 0.303 | 1
3VT93406AP00 | ELECTRONIC TRIP UNIT VT630 3POLE,MOTOR/TRANSF.PROTECT. ETU MP, LI IR= 160... 400A, OVERLOAD PROTECTION IRM= 0.5... 6 KA SHORTCIRCUIT PROTECTION, SCREW TERMINAL CONNECTIONS IN SCOPE OF SUPPLY OF SWITCHING UNIT | 305.83 | TEM | 1 | LP | 0.304 | 1
3VT93406AS00 | ELECTRONIC TRIP UNIT VT630 3POLE,MOTOR/TRANSF.PROTECT. ETU MPS, LSI IR= 160... 400A, OVERLOAD PROTECTION IRM= 3... 9KA SHORTCIRCUIT PROTECTION, SCREW TERMINAL CONNECTIONS IN SCOPE OF SUPPLY OF SWITCHING UNIT | 346.73 | TEM | 1 | LP | 0.301 | 1
3VT93406BC00 | ELECTRONIC TRIP UNIT VT630 4POLE, SYSTEM PROTECTION ETU DPN, LI IR= 160... 400A, OVERLOAD PROTECTION IRM= 2...9KA, SHORTCIRCUIT PROTECTION, NEUTRAL CONDUCTOR PROTECT. IRN=0.5 TO 1X IR SCREW TERMINAL CONNECTIONS IN SCOPE OF SUPPLY OF | 387.74 | TEM | 1 | LP | 0.308 | 1
3VT93636AC00 | ELECTRONIC TRIP UNIT VT630 3POLE, SYSTEM PROTECTION ETU DP, LI IR= 250... 630A, OVERLOAD PROTECTION IRM= 4 TO 12.5X IR, SHORTCIRCUIT PROTECTION, SCREW TERMINAL CONNECTIONS IN SCOPE OF SUPPLY OF SWITCHING UNIT | 520.76 | TEM | 1 | LP | 0.3 | 1
3VT93636AS00 | ELECTRONIC TRIP UNIT VT630 3POLE,MOTOR/TRANSF.PROTECT. ETU MPS, LSI IR= 250... 630A, OVERLOAD PROTECTION IRM= 3... 9KA SHORTCIRCUIT PROTECTION, SCREW TERMINAL CONNECTIONS IN SCOPE OF SUPPLY OF SWITCHING UNIT | 703.36 | TEM | 1 | LP | 0.304 | 1
3VT93636BC00 | ELECTRONIC TRIP UNIT VT630 4POLE, SYSTEM PROTECTION ETU DPN, LI IR= 250...630A, OVERLOAD PROTECTION IRM= 2...9KA, SHORTCIRCUIT PROTECTION, NEUTRAL CONDUCTOR PROTECT. IRN=0.5 TO 1X IR SCREW TERMINAL CONNECTIONS IN SCOPE OF SUPPLY OF SWITCHING UNIT | 747.3 | TEM | 1 | LP | 0.307 | 1
3VT93636DT00 | SWITCH DISCONN. MODULE VT630 3/4POLE, W/O PROTECTION W/O OVERLOAD PROTECTION W/O SHORTCIRCUIT PROTECTION SCREW TERMINAL CONNECTIONS IN SCOPE OF SUPPLY OF SWITCHING UNIT | 74.03 | TEM | 1 | LP | 0.236 | 1
3VT94106AC00 | ELECTRONIC TRIP UNIT VT1000 3POLE, SYSTEM PROTECTION ETU DP, LI IR= 400... 1000A, OVERLOAD PROTECTION IRM= 1.25... 14KA, SHORTCIRCUIT PROTECTION, SCREW TERMINAL CONNECTIONS IN SCOPE OF SUPPLY OF SWITCHING UNIT | 875.47 | TEM | 1 | LP | 0.525 | 1
3VT94106DT00 | SWITCH DISCONN. MODULE VT1000 3POLE, W/O PROTECTION W/O OVERLOAD PROTECTION W/O SHORTCIRCUIT PROTECTION SCREW TERMINAL CONNECTIONS IN SCOPE OF SUPPLY OF SWITCHING UNIT | 95.95 | TEM | 1 | LP | 0.416 | 1
3VT94806AC00 | ELECTRONIC TRIP UNIT VT1000 3POLE, SYSTEM PROTECTION ETU DP, LI IR= 315... 800A, OVERLOAD PROTECTION IRM= 1... 12KA, SHORTCIRCUIT PROTECTION, SCREW TERMINAL CONNECTIONS IN SCOPE OF SUPPLY OF SWITCHING UNIT | 544.29 | TEM | 1 | LP | 0.53 | 1
3VT94806AP00 | OVERCURRENT TRIP UNIT VT1000 3POLE,MOTOR/TRANSF.PROTECTION ETU MP, LI IR= 315... 800A, OVERLOAD PROTECTION IRM= 1... 12 KA SHORTCIRCUIT PROTECTION, SCREW TERMINAL CONNECTIONS IN SCOPE OF SUPPLY OF SWITCHING UNIT | 654.08 | TEM | 1 | LP | 0.529 | 1
3VT95001SJ00 | ACCESSORY FOR VT1000, VT1600 SHUNT TRIP UNIT FOR 230V AC/DC FOR MOUNTING ON THE LEFT | 107.46 | TEM | 1 | LP | 0.234 | 1
3VT95001SK00 | ACCESSORY FOR VT1000, VT1600 SHUNT TRIP UNIT FOR 400V AC FOR MOUNTING ON THE LEFT | 107.46 | TEM | 1 | LP | 0.234 | 1
3VT95001UJ00 | ACCESSORY FOR VT1000, VT1600 UNDERVOLTAGE TRIP UNIT FOR 230V AC/DC FOR MOUNTING ON THE LEFT | 119.79 | TEM | 1 | LP | 0.243 | 1
3VT95002AF10 | ACCESSORY FOR VT1000, VT1600 AUX. SWITCH 2NC + 2NO 60 250V AC/DC | 26.46 | TEM | 1 | LP | 0.065 | 1
3VT95003HA10 | ACCESSORY FOR VT1000, VT1600 FRONTOP.ROT.OP.MECH. W/O PLUG W/SHAFT END W/O SELECTOR SWITCH ADDIT.SHAFT, MASKING FRAME AND SELECTOR SWITCH REQUIRED | 94.54 | TEM | 1 | LP | 1.116 | 1
3VT95003HE10 | ACCESSORY FOR VT1000, VT1600 ACTUATOR WITHOUT PLUG BLACK | 17.98 | TEM | 1 | LP | 0.29 | 1
3VT95003HG10 | ACCESSORY FOR VT1000, VT1600 FRONT MASKING FRAME F. ACTUATOR BLACK DEGREE OF PROTECTION IP 40 | 19.59 | TEM | 1 | LP | 0.272 | 1
3VT95003HJ10 | ACCESSORY FOR VT1000, VT1600 SHAFT FIXED LENGTH 365MM | 11.82 | TEM | 1 | LP | 0.361 | 1
3VT95008CE30 | ACCESSORY FOR VT1000, VT1600 PHASE BARRIER COMPRISES 2 BARRIERS | 14.85 | TEM | 1 | LP | 0.268 | 1
3VT95008LC10 | ACCESSORY FOR VT1000, VT1600 INTERLOCK WITH BOWDEN WIRE FOR 2 MCCB VT1000/1600 | 298.46 | TEM | 1 | LP | 2.843 | 1
3VT95126AC00 | ELECTRONIC TRIP UNIT VT1600 3POLE, SYSTEM PROTECTION ETU DP, LI IR= 500... 1250A, OVERLOAD PROTECTION IRM= 1.5... 18 KA, SHORTCIRCUIT PROTECTION, SCREW TERMINAL CONNECTIONS IN SCOPE OF SUPPLY OF SWITCHING UNIT | 901.02 | TEM | 1 | LP | 0.529 | 1
3VT95166AC00 | ELECTRONIC TRIP UNIT VT1600 3POLE, SYSTEM PROTECTION ETU DP, LI IR= 630... 1600A, OVERLOAD PROTECTION IRM= 2... 20KA, SHORTCIRCUIT PROTECTION, SCREW TERMINAL CONNECTIONS IN SCOPE OF SUPPLY OF SWITCHING UNIT | 2573.08 | TEM | 1 | LP | 0.524 | 1
3VT95166DT00 | SWITCH DISCONN. MODULE VT1600 3POLE, W/O PROTECTION W/O OVERLOAD PROTECTION W/O SHORTCIRCUIT PROTECTION SCREW TERMINAL CONNECTIONS IN SCOPE OF SUPPLY OF SWITCHING UNIT | 95.95 | TEM | 1 | LP | 0.415 | 1
3VT95244TG30 | ACCESSORY FOR VT1000, VT1600 BOX TERMINALS DOUBLE COMPRISES 3 TERMINALS 1 SET = 3 UNITS | 118.37 | TEM | 1 | LP | 1.414 | 1
3VT17012DC360AA0 | CIRCUIT BREAKER 3VT1 STANDARD BREAKING CAPACITY ICU=25KA, 415V AC 3POLE, SYSTEM PROTECTION OVERCURRENT RELEASE TM, LI IN= 16A RATED CURRENT IR= 12.5... 16A OVERLOAD PROT. II= 160... 240A, SHORTCIRCUIT PROTECTION WITHOUT AUXILIARY RELEASE WITHOUT AUXILIARY/ALARM SWITCH | 107.26 | TEM | 1 | LP | 1.044 | 1
3VT17012EC460AA0 | CIRCUIT BREAKER 3VT1 STANDARD BREAKING CAPACITY ICU=25KA, 415V AC 4POLE, SYSTEM PROTECTION OVERCURRENT RELEASE TM, LI IN= 16A RATED CURRENT IR= 12.5... 16A OVERLOAD PROT. II= 160... 240A, SHORTCIRCUIT PROTECTION N CONDUCTOR W/O PROTECTION WITHOUT AUXILIARY RELEASE WITHOUT AUXILIARY/ALARM SWITCH | 141.3 | TEM | 1 | LP | 1.336 | 1
3VT17022DC360AA0 | CIRCUIT BREAKER 3VT1 STANDARD BREAKING CAPACITY ICU=25KA, 415V AC 3POLE, SYSTEM PROTECTION OVERCURRENT RELEASE TM, LI IN= 20A RATED CURRENT IR= 16... 20A OVERLOAD PROT. II= 200... 300A, SHORTCIRCUIT PROTECTION WITHOUT AUXILIARY RELEASE WITHOUT AUXILIARY/ALARM SWITCH | 107.26 | TEM | 1 | LP | 1.048 | 1
3VT17022EC460AA0 | CIRCUIT BREAKER 3VT1 STANDARD BREAKING CAPACITY ICU=25KA, 415V AC 4POLE, SYSTEM PROTECTION OVERCURRENT RELEASE TM, LI IN= 20A RATED CURRENT IR= 16... 20A OVERLOAD PROT. II= 200... 300A, SHORTCIRCUIT PROTECTION N CONDUCTOR W/O PROTECTION WITHOUT AUXILIARY RELEASE WITHOUT AUXILIARY/ALARM SWITCH | 141.3 | TEM | 1 | LP | 1.356 | 1
3VT17032DC360AA0 | CIRCUIT BREAKER 3VT1 STANDARD BREAKING CAPACITY ICU=25KA, 415V AC 3POLE, SYSTEM PROTECTION OVERCURRENT RELEASE TM, LI IN= 32A RATED CURRENT IR= 25... 32A OVERLOAD PROT. II= 160... 320A, SHORTCIRCUIT PROTECTION WITHOUT AUXILIARY RELEASE WITHOUT AUXILIARY/ALARM SWITCH | 107.26 | TEM | 1 | LP | 1.057 | 1
3VT17032EC460AA0 | CIRCUIT BREAKER 3VT1 STANDARD BREAKING CAPACITY ICU=25KA, 415V AC 4POLE, SYSTEM PROTECTION OVERCURRENT RELEASE TM, LI IN= 32A RATED CURRENT IR= 25... 32A OVERLOAD PROT. II= 160... 320A, SHORTCIRCUIT PROTECTION N CONDUCTOR W/O PROTECTION WITHOUT AUXILIARY RELEASE WITHOUT AUXILIARY/ALARM SWITCH | 141.3 | TEM | 1 | LP | 1.359 | 1
3VT17042DC360AA0 | CIRCUIT BREAKER 3VT1 STANDARD BREAKING CAPACITY ICU=25KA, 415V AC 3POLE, SYSTEM PROTECTION OVERCURRENT RELEASE TM, LI IN= 40A RATED CURRENT IR= 32... 40A OVERLOAD PROT. II= 200... 400A, SHORTCIRCUIT PROTECTION WITHOUT AUXILIARY RELEASE WITHOUT AUXILIARY/ALARM SWITCH | 107.26 | TEM | 1 | LP | 1.037 | 1
3VT17042EC460AA0 | CIRCUIT BREAKER 3VT1 STANDARD BREAKING CAPACITY ICU=25KA, 415V AC 4POLE, SYSTEM PROTECTION OVERCURRENT RELEASE TM, LI IN= 40A RATED CURRENT IR= 32... 40A OVERLOAD PROT. II= 200... 400A, SHORTCIRCUIT PROTECTION N CONDUCTOR W/O PROTECTION WITHOUT AUXILIARY RELEASE WITHOUT AUXILIARY/ALARM SWITCH | 141.3 | TEM | 1 | LP | 1.324 | 1
3VT17042EJ460AA0 | CIRCUIT BREAKER 3VT1 STANDARD BREAKING CAPACITY ICU=25KA, 415V AC 4POLE, SYSTEM PROTECTION OVERCURRENT RELEASE TM, LIN IN= 40A RATED CURRENT IR= 32... 40A OVERLOAD PROT. II= 200... 400A, SHORTCIRCUIT PROTECTION N CONDUCTOR W/PROTECTION WITHOUT AUXILIARY RELEASE WITHOUT AUXILIARY/ALARM SWITCH | 223.82 | TEM | 1 | LP | 1.356 | 1
3VT17052DC360AA0 | CIRCUIT BREAKER 3VT1 STANDARD BREAKING CAPACITY ICU=25KA, 415V AC 3POLE, SYSTEM PROTECTION OVERCURRENT RELEASE TM, LI IN= 50A RATED CURRENT IR= 40... 50A OVERLOAD PROT. II= 250... 500A, SHORTCIRCUIT PROTECTION WITHOUT AUXILIARY RELEASE WITHOUT AUXILIARY/ALARM SWITCH | 107.26 | TEM | 1 | LP | 1.045 | 1
3VT17052EA460AA0 | CIRCUIT BREAKER 3VT1 STANDARD BREAKING CAPACITY ICU=25KA, 415V AC 4POLE, SYSTEM PROTECTION OVERCURRENT RELEASE TM, LI IN= 50A RATED CURRENT IR= 50A OVERLOAD PROTECTION II= 200A, SHORTCIRC. PROT. N CONDUCTOR W/O PROTECTION WITHOUT AUXILIARY RELEASE WITHOUT AUXILIARY/ALARM SWITCH | 162.51 | TEM | 1 | LP | 1.364 | 1
3VT17052EC460AA0 | CIRCUIT BREAKER 3VT1 STANDARD BREAKING CAPACITY ICU=25KA, 415V AC 4POLE, SYSTEM PROTECTION OVERCURRENT RELEASE TM, LI IN= 50A RATED CURRENT IR= 40... 50A OVERLOAD PROT. II= 250... 500A, SHORTCIRCUIT PROTECTION N CONDUCTOR W/O PROTECTION WITHOUT AUXILIARY RELEASE WITHOUT AUXILIARY/ALARM SWITCH | 141.3 | TEM | 1 | LP | 1.352 | 1
3VT17062DC360AA0 | CIRCUIT BREAKER 3VT1 STANDARD BREAKING CAPACITY ICU=25KA, 415V AC 3POLE, SYSTEM PROTECTION OVERCURRENT RELEASE TM, LI IN= 63A RATED CURRENT IR= 50... 63A OVERLOAD PROT. II= 315... 630A, SHORTCIRCUIT PROTECTION WITHOUT AUXILIARY RELEASE WITHOUT AUXILIARY/ALARM SWITCH | 107.26 | TEM | 1 | LP | 1.032 | 1
3VT17062EC460AA0 | CIRCUIT BREAKER 3VT1 STANDARD BREAKING CAPACITY ICU=25KA, 415V AC 4POLE, SYSTEM PROTECTION OVERCURRENT RELEASE TM, LI IN= 63A RATED CURRENT IR= 50... 63A OVERLOAD PROT. II= 315... 630A, SHORTCIRCUIT PROTECTION N CONDUCTOR W/O PROTECTION WITHOUT AUXILIARY RELEASE WITHOUT AUXILIARY/ALARM SWITCH | 141.3 | TEM | 1 | LP | 1.343 | 1
3VT17082DC360AA0 | CIRCUIT BREAKER 3VT1 STANDARD BREAKING CAPACITY ICU=25KA, 415V AC 3POLE, SYSTEM PROTECTION OVERCURRENT RELEASE TM, LI IN= 80A RATED CURRENT IR= 63... 80A OVERLOAD PROT. II= 400... 800A, SHORTCIRCUIT PROTECTION WITHOUT AUXILIARY RELEASE WITHOUT AUXILIARY/ALARM SWITCH | 107.57 | TEM | 1 | LP | 1.062 | 1
3VT17082EA460AA0 | CIRCUIT BREAKER 3VT1 STANDARD BREAKING CAPACITY ICU=25KA, 415V AC 4POLE, SYSTEM PROTECTION OVERCURRENT RELEASE TM, LI IN= 80A RATED CURRENT IR= 80A OVERLOAD PROTECTION II= 320A, SHORTCIRC. PROT. N CONDUCTOR W/O PROTECTION WITHOUT AUXILIARY RELEASE WITHOUT AUXILIARY/ALARM SWITCH | 160.99 | TEM | 1 | LP | 1.369 | 1
3VT17082EC460AA0 | CIRCUIT BREAKER 3VT1 STANDARD BREAKING CAPACITY ICU=25KA, 415V AC 4POLE, SYSTEM PROTECTION OVERCURRENT RELEASE TM, LI IN= 80A RATED CURRENT IR= 63... 80A OVERLOAD PROT. II= 400... 800A, SHORTCIRCUIT PROTECTION N CONDUCTOR W/O PROTECTION WITHOUT AUXILIARY RELEASE WITHOUT AUXILIARY/ALARM SWITCH | 141.5 | TEM | 1 | LP | 1.357 | 1
3VT17102DA360AA0 | CIRCUIT BREAKER 3VT1 STANDARD BREAKING CAPACITY ICU=25KA, 415V AC 3POLE, SYSTEM PROTECTION OVERCURRENT RELEASE TM, LI IN= 100A RATED CURRENT IR= 100A OVERLOAD PROTECTION II= 400A, SHORTCIRC. PROT. WITHOUT AUXILIARY RELEASE WITHOUT AUXILIARY/ALARM SWITCH | 116.66 | TEM | 1 | LP | 1.029 | 1
3VT17102DC360AA0 | CIRCUIT BREAKER 3VT1 STANDARD BREAKING CAPACITY ICU=25KA, 415V AC 3POLE, SYSTEM PROTECTION OVERCURRENT RELEASE TM, LI IN= 100A RATED CURRENT IR= 80... 100A OVERLOAD PROT. II= 500... 1000A, SHORTCIRCUIT PROTECTION WITHOUT AUXILIARY RELEASE WITHOUT AUXILIARY/ALARM SWITCH | 107.46 | TEM | 1 | LP | 1.015 | 1
3VT17102EA460AA0 | CIRCUIT BREAKER 3VT1 STANDARD BREAKING CAPACITY ICU=25KA, 415V AC 4POLE, SYSTEM PROTECTION OVERCURRENT RELEASE TM, LI IN= 100A RATED CURRENT IR= 100A OVERLOAD PROTECTION II= 400A, SHORTCIRC. PROT. N CONDUCTOR W/O PROTECTION WITHOUT AUXILIARY RELEASE WITHOUT AUXILIARY/ALARM SWITCH | 156.35 | TEM | 1 | LP | 1.339 | 1
3VT17102EC460AA0 | CIRCUIT BREAKER 3VT1 STANDARD BREAKING CAPACITY ICU=25KA, 415V AC 4POLE, SYSTEM PROTECTION OVERCURRENT RELEASE TM, LI IN= 100A RATED CURRENT IR= 80... 100A OVERLOAD PROT. II= 500... 1000A, SHORTCIRCUIT PROTECTION N CONDUCTOR W/O PROTECTION WITHOUT AUXILIARY RELEASE WITHOUT AUXILIARY/ALARM SWITCH | 141.3 | TEM | 1 | LP | 1.331 | 1
3VT17122DB360AA0 | CIRCUIT BREAKER 3VT1 STANDARD BREAKING CAPACITY ICU=25KA, 415V AC 3POLE; STARTER COMBINATION OVERCURRENT RELEASE TM, LIN IN= 125A RATED CURRENT II= 625... 1250A, SHORTCIRCUIT PROTECTION WITHOUT AUXILIARY RELEASE WITHOUT AUXILIARY/ALARM SWITCH | 174.73 | TEM | 1 | LP | 1.064 | 1
3VT17122DC360AA0 | CIRCUIT BREAKER 3VT1 STANDARD BREAKING CAPACITY ICU=25KA, 415V AC 3POLE, SYSTEM PROTECTION OVERCURRENT RELEASE TM, LI IN= 125A RATED CURRENT IR= 100... 125A OVERLOAD PROT. II= 625... 1250A, SHORTCIRCUIT PROTECTION WITHOUT AUXILIARY RELEASE WITHOUT AUXILIARY/ALARM SWITCH | 134.63 | TEM | 1 | LP | 1.047 | 1
3VT17122EC460AA0 | CIRCUIT BREAKER 3VT1 STANDARD BREAKING CAPACITY ICU=25KA, 415V AC 4POLE, SYSTEM PROTECTION OVERCURRENT RELEASE TM, LI IN= 125A RATED CURRENT IR= 100... 125A OVERLOAD PROT. II= 625... 1250A, SHORTCIRCUIT PROTECTION N CONDUCTOR W/O PROTECTION WITHOUT AUXILIARY RELEASE WITHOUT AUXILIARY/ALARM SWITCH | 177.66 | TEM | 1 | LP | 1.344 | 1
3VT17162DA360AA0 | CIRCUIT BREAKER 3VT1 STANDARD BREAKING CAPACITY ICU=25KA, 415V AC 3POLE, SYSTEM PROTECTION OVERCURRENT RELEASE TM, LI IN= 160A RATED CURRENT IR= 160A OVERLOAD PROTECT. II= 640A, SHORTCIRC. PROT. WITHOUT AUXILIARY RELEASE WITHOUT AUXILIARY/ALARM SWITCH | 227.86 | TEM | 1 | LP | 1.076 | 1
3VT17162DB360AA0 | CIRCUIT BREAKER 3VT1 STANDARD BREAKING CAPACITY ICU=25KA, 415V AC 3POLE; STARTER COMBINATION OVERCURRENT RELEASE TM, LIN IN= 160A RATED CURRENT II= 800... 1600A, SHORTCIRCUIT PROTECTION WITHOUT AUXILIARY RELEASE WITHOUT AUXILIARY/ALARM SWITCH | 245.73 | TEM | 1 | LP | 1.079 | 1
3VT17162DC360AA0 | CIRCUIT BREAKER 3VT1 STANDARD BREAKING CAPACITY ICU=25KA, 415V AC 3POLE, SYSTEM PROTECTION OVERCURRENT RELEASE TM, LI IN= 160A RATED CURRENT IR= 125... 160A OVERLOAD PROT. II= 800... 1600A, SHORTCIRCUIT PROTECTION WITHOUT AUXILIARY RELEASE WITHOUT AUXILIARY/ALARM SWITCH | 219.78 | TEM | 1 | LP | 1.075 | 1
3VT17162EC460AA0 | CIRCUIT BREAKER 3VT1 STANDARD BREAKING CAPACITY ICU=25KA, 415V AC 4POLE, SYSTEM PROTECTION OVERCURRENT RELEASE TM, LI IN= 160A RATED CURRENT IR= 125... 160A OVERLOAD PROT. II= 800... 1600A, SHORTCIRCUIT PROTECTION N CONDUCTOR W/O PROTECTION WITHOUT AUXILIARY RELEASE WITHOUT AUXILIARY/ALARM SWITCH | 300.27 | TEM | 1 | LP | 1.386 | 1
3VT17162EE460AA0 | SWITCH DISCONNECTOR 3VT1 4POLE; SWITCH DISCONNECTOR IN= 160A RATED CURRENT WITHOUT AUXILIARY RELEASE WITHOUT AUXILIARY/ALARM SWITCH | 286.13 | TEM | 1 | LP | 1.313 | 1
3VT17162EJ460AA0 | CIRCUIT BREAKER 3VT1 STANDARD BREAKING CAPACITY ICU=25KA, 415V AC 4POLE, SYSTEM PROTECTION OVERCURRENT RELEASE TM, LIN IN= 160A RATED CURRENT IR= 125... 160A OVERLOAD PROT. II= 800... 1600A, SHORTCIRCUIT PROTECTION N CONDUCTOR W/PROTECTION WITHOUT AUXILIARY RELEASE WITHOUT AUXILIARY/ALARM SWITCH | 461.47 | TEM | 1 | LP | 1.408 | 1
3VT17922DC360AA0 | CIRCUIT BREAKER 3VT1 STANDARD BREAKING CAPACITY ICU=25KA, 415V AC 3POLE, SYSTEM PROTECTION OVERCURRENT RELEASE TM, LI IN= 25A RATED CURRENT IR= 20... 25A OVERLOAD PROT. II= 250...375A, SHORTCIRCUIT PROTECTION WITHOUT AUXILIARY RELEASE WITHOUT AUXILIARY/ALARM SWITCH | 107.26 | TEM | 1 | LP | 1.039 | 1
3VT17922EC460AA0 | CIRCUIT BREAKER 3VT1 STANDARD BREAKING CAPACITY ICU=25KA, 415V AC 4POLE, SYSTEM PROTECTION OVERCURRENT RELEASE TM, LI IN= 25A RATED CURRENT IR= 20... 25A OVERLOAD PROT. II= 250... 375A, SHORTCIRCUIT PROTECTION N CONDUCTOR W/O PROTECTION WITHOUT AUXILIARY RELEASE WITHOUT AUXILIARY/ALARM SWITCH | 141.3 | TEM | 1 | LP | 1.338 | 1
3VT27252AA360AA0 | CIRCUIT BREAKER 3VT2 STANDARD BREAKING CAPACITY ICU=36KA, 415V AC 3POLE; CIRCUIT BREAKER W/O OVERCURRENT RELEASE W/O AUXILIARY TRIP UNIT W/O AUXILIARY/ALARM SWITCH | 116.15 | TEM | 1 | LP | 3.34 | 1
3VT27252AA460AA0 | CIRCUIT BREAKER 3VT2 STANDARD BREAKING CAPACITY ICU=36KA, 415V AC 4POLE; CIRCUIT BREAKER W/O OVERCURRENT RELEASE N SWITCHED WITHOUT AUXILIARY RELEASE WITHOUT AUXILIARY/ALARM SWITCH | 220.18 | TEM | 1 | LP | 4.192 | 1
3VT27252AA560AA0 | CIRCUIT BREAKER 3VT2 STANDARD BREAKING CAPACITY ICU=36KA, 415V AC 4POLE; CIRCUIT BREAKER W/O OVERCURRENT RELEASE N MEASURED + SWITCHED WITHOUT AUXILIARY RELEASE WITHOUT AUXILIARY/ALARM SWITCH | 255.53 | TEM | 1 | LP | 4.351 | 1
3VT27253AA360AA0 | CIRCUIT BREAKER 3VT2 HIGH BREAKING CAPACITY ICU=65KA, 415V AC 3POLE; CIRCUIT BREAKER W/O OVERCURRENT RELEASE W/O AUXILIARY TRIP UNIT W/O AUXILIARY/ALARM SWITCH WITHOUT AUXILIARY RELEASE WITHOUT AUXILIARY/ALARM SWITCH | 154.43 | TEM | 1 | LP | 3.334 | 1
3VT27253AA460AA0 | CIRCUIT BREAKER 3VT2 HIGH BREAKING CAPACITY ICU=65KA, 415V AC 4POLE; CIRCUIT BREAKER W/O OVERCURRENT RELEASE N SWITCHED W/O AUXILIARY TRIP UNIT W/O AUXILIARY/ALARM SWITCH WITHOUT AUXILIARY RELEASE WITHOUT AUXILIARY/ALARM SWITCH | 303.1 | TEM | 1 | LP | 4.193 | 1
3VT37632AA360AA0 | CIRCUIT BREAKER 3VT3 STANDARD BREAKING CAPACITY ICU=36KA, 415V AC 3POLE; CIRCUIT BREAKER W/O OVERCURRENT RELEASE W/O AUXILIARY TRIP UNIT W/O AUXILIARY/ALARM SWITCH | 377.34 | TEM | 1 | LP | 5.971 | 1
3VT37632AA460AA0 | CIRCUIT BREAKER 3VT3 STANDARD BREAKING CAPACITY ICU=36KA, 415V AC 4POLE; CIRCUIT BREAKER W/O OVERCURRENT RELEASE N SWITCHED WITHOUT AUXILIARY RELEASE WITHOUT AUXILIARY/ALARM SWITCH | 559.74 | TEM | 1 | LP | 7.51 | 1
3VT37632AA560AA0 | CIRCUIT BREAKER 3VT3 STANDARD BREAKING CAPACITY ICU=36KA, 415V AC 4POLE; CIRCUIT BREAKER W/O OVERCURRENT RELEASE N MEASURED + SWITCHED WITHOUT AUXILIARY RELEASE WITHOUT AUXILIARY/ALARM SWITCH | 609.94 | TEM | 1 | LP | 7.82 | 1
3VT37633AA360AA0 | CIRCUIT BREAKER 3VT3 HIGH BREAKING CAPACITY ICU=65KA, 415V AC 3POLE; CIRCUIT BREAKER W/O OVERCURRENT RELEASE WITHOUT AUXILIARY RELEASE WITHOUT AUXILIARY/ALARM SWITCH | 464.3 | TEM | 1 | LP | 5.994 | 1
3VT37633AA560AA0 | CIRCUIT BREAKER 3VT3 HIGH BREAKING CAPACITY ICU=65KA, 415V AC 4POLE; CIRCUIT BREAKER W/O OVERCURRENT RELEASE N MEASURED + SWITCHED WITHOUT AUXILIARY RELEASE WITHOUT AUXILIARY/ALARM SWITCH | 655.39 | TEM | 1 | LP | 7.784 | 1
3VT47103AA300AA0 | CIRCUIT BREAKER 3VT4 HIGH BREAKING CAPACITY ICU=65KA, 415V AC 3POLE; CIRCUIT BREAKER W/O OVERCURRENT RELEASE W/O AUXILIARY TRIP UNIT W/O AUXILIARY/ALARM SWITCH | 678.01 | TEM | 1 | LP | 20 | 1
3VT57163AA300AA0 | CIRCUIT BREAKER 3VT5 HIGH BREAKING CAPACITY ICU=55KA, 415V AC 3POLE; CIRCUIT BREAKER W/O OVERCURRENT RELEASE WITHOUT AUXILIARY RELEASE WITHOUT AUXILIARY/ALARM SWITCH | 866.48 | TEM | 1 | LP | 23.1 | 1
3VT91001SC00 | ACCESSORY FOR VT160 SHUNT TRIP UNIT FOR 24; 48V AC/DC FOR MOUNTING ON THE LEFT | 51.91 | TEM | 1 | LP | 0.094 | 1
3VT91001SD00 | ACCESSORY FOR VT160 SHUNT TRIP UNIT FOR 110; 230V AC/ 110,220V DC FOR MOUNTING ON THE LEFT | 51.91 | TEM | 1 | LP | 0.096 | 1
3VT91001SE00 | ACCESSORY FOR VT160 SHUNT TRIP UNIT FOR 230; 400V AC/ 220V DC FOR MOUNTING ON THE LEFT | 51.91 | TEM | 1 | LP | 0.096 | 1
3VT91001UD00 | ACCESSORY FOR VT160 UNDERVOLTAGE TRIP UNIT FOR 110; 230V AC FOR MOUNTING ON THE LEFT | 72.42 | TEM | 1 | LP | 0.093 | 1
3VT91001UE00 | ACCESSORY FOR VT160 UNDERVOLTAGE TRIP UNIT FOR 230; 400V AC FOR MOUNTING ON THE LEFT | 72.42 | TEM | 1 | LP | 0.096 | 1
3VT91001UU00 | ACCESSORY FOR VT160 UNDERVOLTAGE TRIP UNIT FOR 24, 48V DC FOR MOUNTING ON THE LEFT | 57.07 | TEM | 1 | LP | 0.094 | 1
3VT91002AB10 | ACCESSORY FOR VT160 AUX. SWITCH 1CO VT160 60 250V AC/DC | 12.02 | TEM | 1 | LP | 0.02 | 1
3VT91002AB20 | ACCESSORY FOR VT160 AUX. SWITCH 1CO VT160 5 60V AC/DC | 13.13 | TEM | 1 | LP | 0.02 | 1
3VT91002AH10 | ACCESSORY FOR VT160 ALARM SWITCH 1CO VT160 60 250V AC/DC | 12.02 | TEM | 1 | LP | 0.02 | 1
3VT91002AH20 | ACCESSORY FOR VT160 ALARM SWITCH 1CO VT160 5 60V AC/DC | 13.94 | TEM | 1 | LP | 0.021 | 1
3VT91003HA10 | ACCESSORY FOR VT160 FRONTOP.ROT.OP.MECH. W/O PLUG W/SHAFT END W/O SELECTOR SWITCH ADDIT.SHAFT, MASKING FRAME AND SELECTOR SWITCH REQUIRED | 35.05 | TEM | 1 | LP | 0.11 | 1
3VT91003HA20 | ACCESSORY FOR VT160 FRONTOP.ROT.OP.MECHAN.W/PLUG W/SHAFT END W/O SELECTOR SWITCH ADDIT.SHAFT, MASKING FRAME AND SELECTOR SWITCH REQUIRED | 39.69 | TEM | 1 | LP | 0.122 | 1
3VT91003HC10 | ACCESSORY FOR VT160 LATERAL ROT. OP. MECHANISM W/O PLUG W/SHAFT END W/O SELECTOR SWITCH ADDIT.SHAFT, MASKING FRAME AND SELECTOR SWITCH REQUIRED LEFT | 45.85 | TEM | 1 | LP | 0.179 | 1
3VT91003HE10 | ACCESSORY FOR VT160 ACTUATOR WITHOUT PLUG BLACK | 7.27 | TEM | 1 | LP | 0.022 | 1
3VT91003HE20 | ACCESSORY FOR VT160 ACTUATOR WITH PLUG BLACK | 9.09 | TEM | 1 | LP | 0.022 | 1
3VT91003HF20 | ACCESSORY FOR VT160 ACTUATOR WITH PLUG RED/YELLOW | 9.09 | TEM | 1 | LP | 0.02 | 1
3VT91003HG10 | ACCESSORY FOR VT160 FRONT MASKING FRAME F. ACTUATOR BLACK DEGREE OF PROTECTION IP 40 | 12.73 | TEM | 1 | LP | 0.096 | 1
3VT91003HG20 | ACCESSORY FOR VT160 FRONT MASKING FRAME F. ACTUATOR BLACK DEGREE OF PROTECTION IP 66 | 15.45 | TEM | 1 | LP | 0.097 | 1
3VT91003HH20 | ACCESSORY FOR VT160 FRONT MASKING FRAME F. ACTUATOR YELLOW DEGREE OF PROTECTION IP 66 | 17.47 | TEM | 1 | LP | 0.093 | 1
3VT91003HJ10 | ACCESSORY FOR VT160 SHAFT FIXED LENGTH 350MM | 7.27 | TEM | 1 | LP | 0.134 | 1
3VT91003HJ20 | ACCESSORY FOR VT160 SHAFT VARIABLE LENGTH 199 352MM | 12.73 | TEM | 1 | LP | 0.113 | 1
3VT91003HL00 | ACCESSORY FOR VT160 TOGGLE LEVER INTERLOCK | 34.54 | TEM | 1 | LP | 0.015 | 1
3VT91003ME00 | ACCESSORY FOR VT160 MOTORIZED OP. MECHANISM 230V AC/220V DC LATERAL MOUNTING | 204.93 | TEM | 1 | LP | 0.903 | 1
3VT91004ED30 | ACCESSORY FOR VT160 FRONT CONNECTION BARS INCREASED POLE SPACING COMPRISES 3 TERMINALS 3POLE | 26.66 | TEM | 1 | LP | 0.106 | 1
3VT91004PP30 | ACCESSORY FOR VT160 MOUNTING ADAPTER FOR MOUNTING ONTO DIN STANDARD RAIL | 21.21 | TEM | 1 | LP | 0.063 | 1
3VT91004TA00 | ACCESSORY FOR VT160 CONNECTION WITH SCREW TERMINAL METRIC THREAD M5 COMPRISES 1 TERMINAL | 3.43 | TEM | 1 | LP | 0.025 | 1
3VT91004TA30 | ACCESSORY FOR VT160 CONNECTION WITH SCREW TERMINAL METRIC THREAD M5 COMPRISES 3 TERMINALS | 9.9 | TEM | 1 | LP | 0.055 | 1
3VT91004TF30 | ACCESSORY FOR VT160 MULTIPLE FEEDIN TERMINAL TERMINAL COVERS INCLUDED DEGREE OF PROTECTION IP20 FOR COPPER/ALUMINIUM FOR 2 COND. PER TERMINAL 1 SET = 3 UNITS | 23.94 | TEM | 1 | LP | 0.26 | 1
3VT91004TF40 | ACCESSORY FOR VT160 MULTIPLE FEEDIN TERMINAL TERMINAL COVERS INCLUDED DEGREE OF PROTECTION IP20 FOR COPPER/ALUMINIUM FOR 2 COND. PER TERMINAL 1 SET = 4 UNITS | 28.68 | TEM | 1 | LP | 0.333 | 1
3VT91008CA30 | ACCESSORY FOR VT160 TERMINAL COVER LONG 3POLE | 10.71 | TEM | 1 | LP | 0.09 | 1
3VT91008CA40 | ACCESSORY FOR VT160 TERMINAL COVER LONG 4POLE | 15.96 | TEM | 1 | LP | 0.106 | 1
3VT91008CE30 | ACCESSORY FOR VT160 PHASE BARRIER COMPRISES 2 BARRIERS | 10.81 | TEM | 1 | LP | 0.036 | 1
3VT91008LA00 | ACCESSORY FOR VT160 INTERLOCK WITH BAR FOR DOOR COUPLING ROT.OP.MECH. | 97.26 | TEM | 1 | LP | 0.116 | 1
3VT92003HA20 | ACCESSORY FOR VT250 FRONTOP.ROT.OP.MECHAN.W/PLUG W/SHAFT END W/O SELECTOR SWITCH ADDIT.SHAFT, MASKING FRAME AND SELECTOR SWITCH REQUIRED | 55.65 | TEM | 1 | LP | 0.262 | 1
3VT92003HB20 | ACCESSORY FOR VT250 FRONTOP.ROT.OP.MECHAN.W/PLUG W/SHAFT END W/O SELECTOR SWITCH ADDIT.SHAFT, MASKING FRAME AND SELECTOR SWITCH REQUIRED EMERGENCYSTOP FUNCTION | 55.65 | TEM | 1 | LP | 0.26 | 1
3VT92003HD10 | ACCESSORY FOR VT250 LATERAL ROT. OP. MECHANISM W/O PLUG W/SHAFT END W/O SELECTOR SWITCH ADDIT.SHAFT, MASKING FRAME AND SELECTOR SWITCH REQUIRED RIGHT | 46.06 | TEM | 1 | LP | 0.424 | 1
3VT92003MQ00 | ACCESSORY FOR VT250 MOTORIZED OP. MECHANISM WITH SPRING FORCE STORAGE 230V AC/220V DC | 229.88 | TEM | 1 | LP | 1.552 | 1
3VT92004ED30 | ACCESSORY FOR VT250 FRONT CONNECTION BARS INCREASED POLE SPACING COMPRISES 3 TERMINALS SHORT 3POLE | 29.59 | TEM | 1 | LP | 0.299 | 1
3VT92004PA30 | ACCESSORY FOR VT250 PLUGIN BASE FRONT CONNECTION 3POLE | 91.91 | TEM | 1 | LP | 1.764 | 1
3VT92004TA30 | ACCESSORY FOR VT250 CONNECTION WITH SCREW TERMINAL METRIC THREAD M8 COMPRISES 3 TERMINALS 1 SET = 3 UNITS | 10.5 | TEM | 1 | LP | 0.119 | 1
3VT92004TC30 | ACCESSORY FOR VT250 BOX TERMINALS COMPRISES 3 TERMINALS 1 SET = 3 UNITS | 11.01 | TEM | 1 | LP | 0.249 | 1
3VT92008CB30 | ACCESSORY FOR VT250 TERMINAL COVER LONG 3POLE | 12.63 | TEM | 1 | LP | 0.138 | 1
3VT92008CB40 | ACCESSORY FOR VT250 TERMINAL COVER LONG 4POLE | 17.07 | TEM | 1 | LP | 0.195 | 1
3VT92008LC10 | ACCESSORY FOR VT250 INTERLOCK WITH BOWDEN WIRE FOR 2 MCCB VT250 | 84.74 | TEM | 1 | LP | 0.762 | 1
3VT92034TF00 | ACCESSORY FOR VT250 MULTIPLE FEEDIN TERMINAL 6 35MM2 FOR COPPER/ALUMINIUM FOR 6 COND. PER TERMINAL 1 SET = 1 UNIT | 16.58 | TEM | 1 | LP | 0.114 | 1
3VT92034TF30 | ACCESSORY FOR VT250 MULTIPLE FEEDIN TERMINAL 6 35MM2 FOR COPPER/ALUMINIUM FOR 6 COND. PER TERMINAL 1 SET = 3 UNITS | 49.39 | TEM | 1 | LP | 0.298 | 1
3VT92106AC00 | ELECTRONIC TRIP UNIT VT250 3POLE, SYSTEM PROTECTION ETU DP, LI IR= 40...100A, OVERLOAD PROTECTION IRM= 4... 8KA SHORTCIRCUIT PROTECTION, SCREW TERMINAL CONNECTIONS IN SCOPE OF SUPPLY OF SWITCHING UNIT | 197.46 | TEM | 1 | LP | 0.269 | 1
3VT92154TF30 | ACCESSORY FOR VT250 MULTIPLE FEEDIN TERMINAL 25 150MM2 FOR COPPER/ALUMINIUM FOR 2 COND. PER TERMINAL 1 SET = 3 UNITS | 13.94 | TEM | 1 | LP | 0.485 | 1
3VT92166AC00 | ELECTRONIC TRIP UNIT VT250 3POLE, SYSTEM PROTECTION ETU DP, LI IR= 63...160A, OVERLOAD PROTECTION IRM= 4... 8KA SHORTCIRCUIT PROTECTION, SCREW TERMINAL CONNECTIONS IN SCOPE OF SUPPLY OF SWITCHING UNIT | 200.99 | TEM | 1 | LP | 0.265 | 1
3VT92166AP00 | ELECTRONIC TRIP UNIT VT250 3POLE,MOTOR/TRANSF.PROTECT. ETU MP, LI IR= 63...160A, OVERLOAD PROTECTION IRM= 0.2... 2 KA SHORTCIRCUIT PROTECTION, SCREW TERMINAL CONNECTIONS IN SCOPE OF SUPPLY OF SWITCHING UNIT | 172 | TEM | 1 | LP | 0.264 | 1
3VT92206AB00 | ELECTRONIC TRIP UNIT VT250 3POLE, SYSTEM PROTECTION ETU LP, LI IR= 200A, OVERLOAD PROTECTION IRM= 4 X IR, SHORTCIRCUIT PROTECTION, SCREW TERMINAL CONNECTIONS IN SCOPE OF SUPPLY OF SWITCHING UNIT | 185.03 | TEM | 1 | LP | 0.259 | 1
3VT92256AB00 | ELECTRONIC TRIP UNIT VT250 3POLE, SYSTEM PROTECTION ETU LP, LI IR= 250A, OVERLOAD PROTECTION IRM= 4 X IR, SHORTCIRCUIT PROTECTION, SCREW TERMINAL CONNECTIONS IN SCOPE OF SUPPLY OF SWITCHING UNIT | 221.29 | TEM | 1 | LP | 0.261 | 1
3VT92256AC00 | ELECTRONIC TRIP UNIT VT250 3POLE, SYSTEM PROTECTION ETU DP, LI IR= 100...250A, OVERLOAD PROTECTION IRM= 4... 8KA SHORTCIRCUIT PROTECTION, SCREW TERMINAL CONNECTIONS IN SCOPE OF SUPPLY OF SWITCHING UNIT | 240.38 | TEM | 1 | LP | 0.265 | 1
3VT92256AP00 | ELECTRONIC TRIP UNIT VT250 3POLE,MOTOR/TRANSF.PROTECT. ETU MP, LI IR= 100...250A, OVERLOAD PROTECTION IRM= 0.2... 2 KA SHORTCIRCUIT PROTECTION, SCREW TERMINAL CONNECTIONS IN SCOPE OF SUPPLY OF SWITCHING UNIT | 231.19 | TEM | 1 | LP | 0.263 | 1
3VT92256AS00 | ELECTRONIC TRIP UNIT VT250 3POLE,MOTOR/TRANSF.PROTECT. ETU MPS, LSI IR= 100...250A, OVERLOAD PROTECTION IRM= 3... 9KA SHORTCIRCUIT PROTECTION, SCREW TERMINAL CONNECTIONS IN SCOPE OF SUPPLY OF SWITCHING UNIT | 256.94 | TEM | 1 | LP | 0.264 | 1
3VT92256BC00 | ELECTRONIC TRIP UNIT VT250 4POLE, SYSTEM PROTECTION ETU DPN, LI IR= 100...250A, OVERLOAD PROTECTION IRM= 4... 8KA SHORTCIRCUIT PROTECTION, NEUTRAL CONDUCTOR PROTECT. IRN=0.5 TO 1X IR SCREW TERMINAL CONNECTIONS IN SCOPE OF SUPPLY OF SWITCHING UNIT | 346.73 | TEM | 1 | LP | 0.274 | 1
3VT92256DT00 | SWITCH DISCONN. MODULE VT250 3/4POLE, W/O PROTECTION W/O OVERLOAD PROTECTION W/O SHORTCIRCUIT PROTECTION SCREW TERMINAL CONNECTIONS IN SCOPE OF SUPPLY OF SWITCHING UNIT | 48.78 | TEM | 1 | LP | 0.199 | 1
3VT93001SC00 | ACCESSORY FOR VT250, VT630 SHUNT TRIP UNIT FOR 24; 40; 48V AC/DC FOR MOUNTING ON THE LEFT | 52.02 | TEM | 1 | LP | 0.15 | 1
3VT93001SE00 | ACCESSORY FOR VT250, VT630 SHUNT TRIP UNIT FOR 230; 400; 500V AC/ 220V DC FOR MOUNTING ON THE LEFT | 52.02 | TEM | 1 | LP | 0.152 | 1
3VT93001UC00 | ACCESSORY FOR VT250, VT630 UNDERVOLTAGE TRIP UNIT FOR 24; 40; 48V AC/DC FOR MOUNTING ON THE LEFT | 72.72 | TEM | 1 | LP | 0.146 | 1
3VT93001UC10 | ACCESSORY FOR VT250, VT630 UNDERVOLTAGE TRIP UNIT FOR 24; 40; 48V AC/DC W/LEADING AUXILIARY CONTACT FOR MOUNTING ON THE LEFT | 87.97 | TEM | 1 | LP | 0.155 | 1
3VT93001UE00 | ACCESSORY FOR VT250, VT630 UNDERVOLTAGE TRIP UNIT FOR 230; 400; 500V AC/ 220V DC FOR MOUNTING ON THE LEFT | 72.72 | TEM | 1 | LP | 0.146 | 1
3VT93001UE10 | ACCESSORY FOR VT250, VT630 UNDERVOLTAGE TRIP UNIT FOR 230; 400; 500V AC/ 220V DC W/LEADING AUXILIARY CONTACT FOR MOUNTING ON THE LEFT | 87.97 | TEM | 1 | LP | 0.151 | 1
3VT93002AC10 | ACCESSORY FOR VT250, VT630 AUX. SWITCH 1NO 60 250V AC/DC | 12.02 | TEM | 1 | LP | 0.035 | 1
3VT93002AC20 | ACCESSORY FOR VT250, VT630 AUX. SWITCH 1NC 5 60V AC/DC | 13.13 | TEM | 1 | LP | 0.035 | 1
3VT93002AD10 | ACCESSORY FOR VT250, VT630 AUX. SWITCH 1NC 60 250V AC/DC | 12.02 | TEM | 1 | LP | 0.036 | 1
3VT93002AF10 | ACCESSORY FOR VT250, VT630 AUX. SWITCH 1NC + 1NO 60 250V AC/DC | 15.96 | TEM | 1 | LP | 0.049 | 1
3VT93002AF20 | ACCESSORY FOR VT250, VT630 AUX. SWITCH 1NC + 1NO 5 60V AC/DC | 17.07 | TEM | 1 | LP | 0.048 | 1
3VT93002AH10 | ACCESSORY FOR VT250, VT630 AUX. SWITCH 1CO 60 250V AC/DC | 11.92 | TEM | 1 | LP | 0.036 | 1
3VT93002AH20 | ACCESSORY FOR VT250, VT630 AUX. SWITCH 1CO 5 60V AC/DC | 13.13 | TEM | 1 | LP | 0.036 | 1
3VT93003HA10 | ACCESSORY FOR VT630 FRONTOP.ROT.OP.MECH. W/O PLUG W/SHAFT END W/O SELECTOR SWITCH ADDIT.SHAFT, MASKING FRAME AND SELECTOR SWITCH REQUIRED | 70.09 | TEM | 1 | LP | 0.308 | 1
3VT93003HA20 | ACCESSORY FOR VT630 FRONTOP.ROT.OP.MECHAN.W/PLUG W/SHAFT END W/O SELECTOR SWITCH ADDIT.SHAFT, MASKING FRAME AND SELECTOR SWITCH REQUIRED | 65.85 | TEM | 1 | LP | 0.316 | 1
3VT93003HB20 | ACCESSORY FOR VT630 FRONTOP.ROT.OP.MECHAN.W/PLUG W/SHAFT END W/O SELECTOR SWITCH ADDIT.SHAFT, MASKING FRAME AND SELECTOR SWITCH REQUIRED EMERGENCYSTOP FUNCTION | 75.35 | TEM | 1 | LP | 0.316 | 1
3VT93003HD10 | ACCESSORY FOR VT630 LATERAL ROT. OP. MECHANISM W/O PLUG W/SHAFT END W/O SELECTOR SWITCH ADDIT.SHAFT, MASKING FRAME AND SELECTOR SWITCH REQUIRED RIGHT | 113.32 | TEM | 1 | LP | 0.466 | 1
3VT93003HE10 | ACCESSORY FOR VT250, VT630 ACTUATOR WITHOUT PLUG BLACK | 10.4 | TEM | 1 | LP | 0.08 | 1
3VT93003HE20 | ACCESSORY FOR VT250, VT630 ACTUATOR WITH PLUG BLACK | 12.42 | TEM | 1 | LP | 0.08 | 1
3VT93003HF20 | ACCESSORY FOR VT250, VT630 ACTUATOR WITH PLUG RED/YELLOW | 12.42 | TEM | 1 | LP | 0.08 | 1
3VT93003HG10 | ACCESSORY FOR VT250, VT630 FRONT MASKING FRAME F. ACTUATOR BLACK DEGREE OF PROTECTION IP 40 | 15.45 | TEM | 1 | LP | 0.21 | 1
3VT93003HH10 | ACCESSORY FOR VT250, VT630 FRONT MASKING FRAME F. ACTUATOR YELLOW DEGREE OF PROTECTION IP 40 | 17.47 | TEM | 1 | LP | 0.21 | 1
3VT93003HH20 | ACCESSORY FOR VT250, VT630 FRONT MASKING FRAME F. ACTUATOR YELLOW DEGREE OF PROTECTION IP 66 | 20.4 | TEM | 1 | LP | 0.211 | 1
3VT93003HJ10 | ACCESSORY FOR VT250, VT630 SHAFT FIXED LENGTH 365MM | 8.38 | TEM | 1 | LP | 0.211 | 1
3VT93003HJ20 | ACCESSORY FOR VT250, VT630 SHAFT VARIABLE LENGTH 245 410MM | 12.42 | TEM | 1 | LP | 0.259 | 1
3VT93003HL00 | ACCESSORY FOR VT630 TOGGLE LEVER INTERLOCK | 78.38 | TEM | 1 | LP | 0.026 | 1
3VT93003MF00 | ACCESSORY FOR VT250 CONNECTION CABLE MOT.OP.MECHAN. | 30.1 | TEM | 1 | LP | 0.061 | 1
3VT93003MQ00 | ACCESSORY FOR VT630 MOTORIZED OP. MECHANISM WITH SPRING FORCE STORAGE 230V AC/220V DC | 596.41 | TEM | 1 | LP | 1.711 | 1
3VT93004ED30 | ACCESSORY FOR VT630 FRONT CONNECTION BARS INCREASED POLE SPACING COMPRISES 3 TERMINALS SHORT 3POLE | 48.28 | TEM | 1 | LP | 0.494 | 1
3VT93004EE30 | ACCESSORY FOR VT630 FRONT CONNECTION BARS INCREASED POLE SPACING COMPRISES 3 TERMINALS LONG 3POLE | 48.28 | TEM | 1 | LP | 0.651 | 1
3VT93004PA30 | ACCESSORY FOR VT630 PLUGIN BASE FRONT CONNECTION 3POLE | 253.21 | TEM | 1 | LP | 3.262 | 1
3VT93004PA40 | ACCESSORY FOR VT630 PLUGIN BASE FRONT CONNECTION 4POLE | 335.93 | TEM | 1 | LP | 4.236 | 1
3VT93004TA30 | ACCESSORY FOR VT630 CONNECTION WITH SCREW TERMINAL METRIC THREAD M8 COMPRISES 3 TERMINALS 1 SET = 3 UNITS | 29.9 | TEM | 1 | LP | 0.2 | 1
3VT93004TC30 | ACCESSORY FOR VT630 BOX TERMINALS COMPRISES 3 TERMINALS 1 SET = 3 UNITS | 51.21 | TEM | 1 | LP | 0.444 | 1
3VT93004TN30 | ACCESSORY FOR VT630 AUX. CONDUCTOR CONNECTION COMPRISES 3 TERMINALS 1 SET = 3 UNITS | 11.51 | TEM | 1 | LP | 0.033 | 1
3VT93008CB30 | ACCESSORY FOR VT630 TERMINAL COVER LONG 3POLE | 45.05 | TEM | 1 | LP | 0.216 | 1
3VT93008CE00 | ACCESSORY FOR VT630 PHASE BARRIER COMPRISES 1 BARRIER | 5.35 | TEM | 1 | LP | 0.049 | 1
3VT93008CE30 | ACCESSORY FOR VT630 PHASE BARRIER COMPRISES 2 BARRIERS | 10.81 | TEM | 1 | LP | 0.09 | 1
3VT93008LA00 | ACCESSORY FOR VT250, VT630 INTERLOCK WITH BAR FOR DOOR COUPLING ROT.OP. MECH. | 112.31 | TEM | 1 | LP | 0.165 | 1
3VT93008LC10 | ACCESSORY FOR VT630 INTERLOCK WITH BOWDEN WIRE FOR 2 MCCB VT630 | 112.31 | TEM | 1 | LP | 0.772 | 1
3VT93008LC20 | ACCESSORY FOR VT250, VT630 INTERLOCK WITH BOWDEN WIRE FOR 2 MCCB VT250 AND VT630 | 112.31 | TEM | 1 | LP | 0.765 | 1
3VT93154TD30 | ACCESSORY FOR VT630 CIRCULAR CONDUCTOR TERMINAL 25 150MM2 1 SET = 3 UNITS | 48.28 | TEM | 1 | LP | 0.336 | 1
3VT93244TD30 | ACCESSORY FOR VT630 CIRCULAR CONDUCTOR TERMINAL 150 240MM2 1 SET = 3 UNITS | 51.71 | TEM | 1 | LP | 0.306 | 1
3VT93256AP00 | ELECTRONIC TRIP UNIT VT630 3POLE,MOTOR/TRANSF.PROTECT. ETU MP, LI IR= 100... 250A, OVERLOAD PROTECTION IRM= 0.5... 6 KA SHORTCIRCUIT PROTECTION, SCREW TERMINAL CONNECTIONS IN SCOPE OF SUPPLY OF SWITCHING UNIT | 223.72 | TEM | 1 | LP | 0.3 | 1
3VT93316AB00 | ELECTRONIC TRIP UNIT VT630 3POLE, SYSTEM PROTECTION ETU LP, LI IR= 315A, OVERLOAD PROTECTION IRM= 4 X IR, SHORTCIRCUIT PROTECTION, SCREW TERMINAL CONNECTIONS IN SCOPE OF SUPPLY OF SWITCHING UNIT | 223.31 | TEM | 1 | LP | 0.299 | 1
3VT93406AB00 | ELECTRONIC TRIP UNIT VT630 3POLE, SYSTEM PROTECTION ETU LP, LI IR= 400A, OVERLOAD PROTECTION IRM= 4 X IR, SHORTCIRCUIT PROTECTION, SCREW TERMINAL CONNECTIONS IN SCOPE OF SUPPLY OF SWITCHING UNIT | 223.44 | TEM | 1 | LP | 0.3 | 1
3VT93406AC00 | ELECTRONIC TRIP UNIT VT630 3POLE, SYSTEM PROTECTION ETU DP, LI IR= 160... 400A, OVERLOAD PROTECTION IRM= 4 TO 12.5X IR, SHORTCIRCUIT PROTECTION, SCREW TERMINAL CONNECTIONS IN SCOPE OF SUPPLY OF SWITCHING UNIT | 270.48 | TEM | 1 | LP | 0.303 | 1
3VT93406AP00 | ELECTRONIC TRIP UNIT VT630 3POLE,MOTOR/TRANSF.PROTECT. ETU MP, LI IR= 160... 400A, OVERLOAD PROTECTION IRM= 0.5... 6 KA SHORTCIRCUIT PROTECTION, SCREW TERMINAL CONNECTIONS IN SCOPE OF SUPPLY OF SWITCHING UNIT | 305.83 | TEM | 1 | LP | 0.304 | 1
3VT93406AS00 | ELECTRONIC TRIP UNIT VT630 3POLE,MOTOR/TRANSF.PROTECT. ETU MPS, LSI IR= 160... 400A, OVERLOAD PROTECTION IRM= 3... 9KA SHORTCIRCUIT PROTECTION, SCREW TERMINAL CONNECTIONS IN SCOPE OF SUPPLY OF SWITCHING UNIT | 346.73 | TEM | 1 | LP | 0.301 | 1
3VT93406BC00 | ELECTRONIC TRIP UNIT VT630 4POLE, SYSTEM PROTECTION ETU DPN, LI IR= 160... 400A, OVERLOAD PROTECTION IRM= 2...9KA, SHORTCIRCUIT PROTECTION, NEUTRAL CONDUCTOR PROTECT. IRN=0.5 TO 1X IR SCREW TERMINAL CONNECTIONS IN SCOPE OF SUPPLY OF | 387.74 | TEM | 1 | LP | 0.308 | 1
3VT93636AC00 | ELECTRONIC TRIP UNIT VT630 3POLE, SYSTEM PROTECTION ETU DP, LI IR= 250... 630A, OVERLOAD PROTECTION IRM= 4 TO 12.5X IR, SHORTCIRCUIT PROTECTION, SCREW TERMINAL CONNECTIONS IN SCOPE OF SUPPLY OF SWITCHING UNIT | 520.76 | TEM | 1 | LP | 0.3 | 1
3VT93636AS00 | ELECTRONIC TRIP UNIT VT630 3POLE,MOTOR/TRANSF.PROTECT. ETU MPS, LSI IR= 250... 630A, OVERLOAD PROTECTION IRM= 3... 9KA SHORTCIRCUIT PROTECTION, SCREW TERMINAL CONNECTIONS IN SCOPE OF SUPPLY OF SWITCHING UNIT | 703.36 | TEM | 1 | LP | 0.304 | 1
3VT93636BC00 | ELECTRONIC TRIP UNIT VT630 4POLE, SYSTEM PROTECTION ETU DPN, LI IR= 250...630A, OVERLOAD PROTECTION IRM= 2...9KA, SHORTCIRCUIT PROTECTION, NEUTRAL CONDUCTOR PROTECT. IRN=0.5 TO 1X IR SCREW TERMINAL CONNECTIONS IN SCOPE OF SUPPLY OF SWITCHING UNIT | 747.3 | TEM | 1 | LP | 0.307 | 1
3VT93636DT00 | SWITCH DISCONN. MODULE VT630 3/4POLE, W/O PROTECTION W/O OVERLOAD PROTECTION W/O SHORTCIRCUIT PROTECTION SCREW TERMINAL CONNECTIONS IN SCOPE OF SUPPLY OF SWITCHING UNIT | 74.03 | TEM | 1 | LP | 0.236 | 1
3VT94106AC00 | ELECTRONIC TRIP UNIT VT1000 3POLE, SYSTEM PROTECTION ETU DP, LI IR= 400... 1000A, OVERLOAD PROTECTION IRM= 1.25... 14KA, SHORTCIRCUIT PROTECTION, SCREW TERMINAL CONNECTIONS IN SCOPE OF SUPPLY OF SWITCHING UNIT | 875.47 | TEM | 1 | LP | 0.525 | 1
3VT94106DT00 | SWITCH DISCONN. MODULE VT1000 3POLE, W/O PROTECTION W/O OVERLOAD PROTECTION W/O SHORTCIRCUIT PROTECTION SCREW TERMINAL CONNECTIONS IN SCOPE OF SUPPLY OF SWITCHING UNIT | 95.95 | TEM | 1 | LP | 0.416 | 1
3VT94806AC00 | ELECTRONIC TRIP UNIT VT1000 3POLE, SYSTEM PROTECTION ETU DP, LI IR= 315... 800A, OVERLOAD PROTECTION IRM= 1... 12KA, SHORTCIRCUIT PROTECTION, SCREW TERMINAL CONNECTIONS IN SCOPE OF SUPPLY OF SWITCHING UNIT | 544.29 | TEM | 1 | LP | 0.53 | 1
3VT94806AP00 | OVERCURRENT TRIP UNIT VT1000 3POLE,MOTOR/TRANSF.PROTECTION ETU MP, LI IR= 315... 800A, OVERLOAD PROTECTION IRM= 1... 12 KA SHORTCIRCUIT PROTECTION, SCREW TERMINAL CONNECTIONS IN SCOPE OF SUPPLY OF SWITCHING UNIT | 654.08 | TEM | 1 | LP | 0.529 | 1
3VT95001SJ00 | ACCESSORY FOR VT1000, VT1600 SHUNT TRIP UNIT FOR 230V AC/DC FOR MOUNTING ON THE LEFT | 107.46 | TEM | 1 | LP | 0.234 | 1
3VT95001SK00 | ACCESSORY FOR VT1000, VT1600 SHUNT TRIP UNIT FOR 400V AC FOR MOUNTING ON THE LEFT | 107.46 | TEM | 1 | LP | 0.234 | 1
3VT95001UJ00 | ACCESSORY FOR VT1000, VT1600 UNDERVOLTAGE TRIP UNIT FOR 230V AC/DC FOR MOUNTING ON THE LEFT | 119.79 | TEM | 1 | LP | 0.243 | 1
3VT95002AF10 | ACCESSORY FOR VT1000, VT1600 AUX. SWITCH 2NC + 2NO 60 250V AC/DC | 26.46 | TEM | 1 | LP | 0.065 | 1
3VT95003HA10 | ACCESSORY FOR VT1000, VT1600 FRONTOP.ROT.OP.MECH. W/O PLUG W/SHAFT END W/O SELECTOR SWITCH ADDIT.SHAFT, MASKING FRAME AND SELECTOR SWITCH REQUIRED | 94.54 | TEM | 1 | LP | 1.116 | 1
3VT95003HE10 | ACCESSORY FOR VT1000, VT1600 ACTUATOR WITHOUT PLUG BLACK | 17.98 | TEM | 1 | LP | 0.29 | 1
3VT95003HG10 | ACCESSORY FOR VT1000, VT1600 FRONT MASKING FRAME F. ACTUATOR BLACK DEGREE OF PROTECTION IP 40 | 19.59 | TEM | 1 | LP | 0.272 | 1
3VT95003HJ10 | ACCESSORY FOR VT1000, VT1600 SHAFT FIXED LENGTH 365MM | 11.82 | TEM | 1 | LP | 0.361 | 1
3VT95008CE30 | ACCESSORY FOR VT1000, VT1600 PHASE BARRIER COMPRISES 2 BARRIERS | 14.85 | TEM | 1 | LP | 0.268 | 1
3VT95008LC10 | ACCESSORY FOR VT1000, VT1600 INTERLOCK WITH BOWDEN WIRE FOR 2 MCCB VT1000/1600 | 298.46 | TEM | 1 | LP | 2.843 | 1
3VT95126AC00 | ELECTRONIC TRIP UNIT VT1600 3POLE, SYSTEM PROTECTION ETU DP, LI IR= 500... 1250A, OVERLOAD PROTECTION IRM= 1.5... 18 KA, SHORTCIRCUIT PROTECTION, SCREW TERMINAL CONNECTIONS IN SCOPE OF SUPPLY OF SWITCHING UNIT | 901.02 | TEM | 1 | LP | 0.529 | 1
3VT95166AC00 | ELECTRONIC TRIP UNIT VT1600 3POLE, SYSTEM PROTECTION ETU DP, LI IR= 630... 1600A, OVERLOAD PROTECTION IRM= 2... 20KA, SHORTCIRCUIT PROTECTION, SCREW TERMINAL CONNECTIONS IN SCOPE OF SUPPLY OF SWITCHING UNIT | 2573.08 | TEM | 1 | LP | 0.524 | 1
3VT95166DT00 | SWITCH DISCONN. MODULE VT1600 3POLE, W/O PROTECTION W/O OVERLOAD PROTECTION W/O SHORTCIRCUIT PROTECTION SCREW TERMINAL CONNECTIONS IN SCOPE OF SUPPLY OF SWITCHING UNIT | 95.95 | TEM | 1 | LP | 0.415 | 1
3VT95244TG30 | ACCESSORY FOR VT1000, VT1600 BOX TERMINALS DOUBLE COMPRISES 3 TERMINALS 1 SET = 3 UNITS | 118.37 | TEM | 1 | LP | 1.414 | 1
XPT:8PT15346 | EMK: 100324N SEAL | 8.37 | TEM | 1 | LP | 0.14 | 0
XPT:8PT24100 | BRACING W800 BC | 48.58 | TEM | 1 | LP | 0.604 | 0
XPT:8PT1005 | DOOR IP54 H2200 W600 LE | 524.9 | TEM | 1 | LP | 22.856 | 0
XPT:8PT1007 | DOOR IP54 H2200 W800 LE | 583.58 | TEM | 1 | LP | 29.896 | 0
XPT:8PT1009 | DOOR IP54 H1900 W400 RI | 391.23 | TEM | 1 | LP | 13.555 | 0
XPT:8PT1010 | DOOR IP54 H2200 W400_RI | 387.97 | TEM | 1 | LP | 15.856 | 0
XPT:8PT10126 | COMP DOOR TOP W600 LEFT | 186.16 | TEM | 1 | LP | 6.56 | 0
XPT:8PT10294 | COMP DOOR TOP W400 IP54 | 187.46 | TEM | 1 | LP | 4.76 | 0
XPT:8PT1040 | MOUNTING PLATE HOLDER RIGHT | 4.6 | TEM | 1 | LP | 0.25 | 0
XPT:8PT1041 | MOUNTING PLATE HOLDER LEFT | 4.6 | TEM | 1 | LP | 0.25 | 0
XPT:8PT11046 | HOR:620104002 HEXAG.SCREW | 122.91 | TEM | 1 | LP | 0.388 | 0
XPT:8PT11049 | CHANGER D3 B 6 W9 LD CHERRY | 20.9 | TEM | 1 | LP | 0.012 | 0
XPT:8PT12696 | HOR:640201004 EARTHING CLAMP | 138.56 | TEM | 1 | LP | 0.88 | 0
XPT:8PT13097 | MOUNTING PLATE VL 400 3POL | 17.53 | TEM | 1 | LP | 1.123 | 0
XPT:8PT13098 | COVER VL 400A 3POL | 61.62 | TEM | 1 | LP | 1.519 | 0
XPT:8PT13150 | MAIN BUSBARHOLDER | 83.46 | TEM | 1 | LP | 1.41 | 0
XPT:8PT14179 | PARTITION 1000 HOR LEFT | 20.9 | TEM | 1 | LP | 0.095 | 0
XPT:8PT14180 | PARTITION 1000 HOR MID | 25.47 | TEM | 1 | LP | 0.419 | 0
XPT:8PT14181 | PARTITION 1000 HOR RIGHT | 29.27 | TEM | 1 | LP | 0.717 | 0
XPT:8PT15346 | EMK: 100324N SEAL | 8.37 | TEM | 1 | LP | 0.14 | 0
XPT:8PT17274 | PARTITION 1000 VERT | 67.81 | TEM | 1 | LP | 6.666 | 0
XPT:8PT17897 | PHO:1772544 CRIMPCONTACT 1.5 SO | 43.04 | TEM | 100 | LP | 0.001 | 0
XPT:8PT17902 | PHO:1772560 CRIMPCONTACT 1.5 PI | 43.04 | TEM | 100 | LP | 0.001 | 0
XPT:8PT18334 | REINFORCEMENT 1000 | 9.64 | TEM | 1 | LP | 1.724 | 0
XPT:8PT1889 | HOR:650201005 OPERATION ROD | 166.6 | TEM | 1 | LP | 0.288 | 0
XPT:8PT1989 | COMPARTMENT DOOR W600XH500 IP54 | 224.63 | TEM | 1 | LP | 5.59 | 0
XPT:8PT21544 | PARTITION 600 | 146.39 | TEM | 1 | LP | 20.29 | 0
XPT:8PT21777 | LBRACKET M | 33.91 | TEM | 1 | LP | 1.112 | 0
XPT:8PT21781 | CROSS WIRING COMPARTMENT REAR FOR W6 M | 41.41 | TEM | 1 | LP | 2.817 | 0
XPT:8PT21782 | CROSS WIRING COMPARTMENT REAR FOR W4 M | 33.91 | TEM | 1 | LP | 1.843 | 0
XPT:8PT22743 | HOLDER | 9.64 | TEM | 1 | LP | 0.363 | 0
XPT:8PT24100 | BRACING W800 BC | 48.58 | TEM | 1 | LP | 0.604 | 0
XPT:8PT24346 | COMPART. DOOR W800 H2175 IP40 | 544.46 | TEM | 1 | LP | 28.859 | 0
XPT:8PT24349 | COMPART. DOOR W1000 H1875 IP40 | 583.58 | TEM | 1 | LP | 30.948 | 0
XPT:8PT24364 | COMPART. DOOR W800 H2175 IP40 | 544.46 | TEM | 1 | LP | 28.859 | 0
XPT:8PT24900 | COVER 150 MM | 92.27 | TEM | 1 | LP | 2 | 0
XPT:8PT2530 | SIVACON LABEL | 199.24 | TEM | 1 | LP | 0.031 | 0
XPT:8PT25370 | COVER LEFT | 22.17 | TEM | 1 | LP | 0.083 | 0
XPT:8PT25383 | COVER MIDDLE | 8.77 | TEM | 1 | LP | 0.163 | 0
XPT:8PT279 | SIDE PLATE DEPTH 600 | 277.77 | TEM | 1 | LP | 20.29 | 0
XPT:8PT280 | SIDE PLATE DEPTH800 | 374.93 | TEM | 1 | LP | 27.16 | 0
XPT:8PT30725 | SIVACON CONNECTION LDA3620FA3A I=1600A, U=1000V, FULL PEN CONNECTION RAIL TO DISTRIB. TOP | 1141.09 | TEM | 1 | LP | 5.9 | 0
XPT:8PT3472 | MOUNTING PLATE 75MM | 13.29 | TEM | 1 | LP | 0.73 | 0
XPT:8PT3741 | INPUT CONTACT 1 3POL | 127.8 | TEM | 1 | LP | 0.276 | 0
XPT:8PT4073 | ADAPTERCASE | 12.97 | TEM | 1 | LP | 0.125 | 0
XPT:8PT4075 | COVER 100 | 8.37 | TEM | 1 | LP | 0.34 | 0
XPT:8PT4076 | COVER BACK 150 | 10.87 | TEM | 1 | LP | 0.56 | 0
XPT:8PT4083 | PULLING OUT TOOL OFPM | 11.7 | TEM | 1 | LP | 0.68 | 0
XPT:8PT4260 | GUIDE SUPPORT | 12.06 | TEM | 1 | LP | 0.2 | 0
XPT:8PT4532 | PARTITION VERT W1000 | 62.92 | TEM | 1 | LP | 2.559 | 0
XPT:8PT455 | BOTTOM PLATE 200/600 | 41.08 | TEM | 1 | LP | 1.917 | 0
XPT:8PT458 | BOTTOM PLATE 275/600 | 40.43 | TEM | 1 | LP | 2.2 | 0
XPT:8PT4768 | COVER FEEDER BAR | 16.66 | TEM | 1 | LP | 0.038 | 0
XPT:8PT4830 | SCREW TOOL OFPM | 96.5 | TEM | 1 | LP | 0.098 | 0
XPT:8PT5130 | TOP COMPARTMENT DOOR IP54 H300 | 172.14 | TEM | 1 | LP | 2.42 | 0
XPT:8PT5240 | HANDLE FASTENER | 13.29 | TEM | 1 | LP | 0.162 | 0
XPT:8PT535 | HINGE ASSEMBLY | 12.97 | TEM | 1 | LP | 0.118 | 0
XPT:8PT5354 | SIDE COVER 100 | 13.29 | TEM | 1 | LP | 0.6 | 0
XPT:8PT5355 | COVER SIDE 150 | 17.53 | TEM | 1 | LP | 0.91 | 0
XPT:8PT5371 | ADDITIONAL COVER | 6.3 | TEM | 1 | LP | 0.24 | 0
XPT:8PT538 | DOOR LOCK ASSEMBLY | 9.96 | TEM | 1 | LP | 0.095 | 0
XPT:8PT539 | CLOSING SHEET | 231.8 | TEM | 100 | LP | 0.05 | 0
XPT:8PT540 | DOOR LOCK WITH KEY | 31.26 | TEM | 1 | LP | 0.181 | 0
XPT:8PT5444 | UHANDLE 100MM | 7.93 | TEM | 1 | LP | 0.108 | 0
XPT:8PT5890 | HOLDER VERTICAL BUSBAR | 59.01 | TEM | 1 | LP | 0.559 | 0
XPT:8PT5943 | LEVER | 397.75 | TEM | 100 | LP | 0.021 | 0
XPT:8PT5944 | BOLT | 180.29 | TEM | 100 | LP | 0.011 | 0
XPT:8PT5958 | ADAPTER 3RV | 9.96 | TEM | 1 | LP | 0.025 | 0
XPT:8PT6150 | CRANK | 37.49 | TEM | 1 | LP | 0.129 | 0
XPT:8PT6418 | SPINDLE NUT M12 | 7.1 | TEM | 1 | LP | 0.038 | 0
XPT:8PT6501 | COVER 3VL160 3POL | 37.82 | TEM | 1 | LP | 1.01 | 0
XPT:8PT6505 | MOUNTING PLATE 3VL160 3POL | 13.8 | TEM | 1 | LP | 0.68 | 0
XPT:8PT6539 | STANDARD | 5.04 | TEM | 1 | LP | 0.06 | 0
XPT:8PT6540 | GUIDE BRACKET | 279.73 | TEM | 100 | LP | 0.017 | 0
XPT:8PT659 | MOUNTING PLATE 1675X800 MPC | 173.12 | TEM | 1 | LP | 19.26 | 0
XPT:8PT6881 | REINFORCEMENT | 19.2 | TEM | 1 | LP | 0.04 | 0
XPT:8PT6902 | REINFORCEMENT 100 | 9.2 | TEM | 1 | LP | 0.51 | 0
XPT:8PT6905 | LIMIT STOP | 417.31 | TEM | 100 | LP | 0.038 | 0
XPT:8PT6949 | CODING PART | 8.37 | TEM | 1 | LP | 0.17 | 0
XPT:8PT7169 | BOLT_4KT8 | 326.03 | TEM | 100 | LP | 0.063 | 0
XPT:8PT744 | FREE COVER 100MM | 35.54 | TEM | 1 | LP | 0.83 | 0
XPT:8PT748 | BRACE H1900 | 84.77 | TEM | 1 | LP | 6.71 | 0
XPT:8PT8150 | LEAF SPRING | 210.29 | TEM | 100 | LP | 0.007 | 0
XPT:8PT8151 | LEVER_6 | 7.5 | TEM | 1 | LP | 0.012 | 0
XPT:8PT8318 | SETTING RING 10 DIN705 | 4.17 | TEM | 1 | LP | 0.02 | 0
XPT:8PT9183 | HOLDER VERTICAL BUSBAR | 25.07 | TEM | 1 | LP | 0.079 | 0
XPT:8PT9188 | HOR:610103003 EARTHING CABLE | 256.26 | TEM | 1 | LP | 1.288 | 0
XPT:8PT9626 | TEST ADAPTER OFPM | 5085.99 | TEM | 1 | LP | 30.52 | 0
XPT:8PT9627 | TEST ADAPTER OFPM OFW | 6585.71 | TEM | 1 | LP | 32.52 | 0
XPT:8PT987 | DOOR IP54 H300 W1000 | 202.79 | TEM | 1 | LP | 5.774 | 0
8PQ10100BA05 | SIKUS/SIVACON BASE EDGES WITH FRONT COVER CORNER PANEL HEIGHT 100MM | 214.25 | TEM | 1 | LP | 6 | 0
8PQ10104BA01 | SIVACON S4 BASE COVER BESIDES HEIGHT 100MM DEPTH 400MM | 44.3 | TEM | 1 | LP | 1.173 | 0
8PQ10110BA01 | SIVACON S4 BASE EDGE WITH FRONT COVER HEIGHT 100MM WIDTH 1000MM | 163.01 | TEM | 1 | LP | 6.5 | 0
8PQ10120BA01 | SIVACON S4 BASE EDGE WITH FRONT COVER HEIGHT 100MM WIDTH 1200MM | 172.33 | TEM | 1 | LP | 7.376 | 0
8PQ12014BA02 | SIVACON S4, frame, H: 2000 mm, W: 1000 mm, D: 400 mm, galvanized | 575.98 | TEM | 1 | LP | 33.2 | 0
8PQ12024BA02 | SIVACON S4, frame, H: 2000 mm, W: 1200 mm, D: 400 mm, galvanized | 619.45 | TEM | 1 | LP | 36 | 0
8PQ12028BA02 | SIVACON S4, frame, H: 2000 mm, W: 1200 mm, D: 800 mm, galvanized | 659.81 | TEM | 1 | LP | 42.5 | 0
8PQ12044BA04 | SIVACON S4, frame set of seals, IP55 | 11.28 | TEM | 1 | LP | 0.04 | 0
8PQ12044BA05 | SIVACON S4, frame connection, galvanized | 25.67 | TEM | 1 | LP | 0.246 | 0
8PQ12064BA01 | SIVACON S4, frame, H: 2000 mm, W: 600 mm, D: 400 mm, galvanized | 478.17 | TEM | 1 | LP | 27.7 | 0
8PQ12068BA01 | SIVACON S4, frame, H: 2000 mm, W: 600 mm, D: 800 mm, galvanized | 602.37 | TEM | 1 | LP | 33.4 | 0
8PQ12084BA01 | SIVACON S4, frame, H: 2000 mm, W: 800 mm, D: 400 mm, galvanized | 506.12 | TEM | 1 | LP | 30.6 | 0
8PQ12088BA01 | SIVACON S4, frame, H: 2000 mm, W: 800 mm, D: 800 mm, galvanized | 630.32 | TEM | 1 | LP | 37 | 0
8PQ20006BA02 | SIVACON S4 COVER FRAME ASSEMBLY HEIGHT 1600MM SWIVELING WIDTH 600MM | 350.87 | TEM | 1 | LP | 9.82 | 0
8PQ20006BA03 | SIVACON S4 COVER FRAME ASSEMBLY HEIGHT 1600MM FIXED WIDTH 600MM | 223.56 | TEM | 1 | LP | 9 | 0
8PQ20006BA04 | SIVACON S4 COVER FRAME ASSEMBLY HEIGHT 1800MM FIXED WIDTH 600MM | 215.8 | TEM | 1 | LP | 8.4 | 0
8PQ20006BA07 | SIVACON S4 OUTER PLATE DEGREE OF PROTECTION IP4X BASE COMPARTMENT HEIGHT 150MM WIDTH 600MM | 50.51 | TEM | 1 | LP | 1.64 | 0
8PQ20056BA03 | SIVACON S4 UPGRADE KIT IP55 HEIGHT 50MM WIDTH 600MM | 58.37 | TEM | 1 | LP | 0.744 | 0
8PQ20056BA04 | SIVACON S4 OUTER PLATE DEGREE OF PROTECTION IP4X HEIGHT 50MM WIDTH 600MM | 57.03 | TEM | 1 | LP | 1.72 | 0
8PQ20156BA02 | SIVACON S4 COVER BLANK HEIGHT 150MM WIDTH 600MM | 59.2 | TEM | 1 | LP | 0.728 | 0
8PQ20156BA07 | SIVACON S4 COVER MODULAR INSTALLATION DEVICES 1ROW 24MW HEIGHT 150MM WIDTH 600MM | 60.55 | TEM | 1 | LP | 0.62 | 0
8PQ20156BA10 | SIVACON S4 MODULE DOOR DEGREE OF PROTECTION IP4X HEIGHT 150MM WIDTH 600MM | 111.99 | TEM | 1 | LP | 2.83 | 0
8PQ20156BA12 | SIVACON S4 FACHTUER UPGRADE KIT IP55 HEIGHT 150MM WIDTH 600MM | 63.24 | TEM | 1 | LP | 0.64 | 0
8PQ20156BA13 | SIVACON S4 UPGRADE KIT IP55 BASE COMPARTMENT HEIGHT 150MM WIDTH 600MM | 58.68 | TEM | 1 | LP | 0.523 | 0
8PQ20156BA14 | SIVACON S4 MODULE DOOR FOR 8UCDRIVE SWITCH 3VL13 UP TO 250A 3POLE ARRANGEMENT HORIZONTAL FIXED MOUNTED, PLUG IN SOCKET NUMBER OF SWITCHES 1 DEGREE OF PROTECTION IP4X HEIGHT 150MM WIDTH 600MM | 118.61 | TEM | 1 | LP | 2.64 | 0
8PQ20156BA21 | SIVACON S4 COVER SENTRON 3VL SWITCH 3VL13 UP TO 250A 3POLE ARRANGEMENT HORIZONTAL FIXED MOUNTED, PLUG IN SOCKET UNIVERSAL DRIVE NUMBER OF SWITCHES 1 HEIGHT 150MM WIDTH 600MM | 77.21 | TEM | 1 | LP | 0.7 | 0
8PQ20206BA01 | SIVACON S4 COVER BLANK HEIGHT 200MM WIDTH 600MM | 45.23 | TEM | 1 | LP | 0.98 | 0
8PQ20206BA12 | SIVACON S4 COVER MODULAR INSTALLATION DEVICES 1 X 24MW HEIGHT 200MM WIDTH 600MM | 45.95 | TEM | 1 | LP | 0.896 | 0
8PQ20206BA14 | SIVACON S4 MODULE DOOR DEGREE OF PROTECTION IP4X HEIGHT 200MM WIDTH 600MM | 124.41 | TEM | 1 | LP | 3.22 | 0
8PQ20206BA15 | SIVACON S4 FACHTUER UPGRADE KIT IP55 HEIGHT 200MM WIDTH 600MM | 65 | TEM | 1 | LP | 0.7 | 0
8PQ20206BA22 | SIVACON S4 COVER SENTRON 3VT SWITCH 3VT2 UP TO 250A 4POLE ARRANGEMENT HORIZONTAL FIXED MOUNTED, PLUG IN SOCKET UNIVERSAL DRIVE NUMBER OF SWITCHES 1 HEIGHT 200MM WIDTH 600MM | 109.61 | TEM | 1 | LP | 1.02 | 0
8PQ20226BA01 | SIVACON S4 OUTER PLATE DEGREE OF PROTECTION IP4X OVERHEAD COMPARTMENT HEIGHT 225MM WIDTH 600MM | 88.8 | TEM | 1 | LP | 3.3 | 0
8PQ20226BA02 | SIVACON S4 UPGRADE KIT IP55 OVERHEAD COMPARTMENT HEIGHT 225MM WIDTH 600MM | 87.25 | TEM | 1 | LP | 1.055 | 0
8PQ20256BA01 | SIVACON S4 COVER BLANK HEIGHT 250MM WIDTH 600MM | 65.52 | TEM | 1 | LP | 1.07 | 0
8PQ20256BA07 | SIVACON S4 MODULE DOOR DEGREE OF PROTECTION IP4X HEIGHT 250MM WIDTH 600MM | 137.03 | TEM | 1 | LP | 3.757 | 0
8PQ20256BA08 | SIVACON S4 FACHTUER UPGRADE KIT IP55 HEIGHT 250MM WIDTH 600MM | 66.96 | TEM | 1 | LP | 0.751 | 0
8PQ20306BA01 | SIVACON S4 COVER BLANK HEIGHT 300MM WIDTH 600MM | 71.83 | TEM | 1 | LP | 1.27 | 0
8PQ20306BA10 | SIVACON S4 MODULE DOOR DEGREE OF PROTECTION IP4X HEIGHT 300MM WIDTH 600MM | 148.42 | TEM | 1 | LP | 4.09 | 0
8PQ20406BA01 | SIVACON S4 COVER BLANK HEIGHT 400MM WIDTH 600MM | 64.79 | TEM | 1 | LP | 1.92 | 0
8PQ20406BA12 | SIVACON S4 MODULE DOOR DEGREE OF PROTECTION IP4X HEIGHT 400MM WIDTH 600MM | 173.88 | TEM | 1 | LP | 4.96 | 0
8PQ20406BA13 | SIVACON S4 FACHTUER UPGRADE KIT IP55 HEIGHT 400MM WIDTH 600MM | 73.28 | TEM | 1 | LP | 0.925 | 0
8PQ20606BA01 | SIVACON S4 COVER BLANK HEIGHT 600MM WIDTH 600MM | 92.84 | TEM | 1 | LP | 3 | 0
8PQ20606BA06 | SIVACON S4 MODULE DOOR DEGREE OF PROTECTION IP4X HEIGHT 600MM WIDTH 600MM | 223.56 | TEM | 1 | LP | 6.48 | 0
8PQ21970BA10 | SIKUS/SIVACON DOOR WIRING SUPPORT DOOR HEIGHT 1975MM | 73.9 | TEM | 1 | LP | 1.95 | 0
8PQ21971BA14 | SIVACON S4 DOUBLE SECTION DOOR DEGREE OF PROTECTION IP4X BLANK DOUBLE BIT KEY HEIGHT 1975MM WIDTH 1000MM | 627.21 | TEM | 1 | LP | 32.2 | 0
8PQ21972BA10 | SIVACON S4 DOUBLE SECTION DOOR DEGREE OF PROTECTION IP55 BLANK DOUBLE BIT KEY HEIGHT 1975MM HEIGHT 1975MM WIDTH 1200MM | 1012.23 | TEM | 1 | LP | 40 | 0
8PQ21972BA14 | SIVACON S4 OUTER PLATE DEGREE OF PROTECTION IP55 HEIGHT 1975MM WIDTH 200MM | 363.29 | TEM | 1 | LP | 9 | 0
8PQ21972BA15 | SIVACON S4 OUTER PLATE DEGREE OF PROTECTION IP4X HEIGHT 1975MM WIDTH 200MM | 209.59 | TEM | 1 | LP | 6.6 | 0
8PQ21974BA05 | SIVACON S4 CUBICLE DOOR BLANK DEGREE OF PROTECTION IP55 HINGE LEFT DOUBLE BIT KEY HEIGHT 1975MM WIDTH 400MM | 462.65 | TEM | 1 | LP | 16 | 0
8PQ21974BA08 | SIVACON S4 CUBICLE DOOR BLANK DEGREE OF PROTECTION IP4X HINGE LEFT DOUBLE BIT KEY HEIGHT 1975MM WIDTH 400MM | 327.58 | TEM | 1 | LP | 13 | 0
8PQ21974BA11 | SIVACON S4 CUBICLE DOOR BLANK DEGREE OF PROTECTION IP4X HINGE RIGHT DOUBLE BIT KEY HEIGHT 1975MM HEIGHT 1975MM WIDTH 400MM | 327.58 | TEM | 1 | LP | 13 | 0
8PQ21976BA03 | SIVACON S4 CUBICLE DOOR BLANK DEGREE OF PROTECTION IP55 HINGE LEFT DOUBLE BIT KEY HEIGHT 1975MM WIDTH 600MM | 527.85 | TEM | 1 | LP | 20.4 | 0
8PQ21976BA10 | SIVACON S4 CUBICLE DOOR WITH TRANSPARENT DEGREE OF PROTECTION UP TO IP55 HINGE LEFT DOUBLE BIT KEY HEIGHT 1975MM WIDTH 600MM | 675.34 | TEM | 1 | LP | 21.62 | 0
8PQ21976BA14 | SIVACON S4 CUBICLE DOOR WITH TRANSPARENT DEGREE OF PROTECTION UP TO IP55 HINGE RIGHT DOUBLE BIT KEY HEIGHT 1975MM WIDTH 600MM | 675.34 | TEM | 1 | LP | 21.5 | 0
8PQ21978BA03 | SIVACON S4 CUBICLE DOOR BLANK DEGREE OF PROTECTION IP55 HINGE LEFT DOUBLE BIT KEY HEIGHT 1975MM WIDTH 800MM | 610.13 | TEM | 1 | LP | 26 | 0
8PQ23014BA01 | SIVACON S4 TOP PLATE DEGREE OF PROTECTION IP55 BLANK WIDTH 1000MM DEPTH 400MM | 85.59 | TEM | 1 | LP | 4.98 | 0
8PQ23014BA02 | SIVACON S4 TOP PLATE DEGREE OF PROTECTION IP4X BLANK WIDTH 1000MM DEPTH 400MM | 85.39 | TEM | 1 | LP | 4.88 | 0
8PQ23014BA03 | SIVACON S4 TOP PLATE UPGRADE KIT IPX1 WIDTH 1000MM DEPTH 400MM | 172.33 | TEM | 1 | LP | 5.62 | 0
8PQ23024BA01 | SIVACON S4 TOP PLATE DEGREE OF PROTECTION IP55 BLANK WIDTH 1200MM DEPTH 400MM | 127.51 | TEM | 1 | LP | 5.822 | 0
8PQ23024BA02 | SIVACON S4 TOP PLATE DEGREE OF PROTECTION IP4X BLANK WIDTH 1200MM DEPTH 400MM | 81.66 | TEM | 1 | LP | 5.78 | 0
8PQ23024BA03 | SIVACON S4 TOP PLATE UPGRADE KIT IPX1 WIDTH 1200MM DEPTH 400MM | 183.2 | TEM | 1 | LP | 6.44 | 0
8PQ23024BA04 | SIVACON S4 BOTTOM PLATE DEGREE OF PROTECTION UP TO IP55 BLANK WIDTH 200MM DEPTH 400MM | 26.19 | TEM | 1 | LP | 0.647 | 0
8PQ23028BA01 | SIVACON S4 TOP PLATE DEGREE OF PROTECTION IP55 BLANK WIDTH 1200MM DEPTH 800MM | 215.8 | TEM | 1 | LP | 12 | 0
8PQ23044BA05 | SIVACON S4 BOTTOM PLATE DEGREE OF PROTECTION UP TO IP55 BLANK WIDTH 400MM DEPTH 400MM | 53.72 | TEM | 1 | LP | 1.6 | 0
8PQ23044BA06 | SIVACON S4 BOTTOM PLATE DEGREE OF PROTECTION IP4X WITH CABLE ENTRY WIDTH 400MM DEPTH 400MM | 88.18 | TEM | 1 | LP | 1.634 | 0
8PQ23064BA02 | SIVACON S4 TOP PLATE DEGREE OF PROTECTION IP4X BLANK WIDTH 600MM DEPTH 400MM | 63.96 | TEM | 1 | LP | 2.71 | 0
8PQ23064BA04 | SIVACON S4 TOP PLATE UPGRADE KIT IPX1 WIDTH 600MM DEPTH 400MM | 111.16 | TEM | 1 | LP | 3.46 | 0
8PQ23064BA05 | SIVACON S4 BOTTOM PLATE DEGREE OF PROTECTION UP TO IP55 BLANK WIDTH 600MM DEPTH 400MM | 52.58 | TEM | 1 | LP | 2.4 | 0
8PQ23064BA06 | SIVACON S4 BOTTOM PLATE DEGREE OF PROTECTION IP4X WITH CABLE ENTRY WIDTH 600MM DEPTH 400MM | 76.38 | TEM | 1 | LP | 2.51 | 0
8PQ23068BA01 | SIVACON S4 TOP PLATE DEGREE OF PROTECTION IP55 BLANK WIDTH 600MM DEPTH 800MM | 99.98 | TEM | 1 | LP | 6.16 | 0
8PQ23084BA01 | SIVACON S4 TOP PLATE DEGREE OF PROTECTION IP55 BLANK WIDTH 800MM DEPTH 400MM | 71.42 | TEM | 1 | LP | 3.829 | 0
8PQ23084BA02 | SIVACON S4 TOP PLATE DEGREE OF PROTECTION IP4X BLANK WIDTH 800MM DEPTH 400MM | 76.69 | TEM | 1 | LP | 3.875 | 0
8PQ23084BA04 | SIVACON S4 TOP PLATE UPGRADE KIT IPX1 WIDTH 800MM DEPTH 400MM | 123.89 | TEM | 1 | LP | 4.61 | 0
8PQ23084BA05 | SIVACON S4 BOTTOM PLATE DEGREE OF PROTECTION UP TO IP55 BLANK WIDTH 800MM DEPTH 400MM | 62.72 | TEM | 1 | LP | 3.4 | 0
8PQ23088BA01 | SIVACON S4 TOP PLATE DEGREE OF PROTECTION IP55 BLANK WIDTH 800MM DEPTH 800MM | 132.58 | TEM | 1 | LP | 8 | 0
8PQ24201BA01 | SIVACON S4 REAR WALL DEGREE OF PROTECTION IP55 HEIGHT 2000MM WIDTH 1000MM | 442.46 | TEM | 1 | LP | 28 | 0
8PQ24201BA02 | SIVACON S4 REAR WALL DEGREE OF PROTECTION IP4X HEIGHT 2000MM WIDTH 1000MM | 388.13 | TEM | 1 | LP | 28 | 0
8PQ24202BA01 | SIVACON S4 REAR WALL DEGREE OF PROTECTION IP55 HEIGHT 2000MM WIDTH 1200MM | 537.17 | TEM | 1 | LP | 33 | 0
8PQ24202BA02 | SIVACON S4 REAR WALL DEGREE OF PROTECTION IP4X HEIGHT 2000MM WIDTH 1200MM | 485.93 | TEM | 1 | LP | 32.8 | 0
8PQ24206BA01 | SIVACON S4 REAR WALL DEGREE OF PROTECTION IP55 HEIGHT 2000MM WIDTH 600MM | 256.16 | TEM | 1 | LP | 17 | 0
8PQ24206BA02 | SIVACON S4 REAR WALL DEGREE OF PROTECTION IP4X HEIGHT 2000MM WIDTH 600MM | 229.77 | TEM | 1 | LP | 17 | 0
8PQ24208BA01 | SIVACON S4 REAR WALL DEGREE OF PROTECTION IP55 HEIGHT 2000MM WIDTH 800MM | 313.61 | TEM | 1 | LP | 23 | 0
8PQ24208BA02 | SIVACON S4 REAR WALL DEGREE OF PROTECTION IP4X HEIGHT 2000MM WIDTH 800MM | 273.24 | TEM | 1 | LP | 22 | 0
8PQ25204BA01 | SIVACON S4 SIDE WALL WITH DESIGN STRIP HEIGHT 2000MM DEPTH 400MM | 540.27 | TEM | 1 | LP | 34 | 0
8PQ25208BA01 | SIVACON S4 SIDE WALL WITH DESIGN STRIP HEIGHT 2000MM DEPTH 800MM | 928.4 | TEM | 1 | LP | 64.5 | 0
8PQ30000BA03 | SIVACON S4, supporting structure, internal, without main busbar, H: 1800 mm, D: 800 mm, galvanized | 167.67 | TEM | 1 | LP | 10.62 | 0
8PQ30000BA15 | SIVACON S4 PARTITION WALL CUBICLECUBICLE DEPTH 400MM | 93.56 | TEM | 1 | LP | 5.04 | 0
8PQ30000BA34 | SIVACON S4 MOUNTING PLATE HEIGHT 1900MM WIDTH 600MM | 248.4 | TEM | 1 | LP | 20 | 0
8PQ30000BA36 | SIVACON S4 MOUNTING PLATE HEIGHT 1900MM WIDTH 800MM | 287.21 | TEM | 1 | LP | 25.6 | 0
8PQ30000BA65 | SIVACON S4, supporting structure, internal, with main busbar, H: 1600 mm, D: 400 mm, galvanized | 48.33 | TEM | 1 | LP | 0.451 | 0
8PQ30000BA67 | SIVACON S4 SEPARATION MAIN BUSBAR SYSTEM SHAPE2B MAIN BUSBAR FRONT WIDTH 400MM DEPTH 400MM | 96.57 | TEM | 1 | LP | 3 | 0
8PQ30000BA68 | SIVACON S4 SEPARATION MAIN BUSBAR SYSTEM SHAPE2B MAIN BUSBAR FRONT WIDTH 600MM DEPTH 400MM | 90.25 | TEM | 1 | LP | 4.672 | 0
8PQ30000BA82 | SIVACON S4 PLUG IN STRIPE FOR SEPARATION ASSEMBLY HEIGHT 1600MM | 102.15 | TEM | 1 | LP | 3.5 | 0
8PQ30001BA05 | SIVACON S4 MOUNTING PLATE HEIGHT 1900MM WIDTH 1200MM | 571.32 | TEM | 1 | LP | 39 | 0
8PQ30001BA31 | SIVACON S4, section division, for main busbar at top, 1600 mm, D: 400 mm, galvanized | 21.11 | TEM | 1 | LP | 0.234 | 0
8PQ30001BA38 | SIVACON S4, bottom plate partition crossbar, D: 400 mm, galvanized | 29.7 | TEM | 1 | LP | 0.884 | 0
8PQ30001BA43 | SIVACON S4, supporting structure, external, for outer cover, galvanized | 257.72 | TEM | 1 | LP | 12 | 0
8PQ30001BA52 | SIVACON S4 SEPARATION MAIN BUSBAR SYSTEM SHAPE2B MAIN BUSBAR FRONT WIDTH 200MM DEPTH 400MM | 65.62 | TEM | 1 | LP | 1.236 | 0
8PQ30001BA56 | SIVACON S4 MOUNTING PLATE MODULAR BLANK HEIGHT 200MM WIDTH 600MM | 83.52 | TEM | 1 | LP | 2.6 | 0
8PQ30001BA61 | SIVACON S4 MOUNTING PLATE MODULAR BLANK HEIGHT 400MM WIDTH 600MM | 102.05 | TEM | 1 | LP | 4.38 | 0
8PQ30001BA65 | SIVACON S4 MOUNTING PLATE MODULAR BLANK HEIGHT 600MM WIDTH 600MM | 117.58 | TEM | 1 | LP | 6.17 | 0
8PQ40000BA04 | SIVACON S4 HOLDER MAIN BUSBAR SYSTEM 3200A | 189.41 | TEM | 1 | LP | 2.444 | 0
8PQ40000BA05 | SIVACON S4 SEPARATION DISTRIBUTION BUSBAR FORM2B WITH MAIN BUSBAR SYSTEM MAIN BUSBAR FRONT DEPTH 400MM | 340 | TEM | 1 | LP | 2.75 | 0
8PQ40000BA06 | SIVACON S4 SEPARATION DISTRIBUTION BUSBAR FORM2B WITHOUT MAIN BUSBAR SYSTEM DEPTH 400MM | 386.57 | TEM | 1 | LP | 3.22 | 0
8PQ40000BA32 | SIVACON S4 HOLDER VERT.DISTRIBUTION BUSBAR STAGGERED CROSS SECTION UP TO 2X30X10MM CROSS SECTION 30X30MM | 48.75 | TEM | 1 | LP | 0.873 | 0
8PQ40000BA37 | SIVACON S4 STIFFENING BUSBAR | 71 | TEM | 1 | LP | 0.957 | 0
8PQ40000BA63 | SIVACON S4 HOLDER VERT.DISTRIBUTION BUSBAR STAGGERED CROSS SECTION UP TO 2X40X10MM CROSS SECTION 30X40MM | 48.33 | TEM | 1 | LP | 0.887 | 0
8PQ50000BA05 | SIVACON S4 CONNECTING TERMINAL WITHOUT COPPER BAR | 15.53 | TEM | 1 | LP | 0.134 | 0
8PQ50002BA28 | SIVACON S4 SEPARATION VERTICAL BESIDES SHAPE3 HEIGHT 150MM | 41.3 | TEM | 1 | LP | 0.465 | 0
8PQ50002BA30 | SIVACON S4 SEPARATION VERTICAL BESIDES FORM3 UP TO 250A HEIGHT 200MM | 44.3 | TEM | 1 | LP | 0.65 | 0
8PQ50002BA32 | SIVACON S4 SEPARATION VERTICAL BESIDES FORM3 UP TO 250A HEIGHT 250MM | 44.3 | TEM | 1 | LP | 0.801 | 0
8PQ50002BA37 | SIVACON S4 SEPARATION VERTICAL BESIDES SHAPE3 HEIGHT 400MM | 52.37 | TEM | 1 | LP | 1.54 | 0
8PQ50002BA61 | SIVACON S4 SEPARATION HORIZONTAL SHAPE3 WIDTH 600MM | 60.24 | TEM | 1 | LP | 1.86 | 0
8PQ50002BA63 | SIVACON S4 SUPPORT RAIL HEIGHT 25MM FOR FRAME DEPTH 500, 600, 800MM | 17.28 | ΣΥΣΚΕΥΑΣΙΑ | 1 | LP | 0.312 | 0
8PQ60002BA52 | SIVACON S4 KIT SENTRON 3K SWITCH 3KL, 3KA711 3 OR 4POLE ARRANGEMENT HORIZONTAL HEIGHT 200MM WIDTH 600MM | 85.59 | TEM | 1 | LP | 2.6 | 0
8PQ60002BA55 | SIVACON S4 KIT SENTRON 3K SWITCH 3KL, 3KA712 3 OR 4POLE ARRANGEMENT HORIZONTAL HEIGHT 250MM WIDTH 600MM | 106.71 | TEM | 1 | LP | 3.04 | 0
8PQ60002BA58 | SIVACON S4 KIT SENTRON 3K SWITCH 3KL, 3KA713 3 OR 4POLE ARRANGEMENT HORIZONTAL HEIGHT 300MM WIDTH 600MM | 102.26 | TEM | 1 | LP | 3.49 | 0
8PQ60002BA87 | SIVACON S4 KIT SENTRON 3VL SWITCH 3VL4 UP TO 400A 3POLE + N, 4POLE ARRANGEMENT HORIZONTAL FIXED, PLUG, WITHDRAWABLE NUMBER OF SWITCHES 1 HEIGHT 250MM WIDTH 600MM | 100.71 | TEM | 1 | LP | 2.735 | 0
8PQ60003BA36 | SIVACON S4 KIT MODULAR INSTALLATIONDEVICES 1ROW FOR COVER 24MW WIDTH 600MM | 35.09 | TEM | 1 | LP | 0.66 | 0
8PQ60004BA24 | SIVACON S4 KIT SENTRON 3VT SWITCH 3VT2 UP TO 250A 4POLE ARRANGEMENT HORIZONTAL FIXED MOUNTED, PLUG IN SOCKET UNIVERSAL DRIVE NUMBER OF SWITCHES 1 HEIGHT 200MM WIDTH 600MM | 103.81 | TEM | 1 | LP | 2.6 | 0
8PQ60004BA88 | SIVACON S4 KIT SENTRON 3VL SWITCH 3VL1 UP TO 160A 3POLE ARRANGEMENT HORIZONTAL FIXED MOUNTED NUMBER OF SWITCHES 1 HEIGHT 150MM WIDTH 600MM | 67.9 | TEM | 1 | LP | 2.066 | 0
8PQ60005BA00 | SIVACON S4 KIT SENTRON 3VL SWITCH 3VL23 UP TO 250A 3POLE ARRANGEMENT HORIZONTAL FIXED MOUNTED NUMBER OF SWITCHES 1 HEIGHT 150MM WIDTH 600MM | 62.51 | TEM | 1 | LP | 2.24 | 0
8PQ94000BA06 | SIVACON S4 CUBICLE LABEL SIVACON SIEMENS | 12.32 | TEM | 1 | LP | 0.032 | 0
8PQ10100BA05 | SIKUS/SIVACON BASE EDGES WITH FRONT COVER CORNER PANEL HEIGHT 100MM | 214.25 | TEM | 1 | LP | 6 | 0
8PQ10104BA01 | SIVACON S4 BASE COVER BESIDES HEIGHT 100MM DEPTH 400MM | 44.3 | TEM | 1 | LP | 1.173 | 0
8PQ10110BA01 | SIVACON S4 BASE EDGE WITH FRONT COVER HEIGHT 100MM WIDTH 1000MM | 163.01 | TEM | 1 | LP | 6.5 | 0
8PQ10120BA01 | SIVACON S4 BASE EDGE WITH FRONT COVER HEIGHT 100MM WIDTH 1200MM | 172.33 | TEM | 1 | LP | 7.376 | 0
8PQ12014BA02 | SIVACON S4, frame, H: 2000 mm, W: 1000 mm, D: 400 mm, galvanized | 575.98 | TEM | 1 | LP | 33.2 | 0
8PQ12024BA02 | SIVACON S4, frame, H: 2000 mm, W: 1200 mm, D: 400 mm, galvanized | 619.45 | TEM | 1 | LP | 36 | 0
8PQ12028BA02 | SIVACON S4, frame, H: 2000 mm, W: 1200 mm, D: 800 mm, galvanized | 659.81 | TEM | 1 | LP | 42.5 | 0
8PQ12044BA04 | SIVACON S4, frame set of seals, IP55 | 11.28 | TEM | 1 | LP | 0.04 | 0
8PQ12044BA05 | SIVACON S4, frame connection, galvanized | 25.67 | TEM | 1 | LP | 0.246 | 0
8PQ12064BA01 | SIVACON S4, frame, H: 2000 mm, W: 600 mm, D: 400 mm, galvanized | 478.17 | TEM | 1 | LP | 27.7 | 0
8PQ12068BA01 | SIVACON S4, frame, H: 2000 mm, W: 600 mm, D: 800 mm, galvanized | 602.37 | TEM | 1 | LP | 33.4 | 0
8PQ12084BA01 | SIVACON S4, frame, H: 2000 mm, W: 800 mm, D: 400 mm, galvanized | 506.12 | TEM | 1 | LP | 30.6 | 0
8PQ12088BA01 | SIVACON S4, frame, H: 2000 mm, W: 800 mm, D: 800 mm, galvanized | 630.32 | TEM | 1 | LP | 37 | 0
8PQ20006BA02 | SIVACON S4 COVER FRAME ASSEMBLY HEIGHT 1600MM SWIVELING WIDTH 600MM | 350.87 | TEM | 1 | LP | 9.82 | 0
8PQ20006BA03 | SIVACON S4 COVER FRAME ASSEMBLY HEIGHT 1600MM FIXED WIDTH 600MM | 223.56 | TEM | 1 | LP | 9 | 0
8PQ20006BA04 | SIVACON S4 COVER FRAME ASSEMBLY HEIGHT 1800MM FIXED WIDTH 600MM | 215.8 | TEM | 1 | LP | 8.4 | 0
8PQ20006BA07 | SIVACON S4 OUTER PLATE DEGREE OF PROTECTION IP4X BASE COMPARTMENT HEIGHT 150MM WIDTH 600MM | 50.51 | TEM | 1 | LP | 1.64 | 0
8PQ20056BA03 | SIVACON S4 UPGRADE KIT IP55 HEIGHT 50MM WIDTH 600MM | 58.37 | TEM | 1 | LP | 0.744 | 0
8PQ20056BA04 | SIVACON S4 OUTER PLATE DEGREE OF PROTECTION IP4X HEIGHT 50MM WIDTH 600MM | 57.03 | TEM | 1 | LP | 1.72 | 0
8PQ20156BA02 | SIVACON S4 COVER BLANK HEIGHT 150MM WIDTH 600MM | 59.2 | TEM | 1 | LP | 0.728 | 0
8PQ20156BA07 | SIVACON S4 COVER MODULAR INSTALLATION DEVICES 1ROW 24MW HEIGHT 150MM WIDTH 600MM | 60.55 | TEM | 1 | LP | 0.62 | 0
8PQ20156BA10 | SIVACON S4 MODULE DOOR DEGREE OF PROTECTION IP4X HEIGHT 150MM WIDTH 600MM | 111.99 | TEM | 1 | LP | 2.83 | 0
8PQ20156BA12 | SIVACON S4 FACHTUER UPGRADE KIT IP55 HEIGHT 150MM WIDTH 600MM | 63.24 | TEM | 1 | LP | 0.64 | 0
8PQ20156BA13 | SIVACON S4 UPGRADE KIT IP55 BASE COMPARTMENT HEIGHT 150MM WIDTH 600MM | 58.68 | TEM | 1 | LP | 0.523 | 0
8PQ20156BA14 | SIVACON S4 MODULE DOOR FOR 8UCDRIVE SWITCH 3VL13 UP TO 250A 3POLE ARRANGEMENT HORIZONTAL FIXED MOUNTED, PLUG IN SOCKET NUMBER OF SWITCHES 1 DEGREE OF PROTECTION IP4X HEIGHT 150MM WIDTH 600MM | 118.61 | TEM | 1 | LP | 2.64 | 0
8PQ20156BA21 | SIVACON S4 COVER SENTRON 3VL SWITCH 3VL13 UP TO 250A 3POLE ARRANGEMENT HORIZONTAL FIXED MOUNTED, PLUG IN SOCKET UNIVERSAL DRIVE NUMBER OF SWITCHES 1 HEIGHT 150MM WIDTH 600MM | 77.21 | TEM | 1 | LP | 0.7 | 0
8PQ20206BA01 | SIVACON S4 COVER BLANK HEIGHT 200MM WIDTH 600MM | 45.23 | TEM | 1 | LP | 0.98 | 0
8PQ20206BA12 | SIVACON S4 COVER MODULAR INSTALLATION DEVICES 1 X 24MW HEIGHT 200MM WIDTH 600MM | 45.95 | TEM | 1 | LP | 0.896 | 0
8PQ20206BA14 | SIVACON S4 MODULE DOOR DEGREE OF PROTECTION IP4X HEIGHT 200MM WIDTH 600MM | 124.41 | TEM | 1 | LP | 3.22 | 0
8PQ20206BA15 | SIVACON S4 FACHTUER UPGRADE KIT IP55 HEIGHT 200MM WIDTH 600MM | 65 | TEM | 1 | LP | 0.7 | 0
8PQ20206BA22 | SIVACON S4 COVER SENTRON 3VT SWITCH 3VT2 UP TO 250A 4POLE ARRANGEMENT HORIZONTAL FIXED MOUNTED, PLUG IN SOCKET UNIVERSAL DRIVE NUMBER OF SWITCHES 1 HEIGHT 200MM WIDTH 600MM | 109.61 | TEM | 1 | LP | 1.02 | 0
8PQ20226BA01 | SIVACON S4 OUTER PLATE DEGREE OF PROTECTION IP4X OVERHEAD COMPARTMENT HEIGHT 225MM WIDTH 600MM | 88.8 | TEM | 1 | LP | 3.3 | 0
8PQ20226BA02 | SIVACON S4 UPGRADE KIT IP55 OVERHEAD COMPARTMENT HEIGHT 225MM WIDTH 600MM | 87.25 | TEM | 1 | LP | 1.055 | 0
8PQ20256BA01 | SIVACON S4 COVER BLANK HEIGHT 250MM WIDTH 600MM | 65.52 | TEM | 1 | LP | 1.07 | 0
8PQ20256BA07 | SIVACON S4 MODULE DOOR DEGREE OF PROTECTION IP4X HEIGHT 250MM WIDTH 600MM | 137.03 | TEM | 1 | LP | 3.757 | 0
8PQ20256BA08 | SIVACON S4 FACHTUER UPGRADE KIT IP55 HEIGHT 250MM WIDTH 600MM | 66.96 | TEM | 1 | LP | 0.751 | 0
8PQ20306BA01 | SIVACON S4 COVER BLANK HEIGHT 300MM WIDTH 600MM | 71.83 | TEM | 1 | LP | 1.27 | 0
8PQ20306BA10 | SIVACON S4 MODULE DOOR DEGREE OF PROTECTION IP4X HEIGHT 300MM WIDTH 600MM | 148.42 | TEM | 1 | LP | 4.09 | 0
8PQ20406BA01 | SIVACON S4 COVER BLANK HEIGHT 400MM WIDTH 600MM | 64.79 | TEM | 1 | LP | 1.92 | 0
8PQ20406BA12 | SIVACON S4 MODULE DOOR DEGREE OF PROTECTION IP4X HEIGHT 400MM WIDTH 600MM | 173.88 | TEM | 1 | LP | 4.96 | 0
8PQ20406BA13 | SIVACON S4 FACHTUER UPGRADE KIT IP55 HEIGHT 400MM WIDTH 600MM | 73.28 | TEM | 1 | LP | 0.925 | 0
8PQ20606BA01 | SIVACON S4 COVER BLANK HEIGHT 600MM WIDTH 600MM | 92.84 | TEM | 1 | LP | 3 | 0
8PQ20606BA06 | SIVACON S4 MODULE DOOR DEGREE OF PROTECTION IP4X HEIGHT 600MM WIDTH 600MM | 223.56 | TEM | 1 | LP | 6.48 | 0
8PQ21970BA10 | SIKUS/SIVACON DOOR WIRING SUPPORT DOOR HEIGHT 1975MM | 73.9 | TEM | 1 | LP | 1.95 | 0
8PQ21971BA14 | SIVACON S4 DOUBLE SECTION DOOR DEGREE OF PROTECTION IP4X BLANK DOUBLE BIT KEY HEIGHT 1975MM WIDTH 1000MM | 627.21 | TEM | 1 | LP | 32.2 | 0
8PQ21972BA10 | SIVACON S4 DOUBLE SECTION DOOR DEGREE OF PROTECTION IP55 BLANK DOUBLE BIT KEY HEIGHT 1975MM HEIGHT 1975MM WIDTH 1200MM | 1012.23 | TEM | 1 | LP | 40 | 0
8PQ21972BA14 | SIVACON S4 OUTER PLATE DEGREE OF PROTECTION IP55 HEIGHT 1975MM WIDTH 200MM | 363.29 | TEM | 1 | LP | 9 | 0
8PQ21972BA15 | SIVACON S4 OUTER PLATE DEGREE OF PROTECTION IP4X HEIGHT 1975MM WIDTH 200MM | 209.59 | TEM | 1 | LP | 6.6 | 0
8PQ21974BA05 | SIVACON S4 CUBICLE DOOR BLANK DEGREE OF PROTECTION IP55 HINGE LEFT DOUBLE BIT KEY HEIGHT 1975MM WIDTH 400MM | 462.65 | TEM | 1 | LP | 16 | 0
8PQ21974BA08 | SIVACON S4 CUBICLE DOOR BLANK DEGREE OF PROTECTION IP4X HINGE LEFT DOUBLE BIT KEY HEIGHT 1975MM WIDTH 400MM | 327.58 | TEM | 1 | LP | 13 | 0
8PQ21974BA11 | SIVACON S4 CUBICLE DOOR BLANK DEGREE OF PROTECTION IP4X HINGE RIGHT DOUBLE BIT KEY HEIGHT 1975MM HEIGHT 1975MM WIDTH 400MM | 327.58 | TEM | 1 | LP | 13 | 0
8PQ21976BA03 | SIVACON S4 CUBICLE DOOR BLANK DEGREE OF PROTECTION IP55 HINGE LEFT DOUBLE BIT KEY HEIGHT 1975MM WIDTH 600MM | 527.85 | TEM | 1 | LP | 20.4 | 0
8PQ21976BA10 | SIVACON S4 CUBICLE DOOR WITH TRANSPARENT DEGREE OF PROTECTION UP TO IP55 HINGE LEFT DOUBLE BIT KEY HEIGHT 1975MM WIDTH 600MM | 675.34 | TEM | 1 | LP | 21.62 | 0
8PQ21976BA14 | SIVACON S4 CUBICLE DOOR WITH TRANSPARENT DEGREE OF PROTECTION UP TO IP55 HINGE RIGHT DOUBLE BIT KEY HEIGHT 1975MM WIDTH 600MM | 675.34 | TEM | 1 | LP | 21.5 | 0
8PQ21978BA03 | SIVACON S4 CUBICLE DOOR BLANK DEGREE OF PROTECTION IP55 HINGE LEFT DOUBLE BIT KEY HEIGHT 1975MM WIDTH 800MM | 610.13 | TEM | 1 | LP | 26 | 0
8PQ23014BA01 | SIVACON S4 TOP PLATE DEGREE OF PROTECTION IP55 BLANK WIDTH 1000MM DEPTH 400MM | 85.59 | TEM | 1 | LP | 4.98 | 0
8PQ23014BA02 | SIVACON S4 TOP PLATE DEGREE OF PROTECTION IP4X BLANK WIDTH 1000MM DEPTH 400MM | 85.39 | TEM | 1 | LP | 4.88 | 0
8PQ23014BA03 | SIVACON S4 TOP PLATE UPGRADE KIT IPX1 WIDTH 1000MM DEPTH 400MM | 172.33 | TEM | 1 | LP | 5.62 | 0
8PQ23024BA01 | SIVACON S4 TOP PLATE DEGREE OF PROTECTION IP55 BLANK WIDTH 1200MM DEPTH 400MM | 127.51 | TEM | 1 | LP | 5.822 | 0
8PQ23024BA02 | SIVACON S4 TOP PLATE DEGREE OF PROTECTION IP4X BLANK WIDTH 1200MM DEPTH 400MM | 81.66 | TEM | 1 | LP | 5.78 | 0
8PQ23024BA03 | SIVACON S4 TOP PLATE UPGRADE KIT IPX1 WIDTH 1200MM DEPTH 400MM | 183.2 | TEM | 1 | LP | 6.44 | 0
8PQ23024BA04 | SIVACON S4 BOTTOM PLATE DEGREE OF PROTECTION UP TO IP55 BLANK WIDTH 200MM DEPTH 400MM | 26.19 | TEM | 1 | LP | 0.647 | 0
8PQ23028BA01 | SIVACON S4 TOP PLATE DEGREE OF PROTECTION IP55 BLANK WIDTH 1200MM DEPTH 800MM | 215.8 | TEM | 1 | LP | 12 | 0
8PQ23044BA05 | SIVACON S4 BOTTOM PLATE DEGREE OF PROTECTION UP TO IP55 BLANK WIDTH 400MM DEPTH 400MM | 53.72 | TEM | 1 | LP | 1.6 | 0
8PQ23044BA06 | SIVACON S4 BOTTOM PLATE DEGREE OF PROTECTION IP4X WITH CABLE ENTRY WIDTH 400MM DEPTH 400MM | 88.18 | TEM | 1 | LP | 1.634 | 0
8PQ23064BA02 | SIVACON S4 TOP PLATE DEGREE OF PROTECTION IP4X BLANK WIDTH 600MM DEPTH 400MM | 63.96 | TEM | 1 | LP | 2.71 | 0
8PQ23064BA04 | SIVACON S4 TOP PLATE UPGRADE KIT IPX1 WIDTH 600MM DEPTH 400MM | 111.16 | TEM | 1 | LP | 3.46 | 0
8PQ23064BA05 | SIVACON S4 BOTTOM PLATE DEGREE OF PROTECTION UP TO IP55 BLANK WIDTH 600MM DEPTH 400MM | 52.58 | TEM | 1 | LP | 2.4 | 0
8PQ23064BA06 | SIVACON S4 BOTTOM PLATE DEGREE OF PROTECTION IP4X WITH CABLE ENTRY WIDTH 600MM DEPTH 400MM | 76.38 | TEM | 1 | LP | 2.51 | 0
8PQ23068BA01 | SIVACON S4 TOP PLATE DEGREE OF PROTECTION IP55 BLANK WIDTH 600MM DEPTH 800MM | 99.98 | TEM | 1 | LP | 6.16 | 0
8PQ23084BA01 | SIVACON S4 TOP PLATE DEGREE OF PROTECTION IP55 BLANK WIDTH 800MM DEPTH 400MM | 71.42 | TEM | 1 | LP | 3.829 | 0
8PQ23084BA02 | SIVACON S4 TOP PLATE DEGREE OF PROTECTION IP4X BLANK WIDTH 800MM DEPTH 400MM | 76.69 | TEM | 1 | LP | 3.875 | 0
8PQ23084BA04 | SIVACON S4 TOP PLATE UPGRADE KIT IPX1 WIDTH 800MM DEPTH 400MM | 123.89 | TEM | 1 | LP | 4.61 | 0
8PQ23084BA05 | SIVACON S4 BOTTOM PLATE DEGREE OF PROTECTION UP TO IP55 BLANK WIDTH 800MM DEPTH 400MM | 62.72 | TEM | 1 | LP | 3.4 | 0
8PQ23088BA01 | SIVACON S4 TOP PLATE DEGREE OF PROTECTION IP55 BLANK WIDTH 800MM DEPTH 800MM | 132.58 | TEM | 1 | LP | 8 | 0
8PQ24201BA01 | SIVACON S4 REAR WALL DEGREE OF PROTECTION IP55 HEIGHT 2000MM WIDTH 1000MM | 442.46 | TEM | 1 | LP | 28 | 0
8PQ24201BA02 | SIVACON S4 REAR WALL DEGREE OF PROTECTION IP4X HEIGHT 2000MM WIDTH 1000MM | 388.13 | TEM | 1 | LP | 28 | 0
8PQ24202BA01 | SIVACON S4 REAR WALL DEGREE OF PROTECTION IP55 HEIGHT 2000MM WIDTH 1200MM | 537.17 | TEM | 1 | LP | 33 | 0
8PQ24202BA02 | SIVACON S4 REAR WALL DEGREE OF PROTECTION IP4X HEIGHT 2000MM WIDTH 1200MM | 485.93 | TEM | 1 | LP | 32.8 | 0
8PQ24206BA01 | SIVACON S4 REAR WALL DEGREE OF PROTECTION IP55 HEIGHT 2000MM WIDTH 600MM | 256.16 | TEM | 1 | LP | 17 | 0
8PQ24206BA02 | SIVACON S4 REAR WALL DEGREE OF PROTECTION IP4X HEIGHT 2000MM WIDTH 600MM | 229.77 | TEM | 1 | LP | 17 | 0
8PQ24208BA01 | SIVACON S4 REAR WALL DEGREE OF PROTECTION IP55 HEIGHT 2000MM WIDTH 800MM | 313.61 | TEM | 1 | LP | 23 | 0
8PQ24208BA02 | SIVACON S4 REAR WALL DEGREE OF PROTECTION IP4X HEIGHT 2000MM WIDTH 800MM | 273.24 | TEM | 1 | LP | 22 | 0
8PQ25204BA01 | SIVACON S4 SIDE WALL WITH DESIGN STRIP HEIGHT 2000MM DEPTH 400MM | 540.27 | TEM | 1 | LP | 34 | 0
8PQ25208BA01 | SIVACON S4 SIDE WALL WITH DESIGN STRIP HEIGHT 2000MM DEPTH 800MM | 928.4 | TEM | 1 | LP | 64.5 | 0
8PQ30000BA03 | SIVACON S4, supporting structure, internal, without main busbar, H: 1800 mm, D: 800 mm, galvanized | 167.67 | TEM | 1 | LP | 10.62 | 0
8PQ30000BA15 | SIVACON S4 PARTITION WALL CUBICLECUBICLE DEPTH 400MM | 93.56 | TEM | 1 | LP | 5.04 | 0
8PQ30000BA34 | SIVACON S4 MOUNTING PLATE HEIGHT 1900MM WIDTH 600MM | 248.4 | TEM | 1 | LP | 20 | 0
8PQ30000BA36 | SIVACON S4 MOUNTING PLATE HEIGHT 1900MM WIDTH 800MM | 287.21 | TEM | 1 | LP | 25.6 | 0
8PQ30000BA65 | SIVACON S4, supporting structure, internal, with main busbar, H: 1600 mm, D: 400 mm, galvanized | 48.33 | TEM | 1 | LP | 0.451 | 0
8PQ30000BA67 | SIVACON S4 SEPARATION MAIN BUSBAR SYSTEM SHAPE2B MAIN BUSBAR FRONT WIDTH 400MM DEPTH 400MM | 96.57 | TEM | 1 | LP | 3 | 0
8PQ30000BA68 | SIVACON S4 SEPARATION MAIN BUSBAR SYSTEM SHAPE2B MAIN BUSBAR FRONT WIDTH 600MM DEPTH 400MM | 90.25 | TEM | 1 | LP | 4.672 | 0
8PQ30000BA82 | SIVACON S4 PLUG IN STRIPE FOR SEPARATION ASSEMBLY HEIGHT 1600MM | 102.15 | TEM | 1 | LP | 3.5 | 0
8PQ30001BA05 | SIVACON S4 MOUNTING PLATE HEIGHT 1900MM WIDTH 1200MM | 571.32 | TEM | 1 | LP | 39 | 0
8PQ30001BA31 | SIVACON S4, section division, for main busbar at top, 1600 mm, D: 400 mm, galvanized | 21.11 | TEM | 1 | LP | 0.234 | 0
8PQ30001BA38 | SIVACON S4, bottom plate partition crossbar, D: 400 mm, galvanized | 29.7 | TEM | 1 | LP | 0.884 | 0
8PQ30001BA43 | SIVACON S4, supporting structure, external, for outer cover, galvanized | 257.72 | TEM | 1 | LP | 12 | 0
8PQ30001BA52 | SIVACON S4 SEPARATION MAIN BUSBAR SYSTEM SHAPE2B MAIN BUSBAR FRONT WIDTH 200MM DEPTH 400MM | 65.62 | TEM | 1 | LP | 1.236 | 0
8PQ30001BA56 | SIVACON S4 MOUNTING PLATE MODULAR BLANK HEIGHT 200MM WIDTH 600MM | 83.52 | TEM | 1 | LP | 2.6 | 0
8PQ30001BA61 | SIVACON S4 MOUNTING PLATE MODULAR BLANK HEIGHT 400MM WIDTH 600MM | 102.05 | TEM | 1 | LP | 4.38 | 0
8PQ30001BA65 | SIVACON S4 MOUNTING PLATE MODULAR BLANK HEIGHT 600MM WIDTH 600MM | 117.58 | TEM | 1 | LP | 6.17 | 0
8PQ40000BA04 | SIVACON S4 HOLDER MAIN BUSBAR SYSTEM 3200A | 189.41 | TEM | 1 | LP | 2.444 | 0
8PQ40000BA05 | SIVACON S4 SEPARATION DISTRIBUTION BUSBAR FORM2B WITH MAIN BUSBAR SYSTEM MAIN BUSBAR FRONT DEPTH 400MM | 340 | TEM | 1 | LP | 2.75 | 0
8PQ40000BA06 | SIVACON S4 SEPARATION DISTRIBUTION BUSBAR FORM2B WITHOUT MAIN BUSBAR SYSTEM DEPTH 400MM | 386.57 | TEM | 1 | LP | 3.22 | 0
8PQ40000BA32 | SIVACON S4 HOLDER VERT.DISTRIBUTION BUSBAR STAGGERED CROSS SECTION UP TO 2X30X10MM CROSS SECTION 30X30MM | 48.75 | TEM | 1 | LP | 0.873 | 0
8PQ40000BA37 | SIVACON S4 STIFFENING BUSBAR | 71 | TEM | 1 | LP | 0.957 | 0
8PQ40000BA63 | SIVACON S4 HOLDER VERT.DISTRIBUTION BUSBAR STAGGERED CROSS SECTION UP TO 2X40X10MM CROSS SECTION 30X40MM | 48.33 | TEM | 1 | LP | 0.887 | 0
8PQ50000BA05 | SIVACON S4 CONNECTING TERMINAL WITHOUT COPPER BAR | 15.53 | TEM | 1 | LP | 0.134 | 0
8PQ50002BA28 | SIVACON S4 SEPARATION VERTICAL BESIDES SHAPE3 HEIGHT 150MM | 41.3 | TEM | 1 | LP | 0.465 | 0
8PQ50002BA30 | SIVACON S4 SEPARATION VERTICAL BESIDES FORM3 UP TO 250A HEIGHT 200MM | 44.3 | TEM | 1 | LP | 0.65 | 0
8PQ50002BA32 | SIVACON S4 SEPARATION VERTICAL BESIDES FORM3 UP TO 250A HEIGHT 250MM | 44.3 | TEM | 1 | LP | 0.801 | 0
8PQ50002BA37 | SIVACON S4 SEPARATION VERTICAL BESIDES SHAPE3 HEIGHT 400MM | 52.37 | TEM | 1 | LP | 1.54 | 0
8PQ50002BA61 | SIVACON S4 SEPARATION HORIZONTAL SHAPE3 WIDTH 600MM | 60.24 | TEM | 1 | LP | 1.86 | 0
8PQ50002BA63 | SIVACON S4 SUPPORT RAIL HEIGHT 25MM FOR FRAME DEPTH 500, 600, 800MM | 17.28 | ΣΥΣΚΕΥΑΣΙΑ | 1 | LP | 0.312 | 0
8PQ60002BA52 | SIVACON S4 KIT SENTRON 3K SWITCH 3KL, 3KA711 3 OR 4POLE ARRANGEMENT HORIZONTAL HEIGHT 200MM WIDTH 600MM | 85.59 | TEM | 1 | LP | 2.6 | 0
8PQ60002BA55 | SIVACON S4 KIT SENTRON 3K SWITCH 3KL, 3KA712 3 OR 4POLE ARRANGEMENT HORIZONTAL HEIGHT 250MM WIDTH 600MM | 106.71 | TEM | 1 | LP | 3.04 | 0
8PQ60002BA58 | SIVACON S4 KIT SENTRON 3K SWITCH 3KL, 3KA713 3 OR 4POLE ARRANGEMENT HORIZONTAL HEIGHT 300MM WIDTH 600MM | 102.26 | TEM | 1 | LP | 3.49 | 0
8PQ60002BA87 | SIVACON S4 KIT SENTRON 3VL SWITCH 3VL4 UP TO 400A 3POLE + N, 4POLE ARRANGEMENT HORIZONTAL FIXED, PLUG, WITHDRAWABLE NUMBER OF SWITCHES 1 HEIGHT 250MM WIDTH 600MM | 100.71 | TEM | 1 | LP | 2.735 | 0
8PQ60003BA36 | SIVACON S4 KIT MODULAR INSTALLATIONDEVICES 1ROW FOR COVER 24MW WIDTH 600MM | 35.09 | TEM | 1 | LP | 0.66 | 0
8PQ60004BA24 | SIVACON S4 KIT SENTRON 3VT SWITCH 3VT2 UP TO 250A 4POLE ARRANGEMENT HORIZONTAL FIXED MOUNTED, PLUG IN SOCKET UNIVERSAL DRIVE NUMBER OF SWITCHES 1 HEIGHT 200MM WIDTH 600MM | 103.81 | TEM | 1 | LP | 2.6 | 0
8PQ60004BA88 | SIVACON S4 KIT SENTRON 3VL SWITCH 3VL1 UP TO 160A 3POLE ARRANGEMENT HORIZONTAL FIXED MOUNTED NUMBER OF SWITCHES 1 HEIGHT 150MM WIDTH 600MM | 67.9 | TEM | 1 | LP | 2.066 | 0
8PQ60005BA00 | SIVACON S4 KIT SENTRON 3VL SWITCH 3VL23 UP TO 250A 3POLE ARRANGEMENT HORIZONTAL FIXED MOUNTED NUMBER OF SWITCHES 1 HEIGHT 150MM WIDTH 600MM | 62.51 | TEM | 1 | LP | 2.24 | 0
8PQ94000BA06 | SIVACON S4 CUBICLE LABEL SIVACON SIEMENS | 12.32 | TEM | 1 | LP | 0.032 | 0
8PQ20000AA03 | HINGE | 10.25 | TEM | 1 | LP | 0.189 | 0
8PQ20000AA04 | DOOR LOCK DOUBLE BIT 3MM | 8.59 | TEM | 1 | LP | 0.086 | 0
8PQ20000AA05 | FASTENER LOCKABLE | 15.53 | TEM | 1 | LP | 0.106 | 0
8PQ20000AA34 | FASTENER | 2.28 | TEM | 1 | LP | 0.008 | 0
8PQ50006AA27 | TEST CONNECTOR SOCKET | 48.23 | TEM | 100 | LP | 0.001 | 0
8PQ50006AA28 | TEST CONNECTOR SOCKET | 2.07 | TEM | 1 | LP | 0.001 | 0
8PQ60113AA04 | PHO:1772560 CRIMPKONTAKT 1,5ST | 48.23 | TEM | 100 | LP | 0.005 | 0
8PQ60115AA14 | TEST CONNECTOR PIN 0,37 ST | 115.3 | TEM | 100 | LP | 0.001 | 0
8PQ60158AA88 | BASIC CONFIGURATION 100 | 307.4 | TEM | 1 | LP | 0.001 | 0
8PQ91000AA30 | MBB HOLDER TOP | 12.83 | TEM | 1 | LP | 0.235 | 0
8PQ91020AA67 | FILM LETTERING | 13.87 | TEM | 1 | LP | 0.05 | 0
8PQ91031AA37 | BRACKET | 5.28 | TEM | 1 | LP | 0.02 | 0
8PQ91034AA35 | HOLDER | 12.52 | TEM | 1 | LP | 0.02 | 0
8PQ91034AA36 | HOLDER | 5.28 | TEM | 1 | LP | 0.16 | 0
8PQ91045AA25 | THEAD SCREW M10X35 | 172.95 | TEM | 100 | LP | 0.032 | 0
8PQ91050AA17 | BELLOW | 4.04 | TEM | 1 | LP | 0.054 | 0
8PQ91054AA02 | SOCKET | 22.25 | TEM | 1 | LP | 0.045 | 0
8PQ91060AA52 | SHUTTER | 7.25 | TEM | 1 | LP | 0.025 | 0
8PQ91060AA65 | COMPARTMENT STRIP CLIP | 17.28 | TEM | 100 | LP | 0.001 | 0
8PQ91060AA66 | COMPARTMENT STRIP | 3.83 | TEM | 1 | LP | 0.05 | 0
8PQ91061AA08 | THEAD SCREW M10X55 | 2.28 | TEM | 1 | LP | 0.005 | 0
8PQ91072AA88 | DISPLAY PART | 2.9 | TEM | 1 | LP | 0.001 | 0
8PQ91106AA51 | TERMINAL BLOCK HCTBD4FRONT2,58 | 123.79 | TEM | 1 | LP | 0.144 | 0
8PQ91106AA53 | TERMINAL BLOCK HCD40ESTCRDOPE | 15.94 | TEM | 1 | LP | 0.042 | 0
8PQ91106AA58 | TERMINAL BLOCK HCKAD40BUTWIN2,510SR | 188.89 | TEM | 1 | LP | 0.305 | 0
8PQ91108AA45 | SHUTTER FASTENER RIGHT | 2.48 | TEM | 1 | LP | 0.03 | 0
8PQ91108AA46 | GUIDE RIGHT | 8.59 | TEM | 1 | LP | 0.03 | 0
8PQ91108AA47 | SHUTTER FASTENER LEFT | 7.25 | TEM | 1 | LP | 0.06 | 0
8PQ91111AA03 | SPRING 7,27X31 | 53.82 | TEM | 100 | LP | 0.002 | 0
8PQ91138AA66 | PROTECTIVE INSULATIONE | 39.43 | M | 1 | LP | 0.001 | 0
8PQ91173AA04 | SIGNALING SWITCH, CABLE=500MM | 26.29 | TEM | 1 | LP | 0.023 | 0
8PQ91173AA05 | SIGNALING SWITCH WITH CABLE=800MM | 29.19 | TEM | 1 | LP | 0.04 | 0
8PQ92032AA51 | POWER CONTACT SOCKET 63A | 18.42 | TEM | 1 | LP | 0.05 | 0
8PQ92037AA50 | TEST ADAPTER WITHDRAWABLE UNIT | 5299.41 | TEM | 1 | LP | 23.58 | 0
8PQ92046AA16 | TEST ADAPT. WITHDRA. UNIT 100MM | 5299.41 | TEM | 1 | LP | 17.95 | 0
8PQ94000AA47 | HANDLE FOR TEST POSITION | 19.87 | TEM | 1 | LP | 0.047 | 0
8PQ94000AA48 | HANDLE FOR CONNETED POSITION | 19.87 | TEM | 1 | LP | 0.09 | 0
8PQ94001AA85 | SWITCHBOARD KEY | 10.87 | TEM | 1 | LP | 0.04 | 0
8PQ20000AA03 | HINGE | 10.25 | TEM | 1 | LP | 0.189 | 0
8PQ20000AA04 | DOOR LOCK DOUBLE BIT 3MM | 8.59 | TEM | 1 | LP | 0.086 | 0
8PQ20000AA05 | FASTENER LOCKABLE | 15.53 | TEM | 1 | LP | 0.106 | 0
8PQ20000AA34 | FASTENER | 2.28 | TEM | 1 | LP | 0.008 | 0
8PQ50006AA27 | TEST CONNECTOR SOCKET | 48.23 | TEM | 100 | LP | 0.001 | 0
8PQ50006AA28 | TEST CONNECTOR SOCKET | 2.07 | TEM | 1 | LP | 0.001 | 0
8PQ60113AA04 | PHO:1772560 CRIMPKONTAKT 1,5ST | 48.23 | TEM | 100 | LP | 0.005 | 0
8PQ60115AA14 | TEST CONNECTOR PIN 0,37 ST | 115.3 | TEM | 100 | LP | 0.001 | 0
8PQ60158AA88 | BASIC CONFIGURATION 100 | 307.4 | TEM | 1 | LP | 0.001 | 0
8PQ91000AA30 | MBB HOLDER TOP | 12.83 | TEM | 1 | LP | 0.235 | 0
8PQ91020AA67 | FILM LETTERING | 13.87 | TEM | 1 | LP | 0.05 | 0
8PQ91031AA37 | BRACKET | 5.28 | TEM | 1 | LP | 0.02 | 0
8PQ91034AA35 | HOLDER | 12.52 | TEM | 1 | LP | 0.02 | 0
8PQ91034AA36 | HOLDER | 5.28 | TEM | 1 | LP | 0.16 | 0
8PQ91045AA25 | THEAD SCREW M10X35 | 172.95 | TEM | 100 | LP | 0.032 | 0
8PQ91050AA17 | BELLOW | 4.04 | TEM | 1 | LP | 0.054 | 0
8PQ91054AA02 | SOCKET | 22.25 | TEM | 1 | LP | 0.045 | 0
8PQ91060AA52 | SHUTTER | 7.25 | TEM | 1 | LP | 0.025 | 0
8PQ91060AA65 | COMPARTMENT STRIP CLIP | 17.28 | TEM | 100 | LP | 0.001 | 0
8PQ91060AA66 | COMPARTMENT STRIP | 3.83 | TEM | 1 | LP | 0.05 | 0
8PQ91061AA08 | THEAD SCREW M10X55 | 2.28 | TEM | 1 | LP | 0.005 | 0
8PQ91072AA88 | DISPLAY PART | 2.9 | TEM | 1 | LP | 0.001 | 0
8PQ91106AA51 | TERMINAL BLOCK HCTBD4FRONT2,58 | 123.79 | TEM | 1 | LP | 0.144 | 0
8PQ91106AA53 | TERMINAL BLOCK HCD40ESTCRDOPE | 15.94 | TEM | 1 | LP | 0.042 | 0
8PQ91106AA58 | TERMINAL BLOCK HCKAD40BUTWIN2,510SR | 188.89 | TEM | 1 | LP | 0.305 | 0
8PQ91108AA45 | SHUTTER FASTENER RIGHT | 2.48 | TEM | 1 | LP | 0.03 | 0
8PQ91108AA46 | GUIDE RIGHT | 8.59 | TEM | 1 | LP | 0.03 | 0
8PQ91108AA47 | SHUTTER FASTENER LEFT | 7.25 | TEM | 1 | LP | 0.06 | 0
8PQ91111AA03 | SPRING 7,27X31 | 53.82 | TEM | 100 | LP | 0.002 | 0
8PQ91138AA66 | PROTECTIVE INSULATIONE | 39.43 | M | 1 | LP | 0.001 | 0
8PQ91173AA04 | SIGNALING SWITCH, CABLE=500MM | 26.29 | TEM | 1 | LP | 0.023 | 0
8PQ91173AA05 | SIGNALING SWITCH WITH CABLE=800MM | 29.19 | TEM | 1 | LP | 0.04 | 0
8PQ92032AA51 | POWER CONTACT SOCKET 63A | 18.42 | TEM | 1 | LP | 0.05 | 0
8PQ92037AA50 | TEST ADAPTER WITHDRAWABLE UNIT | 5299.41 | TEM | 1 | LP | 23.58 | 0
8PQ92046AA16 | TEST ADAPT. WITHDRA. UNIT 100MM | 5299.41 | TEM | 1 | LP | 17.95 | 0
8PQ94000AA47 | HANDLE FOR TEST POSITION | 19.87 | TEM | 1 | LP | 0.047 | 0
8PQ94000AA48 | HANDLE FOR CONNETED POSITION | 19.87 | TEM | 1 | LP | 0.09 | 0
8PQ94001AA85 | SWITCHBOARD KEY | 10.87 | TEM | 1 | LP | 0.04 | 0
8PQ97000AA70 | SIMARIS CONFIGURATION ADVANCED MOTOR CONTROL CENTER | 9.32 | TEM | 1 | LP | 0.1 | 0
5SL61026 | CIRCUIT BREAKER 230/400V 6KA, 1POLE, B, 2A | 7.66 | TEM | 1 | LP | 0.131 | 1
5SL61066 | CIRCUIT BREAKER 230/400V 6KA, 1POLE, B, 6A | 5.59 | TEM | 1 | LP | 0.123 | 1
5SL61106 | CIRCUIT BREAKER 230/400V 6KA, 1POLE, B, 10A | 5.59 | TEM | 1 | LP | 0.124 | 1
5SL61136 | CIRCUIT BREAKER 230/400V 6KA, 1POLE, B, 13A | 5.59 | TEM | 1 | LP | 0.125 | 1
5SL61166 | CIRCUIT BREAKER 230/400V 6KA, 1POLE, B, 16A | 5.59 | TEM | 1 | LP | 0.135 | 1
5SL61206 | CIRCUIT BREAKER 230/400V 6KA, 1POLE, B, 20A | 5.59 | TEM | 1 | LP | 0.126 | 1
5SL61256 | CIRCUIT BREAKER 230/400V 6KA, 1POLE, B, 25A | 5.59 | TEM | 1 | LP | 0.124 | 1
5SL61326 | CIRCUIT BREAKER 230/400V 6KA, 1POLE, B, 32A | 5.59 | TEM | 1 | LP | 0.137 | 1
5SL61406 | CIRCUIT BREAKER 230/400V 6KA, 1POLE, B, 40A | 6.62 | TEM | 1 | LP | 0.164 | 1
5SL61506 | CIRCUIT BREAKER 230/400V 6KA, 1POLE, B, 50A | 9.42 | TEM | 1 | LP | 0.166 | 1
5SL61636 | CIRCUIT BREAKER 230/400V 6KA, 1POLE, B, 63A | 9.94 | TEM | 1 | LP | 0.161 | 1
5SL62066 | CIRCUIT BREAKER 400V 6KA, 2POLE, B, 6A | 14.28 | TEM | 1 | LP | 0.252 | 1
5SL62106 | CIRCUIT BREAKER 400V 6KA, 2POLE, B, 10A | 14.28 | TEM | 1 | LP | 0.253 | 1
5SL62166 | CIRCUIT BREAKER 400V 6KA, 2POLE, B, 16A | 14.28 | TEM | 1 | LP | 0.256 | 1
5SL62206 | CIRCUIT BREAKER 400V 6KA, 2POLE, B, 20A | 14.28 | TEM | 1 | LP | 0.256 | 1
5SL62256 | CIRCUIT BREAKER 400V 6KA, 2POLE, B, 25A | 14.28 | TEM | 1 | LP | 0.256 | 1
5SL62326 | CIRCUIT BREAKER 400V 6KA, 2POLE, B, 32A | 14.28 | TEM | 1 | LP | 0.303 | 1
5SL62406 | CIRCUIT BREAKER 400V 6KA, 2POLE, B, 40A | 18.32 | TEM | 1 | LP | 0.323 | 1
5SL63066 | CIRCUIT BREAKER 400V 6KA, 3POLE, B, 6A | 21.42 | TEM | 1 | LP | 0.366 | 1
5SL63106 | CIRCUIT BREAKER 400V 6KA, 3POLE, B, 10A | 21.42 | TEM | 1 | LP | 0.37 | 1
5SL63166 | CIRCUIT BREAKER 400V 6KA, 3POLE, B, 16A | 21.42 | TEM | 1 | LP | 0.371 | 1
5SL63206 | CIRCUIT BREAKER 400V 6KA, 3POLE, B, 20A | 21.42 | TEM | 1 | LP | 0.37 | 1
5SL63256 | CIRCUIT BREAKER 400V 6KA, 3POLE, B, 25A | 21.42 | TEM | 1 | LP | 0.38 | 1
5SL63326 | CIRCUIT BREAKER 400V 6KA, 3POLE, B, 32A | 21.42 | TEM | 1 | LP | 0.46 | 1
5SL63406 | CIRCUIT BREAKER 400V 6KA, 3POLE, B, 40A | 25.77 | TEM | 1 | LP | 0.472 | 1
5SL63506 | CIRCUIT BREAKER 400V 6KA, 3POLE, B, 50A | 39.02 | TEM | 1 | LP | 0.482 | 1
5SL63636 | CIRCUIT BREAKER 400V 6KA, 3POLE, B, 63A | 39.85 | TEM | 1 | LP | 0.486 | 1
5SL64166 | CIRCUIT BREAKER 400V 6KA, 4POLE, B, 16A | 29.19 | TEM | 1 | LP | 0.495 | 1
5SL64206 | CIRCUIT BREAKER 400V 6KA, 4POLE, B, 20A | 29.19 | TEM | 1 | LP | 0.494 | 1
5SL64256 | CIRCUIT BREAKER 400V 6KA, 4POLE, B, 25A | 29.19 | TEM | 1 | LP | 0.496 | 1
5SL64326 | CIRCUIT BREAKER 400V 6KA, 4POLE, B, 32A | 29.19 | TEM | 1 | LP | 0.579 | 1
5SL65066 | CIRCUIT BREAKER 230V 6KA, 1+NPOLE, B, 6A | 12.11 | TEM | 1 | LP | 0.231 | 1
5SL65106 | CIRCUIT BREAKER 230V 6KA, 1+NPOLE, B, 10A | 12.11 | TEM | 1 | LP | 0.233 | 1
5SL65166 | CIRCUIT BREAKER 230V 6KA, 1+NPOLE, B, 16A | 12.11 | TEM | 1 | LP | 0.228 | 1
5SL65206 | CIRCUIT BREAKER 230V 6KA, 1+NPOLE, B, 20A | 12.11 | TEM | 1 | LP | 0.232 | 1
5SL65256 | CIRCUIT BREAKER 230V 6KA, 1+NPOLE, B, 25A | 12.11 | TEM | 1 | LP | 0.251 | 1
5SL65326 | CIRCUIT BREAKER 230V 6KA, 1+NPOLE, B, 32A | 12.11 | TEM | 1 | LP | 0.308 | 1
5SL66166 | CIRCUIT BREAKER 400V 6KA, 3+NPOLE, B, 16A | 26.39 | TEM | 1 | LP | 0.612 | 1
5SL66256 | CIRCUIT BREAKER 400V 6KA, 3+NPOLE, B, 25A | 26.39 | TEM | 1 | LP | 0.614 | 1
5SL61026 | CIRCUIT BREAKER 230/400V 6KA, 1POLE, B, 2A | 7.66 | TEM | 1 | LP | 0.131 | 1
5SL61066 | CIRCUIT BREAKER 230/400V 6KA, 1POLE, B, 6A | 5.59 | TEM | 1 | LP | 0.123 | 1
5SL61106 | CIRCUIT BREAKER 230/400V 6KA, 1POLE, B, 10A | 5.59 | TEM | 1 | LP | 0.124 | 1
5SL61136 | CIRCUIT BREAKER 230/400V 6KA, 1POLE, B, 13A | 5.59 | TEM | 1 | LP | 0.125 | 1
5SL61166 | CIRCUIT BREAKER 230/400V 6KA, 1POLE, B, 16A | 5.59 | TEM | 1 | LP | 0.135 | 1
5SL61206 | CIRCUIT BREAKER 230/400V 6KA, 1POLE, B, 20A | 5.59 | TEM | 1 | LP | 0.126 | 1
5SL61256 | CIRCUIT BREAKER 230/400V 6KA, 1POLE, B, 25A | 5.59 | TEM | 1 | LP | 0.124 | 1
5SL61326 | CIRCUIT BREAKER 230/400V 6KA, 1POLE, B, 32A | 5.59 | TEM | 1 | LP | 0.137 | 1
5SL61406 | CIRCUIT BREAKER 230/400V 6KA, 1POLE, B, 40A | 6.62 | TEM | 1 | LP | 0.164 | 1
5SL61506 | CIRCUIT BREAKER 230/400V 6KA, 1POLE, B, 50A | 9.42 | TEM | 1 | LP | 0.166 | 1
5SL61636 | CIRCUIT BREAKER 230/400V 6KA, 1POLE, B, 63A | 9.94 | TEM | 1 | LP | 0.161 | 1
5SL62066 | CIRCUIT BREAKER 400V 6KA, 2POLE, B, 6A | 14.28 | TEM | 1 | LP | 0.252 | 1
5SL62106 | CIRCUIT BREAKER 400V 6KA, 2POLE, B, 10A | 14.28 | TEM | 1 | LP | 0.253 | 1
5SL62166 | CIRCUIT BREAKER 400V 6KA, 2POLE, B, 16A | 14.28 | TEM | 1 | LP | 0.256 | 1
5SL62206 | CIRCUIT BREAKER 400V 6KA, 2POLE, B, 20A | 14.28 | TEM | 1 | LP | 0.256 | 1
5SL62256 | CIRCUIT BREAKER 400V 6KA, 2POLE, B, 25A | 14.28 | TEM | 1 | LP | 0.256 | 1
5SL62326 | CIRCUIT BREAKER 400V 6KA, 2POLE, B, 32A | 14.28 | TEM | 1 | LP | 0.303 | 1
5SL62406 | CIRCUIT BREAKER 400V 6KA, 2POLE, B, 40A | 18.32 | TEM | 1 | LP | 0.323 | 1
5SL63066 | CIRCUIT BREAKER 400V 6KA, 3POLE, B, 6A | 21.42 | TEM | 1 | LP | 0.366 | 1
5SL63106 | CIRCUIT BREAKER 400V 6KA, 3POLE, B, 10A | 21.42 | TEM | 1 | LP | 0.37 | 1
5SL63166 | CIRCUIT BREAKER 400V 6KA, 3POLE, B, 16A | 21.42 | TEM | 1 | LP | 0.371 | 1
5SL63206 | CIRCUIT BREAKER 400V 6KA, 3POLE, B, 20A | 21.42 | TEM | 1 | LP | 0.37 | 1
5SL63256 | CIRCUIT BREAKER 400V 6KA, 3POLE, B, 25A | 21.42 | TEM | 1 | LP | 0.38 | 1
5SL63326 | CIRCUIT BREAKER 400V 6KA, 3POLE, B, 32A | 21.42 | TEM | 1 | LP | 0.46 | 1
5SL63406 | CIRCUIT BREAKER 400V 6KA, 3POLE, B, 40A | 25.77 | TEM | 1 | LP | 0.472 | 1
5SL63506 | CIRCUIT BREAKER 400V 6KA, 3POLE, B, 50A | 39.02 | TEM | 1 | LP | 0.482 | 1
5SL63636 | CIRCUIT BREAKER 400V 6KA, 3POLE, B, 63A | 39.85 | TEM | 1 | LP | 0.486 | 1
5SL64166 | CIRCUIT BREAKER 400V 6KA, 4POLE, B, 16A | 29.19 | TEM | 1 | LP | 0.495 | 1
5SL64206 | CIRCUIT BREAKER 400V 6KA, 4POLE, B, 20A | 29.19 | TEM | 1 | LP | 0.494 | 1
5SL64256 | CIRCUIT BREAKER 400V 6KA, 4POLE, B, 25A | 29.19 | TEM | 1 | LP | 0.496 | 1
5SL64326 | CIRCUIT BREAKER 400V 6KA, 4POLE, B, 32A | 29.19 | TEM | 1 | LP | 0.579 | 1
5SL65066 | CIRCUIT BREAKER 230V 6KA, 1+NPOLE, B, 6A | 12.11 | TEM | 1 | LP | 0.231 | 1
5SL65106 | CIRCUIT BREAKER 230V 6KA, 1+NPOLE, B, 10A | 12.11 | TEM | 1 | LP | 0.233 | 1
5SL65166 | CIRCUIT BREAKER 230V 6KA, 1+NPOLE, B, 16A | 12.11 | TEM | 1 | LP | 0.228 | 1
5SL65206 | CIRCUIT BREAKER 230V 6KA, 1+NPOLE, B, 20A | 12.11 | TEM | 1 | LP | 0.232 | 1
5SL65256 | CIRCUIT BREAKER 230V 6KA, 1+NPOLE, B, 25A | 12.11 | TEM | 1 | LP | 0.251 | 1
5SL65326 | CIRCUIT BREAKER 230V 6KA, 1+NPOLE, B, 32A | 12.11 | TEM | 1 | LP | 0.308 | 1
5SL66166 | CIRCUIT BREAKER 400V 6KA, 3+NPOLE, B, 16A | 26.39 | TEM | 1 | LP | 0.612 | 1
5SL66256 | CIRCUIT BREAKER 400V 6KA, 3+NPOLE, B, 25A | 26.39 | TEM | 1 | LP | 0.614 | 1
5SL61017 | CIRCUIT BREAKER 230/400V 6KA, 1POLE, C, 1A | 8.29 | TEM | 1 | LP | 0.149 | 1
5SL61027 | CIRCUIT BREAKER 230/400V 6KA, 1POLE, C, 2A | 8.29 | TEM | 1 | LP | 0.125 | 1
5SL61037 | CIRCUIT BREAKER 230/400V 6KA, 1POLE, C, 3A | 8.29 | TEM | 1 | LP | 0.125 | 1
5SL61047 | CIRCUIT BREAKER 230/400V 6KA, 1POLE, C, 4A | 8.29 | TEM | 1 | LP | 0.124 | 1
5SL61057 | CIRCUIT BREAKER 230/400V 6KA, 1POLE, C, 0.5A | 8.29 | TEM | 1 | LP | 0.159 | 1
5SL61067 | CIRCUIT BREAKER 230/400V 6KA, 1POLE, C, 6A | 6.05 | TEM | 1 | LP | 0.124 | 1
5SL61087 | CIRCUIT BREAKER 230/400V 6KA, 1POLE, C, 8A | 6.05 | TEM | 1 | LP | 0.133 | 1
5SL61107 | CIRCUIT BREAKER 230/400V 6KA, 1POLE, C, 10A | 6.05 | TEM | 1 | LP | 0.127 | 1
5SL61137 | CIRCUIT BREAKER 230/400V 6KA, 1POLE, C, 13A | 6.05 | TEM | 1 | LP | 0.123 | 1
5SL61157 | CIRCUIT BREAKER 230/400V 6KA, 1POLE, C, 1.6A | 8.29 | TEM | 1 | LP | 0.156 | 1
5SL61167 | CIRCUIT BREAKER 230/400V 6KA, 1POLE, C, 16A | 6.05 | TEM | 1 | LP | 0.12 | 1
5SL61207 | CIRCUIT BREAKER 230/400V 6KA, 1POLE, C, 20A | 6.05 | TEM | 1 | LP | 0.121 | 1
5SL61257 | CIRCUIT BREAKER 230/400V 6KA, 1POLE, C, 25A | 6.05 | TEM | 1 | LP | 0.123 | 1
5SL61327 | CIRCUIT BREAKER 230/400V 6KA, 1POLE, C, 32A | 6.05 | TEM | 1 | LP | 0.151 | 1
5SL61407 | CIRCUIT BREAKER 230/400V 6KA, 1POLE, C, 40A | 7.17 | TEM | 1 | LP | 0.154 | 1
5SL61507 | CIRCUIT BREAKER 230/400V 6KA, 1POLE, C, 50A | 10.19 | TEM | 1 | LP | 0.16 | 1
5SL61637 | CIRCUIT BREAKER 230/400V 6KA, 1POLE, C, 63A | 10.75 | TEM | 1 | LP | 0.16 | 1
5SL62017 | CIRCUIT BREAKER 400V 6KA, 2POLE, C, 1A | 21.28 | TEM | 1 | LP | 0.306 | 1
5SL62027 | CIRCUIT BREAKER 400V 6KA, 2POLE, C, 2A | 21.28 | TEM | 1 | LP | 0.251 | 1
5SL62037 | CIRCUIT BREAKER 400V 6KA, 2POLE, C, 3A | 21.28 | TEM | 1 | LP | 0.247 | 1
5SL62047 | CIRCUIT BREAKER 400V 6KA, 2POLE, C, 4A | 21.28 | TEM | 1 | LP | 0.249 | 1
5SL62057 | CIRCUIT BREAKER 400V 6KA, 2POLE, C, 0.5A | 21.28 | TEM | 1 | LP | 0.307 | 1
5SL62067 | CIRCUIT BREAKER 400V 6KA, 2POLE, C, 6A | 15.46 | TEM | 1 | LP | 0.247 | 1
5SL62087 | CIRCUIT BREAKER 400V 6KA, 2POLE, C, 8A | 15.46 | TEM | 1 | LP | 0.255 | 1
5SL62107 | CIRCUIT BREAKER 400V 6KA, 2POLE, C, 10A | 15.46 | TEM | 1 | LP | 0.243 | 1
5SL62167 | CIRCUIT BREAKER 400V 6KA, 2POLE, C, 16A | 15.46 | TEM | 1 | LP | 0.24 | 1
5SL62207 | CIRCUIT BREAKER 400V 6KA, 2POLE, C, 20A | 15.46 | TEM | 1 | LP | 0.242 | 1
5SL62257 | CIRCUIT BREAKER 400V 6KA, 2POLE, C, 25A | 15.46 | TEM | 1 | LP | 0.247 | 1
5SL62327 | CIRCUIT BREAKER 400V 6KA, 2POLE, C, 32A | 15.46 | TEM | 1 | LP | 0.302 | 1
5SL62407 | CIRCUIT BREAKER 400V 6KA, 2POLE, C, 40A | 19.82 | TEM | 1 | LP | 0.314 | 1
5SL62507 | CIRCUIT BREAKER 400V 6KA, 2POLE, C, 50A | 27.66 | TEM | 1 | LP | 0.328 | 1
5SL62637 | CIRCUIT BREAKER 400V 6KA, 2POLE, C, 63A | 28.67 | TEM | 1 | LP | 0.327 | 1
5SL63017 | CIRCUIT BREAKER 400V 6KA, 3POLE, C, 1A | 31.92 | TEM | 1 | LP | 0.449 | 1
5SL63027 | CIRCUIT BREAKER 400V 6KA, 3POLE, C, 2A | 31.92 | TEM | 1 | LP | 0.376 | 1
5SL63047 | CIRCUIT BREAKER 400V 6KA, 3POLE, C, 4A | 31.92 | TEM | 1 | LP | 0.375 | 1
5SL63057 | CIRCUIT BREAKER 400V 6KA, 3POLE, C, 0.5A | 31.92 | TEM | 1 | LP | 0.448 | 1
5SL63067 | CIRCUIT BREAKER 400V 6KA, 3POLE, C, 6A | 23.18 | TEM | 1 | LP | 0.367 | 1
5SL63087 | CIRCUIT BREAKER 400V 6KA, 3POLE, C, 8A | 23.18 | TEM | 1 | LP | 0.376 | 1
5SL63107 | CIRCUIT BREAKER 400V 6KA, 3POLE, C, 10A | 23.18 | TEM | 1 | LP | 0.364 | 1
5SL63167 | CIRCUIT BREAKER 400V 6KA, 3POLE, C, 16A | 23.18 | TEM | 1 | LP | 0.368 | 1
5SL63207 | CIRCUIT BREAKER 400V 6KA, 3POLE, C, 20A | 23.18 | TEM | 1 | LP | 0.361 | 1
5SL63257 | CIRCUIT BREAKER 400V 6KA, 3POLE, C, 25A | 23.18 | TEM | 1 | LP | 0.366 | 1
5SL63327 | CIRCUIT BREAKER 400V 6KA, 3POLE, C, 32A | 23.18 | TEM | 1 | LP | 0.409 | 1
5SL63407 | CIRCUIT BREAKER 400V 6KA, 3POLE, C, 40A | 27.89 | TEM | 1 | LP | 0.461 | 1
5SL63507 | CIRCUIT BREAKER 400V 6KA, 3POLE, C, 50A | 42.22 | TEM | 1 | LP | 0.479 | 1
5SL63637 | CIRCUIT BREAKER 400V 6KA, 3POLE, C, 63A | 43.12 | TEM | 1 | LP | 0.481 | 1
5SL64067 | CIRCUIT BREAKER 400V 6KA, 4POLE, C, 6A | 31.58 | TEM | 1 | LP | 0.496 | 1
5SL64167 | CIRCUIT BREAKER 400V 6KA, 4POLE, C, 16A | 31.58 | TEM | 1 | LP | 0.48 | 1
5SL64207 | CIRCUIT BREAKER 400V 6KA, 4POLE, C, 20A | 31.58 | TEM | 1 | LP | 0.484 | 1
5SL64257 | CIRCUIT BREAKER 400V 6KA, 4POLE, C, 25A | 31.58 | TEM | 1 | LP | 0.492 | 1
5SL64327 | CIRCUIT BREAKER 400V 6KA, 4POLE, C, 32A | 31.58 | TEM | 1 | LP | 0.609 | 1
5SL64407 | CIRCUIT BREAKER 400V 6KA, 4POLE, C, 40A | 39.76 | TEM | 1 | LP | 0.614 | 1
5SL64507 | CIRCUIT BREAKER 400V 6KA, 4POLE, C, 50A | 57.12 | TEM | 1 | LP | 0.642 | 1
5SL64637 | CIRCUIT BREAKER 400V 6KA, 4POLE, C, 63A | 59.92 | TEM | 1 | LP | 0.645 | 1
5SL65027 | CIRCUIT BREAKER 230V 6KA, 1+NPOLE, C, 2A | 18.59 | TEM | 1 | LP | 0.234 | 1
5SL65047 | CIRCUIT BREAKER 230V 6KA, 1+NPOLE, C, 4A | 18.59 | TEM | 1 | LP | 0.235 | 1
5SL65067 | CIRCUIT BREAKER 230V 6KA, 1+NPOLE, C, 6A | 13.1 | TEM | 1 | LP | 0.227 | 1
5SL65107 | CIRCUIT BREAKER 230V 6KA, 1+NPOLE, C, 10A | 13.1 | TEM | 1 | LP | 0.222 | 1
5SL65137 | CIRCUIT BREAKER 230V 6KA, 1+NPOLE, C, 13A | 13.1 | TEM | 1 | LP | 0.225 | 1
5SL65167 | CIRCUIT BREAKER 230V 6KA, 1+NPOLE, C, 16A | 13.1 | TEM | 1 | LP | 0.228 | 1
5SL65207 | CIRCUIT BREAKER 230V 6KA, 1+NPOLE, C, 20A | 13.1 | TEM | 1 | LP | 0.228 | 1
5SL65257 | CIRCUIT BREAKER 230V 6KA, 1+NPOLE, C, 25A | 13.1 | TEM | 1 | LP | 0.252 | 1
5SL65327 | CIRCUIT BREAKER 230V 6KA, 1+NPOLE, C, 32A | 13.1 | TEM | 1 | LP | 0.309 | 1
5SL65407 | CIRCUIT BREAKER 230V 6KA, 1+NPOLE, C, 40A | 16.13 | TEM | 1 | LP | 0.314 | 1
5SL65507 | CIRCUIT BREAKER 230V 6KA, 1+NPOLE, C, 50A | 23.3 | TEM | 1 | LP | 0.325 | 1
5SL65637 | CIRCUIT BREAKER 230V 6KA, 1+NPOLE, C, 63A | 24.42 | TEM | 1 | LP | 0.326 | 1
5SL66047 | CIRCUIT BREAKER 400V 6KA, 3+NPOLE, C, 4A | 42.56 | TEM | 1 | LP | 0.607 | 1
5SL66107 | CIRCUIT BREAKER 400V 6KA, 3+NPOLE, C, 10A | 28.56 | TEM | 1 | LP | 0.61 | 1
5SL66167 | CIRCUIT BREAKER 400V 6KA, 3+NPOLE, C, 16A | 28.56 | TEM | 1 | LP | 0.607 | 1
5SL66207 | CIRCUIT BREAKER 400V 6KA, 3+NPOLE, C, 20A | 28.56 | TEM | 1 | LP | 0.604 | 1
5SL66257 | CIRCUIT BREAKER 400V 6KA, 3+NPOLE, C, 25A | 28.56 | TEM | 1 | LP | 0.605 | 1
5SL66327 | CIRCUIT BREAKER 400V 6KA, 3+NPOLE, C, 32A | 28.56 | TEM | 1 | LP | 0.605 | 1
5SL66407 | CIRCUIT BREAKER 400V 6KA, 3+NPOLE, C, 40A | 34.72 | TEM | 1 | LP | 0.617 | 1
5SL66507 | CIRCUIT BREAKER 400V 6KA, 3+NPOLE, C, 50A | 50.29 | TEM | 1 | LP | 0.642 | 1
5SL66637 | CIRCUIT BREAKER 400V 6KA, 3+NPOLE, C, 63A | 52.75 | TEM | 1 | LP | 0.645 | 1
5SL61067 | CIRCUIT BREAKER 230/400V 6KA, 1POLE, C, 6A | 6.05 | TEM | 1 | LP | 0.124 | 1
5SL62027 | CIRCUIT BREAKER 400V 6KA, 2POLE, C, 2A | 21.28 | TEM | 1 | LP | 0.251 | 1
5SL62067 | CIRCUIT BREAKER 400V 6KA, 2POLE, C, 6A | 15.46 | TEM | 1 | LP | 0.247 | 1
5SL62107 | CIRCUIT BREAKER 400V 6KA, 2POLE, C, 10A | 15.46 | TEM | 1 | LP | 0.243 | 1
5SL61017 | CIRCUIT BREAKER 230/400V 6KA, 1POLE, C, 1A | 8.29 | TEM | 1 | LP | 0.149 | 1
5SL61027 | CIRCUIT BREAKER 230/400V 6KA, 1POLE, C, 2A | 8.29 | TEM | 1 | LP | 0.125 | 1
5SL61037 | CIRCUIT BREAKER 230/400V 6KA, 1POLE, C, 3A | 8.29 | TEM | 1 | LP | 0.125 | 1
5SL61047 | CIRCUIT BREAKER 230/400V 6KA, 1POLE, C, 4A | 8.29 | TEM | 1 | LP | 0.124 | 1
5SL61057 | CIRCUIT BREAKER 230/400V 6KA, 1POLE, C, 0.5A | 8.29 | TEM | 1 | LP | 0.159 | 1
5SL61067 | CIRCUIT BREAKER 230/400V 6KA, 1POLE, C, 6A | 6.05 | TEM | 1 | LP | 0.124 | 1
5SL61087 | CIRCUIT BREAKER 230/400V 6KA, 1POLE, C, 8A | 6.05 | TEM | 1 | LP | 0.133 | 1
5SL61107 | CIRCUIT BREAKER 230/400V 6KA, 1POLE, C, 10A | 6.05 | TEM | 1 | LP | 0.127 | 1
5SL61137 | CIRCUIT BREAKER 230/400V 6KA, 1POLE, C, 13A | 6.05 | TEM | 1 | LP | 0.123 | 1
5SL61157 | CIRCUIT BREAKER 230/400V 6KA, 1POLE, C, 1.6A | 8.29 | TEM | 1 | LP | 0.156 | 1
5SL61167 | CIRCUIT BREAKER 230/400V 6KA, 1POLE, C, 16A | 6.05 | TEM | 1 | LP | 0.12 | 1
5SL61207 | CIRCUIT BREAKER 230/400V 6KA, 1POLE, C, 20A | 6.05 | TEM | 1 | LP | 0.121 | 1
5SL61257 | CIRCUIT BREAKER 230/400V 6KA, 1POLE, C, 25A | 6.05 | TEM | 1 | LP | 0.123 | 1
5SL61327 | CIRCUIT BREAKER 230/400V 6KA, 1POLE, C, 32A | 6.05 | TEM | 1 | LP | 0.151 | 1
5SL61407 | CIRCUIT BREAKER 230/400V 6KA, 1POLE, C, 40A | 7.17 | TEM | 1 | LP | 0.154 | 1
5SL61507 | CIRCUIT BREAKER 230/400V 6KA, 1POLE, C, 50A | 10.19 | TEM | 1 | LP | 0.16 | 1
5SL61637 | CIRCUIT BREAKER 230/400V 6KA, 1POLE, C, 63A | 10.75 | TEM | 1 | LP | 0.16 | 1
5SL62017 | CIRCUIT BREAKER 400V 6KA, 2POLE, C, 1A | 21.28 | TEM | 1 | LP | 0.306 | 1
5SL62027 | CIRCUIT BREAKER 400V 6KA, 2POLE, C, 2A | 21.28 | TEM | 1 | LP | 0.251 | 1
5SL62037 | CIRCUIT BREAKER 400V 6KA, 2POLE, C, 3A | 21.28 | TEM | 1 | LP | 0.247 | 1
5SL62047 | CIRCUIT BREAKER 400V 6KA, 2POLE, C, 4A | 21.28 | TEM | 1 | LP | 0.249 | 1
5SL62057 | CIRCUIT BREAKER 400V 6KA, 2POLE, C, 0.5A | 21.28 | TEM | 1 | LP | 0.307 | 1
5SL62067 | CIRCUIT BREAKER 400V 6KA, 2POLE, C, 6A | 15.46 | TEM | 1 | LP | 0.247 | 1
5SL62087 | CIRCUIT BREAKER 400V 6KA, 2POLE, C, 8A | 15.46 | TEM | 1 | LP | 0.255 | 1
5SL62107 | CIRCUIT BREAKER 400V 6KA, 2POLE, C, 10A | 15.46 | TEM | 1 | LP | 0.243 | 1
5SL62167 | CIRCUIT BREAKER 400V 6KA, 2POLE, C, 16A | 15.46 | TEM | 1 | LP | 0.24 | 1
5SL62207 | CIRCUIT BREAKER 400V 6KA, 2POLE, C, 20A | 15.46 | TEM | 1 | LP | 0.242 | 1
5SL62257 | CIRCUIT BREAKER 400V 6KA, 2POLE, C, 25A | 15.46 | TEM | 1 | LP | 0.247 | 1
5SL62327 | CIRCUIT BREAKER 400V 6KA, 2POLE, C, 32A | 15.46 | TEM | 1 | LP | 0.302 | 1
5SL62407 | CIRCUIT BREAKER 400V 6KA, 2POLE, C, 40A | 19.82 | TEM | 1 | LP | 0.314 | 1
5SL62507 | CIRCUIT BREAKER 400V 6KA, 2POLE, C, 50A | 27.66 | TEM | 1 | LP | 0.328 | 1
5SL62637 | CIRCUIT BREAKER 400V 6KA, 2POLE, C, 63A | 28.67 | TEM | 1 | LP | 0.327 | 1
5SL63017 | CIRCUIT BREAKER 400V 6KA, 3POLE, C, 1A | 31.92 | TEM | 1 | LP | 0.449 | 1
5SL63027 | CIRCUIT BREAKER 400V 6KA, 3POLE, C, 2A | 31.92 | TEM | 1 | LP | 0.376 | 1
5SL63047 | CIRCUIT BREAKER 400V 6KA, 3POLE, C, 4A | 31.92 | TEM | 1 | LP | 0.375 | 1
5SL63057 | CIRCUIT BREAKER 400V 6KA, 3POLE, C, 0.5A | 31.92 | TEM | 1 | LP | 0.448 | 1
5SL63067 | CIRCUIT BREAKER 400V 6KA, 3POLE, C, 6A | 23.18 | TEM | 1 | LP | 0.367 | 1
5SL63087 | CIRCUIT BREAKER 400V 6KA, 3POLE, C, 8A | 23.18 | TEM | 1 | LP | 0.376 | 1
5SL63107 | CIRCUIT BREAKER 400V 6KA, 3POLE, C, 10A | 23.18 | TEM | 1 | LP | 0.364 | 1
5SL63167 | CIRCUIT BREAKER 400V 6KA, 3POLE, C, 16A | 23.18 | TEM | 1 | LP | 0.368 | 1
5SL63207 | CIRCUIT BREAKER 400V 6KA, 3POLE, C, 20A | 23.18 | TEM | 1 | LP | 0.361 | 1
5SL63257 | CIRCUIT BREAKER 400V 6KA, 3POLE, C, 25A | 23.18 | TEM | 1 | LP | 0.366 | 1
5SL63327 | CIRCUIT BREAKER 400V 6KA, 3POLE, C, 32A | 23.18 | TEM | 1 | LP | 0.409 | 1
5SL63407 | CIRCUIT BREAKER 400V 6KA, 3POLE, C, 40A | 27.89 | TEM | 1 | LP | 0.461 | 1
5SL63507 | CIRCUIT BREAKER 400V 6KA, 3POLE, C, 50A | 42.22 | TEM | 1 | LP | 0.479 | 1
5SL63637 | CIRCUIT BREAKER 400V 6KA, 3POLE, C, 63A | 43.12 | TEM | 1 | LP | 0.481 | 1
5SL64067 | CIRCUIT BREAKER 400V 6KA, 4POLE, C, 6A | 31.58 | TEM | 1 | LP | 0.496 | 1
5SL64167 | CIRCUIT BREAKER 400V 6KA, 4POLE, C, 16A | 31.58 | TEM | 1 | LP | 0.48 | 1
5SL64207 | CIRCUIT BREAKER 400V 6KA, 4POLE, C, 20A | 31.58 | TEM | 1 | LP | 0.484 | 1
5SL64257 | CIRCUIT BREAKER 400V 6KA, 4POLE, C, 25A | 31.58 | TEM | 1 | LP | 0.492 | 1
5SL64327 | CIRCUIT BREAKER 400V 6KA, 4POLE, C, 32A | 31.58 | TEM | 1 | LP | 0.609 | 1
5SL64407 | CIRCUIT BREAKER 400V 6KA, 4POLE, C, 40A | 39.76 | TEM | 1 | LP | 0.614 | 1
5SL64507 | CIRCUIT BREAKER 400V 6KA, 4POLE, C, 50A | 57.12 | TEM | 1 | LP | 0.642 | 1
5SL64637 | CIRCUIT BREAKER 400V 6KA, 4POLE, C, 63A | 59.92 | TEM | 1 | LP | 0.645 | 1
5SL65027 | CIRCUIT BREAKER 230V 6KA, 1+NPOLE, C, 2A | 18.59 | TEM | 1 | LP | 0.234 | 1
5SL65047 | CIRCUIT BREAKER 230V 6KA, 1+NPOLE, C, 4A | 18.59 | TEM | 1 | LP | 0.235 | 1
5SL65067 | CIRCUIT BREAKER 230V 6KA, 1+NPOLE, C, 6A | 13.1 | TEM | 1 | LP | 0.227 | 1
5SL65107 | CIRCUIT BREAKER 230V 6KA, 1+NPOLE, C, 10A | 13.1 | TEM | 1 | LP | 0.222 | 1
5SL65137 | CIRCUIT BREAKER 230V 6KA, 1+NPOLE, C, 13A | 13.1 | TEM | 1 | LP | 0.225 | 1
5SL65167 | CIRCUIT BREAKER 230V 6KA, 1+NPOLE, C, 16A | 13.1 | TEM | 1 | LP | 0.228 | 1
5SL65207 | CIRCUIT BREAKER 230V 6KA, 1+NPOLE, C, 20A | 13.1 | TEM | 1 | LP | 0.228 | 1
5SL65257 | CIRCUIT BREAKER 230V 6KA, 1+NPOLE, C, 25A | 13.1 | TEM | 1 | LP | 0.252 | 1
5SL65327 | CIRCUIT BREAKER 230V 6KA, 1+NPOLE, C, 32A | 13.1 | TEM | 1 | LP | 0.309 | 1
5SL65407 | CIRCUIT BREAKER 230V 6KA, 1+NPOLE, C, 40A | 16.13 | TEM | 1 | LP | 0.314 | 1
5SL65507 | CIRCUIT BREAKER 230V 6KA, 1+NPOLE, C, 50A | 23.3 | TEM | 1 | LP | 0.325 | 1
5SL65637 | CIRCUIT BREAKER 230V 6KA, 1+NPOLE, C, 63A | 24.42 | TEM | 1 | LP | 0.326 | 1
5SL66047 | CIRCUIT BREAKER 400V 6KA, 3+NPOLE, C, 4A | 42.56 | TEM | 1 | LP | 0.607 | 1
5SL66107 | CIRCUIT BREAKER 400V 6KA, 3+NPOLE, C, 10A | 28.56 | TEM | 1 | LP | 0.61 | 1
5SL66167 | CIRCUIT BREAKER 400V 6KA, 3+NPOLE, C, 16A | 28.56 | TEM | 1 | LP | 0.607 | 1
5SL66207 | CIRCUIT BREAKER 400V 6KA, 3+NPOLE, C, 20A | 28.56 | TEM | 1 | LP | 0.604 | 1
5SL66257 | CIRCUIT BREAKER 400V 6KA, 3+NPOLE, C, 25A | 28.56 | TEM | 1 | LP | 0.605 | 1
5SL66327 | CIRCUIT BREAKER 400V 6KA, 3+NPOLE, C, 32A | 28.56 | TEM | 1 | LP | 0.605 | 1
5SL66407 | CIRCUIT BREAKER 400V 6KA, 3+NPOLE, C, 40A | 34.72 | TEM | 1 | LP | 0.617 | 1
5SL66507 | CIRCUIT BREAKER 400V 6KA, 3+NPOLE, C, 50A | 50.29 | TEM | 1 | LP | 0.642 | 1
5SL66637 | CIRCUIT BREAKER 400V 6KA, 3+NPOLE, C, 63A | 52.75 | TEM | 1 | LP | 0.645 | 1
5SL41026 | CIRCUIT BREAKER 230/400V 10KA, 1POLE, B, 2A | 9.73 | TEM | 1 | LP | 0.158 | 1
5SL41036 | CIRCUIT BREAKER 230/400V 10KA, 1POLE, B, 3A | 9.73 | TEM | 1 | LP | 0.159 | 1
5SL41046 | CIRCUIT BREAKER 230/400V 10KA, 1POLE, B, 4A | 9.85 | TEM | 1 | LP | 0.158 | 1
5SL41066 | CIRCUIT BREAKER 230/400V 10KA, 1POLE, B, 6A | 9.73 | TEM | 1 | LP | 0.153 | 1
5SL41106 | CIRCUIT BREAKER 230/400V 10KA, 1POLE, B, 10A | 8.28 | TEM | 1 | LP | 0.158 | 1
5SL41136 | CIRCUIT BREAKER 230/400V 10KA, 1POLE, B, 13A | 8.28 | TEM | 1 | LP | 0.152 | 1
5SL41166 | CIRCUIT BREAKER 230/400V 10KA, 1POLE, B, 16A | 8.28 | TEM | 1 | LP | 0.153 | 1
5SL41206 | CIRCUIT BREAKER 230/400V 10KA, 1POLE, B, 20A | 8.29 | TEM | 1 | LP | 0.162 | 1
5SL41326 | CIRCUIT BREAKER 230/400V 10KA, 1POLE, B, 32A | 8.28 | TEM | 1 | LP | 0.162 | 1
5SL42066 | CIRCUIT BREAKER 400V 10KA, 2POLE, B, 6A | 27.62 | TEM | 1 | LP | 0.311 | 1
5SL42166 | CIRCUIT BREAKER 400V 10KA, 2POLE, B, 16A | 23.08 | TEM | 1 | LP | 0.311 | 1
5SL43046 | CIRCUIT BREAKER 400V 10KA, 3POLE, B, 4A | 39.47 | TEM | 1 | LP | 0.465 | 1
5SL43066 | CIRCUIT BREAKER 400V 10KA, 3POLE, B, 6A | 38.92 | TEM | 1 | LP | 0.464 | 1
5SL43166 | CIRCUIT BREAKER 400V 10KA, 3POLE, B, 16A | 32.5 | TEM | 1 | LP | 0.46 | 1
5SL43206 | CIRCUIT BREAKER 400V 10KA, 3POLE, B, 20A | 32.93 | TEM | 1 | LP | 0.465 | 1
5SL43326 | CIRCUIT BREAKER 400V 10KA, 3POLE, B, 32A | 39.47 | TEM | 1 | LP | 0.459 | 1
5SL45016 | CIRCUIT BREAKER 230V 10KA, 1+NPOLE, B, 1A | 18.32 | TEM | 1 | LP | 0.304 | 1
5SL45206 | CIRCUIT BREAKER 230V 10KA, 1+NPOLE, B, 20A | 15.21 | TEM | 1 | LP | 0.313 | 1
5SL45256 | CIRCUIT BREAKER 230V 10KA, 1+NPOLE, B, 25A | 15.21 | TEM | 1 | LP | 0.313 | 1
5SL41026 | CIRCUIT BREAKER 230/400V 10KA, 1POLE, B, 2A | 9.73 | TEM | 1 | LP | 0.158 | 1
5SL41036 | CIRCUIT BREAKER 230/400V 10KA, 1POLE, B, 3A | 9.73 | TEM | 1 | LP | 0.159 | 1
5SL41046 | CIRCUIT BREAKER 230/400V 10KA, 1POLE, B, 4A | 9.85 | TEM | 1 | LP | 0.158 | 1
5SL41066 | CIRCUIT BREAKER 230/400V 10KA, 1POLE, B, 6A | 9.73 | TEM | 1 | LP | 0.153 | 1
5SL41106 | CIRCUIT BREAKER 230/400V 10KA, 1POLE, B, 10A | 8.28 | TEM | 1 | LP | 0.158 | 1
5SL41136 | CIRCUIT BREAKER 230/400V 10KA, 1POLE, B, 13A | 8.28 | TEM | 1 | LP | 0.152 | 1
5SL41166 | CIRCUIT BREAKER 230/400V 10KA, 1POLE, B, 16A | 8.28 | TEM | 1 | LP | 0.153 | 1
5SL41206 | CIRCUIT BREAKER 230/400V 10KA, 1POLE, B, 20A | 8.29 | TEM | 1 | LP | 0.162 | 1
5SL41326 | CIRCUIT BREAKER 230/400V 10KA, 1POLE, B, 32A | 8.28 | TEM | 1 | LP | 0.162 | 1
5SL42066 | CIRCUIT BREAKER 400V 10KA, 2POLE, B, 6A | 27.62 | TEM | 1 | LP | 0.311 | 1
5SL42166 | CIRCUIT BREAKER 400V 10KA, 2POLE, B, 16A | 23.08 | TEM | 1 | LP | 0.311 | 1
5SL43046 | CIRCUIT BREAKER 400V 10KA, 3POLE, B, 4A | 39.47 | TEM | 1 | LP | 0.465 | 1
5SL43066 | CIRCUIT BREAKER 400V 10KA, 3POLE, B, 6A | 38.92 | TEM | 1 | LP | 0.464 | 1
5SL43166 | CIRCUIT BREAKER 400V 10KA, 3POLE, B, 16A | 32.5 | TEM | 1 | LP | 0.46 | 1
5SL43206 | CIRCUIT BREAKER 400V 10KA, 3POLE, B, 20A | 32.93 | TEM | 1 | LP | 0.465 | 1
5SL43326 | CIRCUIT BREAKER 400V 10KA, 3POLE, B, 32A | 32.93 | TEM | 1 | LP | 0.459 | 1
5SL45016 | CIRCUIT BREAKER 230V 10KA, 1+NPOLE, B, 1A | 18.32 | TEM | 1 | LP | 0.304 | 1
5SL45206 | CIRCUIT BREAKER 230V 10KA, 1+NPOLE, B, 20A | 15.21 | TEM | 1 | LP | 0.313 | 1
5SL45256 | CIRCUIT BREAKER 230V 10KA, 1+NPOLE, B, 25A | 15.21 | TEM | 1 | LP | 0.313 | 1
5SL41027 | CIRCUIT BREAKER 230/400V 10KA, 1POLE, C, 2A | 9.73 | TEM | 1 | LP | 0.153 | 1
5SL41047 | CIRCUIT BREAKER 230/400V 10KA, 1POLE, C, 4A | 9.73 | TEM | 1 | LP | 0.151 | 1
5SL41067 | CIRCUIT BREAKER 230/400V 10KA, 1POLE, C, 6A | 9.73 | TEM | 1 | LP | 0.152 | 1
5SL41107 | CIRCUIT BREAKER 230/400V 10KA, 1POLE, C, 10A | 8.18 | TEM | 1 | LP | 0.153 | 1
5SL41167 | CIRCUIT BREAKER 230/400V 10KA, 1POLE, C, 16A | 7.97 | TEM | 1 | LP | 0.152 | 1
5SL41207 | CIRCUIT BREAKER 230/400V 10KA, 1POLE, C, 20A | 8.18 | TEM | 1 | LP | 0.161 | 1
5SL41327 | CIRCUIT BREAKER 230/400V 10KA, 1POLE, C, 32A | 8.28 | TEM | 1 | LP | 0.161 | 1
5SL41407 | CIRCUIT BREAKER 230/400V 10KA, 1POLE, C, 40A | 10.76 | TEM | 1 | LP | 0.165 | 1
5SL42067 | CIRCUIT BREAKER 400V 10KA, 2POLE, C, 6A | 26.91 | TEM | 1 | LP | 0.309 | 1
5SL42107 | CIRCUIT BREAKER 400V 10KA, 2POLE, C, 10A | 22.36 | TEM | 1 | LP | 0.312 | 1
5SL42167 | CIRCUIT BREAKER 400V 10KA, 2POLE, C, 16A | 22.36 | TEM | 1 | LP | 0.312 | 1
5SL42207 | CIRCUIT BREAKER 400V 10KA, 2POLE, C, 20A | 22.36 | TEM | 1 | LP | 0.312 | 1
5SL42507 | CIRCUIT BREAKER 400V 10KA, 2POLE, C, 50A | 34.26 | TEM | 1 | LP | 0.33 | 1
5SL43027 | CIRCUIT BREAKER 400V 10KA, 3POLE, C, 2A | 38.92 | TEM | 1 | LP | 0.463 | 1
5SL43167 | CIRCUIT BREAKER 400V 10KA, 3POLE, C, 16A | 32.5 | TEM | 1 | LP | 0.46 | 1
5SL43207 | CIRCUIT BREAKER 400V 10KA, 3POLE, C, 20A | 32.5 | TEM | 1 | LP | 0.463 | 1
5SL43257 | CIRCUIT BREAKER 400V 10KA, 3POLE, C, 25A | 32.5 | TEM | 1 | LP | 0.463 | 1
5SL43327 | CIRCUIT BREAKER 400V 10KA, 3POLE, C, 32A | 32.5 | TEM | 1 | LP | 0.455 | 1
5SL43407 | CIRCUIT BREAKER 400V 10KA, 3POLE, C, 40A | 43.47 | TEM | 1 | LP | 0.467 | 1
5SL43507 | CIRCUIT BREAKER 400V 10KA, 3POLE, C, 50A | 51.23 | TEM | 1 | LP | 0.489 | 1
5SL43637 | CIRCUIT BREAKER 400V 10KA, 3POLE, C, 63A | 60.34 | TEM | 1 | LP | 0.488 | 1
5SL44327 | CIRCUIT BREAKER 400V 10KA, 4POLE, C, 32A | 45.33 | TEM | 1 | LP | 0.605 | 1
5SL44637 | CIRCUIT BREAKER 400V 10KA, 4POLE, C, 63A | 83.11 | TEM | 1 | LP | 0.65 | 1
5SL45067 | CIRCUIT BREAKER 230V 10KA, 1+NPOLE, C, 6A | 18.42 | TEM | 1 | LP | 0.305 | 1
5SL45107 | CIRCUIT BREAKER 230V 10KA, 1+NPOLE, C, 10A | 15.21 | TEM | 1 | LP | 0.306 | 1
5SL45147 | CIRCUIT BREAKER 230V 10KA, 1+NPOLE, C, 0.3A | 18.42 | TEM | 1 | LP | 0.33 | 1
5SL45167 | CIRCUIT BREAKER 230V 10KA, 1+NPOLE, C, 16A | 15.21 | TEM | 1 | LP | 0.311 | 1
5SL45207 | CIRCUIT BREAKER 230V 10KA, 1+NPOLE, C, 20A | 15.21 | TEM | 1 | LP | 0.312 | 1
5SL45257 | CIRCUIT BREAKER 230V 10KA, 1+NPOLE, C, 25A | 15.21 | TEM | 1 | LP | 0.313 | 1
5SL45407 | CIRCUIT BREAKER 230V 10KA, 1+NPOLE, C, 40A | 19.04 | TEM | 1 | LP | 0.313 | 1
5SL45637 | CIRCUIT BREAKER 230V 10KA, 1+NPOLE, C, 63A | 27.12 | TEM | 1 | LP | 0.328 | 1
5SL46017 | CIRCUIT BREAKER 400V 10KA, 3+NPOLE, C, 1A | 48.96 | TEM | 1 | LP | 0.66 | 1
5SL46167 | CIRCUIT BREAKER 400V 10KA, 3+NPOLE, C, 16A | 41.09 | TEM | 1 | LP | 0.616 | 1
5SL46207 | CIRCUIT BREAKER 400V 10KA, 3+NPOLE, C, 20A | 41.09 | TEM | 1 | LP | 0.614 | 1
5SL46257 | CIRCUIT BREAKER 400V 10KA, 3+NPOLE, C, 25A | 41.09 | TEM | 1 | LP | 0.613 | 1
5SL46327 | CIRCUIT BREAKER 400V 10KA, 3+NPOLE, C, 32A | 41.19 | TEM | 1 | LP | 0.61 | 1
5SL46637 | CIRCUIT BREAKER 400V 10KA, 3+NPOLE, C, 63A | 74.52 | TEM | 1 | LP | 0.649 | 1
5SL41027 | CIRCUIT BREAKER 230/400V 10KA, 1POLE, C, 2A | 9.73 | TEM | 1 | LP | 0.153 | 1
5SL41047 | CIRCUIT BREAKER 230/400V 10KA, 1POLE, C, 4A | 9.73 | TEM | 1 | LP | 0.151 | 1
5SL41067 | CIRCUIT BREAKER 230/400V 10KA, 1POLE, C, 6A | 9.73 | TEM | 1 | LP | 0.152 | 1
5SL41107 | CIRCUIT BREAKER 230/400V 10KA, 1POLE, C, 10A | 8.18 | TEM | 1 | LP | 0.153 | 1
5SL41167 | CIRCUIT BREAKER 230/400V 10KA, 1POLE, C, 16A | 7.97 | TEM | 1 | LP | 0.152 | 1
5SL41207 | CIRCUIT BREAKER 230/400V 10KA, 1POLE, C, 20A | 8.18 | TEM | 1 | LP | 0.161 | 1
5SL41327 | CIRCUIT BREAKER 230/400V 10KA, 1POLE, C, 32A | 8.28 | TEM | 1 | LP | 0.161 | 1
5SL41407 | CIRCUIT BREAKER 230/400V 10KA, 1POLE, C, 40A | 10.76 | TEM | 1 | LP | 0.165 | 1
5SL42067 | CIRCUIT BREAKER 400V 10KA, 2POLE, C, 6A | 26.91 | TEM | 1 | LP | 0.309 | 1
5SL42107 | CIRCUIT BREAKER 400V 10KA, 2POLE, C, 10A | 22.36 | TEM | 1 | LP | 0.312 | 1
5SL42167 | CIRCUIT BREAKER 400V 10KA, 2POLE, C, 16A | 22.36 | TEM | 1 | LP | 0.312 | 1
5SL42207 | CIRCUIT BREAKER 400V 10KA, 2POLE, C, 20A | 22.36 | TEM | 1 | LP | 0.312 | 1
5SL42507 | CIRCUIT BREAKER 400V 10KA, 2POLE, C, 50A | 34.26 | TEM | 1 | LP | 0.33 | 1
5SL43027 | CIRCUIT BREAKER 400V 10KA, 3POLE, C, 2A | 38.92 | TEM | 1 | LP | 0.463 | 1
5SL43167 | CIRCUIT BREAKER 400V 10KA, 3POLE, C, 16A | 32.5 | TEM | 1 | LP | 0.46 | 1
5SL43207 | CIRCUIT BREAKER 400V 10KA, 3POLE, C, 20A | 32.5 | TEM | 1 | LP | 0.463 | 1
5SL43257 | CIRCUIT BREAKER 400V 10KA, 3POLE, C, 25A | 32.5 | TEM | 1 | LP | 0.463 | 1
5SL43327 | CIRCUIT BREAKER 400V 10KA, 3POLE, C, 32A | 32.5 | TEM | 1 | LP | 0.455 | 1
5SL43407 | CIRCUIT BREAKER 400V 10KA, 3POLE, C, 40A | 43.47 | TEM | 1 | LP | 0.467 | 1
5SL43507 | CIRCUIT BREAKER 400V 10KA, 3POLE, C, 50A | 51.23 | TEM | 1 | LP | 0.489 | 1
5SL43637 | CIRCUIT BREAKER 400V 10KA, 3POLE, C, 63A | 60.34 | TEM | 1 | LP | 0.488 | 1
5SL44327 | CIRCUIT BREAKER 400V 10KA, 4POLE, C, 32A | 45.33 | TEM | 1 | LP | 0.605 | 1
5SL44637 | CIRCUIT BREAKER 400V 10KA, 4POLE, C, 63A | 83.11 | TEM | 1 | LP | 0.65 | 1
5SL45067 | CIRCUIT BREAKER 230V 10KA, 1+NPOLE, C, 6A | 18.42 | TEM | 1 | LP | 0.305 | 1
5SL45107 | CIRCUIT BREAKER 230V 10KA, 1+NPOLE, C, 10A | 15.21 | TEM | 1 | LP | 0.306 | 1
5SL45147 | CIRCUIT BREAKER 230V 10KA, 1+NPOLE, C, 0.3A | 18.42 | TEM | 1 | LP | 0.33 | 1
5SL45167 | CIRCUIT BREAKER 230V 10KA, 1+NPOLE, C, 16A | 15.21 | TEM | 1 | LP | 0.311 | 1
5SL45207 | CIRCUIT BREAKER 230V 10KA, 1+NPOLE, C, 20A | 15.21 | TEM | 1 | LP | 0.312 | 1
5SL45257 | CIRCUIT BREAKER 230V 10KA, 1+NPOLE, C, 25A | 15.21 | TEM | 1 | LP | 0.313 | 1
5SL45407 | CIRCUIT BREAKER 230V 10KA, 1+NPOLE, C, 40A | 19.04 | TEM | 1 | LP | 0.313 | 1
5SL45637 | CIRCUIT BREAKER 230V 10KA, 1+NPOLE, C, 63A | 27.12 | TEM | 1 | LP | 0.328 | 1
5SL46017 | CIRCUIT BREAKER 400V 10KA, 3+NPOLE, C, 1A | 48.96 | TEM | 1 | LP | 0.66 | 1
5SL46167 | CIRCUIT BREAKER 400V 10KA, 3+NPOLE, C, 16A | 41.09 | TEM | 1 | LP | 0.616 | 1
5SL46207 | CIRCUIT BREAKER 400V 10KA, 3+NPOLE, C, 20A | 41.09 | TEM | 1 | LP | 0.614 | 1
5SL46257 | CIRCUIT BREAKER 400V 10KA, 3+NPOLE, C, 25A | 41.09 | TEM | 1 | LP | 0.613 | 1
5SL46327 | CIRCUIT BREAKER 400V 10KA, 3+NPOLE, C, 32A | 41.19 | TEM | 1 | LP | 0.61 | 1
5SL46637 | CIRCUIT BREAKER 400V 10KA, 3+NPOLE, C, 63A | 74.52 | TEM | 1 | LP | 0.649 | 1
5SL41028 | CIRCUIT BREAKER 230/400V 10KA, 1POLE, D, 2A | 23.18 | TEM | 1 | LP | 0.159 | 1
5SL41048 | CIRCUIT BREAKER 230/400V 10KA, 1POLE, D, 4A | 22.56 | TEM | 1 | LP | 0.16 | 1
5SL41068 | CIRCUIT BREAKER 230/400V 10KA, 1POLE, D, 6A | 22.56 | TEM | 1 | LP | 0.165 | 1
5SL41108 | CIRCUIT BREAKER 230/400V 10KA, 1POLE, D, 10A | 19.35 | TEM | 1 | LP | 0.158 | 1
5SL41168 | CIRCUIT BREAKER 230/400V 10KA, 1POLE, D, 16A | 18.84 | TEM | 1 | LP | 0.16 | 1
5SL41208 | CIRCUIT BREAKER 230/400V 10KA, 1POLE, D, 20A | 19.35 | TEM | 1 | LP | 0.16 | 1
5SL42028 | CIRCUIT BREAKER 400V 10KA, 2POLE, D, 2A | 61.58 | TEM | 1 | LP | 0.31 | 1
5SL42048 | CIRCUIT BREAKER 400V 10KA, 2POLE, D, 4A | 63.45 | TEM | 1 | LP | 0.31 | 1
5SL42068 | CIRCUIT BREAKER 400V 10KA, 2POLE, D, 6A | 63.45 | TEM | 1 | LP | 0.313 | 1
5SL42168 | CIRCUIT BREAKER 400V 10KA, 2POLE, D, 16A | 52.89 | TEM | 1 | LP | 0.309 | 1
5SL43028 | CIRCUIT BREAKER 400V 10KA, 3POLE, D, 2A | 92.63 | TEM | 1 | LP | 0.465 | 1
5SL43068 | CIRCUIT BREAKER 400V 10KA, 3POLE, D, 6A | 90.36 | TEM | 1 | LP | 0.465 | 1
5SL43108 | CIRCUIT BREAKER 400V 10KA, 3POLE, D, 10A | 77.31 | TEM | 1 | LP | 0.449 | 1
5SL43168 | CIRCUIT BREAKER 400V 10KA, 3POLE, D, 16A | 77.31 | TEM | 1 | LP | 0.457 | 1
5SL43208 | CIRCUIT BREAKER 400V 10KA, 3POLE, D, 20A | 77.31 | TEM | 1 | LP | 0.465 | 1
5SL43258 | CIRCUIT BREAKER 400V 10KA, 3POLE, D, 25A | 77.31 | TEM | 1 | LP | 0.457 | 1
5SL43328 | CIRCUIT BREAKER 400V 10KA, 3POLE, D, 32A | 76.9 | TEM | 1 | LP | 0.465 | 1
5SL43408 | CIRCUIT BREAKER 400V 10KA, 3POLE, D, 40A | 101.84 | TEM | 1 | LP | 0.465 | 1
5SL43508 | CIRCUIT BREAKER 400V 10KA, 3POLE, D, 50A | 121.3 | TEM | 1 | LP | 0.489 | 1
5SL43638 | CIRCUIT BREAKER 400V 10KA, 3POLE, D, 63A | 142 | TEM | 1 | LP | 0.49 | 1
5SL45068 | CIRCUIT BREAKER 230V 10KA, 1+NPOLE, D, 6A | 43.06 | TEM | 1 | LP | 0.308 | 1
5SL45108 | CIRCUIT BREAKER 230V 10KA, 1+NPOLE, D, 10A | 36.02 | TEM | 1 | LP | 0.302 | 1
5SL41028 | CIRCUIT BREAKER 230/400V 10KA, 1POLE, D, 2A | 23.18 | TEM | 1 | LP | 0.159 | 1
5SL41048 | CIRCUIT BREAKER 230/400V 10KA, 1POLE, D, 4A | 22.56 | TEM | 1 | LP | 0.16 | 1
5SL41068 | CIRCUIT BREAKER 230/400V 10KA, 1POLE, D, 6A | 22.56 | TEM | 1 | LP | 0.165 | 1
5SL41108 | CIRCUIT BREAKER 230/400V 10KA, 1POLE, D, 10A | 19.35 | TEM | 1 | LP | 0.158 | 1
5SL41168 | CIRCUIT BREAKER 230/400V 10KA, 1POLE, D, 16A | 18.84 | TEM | 1 | LP | 0.16 | 1
5SL41208 | CIRCUIT BREAKER 230/400V 10KA, 1POLE, D, 20A | 19.35 | TEM | 1 | LP | 0.16 | 1
5SL42028 | CIRCUIT BREAKER 400V 10KA, 2POLE, D, 2A | 61.58 | TEM | 1 | LP | 0.31 | 1
5SL42048 | CIRCUIT BREAKER 400V 10KA, 2POLE, D, 4A | 63.45 | TEM | 1 | LP | 0.31 | 1
5SL42068 | CIRCUIT BREAKER 400V 10KA, 2POLE, D, 6A | 63.45 | TEM | 1 | LP | 0.313 | 1
5SL42168 | CIRCUIT BREAKER 400V 10KA, 2POLE, D, 16A | 52.89 | TEM | 1 | LP | 0.309 | 1
5SL43028 | CIRCUIT BREAKER 400V 10KA, 3POLE, D, 2A | 92.63 | TEM | 1 | LP | 0.465 | 1
5SL43068 | CIRCUIT BREAKER 400V 10KA, 3POLE, D, 6A | 90.36 | TEM | 1 | LP | 0.465 | 1
5SL43108 | CIRCUIT BREAKER 400V 10KA, 3POLE, D, 10A | 77.31 | TEM | 1 | LP | 0.449 | 1
5SL43168 | CIRCUIT BREAKER 400V 10KA, 3POLE, D, 16A | 77.31 | TEM | 1 | LP | 0.457 | 1
5SL43208 | CIRCUIT BREAKER 400V 10KA, 3POLE, D, 20A | 77.31 | TEM | 1 | LP | 0.465 | 1
5SL43258 | CIRCUIT BREAKER 400V 10KA, 3POLE, D, 25A | 77.31 | TEM | 1 | LP | 0.457 | 1
5SL43328 | CIRCUIT BREAKER 400V 10KA, 3POLE, D, 32A | 76.9 | TEM | 1 | LP | 0.465 | 1
5SL43408 | CIRCUIT BREAKER 400V 10KA, 3POLE, D, 40A | 101.84 | TEM | 1 | LP | 0.465 | 1
5SL43508 | CIRCUIT BREAKER 400V 10KA, 3POLE, D, 50A | 121.3 | TEM | 1 | LP | 0.489 | 1
5SL43638 | CIRCUIT BREAKER 400V 10KA, 3POLE, D, 63A | 142 | TEM | 1 | LP | 0.49 | 1
5SL45068 | CIRCUIT BREAKER 230V 10KA, 1+NPOLE, D, 6A | 43.06 | TEM | 1 | LP | 0.308 | 1
5SL45108 | CIRCUIT BREAKER 230V 10KA, 1+NPOLE, D, 10A | 36.02 | TEM | 1 | LP | 0.302 | 1
3ZS28125CC200AY0 | POWERMANAGER SYSTEM 1 SENTRON POWERMANAGER V3.X BASIC PACKAGE, UP TO 10 DEVICES SOFTWARE ON DVD, LICENSE ON USB STICK SOFTWARE FOR SERVER AND CLIENT FOR WINDOWS OPERATING SYSTEMS EIGHT LANGUAGES INCL. 1 PAC4200 + 1 PAC3100 | 3208.73 | TEM | 1 | LP | 1.31 | 1
7KM21111BA003AA0 | SENTRON, measuring instrument, 7KM PAC3200, LCD, LL: 500 V, LN: 289 V, MODBUS TCP, optional Modbus RTU / PROFINET / PROFIBUS, apparent / active / reactive energy, Cl. 0.5 acc. to IEC6155712 or Cl. 0.5S acc. to IEC6205322 | 605.09 | TEM | 1 | LP | 0.459 | 1
7KM21120BA002AA0 | SENTRON, measuring instrument, 7KM PAC3200, LCD, LL: 690 V, LN: 400 V, MODBUS TCP, optional Modbus RTU / PROFINET / PROFIBUS, apparent / active / reactive energy, Cl. 0.5 acc. to IEC6155712 or Cl. 0.5S acc. to IEC6205322 | 605.09 | TEM | 1 | LP | 0.47 | 1
7KM21120BA003AA0 | SENTRON, measuring instrument, 7KM PAC3200, LCD, LL: 690 V, LN: 400 V, MODBUS TCP, optional Modbus RTU / PROFINET / PROFIBUS, apparent / active / reactive energy, Cl. 0.5 acc. to IEC6155712 or Cl. 0.5S acc. to IEC6205322 | 605.09 | TEM | 1 | LP | 0.454 | 1
7KM21120BA003AA0 | SENTRON, measuring instrument, 7KM PAC3200, LCD, LL: 690 V, LN: 400 V, MODBUS TCP, optional Modbus RTU / PROFINET / PROFIBUS, apparent / active / reactive energy, Cl. 0.5 acc. to IEC6155712 or Cl. 0.5S acc. to IEC6205322 | 605.09 | TEM | 1 | LP | 0.454 | 1
3ZS28125CC200AY0 | POWERMANAGER SYSTEM 1 SENTRON POWERMANAGER V3.X BASIC PACKAGE, UP TO 10 DEVICES SOFTWARE ON DVD, LICENSE ON USB STICK SOFTWARE FOR SERVER AND CLIENT FOR WINDOWS OPERATING SYSTEMS EIGHT LANGUAGES INCL. 1 PAC4200 + 1 PAC3100 | 3208.73 | TEM | 1 | LP | 1.31 | 1
7KM21111BA003AA0 | SENTRON, measuring instrument, 7KM PAC3200, LCD, LL: 500 V, LN: 289 V, MODBUS TCP, optional Modbus RTU / PROFINET / PROFIBUS, apparent / active / reactive energy, Cl. 0.5 acc. to IEC6155712 or Cl. 0.5S acc. to IEC6205322 | 605.09 | TEM | 1 | LP | 0.459 | 1
7KM21120BA002AA0 | SENTRON, measuring instrument, 7KM PAC3200, LCD, LL: 690 V, LN: 400 V, MODBUS TCP, optional Modbus RTU / PROFINET / PROFIBUS, apparent / active / reactive energy, Cl. 0.5 acc. to IEC6155712 or Cl. 0.5S acc. to IEC6205322 | 605.09 | TEM | 1 | LP | 0.47 | 1
7KM21120BA003AA0 | SENTRON, measuring instrument, 7KM PAC3200, LCD, LL: 690 V, LN: 400 V, MODBUS TCP, optional Modbus RTU / PROFINET / PROFIBUS, apparent / active / reactive energy, Cl. 0.5 acc. to IEC6155712 or Cl. 0.5S acc. to IEC6205322 | 605.09 | TEM | 1 | LP | 0.454 | 1
7KM42111BA003AA0 | SENTRON, measuring instrument, 7KM PAC4200, LCD, LL: 500 V, LN: 289 V, MODBUS TCP, optional Modbus RTU / PROFINET / PROFIBUS / DI/DO, apparent / active / reactive energy / cos phi, harmonics: 3rd 31st, THD, Cl. 0.2 acc. to IEC61557 12 or Cl. 0.2S acc. to IEC6205322 | 1467.72 | TEM | 1 | LP | 0.537 | 1
7KM42120BA002AA0 | SENTRON, measuring instrument, 7KM PAC4200, LCD, LL: 690 V, LN: 400 V, MODBUS TCP, optional Modbus RTU / PROFINET / PROFIBUS / DI/DO, apparent / active / reactive energy / cos phi, harmonics: 3rd 31st, THD, Cl. 0.2 acc. to IEC61557 12 or Cl. 0.2S acc. to IEC6205322 | 1408.8 | TEM | 1 | LP | 0.544 | 1
7KM42120BA003AA0 | SENTRON, measuring instrument, 7KM PAC4200, LCD, LL: 690 V, LN: 400 V, MODBUS TCP, optional Modbus RTU / PROFINET / PROFIBUS / DI/DO, apparent / active / reactive energy / cos phi, harmonics: 3rd 31st, THD, Cl. 0.2 acc. to IEC61557 12 or Cl. 0.2S acc. to IEC6205322 | 1408.8 | TEM | 1 | LP | 0.546 | 1
7KM42120BA003AA0 | SENTRON, measuring instrument, 7KM PAC4200, LCD, LL: 690 V, LN: 400 V, MODBUS TCP, optional Modbus RTU / PROFINET / PROFIBUS / DI/DO, apparent / active / reactive energy / cos phi, harmonics: 3rd 31st, THD, Cl. 0.2 acc. to IEC61557 12 or Cl. 0.2S acc. to IEC6205322 | 1408.8 | TEM | 1 | LP | 0.546 | 1
7KM42111BA003AA0 | SENTRON, measuring instrument, 7KM PAC4200, LCD, LL: 500 V, LN: 289 V, MODBUS TCP, optional Modbus RTU / PROFINET / PROFIBUS / DI/DO, apparent / active / reactive energy / cos phi, harmonics: 3rd 31st, THD, Cl. 0.2 acc. to IEC61557 12 or Cl. 0.2S acc. to IEC6205322 | 1467.72 | TEM | 1 | LP | 0.537 | 1
7KM42120BA002AA0 | SENTRON, measuring instrument, 7KM PAC4200, LCD, LL: 690 V, LN: 400 V, MODBUS TCP, optional Modbus RTU / PROFINET / PROFIBUS / DI/DO, apparent / active / reactive energy / cos phi, harmonics: 3rd 31st, THD, Cl. 0.2 acc. to IEC61557 12 or Cl. 0.2S acc. to IEC6205322 | 1408.8 | TEM | 1 | LP | 0.544 | 1
7KM42120BA003AA0 | SENTRON, measuring instrument, 7KM PAC4200, LCD, LL: 690 V, LN: 400 V, MODBUS TCP, optional Modbus RTU / PROFINET / PROFIBUS / DI/DO, apparent / active / reactive energy / cos phi, harmonics: 3rd 31st, THD, Cl. 0.2 acc. to IEC61557 12 or Cl. 0.2S acc. to IEC6205322 | 1408.8 | TEM | 1 | LP | 0.546 | 1
7KM31330BA003AA0 | SENTRON, measuring instrument, 7KM PAC3100, LCD, LL: 480 V, LN: 277 V, MODBUS RTU, active / reactive energy, Cl. 1 acc. to IEC 6155712 and IEC62053 21 | 361.99 | TEM | 1 | LP | 0.459 | 1
7KM31330BA003AA0 | SENTRON, measuring instrument, 7KM PAC3100, LCD, LL: 480 V, LN: 277 V, MODBUS RTU, active / reactive energy, Cl. 1 acc. to IEC 6155712 and IEC62053 21 | 361.99 | TEM | 1 | LP | 0.459 | 1
7KM31330BA003AA0 | SENTRON, measuring instrument, 7KM PAC3100, LCD, LL: 480 V, LN: 277 V, MODBUS RTU, active / reactive energy, Cl. 1 acc. to IEC 6155712 and IEC62053 21 | 361.99 | TEM | 1 | LP | 0.459 | 1
7KM93000AB010AA0 | PROFIBUS DP expansion module, plugin, for 7KM PAC3200 / 4200 / 3VA COM100 / 800 | 200.65 | TEM | 1 | LP | 0.079 | 1
7KM93000AE010AA0 | Switched Ethernet PROFINET expansion module, plugin, for 7KM PAC3200 / 4200 / 3VA COM100 / 800 | 410.56 | TEM | 1 | LP | 0.07 | 1
7KM93000AM000AA0 | RS 485 expansion module, plug in, for 7KM PAC3200 / 4200 / 3VA COM100 / 800 | 147.44 | TEM | 1 | LP | 0.074 | 1
7KM99000SA000AA0 | Spare part, for 7KM PAC3100 / 3200 / 4200 | 66.24 | TEM | 1 | LP | 0.118 | 1
7KM99000XA000AA0 | Standard mounting rail adapter, Display faces forwards, for 7KM PAC3100 / 3200 / 4200 | 51.89 | TEM | 1 | LP | 0.397 | 1
7KM99000YA000AA0 | Standard mounting rail adapter, Display faces towards standard mounting rail, for 7KM PAC3100 / 3200 / 4200 | 21.16 | TEM | 1 | LP | 0.147 | 1
7KM93000AE010AA0 | Switched Ethernet PROFINET expansion module, plugin, for 7KM PAC3200 / 4200 / 3VA COM100 / 800 | 410.56 | TEM | 1 | LP | 0.07 | 1
7KM93000AB010AA0 | PROFIBUS DP expansion module, plugin, for 7KM PAC3200 / 4200 / 3VA COM100 / 800 | 200.65 | TEM | 1 | LP | 0.079 | 1
7KM93000AE010AA0 | Switched Ethernet PROFINET expansion module, plugin, for 7KM PAC3200 / 4200 / 3VA COM100 / 800 | 410.56 | TEM | 1 | LP | 0.07 | 1
7KM93000AM000AA0 | RS 485 expansion module, plug in, for 7KM PAC3200 / 4200 / 3VA COM100 / 800 | 147.44 | TEM | 1 | LP | 0.074 | 1
7KM99000SA000AA0 | Spare part, for 7KM PAC3100 / 3200 / 4200 | 66.24 | TEM | 1 | LP | 0.118 | 1
7KM99000XA000AA0 | Standard mounting rail adapter, Display faces forwards, for 7KM PAC3100 / 3200 / 4200 | 51.89 | TEM | 1 | LP | 0.397 | 1
7KM99000YA000AA0 | Standard mounting rail adapter, Display faces towards standard mounting rail, for 7KM PAC3100 / 3200 / 4200 | 21.16 | TEM | 1 | LP | 0.147 | 1
3ZS27110CC300YA0 | POWER MONITORING SOFTWARE POWERMANAGER V3.3 BASIC PACKAGE UP TO 10 DEVICES SOFTWARE ON DVD LICENSE ON USB STICK FOR SERVER/ CLIENT/ WEB FOR WINDOWS OPERATING SYSTEMS 8 LANGUAGES | 2398.98 | TEM | 1 | LP | 0.222 | 1
3ZS27110CC300YD0 | POWER MONITORING SOFTWARE POWERMANAGER V3.X DEVICE PACK (20) 20 ADDITIONAL DEVICES LICENSE ON USB STICK BASIC PACKAGE REQUIRED FOR WINDOWS OPERATING SYSTEMS 2 LANGUAGES (GER/ENG) | 2396.04 | TEM | 1 | LP | 0.139 | 1
3ZS27102CC200YH0 | POWER MONITORING SOFTWARE POWERMANAGER OPTION PACKAGE "EXPERT" LICENSE ON USB STICK FOR WINDOWS OPERATING SYSTEMS 2 LANGUAGES (GER/ENG) | 10281.33 | TEM | 1 | LP | 0.142 | 1
3ZS27110CC300YA0 | POWER MONITORING SOFTWARE POWERMANAGER V3.3 BASIC PACKAGE UP TO 10 DEVICES SOFTWARE ON DVD LICENSE ON USB STICK FOR SERVER/ CLIENT/ WEB FOR WINDOWS OPERATING SYSTEMS 8 LANGUAGES | 2398.98 | TEM | 1 | LP | 0.222 | 1
3ZS27110CC300YA7 | POWER MONITORING SOFTWARE POWERMANAGER V3.3 TRIALVERSION VALID 60 DAYS UP TO 10 DEVICES SOFTWARE ON DVD FOR SERVER/ CLIENT/ WEB INKL. OPT. "EXPERT" FOR WINDOWS OPERATING SYSTEMS 8 LANGUAGES | 211.7 | TEM | 1 | LP | 0.213 | 1
3ZS27110CC300YD0 | POWER MONITORING SOFTWARE POWERMANAGER V3.X DEVICE PACK (20) 20 ADDITIONAL DEVICES LICENSE ON USB STICK BASIC PACKAGE REQUIRED FOR WINDOWS OPERATING SYSTEMS 2 LANGUAGES (GER/ENG) | 2396.04 | TEM | 1 | LP | 0.139 | 1
3ZS27120CC300YD0 | POWER MONITORING SOFTWARE POWERMANAGER V3.X DEVICE PACK (50) 50 ADDITIONAL DEVICES LICENSE ON USB STICK BASIC PACKAGE REQUIRED FOR WINDOWS OPERATING SYSTEMS 2 LANGUAGES (GER/ENG) | 4703.42 | TEM | 1 | LP | 0.14 | 1
3VA20635KP320AA0 | CIRCUIT BREAKER 3VA2 IEC FRAME 100 BREAKING CAPACITY CLASS M ICU=55KA @ 415 V 3POLE, LINE PROTECTION ETU850, LSI, IN=63A OVERLOAD PROTECTION IR=25A ...63A SHORT CIRCUIT PROTECTION ISD=0,6..10X IN, II=1,5..12X IN NEUTRAL PROTECTION OPTIONAL WITH EXT. CT,UPTO 160% BUSBAR CONNECTION | 787.71 | TEM | 1 | LP | 2.197 | 1
3VA21635HL320AA0 | CIRCUIT BREAKER 3VA2 IEC FRAME 160 BREAKING CAPACITY CLASS M ICU=55KA @ 415 V 3POLE, LINE PROTECTION ETU320, LI, IN=63A OVERLOAD PROTECTION IR=25A ...63A SHORT CIRCUIT PROTECTION II=1,5...12 X IN BUSBAR CONNECTION | 323.55 | TEM | 1 | LP | 2.28 | 1
3VA22255HL420AA0 | CIRCUIT BREAKER 3VA2 IEC FRAME 250 BREAKING CAPACITY CLASS M ICU=55KA @ 415 V 4POLE, LINE PROTECTION ETU320, LI, IN=250A OVERLOAD PROTECTION IR=100A ...250A SHORT CIRCUIT PROTECTION II=1,5...10 X IN NEUTRAL PROTECTION ADJUSTABLE(OFF,50%,100%) BUSBAR CONNECTION | 904.89 | TEM | 1 | LP | 2.882 | 1
3VA22255JP320AA0 | CIRCUIT BREAKER 3VA2 IEC FRAME 250 BREAKING CAPACITY CLASS M ICU=55KA @ 415 V 3POLE, LINE PROTECTION ETU550, LSI, IN=250A OVERLOAD PROTECTION IR=100A ...250A SHORT CIRCUIT PROTECTION ISD=0,6..10X IN, II=1,5..10X IN NEUTRAL PROTECTION OPTIONAL WITH EXT. CT,UPTO 160% BUSBAR CONNECTION | 1009.05 | TEM | 1 | LP | 2.25 | 1
3VA22257HL320AA0 | CIRCUIT BREAKER 3VA2 IEC FRAME 250 BREAKING CAPACITY CLASS C ICU=110KA @ 415 V 3POLE, LINE PROTECTION ETU320, LI, IN=250A OVERLOAD PROTECTION IR=100A ...250A SHORT CIRCUIT PROTECTION II=1,5...10 X IN BUSBAR CONNECTION | 839.79 | TEM | 1 | LP | 2.246 | 1
3VA23405HL320AA0 | CIRCUIT BREAKER 3VA2 IEC FRAME 400 BREAKING CAPACITY CLASS M ICU=55KA @ 415 V 3POLE, LINE PROTECTION ETU320, LI, IN=400A OVERLOAD PROTECTION IR=160A ...400A SHORT CIRCUIT PROTECTION II=1,5...10 X IN BUSBAR CONNECTION | 904.89 | TEM | 1 | LP | 4.66 | 1
3VA23405HL420AA0 | CIRCUIT BREAKER 3VA2 IEC FRAME 400 BREAKING CAPACITY CLASS M ICU=55KA @ 415 V 4POLE, LINE PROTECTION ETU320, LI, IN=400A OVERLOAD PROTECTION IR=160A ...400A SHORT CIRCUIT PROTECTION II=1,5...10 X IN NEUTRAL PROTECTION ADJUSTABLE(OFF,50%,100%) BUSBAR CONNECTION | 1184.82 | TEM | 1 | LP | 6.068 | 1
3VA24635HL320AA0 | CIRCUIT BREAKER 3VA2 IEC FRAME 630 BREAKING CAPACITY CLASS M ICU=55KA @ 415 V 3POLE, LINE PROTECTION ETU320, LI, IN=630A OVERLOAD PROTECTION IR=252A ...630A SHORT CIRCUIT PROTECTION II=10 X IN BUSBAR CONNECTION | 1230.39 | TEM | 1 | LP | 5.149 | 1
3VA24635HL420AA0 | CIRCUIT BREAKER 3VA2 IEC FRAME 630 BREAKING CAPACITY CLASS M ICU=55KA @ 415 V 4POLE, LINE PROTECTION ETU320, LI, IN=630A OVERLOAD PROTECTION IR=252A ...630A SHORT CIRCUIT PROTECTION II=10 X IN NEUTRAL PROTECTION ADJUSTABLE(OFF,50%,100%) BUSBAR CONNECTION | 1627.5 | TEM | 1 | LP | 6.703 | 1
3VA20635KP320AA0 | CIRCUIT BREAKER 3VA2 IEC FRAME 100 BREAKING CAPACITY CLASS M ICU=55KA @ 415 V 3POLE, LINE PROTECTION ETU850, LSI, IN=63A OVERLOAD PROTECTION IR=25A ...63A SHORT CIRCUIT PROTECTION ISD=0,6..10X IN, II=1,5..12X IN NEUTRAL PROTECTION OPTIONAL WITH EXT. CT,UPTO 160% BUSBAR CONNECTION | 787.71 | TEM | 1 | LP | 2.197 | 1
3VA21635HL320AA0 | CIRCUIT BREAKER 3VA2 IEC FRAME 160 BREAKING CAPACITY CLASS M ICU=55KA @ 415 V 3POLE, LINE PROTECTION ETU320, LI, IN=63A OVERLOAD PROTECTION IR=25A ...63A SHORT CIRCUIT PROTECTION II=1,5...12 X IN BUSBAR CONNECTION | 323.55 | TEM | 1 | LP | 2.28 | 1
3VA22255HL420AA0 | CIRCUIT BREAKER 3VA2 IEC FRAME 250 BREAKING CAPACITY CLASS M ICU=55KA @ 415 V 4POLE, LINE PROTECTION ETU320, LI, IN=250A OVERLOAD PROTECTION IR=100A ...250A SHORT CIRCUIT PROTECTION II=1,5...10 X IN NEUTRAL PROTECTION ADJUSTABLE(OFF,50%,100%) BUSBAR CONNECTION | 904.89 | TEM | 1 | LP | 2.882 | 1
3VA22255JP320AA0 | CIRCUIT BREAKER 3VA2 IEC FRAME 250 BREAKING CAPACITY CLASS M ICU=55KA @ 415 V 3POLE, LINE PROTECTION ETU550, LSI, IN=250A OVERLOAD PROTECTION IR=100A ...250A SHORT CIRCUIT PROTECTION ISD=0,6..10X IN, II=1,5..10X IN NEUTRAL PROTECTION OPTIONAL WITH EXT. CT,UPTO 160% BUSBAR CONNECTION | 1009.05 | TEM | 1 | LP | 2.25 | 1
3VA22257HL320AA0 | CIRCUIT BREAKER 3VA2 IEC FRAME 250 BREAKING CAPACITY CLASS C ICU=110KA @ 415 V 3POLE, LINE PROTECTION ETU320, LI, IN=250A OVERLOAD PROTECTION IR=100A ...250A SHORT CIRCUIT PROTECTION II=1,5...10 X IN BUSBAR CONNECTION | 839.79 | TEM | 1 | LP | 2.246 | 1
3VA23405HL320AA0 | CIRCUIT BREAKER 3VA2 IEC FRAME 400 BREAKING CAPACITY CLASS M ICU=55KA @ 415 V 3POLE, LINE PROTECTION ETU320, LI, IN=400A OVERLOAD PROTECTION IR=160A ...400A SHORT CIRCUIT PROTECTION II=1,5...10 X IN BUSBAR CONNECTION | 904.89 | TEM | 1 | LP | 4.66 | 1
3VA23405HL420AA0 | CIRCUIT BREAKER 3VA2 IEC FRAME 400 BREAKING CAPACITY CLASS M ICU=55KA @ 415 V 4POLE, LINE PROTECTION ETU320, LI, IN=400A OVERLOAD PROTECTION IR=160A ...400A SHORT CIRCUIT PROTECTION II=1,5...10 X IN NEUTRAL PROTECTION ADJUSTABLE(OFF,50%,100%) BUSBAR CONNECTION | 1184.82 | TEM | 1 | LP | 6.068 | 1
3VA24635HL320AA0 | CIRCUIT BREAKER 3VA2 IEC FRAME 630 BREAKING CAPACITY CLASS M ICU=55KA @ 415 V 3POLE, LINE PROTECTION ETU320, LI, IN=630A OVERLOAD PROTECTION IR=252A ...630A SHORT CIRCUIT PROTECTION II=10 X IN BUSBAR CONNECTION | 1230.39 | TEM | 1 | LP | 5.149 | 1
3VA24635HL420AA0 | CIRCUIT BREAKER 3VA2 IEC FRAME 630 BREAKING CAPACITY CLASS M ICU=55KA @ 415 V 4POLE, LINE PROTECTION ETU320, LI, IN=630A OVERLOAD PROTECTION IR=252A ...630A SHORT CIRCUIT PROTECTION II=10 X IN NEUTRAL PROTECTION ADJUSTABLE(OFF,50%,100%) BUSBAR CONNECTION | 1627.5 | TEM | 1 | LP | 6.703 | 1
3VA11103ED120AA0 | CIRCUIT BREAKER 3VA1 IEC FRAME 160 BREAKING CAPACITY CLASS N ICU=25KA @ 240 V 1POLE, LINE PROTECTION TM210, FTFM, IN=100A OVERLOAD PROTECTION IR=100A FIXED SHORT CIRCUIT PROTECTION II=10 X IN BUSBAR CONNECTION | 68.21 | TEM | 1 | LP | 0.36 | 1
3VA11103EE320AA0 | CIRCUIT BREAKER 3VA1 IEC FRAME 160 BREAKING CAPACITY CLASS N ICU=25KA @ 415 V 3POLE, LINE PROTECTION TM220, ATFM, IN=100A OVERLOAD PROTECTION IR=70A ...100A SHORT CIRCUIT PROTECTION II=10 X IN BUSBAR CONNECTION | 139.08 | TEM | 1 | LP | 0.96 | 1
3VA11105EE320AA0 | CIRCUIT BREAKER 3VA1 IEC FRAME 160 BREAKING CAPACITY CLASS M ICU=55KA @ 415 V 3POLE, LINE PROTECTION TM220, ATFM, IN=100A OVERLOAD PROTECTION IR=70A ...100A SHORT CIRCUIT PROTECTION II=10 X IN BUSBAR CONNECTION | 166.44 | TEM | 1 | LP | 0.861 | 1
3VA11123EE320AA0 | CIRCUIT BREAKER 3VA1 IEC FRAME 160 BREAKING CAPACITY CLASS N ICU=25KA @ 415 V 3POLE, LINE PROTECTION TM220, ATFM, IN=125A OVERLOAD PROTECTION IR=87,5A ...125A SHORT CIRCUIT PROTECTION II=10 X IN BUSBAR CONNECTION | 170.81 | TEM | 1 | LP | 0.79 | 1
3VA11125EE320AA0 | CIRCUIT BREAKER 3VA1 IEC FRAME 160 BREAKING CAPACITY CLASS M ICU=55KA @ 415 V 3POLE, LINE PROTECTION TM220, ATFM, IN=125A OVERLOAD PROTECTION IR=87,5A ...125A SHORT CIRCUIT PROTECTION II=10 X IN BUSBAR CONNECTION | 204.25 | TEM | 1 | LP | 1.016 | 1
3VA11163EE320AA0 | CIRCUIT BREAKER 3VA1 IEC FRAME 160 BREAKING CAPACITY CLASS N ICU=25KA @ 415 V 3POLE, LINE PROTECTION TM220, ATFM, IN=160A OVERLOAD PROTECTION IR=112A ...160A SHORT CIRCUIT PROTECTION II=10 X IN BUSBAR CONNECTION | 249.38 | TEM | 1 | LP | 1.005 | 1
3VA11163EE420AA0 | CIRCUIT BREAKER 3VA1 IEC FRAME 160 BREAKING CAPACITY CLASS N ICU=25KA @ 415 V 4POLE, LINE PROTECTION TM220, ATFM, IN=160A OVERLOAD PROTECTION IR=112A ...160A SHORT CIRCUIT PROTECTION II=10 X IN NEUTRAL UNPROTECTED BUSBAR CONNECTION | 323.67 | TEM | 1 | LP | 1.262 | 1
3VA11164EE320AA0 | CIRCUIT BREAKER 3VA1 IEC FRAME 160 BREAKING CAPACITY CLASS S ICU=36KA @ 415 V 3POLE, LINE PROTECTION TM220, ATFM, IN=160A OVERLOAD PROTECTION IR=112A ...160A SHORT CIRCUIT PROTECTION II=10 X IN BUSBAR CONNECTION | 270.85 | TEM | 1 | LP | 0.982 | 1
3VA11203EE420AA0 | CIRCUIT BREAKER 3VA1 IEC FRAME 160 BREAKING CAPACITY CLASS N ICU=25KA @ 415 V 4POLE, LINE PROTECTION TM220, ATFM, IN=20A OVERLOAD PROTECTION IR=14A ...20A SHORT CIRCUIT PROTECTION II=16 X IN NEUTRAL UNPROTECTED BUSBAR CONNECTION | 169.58 | TEM | 1 | LP | 1.2 | 1
3VA11253ED120AA0 | CIRCUIT BREAKER 3VA1 IEC FRAME 160 BREAKING CAPACITY CLASS N ICU=25KA @ 240 V 1POLE, LINE PROTECTION TM210, FTFM, IN=25A OVERLOAD PROTECTION IR=25A FIXED SHORT CIRCUIT PROTECTION II=12,8 X IN BUSBAR CONNECTION | 63.56 | TEM | 1 | LP | 0.382 | 1
3VA11253ED220AA0 | CIRCUIT BREAKER 3VA1 IEC FRAME 160 BREAKING CAPACITY CLASS N ICU=25KA @ 415 V 2POLE, LINE PROTECTION TM210, FTFM, IN=25A OVERLOAD PROTECTION IR=25A FIXED SHORT CIRCUIT PROTECTION II=12,8 X IN BUSBAR CONNECTION | 114.76 | TEM | 1 | LP | 0.645 | 1
3VA11253EE360AA0 | CIRCUIT BREAKER 3VA1 IEC FRAME 160 BREAKING CAPACITY CLASS N ICU=25KA @ 415 V 3POLE, LINE PROTECTION TM220, ATFM, IN=25A OVERLOAD PROTECTION IR=17,5A ...25A SHORT CIRCUIT PROTECTION II=12,8 X IN CABLE CONNECTION | 144.69 | TEM | 1 | LP | 0.9 | 1
3VA11323ED460AA0 | CIRCUIT BREAKER 3VA1 IEC FRAME 160 BREAKING CAPACITY CLASS N ICU=25KA @ 415 V 4POLE, LINE PROTECTION TM210, FTFM, IN=32A OVERLOAD PROTECTION IR=32A FIXED SHORT CIRCUIT PROTECTION II=10 X IN NEUTRAL UNPROTECTED CABLE CONNECTION | 184.59 | TEM | 1 | LP | 1.17 | 1
3VA11403EE320AA0 | CIRCUIT BREAKER 3VA1 IEC FRAME 160 BREAKING CAPACITY CLASS N ICU=25KA @ 415 V 3POLE, LINE PROTECTION TM220, ATFM, IN=40A OVERLOAD PROTECTION IR=28A ...40A SHORT CIRCUIT PROTECTION II=10 X IN BUSBAR CONNECTION | 130.34 | TEM | 1 | LP | 0.949 | 1
3VA11503EE320AA0 | CIRCUIT BREAKER 3VA1 IEC FRAME 160 BREAKING CAPACITY CLASS N ICU=25KA @ 415 V 3POLE, LINE PROTECTION TM220, ATFM, IN=50A OVERLOAD PROTECTION IR=35A ...50A SHORT CIRCUIT PROTECTION II=10 X IN BUSBAR CONNECTION | 130.34 | TEM | 1 | LP | 0.952 | 1
3VA11503EE420AA0 | CIRCUIT BREAKER 3VA1 IEC FRAME 160 BREAKING CAPACITY CLASS N ICU=25KA @ 415 V 4POLE, LINE PROTECTION TM220, ATFM, IN=50A OVERLOAD PROTECTION IR=35A ...50A SHORT CIRCUIT PROTECTION II=10 X IN NEUTRAL UNPROTECTED BUSBAR CONNECTION | 169.58 | TEM | 1 | LP | 1.192 | 1
3VA11505EE320AA0 | CIRCUIT BREAKER 3VA1 IEC FRAME 160 BREAKING CAPACITY CLASS M ICU=55KA @ 415 V 3POLE, LINE PROTECTION TM220, ATFM, IN=50A OVERLOAD PROTECTION IR=35A ...50A SHORT CIRCUIT PROTECTION II=10 X IN BUSBAR CONNECTION | 155.9 | TEM | 1 | LP | 0.933 | 1
3VA11633ED220AA0 | CIRCUIT BREAKER 3VA1 IEC FRAME 160 BREAKING CAPACITY CLASS N ICU=25KA @ 415 V 2POLE, LINE PROTECTION TM210, FTFM, IN=63A OVERLOAD PROTECTION IR=63A FIXED SHORT CIRCUIT PROTECTION II=10 X IN BUSBAR CONNECTION | 114.76 | TEM | 1 | LP | 0.64 | 1
3VA11633EE320AA0 | CIRCUIT BREAKER 3VA1 IEC FRAME 160 BREAKING CAPACITY CLASS N ICU=25KA @ 415 V 3POLE, LINE PROTECTION TM220, ATFM, IN=63A OVERLOAD PROTECTION IR=44,1A ...63A SHORT CIRCUIT PROTECTION II=10 X IN BUSBAR CONNECTION | 130.34 | TEM | 1 | LP | 0.936 | 1
3VA11803EE320AA0 | CIRCUIT BREAKER 3VA1 IEC FRAME 160 BREAKING CAPACITY CLASS N ICU=25KA @ 415 V 3POLE, LINE PROTECTION TM220, ATFM, IN=80A OVERLOAD PROTECTION IR=56A ...80A SHORT CIRCUIT PROTECTION II=10 X IN BUSBAR CONNECTION | 131.29 | TEM | 1 | LP | 0.951 | 1
3VA11803EE420AA0 | CIRCUIT BREAKER 3VA1 IEC FRAME 160 BREAKING CAPACITY CLASS N ICU=25KA @ 415 V 4POLE, LINE PROTECTION TM220, ATFM, IN=80A OVERLOAD PROTECTION IR=56A ...80A SHORT CIRCUIT PROTECTION II=10 X IN NEUTRAL UNPROTECTED BUSBAR CONNECTION | 170.81 | TEM | 1 | LP | 1.198 | 1
3VA12204EF320AA0 | CIRCUIT BREAKER 3VA1 IEC FRAME 250 BREAKING CAPACITY CLASS S ICU=36KA @ 415 V 3POLE, LINE PROTECTION TM240, ATAM, IN=200A OVERLOAD PROTECTION IR=140A ...200A SHORT CIRCUIT PROTECTION II=5...10 X IN BUSBAR CONNECTION | 358.15 | TEM | 1 | LP | 1.616 | 1
3VA12204EF420AA0 | CIRCUIT BREAKER 3VA1 IEC FRAME 250 BREAKING CAPACITY CLASS S ICU=36KA @ 415 V 4POLE, LINE PROTECTION TM240, ATAM, IN=200A OVERLOAD PROTECTION IR=140A ...200A SHORT CIRCUIT PROTECTION II=5...10 X IN NEUTRAL UNPROTECTED BUSBAR CONNECTION | 465.31 | TEM | 1 | LP | 2.09 | 1
3VA12254EF320AA0 | CIRCUIT BREAKER 3VA1 IEC FRAME 250 BREAKING CAPACITY CLASS S ICU=36KA @ 415 V 3POLE, LINE PROTECTION TM240, ATAM, IN=250A OVERLOAD PROTECTION IR=175A ...250A SHORT CIRCUIT PROTECTION II=5...10 X IN BUSBAR CONNECTION | 358.44 | TEM | 1 | LP | 1.611 | 1
3VA12255EF320AA0 | CIRCUIT BREAKER 3VA1 IEC FRAME 250 BREAKING CAPACITY CLASS M ICU=55KA @ 415 V 3POLE, LINE PROTECTION TM240, ATAM, IN=250A OVERLOAD PROTECTION IR=175A ...250A SHORT CIRCUIT PROTECTION II=5...10 X IN BUSBAR CONNECTION | 394.54 | TEM | 1 | LP | 1.609 | 1
3VA11103ED120AA0 | CIRCUIT BREAKER 3VA1 IEC FRAME 160 BREAKING CAPACITY CLASS N ICU=25KA @ 240 V 1POLE, LINE PROTECTION TM210, FTFM, IN=100A OVERLOAD PROTECTION IR=100A FIXED SHORT CIRCUIT PROTECTION II=10 X IN BUSBAR CONNECTION | 68.21 | TEM | 1 | LP | 0.36 | 1
3VA11103EE320AA0 | CIRCUIT BREAKER 3VA1 IEC FRAME 160 BREAKING CAPACITY CLASS N ICU=25KA @ 415 V 3POLE, LINE PROTECTION TM220, ATFM, IN=100A OVERLOAD PROTECTION IR=70A ...100A SHORT CIRCUIT PROTECTION II=10 X IN BUSBAR CONNECTION | 139.08 | TEM | 1 | LP | 0.96 | 1
3VA11105EE320AA0 | CIRCUIT BREAKER 3VA1 IEC FRAME 160 BREAKING CAPACITY CLASS M ICU=55KA @ 415 V 3POLE, LINE PROTECTION TM220, ATFM, IN=100A OVERLOAD PROTECTION IR=70A ...100A SHORT CIRCUIT PROTECTION II=10 X IN BUSBAR CONNECTION | 166.44 | TEM | 1 | LP | 0.861 | 1
3VA11123EE320AA0 | CIRCUIT BREAKER 3VA1 IEC FRAME 160 BREAKING CAPACITY CLASS N ICU=25KA @ 415 V 3POLE, LINE PROTECTION TM220, ATFM, IN=125A OVERLOAD PROTECTION IR=87,5A ...125A SHORT CIRCUIT PROTECTION II=10 X IN BUSBAR CONNECTION | 170.81 | TEM | 1 | LP | 0.79 | 1
3VA11125EE320AA0 | CIRCUIT BREAKER 3VA1 IEC FRAME 160 BREAKING CAPACITY CLASS M ICU=55KA @ 415 V 3POLE, LINE PROTECTION TM220, ATFM, IN=125A OVERLOAD PROTECTION IR=87,5A ...125A SHORT CIRCUIT PROTECTION II=10 X IN BUSBAR CONNECTION | 204.25 | TEM | 1 | LP | 1.016 | 1
3VA11163EE320AA0 | CIRCUIT BREAKER 3VA1 IEC FRAME 160 BREAKING CAPACITY CLASS N ICU=25KA @ 415 V 3POLE, LINE PROTECTION TM220, ATFM, IN=160A OVERLOAD PROTECTION IR=112A ...160A SHORT CIRCUIT PROTECTION II=10 X IN BUSBAR CONNECTION | 249.38 | TEM | 1 | LP | 1.005 | 1
3VA11163EE420AA0 | CIRCUIT BREAKER 3VA1 IEC FRAME 160 BREAKING CAPACITY CLASS N ICU=25KA @ 415 V 4POLE, LINE PROTECTION TM220, ATFM, IN=160A OVERLOAD PROTECTION IR=112A ...160A SHORT CIRCUIT PROTECTION II=10 X IN NEUTRAL UNPROTECTED BUSBAR CONNECTION | 323.67 | TEM | 1 | LP | 1.262 | 1
3VA11164EE320AA0 | CIRCUIT BREAKER 3VA1 IEC FRAME 160 BREAKING CAPACITY CLASS S ICU=36KA @ 415 V 3POLE, LINE PROTECTION TM220, ATFM, IN=160A OVERLOAD PROTECTION IR=112A ...160A SHORT CIRCUIT PROTECTION II=10 X IN BUSBAR CONNECTION | 270.85 | TEM | 1 | LP | 0.982 | 1
3VA11203EE420AA0 | CIRCUIT BREAKER 3VA1 IEC FRAME 160 BREAKING CAPACITY CLASS N ICU=25KA @ 415 V 4POLE, LINE PROTECTION TM220, ATFM, IN=20A OVERLOAD PROTECTION IR=14A ...20A SHORT CIRCUIT PROTECTION II=16 X IN NEUTRAL UNPROTECTED BUSBAR CONNECTION | 169.58 | TEM | 1 | LP | 1.2 | 1
3VA11253ED120AA0 | CIRCUIT BREAKER 3VA1 IEC FRAME 160 BREAKING CAPACITY CLASS N ICU=25KA @ 240 V 1POLE, LINE PROTECTION TM210, FTFM, IN=25A OVERLOAD PROTECTION IR=25A FIXED SHORT CIRCUIT PROTECTION II=12,8 X IN BUSBAR CONNECTION | 63.56 | TEM | 1 | LP | 0.382 | 1
3VA11253ED220AA0 | CIRCUIT BREAKER 3VA1 IEC FRAME 160 BREAKING CAPACITY CLASS N ICU=25KA @ 415 V 2POLE, LINE PROTECTION TM210, FTFM, IN=25A OVERLOAD PROTECTION IR=25A FIXED SHORT CIRCUIT PROTECTION II=12,8 X IN BUSBAR CONNECTION | 114.76 | TEM | 1 | LP | 0.645 | 1
3VA11253EE360AA0 | CIRCUIT BREAKER 3VA1 IEC FRAME 160 BREAKING CAPACITY CLASS N ICU=25KA @ 415 V 3POLE, LINE PROTECTION TM220, ATFM, IN=25A OVERLOAD PROTECTION IR=17,5A ...25A SHORT CIRCUIT PROTECTION II=12,8 X IN CABLE CONNECTION | 144.69 | TEM | 1 | LP | 0.9 | 1
3VA11323ED460AA0 | CIRCUIT BREAKER 3VA1 IEC FRAME 160 BREAKING CAPACITY CLASS N ICU=25KA @ 415 V 4POLE, LINE PROTECTION TM210, FTFM, IN=32A OVERLOAD PROTECTION IR=32A FIXED SHORT CIRCUIT PROTECTION II=10 X IN NEUTRAL UNPROTECTED CABLE CONNECTION | 184.59 | TEM | 1 | LP | 1.17 | 1
3VA11403EE320AA0 | CIRCUIT BREAKER 3VA1 IEC FRAME 160 BREAKING CAPACITY CLASS N ICU=25KA @ 415 V 3POLE, LINE PROTECTION TM220, ATFM, IN=40A OVERLOAD PROTECTION IR=28A ...40A SHORT CIRCUIT PROTECTION II=10 X IN BUSBAR CONNECTION | 130.34 | TEM | 1 | LP | 0.949 | 1
3VA11503EE320AA0 | CIRCUIT BREAKER 3VA1 IEC FRAME 160 BREAKING CAPACITY CLASS N ICU=25KA @ 415 V 3POLE, LINE PROTECTION TM220, ATFM, IN=50A OVERLOAD PROTECTION IR=35A ...50A SHORT CIRCUIT PROTECTION II=10 X IN BUSBAR CONNECTION | 130.34 | TEM | 1 | LP | 0.952 | 1
3VA11503EE420AA0 | CIRCUIT BREAKER 3VA1 IEC FRAME 160 BREAKING CAPACITY CLASS N ICU=25KA @ 415 V 4POLE, LINE PROTECTION TM220, ATFM, IN=50A OVERLOAD PROTECTION IR=35A ...50A SHORT CIRCUIT PROTECTION II=10 X IN NEUTRAL UNPROTECTED BUSBAR CONNECTION | 169.58 | TEM | 1 | LP | 1.192 | 1
3VA11505EE320AA0 | CIRCUIT BREAKER 3VA1 IEC FRAME 160 BREAKING CAPACITY CLASS M ICU=55KA @ 415 V 3POLE, LINE PROTECTION TM220, ATFM, IN=50A OVERLOAD PROTECTION IR=35A ...50A SHORT CIRCUIT PROTECTION II=10 X IN BUSBAR CONNECTION | 155.9 | TEM | 1 | LP | 0.933 | 1
3VA11633ED220AA0 | CIRCUIT BREAKER 3VA1 IEC FRAME 160 BREAKING CAPACITY CLASS N ICU=25KA @ 415 V 2POLE, LINE PROTECTION TM210, FTFM, IN=63A OVERLOAD PROTECTION IR=63A FIXED SHORT CIRCUIT PROTECTION II=10 X IN BUSBAR CONNECTION | 114.76 | TEM | 1 | LP | 0.64 | 1
3VA11633EE320AA0 | CIRCUIT BREAKER 3VA1 IEC FRAME 160 BREAKING CAPACITY CLASS N ICU=25KA @ 415 V 3POLE, LINE PROTECTION TM220, ATFM, IN=63A OVERLOAD PROTECTION IR=44,1A ...63A SHORT CIRCUIT PROTECTION II=10 X IN BUSBAR CONNECTION | 130.34 | TEM | 1 | LP | 0.936 | 1
3VA11803EE320AA0 | CIRCUIT BREAKER 3VA1 IEC FRAME 160 BREAKING CAPACITY CLASS N ICU=25KA @ 415 V 3POLE, LINE PROTECTION TM220, ATFM, IN=80A OVERLOAD PROTECTION IR=56A ...80A SHORT CIRCUIT PROTECTION II=10 X IN BUSBAR CONNECTION | 131.29 | TEM | 1 | LP | 0.951 | 1
3VA11803EE420AA0 | CIRCUIT BREAKER 3VA1 IEC FRAME 160 BREAKING CAPACITY CLASS N ICU=25KA @ 415 V 4POLE, LINE PROTECTION TM220, ATFM, IN=80A OVERLOAD PROTECTION IR=56A ...80A SHORT CIRCUIT PROTECTION II=10 X IN NEUTRAL UNPROTECTED BUSBAR CONNECTION | 170.81 | TEM | 1 | LP | 1.198 | 1
3VA12204EF320AA0 | CIRCUIT BREAKER 3VA1 IEC FRAME 250 BREAKING CAPACITY CLASS S ICU=36KA @ 415 V 3POLE, LINE PROTECTION TM240, ATAM, IN=200A OVERLOAD PROTECTION IR=140A ...200A SHORT CIRCUIT PROTECTION II=5...10 X IN BUSBAR CONNECTION | 358.15 | TEM | 1 | LP | 1.616 | 1
3VA12204EF420AA0 | CIRCUIT BREAKER 3VA1 IEC FRAME 250 BREAKING CAPACITY CLASS S ICU=36KA @ 415 V 4POLE, LINE PROTECTION TM240, ATAM, IN=200A OVERLOAD PROTECTION IR=140A ...200A SHORT CIRCUIT PROTECTION II=5...10 X IN NEUTRAL UNPROTECTED BUSBAR CONNECTION | 465.31 | TEM | 1 | LP | 2.09 | 1
3VA12254EF320AA0 | CIRCUIT BREAKER 3VA1 IEC FRAME 250 BREAKING CAPACITY CLASS S ICU=36KA @ 415 V 3POLE, LINE PROTECTION TM240, ATAM, IN=250A OVERLOAD PROTECTION IR=175A ...250A SHORT CIRCUIT PROTECTION II=5...10 X IN BUSBAR CONNECTION | 358.44 | TEM | 1 | LP | 1.611 | 1
3VA12255EF320AA0 | CIRCUIT BREAKER 3VA1 IEC FRAME 250 BREAKING CAPACITY CLASS M ICU=55KA @ 415 V 3POLE, LINE PROTECTION TM240, ATAM, IN=250A OVERLOAD PROTECTION IR=175A ...250A SHORT CIRCUIT PROTECTION II=5...10 X IN BUSBAR CONNECTION | 394.54 | TEM | 1 | LP | 1.609 | 1
3VA90880VM10 | REAR INTERLOCK WALKING BEAM ACCESSORY FOR: 3VA1 160 3VA2 100/160/250/400/630 3VA2/3 100/160/250/400/630 3VA6/7 150/250/400/600 | 166.43 | TEM | 1 | LP | 0.348 | 1
3VA91140RS10 | RCD MODULE RCD310 BASIC RCD TYPE A SIDE MOUNTED ADJUSTABLE 0,03...5A AT 50/60HZ TV INSTANTANEOUS 4 POLE IN=160A UE=127480V ACCESSORY FOR: 3VA1 WITH CABLE LUG | 394.65 | TEM | 1 | LP | 0.967 | 1
3VA91140RS20 | RCD MODULE RCD510 BASIC RCD TYPE A SIDE MOUNTED ADJUSTABLE 0,03...5A AT 50/60HZ ADJUSTABLE TV 0...1000MSEC 4 POLE IN=160A UE=127480V ACCESSORY FOR: 3VA1 WITH CABLE LUG | 657.54 | TEM | 1 | LP | 0.957 | 1
3VA91630JA12 | BOX TERMINAL 3 PCS. ACCESSORY FOR: 3VA2 160 | 15.01 | TEM | 1 | LP | 0.16 | 1
3VA91870TB10 | COMMUNICATION MODULE COM060 ACCESSORY FOR: 3VA2 100/160/250 | 216 | TEM | 1 | LP | 0.109 | 1
3VA91870TB50 | 24 VOLT MODULE ACCESSORY FOR: 3VA2 100/160/250 | 60.24 | TEM | 1 | LP | 0.08 | 1
3VA92130JF60 | DISTRIBUTION WIRE CONNECTOR 6 CABLES 3 PCS. ACCESSORY FOR: 3VA1 250 | 67.38 | TEM | 1 | LP | 0.43 | 1
3VA92140RL20 | RCD MODULE RCD520 BASIC RCD TYPE A LOAD SIDE MOUNTED ADJUSTABLE 0,03...5A AT 50/60HZ ADJUSTABLE TV 0...1000MSEC 4 POLE IN=250A UE=100480V ACCESSORY FOR: 3VA1 | 713.22 | TEM | 1 | LP | 1.55 | 1
3VA92140RS20 | RCD MODULE RCD510 BASIC RCD TYPE A SIDE MOUNTED ADJUSTABLE 0,03...5A AT 50/60HZ ADJUSTABLE TV 0...1000MSEC 4 POLE IN=250A UE=127480V ACCESSORY FOR: 3VA1 WITH CABLE LUG | 713.22 | TEM | 1 | LP | 1.231 | 1
3VA92540JA11 | BOX TERMINAL 4 PCS. ACCESSORY FOR: 3VA1 250 | 20.08 | TEM | 1 | LP | 0.21 | 1
3VA92640QB00 | FRONT BUS CONNECTORS 4 PCS. ACCESSORY FOR: 3VA2 100/160/250 | 29.5 | TEM | 1 | LP | 0.431 | 1
3VA92670EK13 | FRONT MOUNTED ROTARY OPERATOR STANDARD IEC IP30/40 ILLUMINATION KIT 24 V DC ACCESSORY FOR 3VA2 100/160/250 | 67.9 | TEM | 1 | LP | 0.308 | 1
3VA92670HA20 | MOTOR OPERATOR 110230 V AC / 110250 V DC ACCESSORY FOR: 3VA2 100//160/250 | 380.36 | TEM | 1 | LP | 0.95 | 1
3VA92680VK20 | REAR INTERLOCK MOUNTING PLATE ACCESSORY FOR: 3VA2 100/160/250 3VA6/7 150/250 | 11.9 | TEM | 1 | LP | 1.105 | 1
3VA93030JF60 | DISTRIBUTION WIRE CONNECTOR 6 CABLES 3 PCS. ACCESSORY FOR: 3VA2 400/630 | 65.52 | TEM | 1 | LP | 0.63 | 1
3VA93240RL30 | RCD MODULE RCD820 ADVANCED RCD TYPE A LOAD SIDE MOUNTED ADJUSTABLE 0,03...30A AT 50/60HZ ADJUSTABLE TV 0...10000MSEC 4 POLE IN=400A UE=100690V ACCESSORY FOR: 3VA2 | 910.18 | TEM | 1 | LP | 3.571 | 1
3VA94010WG30 | TERMINAL COVER OFFSET 3 POLE 1 PCS. ACCESSORY FOR: 3VA2 400/630 | 49.27 | TEM | 1 | LP | 0.565 | 1
3VA94240RL30 | RCD MODULE RCD820 ADVANCED RCD TYPE A LOAD SIDE MOUNTED ADJUSTABLE 0,03...30A AT 50/60HZ ADJUSTABLE TV 0...10000MSEC 4 POLE IN=630A UE=100690V ACCESSORY FOR: 3VA2 | 910.18 | TEM | 1 | LP | 3.598 | 1
3VA94670FK21 | DOOR MOUNTED ROTARY OPERATOR STANDARD IEC IP65 WITH DOOR INTERLOCKING ACCESSORY FOR: 3VA2 400/630 | 90.98 | TEM | 1 | LP | 0.707 | 1
3VA94670HA20 | MOTOR OPERATOR 110230 V AC / 110250 V DC ACCESSORY FOR: 3VA2 400/630 | 475.48 | TEM | 1 | LP | 1.559 | 1
3VA94810WD30 | TERMINAL COVER 3 POLE 1PCS. ACCESSORY FOR: 3VA2 400/630 | 17.7 | TEM | 1 | LP | 0.042 | 1
3VA94820WA00 | PHASE BARRIERS 2 PCS. ACCESSORY FOR: 3VA2 400/630 | 8.07 | TEM | 1 | LP | 0.087 | 1
3VA94830QB00 | FRONT BUS CONNECTORS 3 PCS. ACCESSORY FOR: 3VA2 400/630 | 43.16 | TEM | 1 | LP | 0.777 | 1
3VA94830QC00 | FRONT BUS CONNECTORS OFFSET 3 PCS ACCESSORY FOR: 3VA2 400/630 | 60.86 | TEM | 1 | LP | 1.019 | 1
3VA99080BB15 | UNDERVOLTAGE RELEASE 220230 V DC ACCESSORY FOR 3VA1 100/160 3VA2 100/160/250/400/630 | 69.97 | TEM | 1 | LP | 0.083 | 1
3VA99080BB25 | UNDERVOLTAGE RELEASE 208230 V AC 50/60 HZ ACCESSORY FOR 3VA1 100/160 3VA2 100/160/250/400/630 | 69.97 | TEM | 1 | LP | 0.084 | 1
3VA99080BB26 | UNDERVOLTAGE RELEASE 380400 V AC 50/60 HZ ACCESSORY FOR 3VA1 100/160 3VA2 100/160/250/400/630 | 69.97 | TEM | 1 | LP | 0.086 | 1
3VA99870MA10 | ACTIVATION & TRIP BOX TD300 INCL. CONNECTION CABLE 3VA TD300 ACCESSORY FOR: 3VA2 | 198.31 | TEM | 1 | LP | 0.23 | 1
3VA99870MB10 | TEST DEVICE TD500 INCL. 2 CONNECTION CABLES PC TD500, 3VA TD500 EXTERNAL POWER SUPPLY ACCESSORY FOR: 3VA2 | 1738.8 | TEM | 1 | LP | 1.013 | 1
3VA99870TA10 | DATA CONCENTRATOR COM800 ACCESSORY FOR: 3VA | 706.39 | TEM | 1 | LP | 0.2 | 1
3VA99870TC20 | 3VALINE CONNECTION 1,0M ACCESSORY FOR: COM800, COM060 | 16.56 | TEM | 1 | LP | 0.047 | 1
3VA99870TD10 | DISPLAY DSP800 ACCESSORY FOR: 1 TO 8 3VABREAKER | 449.6 | TEM | 1 | LP | 0.279 | 1
3VA99880AA11 | AUXILIARY SWITCH CHANGEOVER CONTACTS TYPE HP (14MM) ACCESSORY FOR 3VA1/2BREAKER | 22.56 | TEM | 1 | LP | 0.033 | 1
3VA99880AA12 | AUXILIARY SWITCH CHANGEOVER CONTACTS TYPE HQ (7MM) ACCESSORY FOR 3VA1/2BREAKER | 15.01 | TEM | 1 | LP | 0.023 | 1
3VA99880AA13 | AUXILIARY SWITCH CHANGEOVER CONTACTS TYPE HQ (7MM) ELECTRONIC ACCESSORY FOR 3VA1/2BREAKER | 22.56 | TEM | 1 | LP | 0.023 | 1
3VA99880AB11 | TRIP ALARM SWITCH CHANGEOVER CONTACTS TYPE HP (14MM) ACCESSORY FOR 3VA1/2BREAKER | 22.56 | TEM | 1 | LP | 0.03 | 1
3VA99880AB12 | TRIP ALARM SWITCH CHANGEOVER CONTACTS TYPE HQ (7MM) ACCESSORY FOR 3VA1/2BREAKER | 15.01 | TEM | 1 | LP | 0.023 | 1
3VA99880AB13 | TRIP ALARM SWITCH CHANGEOVER CONTACTS TYPE HQ (7MM) ELECTRONIC ACCESSORY FOR 3VA1/2BREAKER | 22.56 | TEM | 1 | LP | 0.023 | 1
3VA99880AB32 | SHORT CIRCUIT ALARM SWITCH CHANGEOVER CONTACTS TYPE HQ (7MM) ACCESSORY FOR: 3VA1 160 | 22.56 | TEM | 1 | LP | 0.024 | 1
3VA99880BL30 | SHUNT TRIP LEFT 24 V AC 50/60 HZ / 2430 V DC ACCESSORY FOR 3VA1/2 | 53.82 | TEM | 1 | LP | 0.087 | 1
3VA90880VM10 | REAR INTERLOCK WALKING BEAM ACCESSORY FOR: 3VA1 160 3VA2 100/160/250/400/630 3VA2/3 100/160/250/400/630 3VA6/7 150/250/400/600 | 166.43 | TEM | 1 | LP | 0.348 | 1
3VA91140RS10 | RCD MODULE RCD310 BASIC RCD TYPE A SIDE MOUNTED ADJUSTABLE 0,03...5A AT 50/60HZ TV INSTANTANEOUS 4 POLE IN=160A UE=127480V ACCESSORY FOR: 3VA1 WITH CABLE LUG | 394.65 | TEM | 1 | LP | 0.967 | 1
3VA91140RS20 | RCD MODULE RCD510 BASIC RCD TYPE A SIDE MOUNTED ADJUSTABLE 0,03...5A AT 50/60HZ ADJUSTABLE TV 0...1000MSEC 4 POLE IN=160A UE=127480V ACCESSORY FOR: 3VA1 WITH CABLE LUG | 657.54 | TEM | 1 | LP | 0.957 | 1
3VA91630JA12 | BOX TERMINAL 3 PCS. ACCESSORY FOR: 3VA2 160 | 15.01 | TEM | 1 | LP | 0.16 | 1
3VA91870TB10 | COMMUNICATION MODULE COM060 ACCESSORY FOR: 3VA2 100/160/250 | 216 | TEM | 1 | LP | 0.109 | 1
3VA91870TB50 | 24 VOLT MODULE ACCESSORY FOR: 3VA2 100/160/250 | 60.24 | TEM | 1 | LP | 0.08 | 1
3VA92130JF60 | DISTRIBUTION WIRE CONNECTOR 6 CABLES 3 PCS. ACCESSORY FOR: 3VA1 250 | 67.38 | TEM | 1 | LP | 0.43 | 1
3VA92140RL20 | RCD MODULE RCD520 BASIC RCD TYPE A LOAD SIDE MOUNTED ADJUSTABLE 0,03...5A AT 50/60HZ ADJUSTABLE TV 0...1000MSEC 4 POLE IN=250A UE=100480V ACCESSORY FOR: 3VA1 | 713.22 | TEM | 1 | LP | 1.55 | 1
3VA92140RS20 | RCD MODULE RCD510 BASIC RCD TYPE A SIDE MOUNTED ADJUSTABLE 0,03...5A AT 50/60HZ ADJUSTABLE TV 0...1000MSEC 4 POLE IN=250A UE=127480V ACCESSORY FOR: 3VA1 WITH CABLE LUG | 713.22 | TEM | 1 | LP | 1.231 | 1
3VA92540JA11 | BOX TERMINAL 4 PCS. ACCESSORY FOR: 3VA1 250 | 20.08 | TEM | 1 | LP | 0.21 | 1
3VA92640QB00 | FRONT BUS CONNECTORS 4 PCS. ACCESSORY FOR: 3VA2 100/160/250 | 29.5 | TEM | 1 | LP | 0.431 | 1
3VA92670EK13 | FRONT MOUNTED ROTARY OPERATOR STANDARD IEC IP30/40 ILLUMINATION KIT 24 V DC ACCESSORY FOR 3VA2 100/160/250 | 67.9 | TEM | 1 | LP | 0.308 | 1
3VA92670HA20 | MOTOR OPERATOR 110230 V AC / 110250 V DC ACCESSORY FOR: 3VA2 100//160/250 | 380.36 | TEM | 1 | LP | 0.95 | 1
3VA92680VK20 | REAR INTERLOCK MOUNTING PLATE ACCESSORY FOR: 3VA2 100/160/250 3VA6/7 150/250 | 11.9 | TEM | 1 | LP | 1.105 | 1
3VA93030JF60 | DISTRIBUTION WIRE CONNECTOR 6 CABLES 3 PCS. ACCESSORY FOR: 3VA2 400/630 | 65.52 | TEM | 1 | LP | 0.63 | 1
3VA93240RL30 | RCD MODULE RCD820 ADVANCED RCD TYPE A LOAD SIDE MOUNTED ADJUSTABLE 0,03...30A AT 50/60HZ ADJUSTABLE TV 0...10000MSEC 4 POLE IN=400A UE=100690V ACCESSORY FOR: 3VA2 | 910.18 | TEM | 1 | LP | 3.571 | 1
3VA94010WG30 | TERMINAL COVER OFFSET 3 POLE 1 PCS. ACCESSORY FOR: 3VA2 400/630 | 49.27 | TEM | 1 | LP | 0.565 | 1
3VA94240RL30 | RCD MODULE RCD820 ADVANCED RCD TYPE A LOAD SIDE MOUNTED ADJUSTABLE 0,03...30A AT 50/60HZ ADJUSTABLE TV 0...10000MSEC 4 POLE IN=630A UE=100690V ACCESSORY FOR: 3VA2 | 910.18 | TEM | 1 | LP | 3.598 | 1
3VA94670FK21 | DOOR MOUNTED ROTARY OPERATOR STANDARD IEC IP65 WITH DOOR INTERLOCKING ACCESSORY FOR: 3VA2 400/630 | 90.98 | TEM | 1 | LP | 0.707 | 1
3VA94670HA20 | MOTOR OPERATOR 110230 V AC / 110250 V DC ACCESSORY FOR: 3VA2 400/630 | 475.48 | TEM | 1 | LP | 1.559 | 1
3VA94810WD30 | TERMINAL COVER 3 POLE 1PCS. ACCESSORY FOR: 3VA2 400/630 | 17.7 | TEM | 1 | LP | 0.042 | 1
3VA94820WA00 | PHASE BARRIERS 2 PCS. ACCESSORY FOR: 3VA2 400/630 | 8.07 | TEM | 1 | LP | 0.087 | 1
3VA94830QB00 | FRONT BUS CONNECTORS 3 PCS. ACCESSORY FOR: 3VA2 400/630 | 43.16 | TEM | 1 | LP | 0.777 | 1
3VA94830QC00 | FRONT BUS CONNECTORS OFFSET 3 PCS ACCESSORY FOR: 3VA2 400/630 | 60.86 | TEM | 1 | LP | 1.019 | 1
3VA99080BB15 | UNDERVOLTAGE RELEASE 220230 V DC ACCESSORY FOR 3VA1 100/160 3VA2 100/160/250/400/630 | 69.97 | TEM | 1 | LP | 0.083 | 1
3VA99080BB25 | UNDERVOLTAGE RELEASE 208230 V AC 50/60 HZ ACCESSORY FOR 3VA1 100/160 3VA2 100/160/250/400/630 | 69.97 | TEM | 1 | LP | 0.084 | 1
3VA99080BB26 | UNDERVOLTAGE RELEASE 380400 V AC 50/60 HZ ACCESSORY FOR 3VA1 100/160 3VA2 100/160/250/400/630 | 69.97 | TEM | 1 | LP | 0.086 | 1
3VA99870MA10 | ACTIVATION & TRIP BOX TD300 INCL. CONNECTION CABLE 3VA TD300 ACCESSORY FOR: 3VA2 | 198.31 | TEM | 1 | LP | 0.23 | 1
3VA99870MB10 | TEST DEVICE TD500 INCL. 2 CONNECTION CABLES PC TD500, 3VA TD500 EXTERNAL POWER SUPPLY ACCESSORY FOR: 3VA2 | 1738.8 | TEM | 1 | LP | 1.013 | 1
3VA99870TA10 | DATA CONCENTRATOR COM800 ACCESSORY FOR: 3VA | 706.39 | TEM | 1 | LP | 0.2 | 1
3VA99870TC20 | 3VALINE CONNECTION 1,0M ACCESSORY FOR: COM800, COM060 | 16.56 | TEM | 1 | LP | 0.047 | 1
3VA99870TD10 | DISPLAY DSP800 ACCESSORY FOR: 1 TO 8 3VABREAKER | 449.6 | TEM | 1 | LP | 0.279 | 1
3VA99880AA11 | AUXILIARY SWITCH CHANGEOVER CONTACTS TYPE HP (14MM) ACCESSORY FOR 3VA1/2BREAKER | 22.56 | TEM | 1 | LP | 0.033 | 1
3VA99880AA12 | AUXILIARY SWITCH CHANGEOVER CONTACTS TYPE HQ (7MM) ACCESSORY FOR 3VA1/2BREAKER | 15.01 | TEM | 1 | LP | 0.023 | 1
3VA99880AA13 | AUXILIARY SWITCH CHANGEOVER CONTACTS TYPE HQ (7MM) ELECTRONIC ACCESSORY FOR 3VA1/2BREAKER | 22.56 | TEM | 1 | LP | 0.023 | 1
3VA99880AB11 | TRIP ALARM SWITCH CHANGEOVER CONTACTS TYPE HP (14MM) ACCESSORY FOR 3VA1/2BREAKER | 22.56 | TEM | 1 | LP | 0.03 | 1
3VA99880AB12 | TRIP ALARM SWITCH CHANGEOVER CONTACTS TYPE HQ (7MM) ACCESSORY FOR 3VA1/2BREAKER | 15.01 | TEM | 1 | LP | 0.023 | 1
3VA99880AB13 | TRIP ALARM SWITCH CHANGEOVER CONTACTS TYPE HQ (7MM) ELECTRONIC ACCESSORY FOR 3VA1/2BREAKER | 22.56 | TEM | 1 | LP | 0.023 | 1
3VA99880AB32 | SHORT CIRCUIT ALARM SWITCH CHANGEOVER CONTACTS TYPE HQ (7MM) ACCESSORY FOR: 3VA1 160 | 22.56 | TEM | 1 | LP | 0.024 | 1
3VA99880BL30 | SHUNT TRIP LEFT 24 V AC 50/60 HZ / 2430 V DC ACCESSORY FOR 3VA1/2 | 53.82 | TEM | 1 | LP | 0.087 | 1
3KD22302ME100 | SWITCHDISCONNECTOR 32A, FRAME SIZE 1, 3POLE FRONT OPERATING LEFT BASIC UNIT WITHOUT HANDLE BOX TERMINAL | 49.53 | TEM | 1 | LP | 0.783 | 1
3KD26302ME100 | SWITCHDISCONNECTOR 63A, FRAME SIZE 1, 3POLE FRONT OPERATING LEFT BASIC UNIT WITHOUT HANDLE BOX TERMINAL | 52.88 | TEM | 1 | LP | 0.784 | 1
3KD30300NE100 | SWITCHDISCONNECTOR 100A, FRAME SIZE 2, 3POLE FRONT OPERATING LEFT BASIC UNIT WITHOUT HANDLE FLAT TERMINAL INCL. PHASE BARRIERS | 80.15 | TEM | 1 | LP | 1.052 | 1
3KD32300NE100 | SWITCHDISCONNECTOR 125A, FRAME SIZE 2, 3POLE FRONT OPERATING LEFT BASIC UNIT WITHOUT HANDLE FLAT TERMINAL INCL. PHASE BARRIERS | 98.02 | TEM | 1 | LP | 1.05 | 1
3KD32400NE100 | SWITCHDISCONNECTOR 125A, FRAME SIZE 2, 4POLE FRONT OPERATING LEFT BASIC UNIT WITHOUT HANDLE FLAT TERMINAL INCL. PHASE BARRIERS | 119.23 | TEM | 1 | LP | 1.313 | 1
3KD34300NE100 | SWITCHDISCONNECTOR 160A, FRAME SIZE 2, 3POLE FRONT OPERATING LEFT BASIC UNIT WITHOUT HANDLE FLAT TERMINAL INCL. PHASE BARRIERS | 110.25 | TEM | 1 | LP | 1.051 | 1
3KD34302NE100 | SWITCHDISCONNECTOR 160A, FRAME SIZE 2, 3POLE FRONT OPERATING LEFT BASIC UNIT WITHOUT HANDLE BOX TERMINAL | 122.47 | TEM | 1 | LP | 1.146 | 1
3KD34320NE100 | SWITCHDISCONNECTOR 160A, FRAME SIZE 2, 3POLE FRONT OPERATING LEFT COMPLETE ASSEMBLY DIRECT OPERATING MECHANISM GREY FLAT TERMINAL INCL. PHASE BARRIERS | 135.54 | TEM | 1 | LP | 1.086 | 1
3KD36300NE100 | SWITCHDISCONNECTOR 200A, FRAME SIZE 2, 3POLE FRONT OPERATING LEFT BASIC UNIT WITHOUT HANDLE FLAT TERMINAL INCL. PHASE BARRIERS | 135.54 | TEM | 1 | LP | 1.052 | 1
3KD36300PE100 | SWITCHDISCONNECTOR 200A, FRAME SIZE 3, 3POLE FRONT OPERATING LEFT BASIC UNIT WITHOUT HANDLE FLAT TERMINAL | 168.14 | TEM | 1 | LP | 2.9 | 1
3KD36320PE100 | SWITCHDISCONNECTOR 200A, FRAME SIZE 3, 3POLE FRONT OPERATING LEFT COMPLETE ASSEMBLY DIRECT OPERATING MECHANISM GREY FLAT TERMINAL | 200.01 | TEM | 1 | LP | 3 | 1
3KD38300PE100 | SWITCHDISCONNECTOR 250A, FRAME SIZE 3, 3POLE FRONT OPERATING LEFT BASIC UNIT WITHOUT HANDLE FLAT TERMINAL | 216.32 | TEM | 1 | LP | 2.897 | 1
3KD38320PE100 | SWITCHDISCONNECTOR 250A, FRAME SIZE 3, 3POLE FRONT OPERATING LEFT COMPLETE ASSEMBLY DIRECT OPERATING MECHANISM GREY FLAT TERMINAL | 249.02 | TEM | 1 | LP | 2.98 | 1
3KD40300PE100 | SWITCHDISCONNECTOR 315A, FRAME SIZE 3, 3POLE FRONT OPERATING LEFT BASIC UNIT WITHOUT HANDLE FLAT TERMINAL | 249.02 | TEM | 1 | LP | 2.892 | 1
3KD42300PE100 | SWITCHDISCONNECTOR 400A, FRAME SIZE 3, 3POLE FRONT OPERATING LEFT BASIC UNIT WITHOUT HANDLE FLAT TERMINAL | 298.77 | TEM | 1 | LP | 2.896 | 1
3KD42320PE100 | SWITCHDISCONNECTOR 400A, FRAME SIZE 3, 3POLE FRONT OPERATING LEFT COMPLETE ASSEMBLY DIRECT OPERATING MECHANISM GREY FLAT TERMINAL | 330.64 | TEM | 1 | LP | 3 | 1
3KD46300QE100 | SWITCHDISCONNECTOR 630A, FRAME SIZE 4, 3POLE FRONT OPERATING LEFT BASIC UNIT WITHOUT HANDLE FLAT TERMINAL | 543.71 | TEM | 1 | LP | 7.394 | 1
3KD46320QE100 | SWITCHDISCONNECTOR 630A, FRAME SIZE 4, 3POLE FRONT OPERATING LEFT COMPLETE ASSEMBLY DIRECT OPERATING MECHANISM GREY FLAT TERMINAL | 581.33 | TEM | 1 | LP | 7.5 | 1
3KD54300RE100 | SWITCHDISCONNECTOR 1600A, FRAME SIZE 5, 3POLE FRONT OPERATING LEFT BASIC UNIT WITHOUT HANDLE FLAT TERMINAL | 2179.77 | TEM | 1 | LP | 17.08 | 1
3KD91010 | ACCESSORY FOR 3KD FRAME SIZE 1 DIRECT OPERATING MECHANISM GREY FLAT VERSION LOCKABLE IN OFF WITH ONE PADLOCK | 13.38 | TEM | 1 | LP | 0.129 | 1
3KD91011 | ACCESSORY FOR 3KD FRAME SIZE 1 DIRECT OPERATING MECHANISM GREY STANDARD VERSION LOCKABLE IN OFF WITH UP TO 3 PADLOCKS | 13.38 | TEM | 1 | LP | 0.129 | 1
3KD91031 | ACCESSORY FOR 3KD SIZE 1 AND 2 AUXILIARY SWITCH, 1 CHANGE OVER WITH 50CM CONNECTING CABLES | 6.06 | TEM | 1 | LP | 0.112 | 1
3KD91035 | ACCESSORY FOR 3KD SIZE 1 AND 2 AUXILIARY SWITCH MODULE FOR MAX TWO AUXILIARY SWITCHES FOR 3KD FRAME SIZE 1 AND 2 | 10.45 | TEM | 1 | LP | 0.154 | 1
3KD91086 | ACCESSORY FOR 3KD FRAME SIZE 2 PHASE BARRIER CONTAINS 6 PC | 19.33 | TEM | 1 | LP | 0.126 | 1
3KD92011 | ACCESSORY FOR 3KD FRAME SIZE 2 DIRECT OPERATING MECHANISM GREY STANDARD VERSION LOCKABLE IN OFF WITH UP TO 3 PADLOCKS | 24.87 | TEM | 1 | LP | 0.141 | 1
3KD92012 | ACCESSORY FOR 3KD FRAME SIZE 2 DIRECT OPERATING MECHANISM RED/YELLOW STANDARD VERSION LOCKABLE IN OFF WITH UP TO 3 PADLOCKS | 24.87 | TEM | 1 | LP | 0.155 | 1
3KD92046 | ACCESSORY FOR 3KD FRAME SIZE 2 CABLE CONNECTION COVER STANDARD LENGTH CONTAINS 6 PC | 28.53 | TEM | 1 | LP | 0.396 | 1
3KD92151 | ACCESSORY FOR 3KD FRAME SIZE 2 DOORCOUPLING HANDLE COMPLETE DRIVE GREY INCL. SHAFT 300MM LENGTH AND COUPLING DRIVER LOCKABLE IN OFF | 33.75 | TEM | 1 | LP | 0.402 | 1
3KD92152 | ACCESSORY FOR 3KD FRAME SIZE 2 DOORCOUPLING HANDLE COMPLETE DRIVE RED/YELLOW INCL. SHAFT 300MM LENGTH AND COUPLING DRIVER LOCKABLE IN OFF | 33.75 | TEM | 1 | LP | 0.384 | 1
3KD93011 | ACCESSORY FOR 3KD FRAME SIZE 3 DIRECT OPERATING MECHANISM GREY STANDARD VERSION LOCKABLE IN OFF WITH UP TO 3 PADLOCKS | 31.98 | TEM | 1 | LP | 0.22 | 1
3KD93046 | ACCESSORY FOR 3KD FRAME SIZE 3 CABLE CONNECTION COVER STANDARD LENGTH CONTAINS 6 PC | 37.62 | TEM | 1 | LP | 0.56 | 1
3KD93151 | ACCESSORY FOR 3KD FRAME SIZE 3 DOORCOUPLING HANDLE COMPLETE DRIVE GREY INCL. SHAFT 300MM LENGTH AND COUPLING DRIVER LOCKABLE IN OFF | 39.19 | TEM | 1 | LP | 0.928 | 1
3KD93152 | ACCESSORY FOR 3KD FRAME SIZE 3 DOORCOUPLING HANDLE COMPLETE DRIVE RED/YELLOW INCL. SHAFT 300MM LENGTH AND COUPLING DRIVER LOCKABLE IN OFF | 39.19 | TEM | 1 | LP | 0.997 | 1
3KD94046 | ACCESSORY FOR 3KD FRAME SIZE 4 CABLE CONNECTION COVER STANDARD LENGTH CONTAINS 6 PC | 47.23 | TEM | 1 | LP | 1.37 | 1
3KD94086 | ACCESSORY FOR 3KD FRAME SIZE 4 PHASE BARRIER CONTAINS 6 PC | 27.8 | TEM | 1 | LP | 0.203 | 1
3KD94151 | ACCESSORY FOR 3KD FRAME SIZE 4 DOORCOUPLING HANDLE COMPLETE DRIVE GREY INCL. SHAFT 300MM LENGTH AND COUPLING DRIVER LOCKABLE IN OFF | 53.19 | TEM | 1 | LP | 1.024 | 1
3KD94152 | ACCESSORY FOR 3KD FRAME SIZE 4 DOORCOUPLING HANDLE COMPLETE DRIVE RED/YELLOW INCL. SHAFT 300MM LENGTH AND COUPLING DRIVER LOCKABLE IN OFF | 53.19 | TEM | 1 | LP | 1.018 | 1
3KD94153 | ACCESSORY FOR 3KD FRAME SIZE 4 DOORCOUPLING HANDLE HANDLE GREY W/O SHAFT AND COUPLING DRIVER LOCKABLE IN OFF | 42.64 | TEM | 1 | LP | 0.49 | 1
3KD95011 | ACCESSORY FOR 3KD FRAME SIZE 5 DIRECT OPERATING MECHANISM GREY STANDARD VERSION LOCKABLE IN OFF WITH UP TO 3 PADLOCKS | 54.55 | TEM | 1 | LP | 0.842 | 1
3KD22302ME100 | SWITCHDISCONNECTOR 32A, FRAME SIZE 1, 3POLE FRONT OPERATING LEFT BASIC UNIT WITHOUT HANDLE BOX TERMINAL | 49.53 | TEM | 1 | LP | 0.783 | 1
3KD26302ME100 | SWITCHDISCONNECTOR 63A, FRAME SIZE 1, 3POLE FRONT OPERATING LEFT BASIC UNIT WITHOUT HANDLE BOX TERMINAL | 52.88 | TEM | 1 | LP | 0.784 | 1
3KD30300NE100 | SWITCHDISCONNECTOR 100A, FRAME SIZE 2, 3POLE FRONT OPERATING LEFT BASIC UNIT WITHOUT HANDLE FLAT TERMINAL INCL. PHASE BARRIERS | 80.15 | TEM | 1 | LP | 1.052 | 1
3KD32300NE100 | SWITCHDISCONNECTOR 125A, FRAME SIZE 2, 3POLE FRONT OPERATING LEFT BASIC UNIT WITHOUT HANDLE FLAT TERMINAL INCL. PHASE BARRIERS | 98.02 | TEM | 1 | LP | 1.05 | 1
3KD32400NE100 | SWITCHDISCONNECTOR 125A, FRAME SIZE 2, 4POLE FRONT OPERATING LEFT BASIC UNIT WITHOUT HANDLE FLAT TERMINAL INCL. PHASE BARRIERS | 119.23 | TEM | 1 | LP | 1.313 | 1
3KD34300NE100 | SWITCHDISCONNECTOR 160A, FRAME SIZE 2, 3POLE FRONT OPERATING LEFT BASIC UNIT WITHOUT HANDLE FLAT TERMINAL INCL. PHASE BARRIERS | 110.25 | TEM | 1 | LP | 1.051 | 1
3KD34302NE100 | SWITCHDISCONNECTOR 160A, FRAME SIZE 2, 3POLE FRONT OPERATING LEFT BASIC UNIT WITHOUT HANDLE BOX TERMINAL | 122.47 | TEM | 1 | LP | 1.146 | 1
3KD34320NE100 | SWITCHDISCONNECTOR 160A, FRAME SIZE 2, 3POLE FRONT OPERATING LEFT COMPLETE ASSEMBLY DIRECT OPERATING MECHANISM GREY FLAT TERMINAL INCL. PHASE BARRIERS | 135.54 | TEM | 1 | LP | 1.086 | 1
3KD36300NE100 | SWITCHDISCONNECTOR 200A, FRAME SIZE 2, 3POLE FRONT OPERATING LEFT BASIC UNIT WITHOUT HANDLE FLAT TERMINAL INCL. PHASE BARRIERS | 135.54 | TEM | 1 | LP | 1.052 | 1
3KD36300PE100 | SWITCHDISCONNECTOR 200A, FRAME SIZE 3, 3POLE FRONT OPERATING LEFT BASIC UNIT WITHOUT HANDLE FLAT TERMINAL | 168.14 | TEM | 1 | LP | 2.9 | 1
3KD36320PE100 | SWITCHDISCONNECTOR 200A, FRAME SIZE 3, 3POLE FRONT OPERATING LEFT COMPLETE ASSEMBLY DIRECT OPERATING MECHANISM GREY FLAT TERMINAL | 200.01 | TEM | 1 | LP | 3 | 1
3KD38300PE100 | SWITCHDISCONNECTOR 250A, FRAME SIZE 3, 3POLE FRONT OPERATING LEFT BASIC UNIT WITHOUT HANDLE FLAT TERMINAL | 216.32 | TEM | 1 | LP | 2.897 | 1
3KD38320PE100 | SWITCHDISCONNECTOR 250A, FRAME SIZE 3, 3POLE FRONT OPERATING LEFT COMPLETE ASSEMBLY DIRECT OPERATING MECHANISM GREY FLAT TERMINAL | 249.02 | TEM | 1 | LP | 2.98 | 1
3KD40300PE100 | SWITCHDISCONNECTOR 315A, FRAME SIZE 3, 3POLE FRONT OPERATING LEFT BASIC UNIT WITHOUT HANDLE FLAT TERMINAL | 249.02 | TEM | 1 | LP | 2.892 | 1
3KD42300PE100 | SWITCHDISCONNECTOR 400A, FRAME SIZE 3, 3POLE FRONT OPERATING LEFT BASIC UNIT WITHOUT HANDLE FLAT TERMINAL | 298.77 | TEM | 1 | LP | 2.896 | 1
3KD42320PE100 | SWITCHDISCONNECTOR 400A, FRAME SIZE 3, 3POLE FRONT OPERATING LEFT COMPLETE ASSEMBLY DIRECT OPERATING MECHANISM GREY FLAT TERMINAL | 330.64 | TEM | 1 | LP | 3 | 1
3KD46300QE100 | SWITCHDISCONNECTOR 630A, FRAME SIZE 4, 3POLE FRONT OPERATING LEFT BASIC UNIT WITHOUT HANDLE FLAT TERMINAL | 543.71 | TEM | 1 | LP | 7.394 | 1
3KD46320QE100 | SWITCHDISCONNECTOR 630A, FRAME SIZE 4, 3POLE FRONT OPERATING LEFT COMPLETE ASSEMBLY DIRECT OPERATING MECHANISM GREY FLAT TERMINAL | 581.33 | TEM | 1 | LP | 7.5 | 1
3KD54300RE100 | SWITCHDISCONNECTOR 1600A, FRAME SIZE 5, 3POLE FRONT OPERATING LEFT BASIC UNIT WITHOUT HANDLE FLAT TERMINAL | 2179.77 | TEM | 1 | LP | 17.08 | 1
3KD91010 | ACCESSORY FOR 3KD FRAME SIZE 1 DIRECT OPERATING MECHANISM GREY FLAT VERSION LOCKABLE IN OFF WITH ONE PADLOCK | 13.38 | TEM | 1 | LP | 0.129 | 1
3KD91011 | ACCESSORY FOR 3KD FRAME SIZE 1 DIRECT OPERATING MECHANISM GREY STANDARD VERSION LOCKABLE IN OFF WITH UP TO 3 PADLOCKS | 13.38 | TEM | 1 | LP | 0.129 | 1
3KD91031 | ACCESSORY FOR 3KD SIZE 1 AND 2 AUXILIARY SWITCH, 1 CHANGE OVER WITH 50CM CONNECTING CABLES | 6.06 | TEM | 1 | LP | 0.112 | 1
3KD91035 | ACCESSORY FOR 3KD SIZE 1 AND 2 AUXILIARY SWITCH MODULE FOR MAX TWO AUXILIARY SWITCHES FOR 3KD FRAME SIZE 1 AND 2 | 10.45 | TEM | 1 | LP | 0.154 | 1
3KD91086 | ACCESSORY FOR 3KD FRAME SIZE 2 PHASE BARRIER CONTAINS 6 PC | 19.33 | TEM | 1 | LP | 0.126 | 1
3KD92011 | ACCESSORY FOR 3KD FRAME SIZE 2 DIRECT OPERATING MECHANISM GREY STANDARD VERSION LOCKABLE IN OFF WITH UP TO 3 PADLOCKS | 24.87 | TEM | 1 | LP | 0.141 | 1
3KD92012 | ACCESSORY FOR 3KD FRAME SIZE 2 DIRECT OPERATING MECHANISM RED/YELLOW STANDARD VERSION LOCKABLE IN OFF WITH UP TO 3 PADLOCKS | 24.87 | TEM | 1 | LP | 0.155 | 1
3KD92046 | ACCESSORY FOR 3KD FRAME SIZE 2 CABLE CONNECTION COVER STANDARD LENGTH CONTAINS 6 PC | 28.53 | TEM | 1 | LP | 0.396 | 1
3KD92151 | ACCESSORY FOR 3KD FRAME SIZE 2 DOORCOUPLING HANDLE COMPLETE DRIVE GREY INCL. SHAFT 300MM LENGTH AND COUPLING DRIVER LOCKABLE IN OFF | 33.75 | TEM | 1 | LP | 0.402 | 1
3KD92152 | ACCESSORY FOR 3KD FRAME SIZE 2 DOORCOUPLING HANDLE COMPLETE DRIVE RED/YELLOW INCL. SHAFT 300MM LENGTH AND COUPLING DRIVER LOCKABLE IN OFF | 33.75 | TEM | 1 | LP | 0.384 | 1
3KD93011 | ACCESSORY FOR 3KD FRAME SIZE 3 DIRECT OPERATING MECHANISM GREY STANDARD VERSION LOCKABLE IN OFF WITH UP TO 3 PADLOCKS | 31.98 | TEM | 1 | LP | 0.22 | 1
3KD93046 | ACCESSORY FOR 3KD FRAME SIZE 3 CABLE CONNECTION COVER STANDARD LENGTH CONTAINS 6 PC | 37.62 | TEM | 1 | LP | 0.56 | 1
3KD93151 | ACCESSORY FOR 3KD FRAME SIZE 3 DOORCOUPLING HANDLE COMPLETE DRIVE GREY INCL. SHAFT 300MM LENGTH AND COUPLING DRIVER LOCKABLE IN OFF | 39.19 | TEM | 1 | LP | 0.928 | 1
3KD93152 | ACCESSORY FOR 3KD FRAME SIZE 3 DOORCOUPLING HANDLE COMPLETE DRIVE RED/YELLOW INCL. SHAFT 300MM LENGTH AND COUPLING DRIVER LOCKABLE IN OFF | 39.19 | TEM | 1 | LP | 0.997 | 1
3KD94046 | ACCESSORY FOR 3KD FRAME SIZE 4 CABLE CONNECTION COVER STANDARD LENGTH CONTAINS 6 PC | 47.23 | TEM | 1 | LP | 1.37 | 1
3KD94086 | ACCESSORY FOR 3KD FRAME SIZE 4 PHASE BARRIER CONTAINS 6 PC | 27.8 | TEM | 1 | LP | 0.203 | 1
3KD94151 | ACCESSORY FOR 3KD FRAME SIZE 4 DOORCOUPLING HANDLE COMPLETE DRIVE GREY INCL. SHAFT 300MM LENGTH AND COUPLING DRIVER LOCKABLE IN OFF | 53.19 | TEM | 1 | LP | 1.024 | 1
3KD94152 | ACCESSORY FOR 3KD FRAME SIZE 4 DOORCOUPLING HANDLE COMPLETE DRIVE RED/YELLOW INCL. SHAFT 300MM LENGTH AND COUPLING DRIVER LOCKABLE IN OFF | 53.19 | TEM | 1 | LP | 1.018 | 1
3KD94153 | ACCESSORY FOR 3KD FRAME SIZE 4 DOORCOUPLING HANDLE HANDLE GREY W/O SHAFT AND COUPLING DRIVER LOCKABLE IN OFF | 42.64 | TEM | 1 | LP | 0.49 | 1
3KD95011 | ACCESSORY FOR 3KD FRAME SIZE 5 DIRECT OPERATING MECHANISM GREY STANDARD VERSION LOCKABLE IN OFF WITH UP TO 3 PADLOCKS | 54.55 | TEM | 1 | LP | 0.842 | 1
3KC90008CL10 | Transfer control device ATC3100 Chinese Version | #N/A | TEM | 1 | LP | 1.1 | 1
3KC90008EL10 | Transfer control device ATC3100 internationelle Version (EN) | 418.84 | TEM | 1 | LP | 1.403 | 1
3KC90008EL62 | CONNECTION CABLE ATC3X00 TO MCCB, ACB | 84.75 | TEM | 1 | LP | 0.578 | 1
3KC90008TL30 | SENTRON ATC5300; LNEED; 144X144; TRANSFER CONTROL DEVICE FOR CONTROLLING MCCB, ACB, LBS FOR LOAD TRANSFER BETWEEN MAIN AND ANCILLARY NETWORK; PANEL MOUNTING DEVICE VN: 220 TO 240 VAC 50/60HZ VN: 12 TO 48 VDC; SETTING RANGE: VI: 100 690V 50/60HZ SCREW TERMINAL | 1668.55 | TEM | 1 | LP | 1.005 | 1
3KC90008TL70 | SENTRON SOFTWARE ATC FOR TRANSFER CONTROL DEVICE; INCL. CONNECTING CABLE BETWEEN CONTROLLER AND PC, CABLE LENGTH 1.8 M | 559.18 | TEM | 1 | LP | 0.187 | 1
3KC90008CL10 | Transfer control device ATC3100 Chinese Version | #N/A | TEM | 1 | LP | 1.1 | 1
3KC90008EL10 | Transfer control device ATC3100 internationelle Version (EN) | 418.84 | TEM | 1 | LP | 1.403 | 1
3KC90008EL62 | CONNECTION CABLE ATC3X00 TO MCCB, ACB | 84.75 | TEM | 1 | LP | 0.578 | 1
3KC90008TL30 | SENTRON ATC5300; LNEED; 144X144; TRANSFER CONTROL DEVICE FOR CONTROLLING MCCB, ACB, LBS FOR LOAD TRANSFER BETWEEN MAIN AND ANCILLARY NETWORK; PANEL MOUNTING DEVICE VN: 220 TO 240 VAC 50/60HZ VN: 12 TO 48 VDC; SETTING RANGE: VI: 100 690V 50/60HZ SCREW TERMINAL | 1668.55 | TEM | 1 | LP | 1.005 | 1
3KC90008TL70 | SENTRON SOFTWARE ATC FOR TRANSFER CONTROL DEVICE; INCL. CONNECTING CABLE BETWEEN CONTROLLER AND PC, CABLE LENGTH 1.8 M | 559.18 | TEM | 1 | LP | 0.187 | 1
5SJ61106KS | CIRCUIT BREAKER 230/400V 6KA, 1POLE, B, 10A, D=70MM WITH SCREWLESS TAPOFF TERMINAL | 5.78 | TEM | 1 | LP | 0.117 | 1
5SJ61166KS | CIRCUIT BREAKER 230/400V 6KA, 1POLE, B, 16A, D=70MM WITH SCREWLESS TAPOFF TERMINAL | 5.78 | TEM | 1 | LP | 0.118 | 1
5SJ61206KS | CIRCUIT BREAKER 230/400V 6KA, 1POLE, B, 20A, D=70MM WITH SCREWLESS TAPOFF TERMINAL | 5.78 | TEM | 1 | LP | 0.126 | 1
5SJ62166KS | CIRCUIT BREAKER 400V 6KA, 2POLE, B, 16A, D=70MM WITH SCREWLESS TAPOFF TERMINAL | 14.49 | TEM | 1 | LP | 0.247 | 1
5SJ62206KS | CIRCUIT BREAKER 400V 6KA, 2POLE, B, 20A, D=70MM WITH SCREWLESS TAPOFF TERMINAL | 14.49 | TEM | 1 | LP | 0.244 | 1
5SJ65106KS | CIRCUIT BREAKER 230V 6KA, 1+NPOLE, B, 10A, D=70MM WITH SCREWLESS TAPOFF TERMINAL | 12.39 | TEM | 1 | LP | 0.221 | 1
5SJ65166KS | CIRCUIT BREAKER 230V 6KA, 1+NPOLE, B, 16A, D=70MM WITH SCREWLESS TAPOFF TERMINAL | 12.39 | TEM | 1 | LP | 0.22 | 1
5SJ65206KS | CIRCUIT BREAKER 230V 6KA, 1+NPOLE, B, 20A, D=70MM WITH SCREWLESS TAPOFF TERMINAL | 12.39 | TEM | 1 | LP | 0.221 | 1
5SY60066 | CIRCUIT BREAKER 230V 6KA, 1+NPOLE/1MW, B 6A | 18.38 | TEM | 1 | LP | 0.12 | 1
5SY60106 | CIRCUITBREAKER 230V 6KA, 1+NPOLE/1MW, B 10A | 15.33 | TEM | 1 | LP | 0.119 | 1
5SY60136 | CIRCUITBREAKER 230V 6KA, 1+NPOLE/1MW, B 13A | 15.33 | TEM | 1 | LP | 0.112 | 1
5SY60166 | CIRCUIT BREAKER 230V 6KA, 1+NPOLE/1MW, B 16A | 15.33 | TEM | 1 | LP | 0.112 | 1
5SY60206 | CIRCUITBREAKER 230V 6KA, 1+NPOLE/1MW, B 20A | 15.33 | TEM | 1 | LP | 0.123 | 1
5SY60256 | CIRCUIT BREAKER 230V 6KA, 1+NPOLE/1MW, B 25A | 15.33 | TEM | 1 | LP | 0.124 | 1
5SY60326 | CIRCUIT BREAKER 230V 6KA, 1+NPOLE/1MW, B 32A | 18.59 | TEM | 1 | LP | 0.125 | 1
5SY60406 | CIRCUITBREAKER 230 V 6 KA, 1+NPOLE/1MW, B 40A | 23 | TEM | 1 | LP | 0.127 | 1
5SY61026 | CIRCUIT BREAKER 230/400V 6KA, 1POLE, B, 2A, D=70MM | 10.4 | TEM | 1 | LP | 0.16 | 1
5SY61046 | CIRCUIT BREAKER 230/400V 6KA, 1POLE, B, 4A, D=70MM | 10.4 | TEM | 1 | LP | 0.158 | 1
5SY61066 | CIRCUIT BREAKER 230/400V 6KA, 1POLE, B, 6A, D=70MM | 10.4 | TEM | 1 | LP | 0.162 | 1
5SY61106 | CIRCUIT BREAKER 230/400V 6KA, 1POLE, B, 10A, D=70MM | 8.61 | TEM | 1 | LP | 0.151 | 1
5SY61166 | CIRCUIT BREAKER 230/400V 6KA, 1POLE, B, 16A, D=70MM | 8.61 | TEM | 1 | LP | 0.153 | 1
5SY61206 | CIRCUIT BREAKER 230/400V 6KA, 1POLE, B, 20A, D=70MM | 8.61 | TEM | 1 | LP | 0.151 | 1
5SY61256 | CIRCUIT BREAKER 230/400V 6KA, 1POLE, B, 25A, D=70MM | 8.61 | TEM | 1 | LP | 0.153 | 1
5SY61326 | CIRCUIT BREAKER 230/400V 6KA, 1POLE, B, 32A, D=70MM | 10.4 | TEM | 1 | LP | 0.156 | 1
5SY61406 | CIRCUIT BREAKER 230/400V 6KA, 1POLE, B, 40A, D=70MM | 12.92 | TEM | 1 | LP | 0.164 | 1
5SY62066 | CIRCUIT BREAKER 400V 6KA, 2POLE, B, 6A, D=70MM | 28.98 | TEM | 1 | LP | 0.306 | 1
5SY62106 | CIRCUIT BREAKER 400V 6KA, 2POLE, B, 10A, D=70MM | 24.05 | TEM | 1 | LP | 0.314 | 1
5SY62166 | CIRCUIT BREAKER 400V 6KA, 2POLE, B, 16A, D=70MM | 24.05 | TEM | 1 | LP | 0.308 | 1
5SY62206 | CIRCUIT BREAKER 400V 6KA, 2POLE, B, 20A, D=70MM | 24.05 | TEM | 1 | LP | 0.288 | 1
5SY62256 | CIRCUIT BREAKER 400V 6KA, 2POLE, B, 25A, D=70MM | 24.05 | TEM | 1 | LP | 0.317 | 1
5SY63066 | CIRCUIT BREAKER 400V 6KA, 3POLE, B, 6A, D=70MM | 41.37 | TEM | 1 | LP | 0.466 | 1
5SY63106 | CIRCUIT BREAKER 400V 6KA, 3POLE, B,10A, D=70MM | 34.44 | TEM | 1 | LP | 0.456 | 1
5SY63166 | CIRCUIT BREAKER 400V 6KA, 3POLE, B,16A, D=70MM | 34.44 | TEM | 1 | LP | 0.463 | 1
5SY63206 | CIRCUIT BREAKER 400V 6KA, 3POLE, B,20A, D=70MM | 34.44 | TEM | 1 | LP | 0.464 | 1
5SY63256 | CIRCUIT BREAKER 400V 6KA, 3POLE, B,25A, D=70MM | 34.44 | TEM | 1 | LP | 0.469 | 1
5SY63326 | CIRCUIT BREAKER 400V 6KA, 3POLE, B,32A, D=70MM | 41.37 | TEM | 1 | LP | 0.484 | 1
5SY63406 | CIRCUIT BREAKER 400V 6KA, 3POLE, B,40A, D=70MM | 51.24 | TEM | 1 | LP | 0.475 | 1
5SY63506 | CIRCUIT BREAKER 400V 6KA, 3POLE, B,50A, D=70MM | 61.53 | TEM | 1 | LP | 0.483 | 1
5SY63636 | CIRCUIT BREAKER 400V 6KA, 3POLE, B,63A, D=70MM | 73.08 | TEM | 1 | LP | 0.496 | 1
5SY64326 | CIRCUIT BREAKER 400V 6KA, 4POLE, B,32A, D=70MM | 58.07 | TEM | 1 | LP | 0.638 | 1
5SY65066 | CIRCUIT BREAKER 230V 6KA,1+NPOLE B, 6A, D=70MM | 19.85 | TEM | 1 | LP | 0.313 | 1
5SY65106 | CIRCUIT BREAKER 230V 6KA,1+NPOLE B, 10A, D=70MM | 16.49 | TEM | 1 | LP | 0.319 | 1
5SY65166 | CIRCUIT BREAKER 230V 6KA,1+NPOLE B, 16A, D=70MM | 16.49 | TEM | 1 | LP | 0.308 | 1
5SY65256 | CIRCUIT BREAKER 230V 6KA,1+NPOLE B, 25A, D=70MM | 16.49 | TEM | 1 | LP | 0.321 | 1
5SY65506 | CIRCUIT BREAKER 230V 6KA,1+NPOLE B, 50A, D=70MM | 29.4 | TEM | 1 | LP | 0.328 | 1
5SY66166 | CIRCUIT BREAKER 400V 6KA,3+NPOLE B, 16A, D=70MM | 42.95 | TEM | 1 | LP | 0.62 | 1
5SJ61106KS | CIRCUIT BREAKER 230/400V 6KA, 1POLE, B, 10A, D=70MM WITH SCREWLESS TAPOFF TERMINAL | 5.78 | TEM | 1 | LP | 0.117 | 1
5SJ61166KS | CIRCUIT BREAKER 230/400V 6KA, 1POLE, B, 16A, D=70MM WITH SCREWLESS TAPOFF TERMINAL | 5.78 | TEM | 1 | LP | 0.118 | 1
5SJ61206KS | CIRCUIT BREAKER 230/400V 6KA, 1POLE, B, 20A, D=70MM WITH SCREWLESS TAPOFF TERMINAL | 5.78 | TEM | 1 | LP | 0.126 | 1
5SJ62166KS | CIRCUIT BREAKER 400V 6KA, 2POLE, B, 16A, D=70MM WITH SCREWLESS TAPOFF TERMINAL | 14.49 | TEM | 1 | LP | 0.247 | 1
5SJ62206KS | CIRCUIT BREAKER 400V 6KA, 2POLE, B, 20A, D=70MM WITH SCREWLESS TAPOFF TERMINAL | 14.49 | TEM | 1 | LP | 0.244 | 1
5SJ65106KS | CIRCUIT BREAKER 230V 6KA, 1+NPOLE, B, 10A, D=70MM WITH SCREWLESS TAPOFF TERMINAL | 12.39 | TEM | 1 | LP | 0.221 | 1
5SJ65166KS | CIRCUIT BREAKER 230V 6KA, 1+NPOLE, B, 16A, D=70MM WITH SCREWLESS TAPOFF TERMINAL | 12.39 | TEM | 1 | LP | 0.22 | 1
5SJ65206KS | CIRCUIT BREAKER 230V 6KA, 1+NPOLE, B, 20A, D=70MM WITH SCREWLESS TAPOFF TERMINAL | 12.39 | TEM | 1 | LP | 0.221 | 1
5SY60066 | CIRCUIT BREAKER 230V 6KA, 1+NPOLE/1MW, B 6A | 18.38 | TEM | 1 | LP | 0.12 | 1
5SY60106 | CIRCUITBREAKER 230V 6KA, 1+NPOLE/1MW, B 10A | 15.33 | TEM | 1 | LP | 0.119 | 1
5SY60136 | CIRCUITBREAKER 230V 6KA, 1+NPOLE/1MW, B 13A | 15.33 | TEM | 1 | LP | 0.112 | 1
5SY60166 | CIRCUIT BREAKER 230V 6KA, 1+NPOLE/1MW, B 16A | 15.33 | TEM | 1 | LP | 0.112 | 1
5SY60206 | CIRCUITBREAKER 230V 6KA, 1+NPOLE/1MW, B 20A | 15.33 | TEM | 1 | LP | 0.123 | 1
5SY60256 | CIRCUIT BREAKER 230V 6KA, 1+NPOLE/1MW, B 25A | 15.33 | TEM | 1 | LP | 0.124 | 1
5SY60326 | CIRCUIT BREAKER 230V 6KA, 1+NPOLE/1MW, B 32A | 18.59 | TEM | 1 | LP | 0.125 | 1
5SY60406 | CIRCUITBREAKER 230 V 6 KA, 1+NPOLE/1MW, B 40A | 23 | TEM | 1 | LP | 0.127 | 1
5SY61026 | CIRCUIT BREAKER 230/400V 6KA, 1POLE, B, 2A, D=70MM | 10.4 | TEM | 1 | LP | 0.16 | 1
5SY61046 | CIRCUIT BREAKER 230/400V 6KA, 1POLE, B, 4A, D=70MM | 10.4 | TEM | 1 | LP | 0.158 | 1
5SY61066 | CIRCUIT BREAKER 230/400V 6KA, 1POLE, B, 6A, D=70MM | 10.4 | TEM | 1 | LP | 0.162 | 1
5SY61106 | CIRCUIT BREAKER 230/400V 6KA, 1POLE, B, 10A, D=70MM | 8.61 | TEM | 1 | LP | 0.151 | 1
5SY61166 | CIRCUIT BREAKER 230/400V 6KA, 1POLE, B, 16A, D=70MM | 8.61 | TEM | 1 | LP | 0.153 | 1
5SY61206 | CIRCUIT BREAKER 230/400V 6KA, 1POLE, B, 20A, D=70MM | 8.61 | TEM | 1 | LP | 0.151 | 1
5SY61256 | CIRCUIT BREAKER 230/400V 6KA, 1POLE, B, 25A, D=70MM | 8.61 | TEM | 1 | LP | 0.153 | 1
5SY61326 | CIRCUIT BREAKER 230/400V 6KA, 1POLE, B, 32A, D=70MM | 10.4 | TEM | 1 | LP | 0.156 | 1
5SY61406 | CIRCUIT BREAKER 230/400V 6KA, 1POLE, B, 40A, D=70MM | 12.92 | TEM | 1 | LP | 0.164 | 1
5SY62066 | CIRCUIT BREAKER 400V 6KA, 2POLE, B, 6A, D=70MM | 28.98 | TEM | 1 | LP | 0.306 | 1
5SY62106 | CIRCUIT BREAKER 400V 6KA, 2POLE, B, 10A, D=70MM | 24.05 | TEM | 1 | LP | 0.314 | 1
5SY62166 | CIRCUIT BREAKER 400V 6KA, 2POLE, B, 16A, D=70MM | 24.05 | TEM | 1 | LP | 0.308 | 1
5SY62206 | CIRCUIT BREAKER 400V 6KA, 2POLE, B, 20A, D=70MM | 24.05 | TEM | 1 | LP | 0.288 | 1
5SY62256 | CIRCUIT BREAKER 400V 6KA, 2POLE, B, 25A, D=70MM | 24.05 | TEM | 1 | LP | 0.317 | 1
5SY63066 | CIRCUIT BREAKER 400V 6KA, 3POLE, B, 6A, D=70MM | 41.37 | TEM | 1 | LP | 0.466 | 1
5SY63106 | CIRCUIT BREAKER 400V 6KA, 3POLE, B,10A, D=70MM | 34.44 | TEM | 1 | LP | 0.456 | 1
5SY63166 | CIRCUIT BREAKER 400V 6KA, 3POLE, B,16A, D=70MM | 34.44 | TEM | 1 | LP | 0.463 | 1
5SY63206 | CIRCUIT BREAKER 400V 6KA, 3POLE, B,20A, D=70MM | 34.44 | TEM | 1 | LP | 0.464 | 1
5SY63256 | CIRCUIT BREAKER 400V 6KA, 3POLE, B,25A, D=70MM | 34.44 | TEM | 1 | LP | 0.469 | 1
5SY63326 | CIRCUIT BREAKER 400V 6KA, 3POLE, B,32A, D=70MM | 41.37 | TEM | 1 | LP | 0.484 | 1
5SY63406 | CIRCUIT BREAKER 400V 6KA, 3POLE, B,40A, D=70MM | 51.24 | TEM | 1 | LP | 0.475 | 1
5SY63506 | CIRCUIT BREAKER 400V 6KA, 3POLE, B,50A, D=70MM | 61.53 | TEM | 1 | LP | 0.483 | 1
5SY63636 | CIRCUIT BREAKER 400V 6KA, 3POLE, B,63A, D=70MM | 73.08 | TEM | 1 | LP | 0.496 | 1
5SY64326 | CIRCUIT BREAKER 400V 6KA, 4POLE, B,32A, D=70MM | 58.07 | TEM | 1 | LP | 0.638 | 1
5SY65066 | CIRCUIT BREAKER 230V 6KA,1+NPOLE B, 6A, D=70MM | 19.85 | TEM | 1 | LP | 0.313 | 1
5SY65106 | CIRCUIT BREAKER 230V 6KA,1+NPOLE B, 10A, D=70MM | 16.49 | TEM | 1 | LP | 0.319 | 1
5SY65166 | CIRCUIT BREAKER 230V 6KA,1+NPOLE B, 16A, D=70MM | 16.49 | TEM | 1 | LP | 0.308 | 1
5SY65256 | CIRCUIT BREAKER 230V 6KA,1+NPOLE B, 25A, D=70MM | 16.49 | TEM | 1 | LP | 0.321 | 1
5SY65506 | CIRCUIT BREAKER 230V 6KA,1+NPOLE B, 50A, D=70MM | 29.4 | TEM | 1 | LP | 0.328 | 1
5SY66166 | CIRCUIT BREAKER 400V 6KA,3+NPOLE B, 16A, D=70MM | 42.95 | TEM | 1 | LP | 0.62 | 1
5SJ61107KS | CIRCUIT BREAKER 230/400V 6KA, 1POLE, C, 10A, D=70MM WITH SCREWLESS TAPOFF TERMINAL | 5.17 | TEM | 1 | LP | 0.115 | 1
5SJ61207KS | CIRCUIT BREAKER 230/400V 6KA, 1POLE, C, 20A, D=70MM WITH SCREWLESS TAPOFF TERMINAL | 5.17 | TEM | 1 | LP | 0.123 | 1
5SY60027 | CIRCUIT BREAKER 230V 6KA, 1+N POLES/1TE, C 2A | 14.66 | TEM | 1 | LP | 0.12 | 1
5SY60047 | CIRCUIT BREAKER 230V 6KA, 1+N POLES/1TE, C 4A | 14.66 | TEM | 1 | LP | 0.12 | 1
5SY60067 | CIRCUIT BREAKER 230V 6KA, 1+NPOLE/1MW, C 6A | 15.79 | TEM | 1 | LP | 0.108 | 1
5SY60087 | CIRCUIT BREAKER 230V 6KA, 1+N POLES/1TE, C 8A | 15.79 | TEM | 1 | LP | 0.12 | 1
5SY60107 | CIRCUITBREAKER 230V 6KA, 1+NPOLE/1MW, C 10A | 13.07 | TEM | 1 | LP | 0.109 | 1
5SY60107KL | CIRCUITBREAKER 230 V 6 KA, 1+NPOLE/1MW, N LEFT C 10 A | 13.07 | TEM | 1 | LP | 0.118 | 1
5SY60137 | CIRCUIT BREAKER 230V 6KA, 1+NPOLE/1MW, C 13A | 13.07 | TEM | 1 | LP | 0.109 | 1
5SY60167 | CIRCUIT BREAKER 230V 6KA, 1+NPOLE/1MW, C 16A | 13.07 | TEM | 1 | LP | 0.109 | 1
5SY60207 | CIRCUIT BREAKER 230V 6KA, 1+NPOLE/1MW, C 20A | 13.07 | TEM | 1 | LP | 0.11 | 1
5SY60257 | CIRCUIT BREAKER 230V 6KA, 1+NPOLE/1MW, C 25A | 13.07 | TEM | 1 | LP | 0.117 | 1
5SY60327 | CIRCUIT BREAKER 230V 6KA, 1+NPOLE/1MW, C 32A | 15.79 | TEM | 1 | LP | 0.126 | 1
5SY60407 | CIRCUITBREAKER 230 V 6 KA, 1+NPOLE/1MW, C 40A | 19.65 | TEM | 1 | LP | 0.127 | 1
5SY61017 | CIRCUIT BREAKER 230/400V 6KA, 1POLE, C, 1A, D=70MM | 9.31 | TEM | 1 | LP | 0.155 | 1
5SY61027 | CIRCUIT BREAKER 230/400V 6KA, 1POLE, C, 2A, D=70MM | 9.31 | TEM | 1 | LP | 0.162 | 1
5SY61037 | CIRCUIT BREAKER 230/400V 6KA, 1POLE, C, 3A, D=70MM | 9.31 | TEM | 1 | LP | 0.152 | 1
5SY61047 | CIRCUIT BREAKER 230/400V 6KA, 1POLE, C, 4A, D=70MM | 9.31 | TEM | 1 | LP | 0.153 | 1
5SY61057 | CIRCUIT BREAKER 230/400V 6KA, 1POLE, C, 0.5A, D=70MM | 9.31 | TEM | 1 | LP | 0.157 | 1
5SY61067 | CIRCUIT BREAKER 230/400V 6KA, 1POLE, C, 6A, D=70MM | 9.31 | TEM | 1 | LP | 0.151 | 1
5SY61087 | CIRCUIT BREAKER 230/400V 6KA, 1POLE, C, 8A, D=70MM | 9.31 | TEM | 1 | LP | 0.15 | 1
5SY61107 | CIRCUIT BREAKER 230/400V 6KA, 1POLE, C, 10A, D=70MM | 7.71 | TEM | 1 | LP | 0.15 | 1
5SY61137 | CIRCUIT BREAKER 230/400V 6KA, 1POLE, C, 13A, D=70MM | 7.71 | TEM | 1 | LP | 0.155 | 1
5SY61147 | CIRCUIT BREAKER 230/400V 6KA, 1POLE, C, 0.3A, D=70MM | 9.31 | TEM | 1 | LP | 0.168 | 1
5SY61157 | CIRCUIT BREAKER 230/400V 6KA, 1POLE, C, 1.6A, D=70MM | 9.31 | TEM | 1 | LP | 0.168 | 1
5SY61167 | CIRCUIT BREAKER 230/400V 6KA, 1POLE, C, 16A, D=70MM | 7.71 | TEM | 1 | LP | 0.155 | 1
5SY61207 | CIRCUIT BREAKER 230/400V 6KA, 1POLE, C, 20A, D=70MM | 7.71 | TEM | 1 | LP | 0.154 | 1
5SY61257 | CIRCUIT BREAKER 230/400V 6KA, 1POLE, C, 25A, D=70MM | 7.71 | TEM | 1 | LP | 0.154 | 1
5SY61327 | CIRCUIT BREAKER 230/400V 6KA, 1POLE, C, 32A, D=70MM | 9.31 | TEM | 1 | LP | 0.154 | 1
5SY61407 | CIRCUIT BREAKER 230/400V 6KA, 1POLE, C, 40A, D=70MM | 11.66 | TEM | 1 | LP | 0.155 | 1
5SY61507 | CIRCUIT BREAKER 230/400V 6KA, 1POLE, C, 50A, D=70MM | 14.01 | TEM | 1 | LP | 0.16 | 1
5SY61637 | CIRCUIT BREAKER 230/400V 6KA, 1POLE, C, 63A, D=70MM | 16.17 | TEM | 1 | LP | 0.164 | 1
5SY62017 | CIRCUIT BREAKER 400V 6KA, 2POLE, C, 1A, D=70MM | 25.85 | TEM | 1 | LP | 0.313 | 1
5SY62027 | CIRCUIT BREAKER 400V 6KA, 2POLE, C, 2A, D=70MM | 25.85 | TEM | 1 | LP | 0.316 | 1
5SY62037 | CIRCUIT BREAKER 400V 6KA, 2POLE, C, 3A, D=70MM | 25.85 | TEM | 1 | LP | 0.306 | 1
5SY62047 | CIRCUIT BREAKER 400V 6KA, 2POLE, C, 4A, D=70MM | 25.85 | TEM | 1 | LP | 0.304 | 1
5SY62057 | CIRCUIT BREAKER 400V 6KA, 2POLE, C, 0.5A, D=70MM | 25.85 | TEM | 1 | LP | 0.322 | 1
5SY62067 | CIRCUIT BREAKER 400V 6KA, 2POLE, C, 6A, D=70MM | 25.85 | TEM | 1 | LP | 0.303 | 1
5SY62087 | CIRCUIT BREAKER 400V 6KA, 2POLE, C,8A, D=70MM | 25.85 | TEM | 1 | LP | 0.309 | 1
5SY62107 | CIRCUIT BREAKER 400V 6KA, 2POLE, C, 10A, D=70MM | 21.53 | TEM | 1 | LP | 0.309 | 1
5SY62137 | CIRCUIT BREAKER 400V 6KA, 2POLE, C, 13A, D=70MM | 21.53 | TEM | 1 | LP | 0.316 | 1
5SY62147 | CIRCUIT BREAKER 400V 6KA, 2POLE, C, 0.3A, D=70MM | 25.85 | TEM | 1 | LP | 0.325 | 1
5SY62157 | CIRCUIT BREAKER 400V 6KA, 2POLE, C, 1.6A, D=70MM | 25.85 | TEM | 1 | LP | 0.317 | 1
5SY62167 | CIRCUIT BREAKER 400V 6KA, 2POLE, C, 16A, D=70MM | 21.53 | TEM | 1 | LP | 0.302 | 1
5SY62207 | CIRCUIT BREAKER 400V 6KA, 2POLE, C, 20A, D=70MM | 21.53 | TEM | 1 | LP | 0.31 | 1
5SY62257 | CIRCUIT BREAKER 400V 6KA, 2POLE, C, 25A, D=70MM | 21.53 | TEM | 1 | LP | 0.31 | 1
5SY62327 | CIRCUIT BREAKER 400V 6KA, 2POLE, C, 32A, D=70MM | 25.85 | TEM | 1 | LP | 0.31 | 1
5SY62407 | CIRCUIT BREAKER 400V 6KA, 2POLE, C, 40A, D=70MM | 32.34 | TEM | 1 | LP | 0.316 | 1
5SY62507 | CIRCUIT BREAKER 400V 6KA, 2POLE, C, 50A, D=70MM | 39.01 | TEM | 1 | LP | 0.326 | 1
5SY62637 | CIRCUIT BREAKER 400V 6KA, 2POLE, C, 63A, D=70MM | 45.21 | TEM | 1 | LP | 0.337 | 1
5SY63017 | CIRCUIT BREAKER 400V 6KA, 3POLE, C, 1A, D=70MM | 37.13 | TEM | 1 | LP | 0.48 | 1
5SY63027 | CIRCUIT BREAKER 400V 6KA, 3POLE, C, 2A, D=70MM | 37.13 | TEM | 1 | LP | 0.475 | 1
5SY63037 | CIRCUIT BREAKER 400V 6KA, 3POLE, C, 3A, D=70MM | 37.13 | TEM | 1 | LP | 0.463 | 1
5SY63047 | CIRCUIT BREAKER 400V 6KA, 3POLE, C, 4A, D=70MM | 37.13 | TEM | 1 | LP | 0.459 | 1
5SY63057 | CIRCUIT BREAKER 400V 6KA, 3POLE, C, 0.5A, D=70MM | 37.13 | TEM | 1 | LP | 0.478 | 1
5SY63067 | CIRCUIT BREAKER 400V 6KA, 3POLE, C, 6A, D=70MM | 37.13 | TEM | 1 | LP | 0.452 | 1
5SY63107 | CIRCUIT BREAKER 400V 6KA, 3POLE, C, 10A, D=70MM | 30.83 | TEM | 1 | LP | 0.453 | 1
5SY63137 | CIRCUIT BREAKER 400V 6KA, 3POLE, C, 13A, D=70MM | 30.83 | TEM | 1 | LP | 0.469 | 1
5SY63157 | CIRCUIT BREAKER 400V 6KA, 3POLE, C, 1.6A, D=70MM | 37.13 | TEM | 1 | LP | 0.47 | 1
5SY63167 | CIRCUIT BREAKER 400V 6KA, 3POLE, C, 16A, D=70MM | 30.83 | TEM | 1 | LP | 0.453 | 1
5SY63207 | CIRCUIT BREAKER 400V 6KA, 3POLE, C, 20A, D=70MM | 30.83 | TEM | 1 | LP | 0.464 | 1
5SY63257 | CIRCUIT BREAKER 400V 6KA, 3POLE, C, 25A, D=70MM | 30.83 | TEM | 1 | LP | 0.465 | 1
5SY63327 | CIRCUIT BREAKER 400V 6KA, 3POLE, C, 32A, D=70MM | 37.13 | TEM | 1 | LP | 0.469 | 1
5SY63407 | CIRCUIT BREAKER 400V 6KA, 3POLE, C, 40A, D=70MM | 46.15 | TEM | 1 | LP | 0.472 | 1
5SY63507 | CIRCUIT BREAKER 400V 6KA, 3POLE, C, 50A, D=70MM | 55.65 | TEM | 1 | LP | 0.483 | 1
5SY63637 | CIRCUIT BREAKER 400V 6KA, 3POLE, C, 63A, D=70MM | 65.24 | TEM | 1 | LP | 0.499 | 1
5SY64027 | CIRCUIT BREAKER 400V 6KA, 4POLE, C, 2A, D=70MM | 51.51 | TEM | 1 | LP | 0.644 | 1
5SY64047 | CIRCUIT BREAKER 400V 6KA, 4POLE, C, 4A, D=70MM | 51.51 | TEM | 1 | LP | 0.615 | 1
5SY64067 | CIRCUIT BREAKER 400V 6KA, 4POLE, C, 6A, D=70MM | 51.51 | TEM | 1 | LP | 0.615 | 1
5SY64107 | CIRCUIT BREAKER 400V 6KA, 4POLE, C, 10A, D=70MM | 43.43 | TEM | 1 | LP | 0.605 | 1
5SY64167 | CIRCUIT BREAKER 400V 6KA, 4POLE, C, 16A, D=70MM | 43.43 | TEM | 1 | LP | 0.619 | 1
5SY64257 | CIRCUIT BREAKER 400V 6KA, 4POLE, C, 25A, D=70MM | 43.43 | TEM | 1 | LP | 0.62 | 1
5SY64327 | CIRCUIT BREAKER 400V 6KA, 4POLE, C, 32A, D=70MM | 51.51 | TEM | 1 | LP | 0.621 | 1
5SY64637 | CIRCUIT BREAKER 400V 6KA, 4POLE, C, 63A, D=70MM | 90.8 | TEM | 1 | LP | 0.626 | 1
5SY65027 | CIRCUIT BREAKER 230V 6KA,1+NPOLE C, 2A, D=70MM | 17.67 | TEM | 1 | LP | 0.33 | 1
5SY65037 | CIRCUIT BREAKER 230V 6KA,1+NPOLE C, 3A, D=70MM | 17.67 | TEM | 1 | LP | 0.319 | 1
5SY65047 | CIRCUIT BREAKER 230V 6KA,1+NPOLE C, 4A, D=70MM | 17.67 | TEM | 1 | LP | 0.319 | 1
5SY65067 | CIRCUIT BREAKER 230V 6KA,1+NPOLE C, 6A, D=70MM | 17.67 | TEM | 1 | LP | 0.302 | 1
5SY65107 | CIRCUIT BREAKER 230V 6KA,1+NPOLE C, 10A, D=70MM | 14.66 | TEM | 1 | LP | 0.302 | 1
5SY65167 | CIRCUIT BREAKER 230V 6KA,1+NPOLE C, 16A, D=70MM | 14.66 | TEM | 1 | LP | 0.302 | 1
5SY65207 | CIRCUIT BREAKER 230V 6KA,1+NPOLE C, 20A, D=70MM | 14.66 | TEM | 1 | LP | 0.316 | 1
5SY65257 | CIRCUIT BREAKER 230V 6KA,1+NPOLE C, 25A, D=70MM | 14.66 | TEM | 1 | LP | 0.314 | 1
5SY65327 | CIRCUIT BREAKER 230V 6KA,1+NPOLE C, 32A, D=70MM | 17.67 | TEM | 1 | LP | 0.317 | 1
5SY65407 | CIRCUIT BREAKER 230V 6KA,1+NPOLE C, 40A, D=70MM | 22 | TEM | 1 | LP | 0.317 | 1
5SY65507 | CIRCUIT BREAKER 230V 6KA,1+NPOLE C, 50A, D=70MM | 26.32 | TEM | 1 | LP | 0.329 | 1
5SY65637 | CIRCUIT BREAKER 230V 6KA,1+NPOLE C, 63A, D=70MM | 30.74 | TEM | 1 | LP | 0.344 | 1
5SY66047 | CIRCUIT BREAKER 400V 6KA,3+NPOLE C, 4A, D=70MM | 46.15 | TEM | 1 | LP | 0.616 | 1
5SY66067 | CIRCUIT BREAKER 400V 6KA,3+NPOLE C, 6A, D=70MM | 46.15 | TEM | 1 | LP | 0.61 | 1
5SY66107 | CIRCUIT BREAKER 400V 6KA,3+NPOLE C, 10A, D=70MM | 38.63 | TEM | 1 | LP | 0.608 | 1
5SY66167 | CIRCUIT BREAKER 400V 6KA,3+NPOLE C, 16A, D=70MM | 38.63 | TEM | 1 | LP | 0.604 | 1
5SY66207 | CIRCUIT BREAKER 400V 6KA,3+NPOLE C, 20A, D=70MM | 38.63 | TEM | 1 | LP | 0.621 | 1
5SY66257 | CIRCUIT BREAKER 400V 6KA,3+NPOLE C, 25A, D=70MM | 38.63 | TEM | 1 | LP | 0.623 | 1
5SY66327 | CIRCUIT BREAKER 400V 6KA,3+NPOLE C, 32A, D=70MM | 46.15 | TEM | 1 | LP | 0.627 | 1
5SY66407 | CIRCUIT BREAKER 400V 6KA,3+NPOLE C, 40A, D=70MM | 57.81 | TEM | 1 | LP | 0.625 | 1
5SY66507 | CIRCUIT BREAKER 400V 6KA,3+NPOLE C, 50A, D=70MM | 69.56 | TEM | 1 | LP | 0.644 | 1
5SY66637 | CIRCUIT BREAKER 400V 6KA,3+NPOLE C, 63A, D=70MM | 80.65 | TEM | 1 | LP | 0.667 | 1
5SY60107 | CIRCUITBREAKER 230V 6KA, 1+NPOLE/1MW, C 10A | 13.07 | TEM | 1 | LP | 0.109 | 1
5SY60167 | CIRCUIT BREAKER 230V 6KA, 1+NPOLE/1MW, C 16A | 13.07 | TEM | 1 | LP | 0.109 | 1
5SY61027 | CIRCUIT BREAKER 230/400V 6KA, 1POLE, C, 2A, D=70MM | 9.31 | TEM | 1 | LP | 0.162 | 1
5SY62027 | CIRCUIT BREAKER 400V 6KA, 2POLE, C, 2A, D=70MM | 25.85 | TEM | 1 | LP | 0.316 | 1
5SY62047 | CIRCUIT BREAKER 400V 6KA, 2POLE, C, 4A, D=70MM | 25.85 | TEM | 1 | LP | 0.304 | 1
5SY62067 | CIRCUIT BREAKER 400V 6KA, 2POLE, C, 6A, D=70MM | 25.85 | TEM | 1 | LP | 0.303 | 1
5SY62107 | CIRCUIT BREAKER 400V 6KA, 2POLE, C, 10A, D=70MM | 21.53 | TEM | 1 | LP | 0.309 | 1
5SY62167 | CIRCUIT BREAKER 400V 6KA, 2POLE, C, 16A, D=70MM | 21.53 | TEM | 1 | LP | 0.302 | 1
5SY62207 | CIRCUIT BREAKER 400V 6KA, 2POLE, C, 20A, D=70MM | 21.53 | TEM | 1 | LP | 0.31 | 1
5SY62257 | CIRCUIT BREAKER 400V 6KA, 2POLE, C, 25A, D=70MM | 21.53 | TEM | 1 | LP | 0.31 | 1
5SY62327 | CIRCUIT BREAKER 400V 6KA, 2POLE, C, 32A, D=70MM | 25.85 | TEM | 1 | LP | 0.31 | 1
5SY62507 | CIRCUIT BREAKER 400V 6KA, 2POLE, C, 50A, D=70MM | 39.01 | TEM | 1 | LP | 0.326 | 1
5SY62637 | CIRCUIT BREAKER 400V 6KA, 2POLE, C, 63A, D=70MM | 45.21 | TEM | 1 | LP | 0.337 | 1
5SY63027 | CIRCUIT BREAKER 400V 6KA, 3POLE, C, 2A, D=70MM | 37.13 | TEM | 1 | LP | 0.475 | 1
5SY63047 | CIRCUIT BREAKER 400V 6KA, 3POLE, C, 4A, D=70MM | 37.13 | TEM | 1 | LP | 0.459 | 1
5SY63067 | CIRCUIT BREAKER 400V 6KA, 3POLE, C, 6A, D=70MM | 37.13 | TEM | 1 | LP | 0.452 | 1
5SY63107 | CIRCUIT BREAKER 400V 6KA, 3POLE, C, 10A, D=70MM | 30.83 | TEM | 1 | LP | 0.453 | 1
5SY63167 | CIRCUIT BREAKER 400V 6KA, 3POLE, C, 16A, D=70MM | 30.83 | TEM | 1 | LP | 0.453 | 1
5SY63207 | CIRCUIT BREAKER 400V 6KA, 3POLE, C, 20A, D=70MM | 30.83 | TEM | 1 | LP | 0.464 | 1
5SY63257 | CIRCUIT BREAKER 400V 6KA, 3POLE, C, 25A, D=70MM | 30.83 | TEM | 1 | LP | 0.465 | 1
5SY63327 | CIRCUIT BREAKER 400V 6KA, 3POLE, C, 32A, D=70MM | 37.13 | TEM | 1 | LP | 0.469 | 1
5SY63637 | CIRCUIT BREAKER 400V 6KA, 3POLE, C, 63A, D=70MM | 65.24 | TEM | 1 | LP | 0.499 | 1
5SJ61107KS | CIRCUIT BREAKER 230/400V 6KA, 1POLE, C, 10A, D=70MM WITH SCREWLESS TAPOFF TERMINAL | 5.17 | TEM | 1 | LP | 0.115 | 1
5SJ61207KS | CIRCUIT BREAKER 230/400V 6KA, 1POLE, C, 20A, D=70MM WITH SCREWLESS TAPOFF TERMINAL | 5.17 | TEM | 1 | LP | 0.123 | 1
5SY60027 | CIRCUIT BREAKER 230V 6KA, 1+N POLES/1TE, C 2A | 14.66 | TEM | 1 | LP | 0.12 | 1
5SY60047 | CIRCUIT BREAKER 230V 6KA, 1+N POLES/1TE, C 4A | 14.66 | TEM | 1 | LP | 0.12 | 1
5SY60067 | CIRCUIT BREAKER 230V 6KA, 1+NPOLE/1MW, C 6A | 15.79 | TEM | 1 | LP | 0.108 | 1
5SY60087 | CIRCUIT BREAKER 230V 6KA, 1+N POLES/1TE, C 8A | 15.79 | TEM | 1 | LP | 0.12 | 1
5SY60107 | CIRCUITBREAKER 230V 6KA, 1+NPOLE/1MW, C 10A | 13.07 | TEM | 1 | LP | 0.109 | 1
5SY60107KL | CIRCUITBREAKER 230 V 6 KA, 1+NPOLE/1MW, N LEFT C 10 A | 13.07 | TEM | 1 | LP | 0.118 | 1
5SY60137 | CIRCUIT BREAKER 230V 6KA, 1+NPOLE/1MW, C 13A | 13.07 | TEM | 1 | LP | 0.109 | 1
5SY60167 | CIRCUIT BREAKER 230V 6KA, 1+NPOLE/1MW, C 16A | 13.07 | TEM | 1 | LP | 0.109 | 1
5SY60207 | CIRCUIT BREAKER 230V 6KA, 1+NPOLE/1MW, C 20A | 13.07 | TEM | 1 | LP | 0.11 | 1
5SY60257 | CIRCUIT BREAKER 230V 6KA, 1+NPOLE/1MW, C 25A | 13.07 | TEM | 1 | LP | 0.117 | 1
5SY60327 | CIRCUIT BREAKER 230V 6KA, 1+NPOLE/1MW, C 32A | 15.79 | TEM | 1 | LP | 0.126 | 1
5SY60407 | CIRCUITBREAKER 230 V 6 KA, 1+NPOLE/1MW, C 40A | 19.65 | TEM | 1 | LP | 0.127 | 1
5SY61017 | CIRCUIT BREAKER 230/400V 6KA, 1POLE, C, 1A, D=70MM | 9.31 | TEM | 1 | LP | 0.155 | 1
5SY61027 | CIRCUIT BREAKER 230/400V 6KA, 1POLE, C, 2A, D=70MM | 9.31 | TEM | 1 | LP | 0.162 | 1
5SY61037 | CIRCUIT BREAKER 230/400V 6KA, 1POLE, C, 3A, D=70MM | 9.31 | TEM | 1 | LP | 0.152 | 1
5SY61047 | CIRCUIT BREAKER 230/400V 6KA, 1POLE, C, 4A, D=70MM | 9.31 | TEM | 1 | LP | 0.153 | 1
5SY61057 | CIRCUIT BREAKER 230/400V 6KA, 1POLE, C, 0.5A, D=70MM | 9.31 | TEM | 1 | LP | 0.157 | 1
5SY61067 | CIRCUIT BREAKER 230/400V 6KA, 1POLE, C, 6A, D=70MM | 9.31 | TEM | 1 | LP | 0.151 | 1
5SY61087 | CIRCUIT BREAKER 230/400V 6KA, 1POLE, C, 8A, D=70MM | 9.31 | TEM | 1 | LP | 0.15 | 1
5SY61107 | CIRCUIT BREAKER 230/400V 6KA, 1POLE, C, 10A, D=70MM | 7.71 | TEM | 1 | LP | 0.15 | 1
5SY61137 | CIRCUIT BREAKER 230/400V 6KA, 1POLE, C, 13A, D=70MM | 7.71 | TEM | 1 | LP | 0.155 | 1
5SY61147 | CIRCUIT BREAKER 230/400V 6KA, 1POLE, C, 0.3A, D=70MM | 9.31 | TEM | 1 | LP | 0.168 | 1
5SY61157 | CIRCUIT BREAKER 230/400V 6KA, 1POLE, C, 1.6A, D=70MM | 9.31 | TEM | 1 | LP | 0.168 | 1
5SY61167 | CIRCUIT BREAKER 230/400V 6KA, 1POLE, C, 16A, D=70MM | 7.71 | TEM | 1 | LP | 0.155 | 1
5SY61207 | CIRCUIT BREAKER 230/400V 6KA, 1POLE, C, 20A, D=70MM | 7.71 | TEM | 1 | LP | 0.154 | 1
5SY61257 | CIRCUIT BREAKER 230/400V 6KA, 1POLE, C, 25A, D=70MM | 7.71 | TEM | 1 | LP | 0.154 | 1
5SY61327 | CIRCUIT BREAKER 230/400V 6KA, 1POLE, C, 32A, D=70MM | 9.31 | TEM | 1 | LP | 0.154 | 1
5SY61407 | CIRCUIT BREAKER 230/400V 6KA, 1POLE, C, 40A, D=70MM | 11.66 | TEM | 1 | LP | 0.155 | 1
5SY61507 | CIRCUIT BREAKER 230/400V 6KA, 1POLE, C, 50A, D=70MM | 14.01 | TEM | 1 | LP | 0.16 | 1
5SY61637 | CIRCUIT BREAKER 230/400V 6KA, 1POLE, C, 63A, D=70MM | 16.17 | TEM | 1 | LP | 0.164 | 1
5SY62017 | CIRCUIT BREAKER 400V 6KA, 2POLE, C, 1A, D=70MM | 25.85 | TEM | 1 | LP | 0.313 | 1
5SY62027 | CIRCUIT BREAKER 400V 6KA, 2POLE, C, 2A, D=70MM | 25.85 | TEM | 1 | LP | 0.316 | 1
5SY62037 | CIRCUIT BREAKER 400V 6KA, 2POLE, C, 3A, D=70MM | 25.85 | TEM | 1 | LP | 0.306 | 1
5SY62047 | CIRCUIT BREAKER 400V 6KA, 2POLE, C, 4A, D=70MM | 25.85 | TEM | 1 | LP | 0.304 | 1
5SY62057 | CIRCUIT BREAKER 400V 6KA, 2POLE, C, 0.5A, D=70MM | 25.85 | TEM | 1 | LP | 0.322 | 1
5SY62067 | CIRCUIT BREAKER 400V 6KA, 2POLE, C, 6A, D=70MM | 25.85 | TEM | 1 | LP | 0.303 | 1
5SY62087 | CIRCUIT BREAKER 400V 6KA, 2POLE, C,8A, D=70MM | 25.85 | TEM | 1 | LP | 0.309 | 1
5SY62107 | CIRCUIT BREAKER 400V 6KA, 2POLE, C, 10A, D=70MM | 21.53 | TEM | 1 | LP | 0.309 | 1
5SY62137 | CIRCUIT BREAKER 400V 6KA, 2POLE, C, 13A, D=70MM | 21.53 | TEM | 1 | LP | 0.316 | 1
5SY62147 | CIRCUIT BREAKER 400V 6KA, 2POLE, C, 0.3A, D=70MM | 25.85 | TEM | 1 | LP | 0.325 | 1
5SY62157 | CIRCUIT BREAKER 400V 6KA, 2POLE, C, 1.6A, D=70MM | 25.85 | TEM | 1 | LP | 0.317 | 1
5SY62167 | CIRCUIT BREAKER 400V 6KA, 2POLE, C, 16A, D=70MM | 21.53 | TEM | 1 | LP | 0.302 | 1
5SY62207 | CIRCUIT BREAKER 400V 6KA, 2POLE, C, 20A, D=70MM | 21.53 | TEM | 1 | LP | 0.31 | 1
5SY62257 | CIRCUIT BREAKER 400V 6KA, 2POLE, C, 25A, D=70MM | 21.53 | TEM | 1 | LP | 0.31 | 1
5SY62327 | CIRCUIT BREAKER 400V 6KA, 2POLE, C, 32A, D=70MM | 25.85 | TEM | 1 | LP | 0.31 | 1
5SY62407 | CIRCUIT BREAKER 400V 6KA, 2POLE, C, 40A, D=70MM | 32.34 | TEM | 1 | LP | 0.316 | 1
5SY62507 | CIRCUIT BREAKER 400V 6KA, 2POLE, C, 50A, D=70MM | 39.01 | TEM | 1 | LP | 0.326 | 1
5SY62637 | CIRCUIT BREAKER 400V 6KA, 2POLE, C, 63A, D=70MM | 45.21 | TEM | 1 | LP | 0.337 | 1
5SY63017 | CIRCUIT BREAKER 400V 6KA, 3POLE, C, 1A, D=70MM | 37.13 | TEM | 1 | LP | 0.48 | 1
5SY63027 | CIRCUIT BREAKER 400V 6KA, 3POLE, C, 2A, D=70MM | 37.13 | TEM | 1 | LP | 0.475 | 1
5SY63037 | CIRCUIT BREAKER 400V 6KA, 3POLE, C, 3A, D=70MM | 37.13 | TEM | 1 | LP | 0.463 | 1
5SY63047 | CIRCUIT BREAKER 400V 6KA, 3POLE, C, 4A, D=70MM | 37.13 | TEM | 1 | LP | 0.459 | 1
5SY63057 | CIRCUIT BREAKER 400V 6KA, 3POLE, C, 0.5A, D=70MM | 37.13 | TEM | 1 | LP | 0.478 | 1
5SY63067 | CIRCUIT BREAKER 400V 6KA, 3POLE, C, 6A, D=70MM | 37.13 | TEM | 1 | LP | 0.452 | 1
5SY63107 | CIRCUIT BREAKER 400V 6KA, 3POLE, C, 10A, D=70MM | 30.83 | TEM | 1 | LP | 0.453 | 1
5SY63137 | CIRCUIT BREAKER 400V 6KA, 3POLE, C, 13A, D=70MM | 30.83 | TEM | 1 | LP | 0.469 | 1
5SY63157 | CIRCUIT BREAKER 400V 6KA, 3POLE, C, 1.6A, D=70MM | 37.13 | TEM | 1 | LP | 0.47 | 1
5SY63167 | CIRCUIT BREAKER 400V 6KA, 3POLE, C, 16A, D=70MM | 30.83 | TEM | 1 | LP | 0.453 | 1
5SY63207 | CIRCUIT BREAKER 400V 6KA, 3POLE, C, 20A, D=70MM | 30.83 | TEM | 1 | LP | 0.464 | 1
5SY63257 | CIRCUIT BREAKER 400V 6KA, 3POLE, C, 25A, D=70MM | 30.83 | TEM | 1 | LP | 0.465 | 1
5SY63327 | CIRCUIT BREAKER 400V 6KA, 3POLE, C, 32A, D=70MM | 37.13 | TEM | 1 | LP | 0.469 | 1
5SY63407 | CIRCUIT BREAKER 400V 6KA, 3POLE, C, 40A, D=70MM | 46.15 | TEM | 1 | LP | 0.472 | 1
5SY63507 | CIRCUIT BREAKER 400V 6KA, 3POLE, C, 50A, D=70MM | 55.65 | TEM | 1 | LP | 0.483 | 1
5SY63637 | CIRCUIT BREAKER 400V 6KA, 3POLE, C, 63A, D=70MM | 65.24 | TEM | 1 | LP | 0.499 | 1
5SY64027 | CIRCUIT BREAKER 400V 6KA, 4POLE, C, 2A, D=70MM | 51.51 | TEM | 1 | LP | 0.644 | 1
5SY64047 | CIRCUIT BREAKER 400V 6KA, 4POLE, C, 4A, D=70MM | 51.51 | TEM | 1 | LP | 0.615 | 1
5SY64067 | CIRCUIT BREAKER 400V 6KA, 4POLE, C, 6A, D=70MM | 51.51 | TEM | 1 | LP | 0.615 | 1
5SY64107 | CIRCUIT BREAKER 400V 6KA, 4POLE, C, 10A, D=70MM | 43.43 | TEM | 1 | LP | 0.605 | 1
5SY64167 | CIRCUIT BREAKER 400V 6KA, 4POLE, C, 16A, D=70MM | 43.43 | TEM | 1 | LP | 0.619 | 1
5SY64257 | CIRCUIT BREAKER 400V 6KA, 4POLE, C, 25A, D=70MM | 43.43 | TEM | 1 | LP | 0.62 | 1
5SY64327 | CIRCUIT BREAKER 400V 6KA, 4POLE, C, 32A, D=70MM | 51.51 | TEM | 1 | LP | 0.621 | 1
5SY64637 | CIRCUIT BREAKER 400V 6KA, 4POLE, C, 63A, D=70MM | 90.8 | TEM | 1 | LP | 0.626 | 1
5SY65027 | CIRCUIT BREAKER 230V 6KA,1+NPOLE C, 2A, D=70MM | 17.67 | TEM | 1 | LP | 0.33 | 1
5SY65037 | CIRCUIT BREAKER 230V 6KA,1+NPOLE C, 3A, D=70MM | 17.67 | TEM | 1 | LP | 0.319 | 1
5SY65047 | CIRCUIT BREAKER 230V 6KA,1+NPOLE C, 4A, D=70MM | 17.67 | TEM | 1 | LP | 0.319 | 1
5SY65067 | CIRCUIT BREAKER 230V 6KA,1+NPOLE C, 6A, D=70MM | 17.67 | TEM | 1 | LP | 0.302 | 1
5SY65107 | CIRCUIT BREAKER 230V 6KA,1+NPOLE C, 10A, D=70MM | 14.66 | TEM | 1 | LP | 0.302 | 1
5SY65167 | CIRCUIT BREAKER 230V 6KA,1+NPOLE C, 16A, D=70MM | 14.66 | TEM | 1 | LP | 0.302 | 1
5SY65207 | CIRCUIT BREAKER 230V 6KA,1+NPOLE C, 20A, D=70MM | 14.66 | TEM | 1 | LP | 0.316 | 1
5SY65257 | CIRCUIT BREAKER 230V 6KA,1+NPOLE C, 25A, D=70MM | 14.66 | TEM | 1 | LP | 0.314 | 1
5SY65327 | CIRCUIT BREAKER 230V 6KA,1+NPOLE C, 32A, D=70MM | 17.67 | TEM | 1 | LP | 0.317 | 1
5SY65407 | CIRCUIT BREAKER 230V 6KA,1+NPOLE C, 40A, D=70MM | 22 | TEM | 1 | LP | 0.317 | 1
5SY65507 | CIRCUIT BREAKER 230V 6KA,1+NPOLE C, 50A, D=70MM | 26.32 | TEM | 1 | LP | 0.329 | 1
5SY65637 | CIRCUIT BREAKER 230V 6KA,1+NPOLE C, 63A, D=70MM | 30.74 | TEM | 1 | LP | 0.344 | 1
5SY66047 | CIRCUIT BREAKER 400V 6KA,3+NPOLE C, 4A, D=70MM | 46.15 | TEM | 1 | LP | 0.616 | 1
5SY66067 | CIRCUIT BREAKER 400V 6KA,3+NPOLE C, 6A, D=70MM | 46.15 | TEM | 1 | LP | 0.61 | 1
5SY66107 | CIRCUIT BREAKER 400V 6KA,3+NPOLE C, 10A, D=70MM | 38.63 | TEM | 1 | LP | 0.608 | 1
5SY66167 | CIRCUIT BREAKER 400V 6KA,3+NPOLE C, 16A, D=70MM | 38.63 | TEM | 1 | LP | 0.604 | 1
5SY66207 | CIRCUIT BREAKER 400V 6KA,3+NPOLE C, 20A, D=70MM | 38.63 | TEM | 1 | LP | 0.621 | 1
5SY66257 | CIRCUIT BREAKER 400V 6KA,3+NPOLE C, 25A, D=70MM | 38.63 | TEM | 1 | LP | 0.623 | 1
5SY66327 | CIRCUIT BREAKER 400V 6KA,3+NPOLE C, 32A, D=70MM | 46.15 | TEM | 1 | LP | 0.627 | 1
5SY66407 | CIRCUIT BREAKER 400V 6KA,3+NPOLE C, 40A, D=70MM | 57.81 | TEM | 1 | LP | 0.625 | 1
5SY66507 | CIRCUIT BREAKER 400V 6KA,3+NPOLE C, 50A, D=70MM | 69.56 | TEM | 1 | LP | 0.644 | 1
5SY66637 | CIRCUIT BREAKER 400V 6KA,3+NPOLE C, 63A, D=70MM | 80.65 | TEM | 1 | LP | 0.667 | 1
5SP41806 | CIRCUIT BREAKER 230/400V 10KA, 1POLE, B, 80A, D=70MM | 37.29 | TEM | 1 | LP | 0.271 | 1
5SP42806 | CIRCUIT BREAKER 400V 10KA, 2POLE, B, 80A, D=70MM | 103.18 | TEM | 1 | LP | 0.533 | 1
5SP42926 | CIRCUIT BREAKER 400V 10KA, 2POLE, B, 125A, D=70MM | 129.36 | TEM | 1 | LP | 0.517 | 1
5SP43806 | CIRCUIT BREAKER 400V 10KA, 3POLE, B, 80A, D=70MM | 147.62 | TEM | 1 | LP | 0.785 | 1
5SP43916 | CIRCUIT BREAKER 400V 10KA, 3POLE, B, 100A, D=70MM | 167.64 | TEM | 1 | LP | 0.789 | 1
5SY41026 | CIRCUIT BREAKER 230/400V 10KA, 1POLE, B, 2A, D=70MM | 10.56 | TEM | 1 | LP | 0.17 | 1
5SY41066 | CIRCUIT BREAKER 230/400V 10KA, 1POLE, B, 6A, D=70MM | 10.56 | TEM | 1 | LP | 0.151 | 1
5SY41106 | CIRCUIT BREAKER 230/400V 10KA, 1POLE, B, 10A, D=70MM | 8.91 | TEM | 1 | LP | 0.152 | 1
5SY41166 | CIRCUIT BREAKER 230/400V 10KA, 1POLE, B, 16A, D=70MM | 8.91 | TEM | 1 | LP | 0.153 | 1
5SY41206 | CIRCUIT BREAKER 230/400V 10KA, 1POLE, B, 20A, D=70MM | 8.91 | TEM | 1 | LP | 0.165 | 1
5SY41256 | CIRCUIT BREAKER 230/400V 10KA, 1POLE, B, 25A, D=70MM | 8.91 | TEM | 1 | LP | 0.163 | 1
5SY41326 | CIRCUIT BREAKER 230/400V 10KA, 1POLE, B, 32A, D=70MM | 9.02 | TEM | 1 | LP | 0.17 | 1
5SY41406 | CIRCUIT BREAKER 230/400V 10KA, 1POLE, B, 40A, D=70MM | 11.77 | TEM | 1 | LP | 0.167 | 1
5SY41506 | CIRCUIT BREAKER 230/400V 10KA, 1POLE, B, 50A, D=70MM | 16.72 | TEM | 1 | LP | 0.168 | 1
5SY42066 | CIRCUIT BREAKER 400V 10KA, 2POLE, B, 6A, D=70MM | 24.09 | TEM | 1 | LP | 0.313 | 1
5SY42106 | CIRCUIT BREAKER 400V 10KA, 2POLE, B, 10A, D=70MM | 21.56 | TEM | 1 | LP | 0.304 | 1
5SY42166 | CIRCUIT BREAKER 400V 10KA, 2POLE, B, 16A, D=70MM | 21.56 | TEM | 1 | LP | 0.309 | 1
5SY42206 | CIRCUIT BREAKER 400V 10KA, 2POLE, B, 20A, D=70MM | 21.56 | TEM | 1 | LP | 0.317 | 1
5SY42256 | CIRCUIT BREAKER 400V 10KA, 2POLE, B, 25A, D=70MM | 21.56 | TEM | 1 | LP | 0.323 | 1
5SY42326 | CIRCUIT BREAKER 400V 10KA, 2POLE, B, 32A, D=70MM | 24.09 | TEM | 1 | LP | 0.322 | 1
5SY42636 | CIRCUIT BREAKER 400V 10KA, 2POLE, B, 63A, D=70MM | 52.69 | TEM | 1 | LP | 0.34 | 1
5SY43066 | CIRCUIT BREAKER 400V 10KA, 3POLE, B, 6A, D=70MM | 35.31 | TEM | 1 | LP | 0.467 | 1
5SY43106 | CIRCUIT BREAKER 400V 10KA, 3POLE, B, 10A, D=70MM | 32.78 | TEM | 1 | LP | 0.439 | 1
5SY43166 | CIRCUIT BREAKER 400V 10KA, 3POLE, B, 16A, D=70MM | 32.78 | TEM | 1 | LP | 0.462 | 1
5SY43206 | CIRCUIT BREAKER 400V 10KA, 3POLE, B, 20A, D=70MM | 32.78 | TEM | 1 | LP | 0.456 | 1
5SY43256 | CIRCUIT BREAKER 400V 10KA, 3POLE, B, 25A, D=70MM | 32.78 | TEM | 1 | LP | 0.469 | 1
5SY43326 | CIRCUIT BREAKER 400V 10KA, 3POLE, B, 32A, D=70MM | 36.85 | TEM | 1 | LP | 0.473 | 1
5SY43406 | CIRCUIT BREAKER 400V 10KA, 3POLE, B, 40A, D=70MM | 46.31 | TEM | 1 | LP | 0.478 | 1
5SY43506 | CIRCUIT BREAKER 400V 10KA, 3POLE, B, 50A, D=70MM | 60.39 | TEM | 1 | LP | 0.493 | 1
5SY43636 | CIRCUIT BREAKER 400V 10KA, 3POLE, B, 63A, D=70MM | 78.98 | TEM | 1 | LP | 0.506 | 1
5SY44066 | CIRCUIT BREAKER 400V 10KA, 4POLE, B, 6A, D=70MM | 51.59 | TEM | 1 | LP | 0.612 | 1
5SY44166 | CIRCUIT BREAKER 400V 10KA, 4POLE, B, 16A, D=70MM | 48.07 | TEM | 1 | LP | 0.621 | 1
5SY44206 | CIRCUIT BREAKER 400V 10KA, 4POLE, B, 20A, D=70MM | 48.07 | TEM | 1 | LP | 0.61 | 1
5SY44256 | CIRCUIT BREAKER 400V 10KA, 4POLE, B, 25A, D=70MM | 48.07 | TEM | 1 | LP | 0.622 | 1
5SY44326 | CIRCUIT BREAKER 400V 10KA, 4POLE, B, 32A, D=70MM | 56.65 | TEM | 1 | LP | 0.634 | 1
5SY44406 | CIRCUIT BREAKER 400V 10KA, 4POLE, B, 40A, D=70MM | 73.15 | TEM | 1 | LP | 0.627 | 1
5SY44506 | CIRCUIT BREAKER 400V 10KA, 4POLE, B, 50A, D=70MM | 92.4 | TEM | 1 | LP | 0.65 | 1
5SY44636 | CIRCUIT BREAKER 400V 10KA, 4POLE, B, 63A, D=70MM | 107.25 | TEM | 1 | LP | 0.66 | 1
5SY45066 | CIRCUIT BREAKER 230V 10KA, 1+NPOLE, B, 6A, D=70MM | 19.91 | TEM | 1 | LP | 0.313 | 1
5SY45106 | CIRCUIT BREAKER 230V 10KA, 1+NPOLE, B, 10A, D=70MM | 17.82 | TEM | 1 | LP | 0.317 | 1
5SY45166 | CIRCUIT BREAKER 230V 10KA, 1+NPOLE, B, 16A, D=70MM | 17.82 | TEM | 1 | LP | 0.311 | 1
5SY45206 | CIRCUIT BREAKER 230V 10KA, 1+NPOLE, B, 20A, D=70MM | 17.82 | TEM | 1 | LP | 0.31 | 1
5SY45406 | CIRCUIT BREAKER 230V 10KA, 1+NPOLE, B, 40A, D=70MM | 25.3 | TEM | 1 | LP | 0.321 | 1
5SY46326 | CIRCUIT BREAKER 400V 10KA, 3+NPOLE, B, 32A, D=70MM | 54.45 | TEM | 1 | LP | 0.634 | 1
5SY51166 | CIRCUIT BREAKER CURR. SENS DC 220V AC 230/400V 10KA, 1POLE, B, 16A | 31.13 | TEM | 1 | LP | 0.172 | 1
5SY52066 | CIRCUIT BREAKER CURR. SENS DC 440V AC 400V 10KA, 2POLE, B, 06A | 91.96 | TEM | 1 | LP | 0.32 | 1
5SY52106 | CIRCUIT BREAKER CURR. SENS DC 440V AC 400V 10KA, 2POLE, B, 10A | 92.18 | TEM | 1 | LP | 0.322 | 1
5SY52166 | CIRCUIT BREAKER CURR. SENS DC 440V AC 400V 10KA, 2POLE, B, 16A | 92.18 | TEM | 1 | LP | 0.331 | 1
5SY52206 | CIRCUIT BREAKER CURR. SENS DC 440V AC 400V 10KA, 2POLE, B, 20A | 92.18 | TEM | 1 | LP | 0.322 | 1
5SY52256 | CIRCUIT BREAKER CURR. SENS DC 440V AC 400V 10KA, 2POLE, B, 25A | 99.44 | TEM | 1 | LP | 0.33 | 1
5SY52326 | CIRCUIT BREAKER CURR. SENS DC 440V AC 400V 10KA, 2POLE, B, 32A | 100.98 | TEM | 1 | LP | 0.331 | 1
5SY54256 | CIRCUIT BREAKER CURR.SENS.DC 880V AC 400V 10KA, 4POLE, B, 25A MAX. DC 1000V | 140.36 | TEM | 1 | LP | 0.638 | 1
5SP42806 | CIRCUIT BREAKER 400V 10KA, 2POLE, B, 80A, D=70MM | 103.18 | TEM | 1 | LP | 0.533 | 1
5SY42066 | CIRCUIT BREAKER 400V 10KA, 2POLE, B, 6A, D=70MM | 24.09 | TEM | 1 | LP | 0.313 | 1
5SY42106 | CIRCUIT BREAKER 400V 10KA, 2POLE, B, 10A, D=70MM | 21.56 | TEM | 1 | LP | 0.304 | 1
5SY42166 | CIRCUIT BREAKER 400V 10KA, 2POLE, B, 16A, D=70MM | 21.56 | TEM | 1 | LP | 0.309 | 1
5SP41806 | CIRCUIT BREAKER 230/400V 10KA, 1POLE, B, 80A, D=70MM | 37.29 | TEM | 1 | LP | 0.271 | 1
5SP42806 | CIRCUIT BREAKER 400V 10KA, 2POLE, B, 80A, D=70MM | 103.18 | TEM | 1 | LP | 0.533 | 1
5SP42926 | CIRCUIT BREAKER 400V 10KA, 2POLE, B, 125A, D=70MM | 129.36 | TEM | 1 | LP | 0.517 | 1
5SP43806 | CIRCUIT BREAKER 400V 10KA, 3POLE, B, 80A, D=70MM | 147.62 | TEM | 1 | LP | 0.785 | 1
5SP43916 | CIRCUIT BREAKER 400V 10KA, 3POLE, B, 100A, D=70MM | 167.64 | TEM | 1 | LP | 0.789 | 1
5SY41026 | CIRCUIT BREAKER 230/400V 10KA, 1POLE, B, 2A, D=70MM | 10.56 | TEM | 1 | LP | 0.17 | 1
5SY41066 | CIRCUIT BREAKER 230/400V 10KA, 1POLE, B, 6A, D=70MM | 10.56 | TEM | 1 | LP | 0.151 | 1
5SY41106 | CIRCUIT BREAKER 230/400V 10KA, 1POLE, B, 10A, D=70MM | 8.91 | TEM | 1 | LP | 0.152 | 1
5SY41166 | CIRCUIT BREAKER 230/400V 10KA, 1POLE, B, 16A, D=70MM | 8.91 | TEM | 1 | LP | 0.153 | 1
5SY41206 | CIRCUIT BREAKER 230/400V 10KA, 1POLE, B, 20A, D=70MM | 8.91 | TEM | 1 | LP | 0.165 | 1
5SY41256 | CIRCUIT BREAKER 230/400V 10KA, 1POLE, B, 25A, D=70MM | 8.91 | TEM | 1 | LP | 0.163 | 1
5SY41326 | CIRCUIT BREAKER 230/400V 10KA, 1POLE, B, 32A, D=70MM | 9.02 | TEM | 1 | LP | 0.17 | 1
5SY41406 | CIRCUIT BREAKER 230/400V 10KA, 1POLE, B, 40A, D=70MM | 11.77 | TEM | 1 | LP | 0.167 | 1
5SY41506 | CIRCUIT BREAKER 230/400V 10KA, 1POLE, B, 50A, D=70MM | 16.72 | TEM | 1 | LP | 0.168 | 1
5SY42066 | CIRCUIT BREAKER 400V 10KA, 2POLE, B, 6A, D=70MM | 24.09 | TEM | 1 | LP | 0.313 | 1
5SY42106 | CIRCUIT BREAKER 400V 10KA, 2POLE, B, 10A, D=70MM | 21.56 | TEM | 1 | LP | 0.304 | 1
5SY42166 | CIRCUIT BREAKER 400V 10KA, 2POLE, B, 16A, D=70MM | 21.56 | TEM | 1 | LP | 0.309 | 1
5SY42206 | CIRCUIT BREAKER 400V 10KA, 2POLE, B, 20A, D=70MM | 21.56 | TEM | 1 | LP | 0.317 | 1
5SY42256 | CIRCUIT BREAKER 400V 10KA, 2POLE, B, 25A, D=70MM | 21.56 | TEM | 1 | LP | 0.323 | 1
5SY42326 | CIRCUIT BREAKER 400V 10KA, 2POLE, B, 32A, D=70MM | 24.09 | TEM | 1 | LP | 0.322 | 1
5SY42636 | CIRCUIT BREAKER 400V 10KA, 2POLE, B, 63A, D=70MM | 52.69 | TEM | 1 | LP | 0.34 | 1
5SY43066 | CIRCUIT BREAKER 400V 10KA, 3POLE, B, 6A, D=70MM | 35.31 | TEM | 1 | LP | 0.467 | 1
5SY43106 | CIRCUIT BREAKER 400V 10KA, 3POLE, B, 10A, D=70MM | 32.78 | TEM | 1 | LP | 0.439 | 1
5SY43166 | CIRCUIT BREAKER 400V 10KA, 3POLE, B, 16A, D=70MM | 32.78 | TEM | 1 | LP | 0.462 | 1
5SY43206 | CIRCUIT BREAKER 400V 10KA, 3POLE, B, 20A, D=70MM | 32.78 | TEM | 1 | LP | 0.456 | 1
5SY43256 | CIRCUIT BREAKER 400V 10KA, 3POLE, B, 25A, D=70MM | 32.78 | TEM | 1 | LP | 0.469 | 1
5SY43326 | CIRCUIT BREAKER 400V 10KA, 3POLE, B, 32A, D=70MM | 36.85 | TEM | 1 | LP | 0.473 | 1
5SY43406 | CIRCUIT BREAKER 400V 10KA, 3POLE, B, 40A, D=70MM | 46.31 | TEM | 1 | LP | 0.478 | 1
5SY43506 | CIRCUIT BREAKER 400V 10KA, 3POLE, B, 50A, D=70MM | 60.39 | TEM | 1 | LP | 0.493 | 1
5SY43636 | CIRCUIT BREAKER 400V 10KA, 3POLE, B, 63A, D=70MM | 78.98 | TEM | 1 | LP | 0.506 | 1
5SY44066 | CIRCUIT BREAKER 400V 10KA, 4POLE, B, 6A, D=70MM | 51.59 | TEM | 1 | LP | 0.612 | 1
5SY44166 | CIRCUIT BREAKER 400V 10KA, 4POLE, B, 16A, D=70MM | 48.07 | TEM | 1 | LP | 0.621 | 1
5SY44206 | CIRCUIT BREAKER 400V 10KA, 4POLE, B, 20A, D=70MM | 48.07 | TEM | 1 | LP | 0.61 | 1
5SY44256 | CIRCUIT BREAKER 400V 10KA, 4POLE, B, 25A, D=70MM | 48.07 | TEM | 1 | LP | 0.622 | 1
5SY44326 | CIRCUIT BREAKER 400V 10KA, 4POLE, B, 32A, D=70MM | 56.65 | TEM | 1 | LP | 0.634 | 1
5SY44406 | CIRCUIT BREAKER 400V 10KA, 4POLE, B, 40A, D=70MM | 73.15 | TEM | 1 | LP | 0.627 | 1
5SY44506 | CIRCUIT BREAKER 400V 10KA, 4POLE, B, 50A, D=70MM | 92.4 | TEM | 1 | LP | 0.65 | 1
5SY44636 | CIRCUIT BREAKER 400V 10KA, 4POLE, B, 63A, D=70MM | 107.25 | TEM | 1 | LP | 0.66 | 1
5SY45066 | CIRCUIT BREAKER 230V 10KA, 1+NPOLE, B, 6A, D=70MM | 19.91 | TEM | 1 | LP | 0.313 | 1
5SY45106 | CIRCUIT BREAKER 230V 10KA, 1+NPOLE, B, 10A, D=70MM | 17.82 | TEM | 1 | LP | 0.317 | 1
5SY45166 | CIRCUIT BREAKER 230V 10KA, 1+NPOLE, B, 16A, D=70MM | 17.82 | TEM | 1 | LP | 0.311 | 1
5SY45206 | CIRCUIT BREAKER 230V 10KA, 1+NPOLE, B, 20A, D=70MM | 17.82 | TEM | 1 | LP | 0.31 | 1
5SY45406 | CIRCUIT BREAKER 230V 10KA, 1+NPOLE, B, 40A, D=70MM | 25.3 | TEM | 1 | LP | 0.321 | 1
5SY46326 | CIRCUIT BREAKER 400V 10KA, 3+NPOLE, B, 32A, D=70MM | 54.45 | TEM | 1 | LP | 0.634 | 1
5SY51166 | CIRCUIT BREAKER CURR. SENS DC 220V AC 230/400V 10KA, 1POLE, B, 16A | 31.13 | TEM | 1 | LP | 0.172 | 1
5SY52066 | CIRCUIT BREAKER CURR. SENS DC 440V AC 400V 10KA, 2POLE, B, 06A | 91.96 | TEM | 1 | LP | 0.32 | 1
5SY52106 | CIRCUIT BREAKER CURR. SENS DC 440V AC 400V 10KA, 2POLE, B, 10A | 92.18 | TEM | 1 | LP | 0.322 | 1
5SY52166 | CIRCUIT BREAKER CURR. SENS DC 440V AC 400V 10KA, 2POLE, B, 16A | 92.18 | TEM | 1 | LP | 0.331 | 1
5SY52206 | CIRCUIT BREAKER CURR. SENS DC 440V AC 400V 10KA, 2POLE, B, 20A | 92.18 | TEM | 1 | LP | 0.322 | 1
5SY52256 | CIRCUIT BREAKER CURR. SENS DC 440V AC 400V 10KA, 2POLE, B, 25A | 99.44 | TEM | 1 | LP | 0.33 | 1
5SY52326 | CIRCUIT BREAKER CURR. SENS DC 440V AC 400V 10KA, 2POLE, B, 32A | 100.98 | TEM | 1 | LP | 0.331 | 1
5SY54256 | CIRCUIT BREAKER CURR.SENS.DC 880V AC 400V 10KA, 4POLE, B, 25A MAX. DC 1000V | 140.36 | TEM | 1 | LP | 0.638 | 1
5SP41807 | CIRCUIT BREAKER 230/400V 10KA, 1POLE, C, 80A, D=70MM | 24.91 | TEM | 1 | LP | 0.259 | 1
5SP41917 | CIRCUIT BREAKER 230/400V 10KA, 1POLE, C, 100A, D=70MM | 27.82 | TEM | 1 | LP | 0.26 | 1
5SP41927 | CIRCUIT BREAKER 230/400V 10KA, 1POLE, C, 125A, D=70MM | 30.93 | TEM | 1 | LP | 0.262 | 1
5SP42807 | CIRCUIT BREAKER 400V 10KA, 2POLE, C, 80A, D=70MM | 50.85 | TEM | 1 | LP | 0.524 | 1
5SP42917 | CIRCUIT BREAKER 400V 10KA, 2POLE, C, 100A, D=70MM | 56.78 | TEM | 1 | LP | 0.525 | 1
5SP42927 | CIRCUIT BREAKER 400V 10KA, 2POLE, C, 125A, D=70MM | 62.6 | TEM | 1 | LP | 0.528 | 1
5SP43807 | CIRCUIT BREAKER 400V 10KA, 3POLE, C, 80A, D=70MM | 68.71 | TEM | 1 | LP | 0.778 | 1
5SP43917 | CIRCUIT BREAKER 400V 10KA, 3POLE, C, 100A, D=70MM | 76.7 | TEM | 1 | LP | 0.763 | 1
5SP43927 | CIRCUIT BREAKER 400V 10KA, 3POLE, C, 125A, D=70MM | 85.63 | TEM | 1 | LP | 0.781 | 1
5SP44807 | CIRCUIT BREAKER 400V 10KA, 4POLE, C, 80A, D=70MM | 100.49 | TEM | 1 | LP | 1.031 | 1
5SP44917 | CIRCUIT BREAKER 400V 10KA, 4POLE, C, 100A, D=70MM | 113.46 | TEM | 1 | LP | 1.033 | 1
5SP44927 | CIRCUIT BREAKER 400V 10KA, 4POLE, C, 125A, D=70MM | 125.49 | TEM | 1 | LP | 1.038 | 1
5SP51807 | MINIATURE CIRCUIT BR. DC220V DC10KA, 1POLE, C, 80A | 32.81 | TEM | 1 | LP | 0.256 | 1
5SP51917 | MINIATURE CIRCUIT BR. DC220V DC10KA, 1POLE, C, 100A | 36.85 | TEM | 1 | LP | 0.258 | 1
5SP51927 | MINIATURE CIRCUIT BR. DC220V DC10KA, 1POLE, C, 125A | 40.89 | TEM | 1 | LP | 0.257 | 1
5SP52807 | MINIATURE CIRCUIT BR. DC440V DC10KA, 2POLE, C, 80A | 91.74 | TEM | 1 | LP | 0.507 | 1
5SY41017 | CIRCUIT BREAKER 230/400V 10KA, 1POLE, C, 1A, D=70MM | 9.02 | TEM | 1 | LP | 0.155 | 1
5SY41027 | CIRCUIT BREAKER 230/400V 10KA, 1POLE, C, 2A, D=70MM | 9.02 | TEM | 1 | LP | 0.157 | 1
5SY41037 | CIRCUIT BREAKER 230/400V 10KA, 1POLE, C, 3A, D=70MM | 9.02 | TEM | 1 | LP | 0.152 | 1
5SY41047 | CIRCUIT BREAKER 230/400V 10KA, 1POLE, C, 4A, D=70MM | 9.02 | TEM | 1 | LP | 0.152 | 1
5SY41057 | CIRCUIT BREAKER 230/400V 10KA, 1POLE, C, 0.5A, D=70MM | 9.02 | TEM | 1 | LP | 0.166 | 1
5SY41067 | CIRCUIT BREAKER 230/400V 10KA, 1POLE, C, 6A, D=70MM | 9.02 | TEM | 1 | LP | 0.15 | 1
5SY41087 | CIRCUIT BREAKER 230/400V 10KA, 1POLE, C, 8A, D=70MM | 9.02 | TEM | 1 | LP | 0.164 | 1
5SY41107 | CIRCUIT BREAKER 230/400V 10KA, 1POLE, C, 10A, D=70MM | 7.71 | TEM | 1 | LP | 0.151 | 1
5SY41137 | CIRCUIT BREAKER 230/400V 10KA, 1POLE, C, 13A, D=70MM | 7.71 | TEM | 1 | LP | 0.154 | 1
5SY41167 | CIRCUIT BREAKER 230/400V 10KA, 1POLE, C, 16A, D=70MM | 7.71 | TEM | 1 | LP | 0.15 | 1
5SY41207 | CIRCUIT BREAKER 230/400V 10KA, 1POLE, C, 20A, D=70MM | 7.71 | TEM | 1 | LP | 0.154 | 1
5SY41257 | CIRCUIT BREAKER 230/400V 10KA, 1POLE, C, 25A, D=70MM | 7.71 | TEM | 1 | LP | 0.168 | 1
5SY41327 | CIRCUIT BREAKER 230/400V 10KA, 1POLE, C, 32A, D=70MM | 7.71 | TEM | 1 | LP | 0.155 | 1
5SY41407 | CIRCUIT BREAKER 230/400V 10KA, 1POLE, C, 40A, D=70MM | 10.06 | TEM | 1 | LP | 0.154 | 1
5SY41507 | CIRCUIT BREAKER 230/400V 10KA, 1POLE, C, 50A, D=70MM | 14.29 | TEM | 1 | LP | 0.169 | 1
5SY41637 | CIRCUIT BREAKER 230/400V 10KA, 1POLE, C, 63A, D=70MM | 17.39 | TEM | 1 | LP | 0.172 | 1
5SY42017 | CIRCUIT BREAKER 400V 10KA, 2POLE, C, 1A, D=70MM | 20.59 | TEM | 1 | LP | 0.326 | 1
5SY42027 | CIRCUIT BREAKER 400V 10KA, 2POLE, C, 2A, D=70MM | 20.59 | TEM | 1 | LP | 0.317 | 1
5SY42037 | CIRCUIT BREAKER 400V 10KA, 2POLE, C, 3A, D=70MM | 20.59 | TEM | 1 | LP | 0.32 | 1
5SY42047 | CIRCUIT BREAKER 400V 10KA, 2POLE, C, 4A, D=70MM | 20.59 | TEM | 1 | LP | 0.306 | 1
5SY42057 | CIRCUIT BREAKER 400V 10KA, 2POLE, C, 0.5A, D=70MM | 20.59 | TEM | 1 | LP | 0.322 | 1
5SY42067 | CIRCUIT BREAKER 400V 10KA, 2POLE, C, 6A, D=70MM | 20.59 | TEM | 1 | LP | 0.302 | 1
5SY42107 | CIRCUIT BREAKER 400V 10KA, 2POLE, C, 10A, D=70MM | 18.42 | TEM | 1 | LP | 0.303 | 1
5SY42147 | CIRCUIT BREAKER 400V 10KA, 2POLE, C, 0.3A, D=70MM | 20.59 | TEM | 1 | LP | 0.325 | 1
5SY42157 | CIRCUIT BREAKER 400V 10KA, 2POLE, C, 1.6A, D=70MM | 20.59 | TEM | 1 | LP | 0.322 | 1
5SY42167 | CIRCUIT BREAKER 400V 10KA, 2POLE, C, 16A, D=70MM | 18.42 | TEM | 1 | LP | 0.302 | 1
5SY42207 | CIRCUIT BREAKER 400V 10KA, 2POLE, C, 20A, D=70MM | 18.42 | TEM | 1 | LP | 0.316 | 1
5SY42257 | CIRCUIT BREAKER 400V 10KA, 2POLE, C, 25A, D=70MM | 18.42 | TEM | 1 | LP | 0.31 | 1
5SY42327 | CIRCUIT BREAKER 400V 10KA, 2POLE, C, 32A, D=70MM | 20.59 | TEM | 1 | LP | 0.317 | 1
5SY42407 | CIRCUIT BREAKER 400V 10KA, 2POLE, C, 40A, D=70MM | 27.92 | TEM | 1 | LP | 0.324 | 1
5SY42637 | CIRCUIT BREAKER 400V 10KA, 2POLE, C, 63A, D=70MM | 44.84 | TEM | 1 | LP | 0.341 | 1
5SY42807 | CIRCUIT BREAKER 400V 10KA, 2POLE, C, 80A, D=70MM | 51.32 | TEM | 1 | LP | 0.337 | 1
5SY43017 | CIRCUIT BREAKER 400V 10KA, 3POLE, C, 1A, D=70MM | 30.17 | TEM | 1 | LP | 0.482 | 1
5SY43027 | CIRCUIT BREAKER 400V 10KA, 3POLE, C, 2A, D=70MM | 30.17 | TEM | 1 | LP | 0.486 | 1
5SY43037 | CIRCUIT BREAKER 400V 10KA, 3POLE, C, 3A, D=70MM | 30.17 | TEM | 1 | LP | 0.472 | 1
5SY43047 | CIRCUIT BREAKER 400V 10KA, 3POLE, C, 4A, D=70MM | 30.17 | TEM | 1 | LP | 0.472 | 1
5SY43057 | CIRCUIT BREAKER 400V 10KA, 3POLE, C, 0.5A, D=70MM | 30.17 | TEM | 1 | LP | 0.481 | 1
5SY43067 | CIRCUIT BREAKER 400V 10KA, 3POLE, C, 6A, D=70MM | 30.17 | TEM | 1 | LP | 0.465 | 1
5SY43107 | CIRCUIT BREAKER 400V 10KA, 3POLE, C, 10A, D=70MM | 28.01 | TEM | 1 | LP | 0.454 | 1
5SY43137 | CIRCUIT BREAKER 400V 10KA, 3POLE, C, 13A, D=70MM | 28.01 | TEM | 1 | LP | 0.477 | 1
5SY43167 | CIRCUIT BREAKER 400V 10KA, 3POLE, C, 16A, D=70MM | 28.01 | TEM | 1 | LP | 0.452 | 1
5SY43207 | CIRCUIT BREAKER 400V 10KA, 3POLE, C, 20A, D=70MM | 28.01 | TEM | 1 | LP | 0.477 | 1
5SY43257 | CIRCUIT BREAKER 400V 10KA, 3POLE, C, 25A, D=70MM | 28.01 | TEM | 1 | LP | 0.476 | 1
5SY43327 | CIRCUIT BREAKER 400V 10KA, 3POLE, C, 32A, D=70MM | 31.49 | TEM | 1 | LP | 0.47 | 1
5SY43407 | CIRCUIT BREAKER 400V 10KA, 3POLE, C, 40A, D=70MM | 39.57 | TEM | 1 | LP | 0.471 | 1
5SY43507 | CIRCUIT BREAKER 400V 10KA, 3POLE, C, 50A, D=70MM | 51.61 | TEM | 1 | LP | 0.488 | 1
5SY43607 | CIRCUIT BREAKER 400V 10KA, 3POLE, C, 60A, D=70MM | 51.7 | TEM | 1 | LP | 0.504 | 1
5SY43637 | CIRCUIT BREAKER 400V 10KA, 3POLE, C, 63A, D=70MM | 67.96 | TEM | 1 | LP | 0.509 | 1
5SY43807 | CIRCUIT BREAKER 400V 10KA, 3POLE, C, 80A, D=70MM | 80.75 | TEM | 1 | LP | 0.499 | 1
5SY44037 | CIRCUIT BREAKER 400V 10KA, 4POLE, C, 3A, D=70MM | 43.9 | TEM | 1 | LP | 0.621 | 1
5SY44047 | CIRCUIT BREAKER 400V 10KA, 4POLE, C, 4A, D=70MM | 43.9 | TEM | 1 | LP | 0.615 | 1
5SY44067 | CIRCUIT BREAKER 400V 10KA, 4POLE, C, 6A, D=70MM | 43.9 | TEM | 1 | LP | 0.607 | 1
5SY44107 | CIRCUIT BREAKER 400V 10KA, 4POLE, C, 10A, D=70MM | 41.08 | TEM | 1 | LP | 0.605 | 1
5SY44167 | CIRCUIT BREAKER 400V 10KA, 4POLE, C, 16A, D=70MM | 41.08 | TEM | 1 | LP | 0.604 | 1
5SY44207 | CIRCUIT BREAKER 400V 10KA, 4POLE, C, 20A, D=70MM | 41.08 | TEM | 1 | LP | 0.622 | 1
5SY44257 | CIRCUIT BREAKER 400V 10KA, 4POLE, C, 25A, D=70MM | 41.08 | TEM | 1 | LP | 0.625 | 1
5SY44327 | CIRCUIT BREAKER 400V 10KA, 4POLE, C, 32A, D=70MM | 48.22 | TEM | 1 | LP | 0.621 | 1
5SY44407 | CIRCUIT BREAKER 400V 10KA, 4POLE, C, 40A, D=70MM | 62.98 | TEM | 1 | LP | 0.627 | 1
5SY44507 | CIRCUIT BREAKER 400V 10KA, 4POLE, C, 50A, D=70MM | 79.15 | TEM | 1 | LP | 0.655 | 1
5SY44637 | CIRCUIT BREAKER 400V 10KA, 4POLE, C, 63A, D=70MM | 91.56 | TEM | 1 | LP | 0.678 | 1
5SY45017 | CIRCUIT BREAKER 230V 10KA, 1+NPOLE, C, 1A, D=70MM | 17.01 | TEM | 1 | LP | 0.32 | 1
5SY45027 | CIRCUIT BREAKER 230V 10KA, 1+NPOLE, C, 2A, D=70MM | 17.01 | TEM | 1 | LP | 0.329 | 1
5SY45037 | CIRCUIT BREAKER 230V 10KA, 1+NPOLE, C, 3A, D=70MM | 17.01 | TEM | 1 | LP | 0.313 | 1
5SY45047 | CIRCUIT BREAKER 230V 10KA, 1+NPOLE, C, 4A, D=70MM | 17.01 | TEM | 1 | LP | 0.312 | 1
5SY45067 | CIRCUIT BREAKER 230V 10KA, 1+NPOLE, C, 6A, D=70MM | 17.01 | TEM | 1 | LP | 0.309 | 1
5SY45107 | CIRCUIT BREAKER 230V 10KA, 1+NPOLE, C, 10A, D=70MM | 15.32 | TEM | 1 | LP | 0.31 | 1
5SY45157 | CIRCUIT BREAKER 230V 10KA, 1+NPOLE, C,1.6A, D=70MM | 17.01 | TEM | 1 | LP | 0.315 | 1
5SY45167 | CIRCUIT BREAKER 230V 10KA, 1+NPOLE, C, 16A, D=70MM | 15.32 | TEM | 1 | LP | 0.302 | 1
5SY45207 | CIRCUIT BREAKER 230V 10KA, 1+NPOLE, C, 20A, D=70MM | 15.32 | TEM | 1 | LP | 0.316 | 1
5SY45257 | CIRCUIT BREAKER 230V 10KA, 1+NPOLE, C, 25A, D=70MM | 15.32 | TEM | 1 | LP | 0.315 | 1
5SY45327 | CIRCUIT BREAKER 230V 10KA, 1+NPOLE, C, 32A, D=70MM | 17.2 | TEM | 1 | LP | 0.32 | 1
5SY45407 | CIRCUIT BREAKER 230V 10KA, 1+NPOLE, C, 40A, D=70MM | 21.62 | TEM | 1 | LP | 0.318 | 1
5SY45637 | CIRCUIT BREAKER 230V 10KA, 1+NPOLE, C, 63A, D=70MM | 31.02 | TEM | 1 | LP | 0.339 | 1
5SY46027 | CIRCUIT BREAKER 400V 10KA, 3+NPOLE, C, 2A, D=70MM | 43.15 | TEM | 1 | LP | 0.645 | 1
5SY46157 | CIRCUIT BREAKER 400V 10KA, 3+NPOLE, C,1.6A, D=70MM | 43.15 | TEM | 1 | LP | 0.626 | 1
5SY46167 | CIRCUIT BREAKER 400V 10KA, 3+NPOLE, C, 16A, D=70MM | 39.67 | TEM | 1 | LP | 0.607 | 1
5SY46207 | CIRCUIT BREAKER 400V 10KA, 3+NPOLE, C, 20A, D=70MM | 39.67 | TEM | 1 | LP | 0.62 | 1
5SY46257 | CIRCUIT BREAKER 400V 10KA, 3+NPOLE, C, 25A, D=70MM | 39.67 | TEM | 1 | LP | 0.632 | 1
5SY46327 | CIRCUIT BREAKER 400V 10KA, 3+NPOLE, C, 32A, D=70MM | 46.44 | TEM | 1 | LP | 0.622 | 1
5SY46407 | CIRCUIT BREAKER 400V 10KA, 3+NPOLE, C, 40A, D=70MM | 59.97 | TEM | 1 | LP | 0.63 | 1
5SY46507 | CIRCUIT BREAKER 400V 10KA, 3+NPOLE, C, 50A, D=70MM | 75.95 | TEM | 1 | LP | 0.645 | 1
5SY46637 | CIRCUIT BREAKER 400V 10KA, 3+NPOLE, C, 63A, D=70MM | 88.83 | TEM | 1 | LP | 0.676 | 1
5SY51017 | CIRCUIT BREAKER CURR. SENS DC 220V AC 230/400V 10KA, 1POLE, C, 01A | 23.78 | TEM | 1 | LP | 0.169 | 1
5SY51027 | CIRCUIT BREAKER CURR. SENS DC 220V AC 230/400V 10KA, 1POLE, C, 02A | 23.78 | TEM | 1 | LP | 0.17 | 1
5SY51047 | CIRCUIT BREAKER CURR. SENS DC 220V AC 230/400V 10KA, 1POLE, C, 04A | 23.78 | TEM | 1 | LP | 0.166 | 1
5SY51067 | CIRCUIT BREAKER CURR. SENS DC 220V AC 230/400V 10KA, 1POLE, C, 06A | 23.78 | TEM | 1 | LP | 0.166 | 1
5SY51107 | CIRCUIT BREAKER CURR. SENS DC 220V AC 230/400V 10KA, 1POLE, C, 10A | 21.15 | TEM | 1 | LP | 0.164 | 1
5SY51167 | CIRCUIT BREAKER CURR. SENS DC 220V AC 230/400V 10KA, 1POLE, C, 16A | 21.15 | TEM | 1 | LP | 0.164 | 1
5SY51207 | CIRCUIT BREAKER CURR. SENS DC 220V AC 230/400V 10KA, 1POLE, C, 20A | #N/A | TEM | 1 | LP | 0.167 | 1
5SY51407 | CIRCUIT BREAKER CURR. SENS DC 220V AC 230/400V 10KA, 1POLE, C, 40A | 27.45 | TEM | 1 | LP | 0.168 | 1
5SY52017 | CIRCUIT BREAKER CURR. SENS DC 440V AC 400V 10KA, 2POLE, C, 01A | 55.84 | TEM | 1 | LP | 0.325 | 1
5SY52027 | CIRCUIT BREAKER CURR. SENS DC 440V AC 400V 10KA, 2POLE, C, 02A | 55.84 | TEM | 1 | LP | 0.328 | 1
5SY52037 | CIRCUIT BREAKER CURR. SENS DC 440V AC 400V 10KA, 2POLE, C, 03A | 55.84 | TEM | 1 | LP | 0.319 | 1
5SY52047 | CIRCUIT BREAKER CURR. SENS DC 440V AC 400V 10KA, 2POLE, C, 04A | 55.84 | TEM | 1 | LP | 0.319 | 1
5SY52057 | CIRCUIT BREAKER CURR. SENS DC 440V AC 400V 10KA, 2POLE, C, 0.5A | 55.84 | TEM | 1 | LP | 0.329 | 1
5SY52067 | CIRCUIT BREAKER CURR. SENS DC 440V AC 400V 10KA, 2POLE, C, 6A | 55.84 | TEM | 1 | LP | 0.309 | 1
5SY52107 | CIRCUIT BREAKER CURR. SENS DC 440V AC 400V 10KA, 2POLE, C, 10A | 53.02 | TEM | 1 | LP | 0.315 | 1
5SY52137 | CIRCUIT BREAKER CURR. SENS DC 440V AC 400V 10KA, 2POLE, C, 13A | 53.02 | TEM | 1 | LP | 0.322 | 1
5SY52157 | CIRCUIT BREAKER CURR. SENS DC 440V AC 400V 10KA, 2POLE, C, 1.6A | 55.84 | TEM | 1 | LP | 0.325 | 1
5SY52167 | CIRCUIT BREAKER CURR. SENS DC 440V AC 400V 10KA, 2POLE, C, 16A | 53.02 | TEM | 1 | LP | 0.315 | 1
5SY52207 | CIRCUIT BREAKER CURR. SENS DC 440V AC 400V 10KA, 2POLE, C, 20A | 53.02 | TEM | 1 | LP | 0.321 | 1
5SY52257 | CIRCUIT BREAKER CURR. SENS DC 440V AC 400V 10KA, 2POLE, C, 25A | 56.02 | TEM | 1 | LP | 0.32 | 1
5SY52327 | CIRCUIT BREAKER CURR. SENS DC 440V AC 400V 10KA, 2POLE, C, 32A | 56.4 | TEM | 1 | LP | 0.323 | 1
5SY52407 | CIRCUIT BREAKER CURR. SENS DC 440V AC 400V 10KA, 2POLE, C, 40A | 68.9 | TEM | 1 | LP | 0.322 | 1
5SY52507 | CIRCUIT BREAKER CURR. SENS DC 440V AC 400V 10KA, 2POLE, C, 50A | 74.26 | TEM | 1 | LP | 0.333 | 1
5SY52637 | CIRCUIT BREAKER CURR. SENS DC 440V AC 400V 10KA, 2POLE, C, 63A | 87.89 | TEM | 1 | LP | 0.343 | 1
5SY54037 | CIRCUIT BREAKER CURR.SENS.DC 880V AC 400V 10KA, 4POLE, C, 3A MAX. DC 1000V | 109.51 | TEM | 1 | LP | 0.625 | 1
5SY54107 | CIRCUIT BREAKER CURR.SENS.DC 880V AC 400V 10KA, 4POLE, C, 10A MAX. DC 1000V | 89.58 | TEM | 1 | LP | 0.617 | 1
5SY54167 | CIRCUIT BREAKER CURR.SENS.DC 880V AC 400V 10KA, 4POLE, C, 16A MAX. DC 1000V | 89.58 | TEM | 1 | LP | 0.61 | 1
5SY54207 | CIRCUIT BREAKER CURR.SENS.DC 880V AC 400V 10KA, 4POLE, C, 20A MAX. DC 1000V | 89.58 | TEM | 1 | LP | 0.627 | 1
5SY54257 | CIRCUIT BREAKER CURR.SENS.DC 880V AC 400V 10KA, 4POLE, C, 25A MAX. DC 1000V | 89.58 | TEM | 1 | LP | 0.626 | 1
5SY54327 | CIRCUIT BREAKER CURR.SENS.DC 880V AC 400V 10KA, 4POLE, C, 32A MAX. DC 1000V | 109.51 | TEM | 1 | LP | 0.629 | 1
5SY54407 | CIRCUIT BREAKER CURR.SENS.DC 880V AC 400V 10KA, 4POLE, C, 40A MAX. DC 1000V | 134.23 | TEM | 1 | LP | 0.631 | 1
5SY54507 | CIRCUIT BREAKER CURR.SENS.DC 880V AC 400V 10KA, 4POLE, C, 50A MAX. DC 1000V | 164.31 | TEM | 1 | LP | 0.651 | 1
5SY54637 | CIRCUIT BREAKER CURR.SENS.DC 880V AC 400V 10KA, 4POLE, C, 63A MAX. DC 1000V | 189.03 | TEM | 1 | LP | 0.667 | 1
5SP42807 | CIRCUIT BREAKER 400V 10KA, 2POLE, C, 80A, D=70MM | 50.85 | TEM | 1 | LP | 0.524 | 1
5SY42017 | CIRCUIT BREAKER 400V 10KA, 2POLE, C, 1A, D=70MM | 20.59 | TEM | 1 | LP | 0.326 | 1
5SY42037 | CIRCUIT BREAKER 400V 10KA, 2POLE, C, 3A, D=70MM | 20.59 | TEM | 1 | LP | 0.32 | 1
5SY42067 | CIRCUIT BREAKER 400V 10KA, 2POLE, C, 6A, D=70MM | 20.59 | TEM | 1 | LP | 0.302 | 1
5SY42107 | CIRCUIT BREAKER 400V 10KA, 2POLE, C, 10A, D=70MM | 18.42 | TEM | 1 | LP | 0.303 | 1
5SY42167 | CIRCUIT BREAKER 400V 10KA, 2POLE, C, 16A, D=70MM | 18.42 | TEM | 1 | LP | 0.302 | 1
5SY42207 | CIRCUIT BREAKER 400V 10KA, 2POLE, C, 20A, D=70MM | 18.42 | TEM | 1 | LP | 0.316 | 1
5SY43037 | CIRCUIT BREAKER 400V 10KA, 3POLE, C, 3A, D=70MM | 30.17 | TEM | 1 | LP | 0.472 | 1
5SY43067 | CIRCUIT BREAKER 400V 10KA, 3POLE, C, 6A, D=70MM | 30.17 | TEM | 1 | LP | 0.465 | 1
5SY43107 | CIRCUIT BREAKER 400V 10KA, 3POLE, C, 10A, D=70MM | 28.01 | TEM | 1 | LP | 0.454 | 1
5SY43167 | CIRCUIT BREAKER 400V 10KA, 3POLE, C, 16A, D=70MM | 28.01 | TEM | 1 | LP | 0.452 | 1
5SY43807 | CIRCUIT BREAKER 400V 10KA, 3POLE, C, 80A, D=70MM | 80.75 | TEM | 1 | LP | 0.499 | 1
5SY45067 | CIRCUIT BREAKER 230V 10KA, 1+NPOLE, C, 6A, D=70MM | 17.01 | TEM | 1 | LP | 0.309 | 1
5SY45107 | CIRCUIT BREAKER 230V 10KA, 1+NPOLE, C, 10A, D=70MM | 15.32 | TEM | 1 | LP | 0.31 | 1
5SY52027 | CIRCUIT BREAKER CURR. SENS DC 440V AC 400V 10KA, 2POLE, C, 02A | 55.84 | TEM | 1 | LP | 0.328 | 1
5SP41807 | CIRCUIT BREAKER 230/400V 10KA, 1POLE, C, 80A, D=70MM | 24.91 | TEM | 1 | LP | 0.259 | 1
5SP41917 | CIRCUIT BREAKER 230/400V 10KA, 1POLE, C, 100A, D=70MM | 27.82 | TEM | 1 | LP | 0.26 | 1
5SP41927 | CIRCUIT BREAKER 230/400V 10KA, 1POLE, C, 125A, D=70MM | 30.93 | TEM | 1 | LP | 0.262 | 1
5SP42807 | CIRCUIT BREAKER 400V 10KA, 2POLE, C, 80A, D=70MM | 50.85 | TEM | 1 | LP | 0.524 | 1
5SP42917 | CIRCUIT BREAKER 400V 10KA, 2POLE, C, 100A, D=70MM | 56.78 | TEM | 1 | LP | 0.525 | 1
5SP42927 | CIRCUIT BREAKER 400V 10KA, 2POLE, C, 125A, D=70MM | 62.6 | TEM | 1 | LP | 0.528 | 1
5SP43807 | CIRCUIT BREAKER 400V 10KA, 3POLE, C, 80A, D=70MM | 68.71 | TEM | 1 | LP | 0.778 | 1
5SP43917 | CIRCUIT BREAKER 400V 10KA, 3POLE, C, 100A, D=70MM | 76.7 | TEM | 1 | LP | 0.763 | 1
5SP43927 | CIRCUIT BREAKER 400V 10KA, 3POLE, C, 125A, D=70MM | 85.63 | TEM | 1 | LP | 0.781 | 1
5SP44807 | CIRCUIT BREAKER 400V 10KA, 4POLE, C, 80A, D=70MM | 100.49 | TEM | 1 | LP | 1.031 | 1
5SP44917 | CIRCUIT BREAKER 400V 10KA, 4POLE, C, 100A, D=70MM | 113.46 | TEM | 1 | LP | 1.033 | 1
5SP44927 | CIRCUIT BREAKER 400V 10KA, 4POLE, C, 125A, D=70MM | 125.49 | TEM | 1 | LP | 1.038 | 1
5SP51807 | MINIATURE CIRCUIT BR. DC220V DC10KA, 1POLE, C, 80A | 32.81 | TEM | 1 | LP | 0.256 | 1
5SP51917 | MINIATURE CIRCUIT BR. DC220V DC10KA, 1POLE, C, 100A | 36.85 | TEM | 1 | LP | 0.258 | 1
5SP51927 | MINIATURE CIRCUIT BR. DC220V DC10KA, 1POLE, C, 125A | 40.89 | TEM | 1 | LP | 0.257 | 1
5SP52807 | MINIATURE CIRCUIT BR. DC440V DC10KA, 2POLE, C, 80A | 91.74 | TEM | 1 | LP | 0.507 | 1
5SY41017 | CIRCUIT BREAKER 230/400V 10KA, 1POLE, C, 1A, D=70MM | 9.02 | TEM | 1 | LP | 0.155 | 1
5SY41027 | CIRCUIT BREAKER 230/400V 10KA, 1POLE, C, 2A, D=70MM | 9.02 | TEM | 1 | LP | 0.157 | 1
5SY41037 | CIRCUIT BREAKER 230/400V 10KA, 1POLE, C, 3A, D=70MM | 9.02 | TEM | 1 | LP | 0.152 | 1
5SY41047 | CIRCUIT BREAKER 230/400V 10KA, 1POLE, C, 4A, D=70MM | 9.02 | TEM | 1 | LP | 0.152 | 1
5SY41057 | CIRCUIT BREAKER 230/400V 10KA, 1POLE, C, 0.5A, D=70MM | 9.02 | TEM | 1 | LP | 0.166 | 1
5SY41067 | CIRCUIT BREAKER 230/400V 10KA, 1POLE, C, 6A, D=70MM | 9.02 | TEM | 1 | LP | 0.15 | 1
5SY41087 | CIRCUIT BREAKER 230/400V 10KA, 1POLE, C, 8A, D=70MM | 9.02 | TEM | 1 | LP | 0.164 | 1
5SY41107 | CIRCUIT BREAKER 230/400V 10KA, 1POLE, C, 10A, D=70MM | 7.71 | TEM | 1 | LP | 0.151 | 1
5SY41137 | CIRCUIT BREAKER 230/400V 10KA, 1POLE, C, 13A, D=70MM | 7.71 | TEM | 1 | LP | 0.154 | 1
5SY41167 | CIRCUIT BREAKER 230/400V 10KA, 1POLE, C, 16A, D=70MM | 7.71 | TEM | 1 | LP | 0.15 | 1
5SY41207 | CIRCUIT BREAKER 230/400V 10KA, 1POLE, C, 20A, D=70MM | 7.71 | TEM | 1 | LP | 0.154 | 1
5SY41257 | CIRCUIT BREAKER 230/400V 10KA, 1POLE, C, 25A, D=70MM | 7.71 | TEM | 1 | LP | 0.168 | 1
5SY41327 | CIRCUIT BREAKER 230/400V 10KA, 1POLE, C, 32A, D=70MM | 7.71 | TEM | 1 | LP | 0.155 | 1
5SY41407 | CIRCUIT BREAKER 230/400V 10KA, 1POLE, C, 40A, D=70MM | 10.06 | TEM | 1 | LP | 0.154 | 1
5SY41507 | CIRCUIT BREAKER 230/400V 10KA, 1POLE, C, 50A, D=70MM | 14.29 | TEM | 1 | LP | 0.169 | 1
5SY41637 | CIRCUIT BREAKER 230/400V 10KA, 1POLE, C, 63A, D=70MM | 17.39 | TEM | 1 | LP | 0.172 | 1
5SY42017 | CIRCUIT BREAKER 400V 10KA, 2POLE, C, 1A, D=70MM | 20.59 | TEM | 1 | LP | 0.326 | 1
5SY42027 | CIRCUIT BREAKER 400V 10KA, 2POLE, C, 2A, D=70MM | 20.59 | TEM | 1 | LP | 0.317 | 1
5SY42037 | CIRCUIT BREAKER 400V 10KA, 2POLE, C, 3A, D=70MM | 20.59 | TEM | 1 | LP | 0.32 | 1
5SY42047 | CIRCUIT BREAKER 400V 10KA, 2POLE, C, 4A, D=70MM | 20.59 | TEM | 1 | LP | 0.306 | 1
5SY42057 | CIRCUIT BREAKER 400V 10KA, 2POLE, C, 0.5A, D=70MM | 20.59 | TEM | 1 | LP | 0.322 | 1
5SY42067 | CIRCUIT BREAKER 400V 10KA, 2POLE, C, 6A, D=70MM | 20.59 | TEM | 1 | LP | 0.302 | 1
5SY42107 | CIRCUIT BREAKER 400V 10KA, 2POLE, C, 10A, D=70MM | 18.42 | TEM | 1 | LP | 0.303 | 1
5SY42137 | CIRCUIT BREAKER 400V 10KA, 2POLE, C, 13A, D=70MM | #N/A | TEM | 1 | LP | 0.316 | 1
5SY42147 | CIRCUIT BREAKER 400V 10KA, 2POLE, C, 0.3A, D=70MM | 20.59 | TEM | 1 | LP | 0.325 | 1
5SY42157 | CIRCUIT BREAKER 400V 10KA, 2POLE, C, 1.6A, D=70MM | 20.59 | TEM | 1 | LP | 0.322 | 1
5SY42167 | CIRCUIT BREAKER 400V 10KA, 2POLE, C, 16A, D=70MM | 18.42 | TEM | 1 | LP | 0.302 | 1
5SY42207 | CIRCUIT BREAKER 400V 10KA, 2POLE, C, 20A, D=70MM | 18.42 | TEM | 1 | LP | 0.316 | 1
5SY42257 | CIRCUIT BREAKER 400V 10KA, 2POLE, C, 25A, D=70MM | 18.42 | TEM | 1 | LP | 0.31 | 1
5SY42327 | CIRCUIT BREAKER 400V 10KA, 2POLE, C, 32A, D=70MM | 20.59 | TEM | 1 | LP | 0.317 | 1
5SY42407 | CIRCUIT BREAKER 400V 10KA, 2POLE, C, 40A, D=70MM | 27.92 | TEM | 1 | LP | 0.324 | 1
5SY42637 | CIRCUIT BREAKER 400V 10KA, 2POLE, C, 63A, D=70MM | 44.84 | TEM | 1 | LP | 0.341 | 1
5SY42807 | CIRCUIT BREAKER 400V 10KA, 2POLE, C, 80A, D=70MM | 51.32 | TEM | 1 | LP | 0.337 | 1
5SY43017 | CIRCUIT BREAKER 400V 10KA, 3POLE, C, 1A, D=70MM | 30.17 | TEM | 1 | LP | 0.482 | 1
5SY43027 | CIRCUIT BREAKER 400V 10KA, 3POLE, C, 2A, D=70MM | 30.17 | TEM | 1 | LP | 0.486 | 1
5SY43037 | CIRCUIT BREAKER 400V 10KA, 3POLE, C, 3A, D=70MM | 30.17 | TEM | 1 | LP | 0.472 | 1
5SY43047 | CIRCUIT BREAKER 400V 10KA, 3POLE, C, 4A, D=70MM | 30.17 | TEM | 1 | LP | 0.472 | 1
5SY43057 | CIRCUIT BREAKER 400V 10KA, 3POLE, C, 0.5A, D=70MM | 30.17 | TEM | 1 | LP | 0.481 | 1
5SY43067 | CIRCUIT BREAKER 400V 10KA, 3POLE, C, 6A, D=70MM | 30.17 | TEM | 1 | LP | 0.465 | 1
5SY43107 | CIRCUIT BREAKER 400V 10KA, 3POLE, C, 10A, D=70MM | 28.01 | TEM | 1 | LP | 0.454 | 1
5SY43137 | CIRCUIT BREAKER 400V 10KA, 3POLE, C, 13A, D=70MM | 28.01 | TEM | 1 | LP | 0.477 | 1
5SY43167 | CIRCUIT BREAKER 400V 10KA, 3POLE, C, 16A, D=70MM | 28.01 | TEM | 1 | LP | 0.452 | 1
5SY43207 | CIRCUIT BREAKER 400V 10KA, 3POLE, C, 20A, D=70MM | 28.01 | TEM | 1 | LP | 0.477 | 1
5SY43257 | CIRCUIT BREAKER 400V 10KA, 3POLE, C, 25A, D=70MM | 28.01 | TEM | 1 | LP | 0.476 | 1
5SY43327 | CIRCUIT BREAKER 400V 10KA, 3POLE, C, 32A, D=70MM | 31.49 | TEM | 1 | LP | 0.47 | 1
5SY43407 | CIRCUIT BREAKER 400V 10KA, 3POLE, C, 40A, D=70MM | 39.57 | TEM | 1 | LP | 0.471 | 1
5SY43507 | CIRCUIT BREAKER 400V 10KA, 3POLE, C, 50A, D=70MM | 51.61 | TEM | 1 | LP | 0.488 | 1
5SY43607 | CIRCUIT BREAKER 400V 10KA, 3POLE, C, 60A, D=70MM | 51.7 | TEM | 1 | LP | 0.504 | 1
5SY43637 | CIRCUIT BREAKER 400V 10KA, 3POLE, C, 63A, D=70MM | 67.96 | TEM | 1 | LP | 0.509 | 1
5SY43807 | CIRCUIT BREAKER 400V 10KA, 3POLE, C, 80A, D=70MM | 80.75 | TEM | 1 | LP | 0.499 | 1
5SY44037 | CIRCUIT BREAKER 400V 10KA, 4POLE, C, 3A, D=70MM | 43.9 | TEM | 1 | LP | 0.621 | 1
5SY44047 | CIRCUIT BREAKER 400V 10KA, 4POLE, C, 4A, D=70MM | 43.9 | TEM | 1 | LP | 0.615 | 1
5SY44067 | CIRCUIT BREAKER 400V 10KA, 4POLE, C, 6A, D=70MM | 43.9 | TEM | 1 | LP | 0.607 | 1
5SY44107 | CIRCUIT BREAKER 400V 10KA, 4POLE, C, 10A, D=70MM | 41.08 | TEM | 1 | LP | 0.605 | 1
5SY44167 | CIRCUIT BREAKER 400V 10KA, 4POLE, C, 16A, D=70MM | 41.08 | TEM | 1 | LP | 0.604 | 1
5SY44207 | CIRCUIT BREAKER 400V 10KA, 4POLE, C, 20A, D=70MM | 41.08 | TEM | 1 | LP | 0.622 | 1
5SY44257 | CIRCUIT BREAKER 400V 10KA, 4POLE, C, 25A, D=70MM | 41.08 | TEM | 1 | LP | 0.625 | 1
5SY44327 | CIRCUIT BREAKER 400V 10KA, 4POLE, C, 32A, D=70MM | 48.22 | TEM | 1 | LP | 0.621 | 1
5SY44407 | CIRCUIT BREAKER 400V 10KA, 4POLE, C, 40A, D=70MM | 62.98 | TEM | 1 | LP | 0.627 | 1
5SY44507 | CIRCUIT BREAKER 400V 10KA, 4POLE, C, 50A, D=70MM | 79.15 | TEM | 1 | LP | 0.655 | 1
5SY44637 | CIRCUIT BREAKER 400V 10KA, 4POLE, C, 63A, D=70MM | 91.56 | TEM | 1 | LP | 0.678 | 1
5SY45017 | CIRCUIT BREAKER 230V 10KA, 1+NPOLE, C, 1A, D=70MM | 17.01 | TEM | 1 | LP | 0.32 | 1
5SY45027 | CIRCUIT BREAKER 230V 10KA, 1+NPOLE, C, 2A, D=70MM | 17.01 | TEM | 1 | LP | 0.329 | 1
5SY45037 | CIRCUIT BREAKER 230V 10KA, 1+NPOLE, C, 3A, D=70MM | 17.01 | TEM | 1 | LP | 0.313 | 1
5SY45047 | CIRCUIT BREAKER 230V 10KA, 1+NPOLE, C, 4A, D=70MM | 17.01 | TEM | 1 | LP | 0.312 | 1
5SY45067 | CIRCUIT BREAKER 230V 10KA, 1+NPOLE, C, 6A, D=70MM | 17.01 | TEM | 1 | LP | 0.309 | 1
5SY45107 | CIRCUIT BREAKER 230V 10KA, 1+NPOLE, C, 10A, D=70MM | 15.32 | TEM | 1 | LP | 0.31 | 1
5SY45157 | CIRCUIT BREAKER 230V 10KA, 1+NPOLE, C,1.6A, D=70MM | 17.01 | TEM | 1 | LP | 0.315 | 1
5SY45167 | CIRCUIT BREAKER 230V 10KA, 1+NPOLE, C, 16A, D=70MM | 15.32 | TEM | 1 | LP | 0.302 | 1
5SY45207 | CIRCUIT BREAKER 230V 10KA, 1+NPOLE, C, 20A, D=70MM | 15.32 | TEM | 1 | LP | 0.316 | 1
5SY45257 | CIRCUIT BREAKER 230V 10KA, 1+NPOLE, C, 25A, D=70MM | 15.32 | TEM | 1 | LP | 0.315 | 1
5SY45327 | CIRCUIT BREAKER 230V 10KA, 1+NPOLE, C, 32A, D=70MM | 17.2 | TEM | 1 | LP | 0.32 | 1
5SY45407 | CIRCUIT BREAKER 230V 10KA, 1+NPOLE, C, 40A, D=70MM | 21.62 | TEM | 1 | LP | 0.318 | 1
5SY45637 | CIRCUIT BREAKER 230V 10KA, 1+NPOLE, C, 63A, D=70MM | 31.02 | TEM | 1 | LP | 0.339 | 1
5SY46027 | CIRCUIT BREAKER 400V 10KA, 3+NPOLE, C, 2A, D=70MM | 43.15 | TEM | 1 | LP | 0.645 | 1
5SY46157 | CIRCUIT BREAKER 400V 10KA, 3+NPOLE, C,1.6A, D=70MM | 43.15 | TEM | 1 | LP | 0.626 | 1
5SY46167 | CIRCUIT BREAKER 400V 10KA, 3+NPOLE, C, 16A, D=70MM | 39.67 | TEM | 1 | LP | 0.607 | 1
5SY46207 | CIRCUIT BREAKER 400V 10KA, 3+NPOLE, C, 20A, D=70MM | 39.67 | TEM | 1 | LP | 0.62 | 1
5SY46257 | CIRCUIT BREAKER 400V 10KA, 3+NPOLE, C, 25A, D=70MM | 39.67 | TEM | 1 | LP | 0.632 | 1
5SY46327 | CIRCUIT BREAKER 400V 10KA, 3+NPOLE, C, 32A, D=70MM | 46.44 | TEM | 1 | LP | 0.622 | 1
5SY46407 | CIRCUIT BREAKER 400V 10KA, 3+NPOLE, C, 40A, D=70MM | 59.97 | TEM | 1 | LP | 0.63 | 1
5SY46507 | CIRCUIT BREAKER 400V 10KA, 3+NPOLE, C, 50A, D=70MM | 75.95 | TEM | 1 | LP | 0.645 | 1
5SY46637 | CIRCUIT BREAKER 400V 10KA, 3+NPOLE, C, 63A, D=70MM | 88.83 | TEM | 1 | LP | 0.676 | 1
5SY51017 | CIRCUIT BREAKER CURR. SENS DC 220V AC 230/400V 10KA, 1POLE, C, 01A | 23.78 | TEM | 1 | LP | 0.169 | 1
5SY51027 | CIRCUIT BREAKER CURR. SENS DC 220V AC 230/400V 10KA, 1POLE, C, 02A | 23.78 | TEM | 1 | LP | 0.17 | 1
5SY51047 | CIRCUIT BREAKER CURR. SENS DC 220V AC 230/400V 10KA, 1POLE, C, 04A | 23.78 | TEM | 1 | LP | 0.166 | 1
5SY51067 | CIRCUIT BREAKER CURR. SENS DC 220V AC 230/400V 10KA, 1POLE, C, 06A | 23.78 | TEM | 1 | LP | 0.166 | 1
5SY51107 | CIRCUIT BREAKER CURR. SENS DC 220V AC 230/400V 10KA, 1POLE, C, 10A | 21.15 | TEM | 1 | LP | 0.164 | 1
5SY51167 | CIRCUIT BREAKER CURR. SENS DC 220V AC 230/400V 10KA, 1POLE, C, 16A | 21.15 | TEM | 1 | LP | 0.164 | 1
5SY51207 | CIRCUIT BREAKER CURR. SENS DC 220V AC 230/400V 10KA, 1POLE, C, 20A | #N/A | TEM | 1 | LP | 0.167 | 1
5SY51407 | CIRCUIT BREAKER CURR. SENS DC 220V AC 230/400V 10KA, 1POLE, C, 40A | 27.45 | TEM | 1 | LP | 0.168 | 1
5SY52017 | CIRCUIT BREAKER CURR. SENS DC 440V AC 400V 10KA, 2POLE, C, 01A | 55.84 | TEM | 1 | LP | 0.325 | 1
5SY52027 | CIRCUIT BREAKER CURR. SENS DC 440V AC 400V 10KA, 2POLE, C, 02A | 55.84 | TEM | 1 | LP | 0.328 | 1
5SY52037 | CIRCUIT BREAKER CURR. SENS DC 440V AC 400V 10KA, 2POLE, C, 03A | 55.84 | TEM | 1 | LP | 0.319 | 1
5SY52047 | CIRCUIT BREAKER CURR. SENS DC 440V AC 400V 10KA, 2POLE, C, 04A | 55.84 | TEM | 1 | LP | 0.319 | 1
5SY52057 | CIRCUIT BREAKER CURR. SENS DC 440V AC 400V 10KA, 2POLE, C, 0.5A | 55.84 | TEM | 1 | LP | 0.329 | 1
5SY52067 | CIRCUIT BREAKER CURR. SENS DC 440V AC 400V 10KA, 2POLE, C, 6A | 55.84 | TEM | 1 | LP | 0.309 | 1
5SY52107 | CIRCUIT BREAKER CURR. SENS DC 440V AC 400V 10KA, 2POLE, C, 10A | 53.02 | TEM | 1 | LP | 0.315 | 1
5SY52137 | CIRCUIT BREAKER CURR. SENS DC 440V AC 400V 10KA, 2POLE, C, 13A | 53.02 | TEM | 1 | LP | 0.322 | 1
5SY52157 | CIRCUIT BREAKER CURR. SENS DC 440V AC 400V 10KA, 2POLE, C, 1.6A | 55.84 | TEM | 1 | LP | 0.325 | 1
5SY52167 | CIRCUIT BREAKER CURR. SENS DC 440V AC 400V 10KA, 2POLE, C, 16A | 53.02 | TEM | 1 | LP | 0.315 | 1
5SY52207 | CIRCUIT BREAKER CURR. SENS DC 440V AC 400V 10KA, 2POLE, C, 20A | 53.02 | TEM | 1 | LP | 0.321 | 1
5SY52257 | CIRCUIT BREAKER CURR. SENS DC 440V AC 400V 10KA, 2POLE, C, 25A | 56.02 | TEM | 1 | LP | 0.32 | 1
5SY52327 | CIRCUIT BREAKER CURR. SENS DC 440V AC 400V 10KA, 2POLE, C, 32A | 56.4 | TEM | 1 | LP | 0.323 | 1
5SY52407 | CIRCUIT BREAKER CURR. SENS DC 440V AC 400V 10KA, 2POLE, C, 40A | 68.9 | TEM | 1 | LP | 0.322 | 1
5SY52507 | CIRCUIT BREAKER CURR. SENS DC 440V AC 400V 10KA, 2POLE, C, 50A | 74.26 | TEM | 1 | LP | 0.333 | 1
5SY52637 | CIRCUIT BREAKER CURR. SENS DC 440V AC 400V 10KA, 2POLE, C, 63A | 87.89 | TEM | 1 | LP | 0.343 | 1
5SY54037 | CIRCUIT BREAKER CURR.SENS.DC 880V AC 400V 10KA, 4POLE, C, 3A MAX. DC 1000V | 109.51 | TEM | 1 | LP | 0.625 | 1
5SY54107 | CIRCUIT BREAKER CURR.SENS.DC 880V AC 400V 10KA, 4POLE, C, 10A MAX. DC 1000V | 89.58 | TEM | 1 | LP | 0.617 | 1
5SY54167 | CIRCUIT BREAKER CURR.SENS.DC 880V AC 400V 10KA, 4POLE, C, 16A MAX. DC 1000V | 89.58 | TEM | 1 | LP | 0.61 | 1
5SY54207 | CIRCUIT BREAKER CURR.SENS.DC 880V AC 400V 10KA, 4POLE, C, 20A MAX. DC 1000V | 89.58 | TEM | 1 | LP | 0.627 | 1
5SY54257 | CIRCUIT BREAKER CURR.SENS.DC 880V AC 400V 10KA, 4POLE, C, 25A MAX. DC 1000V | 89.58 | TEM | 1 | LP | 0.626 | 1
5SY54327 | CIRCUIT BREAKER CURR.SENS.DC 880V AC 400V 10KA, 4POLE, C, 32A MAX. DC 1000V | 109.51 | TEM | 1 | LP | 0.629 | 1
5SY54407 | CIRCUIT BREAKER CURR.SENS.DC 880V AC 400V 10KA, 4POLE, C, 40A MAX. DC 1000V | 134.23 | TEM | 1 | LP | 0.631 | 1
5SY54507 | CIRCUIT BREAKER CURR.SENS.DC 880V AC 400V 10KA, 4POLE, C, 50A MAX. DC 1000V | 164.31 | TEM | 1 | LP | 0.651 | 1
5SY54637 | CIRCUIT BREAKER CURR.SENS.DC 880V AC 400V 10KA, 4POLE, C, 63A MAX. DC 1000V | 189.03 | TEM | 1 | LP | 0.667 | 1
5ST1141 | STANDARD MOUNTING RAIL 35X27X7.3X1MM, 2000MM LONG | 3.29 | TEM | 1 | LP | 0.7 | 20
5ST1142 | STANDARD MOUNTING RAIL 35X27X15X1.5MM, 2000MM LONG | 7.8 | TEM | 1 | LP | 1.3 | 10
5ST1145 | STANDARD MOUNTING RAIL 35X27X7,3X1.0MM, 2000MM LONG | 4.89 | TEM | 1 | LP | 0.7 | 20
5ST1146 | STANDARD MOUNTING RAIL 35X27X7.3X1.0MM, 2000MM LONG PERFORATED, GALVANIZED, | 5.92 | TEM | 1 | LP | 0.7 | 20
5ST2120 | VERTICAL SPACER,FOR SNAPPING ON F.NTYPE MINIAT.CIRC.BREAKER | 1.6 | TEM | 1 | LP | 0.007 | 10
5ST2122 | SPACER FOR NTYPE M.C.B | 1.88 | TEM | 1 | LP | 0.009 | 10
5ST2157 | CONNECTION TERMINAL 35SQMM F.5SX NTYPE MINIAT.CIRC.BREAK FOR CONNECTION ON TOP | #N/A | TEM | 1 | LP | 0.03 | 5
5ST2166 | ACCESSORIES FOR SWITCHES ONE PHASE/ONE PHASE +N | 3.2 | TEM | 1 | LP | 0.021 | 10
5ST2204 | BUSBAR, 3PHASE F.5SQ NTYPE MIN.CIRC.BREAKER FOR 12 SPACING UNITS,210MM LONG 16SQMM CU | 10.62 | TEM | 1 | LP | 0.121 | 1
5ST2205 | BUSBAR, TOUCH SAFE FOR 5SQ M.C.B.S 16SSQMM CU, 1PHASE 210MM LONG, FOR 12MW | 3.57 | TEM | 1 | LP | 0.042 | 1
5ST2501 | DISTRIB. BOARD BLOCK 4POLE,80A 500V, INPUT: 1X616SQMM OUTPUT: 8X410SQMM FOR DIN RAIL MOUNTING | 22.09 | TEM | 1 | LP | 0.224 | 1
5ST2502 | DISTRIB.BOARD BLOCK 4POLE,125A 690V, INPUT: 1X25/35SQMM OUTPUT: 4X16 + 7X10SQMM FOR DIN RAIL MOUNTING | 22.47 | TEM | 1 | LP | 0.337 | 1
5ST2503 | DISTRIB.BOARD BLOCK 4POLE,160A 500V, INPUT: 1X1035SQMM OUTPUT: 3X625 + 8X2,516SQMM FOR DIN RAIL MOUNTING | 67.77 | TEM | 1 | LP | 0.716 | 1
5ST2504 | DISTRIB. BOARD BLOCK 1POLE,80A 690V, INPUT: 1X16SQMM OUTPUT: 8X10SQMM FOR DIN RAIL MOUNTING | 8.18 | TEM | 1 | LP | 0.076 | 1
5ST2505 | DISTRIB.BOARD BLOCK 1POLE,125A 690V, INPUT: 1X1035+1X616SQMM OUTPUT: 6X2,516SQMM FOR DIN RAIL MOUNTING | 17.39 | TEM | 1 | LP | 0.149 | 1
5ST2506 | CONNECT. F.DISTRIBUTORS 5ST2505 SHOCKHAZARD, 20SQMM 1PHASE, 32MM | 2.91 | TEM | 1 | LP | 0.015 | 10
5ST2507 | DISTRIB.BOARD BLOCK 1POLE,160A 690V, INPUT: 1X1070SQMM OUTPUT: 6X2,516SQMM FOR DIN RAIL MOUNTING | 30.17 | TEM | 1 | LP | 0.259 | 1
5ST2508 | DISTRIB.BOARD BLOCK 1POLE,250A 690V, INPUT: 1X35120SQMM OUTPUT: 2X2,525+5X2,516+4X2,510SQMM FOR DIN RAIL MOUNTING | 41.08 | TEM | 1 | LP | 0.43 | 1
5ST2510 | TERMINAL LINK FOR DISTRIBUTORS 5ST2508 | 4.98 | TEM | 1 | LP | 0.057 | 10
5ST2511 | DISTRIB.BOARD BLOCK 1POLE,400A 690V, INPUT: 1X95185SQMM OUTPUT: 2X2,525+5X2,516+4X2,510SQMM FOR DIN RAIL MOUNTING | 42.77 | TEM | 1 | LP | 0.407 | 1
5ST2512 | TERMINAL LINK FOR DISTRIBUTORS 5ST2511 | 5.17 | TEM | 1 | LP | 0.086 | 10
5ST2520 | BUSBAR 4PHASE, 12MODULE | 59.22 | TEM | 1 | LP | 0.781 | 1
5ST2521 | BUSBAR 4PHASE, 24MODULE | 68.62 | TEM | 1 | LP | 1.46 | 1
5ST3010 | AUXILIARY SWITCH 1NO+1NC FOR MCB 5SL, 5SY, 5SP, ONOFFSW. 5TL1, RCBO 5SU1, RCD 5SV | 11.94 | TEM | 1 | LP | 0.055 | 1
5ST30102 | AUXILIARY SW. WITH TEST BUTTON 1NO+1NC FOR MCB 5SL, 5SY, 5SP, ONOFFSW. 5TL1 RCBO 5SU1, RCD 5SV | 14.95 | TEM | 1 | LP | 0.072 | 1
5ST3011 | AUXILIARY SWITCH 2NO FOR MCB 5SL, 5SY, 5SP, ONOFFSW. 5TL1, RCBO 5SU1, RCD 5SV | 11.94 | TEM | 1 | LP | 0.066 | 1
5ST3012 | AUXILIARY SWITCH 2NC FOR MCB 5SL, 5SY, 5SP, ONOFFSW. 5TL1, RCBO 5SU1, RCD 5SV | 11.94 | TEM | 1 | LP | 0.066 | 1
5ST30122 | AUXILIARY SW. WITH TEST BUTTON 2NC FOR MCB 5SL, 5SY, 5SP, ONOFFSW. 5TL1, RCBO 5SU1, RCD 5SV | 14.95 | TEM | 1 | LP | 0.071 | 1
5ST3013 | AUXILIARY SWITCH, LOW POWER 1NO+1NC FOR MCB 5SL, 5SY, 5SP, ONOFFSW. 5TL1, RCBO 5SU1, RCD 5SV | 22.94 | TEM | 1 | LP | 0.065 | 1
5ST3014 | AUXILIARY SWITCH, LOW POWER 2NO FOR MCB 5SL, 5SY, 5SP, ONOFFSW. 5TL1, RCBO 5SU1, RCD 5SV | 22.94 | TEM | 1 | LP | 0.065 | 1
5ST3015 | AUXILIARY SWITCH, LOW POWER 2NC FOR MCB 5SL, 5SY, 5SP, ONOFFSW. 5TL1, RCBO 5SU1, RCD 5SV | 22.94 | TEM | 1 | LP | 0.065 | 1
5ST3020 | FAULT SIGNAL CONTACT 1NO+1NC FOR MCB 5SL, 5SY, 5SP, RCBO 5SU1, RCD 5SV | 18.89 | TEM | 1 | LP | 0.066 | 1
5ST30202 | FAULT SIGNAL CONTACT WITH TEST + ACKNOWL. BUTTON 1NO+1NC FOR MCB 5SL, 5SY, 5SP, RCBO 5SU1, RCD 5SV | 21.9 | TEM | 1 | LP | 0.072 | 1
5ST3021 | FAULT SIGNAL CONTACT 2NO FOR MCB 5SL, 5SY, 5SP, RCBO 5SU1, RCD 5SV | 18.89 | TEM | 1 | LP | 0.065 | 1
5ST3022 | FAULT SIGNAL CONTACT 2NC FOR MCB 5SL, 5SY, 5SP, RCBO 5SU1, RCD 5SV | 18.89 | TEM | 1 | LP | 0.066 | 1
5ST30222 | FAULT SIGNAL CONTACT WITH TEST + ACKNOWL. BUTTON 2NC FOR MCB 5SL, 5SY, 5SP, RCBO 5SU1, RCD 5SV | 21.9 | TEM | 1 | LP | 0.068 | 1
5ST3030 | SHUNT TRIP RELEASE AC110415V, F. LSSW. 5SL4, 5SY, 5SP, RCBO 5SU1, RCD 5SV | 27.92 | TEM | 1 | LP | 0.099 | 1
5ST3031 | SHUNT TRIP RELEASE DC 2448V, F. LSSW. 5SL4, 5SY, 5SP, RCBO 5SU1, RCD 5SV | 27.92 | TEM | 1 | LP | 0.099 | 1
5ST3040 | UNDERVOLTAGE RELEASE AC 230V, WITH 6 TERMINALS FOR LSSWITCH 5SL4, 5SY, 5SP, RCBO 5SU1, RCD 5SV | 53.77 | TEM | 1 | LP | 0.114 | 1
5ST3043 | UNDERVOLTAGE RELEASE AC 230V, WITH 2TERMINALS FOR LSSWITCH 5SL4, 5SY, 5SP, RCBO 5SU1, RCD 5SV | 41.83 | TEM | 1 | LP | 0.103 | 1
5ST3045 | UNDERVOLTAGE RELEASE DC 24V, WITH 2TERMINALS FOR LSSWITCH 5SL4, 5SY, 5SP, RCBO 5SU1, RCD 5SV | 41.83 | TEM | 1 | LP | 0.097 | 1
5ST3050 | REMOTE DRIVE 70 MM, 230 V FOR INSTALL. MOUNTING DEVICES 5SY, 5SP, 5SU1 | 248.72 | TEM | 1 | LP | 0.447 | 1
5ST3051 | REMOTECONTR.MECHAN. 230V FOR 5SM3 | 248.72 | TEM | 1 | LP | 0.448 | 1
5ST3600 | PIN BUSBAR, 10 SQMM CONNECTION: 2X1PHASE SAFETOTOUCH | 0.94 | TEM | 1 | LP | 0.009 | 10
5ST3601 | PIN BUSBAR, 10 SQMM CONNECTION: 6 X 1 PHASE SAFETOTOUCH | 1.6 | TEM | 1 | LP | 0.024 | 10
5ST3602 | PIN BUSBAR, 10 SQMM CONNECTION: 12X1PHASE SAFETOTOUCH | 2.44 | TEM | 1 | LP | 0.048 | 10
5ST3605 | PIN BUSBAR, 10 SQMM CONNECTION: 9X(1PHASE+HS/FS) SAFETOTOUCH | 2.54 | TEM | 1 | LP | 0.05 | 10
5ST3606 | PIN BUSBAR, 10 SQMM CONNECTION: 2X2PHASE SAFETOTOUCH | 2.26 | TEM | 1 | LP | 0.019 | 10
5ST3607 | PIN BUSBAR, 10 SQMM CONNECTION: 3X2 PHASE SAFETOTOUCH | 3.2 | TEM | 1 | LP | 0.029 | 10
5ST3608 | PIN BUSBAR, 10 SQMM CONNECTION: 6 X 2 PHASE SAFETOTOUCH | 5.73 | TEM | 1 | LP | 0.063 | 10
5ST3613 | PIN BUSBAR, 10 SQMM CONNECTION: 2X3 PHASE SAFETOTOUCH | 3.85 | TEM | 1 | LP | 0.034 | 10
5ST3614 | PIN BUSBAR, 10 SQMM CONNECTION: 3X3PHASE SAFETOTOUCH | 5.17 | TEM | 1 | LP | 0.055 | 10
5ST3615 | PIN BUSBAR, 10 SQMM CONNECTION: 4X3 PHASE SAFETOTOUCH | 6.67 | TEM | 1 | LP | 0.078 | 10
5ST3617 | PIN BUSBAR, 10 SQMM CONNECTION: 4X(3PHASE+HS/FS) SAFETOTOUCH | 7.33 | TEM | 1 | LP | 0.09 | 10
5ST3621 | PIN BUSBAR, 10 SQMM CONNECTION: 2X4PHASE SAFETOTOUCH | 6.2 | TEM | 1 | LP | 0.054 | 10
5ST3622 | PIN BUSBAR, 10 SQMM CONNECTION: 3X4PHASE SAFETOTOUCH | 11.56 | TEM | 1 | LP | 0.092 | 10
5ST3623 | PIN BUSBAR, 10 SQMM CONNECTION: 2X3X(1PHASE+N) SAFETOTOUCH | 11.28 | TEM | 1 | LP | 0.087 | 10
5ST3630 | PIN BUSBAR, 16 SQMM CONNECTION: 2X1PHASE SAFETOTOUCH | 1.41 | TEM | 1 | LP | 0.009 | 10
5ST3631 | PIN BUSBAR, 16 SQMM CONNECTION: 6X1PHASE SAFETOTOUCH | 2.35 | TEM | 1 | LP | 0.027 | 10
5ST3632 | PIN BUSBAR, 16 SQMM CONNECTION: 12X1PHASE SAFETOTOUCH | 3.67 | TEM | 1 | LP | 0.053 | 10
5ST3635 | PIN BUSBAR, 16 SQMM CONNECTION: 9X(1PHASE+HS/FS) SAFETOTOUCH | 3.95 | TEM | 1 | LP | 0.055 | 10
5ST3636 | PIN BUSBAR, 16 SQMM CONNECTION: 2X2PHASE SAFETOTOUCH | 3.48 | TEM | 1 | LP | 0.026 | 10
5ST3637 | PIN BUSBAR, 16 SQMM CONNECTION: 3 X 2 PHASE SAFETOTOUCH | 4.79 | TEM | 1 | LP | 0.042 | 10
5ST3638 | PIN BUSBAR, 16 SQMM CONNECTION: 6 X 2 PHASE SAFETOTOUCH | 8.37 | TEM | 1 | LP | 0.089 | 10
5ST3642 | PIN BUSBAR, 16 SQMM CONNECTION: 5X(2PHASE+HS/FS) SAFETOTOUCH | #N/A | TEM | 1 | LP | 0.087 | 10
5ST3643 | PIN BUSBAR, 16 SQMM CONNECTION: 2X3 PHASE SAFETOTOUCH | 5.73 | TEM | 1 | LP | 0.049 | 10
5ST3644 | PIN BUSBAR, 16 SQMM CONNECTION: 3X3PHASE SAFETOTOUCH | 7.8 | TEM | 1 | LP | 0.082 | 10
5ST3645 | PIN BUSBAR, 16 SQMM CONNECTION: 4X3PHASE SAFETOTOUCH | 9.96 | TEM | 1 | LP | 0.114 | 10
5ST3647 | PIN BUSBAR, 16 SQMM CONNECTION: 4X(3PHASE+HS/FS) SAFETOTOUCH | 10.72 | TEM | 1 | LP | 0.132 | 10
5ST3651 | PIN BUSBAR, 16 SQMM CONNECTION: 2X4PHASE SAFETOTOUCH | 9.31 | TEM | 1 | LP | 0.08 | 10
5ST3652 | PIN BUSBAR, 16 SQMM CONNECTION: 3X4PHASE SAFETOTOUCH | 17.39 | TEM | 1 | LP | 0.137 | 10
5ST3653 | PIN BUSBAR, 16 SQMM CONNECTION: 2X3X(1PHASE+N) SAFETOTOUCH | 17.01 | TEM | 1 | LP | 0.127 | 10
5ST3655 | PROTECTION AGAINST ELEC. SHOCK FOR FREE CONNECTIONS YELLOW | 1.88 | TEM | 1 | LP | 0.009 | 10
5ST3700 | PIN BUS BAR SHOCKHAZARD SAFETY, 16QMM 1 PHASE, L= 214MM CAN BE CUT, WITH END CAPS | 3.76 | TEM | 1 | LP | 0.042 | 1
5ST3701 | PIN BUS BAR SHOCKHAZARD SAFETY, 16QMM 1 PHASE, L= 1016MM CAN BE CUT, WITHOUT END CAPS | 12.5 | TEM | 1 | LP | 0.201 | 1
5ST3702 | PIN BUS BAR SHOCKHAZARD SAFETY, 16QMM 1 PHASE, L= 214MM CAN BE CUT, WITH END CAPS | 5.64 | TEM | 1 | LP | 0.04 | 1
5ST3703 | PIN BUS BAR SHOCKHAZARD SAFETY, 16QMM 1 PHASE, L= 1016MM CAN BE CUT, WITHOUT END CAPS | 18.89 | TEM | 1 | LP | 0.185 | 1
5ST3704 | PIN BUS BAR SHOCKHAZARD SAFETY, 16QMM 2 PHASE, L= 214MM CAN BE CUT, WITH END CAPS | 8.18 | TEM | 1 | LP | 0.097 | 1
5ST3705 | PIN BUS BAR SHOCKHAZARD SAFETY, 16QMM 2 PHASE, L= 1016MM CAN BE CUT, WITHOUT END CAPS | 32.15 | TEM | 1 | LP | 0.452 | 1
5ST3706 | PIN BUS BAR SHOCKHAZARD SAFETY, 16QMM 2 PHASE+HS, L= 214MM CAN BE CUT, WITH END CAPS | 11.09 | TEM | 1 | LP | 0.09 | 1
5ST3707 | PIN BUS BAR SHOCKHAZARD SAFETY, 16QMM 2 PHASE+HS, L= 1016MM CAN BE CUT, WITHOUT END CAPS | 47.38 | TEM | 1 | LP | 0.446 | 1
5ST3708 | PIN BUS BAR SHOCKHAZARD SAFETY, 16QMM 3 PHASE, L= 214MM CAN BE CUT, WITH END CAPS | 11 | TEM | 1 | LP | 0.116 | 1
5ST3710 | PIN BUS BAR SHOCKHAZARD SAFETY, 16QMM 3 PHASE, L= 1016MM CAN BE CUT, WITHOUT END CAPS | 48.22 | TEM | 1 | LP | 0.61 | 1
5ST3711 | PIN BUS BAR SHOCKHAZARD SAFETY, 16QMM 3 PHASE+HS, L= 214MM CAN BE CUT, WITH END CAPS | 16.54 | TEM | 1 | LP | 0.013 | 1
5ST3712 | PIN BUS BAR SHOCKHAZARD SAFETY, 16QMM 3 PHASE+HS, L= 1016MM CAN BE CUT, WITHOUT END CAPS | 69.94 | TEM | 1 | LP | 0.58 | 1
5ST3714 | PIN BUS BAR SHOCKHAZARD SAFETY, 16QMM 3 X 1 PHASE + HS, L= 1016MM CAN BE CUT, WITHOUT END CAPS | 69.94 | TEM | 1 | LP | 0.54 | 1
5ST3715 | PIN BUS BAR SHOCKHAZARD SAFETY, 16QMM 4 PHASE, L= 214MM CAN BE CUT, WITH END CAPS | 18.24 | TEM | 1 | LP | 0.152 | 1
5ST3716 | PIN BUS BAR SHOCKHAZARD SAFETY, 16QMM 4 PHASE, L= 1016MM CAN BE CUT, WITHOUT END CAPS | 73.41 | TEM | 1 | LP | 0.798 | 1
5ST3718 | END CAP FOR PIN BUSBARS 4PHASE | 1.03 | TEM | 1 | LP | 0.002 | 10
5ST3730 | PIN BUSBAR SHOCKPROOF, 10 SQMM 1PHASE, 214 MM LONG CAN BE CUT, WITH END CAPS | 4.04 | TEM | 1 | LP | 0.033 | 1
5ST3731 | PIN BUSBAR SHOCKPROOF, 10 SQMM 1PHASE, 1016 MM LONG CAN BE CUT, WITHOUT END CAPS | 14.38 | TEM | 1 | LP | 0.153 | 1
5ST3734 | PIN BUSBAR SHOCKPROOF, 10 SQMM 2PHASE, 214 MM LONG CAN BE CUT, WITH END CAPS | 6.49 | TEM | 1 | LP | 0.072 | 1
5ST3735 | PIN BUSBAR SHOCKPROOF, 10 SQMM 2PHASE, 1016 MM LONG CAN BE CUT, WITHOUT END CAPS | 26.32 | TEM | 1 | LP | 0.343 | 1
5ST3736 | PIN BUSBAR SHOCKPROOF, 10 SQMM 2PHASE+HS, 214 MM LONG CAN BE CUT, WITH END CAPS | 7.33 | TEM | 1 | LP | 0.071 | 1
5ST3737 | PIN BUSBAR SHOCKPROOF, 10 SQMM 2PHASE+HS, 1016 MM LONG CAN BE CUT, WITHOUT END CAPS | 35.72 | TEM | 1 | LP | 0.327 | 1
5ST3738 | PIN BUSBAR SHOCKPROOF, 10 SQMM 3PHASE, 214 MM LONG CAN BE CUT, WITH END CAPS | 6.96 | TEM | 1 | LP | 0.086 | 1
5ST3740 | PIN BUSBAR SHOCKPROOF, 10 SQMM 3PHASE, 1016 MM LONG CAN BE CUT, WITHOUT END CAPS | 29.52 | TEM | 1 | LP | 0.43 | 1
5ST3741 | PIN BUSBAR SHOCKPROOF, 10 SQMM 3PHASE+HS, 214 MM LONG CAN BE CUT, WITH END CAPS | 8.55 | TEM | 1 | LP | 0.074 | 1
5ST3742 | PIN BUSBAR SHOCKPROOF, 10 SQMM 3PHASE+HS, 1016 MM LONG CAN BE CUT, WITHOUT END CAPS | 35.25 | TEM | 1 | LP | 0.421 | 1
5ST3744 | PIN BUSBAR SHOCKPROOF, 10 SQMM 3 X 1 PHASE + HS, 1016 MM LONG CAN BE CUT, WITHOUT END CAPS | 47.38 | TEM | 1 | LP | 0.42 | 1
5ST3745 | PIN BUSBAR SHOCKPROOF, 10 SQMM 4PHASE, 214 MM LONG CAN BE CUT, WITH END CAPS | 14.76 | TEM | 1 | LP | 0.108 | 1
5ST3746 | PIN BUSBAR SHOCKPROOF, 10 SQMM 4PHASE, 1016 MM LONG CAN BE CUT, WITHOUT END CAPS | 64.77 | TEM | 1 | LP | 0.6 | 1
5ST3748 | END CAP FOR PIN BUSBARS 1PHASE | 0.56 | TEM | 1 | LP | 0.001 | 10
5ST3750 | END CAP FOR PIN BUSBARS 2/3PHASE | 0.75 | TEM | 1 | LP | 0.002 | 10
5ST3762 | PIN BUSBAR, 1PHASE 10SQMM, 12PINS, ISOLATION GREY CAN BE CUT, WITH END CAPS | 4.61 | TEM | 1 | LP | 0.034 | 10
5ST3763 | PIN BUSBAR, 1PHASE 10SQMM, 12PINS, ISOLATION BLUE CAN BE CUT, WITH END CAPS | 4.61 | TEM | 1 | LP | 0.034 | 10
5ST3764 | PIN BUSBAR, 1PHASE 10SQMM, 56PINS, ISOLATION GREY CAN BE CUT, WITHOUT END CAPS | 15.04 | TEM | 1 | LP | 0.134 | 10
5ST3765 | PIN BUSBAR, 1PHASE 10SQMM, 56PINS, ISOLATION BLUE CAN BE CUT, WITHOUT END CAPS | 15.04 | TEM | 1 | LP | 0.134 | 10
5ST3766 | END CAP KIT F.PIN BUSBARS 5ST3 76. GREY, KIT CONSISTING OF: 1 CAP RIGHT/ 1 CAP LEFT | 1.69 | ΣΕΤ | 1 | LP | 0.001 | 10
5ST3767 | END CAP KIT F.PIN BUSBARS 5ST3 76. BLUE, KIT CONSISTING OF: 1 CAP RIGHT/ 1 CAP LEFT | 1.69 | ΣΕΤ | 1 | LP | 0.001 | 10
5ST3768 | LINESIDE TERMINAL 25SQMM F.PIN BUSBARS 5ST3 76. | 4.14 | TEM | 1 | LP | 0.012 | 25
5ST3800 | TERMINAL COVER 1POLE FOR LSSWITCH DEPTH=70MM | 1.6 | TEM | 1 | LP | 0.003 | 10
5ST3801 | BLOCKING FOR HANDLE FOR LSSWITCH DEPTH=70MM FOR 5SY, 5SP, 5TE8 | 6.96 | TEM | 1 | LP | 0.012 | 1
5ST38011 | LOCKING DEVICE FOR HANDLE FOR FI/LSPROTECTORS D=70MM | 8.65 | TEM | 1 | LP | 0.014 | 1
5ST3802 | CLAMP LOCK FOR BARRIER 5ST3801 AND 5SW3003 | 11.94 | TEM | 1 | LP | 0.033 | 1
5ST3803 | BARRIER FOR CLAMP LOCK FOR CIRCUIT BREAKER (1SET IN POLYBAG) FOR 5SY, 5SP, 5TE8 | 38.45 | ΣΕΤ | 1 | LP | 0.046 | 1
5ST3804 | NEUTRAL CONDUCT. DISCONNECT. F. CIRCUIT BREAKER 5SY AND 5SJ | 19.08 | TEM | 1 | LP | 0.06 | 12
5ST38051 | HANDLE CONNECTOR FOR FI/LSPROTECTORS D=70 MM F. MOUNTING ADDITIONAL COMPON. (1 SET = 5 PIECES IN POLYBAG) | 9.12 | ΣΕΤ | 1 | LP | 0.006 | 1
5ST3806 | HANDLE LOCKING DEVICE FOR MCB 5SL, 5SV, 5TL1 | 3.48 | TEM | 1 | LP | 0.004 | 5
5ST3807 | HANDLE LOCKING DEVICE WITH PADLOCK (1 SET IN POLYBAG) FOR 5SY, 5SP, 5TL1, 5TE8 | 12.5 | ΣΕΤ | 1 | LP | 0.024 | 1
5ST2504 | DISTRIB. BOARD BLOCK 1POLE,80A 690V, INPUT: 1X16SQMM OUTPUT: 8X10SQMM FOR DIN RAIL MOUNTING | #N/A | TEM | 1 | LP | 0.076 | 1
5ST2505 | DISTRIB.BOARD BLOCK 1POLE,125A 690V, INPUT: 1X1035+1X616SQMM OUTPUT: 6X2,516SQMM FOR DIN RAIL MOUNTING | 17.39 | TEM | 1 | LP | 0.149 | 1
5ST2507 | DISTRIB.BOARD BLOCK 1POLE,160A 690V, INPUT: 1X1070SQMM OUTPUT: 6X2,516SQMM FOR DIN RAIL MOUNTING | 30.17 | TEM | 1 | LP | 0.259 | 1
5ST2508 | DISTRIB.BOARD BLOCK 1POLE,250A 690V, INPUT: 1X35120SQMM OUTPUT: 2X2,525+5X2,516+4X2,510SQMM FOR DIN RAIL MOUNTING | 41.08 | TEM | 1 | LP | 0.43 | 1
5ST3010 | AUXILIARY SWITCH 1NO+1NC FOR MCB 5SL, 5SY, 5SP, ONOFFSW. 5TL1, RCBO 5SU1, RCD 5SV | 11.94 | TEM | 1 | LP | 0.055 | 1
5ST3012 | AUXILIARY SWITCH 2NC FOR MCB 5SL, 5SY, 5SP, ONOFFSW. 5TL1, RCBO 5SU1, RCD 5SV | 11.94 | TEM | 1 | LP | 0.066 | 1
5ST3021 | FAULT SIGNAL CONTACT 2NO FOR MCB 5SL, 5SY, 5SP, RCBO 5SU1, RCD 5SV | 18.89 | TEM | 1 | LP | 0.065 | 1
5ST3608 | PIN BUSBAR, 10 SQMM CONNECTION: 6 X 2 PHASE SAFETOTOUCH | 5.73 | TEM | 1 | LP | 0.063 | 10
5ST3615 | PIN BUSBAR, 10 SQMM CONNECTION: 4X3 PHASE SAFETOTOUCH | 6.67 | TEM | 1 | LP | 0.078 | 10
5ST3704 | PIN BUS BAR SHOCKHAZARD SAFETY, 16QMM 2 PHASE, L= 214MM CAN BE CUT, WITH END CAPS | 8.18 | TEM | 1 | LP | 0.097 | 1
5ST3708 | PIN BUS BAR SHOCKHAZARD SAFETY, 16QMM 3 PHASE, L= 214MM CAN BE CUT, WITH END CAPS | 11 | TEM | 1 | LP | 0.116 | 1
5ST3710 | PIN BUS BAR SHOCKHAZARD SAFETY, 16QMM 3 PHASE, L= 1016MM CAN BE CUT, WITHOUT END CAPS | 48.22 | TEM | 1 | LP | 0.61 | 1
5ST3740 | PIN BUSBAR SHOCKPROOF, 10 SQMM 3PHASE, 1016 MM LONG CAN BE CUT, WITHOUT END CAPS | 29.52 | TEM | 1 | LP | 0.43 | 1
5ST3750 | END CAP FOR PIN BUSBARS 2/3PHASE | 0.75 | TEM | 1 | LP | 0.002 | 10
5ST3768 | LINESIDE TERMINAL 25SQMM F.PIN BUSBARS 5ST3 76. | 4.14 | TEM | 1 | LP | 0.012 | 25
5ST3801 | BLOCKING FOR HANDLE FOR LSSWITCH DEPTH=70MM FOR 5SY, 5SP, 5TE8 | 6.96 | TEM | 1 | LP | 0.012 | 1
5ST3802 | CLAMP LOCK FOR BARRIER 5ST3801 AND 5SW3003 | 11.94 | TEM | 1 | LP | 0.033 | 1
5ST1141 | STANDARD MOUNTING RAIL 35X27X7.3X1MM, 2000MM LONG | 3.29 | TEM | 1 | LP | 0.7 | 20
5ST1142 | STANDARD MOUNTING RAIL 35X27X15X1.5MM, 2000MM LONG | 7.8 | TEM | 1 | LP | 1.3 | 10
5ST1145 | STANDARD MOUNTING RAIL 35X27X7,3X1.0MM, 2000MM LONG | 4.89 | TEM | 1 | LP | 0.7 | 20
5ST1146 | STANDARD MOUNTING RAIL 35X27X7.3X1.0MM, 2000MM LONG PERFORATED, GALVANIZED, | 5.92 | TEM | 1 | LP | 0.7 | 20
5ST2120 | VERTICAL SPACER,FOR SNAPPING ON F.NTYPE MINIAT.CIRC.BREAKER | 1.6 | TEM | 1 | LP | 0.007 | 10
5ST2122 | SPACER FOR NTYPE M.C.B | 1.88 | TEM | 1 | LP | 0.009 | 10
5ST2157 | CONNECTION TERMINAL 35SQMM F.5SX NTYPE MINIAT.CIRC.BREAK FOR CONNECTION ON TOP | #N/A | TEM | 1 | LP | 0.03 | 5
5ST2166 | ACCESSORIES FOR SWITCHES ONE PHASE/ONE PHASE +N | 3.2 | TEM | 1 | LP | 0.021 | 10
5ST2204 | BUSBAR, 3PHASE F.5SQ NTYPE MIN.CIRC.BREAKER FOR 12 SPACING UNITS,210MM LONG 16SQMM CU | 10.62 | TEM | 1 | LP | 0.121 | 1
5ST2205 | BUSBAR, TOUCH SAFE FOR 5SQ M.C.B.S 16SSQMM CU, 1PHASE 210MM LONG, FOR 12MW | 3.57 | TEM | 1 | LP | 0.042 | 1
5ST2501 | DISTRIB. BOARD BLOCK 4POLE,80A 500V, INPUT: 1X616SQMM OUTPUT: 8X410SQMM FOR DIN RAIL MOUNTING | 22.09 | TEM | 1 | LP | 0.224 | 1
5ST2502 | DISTRIB.BOARD BLOCK 4POLE,125A 690V, INPUT: 1X25/35SQMM OUTPUT: 4X16 + 7X10SQMM FOR DIN RAIL MOUNTING | 22.47 | TEM | 1 | LP | 0.337 | 1
5ST2503 | DISTRIB.BOARD BLOCK 4POLE,160A 500V, INPUT: 1X1035SQMM OUTPUT: 3X625 + 8X2,516SQMM FOR DIN RAIL MOUNTING | 67.77 | TEM | 1 | LP | 0.716 | 1
5ST2504 | DISTRIB. BOARD BLOCK 1POLE,80A 690V, INPUT: 1X16SQMM OUTPUT: 8X10SQMM FOR DIN RAIL MOUNTING | 8.18 | TEM | 1 | LP | 0.076 | 1
5ST2505 | DISTRIB.BOARD BLOCK 1POLE,125A 690V, INPUT: 1X1035+1X616SQMM OUTPUT: 6X2,516SQMM FOR DIN RAIL MOUNTING | 17.39 | TEM | 1 | LP | 0.149 | 1
5ST2506 | CONNECT. F.DISTRIBUTORS 5ST2505 SHOCKHAZARD, 20SQMM 1PHASE, 32MM | 2.91 | TEM | 1 | LP | 0.015 | 10
5ST2507 | DISTRIB.BOARD BLOCK 1POLE,160A 690V, INPUT: 1X1070SQMM OUTPUT: 6X2,516SQMM FOR DIN RAIL MOUNTING | 30.17 | TEM | 1 | LP | 0.259 | 1
5ST2508 | DISTRIB.BOARD BLOCK 1POLE,250A 690V, INPUT: 1X35120SQMM OUTPUT: 2X2,525+5X2,516+4X2,510SQMM FOR DIN RAIL MOUNTING | 41.08 | TEM | 1 | LP | 0.43 | 1
5ST2510 | TERMINAL LINK FOR DISTRIBUTORS 5ST2508 | 4.98 | TEM | 1 | LP | 0.057 | 10
5ST2511 | DISTRIB.BOARD BLOCK 1POLE,400A 690V, INPUT: 1X95185SQMM OUTPUT: 2X2,525+5X2,516+4X2,510SQMM FOR DIN RAIL MOUNTING | 42.77 | TEM | 1 | LP | 0.407 | 1
5ST2512 | TERMINAL LINK FOR DISTRIBUTORS 5ST2511 | 5.17 | TEM | 1 | LP | 0.086 | 10
5ST2520 | BUSBAR 4PHASE, 12MODULE | 59.22 | TEM | 1 | LP | 0.781 | 1
5ST2521 | BUSBAR 4PHASE, 24MODULE | 68.62 | TEM | 1 | LP | 1.46 | 1
5ST3010 | AUXILIARY SWITCH 1NO+1NC FOR MCB 5SL, 5SY, 5SP, ONOFFSW. 5TL1, RCBO 5SU1, RCD 5SV | 11.94 | TEM | 1 | LP | 0.055 | 1
5ST30102 | AUXILIARY SW. WITH TEST BUTTON 1NO+1NC FOR MCB 5SL, 5SY, 5SP, ONOFFSW. 5TL1 RCBO 5SU1, RCD 5SV | 14.95 | TEM | 1 | LP | 0.072 | 1
5ST3011 | AUXILIARY SWITCH 2NO FOR MCB 5SL, 5SY, 5SP, ONOFFSW. 5TL1, RCBO 5SU1, RCD 5SV | 11.94 | TEM | 1 | LP | 0.066 | 1
5ST3012 | AUXILIARY SWITCH 2NC FOR MCB 5SL, 5SY, 5SP, ONOFFSW. 5TL1, RCBO 5SU1, RCD 5SV | 11.94 | TEM | 1 | LP | 0.066 | 1
5ST30122 | AUXILIARY SW. WITH TEST BUTTON 2NC FOR MCB 5SL, 5SY, 5SP, ONOFFSW. 5TL1, RCBO 5SU1, RCD 5SV | 14.95 | TEM | 1 | LP | 0.071 | 1
5ST3013 | AUXILIARY SWITCH, LOW POWER 1NO+1NC FOR MCB 5SL, 5SY, 5SP, ONOFFSW. 5TL1, RCBO 5SU1, RCD 5SV | 22.94 | TEM | 1 | LP | 0.065 | 1
5ST3014 | AUXILIARY SWITCH, LOW POWER 2NO FOR MCB 5SL, 5SY, 5SP, ONOFFSW. 5TL1, RCBO 5SU1, RCD 5SV | 22.94 | TEM | 1 | LP | 0.065 | 1
5ST3015 | AUXILIARY SWITCH, LOW POWER 2NC FOR MCB 5SL, 5SY, 5SP, ONOFFSW. 5TL1, RCBO 5SU1, RCD 5SV | 22.94 | TEM | 1 | LP | 0.065 | 1
5ST3020 | FAULT SIGNAL CONTACT 1NO+1NC FOR MCB 5SL, 5SY, 5SP, RCBO 5SU1, RCD 5SV | 18.89 | TEM | 1 | LP | 0.066 | 1
5ST30202 | FAULT SIGNAL CONTACT WITH TEST + ACKNOWL. BUTTON 1NO+1NC FOR MCB 5SL, 5SY, 5SP, RCBO 5SU1, RCD 5SV | 21.9 | TEM | 1 | LP | 0.072 | 1
5ST3021 | FAULT SIGNAL CONTACT 2NO FOR MCB 5SL, 5SY, 5SP, RCBO 5SU1, RCD 5SV | 18.89 | TEM | 1 | LP | 0.065 | 1
5ST3022 | FAULT SIGNAL CONTACT 2NC FOR MCB 5SL, 5SY, 5SP, RCBO 5SU1, RCD 5SV | 18.89 | TEM | 1 | LP | 0.066 | 1
5ST30222 | FAULT SIGNAL CONTACT WITH TEST + ACKNOWL. BUTTON 2NC FOR MCB 5SL, 5SY, 5SP, RCBO 5SU1, RCD 5SV | 21.9 | TEM | 1 | LP | 0.068 | 1
5ST3030 | SHUNT TRIP RELEASE AC110415V, F. LSSW. 5SL4, 5SY, 5SP, RCBO 5SU1, RCD 5SV | 27.92 | TEM | 1 | LP | 0.099 | 1
5ST3031 | SHUNT TRIP RELEASE DC 2448V, F. LSSW. 5SL4, 5SY, 5SP, RCBO 5SU1, RCD 5SV | 27.92 | TEM | 1 | LP | 0.099 | 1
5ST3040 | UNDERVOLTAGE RELEASE AC 230V, WITH 6 TERMINALS FOR LSSWITCH 5SL4, 5SY, 5SP, RCBO 5SU1, RCD 5SV | 53.77 | TEM | 1 | LP | 0.114 | 1
5ST3043 | UNDERVOLTAGE RELEASE AC 230V, WITH 2TERMINALS FOR LSSWITCH 5SL4, 5SY, 5SP, RCBO 5SU1, RCD 5SV | 41.83 | TEM | 1 | LP | 0.103 | 1
5ST3045 | UNDERVOLTAGE RELEASE DC 24V, WITH 2TERMINALS FOR LSSWITCH 5SL4, 5SY, 5SP, RCBO 5SU1, RCD 5SV | 41.83 | TEM | 1 | LP | 0.097 | 1
5ST3050 | REMOTE DRIVE 70 MM, 230 V FOR INSTALL. MOUNTING DEVICES 5SY, 5SP, 5SU1 | 248.72 | TEM | 1 | LP | 0.447 | 1
5ST3051 | REMOTECONTR.MECHAN. 230V FOR 5SM3 | 248.72 | TEM | 1 | LP | 0.448 | 1
5ST3600 | PIN BUSBAR, 10 SQMM CONNECTION: 2X1PHASE SAFETOTOUCH | 0.94 | TEM | 1 | LP | 0.009 | 10
5ST3601 | PIN BUSBAR, 10 SQMM CONNECTION: 6 X 1 PHASE SAFETOTOUCH | 1.6 | TEM | 1 | LP | 0.024 | 10
5ST3602 | PIN BUSBAR, 10 SQMM CONNECTION: 12X1PHASE SAFETOTOUCH | 2.44 | TEM | 1 | LP | 0.048 | 10
5ST3605 | PIN BUSBAR, 10 SQMM CONNECTION: 9X(1PHASE+HS/FS) SAFETOTOUCH | 2.54 | TEM | 1 | LP | 0.05 | 10
5ST3606 | PIN BUSBAR, 10 SQMM CONNECTION: 2X2PHASE SAFETOTOUCH | 2.26 | TEM | 1 | LP | 0.019 | 10
5ST3607 | PIN BUSBAR, 10 SQMM CONNECTION: 3X2 PHASE SAFETOTOUCH | 3.2 | TEM | 1 | LP | 0.029 | 10
5ST3608 | PIN BUSBAR, 10 SQMM CONNECTION: 6 X 2 PHASE SAFETOTOUCH | 5.73 | TEM | 1 | LP | 0.063 | 10
5ST3613 | PIN BUSBAR, 10 SQMM CONNECTION: 2X3 PHASE SAFETOTOUCH | 3.85 | TEM | 1 | LP | 0.034 | 10
5ST3614 | PIN BUSBAR, 10 SQMM CONNECTION: 3X3PHASE SAFETOTOUCH | 5.17 | TEM | 1 | LP | 0.055 | 10
5ST3615 | PIN BUSBAR, 10 SQMM CONNECTION: 4X3 PHASE SAFETOTOUCH | 6.67 | TEM | 1 | LP | 0.078 | 10
5ST3617 | PIN BUSBAR, 10 SQMM CONNECTION: 4X(3PHASE+HS/FS) SAFETOTOUCH | 7.33 | TEM | 1 | LP | 0.09 | 10
5ST3621 | PIN BUSBAR, 10 SQMM CONNECTION: 2X4PHASE SAFETOTOUCH | 6.2 | TEM | 1 | LP | 0.054 | 10
5ST3622 | PIN BUSBAR, 10 SQMM CONNECTION: 3X4PHASE SAFETOTOUCH | 11.56 | TEM | 1 | LP | 0.092 | 10
5ST3623 | PIN BUSBAR, 10 SQMM CONNECTION: 2X3X(1PHASE+N) SAFETOTOUCH | 11.28 | TEM | 1 | LP | 0.087 | 10
5ST3630 | PIN BUSBAR, 16 SQMM CONNECTION: 2X1PHASE SAFETOTOUCH | 1.41 | TEM | 1 | LP | 0.009 | 10
5ST3631 | PIN BUSBAR, 16 SQMM CONNECTION: 6X1PHASE SAFETOTOUCH | 2.35 | TEM | 1 | LP | 0.027 | 10
5ST3632 | PIN BUSBAR, 16 SQMM CONNECTION: 12X1PHASE SAFETOTOUCH | 3.67 | TEM | 1 | LP | 0.053 | 10
5ST3635 | PIN BUSBAR, 16 SQMM CONNECTION: 9X(1PHASE+HS/FS) SAFETOTOUCH | 3.95 | TEM | 1 | LP | 0.055 | 10
5ST3636 | PIN BUSBAR, 16 SQMM CONNECTION: 2X2PHASE SAFETOTOUCH | 3.48 | TEM | 1 | LP | 0.026 | 10
5ST3637 | PIN BUSBAR, 16 SQMM CONNECTION: 3 X 2 PHASE SAFETOTOUCH | 4.79 | TEM | 1 | LP | 0.042 | 10
5ST3638 | PIN BUSBAR, 16 SQMM CONNECTION: 6 X 2 PHASE SAFETOTOUCH | 8.37 | TEM | 1 | LP | 0.089 | 10
5ST3642 | PIN BUSBAR, 16 SQMM CONNECTION: 5X(2PHASE+HS/FS) SAFETOTOUCH | #N/A | TEM | 1 | LP | 0.087 | 10
5ST3643 | PIN BUSBAR, 16 SQMM CONNECTION: 2X3 PHASE SAFETOTOUCH | 5.73 | TEM | 1 | LP | 0.049 | 10
5ST3644 | PIN BUSBAR, 16 SQMM CONNECTION: 3X3PHASE SAFETOTOUCH | 7.8 | TEM | 1 | LP | 0.082 | 10
5ST3645 | PIN BUSBAR, 16 SQMM CONNECTION: 4X3PHASE SAFETOTOUCH | 9.96 | TEM | 1 | LP | 0.114 | 10
5ST3647 | PIN BUSBAR, 16 SQMM CONNECTION: 4X(3PHASE+HS/FS) SAFETOTOUCH | 10.72 | TEM | 1 | LP | 0.132 | 10
5ST3651 | PIN BUSBAR, 16 SQMM CONNECTION: 2X4PHASE SAFETOTOUCH | 9.31 | TEM | 1 | LP | 0.08 | 10
5ST3652 | PIN BUSBAR, 16 SQMM CONNECTION: 3X4PHASE SAFETOTOUCH | 17.39 | TEM | 1 | LP | 0.137 | 10
5ST3653 | PIN BUSBAR, 16 SQMM CONNECTION: 2X3X(1PHASE+N) SAFETOTOUCH | 17.01 | TEM | 1 | LP | 0.127 | 10
5ST3655 | PROTECTION AGAINST ELEC. SHOCK FOR FREE CONNECTIONS YELLOW | 1.88 | TEM | 1 | LP | 0.009 | 10
5ST3700 | PIN BUS BAR SHOCKHAZARD SAFETY, 16QMM 1 PHASE, L= 214MM CAN BE CUT, WITH END CAPS | 3.76 | TEM | 1 | LP | 0.042 | 1
5ST3701 | PIN BUS BAR SHOCKHAZARD SAFETY, 16QMM 1 PHASE, L= 1016MM CAN BE CUT, WITHOUT END CAPS | 12.5 | TEM | 1 | LP | 0.201 | 1
5ST3702 | PIN BUS BAR SHOCKHAZARD SAFETY, 16QMM 1 PHASE, L= 214MM CAN BE CUT, WITH END CAPS | 5.64 | TEM | 1 | LP | 0.04 | 1
5ST3703 | PIN BUS BAR SHOCKHAZARD SAFETY, 16QMM 1 PHASE, L= 1016MM CAN BE CUT, WITHOUT END CAPS | 18.89 | TEM | 1 | LP | 0.185 | 1
5ST3704 | PIN BUS BAR SHOCKHAZARD SAFETY, 16QMM 2 PHASE, L= 214MM CAN BE CUT, WITH END CAPS | 8.18 | TEM | 1 | LP | 0.097 | 1
5ST3705 | PIN BUS BAR SHOCKHAZARD SAFETY, 16QMM 2 PHASE, L= 1016MM CAN BE CUT, WITHOUT END CAPS | 32.15 | TEM | 1 | LP | 0.452 | 1
5ST3706 | PIN BUS BAR SHOCKHAZARD SAFETY, 16QMM 2 PHASE+HS, L= 214MM CAN BE CUT, WITH END CAPS | 11.09 | TEM | 1 | LP | 0.09 | 1
5ST3707 | PIN BUS BAR SHOCKHAZARD SAFETY, 16QMM 2 PHASE+HS, L= 1016MM CAN BE CUT, WITHOUT END CAPS | 47.38 | TEM | 1 | LP | 0.446 | 1
5ST3708 | PIN BUS BAR SHOCKHAZARD SAFETY, 16QMM 3 PHASE, L= 214MM CAN BE CUT, WITH END CAPS | 11 | TEM | 1 | LP | 0.116 | 1
5ST3710 | PIN BUS BAR SHOCKHAZARD SAFETY, 16QMM 3 PHASE, L= 1016MM CAN BE CUT, WITHOUT END CAPS | 48.22 | TEM | 1 | LP | 0.61 | 1
5ST3711 | PIN BUS BAR SHOCKHAZARD SAFETY, 16QMM 3 PHASE+HS, L= 214MM CAN BE CUT, WITH END CAPS | 16.54 | TEM | 1 | LP | 0.013 | 1
5ST3712 | PIN BUS BAR SHOCKHAZARD SAFETY, 16QMM 3 PHASE+HS, L= 1016MM CAN BE CUT, WITHOUT END CAPS | 69.94 | TEM | 1 | LP | 0.58 | 1
5ST3714 | PIN BUS BAR SHOCKHAZARD SAFETY, 16QMM 3 X 1 PHASE + HS, L= 1016MM CAN BE CUT, WITHOUT END CAPS | 69.94 | TEM | 1 | LP | 0.54 | 1
5ST3715 | PIN BUS BAR SHOCKHAZARD SAFETY, 16QMM 4 PHASE, L= 214MM CAN BE CUT, WITH END CAPS | 18.24 | TEM | 1 | LP | 0.152 | 1
5ST3716 | PIN BUS BAR SHOCKHAZARD SAFETY, 16QMM 4 PHASE, L= 1016MM CAN BE CUT, WITHOUT END CAPS | 73.41 | TEM | 1 | LP | 0.798 | 1
5ST3718 | END CAP FOR PIN BUSBARS 4PHASE | 1.03 | TEM | 1 | LP | 0.002 | 10
5ST3730 | PIN BUSBAR SHOCKPROOF, 10 SQMM 1PHASE, 214 MM LONG CAN BE CUT, WITH END CAPS | 4.04 | TEM | 1 | LP | 0.033 | 1
5ST3731 | PIN BUSBAR SHOCKPROOF, 10 SQMM 1PHASE, 1016 MM LONG CAN BE CUT, WITHOUT END CAPS | 14.38 | TEM | 1 | LP | 0.153 | 1
5ST3734 | PIN BUSBAR SHOCKPROOF, 10 SQMM 2PHASE, 214 MM LONG CAN BE CUT, WITH END CAPS | 6.49 | TEM | 1 | LP | 0.072 | 1
5ST3735 | PIN BUSBAR SHOCKPROOF, 10 SQMM 2PHASE, 1016 MM LONG CAN BE CUT, WITHOUT END CAPS | 26.32 | TEM | 1 | LP | 0.343 | 1
5ST3736 | PIN BUSBAR SHOCKPROOF, 10 SQMM 2PHASE+HS, 214 MM LONG CAN BE CUT, WITH END CAPS | 7.33 | TEM | 1 | LP | 0.071 | 1
5ST3737 | PIN BUSBAR SHOCKPROOF, 10 SQMM 2PHASE+HS, 1016 MM LONG CAN BE CUT, WITHOUT END CAPS | 35.72 | TEM | 1 | LP | 0.327 | 1
5ST3738 | PIN BUSBAR SHOCKPROOF, 10 SQMM 3PHASE, 214 MM LONG CAN BE CUT, WITH END CAPS | 6.96 | TEM | 1 | LP | 0.086 | 1
5ST3740 | PIN BUSBAR SHOCKPROOF, 10 SQMM 3PHASE, 1016 MM LONG CAN BE CUT, WITHOUT END CAPS | 29.52 | TEM | 1 | LP | 0.43 | 1
5ST3741 | PIN BUSBAR SHOCKPROOF, 10 SQMM 3PHASE+HS, 214 MM LONG CAN BE CUT, WITH END CAPS | 8.55 | TEM | 1 | LP | 0.074 | 1
5ST3742 | PIN BUSBAR SHOCKPROOF, 10 SQMM 3PHASE+HS, 1016 MM LONG CAN BE CUT, WITHOUT END CAPS | 35.25 | TEM | 1 | LP | 0.421 | 1
5ST3744 | PIN BUSBAR SHOCKPROOF, 10 SQMM 3 X 1 PHASE + HS, 1016 MM LONG CAN BE CUT, WITHOUT END CAPS | 47.38 | TEM | 1 | LP | 0.42 | 1
5ST3745 | PIN BUSBAR SHOCKPROOF, 10 SQMM 4PHASE, 214 MM LONG CAN BE CUT, WITH END CAPS | 14.76 | TEM | 1 | LP | 0.108 | 1
5ST3746 | PIN BUSBAR SHOCKPROOF, 10 SQMM 4PHASE, 1016 MM LONG CAN BE CUT, WITHOUT END CAPS | 64.77 | TEM | 1 | LP | 0.6 | 1
5ST3748 | END CAP FOR PIN BUSBARS 1PHASE | 0.56 | TEM | 1 | LP | 0.001 | 10
5ST3750 | END CAP FOR PIN BUSBARS 2/3PHASE | 0.75 | TEM | 1 | LP | 0.002 | 10
5ST3762 | PIN BUSBAR, 1PHASE 10SQMM, 12PINS, ISOLATION GREY CAN BE CUT, WITH END CAPS | 4.61 | TEM | 1 | LP | 0.034 | 10
5ST3763 | PIN BUSBAR, 1PHASE 10SQMM, 12PINS, ISOLATION BLUE CAN BE CUT, WITH END CAPS | 4.61 | TEM | 1 | LP | 0.034 | 10
5ST3764 | PIN BUSBAR, 1PHASE 10SQMM, 56PINS, ISOLATION GREY CAN BE CUT, WITHOUT END CAPS | 15.04 | TEM | 1 | LP | 0.134 | 10
5ST3765 | PIN BUSBAR, 1PHASE 10SQMM, 56PINS, ISOLATION BLUE CAN BE CUT, WITHOUT END CAPS | 15.04 | TEM | 1 | LP | 0.134 | 10
5ST3766 | END CAP KIT F.PIN BUSBARS 5ST3 76. GREY, KIT CONSISTING OF: 1 CAP RIGHT/ 1 CAP LEFT | 1.69 | ΣΕΤ | 1 | LP | 0.001 | 10
5ST3767 | END CAP KIT F.PIN BUSBARS 5ST3 76. BLUE, KIT CONSISTING OF: 1 CAP RIGHT/ 1 CAP LEFT | 1.69 | ΣΕΤ | 1 | LP | 0.001 | 10
5ST3768 | LINESIDE TERMINAL 25SQMM F.PIN BUSBARS 5ST3 76. | 4.14 | TEM | 1 | LP | 0.012 | 25
5ST3800 | TERMINAL COVER 1POLE FOR LSSWITCH DEPTH=70MM | 1.6 | TEM | 1 | LP | 0.003 | 10
5ST3801 | BLOCKING FOR HANDLE FOR LSSWITCH DEPTH=70MM FOR 5SY, 5SP, 5TE8 | 6.96 | TEM | 1 | LP | 0.012 | 1
5ST38011 | LOCKING DEVICE FOR HANDLE FOR FI/LSPROTECTORS D=70MM | 8.65 | TEM | 1 | LP | 0.014 | 1
5ST3802 | CLAMP LOCK FOR BARRIER 5ST3801 AND 5SW3003 | 11.94 | TEM | 1 | LP | 0.033 | 1
5ST3803 | BARRIER FOR CLAMP LOCK FOR CIRCUIT BREAKER (1SET IN POLYBAG) FOR 5SY, 5SP, 5TE8 | 38.45 | ΣΕΤ | 1 | LP | 0.046 | 1
5ST3804 | NEUTRAL CONDUCT. DISCONNECT. F. CIRCUIT BREAKER 5SY AND 5SJ | 19.08 | TEM | 1 | LP | 0.06 | 12
5ST38051 | HANDLE CONNECTOR FOR FI/LSPROTECTORS D=70 MM F. MOUNTING ADDITIONAL COMPON. (1 SET = 5 PIECES IN POLYBAG) | 9.12 | ΣΕΤ | 1 | LP | 0.006 | 1
5ST3806 | HANDLE LOCKING DEVICE FOR MCB 5SL, 5SV, 5TL1 | 3.48 | TEM | 1 | LP | 0.004 | 5
5ST3807 | HANDLE LOCKING DEVICE WITH PADLOCK (1 SET IN POLYBAG) FOR 5SY, 5SP, 5TL1, 5TE8 | 12.5 | ΣΕΤ | 1 | LP | 0.024 | 1
5SJ41027HG40 | CIRCUIT BREAKER 240V 14KA, 1POLE, C, 2A, D=70MM ACC. TO UL 489, SAME POLARITY | 107.53 | TEM | 1 | LP | 0.168 | 1
5SJ41047HG40 | CIRCUIT BREAKER 240V 14KA, 1POLE, C, 4A, D=70MM ACC. TO UL 489, SAME POLARITY | 107.53 | TEM | 1 | LP | 0.163 | 1
5SJ41167HG40 | CIRCUIT BREAKER 240V 14KA, 1POLE, C, 16A, D=70MM ACC. TO UL 489, SAME POLARITY | 89.4 | TEM | 1 | LP | 0.152 | 1
5SJ42207HG42 | CIRCUIT BREAKER 10KA, 2POLE, C, 20A ACC. TO UL 489 480Y/277V | 320.12 | TEM | 1 | LP | 0.34 | 1
5SJ42257HG42 | CIRCUIT BREAKER 10KA, 2POLE, C, 25A ACC. TO UL 489 480Y/277V | 312.5 | TEM | 1 | LP | 0.337 | 1
5SJ43107HG42 | CIRCUIT BREAKER 10KA, 3POLE, C, 10A ACC. TO UL 489 480Y/277V | 460.41 | TEM | 1 | LP | 0.49 | 1
5SJ43167HG42 | CIRCUIT BREAKER 10KA, 3POLE, C, 16A ACC. TO UL 489 480Y/277V | 460.41 | TEM | 1 | LP | 0.486 | 1
5SJ43207HG42 | CIRCUIT BREAKER 10KA, 3POLE, C, 20A ACC. TO UL 489 480Y/277V | 460.41 | TEM | 1 | LP | 0.5 | 1
5SJ43257HG42 | CIRCUIT BREAKER 10KA, 3POLE, C, 25A ACC. TO UL 489 480Y/277V | 460.41 | TEM | 1 | LP | 0.497 | 1
5SJ43327HG42 | CIRCUIT BREAKER 10KA, 3POLE, C, 32A ACC. TO UL 489 480Y/277V | 552.49 | TEM | 1 | LP | 0.499 | 1
5ST30100HG | AUXILIARY CIRCUIT SWITCH 1NO+1NC, FOR MCB ACC.UL489 | 69.73 | TEM | 1 | LP | 0.085 | 1
5ST36640HG | PIN BUSBAR, 16SQMM CONNECTION: 3 X 2 PHASE ACC.UL 489,480Y/277V FOR MCB 5SJ4....HG | 25.96 | TEM | 1 | LP | 0.067 | 10
5ST36641HG | PIN BUSBAR, 16SQMM CONNECTION: 6X2PHASE ACC.UL 489,480Y/277V FOR MCB 5SJ4....HG | 42.13 | TEM | 1 | LP | 0.138 | 10
5ST36650HG | PIN BUSBAR, 16SQMM CONNECTION: 2X3 PHASE ACC.UL 489,480Y/277V FOR MCB 5SJ4....HG | 30.8 | TEM | 1 | LP | 0.071 | 10
5ST36651HG | PIN BUSBAR, 16SQMM CONNECTION: 4X3PHASE ACC.UL 489,480Y/277V FOR MCB 5SJ4....HG | 49.44 | TEM | 1 | LP | 0.156 | 10
5ST36652HG | PIN BUSBAR, 16SQMM CONNECTION: 6X3PHASE ACC.UL 489,480Y/277V FOR MCB 5SJ4....HG | 70.86 | TEM | 1 | LP | 0.249 | 10
5ST36660HG | CONNECTION TERMINAL, 35SQMM ACC.UL 489,480Y/277V FOR MCB 5SJ4....HG INFEED MCB | 27.91 | TEM | 1 | LP | 0.037 | 10
5ST36661HG | TOUCH PROTECTION FOR UNUSED PINS YELLOW FOR BUSBAR UL 489,480Y/277V | 5.67 | TEM | 1 | LP | 0.005 | 10
5ST37480HG | END CAP 1PHASE FOR PIN BUSBAR ACC. TO UL 508 | 2.16 | TEM | 1 | LP | 0.001 | 10
5SY42067KK11 | MINIATURE CIRCUITBR. 400V 10KA, 2POLE, C, 6A FOR RAILWAY APPLICATIONS | 311.27 | TEM | 1 | LP | 0.308 | 1
5SY42107KK11 | MINIATURE CIRCUITBR. 400V 10KA, 2POLE, C, 10A FOR RAILWAY APPLICATIONS | 260.28 | TEM | 1 | LP | 0.309 | 1
5SY43027KK11 | MINIATURE CIRCUITBR. 400V 10KA, 3POLE, C, 2A FOR RAILWAY APPLICATIONS | 423.43 | TEM | 1 | LP | 0.48 | 1
5SY44066KK11 | MINIATURE CIRCUITBR. 400V 10KA, 4POLE, B, 6A FOR RAILWAY APPLICATIONS | 467.72 | TEM | 1 | LP | 0.617 | 1
5SY44206KK11 | MINIATURE CIRCUITBR. 400V 10KA, 4POLE, B, 20A FOR RAILWAY APPLICATIONS | 394.9 | TEM | 1 | LP | 0.66 | 1
5SY44256KK11 | MINIATURE CIRCUITBR. 400V 10KA, 4POLE, B, 25A FOR RAILWAY APPLICATIONS | 394.9 | TEM | 1 | LP | 0.66 | 1
5SY44326KK11 | MINIATURE CIRCUITBR. 400V 10KA, 4POLE, B, 32A FOR RAILWAY APPLICATIONS | 467.72 | TEM | 1 | LP | 0.633 | 1
5SY44406KK11 | MINIATURE CIRCUITBR. 400V 10KA, 4POLE, B, 40A FOR RAILWAY APPLICATIONS | 587.82 | TEM | 1 | LP | 0.625 | 1
5SY44506KK11 | MINIATURE CIRCUITBR. 400V 10KA, 4POLE, B, 50A FOR RAILWAY APPLICATIONS | 704.42 | TEM | 1 | LP | 0.66 | 1
5SY51066KK11 | MINIATURE CIRCUITBREAKER UNIV. CUR. DC 220V AC 230/400V 10KA, 1POLE, B, 6A FOR RAILWAY APPLICATIONS | 154.6 | TEM | 1 | LP | 0.166 | 1
5SY51106KK11 | MINIATURE CIRCUITBREAKER UNIV. CUR. DC 220V AC 230/400V 10KA, 1POLE, B, 10A FOR RAILWAY APPLICATIONS | 128.96 | TEM | 1 | LP | 0.169 | 1
5SY51107KK11 | MINIATURE CIRCUITBREAKER UNIV. CUR. DC 220V AC 230/400V 10KA, 1POLE, C, 10A FOR RAILWAY APPLICATIONS | 171.5 | TEM | 1 | LP | 0.165 | 1
5SY51166KK11 | MINIATURE CIRCUITBREAKER UNIV. CUR. DC 220V AC 230/400V 10KA, 1POLE, B, 16A FOR RAILWAY APPLICATIONS | 128.96 | TEM | 1 | LP | 0.173 | 1
5SY51167KK11 | MINIATURE CIRCUITBREAKER UNIV. CUR. DC 220V AC 230/400V 10KA, 1POLE, C, 16A FOR RAILWAY APPLICATIONS | 171.5 | TEM | 1 | LP | 0.163 | 1
5SY51206KK11 | MINIATURE CIRCUITBREAKER UNIV. CUR. DC 220V AC 230/400V 10KA, 1POLE, B, 20A FOR RAILWAY APPLICATIONS | 128.96 | TEM | 1 | LP | 0.168 | 1
5SY51207KK11 | MINIATURE CIRCUITBREAKER UNIV. CUR. DC 220V AC 230/400V 10KA, 1POLE, C, 20A FOR RAILWAY APPLICATIONS | 171.5 | TEM | 1 | LP | 0.165 | 1
5SY51257KK11 | MINIATURE CIRCUITBREAKER UNIV. CUR. DC 220V AC 230/400V 10KA, 1POLE, C, 25A FOR RAILWAY APPLICATIONS | 171.5 | TEM | 1 | LP | 0.167 | 1
5SY51327KK11 | MINIATURE CIRCUITBREAKER UNIV. CUR. DC 220V AC 230/400V 10KA, 1POLE, C, 32A FOR RAILWAY APPLICATIONS | 206.21 | TEM | 1 | LP | 0.17 | 1
5SY51407KK11 | MINIATURE CIRCUITBREAKER UNIV. CUR. DC 220V AC 230/400V 10KA, 1POLE, C, 40A FOR RAILWAY APPLICATIONS | 257.4 | TEM | 1 | LP | 0.172 | 1
5SJ41027HG40 | CIRCUIT BREAKER 240V 14KA, 1POLE, C, 2A, D=70MM ACC. TO UL 489, SAME POLARITY | 107.53 | TEM | 1 | LP | 0.168 | 1
5SJ41047HG40 | CIRCUIT BREAKER 240V 14KA, 1POLE, C, 4A, D=70MM ACC. TO UL 489, SAME POLARITY | 107.53 | TEM | 1 | LP | 0.163 | 1
5SJ41027HG40 | CIRCUIT BREAKER 240V 14KA, 1POLE, C, 2A, D=70MM ACC. TO UL 489, SAME POLARITY | 107.53 | TEM | 1 | LP | 0.168 | 1
5SJ41047HG40 | CIRCUIT BREAKER 240V 14KA, 1POLE, C, 4A, D=70MM ACC. TO UL 489, SAME POLARITY | 107.53 | TEM | 1 | LP | 0.163 | 1
5SJ41167HG40 | CIRCUIT BREAKER 240V 14KA, 1POLE, C, 16A, D=70MM ACC. TO UL 489, SAME POLARITY | 89.4 | TEM | 1 | LP | 0.152 | 1
5SJ42207HG42 | CIRCUIT BREAKER 10KA, 2POLE, C, 20A ACC. TO UL 489 480Y/277V | 320.12 | TEM | 1 | LP | 0.34 | 1
5SJ42257HG42 | CIRCUIT BREAKER 10KA, 2POLE, C, 25A ACC. TO UL 489 480Y/277V | 312.5 | TEM | 1 | LP | 0.337 | 1
5SJ43107HG42 | CIRCUIT BREAKER 10KA, 3POLE, C, 10A ACC. TO UL 489 480Y/277V | 460.41 | TEM | 1 | LP | 0.49 | 1
5SJ43167HG42 | CIRCUIT BREAKER 10KA, 3POLE, C, 16A ACC. TO UL 489 480Y/277V | 460.41 | TEM | 1 | LP | 0.486 | 1
5SJ43207HG42 | CIRCUIT BREAKER 10KA, 3POLE, C, 20A ACC. TO UL 489 480Y/277V | 460.41 | TEM | 1 | LP | 0.5 | 1
5SJ43257HG42 | CIRCUIT BREAKER 10KA, 3POLE, C, 25A ACC. TO UL 489 480Y/277V | 460.41 | TEM | 1 | LP | 0.497 | 1
5SJ43327HG42 | CIRCUIT BREAKER 10KA, 3POLE, C, 32A ACC. TO UL 489 480Y/277V | 552.49 | TEM | 1 | LP | 0.499 | 1
5ST30100HG | AUXILIARY CIRCUIT SWITCH 1NO+1NC, FOR MCB ACC.UL489 | 69.73 | TEM | 1 | LP | 0.085 | 1
5ST36640HG | PIN BUSBAR, 16SQMM CONNECTION: 3 X 2 PHASE ACC.UL 489,480Y/277V FOR MCB 5SJ4....HG | 25.96 | TEM | 1 | LP | 0.067 | 10
5ST36641HG | PIN BUSBAR, 16SQMM CONNECTION: 6X2PHASE ACC.UL 489,480Y/277V FOR MCB 5SJ4....HG | 42.13 | TEM | 1 | LP | 0.138 | 10
5ST36650HG | PIN BUSBAR, 16SQMM CONNECTION: 2X3 PHASE ACC.UL 489,480Y/277V FOR MCB 5SJ4....HG | 30.8 | TEM | 1 | LP | 0.071 | 10
5ST36651HG | PIN BUSBAR, 16SQMM CONNECTION: 4X3PHASE ACC.UL 489,480Y/277V FOR MCB 5SJ4....HG | 49.44 | TEM | 1 | LP | 0.156 | 10
5ST36652HG | PIN BUSBAR, 16SQMM CONNECTION: 6X3PHASE ACC.UL 489,480Y/277V FOR MCB 5SJ4....HG | 70.86 | TEM | 1 | LP | 0.249 | 10
5ST36660HG | CONNECTION TERMINAL, 35SQMM ACC.UL 489,480Y/277V FOR MCB 5SJ4....HG INFEED MCB | 27.91 | TEM | 1 | LP | 0.037 | 10
5ST36661HG | TOUCH PROTECTION FOR UNUSED PINS YELLOW FOR BUSBAR UL 489,480Y/277V | 5.67 | TEM | 1 | LP | 0.005 | 10
5ST37480HG | END CAP 1PHASE FOR PIN BUSBAR ACC. TO UL 508 | 2.16 | TEM | 1 | LP | 0.001 | 10
5SY42067KK11 | MINIATURE CIRCUITBR. 400V 10KA, 2POLE, C, 6A FOR RAILWAY APPLICATIONS | 311.27 | TEM | 1 | LP | 0.308 | 1
5SY42107KK11 | MINIATURE CIRCUITBR. 400V 10KA, 2POLE, C, 10A FOR RAILWAY APPLICATIONS | 260.28 | TEM | 1 | LP | 0.309 | 1
5SY43027KK11 | MINIATURE CIRCUITBR. 400V 10KA, 3POLE, C, 2A FOR RAILWAY APPLICATIONS | 423.43 | TEM | 1 | LP | 0.48 | 1
5SY44066KK11 | MINIATURE CIRCUITBR. 400V 10KA, 4POLE, B, 6A FOR RAILWAY APPLICATIONS | 467.72 | TEM | 1 | LP | 0.617 | 1
5SY44206KK11 | MINIATURE CIRCUITBR. 400V 10KA, 4POLE, B, 20A FOR RAILWAY APPLICATIONS | 394.9 | TEM | 1 | LP | 0.66 | 1
5SY44256KK11 | MINIATURE CIRCUITBR. 400V 10KA, 4POLE, B, 25A FOR RAILWAY APPLICATIONS | 394.9 | TEM | 1 | LP | 0.66 | 1
5SY44326KK11 | MINIATURE CIRCUITBR. 400V 10KA, 4POLE, B, 32A FOR RAILWAY APPLICATIONS | 467.72 | TEM | 1 | LP | 0.633 | 1
5SY44406KK11 | MINIATURE CIRCUITBR. 400V 10KA, 4POLE, B, 40A FOR RAILWAY APPLICATIONS | 587.82 | TEM | 1 | LP | 0.625 | 1
5SY44506KK11 | MINIATURE CIRCUITBR. 400V 10KA, 4POLE, B, 50A FOR RAILWAY APPLICATIONS | 704.42 | TEM | 1 | LP | 0.66 | 1
5SY51066KK11 | MINIATURE CIRCUITBREAKER UNIV. CUR. DC 220V AC 230/400V 10KA, 1POLE, B, 6A FOR RAILWAY APPLICATIONS | 154.6 | TEM | 1 | LP | 0.166 | 1
5SY51106KK11 | MINIATURE CIRCUITBREAKER UNIV. CUR. DC 220V AC 230/400V 10KA, 1POLE, B, 10A FOR RAILWAY APPLICATIONS | 128.96 | TEM | 1 | LP | 0.169 | 1
5SY51107KK11 | MINIATURE CIRCUITBREAKER UNIV. CUR. DC 220V AC 230/400V 10KA, 1POLE, C, 10A FOR RAILWAY APPLICATIONS | 171.5 | TEM | 1 | LP | 0.165 | 1
5SY51166KK11 | MINIATURE CIRCUITBREAKER UNIV. CUR. DC 220V AC 230/400V 10KA, 1POLE, B, 16A FOR RAILWAY APPLICATIONS | 128.96 | TEM | 1 | LP | 0.173 | 1
5SY51167KK11 | MINIATURE CIRCUITBREAKER UNIV. CUR. DC 220V AC 230/400V 10KA, 1POLE, C, 16A FOR RAILWAY APPLICATIONS | 171.5 | TEM | 1 | LP | 0.163 | 1
5SY51206KK11 | MINIATURE CIRCUITBREAKER UNIV. CUR. DC 220V AC 230/400V 10KA, 1POLE, B, 20A FOR RAILWAY APPLICATIONS | 128.96 | TEM | 1 | LP | 0.168 | 1
5SY51207KK11 | MINIATURE CIRCUITBREAKER UNIV. CUR. DC 220V AC 230/400V 10KA, 1POLE, C, 20A FOR RAILWAY APPLICATIONS | 171.5 | TEM | 1 | LP | 0.165 | 1
5SY51257KK11 | MINIATURE CIRCUITBREAKER UNIV. CUR. DC 220V AC 230/400V 10KA, 1POLE, C, 25A FOR RAILWAY APPLICATIONS | 171.5 | TEM | 1 | LP | 0.167 | 1
5SY51327KK11 | MINIATURE CIRCUITBREAKER UNIV. CUR. DC 220V AC 230/400V 10KA, 1POLE, C, 32A FOR RAILWAY APPLICATIONS | 206.21 | TEM | 1 | LP | 0.17 | 1
5SY51407KK11 | MINIATURE CIRCUITBREAKER UNIV. CUR. DC 220V AC 230/400V 10KA, 1POLE, C, 40A FOR RAILWAY APPLICATIONS | 257.4 | TEM | 1 | LP | 0.172 | 1
5SK90111KK26 | CIRCUIT BREAKER FOR AUXILIARY CIRCUITS WITH SHORT CIRCUIT RELEASE 1POLE, 4A | 24 | TEM | 1 | LP | 0.054 | 10
5SK90111KK28 | CIRCUIT BREAKER FOR AUXILIARY CIRCUITS WITH SHORT CIRCUIT RELEASE 1POLE, 10A | 24 | TEM | 1 | LP | 0.051 | 10
5SK90112KK24 | CIRCUIT BREAKER FOR AUXILIARY CIRCUITS +OVERLOAD+SHORT CIRCUIT RELEASE 1POLE, 1A | 29.24 | TEM | 1 | LP | 0.053 | 10
5SK90112KK25 | CIRCUIT BREAKER FOR AUXILIARY CIRCUITS +OVERLOAD+SHORT CIRCUIT RELEASE 1POLE, 2A | 29.24 | TEM | 1 | LP | 0.053 | 10
5SK90114KK24 | CIRCUIT BREAKER FOR AUXILIARY CIRCUITS +OVERLOAD+SHORT CIRCUIT RELEASE AUXILIARY CURRENT SWITCH 1NC 1 THROUGH CONNECTION 1POLE, 1A | 35.84 | TEM | 1 | LP | 0.093 | 5
5SK90118KK25 | CIRCUIT BREAKER FOR AUXILIARY CIRCUITS +OVERLOAD+SHORT CIRCUIT RELEASE AUXILIARY CURRENT SWITCH 1NO+1NC 1POLE, 2A | 39.51 | TEM | 1 | LP | 0.095 | 5
5SK90118KK26 | CIRCUIT BREAKER FOR AUXILIARY CIRCUITS +OVERLOAD+SHORT CIRCUIT RELEASE AUXILIARY CURRENT SWITCH 1NO+1NC 1POLE, 4A | 39.51 | TEM | 1 | LP | 0.094 | 5
5SK90118KK27 | CIRCUIT BREAKER FOR AUXILIARY CIRCUITS +OVERLOAD+SHORT CIRCUIT RELEASE AUXILIARY CURRENT SWITCH 1NO+1NC 1POLE, 6A | 39.51 | TEM | 1 | LP | 0.094 | 5
5SK90118KK28 | CIRCUIT BREAKER FOR AUXILIARY CIRCUITS +OVERLOAD+SHORT CIRCUIT RELEASE AUXILIARY CURRENT SWITCH 1NO+1NC 1POLE, 10A | 39.51 | TEM | 1 | LP | 0.094 | 5
5SL31017 | CIRCUIT BREAKER 230/400V 4.5KA, 1POLE, C, 1A | 7.13 | TEM | 1 | LP | 0.158 | 1
5SL31027 | CIRCUIT BREAKER 230/400V 4.5KA, 1POLE, C, 2A | 5.76 | TEM | 1 | LP | 0.133 | 1
5SL31037 | CIRCUIT BREAKER 230/400V 4.5KA, 1POLE, C, 3A | 5.76 | TEM | 1 | LP | 0.133 | 1
5SL31047 | CIRCUIT BREAKER 230/400V 4.5KA, 1POLE, C, 4A | 6.08 | TEM | 1 | LP | 0.131 | 1
5SL31066 | CIRCUIT BREAKER 230/400V 4.5KA, 1POLE, B, 6A | 4.4 | TEM | 1 | LP | 0.131 | 1
5SL31067 | CIRCUIT BREAKER 230/400V 4.5KA, 1POLE, C, 6A | 5.03 | TEM | 1 | LP | 0.132 | 1
5SL31106 | CIRCUIT BREAKER 230/400V 4.5KA, 1POLE, B, 10A | 4.4 | TEM | 1 | LP | 0.132 | 1
5SL31107 | CIRCUIT BREAKER 230/400V 4.5KA, 1POLE, C, 10A | 5.03 | TEM | 1 | LP | 0.122 | 1
5SL31147 | CIRCUIT BREAKER 230/400V 4.5KA, 1POLE, C, 0.3A | 5.76 | TEM | 1 | LP | 0.161 | 1
5SL31157 | CIRCUIT BREAKER 230/400V 4.5KA, 1POLE, C, 1.6A | 6.5 | TEM | 1 | LP | 0.16 | 1
5SL31166 | CIRCUIT BREAKER 230/400V 4.5KA, 1POLE, B, 16A | 4.4 | TEM | 1 | LP | 0.133 | 1
5SL31167 | CIRCUIT BREAKER 230/400V 4.5KA, 1POLE, C, 16A | 5.03 | TEM | 1 | LP | 0.12 | 1
5SL31206 | CIRCUIT BREAKER 230/400V 4.5KA, 1POLE, B, 20A | 4.4 | TEM | 1 | LP | 0.134 | 1
5SL31207 | CIRCUIT BREAKER 230/400V 4.5KA, 1POLE, C, 20A | 5.03 | TEM | 1 | LP | 0.129 | 1
5SL31256 | CIRCUIT BREAKER 230/400V 4.5KA, 1POLE, B, 25A | 4.4 | TEM | 1 | LP | 0.133 | 1
5SL31257 | CIRCUIT BREAKER 230/400V 4.5KA, 1POLE, C, 25A | 5.03 | TEM | 1 | LP | 0.132 | 1
5SL31326 | CIRCUIT BREAKER 230/400V 4.5KA, 1POLE, B, 32A | 4.4 | TEM | 1 | LP | 0.158 | 1
5SL31327 | CIRCUIT BREAKER 230/400V 4.5KA, 1POLE, C, 32A | 5.03 | TEM | 1 | LP | 0.16 | 1
5SL31406 | CIRCUIT BREAKER 230/400V 4.5KA, 1POLE, B, 40A | 5.24 | TEM | 1 | LP | 0.164 | 1
5SL31407 | CIRCUIT BREAKER 230/400V 4.5KA, 1POLE, C, 40A | 6.08 | TEM | 1 | LP | 0.162 | 1
5SL31506 | CIRCUIT BREAKER 230/400V 4.5KA, 1POLE, B, 50A | 7.44 | TEM | 1 | LP | 0.166 | 1
5SL31507 | CIRCUIT BREAKER 230/400V 4.5KA, 1POLE, C, 50A | 8.59 | TEM | 1 | LP | 0.169 | 1
5SL31636 | CIRCUIT BREAKER 230/400V 4.5KA, 1POLE, B, 63A | 7.76 | TEM | 1 | LP | 0.168 | 1
5SL31637 | CIRCUIT BREAKER 230/400V 4.5KA, 1POLE, C, 63A | 9.12 | TEM | 1 | LP | 0.169 | 1
5SL32066 | CIRCUIT BREAKER 400V 4.5KA, 2POLE, B, 6A | 11.32 | TEM | 1 | LP | 0.258 | 1
5SL32067 | CIRCUIT BREAKER 400V 4.5KA, 2POLE, C, 6A | 13 | TEM | 1 | LP | 0.251 | 1
5SL32106 | CIRCUIT BREAKER 400V 4.5KA, 2POLE, B, 10A | 11.32 | TEM | 1 | LP | 0.252 | 1
5SL32107 | CIRCUIT BREAKER 400V 4.5KA, 2POLE, C, 10A | 13 | TEM | 1 | LP | 0.25 | 1
5SL32166 | CIRCUIT BREAKER 400V 4.5KA, 2POLE, B, 16A | 11.32 | TEM | 1 | LP | 0.255 | 1
5SL32167 | CIRCUIT BREAKER 400V 4.5KA, 2POLE, C, 16A | 13 | TEM | 1 | LP | 0.241 | 1
5SL32206 | CIRCUIT BREAKER 400V 4.5KA, 2POLE, B, 20A | 11.32 | TEM | 1 | LP | 0.253 | 1
5SL32207 | CIRCUIT BREAKER 400V 4.5KA, 2POLE, C, 20A | 13 | TEM | 1 | LP | 0.239 | 1
5SL32256 | CIRCUIT BREAKER 400V 4.5KA, 2POLE, B, 25A | 11.32 | TEM | 1 | LP | 0.253 | 1
5SL32257 | CIRCUIT BREAKER 400V 4.5KA, 2POLE, C, 25A | 13 | TEM | 1 | LP | 0.252 | 1
5SL32326 | CIRCUIT BREAKER 400V 4.5KA, 2POLE, B, 32A | 11.32 | TEM | 1 | LP | 0.303 | 1
5SL32327 | CIRCUIT BREAKER 400V 4.5KA, 2POLE, C, 32A | 13 | TEM | 1 | LP | 0.31 | 1
5SL32406 | CIRCUIT BREAKER 400V 4.5KA, 2POLE, B, 40A | 14.36 | TEM | 1 | LP | 0.33 | 1
5SL32407 | CIRCUIT BREAKER 400V 4.5KA, 2POLE, C, 40A | 16.45 | TEM | 1 | LP | 0.314 | 1
5SL32506 | CIRCUIT BREAKER 400V 4.5KA, 2POLE, B, 50A | 20.23 | TEM | 1 | LP | 0.33 | 1
5SL32507 | CIRCUIT BREAKER 400V 4.5KA, 2POLE, C, 50A | 23.27 | TEM | 1 | LP | 0.325 | 1
5SL32636 | CIRCUIT BREAKER 400V 4.5KA, 2POLE, B, 63A | 20.96 | TEM | 1 | LP | 0.33 | 1
5SL32637 | CIRCUIT BREAKER 400V 4.5KA, 2POLE, C, 63A | 23.89 | TEM | 1 | LP | 0.329 | 1
5SL33017 | CIRCUIT BREAKER 400V 4.5KA, 3POLE, C, 1A | 24.1 | TEM | 1 | LP | 0.378 | 1
5SL33027 | CIRCUIT BREAKER 400V 4.5KA, 3POLE, C, 2A | 24.1 | TEM | 1 | LP | 0.377 | 1
5SL33037 | CIRCUIT BREAKER 400V 4.5KA, 3POLE, C, 3A | 24.1 | TEM | 1 | LP | 0.374 | 1
5SL33047 | CIRCUIT BREAKER 400V 4.5KA, 3POLE, C, 4A | 24.1 | TEM | 1 | LP | 0.371 | 1
5SL33066 | CIRCUIT BREAKER 400V 4.5KA, 3POLE, B, 6A | 17.71 | TEM | 1 | LP | 0.369 | 1
5SL33067 | CIRCUIT BREAKER 400V 4.5KA, 3POLE, C, 6A | 19.28 | TEM | 1 | LP | 0.371 | 1
5SL33106 | CIRCUIT BREAKER 400V 4.5KA, 3POLE, B, 10A | 17.71 | TEM | 1 | LP | 0.465 | 1
5SL33107 | CIRCUIT BREAKER 400V 4.5KA, 3POLE, C, 10A | 19.28 | TEM | 1 | LP | 0.368 | 1
5SL33166 | CIRCUIT BREAKER 400V 4.5KA, 3POLE, B, 16A | 17.71 | TEM | 1 | LP | 0.379 | 1
5SL33167 | CIRCUIT BREAKER 400V 4.5KA, 3POLE, C, 16A | 19.28 | TEM | 1 | LP | 0.365 | 1
5SL33206 | CIRCUIT BREAKER 400V 4.5KA, 3POLE, B, 20A | 17.71 | TEM | 1 | LP | 0.375 | 1
5SL33207 | CIRCUIT BREAKER 400V 4.5KA, 3POLE, C, 20A | 19.28 | TEM | 1 | LP | 0.371 | 1
5SL33256 | CIRCUIT BREAKER 400V 4.5KA, 3POLE, B, 25A | 17.71 | TEM | 1 | LP | 0.376 | 1
5SL33257 | CIRCUIT BREAKER 400V 4.5KA, 3POLE, C, 25A | 19.28 | TEM | 1 | LP | 0.372 | 1
5SL33326 | CIRCUIT BREAKER 400V 4.5KA, 3POLE, B, 32A | 17.71 | TEM | 1 | LP | 0.451 | 1
5SL33327 | CIRCUIT BREAKER 400V 4.5KA, 3POLE, C, 32A | 19.28 | TEM | 1 | LP | 0.457 | 1
5SL33406 | CIRCUIT BREAKER 400V 4.5KA, 3POLE, B, 40A | 20.96 | TEM | 1 | LP | 0.474 | 1
5SL33407 | CIRCUIT BREAKER 400V 4.5KA, 3POLE, C, 40A | 23.06 | TEM | 1 | LP | 0.468 | 1
5SL33506 | CIRCUIT BREAKER 400V 4.5KA, 3POLE, B, 50A | 31.86 | TEM | 1 | LP | 0.465 | 1
5SL33507 | CIRCUIT BREAKER 400V 4.5KA, 3POLE, C, 50A | 35.21 | TEM | 1 | LP | 0.48 | 1
5SL33636 | CIRCUIT BREAKER 400V 4.5KA, 3POLE, B, 63A | 32.59 | TEM | 1 | LP | 0.484 | 1
5SL33637 | CIRCUIT BREAKER 400V 4.5KA, 3POLE, C, 63A | 35.84 | TEM | 1 | LP | 0.485 | 1
5SL34067 | CIRCUIT BREAKER 400V 4.5KA, 4POLE, C, 6A | 26.62 | TEM | 1 | LP | 0.501 | 1
5SL34107 | CIRCUIT BREAKER 400V 4.5KA, 4POLE, C, 10A | 26.62 | TEM | 1 | LP | 0.489 | 1
5SL34137 | CIRCUIT BREAKER 400V 4.5KA, 4POLE, C, 13A | 26.62 | TEM | 1 | LP | 0.49 | 1
5SL34167 | CIRCUIT BREAKER 400V 4.5KA, 4POLE, C, 16A | 26.62 | TEM | 1 | LP | 0.479 | 1
5SL34207 | CIRCUIT BREAKER 400V 4.5KA, 4POLE, C, 20A | 26.62 | TEM | 1 | LP | 0.491 | 1
5SL34257 | CIRCUIT BREAKER 400V 4.5KA, 4POLE, C, 25A | 26.62 | TEM | 1 | LP | 0.5 | 1
5SL34327 | CIRCUIT BREAKER 400V 4.5KA, 4POLE, C, 32A | 26.62 | TEM | 1 | LP | 0.609 | 1
5SL34407 | CIRCUIT BREAKER 400V 4.5KA, 4POLE, C, 40A | 33.01 | TEM | 1 | LP | 0.616 | 1
5SL34507 | CIRCUIT BREAKER 400V 4.5KA, 4POLE, C, 50A | 47.37 | TEM | 1 | LP | 0.64 | 1
5SL34637 | CIRCUIT BREAKER 400V 4.5KA, 4POLE, C, 63A | 49.99 | TEM | 1 | LP | 0.63 | 1
5SL35066 | CIRCUIT BREAKER 230V 4.5KA, 1+NPOLE, B, 6A | 9.64 | TEM | 1 | LP | 0.23 | 1
5SL35067 | CIRCUIT BREAKER 230V 4.5KA, 1+NPOLE, C, 6A | 10.79 | TEM | 1 | LP | 0.231 | 1
5SL35106 | CIRCUIT BREAKER 230V 4.5KA, 1+NPOLE, B, 10A | 9.64 | TEM | 1 | LP | 0.234 | 1
5SL35107 | CIRCUIT BREAKER 230V 4.5KA, 1+NPOLE, C, 10A | 10.79 | TEM | 1 | LP | 0.224 | 1
5SL35166 | CIRCUIT BREAKER 230V 4.5KA, 1+NPOLE, B, 16A | 9.64 | TEM | 1 | LP | 0.236 | 1
5SL35167 | CIRCUIT BREAKER 230V 4.5KA, 1+NPOLE, C, 16A | 10.79 | TEM | 1 | LP | 0.223 | 1
5SL35206 | CIRCUIT BREAKER 230V 4.5KA, 1+NPOLE, B, 20A | 9.64 | TEM | 1 | LP | 0.232 | 1
5SL35207 | CIRCUIT BREAKER 230V 4.5KA, 1+NPOLE, C, 20A | 10.79 | TEM | 1 | LP | 0.228 | 1
5SL35256 | CIRCUIT BREAKER 230V 4.5KA, 1+NPOLE, B, 25A | 9.64 | TEM | 1 | LP | 0.251 | 1
5SL35257 | CIRCUIT BREAKER 230V 4.5KA, 1+NPOLE, C, 25A | 10.79 | TEM | 1 | LP | 0.253 | 1
5SL35326 | CIRCUIT BREAKER 230V 4.5KA, 1+NPOLE, B, 32A | 9.64 | TEM | 1 | LP | 0.309 | 1
5SL35327 | CIRCUIT BREAKER 230V 4.5KA, 1+NPOLE, C, 32A | 10.79 | TEM | 1 | LP | 0.307 | 1
5SL35406 | CIRCUIT BREAKER 230V 4.5KA, 1+NPOLE, B, 40A | 11.84 | TEM | 1 | LP | 0.33 | 1
5SL35407 | CIRCUIT BREAKER 230V 4.5KA, 1+NPOLE, C, 40A | 13.31 | TEM | 1 | LP | 0.288 | 1
5SL35506 | CIRCUIT BREAKER 230V 4.5KA, 1+NPOLE, B, 50A | 17.19 | TEM | 1 | LP | 0.33 | 1
5SL35507 | CIRCUIT BREAKER 230V 4.5KA, 1+NPOLE, C, 50A | 19.39 | TEM | 1 | LP | 0.295 | 1
5SL35636 | CIRCUIT BREAKER 230V 4.5KA, 1+NPOLE, B, 63A | 18.13 | TEM | 1 | LP | 0.33 | 1
5SL35637 | CIRCUIT BREAKER 230V 4.5KA, 1+NPOLE, C, 63A | 20.33 | TEM | 1 | LP | 0.291 | 1
5SL36066 | CIRCUIT BREAKER 400V 4.5KA, 3+NPOLE, B, 6A | 22.11 | TEM | 1 | LP | 0.66 | 1
5SL36106 | CIRCUIT BREAKER 400V 4.5KA, 3+NPOLE, B, 10A | 22.11 | TEM | 1 | LP | 0.66 | 1
5SL36107 | CIRCUIT BREAKER 400V 4.5KA, 3+NPOLE, C, 10A | 25.15 | TEM | 1 | LP | 0.61 | 1
5SL36166 | CIRCUIT BREAKER 400V 4.5KA, 3+NPOLE, B, 16A | 22.11 | TEM | 1 | LP | 0.611 | 1
5SL36167 | CIRCUIT BREAKER 400V 4.5KA, 3+NPOLE, C, 16A | 25.15 | TEM | 1 | LP | 0.557 | 1
5SL36206 | CIRCUIT BREAKER 400V 4.5KA, 3+NPOLE, B, 20A | 22.11 | TEM | 1 | LP | 0.61 | 1
5SL36207 | CIRCUIT BREAKER 400V 4.5KA, 3+NPOLE, C, 20A | 25.15 | TEM | 1 | LP | 0.603 | 1
5SL36256 | CIRCUIT BREAKER 400V 4.5KA, 3+NPOLE, B, 25A | 22.11 | TEM | 1 | LP | 0.613 | 1
5SL36257 | CIRCUIT BREAKER 400V 4.5KA, 3+NPOLE, C, 25A | 25.15 | TEM | 1 | LP | 0.604 | 1
5SL36326 | CIRCUIT BREAKER 400V 4.5KA, 3+NPOLE, B, 32A | 22.11 | TEM | 1 | LP | 0.61 | 1
5SL36327 | CIRCUIT BREAKER 400V 4.5KA, 3+NPOLE, C, 32A | 25.15 | TEM | 1 | LP | 0.609 | 1
5SL36406 | CIRCUIT BREAKER 400V 4.5KA, 3+NPOLE, B, 40A | 26.83 | TEM | 1 | LP | 0.456 | 1
5SL36506 | CIRCUIT BREAKER 400V 4.5KA, 3+NPOLE, B, 50A | 38.46 | TEM | 1 | LP | 0.66 | 1
5SL36636 | CIRCUIT BREAKER 400V 4.5KA, 3+NPOLE, B, 63A | 40.14 | TEM | 1 | LP | 0.66 | 1
5SP3791 | M.C.B. F. POWER SUPPLY COMPANY SELECTIVE 1POLE 100A | 92.22 | TEM | 1 | LP | 0.53 | 1
5SY30106 | CIRCUIT BREAKER 230V 4.5KA, 1+NPOLE/1MW, B 10A | 19.7 | TEM | 1 | LP | 0.12 | 1
5SY30166 | CIRCUIT BREAKER 230V 4.5KA, 1+NPOLE/1MW, B 16A | 19.7 | TEM | 1 | LP | 0.121 | 1
5SY30206 | CIRCUIT BREAKER 230V 4.5KA, 1+NPOLE/1MW, B 20A | 19.7 | TEM | 1 | LP | 0.125 | 1
5SY30207 | CIRCUIT BREAKER 230V 4.5KA, 1+NPOLE/1MW, C 20A | 27.04 | TEM | 1 | LP | 0.11 | 1
5SY30257 | CIRCUIT BREAKER 230V 4.5KA, 1+NPOLE/1MW, C 25A | 27.04 | TEM | 1 | LP | 0.116 | 1
5SK90111KK26 | CIRCUIT BREAKER FOR AUXILIARY CIRCUITS WITH SHORT CIRCUIT RELEASE 1POLE, 4A | 24 | TEM | 1 | LP | 0.054 | 10
5SK90111KK28 | CIRCUIT BREAKER FOR AUXILIARY CIRCUITS WITH SHORT CIRCUIT RELEASE 1POLE, 10A | 24 | TEM | 1 | LP | 0.051 | 10
5SK90112KK24 | CIRCUIT BREAKER FOR AUXILIARY CIRCUITS +OVERLOAD+SHORT CIRCUIT RELEASE 1POLE, 1A | 29.24 | TEM | 1 | LP | 0.053 | 10
5SK90112KK25 | CIRCUIT BREAKER FOR AUXILIARY CIRCUITS +OVERLOAD+SHORT CIRCUIT RELEASE 1POLE, 2A | 29.24 | TEM | 1 | LP | 0.053 | 10
5SK90114KK24 | CIRCUIT BREAKER FOR AUXILIARY CIRCUITS +OVERLOAD+SHORT CIRCUIT RELEASE AUXILIARY CURRENT SWITCH 1NC 1 THROUGH CONNECTION 1POLE, 1A | 35.84 | TEM | 1 | LP | 0.093 | 5
5SK90118KK25 | CIRCUIT BREAKER FOR AUXILIARY CIRCUITS +OVERLOAD+SHORT CIRCUIT RELEASE AUXILIARY CURRENT SWITCH 1NO+1NC 1POLE, 2A | 39.51 | TEM | 1 | LP | 0.095 | 5
5SK90118KK26 | CIRCUIT BREAKER FOR AUXILIARY CIRCUITS +OVERLOAD+SHORT CIRCUIT RELEASE AUXILIARY CURRENT SWITCH 1NO+1NC 1POLE, 4A | 39.51 | TEM | 1 | LP | 0.094 | 5
5SK90118KK27 | CIRCUIT BREAKER FOR AUXILIARY CIRCUITS +OVERLOAD+SHORT CIRCUIT RELEASE AUXILIARY CURRENT SWITCH 1NO+1NC 1POLE, 6A | 39.51 | TEM | 1 | LP | 0.094 | 5
5SK90118KK28 | CIRCUIT BREAKER FOR AUXILIARY CIRCUITS +OVERLOAD+SHORT CIRCUIT RELEASE AUXILIARY CURRENT SWITCH 1NO+1NC 1POLE, 10A | 39.51 | TEM | 1 | LP | 0.094 | 5
5SL31017 | CIRCUIT BREAKER 230/400V 4.5KA, 1POLE, C, 1A | 7.13 | TEM | 1 | LP | 0.158 | 1
5SL31027 | CIRCUIT BREAKER 230/400V 4.5KA, 1POLE, C, 2A | 5.76 | TEM | 1 | LP | 0.133 | 1
5SL31037 | CIRCUIT BREAKER 230/400V 4.5KA, 1POLE, C, 3A | 5.76 | TEM | 1 | LP | 0.133 | 1
5SL31047 | CIRCUIT BREAKER 230/400V 4.5KA, 1POLE, C, 4A | 6.08 | TEM | 1 | LP | 0.131 | 1
5SL31066 | CIRCUIT BREAKER 230/400V 4.5KA, 1POLE, B, 6A | 4.4 | TEM | 1 | LP | 0.131 | 1
5SL31067 | CIRCUIT BREAKER 230/400V 4.5KA, 1POLE, C, 6A | 5.03 | TEM | 1 | LP | 0.132 | 1
5SL31106 | CIRCUIT BREAKER 230/400V 4.5KA, 1POLE, B, 10A | 4.4 | TEM | 1 | LP | 0.132 | 1
5SL31107 | CIRCUIT BREAKER 230/400V 4.5KA, 1POLE, C, 10A | 5.03 | TEM | 1 | LP | 0.122 | 1
5SL31147 | CIRCUIT BREAKER 230/400V 4.5KA, 1POLE, C, 0.3A | 5.76 | TEM | 1 | LP | 0.161 | 1
5SL31157 | CIRCUIT BREAKER 230/400V 4.5KA, 1POLE, C, 1.6A | 6.5 | TEM | 1 | LP | 0.16 | 1
5SL31166 | CIRCUIT BREAKER 230/400V 4.5KA, 1POLE, B, 16A | 4.4 | TEM | 1 | LP | 0.133 | 1
5SL31167 | CIRCUIT BREAKER 230/400V 4.5KA, 1POLE, C, 16A | 5.03 | TEM | 1 | LP | 0.12 | 1
5SL31206 | CIRCUIT BREAKER 230/400V 4.5KA, 1POLE, B, 20A | 4.4 | TEM | 1 | LP | 0.134 | 1
5SL31207 | CIRCUIT BREAKER 230/400V 4.5KA, 1POLE, C, 20A | 5.03 | TEM | 1 | LP | 0.129 | 1
5SL31256 | CIRCUIT BREAKER 230/400V 4.5KA, 1POLE, B, 25A | 4.4 | TEM | 1 | LP | 0.133 | 1
5SL31257 | CIRCUIT BREAKER 230/400V 4.5KA, 1POLE, C, 25A | 5.03 | TEM | 1 | LP | 0.132 | 1
5SL31326 | CIRCUIT BREAKER 230/400V 4.5KA, 1POLE, B, 32A | 4.4 | TEM | 1 | LP | 0.158 | 1
5SL31327 | CIRCUIT BREAKER 230/400V 4.5KA, 1POLE, C, 32A | 5.03 | TEM | 1 | LP | 0.16 | 1
5SL31406 | CIRCUIT BREAKER 230/400V 4.5KA, 1POLE, B, 40A | 5.24 | TEM | 1 | LP | 0.164 | 1
5SL31407 | CIRCUIT BREAKER 230/400V 4.5KA, 1POLE, C, 40A | 6.08 | TEM | 1 | LP | 0.162 | 1
5SL31506 | CIRCUIT BREAKER 230/400V 4.5KA, 1POLE, B, 50A | 7.44 | TEM | 1 | LP | 0.166 | 1
5SL31507 | CIRCUIT BREAKER 230/400V 4.5KA, 1POLE, C, 50A | 8.59 | TEM | 1 | LP | 0.169 | 1
5SL31636 | CIRCUIT BREAKER 230/400V 4.5KA, 1POLE, B, 63A | 7.76 | TEM | 1 | LP | 0.168 | 1
5SL31637 | CIRCUIT BREAKER 230/400V 4.5KA, 1POLE, C, 63A | 9.12 | TEM | 1 | LP | 0.169 | 1
5SL32066 | CIRCUIT BREAKER 400V 4.5KA, 2POLE, B, 6A | 11.32 | TEM | 1 | LP | 0.258 | 1
5SL32067 | CIRCUIT BREAKER 400V 4.5KA, 2POLE, C, 6A | 13 | TEM | 1 | LP | 0.251 | 1
5SL32106 | CIRCUIT BREAKER 400V 4.5KA, 2POLE, B, 10A | 11.32 | TEM | 1 | LP | 0.252 | 1
5SL32107 | CIRCUIT BREAKER 400V 4.5KA, 2POLE, C, 10A | 13 | TEM | 1 | LP | 0.25 | 1
5SL32166 | CIRCUIT BREAKER 400V 4.5KA, 2POLE, B, 16A | 11.32 | TEM | 1 | LP | 0.255 | 1
5SL32167 | CIRCUIT BREAKER 400V 4.5KA, 2POLE, C, 16A | 13 | TEM | 1 | LP | 0.241 | 1
5SL32206 | CIRCUIT BREAKER 400V 4.5KA, 2POLE, B, 20A | 11.32 | TEM | 1 | LP | 0.253 | 1
5SL32207 | CIRCUIT BREAKER 400V 4.5KA, 2POLE, C, 20A | 13 | TEM | 1 | LP | 0.239 | 1
5SL32256 | CIRCUIT BREAKER 400V 4.5KA, 2POLE, B, 25A | 11.32 | TEM | 1 | LP | 0.253 | 1
5SL32257 | CIRCUIT BREAKER 400V 4.5KA, 2POLE, C, 25A | 13 | TEM | 1 | LP | 0.252 | 1
5SL32326 | CIRCUIT BREAKER 400V 4.5KA, 2POLE, B, 32A | 11.32 | TEM | 1 | LP | 0.303 | 1
5SL32327 | CIRCUIT BREAKER 400V 4.5KA, 2POLE, C, 32A | 13 | TEM | 1 | LP | 0.31 | 1
5SL32406 | CIRCUIT BREAKER 400V 4.5KA, 2POLE, B, 40A | 14.36 | TEM | 1 | LP | 0.33 | 1
5SL32407 | CIRCUIT BREAKER 400V 4.5KA, 2POLE, C, 40A | 16.45 | TEM | 1 | LP | 0.314 | 1
5SL32506 | CIRCUIT BREAKER 400V 4.5KA, 2POLE, B, 50A | 20.23 | TEM | 1 | LP | 0.33 | 1
5SL32507 | CIRCUIT BREAKER 400V 4.5KA, 2POLE, C, 50A | 23.27 | TEM | 1 | LP | 0.325 | 1
5SL32636 | CIRCUIT BREAKER 400V 4.5KA, 2POLE, B, 63A | 20.96 | TEM | 1 | LP | 0.33 | 1
5SL32637 | CIRCUIT BREAKER 400V 4.5KA, 2POLE, C, 63A | 23.89 | TEM | 1 | LP | 0.329 | 1
5SL33017 | CIRCUIT BREAKER 400V 4.5KA, 3POLE, C, 1A | 24.1 | TEM | 1 | LP | 0.378 | 1
5SL33027 | CIRCUIT BREAKER 400V 4.5KA, 3POLE, C, 2A | 24.1 | TEM | 1 | LP | 0.377 | 1
5SL33037 | CIRCUIT BREAKER 400V 4.5KA, 3POLE, C, 3A | 24.1 | TEM | 1 | LP | 0.374 | 1
5SL33047 | CIRCUIT BREAKER 400V 4.5KA, 3POLE, C, 4A | 24.1 | TEM | 1 | LP | 0.371 | 1
5SL33066 | CIRCUIT BREAKER 400V 4.5KA, 3POLE, B, 6A | 17.71 | TEM | 1 | LP | 0.369 | 1
5SL33067 | CIRCUIT BREAKER 400V 4.5KA, 3POLE, C, 6A | 19.28 | TEM | 1 | LP | 0.371 | 1
5SL33106 | CIRCUIT BREAKER 400V 4.5KA, 3POLE, B, 10A | 17.71 | TEM | 1 | LP | 0.465 | 1
5SL33107 | CIRCUIT BREAKER 400V 4.5KA, 3POLE, C, 10A | 19.28 | TEM | 1 | LP | 0.368 | 1
5SL33166 | CIRCUIT BREAKER 400V 4.5KA, 3POLE, B, 16A | 17.71 | TEM | 1 | LP | 0.379 | 1
5SL33167 | CIRCUIT BREAKER 400V 4.5KA, 3POLE, C, 16A | 19.28 | TEM | 1 | LP | 0.365 | 1
5SL33206 | CIRCUIT BREAKER 400V 4.5KA, 3POLE, B, 20A | 17.71 | TEM | 1 | LP | 0.375 | 1
5SL33207 | CIRCUIT BREAKER 400V 4.5KA, 3POLE, C, 20A | 19.28 | TEM | 1 | LP | 0.371 | 1
5SL33256 | CIRCUIT BREAKER 400V 4.5KA, 3POLE, B, 25A | 17.71 | TEM | 1 | LP | 0.376 | 1
5SL33257 | CIRCUIT BREAKER 400V 4.5KA, 3POLE, C, 25A | 19.28 | TEM | 1 | LP | 0.372 | 1
5SL33326 | CIRCUIT BREAKER 400V 4.5KA, 3POLE, B, 32A | 17.71 | TEM | 1 | LP | 0.451 | 1
5SL33327 | CIRCUIT BREAKER 400V 4.5KA, 3POLE, C, 32A | 19.28 | TEM | 1 | LP | 0.457 | 1
5SL33406 | CIRCUIT BREAKER 400V 4.5KA, 3POLE, B, 40A | 20.96 | TEM | 1 | LP | 0.474 | 1
5SL33407 | CIRCUIT BREAKER 400V 4.5KA, 3POLE, C, 40A | 23.06 | TEM | 1 | LP | 0.468 | 1
5SL33506 | CIRCUIT BREAKER 400V 4.5KA, 3POLE, B, 50A | 31.86 | TEM | 1 | LP | 0.465 | 1
5SL33507 | CIRCUIT BREAKER 400V 4.5KA, 3POLE, C, 50A | 35.21 | TEM | 1 | LP | 0.48 | 1
5SL33636 | CIRCUIT BREAKER 400V 4.5KA, 3POLE, B, 63A | 32.59 | TEM | 1 | LP | 0.484 | 1
5SL33637 | CIRCUIT BREAKER 400V 4.5KA, 3POLE, C, 63A | 35.84 | TEM | 1 | LP | 0.485 | 1
5SL34067 | CIRCUIT BREAKER 400V 4.5KA, 4POLE, C, 6A | 26.62 | TEM | 1 | LP | 0.501 | 1
5SL34107 | CIRCUIT BREAKER 400V 4.5KA, 4POLE, C, 10A | 26.62 | TEM | 1 | LP | 0.489 | 1
5SL34137 | CIRCUIT BREAKER 400V 4.5KA, 4POLE, C, 13A | 26.62 | TEM | 1 | LP | 0.49 | 1
5SL34167 | CIRCUIT BREAKER 400V 4.5KA, 4POLE, C, 16A | 26.62 | TEM | 1 | LP | 0.479 | 1
5SL34207 | CIRCUIT BREAKER 400V 4.5KA, 4POLE, C, 20A | 26.62 | TEM | 1 | LP | 0.491 | 1
5SL34257 | CIRCUIT BREAKER 400V 4.5KA, 4POLE, C, 25A | 26.62 | TEM | 1 | LP | 0.5 | 1
5SL34327 | CIRCUIT BREAKER 400V 4.5KA, 4POLE, C, 32A | 26.62 | TEM | 1 | LP | 0.609 | 1
5SL34407 | CIRCUIT BREAKER 400V 4.5KA, 4POLE, C, 40A | 33.01 | TEM | 1 | LP | 0.616 | 1
5SL34507 | CIRCUIT BREAKER 400V 4.5KA, 4POLE, C, 50A | 47.37 | TEM | 1 | LP | 0.64 | 1
5SL34637 | CIRCUIT BREAKER 400V 4.5KA, 4POLE, C, 63A | 49.99 | TEM | 1 | LP | 0.63 | 1
5SL35066 | CIRCUIT BREAKER 230V 4.5KA, 1+NPOLE, B, 6A | 9.64 | TEM | 1 | LP | 0.23 | 1
5SL35067 | CIRCUIT BREAKER 230V 4.5KA, 1+NPOLE, C, 6A | 10.79 | TEM | 1 | LP | 0.231 | 1
5SL35106 | CIRCUIT BREAKER 230V 4.5KA, 1+NPOLE, B, 10A | 9.64 | TEM | 1 | LP | 0.234 | 1
5SL35107 | CIRCUIT BREAKER 230V 4.5KA, 1+NPOLE, C, 10A | 10.79 | TEM | 1 | LP | 0.224 | 1
5SL35166 | CIRCUIT BREAKER 230V 4.5KA, 1+NPOLE, B, 16A | 9.64 | TEM | 1 | LP | 0.236 | 1
5SL35167 | CIRCUIT BREAKER 230V 4.5KA, 1+NPOLE, C, 16A | 10.79 | TEM | 1 | LP | 0.223 | 1
5SL35206 | CIRCUIT BREAKER 230V 4.5KA, 1+NPOLE, B, 20A | 9.64 | TEM | 1 | LP | 0.232 | 1
5SL35207 | CIRCUIT BREAKER 230V 4.5KA, 1+NPOLE, C, 20A | 10.79 | TEM | 1 | LP | 0.228 | 1
5SL35256 | CIRCUIT BREAKER 230V 4.5KA, 1+NPOLE, B, 25A | 9.64 | TEM | 1 | LP | 0.251 | 1
5SL35257 | CIRCUIT BREAKER 230V 4.5KA, 1+NPOLE, C, 25A | 10.79 | TEM | 1 | LP | 0.253 | 1
5SL35326 | CIRCUIT BREAKER 230V 4.5KA, 1+NPOLE, B, 32A | 9.64 | TEM | 1 | LP | 0.309 | 1
5SL35327 | CIRCUIT BREAKER 230V 4.5KA, 1+NPOLE, C, 32A | 10.79 | TEM | 1 | LP | 0.307 | 1
5SL35406 | CIRCUIT BREAKER 230V 4.5KA, 1+NPOLE, B, 40A | 11.84 | TEM | 1 | LP | 0.33 | 1
5SL35407 | CIRCUIT BREAKER 230V 4.5KA, 1+NPOLE, C, 40A | 13.31 | TEM | 1 | LP | 0.288 | 1
5SL35506 | CIRCUIT BREAKER 230V 4.5KA, 1+NPOLE, B, 50A | 17.19 | TEM | 1 | LP | 0.33 | 1
5SL35507 | CIRCUIT BREAKER 230V 4.5KA, 1+NPOLE, C, 50A | 19.39 | TEM | 1 | LP | 0.295 | 1
5SL35636 | CIRCUIT BREAKER 230V 4.5KA, 1+NPOLE, B, 63A | 18.13 | TEM | 1 | LP | 0.33 | 1
5SL35637 | CIRCUIT BREAKER 230V 4.5KA, 1+NPOLE, C, 63A | 20.33 | TEM | 1 | LP | 0.291 | 1
5SL36066 | CIRCUIT BREAKER 400V 4.5KA, 3+NPOLE, B, 6A | 22.11 | TEM | 1 | LP | 0.66 | 1
5SL36106 | CIRCUIT BREAKER 400V 4.5KA, 3+NPOLE, B, 10A | 22.11 | TEM | 1 | LP | 0.66 | 1
5SL36107 | CIRCUIT BREAKER 400V 4.5KA, 3+NPOLE, C, 10A | 25.15 | TEM | 1 | LP | 0.61 | 1
5SL36166 | CIRCUIT BREAKER 400V 4.5KA, 3+NPOLE, B, 16A | 22.11 | TEM | 1 | LP | 0.611 | 1
5SL36167 | CIRCUIT BREAKER 400V 4.5KA, 3+NPOLE, C, 16A | 25.15 | TEM | 1 | LP | 0.557 | 1
5SL36206 | CIRCUIT BREAKER 400V 4.5KA, 3+NPOLE, B, 20A | 22.11 | TEM | 1 | LP | 0.61 | 1
5SL36207 | CIRCUIT BREAKER 400V 4.5KA, 3+NPOLE, C, 20A | 25.15 | TEM | 1 | LP | 0.603 | 1
5SL36256 | CIRCUIT BREAKER 400V 4.5KA, 3+NPOLE, B, 25A | 22.11 | TEM | 1 | LP | 0.613 | 1
5SL36257 | CIRCUIT BREAKER 400V 4.5KA, 3+NPOLE, C, 25A | 25.15 | TEM | 1 | LP | 0.604 | 1
5SL36326 | CIRCUIT BREAKER 400V 4.5KA, 3+NPOLE, B, 32A | 22.11 | TEM | 1 | LP | 0.61 | 1
5SL36327 | CIRCUIT BREAKER 400V 4.5KA, 3+NPOLE, C, 32A | 25.15 | TEM | 1 | LP | 0.609 | 1
5SL36406 | CIRCUIT BREAKER 400V 4.5KA, 3+NPOLE, B, 40A | 26.83 | TEM | 1 | LP | 0.456 | 1
5SL36506 | CIRCUIT BREAKER 400V 4.5KA, 3+NPOLE, B, 50A | 38.46 | TEM | 1 | LP | 0.66 | 1
5SL36636 | CIRCUIT BREAKER 400V 4.5KA, 3+NPOLE, B, 63A | 40.14 | TEM | 1 | LP | 0.66 | 1
5SP3791 | M.C.B. F. POWER SUPPLY COMPANY SELECTIVE 1POLE 100A | 92.22 | TEM | 1 | LP | 0.53 | 1
5SY30106 | CIRCUIT BREAKER 230V 4.5KA, 1+NPOLE/1MW, B 10A | 19.7 | TEM | 1 | LP | 0.12 | 1
5SY30166 | CIRCUIT BREAKER 230V 4.5KA, 1+NPOLE/1MW, B 16A | 19.7 | TEM | 1 | LP | 0.121 | 1
5SY30206 | CIRCUIT BREAKER 230V 4.5KA, 1+NPOLE/1MW, B 20A | 19.7 | TEM | 1 | LP | 0.125 | 1
5SY30207 | CIRCUIT BREAKER 230V 4.5KA, 1+NPOLE/1MW, C 20A | 27.04 | TEM | 1 | LP | 0.11 | 1
5SY30257 | CIRCUIT BREAKER 230V 4.5KA, 1+NPOLE/1MW, C 25A | 27.04 | TEM | 1 | LP | 0.116 | 1
5SV80006KK | RESIDUAL CURRENT MONITOR ANALOG, TYPE A IDN 0,03A 5A 0,02 5 SEC | 235.77 | TEM | 1 | LP | 0.196 | 1
5SV80016KK | RESIDUAL CURRENT MONITOR DIGITAL, TYPE A IDN 0,03A 30A 0,02 10 SEC, (INS, SEL) | 303.92 | TEM | 1 | LP | 0.27 | 1
5SV87000KK | CURRENT TRANSFORMER 20MM | 84.02 | TEM | 1 | LP | 0.075 | 1
5SV87010KK | CURRENT TRANSFORMER 30MM | 85.82 | TEM | 1 | LP | 0.09 | 1
5SV87020KK | CURRENT TRANSFORMER 35MM | 90.69 | TEM | 1 | LP | 0.167 | 1
5SV87030KK | CURRENT TRANSFORMER 70MM | 125.4 | TEM | 1 | LP | 0.294 | 1
5SV87040KK | CURRENT TRANSFORMER 105MM | 183.39 | TEM | 1 | LP | 0.505 | 1
5SV89001KK | SENTRON, holder, for transformer mounting | 5.5 | TEM | 1 | LP | 0.005 | 2
5SV80006KK | RESIDUAL CURRENT MONITOR ANALOG, TYPE A IDN 0,03A 5A 0,02 5 SEC | 235.77 | TEM | 1 | LP | 0.196 | 1
5SV80016KK | RESIDUAL CURRENT MONITOR DIGITAL, TYPE A IDN 0,03A 30A 0,02 10 SEC, (INS, SEL) | 303.92 | TEM | 1 | LP | 0.27 | 1
5SV87000KK | CURRENT TRANSFORMER 20MM | 84.02 | TEM | 1 | LP | 0.075 | 1
5SV87010KK | CURRENT TRANSFORMER 30MM | 85.82 | TEM | 1 | LP | 0.09 | 1
5SV87020KK | CURRENT TRANSFORMER 35MM | 90.69 | TEM | 1 | LP | 0.167 | 1
5SV87030KK | CURRENT TRANSFORMER 70MM | 125.4 | TEM | 1 | LP | 0.294 | 1
5SV87040KK | CURRENT TRANSFORMER 105MM | 183.39 | TEM | 1 | LP | 0.505 | 1
5SV89001KK | SENTRON, holder, for transformer mounting | 5.5 | TEM | 1 | LP | 0.005 | 2
5SM23220 | RC unit, 2pole, type AC, In: 40 A, 30 mA, Un AC: 400 V | 35.5 | TEM | 1 | LP | 0.206 | 1
5SM23420 | RC unit, 4pole, type AC, In: 40 A, 30 mA, Un AC: 400 V | 41.1 | TEM | 1 | LP | 0.31 | 1
5SM23470 | RC unit, 4pole, type AC, In: 100 A, 30 mA, Un AC: 400 V | 166.6 | TEM | 1 | LP | 0.897 | 1
5SM26220 | RC unit, 2pole, type AC, In: 40 A, 300 mA, Un AC: 400 V | 37.2 | TEM | 1 | LP | 0.192 | 1
5SM26222 | RC unit, 2pole, type AC, selective, In: 40 A, 300 mA, Un AC: 230 V | 109.2 | TEM | 1 | LP | 0.208 | 1
5SM26252 | RC unit, 2pole, type AC, selective, In: 63 A, 300 mA, Un AC: 230 V | 174.7 | TEM | 1 | LP | 0.209 | 1
5SM26270 | RC unit, 2pole, type AC, In: 100 A, 300 mA, Un AC: 230 V | 121.4 | TEM | 1 | LP | 0.47 | 1
5SM26320 | RC unit, 3pole, type AC, In: 40 A, 300 mA, Un AC: 400 V | 38.9 | TEM | 1 | LP | 0.286 | 1
5SM26420 | RC unit, 4pole, type AC, In: 40 A, 300 mA, Un AC: 400 V | 40.5 | TEM | 1 | LP | 0.316 | 1
5SM26452 | RC unit, 4pole, type AC, selective, In: 63 A, 300 mA, Un AC: 400 V | 136.5 | TEM | 1 | LP | 0.366 | 1
5SM26470 | RC unit, 4pole, type AC, In: 100 A, 300 mA, Un AC: 400 V | 144.7 | TEM | 1 | LP | 0.688 | 1
5SM33140 | RCCB, 2pole, type AC, In: 40 A, 30 mA, Un AC: 230 V | 60.9 | TEM | 1 | LP | 0.246 | 1
5SM33440LB | RCCB, 4pole, type AC, In: 40 A, 30 mA, Un AC: 400 V | 72.8 | TEM | 1 | LP | 0.491 | 1
5SM33440LB01 | RCCB, 2pole, type AC, short time delayed, In: 40 A, 30 mA, Un AC: 230 V | 128.1 | TEM | 1 | LP | 0.514 | 1
5SM33450 | RCCB, 4pole, type AC, In: 125 A, 30 mA, Un AC: 400 V | 483.7 | TEM | 1 | LP | 0.547 | 1
5SM33470 | RCCB, 4pole, type AC, In: 80 A, 30 mA, Un AC: 400 V | 185.5 | TEM | 1 | LP | 0.505 | 1
5SM33480 | RCCB, 4pole, type AC, In: 100 A, 30 mA, Un AC: 400 V | 406.7 | TEM | 1 | LP | 0.547 | 1
5SM34440LB01 | RCCB, 4pole, type AC, short time delayed, In: 40 A, 100 mA, Un AC: 230 V | 128.6 | TEM | 1 | LP | 0.514 | 1
5SM36450 | RCCB, 4pole, type AC, In: 125 A, 300 mA, Un AC: 400 V | 417.3 | TEM | 1 | LP | 0.517 | 1
5SM36480 | RCCB, 4pole, type AC, In: 100 A, 300 mA, Un AC: 400 V | 342.1 | TEM | 1 | LP | 0.522 | 1
5SM36482 | RCCB, 4pole, type AC, selective, In: 100 A, 300 mA, Un AC: 400 V | 342 | TEM | 1 | LP | 0.548 | 1
5SV41110 | RCCB, 2pole, type AC, In: 16 A, 10 mA, Un AC: 230 V | 53.4 | TEM | 1 | LP | 0.215 | 1
5SV43110 | RCCB, 2pole, type AC, In: 16 A, 30 mA, Un AC: 230 V | 51.9 | TEM | 1 | LP | 0.206 | 1
5SV43120 | RCCB, 2pole, type AC, In: 25 A, 30 mA, Un AC: 230 V | 48.2 | TEM | 1 | LP | 0.216 | 1
5SV43140 | RCCB, 2pole, type AC, In: 40 A, 30 mA, Un AC: 230 V | 49.9 | TEM | 1 | LP | 0.205 | 1
5SV43160 | RCCB, 2pole, type AC, In: 63 A, 30 mA, Un AC: 230 V | 85.7 | TEM | 1 | LP | 0.22 | 1
5SV43170 | RCCB, 2pole, type AC, In: 80 A, 30 mA, Un AC: 230 V | 174.6 | TEM | 1 | LP | 0.221 | 1
5SV43420 | RCCB, 4pole, type AC, In: 25 A, 30 mA, Un AC: 400 V | 66.2 | TEM | 1 | LP | 0.368 | 1
5SV43440 | RCCB, 4pole, type AC, In: 40 A, 30 mA, Un AC: 400 V | 66.7 | TEM | 1 | LP | 0.367 | 1
5SV43440KL | RCCB, 4pole, type AC, In: 40 A, 30 mA, Un AC: 400 V, N left | 66.7 | TEM | 1 | LP | 0.36 | 1
5SV43460 | RCCB, 4pole, type AC, In: 63 A, 30 mA, Un AC: 400 V | 114.3 | TEM | 1 | LP | 0.399 | 1
5SV43460KL | RCCB, 4pole, type AC, In: 63 A, 30 mA, Un AC: 400 V, N left | 114.3 | TEM | 1 | LP | 0.4 | 1
5SV43470 | RCCB, 4pole, type AC, In: 80 A, 30 mA, Un AC: 400 V | 252.9 | TEM | 1 | LP | 0.399 | 1
5SV46120 | RCCB, 2pole, type AC, In: 25 A, 300 mA, Un AC: 230 V | 47.4 | TEM | 1 | LP | 0.206 | 1
5SV46140 | RCCB, 2pole, type AC, In: 40 A, 300 mA, Un AC: 230 V | 48.2 | TEM | 1 | LP | 0.195 | 1
5SV46160 | RCCB, 2pole, type AC, In: 63 A, 300 mA, Un AC: 230 V | 71.5 | TEM | 1 | LP | 0.204 | 1
5SV46170 | RCCB, 2pole, type AC, In: 80 A, 300 mA, Un AC: 230 V | 129.4 | TEM | 1 | LP | 0.204 | 1
5SV46420 | RCCB, 4pole, type AC, In: 25 A, 300 mA, Un AC: 400 V | 58.8 | TEM | 1 | LP | 0.336 | 1
5SV46440 | RCCB, 4pole, type AC, In: 40 A, 300 mA, Un AC: 400 V | 62.6 | TEM | 1 | LP | 0.335 | 1
5SV46460 | RCCB, 4pole, type AC, In: 63 A, 300 mA, Un AC: 400 V | 94.5 | TEM | 1 | LP | 0.363 | 1
5SV46470 | RCCB, 4pole, type AC, In: 80 A, 300 mA, Un AC: 400 V | 195.6 | TEM | 1 | LP | 0.361 | 1
5SM33470 | RCCB, 4pole, type AC, In: 80 A, 30 mA, Un AC: 400 V | 185.5 | TEM | 1 | LP | 0.505 | 1
5SM23220 | RC unit, 2pole, type AC, In: 40 A, 30 mA, Un AC: 400 V | 35.5 | TEM | 1 | LP | 0.206 | 1
5SM23420 | RC unit, 4pole, type AC, In: 40 A, 30 mA, Un AC: 400 V | 41.1 | TEM | 1 | LP | 0.31 | 1
5SM23470 | RC unit, 4pole, type AC, In: 100 A, 30 mA, Un AC: 400 V | 166.6 | TEM | 1 | LP | 0.897 | 1
5SM26220 | RC unit, 2pole, type AC, In: 40 A, 300 mA, Un AC: 400 V | 37.2 | TEM | 1 | LP | 0.192 | 1
5SM26222 | RC unit, 2pole, type AC, selective, In: 40 A, 300 mA, Un AC: 230 V | 109.2 | TEM | 1 | LP | 0.208 | 1
5SM26252 | RC unit, 2pole, type AC, selective, In: 63 A, 300 mA, Un AC: 230 V | 174.7 | TEM | 1 | LP | 0.209 | 1
5SM26270 | RC unit, 2pole, type AC, In: 100 A, 300 mA, Un AC: 230 V | 121.4 | TEM | 1 | LP | 0.47 | 1
5SM26320 | RC unit, 3pole, type AC, In: 40 A, 300 mA, Un AC: 400 V | 38.9 | TEM | 1 | LP | 0.286 | 1
5SM26420 | RC unit, 4pole, type AC, In: 40 A, 300 mA, Un AC: 400 V | 40.5 | TEM | 1 | LP | 0.316 | 1
5SM26452 | RC unit, 4pole, type AC, selective, In: 63 A, 300 mA, Un AC: 400 V | 136.5 | TEM | 1 | LP | 0.366 | 1
5SM26470 | RC unit, 4pole, type AC, In: 100 A, 300 mA, Un AC: 400 V | 144.7 | TEM | 1 | LP | 0.688 | 1
5SM31110 | RCCB, 2pole, type AC, In: 16 A, 10 mA, Un AC: 230 V | 54.6 | TEM | 1 | LP | 0.239 | 1
5SM33120 | RCCB, 2pole, type AC, In: 25 A, 30 mA, Un AC: 230 V | 49.2 | TEM | 1 | LP | 0.248 | 1
5SM33140 | RCCB, 2pole, type AC, In: 40 A, 30 mA, Un AC: 230 V | 60.9 | TEM | 1 | LP | 0.246 | 1
5SM33160 | RCCB, 2pole, type AC, In: 63 A, 30 mA, Un AC: 230 V | 87.2 | TEM | 1 | LP | 0.315 | 1
5SM33420 | RCCB, 4pole, type AC, In: 25 A, 30 mA, Un AC: 400 V | 67.6 | TEM | 1 | LP | 0.495 | 1
5SM33420KL | RCCB, 4pole, type AC, In: 25 A, 30 mA, Un AC: 400 V, N left | 67.6 | TEM | 1 | LP | 0.473 | 1
5SM33440 | RCCB, 4pole, type AC, In: 40 A, 30 mA, Un AC: 400 V | 68.6 | TEM | 1 | LP | 0.475 | 1
5SM33440KL | RCCB, 4pole, type AC, In: 40 A, 30 mA, Un AC: 400 V, N left | 68.6 | TEM | 1 | LP | 0.473 | 1
5SM33440LB | RCCB, 4pole, type AC, In: 40 A, 30 mA, Un AC: 400 V | 72.8 | TEM | 1 | LP | 0.491 | 1
5SM33440LB01 | RCCB, 2pole, type AC, short time delayed, In: 40 A, 30 mA, Un AC: 230 V | 128.1 | TEM | 1 | LP | 0.514 | 1
5SM33450 | RCCB, 4pole, type AC, In: 125 A, 30 mA, Un AC: 400 V | 483.7 | TEM | 1 | LP | 0.547 | 1
5SM33460 | RCCB, 4pole, type AC, In: 63 A, 30 mA, Un AC: 400 V | 109.2 | TEM | 1 | LP | 0.502 | 1
5SM33460KL | RCCB, 4pole, type AC, In: 63 A, 30 mA, Un AC: 400 V, N left | 109.2 | TEM | 1 | LP | 0.501 | 1
5SM33470 | RCCB, 4pole, type AC, In: 80 A, 30 mA, Un AC: 400 V | 185.5 | TEM | 1 | LP | 0.505 | 1
5SM33480 | RCCB, 4pole, type AC, In: 100 A, 30 mA, Un AC: 400 V | 406.7 | TEM | 1 | LP | 0.547 | 1
5SM34420 | RCCB, 2pole, type AC, In: 25 A, 100 mA, Un AC: 400 V | 76.3 | TEM | 1 | LP | 0.471 | 1
5SM34440 | RCCB, 4pole, type AC, In: 40 A, 100 mA, Un AC: 400 V | 81.8 | TEM | 1 | LP | 0.472 | 1
5SM34440LB01 | RCCB, 4pole, type AC, short time delayed, In: 40 A, 100 mA, Un AC: 230 V | 128.6 | TEM | 1 | LP | 0.514 | 1
5SM34460 | RCCB, 4pole, type AC, In: 63 A, 100 mA, Un AC: 400 V | 103.7 | TEM | 1 | LP | 0.465 | 1
5SM36120 | RCCB, 2pole, type AC, In: 25 A, 300 mA, Un AC: 230 V | 47.9 | TEM | 1 | LP | 0.225 | 1
5SM36140 | RCCB, 2pole, type AC, In: 40 A, 300 mA, Un AC: 230 V | 49.2 | TEM | 1 | LP | 0.229 | 1
5SM36160 | RCCB, 2pole, type AC, In: 63 A, 300 mA, Un AC: 230 V | 72.1 | TEM | 1 | LP | 0.293 | 1
5SM36170 | RCCB, 2pole, type AC, In: 80 A, 300 mA, Un AC: 230 V | 120 | TEM | 1 | LP | 0.291 | 1
5SM36420 | RCCB, 4pole, type AC, In: 25 A, 300 mA, Un AC: 400 V | 60.1 | TEM | 1 | LP | 0.461 | 1
5SM36440 | RCCB, 4pole, type AC, In: 40 A, 300 mA, Un AC: 400 V | 63.4 | TEM | 1 | LP | 0.462 | 1
5SM36450 | RCCB, 4pole, type AC, In: 125 A, 300 mA, Un AC: 400 V | 417.3 | TEM | 1 | LP | 0.517 | 1
5SM36460 | RCCB, 4pole, type AC, In: 63 A, 300 mA, Un AC: 400 V | 98.1 | TEM | 1 | LP | 0.46 | 1
5SM36460KL | RCCB, 4pole, type AC, In: 63 A, 300 mA, Un AC: 400 V, N left | 98.1 | TEM | 1 | LP | 0.459 | 1
5SM36470 | RCCB, 4pole, type AC, In: 80 A, 300 mA, Un AC: 400 V | 174.5 | TEM | 1 | LP | 0.461 | 1
5SM36480 | RCCB, 4pole, type AC, In: 100 A, 300 mA, Un AC: 400 V | 342.1 | TEM | 1 | LP | 0.522 | 1
5SM36482 | RCCB, 4pole, type AC, selective, In: 100 A, 300 mA, Un AC: 400 V | 342 | TEM | 1 | LP | 0.548 | 1
5SM37440 | RCCB, 4pole, type AC, In: 40 A, 500 mA, Un AC: 400 V | 52.4 | TEM | 1 | LP | 0.457 | 1
5SM37460 | RCCB, 4pole, type AC, In: 63 A, 500 mA, Un AC: 400 V | 71 | TEM | 1 | LP | 0.463 | 1
5SV41110 | RCCB, 2pole, type AC, In: 16 A, 10 mA, Un AC: 230 V | 53.4 | TEM | 1 | LP | 0.215 | 1
5SV43110 | RCCB, 2pole, type AC, In: 16 A, 30 mA, Un AC: 230 V | 51.9 | TEM | 1 | LP | 0.206 | 1
5SV43120 | RCCB, 2pole, type AC, In: 25 A, 30 mA, Un AC: 230 V | 48.2 | TEM | 1 | LP | 0.216 | 1
5SV43140 | RCCB, 2pole, type AC, In: 40 A, 30 mA, Un AC: 230 V | 49.9 | TEM | 1 | LP | 0.205 | 1
5SV43160 | RCCB, 2pole, type AC, In: 63 A, 30 mA, Un AC: 230 V | 85.7 | TEM | 1 | LP | 0.22 | 1
5SV43170 | RCCB, 2pole, type AC, In: 80 A, 30 mA, Un AC: 230 V | 174.6 | TEM | 1 | LP | 0.221 | 1
5SV43420 | RCCB, 4pole, type AC, In: 25 A, 30 mA, Un AC: 400 V | 66.2 | TEM | 1 | LP | 0.368 | 1
5SV43440 | RCCB, 4pole, type AC, In: 40 A, 30 mA, Un AC: 400 V | 66.7 | TEM | 1 | LP | 0.367 | 1
5SV43440KL | RCCB, 4pole, type AC, In: 40 A, 30 mA, Un AC: 400 V, N left | 66.7 | TEM | 1 | LP | 0.36 | 1
5SV43460 | RCCB, 4pole, type AC, In: 63 A, 30 mA, Un AC: 400 V | 114.3 | TEM | 1 | LP | 0.399 | 1
5SV43460KL | RCCB, 4pole, type AC, In: 63 A, 30 mA, Un AC: 400 V, N left | 114.3 | TEM | 1 | LP | 0.4 | 1
5SV43470 | RCCB, 4pole, type AC, In: 80 A, 30 mA, Un AC: 400 V | 252.9 | TEM | 1 | LP | 0.399 | 1
5SV46120 | RCCB, 2pole, type AC, In: 25 A, 300 mA, Un AC: 230 V | 47.4 | TEM | 1 | LP | 0.206 | 1
5SV46140 | RCCB, 2pole, type AC, In: 40 A, 300 mA, Un AC: 230 V | 48.2 | TEM | 1 | LP | 0.195 | 1
5SV46160 | RCCB, 2pole, type AC, In: 63 A, 300 mA, Un AC: 230 V | 71.5 | TEM | 1 | LP | 0.204 | 1
5SV46170 | RCCB, 2pole, type AC, In: 80 A, 300 mA, Un AC: 230 V | 129.4 | TEM | 1 | LP | 0.204 | 1
5SV46420 | RCCB, 4pole, type AC, In: 25 A, 300 mA, Un AC: 400 V | 58.8 | TEM | 1 | LP | 0.336 | 1
5SV46440 | RCCB, 4pole, type AC, In: 40 A, 300 mA, Un AC: 400 V | 62.6 | TEM | 1 | LP | 0.335 | 1
5SV46460 | RCCB, 4pole, type AC, In: 63 A, 300 mA, Un AC: 400 V | 94.5 | TEM | 1 | LP | 0.363 | 1
5SV46470 | RCCB, 4pole, type AC, In: 80 A, 300 mA, Un AC: 400 V | 195.6 | TEM | 1 | LP | 0.361 | 1
5SM23226 | RC unit, 2pole, type A, In: 40 A, 30 mA, Un AC: 400 V | 47.7 | TEM | 1 | LP | 0.202 | 1
5SM23226KK01 | RC unit, 2pole, type A, short time delayed, In: 40 A, 30 mA, Un AC: 230 V | 160.2 | TEM | 1 | LP | 0.211 | 1
5SM23256 | RC unit, 2pole, type A, In: 63 A, 30 mA, Un AC: 400 V | 147.3 | TEM | 1 | LP | 0.212 | 1
5SM23426 | RC unit, 4pole, type A, In: 40 A, 30 mA, Un AC: 400 V | 55.3 | TEM | 1 | LP | 0.327 | 1
5SM26226 | RC unit, 2pole, type A, In: 40 A, 300 mA, Un AC: 400 V | 50.1 | TEM | 1 | LP | 0.194 | 1
5SM26228 | RC unit, 2pole, type A, selective, In: 40 A, 300 mA, Un AC: 400 V | 124.6 | TEM | 1 | LP | 0.207 | 1
5SM26426 | RC unit, 4pole, type A, In: 40 A, 300 mA, Un AC: 400 V | 54.6 | TEM | 1 | LP | 0.319 | 1
5SM26456 | RC unit, 4pole, type A, In: 63 A, 300 mA, Un AC: 400 V | 82.1 | TEM | 1 | LP | 0.319 | 1
5SM26458 | RC unit, 4pole, type A, selective, In: 40 A, 300 mA, Un AC: 400 V | 154.9 | TEM | 1 | LP | 0.366 | 1
5SM26476 | RC unit, 4pole, type A, In: 100 A, 300 mA, Un AC: 400 V | 195.1 | TEM | 1 | LP | 0.682 | 1
5SM26478 | RC unit, 4pole, type A, selective, In: 100 A, 300 mA, Un AC: 400 V | 371.9 | TEM | 1 | LP | 0.798 | 1
5SM33143 | RCCB, 2pole, type F, short time delayed, In: 40 A, 30 mA, Un AC: 230 V | 154 | TEM | 1 | LP | 0.274 | 1
5SM33146BA | RCCB, 2pole, type A, In: 40 A, 30 mA, Un AC: 230 V | 81.7 | TEM | 1 | LP | 0.249 | 1
5SM33146KK01 | RCCB, 2pole, type A, short time delayed, In: 40 A, 30 mA, Un AC: 230 V | 162.7 | TEM | 1 | LP | 0.251 | 1
5SM33166KK01 | RCCB, 2pole, type A, short time delayed, In: 63 A, 30 mA, Un AC: 230 V | 265.4 | TEM | 1 | LP | 0.328 | 1
5SM33446KK01 | RCCB, 4pole, type A, short time delayed, In: 40 A, 30 mA, Un AC: 400 V | 208 | TEM | 1 | LP | 0.516 | 1
5SM33446KK03 | RCCB, 4pole, type A, In: 40 A, 30 mA, Un AC: 400 V | 189.9 | TEM | 1 | LP | 0.522 | 1
5SM33446LA01 | RCCB, 4pole, type A, short time delayed, In: 40 A, 30 mA, Un AC: 400 V, with thermal overload protection | 187.1 | TEM | 1 | LP | 0.493 | 1
5SM33456 | RCCB, 4pole, type A, In: 125 A, 30 mA, Un AC: 400 V | 654.3 | TEM | 1 | LP | 0.556 | 1
5SM33466BA | RCCB, 4pole, type A, In: 63 A, 30 mA, Un AC: 400 V | 175.9 | TEM | 1 | LP | 0.52 | 1
5SM33466KK01 | RCCB, 4pole, type A, short time delayed, In: 63 A, 30 mA, Un AC: 400 V | 318.8 | TEM | 1 | LP | 0.517 | 1
5SM33486 | RCCB, 4pole, type A, In: 100 A, 30 mA, Un AC: 400 V | 542.9 | TEM | 1 | LP | 0.555 | 1
5SM33546 | RCCB, 4pole, type A, In: 40 A, 30 mA, Un AC: 500 V | 112.4 | TEM | 1 | LP | 0.496 | 1
5SM33566 | RCCB, 4pole, type A, In: 63 A, 30 mA, Un AC: 500 V | 245.8 | TEM | 1 | LP | 0.517 | 1
5SM34446LA01 | RCCB, 4pole, type A, short time delayed, In: 40 A, 100 mA, Un AC: 400 V, with thermal overload protection | 181.8 | TEM | 1 | LP | 0.51 | 1
5SM34448 | RCCB, 4pole, type A, selective, In: 40 A, 100 mA, Un AC: 400 V | 267.1 | TEM | 1 | LP | 0.525 | 1
5SM36148 | RCCB, 2pole, type A, selective, In: 40 A, 300 mA, Un AC: 230 V | 189.4 | TEM | 1 | LP | 0.246 | 1
5SM36168 | RCCB, 2pole, type A, selective, In: 63 A, 300 mA, Un AC: 230 V | 284 | TEM | 1 | LP | 0.312 | 1
5SM36446KK01 | RCCB, 4pole, type A, short time delayed, In: 40 A, 300 mA, Un AC: 400 V | 207.9 | TEM | 1 | LP | 0.496 | 1
5SM36448 | RCCB, 4pole, type A, selective, In: 40 A, 300 mA, Un AC: 400 V | 180.5 | TEM | 1 | LP | 0.51 | 1
5SM36456 | RCCB, 4pole, type A, In: 125 A, 300 mA, Un AC: 400 V | 561.5 | TEM | 1 | LP | 0.523 | 1
5SM36458 | RCCB, 4pole, type A, selective, In: 125 A, 300 mA, Un AC: 400 V | 1344.5 | TEM | 1 | LP | 0.538 | 1
5SM36468 | RCCB, 4pole, type A, selective, In: 63 A, 300 mA, Un AC: 400 V | 270.6 | TEM | 1 | LP | 0.508 | 1
5SM37486 | RCCB, 4pole, type A, In: 100 A, 500 mA, Un AC: 400 V | 460.2 | TEM | 1 | LP | 0.519 | 1
5SV31116 | RCCB, 2pole, type A, In: 16 A, 10 mA, Un AC: 230 V | 73 | TEM | 1 | LP | 0.217 | 1
5SV33116 | RCCB, 2pole, type A, In: 16 A, 30 mA, Un AC: 230 V | 73 | TEM | 1 | LP | 0.216 | 1
5SV33126 | RCCB, 2pole, type A, In: 25 A, 30 mA, Un AC: 230 V | 65.3 | TEM | 1 | LP | 0.204 | 1
5SV33143 | RCCB, 2pole, type F, short time delayed, In: 40 A, 30 mA, Un AC: 230 V | 175 | TEM | 1 | LP | 0.225 | 1
5SV33146 | RCCB, 2pole, type A, In: 40 A, 30 mA, Un AC: 230 V | 66.2 | TEM | 1 | LP | 0.215 | 1
5SV33166 | RCCB, 2pole, type A, In: 63 A, 30 mA, Un AC: 230 V | 114.6 | TEM | 1 | LP | 0.225 | 1
5SV33176 | RCCB, 2pole, type A, In: 80 A, 30 mA, Un AC: 230 V | 234.1 | TEM | 1 | LP | 0.224 | 1
5SV33426 | RCCB, 4pole, type A, In: 25 A, 30 mA, Un AC: 400 V | 90.2 | TEM | 1 | LP | 0.362 | 1
5SV33443 | RCCB, 4pole, type F, short time delayed, In: 40 A, 30 mA, Un AC: 400 V | 229.9 | TEM | 1 | LP | 0.409 | 1
5SV33446 | RCCB, 4pole, type A, In: 40 A, 30 mA, Un AC: 400 V | 92.4 | TEM | 1 | LP | 0.361 | 1
5SV33466 | RCCB, 4pole, type A, In: 63 A, 30 mA, Un AC: 400 V | 146.7 | TEM | 1 | LP | 0.399 | 1
5SV33476 | RCCB, 4pole, type A, In: 80 A, 30 mA, Un AC: 400 V | 347.7 | TEM | 1 | LP | 0.399 | 1
5SV34146 | RCCB, 2pole, type A, In: 40 A, 100 mA, Un AC: 230 V | 101 | TEM | 1 | LP | 0.202 | 1
5SV36126 | RCCB, 2pole, type A, In: 25 A, 300 mA, Un AC: 230 V | 63.4 | TEM | 1 | LP | 0.196 | 1
5SV36146 | RCCB, 2pole, type A, In: 40 A, 300 mA, Un AC: 230 V | 64.1 | TEM | 1 | LP | 0.195 | 1
5SV36166 | RCCB, 2pole, type A, In: 63 A, 300 mA, Un AC: 230 V | 94.6 | TEM | 1 | LP | 0.209 | 1
5SV36176 | RCCB, 2pole, type A, In: 80 A, 300 mA, Un AC: 230 V | 175.3 | TEM | 1 | LP | 0.204 | 1
5SV36426 | RCCB, 4pole, type A, In: 25 A, 300 mA, Un AC: 400 V | 87.1 | TEM | 1 | LP | 0.336 | 1
5SV36446 | RCCB, 4pole, type A, In: 40 A, 300 mA, Un AC: 400 V | 86.1 | TEM | 1 | LP | 0.338 | 1
5SV36466 | RCCB, 4pole, type A, In: 63 A, 300 mA, Un AC: 400 V | 130.8 | TEM | 1 | LP | 0.366 | 1
5SV36476 | RCCB, 4pole, type A, In: 80 A, 300 mA, Un AC: 400 V | 263.5 | TEM | 1 | LP | 0.358 | 1
5SM23226 | RC unit, 2pole, type A, In: 40 A, 30 mA, Un AC: 400 V | 47.7 | TEM | 1 | LP | 0.202 | 1
5SM23226KK01 | RC unit, 2pole, type A, short time delayed, In: 40 A, 30 mA, Un AC: 230 V | 160.2 | TEM | 1 | LP | 0.211 | 1
5SM23256 | RC unit, 2pole, type A, In: 63 A, 30 mA, Un AC: 400 V | 147.3 | TEM | 1 | LP | 0.212 | 1
5SM23426 | RC unit, 4pole, type A, In: 40 A, 30 mA, Un AC: 400 V | 55.3 | TEM | 1 | LP | 0.327 | 1
5SM26226 | RC unit, 2pole, type A, In: 40 A, 300 mA, Un AC: 400 V | 50.1 | TEM | 1 | LP | 0.194 | 1
5SM26228 | RC unit, 2pole, type A, selective, In: 40 A, 300 mA, Un AC: 400 V | 124.6 | TEM | 1 | LP | 0.207 | 1
5SM26426 | RC unit, 4pole, type A, In: 40 A, 300 mA, Un AC: 400 V | 54.6 | TEM | 1 | LP | 0.319 | 1
5SM26456 | RC unit, 4pole, type A, In: 63 A, 300 mA, Un AC: 400 V | 82.1 | TEM | 1 | LP | 0.319 | 1
5SM26458 | RC unit, 4pole, type A, selective, In: 40 A, 300 mA, Un AC: 400 V | 154.9 | TEM | 1 | LP | 0.366 | 1
5SM26476 | RC unit, 4pole, type A, In: 100 A, 300 mA, Un AC: 400 V | 195.1 | TEM | 1 | LP | 0.682 | 1
5SM26478 | RC unit, 4pole, type A, selective, In: 100 A, 300 mA, Un AC: 400 V | 371.9 | TEM | 1 | LP | 0.798 | 1
5SM31116 | RCCB, 2pole, type A, In: 16 A, 10 mA, Un AC: 230 V | 74.1 | TEM | 1 | LP | 0.248 | 1
5SM33116 | RCCB, 2pole, type A, In: 16 A, 30 mA, Un AC: 230 V | 74.1 | TEM | 1 | LP | 0.242 | 1
5SM33126 | RCCB, 2pole, type A, In: 25 A, 30 mA, Un AC: 230 V | 66.6 | TEM | 1 | LP | 0.244 | 1
5SM33143 | RCCB, 2pole, type F, short time delayed, In: 40 A, 30 mA, Un AC: 230 V | 154 | TEM | 1 | LP | 0.274 | 1
5SM33146 | RCCB, 2pole, type A, In: 40 A, 30 mA, Un AC: 230 V | 68.7 | TEM | 1 | LP | 0.244 | 1
5SM33146BA | RCCB, 2pole, type A, In: 40 A, 30 mA, Un AC: 230 V | 81.7 | TEM | 1 | LP | 0.249 | 1
5SM33146KK01 | RCCB, 2pole, type A, short time delayed, In: 40 A, 30 mA, Un AC: 230 V | 162.7 | TEM | 1 | LP | 0.251 | 1
5SM33166 | RCCB, 2pole, type A, In: 63 A, 30 mA, Un AC: 230 V | 116.9 | TEM | 1 | LP | 0.328 | 1
5SM33166KK01 | RCCB, 2pole, type A, short time delayed, In: 63 A, 30 mA, Un AC: 230 V | 265.4 | TEM | 1 | LP | 0.328 | 1
5SM33426 | RCCB, 4pole, type A, In: 25 A, 30 mA, Un AC: 400 V | 91.6 | TEM | 1 | LP | 0.49 | 1
5SM33446 | RCCB, 4pole, type A, In: 40 A, 30 mA, Un AC: 400 V | 92.7 | TEM | 1 | LP | 0.494 | 1
5SM33446KK01 | RCCB, 4pole, type A, short time delayed, In: 40 A, 30 mA, Un AC: 400 V | 208 | TEM | 1 | LP | 0.516 | 1
5SM33446KK03 | RCCB, 4pole, type A, In: 40 A, 30 mA, Un AC: 400 V | 189.9 | TEM | 1 | LP | 0.522 | 1
5SM33446LA01 | RCCB, 4pole, type A, short time delayed, In: 40 A, 30 mA, Un AC: 400 V, with thermal overload protection | 187.1 | TEM | 1 | LP | 0.493 | 1
5SM33456 | RCCB, 4pole, type A, In: 125 A, 30 mA, Un AC: 400 V | 654.3 | TEM | 1 | LP | 0.556 | 1
5SM33466 | RCCB, 4pole, type A, In: 63 A, 30 mA, Un AC: 400 V | 147.2 | TEM | 1 | LP | 0.51 | 1
5SM33466BA | RCCB, 4pole, type A, In: 63 A, 30 mA, Un AC: 400 V | 175.9 | TEM | 1 | LP | 0.52 | 1
5SM33466KK01 | RCCB, 4pole, type A, short time delayed, In: 63 A, 30 mA, Un AC: 400 V | 318.8 | TEM | 1 | LP | 0.517 | 1
5SM33476 | RCCB, 4pole, type A, In: 80 A, 30 mA, Un AC: 400 V | 245.6 | TEM | 1 | LP | 0.517 | 1
5SM33486 | RCCB, 4pole, type A, In: 100 A, 30 mA, Un AC: 400 V | 542.9 | TEM | 1 | LP | 0.555 | 1
5SM33546 | RCCB, 4pole, type A, In: 40 A, 30 mA, Un AC: 500 V | 112.4 | TEM | 1 | LP | 0.496 | 1
5SM33566 | RCCB, 4pole, type A, In: 63 A, 30 mA, Un AC: 500 V | 245.8 | TEM | 1 | LP | 0.517 | 1
5SM34146 | RCCB, 2pole, type A, In: 40 A, 100 mA, Un AC: 230 V | 103.8 | TEM | 1 | LP | 0.236 | 1
5SM34166 | RCCB, 2pole, type A, In: 63 A, 100 mA, Un AC: 230 V | 119.7 | TEM | 1 | LP | 0.304 | 1
5SM34446 | RCCB, 4pole, type A, In: 40 A, 100 mA, Un AC: 400 V | 120.1 | TEM | 1 | LP | 0.476 | 1
5SM34446LA01 | RCCB, 4pole, type A, short time delayed, In: 40 A, 100 mA, Un AC: 400 V, with thermal overload protection | 181.8 | TEM | 1 | LP | 0.51 | 1
5SM34448 | RCCB, 4pole, type A, selective, In: 40 A, 100 mA, Un AC: 400 V | 267.1 | TEM | 1 | LP | 0.525 | 1
5SM34466 | RCCB, 4pole, type A, In: 63 A, 100 mA, Un AC: 400 V | 147.5 | TEM | 1 | LP | 0.486 | 1
5SM36126 | RCCB, 2pole, type A, In: 25 A, 300 mA, Un AC: 230 V | 64.4 | TEM | 1 | LP | 0.228 | 1
5SM36146 | RCCB, 2pole, type A, In: 40 A, 300 mA, Un AC: 230 V | 65.5 | TEM | 1 | LP | 0.23 | 1
5SM36148 | RCCB, 2pole, type A, selective, In: 40 A, 300 mA, Un AC: 230 V | 189.4 | TEM | 1 | LP | 0.246 | 1
5SM36166 | RCCB, 2pole, type A, In: 63 A, 300 mA, Un AC: 230 V | 96.8 | TEM | 1 | LP | 0.299 | 1
5SM36168 | RCCB, 2pole, type A, selective, In: 63 A, 300 mA, Un AC: 230 V | 284 | TEM | 1 | LP | 0.312 | 1
5SM36426 | RCCB, 4pole, type A, In: 25 A, 300 mA, Un AC: 400 V | 81.9 | TEM | 1 | LP | 0.464 | 1
5SM36446 | RCCB, 4pole, type A, In: 40 A, 300 mA, Un AC: 400 V | 86.2 | TEM | 1 | LP | 0.462 | 1
5SM36446KK01 | RCCB, 4pole, type A, short time delayed, In: 40 A, 300 mA, Un AC: 400 V | 207.9 | TEM | 1 | LP | 0.496 | 1
5SM36448 | RCCB, 4pole, type A, selective, In: 40 A, 300 mA, Un AC: 400 V | 180.5 | TEM | 1 | LP | 0.51 | 1
5SM36456 | RCCB, 4pole, type A, In: 125 A, 300 mA, Un AC: 400 V | 561.5 | TEM | 1 | LP | 0.523 | 1
5SM36458 | RCCB, 4pole, type A, selective, In: 125 A, 300 mA, Un AC: 400 V | 1344.5 | TEM | 1 | LP | 0.538 | 1
5SM36466 | RCCB, 4pole, type A, In: 63 A, 300 mA, Un AC: 400 V | 133.1 | TEM | 1 | LP | 0.463 | 1
5SM36468 | RCCB, 4pole, type A, selective, In: 63 A, 300 mA, Un AC: 400 V | 270.6 | TEM | 1 | LP | 0.508 | 1
5SM36476 | RCCB, 4pole, type A, In: 80 A, 300 mA, Un AC: 400 V | 236.9 | TEM | 1 | LP | 0.463 | 1
5SM37446 | RCCB, 4pole, type A, In: 40 A, 500 mA, Un AC: 400 V | 81.8 | TEM | 1 | LP | 0.462 | 1
5SM37466 | RCCB, 4pole, type A, In: 63 A, 500 mA, Un AC: 400 V | 130.5 | TEM | 1 | LP | 0.461 | 1
5SM37486 | RCCB, 4pole, type A, In: 100 A, 500 mA, Un AC: 400 V | 460.2 | TEM | 1 | LP | 0.519 | 1
5SV31116 | RCCB, 2pole, type A, In: 16 A, 10 mA, Un AC: 230 V | 73 | TEM | 1 | LP | 0.217 | 1
5SV33116 | RCCB, 2pole, type A, In: 16 A, 30 mA, Un AC: 230 V | 73 | TEM | 1 | LP | 0.216 | 1
5SV33126 | RCCB, 2pole, type A, In: 25 A, 30 mA, Un AC: 230 V | 65.3 | TEM | 1 | LP | 0.204 | 1
5SV33143 | RCCB, 2pole, type F, short time delayed, In: 40 A, 30 mA, Un AC: 230 V | 175 | TEM | 1 | LP | 0.225 | 1
5SV33146 | RCCB, 2pole, type A, In: 40 A, 30 mA, Un AC: 230 V | 66.2 | TEM | 1 | LP | 0.215 | 1
5SV33166 | RCCB, 2pole, type A, In: 63 A, 30 mA, Un AC: 230 V | 114.6 | TEM | 1 | LP | 0.225 | 1
5SV33176 | RCCB, 2pole, type A, In: 80 A, 30 mA, Un AC: 230 V | 234.1 | TEM | 1 | LP | 0.224 | 1
5SV33426 | RCCB, 4pole, type A, In: 25 A, 30 mA, Un AC: 400 V | 90.2 | TEM | 1 | LP | 0.362 | 1
5SV33443 | RCCB, 4pole, type F, short time delayed, In: 40 A, 30 mA, Un AC: 400 V | 229.9 | TEM | 1 | LP | 0.409 | 1
5SV33446 | RCCB, 4pole, type A, In: 40 A, 30 mA, Un AC: 400 V | 92.4 | TEM | 1 | LP | 0.361 | 1
5SV33466 | RCCB, 4pole, type A, In: 63 A, 30 mA, Un AC: 400 V | 146.7 | TEM | 1 | LP | 0.399 | 1
5SV33476 | RCCB, 4pole, type A, In: 80 A, 30 mA, Un AC: 400 V | 347.7 | TEM | 1 | LP | 0.399 | 1
5SV34146 | RCCB, 2pole, type A, In: 40 A, 100 mA, Un AC: 230 V | 101 | TEM | 1 | LP | 0.202 | 1
5SV36126 | RCCB, 2pole, type A, In: 25 A, 300 mA, Un AC: 230 V | 63.4 | TEM | 1 | LP | 0.196 | 1
5SV36146 | RCCB, 2pole, type A, In: 40 A, 300 mA, Un AC: 230 V | 64.1 | TEM | 1 | LP | 0.195 | 1
5SV36166 | RCCB, 2pole, type A, In: 63 A, 300 mA, Un AC: 230 V | 94.6 | TEM | 1 | LP | 0.209 | 1
5SV36176 | RCCB, 2pole, type A, In: 80 A, 300 mA, Un AC: 230 V | 175.3 | TEM | 1 | LP | 0.204 | 1
5SV36426 | RCCB, 4pole, type A, In: 25 A, 300 mA, Un AC: 400 V | 87.1 | TEM | 1 | LP | 0.336 | 1
5SV36446 | RCCB, 4pole, type A, In: 40 A, 300 mA, Un AC: 400 V | 86.1 | TEM | 1 | LP | 0.338 | 1
5SV36466 | RCCB, 4pole, type A, In: 63 A, 300 mA, Un AC: 400 V | 130.8 | TEM | 1 | LP | 0.366 | 1
5SV36476 | RCCB, 4pole, type A, In: 80 A, 300 mA, Un AC: 400 V | 263.5 | TEM | 1 | LP | 0.358 | 1
5SM19208 | FISAFETY OUTLET SOCKET TYP A IFN 30MA 16A 2POLE 125230V W. 2 FOLD SCHUKO OUTL. SOCK. AP | 181.6 | TEM | 1 | LP | 0.53 | 1
5SW3000 | AUXILIARY SWITCH ATTACHABLE F. RES.CUR OP.CIRCUIT BR. 5SM1 T=55MM, 1NO+1NC | 32.5 | TEM | 1 | LP | 0.051 | 1
5SW3002 | AUXILIARY SWITCH ATTACHABLE F. RES.CUR OP.CIRCUIT BR. 5SM1 T=55MM, 2NO | 32.5 | TEM | 1 | LP | 0.052 | 1
5SW3004 | TERMINAL COVER, GRAY IP40, F. SURFACE MOUNTING F.BUILTIN DEVICES MAX. 2.5MW | 12.8 | TEM | 1 | LP | 0.086 | 1
5SW3300 | AUXILIARY SWITCH ATTACHABLE F. RES.CURRENT OP.CIRC. BREAKER F. 16 TO 80A, 1NO+1NC | 32.5 | TEM | 1 | LP | 0.053 | 1
5SW3301 | AUXILIARY SWITCH ATTACHABLE FOR RCCB 5SM3 F. 16 TO 80A, 2NC | 32.5 | TEM | 1 | LP | 0.052 | 1
5SW3302 | AUXILIARY SWITCH ATTACHABLE FOR RCCB 5SM3 F. 16 TO 80A, 2NO | 32.5 | TEM | 1 | LP | 0.053 | 1
5SW3313 | SHOCK PROTECTION FOR RCCB (UP TO 80A) (1 SET = 12 PIECES) | 19.6 | ΣΕΤ | 1 | LP | 0.012 | 1
5SW3330 | AUXILIARY SWITCH ATTACHABLE F. RES.CURRENT OP.CIRC. BREAKER F. 100+125A, 1NO+1NC | 35 | TEM | 1 | LP | 0.064 | 1
5SZ9216 | NTYPE FAULTCURRENT CIR.BREAK TYPE A PSE/SSF 16A 2POL IFN 30MA 125230V 2MW, IN MOULDED PLASTIC HOUSING | 199.2 | TEM | 1 | LP | 0.765 | 1
5SM19208 | FISAFETY OUTLET SOCKET TYP A IFN 30MA 16A 2POLE 125230V W. 2 FOLD SCHUKO OUTL. SOCK. AP | 181.6 | TEM | 1 | LP | 0.53 | 1
5SW3000 | AUXILIARY SWITCH ATTACHABLE F. RES.CUR OP.CIRCUIT BR. 5SM1 T=55MM, 1NO+1NC | 32.5 | TEM | 1 | LP | 0.051 | 1
5SW3002 | AUXILIARY SWITCH ATTACHABLE F. RES.CUR OP.CIRCUIT BR. 5SM1 T=55MM, 2NO | 32.5 | TEM | 1 | LP | 0.052 | 1
5SW3004 | TERMINAL COVER, GRAY IP40, F. SURFACE MOUNTING F.BUILTIN DEVICES MAX. 2.5MW | 12.8 | TEM | 1 | LP | 0.086 | 1
5SW3300 | AUXILIARY SWITCH ATTACHABLE F. RES.CURRENT OP.CIRC. BREAKER F. 16 TO 80A, 1NO+1NC | 32.5 | TEM | 1 | LP | 0.053 | 1
5SW3301 | AUXILIARY SWITCH ATTACHABLE FOR RCCB 5SM3 F. 16 TO 80A, 2NC | 32.5 | TEM | 1 | LP | 0.052 | 1
5SW3302 | AUXILIARY SWITCH ATTACHABLE FOR RCCB 5SM3 F. 16 TO 80A, 2NO | 32.5 | TEM | 1 | LP | 0.053 | 1
5SW3313 | SHOCK PROTECTION FOR RCCB (UP TO 80A) (1 SET = 12 PIECES) | 19.6 | ΣΕΤ | 1 | LP | 0.012 | 1
5SW3330 | AUXILIARY SWITCH ATTACHABLE F. RES.CURRENT OP.CIRC. BREAKER F. 100+125A, 1NO+1NC | 35 | TEM | 1 | LP | 0.064 | 1
5SZ9216 | NTYPE FAULTCURRENT CIR.BREAK TYPE A PSE/SSF 16A 2POL IFN 30MA 125230V 2MW, IN MOULDED PLASTIC HOUSING | 199.2 | TEM | 1 | LP | 0.765 | 1
5SM33244 | RCCB, 2pole, type B, short time delayed, In: 40 A, 30 mA, Un AC: 230 V | 527.73 | TEM | 1 | LP | 0.55 | 1
5SM33444 | RCCB, 4pole, type B, short time delayed, In: 40 A, 30 mA, Un AC: 400 V | 730.98 | TEM | 1 | LP | 0.547 | 1
5SM33464 | RCCB, 4pole, type B, short time delayed, In: 63 A, 30 mA, Un AC: 400 V | 1007.64 | TEM | 1 | LP | 0.547 | 1
5SM33464KK14 | RCCB, 4pole, type B+, short time delayed, In: 63 A, 30 mA, Un AC: 400 V | 1031.74 | TEM | 1 | LP | 0.549 | 1
5SM36424 | RCCB, 4pole, type B, short time delayed, In: 25 A, 300 mA, Un AC: 400 V | 641.21 | TEM | 1 | LP | 0.55 | 1
5SM36444 | RCCB, 4pole, type B, short time delayed, In: 40 A, 300 mA, Un AC: 400 V | 664.93 | TEM | 1 | LP | 0.55 | 1
5SM36464 | RCCB, 4pole, type B, short time delayed, In: 63 A, 300 mA, Un AC: 400 V | 910.52 | TEM | 1 | LP | 0.55 | 1
5SM36465 | RCCB, 4pole, type B, selective, In: 63 A, 300 mA, Un AC: 400 V | 1087.11 | TEM | 1 | LP | 0.555 | 1
5SM33244 | RCCB, 2pole, type B, short time delayed, In: 40 A, 30 mA, Un AC: 230 V | 527.73 | TEM | 1 | LP | 0.55 | 1
5SM33444 | RCCB, 4pole, type B, short time delayed, In: 40 A, 30 mA, Un AC: 400 V | 730.98 | TEM | 1 | LP | 0.547 | 1
5SM33464 | RCCB, 4pole, type B, short time delayed, In: 63 A, 30 mA, Un AC: 400 V | 1007.64 | TEM | 1 | LP | 0.547 | 1
5SM33464KK14 | RCCB, 4pole, type B+, short time delayed, In: 63 A, 30 mA, Un AC: 400 V | 1031.74 | TEM | 1 | LP | 0.549 | 1
5SM36424 | RCCB, 4pole, type B, short time delayed, In: 25 A, 300 mA, Un AC: 400 V | 641.21 | TEM | 1 | LP | 0.55 | 1
5SM36444 | RCCB, 4pole, type B, short time delayed, In: 40 A, 300 mA, Un AC: 400 V | 664.93 | TEM | 1 | LP | 0.55 | 1
5SM36464 | RCCB, 4pole, type B, short time delayed, In: 63 A, 300 mA, Un AC: 400 V | 910.52 | TEM | 1 | LP | 0.55 | 1
5SM36465 | RCCB, 4pole, type B, selective, In: 63 A, 300 mA, Un AC: 400 V | 1087.11 | TEM | 1 | LP | 0.555 | 1
5SU13531KK06 | RCBO elm, 4,5 kA, 1P+N, type AC, 30 mA, Cchar, In: 6 A, Un AC: 230 V | 71.9 | TEM | 1 | LP | 0.272 | 1
5SU13531KK10 | RCBO elm, 4,5 kA, 1P+N, type AC, 30 mA, Cchar, In: 10 A, Un AC: 230 V | 71.9 | TEM | 1 | LP | 0.28 | 1
5SU13531KK16 | RCBO elm, 4,5 kA, 1P+N, type AC, 30 mA, Cchar, In: 16 A, Un AC: 230 V | 71.9 | TEM | 1 | LP | 0.269 | 1
5SU13531KK20 | RCBO elm, 4,5 kA, 1P+N, type AC, 30 mA, Cchar, In: 20 A, Un AC: 230 V | 71.9 | TEM | 1 | LP | 0.281 | 1
5SU13531KK25 | RCBO elm, 4,5 kA, 1P+N, type AC, 30 mA, Cchar, In: 25 A, Un AC: 230 V | 71.9 | TEM | 1 | LP | 0.281 | 1
5SU13531KK32 | RCBO elm, 4,5 kA, 1P+N, type AC, 30 mA, Cchar, In: 32 A, Un AC: 230 V | 71.9 | TEM | 1 | LP | 0.286 | 1
5SU13531KK40 | RCBO elm, 4,5 kA, 1P+N, type AC, 30 mA, Cchar, In: 40 A, Un AC: 230 V | 71.9 | TEM | 1 | LP | 0.285 | 1
5SU13561KK06 | RCBO elm, 6 kA, 1P+N, type AC, 30 mA, Cchar, In: 6 A, Un AC: 230 V | 95.5 | TEM | 1 | LP | 0.27 | 1
5SU13561KK10 | RCBO elm, 6 kA, 1P+N, type AC, 30 mA, Cchar, In: 10 A, Un AC: 230 V | 95.5 | TEM | 1 | LP | 0.272 | 1
5SU13561KK16 | RCBO elm, 6 kA, 1P+N, type AC, 30 mA, Cchar, In: 16 A, Un AC: 230 V | 95.5 | TEM | 1 | LP | 0.271 | 1
5SU13561KK20 | RCBO elm, 6 kA, 1P+N, type AC, 30 mA, Cchar, In: 20 A, Un AC: 230 V | 95.5 | TEM | 1 | LP | 0.281 | 1
5SU13561KK25 | RCBO elm, 6 kA, 1P+N, type AC, 30 mA, Cchar, In: 25 A, Un AC: 230 V | 95.5 | TEM | 1 | LP | 0.28 | 1
5SU13561KK32 | RCBO elm, 6 kA, 1P+N, type AC, 30 mA, Cchar, In: 32 A, Un AC: 230 V | 95.5 | TEM | 1 | LP | 0.286 | 1
5SU13561KK40 | RCBO elm, 6 kA, 1P+N, type AC, 30 mA, Cchar, In: 40 A, Un AC: 230 V | 95.5 | TEM | 1 | LP | 0.286 | 1
5SU16531KK06 | RCBO elm, 4,5 kA, 1P+N, type AC, 300 mA, Cchar, In: 6 A, Un AC: 230 V | 71.8 | TEM | 1 | LP | 0.266 | 1
5SU16531KK10 | RCBO elm, 4,5 kA, 1P+N, type AC, 300 mA, Cchar, In: 10 A, Un AC: 230 V | 71.8 | TEM | 1 | LP | 0.269 | 1
5SU16531KK16 | RCBO elm, 4,5 kA, 1P+N, type AC, 300 mA, Cchar, In: 16 A, Un AC: 230 V | 71.8 | TEM | 1 | LP | 0.268 | 1
5SU16531KK20 | RCBO elm, 4,5 kA, 1P+N, type AC, 300 mA, Cchar, In: 20 A, Un AC: 230 V | 71.8 | TEM | 1 | LP | 0.278 | 1
5SU16531KK32 | RCBO elm, 4,5 kA, 1P+N, type AC, 300 mA, Cchar, In: 32 A, Un AC: 230 V | 71.8 | TEM | 1 | LP | 0.279 | 1
5SU16531KK40 | RCBO elm, 4,5 kA, 1P+N, type AC, 300 mA, Cchar, In: 40 A, Un AC: 230 V | 71.8 | TEM | 1 | LP | 0.275 | 1
5SU16561KK10 | RCBO elm, 6 kA, 1P+N, type AC, 300 mA, Cchar, In: 10 A, Un AC: 230 V | 95.6 | TEM | 1 | LP | 0.268 | 1
5SU16561KK16 | RCBO elm, 6 kA, 1P+N, type AC, 300 mA, Cchar, In: 16 A, Un AC: 230 V | 95.6 | TEM | 1 | LP | 0.268 | 1
5SU13531KK32 | RCBO elm, 4,5 kA, 1P+N, type AC, 30 mA, Cchar, In: 32 A, Un AC: 230 V | 71.9 | TEM | 1 | LP | 0.286 | 1
5SU13531KK06 | RCBO elm, 4,5 kA, 1P+N, type AC, 30 mA, Cchar, In: 6 A, Un AC: 230 V | 71.9 | TEM | 1 | LP | 0.272 | 1
5SU13531KK10 | RCBO elm, 4,5 kA, 1P+N, type AC, 30 mA, Cchar, In: 10 A, Un AC: 230 V | 71.9 | TEM | 1 | LP | 0.28 | 1
5SU13531KK16 | RCBO elm, 4,5 kA, 1P+N, type AC, 30 mA, Cchar, In: 16 A, Un AC: 230 V | 71.9 | TEM | 1 | LP | 0.269 | 1
5SU13531KK20 | RCBO elm, 4,5 kA, 1P+N, type AC, 30 mA, Cchar, In: 20 A, Un AC: 230 V | 71.9 | TEM | 1 | LP | 0.281 | 1
5SU13531KK25 | RCBO elm, 4,5 kA, 1P+N, type AC, 30 mA, Cchar, In: 25 A, Un AC: 230 V | 71.9 | TEM | 1 | LP | 0.281 | 1
5SU13531KK32 | RCBO elm, 4,5 kA, 1P+N, type AC, 30 mA, Cchar, In: 32 A, Un AC: 230 V | 71.9 | TEM | 1 | LP | 0.286 | 1
5SU13531KK40 | RCBO elm, 4,5 kA, 1P+N, type AC, 30 mA, Cchar, In: 40 A, Un AC: 230 V | 71.9 | TEM | 1 | LP | 0.285 | 1
5SU13561KK06 | RCBO elm, 6 kA, 1P+N, type AC, 30 mA, Cchar, In: 6 A, Un AC: 230 V | 95.5 | TEM | 1 | LP | 0.27 | 1
5SU13561KK10 | RCBO elm, 6 kA, 1P+N, type AC, 30 mA, Cchar, In: 10 A, Un AC: 230 V | 95.5 | TEM | 1 | LP | 0.272 | 1
5SU13561KK16 | RCBO elm, 6 kA, 1P+N, type AC, 30 mA, Cchar, In: 16 A, Un AC: 230 V | 95.5 | TEM | 1 | LP | 0.271 | 1
5SU13561KK20 | RCBO elm, 6 kA, 1P+N, type AC, 30 mA, Cchar, In: 20 A, Un AC: 230 V | 95.5 | TEM | 1 | LP | 0.281 | 1
5SU13561KK25 | RCBO elm, 6 kA, 1P+N, type AC, 30 mA, Cchar, In: 25 A, Un AC: 230 V | 95.5 | TEM | 1 | LP | 0.28 | 1
5SU13561KK32 | RCBO elm, 6 kA, 1P+N, type AC, 30 mA, Cchar, In: 32 A, Un AC: 230 V | 95.5 | TEM | 1 | LP | 0.286 | 1
5SU13561KK40 | RCBO elm, 6 kA, 1P+N, type AC, 30 mA, Cchar, In: 40 A, Un AC: 230 V | 95.5 | TEM | 1 | LP | 0.286 | 1
5SU16531KK06 | RCBO elm, 4,5 kA, 1P+N, type AC, 300 mA, Cchar, In: 6 A, Un AC: 230 V | 71.8 | TEM | 1 | LP | 0.266 | 1
5SU16531KK10 | RCBO elm, 4,5 kA, 1P+N, type AC, 300 mA, Cchar, In: 10 A, Un AC: 230 V | 71.8 | TEM | 1 | LP | 0.269 | 1
5SU16531KK16 | RCBO elm, 4,5 kA, 1P+N, type AC, 300 mA, Cchar, In: 16 A, Un AC: 230 V | 71.8 | TEM | 1 | LP | 0.268 | 1
5SU16531KK20 | RCBO elm, 4,5 kA, 1P+N, type AC, 300 mA, Cchar, In: 20 A, Un AC: 230 V | 71.8 | TEM | 1 | LP | 0.278 | 1
5SU16531KK32 | RCBO elm, 4,5 kA, 1P+N, type AC, 300 mA, Cchar, In: 32 A, Un AC: 230 V | 71.8 | TEM | 1 | LP | 0.279 | 1
5SU16531KK40 | RCBO elm, 4,5 kA, 1P+N, type AC, 300 mA, Cchar, In: 40 A, Un AC: 230 V | 71.8 | TEM | 1 | LP | 0.275 | 1
5SU16561KK10 | RCBO elm, 6 kA, 1P+N, type AC, 300 mA, Cchar, In: 10 A, Un AC: 230 V | 95.6 | TEM | 1 | LP | 0.268 | 1
5SU16561KK16 | RCBO elm, 6 kA, 1P+N, type AC, 300 mA, Cchar, In: 16 A, Un AC: 230 V | 95.6 | TEM | 1 | LP | 0.268 | 1
5SU11547KK10 | RCBO elm, 10 kA, 1P+N, type A, 10 mA, Cchar, In: 10 A, Un AC: 230 V | 162.8 | TEM | 1 | LP | 0.274 | 1
5SU11547KK16 | RCBO elm, 10 kA, 1P+N, type A, 10 mA, Cchar, In: 16 A, Un AC: 230 V | 162.8 | TEM | 1 | LP | 0.275 | 1
5SU13247FA06 | RCBO elm, 10 kA, 2P, type A, 30 mA, Cchar, In: 6 A, Un AC: 230 V | 180.1 | TEM | 1 | LP | 0.402 | 1
5SU13547KK10 | RCBO elm, 10 kA, 1P+N, type A, 30 mA, Cchar, In: 10 A, Un AC: 230 V | 159.9 | TEM | 1 | LP | 0.274 | 1
5SU13547KK16 | RCBO elm, 10 kA, 1P+N, type A, 30 mA, Cchar, In: 16 A, Un AC: 230 V | 159.9 | TEM | 1 | LP | 0.28 | 1
5SU13567KK06 | RCBO elm, 6 kA, 1P+N, type A, 30 mA, Cchar, In: 6 A, Un AC: 230 V | 115.3 | TEM | 1 | LP | 0.268 | 1
5SU13567KK10 | RCBO elm, 6 kA, 1P+N, type A, 30 mA, Cchar, In: 10 A, Un AC: 230 V | 136.4 | TEM | 1 | LP | 0.268 | 1
5SU13567KK16 | RCBO elm, 6 kA, 1P+N, type A, 30 mA, Cchar, In: 16 A, Un AC: 230 V | 136.4 | TEM | 1 | LP | 0.269 | 1
5SU13567KK25 | RCBO elm, 6 kA, 1P+N, type A, 30 mA, Cchar, In: 25 A, Un AC: 230 V | 136.4 | TEM | 1 | LP | 0.278 | 1
5SU16567KK06 | RCBO elm, 6 kA, 1P+N, type A, 300 mA, Cchar, In: 6 A, Un AC: 230 V | 115.4 | TEM | 1 | LP | 0.267 | 1
5SU11547KK10 | RCBO elm, 10 kA, 1P+N, type A, 10 mA, Cchar, In: 10 A, Un AC: 230 V | 162.8 | TEM | 1 | LP | 0.274 | 1
5SU11547KK16 | RCBO elm, 10 kA, 1P+N, type A, 10 mA, Cchar, In: 16 A, Un AC: 230 V | 162.8 | TEM | 1 | LP | 0.275 | 1
5SU13247FA06 | RCBO elm, 10 kA, 2P, type A, 30 mA, Cchar, In: 6 A, Un AC: 230 V | 180.1 | TEM | 1 | LP | 0.402 | 1
5SU13547KK10 | RCBO elm, 10 kA, 1P+N, type A, 30 mA, Cchar, In: 10 A, Un AC: 230 V | 159.9 | TEM | 1 | LP | 0.274 | 1
5SU13547KK16 | RCBO elm, 10 kA, 1P+N, type A, 30 mA, Cchar, In: 16 A, Un AC: 230 V | 159.9 | TEM | 1 | LP | 0.28 | 1
5SU13567KK06 | RCBO elm, 6 kA, 1P+N, type A, 30 mA, Cchar, In: 6 A, Un AC: 230 V | 115.3 | TEM | 1 | LP | 0.268 | 1
5SU13567KK10 | RCBO elm, 6 kA, 1P+N, type A, 30 mA, Cchar, In: 10 A, Un AC: 230 V | 136.4 | TEM | 1 | LP | 0.268 | 1
5SU13567KK16 | RCBO elm, 6 kA, 1P+N, type A, 30 mA, Cchar, In: 16 A, Un AC: 230 V | 136.4 | TEM | 1 | LP | 0.269 | 1
5SU13567KK25 | RCBO elm, 6 kA, 1P+N, type A, 30 mA, Cchar, In: 25 A, Un AC: 230 V | 136.4 | TEM | 1 | LP | 0.278 | 1
5SU16567KK06 | RCBO elm, 6 kA, 1P+N, type A, 300 mA, Cchar, In: 6 A, Un AC: 230 V | 115.4 | TEM | 1 | LP | 0.267 | 1
5SP41808 | CIRCUIT BREAKER 230/400V 10KA, 1POLE, D, 80A, D=70MM | 61.2 | TEM | 1 | LP | 0.259 | 1
5SP41918 | CIRCUIT BREAKER 230/400V 10KA, 1POLE, D, 100A, D=70MM | 67.95 | TEM | 1 | LP | 0.266 | 1
5SP42808 | CIRCUIT BREAKER 400V 10KA, 2POLE, D, 80A, D=70MM | 171.52 | TEM | 1 | LP | 0.526 | 1
5SP42918 | CIRCUIT BREAKER 400V 10KA, 2POLE, D, 100A, D=70MM | 192.6 | TEM | 1 | LP | 0.523 | 1
5SP43808 | CIRCUIT BREAKER 400V 10KA, 3POLE, D, 80A, D=70MM | 243.53 | TEM | 1 | LP | 0.772 | 1
5SP43918 | CIRCUIT BREAKER 400V 10KA, 3POLE, D, 100A, D=70MM | 273.49 | TEM | 1 | LP | 0.77 | 1
5SP44808 | CIRCUIT BREAKER 400V 10KA, 4POLE, D, 80A, D=70MM | 340.15 | TEM | 1 | LP | 1.031 | 1
5SP44918 | CIRCUIT BREAKER 400V 10KA, 4POLE, D, 100A, D=70MM | 382.95 | TEM | 1 | LP | 1.024 | 1
5SY41015 | CIRCUIT BREAKER 230/400V 10KA, 1POLE, A, 1A, D=70MM | 29.21 | TEM | 1 | LP | 0.167 | 1
5SY41025 | CIRCUIT BREAKER 230/400V 10KA, 1POLE, A, 2A, D=70MM | 29.21 | TEM | 1 | LP | 0.16 | 1
5SY41028 | CIRCUIT BREAKER 230/400V 10KA, 1POLE, D, 2A, D=70MM | 29.21 | TEM | 1 | LP | 0.155 | 1
5SY41045 | CIRCUIT BREAKER 230/400V 10KA, 1POLE, A, 4A, D=70MM | 29.21 | TEM | 1 | LP | 0.157 | 1
5SY41048 | CIRCUIT BREAKER 230/400V 10KA, 1POLE, D, 4A, D=70MM | 29.21 | TEM | 1 | LP | 0.15 | 1
5SY41065 | CIRCUIT BREAKER 230/400V 10KA, 1POLE, A, 6A, D=70MM | 29.21 | TEM | 1 | LP | 0.158 | 1
5SY41068 | CIRCUIT BREAKER 230/400V 10KA, 1POLE, D, 6A, D=70MM | 29.21 | TEM | 1 | LP | 0.165 | 1
5SY41105 | CIRCUIT BREAKER 230/400V 10KA, 1POLE, A, 10A, D=70MM | 24.18 | TEM | 1 | LP | 0.164 | 1
5SY41108 | CIRCUIT BREAKER 230/400V 10KA, 1POLE, D, 10A, D=70MM | 24.18 | TEM | 1 | LP | 0.147 | 1
5SY41155 | CIRCUIT BREAKER 230/400V 10KA, 1POLE, A, 1.6A, D=70MM | 29.21 | TEM | 1 | LP | 0.172 | 1
5SY41165 | CIRCUIT BREAKER 230/400V 10KA, 1POLE, A, 16A, D=70MM | 24.18 | TEM | 1 | LP | 0.17 | 1
5SY41168 | CIRCUIT BREAKER 230/400V 10KA, 1POLE, D, 16A, D=70MM | 24.18 | TEM | 1 | LP | 0.161 | 1
5SY41255 | CIRCUIT BREAKER 230/400V 10KA, 1POLE, A, 25A, D=70MM | 24.18 | TEM | 1 | LP | 0.171 | 1
5SY41258 | CIRCUIT BREAKER 230/400V 10KA, 1POLE, D, 25A, D=70MM | 24.18 | TEM | 1 | LP | 0.16 | 1
5SY41408 | CIRCUIT BREAKER 230/400V 10KA, 1POLE, D, 40A, D=70MM | 36.49 | TEM | 1 | LP | 0.166 | 1
5SY41638 | CIRCUIT BREAKER 230/400V 10KA, 1POLE, D, 63A, D=70MM | 51.04 | TEM | 1 | LP | 0.167 | 1
5SY42018 | CIRCUIT BREAKER 400V 10KA, 2POLE, D, 1A, D=70MM | 81.64 | TEM | 1 | LP | 0.328 | 1
5SY42025 | CIRCUIT BREAKER 400V 10KA, 2POLE, A, 2A, D=70MM | 81.64 | TEM | 1 | LP | 0.332 | 1
5SY42028 | CIRCUIT BREAKER 400V 10KA, 2POLE, D, 2A, D=70MM | 81.64 | TEM | 1 | LP | 0.319 | 1
5SY42035 | CIRCUIT BREAKER 400V 10KA, 2POLE, A, 3A, D=70MM | 81.64 | TEM | 1 | LP | 0.334 | 1
5SY42038 | CIRCUIT BREAKER 400V 10KA, 2POLE, D, 3A, D=70MM | 81.64 | TEM | 1 | LP | 0.323 | 1
5SY42045 | CIRCUIT BREAKER 400V 10KA, 2POLE, A, 4A, D=70MM | 81.64 | TEM | 1 | LP | 0.322 | 1
5SY42048 | CIRCUIT BREAKER 400V 10KA, 2POLE, D, 4A, D=70MM | 81.64 | TEM | 1 | LP | 0.309 | 1
5SY42065 | CIRCUIT BREAKER 400V 10KA, 2POLE, A, 6A, D=70MM | 81.64 | TEM | 1 | LP | 0.321 | 1
5SY42068 | CIRCUIT BREAKER 400V 10KA, 2POLE, D, 6A, D=70MM | 81.64 | TEM | 1 | LP | 0.317 | 1
5SY42105 | CIRCUIT BREAKER 400V 10KA, 2POLE, A, 10A, D=70MM | 68.05 | TEM | 1 | LP | 0.319 | 1
5SY42108 | CIRCUIT BREAKER 400V 10KA, 2POLE, D, 10A, D=70MM | 68.05 | TEM | 1 | LP | 0.303 | 1
5SY42155 | CIRCUIT BREAKER 400V 10KA, 2POLE, A, 1.6A, D=70MM | 81.64 | TEM | 1 | LP | 0.323 | 1
5SY42165 | CIRCUIT BREAKER 400V 10KA, 2POLE, A, 16A, D=70MM | 68.05 | TEM | 1 | LP | 0.318 | 1
5SY42168 | CIRCUIT BREAKER 400V 10KA, 2POLE, D, 16A, D=70MM | 68.05 | TEM | 1 | LP | 0.311 | 1
5SY42328 | CIRCUIT BREAKER 400V 10KA, 2POLE, D, 32A, D=70MM | 81.64 | TEM | 1 | LP | 0.33 | 1
5SY43018 | CIRCUIT BREAKER 400V 10KA, 3POLE, D, 1A, D=70MM | 117.49 | TEM | 1 | LP | 0.474 | 1
5SY43025 | CIRCUIT BREAKER 400V 10KA, 3POLE, A, 2A, D=70MM | 117.49 | TEM | 1 | LP | 0.48 | 1
5SY43035 | CIRCUIT BREAKER 400V 10KA, 3POLE, A, 3A, D=70MM | 117.49 | TEM | 1 | LP | 0.489 | 1
5SY43038 | CIRCUIT BREAKER 400V 10KA, 3POLE, D, 3A, D=70MM | 117.49 | TEM | 1 | LP | 0.467 | 1
5SY43045 | CIRCUIT BREAKER 400V 10KA, 3POLE, A, 4A, D=70MM | 111.17 | TEM | 1 | LP | 0.479 | 1
5SY43068 | CIRCUIT BREAKER 400V 10KA, 3POLE, D, 6A, D=70MM | 117.49 | TEM | 1 | LP | 0.461 | 1
5SY43105 | CIRCUIT BREAKER 400V 10KA, 3POLE, A, 10A, D=70MM | 97.26 | TEM | 1 | LP | 0.48 | 1
5SY43165 | CIRCUIT BREAKER 400V 10KA, 3POLE, A, 16A, D=70MM | 97.26 | TEM | 1 | LP | 0.473 | 1
5SY43168 | CIRCUIT BREAKER 400V 10KA, 3POLE, D, 16A, D=70MM | 97.26 | TEM | 1 | LP | 0.43 | 1
5SY43205 | CIRCUIT BREAKER 400V 10KA, 3POLE, A, 20A, D=70MM | 97.26 | TEM | 1 | LP | 0.482 | 1
5SY43208 | CIRCUIT BREAKER 400V 10KA, 3POLE, D, 20A, D=70MM | 97.26 | TEM | 1 | LP | 0.476 | 1
5SY43255 | CIRCUIT BREAKER 400V 10KA, 3POLE, A, 25A, D=70MM | 97.26 | TEM | 1 | LP | 0.477 | 1
5SY43258 | CIRCUIT BREAKER 400V 10KA, 3POLE, D, 25A, D=70MM | 97.26 | TEM | 1 | LP | 0.469 | 1
5SY43328 | CIRCUIT BREAKER 400V 10KA, 3POLE, D, 32A, D=70MM | 117.49 | TEM | 1 | LP | 0.478 | 1
5SY43405 | CIRCUIT BREAKER 400V 10KA, 3POLE, A, 40A, D=70MM | 146.59 | TEM | 1 | LP | 0.485 | 1
5SY43408 | CIRCUIT BREAKER 400V 10KA, 3POLE, D, 40A, D=70MM | 146.59 | TEM | 1 | LP | 0.482 | 1
5SY43508 | CIRCUIT BREAKER 400V 10KA, 3POLE, D, 50A, D=70MM | 175.69 | TEM | 1 | LP | 0.48 | 1
5SY43635 | CIRCUIT BREAKER 400V 10KA, 3POLE, A, 63A, D=70MM | 204.91 | TEM | 1 | LP | 0.504 | 1
5SY43638 | CIRCUIT BREAKER 400V 10KA, 3POLE, D, 63A, D=70MM | 204.91 | TEM | 1 | LP | 0.492 | 1
5SY44068 | CIRCUIT BREAKER 400V 10KA, 4POLE, D, 6A, D=70MM | 162.53 | TEM | 1 | LP | 0.605 | 1
5SY44168 | CIRCUIT BREAKER 400V 10KA, 4POLE, D, 16A, D=70MM | 136.75 | TEM | 1 | LP | 0.596 | 1
5SY44208 | CIRCUIT BREAKER 400V 10KA, 4POLE, D, 20A, D=70MM | 136.75 | TEM | 1 | LP | 0.621 | 1
5SY44258 | CIRCUIT BREAKER 400V 10KA, 4POLE, D, 25A, D=70MM | 136.75 | TEM | 1 | LP | 0.631 | 1
5SY45045 | CIRCUIT BREAKER 230V 10KA, 1+NPOLE, A, 4A, D=70MM | 55.43 | TEM | 1 | LP | 0.326 | 1
5SY45065 | CIRCUIT BREAKER 230V 10KA, 1+NPOLE, A, 6A, D=70MM | 55.43 | TEM | 1 | LP | 0.321 | 1
5SY45068 | CIRCUIT BREAKER 230V 10KA, 1+NPOLE, D, 6A, D=70MM | 55.43 | TEM | 1 | LP | 0.316 | 1
5SY45105 | CIRCUIT BREAKER 230V 10KA, 1+NPOLE, A, 10A, D=70MM | 46.33 | TEM | 1 | LP | 0.32 | 1
5SY45108 | CIRCUIT BREAKER 230V 10KA, 1+NPOLE, D, 10A, D=70MM | 46.33 | TEM | 1 | LP | 0.324 | 1
5SY45208 | CIRCUIT BREAKER 230V 10KA, 1+NPOLE, D, 20A, D=70MM | 46.33 | TEM | 1 | LP | 0.317 | 1
5SY45258 | CIRCUIT BREAKER 230V 10KA, 1+NPOLE, D, 25A, D=70MM | 46.33 | TEM | 1 | LP | 0.313 | 1
5SY45328 | CIRCUIT BREAKER 230V 10KA, 1+NPOLE, D, 32A, D=70MM | 55.43 | TEM | 1 | LP | 0.323 | 1
5SY45505 | CIRCUIT BREAKER 230V 10KA, 1+NPOLE, A, 50A, D=70MM | 83.46 | TEM | 1 | LP | 0.327 | 1
5SY46165 | CIRCUIT BREAKER 400V 10KA, 3+NPOLE, A, 16A, D=70MM | 122.62 | TEM | 1 | LP | 0.63 | 1
5SY46168 | CIRCUIT BREAKER 400V 10KA, 3+NPOLE, D, 16A, D=70MM | 122.62 | TEM | 1 | LP | 0.597 | 1
5SY46205 | CIRCUIT BREAKER 400V 10KA, 3+NPOLE, A, 20A, D=70MM | 122.62 | TEM | 1 | LP | 0.644 | 1
5SY46208 | CIRCUIT BREAKER 400V 10KA, 3+NPOLE, D, 20A, D=70MM | 122.62 | TEM | 1 | LP | 0.621 | 1
5SY46255 | CIRCUIT BREAKER 400V 10KA, 3+NPOLE, A, 25A, D=70MM | 122.62 | TEM | 1 | LP | 0.635 | 1
5SY46258 | CIRCUIT BREAKER 400V 10KA, 3+NPOLE, D, 25A, D=70MM | 122.62 | TEM | 1 | LP | 0.629 | 1
5SY46328 | CIRCUIT BREAKER 400V 10KA, 3+NPOLE, D, 32A, D=70MM | 146.59 | TEM | 1 | LP | 0.642 | 1
5SY46408 | CIRCUIT BREAKER 400V 10KA, 3+NPOLE, D, 40A, D=70MM | 182.76 | TEM | 1 | LP | 0.645 | 1
5SY46508 | CIRCUIT BREAKER 400V 10KA, 3+NPOLE, D, 50A, D=70MM | 218.07 | TEM | 1 | LP | 0.623 | 1
5SY46635 | CIRCUIT BREAKER 400V 10KA, 3+NPOLE, A, 63A, D=70MM | 255.94 | TEM | 1 | LP | 0.66 | 1
5SY46638 | CIRCUIT BREAKER 400V 10KA, 3+NPOLE, D, 63A, D=70MM | 255.94 | TEM | 1 | LP | 0.642 | 1
5SY42168 | CIRCUIT BREAKER 400V 10KA, 2POLE, D, 16A, D=70MM | 68.05 | TEM | 1 | LP | 0.311 | 1
5SP41808 | CIRCUIT BREAKER 230/400V 10KA, 1POLE, D, 80A, D=70MM | 61.2 | TEM | 1 | LP | 0.259 | 1
5SP41918 | CIRCUIT BREAKER 230/400V 10KA, 1POLE, D, 100A, D=70MM | 67.95 | TEM | 1 | LP | 0.266 | 1
5SP42808 | CIRCUIT BREAKER 400V 10KA, 2POLE, D, 80A, D=70MM | 171.52 | TEM | 1 | LP | 0.526 | 1
5SP42918 | CIRCUIT BREAKER 400V 10KA, 2POLE, D, 100A, D=70MM | 192.6 | TEM | 1 | LP | 0.523 | 1
5SP43808 | CIRCUIT BREAKER 400V 10KA, 3POLE, D, 80A, D=70MM | 243.53 | TEM | 1 | LP | 0.772 | 1
5SP43918 | CIRCUIT BREAKER 400V 10KA, 3POLE, D, 100A, D=70MM | 273.49 | TEM | 1 | LP | 0.77 | 1
5SP44808 | CIRCUIT BREAKER 400V 10KA, 4POLE, D, 80A, D=70MM | 340.15 | TEM | 1 | LP | 1.031 | 1
5SP44918 | CIRCUIT BREAKER 400V 10KA, 4POLE, D, 100A, D=70MM | 382.95 | TEM | 1 | LP | 1.024 | 1
5SY41015 | CIRCUIT BREAKER 230/400V 10KA, 1POLE, A, 1A, D=70MM | 29.21 | TEM | 1 | LP | 0.167 | 1
5SY41025 | CIRCUIT BREAKER 230/400V 10KA, 1POLE, A, 2A, D=70MM | 29.21 | TEM | 1 | LP | 0.16 | 1
5SY41028 | CIRCUIT BREAKER 230/400V 10KA, 1POLE, D, 2A, D=70MM | 29.21 | TEM | 1 | LP | 0.155 | 1
5SY41045 | CIRCUIT BREAKER 230/400V 10KA, 1POLE, A, 4A, D=70MM | 29.21 | TEM | 1 | LP | 0.157 | 1
5SY41048 | CIRCUIT BREAKER 230/400V 10KA, 1POLE, D, 4A, D=70MM | 29.21 | TEM | 1 | LP | 0.15 | 1
5SY41065 | CIRCUIT BREAKER 230/400V 10KA, 1POLE, A, 6A, D=70MM | 29.21 | TEM | 1 | LP | 0.158 | 1
5SY41068 | CIRCUIT BREAKER 230/400V 10KA, 1POLE, D, 6A, D=70MM | 29.21 | TEM | 1 | LP | 0.165 | 1
5SY41105 | CIRCUIT BREAKER 230/400V 10KA, 1POLE, A, 10A, D=70MM | 24.18 | TEM | 1 | LP | 0.164 | 1
5SY41108 | CIRCUIT BREAKER 230/400V 10KA, 1POLE, D, 10A, D=70MM | 24.18 | TEM | 1 | LP | 0.147 | 1
5SY41155 | CIRCUIT BREAKER 230/400V 10KA, 1POLE, A, 1.6A, D=70MM | 29.21 | TEM | 1 | LP | 0.172 | 1
5SY41165 | CIRCUIT BREAKER 230/400V 10KA, 1POLE, A, 16A, D=70MM | 24.18 | TEM | 1 | LP | 0.17 | 1
5SY41168 | CIRCUIT BREAKER 230/400V 10KA, 1POLE, D, 16A, D=70MM | 24.18 | TEM | 1 | LP | 0.161 | 1
5SY41255 | CIRCUIT BREAKER 230/400V 10KA, 1POLE, A, 25A, D=70MM | 24.18 | TEM | 1 | LP | 0.171 | 1
5SY41258 | CIRCUIT BREAKER 230/400V 10KA, 1POLE, D, 25A, D=70MM | 24.18 | TEM | 1 | LP | 0.16 | 1
5SY41328 | CIRCUIT BREAKER 230/400V 10KA, 1POLE, D, 32A, D=70MM | 29.28 | TEM | 1 | LP | 0.167 | 1
5SY41408 | CIRCUIT BREAKER 230/400V 10KA, 1POLE, D, 40A, D=70MM | 36.49 | TEM | 1 | LP | 0.166 | 1
5SY41638 | CIRCUIT BREAKER 230/400V 10KA, 1POLE, D, 63A, D=70MM | 51.04 | TEM | 1 | LP | 0.167 | 1
5SY42018 | CIRCUIT BREAKER 400V 10KA, 2POLE, D, 1A, D=70MM | 81.64 | TEM | 1 | LP | 0.328 | 1
5SY42025 | CIRCUIT BREAKER 400V 10KA, 2POLE, A, 2A, D=70MM | 81.64 | TEM | 1 | LP | 0.332 | 1
5SY42028 | CIRCUIT BREAKER 400V 10KA, 2POLE, D, 2A, D=70MM | 81.64 | TEM | 1 | LP | 0.319 | 1
5SY42035 | CIRCUIT BREAKER 400V 10KA, 2POLE, A, 3A, D=70MM | 81.64 | TEM | 1 | LP | 0.334 | 1
5SY42038 | CIRCUIT BREAKER 400V 10KA, 2POLE, D, 3A, D=70MM | 81.64 | TEM | 1 | LP | 0.323 | 1
5SY42045 | CIRCUIT BREAKER 400V 10KA, 2POLE, A, 4A, D=70MM | 81.64 | TEM | 1 | LP | 0.322 | 1
5SY42048 | CIRCUIT BREAKER 400V 10KA, 2POLE, D, 4A, D=70MM | 81.64 | TEM | 1 | LP | 0.309 | 1
5SY42065 | CIRCUIT BREAKER 400V 10KA, 2POLE, A, 6A, D=70MM | 81.64 | TEM | 1 | LP | 0.321 | 1
5SY42068 | CIRCUIT BREAKER 400V 10KA, 2POLE, D, 6A, D=70MM | 81.64 | TEM | 1 | LP | 0.317 | 1
5SY42105 | CIRCUIT BREAKER 400V 10KA, 2POLE, A, 10A, D=70MM | 68.05 | TEM | 1 | LP | 0.319 | 1
5SY42108 | CIRCUIT BREAKER 400V 10KA, 2POLE, D, 10A, D=70MM | 68.05 | TEM | 1 | LP | 0.303 | 1
5SY42155 | CIRCUIT BREAKER 400V 10KA, 2POLE, A, 1.6A, D=70MM | 81.64 | TEM | 1 | LP | 0.323 | 1
5SY42165 | CIRCUIT BREAKER 400V 10KA, 2POLE, A, 16A, D=70MM | 68.05 | TEM | 1 | LP | 0.318 | 1
5SY42168 | CIRCUIT BREAKER 400V 10KA, 2POLE, D, 16A, D=70MM | 68.05 | TEM | 1 | LP | 0.311 | 1
5SY42328 | CIRCUIT BREAKER 400V 10KA, 2POLE, D, 32A, D=70MM | 81.64 | TEM | 1 | LP | 0.33 | 1
5SY43018 | CIRCUIT BREAKER 400V 10KA, 3POLE, D, 1A, D=70MM | 117.49 | TEM | 1 | LP | 0.474 | 1
5SY43025 | CIRCUIT BREAKER 400V 10KA, 3POLE, A, 2A, D=70MM | 117.49 | TEM | 1 | LP | 0.48 | 1
5SY43035 | CIRCUIT BREAKER 400V 10KA, 3POLE, A, 3A, D=70MM | 117.49 | TEM | 1 | LP | 0.489 | 1
5SY43038 | CIRCUIT BREAKER 400V 10KA, 3POLE, D, 3A, D=70MM | 117.49 | TEM | 1 | LP | 0.467 | 1
5SY43045 | CIRCUIT BREAKER 400V 10KA, 3POLE, A, 4A, D=70MM | 111.17 | TEM | 1 | LP | 0.479 | 1
5SY43068 | CIRCUIT BREAKER 400V 10KA, 3POLE, D, 6A, D=70MM | 117.49 | TEM | 1 | LP | 0.461 | 1
5SY43105 | CIRCUIT BREAKER 400V 10KA, 3POLE, A, 10A, D=70MM | 97.26 | TEM | 1 | LP | 0.48 | 1
5SY43165 | CIRCUIT BREAKER 400V 10KA, 3POLE, A, 16A, D=70MM | 97.26 | TEM | 1 | LP | 0.473 | 1
5SY43168 | CIRCUIT BREAKER 400V 10KA, 3POLE, D, 16A, D=70MM | 97.26 | TEM | 1 | LP | 0.43 | 1
5SY43205 | CIRCUIT BREAKER 400V 10KA, 3POLE, A, 20A, D=70MM | 97.26 | TEM | 1 | LP | 0.482 | 1
5SY43208 | CIRCUIT BREAKER 400V 10KA, 3POLE, D, 20A, D=70MM | 97.26 | TEM | 1 | LP | 0.476 | 1
5SY43255 | CIRCUIT BREAKER 400V 10KA, 3POLE, A, 25A, D=70MM | 97.26 | TEM | 1 | LP | 0.477 | 1
5SY43258 | CIRCUIT BREAKER 400V 10KA, 3POLE, D, 25A, D=70MM | 97.26 | TEM | 1 | LP | 0.469 | 1
5SY43328 | CIRCUIT BREAKER 400V 10KA, 3POLE, D, 32A, D=70MM | 117.49 | TEM | 1 | LP | 0.478 | 1
5SY43405 | CIRCUIT BREAKER 400V 10KA, 3POLE, A, 40A, D=70MM | 146.59 | TEM | 1 | LP | 0.485 | 1
5SY43408 | CIRCUIT BREAKER 400V 10KA, 3POLE, D, 40A, D=70MM | 146.59 | TEM | 1 | LP | 0.482 | 1
5SY43508 | CIRCUIT BREAKER 400V 10KA, 3POLE, D, 50A, D=70MM | 175.69 | TEM | 1 | LP | 0.48 | 1
5SY43635 | CIRCUIT BREAKER 400V 10KA, 3POLE, A, 63A, D=70MM | 204.91 | TEM | 1 | LP | 0.504 | 1
5SY43638 | CIRCUIT BREAKER 400V 10KA, 3POLE, D, 63A, D=70MM | 204.91 | TEM | 1 | LP | 0.492 | 1
5SY44068 | CIRCUIT BREAKER 400V 10KA, 4POLE, D, 6A, D=70MM | 162.53 | TEM | 1 | LP | 0.605 | 1
5SY44168 | CIRCUIT BREAKER 400V 10KA, 4POLE, D, 16A, D=70MM | 136.75 | TEM | 1 | LP | 0.596 | 1
5SY44208 | CIRCUIT BREAKER 400V 10KA, 4POLE, D, 20A, D=70MM | 136.75 | TEM | 1 | LP | 0.621 | 1
5SY44258 | CIRCUIT BREAKER 400V 10KA, 4POLE, D, 25A, D=70MM | 136.75 | TEM | 1 | LP | 0.631 | 1
5SY45045 | CIRCUIT BREAKER 230V 10KA, 1+NPOLE, A, 4A, D=70MM | 55.43 | TEM | 1 | LP | 0.326 | 1
5SY45065 | CIRCUIT BREAKER 230V 10KA, 1+NPOLE, A, 6A, D=70MM | 55.43 | TEM | 1 | LP | 0.321 | 1
5SY45068 | CIRCUIT BREAKER 230V 10KA, 1+NPOLE, D, 6A, D=70MM | 55.43 | TEM | 1 | LP | 0.316 | 1
5SY45105 | CIRCUIT BREAKER 230V 10KA, 1+NPOLE, A, 10A, D=70MM | 46.33 | TEM | 1 | LP | 0.32 | 1
5SY45108 | CIRCUIT BREAKER 230V 10KA, 1+NPOLE, D, 10A, D=70MM | 46.33 | TEM | 1 | LP | 0.324 | 1
5SY45208 | CIRCUIT BREAKER 230V 10KA, 1+NPOLE, D, 20A, D=70MM | 46.33 | TEM | 1 | LP | 0.317 | 1
5SY45258 | CIRCUIT BREAKER 230V 10KA, 1+NPOLE, D, 25A, D=70MM | 46.33 | TEM | 1 | LP | 0.313 | 1
5SY45328 | CIRCUIT BREAKER 230V 10KA, 1+NPOLE, D, 32A, D=70MM | 55.43 | TEM | 1 | LP | 0.323 | 1
5SY45505 | CIRCUIT BREAKER 230V 10KA, 1+NPOLE, A, 50A, D=70MM | 83.46 | TEM | 1 | LP | 0.327 | 1
5SY46165 | CIRCUIT BREAKER 400V 10KA, 3+NPOLE, A, 16A, D=70MM | 122.62 | TEM | 1 | LP | 0.63 | 1
5SY46168 | CIRCUIT BREAKER 400V 10KA, 3+NPOLE, D, 16A, D=70MM | 122.62 | TEM | 1 | LP | 0.597 | 1
5SY46205 | CIRCUIT BREAKER 400V 10KA, 3+NPOLE, A, 20A, D=70MM | 122.62 | TEM | 1 | LP | 0.644 | 1
5SY46208 | CIRCUIT BREAKER 400V 10KA, 3+NPOLE, D, 20A, D=70MM | 122.62 | TEM | 1 | LP | 0.621 | 1
5SY46255 | CIRCUIT BREAKER 400V 10KA, 3+NPOLE, A, 25A, D=70MM | 122.62 | TEM | 1 | LP | 0.635 | 1
5SY46258 | CIRCUIT BREAKER 400V 10KA, 3+NPOLE, D, 25A, D=70MM | 122.62 | TEM | 1 | LP | 0.629 | 1
5SY46328 | CIRCUIT BREAKER 400V 10KA, 3+NPOLE, D, 32A, D=70MM | 146.59 | TEM | 1 | LP | 0.642 | 1
5SY46408 | CIRCUIT BREAKER 400V 10KA, 3+NPOLE, D, 40A, D=70MM | 182.76 | TEM | 1 | LP | 0.645 | 1
5SY46508 | CIRCUIT BREAKER 400V 10KA, 3+NPOLE, D, 50A, D=70MM | 218.07 | TEM | 1 | LP | 0.623 | 1
5SY46635 | CIRCUIT BREAKER 400V 10KA, 3+NPOLE, A, 63A, D=70MM | 255.94 | TEM | 1 | LP | 0.66 | 1
5SY46638 | CIRCUIT BREAKER 400V 10KA, 3+NPOLE, D, 63A, D=70MM | 255.94 | TEM | 1 | LP | 0.642 | 1
5SY71066 | CIRCUIT BREAKER 230/400V 15KA, 1POLE, B, 6A, D=70MM | 13.49 | TEM | 1 | LP | 0.161 | 1
5SY71106 | CIRCUIT BREAKER 230/400V 15KA, 1POLE, B, 10A, D=70MM | 11.12 | TEM | 1 | LP | 0.16 | 1
5SY71166 | CIRCUIT BREAKER 230/400V 15KA, 1POLE, B, 16A, D=70MM | 11.12 | TEM | 1 | LP | 0.167 | 1
5SY71206 | CIRCUIT BREAKER 230/400V 15KA, 1POLE, B, 20A, D=70MM | 11.12 | TEM | 1 | LP | 0.161 | 1
5SY71256 | CIRCUIT BREAKER 230/400V 15KA, 1POLE, B, 25A, D=70MM | 11.12 | TEM | 1 | LP | 0.163 | 1
5SY71326 | CIRCUIT BREAKER 230/400V 15KA, 1POLE, B, 32A, D=70MM | 13.49 | TEM | 1 | LP | 0.165 | 1
5SY71506 | CIRCUIT BREAKER 230/400V 15KA, 1POLE, B, 50A, D=70MM | 20.09 | TEM | 1 | LP | 0.17 | 1
5SY71636 | CIRCUIT BREAKER 230/400V 15KA, 1POLE, B, 63A, D=70MM | 23.48 | TEM | 1 | LP | 0.173 | 1
5SY73066 | CIRCUIT BREAKER 400V 15KA, 3POLE, B, 6A, D=70MM | 53.66 | TEM | 1 | LP | 0.463 | 1
5SY73106 | CIRCUIT BREAKER 400V 15KA, 3POLE, B, 10A, D=70MM | 44.5 | TEM | 1 | LP | 0.458 | 1
5SY73166 | CIRCUIT BREAKER 400V 15KA, 3POLE, B, 16A, D=70MM | 44.5 | TEM | 1 | LP | 0.474 | 1
5SY73206 | CIRCUIT BREAKER 400V 15KA, 3POLE, B, 20A, D=70MM | 44.5 | TEM | 1 | LP | 0.47 | 1
5SY73256 | CIRCUIT BREAKER 400V 15KA, 3POLE, B, 25A, D=70MM | 44.5 | TEM | 1 | LP | 0.474 | 1
5SY73326 | CIRCUIT BREAKER 400V 15KA, 3POLE, B, 32A, D=70MM | 53.66 | TEM | 1 | LP | 0.476 | 1
5SY73406 | CIRCUIT BREAKER 400V 15KA, 3POLE, B, 40A, D=70MM | 67.26 | TEM | 1 | LP | 0.474 | 1
5SY74106 | CIRCUIT BREAKER 400V 15KA, 4POLE, B, 10A, D=70MM | 62.52 | TEM | 1 | LP | 0.61 | 1
5SY74326 | CIRCUIT BREAKER 400V 15KA, 4POLE, B, 32A, D=70MM | 74.78 | TEM | 1 | LP | 0.633 | 1
5SY74636 | CIRCUIT BREAKER 400V 15KA, 4POLE, B, 63A, D=70MM | 131.53 | TEM | 1 | LP | 0.671 | 1
5SY75166 | CIRCUIT BREAKER 230V 15KA, 1+NPOLE, B, 16A, D=70MM | 21.12 | TEM | 1 | LP | 0.315 | 1
5SY75206 | CIRCUIT BREAKER 230V 15KA, 1+NPOLE, B, 20A, D=70MM | 21.12 | TEM | 1 | LP | 0.311 | 1
5SY75406 | CIRCUIT BREAKER 230V 15KA, 1+NPOLE, B, 40A, D=70MM | 31.72 | TEM | 1 | LP | 0.322 | 1
5SY75166 | CIRCUIT BREAKER 230V 15KA, 1+NPOLE, B, 16A, D=70MM | 21.12 | TEM | 1 | LP | 0.315 | 1
5SY71066 | CIRCUIT BREAKER 230/400V 15KA, 1POLE, B, 6A, D=70MM | 13.49 | TEM | 1 | LP | 0.161 | 1
5SY71106 | CIRCUIT BREAKER 230/400V 15KA, 1POLE, B, 10A, D=70MM | 11.12 | TEM | 1 | LP | 0.16 | 1
5SY71166 | CIRCUIT BREAKER 230/400V 15KA, 1POLE, B, 16A, D=70MM | 11.12 | TEM | 1 | LP | 0.167 | 1
5SY71206 | CIRCUIT BREAKER 230/400V 15KA, 1POLE, B, 20A, D=70MM | 11.12 | TEM | 1 | LP | 0.161 | 1
5SY71256 | CIRCUIT BREAKER 230/400V 15KA, 1POLE, B, 25A, D=70MM | 11.12 | TEM | 1 | LP | 0.163 | 1
5SY71326 | CIRCUIT BREAKER 230/400V 15KA, 1POLE, B, 32A, D=70MM | 13.49 | TEM | 1 | LP | 0.165 | 1
5SY71506 | CIRCUIT BREAKER 230/400V 15KA, 1POLE, B, 50A, D=70MM | 20.09 | TEM | 1 | LP | 0.17 | 1
5SY71636 | CIRCUIT BREAKER 230/400V 15KA, 1POLE, B, 63A, D=70MM | 23.48 | TEM | 1 | LP | 0.173 | 1
5SY73066 | CIRCUIT BREAKER 400V 15KA, 3POLE, B, 6A, D=70MM | 53.66 | TEM | 1 | LP | 0.463 | 1
5SY73106 | CIRCUIT BREAKER 400V 15KA, 3POLE, B, 10A, D=70MM | 44.5 | TEM | 1 | LP | 0.458 | 1
5SY73166 | CIRCUIT BREAKER 400V 15KA, 3POLE, B, 16A, D=70MM | 44.5 | TEM | 1 | LP | 0.474 | 1
5SY73206 | CIRCUIT BREAKER 400V 15KA, 3POLE, B, 20A, D=70MM | 44.5 | TEM | 1 | LP | 0.47 | 1
5SY73256 | CIRCUIT BREAKER 400V 15KA, 3POLE, B, 25A, D=70MM | 44.5 | TEM | 1 | LP | 0.474 | 1
5SY73326 | CIRCUIT BREAKER 400V 15KA, 3POLE, B, 32A, D=70MM | 53.66 | TEM | 1 | LP | 0.476 | 1
5SY73406 | CIRCUIT BREAKER 400V 15KA, 3POLE, B, 40A, D=70MM | 67.26 | TEM | 1 | LP | 0.474 | 1
5SY74106 | CIRCUIT BREAKER 400V 15KA, 4POLE, B, 10A, D=70MM | 62.52 | TEM | 1 | LP | 0.61 | 1
5SY74326 | CIRCUIT BREAKER 400V 15KA, 4POLE, B, 32A, D=70MM | 74.78 | TEM | 1 | LP | 0.633 | 1
5SY74636 | CIRCUIT BREAKER 400V 15KA, 4POLE, B, 63A, D=70MM | 131.53 | TEM | 1 | LP | 0.671 | 1
5SY75166 | CIRCUIT BREAKER 230V 15KA, 1+NPOLE, B, 16A, D=70MM | 21.12 | TEM | 1 | LP | 0.315 | 1
5SY75206 | CIRCUIT BREAKER 230V 15KA, 1+NPOLE, B, 20A, D=70MM | 21.12 | TEM | 1 | LP | 0.311 | 1
5SY75406 | CIRCUIT BREAKER 230V 15KA, 1+NPOLE, B, 40A, D=70MM | 31.72 | TEM | 1 | LP | 0.322 | 1
5SU13747AK82 | RCBO elm, 10 kA, 4P, type B, shorttime delayed K, 30 mA, C char, In: 125 A, Un AC: 400 V | 1960.61 | TEM | 1 | LP | 2.071 | 1
5SU16747AK82 | RCBO elm, 10 kA, 4P, type B, shorttime delayed K, 300 mA, Cchar, In: 125 A, Un AC: 400 V | 1573.87 | TEM | 1 | LP | 2.066 | 1
5SU16747CK82 | RCBO elm, 10 kA, 4P, type B, shorttime delayed K, 300 mA, Cchar, In: 125 A, Un AC: 480 V | 1673.52 | TEM | 1 | LP | 2.074 | 1
5SU13747AK82 | RCBO elm, 10 kA, 4P, type B, shorttime delayed K, 30 mA, C char, In: 125 A, Un AC: 400 V | 1960.61 | TEM | 1 | LP | 2.071 | 1
5SU16747AK82 | RCBO elm, 10 kA, 4P, type B, shorttime delayed K, 300 mA, Cchar, In: 125 A, Un AC: 400 V | 1573.87 | TEM | 1 | LP | 2.066 | 1
5SU16747CK82 | RCBO elm, 10 kA, 4P, type B, shorttime delayed K, 300 mA, Cchar, In: 125 A, Un AC: 480 V | 1673.52 | TEM | 1 | LP | 2.074 | 1
5TE1210 | DISCONNECTOR, 92MM 100A 2POLE TRANSPARENT | 67.5 | TEM | 1 | LP | 0.47 | 1
5TE1230 | DISCONNECTOR, 92MM 160A 2POLE TRANSPARENT | 104.76 | TEM | 1 | LP | 0.604 | 1
5TE1310 | DISCONNECTOR, 92MM 100A 3POLE TRANSPARENT | 70.2 | TEM | 1 | LP | 0.523 | 1
5TE1315 | DISCONNECTOR, 92MM 100A 3POLE RED/YELLOW | 70.2 | TEM | 1 | LP | 0.524 | 1
5TE1320 | DISCONNECTOR, 92MM 125A 3POLE TRANSPARENT | 78.84 | TEM | 1 | LP | 0.545 | 1
5TE1330 | DISCONNECTOR, 92MM 160A 3POLE TRANSPARENT | 110.16 | TEM | 1 | LP | 0.682 | 1
5TE1340 | DISCONNECTOR, 92MM 200A 3POLE TRANSPARENT | 129.49 | TEM | 1 | LP | 0.692 | 1
5TE1410 | DISCONNECTOR, 92MM 100A 4POLE TRANSPARENT | 71.17 | TEM | 1 | LP | 0.581 | 1
5TE1415 | DISCONNECTOR, 92MM 100A 4POLE RED/YELLOW | 71.17 | TEM | 1 | LP | 0.591 | 1
5TE1420 | DISCONNECTOR, 92MM 125A 4POLE TRANSPARENT | 81 | TEM | 1 | LP | 0.605 | 1
5TE1430 | DISCONNECTOR, 92MM 160A 4POLE TRANSPARENT | 110.16 | TEM | 1 | LP | 0.749 | 1
5TE1440 | DISCONNECTOR, 92MM 200A 4POLE TRANSPARENT | 129.49 | TEM | 1 | LP | 0.765 | 1
5TE1445 | DISCONNECTOR, 92MM 200A 4POLE RED/YELLOW | 129.49 | TEM | 1 | LP | 0.76 | 1
5TE25151 | DC DISCONNECTOR 1000V DC, 63 A | 102.92 | TEM | 1 | LP | 0.645 | 1
5TE4800 | PUSHBUTTON, D=70MM 1NC/1NO 20A, 1BUTTON GREY WITHOUT REST FUNCTION | 10.69 | TEM | 1 | LP | 0.073 | 1
5TE4805 | PUSHBUTTON, 1NO/1NC 20 A 1 BUTTON RED WITHOUT LATCHING FUNCTION | 10.69 | TEM | 1 | LP | 0.074 | 1
5TE4806 | PUSHBUTTON, 1NO/1NC 20 A 1 BUTTON GREEN WITHOUT LATCHING FUNCTION | 10.69 | TEM | 1 | LP | 0.074 | 1
5TE4807 | PUSHBUTTON, 1NO/1NC 20 A 1 BUTTON YELLOW WITHOUT LATCHING FUNCTION | 10.69 | TEM | 1 | LP | 0.074 | 1
5TE4808 | PUSHBUTTON, 1NO/1NC 20 A 1 BUTTON BLUE WITHOUT LATCHING FUNCTION | 10.69 | TEM | 1 | LP | 0.074 | 1
5TE4810 | PUSHBUTTON, D=70MM 1NC/1NO 20A, 1BUTTON GREY WITH CAP RED AND GREEN | 10.69 | TEM | 1 | LP | 0.074 | 1
5TE4811 | PUSHBUTTON, D=70MM 2NO 20A, 1BUTTON GREY | 10.69 | TEM | 1 | LP | 0.074 | 1
5TE4812 | PUSHBUTTON, D=70MM 3NC+N 20A, 1BUTTON GREY | 18.68 | TEM | 1 | LP | 0.092 | 1
5TE4813 | PUSHBUTTON, D=70MM 4NO 20A, 1BUTTON GREY | 18.47 | TEM | 1 | LP | 0.098 | 1
5TE4814 | PUSHBUTTON, D=70MM 2W 20A, 1BUTTON GREY | 18.47 | TEM | 1 | LP | 0.087 | 1
5TE4820 | PUSHBUTTON, D=70MM 1NC/1NO 20A, 1BUTTON RED LAMP 230V | 13.72 | TEM | 1 | LP | 0.084 | 1
5TE4821 | PUSHBUTTON, D=70MM 1NC 20A, 1BUTTON RED LAMP 230V | 11.99 | TEM | 1 | LP | 0.073 | 1
5TE4822 | PUSHBUTTON, D=70MM 1NC 20A, 1BUTTON RED LAMP 230V, LONG CABLE | 14.8 | TEM | 1 | LP | 0.074 | 1
5TE4823 | PUSHBUTTON, D=70MM 2NO 20A, 1BUTTON RED LAMP 230V | 13.72 | TEM | 1 | LP | 0.084 | 1
5TE4824 | PUSHBUTTON, D=70MM 2NC 20A, 1BUTTON RED LAMP 230V | 13.72 | TEM | 1 | LP | 0.085 | 1
5TE4830 | PUSHBUTTON, D=70MM 1NC/1NO 20A, 2BUTTON RED+GREEN | 16.63 | TEM | 1 | LP | 0.079 | 1
5TE4831 | PUSHBUTTON, D=70MM 1NC/1NO 1NC/1NO 20A 2BUTTON RED+GREEN | 19.66 | TEM | 1 | LP | 0.097 | 1
5TE4840 | PUSHBUTTON, D=70MM 1NC/1NC 20A, 2BUTTON RED+GREEN LAMP 230V | 21.28 | TEM | 1 | LP | 0.095 | 1
5TE4841 | PUSHBUTTON, D=70MM 1NC/1NO 20A, 2BUTTON RED+GREEN LAMP 230V | 21.28 | TEM | 1 | LP | 0.095 | 1
5TE5800 | LIGHT SIGNALL., D=70MM 1 LAMP 230V ROT | 4.43 | TEM | 1 | LP | 0.055 | 1
5TE5801 | LIGHT SIGNALL., D=70MM 2LAMPS 230V RED GREEN | 8.21 | TEM | 1 | LP | 0.069 | 1
5TE5802 | PHASE SIGNALL., D=70MM 3LAMPS 230V 3 X GREEN | 13.72 | TEM | 1 | LP | 0.077 | 1
5TE5803 | TRAFFIC LIGHT 3 LAMPS 230V RED/YELLOW/GREEN | 13.72 | TEM | 1 | LP | 0.077 | 1
5TE5804 | LIGHT SIGNALL., D=70MM 1 LAMP 230V RED, LONG CABLE | 10.69 | TEM | 1 | LP | 0.064 | 1
5TE5820 | LIGHT SIGNALL. 1LAMP 230V, RED LAMP NOT EXCHANGEABLE | 4 | TEM | 1 | LP | 0.059 | 1
5TE6800 | SCHUKO SOCKET 16A ACCORDING TO DIN VDE 0620 FOR INSTALL. IN DISTRIB. BOARDS | 7.02 | TEM | 1 | LP | 0.082 | 1
5TE6801 | SCHUKO SOCKET 16A WITH COVER ACC. TO DIN VDE 0620 FOR INSTALL. IN DISTRIB. BOARDS | 8.21 | TEM | 1 | LP | 0.091 | 1
5TE6802 | SCHUKO SOCKET 16A WITH COVER, WITHOUT APPROVAL ACC.TO DIN VDE0620 AND CEI 235 FOR INSTALL. IN DISTRIB. BOARDS ITALIAN VERSION | 10.69 | TEM | 1 | LP | 0.092 | 1
5TE6803 | SCHUKO SOCKET 16A WITH EARTHING PIN ACC. TO CEE 7 FOR INSTALL. IN DISTRIB. BOARDS | 10.69 | TEM | 1 | LP | 0.086 | 1
5TE6810 | SCHUKO SOCKET 16A YELLOW ACCORDING TO DIN VDE 0620 FOR INSTALL. IN DISTRIB. BOARDS | 7.56 | TEM | 1 | LP | 0.087 | 1
5TE8101 | CONTROL SWITCH, D=70MM 20A 1NO, 1 LAMP 230V | 9.4 | TEM | 1 | LP | 0.071 | 1
5TE8102 | CONTROL SWITCH, D=70MM 20A 2NO, 1 LAMP 230V | 11.12 | TEM | 1 | LP | 0.078 | 1
5TE8103 | CONTROL SWITCH, D=70MM 20A 3NO, 1 LAMP 230V | 15.34 | TEM | 1 | LP | 0.096 | 1
5TE8111 | SWITCH, D=70MM 20A 1NO | 4.21 | TEM | 1 | LP | 0.058 | 1
5TE8112 | SWITCH, D=70MM 20A 2NO | 7.13 | TEM | 1 | LP | 0.076 | 1
5TE8113 | SWITCH, D=70MM 20A 3NO | 12.31 | TEM | 1 | LP | 0.087 | 1
5TE8114 | SWITCH, D=70MM 20A 3NO+N | 14.15 | TEM | 1 | LP | 0.095 | 1
5TE8141 | GROUP SWITCH, D=70MM 20A 1GROUP | 10.58 | TEM | 1 | LP | 0.065 | 1
5TE8142 | GROUP SWITCH, D=70MM 20A 2GROUPS | 21.17 | TEM | 1 | LP | 0.091 | 1
5TE8151 | TOGGLE SWITCH, D=70MM 20A 1NC 1NO | 10.04 | TEM | 1 | LP | 0.076 | 1
5TE8152 | TOGGLE SWITCH, D=70MM 20A 2NC 2NO | 14.15 | TEM | 1 | LP | 0.095 | 1
5TE8153 | TOGGLE SWITCH, D=70MM 20A 3NC 1NO | 14.15 | TEM | 1 | LP | 0.095 | 1
5TE8161 | TOGGLE SWITCH, D=70MM 20A 1W | 11.34 | TEM | 1 | LP | 0.073 | 1
5TE8162 | TOGGLE SWITCH, D=70MM 20A 2W | 17.71 | TEM | 1 | LP | 0.09 | 1
5TE8211 | SWITCH, D=70MM 32A 1NO, TERMINAL 6QMM | 4.97 | TEM | 1 | LP | 0.066 | 1
5TE8212 | SWITCH, D=70MM 32A 2NO, TERMINAL 6QMM | 7.34 | TEM | 1 | LP | 0.075 | 1
5TE8213 | SWITCH, D=70MM 32A 3NO, TERMINAL 6QMM | 12.96 | TEM | 1 | LP | 0.086 | 1
5TE8214 | SWITCH, D=70MM 32A 3NC+N, TERMINAL 6QMM | 15.34 | TEM | 1 | LP | 0.094 | 1
5TE9000 | TERMINAL COVER FOR 100/125A DISCONNECTOR | 7.45 | TEM | 1 | LP | 0.041 | 1
5TE9001 | TERMINAL COVER FOR 160/200A DISCONNECTOR | 5.62 | TEM | 1 | LP | 0.034 | 1
5TE9006 | AUXIL. CONTACT SWITCH, 92MM 6A 2CO CONTACT | 23.22 | TEM | 1 | LP | 0.047 | 1
5TE9011 | ROTARY DRIVE 400MM BLACK | 24.08 | TEM | 1 | LP | 0.235 | 1
5TE9013 | ROTARY DRIVE 400MM RED | 28.08 | TEM | 1 | LP | 0.234 | 1
5TG80560 | LED LAMP WHITE 12...60V | 3.46 | TEM | 1 | LP | 0.006 | 5
5TG80561 | LED LAMP RED 12...60V | 3.46 | TEM | 1 | LP | 0.006 | 5
5TG80571 | LED LAMP RED 115V | 3.46 | TEM | 1 | LP | 0.006 | 5
5TG80580 | LED LAMP WHITE 230V | 3.46 | TEM | 1 | LP | 0.005 | 5
5TG80581 | LED LAMP RED 230V | 3.46 | TEM | 1 | LP | 0.005 | 5
5TG80583 | LED LAMP GREEN 230V | 3.46 | TEM | 1 | LP | 0.005 | 5
5TG8060 | CAP SET FOR PUSHBUTTON 5TE48 SET W. PER 5XGRAY/OPAQUE | 8.21 | ΣΕΤ | 1 | LP | 0.004 | 1
5TG8061 | CAPSET FOR PUSHBUTTON D=70MM SET W.PER 5XRED/TRANSPARENT | 8.21 | ΣΕΤ | 1 | LP | 0.005 | 1
5TG8062 | CAPSET FOR PUSHBUTTON D=70MM SET W.PER 5XGREEN/TRANSPARENT | 8.21 | ΣΕΤ | 1 | LP | 0.005 | 1
5TG8063 | CAP SET FOR PUSHBUTTON 5TE48 SET W.PER 5XYELLOW/TRANSPARENT | 8.21 | ΣΕΤ | 1 | LP | 0.004 | 1
5TG8064 | CAP SET FOR PUSHBUTTON 5TE48 SET W. 5XBLUE/TRANSPARENT EACH | 8.21 | ΣΕΤ | 1 | LP | 0.003 | 1
5TG8065 | CAPSET FOR PUSHBUTTON D=70MM SET W.PER 5XBLACK/OPAQUE | 8.21 | ΣΕΤ | 1 | LP | 0.001 | 1
5TG8066 | CAP SET FOR PUSHBUTTON AND INDICATOR LIGHT 5TE58 SET W. 5XWHITE/TRANSPARENT EACH | 8.32 | ΣΕΤ | 1 | LP | 0.004 | 1
5TG8068 | CAPSET F.SWITCH D=70MM 5TE810. SET PER 1 X RED+GREEN+ YELLOW+WHITE+BLUE | 7.13 | ΣΕΤ | 1 | LP | 0.001 | 1
5TL11400 | ISOLATOR 40A SINGLE POLE | 5.62 | TEM | 1 | LP | 0.115 | 1
5TL11630 | ISOLATOR 63A SINGLE POLE | 7.13 | TEM | 1 | LP | 0.109 | 1
5TL11800 | ISOLATOR 80A SINGLE POLE | 9.18 | TEM | 1 | LP | 0.115 | 1
5TL12400 | ISOLATOR 40A DOUBLE POLE | 10.8 | TEM | 1 | LP | 0.21 | 1
5TL12630 | ISOLATOR 63A DOUBLE POLE | 14.8 | TEM | 1 | LP | 0.212 | 1
5TL12910 | ISOLATOR 100A DOUBLE POLE | 20.52 | TEM | 1 | LP | 0.225 | 1
5TL13400 | ISOLATOR 40A TRIPLE POLE | 17.71 | TEM | 1 | LP | 0.309 | 1
5TL13630 | ISOLATOR 63A TRIPLE POLE | 23.98 | TEM | 1 | LP | 0.31 | 1
5TL13800 | ISOLATOR 80A TRIPLE POLE | 27.97 | TEM | 1 | LP | 0.332 | 1
5TL13910 | ISOLATOR 100A TRIPLE POLE | 34.45 | TEM | 1 | LP | 0.322 | 1
5TL13920 | ISOLATOR 125A TRIPLE POLE | 40.93 | TEM | 1 | LP | 0.33 | 1
5TL14400 | ISOLATOR 40A FOUR POLE | 16.09 | TEM | 1 | LP | 0.412 | 1
5TL16400 | ISOLATOR 40A TRIPLE POLE+NEUTRAL | 27.65 | TEM | 1 | LP | 0.413 | 1
5TL16630 | ISOLATOR 63A TRIPLE POLE+NEUTRAL | 32.18 | TEM | 1 | LP | 0.413 | 1
5TL16800 | ISOLATOR 80A TRIPLE POLE+NEUTRAL | 37.15 | TEM | 1 | LP | 0.44 | 1
5TL16910 | ISOLATOR 100A TRIPLE POLE+NEUTRAL | 42.66 | TEM | 1 | LP | 0.433 | 1
5TE1230 | DISCONNECTOR, 92MM 160A 2POLE TRANSPARENT | 104.76 | TEM | 1 | LP | 0.604 | 1
5TE4811 | PUSHBUTTON, D=70MM 2NO 20A, 1BUTTON GREY | 10.69 | TEM | 1 | LP | 0.074 | 1
5TE5800 | LIGHT SIGNALL., D=70MM 1 LAMP 230V ROT | 4.43 | TEM | 1 | LP | 0.055 | 1
5TE6800 | SCHUKO SOCKET 16A ACCORDING TO DIN VDE 0620 FOR INSTALL. IN DISTRIB. BOARDS | 7.02 | TEM | 1 | LP | 0.082 | 1
5TE8212 | SWITCH, D=70MM 32A 2NO, TERMINAL 6QMM | 7.34 | TEM | 1 | LP | 0.075 | 1
5TG80560 | LED LAMP WHITE 12...60V | 3.46 | TEM | 1 | LP | 0.006 | 5
5TG8062 | CAPSET FOR PUSHBUTTON D=70MM SET W.PER 5XGREEN/TRANSPARENT | 8.21 | ΣΕΤ | 1 | LP | 0.005 | 1
5TL12910 | ISOLATOR 100A DOUBLE POLE | 20.52 | TEM | 1 | LP | 0.225 | 1
5TE1210 | DISCONNECTOR, 92MM 100A 2POLE TRANSPARENT | 67.5 | TEM | 1 | LP | 0.47 | 1
5TE1230 | DISCONNECTOR, 92MM 160A 2POLE TRANSPARENT | 104.76 | TEM | 1 | LP | 0.604 | 1
5TE1310 | DISCONNECTOR, 92MM 100A 3POLE TRANSPARENT | 70.2 | TEM | 1 | LP | 0.523 | 1
5TE1315 | DISCONNECTOR, 92MM 100A 3POLE RED/YELLOW | 70.2 | TEM | 1 | LP | 0.524 | 1
5TE1320 | DISCONNECTOR, 92MM 125A 3POLE TRANSPARENT | 78.84 | TEM | 1 | LP | 0.545 | 1
5TE1330 | DISCONNECTOR, 92MM 160A 3POLE TRANSPARENT | 110.16 | TEM | 1 | LP | 0.682 | 1
5TE1340 | DISCONNECTOR, 92MM 200A 3POLE TRANSPARENT | 129.49 | TEM | 1 | LP | 0.692 | 1
5TE1410 | DISCONNECTOR, 92MM 100A 4POLE TRANSPARENT | 71.17 | TEM | 1 | LP | 0.581 | 1
5TE1415 | DISCONNECTOR, 92MM 100A 4POLE RED/YELLOW | 71.17 | TEM | 1 | LP | 0.591 | 1
5TE1420 | DISCONNECTOR, 92MM 125A 4POLE TRANSPARENT | 81 | TEM | 1 | LP | 0.605 | 1
5TE1430 | DISCONNECTOR, 92MM 160A 4POLE TRANSPARENT | 110.16 | TEM | 1 | LP | 0.749 | 1
5TE1440 | DISCONNECTOR, 92MM 200A 4POLE TRANSPARENT | 129.49 | TEM | 1 | LP | 0.765 | 1
5TE1445 | DISCONNECTOR, 92MM 200A 4POLE RED/YELLOW | 129.49 | TEM | 1 | LP | 0.76 | 1
5TE25151 | DC DISCONNECTOR 1000V DC, 63 A | 102.92 | TEM | 1 | LP | 0.645 | 1
5TE4800 | PUSHBUTTON, D=70MM 1NC/1NO 20A, 1BUTTON GREY WITHOUT REST FUNCTION | 10.69 | TEM | 1 | LP | 0.073 | 1
5TE4805 | PUSHBUTTON, 1NO/1NC 20 A 1 BUTTON RED WITHOUT LATCHING FUNCTION | 10.69 | TEM | 1 | LP | 0.074 | 1
5TE4806 | PUSHBUTTON, 1NO/1NC 20 A 1 BUTTON GREEN WITHOUT LATCHING FUNCTION | 10.69 | TEM | 1 | LP | 0.074 | 1
5TE4807 | PUSHBUTTON, 1NO/1NC 20 A 1 BUTTON YELLOW WITHOUT LATCHING FUNCTION | 10.69 | TEM | 1 | LP | 0.074 | 1
5TE4808 | PUSHBUTTON, 1NO/1NC 20 A 1 BUTTON BLUE WITHOUT LATCHING FUNCTION | 10.69 | TEM | 1 | LP | 0.074 | 1
5TE4810 | PUSHBUTTON, D=70MM 1NC/1NO 20A, 1BUTTON GREY WITH CAP RED AND GREEN | 10.69 | TEM | 1 | LP | 0.074 | 1
5TE4811 | PUSHBUTTON, D=70MM 2NO 20A, 1BUTTON GREY | 10.69 | TEM | 1 | LP | 0.074 | 1
5TE4812 | PUSHBUTTON, D=70MM 3NC+N 20A, 1BUTTON GREY | 18.68 | TEM | 1 | LP | 0.092 | 1
5TE4813 | PUSHBUTTON, D=70MM 4NO 20A, 1BUTTON GREY | 18.47 | TEM | 1 | LP | 0.098 | 1
5TE4814 | PUSHBUTTON, D=70MM 2W 20A, 1BUTTON GREY | 18.47 | TEM | 1 | LP | 0.087 | 1
5TE4820 | PUSHBUTTON, D=70MM 1NC/1NO 20A, 1BUTTON RED LAMP 230V | 13.72 | TEM | 1 | LP | 0.084 | 1
5TE4821 | PUSHBUTTON, D=70MM 1NC 20A, 1BUTTON RED LAMP 230V | 11.99 | TEM | 1 | LP | 0.073 | 1
5TE4822 | PUSHBUTTON, D=70MM 1NC 20A, 1BUTTON RED LAMP 230V, LONG CABLE | 14.8 | TEM | 1 | LP | 0.074 | 1
5TE4823 | PUSHBUTTON, D=70MM 2NO 20A, 1BUTTON RED LAMP 230V | 13.72 | TEM | 1 | LP | 0.084 | 1
5TE4824 | PUSHBUTTON, D=70MM 2NC 20A, 1BUTTON RED LAMP 230V | 13.72 | TEM | 1 | LP | 0.085 | 1
5TE4830 | PUSHBUTTON, D=70MM 1NC/1NO 20A, 2BUTTON RED+GREEN | 16.63 | TEM | 1 | LP | 0.079 | 1
5TE4831 | PUSHBUTTON, D=70MM 1NC/1NO 1NC/1NO 20A 2BUTTON RED+GREEN | 19.66 | TEM | 1 | LP | 0.097 | 1
5TE4840 | PUSHBUTTON, D=70MM 1NC/1NC 20A, 2BUTTON RED+GREEN LAMP 230V | 21.28 | TEM | 1 | LP | 0.095 | 1
5TE4841 | PUSHBUTTON, D=70MM 1NC/1NO 20A, 2BUTTON RED+GREEN LAMP 230V | 21.28 | TEM | 1 | LP | 0.095 | 1
5TE5800 | LIGHT SIGNALL., D=70MM 1 LAMP 230V ROT | 4.43 | TEM | 1 | LP | 0.055 | 1
5TE5801 | LIGHT SIGNALL., D=70MM 2LAMPS 230V RED GREEN | 8.21 | TEM | 1 | LP | 0.069 | 1
5TE5802 | PHASE SIGNALL., D=70MM 3LAMPS 230V 3 X GREEN | 13.72 | TEM | 1 | LP | 0.077 | 1
5TE5803 | TRAFFIC LIGHT 3 LAMPS 230V RED/YELLOW/GREEN | 13.72 | TEM | 1 | LP | 0.077 | 1
5TE5804 | LIGHT SIGNALL., D=70MM 1 LAMP 230V RED, LONG CABLE | 10.69 | TEM | 1 | LP | 0.064 | 1
5TE5820 | LIGHT SIGNALL. 1LAMP 230V, RED LAMP NOT EXCHANGEABLE | 4 | TEM | 1 | LP | 0.059 | 1
5TE6800 | SCHUKO SOCKET 16A ACCORDING TO DIN VDE 0620 FOR INSTALL. IN DISTRIB. BOARDS | 7.02 | TEM | 1 | LP | 0.082 | 1
5TE6801 | SCHUKO SOCKET 16A WITH COVER ACC. TO DIN VDE 0620 FOR INSTALL. IN DISTRIB. BOARDS | 8.21 | TEM | 1 | LP | 0.091 | 1
5TE6802 | SCHUKO SOCKET 16A WITH COVER, WITHOUT APPROVAL ACC.TO DIN VDE0620 AND CEI 235 FOR INSTALL. IN DISTRIB. BOARDS ITALIAN VERSION | 10.69 | TEM | 1 | LP | 0.092 | 1
5TE6803 | SCHUKO SOCKET 16A WITH EARTHING PIN ACC. TO CEE 7 FOR INSTALL. IN DISTRIB. BOARDS | 10.69 | TEM | 1 | LP | 0.086 | 1
5TE6810 | SCHUKO SOCKET 16A YELLOW ACCORDING TO DIN VDE 0620 FOR INSTALL. IN DISTRIB. BOARDS | 7.56 | TEM | 1 | LP | 0.087 | 1
5TE8101 | CONTROL SWITCH, D=70MM 20A 1NO, 1 LAMP 230V | 9.4 | TEM | 1 | LP | 0.071 | 1
5TE8102 | CONTROL SWITCH, D=70MM 20A 2NO, 1 LAMP 230V | 11.12 | TEM | 1 | LP | 0.078 | 1
5TE8103 | CONTROL SWITCH, D=70MM 20A 3NO, 1 LAMP 230V | 15.34 | TEM | 1 | LP | 0.096 | 1
5TE8111 | SWITCH, D=70MM 20A 1NO | 4.21 | TEM | 1 | LP | 0.058 | 1
5TE8112 | SWITCH, D=70MM 20A 2NO | 7.13 | TEM | 1 | LP | 0.076 | 1
5TE8113 | SWITCH, D=70MM 20A 3NO | 12.31 | TEM | 1 | LP | 0.087 | 1
5TE8114 | SWITCH, D=70MM 20A 3NO+N | 14.15 | TEM | 1 | LP | 0.095 | 1
5TE8141 | GROUP SWITCH, D=70MM 20A 1GROUP | 10.58 | TEM | 1 | LP | 0.065 | 1
5TE8142 | GROUP SWITCH, D=70MM 20A 2GROUPS | 21.17 | TEM | 1 | LP | 0.091 | 1
5TE8151 | TOGGLE SWITCH, D=70MM 20A 1NC 1NO | 10.04 | TEM | 1 | LP | 0.076 | 1
5TE8152 | TOGGLE SWITCH, D=70MM 20A 2NC 2NO | 14.15 | TEM | 1 | LP | 0.095 | 1
5TE8153 | TOGGLE SWITCH, D=70MM 20A 3NC 1NO | 14.15 | TEM | 1 | LP | 0.095 | 1
5TE8161 | TOGGLE SWITCH, D=70MM 20A 1W | 11.34 | TEM | 1 | LP | 0.073 | 1
5TE8162 | TOGGLE SWITCH, D=70MM 20A 2W | 17.71 | TEM | 1 | LP | 0.09 | 1
5TE8211 | SWITCH, D=70MM 32A 1NO, TERMINAL 6QMM | 4.97 | TEM | 1 | LP | 0.066 | 1
5TE8212 | SWITCH, D=70MM 32A 2NO, TERMINAL 6QMM | 7.34 | TEM | 1 | LP | 0.075 | 1
5TE8213 | SWITCH, D=70MM 32A 3NO, TERMINAL 6QMM | 12.96 | TEM | 1 | LP | 0.086 | 1
5TE8214 | SWITCH, D=70MM 32A 3NC+N, TERMINAL 6QMM | 15.34 | TEM | 1 | LP | 0.094 | 1
5TE9000 | TERMINAL COVER FOR 100/125A DISCONNECTOR | 7.45 | TEM | 1 | LP | 0.041 | 1
5TE9001 | TERMINAL COVER FOR 160/200A DISCONNECTOR | 5.62 | TEM | 1 | LP | 0.034 | 1
5TE9006 | AUXIL. CONTACT SWITCH, 92MM 6A 2CO CONTACT | 23.22 | TEM | 1 | LP | 0.047 | 1
5TE9011 | ROTARY DRIVE 400MM BLACK | 24.08 | TEM | 1 | LP | 0.235 | 1
5TE9013 | ROTARY DRIVE 400MM RED | 28.08 | TEM | 1 | LP | 0.234 | 1
5TG80560 | LED LAMP WHITE 12...60V | 3.46 | TEM | 1 | LP | 0.006 | 5
5TG80561 | LED LAMP RED 12...60V | 3.46 | TEM | 1 | LP | 0.006 | 5
5TG80571 | LED LAMP RED 115V | 3.46 | TEM | 1 | LP | 0.006 | 5
5TG80580 | LED LAMP WHITE 230V | 3.46 | TEM | 1 | LP | 0.005 | 5
5TG80581 | LED LAMP RED 230V | 3.46 | TEM | 1 | LP | 0.005 | 5
5TG80583 | LED LAMP GREEN 230V | 3.46 | TEM | 1 | LP | 0.005 | 5
5TG8060 | CAP SET FOR PUSHBUTTON 5TE48 SET W. PER 5XGRAY/OPAQUE | 8.21 | ΣΕΤ | 1 | LP | 0.004 | 1
5TG8061 | CAPSET FOR PUSHBUTTON D=70MM SET W.PER 5XRED/TRANSPARENT | 8.21 | ΣΕΤ | 1 | LP | 0.005 | 1
5TG8062 | CAPSET FOR PUSHBUTTON D=70MM SET W.PER 5XGREEN/TRANSPARENT | 8.21 | ΣΕΤ | 1 | LP | 0.005 | 1
5TG8063 | CAP SET FOR PUSHBUTTON 5TE48 SET W.PER 5XYELLOW/TRANSPARENT | 8.21 | ΣΕΤ | 1 | LP | 0.004 | 1
5TG8064 | CAP SET FOR PUSHBUTTON 5TE48 SET W. 5XBLUE/TRANSPARENT EACH | 8.21 | ΣΕΤ | 1 | LP | 0.003 | 1
5TG8065 | CAPSET FOR PUSHBUTTON D=70MM SET W.PER 5XBLACK/OPAQUE | 8.21 | ΣΕΤ | 1 | LP | 0.001 | 1
5TG8066 | CAP SET FOR PUSHBUTTON AND INDICATOR LIGHT 5TE58 SET W. 5XWHITE/TRANSPARENT EACH | 8.32 | ΣΕΤ | 1 | LP | 0.004 | 1
5TG8068 | CAPSET F.SWITCH D=70MM 5TE810. SET PER 1 X RED+GREEN+ YELLOW+WHITE+BLUE | 7.13 | ΣΕΤ | 1 | LP | 0.001 | 1
5TL11400 | ISOLATOR 40A SINGLE POLE | 5.62 | TEM | 1 | LP | 0.115 | 1
5TL11630 | ISOLATOR 63A SINGLE POLE | 7.13 | TEM | 1 | LP | 0.109 | 1
5TL11800 | ISOLATOR 80A SINGLE POLE | 9.18 | TEM | 1 | LP | 0.115 | 1
5TL12400 | ISOLATOR 40A DOUBLE POLE | 10.8 | TEM | 1 | LP | 0.21 | 1
5TL12630 | ISOLATOR 63A DOUBLE POLE | 14.8 | TEM | 1 | LP | 0.212 | 1
5TL12910 | ISOLATOR 100A DOUBLE POLE | 20.52 | TEM | 1 | LP | 0.225 | 1
5TL13400 | ISOLATOR 40A TRIPLE POLE | 17.71 | TEM | 1 | LP | 0.309 | 1
5TL13630 | ISOLATOR 63A TRIPLE POLE | 23.98 | TEM | 1 | LP | 0.31 | 1
5TL13800 | ISOLATOR 80A TRIPLE POLE | 27.97 | TEM | 1 | LP | 0.332 | 1
5TL13910 | ISOLATOR 100A TRIPLE POLE | 34.45 | TEM | 1 | LP | 0.322 | 1
5TL13920 | ISOLATOR 125A TRIPLE POLE | 40.93 | TEM | 1 | LP | 0.33 | 1
5TL14400 | ISOLATOR 40A FOUR POLE | 16.09 | TEM | 1 | LP | 0.412 | 1
5TL16400 | ISOLATOR 40A TRIPLE POLE+NEUTRAL | 27.65 | TEM | 1 | LP | 0.413 | 1
5TL16630 | ISOLATOR 63A TRIPLE POLE+NEUTRAL | 32.18 | TEM | 1 | LP | 0.413 | 1
5TL16800 | ISOLATOR 80A TRIPLE POLE+NEUTRAL | 37.15 | TEM | 1 | LP | 0.44 | 1
5TL16910 | ISOLATOR 100A TRIPLE POLE+NEUTRAL | 42.66 | TEM | 1 | LP | 0.433 | 1
5TG8222 | BASE LOADPTC FOR LINE RELAY 5TT3171 | 15.76 | TEM | 1 | LP | 0.009 | 1
5TG8223 | DIP ELECTRODE, PURIFIED WATER | 38.21 | TEM | 1 | LP | 0.082 | 1
5TG8240 | SPACER FOR ROWING DEVICES D=70MM | 5.46 | TEM | 1 | LP | 0.017 | 2
5TT3303 | TWILIGHT SWITCH AC 230V 10A SURFACE MOUNTING | 61.8 | TEM | 1 | LP | 0.23 | 1
5TT3460 | FAULT ANNUNCIATOR, NTYPE AC 230V 5A WITH RESET | 163.67 | TEM | 1 | LP | 0.147 | 1
5TT3470 | ISO MONITOR INDUSTRY FOR AC NETWORKS FOR MEAS. VOLT. UP TO 500 V AC | 243.9 | TEM | 1 | LP | 0.18 | 1
5TT3472 | COS PHI MONITOR AS UNDERPOWER MONITOR FOR ASYNCHRONOUS MOTORS | 138.84 | TEM | 1 | LP | 0.088 | 1
7LQ2001 | TEMPER. CONTROLLER FOR 230 V AC SETTING RANGE 30/+30 C, 2 TE CONTACT 230 V AC 16 A WITH TEMPERATURE SENSOR KTY | 150.9 | TEM | 1 | LP | 0.259 | 1
5TG8222 | BASE LOADPTC FOR LINE RELAY 5TT3171 | 15.76 | TEM | 1 | LP | 0.009 | 1
5TG8223 | DIP ELECTRODE, PURIFIED WATER | 38.21 | TEM | 1 | LP | 0.082 | 1
5TG8240 | SPACER FOR ROWING DEVICES D=70MM | 5.46 | TEM | 1 | LP | 0.017 | 2
5TT3303 | TWILIGHT SWITCH AC 230V 10A SURFACE MOUNTING | 61.8 | TEM | 1 | LP | 0.23 | 1
5TT3460 | FAULT ANNUNCIATOR, NTYPE AC 230V 5A WITH RESET | 163.67 | TEM | 1 | LP | 0.147 | 1
5TT3470 | ISO MONITOR INDUSTRY FOR AC NETWORKS FOR MEAS. VOLT. UP TO 500 V AC | 243.9 | TEM | 1 | LP | 0.18 | 1
5TT3472 | COS PHI MONITOR AS UNDERPOWER MONITOR FOR ASYNCHRONOUS MOTORS | 138.84 | TEM | 1 | LP | 0.088 | 1
7LQ2001 | TEMPER. CONTROLLER FOR 230 V AC SETTING RANGE 30/+30 C, 2 TE CONTACT 230 V AC 16 A WITH TEMPERATURE SENSOR KTY | 150.9 | TEM | 1 | LP | 0.259 | 1
7KT1110 | VOLTMETER, DIGITAL AC 500V, DEPTH=70MM | 128.82 | TEM | 1 | LP | 0.223 | 1
7KT1120 | AMPEREMETER, DIGITAL AC 25A +999/5A, DEPTH=70MM FOR DIRECT AND TRANSF.CONNEC. | 128.82 | TEM | 1 | LP | 0.224 | 1
7KT1200 | CURRENT TRANSFORMER AC 3X60/5A, DEPTH=70MM | 111.06 | TEM | 1 | LP | 0.535 | 1
7KT1201 | CURRENT TRANSFORMER AC 3X100/5A, DEPTH=70MM | 111.06 | TEM | 1 | LP | 0.542 | 1
7KT1202 | CURRENT TRANSFORMER AC 3X150/5A, DEPTH=70MM | 109.92 | TEM | 1 | LP | 0.558 | 1
7KT5500 | TIME COUNT. 48X48MM DC 1080V | 49.31 | TEM | 1 | LP | 0.058 | 1
7KT5501 | TIME COUNTER 48X48MM AC 115V 50HZ WITHOUT BLIND 55X55MM | 24.23 | TEM | 1 | LP | 0.055 | 1
7KT5502 | TIME COUNTER 48X48MM AC 230V 50HZ WITHOUT BLIND 55X55MM | 24.23 | TEM | 1 | LP | 0.059 | 1
7KT5503 | TIME COUNTER 48X48MM AC 115V 50HZ WITHOUT BLIND 55X55MM | 30.31 | TEM | 1 | LP | 0.057 | 1
7KT5504 | TIME COUNTER 48X48MM AC 230V 60HZ WITHOUT BLIND 55X55MM | 30.31 | TEM | 1 | LP | 0.058 | 1
7KT5505 | TIME COUNTER 48X48MM AC 24V 50HZ WITHOUT BLIND 55X55MM | 24.13 | TEM | 1 | LP | 0.057 | 1
7KT5600 | TIME COUNTER 72 X 72 MM DC 1050V WITHOUT TERMINAL COVER | 116.38 | TEM | 1 | LP | 0.138 | 1
7KT5601 | TIME COUNTER 72 X 72 MM AC 115V 50HZ WITHOUT TERMINAL COVER | 43.32 | TEM | 1 | LP | 0.138 | 1
7KT5602 | TIME COUNTER 72 X 72 MM AC 230V 50HZ WITHOUT TERMINAL COVER | 43.32 | TEM | 1 | LP | 0.131 | 1
7KT5603 | TIME COUNTER 72 X 72 MM AC 115V 50HZ WITHOUT TERMINAL COVER | 42.37 | TEM | 1 | LP | 0.134 | 1
7KT5604 | TIME COUNTER 72 X 72 MM AC 230V 60HZ WITHOUT TERMINAL COVER | 42.37 | TEM | 1 | LP | 0.134 | 1
7KT5801 | MECHANICAL TIME COUNTER 1027 V DC | 57.38 | TEM | 1 | LP | 0.095 | 1
7KT5802 | MECHANICAL TIME COUNTER 24 V, 50 HZ | 31.16 | TEM | 1 | LP | 0.093 | 1
7KT5803 | MECHANICAL TIME COUNTER 115 V, 50 HZ | 31.16 | TEM | 1 | LP | 0.092 | 1
7KT5804 | MECHANICAL TIME COUNTER 230 V, 50 HZ | 31.16 | TEM | 1 | LP | 0.096 | 1
7KT5806 | MECHANICAL TIME COUNTER 115 V, 60 HZ | 31.16 | TEM | 1 | LP | 0.091 | 1
7KT5807 | MECHANICAL TIME COUNTER 230 V, 60 HZ | 31.16 | TEM | 1 | LP | 0.093 | 1
7KT5811 | MECHANICAL PULSE COUNTER 24 V DC | 45.32 | TEM | 1 | LP | 0.092 | 1
7KT5814 | MECHANICAL PULSE COUNTER 230 V, 50 HZ | 43.23 | TEM | 1 | LP | 0.094 | 1
7KT5821 | ELECTRONIC TIME COUNTER DC 12150V, 24240V, 50HZ | 86.55 | TEM | 1 | LP | 0.09 | 1
7KT5822 | ELECTRONIC TIME COUNTER DC 12150V, 24240V, 50HZ ELECTRICAL RESET | 90.54 | TEM | 1 | LP | 0.09 | 1
7KT5823 | ELECTRONIC TIME COUNTER DC 12150V, 24240V, 50HZ ELECTRICAL A. MECHANICAL RESET | 94.62 | TEM | 1 | LP | 0.087 | 1
7KT5833 | ELECTRONIC PULSE COUNTER DC 12150V, 24240V, 50HZ ELECTRICAL A. MECHANICAL RESET | 94.62 | TEM | 1 | LP | 0.087 | 1
7KT9010 | VOLTAGE SWITCH FOR VOLTMETER, AC 400V | 40.19 | TEM | 1 | LP | 0.137 | 1
7KT9011 | CURRENT SWITCH FOR AMPEREMETER, AC 6A | 40.19 | TEM | 1 | LP | 0.137 | 1
7KT9020 | SHADE 55X55MM FOR TIME COUNT. 7KT55. | 1.24 | TEM | 1 | LP | 0.005 | 1
7KT9021 | TERMINAL COVER FOR TIME COUNT. 7KT56. | 2.19 | TEM | 1 | LP | 0.008 | 1
7KT1200 | CURRENT TRANSFORMER AC 3X60/5A, DEPTH=70MM | 111.06 | TEM | 1 | LP | 0.535 | 1
7KT1201 | CURRENT TRANSFORMER AC 3X100/5A, DEPTH=70MM | 111.06 | TEM | 1 | LP | 0.542 | 1
7KT1202 | CURRENT TRANSFORMER AC 3X150/5A, DEPTH=70MM | 109.92 | TEM | 1 | LP | 0.558 | 1
7KT1110 | VOLTMETER, DIGITAL AC 500V, DEPTH=70MM | 128.82 | TEM | 1 | LP | 0.223 | 1
7KT1120 | AMPEREMETER, DIGITAL AC 25A +999/5A, DEPTH=70MM FOR DIRECT AND TRANSF.CONNEC. | 128.82 | TEM | 1 | LP | 0.224 | 1
7KT1200 | CURRENT TRANSFORMER AC 3X60/5A, DEPTH=70MM | 111.06 | TEM | 1 | LP | 0.535 | 1
7KT1201 | CURRENT TRANSFORMER AC 3X100/5A, DEPTH=70MM | 111.06 | TEM | 1 | LP | 0.542 | 1
7KT1202 | CURRENT TRANSFORMER AC 3X150/5A, DEPTH=70MM | 109.92 | TEM | 1 | LP | 0.558 | 1
7KT5500 | TIME COUNT. 48X48MM DC 1080V | 49.31 | TEM | 1 | LP | 0.058 | 1
7KT5501 | TIME COUNTER 48X48MM AC 115V 50HZ WITHOUT BLIND 55X55MM | 24.23 | TEM | 1 | LP | 0.055 | 1
7KT5502 | TIME COUNTER 48X48MM AC 230V 50HZ WITHOUT BLIND 55X55MM | 24.23 | TEM | 1 | LP | 0.059 | 1
7KT5503 | TIME COUNTER 48X48MM AC 115V 50HZ WITHOUT BLIND 55X55MM | 30.31 | TEM | 1 | LP | 0.057 | 1
7KT5504 | TIME COUNTER 48X48MM AC 230V 60HZ WITHOUT BLIND 55X55MM | 30.31 | TEM | 1 | LP | 0.058 | 1
7KT5505 | TIME COUNTER 48X48MM AC 24V 50HZ WITHOUT BLIND 55X55MM | 24.13 | TEM | 1 | LP | 0.057 | 1
7KT5600 | TIME COUNTER 72 X 72 MM DC 1050V WITHOUT TERMINAL COVER | 116.38 | TEM | 1 | LP | 0.138 | 1
7KT5601 | TIME COUNTER 72 X 72 MM AC 115V 50HZ WITHOUT TERMINAL COVER | 43.32 | TEM | 1 | LP | 0.138 | 1
7KT5602 | TIME COUNTER 72 X 72 MM AC 230V 50HZ WITHOUT TERMINAL COVER | 43.32 | TEM | 1 | LP | 0.131 | 1
7KT5603 | TIME COUNTER 72 X 72 MM AC 115V 50HZ WITHOUT TERMINAL COVER | 42.37 | TEM | 1 | LP | 0.134 | 1
7KT5604 | TIME COUNTER 72 X 72 MM AC 230V 60HZ WITHOUT TERMINAL COVER | 42.37 | TEM | 1 | LP | 0.134 | 1
7KT5801 | MECHANICAL TIME COUNTER 1027 V DC | 57.38 | TEM | 1 | LP | 0.095 | 1
7KT5802 | MECHANICAL TIME COUNTER 24 V, 50 HZ | 31.16 | TEM | 1 | LP | 0.093 | 1
7KT5803 | MECHANICAL TIME COUNTER 115 V, 50 HZ | 31.16 | TEM | 1 | LP | 0.092 | 1
7KT5804 | MECHANICAL TIME COUNTER 230 V, 50 HZ | 31.16 | TEM | 1 | LP | 0.096 | 1
7KT5806 | MECHANICAL TIME COUNTER 115 V, 60 HZ | 31.16 | TEM | 1 | LP | 0.091 | 1
7KT5807 | MECHANICAL TIME COUNTER 230 V, 60 HZ | 31.16 | TEM | 1 | LP | 0.093 | 1
7KT5811 | MECHANICAL PULSE COUNTER 24 V DC | 45.32 | TEM | 1 | LP | 0.092 | 1
7KT5814 | MECHANICAL PULSE COUNTER 230 V, 50 HZ | 43.23 | TEM | 1 | LP | 0.094 | 1
7KT5821 | ELECTRONIC TIME COUNTER DC 12150V, 24240V, 50HZ | 86.55 | TEM | 1 | LP | 0.09 | 1
7KT5822 | ELECTRONIC TIME COUNTER DC 12150V, 24240V, 50HZ ELECTRICAL RESET | 90.54 | TEM | 1 | LP | 0.09 | 1
7KT5823 | ELECTRONIC TIME COUNTER DC 12150V, 24240V, 50HZ ELECTRICAL A. MECHANICAL RESET | 94.62 | TEM | 1 | LP | 0.087 | 1
7KT5833 | ELECTRONIC PULSE COUNTER DC 12150V, 24240V, 50HZ ELECTRICAL A. MECHANICAL RESET | 94.62 | TEM | 1 | LP | 0.087 | 1
7KT9010 | VOLTAGE SWITCH FOR VOLTMETER, AC 400V | 40.19 | TEM | 1 | LP | 0.137 | 1
7KT9011 | CURRENT SWITCH FOR AMPEREMETER, AC 6A | 40.19 | TEM | 1 | LP | 0.137 | 1
7KT9020 | SHADE 55X55MM FOR TIME COUNT. 7KT55. | 1.24 | TEM | 1 | LP | 0.005 | 1
7KT9021 | TERMINAL COVER FOR TIME COUNT. 7KT56. | 2.19 | TEM | 1 | LP | 0.008 | 1
5TT1011 | DELTA PLUS PROGRAM, TITANWEISS TIME SWITCH, 16A, 250V, 2POLE WITH COVER PLATE 55X55MM CAN BE SWITCHED OFF, OPERATING TIME UP TO 15 MIN | 97.39 | TEM | 1 | LP | 0.173 | 1
5TT3181 | TIMER, NTYPE AC 230V 10A 1CO DELAY | 76.18 | TEM | 1 | LP | 0.087 | 1
5TT3184 | TIMER, NTYPE AC 110230V 3A 1CO DELAYOFF | 88.91 | TEM | 1 | LP | 0.078 | 1
5TT3185 | MULTIFUNCTION TIMER CONTACT 230V AC 4A 1 CHANGEOVER ACTIVATION 12230 V CA/CC | 95.22 | TEM | 1 | LP | 0.087 | 1
7LF44015 | DIGITAL TIME SWITCH MINI 1 CHANNEL WEEK 1 TE 120V TO 230 V | 87.46 | TEM | 1 | LP | 0.141 | 1
7LF44440 | DIGITAL TIME SWITCH EXPERT 4CHANNEL YEAR 85 V...230 V 6MW | 431.39 | TEM | 1 | LP | 0.427 | 1
7LF45110 | WEEKLY TIME SWITCH TOP DIGITAL 230V 16A 1CHANNEL 2MW | 80.63 | TEM | 1 | LP | 0.147 | 1
7LF45120 | WEEKLY TIME SWITCH TOP DIGITAL 230V 16A 2CHANNEL 2MW | 102.98 | TEM | 1 | LP | 0.173 | 1
7LF45210 | WEEKLY TIME SWITCH PROFI DIGITAL 230V 16A 1CHANNEL 2MW | 103.71 | TEM | 1 | LP | 0.181 | 1
7LF45212 | WEEKLY TIME SWITCH PROFI DIGITAL 24V 16A 1CHANNEL 2MW | 112.71 | TEM | 1 | LP | 0.174 | 1
7LF53001 | SYNCHRONOUS TIME SWITCH DAY 1 NO 230V/50HZ 1 TE | 46.06 | TEM | 1 | LP | 0.081 | 1
7LF53005 | SYNCHRONOUS TIME SWITCH DAY 1 CHANGEOVER CONT.230V/50HZ 3 TE | 45.64 | TEM | 1 | LP | 0.148 | 1
7LF53006 | SYNCHRONOUS TIME SWITCH WEEK 1CHANGEOVER CONT.230V/50HZ 3 TE | 64.79 | TEM | 1 | LP | 0.15 | 1
7LF53010 | SYNCHRONOUS TIME SWITCH DAY 1 CHANGEOVER CONT.230V/50HZ SURFACE MOUNTING | 63.34 | TEM | 1 | LP | 0.214 | 1
7LF53011 | QUARTZ TIME SWITCH DAY 1 NO 230V/5060HZ 1 TE | 62.31 | TEM | 1 | LP | 0.088 | 1
7LF53014 | QUARTZ TIME SWITCH DAY FORM C 230V/5060HZ 3 TE AUTOMATIC SU/WI TRANSFER | 93.36 | TEM | 1 | LP | 0.177 | 1
7LF53015 | QUARTZ TIME SWITCH WEEK FORM C 230V/5060HZ 3 TE AUTOMATIC SU/WI TRANSFER | 105.57 | TEM | 1 | LP | 0.252 | 1
7LF53016 | QUARTZ TIME SWITCH DAY FORM C 230V/5060HZ 3 TE | 68.52 | TEM | 1 | LP | 0.153 | 1
7LF53017 | QUARTZ TIME SWITCH WEEK FORM C 230V/5060HZ 3 TE | 94.7 | TEM | 1 | LP | 0.162 | 1
7LF53050 | QUARTZ TIME SWITCH DAY FORM C 230V/5060HZ SURFACE MOUNTING | 103.71 | TEM | 1 | LP | 0.21 | 1
7LF6110 | STAIRCASE LIGHTING TIME SWITCH 3WIRE CIRCUIT LKEYING, NO RESETTING FOR 230 V CONTACT 2000 W | 41.09 | TEM | 1 | LP | 0.078 | 1
7LF6111 | STAIRCASE LIGHTING TIME SWITCH 4WIRE CIRCUIT L OR NKEYING, RESETTING FOR 230 V CONTACT 2000 W | 41.19 | TEM | 1 | LP | 0.084 | 1
7LF6113 | STAIRCASE LIGHTING TIME SWITCH WITH PREWARNING BY SHORT INTERRUPTION FOR 230 V CONTACT 2000 W | 55.99 | TEM | 1 | LP | 0.081 | 1
7LF6114 | LIGHTING TIMEDELAY SWITCH ADJUSTABLE 5 TO 20 MIN BY KEY PRESSURE DURATION FOR 230 V CONTACT 2000 W | 58.68 | TEM | 1 | LP | 0.081 | 1
7LF6115 | ENERGY SAVING TIMEDELAY SWITCH ADJUSTABLE 3 TO 60 MIN WITH KEYING ON/OFF FOR 230 V CONTACT 2000 W | 58.68 | TEM | 1 | LP | 0.081 | 1
7LF6116 | ENERGY SAVING DELAYTIMER ADJUSTABLE 3 TO 60 MIN WITH KEYING ON/OFF FOR 230V CONTACT 2000W | 53.72 | TEM | 1 | LP | 0.081 | 1
7LF9006 | SENTRON, holder, for front mounting | 43.57 | TEM | 1 | LP | 0.067 | 1
7LF6111 | STAIRCASE LIGHTING TIME SWITCH 4WIRE CIRCUIT L OR NKEYING, RESETTING FOR 230 V CONTACT 2000 W | 41.19 | TEM | 1 | LP | 0.084 | 1
5TT1011 | DELTA PLUS PROGRAM, TITANWEISS TIME SWITCH, 16A, 250V, 2POLE WITH COVER PLATE 55X55MM CAN BE SWITCHED OFF, OPERATING TIME UP TO 15 MIN | 97.39 | TEM | 1 | LP | 0.173 | 1
5TT3181 | TIMER, NTYPE AC 230V 10A 1CO DELAY | 76.18 | TEM | 1 | LP | 0.087 | 1
5TT3184 | TIMER, NTYPE AC 110230V 3A 1CO DELAYOFF | 88.91 | TEM | 1 | LP | 0.078 | 1
5TT3185 | MULTIFUNCTION TIMER CONTACT 230V AC 4A 1 CHANGEOVER ACTIVATION 12230 V CA/CC | 95.22 | TEM | 1 | LP | 0.087 | 1
7LF44015 | DIGITAL TIME SWITCH MINI 1 CHANNEL WEEK 1 TE 120V TO 230 V | 87.46 | TEM | 1 | LP | 0.141 | 1
7LF44440 | DIGITAL TIME SWITCH EXPERT 4CHANNEL YEAR 85 V...230 V 6MW | 431.39 | TEM | 1 | LP | 0.427 | 1
7LF45110 | WEEKLY TIME SWITCH TOP DIGITAL 230V 16A 1CHANNEL 2MW | 80.63 | TEM | 1 | LP | 0.147 | 1
7LF45120 | WEEKLY TIME SWITCH TOP DIGITAL 230V 16A 2CHANNEL 2MW | 102.98 | TEM | 1 | LP | 0.173 | 1
7LF45210 | WEEKLY TIME SWITCH PROFI DIGITAL 230V 16A 1CHANNEL 2MW | 103.71 | TEM | 1 | LP | 0.181 | 1
7LF45212 | WEEKLY TIME SWITCH PROFI DIGITAL 24V 16A 1CHANNEL 2MW | 112.71 | TEM | 1 | LP | 0.174 | 1
7LF53001 | SYNCHRONOUS TIME SWITCH DAY 1 NO 230V/50HZ 1 TE | 46.06 | TEM | 1 | LP | 0.081 | 1
7LF53005 | SYNCHRONOUS TIME SWITCH DAY 1 CHANGEOVER CONT.230V/50HZ 3 TE | 45.64 | TEM | 1 | LP | 0.148 | 1
7LF53006 | SYNCHRONOUS TIME SWITCH WEEK 1CHANGEOVER CONT.230V/50HZ 3 TE | 64.79 | TEM | 1 | LP | 0.15 | 1
7LF53010 | SYNCHRONOUS TIME SWITCH DAY 1 CHANGEOVER CONT.230V/50HZ SURFACE MOUNTING | 63.34 | TEM | 1 | LP | 0.214 | 1
7LF53011 | QUARTZ TIME SWITCH DAY 1 NO 230V/5060HZ 1 TE | 62.31 | TEM | 1 | LP | 0.088 | 1
7LF53014 | QUARTZ TIME SWITCH DAY FORM C 230V/5060HZ 3 TE AUTOMATIC SU/WI TRANSFER | 93.36 | TEM | 1 | LP | 0.177 | 1
7LF53015 | QUARTZ TIME SWITCH WEEK FORM C 230V/5060HZ 3 TE AUTOMATIC SU/WI TRANSFER | 105.57 | TEM | 1 | LP | 0.252 | 1
7LF53016 | QUARTZ TIME SWITCH DAY FORM C 230V/5060HZ 3 TE | 68.52 | TEM | 1 | LP | 0.153 | 1
7LF53017 | QUARTZ TIME SWITCH WEEK FORM C 230V/5060HZ 3 TE | 94.7 | TEM | 1 | LP | 0.162 | 1
7LF53050 | QUARTZ TIME SWITCH DAY FORM C 230V/5060HZ SURFACE MOUNTING | 103.71 | TEM | 1 | LP | 0.21 | 1
7LF6110 | STAIRCASE LIGHTING TIME SWITCH 3WIRE CIRCUIT LKEYING, NO RESETTING FOR 230 V CONTACT 2000 W | 41.09 | TEM | 1 | LP | 0.078 | 1
7LF6111 | STAIRCASE LIGHTING TIME SWITCH 4WIRE CIRCUIT L OR NKEYING, RESETTING FOR 230 V CONTACT 2000 W | 41.19 | TEM | 1 | LP | 0.084 | 1
7LF6113 | STAIRCASE LIGHTING TIME SWITCH WITH PREWARNING BY SHORT INTERRUPTION FOR 230 V CONTACT 2000 W | 55.99 | TEM | 1 | LP | 0.081 | 1
7LF6114 | LIGHTING TIMEDELAY SWITCH ADJUSTABLE 5 TO 20 MIN BY KEY PRESSURE DURATION FOR 230 V CONTACT 2000 W | 58.68 | TEM | 1 | LP | 0.081 | 1
7LF6115 | ENERGY SAVING TIMEDELAY SWITCH ADJUSTABLE 3 TO 60 MIN WITH KEYING ON/OFF FOR 230 V CONTACT 2000 W | 58.68 | TEM | 1 | LP | 0.081 | 1
7LF6116 | ENERGY SAVING DELAYTIMER ADJUSTABLE 3 TO 60 MIN WITH KEYING ON/OFF FOR 230V CONTACT 2000W | 53.72 | TEM | 1 | LP | 0.081 | 1
7LF9006 | SENTRON, holder, for front mounting | 43.57 | TEM | 1 | LP | 0.067 | 1
5SD74121 | LIGHTNING ARRESTER TYPE 1 REQUIREMENT CATEGORY B, UC 350V PLUGIN PROTECTION BLOCKS 2POLE, 1+1 CIRCUIT FOR TNS AND TTSYSTEMS W. REMOTE DISPLAY | 471.55 | TEM | 1 | LP | 0.778 | 1
5SD74131 | LIGHTNING ARRESTER TYPE 1 REQUIREMENT CATEGORY B, UC 350V PLUGIN PROTECTION BLOCKS 3POLE, 3+0 CIRCUIT FOR TNCSYSTEMS W. REMOTE DISPLAY | 624.21 | TEM | 1 | LP | 1.354 | 1
5SD74132 | LIGHTNING ARRESTER TYPE 1, UN 240/400V, UC 335V A.C., PLUGGABLE PROTECTION MODULES, 3+0 CIRCUIT (TNC), WIDTH 54MM | 290.11 | TEM | 1 | LP | 0.556 | 1
5SD74141 | LIGHTNING ARRESTER TYPE 1 REQUIREMENT CATEGORY B, UC 350V PLUGIN PROTECTION BLOCKS 4POLE, 3+1 CIRCUIT FOR TNS AND TTSYSTEMS W. REMOTE DISPLAY | 799.74 | TEM | 1 | LP | 1.712 | 1
5SD74142 | LIGHTNING ARRESTER TYPE 1, UN 240/400V, UC 335/264V A.C., PLUGGABLE PROTECTION MODULES, 3+1 CIRCUIT (TNS, TT), WIDTH 72MM | 438.53 | TEM | 1 | LP | 0.678 | 1
5SD74143 | LIGHTNING ARRESTER TYPE 1, UN 240/400V, UC 335/264V A.C., PLUGGABLE PROTECTION MODULES, 3+1 CIRCUIT (TNS, TT), WIDTH 72MM REMOTE CONTROL | 481.79 | TEM | 1 | LP | 0.682 | 1
5SD74180 | MALE CONNECTOR TYPE 1 NPE REQUIREMENT CATEGORY B, UC 350V 1POLE F. COMBIN. ARRESTER 5SD744... AND LIGHTNING ARRESTER 5SD741. | 183.71 | TEM | 1 | LP | 0.23 | 1
5SD74220 | SURGE ARRESTER TYPE 2 REQUIREMENT CATEGORY C, UC 350V PLUGIN PROTECTION BLOCKS 2POLE, 1+1 CIRCUIT FOR TNS AND TT SYSTEMS NARROW DESIGN | 142.31 | TEM | 1 | LP | 0.217 | 1
5SD74221 | SURGE ARRESTER TYPE 2 REQUIREMENT CATEGORY C, UC 350V PLUGIN PROTECTION BLOCKS 2POLE, 1+1 CIRCUIT FOR TNS AND TT SYSTEMS W. REMOTE DISPLAY,NARROW DESIGN | 158.98 | TEM | 1 | LP | 0.224 | 1
5SD74240 | SURGE ARRESTER TYPE 2 REQUIREMENT CATEGORY C, UC 350V PLUGIN PROTECTION BLOCKS 4POLE, 3+1 CIRCUIT FOR TNS AND TT SYSTEMS NARROW DESIGN | 269.2 | TEM | 1 | LP | 0.404 | 1
5SD74241 | SURGE ARRESTER TYPE 2 REQUIREMENT CATEGORY C, UC 350V PLUGIN PROTECTION BLOCKS 4POLE, 3+1 CIRCUIT FOR TNS AND TT SYSTEMS W. REMOTE DISPLAY,NARROW DESIGN | 317.95 | TEM | 1 | LP | 0.417 | 1
5SD74280 | MALE CONNECTOR TYPE 2 NPE REQUIREMENT CATEGORY C, UC 260V 1POLE, NARROW DESIGN F. SURGE ARRESTER 5SD742... AND COMBIN. ARRESTER 5SD744... | 65.83 | TEM | 1 | LP | 0.088 | 1
5SD74281 | MALE CONNECTOR TYPE 2 LN REQUIREMENT CATEGORY C, UC 350V 1POLE, NARROW DESIGN F. SURGE ARRESTER 5SD742... AND COMBIN. ARRESTER 5SD744... | 51.44 | TEM | 1 | LP | 0.08 | 1
5SD74321 | SURGE ARRESTER TYPE 3 REQUIREMENT CATEGORY D RATED VOLTAGE UN 230V UC AC253V, 2POLE FOR 1 PHASE POWER SUPPLY | 96.46 | TEM | 1 | LP | 0.092 | 1
5SD74324 | SURGE ARRESTER TYPE 3 REQUIREMENT CATEGORY D RATED VOLTAGE UN 24V UC AC34V, 2 POLE FOR 1 PHASE POWER SUPPLY | 96.46 | TEM | 1 | LP | 0.105 | 1
5SD74341 | SURGE ARRESTER TYPE 3 REQUIREMENT CATEGORY D RATED VOLTAGE UN 230V UC AC253V, 4POLE FOR 3PHASE POWER SUPPLY | 195.1 | TEM | 1 | LP | 0.138 | 1
5SD74421 | COMBIN. ARRESTER TYPE 1 + 2 REQ.CATEGORIES B+C, UC 350V PLUGIN PROTECTION BLOCKS 2POLE, 1+1 CIRCUIT FOR TNS AND TT SYSTEMS W. REMOTE DISPLAY | 504.46 | TEM | 1 | LP | 0.729 | 1
5SD74431 | COMBIN. ARRESTER TYPE 1 + 2 REQ.CATEGORIES B+C, UC 350V PLUGIN PROTECTION BLOCKS 3POLE, 3+0 CIRCUIT FOR TNC SYSTEMS W. REMOTE DISPLAY | 668.4 | TEM | 1 | LP | 1.162 | 1
5SD74441 | COMBIN. ARRESTER TYPE 1 + 2 REQ.CATEGORIES B+C, UC 350V PLUGIN PROTECTION BLOCKS 4POLE, 3+1 CIRCUIT FOR TNS AND TT SYSTEMS W. REMOTE DISPLAY | 860.4 | TEM | 1 | LP | 1.507 | 1
5SD74481 | MALE CONNECTOR TYPE 1 LN REQUIREMENT CATEGORY B, UC 350V 1POLE F. COMBIN. ARRESTER 5SD744.. | 183.71 | TEM | 1 | LP | 0.18 | 1
5SD74610 | SURGE ARRESTER TYPE 2 REQUIREMENT CATEGORY C, UC 350V PLUGIN PROTECTION BLOCKS 1POLE, LN CIRCUIT | 60.24 | TEM | 1 | LP | 0.139 | 1
5SD74630 | SURGE ARRESTER TYPE 2 REQUIREMENT CATEGORY C, UC 350V PLUGIN PROTECTION BLOCKS 3POLE, 3+0 CIRCUIT FOR TNC SYSTEMS | 175.43 | TEM | 1 | LP | 0.363 | 1
5SD74631 | SURGE ARRESTER TYPE 2 REQUIREMENT CATEGORY C, UC 350V PLUGIN PROTECTION BLOCKS 3POLE, 3+0 CIRCUIT FOR TNC SYSTEMS W. REMOTE DISPLAY | 218.7 | TEM | 1 | LP | 0.372 | 1
5SD74640 | SURGE ARRESTER TYPE 2 REQUIREMENT CATEGORY C, UC 350V PLUGIN PROTECTION BLOCKS 4POLE, 3+1 CIRCUIT FOR TNS AND TT SYSTEMS | 247.57 | TEM | 1 | LP | 0.42 | 1
5SD74641 | SURGE ARRESTER TYPE 2 REQUIREMENT CATEGORY C, UC 350V PLUGIN PROTECTION BLOCKS 4POLE, 3+1 CIRCUIT FOR TNS AND TT SYSTEMS W. REMOTE DISPLAY | 284.73 | TEM | 1 | LP | 0.431 | 1
5SD74681 | MALE CONNECTOR TYPE 2 LN REQUIREMENT CATEGORY C, UC 350V 1POLE F. SURGE ARRESTER 5SD746... | 51.44 | TEM | 1 | LP | 0.08 | 1
5SD74810 | SURGE ARRESTER TYPE 2 REQUIREMENT CATEGORY C, UC 260V PLUGIN PROTECTION BLOCKS 1POLE, NPE CIRCUIT | 76.69 | TEM | 1 | LP | 0.132 | 1
5SD74880 | MALE CONNECTOR TYPE 2 NPE REQUIREMENT CATEGORY C, UC 260V 1POLE F. SURGE ARRESTER 5SD746..., 5SD747..., 5SD74810 | 65.83 | TEM | 1 | LP | 0.075 | 1
5SD75227KA | SPD FOR TWO 2WIRE FLOATING SIGNAL CIRCUITS,UC=40V DC/ 28V AC,IEC CATEGORY C3,D1,GASFILLED SURGE ARRESTOR BETWEEN THE CONNECTIONS 34 (GND) AND 910 | 181.33 | TEM | 1 | LP | 0.102 | 1
5SD75304KA | SPD FOR FINE PROTECTION OF TWO FLOATING SIGNAL WIRES A.GROUND IN IT, UC=14V DC/9,8V AC,IEC CATEGORY C1,C2,C3,D1,GASFILLED SURGE ARRESTOR BETWEEN THE CONNECTIONS 34 (GND) AND 910 | 93.15 | TEM | 1 | LP | 0.09 | 1
5SD75417 | PLUGGING MODULE 4X1, 24V AC 2 CHANNELS, 4 WIRES SURGE PROTECTION FOR 4 SIGNAL WIRES HAVING A COMMON REFERENCE POTENTIAL (SIGNAL COMMON) UC=40V DC/28V AC | 181.33 | TEM | 1 | LP | 0.028 | 1
5SD75504 | PLUGGING MODULE 5HF 12V DC FOR FIELD BUS SYSTEMS AND FIVEWIRE SIGNAL CIRCUITS HAVING A SIGNAL LEVEL UPTO 12V DC UC=14V DC/9,8V AC | 141.07 | TEM | 1 | LP | 0.018 | 1
5SD75504KA | SPD WITH HF PROTECTIVE CIRCUIT FOR 4 SIGNAL WIRES, UC=12,8V DC/9V AC, IEC CATEGORY C1,C2,C3,D1,GASFILLED SURGE ARRESTOR BETWEEN THE CONNECTIONS 34 (GND) AND 910 | 157.73 | TEM | 1 | LP | 0.102 | 1
5SD75813 | SURGE PROTECTION FOR ETHERNET INTERFACES UP TO 10GBITS, INCLUDED POE | 185.68 | TEM | 1 | LP | 0.318 | 1
5SD74121 | LIGHTNING ARRESTER TYPE 1 REQUIREMENT CATEGORY B, UC 350V PLUGIN PROTECTION BLOCKS 2POLE, 1+1 CIRCUIT FOR TNS AND TTSYSTEMS W. REMOTE DISPLAY | 471.55 | TEM | 1 | LP | 0.778 | 1
5SD74131 | LIGHTNING ARRESTER TYPE 1 REQUIREMENT CATEGORY B, UC 350V PLUGIN PROTECTION BLOCKS 3POLE, 3+0 CIRCUIT FOR TNCSYSTEMS W. REMOTE DISPLAY | 624.21 | TEM | 1 | LP | 1.354 | 1
5SD74132 | LIGHTNING ARRESTER TYPE 1, UN 240/400V, UC 335V A.C., PLUGGABLE PROTECTION MODULES, 3+0 CIRCUIT (TNC), WIDTH 54MM | 290.11 | TEM | 1 | LP | 0.556 | 1
5SD74141 | LIGHTNING ARRESTER TYPE 1 REQUIREMENT CATEGORY B, UC 350V PLUGIN PROTECTION BLOCKS 4POLE, 3+1 CIRCUIT FOR TNS AND TTSYSTEMS W. REMOTE DISPLAY | 799.74 | TEM | 1 | LP | 1.712 | 1
5SD74142 | LIGHTNING ARRESTER TYPE 1, UN 240/400V, UC 335/264V A.C., PLUGGABLE PROTECTION MODULES, 3+1 CIRCUIT (TNS, TT), WIDTH 72MM | 438.53 | TEM | 1 | LP | 0.678 | 1
5SD74143 | LIGHTNING ARRESTER TYPE 1, UN 240/400V, UC 335/264V A.C., PLUGGABLE PROTECTION MODULES, 3+1 CIRCUIT (TNS, TT), WIDTH 72MM REMOTE CONTROL | 481.79 | TEM | 1 | LP | 0.682 | 1
5SD74180 | MALE CONNECTOR TYPE 1 NPE REQUIREMENT CATEGORY B, UC 350V 1POLE F. COMBIN. ARRESTER 5SD744... AND LIGHTNING ARRESTER 5SD741. | 183.71 | TEM | 1 | LP | 0.23 | 1
5SD74220 | SURGE ARRESTER TYPE 2 REQUIREMENT CATEGORY C, UC 350V PLUGIN PROTECTION BLOCKS 2POLE, 1+1 CIRCUIT FOR TNS AND TT SYSTEMS NARROW DESIGN | 142.31 | TEM | 1 | LP | 0.217 | 1
5SD74221 | SURGE ARRESTER TYPE 2 REQUIREMENT CATEGORY C, UC 350V PLUGIN PROTECTION BLOCKS 2POLE, 1+1 CIRCUIT FOR TNS AND TT SYSTEMS W. REMOTE DISPLAY,NARROW DESIGN | 158.98 | TEM | 1 | LP | 0.224 | 1
5SD74240 | SURGE ARRESTER TYPE 2 REQUIREMENT CATEGORY C, UC 350V PLUGIN PROTECTION BLOCKS 4POLE, 3+1 CIRCUIT FOR TNS AND TT SYSTEMS NARROW DESIGN | 269.2 | TEM | 1 | LP | 0.404 | 1
5SD74241 | SURGE ARRESTER TYPE 2 REQUIREMENT CATEGORY C, UC 350V PLUGIN PROTECTION BLOCKS 4POLE, 3+1 CIRCUIT FOR TNS AND TT SYSTEMS W. REMOTE DISPLAY,NARROW DESIGN | 317.95 | TEM | 1 | LP | 0.417 | 1
5SD74280 | MALE CONNECTOR TYPE 2 NPE REQUIREMENT CATEGORY C, UC 260V 1POLE, NARROW DESIGN F. SURGE ARRESTER 5SD742... AND COMBIN. ARRESTER 5SD744... | 65.83 | TEM | 1 | LP | 0.088 | 1
5SD74281 | MALE CONNECTOR TYPE 2 LN REQUIREMENT CATEGORY C, UC 350V 1POLE, NARROW DESIGN F. SURGE ARRESTER 5SD742... AND COMBIN. ARRESTER 5SD744... | 51.44 | TEM | 1 | LP | 0.08 | 1
5SD74321 | SURGE ARRESTER TYPE 3 REQUIREMENT CATEGORY D RATED VOLTAGE UN 230V UC AC253V, 2POLE FOR 1 PHASE POWER SUPPLY | 96.46 | TEM | 1 | LP | 0.092 | 1
5SD74324 | SURGE ARRESTER TYPE 3 REQUIREMENT CATEGORY D RATED VOLTAGE UN 24V UC AC34V, 2 POLE FOR 1 PHASE POWER SUPPLY | 96.46 | TEM | 1 | LP | 0.105 | 1
5SD74341 | SURGE ARRESTER TYPE 3 REQUIREMENT CATEGORY D RATED VOLTAGE UN 230V UC AC253V, 4POLE FOR 3PHASE POWER SUPPLY | 195.1 | TEM | 1 | LP | 0.138 | 1
5SD74421 | COMBIN. ARRESTER TYPE 1 + 2 REQ.CATEGORIES B+C, UC 350V PLUGIN PROTECTION BLOCKS 2POLE, 1+1 CIRCUIT FOR TNS AND TT SYSTEMS W. REMOTE DISPLAY | 504.46 | TEM | 1 | LP | 0.729 | 1
5SD74431 | COMBIN. ARRESTER TYPE 1 + 2 REQ.CATEGORIES B+C, UC 350V PLUGIN PROTECTION BLOCKS 3POLE, 3+0 CIRCUIT FOR TNC SYSTEMS W. REMOTE DISPLAY | 668.4 | TEM | 1 | LP | 1.162 | 1
5SD74441 | COMBIN. ARRESTER TYPE 1 + 2 REQ.CATEGORIES B+C, UC 350V PLUGIN PROTECTION BLOCKS 4POLE, 3+1 CIRCUIT FOR TNS AND TT SYSTEMS W. REMOTE DISPLAY | 860.4 | TEM | 1 | LP | 1.507 | 1
5SD74481 | MALE CONNECTOR TYPE 1 LN REQUIREMENT CATEGORY B, UC 350V 1POLE F. COMBIN. ARRESTER 5SD744.. | 183.71 | TEM | 1 | LP | 0.18 | 1
5SD74610 | SURGE ARRESTER TYPE 2 REQUIREMENT CATEGORY C, UC 350V PLUGIN PROTECTION BLOCKS 1POLE, LN CIRCUIT | 60.24 | TEM | 1 | LP | 0.139 | 1
5SD74630 | SURGE ARRESTER TYPE 2 REQUIREMENT CATEGORY C, UC 350V PLUGIN PROTECTION BLOCKS 3POLE, 3+0 CIRCUIT FOR TNC SYSTEMS | 175.43 | TEM | 1 | LP | 0.363 | 1
5SD74631 | SURGE ARRESTER TYPE 2 REQUIREMENT CATEGORY C, UC 350V PLUGIN PROTECTION BLOCKS 3POLE, 3+0 CIRCUIT FOR TNC SYSTEMS W. REMOTE DISPLAY | 218.7 | TEM | 1 | LP | 0.372 | 1
5SD74640 | SURGE ARRESTER TYPE 2 REQUIREMENT CATEGORY C, UC 350V PLUGIN PROTECTION BLOCKS 4POLE, 3+1 CIRCUIT FOR TNS AND TT SYSTEMS | 247.57 | TEM | 1 | LP | 0.42 | 1
5SD74641 | SURGE ARRESTER TYPE 2 REQUIREMENT CATEGORY C, UC 350V PLUGIN PROTECTION BLOCKS 4POLE, 3+1 CIRCUIT FOR TNS AND TT SYSTEMS W. REMOTE DISPLAY | 284.73 | TEM | 1 | LP | 0.431 | 1
5SD74681 | MALE CONNECTOR TYPE 2 LN REQUIREMENT CATEGORY C, UC 350V 1POLE F. SURGE ARRESTER 5SD746... | 51.44 | TEM | 1 | LP | 0.08 | 1
5SD74810 | SURGE ARRESTER TYPE 2 REQUIREMENT CATEGORY C, UC 260V PLUGIN PROTECTION BLOCKS 1POLE, NPE CIRCUIT | 76.69 | TEM | 1 | LP | 0.132 | 1
5SD74880 | MALE CONNECTOR TYPE 2 NPE REQUIREMENT CATEGORY C, UC 260V 1POLE F. SURGE ARRESTER 5SD746..., 5SD747..., 5SD74810 | 65.83 | TEM | 1 | LP | 0.075 | 1
5SD75227KA | SPD FOR TWO 2WIRE FLOATING SIGNAL CIRCUITS,UC=40V DC/ 28V AC,IEC CATEGORY C3,D1,GASFILLED SURGE ARRESTOR BETWEEN THE CONNECTIONS 34 (GND) AND 910 | 181.33 | TEM | 1 | LP | 0.102 | 1
5SD75303 | PLUGGING MODULE PROFIBUS ROUGH AND FINE SURGE PROTECTION FOR PROFIBUS COMMUNICATION LINES UPTO 12 MBIT/S UC=5,2V DC / 3,6V AC | 83.11 | TEM | 1 | LP | 0.046 | 1
5SD75304KA | SPD FOR FINE PROTECTION OF TWO FLOATING SIGNAL WIRES A.GROUND IN IT, UC=14V DC/9,8V AC,IEC CATEGORY C1,C2,C3,D1,GASFILLED SURGE ARRESTOR BETWEEN THE CONNECTIONS 34 (GND) AND 910 | 93.15 | TEM | 1 | LP | 0.09 | 1
5SD75417 | PLUGGING MODULE 4X1, 24V AC 2 CHANNELS, 4 WIRES SURGE PROTECTION FOR 4 SIGNAL WIRES HAVING A COMMON REFERENCE POTENTIAL (SIGNAL COMMON) UC=40V DC/28V AC | 181.33 | TEM | 1 | LP | 0.028 | 1
5SD75504 | PLUGGING MODULE 5HF 12V DC FOR FIELD BUS SYSTEMS AND FIVEWIRE SIGNAL CIRCUITS HAVING A SIGNAL LEVEL UPTO 12V DC UC=14V DC/9,8V AC | 141.07 | TEM | 1 | LP | 0.018 | 1
5SD75504KA | SPD WITH HF PROTECTIVE CIRCUIT FOR 4 SIGNAL WIRES, UC=12,8V DC/9V AC, IEC CATEGORY C1,C2,C3,D1,GASFILLED SURGE ARRESTOR BETWEEN THE CONNECTIONS 34 (GND) AND 910 | 157.73 | TEM | 1 | LP | 0.102 | 1
5SD75813 | SURGE PROTECTION FOR ETHERNET INTERFACES UP TO 10GBITS, INCLUDED POE | 185.68 | TEM | 1 | LP | 0.318 | 1
5SP91207KC47 | CIRCUIT BREAKER 230/400V 50KA ACC. IEC 9472, T92 1POLE, C, 20A | 33.33 | TEM | 1 | LP | 0.23 | 6
5SP91407KC47 | CIRCUIT BREAKER 230/400V 50KA ACC. IEC 9472, T92 1POLE, C, 40A | 42.02 | TEM | 1 | LP | 0.244 | 6
5SP92067KC47 | CIRCUIT BREAKER 400V 50KA ACC. IEC 9472, T92 2POLE, C, 6A | 64.58 | TEM | 1 | LP | 0.474 | 3
5SP92107KC47 | CIRCUIT BREAKER 400V 50KA ACC. IEC 9472, T92 2POLE, C, 10A | 64.58 | TEM | 1 | LP | 0.463 | 3
5SP92167KC47 | CIRCUIT BREAKER 400V 50KA ACC. IEC 9472, T92 2POLE, C, 16A | 66.34 | TEM | 1 | LP | 0.47 | 3
5SP92327KC47 | CIRCUIT BREAKER 400V 50KA ACC. IEC 9472, T92 2POLE, C, 32A | 73.8 | TEM | 1 | LP | 0.472 | 3
5SP93167KC47 | CIRCUIT BREAKER 400V 50KA ACC. IEC 9472, T92 3POLE, C, 16A | 100.71 | TEM | 1 | LP | 0.708 | 2
5SP93207KC47 | CIRCUIT BREAKER 400V 50KA ACC. IEC 9472, T92 3POLE, C, 20A | 100.71 | TEM | 1 | LP | 0.705 | 2
5SP93257KC47 | CIRCUIT BREAKER 400V 50KA ACC. IEC 9472, T92 3POLE, C, 25A | 118.3 | TEM | 1 | LP | 0.708 | 2
5SP93327KC47 | CIRCUIT BREAKER 400V 50KA ACC. IEC 9472, T92 3POLE, C, 32A | 118.3 | TEM | 1 | LP | 0.709 | 2
5SP93407KC47 | CIRCUIT BREAKER 400V 50KA ACC. IEC 9472, T92 3POLE, C, 40A | 126.68 | TEM | 1 | LP | 0.709 | 2
5SP93507KC47 | CIRCUIT BREAKER 400V 50KA ACC. IEC 9472, T92 3POLE, C, 50A | 143.87 | TEM | 1 | LP | 0.711 | 2
5SP93637KC47 | CIRCUIT BREAKER 400V 50KA ACC. IEC 9472, T92 3POLE, C, 63A | 162.91 | TEM | 1 | LP | 0.71 | 2
5SY71017 | CIRCUIT BREAKER 230/400V 15KA, 1POLE, C, 1A, D=70MM | 13.46 | TEM | 1 | LP | 0.164 | 1
5SY71027 | CIRCUIT BREAKER 230/400V 15KA, 1POLE, C, 2A, D=70MM | 13.46 | TEM | 1 | LP | 0.166 | 1
5SY71047 | CIRCUIT BREAKER 230/400V 15KA, 1POLE, C, 4A, D=70MM | 13.46 | TEM | 1 | LP | 0.166 | 1
5SY71057 | CIRCUIT BREAKER 230/400V 15KA, 1POLE, C, 0.5A, D=70MM | 13.46 | TEM | 1 | LP | 0.167 | 1
5SY71067 | CIRCUIT BREAKER 230/400V 15KA, 1POLE, C, 6A, D=70MM | 13.46 | TEM | 1 | LP | 0.164 | 1
5SY71087 | CIRCUIT BREAKER 230/400V 15KA, 1POLE, C, 8A, D=70MM | 13.46 | TEM | 1 | LP | 0.159 | 1
5SY71107 | CIRCUIT BREAKER 230/400V 15KA, 1POLE, C, 10A, D=70MM | 11.18 | TEM | 1 | LP | 0.164 | 1
5SY71167 | CIRCUIT BREAKER 230/400V 15KA, 1POLE, C, 16A, D=70MM | 11.18 | TEM | 1 | LP | 0.158 | 1
5SY71207 | CIRCUIT BREAKER 230/400V 15KA, 1POLE, C, 20A, D=70MM | 11.18 | TEM | 1 | LP | 0.162 | 1
5SY71257 | CIRCUIT BREAKER 230/400V 15KA, 1POLE, C, 25A, D=70MM | 11.18 | TEM | 1 | LP | 0.163 | 1
5SY71327 | CIRCUIT BREAKER 230/400V 15KA, 1POLE, C, 32A, D=70MM | 13.46 | TEM | 1 | LP | 0.163 | 1
5SY71507 | CIRCUIT BREAKER 230/400V 15KA, 1POLE, C, 50A, D=70MM | 20.18 | TEM | 1 | LP | 0.17 | 1
5SY71637 | CIRCUIT BREAKER 230/400V 15KA, 1POLE, C, 63A, D=70MM | 23.6 | TEM | 1 | LP | 0.171 | 1
5SY72017 | CIRCUIT BREAKER 400V 15KA, 2POLE, C, 1A, D=70MM | 37.47 | TEM | 1 | LP | 0.318 | 1
5SY72027 | CIRCUIT BREAKER 400V 15KA, 2POLE, C, 2A, D=70MM | 37.47 | TEM | 1 | LP | 0.33 | 1
5SY72047 | CIRCUIT BREAKER 400V 15KA, 2POLE, C, 4A, D=70MM | 37.47 | TEM | 1 | LP | 0.319 | 1
5SY72067 | CIRCUIT BREAKER 400V 15KA, 2POLE, C, 6A, D=70MM | 37.47 | TEM | 1 | LP | 0.316 | 1
5SY72107 | CIRCUIT BREAKER 400V 15KA, 2POLE, C, 10A, D=70MM | 31.36 | TEM | 1 | LP | 0.317 | 1
5SY72167 | CIRCUIT BREAKER 400V 15KA, 2POLE, C, 16A, D=70MM | 31.36 | TEM | 1 | LP | 0.315 | 1
5SY72207 | CIRCUIT BREAKER 400V 15KA, 2POLE, C, 20A, D=70MM | 31.36 | TEM | 1 | LP | 0.322 | 1
5SY72257 | CIRCUIT BREAKER 400V 15KA, 2POLE, C, 25A, D=70MM | 31.36 | TEM | 1 | LP | 0.316 | 1
5SY72327 | CIRCUIT BREAKER 400V 15KA, 2POLE, C, 32A, D=70MM | 37.47 | TEM | 1 | LP | 0.317 | 1
5SY72637 | CIRCUIT BREAKER 400V 15KA, 2POLE, C, 63A, D=70MM | 66.45 | TEM | 1 | LP | 0.339 | 1
5SY73047 | CIRCUIT BREAKER 400V 15KA, 3POLE, C, 4A, D=70MM | 53.92 | TEM | 1 | LP | 0.471 | 1
5SY73067 | CIRCUIT BREAKER 400V 15KA, 3POLE, C, 6A, D=70MM | 53.92 | TEM | 1 | LP | 0.461 | 1
5SY73107 | CIRCUIT BREAKER 400V 15KA, 3POLE, C, 10A, D=70MM | 44.4 | TEM | 1 | LP | 0.458 | 1
5SY73167 | CIRCUIT BREAKER 400V 15KA, 3POLE, C, 16A, D=70MM | 44.4 | TEM | 1 | LP | 0.457 | 1
5SY73207 | CIRCUIT BREAKER 400V 15KA, 3POLE, C, 20A, D=70MM | 44.4 | TEM | 1 | LP | 0.472 | 1
5SY73257 | CIRCUIT BREAKER 400V 15KA, 3POLE, C, 25A, D=70MM | 44.4 | TEM | 1 | LP | 0.469 | 1
5SY73327 | CIRCUIT BREAKER 400V 15KA, 3POLE, C, 32A, D=70MM | 53.92 | TEM | 1 | LP | 0.47 | 1
5SY73407 | CIRCUIT BREAKER 400V 15KA, 3POLE, C, 40A, D=70MM | 67.38 | TEM | 1 | LP | 0.47 | 1
5SY73507 | CIRCUIT BREAKER 400V 15KA, 3POLE, C, 50A, D=70MM | 80.73 | TEM | 1 | LP | 0.487 | 1
5SY73637 | CIRCUIT BREAKER 400V 15KA, 3POLE, C, 63A, D=70MM | 94.08 | TEM | 1 | LP | 0.505 | 1
5SY74047 | CIRCUIT BREAKER 400V 15KA, 4POLE, C, 4A, D=70MM | 75.66 | TEM | 1 | LP | 0.617 | 1
5SY74067 | CIRCUIT BREAKER 400V 15KA, 4POLE, C, 6A, D=70MM | 75.66 | TEM | 1 | LP | 0.606 | 1
5SY74107 | CIRCUIT BREAKER 400V 15KA, 4POLE, C, 10A, D=70MM | 63.14 | TEM | 1 | LP | 0.608 | 1
5SY74167 | CIRCUIT BREAKER 400V 15KA, 4POLE, C, 16A, D=70MM | 63.14 | TEM | 1 | LP | 0.615 | 1
5SY74207 | CIRCUIT BREAKER 400V 15KA, 4POLE, C, 20A, D=70MM | 63.14 | TEM | 1 | LP | 0.623 | 1
5SY74257 | CIRCUIT BREAKER 400V 15KA, 4POLE, C, 25A, D=70MM | 63.14 | TEM | 1 | LP | 0.623 | 1
5SY74327 | CIRCUIT BREAKER 400V 15KA, 4POLE, C, 32A, D=70MM | 75.66 | TEM | 1 | LP | 0.625 | 1
5SY74407 | CIRCUIT BREAKER 400V 15KA, 4POLE, C, 40A, D=70MM | 94.08 | TEM | 1 | LP | 0.624 | 1
5SY74637 | CIRCUIT BREAKER 400V 15KA, 4POLE, C, 63A, D=70MM | 132.17 | TEM | 1 | LP | 0.667 | 1
5SY75167 | CIRCUIT BREAKER 230V 15KA, 1+NPOLE, C, 16A, D=70MM | 21.22 | TEM | 1 | LP | 0.307 | 1
5SY75207 | CIRCUIT BREAKER 230V 15KA, 1+NPOLE, C, 20A, D=70MM | 21.22 | TEM | 1 | LP | 0.323 | 1
5SY76407 | CIRCUIT BREAKER 400V 15KA, 3+NPOLE, C, 40A, D=70MM | 84.04 | TEM | 1 | LP | 0.623 | 1
5SY81027 | CIRCUIT BREAKER 230/400V 25KA, 1POLE, C, 2A, D=70MM | 17.39 | TEM | 1 | LP | 0.166 | 1
5SY81047 | CIRCUIT BREAKER 230/400V 25KA, 1POLE, C, 4A, D=70MM | 17.39 | TEM | 1 | LP | 0.161 | 1
5SY81067 | CIRCUIT BREAKER 230/400V 25KA, 1POLE, C, 6A, D=70MM | 17.39 | TEM | 1 | LP | 0.158 | 1
5SY81107 | CIRCUIT BREAKER 230/400V 25KA, 1POLE, C, 10A, D=70MM | 14.59 | TEM | 1 | LP | 0.159 | 1
5SY81167 | CIRCUIT BREAKER 230/400V 25KA, 1POLE, C, 16A, D=70MM | 14.59 | TEM | 1 | LP | 0.159 | 1
5SY81207 | CIRCUIT BREAKER 230/400V 25KA, 1POLE, C, 20A, D=70MM | 14.59 | TEM | 1 | LP | 0.161 | 1
5SY81257 | CIRCUIT BREAKER 230/400V 25KA, 1POLE, C, 25A, D=70MM | 14.59 | TEM | 1 | LP | 0.162 | 1
5SY81327 | CIRCUIT BREAKER 230/400V 25KA, 1POLE, C, 32A, D=70MM | 17.39 | TEM | 1 | LP | 0.161 | 1
5SY82067 | CIRCUIT BREAKER 400V 25KA, 2POLE, C, 6A, D=70MM | 48.65 | TEM | 1 | LP | 0.308 | 1
5SY82107 | CIRCUIT BREAKER 400V 25KA, 2POLE, C, 10A, D=70MM | 40.68 | TEM | 1 | LP | 0.31 | 1
5SY82167 | CIRCUIT BREAKER 400V 25KA, 2POLE, C, 16A, D=70MM | 40.68 | TEM | 1 | LP | 0.309 | 1
5SY82407 | CIRCUIT BREAKER 400V 25KA, 2POLE, C, 40A, D=70MM | 60.75 | TEM | 1 | LP | 0.32 | 1
5SY82637 | CIRCUIT BREAKER 400V 25KA, 2POLE, C, 63A, D=70MM | 85.08 | TEM | 1 | LP | 0.353 | 1
5SY83047 | CIRCUIT BREAKER 400V 25KA, 3POLE, C, 4A, D=70MM | 70.17 | TEM | 1 | LP | 0.462 | 1
5SY83067 | CIRCUIT BREAKER 400V 25KA, 3POLE, C, 6A, D=70MM | 70.17 | TEM | 1 | LP | 0.465 | 1
5SY83107 | CIRCUIT BREAKER 400V 25KA, 3POLE, C, 10A, D=70MM | 58.17 | TEM | 1 | LP | 0.463 | 1
5SY83167 | CIRCUIT BREAKER 400V 25KA, 3POLE, C, 16A, D=70MM | 58.17 | TEM | 1 | LP | 0.465 | 1
5SY83207 | CIRCUIT BREAKER 400V 25KA, 3POLE, C, 20A, D=70MM | 58.17 | TEM | 1 | LP | 0.468 | 1
5SY83257 | CIRCUIT BREAKER 400V 25KA, 3POLE, C, 25A, D=70MM | 58.17 | TEM | 1 | LP | 0.47 | 1
5SY83327 | CIRCUIT BREAKER 400V 25KA, 3POLE, C, 32A, D=70MM | 70.17 | TEM | 1 | LP | 0.477 | 1
5SY83407 | CIRCUIT BREAKER 400V 25KA, 3POLE, C, 40A, D=70MM | 87.46 | TEM | 1 | LP | 0.469 | 1
5SY83637 | CIRCUIT BREAKER 400V 25KA, 3POLE, C, 63A, D=70MM | 121.92 | TEM | 1 | LP | 0.514 | 1
5SY84327 | CIRCUIT BREAKER 400V 25KA, 4POLE, C, 32A, D=70MM | 96.98 | TEM | 1 | LP | 0.622 | 1
5SY84407 | CIRCUIT BREAKER 400V 25KA, 4POLE, C, 40A, D=70MM | 121.92 | TEM | 1 | LP | 0.624 | 1
5SY84637 | CIRCUIT BREAKER 400V 25KA, 4POLE, C, 63A, D=70MM | 170.57 | TEM | 1 | LP | 0.682 | 1
5SY85067 | CIRCUIT BREAKER 230V 25KA, 1+NPOLE, C, 6A, D=70M | 33.02 | TEM | 1 | LP | 0.308 | 1
5SY85107 | CIRCUIT BREAKER 230V 25KA, 1+NPOLE, C, 10A, D=70M | 27.63 | TEM | 1 | LP | 0.309 | 1
5SY85167 | CIRCUIT BREAKER 230V 25KA, 1+NPOLE, C, 16A, D=70M | 27.63 | TEM | 1 | LP | 0.312 | 1
5SY86107 | CIRCUIT BREAKER 400V 25KA, 3+NPOLE, C, 10A, D=70M | 72.55 | TEM | 1 | LP | 0.607 | 1
5SY86167 | CIRCUIT BREAKER 400V 25KA, 3+NPOLE, C, 16A, D=70M | 72.55 | TEM | 1 | LP | 0.608 | 1
5SY86407 | CIRCUIT BREAKER 400V 25KA, 3+NPOLE, C, 40A, D=70M | 108.99 | TEM | 1 | LP | 0.62 | 1
5SY71017 | CIRCUIT BREAKER 230/400V 15KA, 1POLE, C, 1A, D=70MM | 13.46 | TEM | 1 | LP | 0.164 | 1
5SY71057 | CIRCUIT BREAKER 230/400V 15KA, 1POLE, C, 0.5A, D=70MM | 13.46 | TEM | 1 | LP | 0.167 | 1
5SY71067 | CIRCUIT BREAKER 230/400V 15KA, 1POLE, C, 6A, D=70MM | 13.46 | TEM | 1 | LP | 0.164 | 1
5SY71107 | CIRCUIT BREAKER 230/400V 15KA, 1POLE, C, 10A, D=70MM | 11.18 | TEM | 1 | LP | 0.164 | 1
5SY72047 | CIRCUIT BREAKER 400V 15KA, 2POLE, C, 4A, D=70MM | 37.47 | TEM | 1 | LP | 0.319 | 1
5SY73407 | CIRCUIT BREAKER 400V 15KA, 3POLE, C, 40A, D=70MM | 67.38 | TEM | 1 | LP | 0.47 | 1
5SY75167 | CIRCUIT BREAKER 230V 15KA, 1+NPOLE, C, 16A, D=70MM | 21.22 | TEM | 1 | LP | 0.307 | 1
5SY83637 | CIRCUIT BREAKER 400V 25KA, 3POLE, C, 63A, D=70MM | 121.92 | TEM | 1 | LP | 0.514 | 1
5SP91207KC47 | CIRCUIT BREAKER 230/400V 50KA ACC. IEC 9472, T92 1POLE, C, 20A | 33.33 | TEM | 1 | LP | 0.23 | 6
5SP91407KC47 | CIRCUIT BREAKER 230/400V 50KA ACC. IEC 9472, T92 1POLE, C, 40A | 42.02 | TEM | 1 | LP | 0.244 | 6
5SP92067KC47 | CIRCUIT BREAKER 400V 50KA ACC. IEC 9472, T92 2POLE, C, 6A | 64.58 | TEM | 1 | LP | 0.474 | 3
5SP92107KC47 | CIRCUIT BREAKER 400V 50KA ACC. IEC 9472, T92 2POLE, C, 10A | 64.58 | TEM | 1 | LP | 0.463 | 3
5SP92167KC47 | CIRCUIT BREAKER 400V 50KA ACC. IEC 9472, T92 2POLE, C, 16A | 66.34 | TEM | 1 | LP | 0.47 | 3
5SP92327KC47 | CIRCUIT BREAKER 400V 50KA ACC. IEC 9472, T92 2POLE, C, 32A | 73.8 | TEM | 1 | LP | 0.472 | 3
5SP93167KC47 | CIRCUIT BREAKER 400V 50KA ACC. IEC 9472, T92 3POLE, C, 16A | 100.71 | TEM | 1 | LP | 0.708 | 2
5SP93207KC47 | CIRCUIT BREAKER 400V 50KA ACC. IEC 9472, T92 3POLE, C, 20A | 100.71 | TEM | 1 | LP | 0.705 | 2
5SP93257KC47 | CIRCUIT BREAKER 400V 50KA ACC. IEC 9472, T92 3POLE, C, 25A | 118.3 | TEM | 1 | LP | 0.708 | 2
5SP93327KC47 | CIRCUIT BREAKER 400V 50KA ACC. IEC 9472, T92 3POLE, C, 32A | 118.3 | TEM | 1 | LP | 0.709 | 2
5SP93407KC47 | CIRCUIT BREAKER 400V 50KA ACC. IEC 9472, T92 3POLE, C, 40A | 126.68 | TEM | 1 | LP | 0.709 | 2
5SP93507KC47 | CIRCUIT BREAKER 400V 50KA ACC. IEC 9472, T92 3POLE, C, 50A | 143.87 | TEM | 1 | LP | 0.711 | 2
5SP93637KC47 | CIRCUIT BREAKER 400V 50KA ACC. IEC 9472, T92 3POLE, C, 63A | 162.91 | TEM | 1 | LP | 0.71 | 2
5SY71017 | CIRCUIT BREAKER 230/400V 15KA, 1POLE, C, 1A, D=70MM | 13.46 | TEM | 1 | LP | 0.164 | 1
5SY71027 | CIRCUIT BREAKER 230/400V 15KA, 1POLE, C, 2A, D=70MM | 13.46 | TEM | 1 | LP | 0.166 | 1
5SY71047 | CIRCUIT BREAKER 230/400V 15KA, 1POLE, C, 4A, D=70MM | 13.46 | TEM | 1 | LP | 0.166 | 1
5SY71057 | CIRCUIT BREAKER 230/400V 15KA, 1POLE, C, 0.5A, D=70MM | 13.46 | TEM | 1 | LP | 0.167 | 1
5SY71067 | CIRCUIT BREAKER 230/400V 15KA, 1POLE, C, 6A, D=70MM | 13.46 | TEM | 1 | LP | 0.164 | 1
5SY71087 | CIRCUIT BREAKER 230/400V 15KA, 1POLE, C, 8A, D=70MM | 13.46 | TEM | 1 | LP | 0.159 | 1
5SY71107 | CIRCUIT BREAKER 230/400V 15KA, 1POLE, C, 10A, D=70MM | 11.18 | TEM | 1 | LP | 0.164 | 1
5SY71167 | CIRCUIT BREAKER 230/400V 15KA, 1POLE, C, 16A, D=70MM | 11.18 | TEM | 1 | LP | 0.158 | 1
5SY71207 | CIRCUIT BREAKER 230/400V 15KA, 1POLE, C, 20A, D=70MM | 11.18 | TEM | 1 | LP | 0.162 | 1
5SY71257 | CIRCUIT BREAKER 230/400V 15KA, 1POLE, C, 25A, D=70MM | 11.18 | TEM | 1 | LP | 0.163 | 1
5SY71327 | CIRCUIT BREAKER 230/400V 15KA, 1POLE, C, 32A, D=70MM | 13.46 | TEM | 1 | LP | 0.163 | 1
5SY71507 | CIRCUIT BREAKER 230/400V 15KA, 1POLE, C, 50A, D=70MM | 20.18 | TEM | 1 | LP | 0.17 | 1
5SY71637 | CIRCUIT BREAKER 230/400V 15KA, 1POLE, C, 63A, D=70MM | 23.6 | TEM | 1 | LP | 0.171 | 1
5SY72017 | CIRCUIT BREAKER 400V 15KA, 2POLE, C, 1A, D=70MM | 37.47 | TEM | 1 | LP | 0.318 | 1
5SY72027 | CIRCUIT BREAKER 400V 15KA, 2POLE, C, 2A, D=70MM | 37.47 | TEM | 1 | LP | 0.33 | 1
5SY72047 | CIRCUIT BREAKER 400V 15KA, 2POLE, C, 4A, D=70MM | 37.47 | TEM | 1 | LP | 0.319 | 1
5SY72067 | CIRCUIT BREAKER 400V 15KA, 2POLE, C, 6A, D=70MM | 37.47 | TEM | 1 | LP | 0.316 | 1
5SY72107 | CIRCUIT BREAKER 400V 15KA, 2POLE, C, 10A, D=70MM | 31.36 | TEM | 1 | LP | 0.317 | 1
5SY72167 | CIRCUIT BREAKER 400V 15KA, 2POLE, C, 16A, D=70MM | 31.36 | TEM | 1 | LP | 0.315 | 1
5SY72207 | CIRCUIT BREAKER 400V 15KA, 2POLE, C, 20A, D=70MM | 31.36 | TEM | 1 | LP | 0.322 | 1
5SY72257 | CIRCUIT BREAKER 400V 15KA, 2POLE, C, 25A, D=70MM | 31.36 | TEM | 1 | LP | 0.316 | 1
5SY72327 | CIRCUIT BREAKER 400V 15KA, 2POLE, C, 32A, D=70MM | 37.47 | TEM | 1 | LP | 0.317 | 1
5SY72637 | CIRCUIT BREAKER 400V 15KA, 2POLE, C, 63A, D=70MM | 66.45 | TEM | 1 | LP | 0.339 | 1
5SY73047 | CIRCUIT BREAKER 400V 15KA, 3POLE, C, 4A, D=70MM | 53.92 | TEM | 1 | LP | 0.471 | 1
5SY73067 | CIRCUIT BREAKER 400V 15KA, 3POLE, C, 6A, D=70MM | 53.92 | TEM | 1 | LP | 0.461 | 1
5SY73107 | CIRCUIT BREAKER 400V 15KA, 3POLE, C, 10A, D=70MM | 44.4 | TEM | 1 | LP | 0.458 | 1
5SY73167 | CIRCUIT BREAKER 400V 15KA, 3POLE, C, 16A, D=70MM | 44.4 | TEM | 1 | LP | 0.457 | 1
5SY73207 | CIRCUIT BREAKER 400V 15KA, 3POLE, C, 20A, D=70MM | 44.4 | TEM | 1 | LP | 0.472 | 1
5SY73257 | CIRCUIT BREAKER 400V 15KA, 3POLE, C, 25A, D=70MM | 44.4 | TEM | 1 | LP | 0.469 | 1
5SY73327 | CIRCUIT BREAKER 400V 15KA, 3POLE, C, 32A, D=70MM | 53.92 | TEM | 1 | LP | 0.47 | 1
5SY73407 | CIRCUIT BREAKER 400V 15KA, 3POLE, C, 40A, D=70MM | 67.38 | TEM | 1 | LP | 0.47 | 1
5SY73507 | CIRCUIT BREAKER 400V 15KA, 3POLE, C, 50A, D=70MM | 80.73 | TEM | 1 | LP | 0.487 | 1
5SY73637 | CIRCUIT BREAKER 400V 15KA, 3POLE, C, 63A, D=70MM | 94.08 | TEM | 1 | LP | 0.505 | 1
5SY74047 | CIRCUIT BREAKER 400V 15KA, 4POLE, C, 4A, D=70MM | 75.66 | TEM | 1 | LP | 0.617 | 1
5SY74067 | CIRCUIT BREAKER 400V 15KA, 4POLE, C, 6A, D=70MM | 75.66 | TEM | 1 | LP | 0.606 | 1
5SY74107 | CIRCUIT BREAKER 400V 15KA, 4POLE, C, 10A, D=70MM | 63.14 | TEM | 1 | LP | 0.608 | 1
5SY74167 | CIRCUIT BREAKER 400V 15KA, 4POLE, C, 16A, D=70MM | 63.14 | TEM | 1 | LP | 0.615 | 1
5SY74207 | CIRCUIT BREAKER 400V 15KA, 4POLE, C, 20A, D=70MM | 63.14 | TEM | 1 | LP | 0.623 | 1
5SY74257 | CIRCUIT BREAKER 400V 15KA, 4POLE, C, 25A, D=70MM | 63.14 | TEM | 1 | LP | 0.623 | 1
5SY74327 | CIRCUIT BREAKER 400V 15KA, 4POLE, C, 32A, D=70MM | 75.66 | TEM | 1 | LP | 0.625 | 1
5SY74407 | CIRCUIT BREAKER 400V 15KA, 4POLE, C, 40A, D=70MM | 94.08 | TEM | 1 | LP | 0.624 | 1
5SY74637 | CIRCUIT BREAKER 400V 15KA, 4POLE, C, 63A, D=70MM | 132.17 | TEM | 1 | LP | 0.667 | 1
5SY75167 | CIRCUIT BREAKER 230V 15KA, 1+NPOLE, C, 16A, D=70MM | 21.22 | TEM | 1 | LP | 0.307 | 1
5SY75207 | CIRCUIT BREAKER 230V 15KA, 1+NPOLE, C, 20A, D=70MM | 21.22 | TEM | 1 | LP | 0.323 | 1
5SY76407 | CIRCUIT BREAKER 400V 15KA, 3+NPOLE, C, 40A, D=70MM | 84.04 | TEM | 1 | LP | 0.623 | 1
5SY81027 | CIRCUIT BREAKER 230/400V 25KA, 1POLE, C, 2A, D=70MM | 17.39 | TEM | 1 | LP | 0.166 | 1
5SY81047 | CIRCUIT BREAKER 230/400V 25KA, 1POLE, C, 4A, D=70MM | 17.39 | TEM | 1 | LP | 0.161 | 1
5SY81067 | CIRCUIT BREAKER 230/400V 25KA, 1POLE, C, 6A, D=70MM | 17.39 | TEM | 1 | LP | 0.158 | 1
5SY81107 | CIRCUIT BREAKER 230/400V 25KA, 1POLE, C, 10A, D=70MM | 14.59 | TEM | 1 | LP | 0.159 | 1
5SY81167 | CIRCUIT BREAKER 230/400V 25KA, 1POLE, C, 16A, D=70MM | 14.59 | TEM | 1 | LP | 0.159 | 1
5SY81207 | CIRCUIT BREAKER 230/400V 25KA, 1POLE, C, 20A, D=70MM | 14.59 | TEM | 1 | LP | 0.161 | 1
5SY81257 | CIRCUIT BREAKER 230/400V 25KA, 1POLE, C, 25A, D=70MM | 14.59 | TEM | 1 | LP | 0.162 | 1
5SY81327 | CIRCUIT BREAKER 230/400V 25KA, 1POLE, C, 32A, D=70MM | 17.39 | TEM | 1 | LP | 0.161 | 1
5SY82067 | CIRCUIT BREAKER 400V 25KA, 2POLE, C, 6A, D=70MM | 48.65 | TEM | 1 | LP | 0.308 | 1
5SY82107 | CIRCUIT BREAKER 400V 25KA, 2POLE, C, 10A, D=70MM | 40.68 | TEM | 1 | LP | 0.31 | 1
5SY82167 | CIRCUIT BREAKER 400V 25KA, 2POLE, C, 16A, D=70MM | 40.68 | TEM | 1 | LP | 0.309 | 1
5SY82407 | CIRCUIT BREAKER 400V 25KA, 2POLE, C, 40A, D=70MM | 60.75 | TEM | 1 | LP | 0.32 | 1
5SY82637 | CIRCUIT BREAKER 400V 25KA, 2POLE, C, 63A, D=70MM | 85.08 | TEM | 1 | LP | 0.353 | 1
5SY83047 | CIRCUIT BREAKER 400V 25KA, 3POLE, C, 4A, D=70MM | 70.17 | TEM | 1 | LP | 0.462 | 1
5SY83067 | CIRCUIT BREAKER 400V 25KA, 3POLE, C, 6A, D=70MM | 70.17 | TEM | 1 | LP | 0.465 | 1
5SY83107 | CIRCUIT BREAKER 400V 25KA, 3POLE, C, 10A, D=70MM | 58.17 | TEM | 1 | LP | 0.463 | 1
5SY83167 | CIRCUIT BREAKER 400V 25KA, 3POLE, C, 16A, D=70MM | 58.17 | TEM | 1 | LP | 0.465 | 1
5SY83207 | CIRCUIT BREAKER 400V 25KA, 3POLE, C, 20A, D=70MM | 58.17 | TEM | 1 | LP | 0.468 | 1
5SY83257 | CIRCUIT BREAKER 400V 25KA, 3POLE, C, 25A, D=70MM | 58.17 | TEM | 1 | LP | 0.47 | 1
5SY83327 | CIRCUIT BREAKER 400V 25KA, 3POLE, C, 32A, D=70MM | 70.17 | TEM | 1 | LP | 0.477 | 1
5SY83407 | CIRCUIT BREAKER 400V 25KA, 3POLE, C, 40A, D=70MM | 87.46 | TEM | 1 | LP | 0.469 | 1
5SY83637 | CIRCUIT BREAKER 400V 25KA, 3POLE, C, 63A, D=70MM | 121.92 | TEM | 1 | LP | 0.514 | 1
5SY84327 | CIRCUIT BREAKER 400V 25KA, 4POLE, C, 32A, D=70MM | 96.98 | TEM | 1 | LP | 0.622 | 1
5SY84407 | CIRCUIT BREAKER 400V 25KA, 4POLE, C, 40A, D=70MM | 121.92 | TEM | 1 | LP | 0.624 | 1
5SY84637 | CIRCUIT BREAKER 400V 25KA, 4POLE, C, 63A, D=70MM | 170.57 | TEM | 1 | LP | 0.682 | 1
5SY85067 | CIRCUIT BREAKER 230V 25KA, 1+NPOLE, C, 6A, D=70M | 33.02 | TEM | 1 | LP | 0.308 | 1
5SY85107 | CIRCUIT BREAKER 230V 25KA, 1+NPOLE, C, 10A, D=70M | 27.63 | TEM | 1 | LP | 0.309 | 1
5SY85167 | CIRCUIT BREAKER 230V 25KA, 1+NPOLE, C, 16A, D=70M | 27.63 | TEM | 1 | LP | 0.312 | 1
5SY86107 | CIRCUIT BREAKER 400V 25KA, 3+NPOLE, C, 10A, D=70M | 72.55 | TEM | 1 | LP | 0.607 | 1
5SY86167 | CIRCUIT BREAKER 400V 25KA, 3+NPOLE, C, 16A, D=70M | 72.55 | TEM | 1 | LP | 0.608 | 1
5SY86407 | CIRCUIT BREAKER 400V 25KA, 3+NPOLE, C, 40A, D=70M | 108.99 | TEM | 1 | LP | 0.62 | 1
5SY72028 | CIRCUIT BREAKER 400V 15KA, 2POLE, D, 2A, D=70MM | 81.1 | TEM | 1 | LP | 0.318 | 1
5SY72068 | CIRCUIT BREAKER 400V 15KA, 2POLE, D, 6A, D=70MM | 81.1 | TEM | 1 | LP | 0.313 | 1
5SY72168 | CIRCUIT BREAKER 400V 15KA, 2POLE, D, 16A, D=70MM | 67.8 | TEM | 1 | LP | 0.304 | 1
5SY72208 | CIRCUIT BREAKER 400V 15KA, 2POLE, D, 20A, D=70MM | 67.8 | TEM | 1 | LP | 0.316 | 1
5SY73168 | CIRCUIT BREAKER 400V 15KA, 3POLE, D, 16A, D=70MM | 97.5 | TEM | 1 | LP | 0.451 | 1
5SY73508 | CIRCUIT BREAKER 400V 15KA, 3POLE, D, 50A, D=70MM | 174.6 | TEM | 1 | LP | 0.484 | 1
5SY82028 | CIRCUIT BREAKER 400V 25KA, 2POLE, D, 2A, D=70MM | 89.7 | TEM | 1 | LP | 0.318 | 1
5SY84638 | CIRCUIT BREAKER 400V 25KA, 4POLE, D, 63A, D=70MM | 312.8 | TEM | 1 | LP | 0.658 | 1
5SY72028 | CIRCUIT BREAKER 400V 15KA, 2POLE, D, 2A, D=70MM | 81.1 | TEM | 1 | LP | 0.318 | 1
5SY72068 | CIRCUIT BREAKER 400V 15KA, 2POLE, D, 6A, D=70MM | 81.1 | TEM | 1 | LP | 0.313 | 1
5SY72168 | CIRCUIT BREAKER 400V 15KA, 2POLE, D, 16A, D=70MM | 67.8 | TEM | 1 | LP | 0.304 | 1
5SY72208 | CIRCUIT BREAKER 400V 15KA, 2POLE, D, 20A, D=70MM | 67.8 | TEM | 1 | LP | 0.316 | 1
5SY73168 | CIRCUIT BREAKER 400V 15KA, 3POLE, D, 16A, D=70MM | 97.5 | TEM | 1 | LP | 0.451 | 1
5SY73508 | CIRCUIT BREAKER 400V 15KA, 3POLE, D, 50A, D=70MM | 174.6 | TEM | 1 | LP | 0.484 | 1
5SY82028 | CIRCUIT BREAKER 400V 25KA, 2POLE, D, 2A, D=70MM | 89.7 | TEM | 1 | LP | 0.318 | 1
5SY84638 | CIRCUIT BREAKER 400V 25KA, 4POLE, D, 63A, D=70MM | 312.8 | TEM | 1 | LP | 0.658 | 1
5TT3170 | NTYPE FUSE MONITOR 3AC 380 TO 415V | 95.32 | TEM | 1 | LP | 0.153 | 1
5TT3171 | ISOLATING RELAY, NTYPE AC 230V 50HZ | 153.18 | TEM | 1 | LP | 0.081 | 1
5TT3195 | VOLTAGE RELAY, NTYPE AC 230/400V 2CO 0,9/1,3 ASYMMETRY | 188.06 | TEM | 1 | LP | 0.127 | 1
5TT3400 | VOLTAGE RELAY, NTYPE AC 230/400V 1CO 0.7/0.9 | 106.92 | TEM | 1 | LP | 0.077 | 1
5TT3401 | VOLTAGE RELAY, NTYPE AC 230/400V 1CO 0.85/0.95 | 106.92 | TEM | 1 | LP | 0.077 | 1
5TT3402 | VOLTAGE RELAY, NTYPE AC 230/400V 2CO 0.7/0.9 | 134.76 | TEM | 1 | LP | 0.124 | 1
5TT3404 | VOLTAGE RELAY, NTYPE AC 230/400V 2CO 0.7/0.9 ASYMMETRY | 215.59 | TEM | 1 | LP | 0.127 | 1
5TT3407 | VOLTAGE RELAY, NTYPE AC 230/400V 2CO SHORTTIME 20MS | 237.95 | TEM | 1 | LP | 0.131 | 1
5TT3408 | VOLTAGE RELAY, NTYPE AC 230/400V 2CO 0.9/1.3+0.7/1.1 | 237.95 | TEM | 1 | LP | 0.132 | 1
5TT3410 | NCONDUCT. MONITOR,NTYPE | 237.95 | TEM | 1 | LP | 0.122 | 1
5TT3421 | PHASE MONITOR, NTYPE AC230V 4A | 71.73 | TEM | 1 | LP | 0.077 | 1
5TT3423 | PHASE SEQUENCE MONITOR, NTYPE AC 230V 4A | 75.24 | TEM | 1 | LP | 0.078 | 1
5TT3435 | NTYPE LEVEL RELAY AC 230V 4A MIN/MAX | 171.91 | TEM | 1 | LP | 0.182 | 1
5TT6111 | CURRENT RELAY,NTYPE AC 230V 10A 1PHASE, BELOW | 103.91 | TEM | 1 | LP | 0.082 | 1
5TT6112 | CURRENT RELAY,NTYPE AC 230V 10A 1PHASE, ABOVE | 103.91 | TEM | 1 | LP | 0.081 | 1
5TT6115 | CURRENT RELAY,NTYPE AC 230V 1/5/10/15A 1PHASE, ABOVE/BELOW | 250.16 | TEM | 1 | LP | 0.146 | 1
7LQ3354 | INSULATION MONITOR T55 FOR MEDICALLY USED ROOMS AC 230V 50/60HZ | 1005.19 | TEM | 1 | LP | 0.44 | 1
7LQ3357 | TEST AND SIGNALLING TABLEAU FOR SWITCH MODULES HOSPITAL AC/DC 24V 50/60HZ, FLUSH MOUNTING | 612.41 | TEM | 1 | LP | 0.222 | 1
7LQ3358 | MEAS. CURRENT TRANSFORMER FOR INSULATION MONITOR 50/5A, 1,5 VA, CLASS 1 AC 230V 50/60HZ | 65 | TEM | 1 | LP | 0.425 | 1
5TT3408 | VOLTAGE RELAY, NTYPE AC 230/400V 2CO 0.9/1.3+0.7/1.1 | 237.95 | TEM | 1 | LP | 0.132 | 1
5TT3170 | NTYPE FUSE MONITOR 3AC 380 TO 415V | 95.32 | TEM | 1 | LP | 0.153 | 1
5TT3171 | ISOLATING RELAY, NTYPE AC 230V 50HZ | 153.18 | TEM | 1 | LP | 0.081 | 1
5TT3195 | VOLTAGE RELAY, NTYPE AC 230/400V 2CO 0,9/1,3 ASYMMETRY | 188.06 | TEM | 1 | LP | 0.127 | 1
5TT3400 | VOLTAGE RELAY, NTYPE AC 230/400V 1CO 0.7/0.9 | 106.92 | TEM | 1 | LP | 0.077 | 1
5TT3401 | VOLTAGE RELAY, NTYPE AC 230/400V 1CO 0.85/0.95 | 106.92 | TEM | 1 | LP | 0.077 | 1
5TT3402 | VOLTAGE RELAY, NTYPE AC 230/400V 2CO 0.7/0.9 | 134.76 | TEM | 1 | LP | 0.124 | 1
5TT3404 | VOLTAGE RELAY, NTYPE AC 230/400V 2CO 0.7/0.9 ASYMMETRY | 215.59 | TEM | 1 | LP | 0.127 | 1
5TT3407 | VOLTAGE RELAY, NTYPE AC 230/400V 2CO SHORTTIME 20MS | 237.95 | TEM | 1 | LP | 0.131 | 1
5TT3408 | VOLTAGE RELAY, NTYPE AC 230/400V 2CO 0.9/1.3+0.7/1.1 | 237.95 | TEM | 1 | LP | 0.132 | 1
5TT3410 | NCONDUCT. MONITOR,NTYPE | 237.95 | TEM | 1 | LP | 0.122 | 1
5TT3421 | PHASE MONITOR, NTYPE AC230V 4A | 71.73 | TEM | 1 | LP | 0.077 | 1
5TT3423 | PHASE SEQUENCE MONITOR, NTYPE AC 230V 4A | 75.24 | TEM | 1 | LP | 0.078 | 1
5TT3435 | NTYPE LEVEL RELAY AC 230V 4A MIN/MAX | 171.91 | TEM | 1 | LP | 0.182 | 1
5TT6111 | CURRENT RELAY,NTYPE AC 230V 10A 1PHASE, BELOW | 103.91 | TEM | 1 | LP | 0.082 | 1
5TT6112 | CURRENT RELAY,NTYPE AC 230V 10A 1PHASE, ABOVE | 103.91 | TEM | 1 | LP | 0.081 | 1
5TT6115 | CURRENT RELAY,NTYPE AC 230V 1/5/10/15A 1PHASE, ABOVE/BELOW | 250.16 | TEM | 1 | LP | 0.146 | 1
7LQ3354 | INSULATION MONITOR T55 FOR MEDICALLY USED ROOMS AC 230V 50/60HZ | 1005.19 | TEM | 1 | LP | 0.44 | 1
7LQ3357 | TEST AND SIGNALLING TABLEAU FOR SWITCH MODULES HOSPITAL AC/DC 24V 50/60HZ, FLUSH MOUNTING | 612.41 | TEM | 1 | LP | 0.222 | 1
7LQ3358 | MEAS. CURRENT TRANSFORMER FOR INSULATION MONITOR 50/5A, 1,5 VA, CLASS 1 AC 230V 50/60HZ | 65 | TEM | 1 | LP | 0.425 | 1
4AC2402 | POWER SUPPLY FOR CONSTANT LOAD PRIM 85..265V AC, 85..300V DC SEC 24V DC + 5% MOUNTING WIDTH 2WU (WIDTH UNIT) SHORT CIRCUIT AND OVERLOAD PROTECTION | 113.1 | TEM | 1 | LP | 0.096 | 1
4AC37240 | SAFETY TRANSFORMER, 24VA PRIM 230V AC,50HZ, SEK 8V,12V AC WITH PTC PROT.,3MW | #N/A | TEM | 1 | LP | 0.622 | 1
4AC37400 | SAFETY TRANSFORMER, 40VA PRIM 230V AC,50HZ, SEK 2X12V / 24V AC WITH PTC PROT.,5MW | 72.1 | TEM | 1 | LP | 1.185 | 1
4AC37401 | SAFETY TRANSFORMER, 40VA PRIM 230V AC,50HZ, SEK 12V,16V,24V,32V AC WITH PTC PROT.,5MW | 58.1 | TEM | 1 | LP | 1.214 | 1
4AC37630 | SAFETY TRANSFORMER, 63VA PRIM 230V AC,50HZ, SEK 2X12V / 24V AC WITH PTC PROT.,5MW | 86.7 | TEM | 1 | LP | 1.306 | 1
5TT41010 | REMOTE SWITCH WITH 1 NO CONTACT FOR AC 230V 16A CONTROL AC 230V | 19.9 | TEM | 1 | LP | 0.124 | 1
5TT41011 | REMOTE SWITCH WITH 1 NO CONTACT FOR AC 230V 16A CONTROL AC 115V | 20.4 | TEM | 1 | LP | 0.138 | 1
5TT41012 | REMOTE SWITCH WITH 1 NO CONTACT FOR AC 230V 16A CONTROL AC 24V | 21.1 | TEM | 1 | LP | 0.133 | 1
5TT41013 | REMOTE SWITCH WITH 1 NO CONTACT FOR AC 230V 16A CONTROL AC 12V | 21.5 | TEM | 1 | LP | 0.135 | 1
5TT41020 | REMOTE SWITCH WITH 2 NO CONTACT FOR AC 230, 400V 16A CONTROL AC 230V | 22.6 | TEM | 1 | LP | 0.144 | 1
5TT41022 | REMOTE SWITCH WITH 2 NO CONTACT FOR AC 230, 400V 16A CONTROL AC 24V | 23.1 | TEM | 1 | LP | 0.143 | 1
5TT41023 | REMOTE SWITCH WITH 2 NO CONTACT FOR AC 230, 400V 16A CONTROL AC 12V | 23.5 | TEM | 1 | LP | 0.148 | 1
5TT41030 | REMOTE SWITCH WITH 3 NO CONTACT FOR AC 230, 400V 16A CONTROL AC 230V | 32.2 | TEM | 1 | LP | 0.197 | 1
5TT41040 | REMOTE SWITCH WITH 4 NO CONTACT FOR AC 230, 400V 16A CONTROL AC 230V | 49.6 | TEM | 1 | LP | 0.208 | 1
5TT41050 | REMOTE SWITCH WITH 1 NO AND 1 NC CONTACT FOR AC 230, 400V 16A CONTROL AC 230V | 24.9 | TEM | 1 | LP | 0.143 | 1
5TT41052 | REMOTE SWITCH WITH 1 NO AND 1 NC CONTACT FOR AC 230, 400V 16A CONTROL AC 24V | 27.2 | TEM | 1 | LP | 0.141 | 1
5TT41153 | REMOTE SWITCH WITH 1 NO AND 1 NC CONTACT FOR AC 230, 400V 16A CONTROL DC 12V | 38.9 | TEM | 1 | LP | 0.149 | 1
5TT41210 | REMOTE SWITCH WITH 1NO WITH CENTRAL ONOFF FUNCTION CONTACT FOR AC 230,400V 16A CONTROL AC 230V | 38.6 | TEM | 1 | LP | 0.155 | 1
5TT41220 | REMOTE SWITCH WITH 2 NO WITH CENTRAL ONOFFFUNCTION CONTACT FOR AC 230, 400V 16A CONTROL AC 230V | 55.7 | TEM | 1 | LP | 0.166 | 1
5TT41250 | REMOTE SWITCH WITH 1 NO AND 1 NC WITH CENTRAL ONOFFFUNCTION CONTACT FOR AC 230, 400V 16A CONTROL AC 230V | 45.9 | TEM | 1 | LP | 0.165 | 1
5TT41320 | REMOTE SWITCH WITH 2 NO WITH SERIES CIRCUIT CONTACT FOR AC 230, 400V 16A CONTROL AC 230V | 30.9 | TEM | 1 | LP | 0.143 | 1
5TT41323 | REMOTE SWITCH 2 NO CONTACTS SERIE CONTACT FOR AC 230,400V 16A ACTIVATION AC 12V | 39 | TEM | 1 | LP | 0.145 | 1
5TT41420 | REMOTE SWITCH WITH 2 NO WITH JALOUSIE CONTROL CONTACT FOR AC 230, 400V 16A CONTROL AC 230V | 30.9 | TEM | 1 | LP | 0.143 | 1
5TT41422 | REMOTE SWITCH WITH 2 NO WITH JALOUSIE CONTROL CONTACT FOR AC 230, 400V 16A CONTROL AC 24V | 40.8 | TEM | 1 | LP | 0.146 | 1
5TT42010 | RELAY, NTYPE WITH 1 NO CONTACT FOR AC 230V 16A CONTROL AC 230V | 30.9 | TEM | 1 | LP | 0.114 | 1
5TT42012 | RELAY, NTYPE WITH 1 NO CONTACT FOR AC 230V 16A CONTROL AC 24V | 37.2 | TEM | 1 | LP | 0.13 | 1
5TT42020 | RELAY, NTYPE WITH 2 NO CONTACT FOR AC 230V 16A CONTROL AC 230V | 40.9 | TEM | 1 | LP | 0.134 | 1
5TT42023 | RELAY, NTYPE WITH 2 NO CONTACT FOR AC 230V 16A CONTROL AC 12V | 41 | TEM | 1 | LP | 0.137 | 1
5TT42040 | RELAY, NTYPE WITH 4 NO CONTACT FOR AC 230V 16A CONTROL AC 230V | 59.5 | TEM | 1 | LP | 0.251 | 1
5TT42043 | RELAY, NTYPE WITH 4 NO CONTACT FOR AC 230V 16A CONTROL AC 12V | 59.6 | TEM | 1 | LP | 0.25 | 1
5TT42050 | RELAY, NTYPE WITH 1 NO AND 1NC CONTACT FOR AC 230V 16A CONTROL AC 230V | 40.8 | TEM | 1 | LP | 0.133 | 1
5TT42070 | RELAY,NTYPE W 2 CHANGEOV.CONT. CONTACT FOR AC 230V 16A CONTROL AC 230V | 49.6 | TEM | 1 | LP | 0.141 | 1
5TT42172 | RELAY,NTYPE W 2 CHANGEOV.CONT. CONTACT FOR AC 230, 400V 16A CONTROL DC 24V | 50.5 | TEM | 1 | LP | 0.149 | 1
5TT42173 | RELAY,NTYPE W 2 CHANGEOV.CONT. CONTACT FOR AC 230, 400V 16A CONTROL DC 12V | 50.6 | TEM | 1 | LP | 0.151 | 1
5TT50000 | INSTA CONTACTOR WITH 2 NO CONTACTS CONTACT FOR AC 230, 400V 20A ACTIVATION AC230V DC220V | 23.3 | TEM | 1 | LP | 0.144 | 1
5TT50002 | INSTA CONTACTOR WITH 2 NO CONTACTS CONTACT FOR AC 230, 400V 20A ACTIVATION ACDC24V | 28.4 | TEM | 1 | LP | 0.144 | 1
5TT50006 | INSTA CONTACTOR 0/1 AUTOMATIC WITH 2 NO CONTACTS CONTACT FOR AC 230, 400V 20A ACTIVATION AC230V DC220V | 25.4 | TEM | 1 | LP | 0.14 | 1
5TT50010 | INSTA CONTACTOR WITH 1 NO CONT. AND 1 NC CONT. CONTACT FOR AC 230, 400V 20A ACTIVATION AC230V DC220V | 25.1 | TEM | 1 | LP | 0.146 | 1
5TT50012 | INSTA CONTACTOR WITH 1 NO CONT. AND 1 NC CONT. CONTACT FOR AC 230, 400V 20A ACTIVATION ACDC24V | 31.2 | TEM | 1 | LP | 0.142 | 1
5TT50020 | INSTA CONTACTOR WITH 2 NC CONTACTS CONTACT FOR AC 230, 400V 20A ACTIVATION AC230V DC220V | 27.7 | TEM | 1 | LP | 0.145 | 1
5TT50300 | INSTA CONTACTOR WITH 4 NO CONTACTS CONTACT FOR AC 230, 400V 25A ACTIVATION AC230V DC220V | 28.8 | TEM | 1 | LP | 0.284 | 1
5TT50301 | INSTA CONTACTOR WITH 4 NO CONTACTS CONTACT FOR AC 230, 400V 25A ACTIVATION AC115V DC110V | 33.5 | TEM | 1 | LP | 0.28 | 1
5TT50302 | INSTA CONTACTOR WITH 4 NO CONTACTS CONTACT FOR AC 230, 400V 25A ACTIVATION ACDC24V | 33.5 | TEM | 1 | LP | 0.281 | 1
5TT50310 | INSTA CONTACTOR WITH 3 NO CONT. AND 1 NC CONT. CONTACT FOR AC 230, 400V 25A ACTIVATION AC230V DC220V | 36.5 | TEM | 1 | LP | 0.286 | 1
5TT50400 | INSTA CONTACTOR WITH 4 NO CONTACTS CONTACT FOR AC 230, 400V 40A ACTIVATION AC230V DC220V | 73.8 | TEM | 1 | LP | 0.461 | 1
5TT50420 | INSTA CONTACTOR WITH 2 NO CONT. AND 2 NC CONT. CONTACT FOR AC 230, 400V 40A ACTIVATION AC230V DC220V | 78.8 | TEM | 1 | LP | 0.459 | 1
5TT50422 | INSTA CONTACTOR WITH 2 NO CONT. AND 2 NC CONT. CONTACT FOR AC 230, 400V 40A ACTIVATION ACDC24V | 78.7 | TEM | 1 | LP | 0.46 | 1
5TT50430 | INSTA CONTACTOR WITH 4 NC CONTACTS CONTACT FOR AC 230, 400V 40A ACTIVIATION AC230V DC220V | 87.6 | TEM | 1 | LP | 0.466 | 1
5TT50432 | INSTA CONTACTOR WITH 4 NC CONTACTS CONTACT FOR AC 230, 400V 40A ACTIVIATION ACDC24V | 87.6 | TEM | 1 | LP | 0.461 | 1
5TT50502 | INSTA CONTACTOR WITH 4 NO CONTACTS CONTACT FOR AC 230, 400V 63A ACTIVATION ACDC24V | 90.5 | TEM | 1 | LP | 0.436 | 1
5TT50520 | INSTA CONTACTOR WITH 2 NO CONT. AND 2 NC CONT. CONTACT FOR AC 230, 400V 63A ACTIVATION AC230V DC220V | 113.9 | TEM | 1 | LP | 0.457 | 1
5TT50522 | INSTA CONTACTOR WITH 2 NO CONT. AND 2 NC CONT. CONTACT FOR AC 230, 400V 63A ACTIVATION ACDC24V | 119.3 | TEM | 1 | LP | 0.437 | 1
5TT58000 | INSTA CONTACTOR WITH 2 MAKE CONTACTS CONTACT FOR 230, 400 V AC, 20 A TRIGGERING 230 V AC | 23.1 | TEM | 1 | LP | 0.138 | 1
5TT58002 | INSTA CONTACTOR WITH 2 MAKE CONTACTS CONTACT FOR 230, 400 V AC, 20 A TRIGGERING 24 V AC | 24.9 | TEM | 1 | LP | 0.142 | 1
5TT58006 | INSTA CONTACTOR 0/1 AUTOMATIC WITH 2 MAKE CONTACTS CONTACT FOR 230, 400 V AC, 20 A TRIGGERING 230 V AC | 24.1 | TEM | 1 | LP | 0.137 | 1
5TT58008 | INSTA CONTACTOR 0/1 AUTOMATIC WITH 2 MAKE CONTACTS CONTACT FOR 230, 400 V AC, 20 A TRIGGERING 24 V AC | 24.8 | TEM | 1 | LP | 0.143 | 1
5TT58010 | INSTA CONTACTOR WITH 1 MAKE AND 1 BREAK CONTACT CONTACT FOR 230, 400 V AC, 20 A TRIGGERING 230 V AC | 24.9 | TEM | 1 | LP | 0.134 | 1
5TT58012 | INSTA CONTACTOR WITH 1 MAKE AND 1 BREAK CONTACT CONTACT FOR 230, 400 V AC, 20 A TRIGGERING 24 V AC | 30.8 | TEM | 1 | LP | 0.138 | 1
5TT58016 | INSTA CONTACTOR 0/1 AUTOMATIC WITH 1 MAKE AND 1 BREAK CONTACT CONTACT FOR 230, 400 V AC, 20 A TRIGGERING 230 V AC | 24.8 | TEM | 1 | LP | 0.141 | 1
5TT58018 | INSTA CONTACTOR 0/1 AUTOMATIC WITH 1 MAKE AND 1 BREAK CONTACT CONTACT FOR 230, 400 V AC, 20 A TRIGGERING 24 V AC | 24.8 | TEM | 1 | LP | 0.137 | 1
5TT58020 | INSTA CONTACTOR WITH 2 BREAK CONTACTS CONTACT FOR 230, 400 V AC, 20 A TRIGGERING 230 V AC | 27.3 | TEM | 1 | LP | 0.138 | 1
5TT58022 | INSTA CONTACTOR WITH 2 BREAK CONTACTS CONTACT FOR 230, 400 V AC, 20 A TRIGGERING 24 V AC | 27.3 | TEM | 1 | LP | 0.141 | 1
5TT58200 | INSTA CONTACTOR W. 4 NO CONTACTS CONTACT F. AC 230,400V 25A CONTROL 230V FOR HIGH CAPACITIVE LOADS 150 MIKROFARAD | 51.6 | TEM | 1 | LP | 0.25 | 1
5TT58300 | INSTA CONTACTOR WITH 4 MAKE CONTACTS CONTACT FOR 230, 400 V AC, 25 A TRIGGERING 230 V AC | 28.5 | TEM | 1 | LP | 0.257 | 1
5TT58301 | INSTA CONTACTOR WITH 4 MAKE CONTACTS CONTACT FOR 230, 400 V AC, 25 A TRIGGERING 115 V AC | 33.2 | TEM | 1 | LP | 0.262 | 1
5TT58302 | INSTA CONTACTOR WITH 4 MAKE CONTACTS CONTACT FOR 230, 400 V AC, 25 A TRIGGERING 24 V AC | 33.1 | TEM | 1 | LP | 0.259 | 1
5TT58306 | INSTA CONTACTOR 0/1 AUTOMATIC WITH 4 MAKE CONTACTS CONTACT FOR 230, 400 V AC, 25 A TRIGGERING 230 V AC | 34.8 | TEM | 1 | LP | 0.253 | 1
5TT58308 | INSTA CONTACTOR 0/1 AUTOMATIC WITH 4 MAKE CONTACTS CONTACT FOR 230, 400 V AC, 25 A TRIGGERING 24 V AC | 35.9 | TEM | 1 | LP | 0.263 | 1
5TT58310 | INSTA CONTACTOR WITH 3 MAKE AND 1 BREAK CONTACT CONTACT FOR 230, 400 V AC, 25 A TRIGGERING 230 V AC | 37.1 | TEM | 1 | LP | 0.255 | 1
5TT58312 | INSTA CONTACTOR WITH 3 MAKE AND 1 BREAK CONTACT CONTACT FOR 230, 400 V AC, 25 A TRIGGERING 24 V AC | 37.8 | TEM | 1 | LP | 0.263 | 1
5TT58316 | INSTA CONTACTOR 0/1 AUTOMATIC WITH 3 MAKE AND 1 BREAK CONTACT CONTACT FOR 230, 400 V AC, 25 A TRIGGERING 230 V AC | 39.6 | TEM | 1 | LP | 0.26 | 1
5TT58320 | INSTA CONTACTOR WITH 2 MAKE A. 2 BREAK CONTACTS CONTACT FOR 230, 400 V AC, 25 A TRIGGERING 230 V AC | 37.1 | TEM | 1 | LP | 0.251 | 1
5TT58330 | INSTA CONTACTOR WITH 4 BREAK CONTACTS CONTACT FOR 230, 400 V AC, 25 A TRIGGERING 230 V AC | 41.5 | TEM | 1 | LP | 0.266 | 1
5TT58400 | INSTA CONTACTOR WITH 4 MAKE CONTACTS CONTACT FOR 230, 400 V AC, 40 A TRIGGERING 230 V AC | 73.1 | TEM | 1 | LP | 0.383 | 1
5TT58402 | INSTA CONTACTOR WITH 4 MAKE CONTACTS CONTACT FOR 230, 400 V AC, 40 A TRIGGERING 24 V AC | 74.4 | TEM | 1 | LP | 0.395 | 1
5TT58406 | INSTA CONTACTOR 0/1 AUTOMATIC WITH 4 MAKE CONTACTS CONTACT FOR 230, 400 V AC, 40 A TRIGGERING 230 V AC | 74.3 | TEM | 1 | LP | 0.388 | 1
5TT58410 | INSTA CONTACTOR WITH 3 MAKE AND 1 BREAK CONTACT CONTACT FOR 230, 400 V AC, 40 A TRIGGERING 230 V AC | 78.1 | TEM | 1 | LP | 0.383 | 1
5TT58420 | INSTA CONTACTOR WITH 2 MAKE A. 2 BREAK CONTACTS CONTACT FOR 230, 400 V AC, 40 A TRIGGERING 230 V AC | 78.1 | TEM | 1 | LP | 0.392 | 1
5TT58422 | INSTA CONTACTOR WITH 2 MAKE A. 2 BREAK CONTACTS CONTACT FOR 230, 400 V AC, 40 A TRIGGERING 24 V AC | 78 | TEM | 1 | LP | 0.395 | 1
5TT58430 | INSTA CONTACTOR WITH 4 BREAK CONTACTS CONTACT FOR 230, 400 V AC, 40 A TRIGGERING 230 V AC | 86.8 | TEM | 1 | LP | 0.395 | 1
5TT58500 | INSTA CONTACTOR WITH 4 MAKE CONTACTS CONTACT FOR 230, 400 V AC, 63 A TRIGGERING 230 V AC | 89.1 | TEM | 1 | LP | 0.378 | 1
5TT58506 | INSTA CONTACTOR 0/1 AUTOMATIC WITH 4 MAKE CONTACTS CONTACT FOR 230, 400 V AC, 63 A TRIGGERING 230 V AC | 90.4 | TEM | 1 | LP | 0.387 | 1
5TT58510 | INSTA CONTACTOR WITH 3 MAKE AND 1 BREAK CONTACT CONTACT FOR 230, 400 V AC, 63 A TRIGGERING 230 V AC | 98.6 | TEM | 1 | LP | 0.39 | 1
5TT58520 | INSTA CONTACTOR WITH 2 MAKE A. 2 BREAK CONTACTS CONTACT FOR 230, 400 V AC, 63 A TRIGGERING 230 V AC | 112.2 | TEM | 1 | LP | 0.397 | 1
5TT58530 | INSTA CONTACTOR WITH 4 BREAK CONTACTS CONTACT FOR 230, 400 V AC, 63 A TRIGGERING 230 V AC | 135.6 | TEM | 1 | LP | 0.394 | 1
5TT59100 | CONTROL SWITCH WITH 2 MAKE CONTACTS FOR AC 230V/400V FOR 5TT58 AND 5TT50 | 20.5 | TEM | 1 | LP | 0.044 | 1
5TT59101 | CONTROL SWITCH WITH 1 MAKE AND 1 BREAK CONTACT FOR AC 230V/400V FOR 5TT58 AND 5TT50 | 20.5 | TEM | 1 | LP | 0.046 | 1
5TT41020 | REMOTE SWITCH WITH 2 NO CONTACT FOR AC 230, 400V 16A CONTROL AC 230V | 22.6 | TEM | 1 | LP | 0.144 | 1
5TT42020 | RELAY, NTYPE WITH 2 NO CONTACT FOR AC 230V 16A CONTROL AC 230V | 40.9 | TEM | 1 | LP | 0.134 | 1
5TT42040 | RELAY, NTYPE WITH 4 NO CONTACT FOR AC 230V 16A CONTROL AC 230V | 59.5 | TEM | 1 | LP | 0.251 | 1
5TT42050 | RELAY, NTYPE WITH 1 NO AND 1NC CONTACT FOR AC 230V 16A CONTROL AC 230V | 40.8 | TEM | 1 | LP | 0.133 | 1
5TT42070 | RELAY,NTYPE W 2 CHANGEOV.CONT. CONTACT FOR AC 230V 16A CONTROL AC 230V | 49.6 | TEM | 1 | LP | 0.141 | 1
5TT42172 | RELAY,NTYPE W 2 CHANGEOV.CONT. CONTACT FOR AC 230, 400V 16A CONTROL DC 24V | 50.5 | TEM | 1 | LP | 0.149 | 1
5TT50300 | INSTA CONTACTOR WITH 4 NO CONTACTS CONTACT FOR AC 230, 400V 25A ACTIVATION AC230V DC220V | 28.8 | TEM | 1 | LP | 0.284 | 1
5TT58300 | INSTA CONTACTOR WITH 4 MAKE CONTACTS CONTACT FOR 230, 400 V AC, 25 A TRIGGERING 230 V AC | 28.5 | TEM | 1 | LP | 0.257 | 1
5TT58400 | INSTA CONTACTOR WITH 4 MAKE CONTACTS CONTACT FOR 230, 400 V AC, 40 A TRIGGERING 230 V AC | 73.1 | TEM | 1 | LP | 0.383 | 1
4AC2402 | POWER SUPPLY FOR CONSTANT LOAD PRIM 85..265V AC, 85..300V DC SEC 24V DC + 5% MOUNTING WIDTH 2WU (WIDTH UNIT) SHORT CIRCUIT AND OVERLOAD PROTECTION | 113.1 | TEM | 1 | LP | 0.096 | 1
4AC37240 | SAFETY TRANSFORMER, 24VA PRIM 230V AC,50HZ, SEK 8V,12V AC WITH PTC PROT.,3MW | #N/A | TEM | 1 | LP | 0.622 | 1
4AC37400 | SAFETY TRANSFORMER, 40VA PRIM 230V AC,50HZ, SEK 2X12V / 24V AC WITH PTC PROT.,5MW | 74.2 | TEM | 1 | LP | 1.185 | 1
4AC37401 | SAFETY TRANSFORMER, 40VA PRIM 230V AC,50HZ, SEK 12V,16V,24V,32V AC WITH PTC PROT.,5MW | 58.1 | TEM | 1 | LP | 1.214 | 1
4AC37630 | SAFETY TRANSFORMER, 63VA PRIM 230V AC,50HZ, SEK 2X12V / 24V AC WITH PTC PROT.,5MW | 86.7 | TEM | 1 | LP | 1.306 | 1
5TT41010 | REMOTE SWITCH WITH 1 NO CONTACT FOR AC 230V 16A CONTROL AC 230V | 19.9 | TEM | 1 | LP | 0.124 | 1
5TT41011 | REMOTE SWITCH WITH 1 NO CONTACT FOR AC 230V 16A CONTROL AC 115V | 20.4 | TEM | 1 | LP | 0.138 | 1
5TT41012 | REMOTE SWITCH WITH 1 NO CONTACT FOR AC 230V 16A CONTROL AC 24V | 21.1 | TEM | 1 | LP | 0.133 | 1
5TT41013 | REMOTE SWITCH WITH 1 NO CONTACT FOR AC 230V 16A CONTROL AC 12V | 21.5 | TEM | 1 | LP | 0.135 | 1
5TT41020 | REMOTE SWITCH WITH 2 NO CONTACT FOR AC 230, 400V 16A CONTROL AC 230V | 22.6 | TEM | 1 | LP | 0.144 | 1
5TT41022 | REMOTE SWITCH WITH 2 NO CONTACT FOR AC 230, 400V 16A CONTROL AC 24V | 23.1 | TEM | 1 | LP | 0.143 | 1
5TT41023 | REMOTE SWITCH WITH 2 NO CONTACT FOR AC 230, 400V 16A CONTROL AC 12V | 23.5 | TEM | 1 | LP | 0.148 | 1
5TT41030 | REMOTE SWITCH WITH 3 NO CONTACT FOR AC 230, 400V 16A CONTROL AC 230V | 32.2 | TEM | 1 | LP | 0.197 | 1
5TT41040 | REMOTE SWITCH WITH 4 NO CONTACT FOR AC 230, 400V 16A CONTROL AC 230V | 49.6 | TEM | 1 | LP | 0.208 | 1
5TT41050 | REMOTE SWITCH WITH 1 NO AND 1 NC CONTACT FOR AC 230, 400V 16A CONTROL AC 230V | 24.9 | TEM | 1 | LP | 0.143 | 1
5TT41052 | REMOTE SWITCH WITH 1 NO AND 1 NC CONTACT FOR AC 230, 400V 16A CONTROL AC 24V | 27.2 | TEM | 1 | LP | 0.141 | 1
5TT41153 | REMOTE SWITCH WITH 1 NO AND 1 NC CONTACT FOR AC 230, 400V 16A CONTROL DC 12V | 38.9 | TEM | 1 | LP | 0.149 | 1
5TT41210 | REMOTE SWITCH WITH 1NO WITH CENTRAL ONOFF FUNCTION CONTACT FOR AC 230,400V 16A CONTROL AC 230V | 38.6 | TEM | 1 | LP | 0.155 | 1
5TT41220 | REMOTE SWITCH WITH 2 NO WITH CENTRAL ONOFFFUNCTION CONTACT FOR AC 230, 400V 16A CONTROL AC 230V | 55.7 | TEM | 1 | LP | 0.166 | 1
5TT41250 | REMOTE SWITCH WITH 1 NO AND 1 NC WITH CENTRAL ONOFFFUNCTION CONTACT FOR AC 230, 400V 16A CONTROL AC 230V | 45.9 | TEM | 1 | LP | 0.165 | 1
5TT41320 | REMOTE SWITCH WITH 2 NO WITH SERIES CIRCUIT CONTACT FOR AC 230, 400V 16A CONTROL AC 230V | 30.9 | TEM | 1 | LP | 0.143 | 1
5TT41323 | REMOTE SWITCH 2 NO CONTACTS SERIE CONTACT FOR AC 230,400V 16A ACTIVATION AC 12V | 39 | TEM | 1 | LP | 0.145 | 1
5TT41420 | REMOTE SWITCH WITH 2 NO WITH JALOUSIE CONTROL CONTACT FOR AC 230, 400V 16A CONTROL AC 230V | 30.9 | TEM | 1 | LP | 0.143 | 1
5TT41422 | REMOTE SWITCH WITH 2 NO WITH JALOUSIE CONTROL CONTACT FOR AC 230, 400V 16A CONTROL AC 24V | 40.8 | TEM | 1 | LP | 0.146 | 1
5TT42010 | RELAY, NTYPE WITH 1 NO CONTACT FOR AC 230V 16A CONTROL AC 230V | 30.9 | TEM | 1 | LP | 0.114 | 1
5TT42012 | RELAY, NTYPE WITH 1 NO CONTACT FOR AC 230V 16A CONTROL AC 24V | 37.2 | TEM | 1 | LP | 0.13 | 1
5TT42020 | RELAY, NTYPE WITH 2 NO CONTACT FOR AC 230V 16A CONTROL AC 230V | 40.9 | TEM | 1 | LP | 0.134 | 1
5TT42023 | RELAY, NTYPE WITH 2 NO CONTACT FOR AC 230V 16A CONTROL AC 12V | 41 | TEM | 1 | LP | 0.137 | 1
5TT42040 | RELAY, NTYPE WITH 4 NO CONTACT FOR AC 230V 16A CONTROL AC 230V | 59.5 | TEM | 1 | LP | 0.251 | 1
5TT42043 | RELAY, NTYPE WITH 4 NO CONTACT FOR AC 230V 16A CONTROL AC 12V | 59.6 | TEM | 1 | LP | 0.25 | 1
5TT42050 | RELAY, NTYPE WITH 1 NO AND 1NC CONTACT FOR AC 230V 16A CONTROL AC 230V | 40.8 | TEM | 1 | LP | 0.133 | 1
5TT42070 | RELAY,NTYPE W 2 CHANGEOV.CONT. CONTACT FOR AC 230V 16A CONTROL AC 230V | 49.6 | TEM | 1 | LP | 0.141 | 1
5TT42172 | RELAY,NTYPE W 2 CHANGEOV.CONT. CONTACT FOR AC 230, 400V 16A CONTROL DC 24V | 50.5 | TEM | 1 | LP | 0.149 | 1
5TT42173 | RELAY,NTYPE W 2 CHANGEOV.CONT. CONTACT FOR AC 230, 400V 16A CONTROL DC 12V | 50.6 | TEM | 1 | LP | 0.151 | 1
5TT50000 | INSTA CONTACTOR WITH 2 NO CONTACTS CONTACT FOR AC 230, 400V 20A ACTIVATION AC230V DC220V | 23.3 | TEM | 1 | LP | 0.144 | 1
5TT50002 | INSTA CONTACTOR WITH 2 NO CONTACTS CONTACT FOR AC 230, 400V 20A ACTIVATION ACDC24V | 28.4 | TEM | 1 | LP | 0.144 | 1
5TT50006 | INSTA CONTACTOR 0/1 AUTOMATIC WITH 2 NO CONTACTS CONTACT FOR AC 230, 400V 20A ACTIVATION AC230V DC220V | 25.4 | TEM | 1 | LP | 0.14 | 1
5TT50010 | INSTA CONTACTOR WITH 1 NO CONT. AND 1 NC CONT. CONTACT FOR AC 230, 400V 20A ACTIVATION AC230V DC220V | 25.1 | TEM | 1 | LP | 0.146 | 1
5TT50012 | INSTA CONTACTOR WITH 1 NO CONT. AND 1 NC CONT. CONTACT FOR AC 230, 400V 20A ACTIVATION ACDC24V | 31.2 | TEM | 1 | LP | 0.142 | 1
5TT50020 | INSTA CONTACTOR WITH 2 NC CONTACTS CONTACT FOR AC 230, 400V 20A ACTIVATION AC230V DC220V | 27.7 | TEM | 1 | LP | 0.145 | 1
5TT50300 | INSTA CONTACTOR WITH 4 NO CONTACTS CONTACT FOR AC 230, 400V 25A ACTIVATION AC230V DC220V | 28.8 | TEM | 1 | LP | 0.284 | 1
5TT50301 | INSTA CONTACTOR WITH 4 NO CONTACTS CONTACT FOR AC 230, 400V 25A ACTIVATION AC115V DC110V | 33.5 | TEM | 1 | LP | 0.28 | 1
5TT50302 | INSTA CONTACTOR WITH 4 NO CONTACTS CONTACT FOR AC 230, 400V 25A ACTIVATION ACDC24V | 33.5 | TEM | 1 | LP | 0.281 | 1
5TT50310 | INSTA CONTACTOR WITH 3 NO CONT. AND 1 NC CONT. CONTACT FOR AC 230, 400V 25A ACTIVATION AC230V DC220V | 36.5 | TEM | 1 | LP | 0.286 | 1
5TT50400 | INSTA CONTACTOR WITH 4 NO CONTACTS CONTACT FOR AC 230, 400V 40A ACTIVATION AC230V DC220V | 73.8 | TEM | 1 | LP | 0.461 | 1
5TT50420 | INSTA CONTACTOR WITH 2 NO CONT. AND 2 NC CONT. CONTACT FOR AC 230, 400V 40A ACTIVATION AC230V DC220V | 78.8 | TEM | 1 | LP | 0.459 | 1
5TT50422 | INSTA CONTACTOR WITH 2 NO CONT. AND 2 NC CONT. CONTACT FOR AC 230, 400V 40A ACTIVATION ACDC24V | 78.7 | TEM | 1 | LP | 0.46 | 1
5TT50430 | INSTA CONTACTOR WITH 4 NC CONTACTS CONTACT FOR AC 230, 400V 40A ACTIVIATION AC230V DC220V | 87.6 | TEM | 1 | LP | 0.466 | 1
5TT50432 | INSTA CONTACTOR WITH 4 NC CONTACTS CONTACT FOR AC 230, 400V 40A ACTIVIATION ACDC24V | 87.6 | TEM | 1 | LP | 0.461 | 1
5TT50502 | INSTA CONTACTOR WITH 4 NO CONTACTS CONTACT FOR AC 230, 400V 63A ACTIVATION ACDC24V | 90.5 | TEM | 1 | LP | 0.436 | 1
5TT50520 | INSTA CONTACTOR WITH 2 NO CONT. AND 2 NC CONT. CONTACT FOR AC 230, 400V 63A ACTIVATION AC230V DC220V | 113.9 | TEM | 1 | LP | 0.457 | 1
5TT50522 | INSTA CONTACTOR WITH 2 NO CONT. AND 2 NC CONT. CONTACT FOR AC 230, 400V 63A ACTIVATION ACDC24V | 119.3 | TEM | 1 | LP | 0.437 | 1
5TT58000 | INSTA CONTACTOR WITH 2 MAKE CONTACTS CONTACT FOR 230, 400 V AC, 20 A TRIGGERING 230 V AC | 23.1 | TEM | 1 | LP | 0.138 | 1
5TT58002 | INSTA CONTACTOR WITH 2 MAKE CONTACTS CONTACT FOR 230, 400 V AC, 20 A TRIGGERING 24 V AC | 24.9 | TEM | 1 | LP | 0.142 | 1
5TT58006 | INSTA CONTACTOR 0/1 AUTOMATIC WITH 2 MAKE CONTACTS CONTACT FOR 230, 400 V AC, 20 A TRIGGERING 230 V AC | 24.1 | TEM | 1 | LP | 0.137 | 1
5TT58008 | INSTA CONTACTOR 0/1 AUTOMATIC WITH 2 MAKE CONTACTS CONTACT FOR 230, 400 V AC, 20 A TRIGGERING 24 V AC | 24.8 | TEM | 1 | LP | 0.143 | 1
5TT58010 | INSTA CONTACTOR WITH 1 MAKE AND 1 BREAK CONTACT CONTACT FOR 230, 400 V AC, 20 A TRIGGERING 230 V AC | 24.9 | TEM | 1 | LP | 0.134 | 1
5TT58012 | INSTA CONTACTOR WITH 1 MAKE AND 1 BREAK CONTACT CONTACT FOR 230, 400 V AC, 20 A TRIGGERING 24 V AC | 30.8 | TEM | 1 | LP | 0.138 | 1
5TT58016 | INSTA CONTACTOR 0/1 AUTOMATIC WITH 1 MAKE AND 1 BREAK CONTACT CONTACT FOR 230, 400 V AC, 20 A TRIGGERING 230 V AC | 24.8 | TEM | 1 | LP | 0.141 | 1
5TT58018 | INSTA CONTACTOR 0/1 AUTOMATIC WITH 1 MAKE AND 1 BREAK CONTACT CONTACT FOR 230, 400 V AC, 20 A TRIGGERING 24 V AC | 24.8 | TEM | 1 | LP | 0.137 | 1
5TT58020 | INSTA CONTACTOR WITH 2 BREAK CONTACTS CONTACT FOR 230, 400 V AC, 20 A TRIGGERING 230 V AC | 27.3 | TEM | 1 | LP | 0.138 | 1
5TT58022 | INSTA CONTACTOR WITH 2 BREAK CONTACTS CONTACT FOR 230, 400 V AC, 20 A TRIGGERING 24 V AC | 27.3 | TEM | 1 | LP | 0.141 | 1
5TT58200 | INSTA CONTACTOR W. 4 NO CONTACTS CONTACT F. AC 230,400V 25A CONTROL 230V FOR HIGH CAPACITIVE LOADS 150 MIKROFARAD | 51.6 | TEM | 1 | LP | 0.25 | 1
5TT58300 | INSTA CONTACTOR WITH 4 MAKE CONTACTS CONTACT FOR 230, 400 V AC, 25 A TRIGGERING 230 V AC | 28.5 | TEM | 1 | LP | 0.257 | 1
5TT58301 | INSTA CONTACTOR WITH 4 MAKE CONTACTS CONTACT FOR 230, 400 V AC, 25 A TRIGGERING 115 V AC | 33.2 | TEM | 1 | LP | 0.262 | 1
5TT58302 | INSTA CONTACTOR WITH 4 MAKE CONTACTS CONTACT FOR 230, 400 V AC, 25 A TRIGGERING 24 V AC | 33.1 | TEM | 1 | LP | 0.259 | 1
5TT58306 | INSTA CONTACTOR 0/1 AUTOMATIC WITH 4 MAKE CONTACTS CONTACT FOR 230, 400 V AC, 25 A TRIGGERING 230 V AC | 34.8 | TEM | 1 | LP | 0.253 | 1
5TT58308 | INSTA CONTACTOR 0/1 AUTOMATIC WITH 4 MAKE CONTACTS CONTACT FOR 230, 400 V AC, 25 A TRIGGERING 24 V AC | 35.9 | TEM | 1 | LP | 0.263 | 1
5TT58310 | INSTA CONTACTOR WITH 3 MAKE AND 1 BREAK CONTACT CONTACT FOR 230, 400 V AC, 25 A TRIGGERING 230 V AC | 37.1 | TEM | 1 | LP | 0.255 | 1
5TT58312 | INSTA CONTACTOR WITH 3 MAKE AND 1 BREAK CONTACT CONTACT FOR 230, 400 V AC, 25 A TRIGGERING 24 V AC | 37.8 | TEM | 1 | LP | 0.263 | 1
5TT58316 | INSTA CONTACTOR 0/1 AUTOMATIC WITH 3 MAKE AND 1 BREAK CONTACT CONTACT FOR 230, 400 V AC, 25 A TRIGGERING 230 V AC | 39.6 | TEM | 1 | LP | 0.26 | 1
5TT58320 | INSTA CONTACTOR WITH 2 MAKE A. 2 BREAK CONTACTS CONTACT FOR 230, 400 V AC, 25 A TRIGGERING 230 V AC | 37.1 | TEM | 1 | LP | 0.251 | 1
5TT58330 | INSTA CONTACTOR WITH 4 BREAK CONTACTS CONTACT FOR 230, 400 V AC, 25 A TRIGGERING 230 V AC | 41.5 | TEM | 1 | LP | 0.266 | 1
5TT58400 | INSTA CONTACTOR WITH 4 MAKE CONTACTS CONTACT FOR 230, 400 V AC, 40 A TRIGGERING 230 V AC | 73.1 | TEM | 1 | LP | 0.383 | 1
5TT58402 | INSTA CONTACTOR WITH 4 MAKE CONTACTS CONTACT FOR 230, 400 V AC, 40 A TRIGGERING 24 V AC | 74.4 | TEM | 1 | LP | 0.395 | 1
5TT58406 | INSTA CONTACTOR 0/1 AUTOMATIC WITH 4 MAKE CONTACTS CONTACT FOR 230, 400 V AC, 40 A TRIGGERING 230 V AC | 74.3 | TEM | 1 | LP | 0.388 | 1
5TT58410 | INSTA CONTACTOR WITH 3 MAKE AND 1 BREAK CONTACT CONTACT FOR 230, 400 V AC, 40 A TRIGGERING 230 V AC | 78.1 | TEM | 1 | LP | 0.383 | 1
5TT58420 | INSTA CONTACTOR WITH 2 MAKE A. 2 BREAK CONTACTS CONTACT FOR 230, 400 V AC, 40 A TRIGGERING 230 V AC | 78.1 | TEM | 1 | LP | 0.392 | 1
5TT58422 | INSTA CONTACTOR WITH 2 MAKE A. 2 BREAK CONTACTS CONTACT FOR 230, 400 V AC, 40 A TRIGGERING 24 V AC | 78 | TEM | 1 | LP | 0.395 | 1
5TT58430 | INSTA CONTACTOR WITH 4 BREAK CONTACTS CONTACT FOR 230, 400 V AC, 40 A TRIGGERING 230 V AC | 86.8 | TEM | 1 | LP | 0.395 | 1
5TT58500 | INSTA CONTACTOR WITH 4 MAKE CONTACTS CONTACT FOR 230, 400 V AC, 63 A TRIGGERING 230 V AC | 89.1 | TEM | 1 | LP | 0.378 | 1
5TT58506 | INSTA CONTACTOR 0/1 AUTOMATIC WITH 4 MAKE CONTACTS CONTACT FOR 230, 400 V AC, 63 A TRIGGERING 230 V AC | 90.4 | TEM | 1 | LP | 0.387 | 1
5TT58510 | INSTA CONTACTOR WITH 3 MAKE AND 1 BREAK CONTACT CONTACT FOR 230, 400 V AC, 63 A TRIGGERING 230 V AC | 98.6 | TEM | 1 | LP | 0.39 | 1
5TT58520 | INSTA CONTACTOR WITH 2 MAKE A. 2 BREAK CONTACTS CONTACT FOR 230, 400 V AC, 63 A TRIGGERING 230 V AC | 112.2 | TEM | 1 | LP | 0.397 | 1
5TT58530 | INSTA CONTACTOR WITH 4 BREAK CONTACTS CONTACT FOR 230, 400 V AC, 63 A TRIGGERING 230 V AC | 135.6 | TEM | 1 | LP | 0.394 | 1
5TT59100 | CONTROL SWITCH WITH 2 MAKE CONTACTS FOR AC 230V/400V FOR 5TT58 AND 5TT50 | 20.5 | TEM | 1 | LP | 0.044 | 1
5TT59101 | CONTROL SWITCH WITH 1 MAKE AND 1 BREAK CONTACT FOR AC 230V/400V FOR 5TT58 AND 5TT50 | 20.5 | TEM | 1 | LP | 0.046 | 1
3NA3001 | LV HRC fuse link, NH0, In: 6 A, gG, Un AC: 500 V, Un DC: 440 V, Front indicator, non insulated grip lugs | 13.2 | TEM | 1 | LP | 0.268 | 3
3NA3020 | LV HRC fuse link, NH0, In: 50 A, gG, Un AC: 500 V, Un DC: 440 V, Front indicator, non insulated grip lugs | 13.2 | TEM | 1 | LP | 0.273 | 3
3NA3022 | LV HRC fuse link, NH0, In: 63 A, gG, Un AC: 500 V, Un DC: 440 V, Front indicator, non insulated grip lugs | 13.2 | TEM | 1 | LP | 0.27 | 3
3NA3024 | LV HRC fuse link, NH0, In: 80 A, gG, Un AC: 500 V, Un DC: 440 V, Front indicator, non insulated grip lugs | 13.2 | TEM | 1 | LP | 0.27 | 3
3NA3030 | LV HRC fuse link, NH0, In: 100 A, gG, Un AC: 500 V, Un DC: 440 V, Front indicator, non insulated grip lugs | 13.2 | TEM | 1 | LP | 0.269 | 3
3NA3032 | LV HRC fuse link, NH0, In: 125 A, gG, Un AC: 500 V, Un DC: 440 V, Front indicator, non insulated grip lugs | 13.2 | TEM | 1 | LP | 0.27 | 3
3NA3036 | LV HRC fuse link, NH0, In: 160 A, gG, Un AC: 500 V, Un DC: 440 V, Front indicator, non insulated grip lugs | 13.2 | TEM | 1 | LP | 0.272 | 3
3NA3114 | LV HRC fuse link, NH1, In: 35 A, gG, Un AC: 500 V, Un DC: 440 V, Front indicator, non insulated grip lugs | 9 | TEM | 1 | LP | 0.287 | 3
3NA3122 | LV HRC fuse link, NH1, In: 63 A, gG, Un AC: 500 V, Un DC: 440 V, Front indicator, non insulated grip lugs | 9 | TEM | 1 | LP | 0.29 | 3
3NA3124 | LV HRC fuse link, NH1, In: 80 A, gG, Un AC: 500 V, Un DC: 440 V, Front indicator, non insulated grip lugs | 9 | TEM | 1 | LP | 0.278 | 3
3NA3130 | LV HRC fuse link, NH1, In: 100 A, gG, Un AC: 500 V, Un DC: 440 V, Front indicator, non insulated grip lugs | 9 | TEM | 1 | LP | 0.278 | 3
3NA3132 | LV HRC fuse link, NH1, In: 125 A, gG, Un AC: 500 V, Un DC: 440 V, Front indicator, non insulated grip lugs | 9 | TEM | 1 | LP | 0.287 | 3
3NA31326 | LV HRC fuse link, NH1, In: 125 A, gG, Un AC: 690 V, Un DC: 440 V, Front indicator, non insulated grip lugs | 38.3 | TEM | 1 | LP | 0.272 | 3
3NA3136 | LV HRC fuse link, NH1, In: 160 A, gG, Un AC: 500 V, Un DC: 440 V, Front indicator, non insulated grip lugs | 9 | TEM | 1 | LP | 0.283 | 3
3NA31366 | LV HRC fuse link, NH1, In: 160 A, gG, Un AC: 690 V, Un DC: 440 V, Front indicator, non insulated grip lugs | 38.3 | TEM | 1 | LP | 0.29 | 3
3NA3140 | LV HRC fuse link, NH1, In: 200 A, gG, Un AC: 500 V, Un DC: 440 V, Front indicator, non insulated grip lugs | 11.4 | TEM | 1 | LP | 0.436 | 3
3NA3142 | LV HRC fuse link, NH1, In: 224 A, gG, Un AC: 500 V, Un DC: 440 V, Front indicator, non insulated grip lugs | 11.4 | TEM | 1 | LP | 0.448 | 3
3NA3144 | LV HRC fuse link, NH1, In: 250 A, gG, Un AC: 500 V, Un DC: 440 V, Front indicator, non insulated grip lugs | 11.4 | TEM | 1 | LP | 0.439 | 3
3NA3232 | LV HRC fuse link, NH2, In: 125 A, gG, Un AC: 500 V, Un DC: 440 V, Front indicator, non insulated grip lugs | 12.4 | TEM | 1 | LP | 0.462 | 3
3NA32326 | LV HRC fuse link, NH2, In: 125 A, gG, Un AC: 690 V, Un DC: 440 V, Front indicator, non insulated grip lugs | 50.1 | TEM | 1 | LP | 0.456 | 3
3NA3236 | LV HRC fuse link, NH2, In: 160 A, gG, Un AC: 500 V, Un DC: 440 V, Front indicator, non insulated grip lugs | 12.4 | TEM | 1 | LP | 0.465 | 3
3NA3240 | LV HRC fuse link, NH2, In: 200 A, gG, Un AC: 500 V, Un DC: 440 V, Front indicator, non insulated grip lugs | 12.4 | TEM | 1 | LP | 0.465 | 3
3NA32406 | LV HRC fuse link, NH2, In: 200 A, gG, Un AC: 690 V, Un DC: 440 V, Front indicator, non insulated grip lugs | 50.1 | TEM | 1 | LP | 0.47 | 3
3NA3242 | LV HRC fuse link, NH2, In: 224 A, gG, Un AC: 500 V, Un DC: 440 V, Front indicator, non insulated grip lugs | 12.4 | TEM | 1 | LP | 0.46 | 3
3NA3244 | LV HRC fuse link, NH2, In: 250 A, gG, Un AC: 500 V, Un DC: 440 V, Front indicator, non insulated grip lugs | 12.4 | TEM | 1 | LP | 0.467 | 3
3NA3250 | LV HRC fuse link, NH2, In: 300 A, gG, Un AC: 500 V, Un DC: 440 V, Front indicator, non insulated grip lugs | 14.1 | TEM | 1 | LP | 0.655 | 3
3NA3252 | LV HRC fuse link, NH2, In: 315 A, gG, Un AC: 500 V, Un DC: 440 V, Front indicator, non insulated grip lugs | 14.1 | TEM | 1 | LP | 0.65 | 3
3NA3254 | LV HRC fuse link, NH2, In: 355 A, gG, Un AC: 500 V, Un DC: 440 V, Front indicator, non insulated grip lugs | 14.1 | TEM | 1 | LP | 0.655 | 3
3NA3260 | LV HRC fuse link, NH2, In: 400 A, gG, Un AC: 500 V, Un DC: 440 V, Front indicator, non insulated grip lugs | 15.3 | TEM | 1 | LP | 0.65 | 3
3NA3344 | LV HRC fuse link, NH3, In: 250 A, gG, Un AC: 500 V, Un DC: 440 V, Front indicator, non insulated grip lugs | 22.4 | TEM | 1 | LP | 0.656 | 3
3NA3352 | LV HRC fuse link, NH3, In: 315 A, gG, Un AC: 500 V, Un DC: 440 V, Front indicator, non insulated grip lugs | 22.4 | TEM | 1 | LP | 0.657 | 3
3NA3354 | LV HRC fuse link, NH3, In: 355 A, gG, Un AC: 500 V, Un DC: 440 V, Front indicator, non insulated grip lugs | 22.4 | TEM | 1 | LP | 0.658 | 3
3NA3360 | LV HRC fuse link, NH3, In: 400 A, gG, Un AC: 500 V, Un DC: 440 V, Front indicator, non insulated grip lugs | 22.4 | TEM | 1 | LP | 0.66 | 3
3NA33606 | LV HRC fuse link, NH3, In: 400 A, gG, Un AC: 690 V, Un DC: 440 V, Front indicator, non insulated grip lugs | 93 | TEM | 1 | LP | 1.038 | 3
3NA3365 | LV HRC fuse link, NH3, In: 500 A, gG, Un AC: 500 V, Un DC: 440 V, Front indicator, non insulated grip lugs | 30 | TEM | 1 | LP | 0.943 | 3
3NA33656 | LV HRC fuse link, NH3, In: 500 A, gG, Un AC: 690 V, Un DC: 440 V, Front indicator, non insulated grip lugs | 93 | TEM | 1 | LP | 0.982 | 3
3NA3372 | LV HRC fuse link, NH3, In: 630 A, gG, Un AC: 500 V, Un DC: 440 V, Front indicator, non insulated grip lugs | 33 | TEM | 1 | LP | 0.939 | 3
3NA3475 | LV HRC fuse link, with screw contacts, NH4, In: 800 A, gG, Un AC: 500 V, Un DC: 400 V, Front indicator, noninsulated grip lugs | 271.7 | TEM | 1 | LP | 2.573 | 1
3NA3480 | LV HRC fuse link, with screw contacts, NH4, In: 1000 A, gG, Un AC: 500 V, Un DC: 400 V, Front indicator, noninsulated grip lugs | 317 | TEM | 1 | LP | 2.561 | 1
3NA3482 | LV HRC fuse link, with screw contacts, NH4, In: 1250 A, gG, Un AC: 500 V, Un DC: 400 V, Front indicator, noninsulated grip lugs | 317 | TEM | 1 | LP | 2.577 | 1
3NA3675 | LV HRC fuse link, NH4a, In: 800 A, gG, Un AC: 500 V, Un DC: 400 V, Front indicator, noninsulated grip lugs | 271.7 | TEM | 1 | LP | 2.661 | 1
3NA3680 | LV HRC fuse link, NH4a, In: 1000 A, gG, Un AC: 500 V, Un DC: 400 V, Front indicator, noninsulated grip lugs | 317 | TEM | 1 | LP | 2.646 | 1
3NA3682 | LV HRC fuse link, NH4a, In: 1250 A, gG, Un AC: 500 V, Un DC: 400 V, Front indicator, noninsulated grip lugs | 317 | TEM | 1 | LP | 2.659 | 1
3NA3801 | LV HRC fuse link, NH000, In: 6 A, gG, Un AC: 500 V, Un DC: 250 V, Front indicator, non insulated grip lugs | 4.6 | TEM | 1 | LP | 0.131 | 3
3NA3802 | LV HRC fuse link, NH000, In: 2 A, gG, Un AC: 500 V, Un DC: 250 V, Front indicator, non insulated grip lugs | 6 | TEM | 1 | LP | 0.131 | 3
3NA38026 | LV HRC fuse link, NH000, In: 2 A, gG, Un AC: 690 V, Un DC: 250 V, Front indicator, non insulated grip lugs | 24.8 | TEM | 1 | LP | 0.129 | 3
3NA3803 | LV HRC fuse link, NH000, In: 10 A, gG, Un AC: 500 V, Un DC: 250 V, Front indicator, non insulated grip lugs | 4.6 | TEM | 1 | LP | 0.129 | 3
3NA38036 | LV HRC fuse link, NH000, In: 10 A, gG, Un AC: 690 V, Un DC: 250 V, Front indicator, non insulated grip lugs | 24.8 | TEM | 1 | LP | 0.132 | 3
3NA3804 | LV HRC fuse link, NH000, In: 4 A, gG, Un AC: 500 V, Un DC: 250 V, Front indicator, non insulated grip lugs | 6 | TEM | 1 | LP | 0.13 | 3
3NA38046 | LV HRC fuse link, NH000, In: 4 A, gG, Un AC: 690 V, Un DC: 250 V, Front indicator, non insulated grip lugs | 24.8 | TEM | 1 | LP | 0.129 | 3
3NA3805 | LV HRC fuse link, NH000, In: 16 A, gG, Un AC: 500 V, Un DC: 250 V, Front indicator, non insulated grip lugs | 4.6 | TEM | 1 | LP | 0.131 | 3
3NA38056 | LV HRC fuse link, NH000, In: 16 A, gG, Un AC: 690 V, Un DC: 250 V, Front indicator, non insulated grip lugs | 24.8 | TEM | 1 | LP | 0.13 | 3
3NA3807 | LV HRC fuse link, NH000, In: 20 A, gG, Un AC: 500 V, Un DC: 250 V, Front indicator, non insulated grip lugs | 4.6 | TEM | 1 | LP | 0.13 | 3
3NA3810 | LV HRC fuse link, NH000, In: 25 A, gG, Un AC: 500 V, Un DC: 250 V, Front indicator, non insulated grip lugs | 4.6 | TEM | 1 | LP | 0.13 | 3
3NA38106 | LV HRC fuse link, NH000, In: 25 A, gG, Un AC: 690 V, Un DC: 250 V, Front indicator, non insulated grip lugs | 25.1 | TEM | 1 | LP | 0.129 | 3
3NA3812 | LV HRC fuse link, NH000, In: 32 A, gG, Un AC: 500 V, Un DC: 250 V, Front indicator, non insulated grip lugs | 4.5 | TEM | 1 | LP | 0.128 | 3
3NA3814 | LV HRC fuse link, NH000, In: 35 A, gG, Un AC: 500 V, Un DC: 250 V, Front indicator, non insulated grip lugs | 3.8 | TEM | 1 | LP | 0.131 | 3
3NA38146 | LV HRC fuse link, NH000, In: 35 A, gG, Un AC: 690 V, Un DC: 250 V, Front indicator, non insulated grip lugs | 23.9 | TEM | 1 | LP | 0.131 | 3
3NA38147 | LV HRC fuse link, NH00, In: 35 A, gG, Un AC: 500 V, Un DC: 250 V, Front indicator, non insulated grip lugs | 5.5 | TEM | 1 | LP | 0.203 | 3
3NA3817 | LV HRC fuse link, NH000, In: 40 A, gG, Un AC: 500 V, Un DC: 250 V, Front indicator, non insulated grip lugs | 3.8 | TEM | 1 | LP | 0.13 | 3
3NA3820 | LV HRC fuse link, NH000, In: 50 A, gG, Un AC: 500 V, Un DC: 250 V, Front indicator, non insulated grip lugs | 3.8 | TEM | 1 | LP | 0.131 | 3
3NA38206 | LV HRC fuse link, NH00, In: 50 A, gG, Un AC: 690 V, Un DC: 250 V, Front indicator, non insulated grip lugs | 23.9 | TEM | 1 | LP | 0.207 | 3
3NA38207 | LV HRC fuse link, NH00, In: 50 A, gG, Un AC: 500 V, Un DC: 250 V, Front indicator, non insulated grip lugs | 5.3 | TEM | 1 | LP | 0.204 | 3
3NA3822 | LV HRC fuse link, NH000, In: 63 A, gG, Un AC: 500 V, Un DC: 250 V, Front indicator, non insulated grip lugs | 3.8 | TEM | 1 | LP | 0.131 | 3
3NA38226 | LV HRC fuse link, NH00, In: 63 A, gG, Un AC: 690 V, Un DC: 250 V, Front indicator, non insulated grip lugs | 23.9 | TEM | 1 | LP | 0.205 | 3
3NA38227 | LV HRC fuse link, NH00, In: 63 A, gG, Un AC: 500 V, Un DC: 250 V, Front indicator, non insulated grip lugs | 5.3 | TEM | 1 | LP | 0.195 | 3
3NA3824 | LV HRC fuse link, NH000, In: 80 A, gG, Un AC: 500 V, Un DC: 250 V, Front indicator, non insulated grip lugs | 3.8 | TEM | 1 | LP | 0.13 | 3
3NA38246 | LV HRC fuse link, NH00, In: 80 A, gG, Un AC: 690 V, Un DC: 250 V, Front indicator, non insulated grip lugs | 23.9 | TEM | 1 | LP | 0.204 | 3
3NA38247 | LV HRC fuse link, NH00, In: 80 A, gG, Un AC: 500 V, Un DC: 250 V, Front indicator, non insulated grip lugs | 5.3 | TEM | 1 | LP | 0.205 | 3
3NA3830 | LV HRC fuse link, NH000, In: 100 A, gG, Un AC: 500 V, Un DC: 250 V, Front indicator, noninsulated grip lugs | 3.8 | TEM | 1 | LP | 0.131 | 3
3NA38306 | LV HRC fuse link, NH00, In: 100 A, gG, Un AC: 690 V, Un DC: 250 V, Front indicator, noninsulated grip lugs | 23.9 | TEM | 1 | LP | 0.203 | 3
3NA38307 | LV HRC fuse link, NH00, In: 100 A, gG, Un AC: 500 V, Un DC: 250 V, Front indicator, noninsulated grip lugs | 5.3 | TEM | 1 | LP | 0.201 | 3
3NA3832 | LV HRC fuse link, NH00, In: 125 A, gG, Un AC: 500 V, Un DC: 250 V, Front indicator, noninsulated grip lugs | 5.1 | TEM | 1 | LP | 0.203 | 3
3NA38328 | LV HRC fuse link, NH000, In: 125 A, gG, Un AC: 400 V, Un DC: 250 V, Front indicator, noninsulated grip lugs | 12.2 | TEM | 1 | LP | 0.125 | 3
3NA3836 | LV HRC fuse link, NH00, In: 160 A, gG, Un AC: 500 V, Un DC: 250 V, Front indicator, noninsulated grip lugs | 5.5 | TEM | 1 | LP | 0.206 | 3
3NA38368 | LV HRC fuse link, NH000, In: 160 A, gG, Un AC: 400 V, Un DC: 250 V, Front indicator, noninsulated grip lugs | 12.7 | TEM | 1 | LP | 0.126 | 3
3NA61364 | LV HRC fuse link, NH1, In: 160 A, gG, Un AC: 400 V, Combination indicator, insulated grip lugs | 18.3 | TEM | 1 | LP | 0.287 | 3
3NA62504 | LV HRC fuse link, NH2, In: 300 A, gG, Un AC: 400 V, Combination indicator, insulated grip lugs | 28.5 | TEM | 1 | LP | 0.659 | 3
3NA6252 | LV HRC fuse link, NH2, In: 315 A, gG, Un AC: 500 V, Un DC: 440 V, Combination indicator, insulated grip lugs | 20.2 | TEM | 1 | LP | 0.658 | 3
3NA62526 | LV HRC fuse link, NH2, In: 315 A, gG, Un AC: 690 V, Un DC: 440 V, Combination indicator, insulated grip lugs | 97.3 | TEM | 1 | LP | 0.658 | 3
3NA6802 | LV HRC fuse link, NH000, In: 2 A, gG, Un AC: 500 V, Un DC: 250 V, Combination indicator, insulated grip lugs | 6.8 | TEM | 1 | LP | 0.131 | 3
3NA68054 | LV HRC fuse link, NH000, In: 16 A, gG, Un AC: 400 V, Combination indicator, insulated grip lugs | 7.3 | TEM | 1 | LP | 0.132 | 3
3NA68104 | LV HRC fuse link, NH000, In: 25 A, gG, Un AC: 400 V, Combination indicator, insulated grip lugs | 7.3 | TEM | 1 | LP | 0.132 | 3
3NA6820 | LV HRC fuse link, NH000, In: 50 A, gG, Un AC: 500 V, Un DC: 250 V, Combination indicator, insulated grip lugs | 5.2 | TEM | 1 | LP | 0.131 | 3
3NA68204 | LV HRC fuse link, NH000, In: 50 A, gG, Un AC: 400 V, Combination indicator, insulated grip lugs | 7 | TEM | 1 | LP | 0.13 | 3
3NA6822 | LV HRC fuse link, NH000, In: 63 A, gG, Un AC: 500 V, Un DC: 250 V, Combination indicator, insulated grip lugs | 5.1 | TEM | 1 | LP | 0.133 | 3
3NA68224 | LV HRC fuse link, NH000, In: 63 A, gG, Un AC: 400 V, Combination indicator, insulated grip lugs | 7 | TEM | 1 | LP | 0.131 | 3
3NA68226 | LV HRC fuse link, NH00, In: 63 A, gG, Un AC: 690 V, Un DC: 250 V, Combination indicator, insulated grip lugs | 30.3 | TEM | 1 | LP | 0.202 | 3
3NA6824 | LV HRC fuse link, NH000, In: 80 A, gG, Un AC: 500 V, Un DC: 250 V, Combination indicator, insulated grip lugs | 5.2 | TEM | 1 | LP | 0.131 | 3
3NA68244 | LV HRC fuse link, NH000, In: 80 A, gG, Un AC: 400 V, Combination indicator, insulated grip lugs | 7 | TEM | 1 | LP | 0.131 | 3
3NA68244KK | LV HRC fuse link, NH00, In: 80 A, gG, Un AC: 400 V, Combination indicator, insulated grip lugs | 7.6 | TEM | 1 | LP | 0.194 | 3
3NA68246 | LV HRC fuse link, NH00, In: 80 A, gG, Un AC: 690 V, Un DC: 250 V, Combination indicator, insulated grip lugs | 30.6 | TEM | 1 | LP | 0.2 | 3
3NA6830 | LV HRC fuse link, NH000, In: 100 A, gG, Un AC: 500 V, Un DC: 250 V, Combination indicator, insulated grip lugs | 5.2 | TEM | 1 | LP | 0.133 | 3
3NA68304KK | LV HRC fuse link, NH00, In: 100 A, gG, Un AC: 400 V, Combination indicator, insulated grip lugs | 7.9 | TEM | 1 | LP | 0.204 | 3
3NA68306 | LV HRC fuse link, NH00, In: 100 A, gG, Un AC: 690 V, Un DC: 250 V, Combination indicator, insulated grip lugs | 30.6 | TEM | 1 | LP | 0.194 | 3
3NA6832 | LV HRC fuse link, NH00, In: 125 A, gG, Un AC: 500 V, Un DC: 250 V, Combination indicator, insulated grip lugs | 6.3 | TEM | 1 | LP | 0.202 | 3
3NA68324 | LV HRC fuse link, NH00, In: 125 A, gG, Un AC: 400 V, Combination indicator, insulated grip lugs | 8.7 | TEM | 1 | LP | 0.202 | 3
3NA6836 | LV HRC fuse link, NH00, In: 160 A, gG, Un AC: 500 V, Un DC: 250 V, Combination indicator, insulated grip lugs | 6.7 | TEM | 1 | LP | 0.203 | 3
3NA68364 | LV HRC fuse link, NH00, In: 160 A, gG, Un AC: 400 V, Combination indicator, insulated grip lugs | 9.2 | TEM | 1 | LP | 0.203 | 3
3NA7122 | LV HRC fuse link, NH1, In: 63 A, gG, Un AC: 500 V, Un DC: 440 V, Combination indicator, noninsulated grip lugs | 9.5 | TEM | 1 | LP | 0.281 | 3
3NA7124 | LV HRC fuse link, NH1, In: 80 A, gG, Un AC: 500 V, Un DC: 440 V, Combination indicator, noninsulated grip lugs | 9.5 | TEM | 1 | LP | 0.279 | 3
3NA7130 | LV HRC fuse link, NH1, In: 100 A, gG, Un AC: 500 V, Un DC: 440 V, Combination indicator, noninsulated grip lugs | 9.5 | TEM | 1 | LP | 0.282 | 3
3NA7132 | LV HRC fuse link, NH1, In: 125 A, gG, Un AC: 500 V, Un DC: 440 V, Combination indicator, noninsulated grip lugs | 9.5 | TEM | 1 | LP | 0.282 | 3
3NA7136 | LV HRC fuse link, NH1, In: 160 A, gG, Un AC: 500 V, Un DC: 440 V, Combination indicator, noninsulated grip lugs | 9.5 | TEM | 1 | LP | 0.281 | 3
3NA71366 | LV HRC fuse link, NH1, In: 160 A, gG, Un AC: 690 V, Un DC: 440 V, Combination indicator, noninsulated grip lugs | 42.4 | TEM | 1 | LP | 0.268 | 3
3NA7140 | LV HRC fuse link, NH1, In: 200 A, gG, Un AC: 500 V, Un DC: 440 V, Combination indicator, noninsulated grip lugs | 12.9 | TEM | 1 | LP | 0.444 | 3
3NA7142 | LV HRC fuse link, NH1, In: 224 A, gG, Un AC: 500 V, Un DC: 440 V, Combination indicator, noninsulated grip lugs | 12.9 | TEM | 1 | LP | 0.436 | 3
3NA7144 | LV HRC fuse link, NH1, In: 250 A, gG, Un AC: 500 V, Un DC: 440 V, Combination indicator, noninsulated grip lugs | 12.9 | TEM | 1 | LP | 0.444 | 3
3NA7236 | LV HRC fuse link, NH2, In: 160 A, gG, Un AC: 500 V, Un DC: 440 V, Combination indicator, noninsulated grip lugs | 12.9 | TEM | 1 | LP | 0.46 | 3
3NA7244 | LV HRC fuse link, NH2, In: 250 A, gG, Un AC: 500 V, Un DC: 440 V, Combination indicator, noninsulated grip lugs | 13.3 | TEM | 1 | LP | 0.463 | 3
3NA7252 | LV HRC fuse link, NH2, In: 315 A, gG, Un AC: 500 V, Un DC: 440 V, Combination indicator, noninsulated grip lugs | 15.6 | TEM | 1 | LP | 0.646 | 3
3NA7260 | LV HRC fuse link, NH2, In: 400 A, gG, Un AC: 500 V, Un DC: 440 V, Combination indicator, noninsulated grip lugs | 17.4 | TEM | 1 | LP | 0.657 | 3
3NA7801 | LV HRC fuse link, NH000, In: 6 A, gG, Un AC: 500 V, Un DC: 250 V, Combination indicator, noninsulated grip lugs | 6.1 | TEM | 1 | LP | 0.129 | 3
3NA7802 | LV HRC fuse link, NH000, In: 2 A, gG, Un AC: 500 V, Un DC: 250 V, Combination indicator, noninsulated grip lugs | 6.1 | TEM | 1 | LP | 0.126 | 3
3NA7803 | LV HRC fuse link, NH000, In: 10 A, gG, Un AC: 500 V, Un DC: 250 V, Combination indicator, noninsulated grip lugs | 4.6 | TEM | 1 | LP | 0.129 | 3
3NA7804 | LV HRC fuse link, NH000, In: 4 A, gG, Un AC: 500 V, Un DC: 250 V, Combination indicator, noninsulated grip lugs | 6.1 | TEM | 1 | LP | 0.128 | 3
3NA7805 | LV HRC fuse link, NH000, In: 16 A, gG, Un AC: 500 V, Un DC: 250 V, Combination indicator, noninsulated grip lugs | 4.6 | TEM | 1 | LP | 0.13 | 3
3NA7807 | LV HRC fuse link, NH000, In: 20 A, gG, Un AC: 500 V, Un DC: 250 V, Combination indicator, noninsulated grip lugs | 4.6 | TEM | 1 | LP | 0.13 | 3
3NA7810 | LV HRC fuse link, NH000, In: 25 A, gG, Un AC: 500 V, Un DC: 250 V, Combination indicator, noninsulated grip lugs | 4.6 | TEM | 1 | LP | 0.13 | 3
3NA7812 | LV HRC fuse link, NH000, In: 32 A, gG, Un AC: 500 V, Un DC: 250 V, Combination indicator, noninsulated grip lugs | 4.6 | TEM | 1 | LP | 0.129 | 3
3NA7814 | LV HRC fuse link, NH000, In: 35 A, gG, Un AC: 500 V, Un DC: 250 V, Combination indicator, noninsulated grip lugs | 4.2 | TEM | 1 | LP | 0.13 | 3
3NA7817 | LV HRC fuse link, NH000, In: 40 A, gG, Un AC: 500 V, Un DC: 250 V, Combination indicator, noninsulated grip lugs | 4.2 | TEM | 1 | LP | 0.127 | 3
3NA7820 | LV HRC fuse link, NH000, In: 50 A, gG, Un AC: 500 V, Un DC: 250 V, Combination indicator, noninsulated grip lugs | 4.2 | TEM | 1 | LP | 0.131 | 3
3NA7822 | LV HRC fuse link, NH000, In: 63 A, gG, Un AC: 500 V, Un DC: 250 V, Combination indicator, noninsulated grip lugs | 4.2 | TEM | 1 | LP | 0.13 | 3
3NA7824 | LV HRC fuse link, NH000, In: 80 A, gG, Un AC: 500 V, Un DC: 250 V, Combination indicator, noninsulated grip lugs | 4.2 | TEM | 1 | LP | 0.13 | 3
3NA78247 | LV HRC fuse link, NH00, In: 80 A, gG, Un AC: 500 V, Un DC: 250 V, Combination indicator, noninsulated grip lugs | 5.5 | TEM | 1 | LP | 0.2 | 3
3NA7830 | LV HRC fuse link, NH000, In: 100 A, gG, Un AC: 500 V, Un DC: 250 V, Combination indicator, noninsulated grip lugs | 4.2 | TEM | 1 | LP | 0.13 | 3
3NA78306 | LV HRC fuse link, NH00, In: 100 A, gG, Un AC: 690 V, Un DC: 250 V, Combination indicator, noninsulated grip lugs | 24.9 | TEM | 1 | LP | 0.199 | 3
3NA78307 | LV HRC fuse link, NH00, In: 100 A, gG, Un AC: 500 V, Un DC: 250 V, Combination indicator, noninsulated grip lugs | 5.5 | TEM | 1 | LP | 0.199 | 3
3NA7832 | LV HRC fuse link, NH00, In: 125 A, gG, Un AC: 500 V, Un DC: 250 V, Combination indicator, noninsulated grip lugs | 5.5 | TEM | 1 | LP | 0.2 | 3
3NA7836 | LV HRC fuse link, NH00, In: 160 A, gG, Un AC: 500 V, Un DC: 250 V, Combination indicator, noninsulated grip lugs | 5.5 | TEM | 1 | LP | 0.198 | 3
3ND1372 | LV HRC fuse link, NH3, In: 630 A, AM, Un AC: 690 V, Un DC: 440 V, Front indicator, non insulated grip lugs | 105.1 | TEM | 1 | LP | 1.036 | 3
3ND1801 | LV HRC fuse link, NH000, In: 6 A, AM, Un AC: 500 V, Un DC: 440 V, Front indicator, non insulated grip lugs | 24.3 | TEM | 1 | LP | 0.13 | 3
3ND1803 | LV HRC fuse link, NH000, In: 10 A, AM, Un AC: 500 V, Front indicator, noninsulated grip lugs | 24.3 | TEM | 1 | LP | 0.131 | 3
3ND1805 | LV HRC fuse link, NH000, In: 16 A, AM, Un AC: 500 V, Un DC: 440 V, Front indicator, non insulated grip lugs | 23.8 | TEM | 1 | LP | 0.127 | 3
3ND1807 | LV HRC fuse link, NH000, In: 20 A, AM, Un AC: 500 V, Un DC: 440 V, Front indicator, non insulated grip lugs | 24.3 | TEM | 1 | LP | 0.129 | 3
3ND1810 | LV HRC fuse link, NH000, In: 25 A, AM, Un AC: 500 V, Front indicator, noninsulated grip lugs | 23.8 | TEM | 1 | LP | 0.129 | 3
3ND1812 | LV HRC fuse link, NH000, In: 32 A, AM, Un AC: 500 V, Un DC: 440 V, Front indicator, non insulated grip lugs | 21.7 | TEM | 1 | LP | 0.131 | 3
3ND1814 | LV HRC fuse link, NH000, In: 35 A, AM, Un AC: 500 V, Front indicator, noninsulated grip lugs | 21.5 | TEM | 1 | LP | 0.131 | 3
3ND1817 | LV HRC fuse link, NH000, In: 40 A, AM, Un AC: 500 V, Un DC: 440 V, Front indicator, non insulated grip lugs | 21.5 | TEM | 1 | LP | 0.131 | 3
3ND1820 | LV HRC fuse link, NH000, In: 50 A, AM, Un AC: 500 V, Front indicator, noninsulated grip lugs | 21.5 | TEM | 1 | LP | 0.132 | 3
3ND1822 | LV HRC fuse link, NH000, In: 63 A, AM, Un AC: 500 V, Un DC: 440 V, Front indicator, non insulated grip lugs | 21.5 | TEM | 1 | LP | 0.131 | 3
3ND1824 | LV HRC fuse link, NH000, In: 80 A, AM, Un AC: 500 V, Front indicator, noninsulated grip lugs | 21.5 | TEM | 1 | LP | 0.131 | 3
3ND1830 | LV HRC fuse link, NH00, In: 100 A, AM, Un AC: 500 V, Un DC: 440 V, Front indicator | 21.5 | TEM | 1 | LP | 0.205 | 3
3ND1832 | LV HRC fuse link, NH00, In: 125 A, AM, Un AC: 500 V, Front indicator, noninsulated grip lugs | 21.5 | TEM | 1 | LP | 0.204 | 3
3ND1836 | LV HRC fuse link, NH00, In: 160 A, AM, Un AC: 500 V, Un DC: 440 V, Front indicator, noninsulated grip lugs | 21.5 | TEM | 1 | LP | 0.204 | 3
3ND2132 | LV HRC fuse link, NH1, In: 125 A, AM, Un AC: 690 V, Un DC: 400 V, Front indicator, non insulated grip lugs | 37.9 | TEM | 1 | LP | 0.449 | 3
3ND2136 | LV HRC fuse link, NH1, In: 160 A, AM, Un AC: 690 V, Un DC: 400 V, Front indicator, non insulated grip lugs | 37.9 | TEM | 1 | LP | 0.447 | 3
3ND2140 | LV HRC fuse link, NH1, In: 200 A, AM, Un AC: 690 V, Un DC: 400 V, Front indicator, non insulated grip lugs | 31.8 | TEM | 1 | LP | 0.447 | 3
3ND2144 | LV HRC fuse link, NH1, In: 250 A, AM, Un AC: 690 V, Un DC: 400 V, Front indicator, non insulated grip lugs | 32.3 | TEM | 1 | LP | 0.443 | 3
3ND2240 | LV HRC fuse link, NH2, In: 200 A, AM, Un AC: 690 V, Un DC: 250 V, Front indicator, non insulated grip lugs | 41.4 | TEM | 1 | LP | 0.467 | 3
3ND2252 | LV HRC fuse link, NH2, In: 315 A, AM, Un AC: 690 V, Un DC: 250 V, Front indicator, non insulated grip lugs | 66.2 | TEM | 1 | LP | 0.661 | 3
3ND2260 | LV HRC fuse link, NH2, In: 400 A, AM, Un AC: 690 V, Un DC: 250 V, Front indicator, non insulated grip lugs | 66.2 | TEM | 1 | LP | 0.655 | 3
3ND2360 | LV HRC fuse link, NH3, In: 400 A, AM, Un AC: 690 V, Un DC: 250 V, Front indicator, non insulated grip lugs | 89.9 | TEM | 1 | LP | 0.659 | 3
3NH3030 | LV HRC FUSE BASE 690V(1000V) SINGLEPOLE,160A,SIZE 00 PADTYPE TERMINAL, 95 SQMM | 8.5 | TEM | 1 | LP | 0.216 | 3
3NH3031 | LV HRC FUSE BASE 690V(1000V) SINGLEPOLE,160A,SIZE 00 STRAIGHTWIRE TERMI.2.250SQMM | 23.6 | TEM | 1 | LP | 0.271 | 3
3NH3032 | LV HRC FUSE BASDE, 690V(1000V) SINGLEPOLE, 160A, SIZE 00 CLIPTYPE TERMINAL, 6X70SQMM | 21 | TEM | 1 | LP | 0.219 | 3
3NH3053 | LV HBC FUSE BASE 690V(1000V) 1POLE, 160 A, SIZE 00 FOR SNATCHING ON MOUNTING RAIL WITH BOX TERMINAL 50 SQMM | 21.3 | TEM | 1 | LP | 0.12 | 1
3NH3120 | LV HRC FUSE BASE 690V(1000V) SINGLEPOLE, 160A, SIZE 0 PADTYPE TERMINAL | 13.2 | TEM | 1 | LP | 0.423 | 3
3NH3230 | LV HRC FUSE BASE 690V(1000V) SINGLEPOLE, 250A, SIZE 1 PADTYPE TERMINAL | 19.8 | TEM | 1 | LP | 0.759 | 3
3NH3320 | LV HRC FUSE BASE 690V(1000V) SINGLEPOLE, 400A, SIZE 2 DOUBLE BUSBAR CONNECTION | 56 | TEM | 1 | LP | 0.818 | 1
3NH3330 | LV HRC FUSE BASE, 690V(1000V) SINGLEPOLE, 400A, SIZE 2 | 23.9 | TEM | 1 | LP | 0.803 | 1
3NH3420 | LV HRC FUSE BASE 690V(1000V) SINGLEPOLE, 630A, SIZE 3 DOUBLE BUSBAR CONNECTION | 89.1 | TEM | 1 | LP | 1.091 | 1
3NH3430 | LV HRC FUSE BASE, 690V(1000V) SINGLEPOLE, 630A, SIZE 3 | 41 | TEM | 1 | LP | 1.072 | 1
3NH3530 | LV HRC BUS MOUNT.FUSE BASE 690V 1 POLE,1000A,SIZE4 FLATTYPE CONNECTION | 173.3 | TEM | 1 | LP | 3.107 | 1
3NH4030 | LV HRC FUSE BASE, 690V(1000V) TRIPLEPOLE, 160A, SIZE 00 | 25.5 | TEM | 1 | LP | 0.709 | 1
3NH4230 | LV HRC FUSE BASE, 660V TRIPLEPOLE, 250A, SIZE 1 | 68.4 | TEM | 1 | LP | 2.069 | 1
3NH7030 | LV HRC FUSE BASE AC 690V WITH SLEWING EQUIPMENT SIZE 00 160A 1POLE W.SCREWTYPE TERMINAL CONNECTION | 99 | TEM | 1 | LP | 0.412 | 1
3NH7520 | LV HRC FUSE BASE, 690V 1POLE, 1250A, SIZE 4A | 514.4 | TEM | 1 | LP | 5.169 | 1
3NA38146 | LV HRC fuse link, NH000, In: 35 A, gG, Un AC: 690 V, Un DC: 250 V, Front indicator, non insulated grip lugs | 23.9 | TEM | 1 | LP | 0.131 | 3
3NA3822 | LV HRC fuse link, NH000, In: 63 A, gG, Un AC: 500 V, Un DC: 250 V, Front indicator, non insulated grip lugs | 3.8 | TEM | 1 | LP | 0.131 | 3
3NA3832 | LV HRC fuse link, NH00, In: 125 A, gG, Un AC: 500 V, Un DC: 250 V, Front indicator, noninsulated grip lugs | 5.1 | TEM | 1 | LP | 0.203 | 3
3NH4030 | LV HRC FUSE BASE, 690V(1000V) TRIPLEPOLE, 160A, SIZE 00 | 25.5 | TEM | 1 | LP | 0.709 | 1
3NA3001 | LV HRC fuse link, NH0, In: 6 A, gG, Un AC: 500 V, Un DC: 440 V, Front indicator, non insulated grip lugs | 13.2 | TEM | 1 | LP | 0.268 | 3
3NA3020 | LV HRC fuse link, NH0, In: 50 A, gG, Un AC: 500 V, Un DC: 440 V, Front indicator, non insulated grip lugs | 13.2 | TEM | 1 | LP | 0.273 | 3
3NA3022 | LV HRC fuse link, NH0, In: 63 A, gG, Un AC: 500 V, Un DC: 440 V, Front indicator, non insulated grip lugs | 13.2 | TEM | 1 | LP | 0.27 | 3
3NA3024 | LV HRC fuse link, NH0, In: 80 A, gG, Un AC: 500 V, Un DC: 440 V, Front indicator, non insulated grip lugs | 13.2 | TEM | 1 | LP | 0.27 | 3
3NA3030 | LV HRC fuse link, NH0, In: 100 A, gG, Un AC: 500 V, Un DC: 440 V, Front indicator, non insulated grip lugs | 13.2 | TEM | 1 | LP | 0.269 | 3
3NA3032 | LV HRC fuse link, NH0, In: 125 A, gG, Un AC: 500 V, Un DC: 440 V, Front indicator, non insulated grip lugs | 13.2 | TEM | 1 | LP | 0.27 | 3
3NA3036 | LV HRC fuse link, NH0, In: 160 A, gG, Un AC: 500 V, Un DC: 440 V, Front indicator, non insulated grip lugs | 13.2 | TEM | 1 | LP | 0.272 | 3
3NA3114 | LV HRC fuse link, NH1, In: 35 A, gG, Un AC: 500 V, Un DC: 440 V, Front indicator, non insulated grip lugs | 9 | TEM | 1 | LP | 0.287 | 3
3NA3122 | LV HRC fuse link, NH1, In: 63 A, gG, Un AC: 500 V, Un DC: 440 V, Front indicator, non insulated grip lugs | 9 | TEM | 1 | LP | 0.29 | 3
3NA3124 | LV HRC fuse link, NH1, In: 80 A, gG, Un AC: 500 V, Un DC: 440 V, Front indicator, non insulated grip lugs | 9 | TEM | 1 | LP | 0.278 | 3
3NA3130 | LV HRC fuse link, NH1, In: 100 A, gG, Un AC: 500 V, Un DC: 440 V, Front indicator, non insulated grip lugs | 9 | TEM | 1 | LP | 0.278 | 3
3NA3132 | LV HRC fuse link, NH1, In: 125 A, gG, Un AC: 500 V, Un DC: 440 V, Front indicator, non insulated grip lugs | 9 | TEM | 1 | LP | 0.287 | 3
3NA31326 | LV HRC fuse link, NH1, In: 125 A, gG, Un AC: 690 V, Un DC: 440 V, Front indicator, non insulated grip lugs | 38.3 | TEM | 1 | LP | 0.272 | 3
3NA3136 | LV HRC fuse link, NH1, In: 160 A, gG, Un AC: 500 V, Un DC: 440 V, Front indicator, non insulated grip lugs | 9 | TEM | 1 | LP | 0.283 | 3
3NA31366 | LV HRC fuse link, NH1, In: 160 A, gG, Un AC: 690 V, Un DC: 440 V, Front indicator, non insulated grip lugs | 38.3 | TEM | 1 | LP | 0.29 | 3
3NA3140 | LV HRC fuse link, NH1, In: 200 A, gG, Un AC: 500 V, Un DC: 440 V, Front indicator, non insulated grip lugs | 11.4 | TEM | 1 | LP | 0.436 | 3
3NA3142 | LV HRC fuse link, NH1, In: 224 A, gG, Un AC: 500 V, Un DC: 440 V, Front indicator, non insulated grip lugs | 11.4 | TEM | 1 | LP | 0.448 | 3
3NA3144 | LV HRC fuse link, NH1, In: 250 A, gG, Un AC: 500 V, Un DC: 440 V, Front indicator, non insulated grip lugs | 11.4 | TEM | 1 | LP | 0.439 | 3
3NA3232 | LV HRC fuse link, NH2, In: 125 A, gG, Un AC: 500 V, Un DC: 440 V, Front indicator, non insulated grip lugs | 12.4 | TEM | 1 | LP | 0.462 | 3
3NA32326 | LV HRC fuse link, NH2, In: 125 A, gG, Un AC: 690 V, Un DC: 440 V, Front indicator, non insulated grip lugs | 50.1 | TEM | 1 | LP | 0.456 | 3
3NA3236 | LV HRC fuse link, NH2, In: 160 A, gG, Un AC: 500 V, Un DC: 440 V, Front indicator, non insulated grip lugs | 12.4 | TEM | 1 | LP | 0.465 | 3
3NA3240 | LV HRC fuse link, NH2, In: 200 A, gG, Un AC: 500 V, Un DC: 440 V, Front indicator, non insulated grip lugs | 12.4 | TEM | 1 | LP | 0.465 | 3
3NA32406 | LV HRC fuse link, NH2, In: 200 A, gG, Un AC: 690 V, Un DC: 440 V, Front indicator, non insulated grip lugs | 50.1 | TEM | 1 | LP | 0.47 | 3
3NA3242 | LV HRC fuse link, NH2, In: 224 A, gG, Un AC: 500 V, Un DC: 440 V, Front indicator, non insulated grip lugs | 12.4 | TEM | 1 | LP | 0.46 | 3
3NA3244 | LV HRC fuse link, NH2, In: 250 A, gG, Un AC: 500 V, Un DC: 440 V, Front indicator, non insulated grip lugs | 12.4 | TEM | 1 | LP | 0.467 | 3
3NA3250 | LV HRC fuse link, NH2, In: 300 A, gG, Un AC: 500 V, Un DC: 440 V, Front indicator, non insulated grip lugs | 14.1 | TEM | 1 | LP | 0.655 | 3
3NA3252 | LV HRC fuse link, NH2, In: 315 A, gG, Un AC: 500 V, Un DC: 440 V, Front indicator, non insulated grip lugs | 14.1 | TEM | 1 | LP | 0.65 | 3
3NA3254 | LV HRC fuse link, NH2, In: 355 A, gG, Un AC: 500 V, Un DC: 440 V, Front indicator, non insulated grip lugs | 14.1 | TEM | 1 | LP | 0.655 | 3
3NA3260 | LV HRC fuse link, NH2, In: 400 A, gG, Un AC: 500 V, Un DC: 440 V, Front indicator, non insulated grip lugs | 15.3 | TEM | 1 | LP | 0.65 | 3
3NA3344 | LV HRC fuse link, NH3, In: 250 A, gG, Un AC: 500 V, Un DC: 440 V, Front indicator, non insulated grip lugs | 22.4 | TEM | 1 | LP | 0.656 | 3
3NA3352 | LV HRC fuse link, NH3, In: 315 A, gG, Un AC: 500 V, Un DC: 440 V, Front indicator, non insulated grip lugs | 22.4 | TEM | 1 | LP | 0.657 | 3
3NA3354 | LV HRC fuse link, NH3, In: 355 A, gG, Un AC: 500 V, Un DC: 440 V, Front indicator, non insulated grip lugs | 22.4 | TEM | 1 | LP | 0.658 | 3
3NA3360 | LV HRC fuse link, NH3, In: 400 A, gG, Un AC: 500 V, Un DC: 440 V, Front indicator, non insulated grip lugs | 22.4 | TEM | 1 | LP | 0.66 | 3
3NA33606 | LV HRC fuse link, NH3, In: 400 A, gG, Un AC: 690 V, Un DC: 440 V, Front indicator, non insulated grip lugs | 93 | TEM | 1 | LP | 1.038 | 3
3NA3365 | LV HRC fuse link, NH3, In: 500 A, gG, Un AC: 500 V, Un DC: 440 V, Front indicator, non insulated grip lugs | 30 | TEM | 1 | LP | 0.943 | 3
3NA33656 | LV HRC fuse link, NH3, In: 500 A, gG, Un AC: 690 V, Un DC: 440 V, Front indicator, non insulated grip lugs | 93 | TEM | 1 | LP | 0.982 | 3
3NA3372 | LV HRC fuse link, NH3, In: 630 A, gG, Un AC: 500 V, Un DC: 440 V, Front indicator, non insulated grip lugs | 33 | TEM | 1 | LP | 0.939 | 3
3NA3475 | LV HRC fuse link, with screw contacts, NH4, In: 800 A, gG, Un AC: 500 V, Un DC: 400 V, Front indicator, noninsulated grip lugs | 271.7 | TEM | 1 | LP | 2.573 | 1
3NA3480 | LV HRC fuse link, with screw contacts, NH4, In: 1000 A, gG, Un AC: 500 V, Un DC: 400 V, Front indicator, noninsulated grip lugs | 317 | TEM | 1 | LP | 2.561 | 1
3NA3482 | LV HRC fuse link, with screw contacts, NH4, In: 1250 A, gG, Un AC: 500 V, Un DC: 400 V, Front indicator, noninsulated grip lugs | 317 | TEM | 1 | LP | 2.577 | 1
3NA3675 | LV HRC fuse link, NH4a, In: 800 A, gG, Un AC: 500 V, Un DC: 400 V, Front indicator, noninsulated grip lugs | 271.7 | TEM | 1 | LP | 2.661 | 1
3NA3680 | LV HRC fuse link, NH4a, In: 1000 A, gG, Un AC: 500 V, Un DC: 400 V, Front indicator, noninsulated grip lugs | 317 | TEM | 1 | LP | 2.646 | 1
3NA3682 | LV HRC fuse link, NH4a, In: 1250 A, gG, Un AC: 500 V, Un DC: 400 V, Front indicator, noninsulated grip lugs | 317 | TEM | 1 | LP | 2.659 | 1
3NA3801 | LV HRC fuse link, NH000, In: 6 A, gG, Un AC: 500 V, Un DC: 250 V, Front indicator, non insulated grip lugs | 4.6 | TEM | 1 | LP | 0.131 | 3
3NA3802 | LV HRC fuse link, NH000, In: 2 A, gG, Un AC: 500 V, Un DC: 250 V, Front indicator, non insulated grip lugs | 6 | TEM | 1 | LP | 0.131 | 3
3NA38026 | LV HRC fuse link, NH000, In: 2 A, gG, Un AC: 690 V, Un DC: 250 V, Front indicator, non insulated grip lugs | 24.8 | TEM | 1 | LP | 0.129 | 3
3NA3803 | LV HRC fuse link, NH000, In: 10 A, gG, Un AC: 500 V, Un DC: 250 V, Front indicator, non insulated grip lugs | 4.6 | TEM | 1 | LP | 0.129 | 3
3NA38036 | LV HRC fuse link, NH000, In: 10 A, gG, Un AC: 690 V, Un DC: 250 V, Front indicator, non insulated grip lugs | 24.8 | TEM | 1 | LP | 0.132 | 3
3NA3804 | LV HRC fuse link, NH000, In: 4 A, gG, Un AC: 500 V, Un DC: 250 V, Front indicator, non insulated grip lugs | 6 | TEM | 1 | LP | 0.13 | 3
3NA38046 | LV HRC fuse link, NH000, In: 4 A, gG, Un AC: 690 V, Un DC: 250 V, Front indicator, non insulated grip lugs | 24.8 | TEM | 1 | LP | 0.129 | 3
3NA3805 | LV HRC fuse link, NH000, In: 16 A, gG, Un AC: 500 V, Un DC: 250 V, Front indicator, non insulated grip lugs | 4.6 | TEM | 1 | LP | 0.131 | 3
3NA38056 | LV HRC fuse link, NH000, In: 16 A, gG, Un AC: 690 V, Un DC: 250 V, Front indicator, non insulated grip lugs | 24.8 | TEM | 1 | LP | 0.13 | 3
3NA3807 | LV HRC fuse link, NH000, In: 20 A, gG, Un AC: 500 V, Un DC: 250 V, Front indicator, non insulated grip lugs | 4.6 | TEM | 1 | LP | 0.13 | 3
3NA3810 | LV HRC fuse link, NH000, In: 25 A, gG, Un AC: 500 V, Un DC: 250 V, Front indicator, non insulated grip lugs | 4.6 | TEM | 1 | LP | 0.13 | 3
3NA38106 | LV HRC fuse link, NH000, In: 25 A, gG, Un AC: 690 V, Un DC: 250 V, Front indicator, non insulated grip lugs | 25.1 | TEM | 1 | LP | 0.129 | 3
3NA3812 | LV HRC fuse link, NH000, In: 32 A, gG, Un AC: 500 V, Un DC: 250 V, Front indicator, non insulated grip lugs | 4.5 | TEM | 1 | LP | 0.128 | 3
3NA3814 | LV HRC fuse link, NH000, In: 35 A, gG, Un AC: 500 V, Un DC: 250 V, Front indicator, non insulated grip lugs | 3.8 | TEM | 1 | LP | 0.131 | 3
3NA38146 | LV HRC fuse link, NH000, In: 35 A, gG, Un AC: 690 V, Un DC: 250 V, Front indicator, non insulated grip lugs | 23.9 | TEM | 1 | LP | 0.131 | 3
3NA38147 | LV HRC fuse link, NH00, In: 35 A, gG, Un AC: 500 V, Un DC: 250 V, Front indicator, non insulated grip lugs | 5.5 | TEM | 1 | LP | 0.203 | 3
3NA3817 | LV HRC fuse link, NH000, In: 40 A, gG, Un AC: 500 V, Un DC: 250 V, Front indicator, non insulated grip lugs | 3.8 | TEM | 1 | LP | 0.13 | 3
3NA3820 | LV HRC fuse link, NH000, In: 50 A, gG, Un AC: 500 V, Un DC: 250 V, Front indicator, non insulated grip lugs | 3.8 | TEM | 1 | LP | 0.131 | 3
3NA38206 | LV HRC fuse link, NH00, In: 50 A, gG, Un AC: 690 V, Un DC: 250 V, Front indicator, non insulated grip lugs | 23.9 | TEM | 1 | LP | 0.207 | 3
3NA38207 | LV HRC fuse link, NH00, In: 50 A, gG, Un AC: 500 V, Un DC: 250 V, Front indicator, non insulated grip lugs | 5.3 | TEM | 1 | LP | 0.204 | 3
3NA3822 | LV HRC fuse link, NH000, In: 63 A, gG, Un AC: 500 V, Un DC: 250 V, Front indicator, non insulated grip lugs | 3.8 | TEM | 1 | LP | 0.131 | 3
3NA38226 | LV HRC fuse link, NH00, In: 63 A, gG, Un AC: 690 V, Un DC: 250 V, Front indicator, non insulated grip lugs | 23.9 | TEM | 1 | LP | 0.205 | 3
3NA38227 | LV HRC fuse link, NH00, In: 63 A, gG, Un AC: 500 V, Un DC: 250 V, Front indicator, non insulated grip lugs | 5.3 | TEM | 1 | LP | 0.195 | 3
3NA3824 | LV HRC fuse link, NH000, In: 80 A, gG, Un AC: 500 V, Un DC: 250 V, Front indicator, non insulated grip lugs | 3.8 | TEM | 1 | LP | 0.13 | 3
3NA38246 | LV HRC fuse link, NH00, In: 80 A, gG, Un AC: 690 V, Un DC: 250 V, Front indicator, non insulated grip lugs | 23.9 | TEM | 1 | LP | 0.204 | 3
3NA38247 | LV HRC fuse link, NH00, In: 80 A, gG, Un AC: 500 V, Un DC: 250 V, Front indicator, non insulated grip lugs | 5.3 | TEM | 1 | LP | 0.205 | 3
3NA3830 | LV HRC fuse link, NH000, In: 100 A, gG, Un AC: 500 V, Un DC: 250 V, Front indicator, noninsulated grip lugs | 3.8 | TEM | 1 | LP | 0.131 | 3
3NA38306 | LV HRC fuse link, NH00, In: 100 A, gG, Un AC: 690 V, Un DC: 250 V, Front indicator, noninsulated grip lugs | 23.9 | TEM | 1 | LP | 0.203 | 3
3NA38307 | LV HRC fuse link, NH00, In: 100 A, gG, Un AC: 500 V, Un DC: 250 V, Front indicator, noninsulated grip lugs | 5.3 | TEM | 1 | LP | 0.201 | 3
3NA3832 | LV HRC fuse link, NH00, In: 125 A, gG, Un AC: 500 V, Un DC: 250 V, Front indicator, noninsulated grip lugs | 5.1 | TEM | 1 | LP | 0.203 | 3
3NA38328 | LV HRC fuse link, NH000, In: 125 A, gG, Un AC: 400 V, Un DC: 250 V, Front indicator, noninsulated grip lugs | 12.2 | TEM | 1 | LP | 0.125 | 3
3NA3836 | LV HRC fuse link, NH00, In: 160 A, gG, Un AC: 500 V, Un DC: 250 V, Front indicator, noninsulated grip lugs | 5.5 | TEM | 1 | LP | 0.206 | 3
3NA38368 | LV HRC fuse link, NH000, In: 160 A, gG, Un AC: 400 V, Un DC: 250 V, Front indicator, noninsulated grip lugs | 12.7 | TEM | 1 | LP | 0.126 | 3
3NA61364 | LV HRC fuse link, NH1, In: 160 A, gG, Un AC: 400 V, Combination indicator, insulated grip lugs | 18.3 | TEM | 1 | LP | 0.287 | 3
3NA62504 | LV HRC fuse link, NH2, In: 300 A, gG, Un AC: 400 V, Combination indicator, insulated grip lugs | 28.5 | TEM | 1 | LP | 0.659 | 3
3NA6252 | LV HRC fuse link, NH2, In: 315 A, gG, Un AC: 500 V, Un DC: 440 V, Combination indicator, insulated grip lugs | 20.2 | TEM | 1 | LP | 0.658 | 3
3NA62526 | LV HRC fuse link, NH2, In: 315 A, gG, Un AC: 690 V, Un DC: 440 V, Combination indicator, insulated grip lugs | 97.3 | TEM | 1 | LP | 0.658 | 3
3NA6802 | LV HRC fuse link, NH000, In: 2 A, gG, Un AC: 500 V, Un DC: 250 V, Combination indicator, insulated grip lugs | 6.8 | TEM | 1 | LP | 0.131 | 3
3NA68054 | LV HRC fuse link, NH000, In: 16 A, gG, Un AC: 400 V, Combination indicator, insulated grip lugs | 7.3 | TEM | 1 | LP | 0.132 | 3
3NA68104 | LV HRC fuse link, NH000, In: 25 A, gG, Un AC: 400 V, Combination indicator, insulated grip lugs | 7.3 | TEM | 1 | LP | 0.132 | 3
3NA6820 | LV HRC fuse link, NH000, In: 50 A, gG, Un AC: 500 V, Un DC: 250 V, Combination indicator, insulated grip lugs | 5.2 | TEM | 1 | LP | 0.131 | 3
3NA68204 | LV HRC fuse link, NH000, In: 50 A, gG, Un AC: 400 V, Combination indicator, insulated grip lugs | 7 | TEM | 1 | LP | 0.13 | 3
3NA6822 | LV HRC fuse link, NH000, In: 63 A, gG, Un AC: 500 V, Un DC: 250 V, Combination indicator, insulated grip lugs | 5.1 | TEM | 1 | LP | 0.133 | 3
3NA68224 | LV HRC fuse link, NH000, In: 63 A, gG, Un AC: 400 V, Combination indicator, insulated grip lugs | 7 | TEM | 1 | LP | 0.131 | 3
3NA68226 | LV HRC fuse link, NH00, In: 63 A, gG, Un AC: 690 V, Un DC: 250 V, Combination indicator, insulated grip lugs | 30.3 | TEM | 1 | LP | 0.202 | 3
3NA6824 | LV HRC fuse link, NH000, In: 80 A, gG, Un AC: 500 V, Un DC: 250 V, Combination indicator, insulated grip lugs | 5.2 | TEM | 1 | LP | 0.131 | 3
3NA68244 | LV HRC fuse link, NH000, In: 80 A, gG, Un AC: 400 V, Combination indicator, insulated grip lugs | 7 | TEM | 1 | LP | 0.131 | 3
3NA68244KK | LV HRC fuse link, NH00, In: 80 A, gG, Un AC: 400 V, Combination indicator, insulated grip lugs | 7.6 | TEM | 1 | LP | 0.194 | 3
3NA68246 | LV HRC fuse link, NH00, In: 80 A, gG, Un AC: 690 V, Un DC: 250 V, Combination indicator, insulated grip lugs | 30.6 | TEM | 1 | LP | 0.2 | 3
3NA6830 | LV HRC fuse link, NH000, In: 100 A, gG, Un AC: 500 V, Un DC: 250 V, Combination indicator, insulated grip lugs | 5.2 | TEM | 1 | LP | 0.133 | 3
3NA68304KK | LV HRC fuse link, NH00, In: 100 A, gG, Un AC: 400 V, Combination indicator, insulated grip lugs | 7.9 | TEM | 1 | LP | 0.204 | 3
3NA68306 | LV HRC fuse link, NH00, In: 100 A, gG, Un AC: 690 V, Un DC: 250 V, Combination indicator, insulated grip lugs | 30.6 | TEM | 1 | LP | 0.194 | 3
3NA6832 | LV HRC fuse link, NH00, In: 125 A, gG, Un AC: 500 V, Un DC: 250 V, Combination indicator, insulated grip lugs | 6.3 | TEM | 1 | LP | 0.202 | 3
3NA68324 | LV HRC fuse link, NH00, In: 125 A, gG, Un AC: 400 V, Combination indicator, insulated grip lugs | 8.7 | TEM | 1 | LP | 0.202 | 3
3NA6836 | LV HRC fuse link, NH00, In: 160 A, gG, Un AC: 500 V, Un DC: 250 V, Combination indicator, insulated grip lugs | 6.7 | TEM | 1 | LP | 0.203 | 3
3NA68364 | LV HRC fuse link, NH00, In: 160 A, gG, Un AC: 400 V, Combination indicator, insulated grip lugs | 9.2 | TEM | 1 | LP | 0.203 | 3
3NA7122 | LV HRC fuse link, NH1, In: 63 A, gG, Un AC: 500 V, Un DC: 440 V, Combination indicator, noninsulated grip lugs | 9.5 | TEM | 1 | LP | 0.281 | 3
3NA7124 | LV HRC fuse link, NH1, In: 80 A, gG, Un AC: 500 V, Un DC: 440 V, Combination indicator, noninsulated grip lugs | 9.5 | TEM | 1 | LP | 0.279 | 3
3NA7130 | LV HRC fuse link, NH1, In: 100 A, gG, Un AC: 500 V, Un DC: 440 V, Combination indicator, noninsulated grip lugs | 9.5 | TEM | 1 | LP | 0.282 | 3
3NA7132 | LV HRC fuse link, NH1, In: 125 A, gG, Un AC: 500 V, Un DC: 440 V, Combination indicator, noninsulated grip lugs | 9.5 | TEM | 1 | LP | 0.282 | 3
3NA7136 | LV HRC fuse link, NH1, In: 160 A, gG, Un AC: 500 V, Un DC: 440 V, Combination indicator, noninsulated grip lugs | 9.5 | TEM | 1 | LP | 0.281 | 3
3NA71366 | LV HRC fuse link, NH1, In: 160 A, gG, Un AC: 690 V, Un DC: 440 V, Combination indicator, noninsulated grip lugs | 42.4 | TEM | 1 | LP | 0.268 | 3
3NA7140 | LV HRC fuse link, NH1, In: 200 A, gG, Un AC: 500 V, Un DC: 440 V, Combination indicator, noninsulated grip lugs | 12.9 | TEM | 1 | LP | 0.444 | 3
3NA7142 | LV HRC fuse link, NH1, In: 224 A, gG, Un AC: 500 V, Un DC: 440 V, Combination indicator, noninsulated grip lugs | 12.9 | TEM | 1 | LP | 0.436 | 3
3NA7144 | LV HRC fuse link, NH1, In: 250 A, gG, Un AC: 500 V, Un DC: 440 V, Combination indicator, noninsulated grip lugs | 12.9 | TEM | 1 | LP | 0.444 | 3
3NA7236 | LV HRC fuse link, NH2, In: 160 A, gG, Un AC: 500 V, Un DC: 440 V, Combination indicator, noninsulated grip lugs | 12.9 | TEM | 1 | LP | 0.46 | 3
3NA7244 | LV HRC fuse link, NH2, In: 250 A, gG, Un AC: 500 V, Un DC: 440 V, Combination indicator, noninsulated grip lugs | 13.3 | TEM | 1 | LP | 0.463 | 3
3NA7252 | LV HRC fuse link, NH2, In: 315 A, gG, Un AC: 500 V, Un DC: 440 V, Combination indicator, noninsulated grip lugs | 15.6 | TEM | 1 | LP | 0.646 | 3
3NA7260 | LV HRC fuse link, NH2, In: 400 A, gG, Un AC: 500 V, Un DC: 440 V, Combination indicator, noninsulated grip lugs | 17.4 | TEM | 1 | LP | 0.657 | 3
3NA7801 | LV HRC fuse link, NH000, In: 6 A, gG, Un AC: 500 V, Un DC: 250 V, Combination indicator, noninsulated grip lugs | 6.1 | TEM | 1 | LP | 0.129 | 3
3NA7802 | LV HRC fuse link, NH000, In: 2 A, gG, Un AC: 500 V, Un DC: 250 V, Combination indicator, noninsulated grip lugs | 6.1 | TEM | 1 | LP | 0.126 | 3
3NA7803 | LV HRC fuse link, NH000, In: 10 A, gG, Un AC: 500 V, Un DC: 250 V, Combination indicator, noninsulated grip lugs | 4.6 | TEM | 1 | LP | 0.129 | 3
3NA7804 | LV HRC fuse link, NH000, In: 4 A, gG, Un AC: 500 V, Un DC: 250 V, Combination indicator, noninsulated grip lugs | 6.1 | TEM | 1 | LP | 0.128 | 3
3NA7805 | LV HRC fuse link, NH000, In: 16 A, gG, Un AC: 500 V, Un DC: 250 V, Combination indicator, noninsulated grip lugs | 4.6 | TEM | 1 | LP | 0.13 | 3
3NA7807 | LV HRC fuse link, NH000, In: 20 A, gG, Un AC: 500 V, Un DC: 250 V, Combination indicator, noninsulated grip lugs | 4.6 | TEM | 1 | LP | 0.13 | 3
3NA7810 | LV HRC fuse link, NH000, In: 25 A, gG, Un AC: 500 V, Un DC: 250 V, Combination indicator, noninsulated grip lugs | 4.6 | TEM | 1 | LP | 0.13 | 3
3NA7812 | LV HRC fuse link, NH000, In: 32 A, gG, Un AC: 500 V, Un DC: 250 V, Combination indicator, noninsulated grip lugs | 4.6 | TEM | 1 | LP | 0.129 | 3
3NA7814 | LV HRC fuse link, NH000, In: 35 A, gG, Un AC: 500 V, Un DC: 250 V, Combination indicator, noninsulated grip lugs | 4.2 | TEM | 1 | LP | 0.13 | 3
3NA7817 | LV HRC fuse link, NH000, In: 40 A, gG, Un AC: 500 V, Un DC: 250 V, Combination indicator, noninsulated grip lugs | 4.2 | TEM | 1 | LP | 0.127 | 3
3NA7820 | LV HRC fuse link, NH000, In: 50 A, gG, Un AC: 500 V, Un DC: 250 V, Combination indicator, noninsulated grip lugs | 4.2 | TEM | 1 | LP | 0.131 | 3
3NA7822 | LV HRC fuse link, NH000, In: 63 A, gG, Un AC: 500 V, Un DC: 250 V, Combination indicator, noninsulated grip lugs | 4.2 | TEM | 1 | LP | 0.13 | 3
3NA7824 | LV HRC fuse link, NH000, In: 80 A, gG, Un AC: 500 V, Un DC: 250 V, Combination indicator, noninsulated grip lugs | 4.2 | TEM | 1 | LP | 0.13 | 3
3NA78247 | LV HRC fuse link, NH00, In: 80 A, gG, Un AC: 500 V, Un DC: 250 V, Combination indicator, noninsulated grip lugs | 5.5 | TEM | 1 | LP | 0.2 | 3
3NA7830 | LV HRC fuse link, NH000, In: 100 A, gG, Un AC: 500 V, Un DC: 250 V, Combination indicator, noninsulated grip lugs | 4.2 | TEM | 1 | LP | 0.13 | 3
3NA78306 | LV HRC fuse link, NH00, In: 100 A, gG, Un AC: 690 V, Un DC: 250 V, Combination indicator, noninsulated grip lugs | 24.9 | TEM | 1 | LP | 0.199 | 3
3NA78307 | LV HRC fuse link, NH00, In: 100 A, gG, Un AC: 500 V, Un DC: 250 V, Combination indicator, noninsulated grip lugs | 5.5 | TEM | 1 | LP | 0.199 | 3
3NA7832 | LV HRC fuse link, NH00, In: 125 A, gG, Un AC: 500 V, Un DC: 250 V, Combination indicator, noninsulated grip lugs | 5.5 | TEM | 1 | LP | 0.2 | 3
3NA7836 | LV HRC fuse link, NH00, In: 160 A, gG, Un AC: 500 V, Un DC: 250 V, Combination indicator, noninsulated grip lugs | 5.5 | TEM | 1 | LP | 0.198 | 3
3ND1372 | LV HRC fuse link, NH3, In: 630 A, AM, Un AC: 690 V, Un DC: 440 V, Front indicator, non insulated grip lugs | 105.1 | TEM | 1 | LP | 1.036 | 3
3ND1801 | LV HRC fuse link, NH000, In: 6 A, AM, Un AC: 500 V, Un DC: 440 V, Front indicator, non insulated grip lugs | 24.3 | TEM | 1 | LP | 0.13 | 3
3ND1803 | LV HRC fuse link, NH000, In: 10 A, AM, Un AC: 500 V, Front indicator, noninsulated grip lugs | 24.3 | TEM | 1 | LP | 0.131 | 3
3ND1805 | LV HRC fuse link, NH000, In: 16 A, AM, Un AC: 500 V, Un DC: 440 V, Front indicator, non insulated grip lugs | 23.8 | TEM | 1 | LP | 0.127 | 3
3ND1807 | LV HRC fuse link, NH000, In: 20 A, AM, Un AC: 500 V, Un DC: 440 V, Front indicator, non insulated grip lugs | 24.3 | TEM | 1 | LP | 0.129 | 3
3ND1810 | LV HRC fuse link, NH000, In: 25 A, AM, Un AC: 500 V, Front indicator, noninsulated grip lugs | 23.8 | TEM | 1 | LP | 0.129 | 3
3ND1812 | LV HRC fuse link, NH000, In: 32 A, AM, Un AC: 500 V, Un DC: 440 V, Front indicator, non insulated grip lugs | 21.7 | TEM | 1 | LP | 0.131 | 3
3ND1814 | LV HRC fuse link, NH000, In: 35 A, AM, Un AC: 500 V, Front indicator, noninsulated grip lugs | 21.5 | TEM | 1 | LP | 0.131 | 3
3ND1817 | LV HRC fuse link, NH000, In: 40 A, AM, Un AC: 500 V, Un DC: 440 V, Front indicator, non insulated grip lugs | 21.5 | TEM | 1 | LP | 0.131 | 3
3ND1820 | LV HRC fuse link, NH000, In: 50 A, AM, Un AC: 500 V, Front indicator, noninsulated grip lugs | 21.5 | TEM | 1 | LP | 0.132 | 3
3ND1822 | LV HRC fuse link, NH000, In: 63 A, AM, Un AC: 500 V, Un DC: 440 V, Front indicator, non insulated grip lugs | 21.5 | TEM | 1 | LP | 0.131 | 3
3ND1824 | LV HRC fuse link, NH000, In: 80 A, AM, Un AC: 500 V, Front indicator, noninsulated grip lugs | 21.5 | TEM | 1 | LP | 0.131 | 3
3ND1830 | LV HRC fuse link, NH00, In: 100 A, AM, Un AC: 500 V, Un DC: 440 V, Front indicator | 21.5 | TEM | 1 | LP | 0.205 | 3
3ND1832 | LV HRC fuse link, NH00, In: 125 A, AM, Un AC: 500 V, Front indicator, noninsulated grip lugs | 21.5 | TEM | 1 | LP | 0.204 | 3
3ND1836 | LV HRC fuse link, NH00, In: 160 A, AM, Un AC: 500 V, Un DC: 440 V, Front indicator, noninsulated grip lugs | 21.5 | TEM | 1 | LP | 0.204 | 3
3ND2132 | LV HRC fuse link, NH1, In: 125 A, AM, Un AC: 690 V, Un DC: 400 V, Front indicator, non insulated grip lugs | 37.9 | TEM | 1 | LP | 0.449 | 3
3ND2136 | LV HRC fuse link, NH1, In: 160 A, AM, Un AC: 690 V, Un DC: 400 V, Front indicator, non insulated grip lugs | 37.9 | TEM | 1 | LP | 0.447 | 3
3ND2140 | LV HRC fuse link, NH1, In: 200 A, AM, Un AC: 690 V, Un DC: 400 V, Front indicator, non insulated grip lugs | 31.8 | TEM | 1 | LP | 0.447 | 3
3ND2144 | LV HRC fuse link, NH1, In: 250 A, AM, Un AC: 690 V, Un DC: 400 V, Front indicator, non insulated grip lugs | 32.3 | TEM | 1 | LP | 0.443 | 3
3ND2240 | LV HRC fuse link, NH2, In: 200 A, AM, Un AC: 690 V, Un DC: 250 V, Front indicator, non insulated grip lugs | 41.4 | TEM | 1 | LP | 0.467 | 3
3ND2252 | LV HRC fuse link, NH2, In: 315 A, AM, Un AC: 690 V, Un DC: 250 V, Front indicator, non insulated grip lugs | 66.2 | TEM | 1 | LP | 0.661 | 3
3ND2260 | LV HRC fuse link, NH2, In: 400 A, AM, Un AC: 690 V, Un DC: 250 V, Front indicator, non insulated grip lugs | 66.2 | TEM | 1 | LP | 0.655 | 3
3ND2360 | LV HRC fuse link, NH3, In: 400 A, AM, Un AC: 690 V, Un DC: 250 V, Front indicator, non insulated grip lugs | 89.9 | TEM | 1 | LP | 0.659 | 3
3NH3030 | LV HRC FUSE BASE 690V(1000V) SINGLEPOLE,160A,SIZE 00 PADTYPE TERMINAL, 95 SQMM | 8.5 | TEM | 1 | LP | 0.216 | 3
3NH3031 | LV HRC FUSE BASE 690V(1000V) SINGLEPOLE,160A,SIZE 00 STRAIGHTWIRE TERMI.2.250SQMM | 23.6 | TEM | 1 | LP | 0.271 | 3
3NH3032 | LV HRC FUSE BASDE, 690V(1000V) SINGLEPOLE, 160A, SIZE 00 CLIPTYPE TERMINAL, 6X70SQMM | 21 | TEM | 1 | LP | 0.219 | 3
3NH3053 | LV HBC FUSE BASE 690V(1000V) 1POLE, 160 A, SIZE 00 FOR SNATCHING ON MOUNTING RAIL WITH BOX TERMINAL 50 SQMM | 21.3 | TEM | 1 | LP | 0.12 | 1
3NH3120 | LV HRC FUSE BASE 690V(1000V) SINGLEPOLE, 160A, SIZE 0 PADTYPE TERMINAL | 13.2 | TEM | 1 | LP | 0.423 | 3
3NH3230 | LV HRC FUSE BASE 690V(1000V) SINGLEPOLE, 250A, SIZE 1 PADTYPE TERMINAL | 19.8 | TEM | 1 | LP | 0.759 | 3
3NH3320 | LV HRC FUSE BASE 690V(1000V) SINGLEPOLE, 400A, SIZE 2 DOUBLE BUSBAR CONNECTION | 56 | TEM | 1 | LP | 0.818 | 1
3NH3330 | LV HRC FUSE BASE, 690V(1000V) SINGLEPOLE, 400A, SIZE 2 | 23.9 | TEM | 1 | LP | 0.803 | 1
3NH3420 | LV HRC FUSE BASE 690V(1000V) SINGLEPOLE, 630A, SIZE 3 DOUBLE BUSBAR CONNECTION | 89.1 | TEM | 1 | LP | 1.091 | 1
3NH3430 | LV HRC FUSE BASE, 690V(1000V) SINGLEPOLE, 630A, SIZE 3 | 41 | TEM | 1 | LP | 1.072 | 1
3NH3530 | LV HRC BUS MOUNT.FUSE BASE 690V 1 POLE,1000A,SIZE4 FLATTYPE CONNECTION | 173.3 | TEM | 1 | LP | 3.107 | 1
3NH4030 | LV HRC FUSE BASE, 690V(1000V) TRIPLEPOLE, 160A, SIZE 00 | 25.5 | TEM | 1 | LP | 0.709 | 1
3NH4230 | LV HRC FUSE BASE, 660V TRIPLEPOLE, 250A, SIZE 1 | 68.4 | TEM | 1 | LP | 2.069 | 1
3NH7030 | LV HRC FUSE BASE AC 690V WITH SLEWING EQUIPMENT SIZE 00 160A 1POLE W.SCREWTYPE TERMINAL CONNECTION | 99 | TEM | 1 | LP | 0.412 | 1
3NH7520 | LV HRC FUSE BASE, 690V 1POLE, 1250A, SIZE 4A | 514.4 | TEM | 1 | LP | 5.169 | 1
5SU13546KK10 | RCBO elm, 10 kA, 1P+N, type A, 30 mA, Bchar, In: 10 A, Un AC: 230 V | 167.89 | TEM | 1 | LP | 0.275 | 1
5SU13546KK40 | RCBO elm, 10 kA, 1P+N, type A, 30 mA, Bchar, In: 40 A, Un AC: 230 V | 160.27 | TEM | 1 | LP | 0.282 | 1
5SU13566KK10 | RCBO elm, 6 kA, 1P+N, type A, 30 mA, Bchar, In: 10 A, Un AC: 230 V | 125.15 | TEM | 1 | LP | 0.271 | 1
5SU13566KK16 | RCBO elm, 6 kA, 1P+N, type A, 30 mA, Bchar, In: 16 A, Un AC: 230 V | 118.55 | TEM | 1 | LP | 0.272 | 1
5SU13546KK10 | RCBO elm, 10 kA, 1P+N, type A, 30 mA, Bchar, In: 10 A, Un AC: 230 V | 167.89 | TEM | 1 | LP | 0.275 | 1
5SU13546KK40 | RCBO elm, 10 kA, 1P+N, type A, 30 mA, Bchar, In: 40 A, Un AC: 230 V | 160.27 | TEM | 1 | LP | 0.282 | 1
5SU13566KK10 | RCBO elm, 6 kA, 1P+N, type A, 30 mA, Bchar, In: 10 A, Un AC: 230 V | 125.15 | TEM | 1 | LP | 0.271 | 1
5SU13566KK16 | RCBO elm, 6 kA, 1P+N, type A, 30 mA, Bchar, In: 16 A, Un AC: 230 V | 118.55 | TEM | 1 | LP | 0.272 | 1
5SU13560KK13 | RCBO elm, 6 kA, 1P+N, type AC, 30 mA, Bchar, In: 13 A, Un AC: 230 V | 261.2 | TEM | 1 | LP | 0.272 | 1
5SU13560KK13 | RCBO elm, 6 kA, 1P+N, type AC, 30 mA, Bchar, In: 13 A, Un AC: 230 V | 261.2 | TEM | 1 | LP | 0.272 | 1
5SA211 | DIAZED FUSE LINK 500V TIMELAG TNDZ SERIES SIZE DII, THREAD E16, 2A | 1.65 | TEM | 1 | LP | 0.011 | 10
5SA221 | DIAZED FUSE LINK 500V TIMELAG TNDZ SERIES SIZE DII, THREAD E16, 4A | 1.65 | TEM | 1 | LP | 0.012 | 10
5SA231 | DIAZED FUSE LINK 500V TIMELAG TNDZ SERIES SIZE DII, THREAD E16, 6A | 1.65 | TEM | 1 | LP | 0.012 | 10
5SA261 | DIAZED FUSE LINK 500V TIMELAG TNDZ SERIES SIZE DII, THREAD E16, 16A | 1.65 | TEM | 1 | LP | 0.014 | 10
5SA271 | DIAZED FUSE LINK 500V TIMELAG TNDZ SERIES SIZE DII, THREAD E16, 20A | 1.65 | TEM | 1 | LP | 0.015 | 10
5SA281 | DIAZED FUSE LINK 500V TIMELAG TNDZ SERIES SIZE DII, THREAD E16, 25A | 1.65 | TEM | 1 | LP | 0.016 | 10
5SB211 | DIAZED FUSE LINK 500V F.CABLE AND LINE PROTECTION OP.CL.GL,SZ.DII,THREAD E27,2A | 0.62 | TEM | 1 | LP | 0.027 | 25
5SB221 | DIAZED FUSE LINK 500V F.CABLE AND LINE PROTECTION OP.CL.GL,SZ.DII,THREAD E27,4A | 0.62 | TEM | 1 | LP | 0.026 | 25
5SB231 | DIAZED FUSE LINK 500V F.CABLE AND LINE PROTECTION | 0.62 | TEM | 1 | LP | 0.026 | 25
5SB251 | DIAZED FUSE LINK 500V F.CABLE AND LINE PROTECTION OP.CL.GL,SZ.DII,THREAD E27,10A | 0.52 | TEM | 1 | LP | 0.028 | 25
5SB261 | DIAZED FUSE LINK 500V F.CABLE AND LINE PROTECTION OP.CL.GL,SZ.DII,THREAD E27,16A | 0.52 | TEM | 1 | LP | 0.028 | 25
5SB271 | DIAZED FUSE LINK 500V F.CABLE AND LINE PROTECTION OP.CL.GL,SZ.DII,THREAD E27,20A | 0.52 | TEM | 1 | LP | 0.03 | 25
5SB281 | DIAZED FUSE LINK 500V F.CABLE AND LINE PROTECTION OP.CL.GL,SZ.DII,THREAD E27,25A | 0.52 | TEM | 1 | LP | 0.032 | 25
5SB411 | DIAZED FUSE LINK 500V F.CABLE AND LINE PROTECTION OP.CL.GL,SIZE DIII THREAD E33, 35A | 1.65 | TEM | 1 | LP | 0.051 | 25
5SB421 | DIAZED FUSE LINK 500V F.CABLE AND LINE PROTECTION | 1.65 | TEM | 1 | LP | 0.051 | 25
5SB431 | DIAZED FUSE LINK 500V F. CABLE AND LINE PROTECTION OP.CLASS GL, SIZE DIII THREAD E33, 63A | 1.65 | TEM | 1 | LP | 0.054 | 25
5SC211 | DIAZED FUSE LINK 500V F.CABLE AND LINE PROTECTION GL, SIZE DIVH, P.T. R1 1/4",80A | 13.08 | TEM | 1 | LP | 0.114 | 3
5SC221 | DIAZED FUSE LINK 500V F.CABLE AND LINE PROTECTION GL, SIZE DIVH, P.T.R1 1/4",100A | 13.08 | TEM | 1 | LP | 0.117 | 3
5SD601 | DIAZED FUSELINK 750V DC RAILROAD PROPERTY PROTECTION CHARACTERISTICS FAST ACTING SIZE DIII, E33, 2A | 8.65 | TEM | 1 | LP | 0.071 | 5
5SD602 | DIAZED FUSELINK 750V DC RAILROAD PROPERTY PROTECTION CHARACTERISTICS FAST ACTING SIZE DIII, E33, 4A | 8.65 | TEM | 1 | LP | 0.069 | 5
5SD603 | DIAZED FUSELINK 750V DC RAILROAD PROPERTY PROTECTION CHARACTERISTICS FAST ACTING SIZE DIII, E33, 6A | 8.65 | TEM | 1 | LP | 0.07 | 5
5SD607 | DIAZED FUSELINK 750V DC RAILROAD PROPERTY PROTECTION CHARACTERISTICS FAST ACTING SIZE DIII, E33, 25A | 10.92 | TEM | 1 | LP | 0.077 | 5
5SD608 | DIAZED FUSELINK 750V DC RAILROAD PROPERTY PROTECTION CHARACTERISTICS FAST ACTING SIZE DIII, E33, 35A | 11.95 | TEM | 1 | LP | 0.076 | 5
5SD8002 | DIAZED FUSELINK 690V FOR CABLE AND LINE PROTECTION UTILIZATION CATEGORY GG SIZE DIII, E33, 2A | 11.54 | TEM | 1 | LP | 0.068 | 5
5SE2280 | NEOZED FUSE LINK 400V GL, SIZE D03, 80A | 4.43 | TEM | 1 | LP | 0.039 | 10
5SE2300 | NEOZED FUSE LINK 400V GL, SIZE D03, 100A | 4.43 | TEM | 1 | LP | 0.04 | 10
5SE2302 | NEOZED FUSE LINK 400V GL, SIZE D01, 2A IN FOLDING BOX WITH TINPLATED CONTACTCAPS | 0.52 | TEM | 1 | LP | 0.007 | 10
5SE2304 | NEOZED FUSE LINK 400V GL, SIZE D01, 4A IN FOLDING BOX WITH TINPLATED CONTACTCAPS | 0.52 | TEM | 1 | LP | 0.006 | 10
5SE2306 | NEOZED FUSE LINK 400V GL, SIZE D01, 6A IN FOLDING BOX WITH TINPLATED CONTACTCAPS | 0.52 | TEM | 1 | LP | 0.007 | 10
5SE2310 | NEOZED FUSE LINK 400V GL, SIZE D01, 10A IN FOLDING BOX WITH TINPLATED CONTACTCAPS | 0.41 | TEM | 1 | LP | 0.007 | 10
5SE2316 | NEOZED FUSE LINK 400V GL, SIZE D01, 16A IN FOLDING BOX | 0.41 | TEM | 1 | LP | 0.008 | 10
5SE2320 | NEOZED FUSE LINK 400V GL, SIZE D02, 20A IN FOLDING BOX WITH TINPLATED CONTACTCAPS | 0.52 | TEM | 1 | LP | 0.012 | 10
5SE2325 | NEOZED FUSE LINK 400V GL, SIZE D02, 25A IN FOLDING BOX WITH TINPLATED CONTACTCAPS | 0.52 | TEM | 1 | LP | 0.013 | 10
5SE2332 | NEOZEDFUSE LINK 400V GL/GG,GR.D02, 32A, COLLAPSIBLE BOX WITH TINPLATED CONTACTCAPS | 0.72 | TEM | 1 | LP | 0.014 | 10
5SE2335 | NEOZED FUSE LINK 400V GL, SIZE D02, 35A IN FOLDING BOX WITH TINPLATED CONTACTCAPS | 0.72 | TEM | 1 | LP | 0.014 | 10
5SE2340 | NEOZEDFUSE LINK 400V GL/GG,GR.D02, 40A, COLLAPSIBLE BOX | 0.72 | TEM | 1 | LP | 0.013 | 10
5SE2350 | NEOZED FUSE LINK 400V GL, SIZE D02, 50A IN FOLDING BOX | 0.72 | TEM | 1 | LP | 0.014 | 10
5SE2363 | NEOZED FUSE LINK 400V GL, SIZE D02, 63A IN FOLDING BOX | 0.72 | TEM | 1 | LP | 0.015 | 10
5SF1005 | DIAZEDBASE DII 25A AC DC 500V SREWHEAD/CLAMP TYPE TERMINAL | 4.94 | TEM | 1 | LP | 0.099 | 5
5SF1012 | DIAZEDBASE NDZ 25A AC DC 500V SREWHEAD/SREWHEAD TERMINAL | 4.02 | TEM | 1 | LP | 0.065 | 5
5SF1024 | DIAZEDBASE DII 25A AC DC 500V SREWHEAD/CLAMP TYPE TERMINAL SCREW TYPE | 3.4 | TEM | 1 | LP | 0.098 | 5
5SF1060 | DIAZED FUSEBASE SIZE DII MOULDED, 1POLE SHOCKHAZARDPROTECTED (BGV A2) ENTRY: DOUBLE FUNCTION TERMINAL OUTLET: BOX TERMINAL 25 A 500 V AC | 5.87 | TEM | 1 | LP | 0.112 | 3
5SF1205 | DIAZEDBASE DIII 63A AC690V DC500V CLAMP TYPE/SADDLE TERMINAL | 5.87 | TEM | 1 | LP | 0.149 | 5
5SF1215 | DIAZEDBASE DIII 63A AC690V DC500V SADDLE/SADDLE TERMINAL | 8.65 | TEM | 1 | LP | 0.144 | 5
5SF1260 | DIAZED FUSEBASE SIZE III MOULDED, 1POLE SHOCKHAZARDPROTECTED (BGV A2) ENTRY: DOUBLE FUNCTION TERMINAL OUTLET: BOX TERMINAL 63 A 500 V AC | 7.21 | TEM | 1 | LP | 0.193 | 3
5SF4230 | DIAZEDBASE DIII 63A E33S AC DC 750V FOR FUSE LINKS 5SD7 SCREW TYPE | 53.46 | TEM | 1 | LP | 0.501 | 1
5SF5068 | DIAZED FUSEBASE SIZE DII MOULDED, 3POLE SHOCKHAZARDPROTECTED (BGV A2) ENTRY: DOUBLE FUNCTION TERMINAL OUTLET: BOX TERMINAL 25 A 500 V AC | 17.41 | TEM | 1 | LP | 0.337 | 1
5SF5268 | DIAZED FUSEBASE SIZE III MOULDED, 3POLE SHOCKHAZARDPROTECTED (BGV A2) ENTRY: DOUBLE FUNCTION TERMINAL OUTLET: BOX TERMINAL 63 A 500 V AC | 21.84 | TEM | 1 | LP | 0.41 | 1
5SG1301 | NEOZED, fuse base, D01, 1pole, 16 A, Un AC: 400 V, Un DC: 250 V | 6.08 | TEM | 1 | LP | 0.134 | 3
5SG1330 | NEOZED, fuse base, D01, 1pole, 16 A, Un AC: 400 V, Un DC: 250 V | 3.61 | TEM | 1 | LP | 0.075 | 6
5SG1553 | NEOZED, fuse base, D01, 1pole, 16 A, Un AC: 400 V, Un DC: 250 V | 3.61 | TEM | 1 | LP | 0.072 | 6
5SG1595 | NEOZED, fuse base, D01, 1pole, 16 A, Un AC: 400 V, Un DC: 250 V, without cover | 2.78 | TEM | 1 | LP | 0.064 | 6
5SG1653 | NEOZED, fuse base, D02, 1pole, 63 A, Un AC: 400 V, Un DC: 250 V | 4.84 | TEM | 1 | LP | 0.092 | 6
5SG1655 | NEOZED, fuse base, D02, 1pole, 63 A, Un AC: 400 V, Un DC: 250 V, without cover | 4.02 | TEM | 1 | LP | 0.085 | 6
5SG1693 | NEOZED, fuse base, D02, 1pole, 63 A, Un AC: 400 V, Un DC: 250 V | 4.84 | TEM | 1 | LP | 0.085 | 6
5SG1701 | NEOZED, fuse base, D02, 1pole, 63 A, Un AC: 400 V, Un DC: 250 V | 6.8 | TEM | 1 | LP | 0.128 | 3
5SG1730 | NEOZED, fuse base, D02, 1pole, 63 A, Un AC: 400 V, Un DC: 250 V | 4.22 | TEM | 1 | LP | 0.089 | 6
5SG1731 | NEOZED, fuse base, D02, 1pole, 63 A, Un AC: 400 V, Un DC: 250 V, without cover | 3.71 | TEM | 1 | LP | 0.083 | 6
5SG1812 | NEOZED, fuse base, D03, 1pole, 100 A, Un AC: 400 V, Un DC: 250 V, without cover | 24.41 | TEM | 1 | LP | 0.204 | 10
5SG5301 | NEOZED, fuse base, D01, 3pole, 16 A, Un AC: 400 V, Un DC: 250 V | 19.06 | TEM | 1 | LP | 0.401 | 1
5SG5330 | NEOZED, fuse base, D01, 3pole, 16 A, Un AC: 400 V, Un DC: 250 V | 8.03 | TEM | 1 | LP | 0.226 | 2
5SG5553 | NEOZED, fuse base, D01, 3pole, 16 A, Un AC: 400 V, Un DC: 250 V | 8.45 | TEM | 1 | LP | 0.215 | 2
5SG5653 | NEOZED, fuse base, D02, 3pole, 63 A, Un AC: 400 V, Un DC: 250 V | 10.71 | TEM | 1 | LP | 0.29 | 2
5SG5701 | NEOZED, fuse base, D02, 3pole, 63 A, Un AC: 400 V, Un DC: 250 V | 20.19 | TEM | 1 | LP | 0.381 | 1
5SG5730 | NEOZED, fuse base, D02, 3pole, 63 A, Un AC: 400 V, Un DC: 250 V | 9.68 | TEM | 1 | LP | 0.268 | 2
5SH112 | DIAZEDSCREW CAP DII 25A AC DC 500V CERAMIKS | 0.72 | TEM | 1 | LP | 0.037 | 50
5SH113 | DIAZEDSCREW CAP DIII 63A AC DC 500V CERAMIKS | 1.13 | TEM | 1 | LP | 0.063 | 30
5SH1161 | DIAZEDSCREW CAP DIII 63A AC DC 750V CERAMIKS FOR BASE 5SF4 230 | 10.51 | TEM | 1 | LP | 0.116 | 5
5SH1170 | DIAZEDSCREW CAP DIII 63A AC690V DC600V CERAMIKS | 11.95 | TEM | 1 | LP | 0.105 | 5
5SH122 | DIAZEDSCREW CAP DII 25A AC DC 500V CERAMIKS WITH TEST HOLE | 1.34 | TEM | 1 | LP | 0.04 | 50
5SH123 | DIAZEDSCREW CAP DIII 63A AC DC 500V CERAMIKS WITH TEST HOLE | 1.96 | TEM | 1 | LP | 0.066 | 30
5SH201 | DIAZED MOULDEDPLASTIC CAP /25A, THREAD E16 | 4.02 | TEM | 1 | LP | 0.044 | 5
5SH202 | DIAZED MOULDEDPLASTIC CAP SIZE DII/25A THREAD E27 | 3.5 | TEM | 1 | LP | 0.052 | 5
5SH222 | DIAZED MOULDEDPLASTIC CAP SIZE DIII/63A, THREAD E33 | 5.36 | TEM | 1 | LP | 0.071 | 5
5SH310 | DTYPE ADAPTER SCREW SIZE DII/THREAD E27, 2A | 0.52 | TEM | 1 | LP | 0.014 | 25
5SH311 | DTYPE ADAPTER SCREW SIZE DII/THREAD E27, 4A | 0.52 | TEM | 1 | LP | 0.015 | 25
5SH312 | DTYPE ADAPTOR SCREW SIZE DII/THREAD E27, 6A | 0.52 | TEM | 1 | LP | 0.015 | 25
5SH313 | DTYPE ADAPTER SCREW SIZE DII/THREAD E27, 10A | 0.52 | TEM | 1 | LP | 0.014 | 25
5SH314 | DTYPE ADAPTER SCREW SIZE DII/THREAD E27, 16A | 0.52 | TEM | 1 | LP | 0.015 | 25
5SH315 | DTYPE ADAPTER SCREW SIZE DII/THREAD E27, 20A | 0.52 | TEM | 1 | LP | 0.014 | 25
5SH316 | DTYPE ADAPTER SCREW SIZE DII/THREAD E27, 25A | 0.52 | TEM | 1 | LP | 0.013 | 25
5SH317 | DTYPE ADAPTER SCREW SIZE DIII/THREAD E33, 35A | 0.93 | TEM | 1 | LP | 0.024 | 25
5SH318 | DTYPE ADAPTOR SCREW SIZE DIII/THREAD E33, 50A | 0.93 | TEM | 1 | LP | 0.022 | 25
5SH320 | DTYPE ADAPTER SCREW SIZE DIII/THREAD E33, 63A | 0.93 | TEM | 1 | LP | 0.02 | 25
5SH3411 | MOULDEDPLASTIC COLLAR SIZE DIII, THREAD E33 | 0.93 | TEM | 1 | LP | 0.02 | 5
5SH3703 | DPASS SCREW DRIVER | 8.14 | TEM | 1 | LP | 0.046 | 10
5SH4100 | NEOZED SCREW CAP PORCELAIN SIZE D03, 100A | 11.02 | TEM | 1 | LP | 0.089 | 10
5SH4116 | NEOZED SCREW CAP MOULDEDPLASTIC SIZE D01, 16A | 1.03 | TEM | 1 | LP | 0.009 | 10
5SH4163 | NEOZED SCREW CAP MOULDEDPLASTIC SIZE D02, 63A | 1.03 | TEM | 1 | LP | 0.012 | 10
5SH4316 | NEOZED SCREW CAP PORCELAIN SIZE D01, 16A | 1.44 | TEM | 1 | LP | 0.017 | 20
5SH4317 | NEOZED SCREW CAP PORCELAIN SIZE D01 16A WITH INSPECTION HOLE | 1.03 | TEM | 1 | LP | 0.017 | 20
5SH4362 | NEOZED SCREW CAP PORCELAIN SIZE D02, 63A WITH INSPECTION HOLE | 1.03 | TEM | 1 | LP | 0.018 | 20
5SH4363 | NEOZED SCREW CAP PORCELAIN SIZE D02, 63A | 1.75 | TEM | 1 | LP | 0.019 | 20
5SH5002 | NEOZED ADAPTER SIZE D01, 2A | 0.31 | TEM | 1 | LP | 0.001 | 50
5SH5006 | NEOZED ADAPTER D01, 6A | 0.31 | TEM | 1 | LP | 0.001 | 50
5SH5010 | NEOZED ADAPTOR SIZE D01 10A63A | 0.31 | TEM | 1 | LP | 0.001 | 50
5SH5020 | NEOZED ADAPTER SIZE D02 20A | 0.41 | TEM | 1 | LP | 0.001 | 50
5SH5025 | NEOZED ADAPTOR SIZE D02, 25A | 0.41 | TEM | 1 | LP | 0.001 | 50
5SH5035 | NEOZED ADAPTER SIZE D02, 35A | 0.41 | TEM | 1 | LP | 0.001 | 50
5SH5050 | NEOZED ADAPTOR SIZE D02 50A | 0.41 | TEM | 1 | LP | 0.001 | 50
5SH5080 | NEOZED ADAPTOR SIZE D03, 80A | 0.82 | TEM | 1 | LP | 0.003 | 25
5SH5100 | NEOZED ADAPTER SLEEVE FITTER | 8.24 | TEM | 1 | LP | 0.029 | 1
5SH5233 | NEOZED SINGLE COVER,MOULD.PLAST SIZE D03, SCREW ON | 2.06 | TEM | 1 | LP | 0.021 | 20
5SH5244 | SHOCKHAZARD PROTEC. COVER F. NEOZEDMOUNT.SOCKET W. ELEVATOR TERMINALS D01/D02 1POLE | 0.72 | TEM | 1 | LP | 0.007 | 15
5SH5251 | NEOZED SINGLE COVER, ISO SIZE D01 1POLE, PLUGON | 1.03 | TEM | 1 | LP | 0.01 | 15
5SH5253 | NEOZED SINGLE COVER ISO SIZE D02 1POLE, PLUGON | 1.03 | TEM | 1 | LP | 0.01 | 15
5SH5320 | 3PHASE BUSBAR FORK TYPE, 1000MM FOR NEOZED FUSE BASE D01/D02 | 43.36 | TEM | 1 | LP | 0.562 | 1
5SH5327 | INSULATED LINESIDE TERMINAL FOR 1.5SQMM UP TO 25SQMM PIN TYPE | 1.85 | TEM | 1 | LP | 0.013 | 10
5SH5400 | NEOZED RETAINING SPRING | 0.41 | TEM | 1 | LP | 0.002 | 25
5SH5402 | NEOZED SPECIAL ADAPTER D02 2 A | 0.41 | TEM | 1 | LP | 0.002 | 10
5SH5404 | NEOZED SPECIAL ADAPTER SIZE D02, 4A | 0.41 | TEM | 1 | LP | 0.002 | 10
5SH5406 | NEOZED SPECIAL ADAPTER D02 6 A | 0.41 | TEM | 1 | LP | 0.002 | 10
5SH5410 | NEOZED SPECIAL ADAPTER D02 10 A | 0.41 | TEM | 1 | LP | 0.002 | 10
5SH5416 | NEOZED SPECIAL ADAPTER D02 16 A | 0.41 | TEM | 1 | LP | 0.002 | 10
5SH5514 | END CAP FOR 3PHASE BUSBAR | 0.82 | TEM | 1 | LP | 0.001 | 10
5SH5517 | ONEPHASE BUSBAR FORK TYPE, 1000MM FOR NEOZED FUSE BASE D01/D02 | 19.57 | TEM | 1 | LP | 0.342 | 1
5SD601 | DIAZED FUSELINK 750V DC RAILROAD PROPERTY PROTECTION CHARACTERISTICS FAST ACTING SIZE DIII, E33, 2A | 8.65 | TEM | 1 | LP | 0.071 | 5
5SD602 | DIAZED FUSELINK 750V DC RAILROAD PROPERTY PROTECTION CHARACTERISTICS FAST ACTING SIZE DIII, E33, 4A | 8.65 | TEM | 1 | LP | 0.069 | 5
5SE2306 | NEOZED FUSE LINK 400V GL, SIZE D01, 6A IN FOLDING BOX WITH TINPLATED CONTACTCAPS | 0.52 | TEM | 1 | LP | 0.007 | 10
5SF1205 | DIAZEDBASE DIII 63A AC690V DC500V CLAMP TYPE/SADDLE TERMINAL | 5.87 | TEM | 1 | LP | 0.149 | 5
5SF1260 | DIAZED FUSEBASE SIZE III MOULDED, 1POLE SHOCKHAZARDPROTECTED (BGV A2) ENTRY: DOUBLE FUNCTION TERMINAL OUTLET: BOX TERMINAL 63 A 500 V AC | 7.21 | TEM | 1 | LP | 0.193 | 3
5SF4230 | DIAZEDBASE DIII 63A E33S AC DC 750V FOR FUSE LINKS 5SD7 SCREW TYPE | 53.46 | TEM | 1 | LP | 0.501 | 1
5SG1653 | NEOZED, fuse base, D02, 1pole, 63 A, Un AC: 400 V, Un DC: 250 V | 4.84 | TEM | 1 | LP | 0.092 | 6
5SG5653 | NEOZED, fuse base, D02, 3pole, 63 A, Un AC: 400 V, Un DC: 250 V | 10.71 | TEM | 1 | LP | 0.29 | 2
5SH1161 | DIAZEDSCREW CAP DIII 63A AC DC 750V CERAMIKS FOR BASE 5SF4 230 | 10.51 | TEM | 1 | LP | 0.116 | 5
5SH1170 | DIAZEDSCREW CAP DIII 63A AC690V DC600V CERAMIKS | 11.95 | TEM | 1 | LP | 0.105 | 5
5SH123 | DIAZEDSCREW CAP DIII 63A AC DC 500V CERAMIKS WITH TEST HOLE | 1.96 | TEM | 1 | LP | 0.066 | 30
5SH222 | DIAZED MOULDEDPLASTIC CAP SIZE DIII/63A, THREAD E33 | 5.36 | TEM | 1 | LP | 0.071 | 5
5SH310 | DTYPE ADAPTER SCREW SIZE DII/THREAD E27, 2A | 0.52 | TEM | 1 | LP | 0.014 | 25
5SH3703 | DPASS SCREW DRIVER | 8.14 | TEM | 1 | LP | 0.046 | 10
5SH5006 | NEOZED ADAPTER D01, 6A | 0.31 | TEM | 1 | LP | 0.001 | 50
5SH5100 | NEOZED ADAPTER SLEEVE FITTER | 8.24 | TEM | 1 | LP | 0.029 | 1
5SA211 | DIAZED FUSE LINK 500V TIMELAG TNDZ SERIES SIZE DII, THREAD E16, 2A | 1.65 | TEM | 1 | LP | 0.011 | 10
5SA221 | DIAZED FUSE LINK 500V TIMELAG TNDZ SERIES SIZE DII, THREAD E16, 4A | 1.65 | TEM | 1 | LP | 0.012 | 10
5SA231 | DIAZED FUSE LINK 500V TIMELAG TNDZ SERIES SIZE DII, THREAD E16, 6A | 1.65 | TEM | 1 | LP | 0.012 | 10
5SA261 | DIAZED FUSE LINK 500V TIMELAG TNDZ SERIES SIZE DII, THREAD E16, 16A | 1.65 | TEM | 1 | LP | 0.014 | 10
5SA271 | DIAZED FUSE LINK 500V TIMELAG TNDZ SERIES SIZE DII, THREAD E16, 20A | 1.65 | TEM | 1 | LP | 0.015 | 10
5SA281 | DIAZED FUSE LINK 500V TIMELAG TNDZ SERIES SIZE DII, THREAD E16, 25A | 1.65 | TEM | 1 | LP | 0.016 | 10
5SB211 | DIAZED FUSE LINK 500V F.CABLE AND LINE PROTECTION OP.CL.GL,SZ.DII,THREAD E27,2A | 0.62 | TEM | 1 | LP | 0.027 | 25
5SB221 | DIAZED FUSE LINK 500V F.CABLE AND LINE PROTECTION OP.CL.GL,SZ.DII,THREAD E27,4A | 0.62 | TEM | 1 | LP | 0.026 | 25
5SB231 | DIAZED FUSE LINK 500V F.CABLE AND LINE PROTECTION | 0.62 | TEM | 1 | LP | 0.026 | 25
5SB251 | DIAZED FUSE LINK 500V F.CABLE AND LINE PROTECTION OP.CL.GL,SZ.DII,THREAD E27,10A | 0.52 | TEM | 1 | LP | 0.028 | 25
5SB261 | DIAZED FUSE LINK 500V F.CABLE AND LINE PROTECTION OP.CL.GL,SZ.DII,THREAD E27,16A | 0.52 | TEM | 1 | LP | 0.028 | 25
5SB271 | DIAZED FUSE LINK 500V F.CABLE AND LINE PROTECTION OP.CL.GL,SZ.DII,THREAD E27,20A | 0.52 | TEM | 1 | LP | 0.03 | 25
5SB281 | DIAZED FUSE LINK 500V F.CABLE AND LINE PROTECTION OP.CL.GL,SZ.DII,THREAD E27,25A | 0.52 | TEM | 1 | LP | 0.032 | 25
5SB411 | DIAZED FUSE LINK 500V F.CABLE AND LINE PROTECTION OP.CL.GL,SIZE DIII THREAD E33, 35A | 1.65 | TEM | 1 | LP | 0.051 | 25
5SB421 | DIAZED FUSE LINK 500V F.CABLE AND LINE PROTECTION | 1.65 | TEM | 1 | LP | 0.051 | 25
5SB431 | DIAZED FUSE LINK 500V F. CABLE AND LINE PROTECTION OP.CLASS GL, SIZE DIII THREAD E33, 63A | 1.65 | TEM | 1 | LP | 0.054 | 25
5SC211 | DIAZED FUSE LINK 500V F.CABLE AND LINE PROTECTION GL, SIZE DIVH, P.T. R1 1/4",80A | 13.08 | TEM | 1 | LP | 0.114 | 3
5SC221 | DIAZED FUSE LINK 500V F.CABLE AND LINE PROTECTION GL, SIZE DIVH, P.T.R1 1/4",100A | 13.08 | TEM | 1 | LP | 0.117 | 3
5SD601 | DIAZED FUSELINK 750V DC RAILROAD PROPERTY PROTECTION CHARACTERISTICS FAST ACTING SIZE DIII, E33, 2A | 8.65 | TEM | 1 | LP | 0.071 | 5
5SD602 | DIAZED FUSELINK 750V DC RAILROAD PROPERTY PROTECTION CHARACTERISTICS FAST ACTING SIZE DIII, E33, 4A | 8.65 | TEM | 1 | LP | 0.069 | 5
5SD603 | DIAZED FUSELINK 750V DC RAILROAD PROPERTY PROTECTION CHARACTERISTICS FAST ACTING SIZE DIII, E33, 6A | 8.65 | TEM | 1 | LP | 0.07 | 5
5SD607 | DIAZED FUSELINK 750V DC RAILROAD PROPERTY PROTECTION CHARACTERISTICS FAST ACTING SIZE DIII, E33, 25A | 10.92 | TEM | 1 | LP | 0.077 | 5
5SD608 | DIAZED FUSELINK 750V DC RAILROAD PROPERTY PROTECTION CHARACTERISTICS FAST ACTING SIZE DIII, E33, 35A | 11.95 | TEM | 1 | LP | 0.076 | 5
5SD8002 | DIAZED FUSELINK 690V FOR CABLE AND LINE PROTECTION UTILIZATION CATEGORY GG SIZE DIII, E33, 2A | 11.54 | TEM | 1 | LP | 0.068 | 5
5SE2280 | NEOZED FUSE LINK 400V GL, SIZE D03, 80A | 4.43 | TEM | 1 | LP | 0.039 | 10
5SE2300 | NEOZED FUSE LINK 400V GL, SIZE D03, 100A | 4.43 | TEM | 1 | LP | 0.04 | 10
5SE2302 | NEOZED FUSE LINK 400V GL, SIZE D01, 2A IN FOLDING BOX WITH TINPLATED CONTACTCAPS | 0.52 | TEM | 1 | LP | 0.007 | 10
5SE2304 | NEOZED FUSE LINK 400V GL, SIZE D01, 4A IN FOLDING BOX WITH TINPLATED CONTACTCAPS | 0.52 | TEM | 1 | LP | 0.006 | 10
5SE2306 | NEOZED FUSE LINK 400V GL, SIZE D01, 6A IN FOLDING BOX WITH TINPLATED CONTACTCAPS | 0.52 | TEM | 1 | LP | 0.007 | 10
5SE2310 | NEOZED FUSE LINK 400V GL, SIZE D01, 10A IN FOLDING BOX WITH TINPLATED CONTACTCAPS | 0.41 | TEM | 1 | LP | 0.007 | 10
5SE2316 | NEOZED FUSE LINK 400V GL, SIZE D01, 16A IN FOLDING BOX | 0.41 | TEM | 1 | LP | 0.008 | 10
5SE2320 | NEOZED FUSE LINK 400V GL, SIZE D02, 20A IN FOLDING BOX WITH TINPLATED CONTACTCAPS | 0.52 | TEM | 1 | LP | 0.012 | 10
5SE2325 | NEOZED FUSE LINK 400V GL, SIZE D02, 25A IN FOLDING BOX WITH TINPLATED CONTACTCAPS | 0.52 | TEM | 1 | LP | 0.013 | 10
5SE2332 | NEOZEDFUSE LINK 400V GL/GG,GR.D02, 32A, COLLAPSIBLE BOX WITH TINPLATED CONTACTCAPS | 0.72 | TEM | 1 | LP | 0.014 | 10
5SE2335 | NEOZED FUSE LINK 400V GL, SIZE D02, 35A IN FOLDING BOX WITH TINPLATED CONTACTCAPS | 0.72 | TEM | 1 | LP | 0.014 | 10
5SE2340 | NEOZEDFUSE LINK 400V GL/GG,GR.D02, 40A, COLLAPSIBLE BOX | 0.72 | TEM | 1 | LP | 0.013 | 10
5SE2350 | NEOZED FUSE LINK 400V GL, SIZE D02, 50A IN FOLDING BOX | 0.72 | TEM | 1 | LP | 0.014 | 10
5SE2363 | NEOZED FUSE LINK 400V GL, SIZE D02, 63A IN FOLDING BOX | 0.72 | TEM | 1 | LP | 0.015 | 10
5SF1005 | DIAZEDBASE DII 25A AC DC 500V SREWHEAD/CLAMP TYPE TERMINAL | 4.94 | TEM | 1 | LP | 0.099 | 5
5SF1012 | DIAZEDBASE NDZ 25A AC DC 500V SREWHEAD/SREWHEAD TERMINAL | 4.02 | TEM | 1 | LP | 0.065 | 5
5SF1024 | DIAZEDBASE DII 25A AC DC 500V SREWHEAD/CLAMP TYPE TERMINAL SCREW TYPE | 3.4 | TEM | 1 | LP | 0.098 | 5
5SF1060 | DIAZED FUSEBASE SIZE DII MOULDED, 1POLE SHOCKHAZARDPROTECTED (BGV A2) ENTRY: DOUBLE FUNCTION TERMINAL OUTLET: BOX TERMINAL 25 A 500 V AC | 5.87 | TEM | 1 | LP | 0.112 | 3
5SF1205 | DIAZEDBASE DIII 63A AC690V DC500V CLAMP TYPE/SADDLE TERMINAL | 5.87 | TEM | 1 | LP | 0.149 | 5
5SF1215 | DIAZEDBASE DIII 63A AC690V DC500V SADDLE/SADDLE TERMINAL | 8.65 | TEM | 1 | LP | 0.144 | 5
5SF1260 | DIAZED FUSEBASE SIZE III MOULDED, 1POLE SHOCKHAZARDPROTECTED (BGV A2) ENTRY: DOUBLE FUNCTION TERMINAL OUTLET: BOX TERMINAL 63 A 500 V AC | 7.21 | TEM | 1 | LP | 0.193 | 3
5SF4230 | DIAZEDBASE DIII 63A E33S AC DC 750V FOR FUSE LINKS 5SD7 SCREW TYPE | 53.46 | TEM | 1 | LP | 0.501 | 1
5SF5068 | DIAZED FUSEBASE SIZE DII MOULDED, 3POLE SHOCKHAZARDPROTECTED (BGV A2) ENTRY: DOUBLE FUNCTION TERMINAL OUTLET: BOX TERMINAL 25 A 500 V AC | 17.41 | TEM | 1 | LP | 0.337 | 1
5SF5268 | DIAZED FUSEBASE SIZE III MOULDED, 3POLE SHOCKHAZARDPROTECTED (BGV A2) ENTRY: DOUBLE FUNCTION TERMINAL OUTLET: BOX TERMINAL 63 A 500 V AC | 21.84 | TEM | 1 | LP | 0.41 | 1
5SG1301 | NEOZED, fuse base, D01, 1pole, 16 A, Un AC: 400 V, Un DC: 250 V | 6.08 | TEM | 1 | LP | 0.134 | 3
5SG1330 | NEOZED, fuse base, D01, 1pole, 16 A, Un AC: 400 V, Un DC: 250 V | 3.61 | TEM | 1 | LP | 0.075 | 6
5SG1553 | NEOZED, fuse base, D01, 1pole, 16 A, Un AC: 400 V, Un DC: 250 V | 3.61 | TEM | 1 | LP | 0.072 | 6
5SG1595 | NEOZED, fuse base, D01, 1pole, 16 A, Un AC: 400 V, Un DC: 250 V, without cover | 2.78 | TEM | 1 | LP | 0.064 | 6
5SG1653 | NEOZED, fuse base, D02, 1pole, 63 A, Un AC: 400 V, Un DC: 250 V | 4.84 | TEM | 1 | LP | 0.092 | 6
5SG1655 | NEOZED, fuse base, D02, 1pole, 63 A, Un AC: 400 V, Un DC: 250 V, without cover | 4.02 | TEM | 1 | LP | 0.085 | 6
5SG1693 | NEOZED, fuse base, D02, 1pole, 63 A, Un AC: 400 V, Un DC: 250 V | 4.84 | TEM | 1 | LP | 0.085 | 6
5SG1701 | NEOZED, fuse base, D02, 1pole, 63 A, Un AC: 400 V, Un DC: 250 V | 6.8 | TEM | 1 | LP | 0.128 | 3
5SG1730 | NEOZED, fuse base, D02, 1pole, 63 A, Un AC: 400 V, Un DC: 250 V | 4.22 | TEM | 1 | LP | 0.089 | 6
5SG1731 | NEOZED, fuse base, D02, 1pole, 63 A, Un AC: 400 V, Un DC: 250 V, without cover | 3.71 | TEM | 1 | LP | 0.083 | 6
5SG1812 | NEOZED, fuse base, D03, 1pole, 100 A, Un AC: 400 V, Un DC: 250 V, without cover | 24.41 | TEM | 1 | LP | 0.204 | 10
5SG5301 | NEOZED, fuse base, D01, 3pole, 16 A, Un AC: 400 V, Un DC: 250 V | 19.06 | TEM | 1 | LP | 0.401 | 1
5SG5330 | NEOZED, fuse base, D01, 3pole, 16 A, Un AC: 400 V, Un DC: 250 V | 8.03 | TEM | 1 | LP | 0.226 | 2
5SG5553 | NEOZED, fuse base, D01, 3pole, 16 A, Un AC: 400 V, Un DC: 250 V | 8.45 | TEM | 1 | LP | 0.215 | 2
5SG5653 | NEOZED, fuse base, D02, 3pole, 63 A, Un AC: 400 V, Un DC: 250 V | 10.71 | TEM | 1 | LP | 0.29 | 2
5SG5701 | NEOZED, fuse base, D02, 3pole, 63 A, Un AC: 400 V, Un DC: 250 V | 20.19 | TEM | 1 | LP | 0.381 | 1
5SG5730 | NEOZED, fuse base, D02, 3pole, 63 A, Un AC: 400 V, Un DC: 250 V | 9.68 | TEM | 1 | LP | 0.268 | 2
5SH112 | DIAZEDSCREW CAP DII 25A AC DC 500V CERAMIKS | 0.72 | TEM | 1 | LP | 0.037 | 50
5SH113 | DIAZEDSCREW CAP DIII 63A AC DC 500V CERAMIKS | 1.13 | TEM | 1 | LP | 0.063 | 30
5SH1161 | DIAZEDSCREW CAP DIII 63A AC DC 750V CERAMIKS FOR BASE 5SF4 230 | 10.51 | TEM | 1 | LP | 0.116 | 5
5SH1170 | DIAZEDSCREW CAP DIII 63A AC690V DC600V CERAMIKS | 11.95 | TEM | 1 | LP | 0.105 | 5
5SH122 | DIAZEDSCREW CAP DII 25A AC DC 500V CERAMIKS WITH TEST HOLE | 1.34 | TEM | 1 | LP | 0.04 | 50
5SH123 | DIAZEDSCREW CAP DIII 63A AC DC 500V CERAMIKS WITH TEST HOLE | 1.96 | TEM | 1 | LP | 0.066 | 30
5SH201 | DIAZED MOULDEDPLASTIC CAP /25A, THREAD E16 | 4.02 | TEM | 1 | LP | 0.044 | 5
5SH202 | DIAZED MOULDEDPLASTIC CAP SIZE DII/25A THREAD E27 | 3.5 | TEM | 1 | LP | 0.052 | 5
5SH222 | DIAZED MOULDEDPLASTIC CAP SIZE DIII/63A, THREAD E33 | 5.36 | TEM | 1 | LP | 0.071 | 5
5SH310 | DTYPE ADAPTER SCREW SIZE DII/THREAD E27, 2A | 0.52 | TEM | 1 | LP | 0.014 | 25
5SH311 | DTYPE ADAPTER SCREW SIZE DII/THREAD E27, 4A | 0.52 | TEM | 1 | LP | 0.015 | 25
5SH312 | DTYPE ADAPTOR SCREW SIZE DII/THREAD E27, 6A | 0.52 | TEM | 1 | LP | 0.015 | 25
5SH313 | DTYPE ADAPTER SCREW SIZE DII/THREAD E27, 10A | 0.52 | TEM | 1 | LP | 0.014 | 25
5SH314 | DTYPE ADAPTER SCREW SIZE DII/THREAD E27, 16A | 0.52 | TEM | 1 | LP | 0.015 | 25
5SH315 | DTYPE ADAPTER SCREW SIZE DII/THREAD E27, 20A | 0.52 | TEM | 1 | LP | 0.014 | 25
5SH316 | DTYPE ADAPTER SCREW SIZE DII/THREAD E27, 25A | 0.52 | TEM | 1 | LP | 0.013 | 25
5SH317 | DTYPE ADAPTER SCREW SIZE DIII/THREAD E33, 35A | 0.93 | TEM | 1 | LP | 0.024 | 25
5SH318 | DTYPE ADAPTOR SCREW SIZE DIII/THREAD E33, 50A | 0.93 | TEM | 1 | LP | 0.022 | 25
5SH320 | DTYPE ADAPTER SCREW SIZE DIII/THREAD E33, 63A | 0.93 | TEM | 1 | LP | 0.02 | 25
5SH3411 | MOULDEDPLASTIC COLLAR SIZE DIII, THREAD E33 | 0.93 | TEM | 1 | LP | 0.02 | 5
5SH3703 | DPASS SCREW DRIVER | 8.14 | TEM | 1 | LP | 0.046 | 10
5SH4100 | NEOZED SCREW CAP PORCELAIN SIZE D03, 100A | 11.02 | TEM | 1 | LP | 0.089 | 10
5SH4116 | NEOZED SCREW CAP MOULDEDPLASTIC SIZE D01, 16A | 1.03 | TEM | 1 | LP | 0.009 | 10
5SH4163 | NEOZED SCREW CAP MOULDEDPLASTIC SIZE D02, 63A | 1.03 | TEM | 1 | LP | 0.012 | 10
5SH4316 | NEOZED SCREW CAP PORCELAIN SIZE D01, 16A | 1.44 | TEM | 1 | LP | 0.017 | 20
5SH4317 | NEOZED SCREW CAP PORCELAIN SIZE D01 16A WITH INSPECTION HOLE | 1.03 | TEM | 1 | LP | 0.017 | 20
5SH4362 | NEOZED SCREW CAP PORCELAIN SIZE D02, 63A WITH INSPECTION HOLE | 1.03 | TEM | 1 | LP | 0.018 | 20
5SH4363 | NEOZED SCREW CAP PORCELAIN SIZE D02, 63A | 1.75 | TEM | 1 | LP | 0.019 | 20
5SH5002 | NEOZED ADAPTER SIZE D01, 2A | 0.31 | TEM | 1 | LP | 0.001 | 50
5SH5006 | NEOZED ADAPTER D01, 6A | 0.31 | TEM | 1 | LP | 0.001 | 50
5SH5010 | NEOZED ADAPTOR SIZE D01 10A63A | 0.31 | TEM | 1 | LP | 0.001 | 50
5SH5020 | NEOZED ADAPTER SIZE D02 20A | 0.41 | TEM | 1 | LP | 0.001 | 50
5SH5025 | NEOZED ADAPTOR SIZE D02, 25A | 0.41 | TEM | 1 | LP | 0.001 | 50
5SH5035 | NEOZED ADAPTER SIZE D02, 35A | 0.41 | TEM | 1 | LP | 0.001 | 50
5SH5050 | NEOZED ADAPTOR SIZE D02 50A | 0.41 | TEM | 1 | LP | 0.001 | 50
5SH5080 | NEOZED ADAPTOR SIZE D03, 80A | 0.82 | TEM | 1 | LP | 0.003 | 25
5SH5100 | NEOZED ADAPTER SLEEVE FITTER | 8.24 | TEM | 1 | LP | 0.029 | 1
5SH5233 | NEOZED SINGLE COVER,MOULD.PLAST SIZE D03, SCREW ON | 2.06 | TEM | 1 | LP | 0.021 | 20
5SH5244 | SHOCKHAZARD PROTEC. COVER F. NEOZEDMOUNT.SOCKET W. ELEVATOR TERMINALS D01/D02 1POLE | 0.72 | TEM | 1 | LP | 0.007 | 15
5SH5251 | NEOZED SINGLE COVER, ISO SIZE D01 1POLE, PLUGON | 1.03 | TEM | 1 | LP | 0.01 | 15
5SH5253 | NEOZED SINGLE COVER ISO SIZE D02 1POLE, PLUGON | 1.03 | TEM | 1 | LP | 0.01 | 15
5SH5320 | 3PHASE BUSBAR FORK TYPE, 1000MM FOR NEOZED FUSE BASE D01/D02 | 43.36 | TEM | 1 | LP | 0.562 | 1
5SH5327 | INSULATED LINESIDE TERMINAL FOR 1.5SQMM UP TO 25SQMM PIN TYPE | 1.85 | TEM | 1 | LP | 0.013 | 10
5SH5400 | NEOZED RETAINING SPRING | 0.41 | TEM | 1 | LP | 0.002 | 25
5SH5402 | NEOZED SPECIAL ADAPTER D02 2 A | 0.41 | TEM | 1 | LP | 0.002 | 10
5SH5404 | NEOZED SPECIAL ADAPTER SIZE D02, 4A | 0.41 | TEM | 1 | LP | 0.002 | 10
5SH5406 | NEOZED SPECIAL ADAPTER D02 6 A | 0.41 | TEM | 1 | LP | 0.002 | 10
5SH5410 | NEOZED SPECIAL ADAPTER D02 10 A | 0.41 | TEM | 1 | LP | 0.002 | 10
5SH5416 | NEOZED SPECIAL ADAPTER D02 16 A | 0.41 | TEM | 1 | LP | 0.002 | 10
5SH5514 | END CAP FOR 3PHASE BUSBAR | 0.82 | TEM | 1 | LP | 0.001 | 10
5SH5517 | ONEPHASE BUSBAR FORK TYPE, 1000MM FOR NEOZED FUSE BASE D01/D02 | 19.57 | TEM | 1 | LP | 0.342 | 1
5SG7113 | MINIZED, switch disconnector with fuse, D02, 1pole, In: 63 A, Un AC: 230 V | 24.62 | TEM | 1 | LP | 0.145 | 1
5SG7123 | MINIZED, switch disconnector with fuse, D02, 2pole, In: 63 A, Un AC: 400 V | 50.88 | TEM | 1 | LP | 0.277 | 1
5SG7133 | MINIZED, switch disconnector with fuse, D02, 3pole, In: 63 A, Un AC: 400 V | 56.75 | TEM | 1 | LP | 0.411 | 1
5SG7153 | MINIZED, switch disconnector with fuse, D02, 1P+N, In: 63 A, Un AC: 230 V | 47.69 | TEM | 1 | LP | 0.245 | 1
5SG7163 | MINIZED, switch disconnector with fuse, D02, 3P+N, In: 63 A, Un AC: 400 V | 71.38 | TEM | 1 | LP | 0.491 | 1
5SG76110KK16 | MINIZED, Fuse switch disconnector, D01, 1pole, In: 16 A, Un AC: 230 V | 10.51 | TEM | 1 | LP | 0.072 | 12
5SG76210KK16 | MINIZED, Fuse switch disconnector, D01, 2pole, In: 16 A, Un AC: 400 V | 28.02 | TEM | 1 | LP | 0.159 | 6
5SG76310KK16 | MINIZED, Fuse switch disconnector, D01, 3pole, In: 16 A, Un AC: 400 V | 34.92 | TEM | 1 | LP | 0.231 | 4
5SG76310KK16 | MINIZED, Fuse switch disconnector, D01, 3pole, In: 16 A, Un AC: 400 V | 34.92 | TEM | 1 | LP | 0.231 | 4
5SG7113 | MINIZED, switch disconnector with fuse, D02, 1pole, In: 63 A, Un AC: 230 V | 24.62 | TEM | 1 | LP | 0.145 | 1
5SG7123 | MINIZED, switch disconnector with fuse, D02, 2pole, In: 63 A, Un AC: 400 V | 50.88 | TEM | 1 | LP | 0.277 | 1
5SG7133 | MINIZED, switch disconnector with fuse, D02, 3pole, In: 63 A, Un AC: 400 V | 56.75 | TEM | 1 | LP | 0.411 | 1
5SG7153 | MINIZED, switch disconnector with fuse, D02, 1P+N, In: 63 A, Un AC: 230 V | 47.69 | TEM | 1 | LP | 0.245 | 1
5SG7163 | MINIZED, switch disconnector with fuse, D02, 3P+N, In: 63 A, Un AC: 400 V | 71.38 | TEM | 1 | LP | 0.491 | 1
5SG76110KK16 | MINIZED, Fuse switch disconnector, D01, 1pole, In: 16 A, Un AC: 230 V | 10.51 | TEM | 1 | LP | 0.072 | 12
5SG76210KK16 | MINIZED, Fuse switch disconnector, D01, 2pole, In: 16 A, Un AC: 400 V | 28.02 | TEM | 1 | LP | 0.159 | 6
5SG76310KK16 | MINIZED, Fuse switch disconnector, D01, 3pole, In: 16 A, Un AC: 400 V | 34.92 | TEM | 1 | LP | 0.231 | 4
3NG1002 | LV HRC ISOLATING LINK,SIZE 00 WITH INSULATED GRIPPING LUG | 13.18 | TEM | 1 | LP | 0.08 | 3
3NG1202 | LV HRC ISOLATING LINK,SIZE 1 INSULATED GRIPPING LUG | 30.28 | TEM | 1 | LP | 0.169 | 1
3NG1302 | LV HRC ISOLATING LINK,SIZE 2 INSULATED GRIPPING LUG | 47.48 | TEM | 1 | LP | 0.23 | 1
3NG1402 | LV HRC ISOLATING LINK,SIZE 3 INSULATED GRIPPING LUG | 54.69 | TEM | 1 | LP | 0.302 | 1
3NG1505 | LV HRC ISOLATING LINK, 4A LUG | 157.59 | TEM | 1 | LP | 0.721 | 1
3NX1003 | BLANK LINK SIZE 00 FOR LV HRC FUSE BASE SIZE 00 | 9.17 | TEM | 1 | LP | 0.037 | 3
3NX1004 | BLANK LINK FOR LV HRC FUSE BASE SIZE 1/2/3 | 27.71 | TEM | 1 | LP | 0.089 | 3
3NX1013 | FUSE PULLER FOR LV HBC FUSE SIZE 000 TO 4 | 39.14 | TEM | 1 | LP | 0.309 | 1
3NX1014 | FUSE PULLER FOR LV HBC FUSE SIZE 000 TO 4, WITH LEATHER SLE | 161.2 | TEM | 1 | LP | 0.543 | 1
3NX1024 | STRIKER BASE FOR ISO LV HRC FUSE LINK OF SIZES 000/00/1, AND 2 FOR MOUNTING ONTO THE GRIP LUGS OF THE FUSE LINK | 22.76 | TEM | 1 | LP | 0.023 | 1
3NX2023 | PHASE/END BARRIER F.LV HRC FUSE BASE SIZE 00 | 4.02 | TEM | 1 | LP | 0.024 | 2
3NX2024 | PHASE AND END BARRIERS FOR LV H RC FUSE BASES, SIZE 1 | 7.83 | TEM | 1 | LP | 0.051 | 2
3NX2025 | PHASE AND END BARRIERS FOR LV HRC FUSE BASE,SIZE 2 | 8.96 | TEM | 1 | LP | 0.066 | 2
3NX3106 | MOULDED PLASTIC PUSHON COVERS FOR LV HRC FUSE BASES SIZE 1 | 7.83 | TEM | 1 | LP | 0.028 | 2
3NX3107 | MOULDED PLASTIC PUSHON COVERS FOR LV HRC FUSE BASE,SIZE 2 | 9.17 | TEM | 1 | LP | 0.024 | 2
3NX3108 | MOULDED PLASTIC PUSHON COVERS FOR LV HRC FUSE BASE,SIZE 3 | 10.61 | TEM | 1 | LP | 0.029 | 2
3NX3114 | MOULDED PLASTIC PUSHON COVERS FOR LV HRC FUSE BASE,SIZE 0 | 4.43 | TEM | 1 | LP | 0.001 | 2
3NX3115 | MOULDEDPLASTIC COVER IP2X FOR LV HRC FUSE BASE SIZE 00 | 5.56 | TEM | 1 | LP | 0.053 | 10
3NX3116 | ISO SHROUDING COVER IP2X FOR LV HRC FUSE BASE SIZE 00 | 3.5 | TEM | 1 | LP | 0.022 | 10
3NX1013 | FUSE PULLER FOR LV HBC FUSE SIZE 000 TO 4 | 39.14 | TEM | 1 | LP | 0.309 | 1
3NG1002 | LV HRC ISOLATING LINK,SIZE 00 WITH INSULATED GRIPPING LUG | 13.18 | TEM | 1 | LP | 0.08 | 3
3NG1202 | LV HRC ISOLATING LINK,SIZE 1 INSULATED GRIPPING LUG | 30.28 | TEM | 1 | LP | 0.169 | 1
3NG1302 | LV HRC ISOLATING LINK,SIZE 2 INSULATED GRIPPING LUG | 47.48 | TEM | 1 | LP | 0.23 | 1
3NG1402 | LV HRC ISOLATING LINK,SIZE 3 INSULATED GRIPPING LUG | 54.69 | TEM | 1 | LP | 0.302 | 1
3NG1505 | LV HRC ISOLATING LINK, 4A LUG | 157.59 | TEM | 1 | LP | 0.721 | 1
3NX1003 | BLANK LINK SIZE 00 FOR LV HRC FUSE BASE SIZE 00 | 9.17 | TEM | 1 | LP | 0.037 | 3
3NX1004 | BLANK LINK FOR LV HRC FUSE BASE SIZE 1/2/3 | 27.71 | TEM | 1 | LP | 0.089 | 3
3NX1013 | FUSE PULLER FOR LV HBC FUSE SIZE 000 TO 4 | 39.14 | TEM | 1 | LP | 0.309 | 1
3NX1014 | FUSE PULLER FOR LV HBC FUSE SIZE 000 TO 4, WITH LEATHER SLE | 161.2 | TEM | 1 | LP | 0.543 | 1
3NX1024 | STRIKER BASE FOR ISO LV HRC FUSE LINK OF SIZES 000/00/1, AND 2 FOR MOUNTING ONTO THE GRIP LUGS OF THE FUSE LINK | 22.76 | TEM | 1 | LP | 0.023 | 1
3NX2023 | PHASE/END BARRIER F.LV HRC FUSE BASE SIZE 00 | 4.02 | TEM | 1 | LP | 0.024 | 2
3NX2024 | PHASE AND END BARRIERS FOR LV H RC FUSE BASES, SIZE 1 | 7.83 | TEM | 1 | LP | 0.051 | 2
3NX2025 | PHASE AND END BARRIERS FOR LV HRC FUSE BASE,SIZE 2 | 8.96 | TEM | 1 | LP | 0.066 | 2
3NX3106 | MOULDED PLASTIC PUSHON COVERS FOR LV HRC FUSE BASES SIZE 1 | 7.83 | TEM | 1 | LP | 0.028 | 2
3NX3107 | MOULDED PLASTIC PUSHON COVERS FOR LV HRC FUSE BASE,SIZE 2 | 9.17 | TEM | 1 | LP | 0.024 | 2
3NX3108 | MOULDED PLASTIC PUSHON COVERS FOR LV HRC FUSE BASE,SIZE 3 | 10.61 | TEM | 1 | LP | 0.029 | 2
3NX3114 | MOULDED PLASTIC PUSHON COVERS FOR LV HRC FUSE BASE,SIZE 0 | 4.43 | TEM | 1 | LP | 0.001 | 2
3NX3115 | MOULDEDPLASTIC COVER IP2X FOR LV HRC FUSE BASE SIZE 00 | 5.56 | TEM | 1 | LP | 0.053 | 10
3NX3116 | ISO SHROUDING COVER IP2X FOR LV HRC FUSE BASE SIZE 00 | 3.5 | TEM | 1 | LP | 0.022 | 10
3NW10200HG | SENTRON, cylindrical fuse link, Class CC, 2 A, slow, Un AC: 600 V | 27.4 | TEM | 1 | LP | 0.008 | 10
3NW10300HG | SENTRON, cylindrical fuse link, Class CC, 3 A, slow, Un AC: 600 V | 27.4 | TEM | 1 | LP | 0.009 | 10
3NW10400HG | SENTRON, cylindrical fuse link, Class CC, 4 A, slow, Un AC: 600 V | 27.4 | TEM | 1 | LP | 0.008 | 10
3NW10500HG | SENTRON, cylindrical fuse link, Class CC, 5 A, slow, Un AC: 600 V | 27.4 | TEM | 1 | LP | 0.009 | 10
3NW10600HG | SENTRON, cylindrical fuse link, Class CC, 6 A, slow, Un AC: 600 V | 27.4 | TEM | 1 | LP | 0.008 | 10
3NW10800HG | SENTRON, cylindrical fuse link, Class CC, 8 A, slow, Un AC: 600 V | 27.4 | TEM | 1 | LP | 0.01 | 10
3NW11000HG | SENTRON, cylindrical fuse link, Class CC, 10 A, slow, Un AC: 600 V | 27.4 | TEM | 1 | LP | 0.009 | 10
3NW11500HG | SENTRON, cylindrical fuse link, Class CC, 15 A, slow, Un AC: 600 V | 27.4 | TEM | 1 | LP | 0.009 | 10
3NW13000HG | SENTRON, cylindrical fuse link, Class CC, 30 A, slow, Un AC: 600 V | 27.4 | TEM | 1 | LP | 0.008 | 10
3NW20200HG | SENTRON, cylindrical fuse link, Class CC, 2 A, quick, Un AC: 600 V | 30.49 | TEM | 1 | LP | 0.009 | 10
3NW20600HG | SENTRON, cylindrical fuse link, Class CC, 6 A, quick, Un AC: 600 V | 30.49 | TEM | 1 | LP | 0.009 | 10
3NW21000HG | SENTRON, cylindrical fuse link, Class CC, 10 A, quick, Un AC: 600 V | 30.49 | TEM | 1 | LP | 0.009 | 10
3NW21500HG | SENTRON, cylindrical fuse link, Class CC, 15 A, quick, Un AC: 600 V | 30.49 | TEM | 1 | LP | 0.009 | 10
3NW22500HG | SENTRON, cylindrical fuse link, Class CC, 25 A, quick, Un AC: 600 V | 30.49 | TEM | 1 | LP | 0.008 | 10
3NW30100HG | SENTRON, cylindrical fuse link, Class CC, 1 A, slow, current limiting, Un AC: 600 V | 30.49 | TEM | 1 | LP | 0.008 | 10
3NW30200HG | SENTRON, cylindrical fuse link, Class CC, 2 A, slow, current limiting, Un AC: 600 V | 30.49 | TEM | 1 | LP | 0.008 | 10
3NW75130HG | SENTRON, fuse holder, Class CC, 1pole, In: 30 A, Un AC: 600 V | 23.18 | TEM | 1 | LP | 0.054 | 12
3NW75230HG | SENTRON, fuse holder, Class CC, 2pole, In: 30 A, Un AC: 600 V | 46.35 | TEM | 1 | LP | 0.103 | 6
3NW75330HG | SENTRON, fuse holder, Class CC, 3pole, In: 30 A, Un AC: 600 V | 69.63 | TEM | 1 | LP | 0.155 | 4
3NW10200HG | SENTRON, cylindrical fuse link, Class CC, 2 A, slow, Un AC: 600 V | 27.4 | TEM | 1 | LP | 0.008 | 10
3NW10400HG | SENTRON, cylindrical fuse link, Class CC, 4 A, slow, Un AC: 600 V | 27.4 | TEM | 1 | LP | 0.008 | 10
3NW10600HG | SENTRON, cylindrical fuse link, Class CC, 6 A, slow, Un AC: 600 V | 27.4 | TEM | 1 | LP | 0.008 | 10
3NW30100HG | SENTRON, cylindrical fuse link, Class CC, 1 A, slow, current limiting, Un AC: 600 V | 30.49 | TEM | 1 | LP | 0.008 | 10
3NW75130HG | SENTRON, fuse holder, Class CC, 1pole, In: 30 A, Un AC: 600 V | 23.18 | TEM | 1 | LP | 0.054 | 12
3NW75230HG | SENTRON, fuse holder, Class CC, 2pole, In: 30 A, Un AC: 600 V | 46.35 | TEM | 1 | LP | 0.103 | 6
3NW10200HG | SENTRON, cylindrical fuse link, Class CC, 2 A, slow, Un AC: 600 V | 27.4 | TEM | 1 | LP | 0.008 | 10
3NW10300HG | SENTRON, cylindrical fuse link, Class CC, 3 A, slow, Un AC: 600 V | 27.4 | TEM | 1 | LP | 0.009 | 10
3NW10400HG | SENTRON, cylindrical fuse link, Class CC, 4 A, slow, Un AC: 600 V | 27.4 | TEM | 1 | LP | 0.008 | 10
3NW10500HG | SENTRON, cylindrical fuse link, Class CC, 5 A, slow, Un AC: 600 V | 27.4 | TEM | 1 | LP | 0.009 | 10
3NW10600HG | SENTRON, cylindrical fuse link, Class CC, 6 A, slow, Un AC: 600 V | 27.4 | TEM | 1 | LP | 0.008 | 10
3NW10800HG | SENTRON, cylindrical fuse link, Class CC, 8 A, slow, Un AC: 600 V | 27.4 | TEM | 1 | LP | 0.01 | 10
3NW11000HG | SENTRON, cylindrical fuse link, Class CC, 10 A, slow, Un AC: 600 V | 27.4 | TEM | 1 | LP | 0.009 | 10
3NW11500HG | SENTRON, cylindrical fuse link, Class CC, 15 A, slow, Un AC: 600 V | 27.4 | TEM | 1 | LP | 0.009 | 10
3NW13000HG | SENTRON, cylindrical fuse link, Class CC, 30 A, slow, Un AC: 600 V | 27.4 | TEM | 1 | LP | 0.008 | 10
3NW20200HG | SENTRON, cylindrical fuse link, Class CC, 2 A, quick, Un AC: 600 V | 30.49 | TEM | 1 | LP | 0.009 | 10
3NW20600HG | SENTRON, cylindrical fuse link, Class CC, 6 A, quick, Un AC: 600 V | 30.49 | TEM | 1 | LP | 0.009 | 10
3NW21000HG | SENTRON, cylindrical fuse link, Class CC, 10 A, quick, Un AC: 600 V | 30.49 | TEM | 1 | LP | 0.009 | 10
3NW21500HG | SENTRON, cylindrical fuse link, Class CC, 15 A, quick, Un AC: 600 V | 30.49 | TEM | 1 | LP | 0.009 | 10
3NW22500HG | SENTRON, cylindrical fuse link, Class CC, 25 A, quick, Un AC: 600 V | 30.49 | TEM | 1 | LP | 0.008 | 10
3NW30100HG | SENTRON, cylindrical fuse link, Class CC, 1 A, slow, current limiting, Un AC: 600 V | 30.49 | TEM | 1 | LP | 0.008 | 10
3NW30200HG | SENTRON, cylindrical fuse link, Class CC, 2 A, slow, current limiting, Un AC: 600 V | 30.49 | TEM | 1 | LP | 0.008 | 10
3NW75130HG | SENTRON, fuse holder, Class CC, 1pole, In: 30 A, Un AC: 600 V | 23.18 | TEM | 1 | LP | 0.054 | 12
3NW75230HG | SENTRON, fuse holder, Class CC, 2pole, In: 30 A, Un AC: 600 V | 46.35 | TEM | 1 | LP | 0.103 | 6
3NW75330HG | SENTRON, fuse holder, Class CC, 3pole, In: 30 A, Un AC: 600 V | 69.63 | TEM | 1 | LP | 0.155 | 4
3NW60011 | SENTRON, cylindrical fuse link, 10 x 38 mm, 6 A, gG, Un AC: 500 V | 2.7 | TEM | 1 | LP | 0.008 | 10
3NW60021 | SENTRON, cylindrical fuse link, 10 x 38 mm, 2 A, gG, Un AC: 500 V | 2.7 | TEM | 1 | LP | 0.008 | 10
3NW60031 | SENTRON, cylindrical fuse link, 10 x 38 mm, 10 A, gG, Un AC: 500 V | 2.7 | TEM | 1 | LP | 0.008 | 10
3NW60041 | SENTRON, cylindrical fuse link, 10 x 38 mm, 4 A, gG, Un AC: 500 V | 2.7 | TEM | 1 | LP | 0.009 | 10
3NW60051 | SENTRON, cylindrical fuse link, 10 x 38 mm, 16 A, gG, Un AC: 500 V | 2.7 | TEM | 1 | LP | 0.008 | 20
3NW60061 | SENTRON, cylindrical fuse link, 10 x 38 mm, 12 A, gG, Un AC: 500 V | 2.7 | TEM | 1 | LP | 0.008 | 10
3NW60071 | SENTRON, cylindrical fuse link, 10 x 38 mm, 20 A, gG, Un AC: 500 V | 2.7 | TEM | 1 | LP | 0.009 | 20
3NW60081 | SENTRON, cylindrical fuse link, 10 x 38 mm, 8 A, gG, Un AC: 500 V | 2.7 | TEM | 1 | LP | 0.008 | 10
3NW60101 | SENTRON, cylindrical fuse link, 10 x 38 mm, 25 A, gG, Un AC: 500 V | 2.7 | TEM | 1 | LP | 0.009 | 20
3NW60121 | SENTRON, cylindrical fuse link, 10 x 38 mm, 32 A, gG, Un AC: 400 V | 3.3 | TEM | 1 | LP | 0.009 | 20
3NW61011 | SENTRON, cylindrical fuse link, 14 x 51 mm, 6 A, gG, Un AC: 500 V | 2.9 | TEM | 1 | LP | 0.012 | 10
3NW61031 | SENTRON, cylindrical fuse link, 14 x 51 mm, 10 A, gG, Un AC: 500 V | 2.9 | TEM | 1 | LP | 0.021 | 10
3NW61051 | SENTRON, cylindrical fuse link, 14 x 51 mm, 16 A, gG, Un AC: 500 V | 2.9 | TEM | 1 | LP | 0.021 | 10
3NW61071 | SENTRON, cylindrical fuse link, 14 x 51 mm, 20 A, gG, Un AC: 500 V | 2.9 | TEM | 1 | LP | 0.021 | 10
3NW61101 | SENTRON, cylindrical fuse link, 14 x 51 mm, 25 A, gG, Un AC: 500 V | 2.9 | TEM | 1 | LP | 0.023 | 10
3NW61121 | SENTRON, cylindrical fuse link, 14 x 51 mm, 32 A, gG, Un AC: 500 V | 3.4 | TEM | 1 | LP | 0.022 | 10
3NW61171 | SENTRON, cylindrical fuse link, 14 x 51 mm, 40 A, gG, Un AC: 500 V | 3.4 | TEM | 1 | LP | 0.022 | 10
3NW61201 | SENTRON, cylindrical fuse link, 14 x 51 mm, 50 A, gG, Un AC: 400 V | 3.4 | TEM | 1 | LP | 0.022 | 10
3NW62051 | SENTRON, cylindrical fuse link, 22 x 58 mm, 16 A, gG, Un AC: 500 V | 5.1 | TEM | 1 | LP | 0.052 | 10
3NW62071 | SENTRON, cylindrical fuse link, 22 x 58 mm, 20 A, gG, Un AC: 500 V | 5.1 | TEM | 1 | LP | 0.054 | 10
3NW62101 | SENTRON, cylindrical fuse link, 22 x 58 mm, 25 A, gG, Un AC: 500 V | 5.1 | TEM | 1 | LP | 0.045 | 10
3NW62121 | SENTRON, cylindrical fuse link, 22 x 58 mm, 32 A, gG, Un AC: 500 V | 5.1 | TEM | 1 | LP | 0.053 | 10
3NW62171 | SENTRON, cylindrical fuse link, 22 x 58 mm, 40 A, gG, Un AC: 500 V | 5.1 | TEM | 1 | LP | 0.048 | 10
3NW62201 | SENTRON, cylindrical fuse link, 22 x 58 mm, 50 A, gG, Un AC: 500 V | 5.1 | TEM | 1 | LP | 0.053 | 10
3NW62221 | SENTRON, cylindrical fuse link, 22 x 58 mm, 63 A, gG, Un AC: 500 V | 5.1 | TEM | 1 | LP | 0.056 | 10
3NW62241 | SENTRON, cylindrical fuse link, 22 x 58 mm, 80 A, gG, Un AC: 500 V | 5.1 | TEM | 1 | LP | 0.053 | 10
3NW62301 | SENTRON, cylindrical fuse link, 22 x 58 mm, 100 A, gG, Un AC: 400 V | 5.7 | TEM | 1 | LP | 0.053 | 10
3NW63011 | SENTRON, cylindrical fuse link, 8x32 mm, 6 A, gG, Un AC: 400 V | 3.3 | TEM | 1 | LP | 0.005 | 10
3NW63021 | SENTRON, cylindrical fuse link, 8x32 mm, 2 A, gG, Un AC: 400 V | 3.3 | TEM | 1 | LP | 0.005 | 10
3NW63031 | SENTRON, cylindrical fuse link, 8x32 mm, 10 A, gG, Un AC: 400 V | 3.3 | TEM | 1 | LP | 0.005 | 10
3NW63041 | SENTRON, cylindrical fuse link, 8x32 mm, 4 A, gG, Un AC: 400 V | 3.3 | TEM | 1 | LP | 0.005 | 10
3NW63051 | SENTRON, cylindrical fuse link, 8x32 mm, 16 A, gG, Un AC: 400 V | 3.3 | TEM | 1 | LP | 0.005 | 10
3NW63071 | SENTRON, cylindrical fuse link, 8x32 mm, 20 A, gG, Un AC: 400 V | 3.3 | TEM | 1 | LP | 0.005 | 10
3NW7013 | SENTRON, cylindrical fuse holder, 10 x 38 mm, 1pole, In: 32 A, Un AC: 690 V | 5.6 | TEM | 1 | LP | 0.06 | 1
3NW7014 | SENTRON, cylindrical fuse holder, 10 x 38 mm, 1pole, In: 32 A, Un AC: 690 V, LED signal detector | 10 | TEM | 1 | LP | 0.065 | 1
3NW7023 | SENTRON, cylindrical fuse holder, 10 x 38 mm, 2pole, In: 32 A, Un AC: 690 V | 11.5 | TEM | 1 | LP | 0.123 | 1
3NW7024 | SENTRON, cylindrical fuse holder, 10 x 38 mm, 2pole, In: 32 A, Un AC: 690 V, LED signal detector | 19.7 | TEM | 1 | LP | 0.14 | 1
3NW7033 | SENTRON, cylindrical fuse holder, 10 x 38 mm, 3pole, In: 32 A, Un AC: 690 V | 18.5 | TEM | 1 | LP | 0.187 | 1
3NW70331 | SENTRON, cylindrical fuse holder, 10 x 38 mm, 3pole, In: 32 A, Un AC: 690 V, compact version | 53 | TEM | 1 | LP | 0.188 | 1
3NW7034 | SENTRON, cylindrical fuse holder, 10 x 38 mm, 3pole, In: 32 A, Un AC: 690 V, LED signal detector | 31 | TEM | 1 | LP | 0.196 | 1
3NW7053 | SENTRON, cylindrical fuse holder, 10 x 38 mm, 1P+N, In: 32 A, Un AC: 690 V | 9.7 | TEM | 1 | LP | 0.079 | 1
3NW7054 | SENTRON, cylindrical fuse holder, 10 x 38 mm, 1P+N, In: 32 A, Un AC: 690 V, LED signal detector | 27.1 | TEM | 1 | LP | 0.078 | 1
3NW7063 | SENTRON, cylindrical fuse holder, 10 x 38 mm, 3P+N, In: 32 A, Un AC: 690 V | 25.3 | TEM | 1 | LP | 0.203 | 1
3NW7064 | SENTRON, cylindrical fuse holder, 10 x 38 mm, 3P+N, In: 32 A, Un AC: 690 V, LED signal detector | 47.2 | TEM | 1 | LP | 0.216 | 1
3NW7111 | SENTRON, cylindrical fuse holder, 14 x 51 mm, 1pole, In: 50 A, Un AC: 690 V | 14.4 | TEM | 1 | LP | 0.106 | 1
3NW7112 | SENTRON, cylindrical fuse holder, 14 x 51 mm, 1pole, In: 50 A, Un AC: 690 V, LED signal detector | 18 | TEM | 1 | LP | 0.101 | 1
3NW7121 | SENTRON, cylindrical fuse holder, 14 x 51 mm, 2pole, In: 50 A, Un AC: 690 V | 29.9 | TEM | 1 | LP | 0.214 | 1
3NW7131 | SENTRON, cylindrical fuse holder, 14 x 51 mm, 3pole, In: 50 A, Un AC: 690 V | 44.3 | TEM | 1 | LP | 0.306 | 1
3NW7132 | SENTRON, cylindrical fuse holder, 14 x 51 mm, 3pole, In: 50 A, Un AC: 690 V, LED signal detector | 55.1 | TEM | 1 | LP | 0.315 | 1
3NW7152 | SENTRON, cylindrical fuse holder, 14 x 51 mm, 1P+N, In: 50 A, Un AC: 690 V, LED signal detector | 43.9 | TEM | 1 | LP | 0.231 | 1
3NW7161 | SENTRON, cylindrical fuse holder, 14 x 51 mm, 3P+N, In: 50 A, Un AC: 690 V | 66.9 | TEM | 1 | LP | 0.434 | 1
3NW7162 | SENTRON, cylindrical fuse holder, 14 x 51 mm, 3P+N, In: 50 A, Un AC: 690 V, LED signal detector | 80.3 | TEM | 1 | LP | 0.439 | 1
3NW7211 | SENTRON, cylindrical fuse holder, 22 x 58 mm, 1pole, In: 100 A, Un AC: 690 V | 20.3 | TEM | 1 | LP | 0.167 | 1
3NW7212 | SENTRON, cylindrical fuse holder, 22 x 58 mm, 1pole, In: 100 A, Un AC: 690 V, LED signal detector | 25.3 | TEM | 1 | LP | 0.165 | 1
3NW7231 | SENTRON, cylindrical fuse holder, 22 x 58 mm, 3pole, In: 100 A, Un AC: 690 V | 61.5 | TEM | 1 | LP | 0.522 | 1
3NW7232 | SENTRON, cylindrical fuse holder, 22 x 58 mm, 3pole, In: 100 A, Un AC: 690 V, LED signal detector | 76.1 | TEM | 1 | LP | 0.495 | 1
3NW7251 | SENTRON, cylindrical fuse holder, 22 x 58 mm, 1P+N, In: 100 A, Un AC: 690 V | 50.5 | TEM | 1 | LP | 0.365 | 1
3NW7252 | SENTRON, cylindrical fuse holder, 22 x 58 mm, 1P+N, In: 100 A, Un AC: 690 V, LED signal detector | 62.4 | TEM | 1 | LP | 0.36 | 1
3NW7261 | SENTRON, cylindrical fuse holder, 22 x 58 mm, 3P+N, In: 100 A, Un AC: 690 V | 92.1 | TEM | 1 | LP | 0.733 | 1
3NW7262 | SENTRON, cylindrical fuse holder, 22 x 58 mm, 3P+N, In: 100 A, Un AC: 690 V, LED signal detector | 112.1 | TEM | 1 | LP | 0.686 | 1
3NW7313 | SENTRON, cylindrical fuse holder, 8x32 mm, 1pole, In: 20 A, Un AC: 400 V | 5.9 | TEM | 1 | LP | 0.067 | 1
3NW7314 | SENTRON, cylindrical fuse holder, 8x32 mm, 1pole, In: 20 A, Un AC: 400 V, LED signal detector | 8.9 | TEM | 1 | LP | 0.07 | 1
3NW7323 | SENTRON, cylindrical fuse holder, 8x32 mm, 2pole, In: 20 A, Un AC: 400 V | 12.3 | TEM | 1 | LP | 0.137 | 1
3NW7324 | SENTRON, cylindrical fuse holder, 8x32 mm, 2pole, In: 20 A, Un AC: 400 V, LED signal detector | 18 | TEM | 1 | LP | 0.141 | 1
3NW7333 | SENTRON, cylindrical fuse holder, 8x32 mm, 3pole, In: 20 A, Un AC: 400 V | 17.9 | TEM | 1 | LP | 0.208 | 1
3NW7334 | SENTRON, cylindrical fuse holder, 8x32 mm, 3pole, In: 20 A, Un AC: 400 V, LED signal detector | 27 | TEM | 1 | LP | 0.203 | 1
3NW7354 | SENTRON, cylindrical fuse holder, 8x32 mm, 1P+N, In: 20 A, Un AC: 400 V, LED signal detector | 15.1 | TEM | 1 | LP | 0.092 | 1
3NW80011 | SENTRON, cylindrical fuse link, 10 x 38 mm, 6 A, AM, Un AC: 500 V | 3.4 | TEM | 1 | LP | 0.008 | 10
3NW80021 | SENTRON, cylindrical fuse link, 10 x 38 mm, 2 A, AM, Un AC: 500 V | 3.4 | TEM | 1 | LP | 0.008 | 10
3NW80031 | SENTRON, cylindrical fuse link, 10 x 38 mm, 10 A, AM, Un AC: 500 V | 3.4 | TEM | 1 | LP | 0.008 | 10
3NW80041 | SENTRON, cylindrical fuse link, 10 x 38 mm, 4 A, AM, Un AC: 500 V | 3.4 | TEM | 1 | LP | 0.008 | 10
3NW80051 | SENTRON, cylindrical fuse link, 10 x 38 mm, 16 A, AM, Un AC: 500 V | 3.4 | TEM | 1 | LP | 0.009 | 20
3NW80061 | SENTRON, cylindrical fuse link, 10 x 38 mm, 12 A, AM, Un AC: 500 V | 3.4 | TEM | 1 | LP | 0.008 | 10
3NW80071 | SENTRON, cylindrical fuse link, 10 x 38 mm, 20 A, AM, Un AC: 400 V | 3.4 | TEM | 1 | LP | 0.008 | 20
3NW80081 | SENTRON, cylindrical fuse link, 10 x 38 mm, 8 A, AM, Un AC: 500 V | 3.4 | TEM | 1 | LP | 0.008 | 10
3NW80101 | SENTRON, cylindrical fuse link, 10 x 38 mm, 25 A, AM, Un AC: 400 V | 3.4 | TEM | 1 | LP | 0.009 | 20
3NW80111 | SENTRON, cylindrical fuse link, 10 x 38 mm, 1 A, AM, Un AC: 500 V | 3.4 | TEM | 1 | LP | 0.008 | 10
3NW81031 | SENTRON, cylindrical fuse link, 14 x 51 mm, 10 A, AM, Un AC: 500 V | 4.1 | TEM | 1 | LP | 0.021 | 10
3NW81071 | SENTRON, cylindrical fuse link, 14 x 51 mm, 20 A, AM, Un AC: 500 V | 4.1 | TEM | 1 | LP | 0.021 | 10
3NW81121 | SENTRON, cylindrical fuse link, 14 x 51 mm, 32 A, AM, Un AC: 500 V | 5 | TEM | 1 | LP | 0.019 | 10
3NW81171 | SENTRON, cylindrical fuse link, 14 x 51 mm, 40 A, AM, Un AC: 500 V | 5 | TEM | 1 | LP | 0.021 | 10
3NW82051 | SENTRON, cylindrical fuse link, 22 x 58 mm, 16 A, AM, Un AC: 500 V | 7 | TEM | 1 | LP | 0.045 | 10
3NW82071 | SENTRON, cylindrical fuse link, 22 x 58 mm, 20 A, AM, Un AC: 500 V | 7 | TEM | 1 | LP | 0.051 | 10
3NW82101 | SENTRON, cylindrical fuse link, 22 x 58 mm, 25 A, AM, Un AC: 500 V | 7 | TEM | 1 | LP | 0.051 | 10
3NW82171 | SENTRON, cylindrical fuse link, 22 x 58 mm, 40 A, AM, Un AC: 500 V | 7.5 | TEM | 1 | LP | 0.049 | 10
3NW82201 | SENTRON, cylindrical fuse link, 22 x 58 mm, 50 A, AM, Un AC: 500 V | 7.5 | TEM | 1 | LP | 0.054 | 10
3NW82221 | SENTRON, cylindrical fuse link, 22 x 58 mm, 63 A, AM, Un AC: 500 V | 7.5 | TEM | 1 | LP | 0.052 | 10
3NW82241 | SENTRON, cylindrical fuse link, 22 x 58 mm, 80 A, AM, Un AC: 500 V | 7.5 | TEM | 1 | LP | 0.053 | 10
3NW82301 | SENTRON, cylindrical fuse link, 22 x 58 mm, 100 A, AM, Un AC: 400 V | 8.5 | TEM | 1 | LP | 0.055 | 10
3NW62241 | SENTRON, cylindrical fuse link, 22 x 58 mm, 80 A, gG, Un AC: 500 V | 5.1 | TEM | 1 | LP | 0.053 | 10
3NW7014 | SENTRON, cylindrical fuse holder, 10 x 38 mm, 1pole, In: 32 A, Un AC: 690 V, LED signal detector | 10 | TEM | 1 | LP | 0.065 | 1
3NW7231 | SENTRON, cylindrical fuse holder, 22 x 58 mm, 3pole, In: 100 A, Un AC: 690 V | 61.5 | TEM | 1 | LP | 0.522 | 1
3NW80111 | SENTRON, cylindrical fuse link, 10 x 38 mm, 1 A, AM, Un AC: 500 V | 3.4 | TEM | 1 | LP | 0.008 | 10
3NW60011 | SENTRON, cylindrical fuse link, 10 x 38 mm, 6 A, gG, Un AC: 500 V | 2.7 | TEM | 1 | LP | 0.008 | 10
3NW60021 | SENTRON, cylindrical fuse link, 10 x 38 mm, 2 A, gG, Un AC: 500 V | 2.7 | TEM | 1 | LP | 0.008 | 10
3NW60031 | SENTRON, cylindrical fuse link, 10 x 38 mm, 10 A, gG, Un AC: 500 V | 2.7 | TEM | 1 | LP | 0.008 | 10
3NW60041 | SENTRON, cylindrical fuse link, 10 x 38 mm, 4 A, gG, Un AC: 500 V | 2.7 | TEM | 1 | LP | 0.009 | 10
3NW60051 | SENTRON, cylindrical fuse link, 10 x 38 mm, 16 A, gG, Un AC: 500 V | 2.7 | TEM | 1 | LP | 0.008 | 20
3NW60061 | SENTRON, cylindrical fuse link, 10 x 38 mm, 12 A, gG, Un AC: 500 V | 2.7 | TEM | 1 | LP | 0.008 | 10
3NW60071 | SENTRON, cylindrical fuse link, 10 x 38 mm, 20 A, gG, Un AC: 500 V | 2.7 | TEM | 1 | LP | 0.009 | 20
3NW60081 | SENTRON, cylindrical fuse link, 10 x 38 mm, 8 A, gG, Un AC: 500 V | 2.7 | TEM | 1 | LP | 0.008 | 10
3NW60101 | SENTRON, cylindrical fuse link, 10 x 38 mm, 25 A, gG, Un AC: 500 V | 2.7 | TEM | 1 | LP | 0.009 | 20
3NW60121 | SENTRON, cylindrical fuse link, 10 x 38 mm, 32 A, gG, Un AC: 400 V | 3.3 | TEM | 1 | LP | 0.009 | 20
3NW61011 | SENTRON, cylindrical fuse link, 14 x 51 mm, 6 A, gG, Un AC: 500 V | 2.9 | TEM | 1 | LP | 0.012 | 10
3NW61031 | SENTRON, cylindrical fuse link, 14 x 51 mm, 10 A, gG, Un AC: 500 V | 2.9 | TEM | 1 | LP | 0.021 | 10
3NW61051 | SENTRON, cylindrical fuse link, 14 x 51 mm, 16 A, gG, Un AC: 500 V | 2.9 | TEM | 1 | LP | 0.021 | 10
3NW61071 | SENTRON, cylindrical fuse link, 14 x 51 mm, 20 A, gG, Un AC: 500 V | 2.9 | TEM | 1 | LP | 0.021 | 10
3NW61101 | SENTRON, cylindrical fuse link, 14 x 51 mm, 25 A, gG, Un AC: 500 V | 2.9 | TEM | 1 | LP | 0.023 | 10
3NW61121 | SENTRON, cylindrical fuse link, 14 x 51 mm, 32 A, gG, Un AC: 500 V | 3.4 | TEM | 1 | LP | 0.022 | 10
3NW61171 | SENTRON, cylindrical fuse link, 14 x 51 mm, 40 A, gG, Un AC: 500 V | 3.4 | TEM | 1 | LP | 0.022 | 10
3NW61201 | SENTRON, cylindrical fuse link, 14 x 51 mm, 50 A, gG, Un AC: 400 V | 3.4 | TEM | 1 | LP | 0.022 | 10
3NW62051 | SENTRON, cylindrical fuse link, 22 x 58 mm, 16 A, gG, Un AC: 500 V | 5.1 | TEM | 1 | LP | 0.052 | 10
3NW62071 | SENTRON, cylindrical fuse link, 22 x 58 mm, 20 A, gG, Un AC: 500 V | 5.1 | TEM | 1 | LP | 0.054 | 10
3NW62101 | SENTRON, cylindrical fuse link, 22 x 58 mm, 25 A, gG, Un AC: 500 V | 5.1 | TEM | 1 | LP | 0.045 | 10
3NW62121 | SENTRON, cylindrical fuse link, 22 x 58 mm, 32 A, gG, Un AC: 500 V | 5.1 | TEM | 1 | LP | 0.053 | 10
3NW62171 | SENTRON, cylindrical fuse link, 22 x 58 mm, 40 A, gG, Un AC: 500 V | 5.1 | TEM | 1 | LP | 0.048 | 10
3NW62201 | SENTRON, cylindrical fuse link, 22 x 58 mm, 50 A, gG, Un AC: 500 V | 5.1 | TEM | 1 | LP | 0.053 | 10
3NW62221 | SENTRON, cylindrical fuse link, 22 x 58 mm, 63 A, gG, Un AC: 500 V | 5.1 | TEM | 1 | LP | 0.056 | 10
3NW62241 | SENTRON, cylindrical fuse link, 22 x 58 mm, 80 A, gG, Un AC: 500 V | 5.1 | TEM | 1 | LP | 0.053 | 10
3NW62301 | SENTRON, cylindrical fuse link, 22 x 58 mm, 100 A, gG, Un AC: 400 V | 5.7 | TEM | 1 | LP | 0.053 | 10
3NW63011 | SENTRON, cylindrical fuse link, 8x32 mm, 6 A, gG, Un AC: 400 V | 3.3 | TEM | 1 | LP | 0.005 | 10
3NW63021 | SENTRON, cylindrical fuse link, 8x32 mm, 2 A, gG, Un AC: 400 V | 3.3 | TEM | 1 | LP | 0.005 | 10
3NW63031 | SENTRON, cylindrical fuse link, 8x32 mm, 10 A, gG, Un AC: 400 V | 3.3 | TEM | 1 | LP | 0.005 | 10
3NW63041 | SENTRON, cylindrical fuse link, 8x32 mm, 4 A, gG, Un AC: 400 V | 3.3 | TEM | 1 | LP | 0.005 | 10
3NW63051 | SENTRON, cylindrical fuse link, 8x32 mm, 16 A, gG, Un AC: 400 V | 3.3 | TEM | 1 | LP | 0.005 | 10
3NW63071 | SENTRON, cylindrical fuse link, 8x32 mm, 20 A, gG, Un AC: 400 V | 3.3 | TEM | 1 | LP | 0.005 | 10
3NW7013 | SENTRON, cylindrical fuse holder, 10 x 38 mm, 1pole, In: 32 A, Un AC: 690 V | 5.6 | TEM | 1 | LP | 0.06 | 1
3NW7014 | SENTRON, cylindrical fuse holder, 10 x 38 mm, 1pole, In: 32 A, Un AC: 690 V, LED signal detector | 10 | TEM | 1 | LP | 0.065 | 1
3NW7023 | SENTRON, cylindrical fuse holder, 10 x 38 mm, 2pole, In: 32 A, Un AC: 690 V | 11.5 | TEM | 1 | LP | 0.123 | 1
3NW7024 | SENTRON, cylindrical fuse holder, 10 x 38 mm, 2pole, In: 32 A, Un AC: 690 V, LED signal detector | 19.7 | TEM | 1 | LP | 0.14 | 1
3NW7033 | SENTRON, cylindrical fuse holder, 10 x 38 mm, 3pole, In: 32 A, Un AC: 690 V | 18.5 | TEM | 1 | LP | 0.187 | 1
3NW70331 | SENTRON, cylindrical fuse holder, 10 x 38 mm, 3pole, In: 32 A, Un AC: 690 V, compact version | 53 | TEM | 1 | LP | 0.188 | 1
3NW7034 | SENTRON, cylindrical fuse holder, 10 x 38 mm, 3pole, In: 32 A, Un AC: 690 V, LED signal detector | 31 | TEM | 1 | LP | 0.196 | 1
3NW7053 | SENTRON, cylindrical fuse holder, 10 x 38 mm, 1P+N, In: 32 A, Un AC: 690 V | 9.7 | TEM | 1 | LP | 0.079 | 1
3NW7054 | SENTRON, cylindrical fuse holder, 10 x 38 mm, 1P+N, In: 32 A, Un AC: 690 V, LED signal detector | 27.1 | TEM | 1 | LP | 0.078 | 1
3NW7063 | SENTRON, cylindrical fuse holder, 10 x 38 mm, 3P+N, In: 32 A, Un AC: 690 V | 25.3 | TEM | 1 | LP | 0.203 | 1
3NW7064 | SENTRON, cylindrical fuse holder, 10 x 38 mm, 3P+N, In: 32 A, Un AC: 690 V, LED signal detector | 47.2 | TEM | 1 | LP | 0.216 | 1
3NW7111 | SENTRON, cylindrical fuse holder, 14 x 51 mm, 1pole, In: 50 A, Un AC: 690 V | 14.4 | TEM | 1 | LP | 0.106 | 1
3NW7112 | SENTRON, cylindrical fuse holder, 14 x 51 mm, 1pole, In: 50 A, Un AC: 690 V, LED signal detector | 18 | TEM | 1 | LP | 0.101 | 1
3NW7121 | SENTRON, cylindrical fuse holder, 14 x 51 mm, 2pole, In: 50 A, Un AC: 690 V | 29.9 | TEM | 1 | LP | 0.214 | 1
3NW7131 | SENTRON, cylindrical fuse holder, 14 x 51 mm, 3pole, In: 50 A, Un AC: 690 V | 44.3 | TEM | 1 | LP | 0.306 | 1
3NW7132 | SENTRON, cylindrical fuse holder, 14 x 51 mm, 3pole, In: 50 A, Un AC: 690 V, LED signal detector | 55.1 | TEM | 1 | LP | 0.315 | 1
3NW7152 | SENTRON, cylindrical fuse holder, 14 x 51 mm, 1P+N, In: 50 A, Un AC: 690 V, LED signal detector | 43.9 | TEM | 1 | LP | 0.231 | 1
3NW7161 | SENTRON, cylindrical fuse holder, 14 x 51 mm, 3P+N, In: 50 A, Un AC: 690 V | 66.9 | TEM | 1 | LP | 0.434 | 1
3NW7162 | SENTRON, cylindrical fuse holder, 14 x 51 mm, 3P+N, In: 50 A, Un AC: 690 V, LED signal detector | 80.3 | TEM | 1 | LP | 0.439 | 1
3NW7211 | SENTRON, cylindrical fuse holder, 22 x 58 mm, 1pole, In: 100 A, Un AC: 690 V | 20.3 | TEM | 1 | LP | 0.167 | 1
3NW7212 | SENTRON, cylindrical fuse holder, 22 x 58 mm, 1pole, In: 100 A, Un AC: 690 V, LED signal detector | 25.3 | TEM | 1 | LP | 0.165 | 1
3NW7231 | SENTRON, cylindrical fuse holder, 22 x 58 mm, 3pole, In: 100 A, Un AC: 690 V | 61.5 | TEM | 1 | LP | 0.522 | 1
3NW7232 | SENTRON, cylindrical fuse holder, 22 x 58 mm, 3pole, In: 100 A, Un AC: 690 V, LED signal detector | 76.1 | TEM | 1 | LP | 0.495 | 1
3NW7251 | SENTRON, cylindrical fuse holder, 22 x 58 mm, 1P+N, In: 100 A, Un AC: 690 V | 50.5 | TEM | 1 | LP | 0.365 | 1
3NW7252 | SENTRON, cylindrical fuse holder, 22 x 58 mm, 1P+N, In: 100 A, Un AC: 690 V, LED signal detector | 62.4 | TEM | 1 | LP | 0.36 | 1
3NW7261 | SENTRON, cylindrical fuse holder, 22 x 58 mm, 3P+N, In: 100 A, Un AC: 690 V | 92.1 | TEM | 1 | LP | 0.733 | 1
3NW7262 | SENTRON, cylindrical fuse holder, 22 x 58 mm, 3P+N, In: 100 A, Un AC: 690 V, LED signal detector | 112.1 | TEM | 1 | LP | 0.686 | 1
3NW7313 | SENTRON, cylindrical fuse holder, 8x32 mm, 1pole, In: 20 A, Un AC: 400 V | 5.9 | TEM | 1 | LP | 0.067 | 1
3NW7314 | SENTRON, cylindrical fuse holder, 8x32 mm, 1pole, In: 20 A, Un AC: 400 V, LED signal detector | 8.9 | TEM | 1 | LP | 0.07 | 1
3NW7323 | SENTRON, cylindrical fuse holder, 8x32 mm, 2pole, In: 20 A, Un AC: 400 V | 12.3 | TEM | 1 | LP | 0.137 | 1
3NW7324 | SENTRON, cylindrical fuse holder, 8x32 mm, 2pole, In: 20 A, Un AC: 400 V, LED signal detector | 18 | TEM | 1 | LP | 0.141 | 1
3NW7333 | SENTRON, cylindrical fuse holder, 8x32 mm, 3pole, In: 20 A, Un AC: 400 V | 17.9 | TEM | 1 | LP | 0.208 | 1
3NW7334 | SENTRON, cylindrical fuse holder, 8x32 mm, 3pole, In: 20 A, Un AC: 400 V, LED signal detector | 27 | TEM | 1 | LP | 0.203 | 1
3NW7354 | SENTRON, cylindrical fuse holder, 8x32 mm, 1P+N, In: 20 A, Un AC: 400 V, LED signal detector | 15.1 | TEM | 1 | LP | 0.092 | 1
3NW80011 | SENTRON, cylindrical fuse link, 10 x 38 mm, 6 A, AM, Un AC: 500 V | 3.4 | TEM | 1 | LP | 0.008 | 10
3NW80021 | SENTRON, cylindrical fuse link, 10 x 38 mm, 2 A, AM, Un AC: 500 V | 3.4 | TEM | 1 | LP | 0.008 | 10
3NW80031 | SENTRON, cylindrical fuse link, 10 x 38 mm, 10 A, AM, Un AC: 500 V | 3.4 | TEM | 1 | LP | 0.008 | 10
3NW80041 | SENTRON, cylindrical fuse link, 10 x 38 mm, 4 A, AM, Un AC: 500 V | 3.4 | TEM | 1 | LP | 0.008 | 10
3NW80051 | SENTRON, cylindrical fuse link, 10 x 38 mm, 16 A, AM, Un AC: 500 V | 3.4 | TEM | 1 | LP | 0.009 | 20
3NW80061 | SENTRON, cylindrical fuse link, 10 x 38 mm, 12 A, AM, Un AC: 500 V | 3.4 | TEM | 1 | LP | 0.008 | 10
3NW80071 | SENTRON, cylindrical fuse link, 10 x 38 mm, 20 A, AM, Un AC: 400 V | 3.4 | TEM | 1 | LP | 0.008 | 20
3NW80081 | SENTRON, cylindrical fuse link, 10 x 38 mm, 8 A, AM, Un AC: 500 V | 3.4 | TEM | 1 | LP | 0.008 | 10
3NW80101 | SENTRON, cylindrical fuse link, 10 x 38 mm, 25 A, AM, Un AC: 400 V | 3.4 | TEM | 1 | LP | 0.009 | 20
3NW80111 | SENTRON, cylindrical fuse link, 10 x 38 mm, 1 A, AM, Un AC: 500 V | 3.4 | TEM | 1 | LP | 0.008 | 10
3NW81031 | SENTRON, cylindrical fuse link, 14 x 51 mm, 10 A, AM, Un AC: 500 V | 4.1 | TEM | 1 | LP | 0.021 | 10
3NW81071 | SENTRON, cylindrical fuse link, 14 x 51 mm, 20 A, AM, Un AC: 500 V | 4.1 | TEM | 1 | LP | 0.021 | 10
3NW81121 | SENTRON, cylindrical fuse link, 14 x 51 mm, 32 A, AM, Un AC: 500 V | 5 | TEM | 1 | LP | 0.019 | 10
3NW81171 | SENTRON, cylindrical fuse link, 14 x 51 mm, 40 A, AM, Un AC: 500 V | 5 | TEM | 1 | LP | 0.021 | 10
3NW82051 | SENTRON, cylindrical fuse link, 22 x 58 mm, 16 A, AM, Un AC: 500 V | 7 | TEM | 1 | LP | 0.045 | 10
3NW82071 | SENTRON, cylindrical fuse link, 22 x 58 mm, 20 A, AM, Un AC: 500 V | 7 | TEM | 1 | LP | 0.051 | 10
3NW82101 | SENTRON, cylindrical fuse link, 22 x 58 mm, 25 A, AM, Un AC: 500 V | 7 | TEM | 1 | LP | 0.051 | 10
3NW82121 | SENTRON, cylindrical fuse link, 22 x 58 mm, 32 A, AM, Un AC: 500 V | 7 | TEM | 1 | LP | 0.054 | 10
3NW82171 | SENTRON, cylindrical fuse link, 22 x 58 mm, 40 A, AM, Un AC: 500 V | 7.5 | TEM | 1 | LP | 0.049 | 10
3NW82201 | SENTRON, cylindrical fuse link, 22 x 58 mm, 50 A, AM, Un AC: 500 V | 7.5 | TEM | 1 | LP | 0.054 | 10
3NW82221 | SENTRON, cylindrical fuse link, 22 x 58 mm, 63 A, AM, Un AC: 500 V | 7.5 | TEM | 1 | LP | 0.052 | 10
3NW82241 | SENTRON, cylindrical fuse link, 22 x 58 mm, 80 A, AM, Un AC: 500 V | 7.5 | TEM | 1 | LP | 0.053 | 10
3NW82301 | SENTRON, cylindrical fuse link, 22 x 58 mm, 100 A, AM, Un AC: 400 V | 8.5 | TEM | 1 | LP | 0.055 | 10
3NC1006 | SITOR cylindrical fuse link, 10 x 38 mm, 6 A, aR, Un AC: 600 V, Un DC: 700 V, DC acc. to UL | 11.74 | TEM | 1 | LP | 0.009 | 10
3NC1010 | SITOR cylindrical fuse link, 10 x 38 mm, 10 A, aR, Un AC: 600 V, Un DC: 700 V, DC acc. to UL | 11.74 | TEM | 1 | LP | 0.009 | 10
3NC1016 | SITOR cylindrical fuse link, 10 x 38 mm, 16 A, aR, Un AC: 600 V, Un DC: 700 V, DC acc. to UL | 11.74 | TEM | 1 | LP | 0.009 | 10
3NC1020 | SITOR cylindrical fuse link, 10 x 38 mm, 20 A, aR, Un AC: 600 V, Un DC: 700 V, DC acc. to UL | 11.74 | TEM | 1 | LP | 0.009 | 10
3NC1025 | SITOR cylindrical fuse link, 10 x 38 mm, 25 A, aR, Un AC: 600 V, Un DC: 700 V, DC acc. to UL | 11.74 | TEM | 1 | LP | 0.009 | 10
3NC1032 | SITOR cylindrical fuse link, 10 x 38 mm, 32 A, aR, Un AC: 600 V | 11.74 | TEM | 1 | LP | 0.009 | 10
3NC10383 | SENTRON, cylindrical fuse holder, 10 x 38 mm, 3pole, In: 30 A, Un AC: 600 V, flat version | 36.26 | TEM | 1 | LP | 0.103 | 6
3NC1091 | SITOR SWITCH DISCONNECTOR 10X38, UP TO 32 A, 690 V AC | 15.86 | TEM | 1 | LP | 0.052 | 12
3NC1093 | SITOR SWITCH DISCONNECTOR 10X38, UP TO 32 A, 690 V AC | 47.28 | TEM | 1 | LP | 0.156 | 4
3NC1401 | SITOR cylindrical fuse link, 14 x 51 mm, 1 A, aR, Un AC: 660 V | 13.6 | TEM | 1 | LP | 0.021 | 10
3NC1402 | SITOR cylindrical fuse link, 14 x 51 mm, 2 A, aR, Un AC: 660 V | 13.6 | TEM | 1 | LP | 0.021 | 10
3NC1404 | SITOR cylindrical fuse link, 14 x 51 mm, 4 A, aR, Un AC: 660 V | 13.6 | TEM | 1 | LP | 0.017 | 10
3NC1405 | SITOR cylindrical fuse link, 14 x 51 mm, 5 A, aR, Un AC: 690 V, Un DC: 800 V, DC acc. to UL | 13.49 | TEM | 1 | LP | 0.022 | 10
3NC1406 | SITOR cylindrical fuse link, 14 x 51 mm, 6 A, aR, Un AC: 690 V, Un DC: 800 V, DC acc. to UL | 13.49 | TEM | 1 | LP | 0.021 | 10
3NC1410 | SITOR cylindrical fuse link, 14 x 51 mm, 10 A, aR, Un AC: 690 V, Un DC: 800 V, DC acc. to UL | 13.49 | TEM | 1 | LP | 0.021 | 10
3NC1415 | SITOR cylindrical fuse link, 14 x 51 mm, 15 A, aR, Un AC: 690 V, Un DC: 800 V, DC acc. to UL | 13.49 | TEM | 1 | LP | 0.021 | 10
3NC1420 | SITOR cylindrical fuse link, 14 x 51 mm, 20 A, aR, Un AC: 690 V, Un DC: 800 V, DC acc. to UL | 13.49 | TEM | 1 | LP | 0.02 | 10
3NC1425 | SITOR cylindrical fuse link, 14 x 51 mm, 25 A, aR, Un AC: 690 V, Un DC: 800 V, DC acc. to UL | 13.49 | TEM | 1 | LP | 0.021 | 10
3NC1430 | SITOR cylindrical fuse link, 14 x 51 mm, 30 A, aR, Un AC: 690 V, Un DC: 800 V, DC acc. to UL | 13.49 | TEM | 1 | LP | 0.02 | 10
3NC1432 | SITOR cylindrical fuse link, 14 x 51 mm, 32 A, aR, Un AC: 690 V, Un DC: 800 V, DC acc. to UL | 13.49 | TEM | 1 | LP | 0.021 | 10
3NC1440 | SITOR cylindrical fuse link, 14 x 51 mm, 40 A, aR, Un AC: 690 V, Un DC: 800 V, DC acc. to UL | 13.49 | TEM | 1 | LP | 0.021 | 10
3NC1450 | SITOR cylindrical fuse link, 14 x 51 mm, 50 A, aR, Un AC: 690 V, Un DC: 800 V, DC acc. to UL | 17.1 | TEM | 1 | LP | 0.02 | 10
3NC1491 | SITOR FUSE SWITCH DISCONNECTOR 14X51, UP TO 50 A, 690 V AC | 46.66 | TEM | 1 | LP | 0.105 | 6
3NC14915 | SITOR FUSE DISCONNECTOR WITH ALARM SWITCH | 64.48 | TEM | 1 | LP | 0.121 | 6
3NC1492 | SITOR FUSE SWITCH DISCONNECTOR 14X51, UP TO 50 A, 690 V AC | 97.23 | TEM | 1 | LP | 0.228 | 3
3NC1516 | SENTRON, cylindrical fuse link, 14 x 51 mm, 16 A, gG, Un AC: 690 V | 9.48 | TEM | 1 | LP | 0.021 | 10
3NC2200 | SITOR cylindrical fuse link, 22 x 58 mm, 100 A, aR, Un AC: 690 V, Un DC: 700 V, DC acc. to UL | 19.36 | TEM | 1 | LP | 0.057 | 5
3NC22255 | SITOR cylindrical fuse link, 22 x 58 mm, 25 A, aR, Un AC: 690 V, Un DC: 500 V, DC acc. to UL, striker indicator | 21.94 | TEM | 1 | LP | 0.313 | 5
3NC2250 | SITOR cylindrical fuse link, 22 x 58 mm, 50 A, aR, Un AC: 690 V, Un DC: 700 V, DC acc. to UL | 13.8 | TEM | 1 | LP | 0.052 | 5
3NC2263 | SITOR cylindrical fuse link, 22 x 58 mm, 63 A, aR, Un AC: 690 V, Un DC: 700 V, DC acc. to UL | 17.41 | TEM | 1 | LP | 0.054 | 5
3NC2280 | SITOR cylindrical fuse link, 22 x 58 mm, 80 A, aR, Un AC: 690 V, Un DC: 700 V, DC acc. to UL | 17.41 | TEM | 1 | LP | 0.058 | 5
3NC22805 | SITOR cylindrical fuse link, 22 x 58 mm, 80 A, aR, Un AC: 690 V, Un DC: 500 V, DC acc. to UL, striker indicator | 24.1 | TEM | 1 | LP | 0.061 | 5
3NC2293 | SITOR FUSE DISCONNECTOR 22X58, UP TO 100 A, 690 V AC | 198.28 | TEM | 1 | LP | 0.472 | 2
3NC24250C | SITOR fuse link, with slotted blade contacts, NH3, In: 200 A, gR, Un AC: 500 V, Un DC: 440 V, Front indicator | 148.11 | TEM | 1 | LP | 1.044 | 3
3NC32416B | SITOR fuse link, with female thread on both sides, NH2, In: 1000 A, aR, Un AC: 690 V, Un DC: 440 V, without indicator | 273.67 | TEM | 1 | LP | 0.84 | 3
3NC32436B | SITOR fuse link, with female thread on both sides, NH2, In: 1250 A, aR, Un AC: 690 V, Un DC: 440 V, without indicator | 273.67 | TEM | 1 | LP | 0.835 | 3
3NC33411U | SITOR fuse link, with slotted blade contacts, NH3, In: 1000 A, aR, Un AC: 1000 V, Un DC: 440 V, Front indicator | 308.38 | TEM | 1 | LP | 1.075 | 3
3NC84233C | SITOR fuse link, with slotted blade contacts, NH3, In: 150 A, gR, Un AC: 690 V, Un DC: 440 V, Front indicator | 156.25 | TEM | 1 | LP | 1.001 | 3
3NC84253C | SITOR fuse link, with slotted blade contacts, NH3, In: 200 A, gR, Un AC: 690 V, Un DC: 440 V, Front indicator | 174.59 | TEM | 1 | LP | 1 | 3
3NC84310C | SITOR fuse link, with slotted blade contacts, NH3, In: 350 A, gR, Un AC: 690 V, Un DC: 440 V, Front indicator | 245.24 | TEM | 1 | LP | 1.001 | 3
3NC84340C | SITOR fuse link, with slotted blade contacts, NH3, In: 500 A, gR, Un AC: 690 V, Un DC: 440 V, Front indicator | 303.54 | TEM | 1 | LP | 1.069 | 3
3NC84343C | SITOR fuse link, with slotted blade contacts, NH3, In: 500 A, gR, Un AC: 690 V, Un DC: 440 V, Front indicator | 218.36 | TEM | 1 | LP | 0.994 | 3
3NE10202 | SITOR fuse link, with blade contacts, NH00, In: 80 A, gR, Un AC: 690 V, Un DC: 250 V, Front indicator | 80.75 | TEM | 1 | LP | 0.204 | 3
3NE10210 | SITOR fuse link, with blade contacts, NH00, In: 100 A, gS, Un AC: 690 V, Un DC: 250 V, Front indicator | 64.27 | TEM | 1 | LP | 0.201 | 3
3NE10212 | SITOR fuse link, with blade contacts, NH00, In: 100 A, gR, Un AC: 690 V, Un DC: 250 V, Front indicator | 80.65 | TEM | 1 | LP | 0.209 | 3
3NE10220 | SITOR fuse link, with blade contacts, NH00, In: 125 A, gS, Un AC: 690 V, Un DC: 250 V, Front indicator | 64.27 | TEM | 1 | LP | 0.203 | 3
3NE10222 | SITOR fuse link, with blade contacts, NH00, In: 125 A, gR, Un AC: 690 V, Un DC: 250 V, Front indicator | 77.35 | TEM | 1 | LP | 0.206 | 3
3NE12240 | SITOR fuse link, with blade contacts, NH1, In: 160 A, gS, Un AC: 690 V, Un DC: 250 V, Front indicator | 157.08 | TEM | 1 | LP | 0.578 | 3
3NE12242 | SITOR fuse link, with blade contacts, NH1, In: 160 A, gR, Un AC: 690 V, Un DC: 250 V, Front indicator | 173.56 | TEM | 1 | LP | 0.601 | 3
3NE12250 | SITOR fuse link, with blade contacts, NH1, In: 200 A, gS, Un AC: 690 V, Un DC: 250 V, Front indicator | 157.08 | TEM | 1 | LP | 0.583 | 3
3NE12252 | SITOR fuse link, with blade contacts, NH1, In: 200 A, gR, Un AC: 690 V, Un DC: 250 V, Front indicator | 188.8 | TEM | 1 | LP | 0.608 | 3
3NE12270 | SITOR fuse link, with blade contacts, NH1, In: 250 A, gS, Un AC: 690 V, Un DC: 250 V, Front indicator | 169.02 | TEM | 1 | LP | 0.583 | 3
3NE12272 | SITOR fuse link, with blade contacts, NH1, In: 250 A, gR, Un AC: 690 V, Un DC: 250 V, Front indicator | 201.78 | TEM | 1 | LP | 0.607 | 3
3NE12300 | SITOR fuse link, with blade contacts, NH1, In: 315 A, gS, Un AC: 690 V, Un DC: 250 V, Front indicator | 183.34 | TEM | 1 | LP | 0.577 | 3
3NE12302 | SITOR fuse link, with blade contacts, NH1, In: 315 A, gR, Un AC: 690 V, Un DC: 250 V, Front indicator | 219.18 | TEM | 1 | LP | 0.604 | 3
3NE13310 | SITOR fuse link, with blade contacts, NH2, In: 350 A, gS, Un AC: 690 V, Un DC: 250 V, Front indicator | 221.45 | TEM | 1 | LP | 0.8 | 3
3NE13312 | SITOR fuse link, with blade contacts, NH2, In: 350 A, gR, Un AC: 690 V, Un DC: 250 V, Front indicator | 244.32 | TEM | 1 | LP | 0.822 | 3
3NE13313 | SITOR fuse link, with slotted blade contacts, NH2, In: 350 A, gR, Un AC: 690 V, Un DC: 250 V, Front indicator | 284.69 | TEM | 1 | LP | 0.751 | 3
3NE13320 | SITOR fuse link, with blade contacts, NH2, In: 400 A, gS, Un AC: 690 V, Un DC: 250 V, Front indicator | 224.64 | TEM | 1 | LP | 0.801 | 3
3NE13322 | SITOR fuse link, with blade contacts, NH2, In: 400 A, gR, Un AC: 690 V, Un DC: 250 V, Front indicator | 282.32 | TEM | 1 | LP | 0.764 | 3
3NE13323 | SITOR fuse link, with slotted blade contacts, NH2, In: 400 A, gR, Un AC: 690 V, Un DC: 250 V, Front indicator | 300.86 | TEM | 1 | LP | 0.68 | 3
3NE13330 | SITOR fuse link, with blade contacts, NH2, In: 450 A, gS, Un AC: 690 V, Un DC: 440 V, Front indicator | 226.7 | TEM | 1 | LP | 0.814 | 3
3NE13332 | SITOR fuse link, with blade contacts, NH2, In: 450 A, gR, Un AC: 690 V, Un DC: 440 V, Front indicator | 271.51 | TEM | 1 | LP | 0.818 | 3
3NE13333 | SITOR fuse link, with slotted blade contacts, NH2, In: 450 A, gR, Un AC: 690 V, Un DC: 440 V, Front indicator | 316.52 | TEM | 1 | LP | 0.755 | 3
3NE13340 | SITOR fuse link, with blade contacts, NH2, In: 500 A, gS, Un AC: 690 V, Un DC: 440 V, Front indicator | 227.94 | TEM | 1 | LP | 0.759 | 3
3NE13342 | SITOR fuse link, with blade contacts, NH2, In: 500 A, gR, Un AC: 690 V, Un DC: 440 V, Front indicator | 249.98 | TEM | 1 | LP | 0.825 | 3
3NE14350 | SITOR fuse link, with blade contacts, NH3, In: 560 A, gS, Un AC: 690 V, Un DC: 440 V, Front indicator | 238.55 | TEM | 1 | LP | 1.084 | 3
3NE14352 | SITOR fuse link, with blade contacts, NH3, In: 560 A, gR, Un AC: 690 V, Front indicator | 287.16 | TEM | 1 | LP | 1.191 | 3
3NE14360 | SITOR fuse link, with blade contacts, NH3, In: 630 A, gS, Un AC: 690 V, Un DC: 440 V, Front indicator | 247.72 | TEM | 1 | LP | 1.14 | 3
3NE14362 | SITOR fuse link, with blade contacts, NH3, In: 630 A, gR, Un AC: 690 V, Front indicator | 275.53 | TEM | 1 | LP | 1.201 | 3
3NE14372 | SITOR fuse link, with blade contacts, NH3, In: 710 A, gR, Un AC: 690 V, Un DC: 440 V, Front indicator | 324.55 | TEM | 1 | LP | 1.19 | 3
3NE14380 | SITOR fuse link, with blade contacts, NH3, In: 800 A, gS, Un AC: 690 V, Un DC: 440 V, Front indicator | 307.25 | TEM | 1 | LP | 1.185 | 3
3NE14382 | SITOR fuse link, with blade contacts, NH3, In: 800 A, gR, Un AC: 690 V, Un DC: 440 V, Front indicator | 368.84 | TEM | 1 | LP | 1.181 | 3
3NE14482 | SITOR fuse link, with blade contacts, NH3, In: 850 A, gR, Un AC: 690 V, Front indicator | 390.37 | TEM | 1 | LP | 1.188 | 3
3NE18020 | SITOR fuse link, with blade contacts, NH000, In: 40 A, gS, Un AC: 690 V, Un DC: 250 V, Front indicator | 57.99 | TEM | 1 | LP | 0.136 | 3
3NE18030 | SITOR fuse link, with blade contacts, NH000, In: 35 A, gS, Un AC: 690 V, Un DC: 250 V, Front indicator | 57.99 | TEM | 1 | LP | 0.134 | 3
3NE18130 | SITOR fuse link, with blade contacts, NH000, In: 16 A, gS, Un AC: 690 V, Un DC: 250 V, Front indicator | 57.78 | TEM | 1 | LP | 0.134 | 3
3NE18140 | SITOR fuse link, with blade contacts, NH000, In: 20 A, gS, Un AC: 690 V, Un DC: 250 V, Front indicator | 57.78 | TEM | 1 | LP | 0.135 | 3
3NE18150 | SITOR fuse link, with blade contacts, NH000, In: 25 A, gS, Un AC: 690 V, Un DC: 250 V, Front indicator | 57.78 | TEM | 1 | LP | 0.135 | 3
3NE18170 | SITOR fuse link, with blade contacts, NH000, In: 50 A, gS, Un AC: 690 V, Un DC: 250 V, Front indicator | 57.99 | TEM | 1 | LP | 0.133 | 3
3NE18180 | SITOR fuse link, with blade contacts, NH000, In: 63 A, gS, Un AC: 690 V, Un DC: 250 V, Front indicator | 57.99 | TEM | 1 | LP | 0.133 | 3
3NE18200 | SITOR fuse link, with blade contacts, NH000, In: 80 A, gS, Un AC: 690 V, Un DC: 250 V, Front indicator | 57.99 | TEM | 1 | LP | 0.135 | 3
3NE3221 | SITOR fuse link, with slotted blade contacts, NH1, In: 100 A, aR, Un AC: 1000 V, Front indicator | 99.29 | TEM | 1 | LP | 0.571 | 3
3NE3222 | SITOR fuse link, with slotted blade contacts, NH1, In: 125 A, aR, Un AC: 1000 V, Front indicator | 101.46 | TEM | 1 | LP | 0.571 | 3
3NE3224 | SITOR fuse link, with slotted blade contacts, NH1, In: 160 A, aR, Un AC: 1000 V, Front indicator | 101.46 | TEM | 1 | LP | 0.576 | 3
3NE3225 | SITOR fuse link, with slotted blade contacts, NH1, In: 200 A, aR, Un AC: 1000 V, Front indicator | 104.75 | TEM | 1 | LP | 0.591 | 3
3NE3227 | SITOR fuse link, with slotted blade contacts, NH1, In: 250 A, aR, Un AC: 1000 V, Front indicator | 107.94 | TEM | 1 | LP | 0.58 | 3
3NE32300B | SITOR fuse link, with slotted blade contacts, NH1, In: 315 A, aR, Un AC: 1000 V, Front indicator | 110.21 | TEM | 1 | LP | 0.589 | 3
3NE3231 | SITOR fuse link, with slotted blade contacts, NH1, In: 350 A, aR, Un AC: 1000 V, Front indicator | 130.91 | TEM | 1 | LP | 0.596 | 3
3NE32320B | SITOR fuse link, with slotted blade contacts, NH1, In: 400 A, aR, Un AC: 1000 V, Front indicator | 142.35 | TEM | 1 | LP | 0.581 | 3
3NE3233 | SITOR fuse link, with slotted blade contacts, NH1, In: 450 A, aR, Un AC: 1000 V, Front indicator | 143.69 | TEM | 1 | LP | 0.591 | 3
3NE33320B | SITOR fuse link, with slotted blade contacts, NH2, In: 400 A, aR, Un AC: 1000 V, Front indicator | 141.01 | TEM | 1 | LP | 0.738 | 3
3NE3333 | SITOR fuse link, with slotted blade contacts, NH2, In: 450 A, aR, Un AC: 1000 V, Front indicator | 143.07 | TEM | 1 | LP | 0.801 | 3
3NE33340B | SITOR fuse link, with slotted blade contacts, NH2, In: 500 A, aR, Un AC: 1000 V, Front indicator | 145.02 | TEM | 1 | LP | 0.797 | 3
3NE3335 | SITOR fuse link, with slotted blade contacts, NH2, In: 560 A, aR, Un AC: 1000 V, Front indicator | 151.2 | TEM | 1 | LP | 0.799 | 3
3NE3336 | SITOR fuse link, with slotted blade contacts, NH2, In: 630 A, aR, Un AC: 1000 V, Front indicator | 158.52 | TEM | 1 | LP | 0.803 | 3
3NE33378 | SITOR fuse link, with slotted blade contacts, NH2, In: 710 A, aR, Un AC: 900 V, Front indicator | 170.26 | TEM | 1 | LP | 0.807 | 3
3NE33388 | SITOR fuse link, with slotted blade contacts, NH2, In: 800 A, aR, Un AC: 800 V, Front indicator | 178.6 | TEM | 1 | LP | 0.81 | 3
3NE33408 | SITOR fuse link, with slotted blade contacts, NH2, In: 900 A, aR, Un AC: 690 V, Front indicator | 213 | TEM | 1 | LP | 0.808 | 3
3NE34300C | SITOR fuse link, with slotted blade contacts, NH3, In: 315 A, aR, Un AC: 1000 V, Un DC: 440 V, Front indicator | 252.25 | TEM | 1 | LP | 1.224 | 3
3NE34320C | SITOR fuse link, with slotted blade contacts, NH3, In: 400 A, aR, Un AC: 1000 V, Un DC: 440 V, Front indicator | 261.41 | TEM | 1 | LP | 1.192 | 3
3NE4101 | SITOR fuse link, with blade contacts, NH0, In: 32 A, gR, Un AC: 1000 V, Un DC: 250 V, Front indicator | 44.81 | TEM | 1 | LP | 0.277 | 3
3NE4102 | SITOR fuse link, with blade contacts, NH0, In: 40 A, gR, Un AC: 1000 V, Un DC: 250 V, Front indicator | 45.84 | TEM | 1 | LP | 0.269 | 3
3NE4117 | SITOR fuse link, with blade contacts, NH0, In: 50 A, gR, Un AC: 1000 V, Un DC: 250 V, Front indicator | 52.43 | TEM | 1 | LP | 0.271 | 3
3NE4118 | SITOR fuse link, with blade contacts, NH0, In: 63 A, aR, Un AC: 1000 V, Un DC: 440 V, Front indicator | 48 | TEM | 1 | LP | 0.269 | 3
3NE4120 | SITOR fuse link, with blade contacts, NH0, In: 80 A, aR, Un AC: 1000 V, Un DC: 440 V, Front indicator | 50.16 | TEM | 1 | LP | 0.27 | 3
3NE4121 | SITOR fuse link, with blade contacts, NH0, In: 100 A, aR, Un AC: 1000 V, Un DC: 440 V, Front indicator | 50.26 | TEM | 1 | LP | 0.268 | 3
3NE41215 | SITOR fuse link, with installation bracket, In: 100 A, aR, Un AC: 1000 V, Un DC: 440 V, Front indicator | 55.72 | TEM | 1 | LP | 0.305 | 2
3NE4122 | SITOR fuse link, with blade contacts, NH0, In: 125 A, aR, Un AC: 1000 V, Un DC: 440 V, Front indicator | 50.26 | TEM | 1 | LP | 0.276 | 3
3NE4124 | SITOR fuse link, with blade contacts, NH0, In: 160 A, aR, Un AC: 1000 V, Un DC: 440 V, Front indicator | 59.95 | TEM | 1 | LP | 0.275 | 3
3NE43270B | SITOR fuse link, with slotted blade contacts, NH2, In: 250 A, aR, Un AC: 800 V, Un DC: 440 V, Front indicator | 183.34 | TEM | 1 | LP | 0.779 | 3
3NE43276B | SITOR fuse link, with female thread on both sides, In: 250 A, aR, Un AC: 800 V, Un DC: 440 V, Front indicator | 180.35 | TEM | 1 | LP | 0.691 | 3
3NE43300B | SITOR fuse link, with slotted blade contacts, NH2, In: 315 A, aR, Un AC: 800 V, Un DC: 440 V, Front indicator | 200.64 | TEM | 1 | LP | 0.811 | 3
3NE43306B | SITOR fuse link, with female thread on both sides, In: 315 A, aR, Un AC: 800 V, Un DC: 440 V, Front indicator | 183.13 | TEM | 1 | LP | 0.69 | 3
3NE43330B | SITOR fuse link, with slotted blade contacts, NH2, In: 450 A, aR, Un AC: 800 V, Un DC: 440 V, Front indicator | 200.64 | TEM | 1 | LP | 0.81 | 3
3NE43336B | SITOR fuse link, with female thread on both sides, In: 450 A, aR, Un AC: 800 V, Un DC: 440 V, Front indicator | 185.92 | TEM | 1 | LP | 0.684 | 3
3NE43340B | SITOR fuse link, with slotted blade contacts, NH2, In: 500 A, aR, Un AC: 800 V, Un DC: 440 V, Front indicator | 200.34 | TEM | 1 | LP | 0.774 | 3
3NE43346B | SITOR fuse link, with female thread on both sides, In: 500 A, aR, Un AC: 800 V, Un DC: 440 V, Front indicator | 190.04 | TEM | 1 | LP | 0.678 | 3
3NE4337 | SITOR fuse link, with slotted blade contacts, NH2, In: 710 A, aR, Un AC: 800 V, Un DC: 440 V, Front indicator | 216.09 | TEM | 1 | LP | 0.768 | 3
3NE43376 | SITOR fuse link, with female thread on both sides, In: 710 A, aR, Un AC: 800 V, Un DC: 440 V, Front indicator | 216.51 | TEM | 1 | LP | 0.687 | 3
3NE54260C | SITOR fuse link, with slotted blade contacts, NH3, In: 224 A, aR, Un AC: 1500 V, Un DC: 1000 V, Front indicator | 341.65 | TEM | 1 | LP | 1.986 | 2
3NE56330C | SITOR fuse link, with slotted blade contacts, NH3, In: 450 A, aR, Un AC: 1500 V, Un DC: 900 V, Front indicator | 393.25 | TEM | 1 | LP | 1.595 | 3
3NE80031 | SITOR fuse link, with blade contacts, NH00, In: 35 A, gR, Un AC: 690 V, Un DC: 440 V, Front indicator | 39.24 | TEM | 1 | LP | 0.203 | 3
3NE80151 | SITOR fuse link, with blade contacts, NH00, In: 25 A, gR, Un AC: 690 V, Un DC: 440 V, Front indicator | 39.24 | TEM | 1 | LP | 0.205 | 3
3NE80171 | SITOR fuse link, with blade contacts, NH00, In: 50 A, gR, Un AC: 690 V, Un DC: 440 V, Front indicator | 39.24 | TEM | 1 | LP | 0.207 | 3
3NE80181 | SITOR fuse link, with blade contacts, NH00, In: 63 A, gR, Un AC: 690 V, Un DC: 440 V, Front indicator | 40.27 | TEM | 1 | LP | 0.209 | 3
3NE80201 | SITOR fuse link, with blade contacts, NH00, In: 80 A, aR, Un AC: 690 V, Un DC: 440 V, Front indicator | 42.44 | TEM | 1 | LP | 0.203 | 3
3NE80211 | SITOR fuse link, with blade contacts, NH00, In: 100 A, aR, Un AC: 690 V, Un DC: 440 V, Front indicator | 44.6 | TEM | 1 | LP | 0.203 | 3
3NE80221 | SITOR fuse link, with blade contacts, NH00, In: 125 A, aR, Un AC: 690 V, Un DC: 440 V, Front indicator | 46.76 | TEM | 1 | LP | 0.21 | 3
3NE80241 | SITOR fuse link, with blade contacts, NH00, In: 160 A, aR, Un AC: 690 V, Un DC: 440 V, Front indicator | 52.43 | TEM | 1 | LP | 0.21 | 3
3NE87021 | SITOR fuse link, with bolton links, NH000, In: 40 A, gR, Un AC: 690 V, Un DC: 440 V, Front indicator | 30.49 | TEM | 1 | LP | 0.145 | 10
3NE87141 | SITOR fuse link, with bolton links, NH000, In: 20 A, gR, Un AC: 690 V, Un DC: 440 V, Front indicator | 30.59 | TEM | 1 | LP | 0.14 | 10
3NE87181 | SITOR fuse link, with bolton links, NH000, In: 63 A, gR, Un AC: 690 V, Un DC: 440 V, Front indicator | 31.62 | TEM | 1 | LP | 0.145 | 10
3NE87221 | SITOR fuse link, with bolton links, NH000, In: 125 A, aR, Un AC: 690 V, Un DC: 440 V, Front indicator | 31.52 | TEM | 1 | LP | 0.142 | 10
3NE87251 | SITOR fuse link, with bolton links, NH000, In: 200 A, aR, Un AC: 690 V, Un DC: 440 V, Front indicator | 53.66 | TEM | 1 | LP | 0.139 | 10
3NE87271 | SITOR fuse link, with bolton links, NH000, In: 250 A, aR, Un AC: 690 V, Un DC: 440 V, Front indicator | 53.66 | TEM | 1 | LP | 0.134 | 10
3NE87311 | SITOR fuse link, with bolton links, NH000, In: 315 A, aR, Un AC: 690 V, Un DC: 440 V, Front indicator | 59.43 | TEM | 1 | LP | 0.146 | 10
5SD420 | SILIZED FUSE LINK 500V F.SEMICONDUCTOR PROTECTION EXTRA FAST, SIZE DII THREAD E27, 16A | 3.61 | TEM | 1 | LP | 0.029 | 5
5SD430 | SILIZED FUSE LINK 500V F.SEMICONDUCTOR PROTECTION EXTRA FAST, SIZE DII THREAD E27, 20A | 3.61 | TEM | 1 | LP | 0.03 | 5
5SD440 | SILIZED FUSE LINK 500V F.SEMICONDUCTOR PROTECTION EXTRA FAST, SIZE DII THREAD E27, 25A | 3.71 | TEM | 1 | LP | 0.032 | 5
5SD450 | SILIZED FUSE LINK 500V F.SEMICONDUCTOR PROTECTION EXTRA FAST, SIZE DIII THREAD E33, 35A | 4.94 | TEM | 1 | LP | 0.051 | 5
5SD460 | SILIZED FUSE LINK 500V F.SEMICONDUCTOR PROTECTION EXTRA FAST, SIZE DIII THREAD E33, 50A | 5.56 | TEM | 1 | LP | 0.051 | 5
5SD470 | SILIZED FUSE LINK 500V F.SEMICONDUCTOR PROTECTION EXTRA FAST, SIZE DIII THREAD E33, 63A | 6.18 | TEM | 1 | LP | 0.056 | 5
5SD480 | SILIZED FUSE LINK 500V F.SEMICONDUCTOR PROTECTION EXTRA FAST, SIZE DII THREAD E27, 30A | 3.91 | TEM | 1 | LP | 0.032 | 5
5SD510 | SILIZED FUSE LINK 500V F.SEMICONDUCTOR PROTECTION EXTRA FAST, SIZE DIVH P.T.1 1/4 INCH., 80A | 18.85 | TEM | 1 | LP | 0.117 | 3
5SD520 | SILIZED FUSE LINK 500V F.SEMICONDUCTOR PROTECTION EXTRA FAST, SIZE DIVH P.T.1 1/4 INCH., 100A | 21.42 | TEM | 1 | LP | 0.114 | 3
5SE1310 | SILIZED FUSE LINK 400 V GR,SEMICOND.PROTECT.GR.D01 10 A | 3.91 | TEM | 1 | LP | 0.007 | 10
5SE1316 | SILIZED FUSE LINK 400 V GR,SEMICOND.PROTECT.GR.D01 16 A | 4.02 | TEM | 1 | LP | 0.008 | 10
5SE1320 | SILIZED FUSE LINK 400 V GR,SEMICOND.PROTECT.GR.D02 20 A | 4.74 | TEM | 1 | LP | 0.013 | 10
5SE1325 | SILIZED FUSE LINK 400 V GR,SEMICOND.PROTECT.GR.D02 25 A | 5.25 | TEM | 1 | LP | 0.013 | 10
5SE1335 | SILIZED FUSE LINK 400 V GR,SEMICOND.PROTECT.GR.D02 35 A | 6.8 | TEM | 1 | LP | 0.014 | 10
5SE1350 | SILIZED FUSE LINK 400 V GR,SEMICOND.PROTECT.GR.D02 50 A | 7.31 | TEM | 1 | LP | 0.015 | 10
5SE1363 | SILIZED FUSE LINK 400 V GR,SEMICOND.PROTECT.GR.D02 63 A | 7.83 | TEM | 1 | LP | 0.013 | 10
3NE34320C | SITOR fuse link, with slotted blade contacts, NH3, In: 400 A, aR, Un AC: 1000 V, Un DC: 440 V, Front indicator | 261.41 | TEM | 1 | LP | 1.192 | 3
3NE54260C | SITOR fuse link, with slotted blade contacts, NH3, In: 224 A, aR, Un AC: 1500 V, Un DC: 1000 V, Front indicator | 341.65 | TEM | 1 | LP | 1.986 | 2
3NC1006 | SITOR cylindrical fuse link, 10 x 38 mm, 6 A, aR, Un AC: 600 V, Un DC: 700 V, DC acc. to UL | 11.74 | TEM | 1 | LP | 0.009 | 10
3NC1010 | SITOR cylindrical fuse link, 10 x 38 mm, 10 A, aR, Un AC: 600 V, Un DC: 700 V, DC acc. to UL | 11.74 | TEM | 1 | LP | 0.009 | 10
3NC1016 | SITOR cylindrical fuse link, 10 x 38 mm, 16 A, aR, Un AC: 600 V, Un DC: 700 V, DC acc. to UL | 11.74 | TEM | 1 | LP | 0.009 | 10
3NC1020 | SITOR cylindrical fuse link, 10 x 38 mm, 20 A, aR, Un AC: 600 V, Un DC: 700 V, DC acc. to UL | 11.74 | TEM | 1 | LP | 0.009 | 10
3NC1025 | SITOR cylindrical fuse link, 10 x 38 mm, 25 A, aR, Un AC: 600 V, Un DC: 700 V, DC acc. to UL | 11.74 | TEM | 1 | LP | 0.009 | 10
3NC1032 | SITOR cylindrical fuse link, 10 x 38 mm, 32 A, aR, Un AC: 600 V | 11.74 | TEM | 1 | LP | 0.009 | 10
3NC10383 | SENTRON, cylindrical fuse holder, 10 x 38 mm, 3pole, In: 30 A, Un AC: 600 V, flat version | 36.26 | TEM | 1 | LP | 0.103 | 6
3NC1091 | SITOR SWITCH DISCONNECTOR 10X38, UP TO 32 A, 690 V AC | 15.86 | TEM | 1 | LP | 0.052 | 12
3NC1093 | SITOR SWITCH DISCONNECTOR 10X38, UP TO 32 A, 690 V AC | 47.28 | TEM | 1 | LP | 0.156 | 4
3NC1401 | SITOR cylindrical fuse link, 14 x 51 mm, 1 A, aR, Un AC: 660 V | 13.6 | TEM | 1 | LP | 0.021 | 10
3NC1402 | SITOR cylindrical fuse link, 14 x 51 mm, 2 A, aR, Un AC: 660 V | 13.6 | TEM | 1 | LP | 0.021 | 10
3NC1404 | SITOR cylindrical fuse link, 14 x 51 mm, 4 A, aR, Un AC: 660 V | 13.6 | TEM | 1 | LP | 0.017 | 10
3NC1405 | SITOR cylindrical fuse link, 14 x 51 mm, 5 A, aR, Un AC: 690 V, Un DC: 800 V, DC acc. to UL | 13.49 | TEM | 1 | LP | 0.022 | 10
3NC1406 | SITOR cylindrical fuse link, 14 x 51 mm, 6 A, aR, Un AC: 690 V, Un DC: 800 V, DC acc. to UL | 13.49 | TEM | 1 | LP | 0.021 | 10
3NC1410 | SITOR cylindrical fuse link, 14 x 51 mm, 10 A, aR, Un AC: 690 V, Un DC: 800 V, DC acc. to UL | 13.49 | TEM | 1 | LP | 0.021 | 10
3NC1415 | SITOR cylindrical fuse link, 14 x 51 mm, 15 A, aR, Un AC: 690 V, Un DC: 800 V, DC acc. to UL | 13.49 | TEM | 1 | LP | 0.021 | 10
3NC1420 | SITOR cylindrical fuse link, 14 x 51 mm, 20 A, aR, Un AC: 690 V, Un DC: 800 V, DC acc. to UL | 13.49 | TEM | 1 | LP | 0.02 | 10
3NC1425 | SITOR cylindrical fuse link, 14 x 51 mm, 25 A, aR, Un AC: 690 V, Un DC: 800 V, DC acc. to UL | 13.49 | TEM | 1 | LP | 0.021 | 10
3NC1430 | SITOR cylindrical fuse link, 14 x 51 mm, 30 A, aR, Un AC: 690 V, Un DC: 800 V, DC acc. to UL | 13.49 | TEM | 1 | LP | 0.02 | 10
3NC1432 | SITOR cylindrical fuse link, 14 x 51 mm, 32 A, aR, Un AC: 690 V, Un DC: 800 V, DC acc. to UL | 13.49 | TEM | 1 | LP | 0.021 | 10
3NC1440 | SITOR cylindrical fuse link, 14 x 51 mm, 40 A, aR, Un AC: 690 V, Un DC: 800 V, DC acc. to UL | 13.49 | TEM | 1 | LP | 0.021 | 10
3NC1450 | SITOR cylindrical fuse link, 14 x 51 mm, 50 A, aR, Un AC: 690 V, Un DC: 800 V, DC acc. to UL | 17.1 | TEM | 1 | LP | 0.02 | 10
3NC1491 | SITOR FUSE SWITCH DISCONNECTOR 14X51, UP TO 50 A, 690 V AC | 46.66 | TEM | 1 | LP | 0.105 | 6
3NC14915 | SITOR FUSE DISCONNECTOR WITH ALARM SWITCH | 64.48 | TEM | 1 | LP | 0.121 | 6
3NC1492 | SITOR FUSE SWITCH DISCONNECTOR 14X51, UP TO 50 A, 690 V AC | 97.23 | TEM | 1 | LP | 0.228 | 3
3NC1516 | SENTRON, cylindrical fuse link, 14 x 51 mm, 16 A, gG, Un AC: 690 V | 9.48 | TEM | 1 | LP | 0.021 | 10
3NC2200 | SITOR cylindrical fuse link, 22 x 58 mm, 100 A, aR, Un AC: 690 V, Un DC: 700 V, DC acc. to UL | 19.36 | TEM | 1 | LP | 0.057 | 5
3NC22255 | SITOR cylindrical fuse link, 22 x 58 mm, 25 A, aR, Un AC: 690 V, Un DC: 500 V, DC acc. to UL, striker indicator | 21.94 | TEM | 1 | LP | 0.313 | 5
3NC2250 | SITOR cylindrical fuse link, 22 x 58 mm, 50 A, aR, Un AC: 690 V, Un DC: 700 V, DC acc. to UL | 13.8 | TEM | 1 | LP | 0.052 | 5
3NC2263 | SITOR cylindrical fuse link, 22 x 58 mm, 63 A, aR, Un AC: 690 V, Un DC: 700 V, DC acc. to UL | 17.41 | TEM | 1 | LP | 0.054 | 5
3NC2280 | SITOR cylindrical fuse link, 22 x 58 mm, 80 A, aR, Un AC: 690 V, Un DC: 700 V, DC acc. to UL | 17.41 | TEM | 1 | LP | 0.058 | 5
3NC22805 | SITOR cylindrical fuse link, 22 x 58 mm, 80 A, aR, Un AC: 690 V, Un DC: 500 V, DC acc. to UL, striker indicator | 24.1 | TEM | 1 | LP | 0.061 | 5
3NC2293 | SITOR FUSE DISCONNECTOR 22X58, UP TO 100 A, 690 V AC | 198.28 | TEM | 1 | LP | 0.472 | 2
3NC24250C | SITOR fuse link, with slotted blade contacts, NH3, In: 200 A, gR, Un AC: 500 V, Un DC: 440 V, Front indicator | 148.11 | TEM | 1 | LP | 1.044 | 3
3NC32416B | SITOR fuse link, with female thread on both sides, NH2, In: 1000 A, aR, Un AC: 690 V, Un DC: 440 V, without indicator | 273.67 | TEM | 1 | LP | 0.84 | 3
3NC32436B | SITOR fuse link, with female thread on both sides, NH2, In: 1250 A, aR, Un AC: 690 V, Un DC: 440 V, without indicator | 273.67 | TEM | 1 | LP | 0.835 | 3
3NC33411U | SITOR fuse link, with slotted blade contacts, NH3, In: 1000 A, aR, Un AC: 1000 V, Un DC: 440 V, Front indicator | 308.38 | TEM | 1 | LP | 1.075 | 3
3NC84233C | SITOR fuse link, with slotted blade contacts, NH3, In: 150 A, gR, Un AC: 690 V, Un DC: 440 V, Front indicator | 156.25 | TEM | 1 | LP | 1.001 | 3
3NC84253C | SITOR fuse link, with slotted blade contacts, NH3, In: 200 A, gR, Un AC: 690 V, Un DC: 440 V, Front indicator | 174.59 | TEM | 1 | LP | 1 | 3
3NC84310C | SITOR fuse link, with slotted blade contacts, NH3, In: 350 A, gR, Un AC: 690 V, Un DC: 440 V, Front indicator | 245.24 | TEM | 1 | LP | 1.001 | 3
3NC84340C | SITOR fuse link, with slotted blade contacts, NH3, In: 500 A, gR, Un AC: 690 V, Un DC: 440 V, Front indicator | 303.54 | TEM | 1 | LP | 1.069 | 3
3NC84343C | SITOR fuse link, with slotted blade contacts, NH3, In: 500 A, gR, Un AC: 690 V, Un DC: 440 V, Front indicator | 218.36 | TEM | 1 | LP | 0.994 | 3
3NE10202 | SITOR fuse link, with blade contacts, NH00, In: 80 A, gR, Un AC: 690 V, Un DC: 250 V, Front indicator | 80.75 | TEM | 1 | LP | 0.204 | 3
3NE10210 | SITOR fuse link, with blade contacts, NH00, In: 100 A, gS, Un AC: 690 V, Un DC: 250 V, Front indicator | 64.27 | TEM | 1 | LP | 0.201 | 3
3NE10212 | SITOR fuse link, with blade contacts, NH00, In: 100 A, gR, Un AC: 690 V, Un DC: 250 V, Front indicator | 80.65 | TEM | 1 | LP | 0.209 | 3
3NE10220 | SITOR fuse link, with blade contacts, NH00, In: 125 A, gS, Un AC: 690 V, Un DC: 250 V, Front indicator | 64.27 | TEM | 1 | LP | 0.203 | 3
3NE10222 | SITOR fuse link, with blade contacts, NH00, In: 125 A, gR, Un AC: 690 V, Un DC: 250 V, Front indicator | 77.35 | TEM | 1 | LP | 0.206 | 3
3NE12240 | SITOR fuse link, with blade contacts, NH1, In: 160 A, gS, Un AC: 690 V, Un DC: 250 V, Front indicator | 157.08 | TEM | 1 | LP | 0.578 | 3
3NE12242 | SITOR fuse link, with blade contacts, NH1, In: 160 A, gR, Un AC: 690 V, Un DC: 250 V, Front indicator | 173.56 | TEM | 1 | LP | 0.601 | 3
3NE12250 | SITOR fuse link, with blade contacts, NH1, In: 200 A, gS, Un AC: 690 V, Un DC: 250 V, Front indicator | 157.08 | TEM | 1 | LP | 0.583 | 3
3NE12252 | SITOR fuse link, with blade contacts, NH1, In: 200 A, gR, Un AC: 690 V, Un DC: 250 V, Front indicator | 188.8 | TEM | 1 | LP | 0.608 | 3
3NE12270 | SITOR fuse link, with blade contacts, NH1, In: 250 A, gS, Un AC: 690 V, Un DC: 250 V, Front indicator | 169.02 | TEM | 1 | LP | 0.583 | 3
3NE12272 | SITOR fuse link, with blade contacts, NH1, In: 250 A, gR, Un AC: 690 V, Un DC: 250 V, Front indicator | 201.78 | TEM | 1 | LP | 0.607 | 3
3NE12300 | SITOR fuse link, with blade contacts, NH1, In: 315 A, gS, Un AC: 690 V, Un DC: 250 V, Front indicator | 183.34 | TEM | 1 | LP | 0.577 | 3
3NE12302 | SITOR fuse link, with blade contacts, NH1, In: 315 A, gR, Un AC: 690 V, Un DC: 250 V, Front indicator | 219.18 | TEM | 1 | LP | 0.604 | 3
3NE13310 | SITOR fuse link, with blade contacts, NH2, In: 350 A, gS, Un AC: 690 V, Un DC: 250 V, Front indicator | 221.45 | TEM | 1 | LP | 0.8 | 3
3NE13312 | SITOR fuse link, with blade contacts, NH2, In: 350 A, gR, Un AC: 690 V, Un DC: 250 V, Front indicator | 244.32 | TEM | 1 | LP | 0.822 | 3
3NE13313 | SITOR fuse link, with slotted blade contacts, NH2, In: 350 A, gR, Un AC: 690 V, Un DC: 250 V, Front indicator | 284.69 | TEM | 1 | LP | 0.751 | 3
3NE13320 | SITOR fuse link, with blade contacts, NH2, In: 400 A, gS, Un AC: 690 V, Un DC: 250 V, Front indicator | 224.64 | TEM | 1 | LP | 0.801 | 3
3NE13322 | SITOR fuse link, with blade contacts, NH2, In: 400 A, gR, Un AC: 690 V, Un DC: 250 V, Front indicator | 282.32 | TEM | 1 | LP | 0.764 | 3
3NE13323 | SITOR fuse link, with slotted blade contacts, NH2, In: 400 A, gR, Un AC: 690 V, Un DC: 250 V, Front indicator | 300.86 | TEM | 1 | LP | 0.68 | 3
3NE13330 | SITOR fuse link, with blade contacts, NH2, In: 450 A, gS, Un AC: 690 V, Un DC: 440 V, Front indicator | 226.7 | TEM | 1 | LP | 0.814 | 3
3NE13332 | SITOR fuse link, with blade contacts, NH2, In: 450 A, gR, Un AC: 690 V, Un DC: 440 V, Front indicator | 271.51 | TEM | 1 | LP | 0.818 | 3
3NE13333 | SITOR fuse link, with slotted blade contacts, NH2, In: 450 A, gR, Un AC: 690 V, Un DC: 440 V, Front indicator | 316.52 | TEM | 1 | LP | 0.755 | 3
3NE13340 | SITOR fuse link, with blade contacts, NH2, In: 500 A, gS, Un AC: 690 V, Un DC: 440 V, Front indicator | 227.94 | TEM | 1 | LP | 0.759 | 3
3NE13342 | SITOR fuse link, with blade contacts, NH2, In: 500 A, gR, Un AC: 690 V, Un DC: 440 V, Front indicator | 249.98 | TEM | 1 | LP | 0.825 | 3
3NE14350 | SITOR fuse link, with blade contacts, NH3, In: 560 A, gS, Un AC: 690 V, Un DC: 440 V, Front indicator | 238.55 | TEM | 1 | LP | 1.084 | 3
3NE14352 | SITOR fuse link, with blade contacts, NH3, In: 560 A, gR, Un AC: 690 V, Front indicator | 287.16 | TEM | 1 | LP | 1.191 | 3
3NE14360 | SITOR fuse link, with blade contacts, NH3, In: 630 A, gS, Un AC: 690 V, Un DC: 440 V, Front indicator | 247.72 | TEM | 1 | LP | 1.14 | 3
3NE14362 | SITOR fuse link, with blade contacts, NH3, In: 630 A, gR, Un AC: 690 V, Front indicator | 275.53 | TEM | 1 | LP | 1.201 | 3
3NE14372 | SITOR fuse link, with blade contacts, NH3, In: 710 A, gR, Un AC: 690 V, Un DC: 440 V, Front indicator | 324.55 | TEM | 1 | LP | 1.19 | 3
3NE14380 | SITOR fuse link, with blade contacts, NH3, In: 800 A, gS, Un AC: 690 V, Un DC: 440 V, Front indicator | 307.25 | TEM | 1 | LP | 1.185 | 3
3NE14382 | SITOR fuse link, with blade contacts, NH3, In: 800 A, gR, Un AC: 690 V, Un DC: 440 V, Front indicator | 368.84 | TEM | 1 | LP | 1.181 | 3
3NE14482 | SITOR fuse link, with blade contacts, NH3, In: 850 A, gR, Un AC: 690 V, Front indicator | 390.37 | TEM | 1 | LP | 1.188 | 3
3NE18020 | SITOR fuse link, with blade contacts, NH000, In: 40 A, gS, Un AC: 690 V, Un DC: 250 V, Front indicator | 57.99 | TEM | 1 | LP | 0.136 | 3
3NE18030 | SITOR fuse link, with blade contacts, NH000, In: 35 A, gS, Un AC: 690 V, Un DC: 250 V, Front indicator | 57.99 | TEM | 1 | LP | 0.134 | 3
3NE18130 | SITOR fuse link, with blade contacts, NH000, In: 16 A, gS, Un AC: 690 V, Un DC: 250 V, Front indicator | 57.78 | TEM | 1 | LP | 0.134 | 3
3NE18140 | SITOR fuse link, with blade contacts, NH000, In: 20 A, gS, Un AC: 690 V, Un DC: 250 V, Front indicator | 57.78 | TEM | 1 | LP | 0.135 | 3
3NE18150 | SITOR fuse link, with blade contacts, NH000, In: 25 A, gS, Un AC: 690 V, Un DC: 250 V, Front indicator | 57.78 | TEM | 1 | LP | 0.135 | 3
3NE18170 | SITOR fuse link, with blade contacts, NH000, In: 50 A, gS, Un AC: 690 V, Un DC: 250 V, Front indicator | 57.99 | TEM | 1 | LP | 0.133 | 3
3NE18180 | SITOR fuse link, with blade contacts, NH000, In: 63 A, gS, Un AC: 690 V, Un DC: 250 V, Front indicator | 57.99 | TEM | 1 | LP | 0.133 | 3
3NE18200 | SITOR fuse link, with blade contacts, NH000, In: 80 A, gS, Un AC: 690 V, Un DC: 250 V, Front indicator | 57.99 | TEM | 1 | LP | 0.135 | 3
3NE3221 | SITOR fuse link, with slotted blade contacts, NH1, In: 100 A, aR, Un AC: 1000 V, Front indicator | 99.29 | TEM | 1 | LP | 0.571 | 3
3NE3222 | SITOR fuse link, with slotted blade contacts, NH1, In: 125 A, aR, Un AC: 1000 V, Front indicator | 101.46 | TEM | 1 | LP | 0.571 | 3
3NE3224 | SITOR fuse link, with slotted blade contacts, NH1, In: 160 A, aR, Un AC: 1000 V, Front indicator | 101.46 | TEM | 1 | LP | 0.576 | 3
3NE3225 | SITOR fuse link, with slotted blade contacts, NH1, In: 200 A, aR, Un AC: 1000 V, Front indicator | 104.75 | TEM | 1 | LP | 0.591 | 3
3NE3227 | SITOR fuse link, with slotted blade contacts, NH1, In: 250 A, aR, Un AC: 1000 V, Front indicator | 107.94 | TEM | 1 | LP | 0.58 | 3
3NE32300B | SITOR fuse link, with slotted blade contacts, NH1, In: 315 A, aR, Un AC: 1000 V, Front indicator | 110.21 | TEM | 1 | LP | 0.589 | 3
3NE3231 | SITOR fuse link, with slotted blade contacts, NH1, In: 350 A, aR, Un AC: 1000 V, Front indicator | 130.91 | TEM | 1 | LP | 0.596 | 3
3NE32320B | SITOR fuse link, with slotted blade contacts, NH1, In: 400 A, aR, Un AC: 1000 V, Front indicator | 142.35 | TEM | 1 | LP | 0.581 | 3
3NE3233 | SITOR fuse link, with slotted blade contacts, NH1, In: 450 A, aR, Un AC: 1000 V, Front indicator | 143.69 | TEM | 1 | LP | 0.591 | 3
3NE33320B | SITOR fuse link, with slotted blade contacts, NH2, In: 400 A, aR, Un AC: 1000 V, Front indicator | 141.01 | TEM | 1 | LP | 0.738 | 3
3NE3333 | SITOR fuse link, with slotted blade contacts, NH2, In: 450 A, aR, Un AC: 1000 V, Front indicator | 143.07 | TEM | 1 | LP | 0.801 | 3
3NE33340B | SITOR fuse link, with slotted blade contacts, NH2, In: 500 A, aR, Un AC: 1000 V, Front indicator | 145.02 | TEM | 1 | LP | 0.797 | 3
3NE3335 | SITOR fuse link, with slotted blade contacts, NH2, In: 560 A, aR, Un AC: 1000 V, Front indicator | 151.2 | TEM | 1 | LP | 0.799 | 3
3NE3336 | SITOR fuse link, with slotted blade contacts, NH2, In: 630 A, aR, Un AC: 1000 V, Front indicator | 158.52 | TEM | 1 | LP | 0.803 | 3
3NE33378 | SITOR fuse link, with slotted blade contacts, NH2, In: 710 A, aR, Un AC: 900 V, Front indicator | 170.26 | TEM | 1 | LP | 0.807 | 3
3NE33388 | SITOR fuse link, with slotted blade contacts, NH2, In: 800 A, aR, Un AC: 800 V, Front indicator | 178.6 | TEM | 1 | LP | 0.81 | 3
3NE33408 | SITOR fuse link, with slotted blade contacts, NH2, In: 900 A, aR, Un AC: 690 V, Front indicator | 213 | TEM | 1 | LP | 0.808 | 3
3NE34300C | SITOR fuse link, with slotted blade contacts, NH3, In: 315 A, aR, Un AC: 1000 V, Un DC: 440 V, Front indicator | 252.25 | TEM | 1 | LP | 1.224 | 3
3NE34320C | SITOR fuse link, with slotted blade contacts, NH3, In: 400 A, aR, Un AC: 1000 V, Un DC: 440 V, Front indicator | 261.41 | TEM | 1 | LP | 1.192 | 3
3NE4101 | SITOR fuse link, with blade contacts, NH0, In: 32 A, gR, Un AC: 1000 V, Un DC: 250 V, Front indicator | 44.81 | TEM | 1 | LP | 0.277 | 3
3NE4102 | SITOR fuse link, with blade contacts, NH0, In: 40 A, gR, Un AC: 1000 V, Un DC: 250 V, Front indicator | 45.84 | TEM | 1 | LP | 0.269 | 3
3NE4117 | SITOR fuse link, with blade contacts, NH0, In: 50 A, gR, Un AC: 1000 V, Un DC: 250 V, Front indicator | 52.43 | TEM | 1 | LP | 0.271 | 3
3NE4118 | SITOR fuse link, with blade contacts, NH0, In: 63 A, aR, Un AC: 1000 V, Un DC: 440 V, Front indicator | 48 | TEM | 1 | LP | 0.269 | 3
3NE4120 | SITOR fuse link, with blade contacts, NH0, In: 80 A, aR, Un AC: 1000 V, Un DC: 440 V, Front indicator | 50.16 | TEM | 1 | LP | 0.27 | 3
3NE4121 | SITOR fuse link, with blade contacts, NH0, In: 100 A, aR, Un AC: 1000 V, Un DC: 440 V, Front indicator | 50.26 | TEM | 1 | LP | 0.268 | 3
3NE41215 | SITOR fuse link, with installation bracket, In: 100 A, aR, Un AC: 1000 V, Un DC: 440 V, Front indicator | 55.72 | TEM | 1 | LP | 0.305 | 2
3NE4122 | SITOR fuse link, with blade contacts, NH0, In: 125 A, aR, Un AC: 1000 V, Un DC: 440 V, Front indicator | 50.26 | TEM | 1 | LP | 0.276 | 3
3NE4124 | SITOR fuse link, with blade contacts, NH0, In: 160 A, aR, Un AC: 1000 V, Un DC: 440 V, Front indicator | 59.95 | TEM | 1 | LP | 0.275 | 3
3NE43270B | SITOR fuse link, with slotted blade contacts, NH2, In: 250 A, aR, Un AC: 800 V, Un DC: 440 V, Front indicator | 183.34 | TEM | 1 | LP | 0.779 | 3
3NE43276B | SITOR fuse link, with female thread on both sides, In: 250 A, aR, Un AC: 800 V, Un DC: 440 V, Front indicator | 180.35 | TEM | 1 | LP | 0.691 | 3
3NE43300B | SITOR fuse link, with slotted blade contacts, NH2, In: 315 A, aR, Un AC: 800 V, Un DC: 440 V, Front indicator | 200.64 | TEM | 1 | LP | 0.811 | 3
3NE43306B | SITOR fuse link, with female thread on both sides, In: 315 A, aR, Un AC: 800 V, Un DC: 440 V, Front indicator | 183.13 | TEM | 1 | LP | 0.69 | 3
3NE43330B | SITOR fuse link, with slotted blade contacts, NH2, In: 450 A, aR, Un AC: 800 V, Un DC: 440 V, Front indicator | 200.64 | TEM | 1 | LP | 0.81 | 3
3NE43336B | SITOR fuse link, with female thread on both sides, In: 450 A, aR, Un AC: 800 V, Un DC: 440 V, Front indicator | 185.92 | TEM | 1 | LP | 0.684 | 3
3NE43340B | SITOR fuse link, with slotted blade contacts, NH2, In: 500 A, aR, Un AC: 800 V, Un DC: 440 V, Front indicator | 200.34 | TEM | 1 | LP | 0.774 | 3
3NE43346B | SITOR fuse link, with female thread on both sides, In: 500 A, aR, Un AC: 800 V, Un DC: 440 V, Front indicator | 190.04 | TEM | 1 | LP | 0.678 | 3
3NE4337 | SITOR fuse link, with slotted blade contacts, NH2, In: 710 A, aR, Un AC: 800 V, Un DC: 440 V, Front indicator | 216.09 | TEM | 1 | LP | 0.768 | 3
3NE43376 | SITOR fuse link, with female thread on both sides, In: 710 A, aR, Un AC: 800 V, Un DC: 440 V, Front indicator | 216.51 | TEM | 1 | LP | 0.687 | 3
3NE54260C | SITOR fuse link, with slotted blade contacts, NH3, In: 224 A, aR, Un AC: 1500 V, Un DC: 1000 V, Front indicator | 341.65 | TEM | 1 | LP | 1.986 | 2
3NE56330C | SITOR fuse link, with slotted blade contacts, NH3, In: 450 A, aR, Un AC: 1500 V, Un DC: 900 V, Front indicator | 393.25 | TEM | 1 | LP | 1.595 | 3
3NE80031 | SITOR fuse link, with blade contacts, NH00, In: 35 A, gR, Un AC: 690 V, Un DC: 440 V, Front indicator | 39.24 | TEM | 1 | LP | 0.203 | 3
3NE80151 | SITOR fuse link, with blade contacts, NH00, In: 25 A, gR, Un AC: 690 V, Un DC: 440 V, Front indicator | 39.24 | TEM | 1 | LP | 0.205 | 3
3NE80171 | SITOR fuse link, with blade contacts, NH00, In: 50 A, gR, Un AC: 690 V, Un DC: 440 V, Front indicator | 39.24 | TEM | 1 | LP | 0.207 | 3
3NE80181 | SITOR fuse link, with blade contacts, NH00, In: 63 A, gR, Un AC: 690 V, Un DC: 440 V, Front indicator | 40.27 | TEM | 1 | LP | 0.209 | 3
3NE80201 | SITOR fuse link, with blade contacts, NH00, In: 80 A, aR, Un AC: 690 V, Un DC: 440 V, Front indicator | 42.44 | TEM | 1 | LP | 0.203 | 3
3NE80211 | SITOR fuse link, with blade contacts, NH00, In: 100 A, aR, Un AC: 690 V, Un DC: 440 V, Front indicator | 44.6 | TEM | 1 | LP | 0.203 | 3
3NE80221 | SITOR fuse link, with blade contacts, NH00, In: 125 A, aR, Un AC: 690 V, Un DC: 440 V, Front indicator | 46.76 | TEM | 1 | LP | 0.21 | 3
3NE80241 | SITOR fuse link, with blade contacts, NH00, In: 160 A, aR, Un AC: 690 V, Un DC: 440 V, Front indicator | 52.43 | TEM | 1 | LP | 0.21 | 3
3NE87021 | SITOR fuse link, with bolton links, NH000, In: 40 A, gR, Un AC: 690 V, Un DC: 440 V, Front indicator | 30.49 | TEM | 1 | LP | 0.145 | 10
3NE87141 | SITOR fuse link, with bolton links, NH000, In: 20 A, gR, Un AC: 690 V, Un DC: 440 V, Front indicator | 30.59 | TEM | 1 | LP | 0.14 | 10
3NE87181 | SITOR fuse link, with bolton links, NH000, In: 63 A, gR, Un AC: 690 V, Un DC: 440 V, Front indicator | 31.62 | TEM | 1 | LP | 0.145 | 10
3NE87221 | SITOR fuse link, with bolton links, NH000, In: 125 A, aR, Un AC: 690 V, Un DC: 440 V, Front indicator | 31.52 | TEM | 1 | LP | 0.142 | 10
3NE87251 | SITOR fuse link, with bolton links, NH000, In: 200 A, aR, Un AC: 690 V, Un DC: 440 V, Front indicator | 53.66 | TEM | 1 | LP | 0.139 | 10
3NE87271 | SITOR fuse link, with bolton links, NH000, In: 250 A, aR, Un AC: 690 V, Un DC: 440 V, Front indicator | 53.66 | TEM | 1 | LP | 0.134 | 10
3NE87311 | SITOR fuse link, with bolton links, NH000, In: 315 A, aR, Un AC: 690 V, Un DC: 440 V, Front indicator | 59.43 | TEM | 1 | LP | 0.146 | 10
5SD420 | SILIZED FUSE LINK 500V F.SEMICONDUCTOR PROTECTION EXTRA FAST, SIZE DII THREAD E27, 16A | 3.61 | TEM | 1 | LP | 0.029 | 5
5SD430 | SILIZED FUSE LINK 500V F.SEMICONDUCTOR PROTECTION EXTRA FAST, SIZE DII THREAD E27, 20A | 3.61 | TEM | 1 | LP | 0.03 | 5
5SD440 | SILIZED FUSE LINK 500V F.SEMICONDUCTOR PROTECTION EXTRA FAST, SIZE DII THREAD E27, 25A | 3.71 | TEM | 1 | LP | 0.032 | 5
5SD450 | SILIZED FUSE LINK 500V F.SEMICONDUCTOR PROTECTION EXTRA FAST, SIZE DIII THREAD E33, 35A | 4.94 | TEM | 1 | LP | 0.051 | 5
5SD460 | SILIZED FUSE LINK 500V F.SEMICONDUCTOR PROTECTION EXTRA FAST, SIZE DIII THREAD E33, 50A | 5.56 | TEM | 1 | LP | 0.051 | 5
5SD470 | SILIZED FUSE LINK 500V F.SEMICONDUCTOR PROTECTION EXTRA FAST, SIZE DIII THREAD E33, 63A | 6.18 | TEM | 1 | LP | 0.056 | 5
5SD480 | SILIZED FUSE LINK 500V F.SEMICONDUCTOR PROTECTION EXTRA FAST, SIZE DII THREAD E27, 30A | 3.91 | TEM | 1 | LP | 0.032 | 5
5SD510 | SILIZED FUSE LINK 500V F.SEMICONDUCTOR PROTECTION EXTRA FAST, SIZE DIVH P.T.1 1/4 INCH., 80A | 18.85 | TEM | 1 | LP | 0.117 | 3
5SD520 | SILIZED FUSE LINK 500V F.SEMICONDUCTOR PROTECTION EXTRA FAST, SIZE DIVH P.T.1 1/4 INCH., 100A | 21.42 | TEM | 1 | LP | 0.114 | 3
5SE1310 | SILIZED FUSE LINK 400 V GR,SEMICOND.PROTECT.GR.D01 10 A | 3.91 | TEM | 1 | LP | 0.007 | 10
5SE1316 | SILIZED FUSE LINK 400 V GR,SEMICOND.PROTECT.GR.D01 16 A | 4.02 | TEM | 1 | LP | 0.008 | 10
5SE1320 | SILIZED FUSE LINK 400 V GR,SEMICOND.PROTECT.GR.D02 20 A | 4.74 | TEM | 1 | LP | 0.013 | 10
5SE1325 | SILIZED FUSE LINK 400 V GR,SEMICOND.PROTECT.GR.D02 25 A | 5.25 | TEM | 1 | LP | 0.013 | 10
5SE1335 | SILIZED FUSE LINK 400 V GR,SEMICOND.PROTECT.GR.D02 35 A | 6.8 | TEM | 1 | LP | 0.014 | 10
5SE1350 | SILIZED FUSE LINK 400 V GR,SEMICOND.PROTECT.GR.D02 50 A | 7.31 | TEM | 1 | LP | 0.015 | 10
5SE1363 | SILIZED FUSE LINK 400 V GR,SEMICOND.PROTECT.GR.D02 63 A | 7.83 | TEM | 1 | LP | 0.013 | 10
5SF6015 | SR60BASE DIAZED DII 3 POLS AC DC 500V FOR SCREW ADAPTERS FOR 5/10MM BUSBAR THICKNESS WITH CLAMPTYPE TERMINAL | 14.32 | TEM | 1 | LP | 0.234 | 2
5SF6215 | SR60BASE DIAZED DIII 3 POLS AC690V DC500V F. SCREW ADAPTER FOR 5/10MM BUSBAR THICKNESS WITH CLAMPTYPE TERMINAL | 17.92 | TEM | 1 | LP | 0.308 | 2
5SG6202 | NEOZED, fuse base, D02, 3pole, 63 A, Un AC: 400 V, Un DC: 250 V, for 60mm 8US busbar sysTEM | 12.88 | TEM | 1 | LP | 0.111 | 4
5SG6206 | NEOZED, fuse base, D02, 3pole, 63 A, Un AC: 400 V, Un DC: 250 V, for 60mm 8US busbar sysTEM | 16.07 | TEM | 1 | LP | 0.147 | 4
5SG7230 | MINIZED, switch disconnector with fuse, D02, 3pole, In: 63 A, Un AC: 400 V, for 60mm 8US busbar sysTEM | 105.16 | TEM | 1 | LP | 0.698 | 1
5SH2042 | PROTECTIVE COVER ISO FOR REITER FUSE BASE 3POLE FOR 60 MM BUSBAR SYSTEM DII/25A 1FOLD | 2.06 | TEM | 1 | LP | 0.048 | 2
5SH2242 | PROTECTIVE COVER ISO FOR REITER FUSE BASE 3POLE FOR 60 MM BUSBAR SYSTEM DIII/63A 1FOLD | 2.37 | TEM | 1 | LP | 0.059 | 2
5SH3535 | TERMINAL PLATE FOR 60 MM BUSBAR SYSTEM WITH COVER | 74.57 | TEM | 1 | LP | 1.643 | 1
5SH3540 | N / PE BUSBAR SUPPORT FOR FLAT COPPER PROFILES FOR 5/10 MM BUSBARS | 7 | TEM | 1 | LP | 0.07 | 1
5SH5241 | PROTECTIVE COVER ISO FOR REITER FUSE BASE 3POLE FOR 60 MM BUSBAR SYSTEM D02/63A 1.33FOLD | 1.75 | TEM | 1 | LP | 0.024 | 4
5SH5242 | PROTECTIVE COVER ISO FOR REITER FUSE BASE 3POLE FOR 60 MM BUSBAR SYSTEM D02/63A 1.33FOLD | 1.96 | TEM | 1 | LP | 0.028 | 4
5SH5526 | SIDE MODUL 9MM WIDE DOUBLESIDED PLUGGABLE | 7.62 | TEM | 1 | LP | 0.066 | 5
5SH5527 | RESTRICTED FITTING FOR FUSE LINK D01 BUS MOUNTING FUSE SWITCH D03 | 1.44 | TEM | 1 | LP | 0.001 | 10
5SG6202 | NEOZED, fuse base, D02, 3pole, 63 A, Un AC: 400 V, Un DC: 250 V, for 60mm 8US busbar sysTEM | 12.88 | TEM | 1 | LP | 0.111 | 4
5SH2042 | PROTECTIVE COVER ISO FOR REITER FUSE BASE 3POLE FOR 60 MM BUSBAR SYSTEM DII/25A 1FOLD | 2.06 | TEM | 1 | LP | 0.048 | 2
5SH2242 | PROTECTIVE COVER ISO FOR REITER FUSE BASE 3POLE FOR 60 MM BUSBAR SYSTEM DIII/63A 1FOLD | 2.37 | TEM | 1 | LP | 0.059 | 2
5SF6015 | SR60BASE DIAZED DII 3 POLS AC DC 500V FOR SCREW ADAPTERS FOR 5/10MM BUSBAR THICKNESS WITH CLAMPTYPE TERMINAL | 14.32 | TEM | 1 | LP | 0.234 | 2
5SF6215 | SR60BASE DIAZED DIII 3 POLS AC690V DC500V F. SCREW ADAPTER FOR 5/10MM BUSBAR THICKNESS WITH CLAMPTYPE TERMINAL | 17.92 | TEM | 1 | LP | 0.308 | 2
5SG6202 | NEOZED, fuse base, D02, 3pole, 63 A, Un AC: 400 V, Un DC: 250 V, for 60mm 8US busbar sysTEM | 12.88 | TEM | 1 | LP | 0.111 | 4
5SG6206 | NEOZED, fuse base, D02, 3pole, 63 A, Un AC: 400 V, Un DC: 250 V, for 60mm 8US busbar sysTEM | 16.07 | TEM | 1 | LP | 0.147 | 4
5SG7230 | MINIZED, switch disconnector with fuse, D02, 3pole, In: 63 A, Un AC: 400 V, for 60mm 8US busbar sysTEM | 105.16 | TEM | 1 | LP | 0.698 | 1
5SH2042 | PROTECTIVE COVER ISO FOR REITER FUSE BASE 3POLE FOR 60 MM BUSBAR SYSTEM DII/25A 1FOLD | 2.06 | TEM | 1 | LP | 0.048 | 2
5SH2242 | PROTECTIVE COVER ISO FOR REITER FUSE BASE 3POLE FOR 60 MM BUSBAR SYSTEM DIII/63A 1FOLD | 2.37 | TEM | 1 | LP | 0.059 | 2
5SH3535 | TERMINAL PLATE FOR 60 MM BUSBAR SYSTEM WITH COVER | 74.57 | TEM | 1 | LP | 1.643 | 1
5SH3540 | N / PE BUSBAR SUPPORT FOR FLAT COPPER PROFILES FOR 5/10 MM BUSBARS | 7 | TEM | 1 | LP | 0.07 | 1
5SH5241 | PROTECTIVE COVER ISO FOR REITER FUSE BASE 3POLE FOR 60 MM BUSBAR SYSTEM D02/63A 1.33FOLD | 1.75 | TEM | 1 | LP | 0.024 | 4
5SH5242 | PROTECTIVE COVER ISO FOR REITER FUSE BASE 3POLE FOR 60 MM BUSBAR SYSTEM D02/63A 1.33FOLD | 1.96 | TEM | 1 | LP | 0.028 | 4
5SH5526 | SIDE MODUL 9MM WIDE DOUBLESIDED PLUGGABLE | 7.62 | TEM | 1 | LP | 0.066 | 5
5SH5527 | RESTRICTED FITTING FOR FUSE LINK D01 BUS MOUNTING FUSE SWITCH D03 | 1.44 | TEM | 1 | LP | 0.001 | 10
5SM13120 | RCCB, 2pole, type AC, In: 25 A, 30 mA, Un AC: 230 V | 60.46 | TEM | 1 | LP | 0.249 | 1
5SM13140 | RCCB, 2pole, type AC, In: 40 A, 30 mA, Un AC: 230 V | 57.37 | TEM | 1 | LP | 0.253 | 1
5SM13160 | RCCB, 2pole, type AC, In: 63 A, 30 mA, Un AC: 230 V | 116.91 | TEM | 1 | LP | 0.312 | 1
5SM13170 | RCCB, 2pole, type AC, In: 80 A, 30 mA, Un AC: 230 V | 238.03 | TEM | 1 | LP | 0.313 | 1
5SM13420 | RCCB, 4pole, type AC, In: 25 A, 30 mA, Un AC: 400 V | 76.01 | TEM | 1 | LP | 0.48 | 1
5SM13440 | RCCB, 4pole, type AC, In: 40 A, 30 mA, Un AC: 400 V | 75.4 | TEM | 1 | LP | 0.476 | 1
5SM13460 | RCCB, 4pole, type AC, In: 63 A, 30 mA, Un AC: 400 V | 140.18 | TEM | 1 | LP | 0.505 | 1
5SM13470 | RCCB, 4pole, type AC, In: 80 A, 30 mA, Un AC: 400 V | 354.42 | TEM | 1 | LP | 0.508 | 1
5SM16120 | RCCB, 2pole, type AC, In: 25 A, 300 mA, Un AC: 230 V | 57.37 | TEM | 1 | LP | 0.23 | 1
5SM16140 | RCCB, 2pole, type AC, In: 40 A, 300 mA, Un AC: 230 V | 53.05 | TEM | 1 | LP | 0.231 | 1
5SM16420 | RCCB, 4pole, type AC, In: 25 A, 300 mA, Un AC: 400 V | 70.76 | TEM | 1 | LP | 0.462 | 1
5SM16440 | RCCB, 4pole, type AC, In: 40 A, 300 mA, Un AC: 400 V | 75.91 | TEM | 1 | LP | 0.461 | 1
5SM16460 | RCCB, 4pole, type AC, In: 63 A, 300 mA, Un AC: 400 V | 118.66 | TEM | 1 | LP | 0.476 | 1
5SM16470 | RCCB, 4pole, type AC, In: 80 A, 300 mA, Un AC: 400 V | 267.39 | TEM | 1 | LP | 0.459 | 1
5SM60111 | ARC FAULT DETECTION UNIT 116A 230V 1MW FOR MCB 1+N 1MW | 158.5 | TEM | 1 | LP | 0.111 | 1
5SM60111 | ARC FAULT DETECTION UNIT 116A 230V 1MW FOR MCB 1+N 1MW | 158.5 | TEM | 1 | LP | 0.111 | 1
8GD6054 | WIRING FLANGE IP54 13XPG13,5/6XPG16/5XPG21 | 25.13 | TEM | 1 | LP | 0.166 | 1
8GD9084 | NAMEPLATE ACC. TO SN 66322 | 21.63 | TEM | 1 | LP | 0.027 | 1
8GD9132 | CIRC.DIAGRAM POCKET, 30MM DEEP F.DIN A4 UPRIGHT,SELFADHESIVE | 23.28 | TEM | 1 | LP | 0.175 | 1
8GD9290 | TWOBIT KEY F.3MM PIN F.SIKUS FLOORMOUNTED A. STAB WALLMOUNTED DB | 9.58 | TEM | 1 | LP | 0.051 | 1
8GF93242 | N/PE BAR 6X6 1109MM F. 4 FIELDS | 25.24 | TEM | 1 | LP | 0.373 | 10
8GD6054 | WIRING FLANGE IP54 13XPG13,5/6XPG16/5XPG21 | 25.13 | TEM | 1 | LP | 0.166 | 1
8GD9084 | NAMEPLATE ACC. TO SN 66322 | 21.63 | TEM | 1 | LP | 0.027 | 1
8GD9132 | CIRC.DIAGRAM POCKET, 30MM DEEP F.DIN A4 UPRIGHT,SELFADHESIVE | 23.28 | TEM | 1 | LP | 0.175 | 1
8GD9290 | TWOBIT KEY F.3MM PIN F.SIKUS FLOORMOUNTED A. STAB WALLMOUNTED DB | 9.58 | TEM | 1 | LP | 0.051 | 1
8GF93242 | N/PE BAR 6X6 1109MM F. 4 FIELDS | 25.24 | TEM | 1 | LP | 0.373 | 10
8GF5737 | SIKUS UNIVERSAL COPPERBAR L=1750MM 20X5MM, DRILLED | 275.32 | TEM | 1 | LP | 1.5 | 1
8GF5751 | SIKUS UNIVERSAL COPPERBAR L=1750MM 15X5MM, DRILLED WITH THREAD | 185.61 | TEM | 1 | LP | 1.2 | 1
8GF5760 | STAB UNIVERSAL BUSBAR SUPPORT 4POLE STAGED, 15X5/20X5/30X5MM | 78.49 | TEM | 1 | LP | 0.405 | 1
8GF5761 | STAB UNIVERSAL BUSBAR SUPPORT 4POLE STAGED, 30X10MM | 87.76 | TEM | 1 | LP | 0.397 | 1
8GF9650 | STAB UNIVERSAL MOUNT. RAIL (1 SET=2 UNITS) VERTICAL, H=1600 MM | 68.39 | ΣΕΤ | 1 | LP | 1.25 | 1
8GF9652 | STAB UNIVERSAL MOUNT. RAIL (1 SET = 2 UNITS) HORIZONTAL, W=600MM | 29.77 | ΣΕΤ | 1 | LP | 0.66 | 1
8GF9654 | STAB UNIVERSAL MOUNT. RAIL (1 SET = 2 UNITS) VERTICAL, H=2000MM | 79.83 | ΣΕΤ | 1 | LP | 2.159 | 1
8GF9658 | STAB UNIVERSAL MOUNT. RAIL (1 SET = 2 UNITS) VERTICAL, H=1800MM | 73.95 | ΣΕΤ | 1 | LP | 1.8 | 1
8GF9661 | STAB UNIVERSAL SIEMENS ADHESIVE LAB. PLATE | 22.35 | TEM | 1 | LP | 0.009 | 1
8GF9670 | STAB UNIVERSAL RAIL W. HOLDER FOR VERTICAL CABLE DUCT W=600MM | 31.21 | TEM | 1 | LP | 0.49 | 1
8GF9672 | STAB UNIVERSAL TERMINAL STRIP HORIZONTAL 1 RAIL, W=600MM, SHORT | 16.48 | TEM | 1 | LP | 0.345 | 1
8GF9673 | STAB UNIVERSAL TERMINAL STRIP HORIZONTAL 1 RAIL, W=600MM, LONG | 17.92 | TEM | 1 | LP | 0.42 | 1
8GF5737 | SIKUS UNIVERSAL COPPERBAR L=1750MM 20X5MM, DRILLED | 275.32 | TEM | 1 | LP | 1.5 | 1
8GF5751 | SIKUS UNIVERSAL COPPERBAR L=1750MM 15X5MM, DRILLED WITH THREAD | 185.61 | TEM | 1 | LP | 1.2 | 1
8GF5760 | STAB UNIVERSAL BUSBAR SUPPORT 4POLE STAGED, 15X5/20X5/30X5MM | 78.49 | TEM | 1 | LP | 0.405 | 1
8GF5761 | STAB UNIVERSAL BUSBAR SUPPORT 4POLE STAGED, 30X10MM | 87.76 | TEM | 1 | LP | 0.397 | 1
8GF9650 | STAB UNIVERSAL MOUNT. RAIL (1 SET=2 UNITS) VERTICAL, H=1600 MM | 68.39 | ΣΕΤ | 1 | LP | 1.25 | 1
8GF9652 | STAB UNIVERSAL MOUNT. RAIL (1 SET = 2 UNITS) HORIZONTAL, W=600MM | 29.77 | ΣΕΤ | 1 | LP | 0.66 | 1
8GF9654 | STAB UNIVERSAL MOUNT. RAIL (1 SET = 2 UNITS) VERTICAL, H=2000MM | 79.83 | ΣΕΤ | 1 | LP | 2.159 | 1
8GF9658 | STAB UNIVERSAL MOUNT. RAIL (1 SET = 2 UNITS) VERTICAL, H=1800MM | 73.95 | ΣΕΤ | 1 | LP | 1.8 | 1
8GF9661 | STAB UNIVERSAL SIEMENS ADHESIVE LAB. PLATE | 22.35 | TEM | 1 | LP | 0.009 | 1
8GF9670 | STAB UNIVERSAL RAIL W. HOLDER FOR VERTICAL CABLE DUCT W=600MM | 31.21 | TEM | 1 | LP | 0.49 | 1
8GF9672 | STAB UNIVERSAL TERMINAL STRIP HORIZONTAL 1 RAIL, W=600MM, SHORT | 16.48 | TEM | 1 | LP | 0.345 | 1
8GF9673 | STAB UNIVERSAL TERMINAL STRIP HORIZONTAL 1 RAIL, W=600MM, LONG | 17.92 | TEM | 1 | LP | 0.42 | 1
8WH10000AF00 | THROUGHTYPE TERMINALS WITH SCREW CONNECTION CROSS SECTION 2,5 QMM TERMINAL WIDTH 5,2 MM COLOR GREY | 0.72 | TEM | 1 | LP | 0.008 | 50
8WH10000AG00 | THROUGHTYPE TERMINALS WITH SCREW CONNECTION CROSS SECTION 4,0 QMM TERMINAL WIDTH 6,2 MM COLOR GREY | 0.82 | TEM | 1 | LP | 0.01 | 50
8WH10000AH00 | THROUGHTYPE TERMINALS WITH SCREW CONNECTION CROSS SECTION 6,0 QMM TERMINAL WIDTH 8,2 MM COLOR GREY | 1.24 | TEM | 1 | LP | 0.015 | 50
8WH10000AJ00 | THROUGHTYPE TERMINALS WITH SCREW CONNECTION CROSS SECTION 10,0 QMM TERMINAL WIDTH 10,2 MM COLOR GREY | 1.55 | TEM | 1 | LP | 0.018 | 50
8WH10000AK00 | THROUGHTYPE TERMINALS WITH SCREW CONNECTION CROSS SECTION 16,0 QMM TERMINAL WIDTH 12,0 MM COLOR GREY | 1.85 | TEM | 1 | LP | 0.03 | 50
8WH10000AM00 | THROUGHTYPE TERMINALS WITH SCREW CONNECTION CROSS SECTION 35,0 QMM TERMINAL WIDTH 16,0 MM COLOR GREY | 3.91 | TEM | 1 | LP | 0.061 | 50
8WH10000AN00 | HIGHCURRENT TERMINAL WITH SCREW CONNECTION, SECTION: 25 50 MM2, , AWG: 6 1/0, WIDTH: 20 MM, COLOR: GRAY | 9.79 | TEM | 1 | LP | 0.125 | 10
8WH10000AN01 | HIGHCURRENT TERMINAL WITH SCREW CONNECTION, SECTION: 25 50 MM2, AWG: 6 1/0, WIDTH: 20 MM, COLOR: BLUE | 9.79 | TEM | 1 | LP | 0.12 | 10
8WH10000AQ00 | HIGHCURRENT TERMINAL WITH SCREW CONNECTION, SECTION: 35 95 MM2, AWG: 2 4/0, WIDTH: 25 MM, COLOR: GRAY | 18.44 | TEM | 1 | LP | 0.215 | 10
8WH10000AQ01 | HIGHCURRENT TERMINAL WITH SCREW CONNECTION, SECTION: 35 95 MM2, AWG: 2 4/0, WIDTH: 25 MM COLOR: BLUE | 18.44 | TEM | 1 | LP | 0.216 | 10
8WH10000AS00 | HIGHCURRENT TERMINAL WITH SCREW CONNECTION, SECTION: 50 150 MM2, WIDTH: 31 MM, COLOR: GRAY | 23.9 | TEM | 1 | LP | 0.361 | 10
8WH10000AU00 | HIGHCURRENT TERMINAL WITH SCREW CONNECTION, SECTION: 70 240 MM2, WIDTH: 36 MM, COLOR: GRAY | 29.05 | TEM | 1 | LP | 0.488 | 10
8WH10000CF07 | PETHROUGHTYPE TERMINALS WITH SCREW CONNECTION KLEMMENBREITE 5,2 MM COLOR GREENYELLOW 2,5 MM2 | 2.47 | TEM | 1 | LP | 0.012 | 50
8WH10000CG07 | PETHROUGHTYPE TERMINALS WITH SCREW CONNECTION TERMINAL WIDTH 6,2 MM COLOR GREENYELLOW 4 MM2 | 2.68 | TEM | 1 | LP | 0.014 | 50
8WH10000CH07 | PETHROUGHTYPE TERMINALS WITH SCREW CONNECTION TERMINAL WIDTH 8,2 MM COLOR GREENYELLOW 6 MM2 | 2.99 | TEM | 1 | LP | 0.022 | 50
8WH10000CJ07 | PETHROUGHTYPE TERMINALS WITH SCREW CONNECTION TERMINAL WIDTH 10,2 MM COLOR GREENYELLOW 10 MM2 | 3.19 | TEM | 1 | LP | 0.03 | 50
8WH10000CK07 | PETHROUGHTYPE TERMINALS WITH SCREW CONNECTION TERMINAL WIDTH 12,0 MM COLOR GREENYELLOW 16 MM2 | 4.22 | TEM | 1 | LP | 0.047 | 50
8WH10000CM07 | PETHROUGHTYPE TERMINALS WITH SCREW CONNECTION TERMINAL WIDTH 16,0 MM COLOR GREENYELLOW 35 MM2 | 6.08 | TEM | 1 | LP | 0.088 | 50
8WH10000CN07 | PE TERMINAL WITH SCREW CONNECTION, SECTION: 25 50MM2, AWG: 6 1/0, WIDTH: 20 MM, COLOR: GREENYEL. | 22.15 | TEM | 1 | LP | 0.183 | 10
8WH10000CQ07 | PE TERMINAL WITH SCREW CONNECTION, SECTION: 35 95 MM2, AWG: 2 4/0, WIDTH: 25 MM, COLOR: GREENYEL. | 28.94 | TEM | 1 | LP | 0.332 | 10
8WH10001GG08 | FUSE TERMINALS WITH SCREW CONNECTION CROSS SECTION 4,0 QMM TERMINAL WIDTH 6,2 MM COLOR BLACK FUSE 5 X 20 MM | 4.43 | TEM | 1 | LP | 0.018 | 50
8WH10001HH08 | FUSE TERMINALS WITH SCREW CONNECTION CROSS SECTION 6,0 QMM TERMINAL WIDTH 8,2 MM COLOR BLACK FUSE 6,3 X 32 MM | 6.8 | TEM | 1 | LP | 0.023 | 50
8WH10001MG88 | FUSE TERMINALS LED 110250 V WITH SCREW CONNECTION CROSS SECTION 4,0 QMM TERMINAL WIDTH 6,2 MM COLOR BLACK FUSE 5 X 20 MM | 8.55 | TEM | 1 | LP | 0.018 | 50
8WH10006AH00 | ISOLATING TERMINALS WITH SCREW CONNECTION CROSS SECTION 6,0 QMM TERMINAL WIDTH 6,2 MM COLOR GREY | 2.16 | TEM | 1 | LP | 0.018 | 50
8WH10200AF00 | TWOTIER TERMINALS WITH SCREW CONNECTION CROSS SECTION 2,5 QMM TERMINAL WIDTH 5,2 MM COLOR GREY | 2.16 | TEM | 1 | LP | 0.016 | 50
8WH10600AN00 | TAB TERMINAL WITH BOLT CONNECTION, SECTION: 0 50 MM2, AWG: 6 1/0, WIDTH: 32 MM, COLOR: GRAY | 11.02 | TEM | 1 | LP | 0.164 | 10
8WH10600AQ00 | TAB TERMINAL WITH BOLT CONNECTION, SECTION: 0 95 MM2, AWG: 2 4/0, WIDTH: 40 MM, COLOR: GRAY | 13.8 | TEM | 1 | LP | 0.303 | 10
8WH10600AS00 | TAB TERMINAL WITH BOLT CONNECTION, SECTION: 0 150 MM2, WIDTH: 46 MM, COLOR: GRAY | 21.73 | TEM | 1 | LP | 0.332 | 10
8WH10000AF00 | THROUGHTYPE TERMINALS WITH SCREW CONNECTION CROSS SECTION 2,5 QMM TERMINAL WIDTH 5,2 MM COLOR GREY | 0.72 | TEM | 1 | LP | 0.008 | 50
8WH10000AG00 | THROUGHTYPE TERMINALS WITH SCREW CONNECTION CROSS SECTION 4,0 QMM TERMINAL WIDTH 6,2 MM COLOR GREY | 0.82 | TEM | 1 | LP | 0.01 | 50
8WH10000AN00 | HIGHCURRENT TERMINAL WITH SCREW CONNECTION, SECTION: 25 50 MM2, , AWG: 6 1/0, WIDTH: 20 MM, COLOR: GRAY | 9.79 | TEM | 1 | LP | 0.125 | 10
8WH10000AQ00 | HIGHCURRENT TERMINAL WITH SCREW CONNECTION, SECTION: 35 95 MM2, AWG: 2 4/0, WIDTH: 25 MM, COLOR: GRAY | 18.44 | TEM | 1 | LP | 0.215 | 10
8WH10000CG07 | PETHROUGHTYPE TERMINALS WITH SCREW CONNECTION TERMINAL WIDTH 6,2 MM COLOR GREENYELLOW 4 MM2 | 2.68 | TEM | 1 | LP | 0.014 | 50
8WH10001GG08 | FUSE TERMINALS WITH SCREW CONNECTION CROSS SECTION 4,0 QMM TERMINAL WIDTH 6,2 MM COLOR BLACK FUSE 5 X 20 MM | 4.43 | TEM | 1 | LP | 0.018 | 50
8WH10001MG88 | FUSE TERMINALS LED 110250 V WITH SCREW CONNECTION CROSS SECTION 4,0 QMM TERMINAL WIDTH 6,2 MM COLOR BLACK FUSE 5 X 20 MM | 8.55 | TEM | 1 | LP | 0.018 | 50
8WH10200AF00 | TWOTIER TERMINALS WITH SCREW CONNECTION CROSS SECTION 2,5 QMM TERMINAL WIDTH 5,2 MM COLOR GREY | 2.16 | TEM | 1 | LP | 0.016 | 50
8WH10000AF00 | THROUGHTYPE TERMINALS WITH SCREW CONNECTION CROSS SECTION 2,5 QMM TERMINAL WIDTH 5,2 MM COLOR GREY | 0.72 | TEM | 1 | LP | 0.008 | 50
8WH10000AG00 | THROUGHTYPE TERMINALS WITH SCREW CONNECTION CROSS SECTION 4,0 QMM TERMINAL WIDTH 6,2 MM COLOR GREY | 0.82 | TEM | 1 | LP | 0.01 | 50
8WH10000AH00 | THROUGHTYPE TERMINALS WITH SCREW CONNECTION CROSS SECTION 6,0 QMM TERMINAL WIDTH 8,2 MM COLOR GREY | 1.24 | TEM | 1 | LP | 0.015 | 50
8WH10000AJ00 | THROUGHTYPE TERMINALS WITH SCREW CONNECTION CROSS SECTION 10,0 QMM TERMINAL WIDTH 10,2 MM COLOR GREY | 1.55 | TEM | 1 | LP | 0.018 | 50
8WH10000AK00 | THROUGHTYPE TERMINALS WITH SCREW CONNECTION CROSS SECTION 16,0 QMM TERMINAL WIDTH 12,0 MM COLOR GREY | 1.85 | TEM | 1 | LP | 0.03 | 50
8WH10000AM00 | THROUGHTYPE TERMINALS WITH SCREW CONNECTION CROSS SECTION 35,0 QMM TERMINAL WIDTH 16,0 MM COLOR GREY | 3.91 | TEM | 1 | LP | 0.061 | 50
8WH10000AN00 | HIGHCURRENT TERMINAL WITH SCREW CONNECTION, SECTION: 25 50 MM2, , AWG: 6 1/0, WIDTH: 20 MM, COLOR: GRAY | 9.79 | TEM | 1 | LP | 0.125 | 10
8WH10000AN01 | HIGHCURRENT TERMINAL WITH SCREW CONNECTION, SECTION: 25 50 MM2, AWG: 6 1/0, WIDTH: 20 MM, COLOR: BLUE | 9.79 | TEM | 1 | LP | 0.12 | 10
8WH10000AQ00 | HIGHCURRENT TERMINAL WITH SCREW CONNECTION, SECTION: 35 95 MM2, AWG: 2 4/0, WIDTH: 25 MM, COLOR: GRAY | 18.44 | TEM | 1 | LP | 0.215 | 10
8WH10000AQ01 | HIGHCURRENT TERMINAL WITH SCREW CONNECTION, SECTION: 35 95 MM2, AWG: 2 4/0, WIDTH: 25 MM COLOR: BLUE | 18.44 | TEM | 1 | LP | 0.216 | 10
8WH10000AS00 | HIGHCURRENT TERMINAL WITH SCREW CONNECTION, SECTION: 50 150 MM2, WIDTH: 31 MM, COLOR: GRAY | 23.9 | TEM | 1 | LP | 0.361 | 10
8WH10000AU00 | HIGHCURRENT TERMINAL WITH SCREW CONNECTION, SECTION: 70 240 MM2, WIDTH: 36 MM, COLOR: GRAY | 29.05 | TEM | 1 | LP | 0.488 | 10
8WH10000CF07 | PETHROUGHTYPE TERMINALS WITH SCREW CONNECTION KLEMMENBREITE 5,2 MM COLOR GREENYELLOW 2,5 MM2 | 2.47 | TEM | 1 | LP | 0.012 | 50
8WH10000CG07 | PETHROUGHTYPE TERMINALS WITH SCREW CONNECTION TERMINAL WIDTH 6,2 MM COLOR GREENYELLOW 4 MM2 | 2.68 | TEM | 1 | LP | 0.014 | 50
8WH10000CH07 | PETHROUGHTYPE TERMINALS WITH SCREW CONNECTION TERMINAL WIDTH 8,2 MM COLOR GREENYELLOW 6 MM2 | 2.99 | TEM | 1 | LP | 0.022 | 50
8WH10000CJ07 | PETHROUGHTYPE TERMINALS WITH SCREW CONNECTION TERMINAL WIDTH 10,2 MM COLOR GREENYELLOW 10 MM2 | 3.19 | TEM | 1 | LP | 0.03 | 50
8WH10000CK07 | PETHROUGHTYPE TERMINALS WITH SCREW CONNECTION TERMINAL WIDTH 12,0 MM COLOR GREENYELLOW 16 MM2 | 4.22 | TEM | 1 | LP | 0.047 | 50
8WH10000CM07 | PETHROUGHTYPE TERMINALS WITH SCREW CONNECTION TERMINAL WIDTH 16,0 MM COLOR GREENYELLOW 35 MM2 | 6.08 | TEM | 1 | LP | 0.088 | 50
8WH10000CN07 | PE TERMINAL WITH SCREW CONNECTION, SECTION: 25 50MM2, AWG: 6 1/0, WIDTH: 20 MM, COLOR: GREENYEL. | 22.15 | TEM | 1 | LP | 0.183 | 10
8WH10000CQ07 | PE TERMINAL WITH SCREW CONNECTION, SECTION: 35 95 MM2, AWG: 2 4/0, WIDTH: 25 MM, COLOR: GREENYEL. | 28.94 | TEM | 1 | LP | 0.332 | 10
8WH10001GG08 | FUSE TERMINALS WITH SCREW CONNECTION CROSS SECTION 4,0 QMM TERMINAL WIDTH 6,2 MM COLOR BLACK FUSE 5 X 20 MM | 4.43 | TEM | 1 | LP | 0.018 | 50
8WH10001HH08 | FUSE TERMINALS WITH SCREW CONNECTION CROSS SECTION 6,0 QMM TERMINAL WIDTH 8,2 MM COLOR BLACK FUSE 6,3 X 32 MM | 6.8 | TEM | 1 | LP | 0.023 | 50
8WH10001MG88 | FUSE TERMINALS LED 110250 V WITH SCREW CONNECTION CROSS SECTION 4,0 QMM TERMINAL WIDTH 6,2 MM COLOR BLACK FUSE 5 X 20 MM | 8.55 | TEM | 1 | LP | 0.018 | 50
8WH10006AH00 | ISOLATING TERMINALS WITH SCREW CONNECTION CROSS SECTION 6,0 QMM TERMINAL WIDTH 6,2 MM COLOR GREY | 2.16 | TEM | 1 | LP | 0.018 | 50
8WH10200AF00 | TWOTIER TERMINALS WITH SCREW CONNECTION CROSS SECTION 2,5 QMM TERMINAL WIDTH 5,2 MM COLOR GREY | 2.16 | TEM | 1 | LP | 0.016 | 50
8WH10600AN00 | TAB TERMINAL WITH BOLT CONNECTION, SECTION: 0 50 MM2, AWG: 6 1/0, WIDTH: 32 MM, COLOR: GRAY | 11.02 | TEM | 1 | LP | 0.164 | 10
8WH10600AQ00 | TAB TERMINAL WITH BOLT CONNECTION, SECTION: 0 95 MM2, AWG: 2 4/0, WIDTH: 40 MM, COLOR: GRAY | 13.8 | TEM | 1 | LP | 0.303 | 10
8WH10600AS00 | TAB TERMINAL WITH BOLT CONNECTION, SECTION: 0 150 MM2, WIDTH: 46 MM, COLOR: GRAY | 21.73 | TEM | 1 | LP | 0.332 | 10
8WH20000AE00 | FEEDTHROUGH TERMINAL WITH SPRING CONNECTION, SECTION: 0.14 1.5 MM2, WIDTH: 4.2 MM, COLOR: GRAY | 0.6 | TEM | 1 | LP | 0.005 | 50
8WH20000AE01 | FEEDTHROUGH TERMINAL WITH SPRING CONNECTION, SECTION: 0.14 1.5 MM2, WIDTH: 4.2 MM, COLOR: BLUE | 0.6 | TEM | 1 | LP | 0.006 | 50
8WH20000AE02 | FEEDTHROUGH TERMINAL WITH SPRING CONNECTION, SECTION: 1,5 SQMM, WIDTH: 4,2 MM, COLOR:RED | 0.6 | TEM | 1 | LP | 0.005 | 50
8WH20000AE03 | FEEDTHROUGH TERMINAL WITH SPRING CONNECTION, SECTION: 1,5 SQMM, WIDTH: 4,2 MM, COLOR:GREEN | 0.6 | TEM | 1 | LP | 0.005 | 50
8WH20000AE04 | FEEDTHROUGH TERMINAL WITH SPRING CONNECTION, SECTION: 1,5 SQMM, WIDTH: 4,2 MM, COLOR:ORANGE | 0.6 | TEM | 1 | LP | 0.006 | 50
8WH20000AE05 | FEEDTHROUGH TERMINAL WITH SPRING CONNECTION, SECTION: 1,5 SQMM, WIDTH: 4,2 MM, COLOR:WHITE | 0.6 | TEM | 1 | LP | 0.006 | 50
8WH20000AE06 | FEEDTHROUGH TERMINAL WITH SPRING CONNECTION, SECTION: 1,5 SQMM, WIDTH: 4,2 MM, COLOR:YELLOW | 0.6 | TEM | 1 | LP | 0.006 | 50
8WH20000AE08 | FEEDTHROUGH TERMINAL WITH SPRING CONNECTION, SECTION: 1,5 SQMM, WIDTH: 4,2 MM, COLOR:BLACK | 0.6 | TEM | 1 | LP | 0.004 | 50
8WH20000AF00 | FEEDTHROUGH TERMINAL WITH SPRING CONNECTION, SECTION: 0.08 2.5 MM2, WIDTH: 5.2 MM, COLOR: GRAY | 0.7 | TEM | 1 | LP | 0.007 | 50
8WH20000AF01 | FEEDTHROUGH TERMINAL WITH SPRING CONNECTION, SECTION: 0.08 2.5 MM2, WIDTH: 5.2 MM, COLOR:BLUE | 0.7 | TEM | 1 | LP | 0.007 | 50
8WH20000AF02 | FEEDTHROUGH TERMINAL WITH SPRING CONNECTION, SECTION: 2,5 SQMM, WIDTH: 5,2 MM, COLOR:RED | 0.7 | TEM | 1 | LP | 0.007 | 50
8WH20000AF03 | FEEDTHROUGH TERMINAL WITH SPRING CONNECTION, SECTION: 2,5 SQMM, WIDTH: 5,2 MM, COLOR:GREEN | 0.7 | TEM | 1 | LP | 0.006 | 50
8WH20000AF04 | FEEDTHROUGH TERMINAL WITH SPRING CONNECTION, SECTION: 2,5 SQMM, WIDTH: 5,2 MM, COLOR:ORANGE | 0.7 | TEM | 1 | LP | 0.007 | 50
8WH20000AF05 | FEEDTHROUGH TERMINAL WITH SPRING CONNECTION, SECTION: 2,5 SQMM, WIDTH: 5,2 MM, COLOR:WHITE | 0.7 | TEM | 1 | LP | 0.006 | 50
8WH20000AF06 | FEEDTHROUGH TERMINAL WITH SPRING CONNECTION, SECTION: 4 SQMM, WIDTH: 5,2 MM, COLOR:YELLOW | 0.7 | TEM | 1 | LP | 0.007 | 50
8WH20000AF08 | FEEDTHROUGH TERMINAL WITH SPRING CONNECTION, SECTION: 2,5 SQMM, WIDTH: 5,2 MM, COLOR:BLACK | 0.7 | TEM | 1 | LP | 0.006 | 50
8WH20000AG00 | FEEDTHROUGH TERMINALS WITH SPRING CONNECTION, SECTION: 0.5 4 MM2, WIDTH: 6.2 MM, COLOR: GRAY | 0.8 | TEM | 1 | LP | 0.009 | 50
8WH20000AG01 | FEEDTHROUGH TERMINALS WITH SPRING CONNECTION, SECTION: 0.5 4 MM2, WIDTH: 6.2 MM, COLOR: BLUE | 0.8 | TEM | 1 | LP | 0.009 | 50
8WH20000AG02 | FEEDTHROUGH TERMINAL WITH SPRING CONNECTION, SECTION: 4 SQMM, WIDTH: 6,2 MM, COLOR:RED | 0.8 | TEM | 1 | LP | 0.008 | 50
8WH20000AG03 | FEEDTHROUGH TERMINAL WITH SPRING CONNECTION, SECTION: 4 SQMM, WIDTH: 6,2 MM, COLOR:GREEN | 0.8 | TEM | 1 | LP | 0.009 | 50
8WH20000AG04 | FEEDTHROUGH TERMINAL WITH SPRING CONNECTION, SECTION: 4 SQMM, WIDTH: 6,2 MM, COLOR:ORANGE | 0.8 | TEM | 1 | LP | 0.009 | 50
8WH20000AG05 | FEEDTHROUGH TERMINAL WITH SPRING CONNECTION, SECTION: 4 SQMM, WIDTH: 6,2 MM, COLOR:WHITE | 0.8 | TEM | 1 | LP | 0.008 | 50
8WH20000AG06 | FEEDTHROUGH TERMINAL WITH SPRING CONNECTION, SECTION: 4 SQMM, WIDTH: 6,2 MM, COLOR:YELLOW | 0.8 | TEM | 1 | LP | 0.009 | 50
8WH20000AG08 | FEEDTHROUGH TERMINAL WITH SPRING CONNECTION, SECTION: 4 SQMM, WIDTH: 6,2 MM, COLOR:BLACK | 0.8 | TEM | 1 | LP | 0.009 | 50
8WH20000AH00 | FEEDTHROUGH TERMINAL WITH SPRING CONNECTION, SECTION:0.5 6 MM2, WIDTH: 8.2 MM, COLOR: GRAY | 1.1 | TEM | 1 | LP | 0.017 | 50
8WH20000AH01 | FEEDTHROUGH TERMINAL WITH SPRING CONNECTION, SECTION:0.5 6 MM2, WIDTH: 8.2 MM, COLOR: BLUE | 1.1 | TEM | 1 | LP | 0.017 | 50
8WH20000AJ00 | FEEDTHROUGH TERMINAL WITH SPRING CONNECTION, SECTION: 1.5 10 MM2, WIDTH: 10 MM, COLOR: GRAY | 1.7 | TEM | 1 | LP | 0.025 | 50
8WH20000AJ01 | FEEDTHROUGH TERMINAL WITH SPRING CONNECTION, SECTION: 1.5 10 MM2, WIDTH: 10 MM, COLOR:BLUE | 1.7 | TEM | 1 | LP | 0.026 | 50
8WH20000AK00 | FEEDTHROUGH TERMINAL WITH SPRING CONNECTION, SECTION: 1.5 16 MM2, WIDTH: 12 MM, COLOR: GRAY | 2.2 | TEM | 1 | LP | 0.037 | 50
8WH20000AK01 | FEEDTHROUGH TERMINAL WITH SPRING CONNECTION, SECTION: 1.5 16 MM2, WIDTH: 12 MM, COLOR:BLUE | 2.2 | TEM | 1 | LP | 0.037 | 50
8WH20000AM00 | FEEDTHROUGH TERMINALN WITH SPRING CONNECTION, SECTION: 2.5 35 MM2, WIDTH: 16 MM, COLOR: GRAY | 10.5 | TEM | 1 | LP | 0.086 | 10
8WH20000AM01 | FEEDTHROUGH TERMINALN WITH SPRING CONNECTION, SECTION: 2.5 35 MM2, WIDTH: 16 MM, COLOR: BLUE | 10.5 | TEM | 1 | LP | 0.085 | 10
8WH20000CE07 | PE TERMINAL WITH SPRING CONNECTION, SECTION: 0.14 1.5 MM2, WIDTH: 4.2MM, COLOR: GREENYEL. | 1.8 | TEM | 1 | LP | 0.009 | 50
8WH20000CF07 | PE TERMINAL WITH SPRING CONNECTION, SECTION: 0.08 2.5 MM2, WIDTH: 5.2MM, COLOR:GREENYEL. | 1.9 | TEM | 1 | LP | 0.01 | 50
8WH20000CG07 | PE TERMINALS WITH SPRING CONNECTION, SECTION: 0.5 4 MM2, WIDTH: 6.2 MM, COLOR:GREENYEL. | 2 | TEM | 1 | LP | 0.013 | 50
8WH20000CH07 | PE TERMINAL WITH SPRING CONNECTION, SECTION:0.5 6 MM2, WIDTH: 8.2 MM, COLOR:GREENYEL. | 2.6 | TEM | 1 | LP | 0.023 | 50
8WH20000CJ07 | PE TERMINAL WITH SPRING CONNECTION, SECTION: 1.5 10 MM2, WIDTH: 10MM, COLOR:GREENYEL. | 3.6 | TEM | 1 | LP | 0.034 | 50
8WH20000CK07 | PE TERMINAL WITH SPRING CONNECTION, SECTION: 1.5 16 MM2, WIDTH: 12 MM, COLOR:GREENYEL. | 4.2 | TEM | 1 | LP | 0.055 | 25
8WH20000CM07 | PE TERMINALS WITH SPRING CONNECTION, SECTION: 2.5 35 MM2, WIDTH: 16 MM, COLOR: GREENYEL. | 16.7 | TEM | 1 | LP | 0.104 | 10
8WH20001AG08 | FUSE TERMINAL WITH SPRING CONNECTION, FOR FLAT FUSES, WIDTH: 6.2 MM, COLOR: BLACK ONLY FOR SHORTCIRCUIT | 4.7 | TEM | 1 | LP | 0.021 | 50
8WH20001BG28 | FUSE TERMINAL WITH ILLUM. DISPLAY, 12V DC WITH 4 MM2 SPRING CONNECTION, FOR AUTOM. CIRCUITBREAKER, WIDTH: 8.2 MM, COLOR: BLACK ONLY FOR SHORTCIRCUIT | 10.1 | TEM | 1 | LP | 0.022 | 50
8WH20001BG38 | FUSE TERMINAL WITH ILLUM. DISPLAY, 24V DC WITH 4 MM2 SPRING CONNECTION, FOR AUTOM. CIRCUITBREAKER, WIDTH: 8.2 MM, COLOR: BLACK ONLY FOR SHORTCIRCUIT | 10.1 | TEM | 1 | LP | 0.022 | 50
8WH20001GG08 | FUSE TERMINAL FOR G FUSE LINKS 5 X 20, 5 X 25 AND 5 X 30 WITH 4MM2 SPRING CONNECTION, WIDTH: 6.2 MM, COLOR: BLACK | 3.5 | TEM | 1 | LP | 0.015 | 50
8WH20001HG08 | FUSE TERMINAL FOR G FUSE LINKS 6X32 MM, WITH 4MM2 SPRING CONNECTION, WIDTH: 8.2 MM, COLOR: BLACK | 5.1 | TEM | 1 | LP | 0.027 | 50
8WH20001JG38 | FUSE TERMINAL WITH ILLUM. DISPLAY (15 30V) FOR G FUSE LINKS 5 X 20, 5 X 25 AND 5 X 30 MM WITH 4 MM2 SPRING CONNECTION, WIDTH: 6.2 MM, COLOR: BLACK | 7.3 | TEM | 1 | LP | 0.015 | 50
8WH20001JG68 | FUSE TERMINAL WITH ILLUM. DISPLAY (30 60V) FOR G FUSE LINKS 5 X 20, 5 X 25 AND 5 X 30 MM WITH 4 MM2 SPRING CONNECTION, WIDTH: 6.2 MM, COLOR: BLACK | 7.5 | TEM | 1 | LP | 0.016 | 50
8WH20001MG08 | FUSE TERMINAL WITH ILLUM. DISPLAY(110 250V) FOR G FUSE LINKS 5 X 20, 5 X 25 AND 5 X 30 MM, WITH 4 MM2 SPRING CONNECTION, WIDTH: 6.2 MM, COLOR: BLACK | 7.7 | TEM | 1 | LP | 0.015 | 50
8WH20001RG08 | FUSE TERMINAL WITH ILLUM. DISPLAY(110 250V) FOR G FUSE LINKS 6 X 32 MM WITH 4 MM2 SPRING CONNECTION, WIDTH: 8,2 MM, COLOR: BLACK | 11.8 | TEM | 1 | LP | 0.027 | 50
8WH20006AF00 | ISOL. TERM. FOR ISOL. CONNECTOR WITH SPRING CONNECTION, SECTION: 0.08 2.5 MM2, WIDTH: 5.2 MM, COLOR: GRAY | 1.5 | TEM | 1 | LP | 0.008 | 50
8WH20006AG00 | ISOLATING TERMINAL WITH SPRING CONNECTION, SECTION: 0.5 4 MM2, WIDTH: 6.2 MM, COLOR: GRAY | 2 | TEM | 1 | LP | 0.01 | 50
8WH20006CF00 | ISOLATING BLADE TERMINAL WITH SPRING CONNECTION, SECTION: 0.08 2.5 MM2, WIDTH: 5.2 MM, COLOR: GRAY WITH BLADE ORANGE | 2.2 | TEM | 1 | LP | 0.008 | 50
8WH20006CG00 | ISOLATING BLADE TERMINAL WITH SPRING CONNECTION, SECTION: 0.5 4 MM2, WIDTH: 6.2 MM, COLOR: GRAY WITH BLADE | 2.6 | TEM | 1 | LP | 0.011 | 50
8WH20030AE00 | FEEDTHROUGH TERMINAL WITH SPRING CONNECTION, 3 CONNECT. POINTS, SECTION: 0.14 1.5 MM2, WIDTH: 4.2 MM, COLOR: GRAY | 0.8 | TEM | 1 | LP | 0.007 | 50
8WH20030AE01 | FEEDTHROUGH TERMINAL WITH SPRING CONNECTION, 3 CONNECT. POINTS, SECTION: 0.14 1.5 MM2, WIDTH: 4.2 MM, COLOR: BLUE | 0.8 | TEM | 1 | LP | 0.007 | 50
8WH20030AF00 | FEEDTHROUGH TERMINAL WITH SPRING CONNECTION, 3 CONNECT. POINTS SECTION: 0.08 2.5 MM2, WIDTH: 5.2 MM, COLOR: GRAY | 0.9 | TEM | 1 | LP | 0.008 | 50
8WH20030AF01 | FEEDTHROUGH TERMINAL WITH SPRING CONNECTION, 3 CONNECT. POINTS SECTION: 0.08 2.5 MM2, WIDTH: 5.2 MM, COLOR: BLUE | 0.9 | TEM | 1 | LP | 0.008 | 50
8WH20030AG00 | FEEDTHROUGH TERMINAL WITH SPRING CONNECTION, 3 CONNECT. POINTS, SECTION: 0,5 4 MM2, WIDTH: 6.2 MM, COLOR: GRAY | 1.2 | TEM | 1 | LP | 0.012 | 50
8WH20030AG01 | FEEDTHROUGH TERMINAL WITH SPRING CONNECTION, 3 CONNECT. POINTS, SECTION: 0,5 4 MM2, WIDTH: 6.2 MM, COLOR: BLUE | 1.2 | TEM | 1 | LP | 0.012 | 50
8WH20030AH00 | FEEDTHROUGH TERMINAL WITH SPRING CONNECTION, 3 CONNECT. POINTS, SECTION:0.5 6 MM2, WIDTH: 8.2 MM, COLOR: GRAY | 1.9 | TEM | 1 | LP | 0.024 | 50
8WH20030AH01 | FEEDTHROUGH TERMINAL WITH SPRING CONNECTION, 3 CONNECT. POINTS, SECTION:0.5 6 MM2, WIDTH: 8.2 MM, COLOR: BLUE | 1.9 | TEM | 1 | LP | 0.023 | 50
8WH20030CE07 | PE TERMINAL WITH SPRING CONNECTION, 3 CONNECT. POINTS, SECTION: 0.14 1.5 MM2, WIDTH: 4.2 MM, COLOR:GREENYEL. | 2.5 | TEM | 1 | LP | 0.01 | 50
8WH20030CF07 | PE TERMINAL WITH SPRING CONNECTION, 3 CONNECT. POINTS SECTION: 0.08 2.5 MM2, WIDTH: 5.2MM, COLOR: GREENYEL. | 2.6 | TEM | 1 | LP | 0.012 | 50
8WH20030CG07 | PE TERMINAL WITH SPRING CONNECTION, 3 CONNECT. POINTS, SECTION: 0,5 4 MM2, WIDTH: 6.2 MM, COLOR:GREENYEL. | 2.7 | TEM | 1 | LP | 0.016 | 50
8WH20030CH07 | PE TERMINAL WITH SPRING CONNECTION, 3 CONNECT. POINTS, SECTION:0.5 6 MM2, WIDTH: 8.2 MM, COLOR:GREENYEL. | 3.8 | TEM | 1 | LP | 0.029 | 50
8WH20035CF00 | DIODE TERMINAL, WITH SPRING CONNECTION, 3 CONNECT. POINTS PASSAGE FROM RIGHT TO LEFT SECTION: 0.08 2.5 MM2, WIDTH: 5.2 MM, COLOR: GRAY | 3.4 | TEM | 1 | LP | 0.009 | 50
8WH20035DF00 | DIODE TERMINAL, WITH SPRING CONNECTION, 3 CONNECT. POINTS PASSAGE FROM LEFT TO RIGHT SECTION: 0.08 2.5 MM2, WIDTH: 5.2 MM, COLOR: GRAY | 3.4 | TEM | 1 | LP | 0.008 | 50
8WH20036AF00 | ISOL. TERM. FOR ISOL. CONNECTOR WITH SPRING CONNECTION, 3 CONNECT. POINTS SECTION: 0.08 2.5 MM2, WIDTH: 5.2 MM, COLOR: GRAY | 1.8 | TEM | 1 | LP | 0.008 | 50
8WH20036CF00 | ISOLATING BLADE TERMINAL WITH SPRING CONNECTION, 3 CONNECT. POINTS SECTION: 0.08 2.5 MM2, WIDTH: 5.2 MM, COLOR: GRAY | 2.6 | TEM | 1 | LP | 0.009 | 50
8WH20040AE00 | FEEDTHROUGH TERMINAL WITH SPRING CONNECTION, 4 CONNECT. POINTS, SECTION: 0.14 1.5 MM2, WIDTH: 4.2 MM, COLOR: GRAY | 0.9 | TEM | 1 | LP | 0.008 | 50
8WH20040AE01 | FEEDTHROUGH TERMINAL WITH SPRING CONNECTION, 4 CONNECT. POINTS, SECTION: 0.14 1.5 MM2, WIDTH: 4.2 MM, COLOR: BLUE | 0.9 | TEM | 1 | LP | 0.008 | 50
8WH20040AF00 | FEEDTHROUGH TERMINAL WITH SPRING CONNECTION, 4 CONNECT. POINTS SECTION: 0.08 2.5 MM2, WIDTH: 5.2 MM, COLOR: GRAY | 1.2 | TEM | 1 | LP | 0.01 | 50
8WH20040AF01 | FEEDTHROUGH TERMINAL WITH SPRING CONNECTION, 4 CONNECT. POINTS SECTION: 0.08 2.5 MM2, WIDTH: 5.2 MM, COLOR: BLUE | 1.2 | TEM | 1 | LP | 0.01 | 50
8WH20040AG00 | FEEDTHROUGH TERMINAL WITH SPRING CONNECTION, 4 CONNECT. POINTS, SECTION: 0,5 4 MM2, WIDTH: 6.2 MM, COLOR: GRAY | 1.4 | TEM | 1 | LP | 0.015 | 50
8WH20040AG01 | FEEDTHROUGH TERMINAL WITH SPRING CONNECTION, 4 CONNECT. POINTS, SECTION: 0,5 4 MM2, WIDTH: 6.2 MM, COLOR: BLUE | 1.4 | TEM | 1 | LP | 0.014 | 50
8WH20040CE07 | PE TERMINAL WITH SPRING CONNECTION, 4 CONNECT. POINTS, SECTION: 0.14 1.5 MM2, WIDTH: 4,. MM, COLOR:GREENYEL. | 3.6 | TEM | 1 | LP | 0.012 | 50
8WH20040CF07 | PE TERMINAL WITH SPRING CONNECTION, 4 CONNECT. POINTS SECTION: 0.08 2.5 MM2, WIDTH: 5.2 MM, COLOR:GREENYEL. | 3.7 | TEM | 1 | LP | 0.014 | 50
8WH20040CG07 | PE TERMINAL WITH SPRING CONNECTION, 4 CONNECT. POINTS, SECTION: 0,5 4 MM2, WIDTH: 6.2 MM, COLOR:GREENYEL. | 3.8 | TEM | 1 | LP | 0.019 | 50
8WH20046AF00 | ISOL. TERM. FOR ISOL. CONNECTOR WITH SPRING CONNECTION, 4 CONNECT. POINTS SECTION: 0.08 2.5 MM2, WIDTH: 5.2 MM, COLOR: GRAY | 2.1 | TEM | 1 | LP | 0.011 | 50
8WH20046CF00 | ISOLATING BLADE TERMINAL WITH SPRING CONNECTION, 4 CONNECT. POINTS SECTION: 0.08 2.5 MM2, WIDTH: 5.2 MM, COLOR: GRAY WITH BLADE ORANGE | 3.2 | TEM | 1 | LP | 0.012 | 50
8WH20200AE00 | TWOTIER TERMINAL WITH SPRING CONNECTION, SECTION: 0,14 1.5 MM2, WIDTH: 4.2 MM, COLOR: GRAY | 1.3 | TEM | 1 | LP | 0.009 | 50
8WH20200AE01 | TWOTIER TERMINAL WITH SPRING CONNECTION, SECTION: 0,14 1.5 MM2, WIDTH: 4.2 MM, COLOR:BLUE | 1.3 | TEM | 1 | LP | 0.008 | 50
8WH20200AF00 | TWOTIER TERMINAL WITH SPRING CONNECTION, SECTION: 0.08 2.5 MM2, WIDTH: 5.2 MM, COLOR: GRAY | 1.7 | TEM | 1 | LP | 0.011 | 50
8WH20200AF01 | TWOTIER TERMINAL WITH SPRING CONNECTION, SECTION: 0.08 2.5 MM2, WIDTH: 5.2 MM, COLOR: BLUE | 1.7 | TEM | 1 | LP | 0.011 | 50
8WH20200AG00 | TWOTIER TERMINAL WITH SPRING CONNECTION, SECTION: 0.5 4 MM2, WIDTH: 6.2 MM, COLOR: GRAY | 1.8 | TEM | 1 | LP | 0.017 | 50
8WH20200AG01 | TWOTIER TERMINAL WITH SPRING CONNECTION, SECTION: 0.5 4 MM2, WIDTH: 6.2 MM, COLOR: BLUE | 1.8 | TEM | 1 | LP | 0.016 | 50
8WH20200CE07 | TWOTIER PE TERMINAL WITH SPRING CONNECTION, SECTION: 0,14 1.5 MM2, WIDTH: 4.2 MM, COLOR:GREENYEL. | 4.7 | TEM | 1 | LP | 0.013 | 50
8WH20200CF07 | TWOTIER PE TERMINAL WITH SPRING CONNECTION, SECTION: 0.08 2.5 MM2, WIDTH: 5.2 MM, COLOR:GREENYEL. | 4.9 | TEM | 1 | LP | 0.015 | 50
8WH20200CG07 | TWOTIER PE TERMINAL WITH SPRING CONNECTION, SECTION: 0.5 4 MM2, WIDTH: 6.2 MM, COLOR:GREENYEL. | 6.1 | TEM | 1 | LP | 0.021 | 50
8WH20204AF00 | TWOTIER TERMINAL PE CONTACT B., LE TOP WITH SPRING CONNECTION, SECTION: 0.08 2.5 MM2, WIDTH: 5.2 MM, COLOR: GRAY | 3.3 | TEM | 1 | LP | 0.014 | 50
8WH20204BF00 | TWOTIER TERMINAL PE CONTACT TOP, LE B. WITH SPRING CONNECTION, SECTION: 0.08 2.5 MM2, WIDTH: 5.2 MM, COLOR: GRAY | 3.6 | TEM | 1 | LP | 0.011 | 50
8WH20204CF00 | TWOTIER TERMINAL WITH SPRING CONNECTION, TOP N BOTTOM L, SECTION: 0.08 2.5 MM2, WIDTH: 5.2 MM, COLOR: GRAY | 2.1 | TEM | 1 | LP | 0.011 | 50
8WH20205AF00 | TWOTIER DIODE TERMINAL PASSAGE FROM TOP TO BOT., WITH SPRING CONNECTION, SECTION: 0.08 2.5 MM2, WIDTH: 5.2 MM, COLOR: GRAY | 3.6 | TEM | 1 | LP | 0.011 | 50
8WH20205BF00 | TWOTIER DIODE TERMINAL PASSAGE FROM BOT. TO TOP WITH SPRING CONNECTION, SECTION: 0.08 2.5 MM2, WIDTH: 5.2 MM, COLOR: GRAY | 3.6 | TEM | 1 | LP | 0.01 | 50
8WH20205DF00 | TWOTIER DIODE TERMINAL PASSAGE FROM B. LE. TO B. RI. WITH SPRING CONNECTION, SECTION: 0.08 2.5 MM2, WIDTH: 5.2 MM, COLOR: GRAY | 3.7 | TEM | 1 | LP | 0.011 | 50
8WH20205EF00 | TWOTIER DIODE TERMINAL PASSAGE FROM B. LE. TO TOP, FROM BOTTOM LE. TO BOTTOM RI., WITH SPRING CONNECTION, SECTION: 0.08 2.5 MM2, WIDTH: 5.2 MM, COLOR: GRAY | 6 | TEM | 1 | LP | 0.011 | 50
8WH20205GF00 | TWOTIER DIODE TERMINAL PASSAGE FROM B. LE. TO TOP, FROM BOTTOM RIGHT TO TOP, WITH SPRING CONNECTION, SECTION: 0.08 2.5 MM2, WIDTH: 5.2 MM, COLOR: GRAY | 5.9 | TEM | 1 | LP | 0.011 | 50
8WH20205HF00 | TWOTIER DIODE TERMINAL PASSAGE FROM TOP TO B. LE. AND FROM TOP TO BOTTOM RIGHT, WITH SPRING CONNECTION, SECTION: 0.08 2.5 MM2, WIDTH: 5.2 MM, COLOR: GRAY | 5.9 | TEM | 1 | LP | 0.01 | 50
8WH20205JF30 | TWOTIER TERMINAL WITH ILLUM. DISPLAY (15 30V) WITH SPRING CONNECTION, SECTION: 0.08 2.5 MM2, WIDTH: 5.2 MM, COLOR: GRAY | 5.9 | TEM | 1 | LP | 0.01 | 50
8WH20205JF80 | TWOTIER TERMINAL WITH ILLUM. DISPLAY(110 230V) WITH SPRING CONNECTION, SECTION: 0.08 2.5 MM2, WIDTH: 5.2 MM, COLOR: GRAY | 5.9 | TEM | 1 | LP | 0.01 | 50
8WH20205KF00 | TWOTIER DIODE TERMINAL PASSAGE FROM TOP TO B. LE., FROM BOTTOM RI. TO BOTTOM LEFT WITH SPRING CONNECTION, SECTION: 0.08 2.5 MM2, WIDTH: 5.2 MM, COLOR: GRAY | 5.9 | TEM | 1 | LP | 0.011 | 50
8WH20220AF00 | TWOTIER TERMINAL NONISOLATED, WITH SPRING CONNECTION, 3 CONNECT. POINTS, SECTION: 0.08 2.5 MM2, WIDTH: 5.2 MM, COLOR:GRAY | 4.1 | TEM | 1 | LP | 0.015 | 50
8WH20230AF00 | TWOTIER TERMINAL WITH SPRING CONNECTION, 3 CONNECT. POINTS, SECTION: 0.08 2.5 MM2, WIDTH: 5.2 MM, COLOR: GRAY | 3 | TEM | 1 | LP | 0.015 | 50
8WH20230AF01 | TWOTIER TERMINAL WITH SPRING CONNECTION, 3 CONNECT. POINTS, SECTION: 0.08 2.5 MM2, WIDTH: 5.2 MM, COLOR: BLUE | 2.9 | TEM | 1 | LP | 0.015 | 50
8WH20230CF07 | TWOTIER PE TERMINAL WITH SPRING CONNECTION, 3 CONNECT. POINTS, SECTION: 0.08 2.5 MM2, WIDTH: 5.2 MM, COLOR:GREENYEL. | 5.8 | TEM | 1 | LP | 0.019 | 50
8WH20250AE00 | TWOTIER TERMINAL NONISOLATED, SECTION: 0,14 1.5 MM2, WIDTH: 4.2 MM, COLOR: GRAY | 3 | TEM | 1 | LP | 0.009 | 50
8WH20250AF00 | TWOTIER TERMINAL NONISOLATED, WITH SPRING CONNECTION, SECTION: 0.08 2.5 MM2, WIDTH: 5.2 MM, COLOR: GRAY | 3.5 | TEM | 1 | LP | 0.011 | 50
8WH20250AF01 | TWOTIER TERMINAL NONISOLATED, WITH SPRING CONNECTION, SECTION: 0.08 2.5 MM2, WIDTH: 5.2 MM, COLOR: BLUE | 3.7 | TEM | 1 | LP | 0.011 | 50
8WH20250AG00 | TWOTIER TERMINALS NONISOLATED, WITH SPRING CONNECTION, SECTION: 0,5 4 MM2, WIDTH: 6.2 MM, COLOR: GRAY | 3.8 | TEM | 1 | LP | 0.017 | 50
8WH20300AF00 | THREETIER TERM.2,5 MM2 GREY | 2.6 | TEM | 1 | LP | 0.019 | 50
8WH20300AF01 | THREETIER TERM.2,5 MM2 BLUE | 2.6 | TEM | 1 | LP | 0.018 | 50
8WH20304EF00 | THREETIER TERM.2,5 MM2 PE,L,N | 4.6 | TEM | 1 | LP | 0.021 | 50
8WH20304HF00 | THREETIER TERM.2,5 MM2 PE,L,L | 4.2 | TEM | 1 | LP | 0.022 | 50
8WH20350AF00 | THREETIER TERM.2,5 MM2 1 POT. | 4.6 | TEM | 1 | LP | 0.017 | 50
8WH20350CF07 | THREETIER TERM.2,5 MM2 3XPE | 4.6 | TEM | 1 | LP | 0.022 | 50
8WH20404LF00 | FOURTIER MOTOR TERMINAL, WITH SPRING CONNECTION, SECTION: 0.08 2.5 MM2, WIDTH: 5.2 MM, COLOR: GRAY | 5 | TEM | 1 | LP | 0.022 | 50
8WH20404LG00 | FOURTIER MOTOR TERMINAL WITH SPRING CONNECTION, WITH NEUTRAL COND. CONNECTION SECTION: 0,5 4 MM2, WIDTH: 6.2 MM, COLOR: GRAY | 6.2 | TEM | 1 | LP | 0.038 | 50
8WH21032BF00 | HYBRID FEEDTHROUGH TERMINAL SCREW AND 2X SPRING CONNECTION SECTION: 0.08 2.5 MM2, WIDTH: 5.2 MM, COLOR: GRAY | 0.9 | TEM | 1 | LP | 0.01 | 50
8WH21032BF01 | HYBRID FEEDTHROUGH TERMINAL SCREW AND 2X SPRING CONNECTION SECTION: 0.08 2.5 MM2, WIDTH: 5.2 MM, COLOR: BLUE | 0.9 | TEM | 1 | LP | 0.009 | 50
8WH21032BG00 | HYBRID FEEDTHROUGH TERMINAL SCREW AND 2X SPRING CONNECTION SECTION: 0.08 4 MM2, WIDTH: 5.2 MM, COLOR: GRAY | 1.3 | TEM | 1 | LP | 0.014 | 50
8WH21032BG01 | HYBRID FEEDTHROUGH TERMINAL SCREW AND 2X SPRING CONNECTION SECTION: 0.08 4 MM2, WIDTH: 5.2 MM, COLOR: BLUE | 1.3 | TEM | 1 | LP | 0.014 | 50
8WH21033BF07 | HYBRID PE TERMINAL SCREW AND 2X SPRING CONNECTION SECTION: 0.08 2.5 MM2, WIDTH: 5.2 MM, COLOR:GREENYEL. | 3.1 | TEM | 1 | LP | 0.013 | 50
8WH21033BG07 | HYBRID PE TERMINAL SCREW AND 2X SPRING CONNECTION SECTION: 0.08 4 MM2, WIDTH: 5.2 MM, COLOR:GREENYEL. | 3.5 | TEM | 1 | LP | 0.016 | 50
8WH25000AF00 | FEEDTHROUGH TERMINAL WITH SPRING CONNECTION, COMPACT DESIGN, SECTION: 0.08 2.5 MM2, WIDTH: 5.2 MM, COLOR: GRAY | 0.7 | TEM | 1 | LP | 0.008 | 50
8WH25000AF01 | FEEDTHROUGH TERMINAL WITH SPRING CONNECTION, COMPACT DESIGN, SECTION: 0.08 2.5 MM2, WIDTH: 5.2 MM, COLOR: BLUE | 0.7 | TEM | 1 | LP | 0.008 | 50
8WH25000AG00 | FEEDTHROUGH TERMINAL WITH SPRING CONNECTION, COMPACT DESIGN, SECTION: 0.08 4 MM2, WIDTH: 6.2 MM, COLOR: GRAY | 0.9 | TEM | 1 | LP | 0.011 | 50
8WH25000AG01 | FEEDTHROUGH TERMINAL WITH SPRING CONNECTION, COMPACT DESIGN, SECTION: 0.08 4 MM2, WIDTH: 6.2 MM, COLOR: BLUE | 0.9 | TEM | 1 | LP | 0.011 | 50
8WH25000AH00 | FEEDTHROUGH TERMINAL WITH SPRING CONNECTION, COMPACT DESIGN, SECTION: 0,2 6 MM2, WIDTH: 8.2 MM, COLOR: GRAY | 1.4 | TEM | 1 | LP | 0.016 | 50
8WH25000AH01 | FEEDTHROUGH TERMINAL WITH SPRING CONNECTION, COMPACT DESIGN, SECTION: 0,2 6 MM2, WIDTH: 8.2 MM, COLOR: BLUE | 1.4 | TEM | 1 | LP | 0.015 | 50
8WH25000CF07 | PE TERMINALS WITH SPRING CONNECTION, COMPACT DESIGN, SECTION: 0.08 2.5 MM2, WIDTH: 5.2 MM, COLOR:GREENYEL. | 2.6 | TEM | 1 | LP | 0.012 | 50
8WH25000CG07 | PE TERMINAL WITH SPRING CONNECTION, COMPACT DESIGN, SECTION: 0.08 4 MM2, WIDTH: 6.2MM, COLOR:GREENYEL. | 2.9 | TEM | 1 | LP | 0.016 | 50
8WH25000CH07 | PE TERMINAL WITH SPRING CONNECTION, COMPACT DESIGN, SECTION: 0,2 6 MM2, WIDTH: 8.2MM, COLOR:GREENYEL. | 3.7 | TEM | 1 | LP | 0.025 | 50
8WH25006AF00 | ISOLATING TERMINAL WITH SPRING CONNECTION, COMPACT DESIGN, SECTION: 0.08 2.5 MM2, WIDTH: 5.2 MM, COLOR: GRAY | 1.5 | TEM | 1 | LP | 0.007 | 50
8WH25006CF00 | ISOLATING BLADE TERMINAL WITH SPRING CONNECTION, COMPACT DESIGN, SECTION: 0.08 2.5 MM2, WIDTH: 5.2 MM, COLOR: GRAY | 2.4 | TEM | 1 | LP | 0.008 | 50
8WH25030AF00 | FEEDTHROUGH TERMINAL WITH SPRING CONNECTION, COMPACT DESIGN, 3 CONNECT. POINTS SECTION: 0.08 2.5 MM2, WIDTH: 5.2 MM, COLOR: GRAY | 0.9 | TEM | 1 | LP | 0.008 | 50
8WH25030AF01 | FEEDTHROUGH TERMINAL WITH SPRING CONNECTION, COMPACT DESIGN, 3 CONNECT. POINTS SECTION: 0.08 2.5 MM2, WIDTH: 5.2 MM, COLOR: BLUE | 0.9 | TEM | 1 | LP | 0.008 | 50
8WH25030AG00 | FEEDTHROUGH TERMINAL WITH SPRING CONNECTION, COMPACT DESIGN, 3 CONNECT. POINTS SECTION: 0.08 4 MM2, WIDTH: 6.2 MM, COLOR: GRAY | 1.3 | TEM | 1 | LP | 0.013 | 50
8WH25030AG01 | FEEDTHROUGH TERMINAL WITH SPRING CONNECTION, COMPACT DESIGN, 3 CONNECT. POINTS SECTION: 0.08 4 MM2, WIDTH: 6.2 MM, COLOR: BLUE | 1.3 | TEM | 1 | LP | 0.012 | 50
8WH25030AH00 | FEEDTHROUGH TERMINAL WITH SPRING CONNECTION, COMPACT DESIGN, 3 CONNECT. POINTS SECTION: 0.2 6 MM2, WIDTH: 8.2 MM, COLOR: GRAY | 2.1 | TEM | 1 | LP | 0.021 | 50
8WH25030AH01 | FEEDTHROUGH TERMINAL WITH SPRING CONNECTION, COMPACT DESIGN, 3 CONNECT. POINTS SECTION: 0.2 6 MM2, WIDTH: 8.2 MM, COLOR: BLUE | 2.1 | TEM | 1 | LP | 0.019 | 50
8WH25030CF07 | PE TERMINAL WITH SPRING CONNECTION, COMPACT DESIGN, 3 CONNECT. POINTS SECTION: 0.08 2.5 MM2, WIDTH: 5.2 MM, COLOR:GREENYEL. | 3.1 | TEM | 1 | LP | 0.012 | 50
8WH25030CG07 | PE TERMINAL WITH SPRING CONNECTION, COMPACT DESIGN, 3 CONNECT. POINTS SECTION: 0.08 4 MM2, WIDTH: 6.2 MM, COLOR:GREENYEL. | 3.3 | TEM | 1 | LP | 0.017 | 50
8WH25030CH07 | PE TERMINAL WITH SPRING CONNECTION, COMPACT DESIGN, 3 CONNECT. POINTS SECTION: 0.2 6 MM2, WIDTH: 8.2 MM, COLOR:GREENYEL. | 5.2 | TEM | 1 | LP | 0.03 | 50
8WH25040AF00 | FEEDTHROUGH TERMINAL WITH SPRING CONNECTION, COMPACT DESIGN, 4 CONNECT. POINTS SECTION: 0.08 2.5 MM2, WIDTH: 5.2 MM, COLOR: GRAY | 1.3 | TEM | 1 | LP | 0.009 | 50
8WH25040AF01 | FEEDTHROUGH TERMINAL WITH SPRING CONNECTION, COMPACT DESIGN, 4 CONNECT. POINTS SECTION: 0.08 2.5 MM2, WIDTH: 5.2 MM, COLOR: BLUE | 1.3 | TEM | 1 | LP | 0.009 | 50
8WH25040AG00 | FEEDTHROUGH TERMINAL WITH SPRING CONNECTION, COMPACT DESIGN, 4 CONNECT. POINTS SECTION: 0.08 4 MM2, WIDTH: 6.2 MM, COLOR: GRAY | 1.6 | TEM | 1 | LP | 0.014 | 50
8WH25040AG01 | FEEDTHROUGH TERMINAL WITH SPRING CONNECTION, COMPACT DESIGN, 4 CONNECT. POINTS SECTION: 0.08 4 MM2, WIDTH: 6.2 MM, COLOR: BLUE | 1.6 | TEM | 1 | LP | 0.013 | 50
8WH25040CF07 | PE TERMINAL WITH SPRING CONNECTION, COMPACT DESIGN, 4 CONNECT. POINTS SECTION: 0.08 2.5 MM2, WIDTH: 5.2 MM, COLOR:GREENYEL. | 3.8 | TEM | 1 | LP | 0.014 | 50
8WH25040CG07 | PE TERMINAL WITH SPRING CONNECTION, COMPACT DESIGN, 4 CONNECT. POINTS SECTION: 0.08 4 MM2, WIDTH: 6.2 MM, COLOR:GREENYEL. | 4.1 | TEM | 1 | LP | 0.018 | 50
8WH25200AF00 | TWOTIER TERMINAL WITH SPRING CONNECTION, COMPACT DESIGN, SECTION: 0.08 2.5 MM2, WIDTH: 5.2 MM, COLOR: GRAY | 1.8 | TEM | 1 | LP | 0.013 | 50
8WH25200AF01 | TWOTIER TERMINAL WITH SPRING CONNECTION, COMPACT DESIGN, SECTION: 0.08 2.5 MM2, WIDTH: 5.2 MM, COLOR: BLUE | 1.8 | TEM | 1 | LP | 0.013 | 50
8WH25200AG00 | TWOTIER TERMINAL WITH SPRING CONNECTION, COMPACT DESIGN, SECTION: 0.08 4 MM2, WIDTH: 6.2 MM, COLOR: GRAY | 2.1 | TEM | 1 | LP | 0.018 | 50
8WH25200AG01 | TWOTIER TERMINAL WITH SPRING CONNECTION, COMPACT DESIGN, SECTION: 0.08 4 MM2, WIDTH: 6.2 MM, COLOR: BLUE | 2.1 | TEM | 1 | LP | 0.017 | 50
8WH25200CF07 | TWOTIER PE TERMINAL WITH SPRING CONNECTION, COMPACT DESIGN, SECTION: 0.08 2.5 MM2, WIDTH: 5.2 MM, COLOR:GREENYEL. | 5.3 | TEM | 1 | LP | 0.017 | 50
8WH25200CG07 | TWOTIER PE TERMINAL WITH SPRING CONNECTION, COMPACT DESIGN, SECTION: 0.08 4 MM2, WIDTH: 6.2 MM, COLOR:GREENYEL. | 6.8 | TEM | 1 | LP | 0.022 | 50
8WH20000AE00 | FEEDTHROUGH TERMINAL WITH SPRING CONNECTION, SECTION: 0.14 1.5 MM2, WIDTH: 4.2 MM, COLOR: GRAY | 0.6 | TEM | 1 | LP | 0.005 | 50
8WH20000AE01 | FEEDTHROUGH TERMINAL WITH SPRING CONNECTION, SECTION: 0.14 1.5 MM2, WIDTH: 4.2 MM, COLOR: BLUE | 0.6 | TEM | 1 | LP | 0.006 | 50
8WH20000AE02 | FEEDTHROUGH TERMINAL WITH SPRING CONNECTION, SECTION: 1,5 SQMM, WIDTH: 4,2 MM, COLOR:RED | 0.6 | TEM | 1 | LP | 0.005 | 50
8WH20000AE03 | FEEDTHROUGH TERMINAL WITH SPRING CONNECTION, SECTION: 1,5 SQMM, WIDTH: 4,2 MM, COLOR:GREEN | 0.6 | TEM | 1 | LP | 0.005 | 50
8WH20000AE04 | FEEDTHROUGH TERMINAL WITH SPRING CONNECTION, SECTION: 1,5 SQMM, WIDTH: 4,2 MM, COLOR:ORANGE | 0.6 | TEM | 1 | LP | 0.006 | 50
8WH20000AE05 | FEEDTHROUGH TERMINAL WITH SPRING CONNECTION, SECTION: 1,5 SQMM, WIDTH: 4,2 MM, COLOR:WHITE | 0.6 | TEM | 1 | LP | 0.006 | 50
8WH20000AE06 | FEEDTHROUGH TERMINAL WITH SPRING CONNECTION, SECTION: 1,5 SQMM, WIDTH: 4,2 MM, COLOR:YELLOW | 0.6 | TEM | 1 | LP | 0.006 | 50
8WH20000AE08 | FEEDTHROUGH TERMINAL WITH SPRING CONNECTION, SECTION: 1,5 SQMM, WIDTH: 4,2 MM, COLOR:BLACK | 0.6 | TEM | 1 | LP | 0.004 | 50
8WH20000AF00 | FEEDTHROUGH TERMINAL WITH SPRING CONNECTION, SECTION: 0.08 2.5 MM2, WIDTH: 5.2 MM, COLOR: GRAY | 0.7 | TEM | 1 | LP | 0.007 | 50
8WH20000AF01 | FEEDTHROUGH TERMINAL WITH SPRING CONNECTION, SECTION: 0.08 2.5 MM2, WIDTH: 5.2 MM, COLOR:BLUE | 0.7 | TEM | 1 | LP | 0.007 | 50
8WH20000AF02 | FEEDTHROUGH TERMINAL WITH SPRING CONNECTION, SECTION: 2,5 SQMM, WIDTH: 5,2 MM, COLOR:RED | 0.7 | TEM | 1 | LP | 0.007 | 50
8WH20000AF03 | FEEDTHROUGH TERMINAL WITH SPRING CONNECTION, SECTION: 2,5 SQMM, WIDTH: 5,2 MM, COLOR:GREEN | 0.7 | TEM | 1 | LP | 0.006 | 50
8WH20000AF04 | FEEDTHROUGH TERMINAL WITH SPRING CONNECTION, SECTION: 2,5 SQMM, WIDTH: 5,2 MM, COLOR:ORANGE | 0.7 | TEM | 1 | LP | 0.007 | 50
8WH20000AF05 | FEEDTHROUGH TERMINAL WITH SPRING CONNECTION, SECTION: 2,5 SQMM, WIDTH: 5,2 MM, COLOR:WHITE | 0.7 | TEM | 1 | LP | 0.006 | 50
8WH20000AF06 | FEEDTHROUGH TERMINAL WITH SPRING CONNECTION, SECTION: 4 SQMM, WIDTH: 5,2 MM, COLOR:YELLOW | 0.7 | TEM | 1 | LP | 0.007 | 50
8WH20000AF08 | FEEDTHROUGH TERMINAL WITH SPRING CONNECTION, SECTION: 2,5 SQMM, WIDTH: 5,2 MM, COLOR:BLACK | 0.7 | TEM | 1 | LP | 0.006 | 50
8WH20000AG00 | FEEDTHROUGH TERMINALS WITH SPRING CONNECTION, SECTION: 0.5 4 MM2, WIDTH: 6.2 MM, COLOR: GRAY | 0.8 | TEM | 1 | LP | 0.009 | 50
8WH20000AG01 | FEEDTHROUGH TERMINALS WITH SPRING CONNECTION, SECTION: 0.5 4 MM2, WIDTH: 6.2 MM, COLOR: BLUE | 0.8 | TEM | 1 | LP | 0.009 | 50
8WH20000AG02 | FEEDTHROUGH TERMINAL WITH SPRING CONNECTION, SECTION: 4 SQMM, WIDTH: 6,2 MM, COLOR:RED | 0.8 | TEM | 1 | LP | 0.008 | 50
8WH20000AG03 | FEEDTHROUGH TERMINAL WITH SPRING CONNECTION, SECTION: 4 SQMM, WIDTH: 6,2 MM, COLOR:GREEN | 0.8 | TEM | 1 | LP | 0.009 | 50
8WH20000AG04 | FEEDTHROUGH TERMINAL WITH SPRING CONNECTION, SECTION: 4 SQMM, WIDTH: 6,2 MM, COLOR:ORANGE | 0.8 | TEM | 1 | LP | 0.009 | 50
8WH20000AG05 | FEEDTHROUGH TERMINAL WITH SPRING CONNECTION, SECTION: 4 SQMM, WIDTH: 6,2 MM, COLOR:WHITE | 0.8 | TEM | 1 | LP | 0.008 | 50
8WH20000AG06 | FEEDTHROUGH TERMINAL WITH SPRING CONNECTION, SECTION: 4 SQMM, WIDTH: 6,2 MM, COLOR:YELLOW | 0.8 | TEM | 1 | LP | 0.009 | 50
8WH20000AG08 | FEEDTHROUGH TERMINAL WITH SPRING CONNECTION, SECTION: 4 SQMM, WIDTH: 6,2 MM, COLOR:BLACK | 0.8 | TEM | 1 | LP | 0.009 | 50
8WH20000AH00 | FEEDTHROUGH TERMINAL WITH SPRING CONNECTION, SECTION:0.5 6 MM2, WIDTH: 8.2 MM, COLOR: GRAY | 1.1 | TEM | 1 | LP | 0.017 | 50
8WH20000AH01 | FEEDTHROUGH TERMINAL WITH SPRING CONNECTION, SECTION:0.5 6 MM2, WIDTH: 8.2 MM, COLOR: BLUE | 1.1 | TEM | 1 | LP | 0.017 | 50
8WH20000AJ00 | FEEDTHROUGH TERMINAL WITH SPRING CONNECTION, SECTION: 1.5 10 MM2, WIDTH: 10 MM, COLOR: GRAY | 1.7 | TEM | 1 | LP | 0.025 | 50
8WH20000AJ01 | FEEDTHROUGH TERMINAL WITH SPRING CONNECTION, SECTION: 1.5 10 MM2, WIDTH: 10 MM, COLOR:BLUE | 1.7 | TEM | 1 | LP | 0.026 | 50
8WH20000AK00 | FEEDTHROUGH TERMINAL WITH SPRING CONNECTION, SECTION: 1.5 16 MM2, WIDTH: 12 MM, COLOR: GRAY | 2.2 | TEM | 1 | LP | 0.037 | 50
8WH20000AK01 | FEEDTHROUGH TERMINAL WITH SPRING CONNECTION, SECTION: 1.5 16 MM2, WIDTH: 12 MM, COLOR:BLUE | 2.2 | TEM | 1 | LP | 0.037 | 50
8WH20000AM00 | FEEDTHROUGH TERMINALN WITH SPRING CONNECTION, SECTION: 2.5 35 MM2, WIDTH: 16 MM, COLOR: GRAY | 10.5 | TEM | 1 | LP | 0.086 | 10
8WH20000AM01 | FEEDTHROUGH TERMINALN WITH SPRING CONNECTION, SECTION: 2.5 35 MM2, WIDTH: 16 MM, COLOR: BLUE | 10.5 | TEM | 1 | LP | 0.085 | 10
8WH20000CE07 | PE TERMINAL WITH SPRING CONNECTION, SECTION: 0.14 1.5 MM2, WIDTH: 4.2MM, COLOR: GREENYEL. | 1.8 | TEM | 1 | LP | 0.009 | 50
8WH20000CF07 | PE TERMINAL WITH SPRING CONNECTION, SECTION: 0.08 2.5 MM2, WIDTH: 5.2MM, COLOR:GREENYEL. | 1.9 | TEM | 1 | LP | 0.01 | 50
8WH20000CG07 | PE TERMINALS WITH SPRING CONNECTION, SECTION: 0.5 4 MM2, WIDTH: 6.2 MM, COLOR:GREENYEL. | 2 | TEM | 1 | LP | 0.013 | 50
8WH20000CH07 | PE TERMINAL WITH SPRING CONNECTION, SECTION:0.5 6 MM2, WIDTH: 8.2 MM, COLOR:GREENYEL. | 2.6 | TEM | 1 | LP | 0.023 | 50
8WH20000CJ07 | PE TERMINAL WITH SPRING CONNECTION, SECTION: 1.5 10 MM2, WIDTH: 10MM, COLOR:GREENYEL. | 3.6 | TEM | 1 | LP | 0.034 | 50
8WH20000CK07 | PE TERMINAL WITH SPRING CONNECTION, SECTION: 1.5 16 MM2, WIDTH: 12 MM, COLOR:GREENYEL. | 4.2 | TEM | 1 | LP | 0.055 | 25
8WH20000CM07 | PE TERMINALS WITH SPRING CONNECTION, SECTION: 2.5 35 MM2, WIDTH: 16 MM, COLOR: GREENYEL. | 16.7 | TEM | 1 | LP | 0.104 | 10
8WH20001AG08 | FUSE TERMINAL WITH SPRING CONNECTION, FOR FLAT FUSES, WIDTH: 6.2 MM, COLOR: BLACK ONLY FOR SHORTCIRCUIT | 4.7 | TEM | 1 | LP | 0.021 | 50
8WH20001BG28 | FUSE TERMINAL WITH ILLUM. DISPLAY, 12V DC WITH 4 MM2 SPRING CONNECTION, FOR AUTOM. CIRCUITBREAKER, WIDTH: 8.2 MM, COLOR: BLACK ONLY FOR SHORTCIRCUIT | 10.1 | TEM | 1 | LP | 0.022 | 50
8WH20001BG38 | FUSE TERMINAL WITH ILLUM. DISPLAY, 24V DC WITH 4 MM2 SPRING CONNECTION, FOR AUTOM. CIRCUITBREAKER, WIDTH: 8.2 MM, COLOR: BLACK ONLY FOR SHORTCIRCUIT | 10.1 | TEM | 1 | LP | 0.022 | 50
8WH20001GG08 | FUSE TERMINAL FOR G FUSE LINKS 5 X 20, 5 X 25 AND 5 X 30 WITH 4MM2 SPRING CONNECTION, WIDTH: 6.2 MM, COLOR: BLACK | 3.5 | TEM | 1 | LP | 0.015 | 50
8WH20001HG08 | FUSE TERMINAL FOR G FUSE LINKS 6X32 MM, WITH 4MM2 SPRING CONNECTION, WIDTH: 8.2 MM, COLOR: BLACK | 5.1 | TEM | 1 | LP | 0.027 | 50
8WH20001JG38 | FUSE TERMINAL WITH ILLUM. DISPLAY (15 30V) FOR G FUSE LINKS 5 X 20, 5 X 25 AND 5 X 30 MM WITH 4 MM2 SPRING CONNECTION, WIDTH: 6.2 MM, COLOR: BLACK | 7.3 | TEM | 1 | LP | 0.015 | 50
8WH20001JG68 | FUSE TERMINAL WITH ILLUM. DISPLAY (30 60V) FOR G FUSE LINKS 5 X 20, 5 X 25 AND 5 X 30 MM WITH 4 MM2 SPRING CONNECTION, WIDTH: 6.2 MM, COLOR: BLACK | 7.5 | TEM | 1 | LP | 0.016 | 50
8WH20001MG08 | FUSE TERMINAL WITH ILLUM. DISPLAY(110 250V) FOR G FUSE LINKS 5 X 20, 5 X 25 AND 5 X 30 MM, WITH 4 MM2 SPRING CONNECTION, WIDTH: 6.2 MM, COLOR: BLACK | 7.7 | TEM | 1 | LP | 0.015 | 50
8WH20001RG08 | FUSE TERMINAL WITH ILLUM. DISPLAY(110 250V) FOR G FUSE LINKS 6 X 32 MM WITH 4 MM2 SPRING CONNECTION, WIDTH: 8,2 MM, COLOR: BLACK | 11.8 | TEM | 1 | LP | 0.027 | 50
8WH20006AF00 | ISOL. TERM. FOR ISOL. CONNECTOR WITH SPRING CONNECTION, SECTION: 0.08 2.5 MM2, WIDTH: 5.2 MM, COLOR: GRAY | 1.5 | TEM | 1 | LP | 0.008 | 50
8WH20006AG00 | ISOLATING TERMINAL WITH SPRING CONNECTION, SECTION: 0.5 4 MM2, WIDTH: 6.2 MM, COLOR: GRAY | 2 | TEM | 1 | LP | 0.01 | 50
8WH20006CF00 | ISOLATING BLADE TERMINAL WITH SPRING CONNECTION, SECTION: 0.08 2.5 MM2, WIDTH: 5.2 MM, COLOR: GRAY WITH BLADE ORANGE | 2.2 | TEM | 1 | LP | 0.008 | 50
8WH20006CG00 | ISOLATING BLADE TERMINAL WITH SPRING CONNECTION, SECTION: 0.5 4 MM2, WIDTH: 6.2 MM, COLOR: GRAY WITH BLADE | 2.6 | TEM | 1 | LP | 0.011 | 50
8WH20030AE00 | FEEDTHROUGH TERMINAL WITH SPRING CONNECTION, 3 CONNECT. POINTS, SECTION: 0.14 1.5 MM2, WIDTH: 4.2 MM, COLOR: GRAY | 0.8 | TEM | 1 | LP | 0.007 | 50
8WH20030AE01 | FEEDTHROUGH TERMINAL WITH SPRING CONNECTION, 3 CONNECT. POINTS, SECTION: 0.14 1.5 MM2, WIDTH: 4.2 MM, COLOR: BLUE | 0.8 | TEM | 1 | LP | 0.007 | 50
8WH20030AF00 | FEEDTHROUGH TERMINAL WITH SPRING CONNECTION, 3 CONNECT. POINTS SECTION: 0.08 2.5 MM2, WIDTH: 5.2 MM, COLOR: GRAY | 0.9 | TEM | 1 | LP | 0.008 | 50
8WH20030AF01 | FEEDTHROUGH TERMINAL WITH SPRING CONNECTION, 3 CONNECT. POINTS SECTION: 0.08 2.5 MM2, WIDTH: 5.2 MM, COLOR: BLUE | 0.9 | TEM | 1 | LP | 0.008 | 50
8WH20030AG00 | FEEDTHROUGH TERMINAL WITH SPRING CONNECTION, 3 CONNECT. POINTS, SECTION: 0,5 4 MM2, WIDTH: 6.2 MM, COLOR: GRAY | 1.2 | TEM | 1 | LP | 0.012 | 50
8WH20030AG01 | FEEDTHROUGH TERMINAL WITH SPRING CONNECTION, 3 CONNECT. POINTS, SECTION: 0,5 4 MM2, WIDTH: 6.2 MM, COLOR: BLUE | 1.2 | TEM | 1 | LP | 0.012 | 50
8WH20030AH00 | FEEDTHROUGH TERMINAL WITH SPRING CONNECTION, 3 CONNECT. POINTS, SECTION:0.5 6 MM2, WIDTH: 8.2 MM, COLOR: GRAY | 1.9 | TEM | 1 | LP | 0.024 | 50
8WH20030AH01 | FEEDTHROUGH TERMINAL WITH SPRING CONNECTION, 3 CONNECT. POINTS, SECTION:0.5 6 MM2, WIDTH: 8.2 MM, COLOR: BLUE | 1.9 | TEM | 1 | LP | 0.023 | 50
8WH20030CE07 | PE TERMINAL WITH SPRING CONNECTION, 3 CONNECT. POINTS, SECTION: 0.14 1.5 MM2, WIDTH: 4.2 MM, COLOR:GREENYEL. | 2.5 | TEM | 1 | LP | 0.01 | 50
8WH20030CF07 | PE TERMINAL WITH SPRING CONNECTION, 3 CONNECT. POINTS SECTION: 0.08 2.5 MM2, WIDTH: 5.2MM, COLOR: GREENYEL. | 2.6 | TEM | 1 | LP | 0.012 | 50
8WH20030CG07 | PE TERMINAL WITH SPRING CONNECTION, 3 CONNECT. POINTS, SECTION: 0,5 4 MM2, WIDTH: 6.2 MM, COLOR:GREENYEL. | 2.7 | TEM | 1 | LP | 0.016 | 50
8WH20030CH07 | PE TERMINAL WITH SPRING CONNECTION, 3 CONNECT. POINTS, SECTION:0.5 6 MM2, WIDTH: 8.2 MM, COLOR:GREENYEL. | 3.8 | TEM | 1 | LP | 0.029 | 50
8WH20035CF00 | DIODE TERMINAL, WITH SPRING CONNECTION, 3 CONNECT. POINTS PASSAGE FROM RIGHT TO LEFT SECTION: 0.08 2.5 MM2, WIDTH: 5.2 MM, COLOR: GRAY | 3.4 | TEM | 1 | LP | 0.009 | 50
8WH20035DF00 | DIODE TERMINAL, WITH SPRING CONNECTION, 3 CONNECT. POINTS PASSAGE FROM LEFT TO RIGHT SECTION: 0.08 2.5 MM2, WIDTH: 5.2 MM, COLOR: GRAY | 3.4 | TEM | 1 | LP | 0.008 | 50
8WH20036AF00 | ISOL. TERM. FOR ISOL. CONNECTOR WITH SPRING CONNECTION, 3 CONNECT. POINTS SECTION: 0.08 2.5 MM2, WIDTH: 5.2 MM, COLOR: GRAY | 1.8 | TEM | 1 | LP | 0.008 | 50
8WH20036CF00 | ISOLATING BLADE TERMINAL WITH SPRING CONNECTION, 3 CONNECT. POINTS SECTION: 0.08 2.5 MM2, WIDTH: 5.2 MM, COLOR: GRAY | 2.6 | TEM | 1 | LP | 0.009 | 50
8WH20040AE00 | FEEDTHROUGH TERMINAL WITH SPRING CONNECTION, 4 CONNECT. POINTS, SECTION: 0.14 1.5 MM2, WIDTH: 4.2 MM, COLOR: GRAY | 0.9 | TEM | 1 | LP | 0.008 | 50
8WH20040AE01 | FEEDTHROUGH TERMINAL WITH SPRING CONNECTION, 4 CONNECT. POINTS, SECTION: 0.14 1.5 MM2, WIDTH: 4.2 MM, COLOR: BLUE | 0.9 | TEM | 1 | LP | 0.008 | 50
8WH20040AF00 | FEEDTHROUGH TERMINAL WITH SPRING CONNECTION, 4 CONNECT. POINTS SECTION: 0.08 2.5 MM2, WIDTH: 5.2 MM, COLOR: GRAY | 1.2 | TEM | 1 | LP | 0.01 | 50
8WH20040AF01 | FEEDTHROUGH TERMINAL WITH SPRING CONNECTION, 4 CONNECT. POINTS SECTION: 0.08 2.5 MM2, WIDTH: 5.2 MM, COLOR: BLUE | 1.2 | TEM | 1 | LP | 0.01 | 50
8WH20040AG00 | FEEDTHROUGH TERMINAL WITH SPRING CONNECTION, 4 CONNECT. POINTS, SECTION: 0,5 4 MM2, WIDTH: 6.2 MM, COLOR: GRAY | 1.4 | TEM | 1 | LP | 0.015 | 50
8WH20040AG01 | FEEDTHROUGH TERMINAL WITH SPRING CONNECTION, 4 CONNECT. POINTS, SECTION: 0,5 4 MM2, WIDTH: 6.2 MM, COLOR: BLUE | 1.4 | TEM | 1 | LP | 0.014 | 50
8WH20040CE07 | PE TERMINAL WITH SPRING CONNECTION, 4 CONNECT. POINTS, SECTION: 0.14 1.5 MM2, WIDTH: 4,. MM, COLOR:GREENYEL. | 3.6 | TEM | 1 | LP | 0.012 | 50
8WH20040CF07 | PE TERMINAL WITH SPRING CONNECTION, 4 CONNECT. POINTS SECTION: 0.08 2.5 MM2, WIDTH: 5.2 MM, COLOR:GREENYEL. | 3.7 | TEM | 1 | LP | 0.014 | 50
8WH20040CG07 | PE TERMINAL WITH SPRING CONNECTION, 4 CONNECT. POINTS, SECTION: 0,5 4 MM2, WIDTH: 6.2 MM, COLOR:GREENYEL. | 3.8 | TEM | 1 | LP | 0.019 | 50
8WH20046AF00 | ISOL. TERM. FOR ISOL. CONNECTOR WITH SPRING CONNECTION, 4 CONNECT. POINTS SECTION: 0.08 2.5 MM2, WIDTH: 5.2 MM, COLOR: GRAY | 2.1 | TEM | 1 | LP | 0.011 | 50
8WH20046CF00 | ISOLATING BLADE TERMINAL WITH SPRING CONNECTION, 4 CONNECT. POINTS SECTION: 0.08 2.5 MM2, WIDTH: 5.2 MM, COLOR: GRAY WITH BLADE ORANGE | 3.2 | TEM | 1 | LP | 0.012 | 50
8WH20200AE00 | TWOTIER TERMINAL WITH SPRING CONNECTION, SECTION: 0,14 1.5 MM2, WIDTH: 4.2 MM, COLOR: GRAY | 1.3 | TEM | 1 | LP | 0.009 | 50
8WH20200AE01 | TWOTIER TERMINAL WITH SPRING CONNECTION, SECTION: 0,14 1.5 MM2, WIDTH: 4.2 MM, COLOR:BLUE | 1.3 | TEM | 1 | LP | 0.008 | 50
8WH20200AF00 | TWOTIER TERMINAL WITH SPRING CONNECTION, SECTION: 0.08 2.5 MM2, WIDTH: 5.2 MM, COLOR: GRAY | 1.7 | TEM | 1 | LP | 0.011 | 50
8WH20200AF01 | TWOTIER TERMINAL WITH SPRING CONNECTION, SECTION: 0.08 2.5 MM2, WIDTH: 5.2 MM, COLOR: BLUE | 1.7 | TEM | 1 | LP | 0.011 | 50
8WH20200AG00 | TWOTIER TERMINAL WITH SPRING CONNECTION, SECTION: 0.5 4 MM2, WIDTH: 6.2 MM, COLOR: GRAY | 1.8 | TEM | 1 | LP | 0.017 | 50
8WH20200AG01 | TWOTIER TERMINAL WITH SPRING CONNECTION, SECTION: 0.5 4 MM2, WIDTH: 6.2 MM, COLOR: BLUE | 1.8 | TEM | 1 | LP | 0.016 | 50
8WH20200CE07 | TWOTIER PE TERMINAL WITH SPRING CONNECTION, SECTION: 0,14 1.5 MM2, WIDTH: 4.2 MM, COLOR:GREENYEL. | 4.7 | TEM | 1 | LP | 0.013 | 50
8WH20200CF07 | TWOTIER PE TERMINAL WITH SPRING CONNECTION, SECTION: 0.08 2.5 MM2, WIDTH: 5.2 MM, COLOR:GREENYEL. | 4.9 | TEM | 1 | LP | 0.015 | 50
8WH20200CG07 | TWOTIER PE TERMINAL WITH SPRING CONNECTION, SECTION: 0.5 4 MM2, WIDTH: 6.2 MM, COLOR:GREENYEL. | 6.1 | TEM | 1 | LP | 0.021 | 50
8WH20204AF00 | TWOTIER TERMINAL PE CONTACT B., LE TOP WITH SPRING CONNECTION, SECTION: 0.08 2.5 MM2, WIDTH: 5.2 MM, COLOR: GRAY | 3.3 | TEM | 1 | LP | 0.014 | 50
8WH20204BF00 | TWOTIER TERMINAL PE CONTACT TOP, LE B. WITH SPRING CONNECTION, SECTION: 0.08 2.5 MM2, WIDTH: 5.2 MM, COLOR: GRAY | 3.6 | TEM | 1 | LP | 0.011 | 50
8WH20204CF00 | TWOTIER TERMINAL WITH SPRING CONNECTION, TOP N BOTTOM L, SECTION: 0.08 2.5 MM2, WIDTH: 5.2 MM, COLOR: GRAY | 2.1 | TEM | 1 | LP | 0.011 | 50
8WH20205AF00 | TWOTIER DIODE TERMINAL PASSAGE FROM TOP TO BOT., WITH SPRING CONNECTION, SECTION: 0.08 2.5 MM2, WIDTH: 5.2 MM, COLOR: GRAY | 3.6 | TEM | 1 | LP | 0.011 | 50
8WH20205BF00 | TWOTIER DIODE TERMINAL PASSAGE FROM BOT. TO TOP WITH SPRING CONNECTION, SECTION: 0.08 2.5 MM2, WIDTH: 5.2 MM, COLOR: GRAY | 3.6 | TEM | 1 | LP | 0.01 | 50
8WH20205DF00 | TWOTIER DIODE TERMINAL PASSAGE FROM B. LE. TO B. RI. WITH SPRING CONNECTION, SECTION: 0.08 2.5 MM2, WIDTH: 5.2 MM, COLOR: GRAY | 3.7 | TEM | 1 | LP | 0.011 | 50
8WH20205EF00 | TWOTIER DIODE TERMINAL PASSAGE FROM B. LE. TO TOP, FROM BOTTOM LE. TO BOTTOM RI., WITH SPRING CONNECTION, SECTION: 0.08 2.5 MM2, WIDTH: 5.2 MM, COLOR: GRAY | 6 | TEM | 1 | LP | 0.011 | 50
8WH20205GF00 | TWOTIER DIODE TERMINAL PASSAGE FROM B. LE. TO TOP, FROM BOTTOM RIGHT TO TOP, WITH SPRING CONNECTION, SECTION: 0.08 2.5 MM2, WIDTH: 5.2 MM, COLOR: GRAY | 5.9 | TEM | 1 | LP | 0.011 | 50
8WH20205HF00 | TWOTIER DIODE TERMINAL PASSAGE FROM TOP TO B. LE. AND FROM TOP TO BOTTOM RIGHT, WITH SPRING CONNECTION, SECTION: 0.08 2.5 MM2, WIDTH: 5.2 MM, COLOR: GRAY | 5.9 | TEM | 1 | LP | 0.01 | 50
8WH20205JF30 | TWOTIER TERMINAL WITH ILLUM. DISPLAY (15 30V) WITH SPRING CONNECTION, SECTION: 0.08 2.5 MM2, WIDTH: 5.2 MM, COLOR: GRAY | 5.9 | TEM | 1 | LP | 0.01 | 50
8WH20205JF80 | TWOTIER TERMINAL WITH ILLUM. DISPLAY(110 230V) WITH SPRING CONNECTION, SECTION: 0.08 2.5 MM2, WIDTH: 5.2 MM, COLOR: GRAY | 5.9 | TEM | 1 | LP | 0.01 | 50
8WH20205KF00 | TWOTIER DIODE TERMINAL PASSAGE FROM TOP TO B. LE., FROM BOTTOM RI. TO BOTTOM LEFT WITH SPRING CONNECTION, SECTION: 0.08 2.5 MM2, WIDTH: 5.2 MM, COLOR: GRAY | 5.9 | TEM | 1 | LP | 0.011 | 50
8WH20220AF00 | TWOTIER TERMINAL NONISOLATED, WITH SPRING CONNECTION, 3 CONNECT. POINTS, SECTION: 0.08 2.5 MM2, WIDTH: 5.2 MM, COLOR:GRAY | 4.1 | TEM | 1 | LP | 0.015 | 50
8WH20230AF00 | TWOTIER TERMINAL WITH SPRING CONNECTION, 3 CONNECT. POINTS, SECTION: 0.08 2.5 MM2, WIDTH: 5.2 MM, COLOR: GRAY | 3 | TEM | 1 | LP | 0.015 | 50
8WH20230AF01 | TWOTIER TERMINAL WITH SPRING CONNECTION, 3 CONNECT. POINTS, SECTION: 0.08 2.5 MM2, WIDTH: 5.2 MM, COLOR: BLUE | 2.9 | TEM | 1 | LP | 0.015 | 50
8WH20230CF07 | TWOTIER PE TERMINAL WITH SPRING CONNECTION, 3 CONNECT. POINTS, SECTION: 0.08 2.5 MM2, WIDTH: 5.2 MM, COLOR:GREENYEL. | 5.8 | TEM | 1 | LP | 0.019 | 50
8WH20250AE00 | TWOTIER TERMINAL NONISOLATED, SECTION: 0,14 1.5 MM2, WIDTH: 4.2 MM, COLOR: GRAY | 3 | TEM | 1 | LP | 0.009 | 50
8WH20250AF00 | TWOTIER TERMINAL NONISOLATED, WITH SPRING CONNECTION, SECTION: 0.08 2.5 MM2, WIDTH: 5.2 MM, COLOR: GRAY | 3.5 | TEM | 1 | LP | 0.011 | 50
8WH20250AF01 | TWOTIER TERMINAL NONISOLATED, WITH SPRING CONNECTION, SECTION: 0.08 2.5 MM2, WIDTH: 5.2 MM, COLOR: BLUE | 3.7 | TEM | 1 | LP | 0.011 | 50
8WH20250AG00 | TWOTIER TERMINALS NONISOLATED, WITH SPRING CONNECTION, SECTION: 0,5 4 MM2, WIDTH: 6.2 MM, COLOR: GRAY | 3.8 | TEM | 1 | LP | 0.017 | 50
8WH20300AF00 | THREETIER TERM.2,5 MM2 GREY | 2.6 | TEM | 1 | LP | 0.019 | 50
8WH20300AF01 | THREETIER TERM.2,5 MM2 BLUE | 2.6 | TEM | 1 | LP | 0.018 | 50
8WH20304EF00 | THREETIER TERM.2,5 MM2 PE,L,N | 4.6 | TEM | 1 | LP | 0.021 | 50
8WH20304HF00 | THREETIER TERM.2,5 MM2 PE,L,L | 4.2 | TEM | 1 | LP | 0.022 | 50
8WH20350AF00 | THREETIER TERM.2,5 MM2 1 POT. | 4.6 | TEM | 1 | LP | 0.017 | 50
8WH20350CF07 | THREETIER TERM.2,5 MM2 3XPE | 4.6 | TEM | 1 | LP | 0.022 | 50
8WH20404LF00 | FOURTIER MOTOR TERMINAL, WITH SPRING CONNECTION, SECTION: 0.08 2.5 MM2, WIDTH: 5.2 MM, COLOR: GRAY | 5 | TEM | 1 | LP | 0.022 | 50
8WH20404LG00 | FOURTIER MOTOR TERMINAL WITH SPRING CONNECTION, WITH NEUTRAL COND. CONNECTION SECTION: 0,5 4 MM2, WIDTH: 6.2 MM, COLOR: GRAY | 6.2 | TEM | 1 | LP | 0.038 | 50
8WH21032BF00 | HYBRID FEEDTHROUGH TERMINAL SCREW AND 2X SPRING CONNECTION SECTION: 0.08 2.5 MM2, WIDTH: 5.2 MM, COLOR: GRAY | 0.9 | TEM | 1 | LP | 0.01 | 50
8WH21032BF01 | HYBRID FEEDTHROUGH TERMINAL SCREW AND 2X SPRING CONNECTION SECTION: 0.08 2.5 MM2, WIDTH: 5.2 MM, COLOR: BLUE | 0.9 | TEM | 1 | LP | 0.009 | 50
8WH21032BG00 | HYBRID FEEDTHROUGH TERMINAL SCREW AND 2X SPRING CONNECTION SECTION: 0.08 4 MM2, WIDTH: 5.2 MM, COLOR: GRAY | 1.3 | TEM | 1 | LP | 0.014 | 50
8WH21032BG01 | HYBRID FEEDTHROUGH TERMINAL SCREW AND 2X SPRING CONNECTION SECTION: 0.08 4 MM2, WIDTH: 5.2 MM, COLOR: BLUE | 1.3 | TEM | 1 | LP | 0.014 | 50
8WH21033BF07 | HYBRID PE TERMINAL SCREW AND 2X SPRING CONNECTION SECTION: 0.08 2.5 MM2, WIDTH: 5.2 MM, COLOR:GREENYEL. | 3.1 | TEM | 1 | LP | 0.013 | 50
8WH21033BG07 | HYBRID PE TERMINAL SCREW AND 2X SPRING CONNECTION SECTION: 0.08 4 MM2, WIDTH: 5.2 MM, COLOR:GREENYEL. | 3.5 | TEM | 1 | LP | 0.016 | 50
8WH25000AF00 | FEEDTHROUGH TERMINAL WITH SPRING CONNECTION, COMPACT DESIGN, SECTION: 0.08 2.5 MM2, WIDTH: 5.2 MM, COLOR: GRAY | 0.7 | TEM | 1 | LP | 0.008 | 50
8WH25000AF01 | FEEDTHROUGH TERMINAL WITH SPRING CONNECTION, COMPACT DESIGN, SECTION: 0.08 2.5 MM2, WIDTH: 5.2 MM, COLOR: BLUE | 0.7 | TEM | 1 | LP | 0.008 | 50
8WH25000AG00 | FEEDTHROUGH TERMINAL WITH SPRING CONNECTION, COMPACT DESIGN, SECTION: 0.08 4 MM2, WIDTH: 6.2 MM, COLOR: GRAY | 0.9 | TEM | 1 | LP | 0.011 | 50
8WH25000AG01 | FEEDTHROUGH TERMINAL WITH SPRING CONNECTION, COMPACT DESIGN, SECTION: 0.08 4 MM2, WIDTH: 6.2 MM, COLOR: BLUE | 0.9 | TEM | 1 | LP | 0.011 | 50
8WH25000AH00 | FEEDTHROUGH TERMINAL WITH SPRING CONNECTION, COMPACT DESIGN, SECTION: 0,2 6 MM2, WIDTH: 8.2 MM, COLOR: GRAY | 1.4 | TEM | 1 | LP | 0.016 | 50
8WH25000AH01 | FEEDTHROUGH TERMINAL WITH SPRING CONNECTION, COMPACT DESIGN, SECTION: 0,2 6 MM2, WIDTH: 8.2 MM, COLOR: BLUE | 1.4 | TEM | 1 | LP | 0.015 | 50
8WH25000CF07 | PE TERMINALS WITH SPRING CONNECTION, COMPACT DESIGN, SECTION: 0.08 2.5 MM2, WIDTH: 5.2 MM, COLOR:GREENYEL. | 2.6 | TEM | 1 | LP | 0.012 | 50
8WH25000CG07 | PE TERMINAL WITH SPRING CONNECTION, COMPACT DESIGN, SECTION: 0.08 4 MM2, WIDTH: 6.2MM, COLOR:GREENYEL. | 2.9 | TEM | 1 | LP | 0.016 | 50
8WH25000CH07 | PE TERMINAL WITH SPRING CONNECTION, COMPACT DESIGN, SECTION: 0,2 6 MM2, WIDTH: 8.2MM, COLOR:GREENYEL. | 3.7 | TEM | 1 | LP | 0.025 | 50
8WH25006AF00 | ISOLATING TERMINAL WITH SPRING CONNECTION, COMPACT DESIGN, SECTION: 0.08 2.5 MM2, WIDTH: 5.2 MM, COLOR: GRAY | 1.5 | TEM | 1 | LP | 0.007 | 50
8WH25006CF00 | ISOLATING BLADE TERMINAL WITH SPRING CONNECTION, COMPACT DESIGN, SECTION: 0.08 2.5 MM2, WIDTH: 5.2 MM, COLOR: GRAY | 2.4 | TEM | 1 | LP | 0.008 | 50
8WH25030AF00 | FEEDTHROUGH TERMINAL WITH SPRING CONNECTION, COMPACT DESIGN, 3 CONNECT. POINTS SECTION: 0.08 2.5 MM2, WIDTH: 5.2 MM, COLOR: GRAY | 0.9 | TEM | 1 | LP | 0.008 | 50
8WH25030AF01 | FEEDTHROUGH TERMINAL WITH SPRING CONNECTION, COMPACT DESIGN, 3 CONNECT. POINTS SECTION: 0.08 2.5 MM2, WIDTH: 5.2 MM, COLOR: BLUE | 0.9 | TEM | 1 | LP | 0.008 | 50
8WH25030AG00 | FEEDTHROUGH TERMINAL WITH SPRING CONNECTION, COMPACT DESIGN, 3 CONNECT. POINTS SECTION: 0.08 4 MM2, WIDTH: 6.2 MM, COLOR: GRAY | 1.3 | TEM | 1 | LP | 0.013 | 50
8WH25030AG01 | FEEDTHROUGH TERMINAL WITH SPRING CONNECTION, COMPACT DESIGN, 3 CONNECT. POINTS SECTION: 0.08 4 MM2, WIDTH: 6.2 MM, COLOR: BLUE | 1.3 | TEM | 1 | LP | 0.012 | 50
8WH25030AH00 | FEEDTHROUGH TERMINAL WITH SPRING CONNECTION, COMPACT DESIGN, 3 CONNECT. POINTS SECTION: 0.2 6 MM2, WIDTH: 8.2 MM, COLOR: GRAY | 2.1 | TEM | 1 | LP | 0.021 | 50
8WH25030AH01 | FEEDTHROUGH TERMINAL WITH SPRING CONNECTION, COMPACT DESIGN, 3 CONNECT. POINTS SECTION: 0.2 6 MM2, WIDTH: 8.2 MM, COLOR: BLUE | 2.1 | TEM | 1 | LP | 0.019 | 50
8WH25030CF07 | PE TERMINAL WITH SPRING CONNECTION, COMPACT DESIGN, 3 CONNECT. POINTS SECTION: 0.08 2.5 MM2, WIDTH: 5.2 MM, COLOR:GREENYEL. | 3.1 | TEM | 1 | LP | 0.012 | 50
8WH25030CG07 | PE TERMINAL WITH SPRING CONNECTION, COMPACT DESIGN, 3 CONNECT. POINTS SECTION: 0.08 4 MM2, WIDTH: 6.2 MM, COLOR:GREENYEL. | 3.3 | TEM | 1 | LP | 0.017 | 50
8WH25030CH07 | PE TERMINAL WITH SPRING CONNECTION, COMPACT DESIGN, 3 CONNECT. POINTS SECTION: 0.2 6 MM2, WIDTH: 8.2 MM, COLOR:GREENYEL. | 5.2 | TEM | 1 | LP | 0.03 | 50
8WH25040AF00 | FEEDTHROUGH TERMINAL WITH SPRING CONNECTION, COMPACT DESIGN, 4 CONNECT. POINTS SECTION: 0.08 2.5 MM2, WIDTH: 5.2 MM, COLOR: GRAY | 1.3 | TEM | 1 | LP | 0.009 | 50
8WH25040AF01 | FEEDTHROUGH TERMINAL WITH SPRING CONNECTION, COMPACT DESIGN, 4 CONNECT. POINTS SECTION: 0.08 2.5 MM2, WIDTH: 5.2 MM, COLOR: BLUE | 1.3 | TEM | 1 | LP | 0.009 | 50
8WH25040AG00 | FEEDTHROUGH TERMINAL WITH SPRING CONNECTION, COMPACT DESIGN, 4 CONNECT. POINTS SECTION: 0.08 4 MM2, WIDTH: 6.2 MM, COLOR: GRAY | 1.6 | TEM | 1 | LP | 0.014 | 50
8WH25040AG01 | FEEDTHROUGH TERMINAL WITH SPRING CONNECTION, COMPACT DESIGN, 4 CONNECT. POINTS SECTION: 0.08 4 MM2, WIDTH: 6.2 MM, COLOR: BLUE | 1.6 | TEM | 1 | LP | 0.013 | 50
8WH25040CF07 | PE TERMINAL WITH SPRING CONNECTION, COMPACT DESIGN, 4 CONNECT. POINTS SECTION: 0.08 2.5 MM2, WIDTH: 5.2 MM, COLOR:GREENYEL. | 3.8 | TEM | 1 | LP | 0.014 | 50
8WH25040CG07 | PE TERMINAL WITH SPRING CONNECTION, COMPACT DESIGN, 4 CONNECT. POINTS SECTION: 0.08 4 MM2, WIDTH: 6.2 MM, COLOR:GREENYEL. | 4.1 | TEM | 1 | LP | 0.018 | 50
8WH25200AF00 | TWOTIER TERMINAL WITH SPRING CONNECTION, COMPACT DESIGN, SECTION: 0.08 2.5 MM2, WIDTH: 5.2 MM, COLOR: GRAY | 1.8 | TEM | 1 | LP | 0.013 | 50
8WH25200AF01 | TWOTIER TERMINAL WITH SPRING CONNECTION, COMPACT DESIGN, SECTION: 0.08 2.5 MM2, WIDTH: 5.2 MM, COLOR: BLUE | 1.8 | TEM | 1 | LP | 0.013 | 50
8WH25200AG00 | TWOTIER TERMINAL WITH SPRING CONNECTION, COMPACT DESIGN, SECTION: 0.08 4 MM2, WIDTH: 6.2 MM, COLOR: GRAY | 2.1 | TEM | 1 | LP | 0.018 | 50
8WH25200AG01 | TWOTIER TERMINAL WITH SPRING CONNECTION, COMPACT DESIGN, SECTION: 0.08 4 MM2, WIDTH: 6.2 MM, COLOR: BLUE | 2.1 | TEM | 1 | LP | 0.017 | 50
8WH25200CF07 | TWOTIER PE TERMINAL WITH SPRING CONNECTION, COMPACT DESIGN, SECTION: 0.08 2.5 MM2, WIDTH: 5.2 MM, COLOR:GREENYEL. | 5.3 | TEM | 1 | LP | 0.017 | 50
8WH25200CG07 | TWOTIER PE TERMINAL WITH SPRING CONNECTION, COMPACT DESIGN, SECTION: 0.08 4 MM2, WIDTH: 6.2 MM, COLOR:GREENYEL. | 6.8 | TEM | 1 | LP | 0.022 | 50
8WH30000AE00 | FEEDTHROUGH TERMINAL WITH QUICK CONNECTION, SECTION: 0.25 1.5 MM2, WIDTH: 5.2 MM, COLOR: GRAY | 0.8 | TEM | 1 | LP | 0.009 | 50
8WH30000AE01 | FEEDTHROUGH TERMINAL WITH QUICK CONNECTION, SECTION: 0.25 1.5 MM2, WIDTH: 5.2 MM, COLOR: BLUE | 0.8 | TEM | 1 | LP | 0.008 | 50
8WH30000AE00 | FEEDTHROUGH TERMINAL WITH QUICK CONNECTION, SECTION: 0.25 1.5 MM2, WIDTH: 5.2 MM, COLOR: GRAY | 0.8 | TEM | 1 | LP | 0.009 | 50
8WH30000AE01 | FEEDTHROUGH TERMINAL WITH QUICK CONNECTION, SECTION: 0.25 1.5 MM2, WIDTH: 5.2 MM, COLOR: BLUE | 0.8 | TEM | 1 | LP | 0.008 | 50
8WH81101AA05 | EMPTY LABELS SIZE ZB4 | 4.2 | TEM | 100 | LP | 0.001 | 100
8WH81102AA05 | EMPTY LABELS SIZE ZB5 | 4.2 | TEM | 100 | LP | 0.001 | 100
8WH81103AA05 | EMPTY LABELS SIZE ZB6 | 4.2 | TEM | 100 | LP | 0.001 | 100
8WH81104AA05 | EMPTY LABELS SIZE ZB8 | 4.2 | TEM | 100 | LP | 0.001 | 100
8WH81105AA05 | EMPTY LABELS SIZE ZB10 | 4.2 | TEM | 100 | LP | 0.001 | 100
8WH81107AA05 | EMPTY LABELS SIZE ZB15 | 4.2 | TEM | 100 | LP | 0.001 | 100
8WH81111AA05 | EMPTY LABELS, FLAT SIZE ZBF4 | 3.8 | TEM | 100 | LP | 0.001 | 100
8WH81112AA05 | EMPTY LABELS, FLAT SIZE ZBF5 | 3.8 | TEM | 100 | LP | 0.001 | 100
8WH81113AA05 | EMPTY LABELS, FLAT SIZE ZBF6 | 3.8 | TEM | 100 | LP | 0.001 | 100
8WH81114AA05 | EMPTY LABELS, FLAT SIZE ZBF8 | 3.8 | TEM | 100 | LP | 0.001 | 100
8WH81115AA05 | EMPTY LABELS, FLAT SIZE ZBF10 | 3.8 | TEM | 100 | LP | 0.001 | 100
8WH81117AA05 | EMPTY LABELS, FLAT SIZE ZBF15 | 3.8 | TEM | 100 | LP | 0.001 | 100
8WH81131AA05 | EMPTY SIZE FLAT 4, 5, 6, 8 AND 10 DIVISIONS LABEL FOR PLOTTER | 10.6 | TEM | 100 | LP | 0.001 | 2000
8WH81136AA05 | EMPTY SIZE FLAT 15 DIVISIONS LABELS FOR PLOTTER | 10.6 | TEM | 100 | LP | 0.001 | 1080
8WH81201AB05 | LABELS, LONGIT. 1 10 SIZE ZB4 | 5.4 | TEM | 100 | LP | 0.001 | 100
8WH81201AB15 | LABELS, LONGIT. 11 20 SIZE ZB4 | 5.4 | TEM | 100 | LP | 0.001 | 100
8WH81201AB25 | LABELS, LONGIT. 21 30 SIZE ZB4 | 5.4 | TEM | 100 | LP | 0.001 | 100
8WH81201AB35 | LABELS, LONGIT. 31 40 SIZE ZB4 | 5.4 | TEM | 100 | LP | 0.001 | 100
8WH81201AB45 | LABELS, LONGIT. 41 50 SIZE ZB4 | 5.4 | TEM | 100 | LP | 0.001 | 100
8WH81201AB55 | LABELS, LONGIT. 51 60 SIZE ZB4 | 5.4 | TEM | 100 | LP | 0.001 | 100
8WH81201AB65 | LABELS, LONGIT. 61 70 SIZE ZB4 | 5.4 | TEM | 100 | LP | 0.001 | 100
8WH81201AB75 | LABELS, LONGIT. 71 80 SIZE ZB4 | 5.4 | TEM | 100 | LP | 0.001 | 100
8WH81201AB85 | LABELS, LONGIT. 81 90 SIZE ZB4 | 5.4 | TEM | 100 | LP | 0.001 | 100
8WH81201AC05 | LABELS, LONGIT. 91 100 SIZE ZB4 | 5.4 | TEM | 100 | LP | 0.001 | 100
8WH81201XA05 | LABELS, LONGIT. SPECIAL LABELLING ZB4 | 13.4 | TEM | 100 | LP | 0.001 | 100
8WH81202AA15 | LABELS L1,L2,L3,PE,N SIZE ZB5 | 5.4 | TEM | 100 | LP | 0.001 | 100
8WH81202AB05 | LABELS, LONGIT. 1 10 SIZE ZB5 | 5.4 | TEM | 100 | LP | 0.001 | 100
8WH81202AB15 | LABELS, LONGIT. 11 20 SIZE ZB5 | 5.4 | TEM | 100 | LP | 0.001 | 100
8WH81202AB25 | LABELS, LONGIT. 21 30 SIZE ZB5 | 5.4 | TEM | 100 | LP | 0.001 | 100
8WH81202AB35 | LABELS, LONGIT. 31 40 SIZE ZB5 | 5.4 | TEM | 100 | LP | 0.001 | 100
8WH81202AB45 | LABELS, LONGIT. 41 50 SIZE ZB5 | 5.4 | TEM | 100 | LP | 0.001 | 100
8WH81202AB55 | LABELS, LONGIT. 51 60 SIZE ZB5 | 5.4 | TEM | 100 | LP | 0.001 | 100
8WH81202AB65 | LABELS, LONGIT. 61 70 SIZE ZB5 | 5.4 | TEM | 100 | LP | 0.001 | 100
8WH81202AB75 | LABELS, LONGIT. 71 80 SIZE ZB5 | 5.4 | TEM | 100 | LP | 0.001 | 100
8WH81202AB85 | LABELS, LONGIT. 81 90 SIZE ZB5 | 5.4 | TEM | 100 | LP | 0.001 | 100
8WH81202AC05 | LABELS, LONGIT. 91 100 SIZE ZB5 | 5.4 | TEM | 100 | LP | 0.001 | 100
8WH81202XA05 | LABELS, LONGIT. SPECIAL LABELLING ZB5 | 13.4 | TEM | 100 | LP | 0.001 | 100
8WH81203AA15 | LABELS L1,L2,L3,PE,N SIZE ZB6 | 5.4 | TEM | 100 | LP | 0.001 | 100
8WH81203AA25 | LABELS U,V,W,N, SIZE ZB6 | 5.4 | TEM | 100 | LP | 0.001 | 100
8WH81203AB05 | LABELS, LONGIT. 1 10 SIZE ZB6 | 5.4 | TEM | 100 | LP | 0.001 | 100
8WH81203AB15 | LABELS, LONGIT. 11 20 SIZE ZB6 | 5.4 | TEM | 100 | LP | 0.001 | 100
8WH81203AB25 | LABELS, LONGIT. 21 30 SIZE ZB6 | 5.4 | TEM | 100 | LP | 0.001 | 100
8WH81203AB35 | LABELS, LONGIT. 31 40 SIZE ZB6 | 5.4 | TEM | 100 | LP | 0.001 | 100
8WH81203AB45 | LABELS, LONGIT. 41 50 SIZE ZB6 | 5.4 | TEM | 100 | LP | 0.001 | 100
8WH81203AB55 | LABELS, LONGIT. 51 60 SIZE ZB6 | 5.4 | TEM | 100 | LP | 0.001 | 100
8WH81203AB65 | LABELS, LONGIT. 61 70 SIZE ZB6 | 5.4 | TEM | 100 | LP | 0.001 | 100
8WH81203AB75 | LABELS, LONGIT. 71 80 SIZE ZB6 | 5.4 | TEM | 100 | LP | 0.001 | 100
8WH81203AB85 | LABELS, LONGIT. 81 90 SIZE ZB6 | 5.4 | TEM | 100 | LP | 0.001 | 100
8WH81203AC05 | LABELS, LONGIT. 91 100 SIZE ZB6 | 5.4 | TEM | 100 | LP | 0.001 | 100
8WH81203XA05 | LABELS, LONGIT. SPECIAL LABELLING ZB6 | 13.4 | TEM | 100 | LP | 0.001 | 100
8WH81204AA15 | LABELS L1,L2,L3,PE,N SIZE ZB8 | 5.4 | TEM | 100 | LP | 0.001 | 100
8WH81204AB05 | LABELS, LONGIT. 1 10 SIZE ZB8 | 5.4 | TEM | 100 | LP | 0.001 | 100
8WH81204AB15 | LABELS, LONGIT. 11 20 SIZE ZB8 | 5.4 | TEM | 100 | LP | 0.001 | 100
8WH81204AB25 | LABELS, LONGIT. 21 30 SIZE ZB8 | 5.4 | TEM | 100 | LP | 0.001 | 100
8WH81204AB35 | LABELS, LONGIT. 31 40 SIZE ZB8 | 5.4 | TEM | 100 | LP | 0.001 | 100
8WH81204AB45 | LABELS, LONGIT. 41 50 SIZE ZB8 | 5.4 | TEM | 100 | LP | 0.001 | 100
8WH81204AB55 | LABELS, LONGIT. 51 60 SIZE ZB8 | 5.4 | TEM | 100 | LP | 0.002 | 100
8WH81204AB65 | LABELS, LONGIT. 61 70 SIZE ZB8 | 5.4 | TEM | 100 | LP | 0.001 | 100
8WH81204AB75 | LABELS, LONGIT. 71 80 SIZE ZB8 | 5.4 | TEM | 100 | LP | 0.001 | 100
8WH81204AB85 | LABELS, LONGIT. 81 90 SIZE ZB8 | 5.4 | TEM | 100 | LP | 0.002 | 100
8WH81204AC05 | LABELS, LONGIT. 91 100 SIZE ZB8 | 5.4 | TEM | 100 | LP | 0.001 | 100
8WH81204XA05 | LABELS, LONGIT. SPECIAL LABELLING ZB8 | 13.4 | TEM | 100 | LP | 0.001 | 100
8WH81205AA15 | LABELS L1,L2,L3,PE,N SIZE ZB10 | 5.4 | TEM | 100 | LP | 0.001 | 100
8WH81205AA25 | LABELS U,V,W,N, SIZE ZB10 | 5.4 | TEM | 100 | LP | 0.001 | 100
8WH81205AB05 | LABELS, LONGIT. 1 10 SIZE ZB10 | 5.4 | TEM | 100 | LP | 0.001 | 100
8WH81205AB15 | LABELS, LONGIT. 11 20 SIZE ZB10 | 5.4 | TEM | 100 | LP | 0.001 | 100
8WH81205AB25 | LABELS, LONGIT. 21 30 SIZE ZB10 | 5.4 | TEM | 100 | LP | 0.001 | 100
8WH81205AB35 | LABELS, LONGIT. 31 40 SIZE ZB10 | 5.4 | TEM | 100 | LP | 0.001 | 100
8WH81205XA05 | LABELS, LONGIT. SPECIAL LABELLING ZB10 | 13.4 | TEM | 100 | LP | 0.001 | 100
8WH81207AA15 | LABELS L1,L2,L3,PE,N SIZE 15 | 5.4 | TEM | 100 | LP | 0.001 | 50
8WH81207XA05 | LABELS, LONGIT. SPECIAL LABELLING ZB15 | 13.4 | TEM | 100 | LP | 0.001 | 100
8WH81211AB05 | LABELS, FLAT, LONGIT. 1 10 SIZE ZBF4 | 5.1 | TEM | 100 | LP | 0.001 | 100
8WH81211AB15 | LABELS, FLAT, LONGIT. 11 20 SIZE ZBF4 | 5.1 | TEM | 100 | LP | 0.001 | 100
8WH81211AB25 | LABELS, FLAT, LONGIT. 21 30 SIZE ZBF4 | 5.1 | TEM | 100 | LP | 0.001 | 100
8WH81211AB35 | LABELS, FLAT, LONGIT. 31 40 SIZE ZBF4 | 5.1 | TEM | 100 | LP | 0.001 | 100
8WH81211AB45 | LABELS, FLAT, LONGIT. 41 50 SIZE ZBF4 | 5.1 | TEM | 100 | LP | 0.001 | 100
8WH81211AB55 | LABELS, FLAT, LONGIT. 51 60 SIZE ZBF4 | 5.1 | TEM | 100 | LP | 0.001 | 100
8WH81211AB65 | LABELS, FLAT, LONGIT. 61 70 SIZE ZBF4 | 5.1 | TEM | 100 | LP | 0.001 | 100
8WH81211AB75 | LABELS, FLAT, LONGIT. 71 80 SIZE ZBF4 | 5.1 | TEM | 100 | LP | 0.001 | 100
8WH81211AB85 | LABELS, FLAT, LONGIT. 81 90 SIZE ZBF4 | 5.1 | TEM | 100 | LP | 0.001 | 100
8WH81211AC05 | LABELS, FLAT, LONGIT. 91 100 SIZE ZBF4 | 5.1 | TEM | 100 | LP | 0.001 | 100
8WH81211XA05 | LABELS, LONGIT. SPECIAL LABELLING ZBF4 | 13 | TEM | 100 | LP | 0.001 | 100
8WH81212AB05 | LABELS, FLAT, LONGIT. 110 SIZE ZBF5 | 5.1 | TEM | 100 | LP | 0.001 | 100
8WH81212AB15 | LABELS, FLAT, LONGIT. 11 20 SIZE ZBF5 | 5.1 | TEM | 100 | LP | 0.001 | 100
8WH81212AB25 | LABELS, FLAT, LONGIT. 21 30 SIZE ZBF5 | 5.1 | TEM | 100 | LP | 0.001 | 100
8WH81212AB35 | LABELS, FLAT, LONGIT. 31 40 SIZE ZBF5 | 5.1 | TEM | 100 | LP | 0.001 | 100
8WH81212AB45 | LABELS, FLAT, LONGIT. 41 50 SIZE ZBF5 | 5.1 | TEM | 100 | LP | 0.001 | 100
8WH81212AB55 | LABELS, FLAT, LONGIT. 51 60 SIZE ZBF5 | 5.1 | TEM | 100 | LP | 0.001 | 100
8WH81212AB65 | LABELS, FLAT, LONGIT. 61 70 SIZE ZBF5 | 5.1 | TEM | 100 | LP | 0.001 | 100
8WH81212AB75 | LABELS, FLAT, LONGIT. 71 80 SIZE ZBF5 | 5.1 | TEM | 100 | LP | 0.001 | 100
8WH81212AB85 | LABELS, FLAT, LONGIT. 81 90 SIZE ZBF5 | 5.1 | TEM | 100 | LP | 0.001 | 100
8WH81212AC05 | LABELS, FLAT, LONGIT. 91 100 SIZE ZBF5 | 5.1 | TEM | 100 | LP | 0.001 | 100
8WH81212XA05 | LABELS, LONGIT. SPECIAL LABELLING ZBF5 | 13 | TEM | 100 | LP | 0.001 | 100
8WH81213AB05 | LABELS, FLAT, LONGIT. 1 10 SIZE ZBF6 | 5.1 | TEM | 100 | LP | 0.001 | 100
8WH81213AB15 | LABELS, FLAT, LONGIT. 11 20 SIZE ZBF6 | 5.1 | TEM | 100 | LP | 0.001 | 100
8WH81213AB25 | LABELS, FLAT, LONGIT. 21 30 SIZE ZBF6 | 5.1 | TEM | 100 | LP | 0.001 | 100
8WH81213AB35 | LABELS, FLAT, LONGIT. 31 40 SIZE ZBF6 | 5.1 | TEM | 100 | LP | 0.001 | 100
8WH81213AB45 | LABELS, FLAT, LONGIT. 41 50 SIZE ZBF6 | 5.1 | TEM | 100 | LP | 0.001 | 100
8WH81213AB55 | LABELS, FLAT, LONGIT. 51 60 SIZE ZBF6 | 5.1 | TEM | 100 | LP | 0.001 | 100
8WH81213AB65 | LABELS, FLAT, LONGIT. 61 70 SIZE ZBF6 | 5.1 | TEM | 100 | LP | 0.001 | 100
8WH81213AB75 | LABELS, FLAT, LONGIT. 71 80 SIZE ZBF6 | 5.1 | TEM | 100 | LP | 0.001 | 100
8WH81213AB85 | LABELS, FLAT, LONGIT. 81 90 SIZE ZBF6 | 5.1 | TEM | 100 | LP | 0.001 | 100
8WH81213AC05 | LABELS, FLAT, LONGIT. 91 100 SIZE ZBF6 | 5.1 | TEM | 100 | LP | 0.001 | 100
8WH81213XA05 | LABELS,FLAT, LONGIT, SPECIAL LABELLING ZBF6 | 13 | TEM | 100 | LP | 0.001 | 100
8WH81214AB05 | LABELS, FLAT, LONGIT. 1 10 SIZE ZBF8 | 5.1 | TEM | 100 | LP | 0.001 | 100
8WH81214AB15 | LABELS, FLAT, LONGIT. 11 20 SIZE ZBF8 | 5.1 | TEM | 100 | LP | 0.001 | 100
8WH81214AB25 | LABELS, FLAT, LONGIT. 21 30 SIZE ZBF8 | 5.1 | TEM | 100 | LP | 0.001 | 100
8WH81214XA05 | LABELS, FLAT, LONGIT, SPECIAL LABELLING ZBF8 | 13 | TEM | 100 | LP | 0.001 | 100
8WH81215AB05 | LABELS, FLAT, LONGIT. 1 10 SIZE ZBF10 | 5.1 | TEM | 100 | LP | 0.001 | 100
8WH81215AB15 | LABELS, FLAT, LONGIT. 11 20 SIZE ZBF10 | 5.1 | TEM | 100 | LP | 0.001 | 100
8WH81215AB25 | LABELS, FLAT, LONGIT. 21 30 SIZE ZBF10 | 5.1 | TEM | 100 | LP | 0.001 | 100
8WH81215XA05 | LABELS, FLAT, LONGIT, SPECIAL LABELLING ZBF10 | 13 | TEM | 100 | LP | 0.001 | 100
8WH81401AB05 | LABELS, TRANSV. 1 10 SIZE ZB4 | 5.4 | TEM | 100 | LP | 0.001 | 100
8WH81401AB15 | LABELS, TRANSV. 11 20 SIZE ZB4 | 5.4 | TEM | 100 | LP | 0.001 | 100
8WH81401AB25 | LABELS, TRANSV. 21 30 SIZE ZB4 | 5.4 | TEM | 100 | LP | 0.001 | 100
8WH81401AB35 | LABELS, TRANSV. 31 40 SIZE ZB4 | 5.4 | TEM | 100 | LP | 0.001 | 100
8WH81401XA05 | LABELS, TRANSV. SPECIAL LABELLING ZB4 | 13.4 | TEM | 100 | LP | 0.001 | 100
8WH81402AB05 | LABELS, TRANSV. 1 10 SIZE ZB5 | 5.4 | TEM | 100 | LP | 0.001 | 100
8WH81402AB15 | LABELS, TRANSV. 11 20 SIZE ZB5 | 5.4 | TEM | 100 | LP | 0.001 | 100
8WH81402AB25 | LABELS, TRANSV. 21 30 SIZE ZB5 | 5.4 | TEM | 100 | LP | 0.001 | 100
8WH81402AB35 | LABELS, TRANSV. 31 40 SIZE ZB5 | 5.4 | TEM | 100 | LP | 0.001 | 100
8WH81402AB45 | LABELS, TRANSV. 41 50 SIZE ZB5 | 5.4 | TEM | 100 | LP | 0.001 | 100
8WH81402AB55 | LABELS, TRANSV. 51 60 SIZE ZB5 | 5.4 | TEM | 100 | LP | 0.001 | 100
8WH81402AB65 | LABELS, TRANSV. 61 70 SIZE ZB5 | 5.4 | TEM | 100 | LP | 0.001 | 100
8WH81402AB75 | LABELS, TRANSV. 71 80 SIZE ZB5 | 5.4 | TEM | 100 | LP | 0.001 | 100
8WH81402AB85 | LABELS, TRANSV. 81 90 SIZE ZB5 | 5.4 | TEM | 100 | LP | 0.001 | 100
8WH81402AC05 | LABELS, TRANSV. 91 100 SIZE ZB5 | 5.4 | TEM | 100 | LP | 0.001 | 100
8WH81402XA05 | LABELS HORIZ. SPECIAL INSCRIPTION ZBF5 | 13.4 | TEM | 100 | LP | 0.001 | 100
8WH81403AB05 | LABELS, TRANSV. 1 10 SIZE ZB6 | 5.4 | TEM | 100 | LP | 0.001 | 100
8WH81403AB15 | LABELS, TRANSV. 11 20 SIZE ZB6 | 5.4 | TEM | 100 | LP | 0.001 | 100
8WH81403AB25 | LABELS, TRANSV. 21 30 SIZE ZB6 | 5.4 | TEM | 100 | LP | 0.001 | 100
8WH81403AB35 | LABELS, TRANSV. 31 40 SIZE ZB6 | 5.4 | TEM | 100 | LP | 0.001 | 100
8WH81403AB45 | LABELS, TRANSV. 41 50 SIZE ZB6 | 5.4 | TEM | 100 | LP | 0.001 | 100
8WH81403AB55 | LABELS, TRANSV. 51 60 SIZE ZB6 | 5.4 | TEM | 100 | LP | 0.001 | 100
8WH81403AB65 | LABELS, TRANSV. 61 70 SIZE ZB6 | 5.4 | TEM | 100 | LP | 0.001 | 100
8WH81403AB75 | LABELS, TRANSV. 71 80 SIZE ZB6 | 5.4 | TEM | 100 | LP | 0.001 | 100
8WH81403AB85 | LABELS, TRANSV. 81 90 SIZE ZB6 | 5.4 | TEM | 100 | LP | 0.001 | 100
8WH81403AC05 | LABELS, TRANSV. 91 100 SIZE ZB6 | 5.4 | TEM | 100 | LP | 0.001 | 100
8WH81403XA05 | LABELS, TRANSV. SPECIAL LABELLING ZB6 | 13.4 | TEM | 100 | LP | 0.001 | 100
8WH81404AB05 | LABELS, TRANSV. 1 10 SIZE ZB8 | 5.4 | TEM | 100 | LP | 0.002 | 100
8WH81404AB15 | LABELS, TRANSV. 11 20 SIZE ZB8 | 5.4 | TEM | 100 | LP | 0.001 | 100
8WH81404AB25 | LABELS, TRANSV. 21 30 SIZE ZB8 | 5.4 | TEM | 100 | LP | 0.001 | 100
8WH81404XA05 | LABELS, TRANSV. SPECIAL LABELLING ZB8 | 13.4 | TEM | 100 | LP | 0.001 | 100
8WH81405AB05 | LABELS, TRANSV. 1 10 SIZE ZB10 | 5.4 | TEM | 100 | LP | 0.001 | 100
8WH81405AB15 | LABELS, TRANSV. 11 20 SIZE ZB10 | 5.4 | TEM | 100 | LP | 0.001 | 100
8WH81405AB25 | LABELS, TRANSV. 21 30 SIZE ZB10 | 5.4 | TEM | 100 | LP | 0.001 | 100
8WH81405AB35 | LABELS, TRANSV. 31 40 SIZE ZB10 | 5.4 | TEM | 100 | LP | 0.001 | 100
8WH81405XA05 | LABELS, TRANSV. SPECIAL LABELLING ZB10 | 13.4 | TEM | 100 | LP | 0.001 | 100
8WH81407XA05 | LABELS, TRANSV. SPECIAL LABELLING ZB15 | 13.4 | TEM | 100 | LP | 0.001 | 100
8WH81411AB05 | LABELS, FLAT, TRANSV. 1 10 SIZE ZBF4 | 5.1 | TEM | 100 | LP | 0.001 | 100
8WH81411AB15 | LABELS, FLAT, TRANSV. 11 20 SIZE ZBF4 | 5.1 | TEM | 100 | LP | 0.001 | 100
8WH81411AB25 | LABELS, FLAT, TRANSV. 21 30 SIZE ZBF4 | 5.1 | TEM | 100 | LP | 0.001 | 100
8WH81411AB35 | LABELS, FLAT, TRANSV. 31 40 SIZE ZBF4 | 5.1 | TEM | 100 | LP | 0.001 | 100
8WH81411AB45 | LABELS, FLAT, TRANSV. 41 50 SIZE ZBF4 | 5.1 | TEM | 100 | LP | 0.001 | 100
8WH81411AB55 | LABELS, FLAT, TRANSV. 51 60 SIZE ZBF4 | 5.1 | TEM | 100 | LP | 0.001 | 100
8WH81411AB65 | LABELS, FLAT, TRANSV. 61 70 SIZE ZBF4 | 5.1 | TEM | 100 | LP | 0.001 | 100
8WH81411AB75 | LABELS, FLAT, TRANSV. 71 80 SIZE ZBF4 | 5.1 | TEM | 100 | LP | 0.001 | 100
8WH81411AB85 | LABELS, FLAT, TRANSV. 81 90 SIZE ZBF4 | 5.1 | TEM | 100 | LP | 0.001 | 100
8WH81411AC05 | LABELS, FLAT, TRANSV. 91 100 SIZE ZBF4 | 5.1 | TEM | 100 | LP | 0.001 | 100
8WH81411XA05 | LABELS, TRANSV. SPECIAL LABELLING ZBF4 | 13 | TEM | 100 | LP | 0.001 | 100
8WH81412AB05 | LABELS, FLAT, TRANSV. 1 10 SIZE ZBF5 | 5.1 | TEM | 100 | LP | 0.001 | 100
8WH81412AB15 | LABELS, FLAT, TRANSV. 11 20 SIZE ZBF5 | 5.1 | TEM | 100 | LP | 0.001 | 100
8WH81412AB25 | LABELS, FLAT, TRANSV. 21 30 SIZE ZBF5 | 5.1 | TEM | 100 | LP | 0.001 | 100
8WH81412AB35 | LABELS, FLAT, TRANSV. 31 40 SIZE ZBF5 | 5.1 | TEM | 100 | LP | 0.001 | 100
8WH81412AB45 | LABELS, FLAT, TRANSV. 41 50 SIZE ZBF5 | 5.1 | TEM | 100 | LP | 0.001 | 100
8WH81412AB55 | LABELS, FLAT, TRANSV. 51 60 SIZE ZBF5 | 5.1 | TEM | 100 | LP | 0.001 | 100
8WH81412AB65 | LABELS, FLAT, TRANSV. 61 70 SIZE ZBF5 | 5.1 | TEM | 100 | LP | 0.001 | 100
8WH81412AB75 | LABELS, FLAT, TRANSV. 71 80 SIZE ZBF5 | 5.1 | TEM | 100 | LP | 0.001 | 100
8WH81412AB85 | LABELS, FLAT, TRANSV. 81 90 SIZE ZBF5 | 5.1 | TEM | 100 | LP | 0.001 | 100
8WH81412AC05 | LABELS, FLAT, TRANSV. 91 100 SIZE ZBF5 | 5.1 | TEM | 100 | LP | 0.001 | 100