8WH81412XA05 | LABELS, TRANSV. SPECIAL LABELLING ZBF5 | 13 | TEM | 100 | LP | 0.001 | 100
8WH81413AB05 | LABELS, FLAT, TRANSV. 1 10 SIZE ZBF6 | 5.1 | TEM | 100 | LP | 0.001 | 100
8WH81413XA05 | LABELS, FLAT, TRANSV. SPECIAL LABELLING ZBF6 | 13 | TEM | 100 | LP | 0.001 | 100
8WH81414AB05 | LABELS, FLAT, TRANSV. 1 10 SIZE ZBF8 | 5.1 | TEM | 100 | LP | 0.001 | 100
8WH81414AB15 | LABELS, FLAT, TRANSV. 11 20 SIZE ZBF8 | 5.1 | TEM | 100 | LP | 0.001 | 100
8WH81414AB25 | LABELS, FLAT, TRANSV. 21 30 SIZE ZBF8 | 5.1 | TEM | 100 | LP | 0.001 | 100
8WH81414XA05 | LABELS, FLAT, TRANSV. SPECIAL LABELLING ZBF8 | 13 | TEM | 100 | LP | 0.001 | 100
8WH81415AB05 | LABELS, FLAT, TRANSV. 1 10 SIZE ZBF10 | 5.1 | TEM | 100 | LP | 0.001 | 100
8WH81415XA05 | LABELS, FLAT, TRANSV. SPECIAL LABELLING ZBF10 | 13 | TEM | 100 | LP | 0.001 | 100
8WH90000GA00 | COVER SEGMENT, FOR FT TERMINALS 2.5 MM2 WITH SPRING CONNECTION, COLOR: GRAY | 13.8 | TEM | 100 | LP | 0.002 | 10
8WH90001GA00 | COVER FOR FEEDTHROUGH TERM. WITH SPRING CONNECTION, SECTION: 2.5 MM2, WIDTH: 2.2 MM, COLOR: GRAY | 38.1 | TEM | 100 | LP | 0.002 | 50
8WH90001GD00 | COVER THREETIER TERMINALS | 50.8 | TEM | 100 | LP | 0.006 | 50
8WH90001GE00 | COVER FOR FOURTIER MOTOR TERMINAL 2.5MM3 GRAY | 55.1 | TEM | 100 | LP | 0.007 | 50
8WH90001JA00 | COVER, FOR COMPACT TERMINALS WITH SECTION: 2.5 MM2, WIDTH 2.2 MM, COLOR: GRAY | 38.1 | TEM | 100 | LP | 0.002 | 50
8WH90001KA00 | COVER, FOR COMPACT TWOTIER TERMINALS WITH SECTION 2.5 MM2 WIDTH 2.2 MM, COLOR: GRAY | 40.2 | TEM | 100 | LP | 0.003 | 50
8WH90001MA00 | COVER, FOR TWOTIER TERMINALS WITH PLUG CONNECTION, WIDTH: 2.2 MM, LENGTH: 71.5 MM,COLOR: GRAY | 51 | TEM | 100 | LP | 0.003 | 50
8WH90001PA00 | COVER CROSS SECTION 2,5 10,0 QMM COLOR GREY | 56.1 | TEM | 100 | LP | 0.003 | 50
8WH90001QA00 | COVER CTOSS SECTION 2,5 / 4,0 QMM COLOR GREY | 81.5 | TEM | 100 | LP | 0.005 | 100
8WH90001VA00 | COVER FOR FEEDTHROUGH TERM. WITH SPRING CONNECTION, SECTION: 2.5 MM2, WIDTH: 2.2 MM, COLOR: GRAY | 40.2 | TEM | 100 | LP | 0.003 | 50
8WH90002GA00 | COVER FOR FEEDTHROUGH TERM. WITH SPRING CONNECTION, 3 CONNECT. POINTS, SECTION: 2.5 MM2, WIDTH: 2.2 MM, COLOR: GRAY | 38.1 | TEM | 100 | LP | 0.003 | 50
8WH90002HA00 | COVER FOR FEEDTHROUGH TERM. WITH SCREW/SPRING CONNECTION 3 CONNECT. POINTS, SECTION: 2.5 MM2, WIDTH: 2.2 MM, COLOR: GRAY | 38.1 | TEM | 100 | LP | 0.002 | 50
8WH90002PA00 | COVER FOR DIODE TERMINAL 2,5 AND 4 QMM COLOR GREY | 53.8 | TEM | 100 | LP | 0.002 | 50
8WH90002VA00 | COVER FOR FEEDTHROUGH TERM. WITH SPRING CONNECTION, 3 CONNECT. POINTS, SECTION: 2.5 MM2, WIDTH: 2.2 MM, COLOR: GRAY | 54 | TEM | 100 | LP | 0.005 | 50
8WH90004GA00 | COVER FOR FEEDTHROUGH TERM. WITH SPRING CONNECTION, 4 CONNECT. POINTS, SECTION: 2.5 MM2, WIDTH: 2.2 MM, COLOR: GRAY | 38.1 | TEM | 100 | LP | 0.003 | 50
8WH90005GA00 | COVER FOR FEEDTHROUGH TERM. WITH SPRING CONNECTION, 4 CONNECT. POINTS, SECTION: 2.5 MM2, WIDTH: 2.2 MM, COLOR: GRAY | 40.2 | TEM | 100 | LP | 0.003 | 50
8WH90007LA00 | COVER FOR COUPLING 2.5 MM2 | 27.6 | TEM | 100 | LP | 0.002 | 50
8WH90030GA00 | COVER SEGMENT, FOR FT TERMINALS 4 MM2 WITH SPRING CONNECTION, COLOR: GRAY | 14.9 | TEM | 100 | LP | 0.001 | 10
8WH90031GA00 | COVER FOR FEEDTHROUGH TERM. WITH SPRING CONNECTION, SECTION: 4 MM2, WIDTH: 2.2 MM, COLOR: GRAY | 38.1 | TEM | 100 | LP | 0.003 | 50
8WH90031JA00 | COVER, FOR COMPACT TERMINALS WITH SECTION: 4 MM2, WIDTH 2.2 MM, COLOR: GRAY | 38.1 | TEM | 100 | LP | 0.002 | 50
8WH90031KA00 | COVER, FOR COMPACT TWOTIER TERMINALS WITH SECTION 4 MM2 WIDTH 2.2 MM, COLOR: GRAY | 40.2 | TEM | 100 | LP | 0.005 | 50
8WH90031VA00 | COVER FOR FEEDTHROUGH TERM. WITH SPRING CONNECTION SECTION: 4 MM2, WIDTH: 2.2 MM, COLOR: GRAY | 40.2 | TEM | 100 | LP | 0.004 | 50
8WH90032GA00 | COVER FOR FEEDTHROUGH TERM. WITH SPRING CONNECTION, 3 CONNECT. POINTS, SECTION: 4 MM2, | 38.1 | TEM | 100 | LP | 0.003 | 50
8WH90032HA00 | COVER FOR FEEDTHROUGH TERM. WITH SCREW/SPRING CONNECTION 4 CONNECT. POINTS, SECTION: 4 MM2, WIDTH: 2.2 MM, COLOR: GRAY | 40.2 | TEM | 100 | LP | 0.004 | 50
8WH90034GA00 | COVER FOR FEEDTHROUGH TERM. WITH SPRING CONNECTION, 4 CONNECT. POINTS, SECTION: 4 MM2, | 38.1 | TEM | 100 | LP | 0.003 | 50
8WH90041GA00 | COVER FOR FEEDTHROUGH TERM. WITH SPRING CONNECTION, SECTION: 6 MM2, WIDTH: 2.2 MM, COLOR: GRAY | 38.1 | TEM | 100 | LP | 0.004 | 50
8WH90041JA00 | COVER, FOR COMPACT TERMINALS WITH SECTION: 6 MM2, WIDTH 2.2 MM, COLOR: GRAY | 38.1 | TEM | 100 | LP | 0.004 | 50
8WH90042GA00 | COVER FOR FEEDTHROUGH TERM. WITH SPRING CONNECTION, 3 CONNECT. POINTS, SECTION: 6 MM2, WIDTH: 2.2 MM, COLOR: GRAY | 41.3 | TEM | 100 | LP | 0.005 | 50
8WH90042JA00 | COVER, FOR COMPACT TERMINALS WITH SECTION: 6 MM2, 3 CONNECT. POINTS, WIDTH 2.2 MM, COLOR: GRAY | 41.8 | TEM | 100 | LP | 0.004 | 50
8WH90051GA00 | COVER FOR FEEDTHROUGH TERM. WITH SPRING CONNECTION, SECTION: 10 MM2, WIDTH: 2.2 MM, COLOR: GRAY | 47.7 | TEM | 100 | LP | 0.005 | 50
8WH90061GA00 | COVERFOR FEEDTHROUGH TERM. WITH SPRING CONNECTION, SECTION: 16 MM2, WIDTH: 2.2 MM, COLOR: GRAY | 55 | TEM | 100 | LP | 0.005 | 50
8WH90100DB02 | MODULAR TEST PLUG, FOR INDIVIDUAL ASSEMBLING OF TEST PLUG CONNECTOR, FOR SPRING TERMINALS WITH 1.5 MM2, COLOR: RED | 4 | TEM | 1 | LP | 0.004 | 10
8WH90100EB02 | MODULAR TEST PLUG, FOR INDIVIDUAL ASSEMBLING OF TEST PLUG CONNECTOR, FOR SPRING TERMINALS WITH 2.5 MM2, COLOR: RED | 4.4 | TEM | 1 | LP | 0.004 | 10
8WH90100FB02 | MODULAR TEST PLUG, FOR INDIVIDUAL ASSEMBLING OF TEST PLUG CONNECTOR, FOR SPRING TERMINALS WITH 4 MM2, COLOR: RED | 4.4 | TEM | 1 | LP | 0.032 | 10
8WH90100JB00 | TEST ADAPTER FOR TEST PLUG AND SAFETY TEST PLUG WITH A DIAMETER OF 4 MM CONTACT IN JUMPER SLOT COLOR: GRAY | 5.1 | TEM | 1 | LP | 0.003 | 10
8WH90102AA02 | SPACER PLATE FOR TEST PLUG TO LEAVE OUT SOME TERMINALS WITH INDIVIDUAL PREASSEMBLED TEST PLUG, WIDTH: 4.2 MM, COLOR RED | 0.4 | TEM | 1 | LP | 0.001 | 10
8WH90102BA02 | SPACER PLATE FOR TEST PLUG TO LEAVE OUT SOME TERMINALS WITH INDIVIDUAL PREASSEMBLED TEST PLUG, WIDTH: 5.2 MM, COLOR RED | 0.4 | TEM | 1 | LP | 0.004 | 10
8WH90102CA02 | SPACER PLATE FOR TEST PLUG TO LEAVE OUT SOME TERMINALS WITH INDIVIDUAL PREASSEMBLED TEST PLUG, WIDTH: 6.2 MM, COLOR RED | 0.4 | TEM | 1 | LP | 0.001 | 10
8WH90200AC10 | REDUCING JUMPER, TO CONNECT SPRING CONNECTIONS 10 MM2 WITH SPRING TERMINALS 2.5 MM2 OR 4 MM2, SIEMENS COLOR | 1.3 | TEM | 1 | LP | 0.005 | 10
8WH90200BC10 | REDUCING JUMPER, TO CONNECT SPRING CONNECTIONS 16 MM2 WITH SPRING TERMINALS 2.5 MM2 OR 4 MM2, SIEMENS COLOR | 1.6 | TEM | 1 | LP | 0.006 | 10
8WH90200CC10 | REDUCING JUMPER, TO CONNECT SPRING CONNECTIONS 2.5MM2 OR 4 MM2, WITH SPRING TERMINALS 1.5 MM2 OR DIRECT PLUG TERM. 1.5 MM2, SIEMENS COLOR | 0.5 | TEM | 1 | LP | 0.002 | 10
8WH90200DC10 | REDUCING JUMPER, TO CONNECT SPRING CONNECTIONS 35MM2 WITH 16MM2, SIEMENS COLOR | 1.9 | TEM | 1 | LP | 0.013 | 10
8WH90200EC10 | REDUCING JUMPER, TO CONNECT SPRING CONNECTIONS 35 MM2 WITH SPRING TERMINALS 2.5 MM2 OR 4 MM2, SIEMENS COLOR | 1.8 | TEM | 1 | LP | 0.008 | 10
8WH90200FC10 | REDUCING JUMPER, TO CONNECT SPRING CONNECTIONS 6 MM2 WITH SPRING TERMINALS 2.5 MM2 OR 4 MM2, SIEMENS COLOR | 0.5 | TEM | 1 | LP | 0.004 | 10
8WH90206AC10 | PLUGIN JUMPER 4 DIVISIONS, AS TRANSVERSE JUMPER IN TERM. MIDDLE, 2POLE, COLOR: SIEMENS COLOR | 0.3 | TEM | 1 | LP | 0.002 | 50
8WH90206AD10 | PLUGIN JUMPER 4 DIVISIONS, AS TRANSVERSE JUMPER IN TERM. MIDDLE, 3POLE, COLOR: SIEMENS COLOR | 0.6 | TEM | 1 | LP | 0.002 | 50
8WH90206AE10 | PLUGIN JUMPER 4 DIVISIONS, AS TRANSVERSE JUMPER IN TERM. MIDDLE, 4POLE, COLOR: SIEMENS COLOR | 1 | TEM | 1 | LP | 0.002 | 50
8WH90206AF10 | PLUGIN JUMPER 4 DIVISIONS, AS TRANSVERSE JUMPER IN TERM. MIDDLE, 5POLE, COLOR: SIEMENS COLOR | 1.3 | TEM | 1 | LP | 0.004 | 50
8WH90206AL10 | PLUGIN JUMPER 4 DIVISIONS, AS TRANSVERSE JUMPER IN TERM. MIDDLE, 10POLE, COLOR: SIEMENS COLOR | 2.7 | TEM | 1 | LP | 0.007 | 10
8WH90206AS10 | PLUGIN JUMPER 4 DIVISIONS, AS TRANSVERSE JUMPER IN TERM. MIDDLE, 20POLE, COLOR: SIEMENS COLOR | 5.5 | TEM | 1 | LP | 0.013 | 10
8WH90206BC10 | PLUGIN JUMPER 5 DIVISIONS, AS TRANSVERSE JUMPER IN TERM. MIDDLE, 2POLE, COLOR: SIEMENS COLOR | 0.3 | TEM | 1 | LP | 0.002 | 50
8WH90206BD10 | PLUGIN JUMPER 5 DIVISIONS, AS TRANSVERSE JUMPER IN TERM. MIDDLE, 3POLE, COLOR: SIEMENS COLOR | 0.5 | TEM | 1 | LP | 0.003 | 50
8WH90206BE10 | PLUGIN JUMPER 5 DIVISIONS, AS TRANSVERSE JUMPER IN TERM. MIDDLE, 4POLE, COLOR: SIEMENS COLOR | 0.8 | TEM | 1 | LP | 0.004 | 50
8WH90206BF10 | PLUGIN JUMPER 5 DIVISIONS, AS TRANSVERSE JUMPER IN TERM. MIDDLE, 5POLE, COLOR: SIEMENS COLOR | 1.1 | TEM | 1 | LP | 0.005 | 50
8WH90206BL10 | PLUGIN JUMPER 5 DIVISIONS, AS TRANSVERSE JUMPER IN TERM. MIDDLE, 10POLE, COLOR: SIEMENS COLOR | 2.4 | TEM | 1 | LP | 0.009 | 10
8WH90206BS10 | PLUGIN JUMPER 5 DIVISIONS, AS TRANSVERSE JUMPER IN TERM. MIDDLE, 20POLE, COLOR: SIEMENS COLOR | 5.1 | TEM | 1 | LP | 0.018 | 10
8WH90206BT10 | PLUGIN JUMPER 5 DIVISIONS, AS TRANSVERSE JUMPER IN TERM. MIDDLE, 50POLE, COLOR: SIEMENS COLOR | 12.9 | TEM | 1 | LP | 0.047 | 10
8WH90206CC10 | PLUGIN JUMPER 6 DIVISIONS, AS TRANSVERSE JUMPER IN TERM. MIDDLE, 2POLE, COLOR: SIEMENS COLOR | 0.3 | TEM | 1 | LP | 0.002 | 50
8WH90206CD10 | PLUGIN JUMPER 6 DIVISIONS, AS TRANSVERSE JUMPER IN TERM. MIDDLE, 3POLE, COLOR: SIEMENS COLOR | 0.6 | TEM | 1 | LP | 0.003 | 50
8WH90206CE10 | PLUGIN JUMPER 6 DIVISIONS, AS TRANSVERSE JUMPER IN TERM. MIDDLE, 4POLE, COLOR: SIEMENS COLOR | 1 | TEM | 1 | LP | 0.004 | 50
8WH90206CF10 | PLUGIN JUMPER 6 DIVISIONS, AS TRANSVERSE JUMPER IN TERM. MIDDLE, 5POLE, COLOR: SIEMENS COLOR | 1.3 | TEM | 1 | LP | 0.005 | 50
8WH90206CL10 | PLUGIN JUMPER 6 DIVISIONS, AS TRANSVERSE JUMPER IN TERM. MIDDLE, 10POLE, COLOR: SIEMENS COLOR | 2.7 | TEM | 1 | LP | 0.01 | 10
8WH90206CS10 | PLUGIN JUMPER 6 DIVISIONS, AS TRANSVERSE JUMPER IN TERM. MIDDLE, 20POLE, COLOR: SIEMENS COLOR | 5.5 | TEM | 1 | LP | 0.02 | 10
8WH90206CT10 | PLUGIN JUMPER 6 DIVISIONS, AS TRANSVERSE JUMPER IN TERM. MIDDLE, 50POLE, COLOR: SIEMENS COLOR | 13.2 | TEM | 1 | LP | 0.055 | 10
8WH90206DC10 | PLUGIN JUMPER 8 DIVISIONS, AS TRANSVERSE JUMPER IN TERM. MIDDLE, 2POLE, COLOR: SIEMENS COLOR | 0.4 | TEM | 1 | LP | 0.004 | 10
8WH90206DD10 | PLUGIN JUMPER 8 DIVISIONS, AS TRANSVERSE JUMPER IN TERM. MIDDLE, 3POLE, COLOR: SIEMENS COLOR | 0.9 | TEM | 1 | LP | 0.006 | 10
8WH90206DE10 | PLUGIN JUMPER 8 DIVISIONS, AS TRANSVERSE JUMPER IN TERM. MIDDLE, 4POLE, COLOR: SIEMENS COLOR | 1.3 | TEM | 1 | LP | 0.008 | 10
8WH90206DF10 | PLUGIN JUMPER 8 DIVISIONS, AS TRANSVERSE JUMPER IN TERM. MIDDLE, 5POLE, COLOR: SIEMENS COLOR | 1.6 | TEM | 1 | LP | 0.011 | 10
8WH90206DL10 | PLUGIN JUMPER 8 DIVISIONS, AS TRANSVERSE JUMPER IN TERM. MIDDLE, 10POLE, COLOR: SIEMENS COLOR | 3.4 | TEM | 1 | LP | 0.02 | 10
8WH90206EC10 | JUMPER PLUG 10DIVISION TO CROSS JUMPER IN THE TERMINAL MIDDLE, 2POLE, COLOR: SIEMENS COLOR | 0.8 | TEM | 1 | LP | 0.008 | 10
8WH90206FC10 | PLUGIN JUMPER 12 DIVISIONS, AS TRANSVERSE JUMPER IN TERM. MIDDLE, 2POLE, COLOR: SIEMENS COLOR | 1.1 | TEM | 1 | LP | 0.011 | 10
8WH90206GC10 | PLUGIN JUMPER 16 DIVISIONS, AS TRANSVERSE JUMPER IN TERM. MIDDLE, 2POLE, COLOR: SIEMENS COLOR | 1.2 | TEM | 1 | LP | 0.02 | 10
8WH90206HC00 | FIXED JUMPER TO SCREW 2POLE FOR 50MM2 | 3.6 | TEM | 1 | LP | 0.031 | 10
8WH90208AB00 | THROUGHTYPE CONNECTOR, ISOL., COLOR: GRAY | 0.7 | TEM | 1 | LP | 0.001 | 50
8WH90400BB00 | COMPONENT PLUG, CAN BE USED IN ALL SPRING BASIC ISOL. TERMINALS QUICK CONNECTION 1.5 2.5 MM2 AND COMPACT DESIGN 2.5 4 MM2, COLOR: GRAY | 2.5 | TEM | 1 | LP | 0.004 | 10
8WH90400DB04 | ISOLATING PLUG, CAN BE USED IN ALL BASIC ISOL. TERMINALS WITH SPRING CONNECTION 2.5 4 MM2, STANDARD AND COMPACT DESIGN, COLOR: ORANGE | 0.7 | TEM | 1 | LP | 0.008 | 50
8WH90401AB00 | PLUGIN COUPLING LEFT ELEMENT CAN BE SELFPREASSEMBLED, WITH SPRING CONNECTION SECTION: 0.082.5 MM2, WIDTH:5.2 MM, COLOR: GRAY | 1.1 | TEM | 1 | LP | 0.003 | 50
8WH90401BB00 | PLUGIN COUPLING MIDDLE ELEMENT CAN BE SELFPREASSEMBLED, WITH SPRING CONNECTION SECTION: 0.082.5 MM2, WIDTH:5.2 MM, COLOR: GRAY | 1.1 | TEM | 1 | LP | 0.004 | 50
8WH90401CB00 | PLUGIN COUPLING RIGHT ELEMENT CAN BE SELFPREASSEMBLED, WITH SPRING CONNECTION SECTION: 0.082.5 MM2, WIDTH:5.2 MM, COLOR: GRAY | 1.1 | TEM | 1 | LP | 0.004 | 50
8WH90401KB00 | PLUGIN COUPLING LEFT ELEMENT CAN BE SELFPREASSEMBLED, WITH SPRING CONNECTION SECTION: 0.084 MM2, WIDTH:6.2 MM, COLOR: GRAY | 1.8 | TEM | 1 | LP | 0.004 | 50
8WH90401LB00 | PLUGIN COUPLING MIDDLE ELEMENT CAN BE SELFPREASSEMBLED, WITH SPRING CONNECTION SECTION: 0.084 MM2, WIDTH:6.2 MM, COLOR: GRAY | 1.8 | TEM | 1 | LP | 0.004 | 50
8WH90401MB00 | PLUGIN COUPLING RIGHT ELEMENT CAN BE SELFPREASSEMBLED, WITH SPRING CONNECTION SECTION: 0.084 MM2, WIDTH:6.2 MM, COLOR: GRAY | 1.8 | TEM | 1 | LP | 0.005 | 50
8WH90403DB08 | FUSED PLUG CAN BE USED IN ALL BASIC ISOL. TERMINALS WITH SPRING CONNECTION 2.5 4 MM2, STANDARD AND COMPACT DESIGN, COLOR: BLACK | 1.9 | TEM | 1 | LP | 0.004 | 10
8WH90500LB00 | PLUGIN COUPLING CAN BE SELFPREASSEMBLED, WITH SPRING CONNECTION SECTION: 0.082.5 MM2, WIDTH:5.2 MM, COLOR: GRAY | 0.9 | TEM | 1 | LP | 0.003 | 50
8WH90502AA04 | LATCHING WITHOUT STRAIN RELIEF FOR ALL CONNECTORS | 46.4 | TEM | 100 | LP | 0.001 | 50
8WH90604AA00 | ADAPTER FOR SIEMENS LABEL 5MMX7MM | 3.8 | TEM | 100 | LP | 0.001 | 100
8WH90604BA00 | CARRIER THREETIER TERMINALS | 62.7 | TEM | 100 | LP | 0.001 | 100
8WH90605AA06 | WARNING COVER FOR OPERATION SHAFTS WITH SPRING CONNECTION WIDTH: 5,2MM COLOR: YELLOW | 17.6 | TEM | 100 | LP | 0.001 | 50
8WH90615AA06 | WARNING COVER FOR OPERATION SHAFTS WITH TENSION SPRING CONNECTION WIDTH: 4,2MM COLOR: YELLOW | 17.6 | TEM | 100 | LP | 0.001 | 50
8WH90635AA06 | WARNING COVER FOR OPERATION SHAFTS WITH TENSION SPRING CONNECTION WIDTH: 6,2MM COLOR: YELLOW | 19.4 | TEM | 100 | LP | 0.001 | 50
8WH90645AA06 | WARNING COVER FOR OPERATION SHAFTS WITH TENSION SPRING CONNECTION WIDTH: 8,2MM COLOR: YELLOW | 19.4 | TEM | 100 | LP | 0.001 | 10
8WH90655AA06 | WARNING COVER FOR OPERATION SHAFTS 10MM2 WIDTH: 10MM COLOR: YELLOW | 42.2 | TEM | 100 | LP | 0.002 | 25
8WH90665AA06 | WARNING COVER FOR OPERATION SHAFTS 16MM2 WIDTH:16MM COLOR: YELLOW | 47.6 | TEM | 100 | LP | 0.003 | 25
8WH90675AA06 | WARNING COVER FOR OPERATION SHAFTS 35MM2 WIDTH: 35MM COLOR: YELLOW | 55.3 | TEM | 100 | LP | 0.007 | 10
8WH90700AA00 | COMPARTMENT PARTITION FOR OPTICAL AND ELECTRICAL ISOL. FROM TERMINAL GROUPS, WITH SECTIONS UP TO 4 MM2, WIDTH: 2 MM, COLOR: GRAY | 31.8 | TEM | 100 | LP | 0.003 | 50
8WH90700BA00 | COMPARTMENT PARTITION FOR OPTICAL AND ELECTRICAL ISOL. FROM TERMINAL GROUPS, TWOTIER WITH SECTIONS UP TO 4 MM2 WIDTH: 2 MM, COLOR: GRAY | 47.7 | TEM | 100 | LP | 0.008 | 50
8WH90700DA00 | COMPARTMENT PARTITION FOR OPTICAL AND ELECTRICAL ISOL. FROM TERMINAL GROUPS, WITH SECTIONS UP TO 6 MM2, WIDTH: 2 MM, COLOR: GRAY | 47.7 | TEM | 100 | LP | 0.007 | 50
8WH90700GA00 | COMPARTMENT PARTITION FOR OPTICAL AND ELECTRICAL ISOL. FROM TERMINAL GROUPS, WITH SECTIONS UP TO 4 MM2, 3 CONNECT. POINTS, WIDTH: 2 MM, COLOR: GRAY | 38.1 | TEM | 100 | LP | 0.004 | 50
8WH90700HA00 | COMPARTMENT PARTITION FOR OPTICAL AND ELECTRICAL ISOL. FROM TERMINAL GROUPS, WITH SECTIONS UP TO 4 MM2, 4 CONNECT. POINTS, WIDTH: 2 MM, COLOR: GRAY | 47.7 | TEM | 100 | LP | 0.005 | 50
8WH90700KA00 | COMPARTMENT PARTITION, FOR OPTICAL AND ELECTRICAL ISOL. FROM TERMINAL GROUPS, FOR TERMINALS WITH 3 CONNECT. POINTS, WIDTH: 2 MM, COLOR: GRAY | 38.1 | TEM | 100 | LP | 0.016 | 50
8WH90700VA00 | PARTITION, FOR 2550MM2 WITHOUT DIVISION LOST BETWEEN THE TERMINAL MOUNTING, WIDTH 180 MM, COLOR: GRAY | 3.8 | TEM | 1 | LP | 0.018 | 10
8WH90706BA00 | COMPARTMENT PARTIRIONS FOR CROSS SECTION 4,0 QMM WIDTH 2MM SEPARATION VISUAL AND ELECTRICAL | 63.4 | TEM | 100 | LP | 0.005 | 50
8WH90706FA00 | COMPARTMENT PARTIRIONS TO CROSS SECTION 4,0 QMM WIDTH 2MM SEPARATION VISUAL AND ELECTRICAL | 91.3 | TEM | 100 | LP | 0.007 | 50
8WH90761PA00 | COVER FOR TERMINALS SROSS SECTION 16 QMM COLOR GREY | 68.3 | TEM | 100 | LP | 0.004 | 50
8WH91300LA00 | TERMINAL ELEMENT, FOR SHIELD CONNECTION ON BUSBARS, DIAMETER 3 8 MM | 4.3 | TEM | 1 | LP | 0.016 | 10
8WH91300MA00 | TERMINAL ELEMENT, FOR SHIELD CONNECTION ON BUSBARS, DIAMETER 3 14 MM | 4.7 | TEM | 1 | LP | 0.021 | 10
8WH91300NA00 | TERMINAL ELEMENT, FOR SHIELD CONNECTION ON BUSBARS, DIAMETER 3 20 MM | 5.5 | TEM | 1 | LP | 0.029 | 10
8WH91300PA00 | TERMINAL ELEMENT, FOR SHIELD CONNECTION ON BUSBARS, DIAMETER 20 35 MM | 8.1 | TEM | 1 | LP | 0.064 | 10
8WH91400BA00 | SUPPORT REST, TO MOUNT ON TOPHAT RAIL, FOR 10X3 MM BUSBARS | 3.3 | TEM | 1 | LP | 0.014 | 10
8WH91400CA00 | SUPPORT REST, TO MOUNT ON TOPHAT RAIL, FOR 10X3 MM BUSBARS, DISTANCE 65 MM | 3.6 | TEM | 1 | LP | 0.019 | 10
8WH91400DA00 | SUPPORT REST OF INSUL. MATERIAL WITH RETAINING SCREW, ALTERN. CAN BE USED FOR OR 6 X 6 MM, COLOR: GRAY | 2 | TEM | 1 | LP | 0.01 | 10
8WH91500CA00 | QUICKASSEMBLY END HOLDER, CAN BE EQUIP. WITH LABELS 5/6 WIDTH: 5.15 MM, COLOR: GRAY | 0.5 | TEM | 1 | LP | 0.006 | 50
8WH91501CA00 | TERMINAL STRIP MARKER FOR 8WH91500CA00, INSCRIPTIONS LABELS S.10 | 0.4 | TEM | 1 | LP | 0.001 | 100
8WH92000AA00 | SCREWDRIVER SIZE: 0.4 X 2.5 MM | 8.4 | TEM | 1 | LP | 0.038 | 10
8WH92000AB00 | SCREWDRIVER SIZE: 0.6 X 3.5 MM | 9.5 | TEM | 1 | LP | 0.048 | 10
8WH92000AC00 | SCREWDRIVER SIZE: 0.8 X 4.0 MM | 10.6 | TEM | 1 | LP | 0.053 | 10
8WH92000AD00 | SCREWDRIVER SIZE: 1.0 X 5.5 MM | 19.1 | TEM | 1 | LP | 0.085 | 10
8WH81102AA05 | EMPTY LABELS SIZE ZB5 | 4.2 | TEM | 100 | LP | 0.001 | 100
8WH81103AA05 | EMPTY LABELS SIZE ZB6 | 4.2 | TEM | 100 | LP | 0.001 | 100
8WH81113AA05 | EMPTY LABELS, FLAT SIZE ZBF6 | 3.8 | TEM | 100 | LP | 0.001 | 100
8WH81202AB05 | LABELS, LONGIT. 1 10 SIZE ZB5 | 5.4 | TEM | 100 | LP | 0.001 | 100
8WH81202AB15 | LABELS, LONGIT. 11 20 SIZE ZB5 | 5.4 | TEM | 100 | LP | 0.001 | 100
8WH81202AB25 | LABELS, LONGIT. 21 30 SIZE ZB5 | 5.4 | TEM | 100 | LP | 0.001 | 100
8WH81202AB35 | LABELS, LONGIT. 31 40 SIZE ZB5 | 5.4 | TEM | 100 | LP | 0.001 | 100
8WH81202AB45 | LABELS, LONGIT. 41 50 SIZE ZB5 | 5.4 | TEM | 100 | LP | 0.001 | 100
8WH81202AB55 | LABELS, LONGIT. 51 60 SIZE ZB5 | 5.4 | TEM | 100 | LP | 0.001 | 100
8WH81202AB65 | LABELS, LONGIT. 61 70 SIZE ZB5 | 5.4 | TEM | 100 | LP | 0.001 | 100
8WH81202AB75 | LABELS, LONGIT. 71 80 SIZE ZB5 | 5.4 | TEM | 100 | LP | 0.001 | 100
8WH81202AB85 | LABELS, LONGIT. 81 90 SIZE ZB5 | 5.4 | TEM | 100 | LP | 0.001 | 100
8WH81202AC05 | LABELS, LONGIT. 91 100 SIZE ZB5 | 5.4 | TEM | 100 | LP | 0.001 | 100
8WH81203AB05 | LABELS, LONGIT. 1 10 SIZE ZB6 | 5.4 | TEM | 100 | LP | 0.001 | 100
8WH81203AB15 | LABELS, LONGIT. 11 20 SIZE ZB6 | 5.4 | TEM | 100 | LP | 0.001 | 100
8WH81203AB25 | LABELS, LONGIT. 21 30 SIZE ZB6 | 5.4 | TEM | 100 | LP | 0.001 | 100
8WH81203AB35 | LABELS, LONGIT. 31 40 SIZE ZB6 | 5.4 | TEM | 100 | LP | 0.001 | 100
8WH81203AB45 | LABELS, LONGIT. 41 50 SIZE ZB6 | 5.4 | TEM | 100 | LP | 0.001 | 100
8WH81203AB55 | LABELS, LONGIT. 51 60 SIZE ZB6 | 5.4 | TEM | 100 | LP | 0.001 | 100
8WH81203AB65 | LABELS, LONGIT. 61 70 SIZE ZB6 | 5.4 | TEM | 100 | LP | 0.001 | 100
8WH81203AB75 | LABELS, LONGIT. 71 80 SIZE ZB6 | 5.4 | TEM | 100 | LP | 0.001 | 100
8WH81203AB85 | LABELS, LONGIT. 81 90 SIZE ZB6 | 5.4 | TEM | 100 | LP | 0.001 | 100
8WH81203AC05 | LABELS, LONGIT. 91 100 SIZE ZB6 | 5.4 | TEM | 100 | LP | 0.001 | 100
8WH81203XA05 | LABELS, LONGIT. SPECIAL LABELLING ZB6 | 13.4 | TEM | 100 | LP | 0.001 | 100
8WH90001PA00 | COVER CROSS SECTION 2,5 10,0 QMM COLOR GREY | 56.1 | TEM | 100 | LP | 0.003 | 50
8WH90001QA00 | COVER CTOSS SECTION 2,5 / 4,0 QMM COLOR GREY | 81.5 | TEM | 100 | LP | 0.005 | 100
8WH90206BC10 | PLUGIN JUMPER 5 DIVISIONS, AS TRANSVERSE JUMPER IN TERM. MIDDLE, 2POLE, COLOR: SIEMENS COLOR | 0.3 | TEM | 1 | LP | 0.002 | 50
8WH90206BE10 | PLUGIN JUMPER 5 DIVISIONS, AS TRANSVERSE JUMPER IN TERM. MIDDLE, 4POLE, COLOR: SIEMENS COLOR | 0.8 | TEM | 1 | LP | 0.004 | 50
8WH90206BF10 | PLUGIN JUMPER 5 DIVISIONS, AS TRANSVERSE JUMPER IN TERM. MIDDLE, 5POLE, COLOR: SIEMENS COLOR | 1.1 | TEM | 1 | LP | 0.005 | 50
8WH90206BL10 | PLUGIN JUMPER 5 DIVISIONS, AS TRANSVERSE JUMPER IN TERM. MIDDLE, 10POLE, COLOR: SIEMENS COLOR | 2.4 | TEM | 1 | LP | 0.009 | 10
8WH90206CE10 | PLUGIN JUMPER 6 DIVISIONS, AS TRANSVERSE JUMPER IN TERM. MIDDLE, 4POLE, COLOR: SIEMENS COLOR | 1 | TEM | 1 | LP | 0.004 | 50
8WH90206CL10 | PLUGIN JUMPER 6 DIVISIONS, AS TRANSVERSE JUMPER IN TERM. MIDDLE, 10POLE, COLOR: SIEMENS COLOR | 2.7 | TEM | 1 | LP | 0.01 | 10
8WH90206CS10 | PLUGIN JUMPER 6 DIVISIONS, AS TRANSVERSE JUMPER IN TERM. MIDDLE, 20POLE, COLOR: SIEMENS COLOR | 5.5 | TEM | 1 | LP | 0.02 | 10
8WH90206CT10 | PLUGIN JUMPER 6 DIVISIONS, AS TRANSVERSE JUMPER IN TERM. MIDDLE, 50POLE, COLOR: SIEMENS COLOR | 13.2 | TEM | 1 | LP | 0.055 | 10
8WH90700AA00 | COMPARTMENT PARTITION FOR OPTICAL AND ELECTRICAL ISOL. FROM TERMINAL GROUPS, WITH SECTIONS UP TO 4 MM2, WIDTH: 2 MM, COLOR: GRAY | 31.8 | TEM | 100 | LP | 0.003 | 50
8WH90706BA00 | COMPARTMENT PARTIRIONS FOR CROSS SECTION 4,0 QMM WIDTH 2MM SEPARATION VISUAL AND ELECTRICAL | 63.4 | TEM | 100 | LP | 0.005 | 50
8WH90706FA00 | COMPARTMENT PARTIRIONS TO CROSS SECTION 4,0 QMM WIDTH 2MM SEPARATION VISUAL AND ELECTRICAL | 91.3 | TEM | 100 | LP | 0.007 | 50
8WH91500CA00 | QUICKASSEMBLY END HOLDER, CAN BE EQUIP. WITH LABELS 5/6 WIDTH: 5.15 MM, COLOR: GRAY | 0.5 | TEM | 1 | LP | 0.006 | 50
8WH91501CA00 | TERMINAL STRIP MARKER FOR 8WH91500CA00, INSCRIPTIONS LABELS S.10 | 0.4 | TEM | 1 | LP | 0.001 | 100
8WH81101AA05 | EMPTY LABELS SIZE ZB4 | 4.2 | TEM | 100 | LP | 0.001 | 100
8WH81102AA05 | EMPTY LABELS SIZE ZB5 | 4.2 | TEM | 100 | LP | 0.001 | 100
8WH81103AA05 | EMPTY LABELS SIZE ZB6 | 4.2 | TEM | 100 | LP | 0.001 | 100
8WH81104AA05 | EMPTY LABELS SIZE ZB8 | 4.2 | TEM | 100 | LP | 0.001 | 100
8WH81105AA05 | EMPTY LABELS SIZE ZB10 | 4.2 | TEM | 100 | LP | 0.001 | 100
8WH81107AA05 | EMPTY LABELS SIZE ZB15 | 4.2 | TEM | 100 | LP | 0.001 | 100
8WH81111AA05 | EMPTY LABELS, FLAT SIZE ZBF4 | 3.8 | TEM | 100 | LP | 0.001 | 100
8WH81112AA05 | EMPTY LABELS, FLAT SIZE ZBF5 | 3.8 | TEM | 100 | LP | 0.001 | 100
8WH81113AA05 | EMPTY LABELS, FLAT SIZE ZBF6 | 3.8 | TEM | 100 | LP | 0.001 | 100
8WH81114AA05 | EMPTY LABELS, FLAT SIZE ZBF8 | 3.8 | TEM | 100 | LP | 0.001 | 100
8WH81115AA05 | EMPTY LABELS, FLAT SIZE ZBF10 | 3.8 | TEM | 100 | LP | 0.001 | 100
8WH81117AA05 | EMPTY LABELS, FLAT SIZE ZBF15 | 3.8 | TEM | 100 | LP | 0.001 | 100
8WH81131AA05 | EMPTY SIZE FLAT 4, 5, 6, 8 AND 10 DIVISIONS LABEL FOR PLOTTER | 10.6 | TEM | 100 | LP | 0.001 | 2000
8WH81136AA05 | EMPTY SIZE FLAT 15 DIVISIONS LABELS FOR PLOTTER | 10.6 | TEM | 100 | LP | 0.001 | 1080
8WH81201AB05 | LABELS, LONGIT. 1 10 SIZE ZB4 | 5.4 | TEM | 100 | LP | 0.001 | 100
8WH81201AB15 | LABELS, LONGIT. 11 20 SIZE ZB4 | 5.4 | TEM | 100 | LP | 0.001 | 100
8WH81201AB25 | LABELS, LONGIT. 21 30 SIZE ZB4 | 5.4 | TEM | 100 | LP | 0.001 | 100
8WH81201AB35 | LABELS, LONGIT. 31 40 SIZE ZB4 | 5.4 | TEM | 100 | LP | 0.001 | 100
8WH81201AB45 | LABELS, LONGIT. 41 50 SIZE ZB4 | 5.4 | TEM | 100 | LP | 0.001 | 100
8WH81201AB55 | LABELS, LONGIT. 51 60 SIZE ZB4 | 5.4 | TEM | 100 | LP | 0.001 | 100
8WH81201AB65 | LABELS, LONGIT. 61 70 SIZE ZB4 | 5.4 | TEM | 100 | LP | 0.001 | 100
8WH81201AB75 | LABELS, LONGIT. 71 80 SIZE ZB4 | 5.4 | TEM | 100 | LP | 0.001 | 100
8WH81201AB85 | LABELS, LONGIT. 81 90 SIZE ZB4 | 5.4 | TEM | 100 | LP | 0.001 | 100
8WH81201AC05 | LABELS, LONGIT. 91 100 SIZE ZB4 | 5.4 | TEM | 100 | LP | 0.001 | 100
8WH81201XA05 | LABELS, LONGIT. SPECIAL LABELLING ZB4 | 13.4 | TEM | 100 | LP | 0.001 | 100
8WH81202AA15 | LABELS L1,L2,L3,PE,N SIZE ZB5 | 5.4 | TEM | 100 | LP | 0.001 | 100
8WH81202AB05 | LABELS, LONGIT. 1 10 SIZE ZB5 | 5.4 | TEM | 100 | LP | 0.001 | 100
8WH81202AB15 | LABELS, LONGIT. 11 20 SIZE ZB5 | 5.4 | TEM | 100 | LP | 0.001 | 100
8WH81202AB25 | LABELS, LONGIT. 21 30 SIZE ZB5 | 5.4 | TEM | 100 | LP | 0.001 | 100
8WH81202AB35 | LABELS, LONGIT. 31 40 SIZE ZB5 | 5.4 | TEM | 100 | LP | 0.001 | 100
8WH81202AB45 | LABELS, LONGIT. 41 50 SIZE ZB5 | 5.4 | TEM | 100 | LP | 0.001 | 100
8WH81202AB55 | LABELS, LONGIT. 51 60 SIZE ZB5 | 5.4 | TEM | 100 | LP | 0.001 | 100
8WH81202AB65 | LABELS, LONGIT. 61 70 SIZE ZB5 | 5.4 | TEM | 100 | LP | 0.001 | 100
8WH81202AB75 | LABELS, LONGIT. 71 80 SIZE ZB5 | 5.4 | TEM | 100 | LP | 0.001 | 100
8WH81202AB85 | LABELS, LONGIT. 81 90 SIZE ZB5 | 5.4 | TEM | 100 | LP | 0.001 | 100
8WH81202AC05 | LABELS, LONGIT. 91 100 SIZE ZB5 | 5.4 | TEM | 100 | LP | 0.001 | 100
8WH81202XA05 | LABELS, LONGIT. SPECIAL LABELLING ZB5 | 13.4 | TEM | 100 | LP | 0.001 | 100
8WH81203AA15 | LABELS L1,L2,L3,PE,N SIZE ZB6 | 5.4 | TEM | 100 | LP | 0.001 | 100
8WH81203AA25 | LABELS U,V,W,N, SIZE ZB6 | 5.4 | TEM | 100 | LP | 0.001 | 100
8WH81203AB05 | LABELS, LONGIT. 1 10 SIZE ZB6 | 5.4 | TEM | 100 | LP | 0.001 | 100
8WH81203AB15 | LABELS, LONGIT. 11 20 SIZE ZB6 | 5.4 | TEM | 100 | LP | 0.001 | 100
8WH81203AB25 | LABELS, LONGIT. 21 30 SIZE ZB6 | 5.4 | TEM | 100 | LP | 0.001 | 100
8WH81203AB35 | LABELS, LONGIT. 31 40 SIZE ZB6 | 5.4 | TEM | 100 | LP | 0.001 | 100
8WH81203AB45 | LABELS, LONGIT. 41 50 SIZE ZB6 | 5.4 | TEM | 100 | LP | 0.001 | 100
8WH81203AB55 | LABELS, LONGIT. 51 60 SIZE ZB6 | 5.4 | TEM | 100 | LP | 0.001 | 100
8WH81203AB65 | LABELS, LONGIT. 61 70 SIZE ZB6 | 5.4 | TEM | 100 | LP | 0.001 | 100
8WH81203AB75 | LABELS, LONGIT. 71 80 SIZE ZB6 | 5.4 | TEM | 100 | LP | 0.001 | 100
8WH81203AB85 | LABELS, LONGIT. 81 90 SIZE ZB6 | 5.4 | TEM | 100 | LP | 0.001 | 100
8WH81203AC05 | LABELS, LONGIT. 91 100 SIZE ZB6 | 5.4 | TEM | 100 | LP | 0.001 | 100
8WH81203XA05 | LABELS, LONGIT. SPECIAL LABELLING ZB6 | 13.4 | TEM | 100 | LP | 0.001 | 100
8WH81204AA15 | LABELS L1,L2,L3,PE,N SIZE ZB8 | 5.4 | TEM | 100 | LP | 0.001 | 100
8WH81204AB05 | LABELS, LONGIT. 1 10 SIZE ZB8 | 5.4 | TEM | 100 | LP | 0.001 | 100
8WH81204AB15 | LABELS, LONGIT. 11 20 SIZE ZB8 | 5.4 | TEM | 100 | LP | 0.001 | 100
8WH81204AB25 | LABELS, LONGIT. 21 30 SIZE ZB8 | 5.4 | TEM | 100 | LP | 0.001 | 100
8WH81204AB35 | LABELS, LONGIT. 31 40 SIZE ZB8 | 5.4 | TEM | 100 | LP | 0.001 | 100
8WH81204AB45 | LABELS, LONGIT. 41 50 SIZE ZB8 | 5.4 | TEM | 100 | LP | 0.001 | 100
8WH81204AB55 | LABELS, LONGIT. 51 60 SIZE ZB8 | 5.4 | TEM | 100 | LP | 0.002 | 100
8WH81204AB65 | LABELS, LONGIT. 61 70 SIZE ZB8 | 5.4 | TEM | 100 | LP | 0.001 | 100
8WH81204AB75 | LABELS, LONGIT. 71 80 SIZE ZB8 | 5.4 | TEM | 100 | LP | 0.001 | 100
8WH81204AB85 | LABELS, LONGIT. 81 90 SIZE ZB8 | 5.4 | TEM | 100 | LP | 0.002 | 100
8WH81204AC05 | LABELS, LONGIT. 91 100 SIZE ZB8 | 5.4 | TEM | 100 | LP | 0.001 | 100
8WH81204XA05 | LABELS, LONGIT. SPECIAL LABELLING ZB8 | 13.4 | TEM | 100 | LP | 0.001 | 100
8WH81205AA15 | LABELS L1,L2,L3,PE,N SIZE ZB10 | 5.4 | TEM | 100 | LP | 0.001 | 100
8WH81205AA25 | LABELS U,V,W,N, SIZE ZB10 | 5.4 | TEM | 100 | LP | 0.001 | 100
8WH81205AB05 | LABELS, LONGIT. 1 10 SIZE ZB10 | 5.4 | TEM | 100 | LP | 0.001 | 100
8WH81205AB15 | LABELS, LONGIT. 11 20 SIZE ZB10 | 5.4 | TEM | 100 | LP | 0.001 | 100
8WH81205AB25 | LABELS, LONGIT. 21 30 SIZE ZB10 | 5.4 | TEM | 100 | LP | 0.001 | 100
8WH81205AB35 | LABELS, LONGIT. 31 40 SIZE ZB10 | 5.4 | TEM | 100 | LP | 0.001 | 100
8WH81205XA05 | LABELS, LONGIT. SPECIAL LABELLING ZB10 | 13.4 | TEM | 100 | LP | 0.001 | 100
8WH81207AA15 | LABELS L1,L2,L3,PE,N SIZE 15 | 5.4 | TEM | 100 | LP | 0.001 | 50
8WH81207XA05 | LABELS, LONGIT. SPECIAL LABELLING ZB15 | 13.4 | TEM | 100 | LP | 0.001 | 100
8WH81211AB05 | LABELS, FLAT, LONGIT. 1 10 SIZE ZBF4 | 5.1 | TEM | 100 | LP | 0.001 | 100
8WH81211AB15 | LABELS, FLAT, LONGIT. 11 20 SIZE ZBF4 | 5.1 | TEM | 100 | LP | 0.001 | 100
8WH81211AB25 | LABELS, FLAT, LONGIT. 21 30 SIZE ZBF4 | 5.1 | TEM | 100 | LP | 0.001 | 100
8WH81211AB35 | LABELS, FLAT, LONGIT. 31 40 SIZE ZBF4 | 5.1 | TEM | 100 | LP | 0.001 | 100
8WH81211AB45 | LABELS, FLAT, LONGIT. 41 50 SIZE ZBF4 | 5.1 | TEM | 100 | LP | 0.001 | 100
8WH81211AB55 | LABELS, FLAT, LONGIT. 51 60 SIZE ZBF4 | 5.1 | TEM | 100 | LP | 0.001 | 100
8WH81211AB65 | LABELS, FLAT, LONGIT. 61 70 SIZE ZBF4 | 5.1 | TEM | 100 | LP | 0.001 | 100
8WH81211AB75 | LABELS, FLAT, LONGIT. 71 80 SIZE ZBF4 | 5.1 | TEM | 100 | LP | 0.001 | 100
8WH81211AB85 | LABELS, FLAT, LONGIT. 81 90 SIZE ZBF4 | 5.1 | TEM | 100 | LP | 0.001 | 100
8WH81211AC05 | LABELS, FLAT, LONGIT. 91 100 SIZE ZBF4 | 5.1 | TEM | 100 | LP | 0.001 | 100
8WH81211XA05 | LABELS, LONGIT. SPECIAL LABELLING ZBF4 | 13 | TEM | 100 | LP | 0.001 | 100
8WH81212AB05 | LABELS, FLAT, LONGIT. 110 SIZE ZBF5 | 5.1 | TEM | 100 | LP | 0.001 | 100
8WH81212AB15 | LABELS, FLAT, LONGIT. 11 20 SIZE ZBF5 | 5.1 | TEM | 100 | LP | 0.001 | 100
8WH81212AB25 | LABELS, FLAT, LONGIT. 21 30 SIZE ZBF5 | 5.1 | TEM | 100 | LP | 0.001 | 100
8WH81212AB35 | LABELS, FLAT, LONGIT. 31 40 SIZE ZBF5 | 5.1 | TEM | 100 | LP | 0.001 | 100
8WH81212AB45 | LABELS, FLAT, LONGIT. 41 50 SIZE ZBF5 | 5.1 | TEM | 100 | LP | 0.001 | 100
8WH81212AB55 | LABELS, FLAT, LONGIT. 51 60 SIZE ZBF5 | 5.1 | TEM | 100 | LP | 0.001 | 100
8WH81212AB65 | LABELS, FLAT, LONGIT. 61 70 SIZE ZBF5 | 5.1 | TEM | 100 | LP | 0.001 | 100
8WH81212AB75 | LABELS, FLAT, LONGIT. 71 80 SIZE ZBF5 | 5.1 | TEM | 100 | LP | 0.001 | 100
8WH81212AB85 | LABELS, FLAT, LONGIT. 81 90 SIZE ZBF5 | 5.1 | TEM | 100 | LP | 0.001 | 100
8WH81212AC05 | LABELS, FLAT, LONGIT. 91 100 SIZE ZBF5 | 5.1 | TEM | 100 | LP | 0.001 | 100
8WH81212XA05 | LABELS, LONGIT. SPECIAL LABELLING ZBF5 | 13 | TEM | 100 | LP | 0.001 | 100
8WH81213AB05 | LABELS, FLAT, LONGIT. 1 10 SIZE ZBF6 | 5.1 | TEM | 100 | LP | 0.001 | 100
8WH81213AB15 | LABELS, FLAT, LONGIT. 11 20 SIZE ZBF6 | 5.1 | TEM | 100 | LP | 0.001 | 100
8WH81213AB25 | LABELS, FLAT, LONGIT. 21 30 SIZE ZBF6 | 5.1 | TEM | 100 | LP | 0.001 | 100
8WH81213AB35 | LABELS, FLAT, LONGIT. 31 40 SIZE ZBF6 | 5.1 | TEM | 100 | LP | 0.001 | 100
8WH81213AB45 | LABELS, FLAT, LONGIT. 41 50 SIZE ZBF6 | 5.1 | TEM | 100 | LP | 0.001 | 100
8WH81213AB55 | LABELS, FLAT, LONGIT. 51 60 SIZE ZBF6 | 5.1 | TEM | 100 | LP | 0.001 | 100
8WH81213AB65 | LABELS, FLAT, LONGIT. 61 70 SIZE ZBF6 | 5.1 | TEM | 100 | LP | 0.001 | 100
8WH81213AB75 | LABELS, FLAT, LONGIT. 71 80 SIZE ZBF6 | 5.1 | TEM | 100 | LP | 0.001 | 100
8WH81213AB85 | LABELS, FLAT, LONGIT. 81 90 SIZE ZBF6 | 5.1 | TEM | 100 | LP | 0.001 | 100
8WH81213AC05 | LABELS, FLAT, LONGIT. 91 100 SIZE ZBF6 | 5.1 | TEM | 100 | LP | 0.001 | 100
8WH81213XA05 | LABELS,FLAT, LONGIT, SPECIAL LABELLING ZBF6 | 13 | TEM | 100 | LP | 0.001 | 100
8WH81214AB05 | LABELS, FLAT, LONGIT. 1 10 SIZE ZBF8 | 5.1 | TEM | 100 | LP | 0.001 | 100
8WH81214AB15 | LABELS, FLAT, LONGIT. 11 20 SIZE ZBF8 | 5.1 | TEM | 100 | LP | 0.001 | 100
8WH81214AB25 | LABELS, FLAT, LONGIT. 21 30 SIZE ZBF8 | 5.1 | TEM | 100 | LP | 0.001 | 100
8WH81214XA05 | LABELS, FLAT, LONGIT, SPECIAL LABELLING ZBF8 | 13 | TEM | 100 | LP | 0.001 | 100
8WH81215AB05 | LABELS, FLAT, LONGIT. 1 10 SIZE ZBF10 | 5.1 | TEM | 100 | LP | 0.001 | 100
8WH81215AB15 | LABELS, FLAT, LONGIT. 11 20 SIZE ZBF10 | 5.1 | TEM | 100 | LP | 0.001 | 100
8WH81215AB25 | LABELS, FLAT, LONGIT. 21 30 SIZE ZBF10 | 5.1 | TEM | 100 | LP | 0.001 | 100
8WH81215XA05 | LABELS, FLAT, LONGIT, SPECIAL LABELLING ZBF10 | 13 | TEM | 100 | LP | 0.001 | 100
8WH81401AB05 | LABELS, TRANSV. 1 10 SIZE ZB4 | 5.4 | TEM | 100 | LP | 0.001 | 100
8WH81401AB15 | LABELS, TRANSV. 11 20 SIZE ZB4 | 5.4 | TEM | 100 | LP | 0.001 | 100
8WH81401AB25 | LABELS, TRANSV. 21 30 SIZE ZB4 | 5.4 | TEM | 100 | LP | 0.001 | 100
8WH81401AB35 | LABELS, TRANSV. 31 40 SIZE ZB4 | 5.4 | TEM | 100 | LP | 0.001 | 100
8WH81401XA05 | LABELS, TRANSV. SPECIAL LABELLING ZB4 | 13.4 | TEM | 100 | LP | 0.001 | 100
8WH81402AB05 | LABELS, TRANSV. 1 10 SIZE ZB5 | 5.4 | TEM | 100 | LP | 0.001 | 100
8WH81402AB15 | LABELS, TRANSV. 11 20 SIZE ZB5 | 5.4 | TEM | 100 | LP | 0.001 | 100
8WH81402AB25 | LABELS, TRANSV. 21 30 SIZE ZB5 | 5.4 | TEM | 100 | LP | 0.001 | 100
8WH81402AB35 | LABELS, TRANSV. 31 40 SIZE ZB5 | 5.4 | TEM | 100 | LP | 0.001 | 100
8WH81402AB45 | LABELS, TRANSV. 41 50 SIZE ZB5 | 5.4 | TEM | 100 | LP | 0.001 | 100
8WH81402AB55 | LABELS, TRANSV. 51 60 SIZE ZB5 | 5.4 | TEM | 100 | LP | 0.001 | 100
8WH81402AB65 | LABELS, TRANSV. 61 70 SIZE ZB5 | 5.4 | TEM | 100 | LP | 0.001 | 100
8WH81402AB75 | LABELS, TRANSV. 71 80 SIZE ZB5 | 5.4 | TEM | 100 | LP | 0.001 | 100
8WH81402AB85 | LABELS, TRANSV. 81 90 SIZE ZB5 | 5.4 | TEM | 100 | LP | 0.001 | 100
8WH81402AC05 | LABELS, TRANSV. 91 100 SIZE ZB5 | 5.4 | TEM | 100 | LP | 0.001 | 100
8WH81402XA05 | LABELS HORIZ. SPECIAL INSCRIPTION ZBF5 | 13.4 | TEM | 100 | LP | 0.001 | 100
8WH81403AB05 | LABELS, TRANSV. 1 10 SIZE ZB6 | 5.4 | TEM | 100 | LP | 0.001 | 100
8WH81403AB15 | LABELS, TRANSV. 11 20 SIZE ZB6 | 5.4 | TEM | 100 | LP | 0.001 | 100
8WH81403AB25 | LABELS, TRANSV. 21 30 SIZE ZB6 | 5.4 | TEM | 100 | LP | 0.001 | 100
8WH81403AB35 | LABELS, TRANSV. 31 40 SIZE ZB6 | 5.4 | TEM | 100 | LP | 0.001 | 100
8WH81403AB45 | LABELS, TRANSV. 41 50 SIZE ZB6 | 5.4 | TEM | 100 | LP | 0.001 | 100
8WH81403AB55 | LABELS, TRANSV. 51 60 SIZE ZB6 | 5.4 | TEM | 100 | LP | 0.001 | 100
8WH81403AB65 | LABELS, TRANSV. 61 70 SIZE ZB6 | 5.4 | TEM | 100 | LP | 0.001 | 100
8WH81403AB75 | LABELS, TRANSV. 71 80 SIZE ZB6 | 5.4 | TEM | 100 | LP | 0.001 | 100
8WH81403AB85 | LABELS, TRANSV. 81 90 SIZE ZB6 | 5.4 | TEM | 100 | LP | 0.001 | 100
8WH81403AC05 | LABELS, TRANSV. 91 100 SIZE ZB6 | 5.4 | TEM | 100 | LP | 0.001 | 100
8WH81403XA05 | LABELS, TRANSV. SPECIAL LABELLING ZB6 | 13.4 | TEM | 100 | LP | 0.001 | 100
8WH81404AB05 | LABELS, TRANSV. 1 10 SIZE ZB8 | 5.4 | TEM | 100 | LP | 0.002 | 100
8WH81404AB15 | LABELS, TRANSV. 11 20 SIZE ZB8 | 5.4 | TEM | 100 | LP | 0.001 | 100
8WH81404AB25 | LABELS, TRANSV. 21 30 SIZE ZB8 | 5.4 | TEM | 100 | LP | 0.001 | 100
8WH81404XA05 | LABELS, TRANSV. SPECIAL LABELLING ZB8 | 13.4 | TEM | 100 | LP | 0.001 | 100
8WH81405AB05 | LABELS, TRANSV. 1 10 SIZE ZB10 | 5.4 | TEM | 100 | LP | 0.001 | 100
8WH81405AB15 | LABELS, TRANSV. 11 20 SIZE ZB10 | 5.4 | TEM | 100 | LP | 0.001 | 100
8WH81405AB25 | LABELS, TRANSV. 21 30 SIZE ZB10 | 5.4 | TEM | 100 | LP | 0.001 | 100
8WH81405AB35 | LABELS, TRANSV. 31 40 SIZE ZB10 | 5.4 | TEM | 100 | LP | 0.001 | 100
8WH81405XA05 | LABELS, TRANSV. SPECIAL LABELLING ZB10 | 13.4 | TEM | 100 | LP | 0.001 | 100
8WH81407XA05 | LABELS, TRANSV. SPECIAL LABELLING ZB15 | 13.4 | TEM | 100 | LP | 0.001 | 100
8WH81411AB05 | LABELS, FLAT, TRANSV. 1 10 SIZE ZBF4 | 5.1 | TEM | 100 | LP | 0.001 | 100
8WH81411AB15 | LABELS, FLAT, TRANSV. 11 20 SIZE ZBF4 | 5.1 | TEM | 100 | LP | 0.001 | 100
8WH81411AB25 | LABELS, FLAT, TRANSV. 21 30 SIZE ZBF4 | 5.1 | TEM | 100 | LP | 0.001 | 100
8WH81411AB35 | LABELS, FLAT, TRANSV. 31 40 SIZE ZBF4 | 5.1 | TEM | 100 | LP | 0.001 | 100
8WH81411AB45 | LABELS, FLAT, TRANSV. 41 50 SIZE ZBF4 | 5.1 | TEM | 100 | LP | 0.001 | 100
8WH81411AB55 | LABELS, FLAT, TRANSV. 51 60 SIZE ZBF4 | 5.1 | TEM | 100 | LP | 0.001 | 100
8WH81411AB65 | LABELS, FLAT, TRANSV. 61 70 SIZE ZBF4 | 5.1 | TEM | 100 | LP | 0.001 | 100
8WH81411AB75 | LABELS, FLAT, TRANSV. 71 80 SIZE ZBF4 | 5.1 | TEM | 100 | LP | 0.001 | 100
8WH81411AB85 | LABELS, FLAT, TRANSV. 81 90 SIZE ZBF4 | 5.1 | TEM | 100 | LP | 0.001 | 100
8WH81411AC05 | LABELS, FLAT, TRANSV. 91 100 SIZE ZBF4 | 5.1 | TEM | 100 | LP | 0.001 | 100
8WH81411XA05 | LABELS, TRANSV. SPECIAL LABELLING ZBF4 | 13 | TEM | 100 | LP | 0.001 | 100
8WH81412AB05 | LABELS, FLAT, TRANSV. 1 10 SIZE ZBF5 | 5.1 | TEM | 100 | LP | 0.001 | 100
8WH81412AB15 | LABELS, FLAT, TRANSV. 11 20 SIZE ZBF5 | 5.1 | TEM | 100 | LP | 0.001 | 100
8WH81412AB25 | LABELS, FLAT, TRANSV. 21 30 SIZE ZBF5 | 5.1 | TEM | 100 | LP | 0.001 | 100
8WH81412AB35 | LABELS, FLAT, TRANSV. 31 40 SIZE ZBF5 | 5.1 | TEM | 100 | LP | 0.001 | 100
8WH81412AB45 | LABELS, FLAT, TRANSV. 41 50 SIZE ZBF5 | 5.1 | TEM | 100 | LP | 0.001 | 100
8WH81412AB55 | LABELS, FLAT, TRANSV. 51 60 SIZE ZBF5 | 5.1 | TEM | 100 | LP | 0.001 | 100
8WH81412AB65 | LABELS, FLAT, TRANSV. 61 70 SIZE ZBF5 | 5.1 | TEM | 100 | LP | 0.001 | 100
8WH81412AB75 | LABELS, FLAT, TRANSV. 71 80 SIZE ZBF5 | 5.1 | TEM | 100 | LP | 0.001 | 100
8WH81412AB85 | LABELS, FLAT, TRANSV. 81 90 SIZE ZBF5 | 5.1 | TEM | 100 | LP | 0.001 | 100
8WH81412AC05 | LABELS, FLAT, TRANSV. 91 100 SIZE ZBF5 | 5.1 | TEM | 100 | LP | 0.001 | 100
8WH81412XA05 | LABELS, TRANSV. SPECIAL LABELLING ZBF5 | 13 | TEM | 100 | LP | 0.001 | 100
8WH81413AB05 | LABELS, FLAT, TRANSV. 1 10 SIZE ZBF6 | 5.1 | TEM | 100 | LP | 0.001 | 100
8WH81413XA05 | LABELS, FLAT, TRANSV. SPECIAL LABELLING ZBF6 | 13 | TEM | 100 | LP | 0.001 | 100
8WH81414AB05 | LABELS, FLAT, TRANSV. 1 10 SIZE ZBF8 | 5.1 | TEM | 100 | LP | 0.001 | 100
8WH81414AB15 | LABELS, FLAT, TRANSV. 11 20 SIZE ZBF8 | 5.1 | TEM | 100 | LP | 0.001 | 100
8WH81414AB25 | LABELS, FLAT, TRANSV. 21 30 SIZE ZBF8 | 5.1 | TEM | 100 | LP | 0.001 | 100
8WH81414XA05 | LABELS, FLAT, TRANSV. SPECIAL LABELLING ZBF8 | 13 | TEM | 100 | LP | 0.001 | 100
8WH81415AB05 | LABELS, FLAT, TRANSV. 1 10 SIZE ZBF10 | 5.1 | TEM | 100 | LP | 0.001 | 100
8WH81415XA05 | LABELS, FLAT, TRANSV. SPECIAL LABELLING ZBF10 | 13 | TEM | 100 | LP | 0.001 | 100
8WH90000GA00 | COVER SEGMENT, FOR FT TERMINALS 2.5 MM2 WITH SPRING CONNECTION, COLOR: GRAY | 13.8 | TEM | 100 | LP | 0.002 | 10
8WH90001GA00 | COVER FOR FEEDTHROUGH TERM. WITH SPRING CONNECTION, SECTION: 2.5 MM2, WIDTH: 2.2 MM, COLOR: GRAY | 38.1 | TEM | 100 | LP | 0.002 | 50
8WH90001GD00 | COVER THREETIER TERMINALS | 50.8 | TEM | 100 | LP | 0.006 | 50
8WH90001GE00 | COVER FOR FOURTIER MOTOR TERMINAL 2.5MM3 GRAY | 55.1 | TEM | 100 | LP | 0.007 | 50
8WH90001JA00 | COVER, FOR COMPACT TERMINALS WITH SECTION: 2.5 MM2, WIDTH 2.2 MM, COLOR: GRAY | 38.1 | TEM | 100 | LP | 0.002 | 50
8WH90001KA00 | COVER, FOR COMPACT TWOTIER TERMINALS WITH SECTION 2.5 MM2 WIDTH 2.2 MM, COLOR: GRAY | 40.2 | TEM | 100 | LP | 0.003 | 50
8WH90001MA00 | COVER, FOR TWOTIER TERMINALS WITH PLUG CONNECTION, WIDTH: 2.2 MM, LENGTH: 71.5 MM,COLOR: GRAY | 51 | TEM | 100 | LP | 0.003 | 50
8WH90001PA00 | COVER CROSS SECTION 2,5 10,0 QMM COLOR GREY | 56.1 | TEM | 100 | LP | 0.003 | 50
8WH90001QA00 | COVER CTOSS SECTION 2,5 / 4,0 QMM COLOR GREY | 81.5 | TEM | 100 | LP | 0.005 | 100
8WH90001VA00 | COVER FOR FEEDTHROUGH TERM. WITH SPRING CONNECTION, SECTION: 2.5 MM2, WIDTH: 2.2 MM, COLOR: GRAY | 40.2 | TEM | 100 | LP | 0.003 | 50
8WH90002GA00 | COVER FOR FEEDTHROUGH TERM. WITH SPRING CONNECTION, 3 CONNECT. POINTS, SECTION: 2.5 MM2, WIDTH: 2.2 MM, COLOR: GRAY | 38.1 | TEM | 100 | LP | 0.003 | 50
8WH90002HA00 | COVER FOR FEEDTHROUGH TERM. WITH SCREW/SPRING CONNECTION 3 CONNECT. POINTS, SECTION: 2.5 MM2, WIDTH: 2.2 MM, COLOR: GRAY | 38.1 | TEM | 100 | LP | 0.002 | 50
8WH90002PA00 | COVER FOR DIODE TERMINAL 2,5 AND 4 QMM COLOR GREY | 53.8 | TEM | 100 | LP | 0.002 | 50
8WH90002VA00 | COVER FOR FEEDTHROUGH TERM. WITH SPRING CONNECTION, 3 CONNECT. POINTS, SECTION: 2.5 MM2, WIDTH: 2.2 MM, COLOR: GRAY | 54 | TEM | 100 | LP | 0.005 | 50
8WH90004GA00 | COVER FOR FEEDTHROUGH TERM. WITH SPRING CONNECTION, 4 CONNECT. POINTS, SECTION: 2.5 MM2, WIDTH: 2.2 MM, COLOR: GRAY | 38.1 | TEM | 100 | LP | 0.003 | 50
8WH90005GA00 | COVER FOR FEEDTHROUGH TERM. WITH SPRING CONNECTION, 4 CONNECT. POINTS, SECTION: 2.5 MM2, WIDTH: 2.2 MM, COLOR: GRAY | 40.2 | TEM | 100 | LP | 0.003 | 50
8WH90007LA00 | COVER FOR COUPLING 2.5 MM2 | 27.6 | TEM | 100 | LP | 0.002 | 50
8WH90030GA00 | COVER SEGMENT, FOR FT TERMINALS 4 MM2 WITH SPRING CONNECTION, COLOR: GRAY | 14.9 | TEM | 100 | LP | 0.001 | 10
8WH90031GA00 | COVER FOR FEEDTHROUGH TERM. WITH SPRING CONNECTION, SECTION: 4 MM2, WIDTH: 2.2 MM, COLOR: GRAY | 38.1 | TEM | 100 | LP | 0.003 | 50
8WH90031JA00 | COVER, FOR COMPACT TERMINALS WITH SECTION: 4 MM2, WIDTH 2.2 MM, COLOR: GRAY | 38.1 | TEM | 100 | LP | 0.002 | 50
8WH90031KA00 | COVER, FOR COMPACT TWOTIER TERMINALS WITH SECTION 4 MM2 WIDTH 2.2 MM, COLOR: GRAY | 40.2 | TEM | 100 | LP | 0.005 | 50
8WH90031VA00 | COVER FOR FEEDTHROUGH TERM. WITH SPRING CONNECTION SECTION: 4 MM2, WIDTH: 2.2 MM, COLOR: GRAY | 40.2 | TEM | 100 | LP | 0.004 | 50
8WH90032GA00 | COVER FOR FEEDTHROUGH TERM. WITH SPRING CONNECTION, 3 CONNECT. POINTS, SECTION: 4 MM2, | 38.1 | TEM | 100 | LP | 0.003 | 50
8WH90032HA00 | COVER FOR FEEDTHROUGH TERM. WITH SCREW/SPRING CONNECTION 4 CONNECT. POINTS, SECTION: 4 MM2, WIDTH: 2.2 MM, COLOR: GRAY | 40.2 | TEM | 100 | LP | 0.004 | 50
8WH90034GA00 | COVER FOR FEEDTHROUGH TERM. WITH SPRING CONNECTION, 4 CONNECT. POINTS, SECTION: 4 MM2, | 38.1 | TEM | 100 | LP | 0.003 | 50
8WH90041GA00 | COVER FOR FEEDTHROUGH TERM. WITH SPRING CONNECTION, SECTION: 6 MM2, WIDTH: 2.2 MM, COLOR: GRAY | 38.1 | TEM | 100 | LP | 0.004 | 50
8WH90041JA00 | COVER, FOR COMPACT TERMINALS WITH SECTION: 6 MM2, WIDTH 2.2 MM, COLOR: GRAY | 38.1 | TEM | 100 | LP | 0.004 | 50
8WH90042GA00 | COVER FOR FEEDTHROUGH TERM. WITH SPRING CONNECTION, 3 CONNECT. POINTS, SECTION: 6 MM2, WIDTH: 2.2 MM, COLOR: GRAY | 41.3 | TEM | 100 | LP | 0.005 | 50
8WH90042JA00 | COVER, FOR COMPACT TERMINALS WITH SECTION: 6 MM2, 3 CONNECT. POINTS, WIDTH 2.2 MM, COLOR: GRAY | 41.8 | TEM | 100 | LP | 0.004 | 50
8WH90051GA00 | COVER FOR FEEDTHROUGH TERM. WITH SPRING CONNECTION, SECTION: 10 MM2, WIDTH: 2.2 MM, COLOR: GRAY | 47.7 | TEM | 100 | LP | 0.005 | 50
8WH90061GA00 | COVERFOR FEEDTHROUGH TERM. WITH SPRING CONNECTION, SECTION: 16 MM2, WIDTH: 2.2 MM, COLOR: GRAY | 55 | TEM | 100 | LP | 0.005 | 50
8WH90100DB02 | MODULAR TEST PLUG, FOR INDIVIDUAL ASSEMBLING OF TEST PLUG CONNECTOR, FOR SPRING TERMINALS WITH 1.5 MM2, COLOR: RED | 4 | TEM | 1 | LP | 0.004 | 10
8WH90100EB02 | MODULAR TEST PLUG, FOR INDIVIDUAL ASSEMBLING OF TEST PLUG CONNECTOR, FOR SPRING TERMINALS WITH 2.5 MM2, COLOR: RED | 4.4 | TEM | 1 | LP | 0.004 | 10
8WH90100FB02 | MODULAR TEST PLUG, FOR INDIVIDUAL ASSEMBLING OF TEST PLUG CONNECTOR, FOR SPRING TERMINALS WITH 4 MM2, COLOR: RED | 4.4 | TEM | 1 | LP | 0.032 | 10
8WH90100JB00 | TEST ADAPTER FOR TEST PLUG AND SAFETY TEST PLUG WITH A DIAMETER OF 4 MM CONTACT IN JUMPER SLOT COLOR: GRAY | 5.1 | TEM | 1 | LP | 0.003 | 10
8WH90102AA02 | SPACER PLATE FOR TEST PLUG TO LEAVE OUT SOME TERMINALS WITH INDIVIDUAL PREASSEMBLED TEST PLUG, WIDTH: 4.2 MM, COLOR RED | 0.4 | TEM | 1 | LP | 0.001 | 10
8WH90102BA02 | SPACER PLATE FOR TEST PLUG TO LEAVE OUT SOME TERMINALS WITH INDIVIDUAL PREASSEMBLED TEST PLUG, WIDTH: 5.2 MM, COLOR RED | 0.4 | TEM | 1 | LP | 0.004 | 10
8WH90102CA02 | SPACER PLATE FOR TEST PLUG TO LEAVE OUT SOME TERMINALS WITH INDIVIDUAL PREASSEMBLED TEST PLUG, WIDTH: 6.2 MM, COLOR RED | 0.4 | TEM | 1 | LP | 0.001 | 10
8WH90200AC10 | REDUCING JUMPER, TO CONNECT SPRING CONNECTIONS 10 MM2 WITH SPRING TERMINALS 2.5 MM2 OR 4 MM2, SIEMENS COLOR | 1.3 | TEM | 1 | LP | 0.005 | 10
8WH90200BC10 | REDUCING JUMPER, TO CONNECT SPRING CONNECTIONS 16 MM2 WITH SPRING TERMINALS 2.5 MM2 OR 4 MM2, SIEMENS COLOR | 1.6 | TEM | 1 | LP | 0.006 | 10
8WH90200CC10 | REDUCING JUMPER, TO CONNECT SPRING CONNECTIONS 2.5MM2 OR 4 MM2, WITH SPRING TERMINALS 1.5 MM2 OR DIRECT PLUG TERM. 1.5 MM2, SIEMENS COLOR | 0.5 | TEM | 1 | LP | 0.002 | 10
8WH90200DC10 | REDUCING JUMPER, TO CONNECT SPRING CONNECTIONS 35MM2 WITH 16MM2, SIEMENS COLOR | 1.9 | TEM | 1 | LP | 0.013 | 10
8WH90200EC10 | REDUCING JUMPER, TO CONNECT SPRING CONNECTIONS 35 MM2 WITH SPRING TERMINALS 2.5 MM2 OR 4 MM2, SIEMENS COLOR | 1.8 | TEM | 1 | LP | 0.008 | 10
8WH90200FC10 | REDUCING JUMPER, TO CONNECT SPRING CONNECTIONS 6 MM2 WITH SPRING TERMINALS 2.5 MM2 OR 4 MM2, SIEMENS COLOR | 0.5 | TEM | 1 | LP | 0.004 | 10
8WH90206AC10 | PLUGIN JUMPER 4 DIVISIONS, AS TRANSVERSE JUMPER IN TERM. MIDDLE, 2POLE, COLOR: SIEMENS COLOR | 0.3 | TEM | 1 | LP | 0.002 | 50
8WH90206AD10 | PLUGIN JUMPER 4 DIVISIONS, AS TRANSVERSE JUMPER IN TERM. MIDDLE, 3POLE, COLOR: SIEMENS COLOR | 0.6 | TEM | 1 | LP | 0.002 | 50
8WH90206AE10 | PLUGIN JUMPER 4 DIVISIONS, AS TRANSVERSE JUMPER IN TERM. MIDDLE, 4POLE, COLOR: SIEMENS COLOR | 1 | TEM | 1 | LP | 0.002 | 50
8WH90206AF10 | PLUGIN JUMPER 4 DIVISIONS, AS TRANSVERSE JUMPER IN TERM. MIDDLE, 5POLE, COLOR: SIEMENS COLOR | 1.3 | TEM | 1 | LP | 0.004 | 50
8WH90206AL10 | PLUGIN JUMPER 4 DIVISIONS, AS TRANSVERSE JUMPER IN TERM. MIDDLE, 10POLE, COLOR: SIEMENS COLOR | 2.7 | TEM | 1 | LP | 0.007 | 10
8WH90206AS10 | PLUGIN JUMPER 4 DIVISIONS, AS TRANSVERSE JUMPER IN TERM. MIDDLE, 20POLE, COLOR: SIEMENS COLOR | 5.5 | TEM | 1 | LP | 0.013 | 10
8WH90206BC10 | PLUGIN JUMPER 5 DIVISIONS, AS TRANSVERSE JUMPER IN TERM. MIDDLE, 2POLE, COLOR: SIEMENS COLOR | 0.3 | TEM | 1 | LP | 0.002 | 50
8WH90206BD10 | PLUGIN JUMPER 5 DIVISIONS, AS TRANSVERSE JUMPER IN TERM. MIDDLE, 3POLE, COLOR: SIEMENS COLOR | 0.5 | TEM | 1 | LP | 0.003 | 50
8WH90206BE10 | PLUGIN JUMPER 5 DIVISIONS, AS TRANSVERSE JUMPER IN TERM. MIDDLE, 4POLE, COLOR: SIEMENS COLOR | 0.8 | TEM | 1 | LP | 0.004 | 50
8WH90206BF10 | PLUGIN JUMPER 5 DIVISIONS, AS TRANSVERSE JUMPER IN TERM. MIDDLE, 5POLE, COLOR: SIEMENS COLOR | 1.1 | TEM | 1 | LP | 0.005 | 50
8WH90206BL10 | PLUGIN JUMPER 5 DIVISIONS, AS TRANSVERSE JUMPER IN TERM. MIDDLE, 10POLE, COLOR: SIEMENS COLOR | 2.4 | TEM | 1 | LP | 0.009 | 10
8WH90206BS10 | PLUGIN JUMPER 5 DIVISIONS, AS TRANSVERSE JUMPER IN TERM. MIDDLE, 20POLE, COLOR: SIEMENS COLOR | 5.1 | TEM | 1 | LP | 0.018 | 10
8WH90206BT10 | PLUGIN JUMPER 5 DIVISIONS, AS TRANSVERSE JUMPER IN TERM. MIDDLE, 50POLE, COLOR: SIEMENS COLOR | 12.9 | TEM | 1 | LP | 0.047 | 10
8WH90206CC10 | PLUGIN JUMPER 6 DIVISIONS, AS TRANSVERSE JUMPER IN TERM. MIDDLE, 2POLE, COLOR: SIEMENS COLOR | 0.3 | TEM | 1 | LP | 0.002 | 50
8WH90206CD10 | PLUGIN JUMPER 6 DIVISIONS, AS TRANSVERSE JUMPER IN TERM. MIDDLE, 3POLE, COLOR: SIEMENS COLOR | 0.6 | TEM | 1 | LP | 0.003 | 50
8WH90206CE10 | PLUGIN JUMPER 6 DIVISIONS, AS TRANSVERSE JUMPER IN TERM. MIDDLE, 4POLE, COLOR: SIEMENS COLOR | 1 | TEM | 1 | LP | 0.004 | 50
8WH90206CF10 | PLUGIN JUMPER 6 DIVISIONS, AS TRANSVERSE JUMPER IN TERM. MIDDLE, 5POLE, COLOR: SIEMENS COLOR | 1.3 | TEM | 1 | LP | 0.005 | 50
8WH90206CL10 | PLUGIN JUMPER 6 DIVISIONS, AS TRANSVERSE JUMPER IN TERM. MIDDLE, 10POLE, COLOR: SIEMENS COLOR | 2.7 | TEM | 1 | LP | 0.01 | 10
8WH90206CS10 | PLUGIN JUMPER 6 DIVISIONS, AS TRANSVERSE JUMPER IN TERM. MIDDLE, 20POLE, COLOR: SIEMENS COLOR | 5.5 | TEM | 1 | LP | 0.02 | 10
8WH90206CT10 | PLUGIN JUMPER 6 DIVISIONS, AS TRANSVERSE JUMPER IN TERM. MIDDLE, 50POLE, COLOR: SIEMENS COLOR | 13.2 | TEM | 1 | LP | 0.055 | 10
8WH90206DC10 | PLUGIN JUMPER 8 DIVISIONS, AS TRANSVERSE JUMPER IN TERM. MIDDLE, 2POLE, COLOR: SIEMENS COLOR | 0.4 | TEM | 1 | LP | 0.004 | 10
8WH90206DD10 | PLUGIN JUMPER 8 DIVISIONS, AS TRANSVERSE JUMPER IN TERM. MIDDLE, 3POLE, COLOR: SIEMENS COLOR | 0.9 | TEM | 1 | LP | 0.006 | 10
8WH90206DE10 | PLUGIN JUMPER 8 DIVISIONS, AS TRANSVERSE JUMPER IN TERM. MIDDLE, 4POLE, COLOR: SIEMENS COLOR | 1.3 | TEM | 1 | LP | 0.008 | 10
8WH90206DF10 | PLUGIN JUMPER 8 DIVISIONS, AS TRANSVERSE JUMPER IN TERM. MIDDLE, 5POLE, COLOR: SIEMENS COLOR | 1.6 | TEM | 1 | LP | 0.011 | 10
8WH90206DL10 | PLUGIN JUMPER 8 DIVISIONS, AS TRANSVERSE JUMPER IN TERM. MIDDLE, 10POLE, COLOR: SIEMENS COLOR | 3.4 | TEM | 1 | LP | 0.02 | 10
8WH90206EC10 | JUMPER PLUG 10DIVISION TO CROSS JUMPER IN THE TERMINAL MIDDLE, 2POLE, COLOR: SIEMENS COLOR | 0.8 | TEM | 1 | LP | 0.008 | 10
8WH90206FC10 | PLUGIN JUMPER 12 DIVISIONS, AS TRANSVERSE JUMPER IN TERM. MIDDLE, 2POLE, COLOR: SIEMENS COLOR | 1.1 | TEM | 1 | LP | 0.011 | 10
8WH90206GC10 | PLUGIN JUMPER 16 DIVISIONS, AS TRANSVERSE JUMPER IN TERM. MIDDLE, 2POLE, COLOR: SIEMENS COLOR | 1.2 | TEM | 1 | LP | 0.02 | 10
8WH90206HC00 | FIXED JUMPER TO SCREW 2POLE FOR 50MM2 | 3.6 | TEM | 1 | LP | 0.031 | 10
8WH90208AB00 | THROUGHTYPE CONNECTOR, ISOL., COLOR: GRAY | 0.7 | TEM | 1 | LP | 0.001 | 50
8WH90400BB00 | COMPONENT PLUG, CAN BE USED IN ALL SPRING BASIC ISOL. TERMINALS QUICK CONNECTION 1.5 2.5 MM2 AND COMPACT DESIGN 2.5 4 MM2, COLOR: GRAY | 2.5 | TEM | 1 | LP | 0.004 | 10
8WH90400DB04 | ISOLATING PLUG, CAN BE USED IN ALL BASIC ISOL. TERMINALS WITH SPRING CONNECTION 2.5 4 MM2, STANDARD AND COMPACT DESIGN, COLOR: ORANGE | 0.7 | TEM | 1 | LP | 0.008 | 50
8WH90401AB00 | PLUGIN COUPLING LEFT ELEMENT CAN BE SELFPREASSEMBLED, WITH SPRING CONNECTION SECTION: 0.082.5 MM2, WIDTH:5.2 MM, COLOR: GRAY | 1.1 | TEM | 1 | LP | 0.003 | 50
8WH90401BB00 | PLUGIN COUPLING MIDDLE ELEMENT CAN BE SELFPREASSEMBLED, WITH SPRING CONNECTION SECTION: 0.082.5 MM2, WIDTH:5.2 MM, COLOR: GRAY | 1.1 | TEM | 1 | LP | 0.004 | 50
8WH90401CB00 | PLUGIN COUPLING RIGHT ELEMENT CAN BE SELFPREASSEMBLED, WITH SPRING CONNECTION SECTION: 0.082.5 MM2, WIDTH:5.2 MM, COLOR: GRAY | 1.1 | TEM | 1 | LP | 0.004 | 50
8WH90401KB00 | PLUGIN COUPLING LEFT ELEMENT CAN BE SELFPREASSEMBLED, WITH SPRING CONNECTION SECTION: 0.084 MM2, WIDTH:6.2 MM, COLOR: GRAY | 1.8 | TEM | 1 | LP | 0.004 | 50
8WH90401LB00 | PLUGIN COUPLING MIDDLE ELEMENT CAN BE SELFPREASSEMBLED, WITH SPRING CONNECTION SECTION: 0.084 MM2, WIDTH:6.2 MM, COLOR: GRAY | 1.8 | TEM | 1 | LP | 0.004 | 50
8WH90401MB00 | PLUGIN COUPLING RIGHT ELEMENT CAN BE SELFPREASSEMBLED, WITH SPRING CONNECTION SECTION: 0.084 MM2, WIDTH:6.2 MM, COLOR: GRAY | 1.8 | TEM | 1 | LP | 0.005 | 50
8WH90403DB08 | FUSED PLUG CAN BE USED IN ALL BASIC ISOL. TERMINALS WITH SPRING CONNECTION 2.5 4 MM2, STANDARD AND COMPACT DESIGN, COLOR: BLACK | 1.9 | TEM | 1 | LP | 0.004 | 10
8WH90500LB00 | PLUGIN COUPLING CAN BE SELFPREASSEMBLED, WITH SPRING CONNECTION SECTION: 0.082.5 MM2, WIDTH:5.2 MM, COLOR: GRAY | 0.9 | TEM | 1 | LP | 0.003 | 50
8WH90502AA04 | LATCHING WITHOUT STRAIN RELIEF FOR ALL CONNECTORS | 46.4 | TEM | 100 | LP | 0.001 | 50
8WH90604AA00 | ADAPTER FOR SIEMENS LABEL 5MMX7MM | 3.8 | TEM | 100 | LP | 0.001 | 100
8WH90604BA00 | CARRIER THREETIER TERMINALS | 62.7 | TEM | 100 | LP | 0.001 | 100
8WH90605AA06 | WARNING COVER FOR OPERATION SHAFTS WITH SPRING CONNECTION WIDTH: 5,2MM COLOR: YELLOW | 17.6 | TEM | 100 | LP | 0.001 | 50
8WH90615AA06 | WARNING COVER FOR OPERATION SHAFTS WITH TENSION SPRING CONNECTION WIDTH: 4,2MM COLOR: YELLOW | 17.6 | TEM | 100 | LP | 0.001 | 50
8WH90635AA06 | WARNING COVER FOR OPERATION SHAFTS WITH TENSION SPRING CONNECTION WIDTH: 6,2MM COLOR: YELLOW | 19.4 | TEM | 100 | LP | 0.001 | 50
8WH90645AA06 | WARNING COVER FOR OPERATION SHAFTS WITH TENSION SPRING CONNECTION WIDTH: 8,2MM COLOR: YELLOW | 19.4 | TEM | 100 | LP | 0.001 | 10
8WH90655AA06 | WARNING COVER FOR OPERATION SHAFTS 10MM2 WIDTH: 10MM COLOR: YELLOW | 42.2 | TEM | 100 | LP | 0.002 | 25
8WH90665AA06 | WARNING COVER FOR OPERATION SHAFTS 16MM2 WIDTH:16MM COLOR: YELLOW | 47.6 | TEM | 100 | LP | 0.003 | 25
8WH90675AA06 | WARNING COVER FOR OPERATION SHAFTS 35MM2 WIDTH: 35MM COLOR: YELLOW | 55.3 | TEM | 100 | LP | 0.007 | 10
8WH90700AA00 | COMPARTMENT PARTITION FOR OPTICAL AND ELECTRICAL ISOL. FROM TERMINAL GROUPS, WITH SECTIONS UP TO 4 MM2, WIDTH: 2 MM, COLOR: GRAY | 31.8 | TEM | 100 | LP | 0.003 | 50
8WH90700BA00 | COMPARTMENT PARTITION FOR OPTICAL AND ELECTRICAL ISOL. FROM TERMINAL GROUPS, TWOTIER WITH SECTIONS UP TO 4 MM2 WIDTH: 2 MM, COLOR: GRAY | 47.7 | TEM | 100 | LP | 0.008 | 50
8WH90700DA00 | COMPARTMENT PARTITION FOR OPTICAL AND ELECTRICAL ISOL. FROM TERMINAL GROUPS, WITH SECTIONS UP TO 6 MM2, WIDTH: 2 MM, COLOR: GRAY | 47.7 | TEM | 100 | LP | 0.007 | 50
8WH90700GA00 | COMPARTMENT PARTITION FOR OPTICAL AND ELECTRICAL ISOL. FROM TERMINAL GROUPS, WITH SECTIONS UP TO 4 MM2, 3 CONNECT. POINTS, WIDTH: 2 MM, COLOR: GRAY | 38.1 | TEM | 100 | LP | 0.004 | 50
8WH90700HA00 | COMPARTMENT PARTITION FOR OPTICAL AND ELECTRICAL ISOL. FROM TERMINAL GROUPS, WITH SECTIONS UP TO 4 MM2, 4 CONNECT. POINTS, WIDTH: 2 MM, COLOR: GRAY | 47.7 | TEM | 100 | LP | 0.005 | 50
8WH90700KA00 | COMPARTMENT PARTITION, FOR OPTICAL AND ELECTRICAL ISOL. FROM TERMINAL GROUPS, FOR TERMINALS WITH 3 CONNECT. POINTS, WIDTH: 2 MM, COLOR: GRAY | 38.1 | TEM | 100 | LP | 0.016 | 50
8WH90700VA00 | PARTITION, FOR 2550MM2 WITHOUT DIVISION LOST BETWEEN THE TERMINAL MOUNTING, WIDTH 180 MM, COLOR: GRAY | 3.8 | TEM | 1 | LP | 0.018 | 10
8WH90706BA00 | COMPARTMENT PARTIRIONS FOR CROSS SECTION 4,0 QMM WIDTH 2MM SEPARATION VISUAL AND ELECTRICAL | 63.4 | TEM | 100 | LP | 0.005 | 50
8WH90706FA00 | COMPARTMENT PARTIRIONS TO CROSS SECTION 4,0 QMM WIDTH 2MM SEPARATION VISUAL AND ELECTRICAL | 91.3 | TEM | 100 | LP | 0.007 | 50
8WH90761PA00 | COVER FOR TERMINALS SROSS SECTION 16 QMM COLOR GREY | 68.3 | TEM | 100 | LP | 0.004 | 50
8WH91300LA00 | TERMINAL ELEMENT, FOR SHIELD CONNECTION ON BUSBARS, DIAMETER 3 8 MM | 4.3 | TEM | 1 | LP | 0.016 | 10
8WH91300MA00 | TERMINAL ELEMENT, FOR SHIELD CONNECTION ON BUSBARS, DIAMETER 3 14 MM | 4.7 | TEM | 1 | LP | 0.021 | 10
8WH91300NA00 | TERMINAL ELEMENT, FOR SHIELD CONNECTION ON BUSBARS, DIAMETER 3 20 MM | 5.5 | TEM | 1 | LP | 0.029 | 10
8WH91300PA00 | TERMINAL ELEMENT, FOR SHIELD CONNECTION ON BUSBARS, DIAMETER 20 35 MM | 8.1 | TEM | 1 | LP | 0.064 | 10
8WH91400BA00 | SUPPORT REST, TO MOUNT ON TOPHAT RAIL, FOR 10X3 MM BUSBARS | 3.3 | TEM | 1 | LP | 0.014 | 10
8WH91400CA00 | SUPPORT REST, TO MOUNT ON TOPHAT RAIL, FOR 10X3 MM BUSBARS, DISTANCE 65 MM | 3.6 | TEM | 1 | LP | 0.019 | 10
8WH91400DA00 | SUPPORT REST OF INSUL. MATERIAL WITH RETAINING SCREW, ALTERN. CAN BE USED FOR OR 6 X 6 MM, COLOR: GRAY | 2 | TEM | 1 | LP | 0.01 | 10
8WH91500CA00 | QUICKASSEMBLY END HOLDER, CAN BE EQUIP. WITH LABELS 5/6 WIDTH: 5.15 MM, COLOR: GRAY | 0.5 | TEM | 1 | LP | 0.006 | 50
8WH91501CA00 | TERMINAL STRIP MARKER FOR 8WH91500CA00, INSCRIPTIONS LABELS S.10 | 0.4 | TEM | 1 | LP | 0.001 | 100
8WH92000AA00 | SCREWDRIVER SIZE: 0.4 X 2.5 MM | 8.4 | TEM | 1 | LP | 0.038 | 10
8WH92000AB00 | SCREWDRIVER SIZE: 0.6 X 3.5 MM | 9.5 | TEM | 1 | LP | 0.048 | 10
8WH92000AC00 | SCREWDRIVER SIZE: 0.8 X 4.0 MM | 10.6 | TEM | 1 | LP | 0.053 | 10
8WH92000AD00 | SCREWDRIVER SIZE: 1.0 X 5.5 MM | 19.1 | TEM | 1 | LP | 0.085 | 10
8GK10311KK11 | ALPHA 160, wallmounted cabinet, flushmounting, IP31, safety class 2, H: 500 mm, W: 300 mm, D: 140 mm, RAL 9016 | 207.83 | TEM | 1 | LP | 7.2 | 1
8GK10314KK21 | ALPHA 160, wallmounted cabinet, flushmounting, IP31, safety class 2, H: 950 mm, W: 550 mm, D: 140 mm, RAL 9016 | 401.79 | TEM | 1 | LP | 15.5 | 1
8GK10315KK21 | ALPHA 160, wallmounted cabinet, flushmounting, IP31, safety class 2, H: 1100 mm, W: 550 mm, D: 140 mm, RAL 9016 | 445.67 | TEM | 1 | LP | 20.6 | 1
8GK10321KK11 | ALPHA 160, wallmounted cabinet, IP43, safety class 2, H: 500 mm, W: 300 mm, D: 140 mm, RAL 9016 | 179.47 | TEM | 1 | LP | 4.803 | 1
8GK10322KK11 | ALPHA 160, wallmounted cabinet, IP43, safety class 2, H: 650 mm, W: 300 mm, D: 140 mm, RAL 9016 | 182.57 | TEM | 1 | LP | 5.922 | 1
8GK10322KK41 | ALPHA 160, wallmounted cabinet, IP43, safety class 2, H: 650 mm, W: 1050 mm, D: 140 mm, RAL 9016 | 465.75 | TEM | 1 | LP | 20 | 1
8GK10323KK21 | ALPHA 160, wallmounted cabinet, IP43, safety class 2, H: 800 mm, W: 550 mm, D: 140 mm, RAL 9016 | 308.95 | TEM | 1 | LP | 11.1 | 1
8GK10324KK11 | ALPHA 160, wallmounted cabinet, IP43, safety class 2, H: 950 mm, W: 300 mm, D: 140 mm, RAL 9016 | 209.9 | TEM | 1 | LP | 8.164 | 1
8GK10324KK21 | ALPHA 160, wallmounted cabinet, IP43, safety class 2, H: 950 mm, W: 550 mm, D: 140 mm, RAL 9016 | 336.27 | TEM | 1 | LP | 13.4 | 1
8GK10521KK11 | ALPHA 160, wallmounted cabinet, with distribution board panel, IP43, safety class 2, H: 500 mm, W: 300 mm, D: 140 mm, RAL 9016 | 248.5 | TEM | 1 | LP | 6.556 | 1
8GK10521KK21 | ALPHA 160, wallmounted cabinet, with distribution board panel, IP43, safety class 2, H: 500 mm, W: 550 mm, D: 140 mm, RAL 9016 | 395.58 | TEM | 1 | LP | 11 | 1
8GK10521KK31 | ALPHA 160, wallmounted cabinet, with distribution board panel, IP43, safety class 2, H: 500 mm, W: 800 mm, D: 140 mm, RAL 9016 | 511.39 | TEM | 1 | LP | 15 | 1
8GK10522KK11 | ALPHA 160, wallmounted cabinet, with distribution board panel, IP43, safety class 2, H: 650 mm, W: 300 mm, D: 140 mm, RAL 9016 | 273.34 | TEM | 1 | LP | 7.757 | 1
8GK10522KK21 | ALPHA 160, wallmounted cabinet, with distribution board panel, IP43, safety class 2, H: 650 mm, W: 550 mm, D: 140 mm, RAL 9016 | 401.79 | TEM | 1 | LP | 12.18 | 1
8GK10522KK31 | ALPHA 160, wallmounted cabinet, with distribution board panel, IP43, safety class 2, H: 650 mm, W: 800 mm, D: 140 mm, RAL 9016 | 650.39 | TEM | 1 | LP | 18.6 | 1
8GK10522KK41 | ALPHA 160, wallmounted cabinet, with distribution board panel, IP43, safety class 2, H: 650 mm, W: 1050 mm, D: 140 mm, RAL 9016 | 803.88 | TEM | 1 | LP | 29.6 | 1
8GK10523KK11 | ALPHA 160, wallmounted cabinet, with distribution board panel, IP43, safety class 2, H: 800 mm, W: 300 mm, D: 140 mm, RAL 9016 | 285.04 | TEM | 1 | LP | 9.23 | 1
8GK10523KK21 | ALPHA 160, wallmounted cabinet, with distribution board panel, IP43, safety class 2, H: 800 mm, W: 550 mm, D: 140 mm, RAL 9016 | 487.49 | TEM | 1 | LP | 14.8 | 1
8GK10523KK31 | ALPHA 160, wallmounted cabinet, with distribution board panel, IP43, safety class 2, H: 800 mm, W: 800 mm, D: 140 mm, RAL 9016 | 673.37 | TEM | 1 | LP | 21.25 | 1
8GK10523KK41 | ALPHA 160, wallmounted cabinet, with distribution board panel, IP43, safety class 2, H: 800 mm, W: 1050 mm, D: 140 mm, RAL 9016 | 865.26 | TEM | 1 | LP | 35.5 | 1
8GK10524KK11 | ALPHA 160, wallmounted cabinet, with distribution board panel, IP43, safety class 2, H: 950 mm, W: 300 mm, D: 140 mm, RAL 9016 | 362.04 | TEM | 1 | LP | 10.8 | 1
8GK10524KK21 | ALPHA 160, wallmounted cabinet, with distribution board panel, IP43, safety class 2, H: 950 mm, W: 550 mm, D: 140 mm, RAL 9016 | 542.86 | TEM | 1 | LP | 19 | 1
8GK10524KK31 | ALPHA 160, wallmounted cabinet, with distribution board panel, IP43, safety class 2, H: 950 mm, W: 800 mm, D: 140 mm, RAL 9016 | 759.9 | TEM | 1 | LP | 27 | 1
8GK10524KK41 | ALPHA 160, wallmounted cabinet, with distribution board panel, IP43, safety class 2, H: 950 mm, W: 1050 mm, D: 140 mm, RAL 9016 | 937.4 | TEM | 1 | LP | 34 | 1
8GK10525KK11 | ALPHA 160, wallmounted cabinet, with distribution board panel, IP43, safety class 2, H: 1100 mm, W: 300 mm, D: 140 mm, RAL 9016 | 399.82 | TEM | 1 | LP | 12 | 1
8GK10525KK21 | ALPHA 160, wallmounted cabinet, with distribution board panel, IP43, safety class 2, H: 1100 mm, W: 550 mm, D: 140 mm, RAL 9016 | 596.06 | TEM | 1 | LP | 23.75 | 1
8GK10525KK31 | ALPHA 160, wallmounted cabinet, with distribution board panel, IP43, safety class 2, H: 1100 mm, W: 800 mm, D: 140 mm, RAL 9016 | 838.14 | TEM | 1 | LP | 32.8 | 1
8GK10525KK41 | ALPHA 160, wallmounted cabinet, with distribution board panel, IP43, safety class 2, H: 1100 mm, W: 1050 mm, D: 140 mm, RAL 9016 | 1035.41 | TEM | 1 | LP | 47.8 | 1
8GK10311KK11 | ALPHA 160, wallmounted cabinet, flushmounting, IP31, safety class 2, H: 500 mm, W: 300 mm, D: 140 mm, RAL 9016 | 207.83 | TEM | 1 | LP | 7.2 | 1
8GK10314KK21 | ALPHA 160, wallmounted cabinet, flushmounting, IP31, safety class 2, H: 950 mm, W: 550 mm, D: 140 mm, RAL 9016 | 401.79 | TEM | 1 | LP | 15.5 | 1
8GK10315KK21 | ALPHA 160, wallmounted cabinet, flushmounting, IP31, safety class 2, H: 1100 mm, W: 550 mm, D: 140 mm, RAL 9016 | 445.67 | TEM | 1 | LP | 20.6 | 1
8GK10321KK11 | ALPHA 160, wallmounted cabinet, IP43, safety class 2, H: 500 mm, W: 300 mm, D: 140 mm, RAL 9016 | 179.47 | TEM | 1 | LP | 4.803 | 1
8GK10322KK11 | ALPHA 160, wallmounted cabinet, IP43, safety class 2, H: 650 mm, W: 300 mm, D: 140 mm, RAL 9016 | 182.57 | TEM | 1 | LP | 5.922 | 1
8GK10322KK41 | ALPHA 160, wallmounted cabinet, IP43, safety class 2, H: 650 mm, W: 1050 mm, D: 140 mm, RAL 9016 | 465.75 | TEM | 1 | LP | 20 | 1
8GK10323KK21 | ALPHA 160, wallmounted cabinet, IP43, safety class 2, H: 800 mm, W: 550 mm, D: 140 mm, RAL 9016 | 308.95 | TEM | 1 | LP | 11.1 | 1
8GK10324KK11 | ALPHA 160, wallmounted cabinet, IP43, safety class 2, H: 950 mm, W: 300 mm, D: 140 mm, RAL 9016 | 209.9 | TEM | 1 | LP | 8.164 | 1
8GK10324KK21 | ALPHA 160, wallmounted cabinet, IP43, safety class 2, H: 950 mm, W: 550 mm, D: 140 mm, RAL 9016 | 336.27 | TEM | 1 | LP | 13.4 | 1
8GK10521KK11 | ALPHA 160, wallmounted cabinet, with distribution board panel, IP43, safety class 2, H: 500 mm, W: 300 mm, D: 140 mm, RAL 9016 | 248.5 | TEM | 1 | LP | 6.556 | 1
8GK10521KK21 | ALPHA 160, wallmounted cabinet, with distribution board panel, IP43, safety class 2, H: 500 mm, W: 550 mm, D: 140 mm, RAL 9016 | 395.58 | TEM | 1 | LP | 11 | 1
8GK10521KK31 | ALPHA 160, wallmounted cabinet, with distribution board panel, IP43, safety class 2, H: 500 mm, W: 800 mm, D: 140 mm, RAL 9016 | 511.39 | TEM | 1 | LP | 15 | 1
8GK10522KK11 | ALPHA 160, wallmounted cabinet, with distribution board panel, IP43, safety class 2, H: 650 mm, W: 300 mm, D: 140 mm, RAL 9016 | 273.34 | TEM | 1 | LP | 7.757 | 1
8GK10522KK21 | ALPHA 160, wallmounted cabinet, with distribution board panel, IP43, safety class 2, H: 650 mm, W: 550 mm, D: 140 mm, RAL 9016 | 401.79 | TEM | 1 | LP | 12.18 | 1
8GK10522KK31 | ALPHA 160, wallmounted cabinet, with distribution board panel, IP43, safety class 2, H: 650 mm, W: 800 mm, D: 140 mm, RAL 9016 | 650.39 | TEM | 1 | LP | 18.6 | 1
8GK10522KK41 | ALPHA 160, wallmounted cabinet, with distribution board panel, IP43, safety class 2, H: 650 mm, W: 1050 mm, D: 140 mm, RAL 9016 | 803.88 | TEM | 1 | LP | 29.6 | 1
8GK10523KK11 | ALPHA 160, wallmounted cabinet, with distribution board panel, IP43, safety class 2, H: 800 mm, W: 300 mm, D: 140 mm, RAL 9016 | 285.04 | TEM | 1 | LP | 9.23 | 1
8GK10523KK21 | ALPHA 160, wallmounted cabinet, with distribution board panel, IP43, safety class 2, H: 800 mm, W: 550 mm, D: 140 mm, RAL 9016 | 487.49 | TEM | 1 | LP | 14.8 | 1
8GK10523KK31 | ALPHA 160, wallmounted cabinet, with distribution board panel, IP43, safety class 2, H: 800 mm, W: 800 mm, D: 140 mm, RAL 9016 | 673.37 | TEM | 1 | LP | 21.25 | 1
8GK10523KK41 | ALPHA 160, wallmounted cabinet, with distribution board panel, IP43, safety class 2, H: 800 mm, W: 1050 mm, D: 140 mm, RAL 9016 | 865.26 | TEM | 1 | LP | 35.5 | 1
8GK10524KK11 | ALPHA 160, wallmounted cabinet, with distribution board panel, IP43, safety class 2, H: 950 mm, W: 300 mm, D: 140 mm, RAL 9016 | 362.04 | TEM | 1 | LP | 10.8 | 1
8GK10524KK21 | ALPHA 160, wallmounted cabinet, with distribution board panel, IP43, safety class 2, H: 950 mm, W: 550 mm, D: 140 mm, RAL 9016 | 542.86 | TEM | 1 | LP | 19 | 1
8GK10524KK31 | ALPHA 160, wallmounted cabinet, with distribution board panel, IP43, safety class 2, H: 950 mm, W: 800 mm, D: 140 mm, RAL 9016 | 759.9 | TEM | 1 | LP | 27 | 1
8GK10524KK41 | ALPHA 160, wallmounted cabinet, with distribution board panel, IP43, safety class 2, H: 950 mm, W: 1050 mm, D: 140 mm, RAL 9016 | 937.4 | TEM | 1 | LP | 34 | 1
8GK10525KK11 | ALPHA 160, wallmounted cabinet, with distribution board panel, IP43, safety class 2, H: 1100 mm, W: 300 mm, D: 140 mm, RAL 9016 | 399.82 | TEM | 1 | LP | 12 | 1
8GK10525KK21 | ALPHA 160, wallmounted cabinet, with distribution board panel, IP43, safety class 2, H: 1100 mm, W: 550 mm, D: 140 mm, RAL 9016 | 596.06 | TEM | 1 | LP | 23.75 | 1
8GK10525KK31 | ALPHA 160, wallmounted cabinet, with distribution board panel, IP43, safety class 2, H: 1100 mm, W: 800 mm, D: 140 mm, RAL 9016 | 838.14 | TEM | 1 | LP | 32.8 | 1
8GK10525KK41 | ALPHA 160, wallmounted cabinet, with distribution board panel, IP43, safety class 2, H: 1100 mm, W: 1050 mm, D: 140 mm, RAL 9016 | 1035.41 | TEM | 1 | LP | 47.8 | 1
8GK20431KM21 | ALPHA 125 UNIVERSAL, wall mounted cabinet, flush mounting, with distribution board panel, IP31, safety class 1, H: 600 mm, W: 600 mm, D: 140 mm, RAL 7035, with door incl. inspection window | 701.32 | TEM | 1 | LP | 20.8 | 1
8GK20432KM21 | ALPHA 125 UNIVERSAL, wall mounted cabinet, flush mounting, with distribution board panel, IP31, safety class 1, H: 800 mm, W: 600 mm, D: 140 mm, RAL 7035, with door incl. inspection window | 783.18 | TEM | 1 | LP | 27 | 1
8GK20433KM21 | ALPHA 125 UNIVERSAL, wall mounted cabinet, flush mounting, with distribution board panel, IP31, safety class 1, H: 1000 mm, W: 600 mm, D: 140 mm, RAL 7035, with door incl. inspection window | 840.63 | TEM | 1 | LP | 32 | 1
8GK20434KM21 | ALPHA 125 UNIVERSAL, wall mounted cabinet, flush mounting, with distribution board panel, IP31, safety class 1, H: 1200 mm, W: 600 mm, D: 140 mm, RAL 7035, with door incl. inspection window | 1001.88 | TEM | 1 | LP | 37 | 1
8GK20431KM21 | ALPHA 125 UNIVERSAL, wall mounted cabinet, flush mounting, with distribution board panel, IP31, safety class 1, H: 600 mm, W: 600 mm, D: 140 mm, RAL 7035, with door incl. inspection window | 701.32 | TEM | 1 | LP | 20.8 | 1
8GK20432KM21 | ALPHA 125 UNIVERSAL, wall mounted cabinet, flush mounting, with distribution board panel, IP31, safety class 1, H: 800 mm, W: 600 mm, D: 140 mm, RAL 7035, with door incl. inspection window | 783.18 | TEM | 1 | LP | 27 | 1
8GK20433KM21 | ALPHA 125 UNIVERSAL, wall mounted cabinet, flush mounting, with distribution board panel, IP31, safety class 1, H: 1000 mm, W: 600 mm, D: 140 mm, RAL 7035, with door incl. inspection window | 840.63 | TEM | 1 | LP | 32 | 1
8GK20434KM21 | ALPHA 125 UNIVERSAL, wall mounted cabinet, flush mounting, with distribution board panel, IP31, safety class 1, H: 1200 mm, W: 600 mm, D: 140 mm, RAL 7035, with door incl. inspection window | 1001.88 | TEM | 1 | LP | 37 | 1
8WA10101PH01 | PE TERMINAL,BLANK, SIZE 6 1 SCREW TERMINAL | 2.55 | TEM | 1 | LP | 0.015 | 50
8WA10101PQ00 | PE TERMINAL,BLANK, SIZE 95 2 SCREW TERMINALS | 46.72 | TEM | 1 | LP | 0.293 | 5
8WA10110DF21 | THROUGHTYPE TERMINAL THERMOPL. SCREW TERMINAL ON BOTH ENDS TERMINAL BLOCK 10 POLE, BEIGE W/O INSCRIPTION 61MM, SZ. 2.5 | 6.12 | TEM | 1 | LP | 0.072 | 20
8WA10110DF22 | THROUGHTYPE TERMINAL THERMOPL. SCREW TERMINAL ON BOTH ENDS TERMINAL BLOCK 10POLE, BEIGE W. INSCRIPTION 1...10 61MM, SZ. 2.5 | 6.63 | TEM | 1 | LP | 0.071 | 20
8WA10110DG21 | THROUGHTYPE TERMINAL THERMOPL. SCREW TERMINAL ON BOTH ENDS TERMINAL BLOCK 10 POLE, BEIGE W/O INSCRIPTION 65.5MM, SZ. 4 | 6.63 | TEM | 1 | LP | 0.096 | 20
8WA10110DG22 | THROUGHTYPE TERMINAL THERMOPL. SCREW TERMINAL ON BOTH ENDS TERMINAL BLOCK 10POLE, BEIGE W. INSCRIPTION 1...10 65.5MM, SZ. 4 | 7.14 | TEM | 1 | LP | 0.098 | 20
8WA10111BF21 | THROUGHTYPE TERMINAL THERMOPL. SCREW TERMINAL ON BOTH ENDS SINGLE TERM.,RED, 6MM, SZ 2.5 | 1.02 | TEM | 1 | LP | 0.008 | 50
8WA10111BF22 | THROUGHTYPE TERMINAL THERMOPL. SCREW TERMINAL ON BOTH ENDS SINGLE TERM.,ORANGE,6MM,SZ 2.5 | 1.02 | TEM | 1 | LP | 0.007 | 50
8WA10111BF23 | THROUGHTYPE TERMINAL THERMOPL. SCREW TERMINAL ON BOTH ENDS SINGLE TERM.,BLUE, 6MM, SZ 2.5 | 0.82 | TEM | 1 | LP | 0.008 | 50
8WA10111BF24 | THROUGHTYPE TERMINAL THERMOPL. SCREW TERMINAL ON BOTH ENDS SINGLE TERM.,BLACK, 6MM, 2.5 | 1.02 | TEM | 1 | LP | 0.008 | 50
8WA10111BF25 | THROUGHTYPE TERMINAL THERMOPL. SCREW TERMINAL ON BOTH ENDS SINGLE TERM.,GREEN, 6MM, SZ 2.5 | 1.02 | TEM | 1 | LP | 0.008 | 50
8WA10111BG11 | THROUGHTYPE TERMINAL THERMOPL. SCREW TERMINAL ON BOTH ENDS SINGLE TERM.,BLUE, 6.5MM SZ4 | 0.82 | TEM | 1 | LP | 0.011 | 50
8WA10111BG21 | THROUGHTYPE TERMINAL THERMOPL. SCREW TERMINAL ON BOTH ENDS SINGLE TERM.,RED, 6.5MM SZ 4 | 1.02 | TEM | 1 | LP | 0.01 | 50
8WA10111BG22 | THROUGHTYPE TERMINAL THERMOPL. SCREW TERMINAL ON BOTH ENDS SINGLE TERM.,ORANGE,6.5MM, SZ 4 | 1.02 | TEM | 1 | LP | 0.011 | 50
8WA10111BG24 | THROUGHTYPE TERMINAL THERMOPL. SCREW TERMINAL ON BOTH ENDS SINGLE TERM.,BLACK, 6.5MM, 4 | 1.02 | TEM | 1 | LP | 0.01 | 50
8WA10111BH23 | THROUGHTYPE TERMINAL THERMOPL. SCREW TERMINAL ON BOTH ENDS SINGLE TERM.,BLUE, 8MM, SZ 6 | 1.12 | TEM | 1 | LP | 0.016 | 50
8WA10111BH24 | THROUGHTYPE TERMINAL THERMOPL. SCREW TERMINAL ON BOTH ENDS SINGLE TERM.,BLACK, 8MM, SZ.6 | 1.12 | TEM | 1 | LP | 0.014 | 50
8WA10111BK11 | THROUGHTYPE TERMINAL THERMOPL. SCREW TERMINAL ON BOTH ENDS SINGLE TERM.,BLUE, 10MM SZ16 | 1.63 | TEM | 1 | LP | 0.025 | 10
8WA10111BM11 | THROUGHTYPE TERMINAL THERMOPL. SCREW TERMINAL ON BOTH ENDS SINGLE TERM.,BLUE, 16MM SZ 35 | 3.47 | TEM | 1 | LP | 0.067 | 10
8WA10111BP11 | THROUGHTYPE TERMINAL THERMOPL. SCREW TERMINAL ON BOTH ENDS SINGLE TERM. BLUE 25MM, SZ 70 | 12.95 | TEM | 1 | LP | 0.166 | 10
8WA10111DF11 | THROUGHTYPE TERMINAL THERMOPL. SCREW TERMINAL ON BOTH ENDS SINGLE TERM., 6MM, SZ 2.5 | 0.82 | TEM | 1 | LP | 0.008 | 100
8WA10111DG11 | THROUGHTYPE TERMINAL THERMOPL. SCREW TERMINAL ON BOTH ENDS SINGLE TERM., 6.5MM SZ 4 | 0.71 | TEM | 1 | LP | 0.01 | 100
8WA10111DH11 | THROUGHTYPE TERMINAL THERMOPL. SCREW TERMINAL ON BOTH ENDS SINGLE TERM., 8MM, SZ 6 | 1.02 | TEM | 1 | LP | 0.016 | 50
8WA10111EF20 | DIODE TERMINAL THERMOPLASTIC SCREW TERMINAL ON BOTH ENDS 6MM, SZ 2.5 | 3.98 | TEM | 1 | LP | 0.011 | 5
8WA10111MH10 | THROUGHTYPE TERMINAL THERMOPL. SCREW TERMINAL ON BOTH ENDS W/O TEST SOCKET, 8MM, SZ 6 | 2.65 | TEM | 1 | LP | 0.026 | 20
8WA10111MH11 | ISOL. TERMINAL THERMOPLASTIC SCREW TERMINAL ON BOTH ENDS W/O TEST SOCKET, 8MM, SZ 6 | 3.98 | TEM | 1 | LP | 0.029 | 20
8WA10111MH15 | INSTRUMENT ISOL. TERM. THERMOPL SCREW TERMINAL ON BOTH ENDS W. TEST SOCKET, 8MM, SZ 6 | 4.9 | TEM | 1 | LP | 0.033 | 20
8WA10111NF01 | NISOL. TERMINAL THERMOPLASTIC SCREW TERMINAL BLUE, 6MM, SZ 2.5 | 2.75 | TEM | 1 | LP | 0.012 | 50
8WA10111NG31 | NISOL. TERMINAL THERMOPLASTIC SCREW TERMINAL BLUE, 6.5MM, SZ 4 | 2.96 | TEM | 1 | LP | 0.014 | 50
8WA10111NH01 | NISOL. TERMINAL THERMOPLASTIC SCREW TERMINAL BLUE, 8MM, SZ 6 | 3.98 | TEM | 1 | LP | 0.018 | 50
8WA10111PF00 | PE TERMINAL 2 SCREW TERMINALS GREENYELLOW, 6MM, SZ 2.5 | 2.04 | TEM | 1 | LP | 0.02 | 50
8WA10111PF01 | PE TERMINAL 1 SCREW TERMINAL GREENYELLOW, 6MM, SZ 2.5 | 1.94 | TEM | 1 | LP | 0.019 | 50
8WA10111PF11 | THROUGHTYPE TERMINAL THERMOPL. SCREW TERMINAL ON BOTH ENDS SINGLE TERM., GREENYELLOW,6MM, 2.5 | 1.02 | TEM | 1 | LP | 0.009 | 50
8WA10111PG00 | PE TERMINAL 2 SCREW TERMINALS GREENYELLOW, 7.2MM, SZ 4 | 2.04 | TEM | 1 | LP | 0.025 | 50
8WA10111PG01 | PE TERMINAL 1 SCREW TERMINAL GREENYELLOW, 7.2MM, SZ 4 | 2.04 | TEM | 1 | LP | 0.023 | 50
8WA10111PG11 | THROUGHTYPE TERMINAL THERMOPL. SCREW TERMINAL ON BOTH ENDS SINGLE TERM., GREENYELLOW, 6.5MM,4 | 1.12 | TEM | 1 | LP | 0.01 | 50
8WA10111PH00 | PE TERMINAL 2 SCREW TERMINALS GREENYELLOW, 8MM, SZ 6 | 2.35 | TEM | 1 | LP | 0.03 | 50
8WA10111PH11 | THROUGHTYPE TERMINAL THERMOPL. SCREW TERMINAL ON BOTH ENDS SINGLE TERM., GREENYELLOW,8MM, SZ6 | 1.12 | TEM | 1 | LP | 0.015 | 50
8WA10111PK00 | PEN TERM. THERMOPLASTIC PA6.6 SCREW TERMINAL ON BOTH ENDS GREENYELLOW, 12MM, SZ16 | 3.57 | TEM | 1 | LP | 0.048 | 25
8WA10111PM00 | PEN TERMINAL THERMOPLASTIC PA6.6, SCREW TERMINAL ON BOTH ENDS, GREENYELLOW, 16MM SZ 35 | 5.3 | TEM | 1 | LP | 0.092 | 25
8WA10111SF12 | FUSE TERMINAL THERMOPLASTIC SCREW TERMINAL ON BOTH ENDS 10MM SZ1.5 | 3.16 | TEM | 1 | LP | 0.021 | 10
8WA10111SF13 | FUSE TERMINAL SCREW CONNECTION FOR G FUSE LINK 5X20MM AND 5X25MM WITH LED 24V | 10.91 | TEM | 1 | LP | 0.023 | 10
8WA10111SF15 | FUSE TERMINAL SCREW CONNECTION FOR G FUSE LINK 5X20MM AND 5X25MM WITH LED 230V | 10.91 | TEM | 1 | LP | 0.023 | 10
8WA10112BG11 | TWOTIER TERMINAL THERMOPLASTIC SCREW TERMINAL ON BOTH ENDS 2POLE, BLUE, 6.5MM, SZ 4 2 SEPARATE CONNECTIONS | 1.94 | TEM | 1 | LP | 0.021 | 50
8WA10112DG11 | TWOTIER TERMINAL THERMOPLASTIC SCREW TERMINAL ON BOTH ENDS 2POLE, BEIGE, 6.5MM, SZ 4 2 SEPARATE CONNECTIONS | 1.84 | TEM | 1 | LP | 0.021 | 50
8WA10113DF21 | THROUGHTYPE TERMINAL THERMOPL. SCREW TERMINAL ON BOTH ENDS TERMINAL BLOCK 3POLE, BEIGE 18MM, SZ 2.5 | 2.04 | TEM | 1 | LP | 0.024 | 10
8WA10113DG21 | THROUGHTYPE TERMINAL THERMOPL. SCREW TERMINAL ON BOTH ENDS TERMINAL BLOCK 3POLE, BEIGE 19.5MM, SZ. 4 | 2.35 | TEM | 1 | LP | 0.032 | 10
8WA10113DH21 | THROUGHTYPE TERMINAL THERMOPL. SCREW TERMINAL ON BOTH ENDS TERMINAL BLOCK 3POLE, BEIGE 24.5MM, SZ. 6 | 3.16 | TEM | 1 | LP | 0.039 | 20
8WA10113JF16 | INSTA TERMINAL, 6MM, SZ 2.5 PE, L, L | 4.39 | TEM | 1 | LP | 0.027 | 50
8WA10113JF17 | INSTA TERMINAL, 6MM, SZ 2.5 PE, L, N | 4.39 | TEM | 1 | LP | 0.028 | 50
8WA10113JF18 | INSTA TERMINAL 6MM, SZ 2.5 L, L | 3.98 | TEM | 1 | LP | 0.027 | 50
8WA10113JF20 | INSTA TERMINAL, 6MM, 2.5SQMM PE, L, NT, 26A, 400V | 4.69 | TEM | 1 | LP | 0.031 | 50
8WA10116BG11 | TWOTIER TERMINAL THERMOPLASTIC CONNECTION ON BOTH ENDS 1POLE, BLUE, 6.5MM, SZ 4 DOUBLE CONNECTION | 2.65 | TEM | 1 | LP | 0.021 | 50
8WA10116DG11 | TWOTIER TERMINAL THERMOPLASTIC CONNECTION ON BOTH ENDS 1POLE, BEIGE, 6.5MM, SZ 4 DOUBLE CONNECTION | 2.35 | TEM | 1 | LP | 0.021 | 50
8WA10116EG21 | TWOTIER TERMINAL THERMOPLASTIC CONNECTION ON BOTH ENDS DIODE TERMINAL, 6.5MM SZ 4 | 5.3 | TEM | 1 | LP | 0.02 | 10
8WA10116EG22 | TWOTIER TERMINAL THERMOPLASTIC CONNECTION ON BOTH ENDS DIODE TERMINAL, 6.5MM SZ 4 | 7.75 | TEM | 1 | LP | 0.022 | 10
8WA10116EG23 | TWOTIER TERMINAL THERMOPLASTIC CONNECTION ON BOTH ENDS DIODE TERMINAL, 6.5MM SZ 4 | 6.43 | TEM | 1 | LP | 0.02 | 10
8WA10116EG25 | TWOTIER TERMINAL THERMOPLASTIC CONNECTION ON BOTH ENDS LED TERMINAL, RED, 6.5MM SZ 4 | 5.41 | TEM | 1 | LP | 0.022 | 10
8WA1204 | THROUGHTYPE TERMINAL THERMOPL. SCREW TERMINAL ON BOTH ENDS SINGLE TERM. 10MM, SZ16 | 1.43 | TEM | 1 | LP | 0.024 | 20
8WA1205 | THROUGHTYPE TERMINAL THERMOPL. SCREW TERMINAL ON BOTH ENDS SINGLE TERM. 16MM, SZ 35 | 2.86 | TEM | 1 | LP | 0.066 | 20
8WA1206 | THROUGHTYPE TERMINAL THERMOPL. SCREW TERMINAL ON BOTH ENDS SINGLE TERM. 25MM, SZ 70 | 13.67 | TEM | 1 | LP | 0.171 | 10
8WA1221 | THROUGHTYPE TERMINAL THERMOPL. SOLDERED CONN. ON BOTH ENDS 5.5MM, SZ1.5 | 3.47 | TEM | 1 | LP | 0.008 | 50
8WA1304 | THROUGHTYPE TERMINAL THERMOPL. SCREW TERMINAL ON BOTH ENDS BLOCK 3 TERMINALS 30.2MM, SZ16 | 3.98 | TEM | 1 | LP | 0.066 | 20
8WA1501 | THROUGHTYPE TERMINAL SECTIONALIZING FEATURE SCREW TERMINAL ON BOTH ENDS 6MM, SZ 2.5 | 3.98 | TEM | 1 | LP | 0.011 | 10
8WA1604 | NISOL. TERMINAL THERMOPLASTIC SCREW TERMINAL BLUE, 10MM, SZ16 | 4.08 | TEM | 1 | LP | 0.027 | 50
8WA10110DG21 | THROUGHTYPE TERMINAL THERMOPL. SCREW TERMINAL ON BOTH ENDS TERMINAL BLOCK 10 POLE, BEIGE W/O INSCRIPTION 65.5MM, SZ. 4 | 6.63 | TEM | 1 | LP | 0.096 | 20
8WA10111DF11 | THROUGHTYPE TERMINAL THERMOPL. SCREW TERMINAL ON BOTH ENDS SINGLE TERM., 6MM, SZ 2.5 | 0.82 | TEM | 1 | LP | 0.008 | 100
8WA10111DG11 | THROUGHTYPE TERMINAL THERMOPL. SCREW TERMINAL ON BOTH ENDS SINGLE TERM., 6.5MM SZ 4 | 0.71 | TEM | 1 | LP | 0.01 | 100
8WA10111EF20 | DIODE TERMINAL THERMOPLASTIC SCREW TERMINAL ON BOTH ENDS 6MM, SZ 2.5 | 3.98 | TEM | 1 | LP | 0.011 | 5
8WA10111PF00 | PE TERMINAL 2 SCREW TERMINALS GREENYELLOW, 6MM, SZ 2.5 | 2.04 | TEM | 1 | LP | 0.02 | 50
8WA10111PG00 | PE TERMINAL 2 SCREW TERMINALS GREENYELLOW, 7.2MM, SZ 4 | 2.04 | TEM | 1 | LP | 0.025 | 50
8WA10111PG01 | PE TERMINAL 1 SCREW TERMINAL GREENYELLOW, 7.2MM, SZ 4 | 2.04 | TEM | 1 | LP | 0.023 | 50
8WA10111SF12 | FUSE TERMINAL THERMOPLASTIC SCREW TERMINAL ON BOTH ENDS 10MM SZ1.5 | 3.16 | TEM | 1 | LP | 0.021 | 10
8WA10111SF13 | FUSE TERMINAL SCREW CONNECTION FOR G FUSE LINK 5X20MM AND 5X25MM WITH LED 24V | 10.91 | TEM | 1 | LP | 0.023 | 10
8WA10113DG21 | THROUGHTYPE TERMINAL THERMOPL. SCREW TERMINAL ON BOTH ENDS TERMINAL BLOCK 3POLE, BEIGE 19.5MM, SZ. 4 | 2.35 | TEM | 1 | LP | 0.032 | 10
8WA1204 | THROUGHTYPE TERMINAL THERMOPL. SCREW TERMINAL ON BOTH ENDS SINGLE TERM. 10MM, SZ16 | 1.43 | TEM | 1 | LP | 0.024 | 20
8WA1205 | THROUGHTYPE TERMINAL THERMOPL. SCREW TERMINAL ON BOTH ENDS SINGLE TERM. 16MM, SZ 35 | 2.86 | TEM | 1 | LP | 0.066 | 20
8WA10101PH01 | PE TERMINAL,BLANK, SIZE 6 1 SCREW TERMINAL | 2.55 | TEM | 1 | LP | 0.015 | 50
8WA10101PQ00 | PE TERMINAL,BLANK, SIZE 95 2 SCREW TERMINALS | 46.72 | TEM | 1 | LP | 0.293 | 5
8WA10110DF21 | THROUGHTYPE TERMINAL THERMOPL. SCREW TERMINAL ON BOTH ENDS TERMINAL BLOCK 10 POLE, BEIGE W/O INSCRIPTION 61MM, SZ. 2.5 | 6.12 | TEM | 1 | LP | 0.072 | 20
8WA10110DF22 | THROUGHTYPE TERMINAL THERMOPL. SCREW TERMINAL ON BOTH ENDS TERMINAL BLOCK 10POLE, BEIGE W. INSCRIPTION 1...10 61MM, SZ. 2.5 | 6.63 | TEM | 1 | LP | 0.071 | 20
8WA10110DG21 | THROUGHTYPE TERMINAL THERMOPL. SCREW TERMINAL ON BOTH ENDS TERMINAL BLOCK 10 POLE, BEIGE W/O INSCRIPTION 65.5MM, SZ. 4 | 6.63 | TEM | 1 | LP | 0.096 | 20
8WA10110DG22 | THROUGHTYPE TERMINAL THERMOPL. SCREW TERMINAL ON BOTH ENDS TERMINAL BLOCK 10POLE, BEIGE W. INSCRIPTION 1...10 65.5MM, SZ. 4 | 7.14 | TEM | 1 | LP | 0.098 | 20
8WA10111BF21 | THROUGHTYPE TERMINAL THERMOPL. SCREW TERMINAL ON BOTH ENDS SINGLE TERM.,RED, 6MM, SZ 2.5 | 1.02 | TEM | 1 | LP | 0.008 | 50
8WA10111BF22 | THROUGHTYPE TERMINAL THERMOPL. SCREW TERMINAL ON BOTH ENDS SINGLE TERM.,ORANGE,6MM,SZ 2.5 | 1.02 | TEM | 1 | LP | 0.007 | 50
8WA10111BF23 | THROUGHTYPE TERMINAL THERMOPL. SCREW TERMINAL ON BOTH ENDS SINGLE TERM.,BLUE, 6MM, SZ 2.5 | 0.82 | TEM | 1 | LP | 0.008 | 50
8WA10111BF24 | THROUGHTYPE TERMINAL THERMOPL. SCREW TERMINAL ON BOTH ENDS SINGLE TERM.,BLACK, 6MM, 2.5 | 1.02 | TEM | 1 | LP | 0.008 | 50
8WA10111BF25 | THROUGHTYPE TERMINAL THERMOPL. SCREW TERMINAL ON BOTH ENDS SINGLE TERM.,GREEN, 6MM, SZ 2.5 | 1.02 | TEM | 1 | LP | 0.008 | 50
8WA10111BG11 | THROUGHTYPE TERMINAL THERMOPL. SCREW TERMINAL ON BOTH ENDS SINGLE TERM.,BLUE, 6.5MM SZ4 | 0.82 | TEM | 1 | LP | 0.011 | 50
8WA10111BG21 | THROUGHTYPE TERMINAL THERMOPL. SCREW TERMINAL ON BOTH ENDS SINGLE TERM.,RED, 6.5MM SZ 4 | 1.02 | TEM | 1 | LP | 0.01 | 50
8WA10111BG22 | THROUGHTYPE TERMINAL THERMOPL. SCREW TERMINAL ON BOTH ENDS SINGLE TERM.,ORANGE,6.5MM, SZ 4 | 1.02 | TEM | 1 | LP | 0.011 | 50
8WA10111BG24 | THROUGHTYPE TERMINAL THERMOPL. SCREW TERMINAL ON BOTH ENDS SINGLE TERM.,BLACK, 6.5MM, 4 | 1.02 | TEM | 1 | LP | 0.01 | 50
8WA10111BH23 | THROUGHTYPE TERMINAL THERMOPL. SCREW TERMINAL ON BOTH ENDS SINGLE TERM.,BLUE, 8MM, SZ 6 | 1.12 | TEM | 1 | LP | 0.016 | 50
8WA10111BH24 | THROUGHTYPE TERMINAL THERMOPL. SCREW TERMINAL ON BOTH ENDS SINGLE TERM.,BLACK, 8MM, SZ.6 | 1.12 | TEM | 1 | LP | 0.014 | 50
8WA10111BK11 | THROUGHTYPE TERMINAL THERMOPL. SCREW TERMINAL ON BOTH ENDS SINGLE TERM.,BLUE, 10MM SZ16 | 1.63 | TEM | 1 | LP | 0.025 | 10
8WA10111BM11 | THROUGHTYPE TERMINAL THERMOPL. SCREW TERMINAL ON BOTH ENDS SINGLE TERM.,BLUE, 16MM SZ 35 | 3.47 | TEM | 1 | LP | 0.067 | 10
8WA10111BP11 | THROUGHTYPE TERMINAL THERMOPL. SCREW TERMINAL ON BOTH ENDS SINGLE TERM. BLUE 25MM, SZ 70 | 12.95 | TEM | 1 | LP | 0.166 | 10
8WA10111DF11 | THROUGHTYPE TERMINAL THERMOPL. SCREW TERMINAL ON BOTH ENDS SINGLE TERM., 6MM, SZ 2.5 | 0.82 | TEM | 1 | LP | 0.008 | 100
8WA10111DG11 | THROUGHTYPE TERMINAL THERMOPL. SCREW TERMINAL ON BOTH ENDS SINGLE TERM., 6.5MM SZ 4 | 0.71 | TEM | 1 | LP | 0.01 | 100
8WA10111DH11 | THROUGHTYPE TERMINAL THERMOPL. SCREW TERMINAL ON BOTH ENDS SINGLE TERM., 8MM, SZ 6 | 1.02 | TEM | 1 | LP | 0.016 | 50
8WA10111EF20 | DIODE TERMINAL THERMOPLASTIC SCREW TERMINAL ON BOTH ENDS 6MM, SZ 2.5 | 3.98 | TEM | 1 | LP | 0.011 | 5
8WA10111MH10 | THROUGHTYPE TERMINAL THERMOPL. SCREW TERMINAL ON BOTH ENDS W/O TEST SOCKET, 8MM, SZ 6 | 2.65 | TEM | 1 | LP | 0.026 | 20
8WA10111MH11 | ISOL. TERMINAL THERMOPLASTIC SCREW TERMINAL ON BOTH ENDS W/O TEST SOCKET, 8MM, SZ 6 | 3.98 | TEM | 1 | LP | 0.029 | 20
8WA10111MH15 | INSTRUMENT ISOL. TERM. THERMOPL SCREW TERMINAL ON BOTH ENDS W. TEST SOCKET, 8MM, SZ 6 | 4.9 | TEM | 1 | LP | 0.033 | 20
8WA10111NF01 | NISOL. TERMINAL THERMOPLASTIC SCREW TERMINAL BLUE, 6MM, SZ 2.5 | 2.75 | TEM | 1 | LP | 0.012 | 50
8WA10111NG31 | NISOL. TERMINAL THERMOPLASTIC SCREW TERMINAL BLUE, 6.5MM, SZ 4 | 2.96 | TEM | 1 | LP | 0.014 | 50
8WA10111NH01 | NISOL. TERMINAL THERMOPLASTIC SCREW TERMINAL BLUE, 8MM, SZ 6 | 3.98 | TEM | 1 | LP | 0.018 | 50
8WA10111PF00 | PE TERMINAL 2 SCREW TERMINALS GREENYELLOW, 6MM, SZ 2.5 | 2.04 | TEM | 1 | LP | 0.02 | 50
8WA10111PF01 | PE TERMINAL 1 SCREW TERMINAL GREENYELLOW, 6MM, SZ 2.5 | 1.94 | TEM | 1 | LP | 0.019 | 50
8WA10111PF11 | THROUGHTYPE TERMINAL THERMOPL. SCREW TERMINAL ON BOTH ENDS SINGLE TERM., GREENYELLOW,6MM, 2.5 | 1.02 | TEM | 1 | LP | 0.009 | 50
8WA10111PG00 | PE TERMINAL 2 SCREW TERMINALS GREENYELLOW, 7.2MM, SZ 4 | 2.04 | TEM | 1 | LP | 0.025 | 50
8WA10111PG01 | PE TERMINAL 1 SCREW TERMINAL GREENYELLOW, 7.2MM, SZ 4 | 2.04 | TEM | 1 | LP | 0.023 | 50
8WA10111PG11 | THROUGHTYPE TERMINAL THERMOPL. SCREW TERMINAL ON BOTH ENDS SINGLE TERM., GREENYELLOW, 6.5MM,4 | 1.12 | TEM | 1 | LP | 0.01 | 50
8WA10111PH00 | PE TERMINAL 2 SCREW TERMINALS GREENYELLOW, 8MM, SZ 6 | 2.35 | TEM | 1 | LP | 0.03 | 50
8WA10111PH11 | THROUGHTYPE TERMINAL THERMOPL. SCREW TERMINAL ON BOTH ENDS SINGLE TERM., GREENYELLOW,8MM, SZ6 | 1.12 | TEM | 1 | LP | 0.015 | 50
8WA10111PK00 | PEN TERM. THERMOPLASTIC PA6.6 SCREW TERMINAL ON BOTH ENDS GREENYELLOW, 12MM, SZ16 | 3.57 | TEM | 1 | LP | 0.048 | 25
8WA10111PM00 | PEN TERMINAL THERMOPLASTIC PA6.6, SCREW TERMINAL ON BOTH ENDS, GREENYELLOW, 16MM SZ 35 | 5.3 | TEM | 1 | LP | 0.092 | 25
8WA10111SF12 | FUSE TERMINAL THERMOPLASTIC SCREW TERMINAL ON BOTH ENDS 10MM SZ1.5 | 3.16 | TEM | 1 | LP | 0.021 | 10
8WA10111SF13 | FUSE TERMINAL SCREW CONNECTION FOR G FUSE LINK 5X20MM AND 5X25MM WITH LED 24V | 10.91 | TEM | 1 | LP | 0.023 | 10
8WA10111SF15 | FUSE TERMINAL SCREW CONNECTION FOR G FUSE LINK 5X20MM AND 5X25MM WITH LED 230V | 10.91 | TEM | 1 | LP | 0.023 | 10
8WA10112BG11 | TWOTIER TERMINAL THERMOPLASTIC SCREW TERMINAL ON BOTH ENDS 2POLE, BLUE, 6.5MM, SZ 4 2 SEPARATE CONNECTIONS | 1.94 | TEM | 1 | LP | 0.021 | 50
8WA10112DG11 | TWOTIER TERMINAL THERMOPLASTIC SCREW TERMINAL ON BOTH ENDS 2POLE, BEIGE, 6.5MM, SZ 4 2 SEPARATE CONNECTIONS | 1.84 | TEM | 1 | LP | 0.021 | 50
8WA10113DF21 | THROUGHTYPE TERMINAL THERMOPL. SCREW TERMINAL ON BOTH ENDS TERMINAL BLOCK 3POLE, BEIGE 18MM, SZ 2.5 | 2.04 | TEM | 1 | LP | 0.024 | 10
8WA10113DG21 | THROUGHTYPE TERMINAL THERMOPL. SCREW TERMINAL ON BOTH ENDS TERMINAL BLOCK 3POLE, BEIGE 19.5MM, SZ. 4 | 2.35 | TEM | 1 | LP | 0.032 | 10
8WA10113DH21 | THROUGHTYPE TERMINAL THERMOPL. SCREW TERMINAL ON BOTH ENDS TERMINAL BLOCK 3POLE, BEIGE 24.5MM, SZ. 6 | 3.16 | TEM | 1 | LP | 0.039 | 20
8WA10113JF16 | INSTA TERMINAL, 6MM, SZ 2.5 PE, L, L | 4.39 | TEM | 1 | LP | 0.027 | 50
8WA10113JF17 | INSTA TERMINAL, 6MM, SZ 2.5 PE, L, N | 4.39 | TEM | 1 | LP | 0.028 | 50
8WA10113JF18 | INSTA TERMINAL 6MM, SZ 2.5 L, L | 3.98 | TEM | 1 | LP | 0.027 | 50
8WA10113JF20 | INSTA TERMINAL, 6MM, 2.5SQMM PE, L, NT, 26A, 400V | 4.69 | TEM | 1 | LP | 0.031 | 50
8WA10116BG11 | TWOTIER TERMINAL THERMOPLASTIC CONNECTION ON BOTH ENDS 1POLE, BLUE, 6.5MM, SZ 4 DOUBLE CONNECTION | 2.65 | TEM | 1 | LP | 0.021 | 50
8WA10116DG11 | TWOTIER TERMINAL THERMOPLASTIC CONNECTION ON BOTH ENDS 1POLE, BEIGE, 6.5MM, SZ 4 DOUBLE CONNECTION | 2.35 | TEM | 1 | LP | 0.021 | 50
8WA10116EG21 | TWOTIER TERMINAL THERMOPLASTIC CONNECTION ON BOTH ENDS DIODE TERMINAL, 6.5MM SZ 4 | 5.3 | TEM | 1 | LP | 0.02 | 10
8WA10116EG22 | TWOTIER TERMINAL THERMOPLASTIC CONNECTION ON BOTH ENDS DIODE TERMINAL, 6.5MM SZ 4 | 7.75 | TEM | 1 | LP | 0.022 | 10
8WA10116EG23 | TWOTIER TERMINAL THERMOPLASTIC CONNECTION ON BOTH ENDS DIODE TERMINAL, 6.5MM SZ 4 | 6.43 | TEM | 1 | LP | 0.02 | 10
8WA10116EG25 | TWOTIER TERMINAL THERMOPLASTIC CONNECTION ON BOTH ENDS LED TERMINAL, RED, 6.5MM SZ 4 | 5.41 | TEM | 1 | LP | 0.022 | 10
8WA1204 | THROUGHTYPE TERMINAL THERMOPL. SCREW TERMINAL ON BOTH ENDS SINGLE TERM. 10MM, SZ16 | 1.43 | TEM | 1 | LP | 0.024 | 20
8WA1205 | THROUGHTYPE TERMINAL THERMOPL. SCREW TERMINAL ON BOTH ENDS SINGLE TERM. 16MM, SZ 35 | 2.86 | TEM | 1 | LP | 0.066 | 20
8WA1206 | THROUGHTYPE TERMINAL THERMOPL. SCREW TERMINAL ON BOTH ENDS SINGLE TERM. 25MM, SZ 70 | 13.67 | TEM | 1 | LP | 0.171 | 10
8WA1221 | THROUGHTYPE TERMINAL THERMOPL. SOLDERED CONN. ON BOTH ENDS 5.5MM, SZ1.5 | 3.47 | TEM | 1 | LP | 0.008 | 50
8WA1304 | THROUGHTYPE TERMINAL THERMOPL. SCREW TERMINAL ON BOTH ENDS BLOCK 3 TERMINALS 30.2MM, SZ16 | 3.98 | TEM | 1 | LP | 0.066 | 20
8WA1501 | THROUGHTYPE TERMINAL SECTIONALIZING FEATURE SCREW TERMINAL ON BOTH ENDS 6MM, SZ 2.5 | 3.98 | TEM | 1 | LP | 0.011 | 10
8WA1604 | NISOL. TERMINAL THERMOPLASTIC SCREW TERMINAL BLUE, 10MM, SZ16 | 4.08 | TEM | 1 | LP | 0.027 | 50
8WA2867 | FEEDER TERMINAL TO 4SQMM FOR 10X3MM AND 6X6MM NBUSBAR, BLANK | #N/A | TEM | 1 | LP | 0.005 | 50
8WA2868 | FEEDER TERMINAL TO 25SQMM FOR 10X3MM AND 6X6MM NBUSBAR, BLANK | #N/A | TEM | 1 | LP | 0.015 | 50
8WA2867 | FEEDER TERMINAL TO 4SQMM FOR 10X3MM AND 6X6MM NBUSBAR, BLANK | #N/A | TEM | 1 | LP | 0.005 | 50
8WA2868 | FEEDER TERMINAL TO 25SQMM FOR 10X3MM AND 6X6MM NBUSBAR, BLANK | #N/A | TEM | 1 | LP | 0.015 | 50
8WA1216 | LINK RAIL FOR 2 TERMINALS SZ 70 | 3.6 | TEM | 1 | LP | 0.055 | 20
8WA1802 | LINK RAIL FOR 10 TERMINALS SZ 16 | 5.7 | TEM | 1 | LP | 0.059 | 10
8WA1804 | LINK RAIL FOR 10 TERMINALS SZ 35 | 11.6 | TEM | 1 | LP | 0.13 | 10
8WA1805 | END RETAINER STEEL, 10.3MM | 1 | TEM | 1 | LP | 0.014 | 50
8WA1806 | END LABELING PLATE 21X42MM | 0.6 | TEM | 1 | LP | 0.005 | 50
8WA1808 | END RETAINER THERMOPLASTIC 10MM | 0.7 | TEM | 1 | LP | 0.015 | 50
8WA1811 | COVER W. LIGHTNING SYMBOL FOR TERMINALS SZ 4 AND 6 | 0.4 | TEM | 1 | LP | 0.001 | 50
8WA1812 | COVER W. LIGHTNING SYMBOL FOR TERMINALS SZ 16 | 0.7 | TEM | 1 | LP | 0.001 | 50
8WA1813 | COVER W. LIGHTNING SYMBOL FOR TERMINALS SZ 35 | 0.8 | TEM | 1 | LP | 0.002 | 50
8WA1817 | END PLATE F. TWOTIER TERMINALS | 0.6 | TEM | 1 | LP | 0.007 | 50
8WA1820 | BARRIER FOR TERMINALS SZ 1, 1.5 AND 2.5 | 0.5 | TEM | 1 | LP | 0.002 | 50
8WA1821 | BARRIER FOR TERMINALS SZ 6 AND 16 | 0.6 | TEM | 1 | LP | 0.003 | 50
8WA18227AX01 | COVER, TRANSPARENT FOR LINK RAILS LENGTH 80 MM, F.THROUGHTYPE TERMINALS SZ 2.5 TO 6 | 1.3 | TEM | 1 | LP | 0.001 | 10
8WA18227AX02 | COVER, TRANSPARENT FOR LINK RAILS LENGTH 100 MM F.THROUGHTYPE TERMINALS SZ 16 TO 35 | 1.3 | TEM | 1 | LP | 0.001 | 10
8WA18227EF16 | G FUSE LINK DIN 41660 QUICKRESPONSE HIGH BREAKING CAPACITY RATED UNINT. CURRENT 1A | 1.5 | TEM | 1 | LP | 0.002 | 10
8WA18227EF18 | G FUSE LINK DIN 41660 QUICKRESPONSE HIGH BREAKING CAPACITY RATED UNINT. CURRENT 1.6A | 1.5 | TEM | 1 | LP | 0.002 | 10
8WA18227EF21 | G FUSE LINK DIN 41660 QUICKRESPONSE HIGH BREAKING CAPACITY RATED UNINT. CURRENT 2.5A | 1.5 | TEM | 1 | LP | 0.002 | 10
8WA18227EF23 | G FUSE LINK DIN 41660 QUICKRESPONSE HIGH BREAKING CAPACITY RATED UNINT. CURRENT 4A | 1.5 | TEM | 1 | LP | 0.002 | 10
8WA18227EF25 | G FUSE LINK DIN 41660 QUICKRESPONSE HIGH BREAKING CAPACITY RATED UNINT. CURRENT 6.3A | 1.5 | TEM | 1 | LP | 0.002 | 10
8WA18227EF76 | G FUSE LINK DIN 41662 TIMELAG LOW BREAKING CAPACITY RATED UNINT. CURRENT 1A | 1.5 | TEM | 1 | LP | 0.002 | 10
8WA18227EF78 | G FUSE LINK DIN 41662 TIMELAG LOW BREAKING CAPACITY RATED UNINT. CURRENT 1.6A | 1.5 | TEM | 1 | LP | 0.002 | 10
8WA18227EF81 | G FUSE LINK DIN 41662 TIMELAG LOW BREAKING CAPACITY RATED UNINT. CURRENT 2.5A | 1.5 | TEM | 1 | LP | 0.002 | 10
8WA18227EF83 | G FUSE LINK DIN 41662 TIMELAG LOW BREAKING CAPACITY RATED UNINT. CURRENT 4A | 1.5 | TEM | 1 | LP | 0.001 | 10
8WA18227EF85 | G FUSE LINK DIN 41662 TIMELAG LOW BREAKING CAPACITY RATED UNINT. CURRENT 6.3A | 1.4 | TEM | 1 | LP | 0.001 | 10
8WA18227PH00 | TEST SOCKET 4MM, RECESSED | 0.7 | TEM | 1 | LP | 0.002 | 50
8WA18227TH00 | BARRIER FOR INSTA TERMINALS SZ 2.5 AND TRANSF. TERMINALS SZ 6 | 2.9 | TEM | 1 | LP | 0.006 | 50
8WA18227VF01 | LINK F. LINK RAIL FOR TERMINALS SZ 2.5 MOUNT. WIDTH 6MM | 0.8 | TEM | 1 | LP | 0.004 | 50
8WA18227VF10 | CONNECTING BAR FOR 10 TERMINALS, FOR INSTALLATION | 2.1 | TEM | 1 | LP | 0.011 | 10
8WA18227VG00 | LINK F. LINK RAIL FOR TERMINALS SZ 4 F. TWOTIER TERMINALS, 2POLE UPPER TIER 1PCK = 10 UNITS 1 BULK PACK=100 UNITS | 0.8 | TEM | 1 | LP | 0.004 | 50
8WA18227VG01 | LINK F. LINK RAIL FOR SZ 4, TWOTIER TERMINALS 1 AND 2 POLE BOTTOM TIER 1PCK=10 UNITS 1 BULK PACK=100 UNITS | 0.9 | TEM | 1 | LP | 0.001 | 50
8WA18227VH01 | JUMPER INSULATED FOR TERMINALS SZ 6 | 1.7 | TEM | 1 | LP | 0.009 | 50
8WA18227VH10 | CONNECTING BAR NOT MOUNTED FOR 10 TERMINALS SIZE 6 | 2.7 | TEM | 1 | LP | 0.017 | 50
8WA18227VH22 | CONNECTION COMB, 2POLE | 0.8 | TEM | 1 | LP | 0.003 | 10
8WA1823 | BARRIER FOR TWOTIER TERMINALS SZ 4 A. THROUGHTYPE TERMINALS SZ35 | 2.2 | TEM | 1 | LP | 0.007 | 25
8WA1824 | BARRIER FOR TERMINALS SZ 70 | 3.5 | TEM | 1 | LP | 0.012 | 25
8WA1825 | INSUL. PLATE FOR TERMINALS SZ 2.5, 4 AND 6 | 0.3 | TEM | 1 | LP | 0.001 | 50
8WA1835 | CONNECTING BAR BACK TIER FOR 2 TERMINALS | 1.4 | TEM | 1 | LP | 0.006 | 50
8WA1838 | CONNECTING BAR BACK TIER FOR 10 TERMINALS | 3 | TEM | 1 | LP | 0.028 | 10
8WA1850 | CONNECTING BAR FOR 2 TERMINALS SIZE 4 | 0.9 | TEM | 1 | LP | 0.004 | 50
8WA1851 | CONNECTING BAR FOR 3 TERMINALS SIZE 4 | 1.1 | TEM | 1 | LP | 0.005 | 50
8WA1852 | CONNECTING BAR FOR 4 TERMINALS SIZE 4 | 1.3 | TEM | 1 | LP | 0.005 | 20
8WA1853 | CONNECTING BAR FOR 10 TERMINALS SIZE 4 | 2.7 | TEM | 1 | LP | 0.016 | 10
8WA1854 | TEST SOCKET 2.3MM | 0.2 | TEM | 1 | LP | 0.001 | 100
8WA1862 | COVER WHITE, FOR INSCRIPTION FOR TERMINALS SIZE 4 AND 6 | 0.5 | TEM | 1 | LP | 0.001 | 50
8WA1865 | JUMPER F. TERMINAL SZ. 4 | 0.9 | TEM | 1 | LP | 0.008 | 50
8WA1868 | TEST PLUG RED PACKAGE = 10 UNITS | 4.2 | TEM | 1 | LP | 0.017 | 10
8WA1885 | CONNECTING BAR FOR 2 TERMINALS SIZE 6 | 0.9 | TEM | 1 | LP | 0.004 | 50
8WA1886 | CONNECTING BAR FOR 3 TERMINALS SIZE 6 | 1.3 | TEM | 1 | LP | 0.004 | 50
8WA1888 | CONNECTING BAR FOR 10 TERMINALS SIZE 6 | 3 | TEM | 1 | LP | 0.019 | 10
8WA1892 | COVER WHITE, FOR INSCRIPTION FOR TERMINALS SIZE 16 | 0.8 | TEM | 1 | LP | 0.001 | 50
8WA1893 | COVER WHITE, FOR INSCRIPTION FOR TERMINALS SIZE 35 | 1 | TEM | 1 | LP | 0.002 | 50
8WA1895 | CONNECTING BAR FOR 2 TERMINALS SIZE 2,5 | 0.8 | TEM | 1 | LP | 0.001 | 50
8WA1896 | CONNECTING BAR FOR 3 TERMINALS SIZE 2,5 | 1.6 | TEM | 1 | LP | 0.004 | 50
8WA1897 | CONNECTING BAR FOR 4 TERMINALS SIZE 2,5 | 1.1 | TEM | 1 | LP | 0.005 | 20
8WA1898 | CONNECTING BAR FOR 10 TERMINALS SIZE 2,5 | 2.1 | TEM | 1 | LP | 0.013 | 10
8WA2803 | SCREWDRIVER, LONG, GREEN W. SCREWDRIVER POINT 3.5X0.5, E.G. F. OPERATING SPRINGL. TERMINAL | 8.2 | TEM | 1 | LP | 0.029 | 1
8WA2842 | NBUSBAR TINNED | 10 | TEM | 1 | LP | 0.267 | 1
8WA2861 | N/PE DISTRIBUTION TERMINAL FOR BUSBARS 6X6 MM, VPE100, FOR CONDUCTOR CROSS SECTION 16 MM2 | 0.5 | TEM | 1 | LP | 0.009 | 50
8WA2880 | SCREWDRIVER, LONG, PARTIALLY INSULATED, GREEN W. SCREWDRIVER POINT 3.5X0.5, E.G. F. OPERATING SPRINGL. TERMINAL | 7.9 | TEM | 1 | LP | 0.036 | 1
8WA7163 | CONNECTION COMB, 10 POLE FOR TRANSF. TERMINALS 6 SQMM | 5.9 | TEM | 1 | LP | 0.002 | 10
8WA746 | MOUNTING BRACKET | 2.5 | TEM | 1 | LP | 0.05 | 10
8WA7551 | CU RAIL 35MM,2M LENGTH EN 50 02235X15 | 132.2 | TEM | 1 | LP | 1.94 | 1
8WA83480XA | PLATES HORIZONTEL.TEXT PACK WITH 136 PLATES 2 CARDS PER 68 PLATES INSCRIPTION 2MM SIZE. 5X7MM, | 15.3 | TEM | 100 | LP | 0.001 | 136
8WA83482AY | PLATES BLANK PACK WITH 136 PLATES 2 CARDS PER 68 PLATES INSCRIPTION 2MM SIZE. 5X7MM, | 4.3 | TEM | 100 | LP | 0.001 | 136
8WA83610AB | PLATES HORIZONTEL. 1..20 PACK WITH 204 PLATES 3 CARDS PER 68 PLATES INSCRIPTION 2MM SIZE. 5X7MM, | 7.3 | TEM | 100 | LP | 0.001 | 204
8WA83610AC | PLATES HORIZONTEL. 1..40 PACK WITH 204 PLATES 3 CARDS PER 68 PLATES INSCRIPTION 2MM SIZE. 5X7MM, | 7.3 | TEM | 100 | LP | 0.001 | 204
8WA83610BA | PLATES HORIZONTEL. 1..5 PACK WITH 204 PLATES 3 CARDS PER 68 PLATES INSCRIPTION 2MM SIZE. 5X7MM, | 7.3 | TEM | 100 | LP | 0.001 | 204
8WA83611AA | PLATES HORIZONTEL. A,B..T PACK WITH 204 PLATES 3 CARDS PER 68 PLATES INSCRIPTION 2MM SIZE. 5X7MM, | 7.3 | TEM | 100 | LP | 0.001 | 204
8WA83611AD | P.HOR.U1 V1 W1 U2 V2 W2 BLANK PACK WITH 204 PLATES 3 CARDS PER 68 PLATES INSCRIPTION 2MM SIZE. 5X7MM, | 7.3 | TEM | 100 | LP | 0.001 | 204
8WA88260AA | PACK. W. 380 LAB. PLATES TERMINAL STRIP ID LAB. PLATE PRINTED W. X1 | 38.4 | TEM | 100 | LP | 0.001 | 380
8WA88502AY | PACK. W. 15 PLATE HOLDERS PER FRAME 68 X=1020 LAB. PLATES LAB. PLATES 5X7MM F. COMPUTER LABELING SYSTEM | 6 | TEM | 100 | LP | 0.001 | 1020
8WA88512AY | PACK. W. 15 PLATE HOLDERS PER FRAME 68 X=1020 LAB. PLATES LAB. PLATES 5X10MM F. COMPUTER LABELING SYSTEM | 6.1 | TEM | 100 | LP | 0.001 | 1020
8WA88600BL | PACK. W. 200 LAB. PLATES 2 SHEETS W. 5 STRIPS EACH WITH 20 LAB. PLATES EACH LAB. PLATE SIZE 5X7MM, FONT 2MM VERTICAL INSCRIPTION 51...55 (40X) | 3.6 | TEM | 100 | LP | 0.001 | 200
8WA1805 | END RETAINER STEEL, 10.3MM | 1 | TEM | 1 | LP | 0.014 | 50
8WA1806 | END LABELING PLATE 21X42MM | 0.6 | TEM | 1 | LP | 0.005 | 50
8WA1808 | END RETAINER THERMOPLASTIC 10MM | 0.7 | TEM | 1 | LP | 0.015 | 50
8WA1820 | BARRIER FOR TERMINALS SZ 1, 1.5 AND 2.5 | 0.5 | TEM | 1 | LP | 0.002 | 50
8WA1821 | BARRIER FOR TERMINALS SZ 6 AND 16 | 0.6 | TEM | 1 | LP | 0.003 | 50
8WA18227EF16 | G FUSE LINK DIN 41660 QUICKRESPONSE HIGH BREAKING CAPACITY RATED UNINT. CURRENT 1A | 1.5 | TEM | 1 | LP | 0.002 | 10
8WA18227EF18 | G FUSE LINK DIN 41660 QUICKRESPONSE HIGH BREAKING CAPACITY RATED UNINT. CURRENT 1.6A | 1.5 | TEM | 1 | LP | 0.002 | 10
8WA18227EF21 | G FUSE LINK DIN 41660 QUICKRESPONSE HIGH BREAKING CAPACITY RATED UNINT. CURRENT 2.5A | 1.5 | TEM | 1 | LP | 0.002 | 10
8WA18227EF23 | G FUSE LINK DIN 41660 QUICKRESPONSE HIGH BREAKING CAPACITY RATED UNINT. CURRENT 4A | 1.5 | TEM | 1 | LP | 0.002 | 10
8WA18227EF25 | G FUSE LINK DIN 41660 QUICKRESPONSE HIGH BREAKING CAPACITY RATED UNINT. CURRENT 6.3A | 1.5 | TEM | 1 | LP | 0.002 | 10
8WA18227EF78 | G FUSE LINK DIN 41662 TIMELAG LOW BREAKING CAPACITY RATED UNINT. CURRENT 1.6A | 1.5 | TEM | 1 | LP | 0.002 | 10
8WA18227EF81 | G FUSE LINK DIN 41662 TIMELAG LOW BREAKING CAPACITY RATED UNINT. CURRENT 2.5A | 1.5 | TEM | 1 | LP | 0.002 | 10
8WA18227EF83 | G FUSE LINK DIN 41662 TIMELAG LOW BREAKING CAPACITY RATED UNINT. CURRENT 4A | 1.5 | TEM | 1 | LP | 0.001 | 10
8WA18227EF85 | G FUSE LINK DIN 41662 TIMELAG LOW BREAKING CAPACITY RATED UNINT. CURRENT 6.3A | 1.4 | TEM | 1 | LP | 0.001 | 10
8WA1853 | CONNECTING BAR FOR 10 TERMINALS SIZE 4 | 2.7 | TEM | 1 | LP | 0.016 | 10
8WA1862 | COVER WHITE, FOR INSCRIPTION FOR TERMINALS SIZE 4 AND 6 | 0.5 | TEM | 1 | LP | 0.001 | 50
8WA1898 | CONNECTING BAR FOR 10 TERMINALS SIZE 2,5 | 2.1 | TEM | 1 | LP | 0.013 | 10
8WA88600BL | PACK. W. 200 LAB. PLATES 2 SHEETS W. 5 STRIPS EACH WITH 20 LAB. PLATES EACH LAB. PLATE SIZE 5X7MM, FONT 2MM VERTICAL INSCRIPTION 51...55 (40X) | 11 | TEM | 100 | LP | 0.001 | 200
8WA1216 | LINK RAIL FOR 2 TERMINALS SZ 70 | 3.6 | TEM | 1 | LP | 0.055 | 20
8WA1802 | LINK RAIL FOR 10 TERMINALS SZ 16 | 5.7 | TEM | 1 | LP | 0.059 | 10
8WA1804 | LINK RAIL FOR 10 TERMINALS SZ 35 | 11.6 | TEM | 1 | LP | 0.13 | 10
8WA1805 | END RETAINER STEEL, 10.3MM | 1 | TEM | 1 | LP | 0.014 | 50
8WA1806 | END LABELING PLATE 21X42MM | 0.6 | TEM | 1 | LP | 0.005 | 50
8WA1808 | END RETAINER THERMOPLASTIC 10MM | 0.7 | TEM | 1 | LP | 0.015 | 50
8WA1811 | COVER W. LIGHTNING SYMBOL FOR TERMINALS SZ 4 AND 6 | 0.4 | TEM | 1 | LP | 0.001 | 50
8WA1812 | COVER W. LIGHTNING SYMBOL FOR TERMINALS SZ 16 | 0.7 | TEM | 1 | LP | 0.001 | 50
8WA1813 | COVER W. LIGHTNING SYMBOL FOR TERMINALS SZ 35 | 0.8 | TEM | 1 | LP | 0.002 | 50
8WA1817 | END PLATE F. TWOTIER TERMINALS | 0.6 | TEM | 1 | LP | 0.007 | 50
8WA1820 | BARRIER FOR TERMINALS SZ 1, 1.5 AND 2.5 | 0.5 | TEM | 1 | LP | 0.002 | 50
8WA1821 | BARRIER FOR TERMINALS SZ 6 AND 16 | 0.6 | TEM | 1 | LP | 0.003 | 50
8WA18227AX01 | COVER, TRANSPARENT FOR LINK RAILS LENGTH 80 MM, F.THROUGHTYPE TERMINALS SZ 2.5 TO 6 | 1.3 | TEM | 1 | LP | 0.001 | 10
8WA18227AX02 | COVER, TRANSPARENT FOR LINK RAILS LENGTH 100 MM F.THROUGHTYPE TERMINALS SZ 16 TO 35 | 1.3 | TEM | 1 | LP | 0.001 | 10
8WA18227EF16 | G FUSE LINK DIN 41660 QUICKRESPONSE HIGH BREAKING CAPACITY RATED UNINT. CURRENT 1A | 1.5 | TEM | 1 | LP | 0.002 | 10
8WA18227EF18 | G FUSE LINK DIN 41660 QUICKRESPONSE HIGH BREAKING CAPACITY RATED UNINT. CURRENT 1.6A | 1.5 | TEM | 1 | LP | 0.002 | 10
8WA18227EF21 | G FUSE LINK DIN 41660 QUICKRESPONSE HIGH BREAKING CAPACITY RATED UNINT. CURRENT 2.5A | 1.5 | TEM | 1 | LP | 0.002 | 10
8WA18227EF23 | G FUSE LINK DIN 41660 QUICKRESPONSE HIGH BREAKING CAPACITY RATED UNINT. CURRENT 4A | 1.5 | TEM | 1 | LP | 0.002 | 10
8WA18227EF25 | G FUSE LINK DIN 41660 QUICKRESPONSE HIGH BREAKING CAPACITY RATED UNINT. CURRENT 6.3A | 1.5 | TEM | 1 | LP | 0.002 | 10
8WA18227EF76 | G FUSE LINK DIN 41662 TIMELAG LOW BREAKING CAPACITY RATED UNINT. CURRENT 1A | 1.5 | TEM | 1 | LP | 0.002 | 10
8WA18227EF78 | G FUSE LINK DIN 41662 TIMELAG LOW BREAKING CAPACITY RATED UNINT. CURRENT 1.6A | 1.5 | TEM | 1 | LP | 0.002 | 10
8WA18227EF81 | G FUSE LINK DIN 41662 TIMELAG LOW BREAKING CAPACITY RATED UNINT. CURRENT 2.5A | 1.5 | TEM | 1 | LP | 0.002 | 10
8WA18227EF83 | G FUSE LINK DIN 41662 TIMELAG LOW BREAKING CAPACITY RATED UNINT. CURRENT 4A | 1.5 | TEM | 1 | LP | 0.001 | 10
8WA18227EF85 | G FUSE LINK DIN 41662 TIMELAG LOW BREAKING CAPACITY RATED UNINT. CURRENT 6.3A | 1.4 | TEM | 1 | LP | 0.001 | 10
8WA18227PH00 | TEST SOCKET 4MM, RECESSED | 0.7 | TEM | 1 | LP | 0.002 | 50
8WA18227TH00 | BARRIER FOR INSTA TERMINALS SZ 2.5 AND TRANSF. TERMINALS SZ 6 | 2.9 | TEM | 1 | LP | 0.006 | 50
8WA18227VF01 | LINK F. LINK RAIL FOR TERMINALS SZ 2.5 MOUNT. WIDTH 6MM | 0.8 | TEM | 1 | LP | 0.004 | 50
8WA18227VF10 | CONNECTING BAR FOR 10 TERMINALS, FOR INSTALLATION | 2.1 | TEM | 1 | LP | 0.011 | 10
8WA18227VG00 | LINK F. LINK RAIL FOR TERMINALS SZ 4 F. TWOTIER TERMINALS, 2POLE UPPER TIER 1PCK = 10 UNITS 1 BULK PACK=100 UNITS | 0.8 | TEM | 1 | LP | 0.004 | 50
8WA18227VG01 | LINK F. LINK RAIL FOR SZ 4, TWOTIER TERMINALS 1 AND 2 POLE BOTTOM TIER 1PCK=10 UNITS 1 BULK PACK=100 UNITS | 0.9 | TEM | 1 | LP | 0.001 | 50
8WA18227VH01 | JUMPER INSULATED FOR TERMINALS SZ 6 | 1.7 | TEM | 1 | LP | 0.009 | 50
8WA18227VH10 | CONNECTING BAR NOT MOUNTED FOR 10 TERMINALS SIZE 6 | 2.7 | TEM | 1 | LP | 0.017 | 50
8WA18227VH22 | CONNECTION COMB, 2POLE | 0.8 | TEM | 1 | LP | 0.003 | 10
8WA1823 | BARRIER FOR TWOTIER TERMINALS SZ 4 A. THROUGHTYPE TERMINALS SZ35 | 2.2 | TEM | 1 | LP | 0.007 | 25
8WA1824 | BARRIER FOR TERMINALS SZ 70 | 3.5 | TEM | 1 | LP | 0.012 | 25
8WA1825 | INSUL. PLATE FOR TERMINALS SZ 2.5, 4 AND 6 | 0.3 | TEM | 1 | LP | 0.001 | 50
8WA1835 | CONNECTING BAR BACK TIER FOR 2 TERMINALS | 1.4 | TEM | 1 | LP | 0.006 | 50
8WA1838 | CONNECTING BAR BACK TIER FOR 10 TERMINALS | 3 | TEM | 1 | LP | 0.028 | 10
8WA1850 | CONNECTING BAR FOR 2 TERMINALS SIZE 4 | 0.9 | TEM | 1 | LP | 0.004 | 50
8WA1851 | CONNECTING BAR FOR 3 TERMINALS SIZE 4 | 1.1 | TEM | 1 | LP | 0.005 | 50
8WA1852 | CONNECTING BAR FOR 4 TERMINALS SIZE 4 | 1.3 | TEM | 1 | LP | 0.005 | 20
8WA1853 | CONNECTING BAR FOR 10 TERMINALS SIZE 4 | 2.7 | TEM | 1 | LP | 0.016 | 10
8WA1854 | TEST SOCKET 2.3MM | 0.2 | TEM | 1 | LP | 0.001 | 100
8WA1862 | COVER WHITE, FOR INSCRIPTION FOR TERMINALS SIZE 4 AND 6 | 0.5 | TEM | 1 | LP | 0.001 | 50
8WA1865 | JUMPER F. TERMINAL SZ. 4 | 0.9 | TEM | 1 | LP | 0.008 | 50
8WA1868 | TEST PLUG RED PACKAGE = 10 UNITS | 4.2 | TEM | 1 | LP | 0.017 | 10
8WA1885 | CONNECTING BAR FOR 2 TERMINALS SIZE 6 | 0.9 | TEM | 1 | LP | 0.004 | 50
8WA1886 | CONNECTING BAR FOR 3 TERMINALS SIZE 6 | 1.3 | TEM | 1 | LP | 0.004 | 50
8WA1888 | CONNECTING BAR FOR 10 TERMINALS SIZE 6 | 3 | TEM | 1 | LP | 0.019 | 10
8WA1892 | COVER WHITE, FOR INSCRIPTION FOR TERMINALS SIZE 16 | 0.8 | TEM | 1 | LP | 0.001 | 50
8WA1893 | COVER WHITE, FOR INSCRIPTION FOR TERMINALS SIZE 35 | 1 | TEM | 1 | LP | 0.002 | 50
8WA1895 | CONNECTING BAR FOR 2 TERMINALS SIZE 2,5 | 0.8 | TEM | 1 | LP | 0.001 | 50
8WA1896 | CONNECTING BAR FOR 3 TERMINALS SIZE 2,5 | 1.6 | TEM | 1 | LP | 0.004 | 50
8WA1897 | CONNECTING BAR FOR 4 TERMINALS SIZE 2,5 | 1.1 | TEM | 1 | LP | 0.005 | 20
8WA1898 | CONNECTING BAR FOR 10 TERMINALS SIZE 2,5 | 2.1 | TEM | 1 | LP | 0.013 | 10
8WA2803 | SCREWDRIVER, LONG, GREEN W. SCREWDRIVER POINT 3.5X0.5, E.G. F. OPERATING SPRINGL. TERMINAL | 8.2 | TEM | 1 | LP | 0.029 | 1
8WA2842 | NBUSBAR TINNED | 10 | TEM | 1 | LP | 0.267 | 1
8WA2861 | N/PE DISTRIBUTION TERMINAL FOR BUSBARS 6X6 MM, VPE100, FOR CONDUCTOR CROSS SECTION 16 MM2 | 0.5 | TEM | 1 | LP | 0.009 | 50
8WA2880 | SCREWDRIVER, LONG, PARTIALLY INSULATED, GREEN W. SCREWDRIVER POINT 3.5X0.5, E.G. F. OPERATING SPRINGL. TERMINAL | 7.9 | TEM | 1 | LP | 0.036 | 1
8WA7163 | CONNECTION COMB, 10 POLE FOR TRANSF. TERMINALS 6 SQMM | 5.9 | TEM | 1 | LP | 0.002 | 10
8WA746 | MOUNTING BRACKET | 2.5 | TEM | 1 | LP | 0.05 | 10
8WA7551 | CU RAIL 35MM,2M LENGTH EN 50 02235X15 | 132.2 | TEM | 1 | LP | 1.94 | 1
8WA83480XA | PLATES HORIZONTEL.TEXT PACK WITH 136 PLATES 2 CARDS PER 68 PLATES INSCRIPTION 2MM SIZE. 5X7MM, | 15.3 | TEM | 100 | LP | 0.001 | 136
8WA83482AY | PLATES BLANK PACK WITH 136 PLATES 2 CARDS PER 68 PLATES INSCRIPTION 2MM SIZE. 5X7MM, | 4.3 | TEM | 100 | LP | 0.001 | 136
8WA83610AB | PLATES HORIZONTEL. 1..20 PACK WITH 204 PLATES 3 CARDS PER 68 PLATES INSCRIPTION 2MM SIZE. 5X7MM, | 7.3 | TEM | 100 | LP | 0.001 | 204
8WA83610AC | PLATES HORIZONTEL. 1..40 PACK WITH 204 PLATES 3 CARDS PER 68 PLATES INSCRIPTION 2MM SIZE. 5X7MM, | 7.3 | TEM | 100 | LP | 0.001 | 204
8WA83610BA | PLATES HORIZONTEL. 1..5 PACK WITH 204 PLATES 3 CARDS PER 68 PLATES INSCRIPTION 2MM SIZE. 5X7MM, | 7.3 | TEM | 100 | LP | 0.001 | 204
8WA83611AA | PLATES HORIZONTEL. A,B..T PACK WITH 204 PLATES 3 CARDS PER 68 PLATES INSCRIPTION 2MM SIZE. 5X7MM, | 7.3 | TEM | 100 | LP | 0.001 | 204
8WA83611AD | P.HOR.U1 V1 W1 U2 V2 W2 BLANK PACK WITH 204 PLATES 3 CARDS PER 68 PLATES INSCRIPTION 2MM SIZE. 5X7MM, | 7.3 | TEM | 100 | LP | 0.001 | 204
8WA88260AA | PACK. W. 380 LAB. PLATES TERMINAL STRIP ID LAB. PLATE PRINTED W. X1 | 38.4 | TEM | 100 | LP | 0.001 | 380
8WA88502AY | PACK. W. 15 PLATE HOLDERS PER FRAME 68 X=1020 LAB. PLATES LAB. PLATES 5X7MM F. COMPUTER LABELING SYSTEM | 6 | TEM | 100 | LP | 0.001 | 1020
8WA88512AY | PACK. W. 15 PLATE HOLDERS PER FRAME 68 X=1020 LAB. PLATES LAB. PLATES 5X10MM F. COMPUTER LABELING SYSTEM | 6.1 | TEM | 100 | LP | 0.001 | 1020
8WA88600BL | PACK. W. 200 LAB. PLATES 2 SHEETS W. 5 STRIPS EACH WITH 20 LAB. PLATES EACH LAB. PLATE SIZE 5X7MM, FONT 2MM VERTICAL INSCRIPTION 51...55 (40X) | 11 | TEM | 100 | LP | 0.001 | 200
5TA4702 | DELTA FLAT IP44, SM DARK GRAY/LIGHT GRAY OFF SWITCH 2POLE, 10A 250V 66X75MM | 16.93 | TEM | 1 | LP | 0.116 | 1
5TA4705 | DELTA FLAT IP44, SM DARK GRAY/LIGHT GRAY 2CIRCUIT SWITCH, 10A 250V 66X75MM | 17.44 | TEM | 1 | LP | 0.109 | 1
5TA4706 | DELTA FLAT IP44, SM DARK GRAY/LIGHT GRAY UNIVERSAL SWITCH CO/OFF 10A 250V, 66X75MM | 10.71 | TEM | 1 | LP | 0.107 | 1
5TA4707 | DELTA FLAT IP44, SM DARK GRAY/LIGHT GRAY INTERMEDIATE SWITCH, 10A 250V 66X75MM | 16.93 | TEM | 1 | LP | 0.11 | 1
5TA4708 | DELTA FLAT IP44, SM DARK GRAY/LIGHT GRAY DUAL 2WAY SWITCH 10A 250V, 66X75MM | 20.4 | TEM | 1 | LP | 0.116 | 1
5TA7650 | DELTA FLAT IP44, SM SHUTTER KEYOPERAT. SWITCH 1POLE, 16A 250V, 66X75MM MOM./MAINT.CONTACT IN BOTH DIR. W. 2 KEYS, HINGED LID | 87.92 | TEM | 1 | LP | 0.244 | 1
5TC8900 | ISYSTEM, TITANIUM WHITE COVER PLATE F. DIMMER W. ROTARY BUTTON 55X55MM | 7.85 | TEM | 1 | LP | 0.023 | 1
5TC8901 | ISYSTEM, ELECTRIC WHITE COVER PLATE F. DIMMER W. ROTARY BUTTON 55X55MM | 7.85 | TEM | 1 | LP | 0.017 | 1
5TC8904 | DELTA PROFIL, TITANIUM WHITE COVER PLATE F. DIMMER W. ROTARY BUTTON 65X65MM | 17.95 | TEM | 1 | LP | 0.017 | 1
5TC8912 | DELTA STYLE, TITANIUM WHITE COVER PLATE F. DIMMER W. ROTARY BUTTON 68X68MM | 19.07 | TEM | 1 | LP | 0.026 | 1
5TD4705 | DELTA FLAT IP44, SM DARK GRAY/LIGHT GRAY PUSHB., 10A 250V, 66X75MM W. TRANSPARENT WINDOW (NEUTRAL/ LIGHT), W. LAMP 5TG7332 | 17.34 | TEM | 1 | LP | 0.107 | 1
5TD4706 | DELTA FLAT IP44, SM DARK GRAY/LIGHT GRAY PUSHB., 10A 250V W. SEPARATE FEEDBACK W. WHITE WINDOW, 66X75MM | 14.99 | TEM | 1 | LP | 0.111 | 1
5TD4707 | DELTA FLAT IP44, SM DARK GRAY/LIGHT GRAY PUSHB., 10A 250V, 1CO CONTACT CAN BE USED AS NC CONTACT 66X75MM | 11.63 | TEM | 1 | LP | 0.108 | 1
5TD4708 | DELTA FLAT IP44, SM DARK GRAY/LIGHT GRAY SHUTTER PUSHB. W. ELECTRICAL INTERLOCK 10A 250V AND SYMBOLS UP/DOWN, 66X75MM | 24.89 | TEM | 1 | LP | 0.112 | 1
5TG11110 | DELTA MIRO FRAME 1FOLD COLOUR TITANIUM WHITE DIMENSIONS 90X90MM | 4.79 | TEM | 1 | LP | 0.024 | 1
5TG11113 | DELTA MIRO FRAME 1FOLD DIMENSIONS 90X90 MM ELECTRICAL WHITE | 4.79 | TEM | 1 | LP | 0.024 | 1
5TG11120 | DELTA MIRO FRAME 2FOLD COLOUR TITANIUM WHITE DIMENSIONS 161X90MM | 7.96 | TEM | 1 | LP | 0.033 | 1
5TG11130 | DELTA MIRO FRAME 3FOLD COLOUR TITANIUM WHITE DIMENSIONS 232X90MM | 12.75 | TEM | 1 | LP | 0.043 | 1
5TG11140 | DELTA MIRO FRAME 4FOLD COLOUR TITANIUM WHITE DIMENSIONS 303X90MM | 20.71 | TEM | 1 | LP | 0.061 | 1
5TG11150 | DELTA MIRO FRAME 5FOLD COLOUR TITANIUM WHITE DIMENSIONS 374X90MM | 29.58 | TEM | 1 | LP | 0.076 | 1
5TG1210 | ISYSTEM, TITANIUM WHITE COVER PLATE UAE OUTLET BOX SUITABLE F. ACKERMANN CAT.3 1 X 8 POLE, 55 X 55 MM | 4.59 | TEM | 1 | LP | 0.011 | 1
5TG1211 | ISYSTEM, TITANIUM WHITE COVER PLATE UAE OUTLET BOX SUITABLE F. ACKERMANN CAT.3 2 X 8 POLE, 55 X 55 MM | 4.59 | TEM | 1 | LP | 0.011 | 1
5TG1321 | DELTA STYLE, TITANIUM WHITE FRAME, 1FOLD, 82X82MM | 3.67 | TEM | 1 | LP | 0.023 | 1
5TG1322 | DELTA STYLE, TITANIUM WHITE FRAME, 2FOLD, 153X82MM | 6.22 | TEM | 1 | LP | 0.033 | 1
5TG1323 | DELTA STYLE, TITANIUM WHITE FRAME, 3FOLD, 224X82MM | 10.61 | TEM | 1 | LP | 0.045 | 1
5TG1324 | DELTA STYLE, TITANIUM WHITE FRAME, 4FOLD, 295X82MM | 16.12 | TEM | 1 | LP | 0.059 | 1
5TG1325 | DELTA STYLE, TITANIUM WHITE FRAME, 5FOLD, 366X82MM | 22.95 | TEM | 1 | LP | 0.076 | 1
5TG1327 | DELTA STYLE, TITANIUM WHITE INTERMED. FRAME 68X68MM FOR INSTALLING DEVICES W. COVER PLATE 55X55MM | 5.41 | TEM | 1 | LP | 0.012 | 1
5TG1328 | DELTA STYLE, TITANIUM WHITE INTERMED. FRAME 68X68MM FOR INSTALLING DEVICES W. COVER PLATE 65X65MM | 6.22 | TEM | 1 | LP | 0.008 | 1
5TG1330 | DELTA STYLE, TITANIUM WHITE BLANKING PLATE, 68X68MM | 9.59 | TEM | 1 | LP | 0.072 | 1
5TG1333 | DELTA STYLE, TITANIUM WHITE, COVER PLATE 68X68MM F.FLUSHMOUNTING CONTROL DEVICE FOR DIAMETER 22.5MM | 13.67 | TEM | 1 | LP | 0.045 | 1
5TG1335 | DELTA STYLE, TITANIUM WHITE OUTLET COVER, 68X68MM | 14.69 | TEM | 1 | LP | 0.078 | 1
5TG1338 | DELTA STYLE, TITANIUM WHITE ANTENNA COVER PLATE, 68X68MM FOR RF/TV/SAT OUTLET BOXES HIRSCHMANN EDA 3902F | 7.04 | TEM | 1 | LP | 0.019 | 1
5TG1340 | DELTA STYLE, TITANIUM WHITE COVER PLATE 68X68MM W. HINGED LID, F. RETROFITTING OF SCHUKO SOCKET OUTLETS | 15.2 | TEM | 1 | LP | 0.037 | 1
5TG1342 | DELTA STYLE, TITANIUM WHITE COVER PLATE 68X68MM FOR TELECOMMUNICATION CONNECTION UNITS (TAE) | 7.75 | TEM | 1 | LP | 0.017 | 1
5TG1343 | DELTA STYLE TITANIUM WHITE COVER PLATE 68X68MM WITH SHUTTER WITH INSCRIPTION LABEL FOR SUPPORT PLATES MODULAR JACK PLUGIN CONNECTOR | 15.4 | TEM | 1 | LP | 0.023 | 1
5TG1394 | DELTA STYLE TITANIUM WHITE COVER PLATE UTU OUTLET BOX 68X68MM FOR RUTENBECK CAT.3+5+6 BTRDAT C6, EDAT/UTUDESIGN TELEGAERTNER AMJ45, UMJ45 | 7.04 | TEM | 1 | LP | 0.018 | 1
5TG1395 | DELTA STYLE TITANIUM WHITE COVER PLATE UTU OUTLET BOX 68X68MM WITH INSCRIPTION LABEL FOR RUTENBECK CAT.3+5+6 BTRDAT C6, EDAT/UTUDESIGN TELEGAERTNER AMJ45, UMJ45 | 8.67 | TEM | 1 | LP | 0.023 | 1
5TG18002 | DELTA PROFIL COVER PLATE 65X65MM FOR TAE OUTLET BOX AND LOUDSPEAKER OUTLET BOX TITANIUM WHITE | 7.65 | TEM | 1 | LP | 0.015 | 1
5TG1801 | DELTA PROFILE, TITANIUM WHITE FRAME WITH CUTOUT 48X48MM 1WAY, 80MM | 3.26 | TEM | 1 | LP | 0.017 | 1
5TG1802 | DELTA PROFIL, TITANIUM WHITE FRAME, 2FOLD, CUTOUT 151X80MM | 6.12 | TEM | 1 | LP | 0.028 | 1
5TG1803 | DELTA PROFIL, TITANIUM WHITE FRAME, 2FOLD, W. 1 CUTOUT 151X80MM | 6.12 | TEM | 1 | LP | 0.028 | 1
5TG1804 | DELTA PROFILE, TITANIUM WHITE FRAME WITH 1 CUTOUT 48X48MM TRIPLE FRAME, 80MM | 10.1 | TEM | 1 | LP | 0.04 | 1
5TG1806 | DELTA PROFILE, TITANIUM WHITE INTERMEDIATE FRAME 65X65MM | 8.06 | TEM | 1 | LP | 0.008 | 1
5TG1807 | DELTA PROFILE, TITANIUM WHITE OUTLET PLATE | 15.4 | TEM | 1 | LP | 0.068 | 1
5TG1810 | DELTA PROFILE, TITANIUM WHITE BLANKING PLATE | 13.26 | TEM | 1 | LP | 0.047 | 1
5TG1811 | DELTA PROFILE, TITANIUM WHITE SINGLE FRAME, 80MM | 3.57 | TEM | 1 | LP | 0.017 | 1
5TG1812 | DELTA PROFILE, TITANIUM WHITE DOUBLE FRAME, 80MM | 6.32 | TEM | 1 | LP | 0.028 | 1
5TG1813 | DELTA PROFILE, TITANIUM WHITE TRIPLE FRAME, 80MM | 11.32 | TEM | 1 | LP | 0.04 | 1
5TG1814 | DELTA PROFILE, TITANIUM WHITE QUADRUPLE FRAME, 80MM | 16.83 | TEM | 1 | LP | 0.038 | 1
5TG1815 | DELTA PROFILE, TITANIUM WHITE QUINTUPLE FRAME, 80MM | 34.88 | TEM | 1 | LP | 0.055 | 1
5TG1818 | DELTA PROFIL, TITANIUM WHITE COVER PLATE UAECONNECTION BOX SUITABLE F.RUTENBECK CAT.3+5/ BTR CAT.6, 65X65MM | 6.43 | TEM | 1 | LP | 0.017 | 1
5TG1821 | DELTA PROFIL, TITANIUM WHITE COVER PLATE UAECONNECTION BOX SUITABLE F.RUTENBECK CAT.3+5/ BTR CAT.6, 65X65MM WITH DESCRIPTION FIELD | 12.24 | TEM | 1 | LP | 0.016 | 1
5TG1825 | DELTA PROFILE, TITANIUM WHITE SURF.MOUNT.HOUSING SINGLE 80MM | 16.63 | TEM | 1 | LP | 0.078 | 1
5TG1826 | DELTA PROFILE, TITANIUM WHITE SURF.MOUNT. HOUSING 2FOLD 80MM | 34.68 | TEM | 1 | LP | 0.126 | 1
5TG18282 | DELTA PROFIL COVER PLATE TV/RF/SAT 2 AND 3 HOLES KNOCKOUT TITANIUM WHITE | 6.02 | TEM | 1 | LP | 0.015 | 1
5TG1893 | DELTA PROFILE INTERM.FRAME FOR ADAPTATION OF DELTA PLUS COMPONENTS | 3.47 | TEM | 1 | LP | 0.01 | 1
5TG1916 | DELTA PROFILE, TITANIUM WHITE COMMUNICATIONS PLUG OPTICAL FIBRE OUTLET BOX | 21.83 | TEM | 1 | LP | 0.085 | 1
5TG25282 | ISYSTEM COVER PLATE TV/RF/SAT 3 HOLES ELECTRICAL WHITE | 8.16 | TEM | 1 | LP | 0.012 | 1
5TG2543 | ISYSTEM, ELECTRIC WHITE COVER PLATE UAE OUTLET BOX SUITABLE F.RUTENBECK CAT.3+5/ BRT CAT.6, 55X55MM | 3.26 | TEM | 1 | LP | 0.013 | 1
5TG2544 | ISYSTEM, ELECTRIC WHITE COVER PLATE UAE OUTLET BOX SUITABLE F.RUTENBECK CAT.3+5/ BTR CAT.6, 55X55MM W. LABELING FIELD | 5.41 | TEM | 1 | LP | 0.011 | 1
5TG2545 | ISYSTEM, TITANIUM WHITE COVER PLATE UAE OUTLET BOX SUITABLE F.RUTENBECK CAT.3+5/ BTR CAT.6, 55X55MM | 3.26 | TEM | 1 | LP | 0.013 | 1
5TG2546 | ISYSTEM, TITANIUM WHITE COVER PLATE UAE OUTLET BOX SUITABLE F.RUTENBECK CAT.3+5/ BTR CAT.6, 55X55MM W. LABELING FIELD | 5.41 | TEM | 1 | LP | 0.014 | 1
5TG25482 | ISYSTEM COVER PLATE TV/RF/SAT 3 HOLES TITANIUM WHITE | 8.16 | TEM | 1 | LP | 0.012 | 1
5TG25510 | DELTA LINE, TITANIUM WHITE FRAME, 1FOLD, 80X80MM | 1.63 | TEM | 1 | LP | 0.014 | 1
5TG25520 | DELTA LINE, TITANIUM WHITE FRAME, 2FOLD, 151X80MM | 4.28 | TEM | 1 | LP | 0.024 | 1
5TG25530 | DELTA LINE, TITANIUM WHITE FRAME, 3FOLD, 222X80MM | 6.22 | TEM | 1 | LP | 0.032 | 1
5TG25540 | DELTA LINE, TITANIUM WHITE FRAME, 4FOLD, 293X80MM | 9.18 | TEM | 1 | LP | 0.044 | 1
5TG25550 | DELTA LINE, TITANIUM WHITE FRAME, 5FOLD, 364X80MM | 13.97 | TEM | 1 | LP | 0.056 | 1
5TG2558 | ISYSTEM, TITANIUM WHITE BLANKING PLATE, 55X55MM | 4.9 | TEM | 1 | LP | 0.051 | 1
5TG2561 | ISYSTEM, TITANIUM WHITE ANTENNA COVER PLATE 55X55MM F.BROADBAND OUTLET BOX RF/TV | 2.65 | TEM | 1 | LP | 0.013 | 1
5TG25632 | ISYSTEM COVER PLATE 55X55MM FOR TAE OUTLET BOX A. LOUDSPEAKER OUTLET BOX TITANIUM WHITE | 3.77 | TEM | 1 | LP | 0.011 | 1
5TG2564 | ISYSTEM, TITANIUM WHITE DUAL EQUIPOT. BONDING BOX 55X55MM, DIN 42801 LINE CONNECTION 1X6SQMM AND 4X2.5SQMM | 35.9 | TEM | 1 | LP | 0.112 | 1
5TG2566 | ISYSTEM, TITANIUM WHITE OUTLET COVER, 55X55MM | 13.57 | TEM | 1 | LP | 0.05 | 1
5TG2567 | ISYSTEM, TITANIUM WHITE COVER PLATE 55X55MM FOR FLUSHM. CONTROL DEVICES F. DIAMETER 18.5MM | 11.02 | TEM | 1 | LP | 0.03 | 1
5TG2577 | ISYSTEM, TITANIUM WHITE COVER PLATE 55X55MM FOR SUBMIN. CONNECTOR F.SCREW AND CLAW FIXING | 10 | TEM | 1 | LP | 0.063 | 1
5TG25810 | DELTA LINE, ELECTRIC WHITE FRAME, 1FOLD, 80X80MM | 1.63 | TEM | 1 | LP | 0.014 | 1
5TG25820 | DELTA LINE, ELECTRIC WHITE FRAME, 2FOLD, 151X80MM | 4.28 | TEM | 1 | LP | 0.023 | 1
5TG25830 | DELTA LINE, ELECTRIC WHITE FRAME, 3FOLD, 222X80MM | 6.22 | TEM | 1 | LP | 0.033 | 1
5TG25840 | DELTA LINE, ELECTRIC WHITE FRAME, 4FOLD, 293X80MM | 9.18 | TEM | 1 | LP | 0.043 | 1
5TG25850 | DELTA LINE, ELECTRIC WHITE FRAME, 5FOLD, 364X80MM | 13.97 | TEM | 1 | LP | 0.055 | 1
5TG2588 | ISYSTEM, ELECTRIC WHITE BLANKING PLATE, 55X55MM | 4.9 | TEM | 1 | LP | 0.043 | 1
5TG2591 | ISYSTEM, ELECTRIC WHITE ANTENNA COVER PLATE 55X55MM F.BROADBAND OUTLET BOX RF/TV | 2.65 | TEM | 1 | LP | 0.013 | 1
5TG25932 | ISYSTEM COVER PLATE 55X55MM FOR TAE OUTLET BOX A. LOUDSPEAKER OUTLET BOX ELECTRIC WHITE | 3.77 | TEM | 1 | LP | 0.011 | 1
5TG2861 | DELTA LINE SURFACEM. ENCL., 1FOLD ELECTRIC WHITE | 12.95 | TEM | 1 | LP | 0.079 | 1
5TG2901 | DELTA LINE/STYLE SURFACEM. ENCL., 1FOLD TITANIUM WHITE | 12.95 | TEM | 1 | LP | 0.105 | 1
5TG2902 | DELTA LINE/STYLE SURFACEM. ENCL., 2FOLD TITANIUM WHITE | 22.64 | TEM | 1 | LP | 0.151 | 1
5TG2903 | DELTA LINE/STYLE SURFACEM. ENCL., 3FOLD TITANIUM WHITE | 36.52 | TEM | 1 | LP | 0.214 | 1
5TG4801 | DELTA PROFIL, TITANIUM WHITE VOLUME CONTROL 27OHM 3WATT +COVER PLATE 65X65MM+ROT. BTTN | 66.3 | TEM | 1 | LP | 0.081 | 1
5TG55254BE | CORAL DELTA DIMMERS ABDECKPLATE BEIGE | 9.59 | TEM | 1 | LP | 0.018 | 1
5TG55254GP | CORAL DELTA DIMMERS ABDECKPLATE GOLD PEARL | 9.59 | TEM | 1 | LP | 0.034 | 1
5TG55254LG | CORAL DELTA DIMMERS ABDECKPLATE LAVA GREY | 9.59 | TEM | 1 | LP | 0.034 | 1
5TG55254MS | CORAL DELTA DIMMERS ABDECKPLATE MOON SILVER | 9.59 | TEM | 1 | LP | 0.031 | 1
5TG55254SG | CORAL DELTA DIMMERS ABDECKPLATE SHADOW GREY | 9.59 | TEM | 1 | LP | 0.033 | 1
5TG55300BE | IRIS ROCKER BEIGE | 2.04 | TEM | 1 | LP | 0.083 | 1
5TG55300WH | IRIS ROCKER POLAR WHITE | 2.04 | TEM | 1 | LP | 0.022 | 1
5TG55301BE | IRIS ROCKER WITH TRANSPERENT WINDOW BEIGE | 4.49 | TEM | 1 | LP | 0.083 | 1
5TG55301WH | IRIS ROCKER WITH TRANSPERENT WINDOW POLAR WHITE | 4.49 | TEM | 1 | LP | 0.027 | 1
5TG55303BE | IRIS ROCKER TWO FOLD WITH TRANSPERENT WINDOW BEIGE | 5.92 | TEM | 1 | LP | 0.028 | 1
5TG55303WH | IRIS ROCKER TWO FOLD WITH TRANSPERENT WINDOW POLAR WHITE | 5.92 | TEM | 1 | LP | 0.023 | 1
5TG55304BE | IRIS ROCKER TWO FOLD BEIGE | 3.88 | TEM | 1 | LP | 0.01 | 1
5TG55304WH | IRIS ROCKER TWO FOLD POLAR WHITE | 3.88 | TEM | 1 | LP | 0.029 | 1
5TG55305BE | IRIS ROCKER TWO FOLD WITH TRANSPERENT WINDOW AND SYMBOL BELL BEIGE | 5.92 | TEM | 1 | LP | 0.043 | 1
5TG55305WH | IRIS ROCKER TWO FOLD WITH TRANSPERENT WINDOW AND SYMBOL BELL POLAR WHITE | 5.92 | TEM | 1 | LP | 0.02 | 1
5TG55306BE | IRIS ROCKER TWO FOLD WITH SYMBOL BELL BEIGE | 3.88 | TEM | 1 | LP | 0.022 | 1
5TG55306WH | IRIS ROCKER TWO FOLD WITH SYMBOL BELL POLAR WHITE | 3.88 | TEM | 1 | LP | 0.02 | 1
5TG55307BE | IRIS COVER PLATE WITH FRAME FOR HOTELCARD SWITCH 2 MINUTE SWITCH OFF DELAY BEIGE | 6.53 | TEM | 1 | LP | 0.09 | 1
5TG55308BE | IRIS ROCKER WITH TRANSPERENT WINDOW WITH SYMBOL BELL BEIGE | 4.39 | TEM | 1 | LP | 0.083 | 1
5TG55308WH | IRIS ROCKER WITH TRANSPERENT WINDOW WITH SYMBOL BELL POLAR WHITE | 4.39 | TEM | 1 | LP | 0.017 | 1
5TG55310BE | IRIS ROCKER WITH TRANSPERENT WINDOW WITH SYMBOL LIGHT BEIGE | 4.39 | TEM | 1 | LP | 0.021 | 1
5TG55310WH | IRIS ROCKER WITH TRANSPERENT WINDOW WITH SYMBOL LIGHT POLAR WHITE | 4.39 | TEM | 1 | LP | 0.022 | 1
5TG55313BE | IRIS ROCKER WITH SYMBOL BELL BEIGE | 4.39 | TEM | 1 | LP | 0.083 | 1
5TG55313WH | IRIS ROCKER WITH SYMBOL BELL POLAR WHITE | 4.39 | TEM | 1 | LP | 0.023 | 1
5TG55314BE | IRIS ROCKER WITH SYMBOL LIGHT BEIGE | 4.39 | TEM | 1 | LP | 0.083 | 1
5TG55314WH | IRIS ROCKER WITH SYMBOL LIGHT POLAR WHITE | 4.39 | TEM | 1 | LP | 0.02 | 1
5TG55317BE | IRIS ROCKER WITH LABEL HOLDER AND WINDOW BEIGE | 8.06 | TEM | 1 | LP | 0.012 | 1
5TG55317WH | IRIS ROCKER WITH LABEL HOLDER AND WINDOW POLAR WHITE | 8.06 | TEM | 1 | LP | 0.022 | 1
5TG55318BE | IRIS COVER PLATE FOR CORD OPERATED PUSH BUTTON AND CORD OUTLET BEIGE | 3.47 | TEM | 1 | LP | 0.014 | 1
5TG55318WH | IRIS COVER PLATE FOR CORD OPERATED PUSH BUTTON AND CORD OUTLET POLAR WHITE | 3.47 | TEM | 1 | LP | 0.043 | 1
5TG55320BE | IRIS COVER PLATE FOR DOUBLE PUSH BUTTON, SWITCH FOR BLINDS WITH SYMBOLS UP, DOWN BEIGE | 5.51 | TEM | 1 | LP | 0.011 | 1
5TG55320WH | IRIS COVER PLATE FOR DOUBLE PUSH BUTTON, SWITCH FOR BLINDS WITH SYMBOLS UP, DOWN POLAR WHITE | 5.51 | TEM | 1 | LP | 0.023 | 1
5TG55322BE | IRIS COVER PLATE FOR SOCKET OUTLETS BEIGE | 1.84 | TEM | 1 | LP | 0.083 | 1
5TG55322WH | IRIS COVER PLATE FOR SOCKET OUTLETS POLAR WHITE | 1.84 | TEM | 1 | LP | 0.026 | 1
5TG55323BE | IRIS COVER PLATE FOR SOCKET OUTLETS WITH CHILD PROTECTION BEIGE | 3.47 | TEM | 1 | LP | 0.027 | 1
5TG55323WH | IRIS COVER PLATE FOR SOCKET OUTLETS WITH CHILD PROTECTION POLAR WHITE | 3.47 | TEM | 1 | LP | 0.015 | 1
5TG55324BE | IRIS COVER PLATE FOR SOCKET OUTLETS WITH HINGEDLID AND CHILD PROTECTION BEIGE | 4.69 | TEM | 1 | LP | 0.083 | 1
5TG55324WH | IRIS COVER PLATE FOR SOCKET OUTLETS WITH HINGEDLID AND CHILD PROTECTION POLAR WHITE | 4.69 | TEM | 1 | LP | 0.014 | 1
5TG55327BE | IRIS COVER PLATE FOR R, TV, SAT SOCKET OUTLETS 2 HOLES BEIGE | 3.67 | TEM | 1 | LP | 0.083 | 1
5TG55327WH | IRIS COVER PLATE FOR R, TV, SAT SOCKET OUTLETS 2 HOLES POLAR WHITE | 3.67 | TEM | 1 | LP | 0.018 | 1
5TG55328BE | IRIS COVER FOR DELTA DIMMERS BEIGE | 9.59 | TEM | 1 | LP | 0.038 | 1
5TG55328WH | IRIS COVER PLATE F. DIMMER W. ROTARY BUTTON POLAR WHITE | 9.59 | TEM | 1 | LP | 0.018 | 1
5TG55330BE | IRIS COVER PLATE FOR ADAPTER 2FOLD RJ45,RJ11, BEIGE | 5 | TEM | 1 | LP | 0.014 | 1
5TG55330WH | IRIS COVER PLATE FOR ADAPTER 2FOLD RJ45,RJ11, POLAR WHITE | 5 | TEM | 1 | LP | 0.016 | 1
5TG55331BE | IRIS COVER PLATE FOR ADAPTER 2FOLD RJ11, 45 WITH LABEL FIELD BEIGE | 5.3 | TEM | 1 | LP | 0.034 | 1
5TG55331WH | IRIS COVER PLATE FOR ADAPTER 2FOLD RJ11, 45 WITH LABEL FIELD POLAR WHITE | 5.3 | TEM | 1 | LP | 0.012 | 1
5TG55332BE | IRIS COVER PLATE FOR ADAPTER 1FOLD RJ45,RJ11, BEIGE | 5 | TEM | 1 | LP | 0.016 | 1
5TG55332WH | IRIS COVER PLATE FOR ADAPTER 1FOLD RJ45,RJ11, POLAR WHITE | 5 | TEM | 1 | LP | 0.018 | 1
5TG55333BE | IRIS COVER PLATE FOR ADAPTER 1FOLD RJ11, 45 WITH LABEL FIELD BEIGE | 5.3 | TEM | 1 | LP | 0.013 | 1
5TG55333WH | IRIS COVER PLATE FOR ADAPTER 1FOLD RJ11, 45 WITH LABEL FIELD POLAR WHITE | 5.3 | TEM | 1 | LP | 0.017 | 1
5TG55334BE | IRIS COVER PLATE FOR LOUDSPEAKERSOCKET AND POTENTIOMETER BEIGE | 5.3 | TEM | 1 | LP | 0.012 | 1
5TG55334WH | IRIS COVER PLATE FOR LOUDSPEAKERSOCKET AND POTENTIOMETER POLAR WHITE | 5.3 | TEM | 1 | LP | 0.06 | 1
5TG55335BE | IRIS COVER PLATE 40MM FOR LOUDSPEAKERSOCKET, PILOT LIGHT AND PRESENCEDETECTOR BEIGE | 4.28 | TEM | 1 | LP | 0.01 | 1
5TG55335WH | IRIS COVER PLATE 40MM FOR LOUDSPEAKERSOCKET, PILOT LIGHT AND PRESENCEDETECTOR POLAR WHITE | 4.28 | TEM | 1 | LP | 0.015 | 1
5TG55336BE | IRIS BLANKING COVER PLATE WITH METALLIC GRID, CLAWS BEIGE | 5.71 | TEM | 1 | LP | 0.036 | 1
5TG55336WH | IRIS BLANKING COVER PLATE WITH METALLIC GRID, CLAWS POLAR WHITE | 5.71 | TEM | 1 | LP | 0.034 | 1
5TG55337BE | IRIS COVER PLATE FOR HEATING AND COOLING ELECTRONIC ROOM THERMOSTAT BEIGE | 12.04 | TEM | 1 | LP | 0.032 | 1
5TG55337WH | IRIS COVER PLATE FOR HEATING AND COOLING ELECTRONIC ROOM THERMOSTAT POLAR WHITE | 12.04 | TEM | 1 | LP | 0.083 | 1
5TG55338BE | IRIS COVER PLATE FOR TELEPHONE SOCKET 1FOLD WITH SCREWS BEIGE | 2.96 | TEM | 1 | LP | 0.09 | 1
5TG55338WH | IRIS COVER PLATE FOR TELEPHONE SOCKET 1FOLD WITH SCREWS POLAR WHITE | 2.96 | TEM | 1 | LP | 0.032 | 1
5TG55340BE | IRIS FRAME SINGLE, HORIZONTAL BEIGE | 2.55 | TEM | 1 | LP | 0.017 | 1
5TG55340WH | IRIS FRAME SINGLE, HORIZONTAL POLAR WHITE | 2.55 | TEM | 1 | LP | 0.029 | 1
5TG55341BE | IRIS FRAME DOUBLE, HORIZONTAL BEIGE | 4.79 | TEM | 1 | LP | 0.034 | 1
5TG55341WH | IRIS FRAME DOUBLE, HORIZONTAL POLAR WHITE | 4.79 | TEM | 1 | LP | 0.041 | 1
5TG55342BE | IRIS FRAME TRIPLE, HORIZONTAL BEIGE | 7.96 | TEM | 1 | LP | 0.09 | 1
5TG55342WH | IRIS FRAME TRIPLE, HORIZONTAL POLAR WHITE | 7.96 | TEM | 1 | LP | 0.076 | 1
5TG55343BE | IRIS FRAME QUADRUPLE, HORIZONTAL BEIGE | 12.14 | TEM | 1 | LP | 0.064 | 1
5TG55343WH | IRIS FRAME QUADRUPLE, HORIZONTAL POLAR WHITE | 12.14 | TEM | 1 | LP | 0.085 | 1
5TG55345BE | IRIS FRAME SINGLE, VERTICAL BEIGE | 4.79 | TEM | 1 | LP | 0.09 | 1
5TG55345WH | IRIS FRAME SINGLE, VERTICAL POLAR WHITE | 4.79 | TEM | 1 | LP | 0.033 | 1
5TG55346BE | IRIS FRAME DOUBLE, VERTICAL BEIGE | 7.96 | TEM | 1 | LP | 0.042 | 1
5TG55346WH | IRIS FRAME DOUBLE, VERTICAL POLAR WHITE | 7.96 | TEM | 1 | LP | 0.08 | 1
5TG55347BE | IRIS FRAME QUADRUPLE, VERTICAL BEIGE | 12.14 | TEM | 1 | LP | 0.074 | 1
5TG55347WH | IRIS FRAME QUADRUPLE, VERTICAL POLAR WHITE | 12.14 | TEM | 1 | LP | 0.1 | 1
5TG6200 | ISYSTEM, TITANIUM WHITE ROCKER W. WINDOW, 55X55MM F.CONTROL/OFF/CO SWITCH F.PUSHB. NEUTRAL AND F.PUSHB. W. SEPARATE FEEDBACK | 2.65 | TEM | 1 | LP | 0.023 | 1
5TG6201 | ISYSTEM, TITANIUM WHITE ROCKER F.UNIVERSAL SWITCH CO/OFF F. INTERMEDIATE AND OFF SWITCH FOR PUSHB. NEUTRAL, 55X55MM | 1.94 | TEM | 1 | LP | 0.022 | 1
5TG6202 | ISYSTEM, TITANIUM WHITE ROCKER W. SYMBOLS I/O FOR OFF SWITCH 2POLE, 3POLE 55X55MM | 4.28 | TEM | 1 | LP | 0.022 | 1
5TG6204 | ISYSTEM, TITANIUM WHITE ROCKER W. WINDOW F.2CIRCUIT/DUAL 2WAY SWITCH 55X55MM | 5.41 | TEM | 1 | LP | 0.024 | 1
5TG6205 | ISYSTEM, TIT. WH. ROCKER ROCKER F.2CIRCUIT/DUAL 2WAY SWITCH F. DOUBLE PUSHB., 55X55MM | 2.75 | TEM | 1 | LP | 0.022 | 1
5TG6206 | ISYSTEM, TITANIUM WHITE ROCKER W. WINDOW W. LIGHT SYMBOL F. PUSHB., 55X55MM | 3.16 | TEM | 1 | LP | 0.023 | 1
5TG6207 | ISYSTEM, TITANIUM WHITE ROCKER W. BELL SYMBOL FOR PUSHB., 55X55MM | 3.16 | TEM | 1 | LP | 0.022 | 1
5TG6208 | ISYSTEM, TITANIUM WHITE ROCKER W. DOOR OPENER SYMBOL FOR PUSHB., 55X55MM | 3.16 | TEM | 1 | LP | 0.023 | 1
5TG6210 | ISYSTEM, TITANIUM WHITE ROCKER W. LAB. PLATE, 55X55MM F.UNIVERSAL SWITCH CO/OFF F. INTERMEDIATE AND OFF SWITCH F.HEATING EMERG. SWITCH, F.PUSHB. | 4.79 | TEM | 1 | LP | 0.022 | 1
5TG6211 | ISYSTEM, TITANIUM WHITE ROCKER W. WINDOW, W. LAB. PLATE FOR HEATING EM. SWITCH 55X55M | 5 | TEM | 1 | LP | 0.024 | 1
5TG6212 | ISYSTEM, TITANIUM WHITE ROCKER W. LAB. PLATE F.2CIRCUIT/DUAL 2WAY SWITCH 55X55MM | 6.22 | TEM | 1 | LP | 0.024 | 1
5TG6213 | ISYSTEM, TITANIUM WHITE ROCKER W. WINDOW, W. LAB. PLATE F.2CIRCUIT/DUAL 2WAY SWITCH F.PUSHB. 2FOLD CENTER POSITION FOR DOUBLE PUSHB., 55X55MM | 6.32 | TEM | 1 | LP | 0.024 | 1
5TG6214 | ISYSTEM, TITANIUM WHITE ROCKER W.SHUTTER/BLIND SYMBOLS FOR SHUTTER PUSHB. , 55X55MM | 3.26 | TEM | 1 | LP | 0.023 | 1
5TG6217 | ISYSTEM ROCKER W. REMOTE CONTROL PULL FOR PUSHB. TITANIUM WHITE, 55X55MM | 23.77 | TEM | 1 | LP | 0.032 | 1
5TG6270 | ISYSTEM, ELECTRIC WHITE ROCKER W. WINDOW, 55X55MM F.CONTROL/OFF/CO SWITCH F.PUSHB. NEUTRAL AND F.PUSHB. W. SEPARATE FEEDBACK | 2.65 | TEM | 1 | LP | 0.023 | 1
5TG6271 | ISYSTEM, ELECTRIC WHITE ROCKER F.UNIVERSAL SWITCH CO/OFF F. INTERMEDIATE AND OFF SWITCH FOR PUSHB. NEUTRAL, 55X55MM | 1.94 | TEM | 1 | LP | 0.022 | 1
5TG6274 | ISYSTEM, ELECTRIC WHITE ROCKER W. WINDOW F.2CIRCUIT/DUAL 2WAY SWITCH 55X55MM | 5.41 | TEM | 1 | LP | 0.024 | 1
5TG6275 | ISYSTEM, ELECTRIC WHITE ROCKER F.2CIRCUIT/DUAL 2WAY SWITCH F. DOUBLE PUSHB., 55X55MM | 2.75 | TEM | 1 | LP | 0.023 | 1
5TG6276 | ISYSTEM, ELECTRIC WHITE ROCKER W. WINDOW W. LIGHT SYMBOL F. PUSHB., 55X55MM | 3.16 | TEM | 1 | LP | 0.024 | 1
5TG6277 | ISYSTEM, ELECTRIC WHITE ROCKER W. BELL SYMBOL FOR PUSHB., 55X55MM | 3.16 | TEM | 1 | LP | 0.022 | 1
5TG6278 | ISYSTEM, ELECTRIC WHITE ROCKER W. DOOR OPENER SYMBOL FOR PUSHB., 55X55MM | 3.16 | TEM | 1 | LP | 0.023 | 1
5TG6280 | ISYSTEM, ELECTRIC WHITE ROCKER W. LAB. PLATE, 55X55MM F.UNIVERSAL SWITCH CO/OFF F. INTERMEDIATE AND OFF SWITCH | 4.79 | TEM | 1 | LP | 0.017 | 1
5TG6281 | ISYSTEM, ELECTRIC WHITE ROCKER W. WINDOW, W. LAB. PLATE FOR HEATING EM. SWITCH 55X55MM | 5 | TEM | 1 | LP | 0.018 | 1
5TG6282 | ISYSTEM, ELECTRIC WHITE ROCKER W. LAB. PLATE F.2CIRCUIT/DUAL 2WAY SWITCH 55X55MM | 6.22 | TEM | 1 | LP | 0.018 | 1
5TG6283 | ISYSTEM, ELECTRIC WHITE ROCKER W. WINDOW, W. LAB. PLATE F.2CIRCUIT/DUAL 2WAY SWITCH F.PUSHB. 2FOLD CENTER POSITION FOR DOUBLE PUSHB., 55X55MM | 6.32 | TEM | 1 | LP | 0.018 | 1
5TG6284 | ISYSTEM, ELECTRIC WHITE ROCKER W.SHUTTER/BLIND SYMBOLS FOR SHUTTER PUSHB. , 55X55MM | 3.26 | TEM | 1 | LP | 0.018 | 1
5TG6287 | ISYSTEM ROCKER W. REMOTE CONTROL PULL FOR PUSHB. ELECTRIC WHITE, 55X55MM | 23.77 | TEM | 1 | LP | 0.027 | 1
5TG7140 | DELTA STYLE, TITANIUM WHITE ROCKER W. WINDOW, 68X68MM F.CONTROL/OFF/CO SWITCH F. PUSHB. W. SEPARATE FEEDBACK | 5.51 | TEM | 1 | LP | 0.031 | 1
5TG7141 | DELTA STYLE, TITANIUM WHITE ROCKER, 68X68MM F.UNIVERSAL SWITCH CO/OFF F. INTERMEDIATE AND OFF SWITCH FOR PUSHB. NEUTRAL F.PUSHB. 1FOLD CENTER POSITION | 5.51 | TEM | 1 | LP | 0.03 | 1
5TG7143 | DELTA STYLE, TITANIUM WHITE ROCKER W.SHUTTER/BLIND SYMBOLS F.SHUTTER SWITCH AND PUSHB. 68X68MM | 10.71 | TEM | 1 | LP | 0.032 | 1
5TG7144 | DELTA STYLE, TITANIUM WHITE ROCKER W. BELL SYMBOL FOR PUSHB., 68X68MM | 6.63 | TEM | 1 | LP | 0.031 | 1
5TG7145 | DELTA STYLE, TITANIUM WHITE ROCKER, 68X68MM F.2CIRCUIT/DUAL 2WAY SWITCH F. DOUBLE PUSHB. F.PUSHB. 2FOLD CENTER POSITION | 7.96 | TEM | 1 | LP | 0.031 | 1
5TG7146 | DELTA STYLE, TITANIUM WHITE ROCKER W.WINDOW W.LIGHT SYMBOL FOR PUSHB., 68X68MM | 6.63 | TEM | 1 | LP | 0.031 | 1
5TG7148 | DELTA STYLE, TITANIUM WHITE ROCKER W. DOOR OPENER SYMBOL FOR PUSHB., 68X68MM | 6.63 | TEM | 1 | LP | 0.025 | 1
5TG7155 | DELTA STYLE, TITANIUM WHITE ROCKER W. WINDOW, W. LAB. PLATE F.HEATING EM. SWITCH, 68X68MM | 17.54 | TEM | 1 | LP | 0.033 | 1
5TG7156 | DELTA STYLE, TITANIUM WHITE ROCKER W. LAB. PLATE F.UNIVERSAL SWITCH CO/OFF F. INTERMEDIATE AND OFF SWITCH FOR PUSHB. NEUTRAL, 68X68MM | 8.16 | TEM | 1 | LP | 0.033 | 1
5TG7157 | DELTA STYLE, TITANIUM WHITE ROCKER W. WINDOW, W. LAB. PLATE F.2CIRCUIT/DUAL 2WAY SWITCH F.PUSHB. 2FOLD CENTER POSITION FOR DOUBLE PUSHB., 68X68MM | 31.11 | TEM | 1 | LP | 0.035 | 1
5TG7158 | DELTA STYLE, TITANIUM WHITE ROCKER W. WINDOW F.2CIRCUIT SWITCH F.PUSHB. 2FOLD CENTER POSITION FOR DOUBLE PUSHB., 68X68MM | 15.91 | TEM | 1 | LP | 0.033 | 1
5TG7800 | DELTA PROFIL, TITANIUM WHITE ROCKER, 65X65MM F.CONTROL/OFF/CO SWITCH F. PUSHB. W. SEPARATE FEEDBACK | 8.77 | TEM | 1 | LP | 0.026 | 1
5TG7801 | DELTA PROFIL, TITANIUM WHITE ROCKER, 65X65MM F.UNIVERSAL SWITCH CO/OFF F. INTERMEDIATE AND OFF SWITCH FOR PUSHB. NEUTRAL F.PUSHB. 1FOLD CENTER POSITION | 6.32 | TEM | 1 | LP | 0.031 | 1
5TG7802 | DELTA PROFIL, TITANIUM WHITE ROCKER W. SYMBOLS I0 FOR OFF SWITCH 2POLE, 3POLE 65X65MM | 8.16 | TEM | 1 | LP | 0.026 | 1
5TG7805 | DELTA PROFIL, TITANIUM WHITE ROCKER, 65X65MM F.2CIRCUIT/DUAL 2WAY SWITCH F. DOUBLE PUSHB. F.PUSHB. 2FOLD CENTER POSITION | 9.79 | TEM | 1 | LP | 0.03 | 1
5TG7806 | DELTA PROFIL, TITANIUM WHITE ROCKER W. WINDOW W. LIGHT SYMBOL F. PUSHB., 65X65MM | 8.67 | TEM | 1 | LP | 0.024 | 1
5TG7807 | DELTA PROFIL, TITANIUM WHITE ROCKER W. BELL SYMBOL FOR PUSHB., 65X65MM | 8.57 | TEM | 1 | LP | 0.032 | 1
5TG7808 | DELTA PROFIL, TITANIUM WHITE ROCKER W. DOOR OPENER SYMBOL FOR PUSHB., 65X65MM | 8.57 | TEM | 1 | LP | 0.025 | 1
5TG7814 | DELTA PROFIL, TITANIUM WHITE ROCKER W.SHUTTER/BLIND SYMBOLS FOR SHUTTER PUSHB., 65X65MM | 18.36 | TEM | 1 | LP | 0.03 | 1
5TG7815 | DELTA PROFIL, TITANIUM WHITE ROCKER W. WINDOW, W. LAB. PLATE FOR HEATING EM. SWITCH 65X65MM | 11.83 | TEM | 1 | LP | 0.033 | 1
5TG7816 | DELTA PROFIL, TITANIUM WHITE ROCKER W. LAB. PLATE F.UNIVERSAL SWITCH CO/OFF F. INTERMEDIATE AND OFF SWITCH FOR PUSHB. NEUTRAL, 65X65MM | 8.87 | TEM | 1 | LP | 0.033 | 1
5TG7817 | DELTA PROFIL, TITANIUM WHITE ROCKER W. WINDOW, W. LAB. PLATE F.2CIRCUIT/DUAL 2WAY SWITCH F. PUSHB. 2FOLD CENTER POSITION FOR DOUBLE PUSHB., 65X65MM | 21.01 | TEM | 1 | LP | 0.027 | 1
5TG7818 | DELTA PROFIL, TITANIUM WHITE ROCKER W. WINDOW FOR PUSHB. 2FOLD F.PUSHB. 2FOLD CENTER POSITION 65X65MM | 19.48 | TEM | 1 | LP | 0.035 | 1
5UB1403 | DELTA PROFIL, TITANIUM WHITE SCHUKO SOCKET OUTL. 10/16A 250V W. SCREWLESS TERMINALS COVER PLATE 65X65MM | 13.46 | TEM | 1 | LP | 0.071 | 1
5UB1404 | DELTA PROFIL, TITANIUM WHITE SCHUKO SOCKET OUTL. 10/16A 250V WITH SCREWLESS TERMINALS WITH SPRING FLAP COVER PLATE 65X65MM | 15.91 | TEM | 1 | LP | 0.1 | 1
5UB1405 | DELTA PROFIL, TITANIUM WHITE SCHUKO SOCKET OUTL. 10/16A 250V W. SCREWLESS TERMINALS W. INCREASED TOUCH PROTECTION COVER PLATE 65X65MM | 15.61 | TEM | 1 | LP | 0.087 | 1
5UB1407 | DELTA PROFIL, TITANIUM WHITE SCHUKO SOCKET OUTL. 10/16A 250V W. SCREWLESS TERMINALS W. LABELING FIELD COVER PLATE 65X65MM | 13.46 | TEM | 1 | LP | 0.095 | 1
5UB1472 | DELTA PROFIL, TITANIUM WHITE SCHUKO SOCKET OUTL. 10/16A 250V WITH SCREWLESS TERMINALS, STATUS DISPLAY, LABELLING AREA AND WITH COVER PLATE 65X65MM | 22.34 | TEM | 1 | LP | 0.09 | 1
5UB1480 | DELTA PROFIL, TITANIUM WHITE SCHUKO SOCKET OUTL. 10/16A 250V ORANGE BEZEL (ZSV) WITH SCREWLESS TERMINALS COVER PLATE 65X65MM | 15.1 | TEM | 1 | LP | 0.094 | 1
5UB1486 | DELTA PROFIL, TITANIUM WHITE SCHUKO SOCKET OUTL. 10/16A 250V WITH SCREWLESS TERMINALS W.OVERVOLTAGE PROTECTION, LABELLING AREA, AND DISPLAY WITH COVER PLATE 65X65MM | 143.82 | TEM | 1 | LP | 0.111 | 1
5UB1511 | ISYSTEM, TITANIUM WHITE SCHUKO SOCKET OUTL. 10/16A 250V W. SCREWLESS TERMINALS COVER PLATE 55X55MM | 9.38 | TEM | 1 | LP | 0.078 | 1
5UB1515 | ISYSTEM, TITANIUM WHITE SCHUKO SOCKET OUTL. 10/16A 250V W. SCREWLESS TERMINALS W. LABELING FIELD COVER PLATE 55X55MM | 10.3 | TEM | 1 | LP | 0.071 | 1
5UB1518 | ISYSTEM, TITANIUM WHITE SCHUKO SOCKET OUTL. 10/16A 250V W. SCREWLESS TERMINALS W. INCREASED TOUCH PROTECTION COVER PLATE 55X55MM | 10.61 | TEM | 1 | LP | 0.082 | 1
5UB1551 | ISYSTEM, ELECTRIC WHITE SCHUKO SOCKET OUTL. 10/16A 250V W. SCREWLESS TERMINALS COVER PLATE 55X55MM | 9.38 | TEM | 1 | LP | 0.078 | 1
5UB1555 | ISYSTEM, ELECTRIC WHITE SCHUKO SOCKET OUTL. 10/16A 250V W. SCREWLESS TERMINALS W. LABELING FIELD COVER PLATE 55X55MM | 10.3 | TEM | 1 | LP | 0.093 | 1
5UB1558 | ISYSTEM, ELECTRIC WHITE SCHUKO SOCKET OUTL. 10/16A 250V W. SCREWLESS TERMINALS W. INCREASED TOUCH PROTECTION COVER PLATE 55X55MM | 10.61 | TEM | 1 | LP | 0.084 | 1
5UB1560 | ISYSTEM, TITANIUM WHITE SCHUKO SOCKET OUTL. 10/16A 250V W. SCREWLESS TERMINALS STATUS DISPLAY, LABEL. FIELD COVER PLATE 55X55MM | 17.65 | TEM | 1 | LP | 0.085 | 1
5UB1561 | ISYSTEM, ELECTRIC WHITE SCHUKO SOCKET OUTL. 10/16A 250V W. SCREWLESS TERMINALS STATUS DISPLAY, LABEL. FIELD COVER PLATE 55X55MM | 17.65 | TEM | 1 | LP | 0.083 | 1
5UB1564 | ISYSTEM, TITANIUM WHITE SCHUKO SOCKET OUTL. 10/16A 250V W. SCREWLESS TERMINALS W. OVERVOLTAGE PROTECTION LAB. FIELD, FUNCTION INDICATORS COVER PLATE 55X55MM | 115.16 | TEM | 1 | LP | 0.11 | 1
5UB1565 | ISYSTEM, ELECTRIC WHITE SCHUKO SOCKET OUTL. 10/16A 250V W. SCREWLESS TERMINALS W. OVERVOLTAGE PROTECTION LAB. FIELD, FUNCTION INDICATORS COVER PLATE 55X55MM | 115.16 | TEM | 1 | LP | 0.111 | 1
5UB1582 | DELTA LINE SCHUKO SOCKET OUTL. 250V AC 16A W. SCREWLESS TERMINALS W. INCREASED TOUCH PROTECTION COMPLETE COVER 80X80MM TITANIUM WHITE | 10.4 | TEM | 1 | LP | 0.102 | 1
5UB1842 | DELTA STYLE, TITANIUM WHITE SCHUKO OUTLET 10/16A 250V WITH HINGED LID, INCREASED TOUCH PROTECTION COVER PLATE 68X68MM | 19.79 | TEM | 1 | LP | 0.109 | 1
5UB1852 | DELTA STYLE, TITANIUM WHITE SCHUKO SOCKET OUTL. 10/16A 250V W. HINGED LID COVER PLATE 68X68MM | 12.14 | TEM | 1 | LP | 0.106 | 1
5UB1853 | DELTA STYLE, TITANIUM WHITE SCHUKO SOCKET OUTL. 10/16A 250V COVER PLATE 68X68MM | 6.63 | TEM | 1 | LP | 0.082 | 1
5UB1854 | DELTA STYLE, TITANIUM WHITE SCHUKO SOCKET OUTL. 10/16A 250V STATUS DISPLAY, LABEL. FIELD W. INCREASED TOUCH PROTECTION COVER PLATE 68X68MM | 20.2 | TEM | 1 | LP | 0.081 | 1
5UB1855 | DELTA STYLE, TITANIUM WHITE SCHUKO SOCKET OUTL. 10/16A 250V W. INCREASED TOUCH PROTECTION COVER PLATE 68X68MM | 8.77 | TEM | 1 | LP | 0.097 | 1
5UB1857 | DELTA STYLE, TITANIUM WHITE SCHUKO SOCKET OUTL. 10/16A 250V W. LABELING FIELD W. INCREASED TOUCH PROTECTION COVER PLATE 68X68MM | 19.18 | TEM | 1 | LP | 0.091 | 1
5UB1858 | DELTA STYLE, TITANIUM WHITE SCHUKO SOCKET OUTL. 10/16A 250V W. OVERVOLTAGE PROTECTION LAB. FIELD, FUNCTION INDICATORS W. INCREASED TOUCH PROTECTION COVER PLATE 68X68MM | 138.01 | TEM | 1 | LP | 0.118 | 1
5UB1905 | ISYSTEM, ELECTRIC WHITE SCHUKO SOCKET OUTL. 10/16A 250V W. SCREWLESS TERMINALS W. HINGED LID 55X55MM A. INCREASED TOUCH PROTECTION | 17.14 | TEM | 1 | LP | 0.093 | 1
5UB1907 | ISYSTEM, ELECTRIC WHITE SCHUKO SOCKET OUTL. 10/16A 250V W. SCREWLESS TERMINALS W. HINGED LID, 55X55MM | 13.57 | TEM | 1 | LP | 0.1 | 1
5UB1915 | ISYSTEM, TITANIUM WHITE SCHUKO SOCKET OUTL. 10/16A 250V W. SCREWLESS TERMINALS W. HINGED LID 55X55MM A. INCREASED TOUCH PROTECTION | 18.36 | TEM | 1 | LP | 0.093 | 1
5UB1917 | ISYSTEM, TITANIUM WHITE SCHUKO SOCKET OUTL. 10/16A 250V W. SCREWLESS TERMINALS W. HINGED LID 55X55MM | 13.57 | TEM | 1 | LP | 0.09 | 1
5UB4711 | DELTA FLAT IP44, SM DARK GRAY/LIGHT GRAY SCHUKO OUTLET 10/16A 250V W. SCREWLESS TERMINALS W. HINGED LID, 66X75MM | 8.77 | TEM | 1 | LP | 0.114 | 1
5UB4713 | DELTA FLAT IP44, SM DARK GRAY/LIGHT GRAY SCHUKO OUTLET 10/16A 250V W. SCREWLESS TERMINALS M.HINGED LID, W. LABEL. FIELD 66X75MM | 10.3 | TEM | 1 | LP | 0.117 | 1
5UB4722 | DELTA FLAT IP44, SM DARK GRAY/LIGHT GRAY SCHUKO OUTLET 2FOLD HORIZONTAL, 10/16A 250V W. SCREWLESS TERMINALS W. HINGED LID, 75X134MM | 21.11 | TEM | 1 | LP | 0.211 | 1
5UB4723 | DELTA FLAT IP44, SM DARK GRAY/LIGHT GRAY SCHUKO OUTLET 2FOLD VERTICAL, 10/16A 250V W. SCREWLESS TERMINALS W. HINGED LID, 66X151MM | 21.11 | TEM | 1 | LP | 0.216 | 1
5UB4731 | DELTA FLAT IP44, SM DARK GRAY/LIGHT GRAY SCHUKO OUTLET 3FOLD HORIZONTAL, 10/16A 250V W. SCREWLESS TERMINALS W. HINGED LID, 75X201MM | 38.05 | TEM | 1 | LP | 0.356 | 1
5UB55002KK | IRIS SCHUKO SOCKET IP44, HINGED LID WITH INCREASED PROTECTION WITH METALLIC GRID, CLAWS 16A 250V AC WHITE | 9.18 | TEM | 1 | LP | 0.104 | 1
5UB55003KK | IRIS SCHUKO SOCKET IP44, HINGED LID WITH INCREASED PROTECTION WITH METALLIC GRID, CLAWS 16A 250V AC BEIGE | 9.18 | TEM | 1 | LP | 0.097 | 1
5UB55101BE | SOL SCHUKO SOCKET OUTLET GERMAN STANDARD 10A 250V AC WITH CLAWS BEIGE | 3.98 | TEM | 1 | LP | 0.099 | 10
5UB55101WH | SOL SCHUKO SOCKET OUTLET GERMAN STANDARD 10A 250V AC WITH CLAWS POLAR WHITE | 3.98 | TEM | 1 | LP | 0.109 | 10
5UH1044 | DELTA ISYSTEM OUTLET COVER W/O INSERT TITANIUM WHITE 55X55MM | 3.77 | TEM | 1 | LP | 0.017 | 1
5UH1046 | DELTA ISYSTEM, ELECTRIC WHITE COVER PLATE 55X55MM FOR SCHUKO OUTLET | 4.18 | TEM | 1 | LP | 0.021 | 1
5UH1047 | DELTA PLUS PROGRAM TITANIUM WHITE WITH COVER PLATE 65X65MM FOR SCHUKO SOCKET | 6.12 | TEM | 1 | LP | 0.023 | 1
5UH1056 | DELTA PROFIL, TITANIUM WHITE COVER PLATE 65X65MM FOR SCHUKO OUTLET W. INCREASED TOUCH PROTECTION | 10.51 | TEM | 1 | LP | 0.025 | 1
5UH1065 | DELTA STYLE, TITANIUM WHITE COVER PLATE 68X68MM FOR SCHUKO OUTLET | 5.2 | TEM | 1 | LP | 0.025 | 1
5UH1080 | DELTA ISYSTEM OUTLET COVER W/O INSERT W. INCREASED TOUCH PROTECTION TITANIUM WHITE 55X55MM | 5.2 | TEM | 1 | LP | 0.022 | 1
5UH1081 | ISYSTEM, TITANIUM WHITE COVER PLATE W. HINGED LID 55X55MM, W. LAB. PLATE F. SCHUKO SOCKET OUTLETS | 11.32 | TEM | 1 | LP | 0.026 | 1
5UH1204 | ISYSTEM, TITANIUM WHITE COVER PLATE W. HINGED LID 55X55MM F. SCHUKO OUTLETS | 12.14 | TEM | 1 | LP | 0.03 | 1
5UH1310 | ISYSTEM, TITANIUM WHITE CONVERSION KIT STATUS DISPLAY FOR SCHUKO OUTLETS W. COVER PLATE 55X55MM AND GLOW LAMP | 19.79 | ΣΕΤ | 1 | LP | 0.017 | 1
5UH1340 | ISYSTEM, TITANIUM WHITE CONVERSION KIT OVERVOLT. PROT. FOR SCHUKO OUTLETS W. COVER PLATE 55X55MM AND OVERVOLTAGE PROTECTION | 184.62 | ΣΕΤ | 1 | LP | 0.061 | 1
5TC8900 | ISYSTEM, TITANIUM WHITE COVER PLATE F. DIMMER W. ROTARY BUTTON 55X55MM | 7.65 | TEM | 1 | LP | 0.023 | 1
5TG1821 | DELTA PROFIL, TITANIUM WHITE COVER PLATE UAECONNECTION BOX SUITABLE F.RUTENBECK CAT.3+5/ BTR CAT.6, 65X65MM WITH DESCRIPTION FIELD | 11.83 | TEM | 1 | LP | 0.016 | 1
5TA4702 | DELTA FLAT IP44, SM DARK GRAY/LIGHT GRAY OFF SWITCH 2POLE, 10A 250V 66X75MM | 16.93 | TEM | 1 | LP | 0.116 | 1
5TA4705 | DELTA FLAT IP44, SM DARK GRAY/LIGHT GRAY 2CIRCUIT SWITCH, 10A 250V 66X75MM | 17.44 | TEM | 1 | LP | 0.109 | 1
5TA4706 | DELTA FLAT IP44, SM DARK GRAY/LIGHT GRAY UNIVERSAL SWITCH CO/OFF 10A 250V, 66X75MM | 10.71 | TEM | 1 | LP | 0.107 | 1
5TA4707 | DELTA FLAT IP44, SM DARK GRAY/LIGHT GRAY INTERMEDIATE SWITCH, 10A 250V 66X75MM | 16.93 | TEM | 1 | LP | 0.11 | 1
5TA4708 | DELTA FLAT IP44, SM DARK GRAY/LIGHT GRAY DUAL 2WAY SWITCH 10A 250V, 66X75MM | 20.4 | TEM | 1 | LP | 0.116 | 1
5TA7650 | DELTA FLAT IP44, SM SHUTTER KEYOPERAT. SWITCH 1POLE, 16A 250V, 66X75MM MOM./MAINT.CONTACT IN BOTH DIR. W. 2 KEYS, HINGED LID | 87.92 | TEM | 1 | LP | 0.244 | 1
5TC8900 | ISYSTEM, TITANIUM WHITE COVER PLATE F. DIMMER W. ROTARY BUTTON 55X55MM | 7.85 | TEM | 1 | LP | 0.023 | 1
5TC8901 | ISYSTEM, ELECTRIC WHITE COVER PLATE F. DIMMER W. ROTARY BUTTON 55X55MM | 7.85 | TEM | 1 | LP | 0.017 | 1
5TC8904 | DELTA PROFIL, TITANIUM WHITE COVER PLATE F. DIMMER W. ROTARY BUTTON 65X65MM | 17.95 | TEM | 1 | LP | 0.017 | 1
5TC8912 | DELTA STYLE, TITANIUM WHITE COVER PLATE F. DIMMER W. ROTARY BUTTON 68X68MM | 19.07 | TEM | 1 | LP | 0.026 | 1
5TD4705 | DELTA FLAT IP44, SM DARK GRAY/LIGHT GRAY PUSHB., 10A 250V, 66X75MM W. TRANSPARENT WINDOW (NEUTRAL/ LIGHT), W. LAMP 5TG7332 | 17.34 | TEM | 1 | LP | 0.107 | 1
5TD4706 | DELTA FLAT IP44, SM DARK GRAY/LIGHT GRAY PUSHB., 10A 250V W. SEPARATE FEEDBACK W. WHITE WINDOW, 66X75MM | 14.99 | TEM | 1 | LP | 0.111 | 1
5TD4707 | DELTA FLAT IP44, SM DARK GRAY/LIGHT GRAY PUSHB., 10A 250V, 1CO CONTACT CAN BE USED AS NC CONTACT 66X75MM | 11.63 | TEM | 1 | LP | 0.108 | 1
5TD4708 | DELTA FLAT IP44, SM DARK GRAY/LIGHT GRAY SHUTTER PUSHB. W. ELECTRICAL INTERLOCK 10A 250V AND SYMBOLS UP/DOWN, 66X75MM | 24.89 | TEM | 1 | LP | 0.112 | 1
5TG11110 | DELTA MIRO FRAME 1FOLD COLOUR TITANIUM WHITE DIMENSIONS 90X90MM | 4.79 | TEM | 1 | LP | 0.024 | 1
5TG11113 | DELTA MIRO FRAME 1FOLD DIMENSIONS 90X90 MM ELECTRICAL WHITE | 4.79 | TEM | 1 | LP | 0.024 | 1
5TG11120 | DELTA MIRO FRAME 2FOLD COLOUR TITANIUM WHITE DIMENSIONS 161X90MM | 7.96 | TEM | 1 | LP | 0.033 | 1
5TG11130 | DELTA MIRO FRAME 3FOLD COLOUR TITANIUM WHITE DIMENSIONS 232X90MM | 12.75 | TEM | 1 | LP | 0.043 | 1
5TG11140 | DELTA MIRO FRAME 4FOLD COLOUR TITANIUM WHITE DIMENSIONS 303X90MM | 20.71 | TEM | 1 | LP | 0.061 | 1
5TG11150 | DELTA MIRO FRAME 5FOLD COLOUR TITANIUM WHITE DIMENSIONS 374X90MM | 29.58 | TEM | 1 | LP | 0.076 | 1
5TG1210 | ISYSTEM, TITANIUM WHITE COVER PLATE UAE OUTLET BOX SUITABLE F. ACKERMANN CAT.3 1 X 8 POLE, 55 X 55 MM | 4.59 | TEM | 1 | LP | 0.011 | 1
5TG1211 | ISYSTEM, TITANIUM WHITE COVER PLATE UAE OUTLET BOX SUITABLE F. ACKERMANN CAT.3 2 X 8 POLE, 55 X 55 MM | 4.59 | TEM | 1 | LP | 0.011 | 1
5TG1321 | DELTA STYLE, TITANIUM WHITE FRAME, 1FOLD, 82X82MM | 3.67 | TEM | 1 | LP | 0.023 | 1
5TG1322 | DELTA STYLE, TITANIUM WHITE FRAME, 2FOLD, 153X82MM | 6.22 | TEM | 1 | LP | 0.033 | 1
5TG1323 | DELTA STYLE, TITANIUM WHITE FRAME, 3FOLD, 224X82MM | 10.61 | TEM | 1 | LP | 0.045 | 1
5TG1324 | DELTA STYLE, TITANIUM WHITE FRAME, 4FOLD, 295X82MM | 16.12 | TEM | 1 | LP | 0.059 | 1
5TG1325 | DELTA STYLE, TITANIUM WHITE FRAME, 5FOLD, 366X82MM | 22.95 | TEM | 1 | LP | 0.076 | 1
5TG1327 | DELTA STYLE, TITANIUM WHITE INTERMED. FRAME 68X68MM FOR INSTALLING DEVICES W. COVER PLATE 55X55MM | 5.41 | TEM | 1 | LP | 0.012 | 1
5TG1328 | DELTA STYLE, TITANIUM WHITE INTERMED. FRAME 68X68MM FOR INSTALLING DEVICES W. COVER PLATE 65X65MM | 6.22 | TEM | 1 | LP | 0.008 | 1
5TG1330 | DELTA STYLE, TITANIUM WHITE BLANKING PLATE, 68X68MM | 9.59 | TEM | 1 | LP | 0.072 | 1
5TG1333 | DELTA STYLE, TITANIUM WHITE, COVER PLATE 68X68MM F.FLUSHMOUNTING CONTROL DEVICE FOR DIAMETER 22.5MM | 13.67 | TEM | 1 | LP | 0.045 | 1
5TG1335 | DELTA STYLE, TITANIUM WHITE OUTLET COVER, 68X68MM | 14.69 | TEM | 1 | LP | 0.078 | 1
5TG1338 | DELTA STYLE, TITANIUM WHITE ANTENNA COVER PLATE, 68X68MM FOR RF/TV/SAT OUTLET BOXES HIRSCHMANN EDA 3902F | 7.04 | TEM | 1 | LP | 0.019 | 1
5TG1340 | DELTA STYLE, TITANIUM WHITE COVER PLATE 68X68MM W. HINGED LID, F. RETROFITTING OF SCHUKO SOCKET OUTLETS | 15.2 | TEM | 1 | LP | 0.037 | 1
5TG1342 | DELTA STYLE, TITANIUM WHITE COVER PLATE 68X68MM FOR TELECOMMUNICATION CONNECTION UNITS (TAE) | 7.75 | TEM | 1 | LP | 0.017 | 1
5TG1343 | DELTA STYLE TITANIUM WHITE COVER PLATE 68X68MM WITH SHUTTER WITH INSCRIPTION LABEL FOR SUPPORT PLATES MODULAR JACK PLUGIN CONNECTOR | 15.4 | TEM | 1 | LP | 0.023 | 1
5TG1394 | DELTA STYLE TITANIUM WHITE COVER PLATE UTU OUTLET BOX 68X68MM FOR RUTENBECK CAT.3+5+6 BTRDAT C6, EDAT/UTUDESIGN TELEGAERTNER AMJ45, UMJ45 | 7.04 | TEM | 1 | LP | 0.018 | 1
5TG1395 | DELTA STYLE TITANIUM WHITE COVER PLATE UTU OUTLET BOX 68X68MM WITH INSCRIPTION LABEL FOR RUTENBECK CAT.3+5+6 BTRDAT C6, EDAT/UTUDESIGN TELEGAERTNER AMJ45, UMJ45 | 8.67 | TEM | 1 | LP | 0.023 | 1
5TG18002 | DELTA PROFIL COVER PLATE 65X65MM FOR TAE OUTLET BOX AND LOUDSPEAKER OUTLET BOX TITANIUM WHITE | 7.65 | TEM | 1 | LP | 0.015 | 1
5TG1801 | DELTA PROFILE, TITANIUM WHITE FRAME WITH CUTOUT 48X48MM 1WAY, 80MM | 3.26 | TEM | 1 | LP | 0.017 | 1
5TG1802 | DELTA PROFIL, TITANIUM WHITE FRAME, 2FOLD, CUTOUT 151X80MM | 6.12 | TEM | 1 | LP | 0.028 | 1
5TG1803 | DELTA PROFIL, TITANIUM WHITE FRAME, 2FOLD, W. 1 CUTOUT 151X80MM | 6.12 | TEM | 1 | LP | 0.028 | 1
5TG1804 | DELTA PROFILE, TITANIUM WHITE FRAME WITH 1 CUTOUT 48X48MM TRIPLE FRAME, 80MM | 10.1 | TEM | 1 | LP | 0.04 | 1
5TG1806 | DELTA PROFILE, TITANIUM WHITE INTERMEDIATE FRAME 65X65MM | 8.06 | TEM | 1 | LP | 0.008 | 1
5TG1807 | DELTA PROFILE, TITANIUM WHITE OUTLET PLATE | 15.4 | TEM | 1 | LP | 0.068 | 1
5TG1810 | DELTA PROFILE, TITANIUM WHITE BLANKING PLATE | 13.26 | TEM | 1 | LP | 0.047 | 1
5TG1811 | DELTA PROFILE, TITANIUM WHITE SINGLE FRAME, 80MM | 3.57 | TEM | 1 | LP | 0.017 | 1
5TG1812 | DELTA PROFILE, TITANIUM WHITE DOUBLE FRAME, 80MM | 6.32 | TEM | 1 | LP | 0.028 | 1
5TG1813 | DELTA PROFILE, TITANIUM WHITE TRIPLE FRAME, 80MM | 11.32 | TEM | 1 | LP | 0.04 | 1
5TG1814 | DELTA PROFILE, TITANIUM WHITE QUADRUPLE FRAME, 80MM | 16.83 | TEM | 1 | LP | 0.038 | 1
5TG1815 | DELTA PROFILE, TITANIUM WHITE QUINTUPLE FRAME, 80MM | 34.88 | TEM | 1 | LP | 0.055 | 1
5TG1818 | DELTA PROFIL, TITANIUM WHITE COVER PLATE UAECONNECTION BOX SUITABLE F.RUTENBECK CAT.3+5/ BTR CAT.6, 65X65MM | 6.43 | TEM | 1 | LP | 0.017 | 1
5TG1821 | DELTA PROFIL, TITANIUM WHITE COVER PLATE UAECONNECTION BOX SUITABLE F.RUTENBECK CAT.3+5/ BTR CAT.6, 65X65MM WITH DESCRIPTION FIELD | 12.24 | TEM | 1 | LP | 0.016 | 1
5TG1825 | DELTA PROFILE, TITANIUM WHITE SURF.MOUNT.HOUSING SINGLE 80MM | 16.63 | TEM | 1 | LP | 0.078 | 1
5TG1826 | DELTA PROFILE, TITANIUM WHITE SURF.MOUNT. HOUSING 2FOLD 80MM | 34.68 | TEM | 1 | LP | 0.126 | 1
5TG18282 | DELTA PROFIL COVER PLATE TV/RF/SAT 2 AND 3 HOLES KNOCKOUT TITANIUM WHITE | 6.02 | TEM | 1 | LP | 0.015 | 1
5TG1893 | DELTA PROFILE INTERM.FRAME FOR ADAPTATION OF DELTA PLUS COMPONENTS | 3.47 | TEM | 1 | LP | 0.01 | 1
5TG1916 | DELTA PROFILE, TITANIUM WHITE COMMUNICATIONS PLUG OPTICAL FIBRE OUTLET BOX | 21.83 | TEM | 1 | LP | 0.085 | 1
5TG25282 | ISYSTEM COVER PLATE TV/RF/SAT 3 HOLES ELECTRICAL WHITE | 8.16 | TEM | 1 | LP | 0.012 | 1
5TG2543 | ISYSTEM, ELECTRIC WHITE COVER PLATE UAE OUTLET BOX SUITABLE F.RUTENBECK CAT.3+5/ BRT CAT.6, 55X55MM | 3.26 | TEM | 1 | LP | 0.013 | 1
5TG2544 | ISYSTEM, ELECTRIC WHITE COVER PLATE UAE OUTLET BOX SUITABLE F.RUTENBECK CAT.3+5/ BTR CAT.6, 55X55MM W. LABELING FIELD | 5.41 | TEM | 1 | LP | 0.011 | 1
5TG2545 | ISYSTEM, TITANIUM WHITE COVER PLATE UAE OUTLET BOX SUITABLE F.RUTENBECK CAT.3+5/ BTR CAT.6, 55X55MM | 3.26 | TEM | 1 | LP | 0.013 | 1
5TG2546 | ISYSTEM, TITANIUM WHITE COVER PLATE UAE OUTLET BOX SUITABLE F.RUTENBECK CAT.3+5/ BTR CAT.6, 55X55MM W. LABELING FIELD | 5.41 | TEM | 1 | LP | 0.014 | 1
5TG25482 | ISYSTEM COVER PLATE TV/RF/SAT 3 HOLES TITANIUM WHITE | 8.16 | TEM | 1 | LP | 0.012 | 1
5TG25510 | DELTA LINE, TITANIUM WHITE FRAME, 1FOLD, 80X80MM | 1.63 | TEM | 1 | LP | 0.014 | 1
5TG25520 | DELTA LINE, TITANIUM WHITE FRAME, 2FOLD, 151X80MM | 4.28 | TEM | 1 | LP | 0.024 | 1
5TG25530 | DELTA LINE, TITANIUM WHITE FRAME, 3FOLD, 222X80MM | 6.22 | TEM | 1 | LP | 0.032 | 1
5TG25540 | DELTA LINE, TITANIUM WHITE FRAME, 4FOLD, 293X80MM | 9.18 | TEM | 1 | LP | 0.044 | 1
5TG25550 | DELTA LINE, TITANIUM WHITE FRAME, 5FOLD, 364X80MM | 13.97 | TEM | 1 | LP | 0.056 | 1
5TG2558 | ISYSTEM, TITANIUM WHITE BLANKING PLATE, 55X55MM | 4.9 | TEM | 1 | LP | 0.051 | 1
5TG2561 | ISYSTEM, TITANIUM WHITE ANTENNA COVER PLATE 55X55MM F.BROADBAND OUTLET BOX RF/TV | 2.65 | TEM | 1 | LP | 0.013 | 1
5TG25632 | ISYSTEM COVER PLATE 55X55MM FOR TAE OUTLET BOX A. LOUDSPEAKER OUTLET BOX TITANIUM WHITE | 3.77 | TEM | 1 | LP | 0.011 | 1
5TG2564 | ISYSTEM, TITANIUM WHITE DUAL EQUIPOT. BONDING BOX 55X55MM, DIN 42801 LINE CONNECTION 1X6SQMM AND 4X2.5SQMM | 35.9 | TEM | 1 | LP | 0.112 | 1
5TG2566 | ISYSTEM, TITANIUM WHITE OUTLET COVER, 55X55MM | 13.57 | TEM | 1 | LP | 0.05 | 1
5TG2567 | ISYSTEM, TITANIUM WHITE COVER PLATE 55X55MM FOR FLUSHM. CONTROL DEVICES F. DIAMETER 18.5MM | 11.02 | TEM | 1 | LP | 0.03 | 1
5TG2577 | ISYSTEM, TITANIUM WHITE COVER PLATE 55X55MM FOR SUBMIN. CONNECTOR F.SCREW AND CLAW FIXING | 10 | TEM | 1 | LP | 0.063 | 1
5TG25810 | DELTA LINE, ELECTRIC WHITE FRAME, 1FOLD, 80X80MM | 1.63 | TEM | 1 | LP | 0.014 | 1
5TG25820 | DELTA LINE, ELECTRIC WHITE FRAME, 2FOLD, 151X80MM | 4.28 | TEM | 1 | LP | 0.023 | 1
5TG25830 | DELTA LINE, ELECTRIC WHITE FRAME, 3FOLD, 222X80MM | 6.22 | TEM | 1 | LP | 0.033 | 1
5TG25840 | DELTA LINE, ELECTRIC WHITE FRAME, 4FOLD, 293X80MM | 9.18 | TEM | 1 | LP | 0.043 | 1
5TG25850 | DELTA LINE, ELECTRIC WHITE FRAME, 5FOLD, 364X80MM | 13.97 | TEM | 1 | LP | 0.055 | 1
5TG2588 | ISYSTEM, ELECTRIC WHITE BLANKING PLATE, 55X55MM | 4.9 | TEM | 1 | LP | 0.043 | 1
5TG2591 | ISYSTEM, ELECTRIC WHITE ANTENNA COVER PLATE 55X55MM F.BROADBAND OUTLET BOX RF/TV | 2.65 | TEM | 1 | LP | 0.013 | 1
5TG25932 | ISYSTEM COVER PLATE 55X55MM FOR TAE OUTLET BOX A. LOUDSPEAKER OUTLET BOX ELECTRIC WHITE | 3.77 | TEM | 1 | LP | 0.011 | 1
5TG2861 | DELTA LINE SURFACEM. ENCL., 1FOLD ELECTRIC WHITE | 12.95 | TEM | 1 | LP | 0.079 | 1
5TG2901 | DELTA LINE/STYLE SURFACEM. ENCL., 1FOLD TITANIUM WHITE | 12.95 | TEM | 1 | LP | 0.105 | 1
5TG2902 | DELTA LINE/STYLE SURFACEM. ENCL., 2FOLD TITANIUM WHITE | 22.64 | TEM | 1 | LP | 0.151 | 1
5TG2903 | DELTA LINE/STYLE SURFACEM. ENCL., 3FOLD TITANIUM WHITE | 36.52 | TEM | 1 | LP | 0.214 | 1
5TG4801 | DELTA PROFIL, TITANIUM WHITE VOLUME CONTROL 27OHM 3WATT +COVER PLATE 65X65MM+ROT. BTTN | 66.3 | TEM | 1 | LP | 0.081 | 1
5TG55254BE | CORAL DELTA DIMMERS ABDECKPLATE BEIGE | 9.59 | TEM | 1 | LP | 0.018 | 1
5TG55254GP | CORAL DELTA DIMMERS ABDECKPLATE GOLD PEARL | 9.59 | TEM | 1 | LP | 0.034 | 1
5TG55254LG | CORAL DELTA DIMMERS ABDECKPLATE LAVA GREY | 9.59 | TEM | 1 | LP | 0.034 | 1
5TG55254MS | CORAL DELTA DIMMERS ABDECKPLATE MOON SILVER | 9.59 | TEM | 1 | LP | 0.031 | 1
5TG55254SG | CORAL DELTA DIMMERS ABDECKPLATE SHADOW GREY | 9.59 | TEM | 1 | LP | 0.033 | 1
5TG55300BE | IRIS ROCKER BEIGE | 2.04 | TEM | 1 | LP | 0.083 | 1
5TG55300WH | IRIS ROCKER POLAR WHITE | 2.04 | TEM | 1 | LP | 0.022 | 1
5TG55301BE | IRIS ROCKER WITH TRANSPERENT WINDOW BEIGE | 4.49 | TEM | 1 | LP | 0.083 | 1
5TG55301WH | IRIS ROCKER WITH TRANSPERENT WINDOW POLAR WHITE | 4.49 | TEM | 1 | LP | 0.027 | 1
5TG55303BE | IRIS ROCKER TWO FOLD WITH TRANSPERENT WINDOW BEIGE | 5.92 | TEM | 1 | LP | 0.028 | 1
5TG55303WH | IRIS ROCKER TWO FOLD WITH TRANSPERENT WINDOW POLAR WHITE | 5.92 | TEM | 1 | LP | 0.023 | 1
5TG55304BE | IRIS ROCKER TWO FOLD BEIGE | 3.88 | TEM | 1 | LP | 0.01 | 1
5TG55304WH | IRIS ROCKER TWO FOLD POLAR WHITE | 3.88 | TEM | 1 | LP | 0.029 | 1
5TG55305BE | IRIS ROCKER TWO FOLD WITH TRANSPERENT WINDOW AND SYMBOL BELL BEIGE | 5.92 | TEM | 1 | LP | 0.043 | 1
5TG55305WH | IRIS ROCKER TWO FOLD WITH TRANSPERENT WINDOW AND SYMBOL BELL POLAR WHITE | 5.92 | TEM | 1 | LP | 0.02 | 1
5TG55306BE | IRIS ROCKER TWO FOLD WITH SYMBOL BELL BEIGE | 3.88 | TEM | 1 | LP | 0.022 | 1
5TG55306WH | IRIS ROCKER TWO FOLD WITH SYMBOL BELL POLAR WHITE | 3.88 | TEM | 1 | LP | 0.02 | 1
5TG55307BE | IRIS COVER PLATE WITH FRAME FOR HOTELCARD SWITCH 2 MINUTE SWITCH OFF DELAY BEIGE | 6.53 | TEM | 1 | LP | 0.09 | 1
5TG55308BE | IRIS ROCKER WITH TRANSPERENT WINDOW WITH SYMBOL BELL BEIGE | 4.39 | TEM | 1 | LP | 0.083 | 1
5TG55308WH | IRIS ROCKER WITH TRANSPERENT WINDOW WITH SYMBOL BELL POLAR WHITE | 4.39 | TEM | 1 | LP | 0.017 | 1
5TG55310BE | IRIS ROCKER WITH TRANSPERENT WINDOW WITH SYMBOL LIGHT BEIGE | 4.39 | TEM | 1 | LP | 0.021 | 1
5TG55310WH | IRIS ROCKER WITH TRANSPERENT WINDOW WITH SYMBOL LIGHT POLAR WHITE | 4.39 | TEM | 1 | LP | 0.022 | 1
5TG55313BE | IRIS ROCKER WITH SYMBOL BELL BEIGE | 4.39 | TEM | 1 | LP | 0.083 | 1
5TG55313WH | IRIS ROCKER WITH SYMBOL BELL POLAR WHITE | 4.39 | TEM | 1 | LP | 0.023 | 1
5TG55314BE | IRIS ROCKER WITH SYMBOL LIGHT BEIGE | 4.39 | TEM | 1 | LP | 0.083 | 1
5TG55314WH | IRIS ROCKER WITH SYMBOL LIGHT POLAR WHITE | 4.39 | TEM | 1 | LP | 0.02 | 1
5TG55317BE | IRIS ROCKER WITH LABEL HOLDER AND WINDOW BEIGE | 8.06 | TEM | 1 | LP | 0.012 | 1
5TG55317WH | IRIS ROCKER WITH LABEL HOLDER AND WINDOW POLAR WHITE | 8.06 | TEM | 1 | LP | 0.022 | 1
5TG55318BE | IRIS COVER PLATE FOR CORD OPERATED PUSH BUTTON AND CORD OUTLET BEIGE | 3.47 | TEM | 1 | LP | 0.014 | 1
5TG55318WH | IRIS COVER PLATE FOR CORD OPERATED PUSH BUTTON AND CORD OUTLET POLAR WHITE | 3.47 | TEM | 1 | LP | 0.043 | 1
5TG55320BE | IRIS COVER PLATE FOR DOUBLE PUSH BUTTON, SWITCH FOR BLINDS WITH SYMBOLS UP, DOWN BEIGE | 5.51 | TEM | 1 | LP | 0.011 | 1
5TG55320WH | IRIS COVER PLATE FOR DOUBLE PUSH BUTTON, SWITCH FOR BLINDS WITH SYMBOLS UP, DOWN POLAR WHITE | 5.51 | TEM | 1 | LP | 0.023 | 1
5TG55322BE | IRIS COVER PLATE FOR SOCKET OUTLETS BEIGE | 1.84 | TEM | 1 | LP | 0.083 | 1
5TG55322WH | IRIS COVER PLATE FOR SOCKET OUTLETS POLAR WHITE | 1.84 | TEM | 1 | LP | 0.026 | 1
5TG55323BE | IRIS COVER PLATE FOR SOCKET OUTLETS WITH CHILD PROTECTION BEIGE | 3.47 | TEM | 1 | LP | 0.027 | 1
5TG55323WH | IRIS COVER PLATE FOR SOCKET OUTLETS WITH CHILD PROTECTION POLAR WHITE | 3.47 | TEM | 1 | LP | 0.015 | 1
5TG55324BE | IRIS COVER PLATE FOR SOCKET OUTLETS WITH HINGEDLID AND CHILD PROTECTION BEIGE | 4.69 | TEM | 1 | LP | 0.083 | 1
5TG55324WH | IRIS COVER PLATE FOR SOCKET OUTLETS WITH HINGEDLID AND CHILD PROTECTION POLAR WHITE | 4.69 | TEM | 1 | LP | 0.014 | 1
5TG55327BE | IRIS COVER PLATE FOR R, TV, SAT SOCKET OUTLETS 2 HOLES BEIGE | 3.67 | TEM | 1 | LP | 0.083 | 1
5TG55327WH | IRIS COVER PLATE FOR R, TV, SAT SOCKET OUTLETS 2 HOLES POLAR WHITE | 3.67 | TEM | 1 | LP | 0.018 | 1
5TG55328BE | IRIS COVER FOR DELTA DIMMERS BEIGE | 9.59 | TEM | 1 | LP | 0.038 | 1
5TG55328WH | IRIS COVER PLATE F. DIMMER W. ROTARY BUTTON POLAR WHITE | 9.59 | TEM | 1 | LP | 0.018 | 1
5TG55330BE | IRIS COVER PLATE FOR ADAPTER 2FOLD RJ45,RJ11, BEIGE | 5 | TEM | 1 | LP | 0.014 | 1
5TG55330WH | IRIS COVER PLATE FOR ADAPTER 2FOLD RJ45,RJ11, POLAR WHITE | 5 | TEM | 1 | LP | 0.016 | 1
5TG55331BE | IRIS COVER PLATE FOR ADAPTER 2FOLD RJ11, 45 WITH LABEL FIELD BEIGE | 5.3 | TEM | 1 | LP | 0.034 | 1
5TG55331WH | IRIS COVER PLATE FOR ADAPTER 2FOLD RJ11, 45 WITH LABEL FIELD POLAR WHITE | 5.3 | TEM | 1 | LP | 0.012 | 1
5TG55332BE | IRIS COVER PLATE FOR ADAPTER 1FOLD RJ45,RJ11, BEIGE | 5 | TEM | 1 | LP | 0.016 | 1
5TG55332WH | IRIS COVER PLATE FOR ADAPTER 1FOLD RJ45,RJ11, POLAR WHITE | 5 | TEM | 1 | LP | 0.018 | 1
5TG55333BE | IRIS COVER PLATE FOR ADAPTER 1FOLD RJ11, 45 WITH LABEL FIELD BEIGE | 5.3 | TEM | 1 | LP | 0.013 | 1
5TG55333WH | IRIS COVER PLATE FOR ADAPTER 1FOLD RJ11, 45 WITH LABEL FIELD POLAR WHITE | 5.3 | TEM | 1 | LP | 0.017 | 1
5TG55334BE | IRIS COVER PLATE FOR LOUDSPEAKERSOCKET AND POTENTIOMETER BEIGE | 5.3 | TEM | 1 | LP | 0.012 | 1
5TG55334WH | IRIS COVER PLATE FOR LOUDSPEAKERSOCKET AND POTENTIOMETER POLAR WHITE | 5.3 | TEM | 1 | LP | 0.06 | 1
5TG55335BE | IRIS COVER PLATE 40MM FOR LOUDSPEAKERSOCKET, PILOT LIGHT AND PRESENCEDETECTOR BEIGE | 4.28 | TEM | 1 | LP | 0.01 | 1
5TG55335WH | IRIS COVER PLATE 40MM FOR LOUDSPEAKERSOCKET, PILOT LIGHT AND PRESENCEDETECTOR POLAR WHITE | 4.28 | TEM | 1 | LP | 0.015 | 1
5TG55336BE | IRIS BLANKING COVER PLATE WITH METALLIC GRID, CLAWS BEIGE | 5.71 | TEM | 1 | LP | 0.036 | 1
5TG55336WH | IRIS BLANKING COVER PLATE WITH METALLIC GRID, CLAWS POLAR WHITE | 5.71 | TEM | 1 | LP | 0.034 | 1
5TG55337BE | IRIS COVER PLATE FOR HEATING AND COOLING ELECTRONIC ROOM THERMOSTAT BEIGE | 12.04 | TEM | 1 | LP | 0.032 | 1
5TG55337WH | IRIS COVER PLATE FOR HEATING AND COOLING ELECTRONIC ROOM THERMOSTAT POLAR WHITE | 12.04 | TEM | 1 | LP | 0.083 | 1
5TG55338BE | IRIS COVER PLATE FOR TELEPHONE SOCKET 1FOLD WITH SCREWS BEIGE | 2.96 | TEM | 1 | LP | 0.09 | 1
5TG55338WH | IRIS COVER PLATE FOR TELEPHONE SOCKET 1FOLD WITH SCREWS POLAR WHITE | 2.96 | TEM | 1 | LP | 0.032 | 1
5TG55340BE | IRIS FRAME SINGLE, HORIZONTAL BEIGE | 2.55 | TEM | 1 | LP | 0.017 | 1
5TG55340WH | IRIS FRAME SINGLE, HORIZONTAL POLAR WHITE | 2.55 | TEM | 1 | LP | 0.029 | 1
5TG55341BE | IRIS FRAME DOUBLE, HORIZONTAL BEIGE | 4.79 | TEM | 1 | LP | 0.034 | 1
5TG55341WH | IRIS FRAME DOUBLE, HORIZONTAL POLAR WHITE | 4.79 | TEM | 1 | LP | 0.041 | 1
5TG55342BE | IRIS FRAME TRIPLE, HORIZONTAL BEIGE | 7.96 | TEM | 1 | LP | 0.09 | 1
5TG55342WH | IRIS FRAME TRIPLE, HORIZONTAL POLAR WHITE | 7.96 | TEM | 1 | LP | 0.076 | 1
5TG55343BE | IRIS FRAME QUADRUPLE, HORIZONTAL BEIGE | 12.14 | TEM | 1 | LP | 0.064 | 1
5TG55343WH | IRIS FRAME QUADRUPLE, HORIZONTAL POLAR WHITE | 12.14 | TEM | 1 | LP | 0.085 | 1
5TG55345BE | IRIS FRAME SINGLE, VERTICAL BEIGE | 4.79 | TEM | 1 | LP | 0.09 | 1
5TG55345WH | IRIS FRAME SINGLE, VERTICAL POLAR WHITE | 4.79 | TEM | 1 | LP | 0.033 | 1
5TG55346BE | IRIS FRAME DOUBLE, VERTICAL BEIGE | 7.96 | TEM | 1 | LP | 0.042 | 1
5TG55346WH | IRIS FRAME DOUBLE, VERTICAL POLAR WHITE | 7.96 | TEM | 1 | LP | 0.08 | 1
5TG55347BE | IRIS FRAME QUADRUPLE, VERTICAL BEIGE | 12.14 | TEM | 1 | LP | 0.074 | 1
5TG55347WH | IRIS FRAME QUADRUPLE, VERTICAL POLAR WHITE | 12.14 | TEM | 1 | LP | 0.1 | 1
5TG6200 | ISYSTEM, TITANIUM WHITE ROCKER W. WINDOW, 55X55MM F.CONTROL/OFF/CO SWITCH F.PUSHB. NEUTRAL AND F.PUSHB. W. SEPARATE FEEDBACK | 2.65 | TEM | 1 | LP | 0.023 | 1
5TG6201 | ISYSTEM, TITANIUM WHITE ROCKER F.UNIVERSAL SWITCH CO/OFF F. INTERMEDIATE AND OFF SWITCH FOR PUSHB. NEUTRAL, 55X55MM | 1.94 | TEM | 1 | LP | 0.022 | 1
5TG6202 | ISYSTEM, TITANIUM WHITE ROCKER W. SYMBOLS I/O FOR OFF SWITCH 2POLE, 3POLE 55X55MM | 4.28 | TEM | 1 | LP | 0.022 | 1
5TG6204 | ISYSTEM, TITANIUM WHITE ROCKER W. WINDOW F.2CIRCUIT/DUAL 2WAY SWITCH 55X55MM | 5.41 | TEM | 1 | LP | 0.024 | 1
5TG6205 | ISYSTEM, TIT. WH. ROCKER ROCKER F.2CIRCUIT/DUAL 2WAY SWITCH F. DOUBLE PUSHB., 55X55MM | 2.75 | TEM | 1 | LP | 0.022 | 1
5TG6206 | ISYSTEM, TITANIUM WHITE ROCKER W. WINDOW W. LIGHT SYMBOL F. PUSHB., 55X55MM | 3.16 | TEM | 1 | LP | 0.023 | 1
5TG6207 | ISYSTEM, TITANIUM WHITE ROCKER W. BELL SYMBOL FOR PUSHB., 55X55MM | 3.16 | TEM | 1 | LP | 0.022 | 1
5TG6208 | ISYSTEM, TITANIUM WHITE ROCKER W. DOOR OPENER SYMBOL FOR PUSHB., 55X55MM | 3.16 | TEM | 1 | LP | 0.023 | 1
5TG6210 | ISYSTEM, TITANIUM WHITE ROCKER W. LAB. PLATE, 55X55MM F.UNIVERSAL SWITCH CO/OFF F. INTERMEDIATE AND OFF SWITCH F.HEATING EMERG. SWITCH, F.PUSHB. | 4.79 | TEM | 1 | LP | 0.022 | 1
5TG6211 | ISYSTEM, TITANIUM WHITE ROCKER W. WINDOW, W. LAB. PLATE FOR HEATING EM. SWITCH 55X55M | 5 | TEM | 1 | LP | 0.024 | 1
5TG6212 | ISYSTEM, TITANIUM WHITE ROCKER W. LAB. PLATE F.2CIRCUIT/DUAL 2WAY SWITCH 55X55MM | 6.22 | TEM | 1 | LP | 0.024 | 1
5TG6213 | ISYSTEM, TITANIUM WHITE ROCKER W. WINDOW, W. LAB. PLATE F.2CIRCUIT/DUAL 2WAY SWITCH F.PUSHB. 2FOLD CENTER POSITION FOR DOUBLE PUSHB., 55X55MM | 6.32 | TEM | 1 | LP | 0.024 | 1
5TG6214 | ISYSTEM, TITANIUM WHITE ROCKER W.SHUTTER/BLIND SYMBOLS FOR SHUTTER PUSHB. , 55X55MM | 3.26 | TEM | 1 | LP | 0.023 | 1
5TG6217 | ISYSTEM ROCKER W. REMOTE CONTROL PULL FOR PUSHB. TITANIUM WHITE, 55X55MM | 23.77 | TEM | 1 | LP | 0.032 | 1
5TG6270 | ISYSTEM, ELECTRIC WHITE ROCKER W. WINDOW, 55X55MM F.CONTROL/OFF/CO SWITCH F.PUSHB. NEUTRAL AND F.PUSHB. W. SEPARATE FEEDBACK | 2.65 | TEM | 1 | LP | 0.023 | 1
5TG6271 | ISYSTEM, ELECTRIC WHITE ROCKER F.UNIVERSAL SWITCH CO/OFF F. INTERMEDIATE AND OFF SWITCH FOR PUSHB. NEUTRAL, 55X55MM | 1.94 | TEM | 1 | LP | 0.022 | 1
5TG6274 | ISYSTEM, ELECTRIC WHITE ROCKER W. WINDOW F.2CIRCUIT/DUAL 2WAY SWITCH 55X55MM | 5.41 | TEM | 1 | LP | 0.024 | 1
5TG6275 | ISYSTEM, ELECTRIC WHITE ROCKER F.2CIRCUIT/DUAL 2WAY SWITCH F. DOUBLE PUSHB., 55X55MM | 2.75 | TEM | 1 | LP | 0.023 | 1
5TG6276 | ISYSTEM, ELECTRIC WHITE ROCKER W. WINDOW W. LIGHT SYMBOL F. PUSHB., 55X55MM | 3.16 | TEM | 1 | LP | 0.024 | 1
5TG6277 | ISYSTEM, ELECTRIC WHITE ROCKER W. BELL SYMBOL FOR PUSHB., 55X55MM | 3.16 | TEM | 1 | LP | 0.022 | 1
5TG6278 | ISYSTEM, ELECTRIC WHITE ROCKER W. DOOR OPENER SYMBOL FOR PUSHB., 55X55MM | 3.16 | TEM | 1 | LP | 0.023 | 1
5TG6280 | ISYSTEM, ELECTRIC WHITE ROCKER W. LAB. PLATE, 55X55MM F.UNIVERSAL SWITCH CO/OFF F. INTERMEDIATE AND OFF SWITCH | 4.79 | TEM | 1 | LP | 0.017 | 1
5TG6281 | ISYSTEM, ELECTRIC WHITE ROCKER W. WINDOW, W. LAB. PLATE FOR HEATING EM. SWITCH 55X55MM | 5 | TEM | 1 | LP | 0.018 | 1
5TG6282 | ISYSTEM, ELECTRIC WHITE ROCKER W. LAB. PLATE F.2CIRCUIT/DUAL 2WAY SWITCH 55X55MM | 6.22 | TEM | 1 | LP | 0.018 | 1
5TG6283 | ISYSTEM, ELECTRIC WHITE ROCKER W. WINDOW, W. LAB. PLATE F.2CIRCUIT/DUAL 2WAY SWITCH F.PUSHB. 2FOLD CENTER POSITION FOR DOUBLE PUSHB., 55X55MM | 6.32 | TEM | 1 | LP | 0.018 | 1
5TG6284 | ISYSTEM, ELECTRIC WHITE ROCKER W.SHUTTER/BLIND SYMBOLS FOR SHUTTER PUSHB. , 55X55MM | 3.26 | TEM | 1 | LP | 0.018 | 1
5TG6287 | ISYSTEM ROCKER W. REMOTE CONTROL PULL FOR PUSHB. ELECTRIC WHITE, 55X55MM | 23.77 | TEM | 1 | LP | 0.027 | 1
5TG7140 | DELTA STYLE, TITANIUM WHITE ROCKER W. WINDOW, 68X68MM F.CONTROL/OFF/CO SWITCH F. PUSHB. W. SEPARATE FEEDBACK | 5.51 | TEM | 1 | LP | 0.031 | 1
5TG7141 | DELTA STYLE, TITANIUM WHITE ROCKER, 68X68MM F.UNIVERSAL SWITCH CO/OFF F. INTERMEDIATE AND OFF SWITCH FOR PUSHB. NEUTRAL F.PUSHB. 1FOLD CENTER POSITION | 5.51 | TEM | 1 | LP | 0.03 | 1
5TG7143 | DELTA STYLE, TITANIUM WHITE ROCKER W.SHUTTER/BLIND SYMBOLS F.SHUTTER SWITCH AND PUSHB. 68X68MM | 10.71 | TEM | 1 | LP | 0.032 | 1
5TG7144 | DELTA STYLE, TITANIUM WHITE ROCKER W. BELL SYMBOL FOR PUSHB., 68X68MM | 6.63 | TEM | 1 | LP | 0.031 | 1
5TG7145 | DELTA STYLE, TITANIUM WHITE ROCKER, 68X68MM F.2CIRCUIT/DUAL 2WAY SWITCH F. DOUBLE PUSHB. F.PUSHB. 2FOLD CENTER POSITION | 7.96 | TEM | 1 | LP | 0.031 | 1
5TG7146 | DELTA STYLE, TITANIUM WHITE ROCKER W.WINDOW W.LIGHT SYMBOL FOR PUSHB., 68X68MM | 6.63 | TEM | 1 | LP | 0.031 | 1
5TG7148 | DELTA STYLE, TITANIUM WHITE ROCKER W. DOOR OPENER SYMBOL FOR PUSHB., 68X68MM | 6.63 | TEM | 1 | LP | 0.025 | 1
5TG7155 | DELTA STYLE, TITANIUM WHITE ROCKER W. WINDOW, W. LAB. PLATE F.HEATING EM. SWITCH, 68X68MM | 17.54 | TEM | 1 | LP | 0.033 | 1
5TG7156 | DELTA STYLE, TITANIUM WHITE ROCKER W. LAB. PLATE F.UNIVERSAL SWITCH CO/OFF F. INTERMEDIATE AND OFF SWITCH FOR PUSHB. NEUTRAL, 68X68MM | 8.16 | TEM | 1 | LP | 0.033 | 1
5TG7157 | DELTA STYLE, TITANIUM WHITE ROCKER W. WINDOW, W. LAB. PLATE F.2CIRCUIT/DUAL 2WAY SWITCH F.PUSHB. 2FOLD CENTER POSITION FOR DOUBLE PUSHB., 68X68MM | 31.11 | TEM | 1 | LP | 0.035 | 1
5TG7158 | DELTA STYLE, TITANIUM WHITE ROCKER W. WINDOW F.2CIRCUIT SWITCH F.PUSHB. 2FOLD CENTER POSITION FOR DOUBLE PUSHB., 68X68MM | 15.91 | TEM | 1 | LP | 0.033 | 1
5TG7800 | DELTA PROFIL, TITANIUM WHITE ROCKER, 65X65MM F.CONTROL/OFF/CO SWITCH F. PUSHB. W. SEPARATE FEEDBACK | 8.77 | TEM | 1 | LP | 0.026 | 1
5TG7801 | DELTA PROFIL, TITANIUM WHITE ROCKER, 65X65MM F.UNIVERSAL SWITCH CO/OFF F. INTERMEDIATE AND OFF SWITCH FOR PUSHB. NEUTRAL F.PUSHB. 1FOLD CENTER POSITION | 6.32 | TEM | 1 | LP | 0.031 | 1
5TG7802 | DELTA PROFIL, TITANIUM WHITE ROCKER W. SYMBOLS I0 FOR OFF SWITCH 2POLE, 3POLE 65X65MM | 8.16 | TEM | 1 | LP | 0.026 | 1
5TG7805 | DELTA PROFIL, TITANIUM WHITE ROCKER, 65X65MM F.2CIRCUIT/DUAL 2WAY SWITCH F. DOUBLE PUSHB. F.PUSHB. 2FOLD CENTER POSITION | 9.79 | TEM | 1 | LP | 0.03 | 1
5TG7806 | DELTA PROFIL, TITANIUM WHITE ROCKER W. WINDOW W. LIGHT SYMBOL F. PUSHB., 65X65MM | 8.67 | TEM | 1 | LP | 0.024 | 1
5TG7807 | DELTA PROFIL, TITANIUM WHITE ROCKER W. BELL SYMBOL FOR PUSHB., 65X65MM | 8.57 | TEM | 1 | LP | 0.032 | 1
5TG7808 | DELTA PROFIL, TITANIUM WHITE ROCKER W. DOOR OPENER SYMBOL FOR PUSHB., 65X65MM | 8.57 | TEM | 1 | LP | 0.025 | 1
5TG7814 | DELTA PROFIL, TITANIUM WHITE ROCKER W.SHUTTER/BLIND SYMBOLS FOR SHUTTER PUSHB., 65X65MM | 18.36 | TEM | 1 | LP | 0.03 | 1
5TG7815 | DELTA PROFIL, TITANIUM WHITE ROCKER W. WINDOW, W. LAB. PLATE FOR HEATING EM. SWITCH 65X65MM | 11.83 | TEM | 1 | LP | 0.033 | 1
5TG7816 | DELTA PROFIL, TITANIUM WHITE ROCKER W. LAB. PLATE F.UNIVERSAL SWITCH CO/OFF F. INTERMEDIATE AND OFF SWITCH FOR PUSHB. NEUTRAL, 65X65MM | 8.87 | TEM | 1 | LP | 0.033 | 1
5TG7817 | DELTA PROFIL, TITANIUM WHITE ROCKER W. WINDOW, W. LAB. PLATE F.2CIRCUIT/DUAL 2WAY SWITCH F. PUSHB. 2FOLD CENTER POSITION FOR DOUBLE PUSHB., 65X65MM | 21.01 | TEM | 1 | LP | 0.027 | 1
5TG7818 | DELTA PROFIL, TITANIUM WHITE ROCKER W. WINDOW FOR PUSHB. 2FOLD F.PUSHB. 2FOLD CENTER POSITION 65X65MM | 19.48 | TEM | 1 | LP | 0.035 | 1
5UB1403 | DELTA PROFIL, TITANIUM WHITE SCHUKO SOCKET OUTL. 10/16A 250V W. SCREWLESS TERMINALS COVER PLATE 65X65MM | 13.46 | TEM | 1 | LP | 0.071 | 1
5UB1404 | DELTA PROFIL, TITANIUM WHITE SCHUKO SOCKET OUTL. 10/16A 250V WITH SCREWLESS TERMINALS WITH SPRING FLAP COVER PLATE 65X65MM | 15.91 | TEM | 1 | LP | 0.1 | 1
5UB1405 | DELTA PROFIL, TITANIUM WHITE SCHUKO SOCKET OUTL. 10/16A 250V W. SCREWLESS TERMINALS W. INCREASED TOUCH PROTECTION COVER PLATE 65X65MM | 15.61 | TEM | 1 | LP | 0.087 | 1
5UB1407 | DELTA PROFIL, TITANIUM WHITE SCHUKO SOCKET OUTL. 10/16A 250V W. SCREWLESS TERMINALS W. LABELING FIELD COVER PLATE 65X65MM | 13.46 | TEM | 1 | LP | 0.095 | 1
5UB1472 | DELTA PROFIL, TITANIUM WHITE SCHUKO SOCKET OUTL. 10/16A 250V WITH SCREWLESS TERMINALS, STATUS DISPLAY, LABELLING AREA AND WITH COVER PLATE 65X65MM | 22.34 | TEM | 1 | LP | 0.09 | 1
5UB1480 | DELTA PROFIL, TITANIUM WHITE SCHUKO SOCKET OUTL. 10/16A 250V ORANGE BEZEL (ZSV) WITH SCREWLESS TERMINALS COVER PLATE 65X65MM | 15.1 | TEM | 1 | LP | 0.094 | 1
5UB1486 | DELTA PROFIL, TITANIUM WHITE SCHUKO SOCKET OUTL. 10/16A 250V WITH SCREWLESS TERMINALS W.OVERVOLTAGE PROTECTION, LABELLING AREA, AND DISPLAY WITH COVER PLATE 65X65MM | 143.82 | TEM | 1 | LP | 0.111 | 1
5UB1511 | ISYSTEM, TITANIUM WHITE SCHUKO SOCKET OUTL. 10/16A 250V W. SCREWLESS TERMINALS COVER PLATE 55X55MM | 9.38 | TEM | 1 | LP | 0.078 | 1
5UB1515 | ISYSTEM, TITANIUM WHITE SCHUKO SOCKET OUTL. 10/16A 250V W. SCREWLESS TERMINALS W. LABELING FIELD COVER PLATE 55X55MM | 10.3 | TEM | 1 | LP | 0.071 | 1
5UB1518 | ISYSTEM, TITANIUM WHITE SCHUKO SOCKET OUTL. 10/16A 250V W. SCREWLESS TERMINALS W. INCREASED TOUCH PROTECTION COVER PLATE 55X55MM | 10.61 | TEM | 1 | LP | 0.082 | 1
5UB1551 | ISYSTEM, ELECTRIC WHITE SCHUKO SOCKET OUTL. 10/16A 250V W. SCREWLESS TERMINALS COVER PLATE 55X55MM | 9.38 | TEM | 1 | LP | 0.078 | 1
5UB1555 | ISYSTEM, ELECTRIC WHITE SCHUKO SOCKET OUTL. 10/16A 250V W. SCREWLESS TERMINALS W. LABELING FIELD COVER PLATE 55X55MM | 10.3 | TEM | 1 | LP | 0.093 | 1
5UB1558 | ISYSTEM, ELECTRIC WHITE SCHUKO SOCKET OUTL. 10/16A 250V W. SCREWLESS TERMINALS W. INCREASED TOUCH PROTECTION COVER PLATE 55X55MM | 10.61 | TEM | 1 | LP | 0.084 | 1
5UB1560 | ISYSTEM, TITANIUM WHITE SCHUKO SOCKET OUTL. 10/16A 250V W. SCREWLESS TERMINALS STATUS DISPLAY, LABEL. FIELD COVER PLATE 55X55MM | 17.65 | TEM | 1 | LP | 0.085 | 1
5UB1561 | ISYSTEM, ELECTRIC WHITE SCHUKO SOCKET OUTL. 10/16A 250V W. SCREWLESS TERMINALS STATUS DISPLAY, LABEL. FIELD COVER PLATE 55X55MM | 17.65 | TEM | 1 | LP | 0.083 | 1
5UB1564 | ISYSTEM, TITANIUM WHITE SCHUKO SOCKET OUTL. 10/16A 250V W. SCREWLESS TERMINALS W. OVERVOLTAGE PROTECTION LAB. FIELD, FUNCTION INDICATORS COVER PLATE 55X55MM | 115.16 | TEM | 1 | LP | 0.11 | 1
5UB1565 | ISYSTEM, ELECTRIC WHITE SCHUKO SOCKET OUTL. 10/16A 250V W. SCREWLESS TERMINALS W. OVERVOLTAGE PROTECTION LAB. FIELD, FUNCTION INDICATORS COVER PLATE 55X55MM | 115.16 | TEM | 1 | LP | 0.111 | 1
5UB1582 | DELTA LINE SCHUKO SOCKET OUTL. 250V AC 16A W. SCREWLESS TERMINALS W. INCREASED TOUCH PROTECTION COMPLETE COVER 80X80MM TITANIUM WHITE | 10.4 | TEM | 1 | LP | 0.102 | 1
5UB1842 | DELTA STYLE, TITANIUM WHITE SCHUKO OUTLET 10/16A 250V WITH HINGED LID, INCREASED TOUCH PROTECTION COVER PLATE 68X68MM | 19.79 | TEM | 1 | LP | 0.109 | 1
5UB1852 | DELTA STYLE, TITANIUM WHITE SCHUKO SOCKET OUTL. 10/16A 250V W. HINGED LID COVER PLATE 68X68MM | 12.14 | TEM | 1 | LP | 0.106 | 1
5UB1853 | DELTA STYLE, TITANIUM WHITE SCHUKO SOCKET OUTL. 10/16A 250V COVER PLATE 68X68MM | 6.63 | TEM | 1 | LP | 0.082 | 1
5UB1854 | DELTA STYLE, TITANIUM WHITE SCHUKO SOCKET OUTL. 10/16A 250V STATUS DISPLAY, LABEL. FIELD W. INCREASED TOUCH PROTECTION COVER PLATE 68X68MM | 20.2 | TEM | 1 | LP | 0.081 | 1
5UB1855 | DELTA STYLE, TITANIUM WHITE SCHUKO SOCKET OUTL. 10/16A 250V W. INCREASED TOUCH PROTECTION COVER PLATE 68X68MM | 8.77 | TEM | 1 | LP | 0.097 | 1
5UB1857 | DELTA STYLE, TITANIUM WHITE SCHUKO SOCKET OUTL. 10/16A 250V W. LABELING FIELD W. INCREASED TOUCH PROTECTION COVER PLATE 68X68MM | 19.18 | TEM | 1 | LP | 0.091 | 1
5UB1858 | DELTA STYLE, TITANIUM WHITE SCHUKO SOCKET OUTL. 10/16A 250V W. OVERVOLTAGE PROTECTION LAB. FIELD, FUNCTION INDICATORS W. INCREASED TOUCH PROTECTION COVER PLATE 68X68MM | 138.01 | TEM | 1 | LP | 0.118 | 1
5UB1905 | ISYSTEM, ELECTRIC WHITE SCHUKO SOCKET OUTL. 10/16A 250V W. SCREWLESS TERMINALS W. HINGED LID 55X55MM A. INCREASED TOUCH PROTECTION | 17.14 | TEM | 1 | LP | 0.093 | 1
5UB1907 | ISYSTEM, ELECTRIC WHITE SCHUKO SOCKET OUTL. 10/16A 250V W. SCREWLESS TERMINALS W. HINGED LID, 55X55MM | 13.57 | TEM | 1 | LP | 0.1 | 1
5UB1915 | ISYSTEM, TITANIUM WHITE SCHUKO SOCKET OUTL. 10/16A 250V W. SCREWLESS TERMINALS W. HINGED LID 55X55MM A. INCREASED TOUCH PROTECTION | 18.36 | TEM | 1 | LP | 0.093 | 1
5UB1917 | ISYSTEM, TITANIUM WHITE SCHUKO SOCKET OUTL. 10/16A 250V W. SCREWLESS TERMINALS W. HINGED LID 55X55MM | 13.57 | TEM | 1 | LP | 0.09 | 1
5UB4711 | DELTA FLAT IP44, SM DARK GRAY/LIGHT GRAY SCHUKO OUTLET 10/16A 250V W. SCREWLESS TERMINALS W. HINGED LID, 66X75MM | 8.77 | TEM | 1 | LP | 0.114 | 1
5UB4713 | DELTA FLAT IP44, SM DARK GRAY/LIGHT GRAY SCHUKO OUTLET 10/16A 250V W. SCREWLESS TERMINALS M.HINGED LID, W. LABEL. FIELD 66X75MM | 10.3 | TEM | 1 | LP | 0.117 | 1
5UB4722 | DELTA FLAT IP44, SM DARK GRAY/LIGHT GRAY SCHUKO OUTLET 2FOLD HORIZONTAL, 10/16A 250V W. SCREWLESS TERMINALS W. HINGED LID, 75X134MM | 21.11 | TEM | 1 | LP | 0.211 | 1
5UB4723 | DELTA FLAT IP44, SM DARK GRAY/LIGHT GRAY SCHUKO OUTLET 2FOLD VERTICAL, 10/16A 250V W. SCREWLESS TERMINALS W. HINGED LID, 66X151MM | 21.11 | TEM | 1 | LP | 0.216 | 1
5UB4731 | DELTA FLAT IP44, SM DARK GRAY/LIGHT GRAY SCHUKO OUTLET 3FOLD HORIZONTAL, 10/16A 250V W. SCREWLESS TERMINALS W. HINGED LID, 75X201MM | 38.05 | TEM | 1 | LP | 0.356 | 1
5UB55002KK | IRIS SCHUKO SOCKET IP44, HINGED LID WITH INCREASED PROTECTION WITH METALLIC GRID, CLAWS 16A 250V AC WHITE | 9.18 | TEM | 1 | LP | 0.104 | 1
5UB55003KK | IRIS SCHUKO SOCKET IP44, HINGED LID WITH INCREASED PROTECTION WITH METALLIC GRID, CLAWS 16A 250V AC BEIGE | 9.18 | TEM | 1 | LP | 0.097 | 1
5UB55101BE | SOL SCHUKO SOCKET OUTLET GERMAN STANDARD 10A 250V AC WITH CLAWS BEIGE | 3.98 | TEM | 1 | LP | 0.099 | 10
5UB55101WH | SOL SCHUKO SOCKET OUTLET GERMAN STANDARD 10A 250V AC WITH CLAWS POLAR WHITE | 3.98 | TEM | 1 | LP | 0.109 | 10
5UH1044 | DELTA ISYSTEM OUTLET COVER W/O INSERT TITANIUM WHITE 55X55MM | 3.77 | TEM | 1 | LP | 0.017 | 1
5UH1046 | DELTA ISYSTEM, ELECTRIC WHITE COVER PLATE 55X55MM FOR SCHUKO OUTLET | 4.18 | TEM | 1 | LP | 0.021 | 1
5UH1047 | DELTA PLUS PROGRAM TITANIUM WHITE WITH COVER PLATE 65X65MM FOR SCHUKO SOCKET | 6.12 | TEM | 1 | LP | 0.023 | 1
5UH1056 | DELTA PROFIL, TITANIUM WHITE COVER PLATE 65X65MM FOR SCHUKO OUTLET W. INCREASED TOUCH PROTECTION | 10.51 | TEM | 1 | LP | 0.025 | 1
5UH1065 | DELTA STYLE, TITANIUM WHITE COVER PLATE 68X68MM FOR SCHUKO OUTLET | 5.2 | TEM | 1 | LP | 0.025 | 1
5UH1080 | DELTA ISYSTEM OUTLET COVER W/O INSERT W. INCREASED TOUCH PROTECTION TITANIUM WHITE 55X55MM | 5.2 | TEM | 1 | LP | 0.022 | 1
5UH1081 | ISYSTEM, TITANIUM WHITE COVER PLATE W. HINGED LID 55X55MM, W. LAB. PLATE F. SCHUKO SOCKET OUTLETS | 11.32 | TEM | 1 | LP | 0.026 | 1
5UH1204 | ISYSTEM, TITANIUM WHITE COVER PLATE W. HINGED LID 55X55MM F. SCHUKO OUTLETS | 12.14 | TEM | 1 | LP | 0.03 | 1
5UH1310 | ISYSTEM, TITANIUM WHITE CONVERSION KIT STATUS DISPLAY FOR SCHUKO OUTLETS W. COVER PLATE 55X55MM AND GLOW LAMP | 19.79 | ΣΕΤ | 1 | LP | 0.017 | 1
5UH1340 | ISYSTEM, TITANIUM WHITE CONVERSION KIT OVERVOLT. PROT. FOR SCHUKO OUTLETS W. COVER PLATE 55X55MM AND OVERVOLTAGE PROTECTION | 184.62 | ΣΕΤ | 1 | LP | 0.061 | 1
5TC8902 | ISYSTEM, ALUMIN.METALLIC COVER PLATE F. DIMMER W. ROTARY BUTTON 55X55MM | 19.38 | TEM | 1 | LP | 0.019 | 1
5TC8903 | ISYSTEM, CARBON METALLIC COVER PLATE F. DIMMER W. ROTARY BUTTON 55X55MM | 19.38 | TEM | 1 | LP | 0.019 | 1
5TC8906 | DELTA PROFIL, SILVER COVER PLATE F. DIMMER W. ROTARY BUTTON 65X65MM | 23.56 | TEM | 1 | LP | 0.023 | 1
5TC89121 | DELTA STYLE, PLATINUM METALLIC COVER PLATE FOR DIMMER WITH ROTARY BUTTON 68X68MM | 23.97 | TEM | 1 | LP | 0.022 | 1
5TG11111 | DELTA MIRO FRAME 1FOLD COLOUR ALUMINIUM METALLIC DIMENSIONS 90X90MM | 6.73 | TEM | 1 | LP | 0.018 | 1
5TG11112 | DELTA MIRO FRAME 1FOLD COLOUR CARBON METALLIC DIMENSIONS 90X90MM | 6.73 | TEM | 1 | LP | 0.024 | 1
5TG11121 | DELTA MIRO FRAME 2FOLD COLOUR ALUMINIUM METALLIC DIMENSIONS 161X90MM | 10.71 | TEM | 1 | LP | 0.025 | 1
5TG11122 | DELTA MIRO FRAME 2FOLD COLOUR CARBON METALLIC DIMENSIONS 161X90MM | 10.71 | TEM | 1 | LP | 0.032 | 1
5TG11131 | DELTA MIRO FRAME 3FOLD COLOUR ALUMINIUM METALLIC DIMENSIONS 232X90MM | 18.97 | TEM | 1 | LP | 0.044 | 1
5TG11132 | DELTA MIRO FRAME 3FOLD COLOUR CARBON METALLIC DIMENSIONS 232X90MM | 18.97 | TEM | 1 | LP | 0.045 | 1
5TG11141 | DELTA MIRO FRAME 4FOLD COLOUR ALUMINIUM METALLIC DIMENSIONS 303X90MM | 27.54 | TEM | 1 | LP | 0.044 | 1
5TG11142 | DELTA MIRO FRAME 4FOLD COLOUR CARBON METALLIC DIMENSIONS 303X90MM | 27.54 | TEM | 1 | LP | 0.048 | 1
5TG11151 | DELTA MIRO FRAME 5FOLD COLOUR ALUMINIUM METALLIC DIMENSIONS 374X90MM | 40.29 | TEM | 1 | LP | 0.096 | 1
5TG11152 | DELTA MIRO FRAME 5FOLD COLOUR CARBON METALLIC DIMENSIONS 374X90MM | 40.29 | TEM | 1 | LP | 0.057 | 1
5TG1220 | ISYSTEM, CARBON METALLIC BLANKING PLATE, 55X55M | 12.44 | TEM | 1 | LP | 0.067 | 1
5TG12222 | ISYSTEM COVER PLATE TV/RF/SAT 3 HOLES CARBON METALLIC | 16.63 | TEM | 1 | LP | 0.012 | 1
5TG1223 | ISYSTEM, CARBON METALLIC ANTENNA COVER PLATE 55X55MM F.BROADBAND OUTLET BOX RF/TV | 8.98 | TEM | 1 | LP | 0.011 | 1
5TG12262 | ISYSTEM COVER PLATE 55X55MM FOR TAE OUTLET BOX A. LOUDSPEAKER OUTLET BOX CARBON METALLIC | 9.69 | TEM | 1 | LP | 0.011 | 1
5TG1227 | ISYSTEM, CARBON METALLIC COVER PLATE UAE OUTLET BOX SUITABLE F.RUTENBECK CAT.3+5/ BTR CAT.6, 55X55MM | 8.98 | TEM | 1 | LP | 0.013 | 1
5TG1228 | ISYSTEM, CARBON METALLIC COVER PLATE UAE OUTLET BOX SUITABLE F.RUTENBECK CAT.3+5/ BTR CAT.6, 55X55MM W. LABELING FIELD | 13.97 | TEM | 1 | LP | 0.011 | 1
5TG1230 | ISYSTEM, CARBON METALLIC COVER PLATE UAE OUTLET BOX SUITABLE F. ACKERMANN CAT.3 1 X 8 POLE, 55 X 55 MM | 11.93 | TEM | 1 | LP | 0.01 | 1
5TG1231 | ISYSTEM, CARBON METALLIC COVER PLATE UAE OUTLET BOX SUITABLE F. ACKERMANN CAT.3 2 X 8 POLE, 55 X 55 MM | 11.93 | TEM | 1 | LP | 0.008 | 1
5TG1250 | ISYSTEM, ALUMIN.METALLIC BLANKING PLATE, 55X55M | 12.44 | TEM | 1 | LP | 0.057 | 1
5TG1251 | ISYSTEM, ALUMIN.METALLIC OUTLET COVER, 55X55MM | 23.56 | TEM | 1 | LP | 0.074 | 1
5TG12522 | ISYSTEM COVER PLATE TV/RF/SAT 3 HOLES ALUMINUM METALLIC | 16.63 | TEM | 1 | LP | 0.012 | 1
5TG1253 | ISYSTEM, ALUMIN.METALLIC ANTENNA COVER PLATE 55X55 F.BROADBAND OUTLET BOX RF/TV | 8.98 | TEM | 1 | LP | 0.013 | 1
5TG12562 | ISYSTEM COVER PLATE 55X55MM FOR TAE OUTLET BOX A. LOUDSPEAKER OUTLET BOX ALUMINUM METALLIC | 9.69 | TEM | 1 | LP | 0.011 | 1
5TG1257 | ISYSTEM, ALUMIN.METALLIC COVER PLATE UAE OUTLET BOX SUITABLE F.RUTENBECK CAT.3+5/ BTR CAT.6, 55X55MM | 8.98 | TEM | 1 | LP | 0.013 | 1
5TG1258 | ISYSTEM, ALUMIN.METALLIC COVER PLATE UAE OUTLET BOX SUITABLE F.RUTENBECK CAT.3+5/ BTR CAT.6, 55X55MM W. LABELING FIELD | 13.97 | TEM | 1 | LP | 0.011 | 1
5TG1260 | ISYSTEM, ALUMIN.METALLIC COVER PLATE UAE OUTLET BOX SUITABLE F. ACKERMANN CAT.3 1X8POLE, 55X55MM | 11.93 | TEM | 1 | LP | 0.01 | 1
5TG1261 | ISYSTEM, ALUMIN.METALLIC COVER PLATE UAE OUTLET BOX SUITABLE F. ACKERMANN CAT.3 2 X 8 POLE, 55 X 55 MM | 11.93 | TEM | 1 | LP | 0.011 | 1
5TG13211 | DELTA STYLE FRAME 1FOLD, 82 X 82 MM PLATINUM METALLIC | 8.06 | TEM | 1 | LP | 0.022 | 1
5TG13221 | DELTA STYLE FRAME 2FOLD, 82 X 82 MM PLATINUM METALLIC | 13.57 | TEM | 1 | LP | 0.035 | 1
5TG13231 | DELTA STYLE FRAME 3FOLD, 82 X 82 MM PLATINUM METALLIC | 23.05 | TEM | 1 | LP | 0.036 | 1
5TG13241 | DELTA STYLE FRAME 4FOLD, 82 X 82 MM PLATINUM METALLIC | 32.23 | TEM | 1 | LP | 0.064 | 1
5TG13251 | DELTA STYLE FRAME 5FOLD, 82 X 82 MM PLATINUM METALLIC | 47.94 | TEM | 1 | LP | 0.065 | 1
5TG13271 | DELTA STYLE INTERMEDIATE FRAME, 68 X 68 MM FOR COVER PLATE 55 X 55 MM PLATINUM METALLIC | 5.61 | TEM | 1 | LP | 0.016 | 1
5TG13281 | DELTA STYLE INTERMEDIATE FRAME, 68 X 68 MM FOR COVER PLATE 65 X 65 MM | 6.22 | TEM | 1 | LP | 0.002 | 1
5TG13301 | DELTA STYLE, PLATINUM METALLIC BLANKING COVER, 68X68MM | 14.89 | TEM | 1 | LP | 0.062 | 1
5TG13351 | DELTA STYLE, PLATINUM METALLIC OUTLET PLATE, 68X68MM | 20.91 | TEM | 1 | LP | 0.077 | 1
5TG13381 | DELTA STYLE, PLATINUM METALLIC AERIAL COVER PLATE 68X68MM FOR RF/TV/SAT OUTLET BOXES HIRSCHMANN EDA 3902F | 11.63 | TEM | 1 | LP | 0.016 | 1
5TG13401 | DELTA STYLE, PLATINUM METALLIC COVER PLATE 68X68MM WITH HINGED LID, FOR CONVERSION OF SCHUKO OUTLETS | 24.79 | TEM | 1 | LP | 0.033 | 1
5TG13421 | DELTA STYLE, PLATINUM METALLIC COVER PLATE 68X68MM FOR TELECOMMUNICATION TERMINAL UNITS (TTU) | 13.36 | TEM | 1 | LP | 0.017 | 1
5TG13941 | DELTA STYLE PLATINUM METALLIC COVER PLATE UTU OUTLET BOX 68X68MM FOR RUTENBECK CAT.3+5+6 BTRDAT C6, EDAT/UTUDESIGN TELEGAERTNER AMJ45, UMJ45 | 13.36 | TEM | 1 | LP | 0.017 | 1
5TG13951 | DELTA STYLE PLATINUM METALLIC COVER PLATE UTU OUTLET BOX 68X68MM WITH INSCRIPTION LABEL FOR RUTENBECK CAT.3+5+6 BTRDAT C6, EDAT/UTUDESIGN TELEGAERTNER AMJ45, UMJ45 | 17.34 | TEM | 1 | LP | 0.022 | 1
5TG17602 | DELTA PROFIL COVER PLATE 65X65MM FOR TAE OUTLET BOX AND LOUDSPEAKER OUTLET BOX SILVER | 11.32 | TEM | 1 | LP | 0.015 | 1
5TG1761 | DELTA PROFILE, SILVER FRAME WITH 1 CUTOUT 48X48MM 1FOLD, 80MM | 10 | TEM | 1 | LP | 0.017 | 1
5TG1763 | DELTA PROFILE, SILVER FRAME WITH 1 CUTOUT 48X48MM 2FOLD, 80MM | 15.71 | TEM | 1 | LP | 0.025 | 1
5TG1764 | DELTA PROFILE, SILVER FRAME WITH 1 CUTOUT 48X48MM 3FOLD, 80MM | 24.89 | TEM | 1 | LP | 0.031 | 1
5TG1765 | DELTA PROFIL, SILVER COVER PLATE UAECONNECTION BOX SUITABLE F.RUTENBECK CAT.3+5/ BTR CAT.6, 65X65MM | 12.75 | TEM | 1 | LP | 0.019 | 1
5TG1766 | DELTA PROFILE, SILVER INTERMEDIATE FRAME 65X65MM WITH CENTRAL PLATE 51X51MM WITH CENTRAL PLATE 51X51MM | 5.41 | TEM | 1 | LP | 0.001 | 1
5TG1767 | DELTA PROFIL, SILVER COVER PLATE UAECONNECTION BOX SUITABLE F.RUTENBECK CAT.3+5/ BTR CAT.6, 65X65MM WITH DESCRIPTION FIELD | 19.38 | TEM | 1 | LP | 0.016 | 1
5TG1770 | DELTA PROFILE, SILVER BLIND PLATE 65X65MM BLIND PLATE 65X65MM | 18.05 | TEM | 1 | LP | 0.061 | 1
5TG1771 | DELTA PROFILE, SILVER SINGLE FRAME, 80X80MM SINGLE FRAME, 80X80MM | 7.96 | TEM | 1 | LP | 0.017 | 1
5TG1772 | DELTA PROFILE, SILVER DOUBLE FRAME, 151X80MM DOUBLE FRAME, 151X80MM | 13.87 | TEM | 1 | LP | 0.025 | 1
5TG1773 | DELTA PROFILE, SILVER TRIPLE FRAME, 222X80MM TRIPLE FRAME, 222X80MM | 23.36 | TEM | 1 | LP | 0.04 | 1
5TG1774 | DELTA PROFILE, SILVER QUADRO FRAME, 293X80MM QUADRO FRAME, 293X80MM | 32.84 | TEM | 1 | LP | 0.038 | 1
5TG17782 | DELTA PROFIL COVER PLATE TV/RF/SAT 2 AND 3 HOLES KNOCKOUT SILVER | 10.2 | TEM | 1 | LP | 0.015 | 1
5TG2096 | ISYSTEM, CARBON METALLIC MODULE CARRIER, 1FOLD INCL. INTERMEDIATE FRAME SCREW FIXING | 9.28 | TEM | 1 | LP | 0.052 | 1
5TG25513 | DELTA LINE, ALUMINUM METALLIC FRAME, 1FOLD, 80X80MM | 3.26 | TEM | 1 | LP | 0.014 | 1
5TG25516 | DELTA ISYSTEM, CARBON METALLIC FRAME, 1FOLD, 80X80MM | 3.26 | TEM | 1 | LP | 0.015 | 1
5TG25523 | DELTA LINE, ALUMINUM METALLIC FRAME, 2FOLD, 151X80MM | 10.61 | TEM | 1 | LP | 0.019 | 1
5TG25526 | DELTA ISYSTEM, CARBON METALLIC FRAME, 2FOLD, 151X80MM | 10.61 | TEM | 1 | LP | 0.024 | 1
5TG25533 | DELTA LINE, ALUMINUM METALLIC FRAME, 3FOLD, 222X80MM | 15.4 | TEM | 1 | LP | 0.032 | 1
5TG25536 | DELTA ISYSTEM, CARBON METALLIC FRAME, 3FOLD, 222X80MM | 15.4 | TEM | 1 | LP | 0.032 | 1
5TG25543 | DELTA LINE, ALUMINUM METALLIC FRAME, 4FOLD, 293X80MM | 22.64 | TEM | 1 | LP | 0.038 | 1
5TG25546 | DELTA ISYSTEM, CARBON METALLIC FRAME, 4FOLD, 293X80MM | 22.64 | TEM | 1 | LP | 0.046 | 1
5TG25553 | DELTA LINE, ALUMINUM METALLIC FRAME, 5FOLD, 364X80MM | 33.66 | TEM | 1 | LP | 0.04 | 1
5TG25556 | DELTA ISYSTEM, CARBON METALLIC FRAME, 5FOLD, 364X80MM | 33.66 | TEM | 1 | LP | 0.043 | 1
5TG55300DG | IRIS ROCKER ODYSSEY GOLD | 2.96 | TEM | 1 | LP | 0.03 | 1
5TG55300MA | IRIS ROCKER MERCURY ALUMINIUM | 3.06 | TEM | 1 | LP | 0.024 | 1
5TG55300NS | IRIS ROCKER NEPTUNE STEEL | 2.96 | TEM | 1 | LP | 0.028 | 1
5TG55300RR | IRIS ROCKER RUBY RED | 2.96 | TEM | 1 | LP | 0.029 | 1
5TG55301DG | IRIS ROCKER WITH TRANSPERENT WINDOW ODYSSEY GOLD | 6.32 | TEM | 1 | LP | 0.083 | 1
5TG55301MA | IRIS ROCKER WITH TRANSPERENT WINDOW MERCURY ALUMINIUM | 6.32 | TEM | 1 | LP | 0.043 | 1
5TG55301NS | IRIS ROCKER WITH TRANSPERENT WINDOW NEPTUNE STEEL | 6.32 | TEM | 1 | LP | 0.083 | 1
5TG55301RR | IRIS ROCKER WITH TRANSPERENT WINDOW RUBY RED | 6.32 | TEM | 1 | LP | 0.083 | 1
5TG55303DG | IRIS ROCKER TWO FOLD WITH TRANSPERENT WINDOW ODYSSEY GOLD | 8.06 | TEM | 1 | LP | 0.024 | 1
5TG55303MA | IRIS ROCKER TWO FOLD WITH TRANSPERENT WINDOW MERCURY ALUMINIUM | 8.06 | TEM | 1 | LP | 0.042 | 1
5TG55303NS | IRIS ROCKER TWO FOLD WITH TRANSPERENT WINDOW NEPTUNE STEEL | 8.06 | TEM | 1 | LP | 0.023 | 1
5TG55303RR | IRIS ROCKER TWO FOLD WITH TRANSPERENT WINDOW RUBY RED | 8.06 | TEM | 1 | LP | 0.024 | 1
5TG55304DG | IRIS ROCKER TWO FOLD ODYSSEY GOLD | 4.9 | TEM | 1 | LP | 0.025 | 1
5TG55304MA | IRIS ROCKER TWO FOLD MERCURY ALUMINIUM | 4.9 | TEM | 1 | LP | 0.021 | 1
5TG55304NS | IRIS ROCKER TWO FOLD NEPTUNE STEEL | 4.9 | TEM | 1 | LP | 0.023 | 1
5TG55304RR | IRIS ROCKER TWO FOLD RUBY RED | 4.9 | TEM | 1 | LP | 0.023 | 1
5TG55305DG | IRIS ROCKER TWO FOLD WITH TRANSPERENT WINDOW AND SYMBOL BELL ODYSSEY GOLD | 8.06 | TEM | 1 | LP | 0.002 | 1
5TG55305MA | IRIS ROCKER TWO FOLD WITH TRANSPERENT WINDOW AND SYMBOL BELL MERCURY ALUMINIUM | 8.06 | TEM | 1 | LP | 0.042 | 1
5TG55305NS | IRIS ROCKER TWO FOLD WITH TRANSPERENT WINDOW AND SYMBOL BELL NEPTUNE STEEL | 8.06 | TEM | 1 | LP | 0.083 | 1
5TG55305RR | IRIS ROCKER TWO FOLD WITH TRANSPERENT WINDOW AND SYMBOL BELL RUBY RED | 8.06 | TEM | 1 | LP | 0.026 | 1
5TG55306DG | IRIS ROCKER TWO FOLD WITH SYMBOL BELL ODYSSEY GOLD | 4.9 | TEM | 1 | LP | 0.083 | 1
5TG55306MA | IRIS ROCKER TWO FOLD WITH SYMBOL BELL MERCURY ALUMINIUM | 4.9 | TEM | 1 | LP | 0.083 | 1
5TG55306NS | IRIS ROCKER TWO FOLD WITH SYMBOL BELL NEPTUNE STEEL | 4.9 | TEM | 1 | LP | 0.031 | 1
5TG55306RR | IRIS ROCKER TWO FOLD WITH SYMBOL BELL RUBY RED | 4.9 | TEM | 1 | LP | 0.043 | 1
5TG55307RR | IRIS COVER PLATE WITH FRAME FOR HOTELCARD SWITCH 6 MINUTE SWITCH OFF DELAY RUBY RED | 9.38 | TEM | 1 | LP | 0.09 | 1
5TG55308DG | IRIS ROCKER WITH TRANSPERENT WINDOW WITH SYMBOL BELL ODYSSEY GOLD | 6.32 | TEM | 1 | LP | 0.083 | 1
5TG55308MA | IRIS ROCKER WITH TRANSPERENT WINDOW WITH SYMBOL BELL MERCURY ALUMINIUM | 6.32 | TEM | 1 | LP | 0.011 | 1
5TG55308NS | IRIS ROCKER WITH TRANSPERENT WINDOW WITH SYMBOL BELL NEPTUNE STEEL | 6.32 | TEM | 1 | LP | 0.043 | 1
5TG55308RR | IRIS ROCKER WITH TRANSPERENT WINDOW WITH SYMBOL BELL RUBY RED | 6.32 | TEM | 1 | LP | 0.083 | 1
5TG55310DG | IRIS ROCKER WITH TRANSPERENT WINDOW WITH SYMBOL LIGHT ODYSSEY GOLD | 6.32 | TEM | 1 | LP | 0.083 | 1
5TG55310MA | IRIS ROCKER WITH TRANSPERENT WINDOW WITH SYMBOL LIGHT MERCURY ALUMINIUM | 6.32 | TEM | 1 | LP | 0.083 | 1
5TG55310NS | IRIS ROCKER WITH TRANSPERENT WINDOW WITH SYMBOL LIGHT NEPTUNE STEEL | 6.32 | TEM | 1 | LP | 0.083 | 1
5TG55310RR | IRIS ROCKER WITH TRANSPERENT WINDOW WITH SYMBOL LIGHT RUBY RED | 6.32 | TEM | 1 | LP | 0.042 | 1
5TG55313DG | IRIS ROCKER WITH SYMBOL BELL ODYSSEY GOLD | 6.22 | TEM | 1 | LP | 0.039 | 1
5TG55313MA | IRIS ROCKER WITH SYMBOL BELL MERCURY ALUMINIUM | 6.22 | TEM | 1 | LP | 0.04 | 1
5TG55313NS | IRIS ROCKER WITH SYMBOL BELL NEPTUNE STEEL | 6.22 | TEM | 1 | LP | 0.011 | 1
5TG55313RR | IRIS ROCKER WITH SYMBOL BELL RUBY RED | 6.22 | TEM | 1 | LP | 0.028 | 1
5TG55314DG | IRIS ROCKER WITH SYMBOL LIGHT ODYSSEY GOLD | 6.22 | TEM | 1 | LP | 0.011 | 1
5TG55314MA | IRIS ROCKER WITH SYMBOL LIGHT MERCURY ALUMINIUM | 6.22 | TEM | 1 | LP | 0.041 | 1
5TG55314NS | IRIS ROCKER WITH SYMBOL LIGHT NEPTUNE STEEL | 6.22 | TEM | 1 | LP | 0.04 | 1
5TG55314RR | IRIS ROCKER WITH SYMBOL LIGHT RUBY RED | 6.22 | TEM | 1 | LP | 0.024 | 1
5TG55317DG | IRIS ROCKER WITH LABEL HOLDER AND WINDOW ODYSSEY GOLD | 11.53 | TEM | 1 | LP | 0.083 | 1
5TG55317MA | IRIS ROCKER WITH LABEL HOLDER AND WINDOW MERCURY ALUMINIUM | 11.53 | TEM | 1 | LP | 0.083 | 1
5TG55317NS | IRIS ROCKER WITH LABEL HOLDER AND WINDOW NEPTUNE STEEL | 11.53 | TEM | 1 | LP | 0.027 | 1
5TG55317RR | IRIS ROCKER WITH LABEL HOLDER AND WINDOW RUBY RED | 11.53 | TEM | 1 | LP | 0.083 | 1
5TG55318DG | IRIS COVER PLATE FOR CORD OPERATED PUSH BUTTON AND CORD OUTLET ODYSSEY GOLD | 4.59 | TEM | 1 | LP | 0.083 | 1
5TG55318MA | IRIS COVER PLATE FOR CORD OPERATED PUSH BUTTON AND CORD OUTLET MERCURY ALUMINIUM | 4.59 | TEM | 1 | LP | 0.083 | 1
5TG55318NS | IRIS COVER PLATE FOR CORD OPERATED PUSH BUTTON AND CORD OUTLET NEPTUNE STEEL | 4.59 | TEM | 1 | LP | 0.083 | 1
5TG55318RR | IRIS COVER PLATE FOR CORD OPERATED PUSH BUTTON AND CORD OUTLET RUBY RED | 4.59 | TEM | 1 | LP | 0.037 | 1
5TG55320DG | IRIS COVER PLATE FOR DOUBLE PUSH BUTTON, SWITCH FOR BLINDS WITH SYMBOLS UP, DOWN ODYSSEY GOLD | 7.96 | TEM | 1 | LP | 0.083 | 1
5TG55320MA | IRIS COVER PLATE FOR DOUBLE PUSH BUTTON, SWITCH FOR BLINDS WITH SYMBOLS UP, DOWN MERCURY ALUMINIUM | 7.96 | TEM | 1 | LP | 0.083 | 1
5TG55320NS | IRIS COVER PLATE FOR DOUBLE PUSH BUTTON, SWITCH FOR BLINDS WITH SYMBOLS UP, DOWN NEPTUNE STEEL | 7.96 | TEM | 1 | LP | 0.029 | 1
5TG55320RR | IRIS COVER PLATE FOR DOUBLE PUSH BUTTON, SWITCH FOR BLINDS WITH SYMBOLS UP, DOWN RUBY RED | 7.96 | TEM | 1 | LP | 0.041 | 1
5TG55322DG | IRIS COVER PLATE FOR SOCKET OUTLETS ODYSSEY GOLD | 3.16 | TEM | 1 | LP | 0.025 | 1
5TG55322MA | IRIS COVER PLATE FOR SOCKET OUTLETS MERCURY ALUMINIUM | 3.16 | TEM | 1 | LP | 0.022 | 1
5TG55322NS | IRIS COVER PLATE FOR SOCKET OUTLETS NEPTUNE STEEL | 3.16 | TEM | 1 | LP | 0.022 | 1
5TG55322RR | IRIS COVER PLATE FOR SOCKET OUTLETS RUBY RED | 3.16 | TEM | 1 | LP | 0.083 | 1
5TG55323DG | IRIS COVER PLATE FOR SOCKET OUTLETS WITH CHILD PROTECTION ODYSSEY GOLD | 4.59 | TEM | 1 | LP | 0.012 | 1
5TG55323MA | IRIS COVER PLATE FOR SOCKET OUTLETS WITH CHILD PROTECTION MERCURY ALUMINIUM | 4.59 | TEM | 1 | LP | 0.012 | 1
5TG55323NS | IRIS COVER PLATE FOR SOCKET OUTLETS WITH CHILD PROTECTION NEPTUNE STEEL | 4.59 | TEM | 1 | LP | 0.033 | 1
5TG55323RR | IRIS COVER PLATE FOR SOCKET OUTLETS WITH CHILD PROTECTION RUBY RED | 4.59 | TEM | 1 | LP | 0.083 | 1
5TG55324DG | IRIS COVER PLATE FOR SOCKET OUTLETS WITH HINGEDLID AND CHILD PROTECTION ODYSSEY GOLD | 7.04 | TEM | 1 | LP | 0.01 | 1
5TG55324MA | IRIS COVER PLATE FOR SOCKET OUTLETS WITH HINGEDLID AND CHILD PROTECTION MERCURY ALUMINIUM | 7.04 | TEM | 1 | LP | 0.024 | 1
5TG55324NS | IRIS COVER PLATE FOR SOCKET OUTLETS WITH HINGEDLID AND CHILD PROTECTION NEPTUNE STEEL | 7.04 | TEM | 1 | LP | 0.026 | 1
5TG55324RR | IRIS COVER PLATE FOR SOCKET OUTLETS WITH HINGEDLID AND CHILD PROTECTION RUBY RED | 7.04 | TEM | 1 | LP | 0.044 | 1
5TG55325RE | IRIS COVER PLATE IDENTIFICATION FOR SPECIAL CIRCUITS FOR SOCKET OUTLETS RED | 3.06 | TEM | 1 | LP | 0.083 | 1
5TG55327DG | IRIS COVER PLATE FOR R, TV, SAT SOCKET OUTLETS 2 HOLES ODYSSEY GOLD | 5.61 | TEM | 1 | LP | 0.023 | 1
5TG55327MA | IRIS COVER PLATE FOR R, TV, SAT SOCKET OUTLETS 2 HOLES MERCURY ALUMINIUM | 5.61 | TEM | 1 | LP | 0.083 | 1
5TG55327NS | IRIS COVER PLATE FOR R, TV, SAT SOCKET OUTLETS 2 HOLES NEPTUNE STEEL | 5.61 | TEM | 1 | LP | 0.018 | 1
5TG55327RR | IRIS COVER PLATE FOR R, TV, SAT SOCKET OUTLETS 2 HOLES RUBY RED | 5.61 | TEM | 1 | LP | 0.037 | 1
5TG55328DG | IRIS COVER PLATE F. DIMMER ODYSSEY GOLD | 9.28 | TEM | 1 | LP | 0.021 | 1
5TG55328MA | IRIS COVER PLATE F. DIMMER W. ROTARY BUTTON MERCURY ALUMINIUM | 9.89 | TEM | 1 | LP | 0.034 | 1
5TG55328NS | IRIS COVER PLATE F. DIMMER W. ROTARY BUTTON NEPTUNE STEEL | 9.89 | TEM | 1 | LP | 0.018 | 1
5TG55330DG | IRIS COVER PLATE FOR ADAPTER 2FOLD RJ45,RJ11, ODYSSEY GOLD | 6.53 | TEM | 1 | LP | 0.02 | 1
5TG55330MA | IRIS COVER PLATE FOR ADAPTER 2FOLD RJ45,RJ11, MERCURY ALUMINIUM | 6.53 | TEM | 1 | LP | 0.016 | 1
5TG55330NS | IRIS COVER PLATE FOR ADAPTER 2FOLD RJ45,RJ11, NEPTUNE STEEL | 6.53 | TEM | 1 | LP | 0.09 | 1
5TG55330RR | IRIS COVER PLATE FOR ADAPTER 2FOLD RJ45,RJ11, RUBY RED | 6.53 | TEM | 1 | LP | 0.035 | 1
5TG55331DG | IRIS COVER PLATE FOR ADAPTER 2FOLD RJ11, 45 WITH LABEL FIELD ODYSSEY GOLD | 6.73 | TEM | 1 | LP | 0.09 | 1
5TG55331MA | IRIS COVER PLATE FOR ADAPTER 2FOLD RJ11, 45 WITH LABEL FIELD MERCURY ALUMINIUM | 6.73 | TEM | 1 | LP | 0.023 | 1
5TG55331NS | IRIS COVER PLATE FOR ADAPTER 2FOLD RJ11, 45 WITH LABEL FIELD NEPTUNE STEEL | 6.73 | TEM | 1 | LP | 0.09 | 1
5TG55331RR | IRIS COVER PLATE FOR ADAPTER 2FOLD RJ11, 45 WITH LABEL FIELD RUBY RED | 6.73 | TEM | 1 | LP | 0.023 | 1
5TG55332DG | IRIS COVER PLATE FOR ADAPTER 1FOLD RJ45,RJ11, ODYSSEY GOLD | 6.53 | TEM | 1 | LP | 0.09 | 1
5TG55332MA | IRIS COVER PLATE FOR ADAPTER 1FOLD RJ45,RJ11, MERCURY ALUMINIUM | 6.53 | TEM | 1 | LP | 0.016 | 1
5TG55332NS | IRIS COVER PLATE FOR ADAPTER 1FOLD RJ45,RJ11, NEPTUNE STEEL | 6.53 | TEM | 1 | LP | 0.019 | 1
5TG55332RR | IRIS COVER PLATE FOR ADAPTER 1FOLD RJ45,RJ11, RUBY RED | 6.53 | TEM | 1 | LP | 0.001 | 1
5TG55333DG | IRIS COVER PLATE FOR ADAPTER 1FOLD RJ11, 45 WITH LABEL FIELD ODYSSEY GOLD | 6.73 | TEM | 1 | LP | 0.09 | 1
5TG55333MA | IRIS COVER PLATE FOR ADAPTER 1FOLD RJ11, 45 WITH LABEL FIELD MERCURY ALUMINIUM | 6.73 | TEM | 1 | LP | 0.09 | 1
5TG55333NS | IRIS COVER PLATE FOR ADAPTER 1FOLD RJ11, 45 WITH LABEL FIELD NEPTUNE STEEL | 6.73 | TEM | 1 | LP | 0.09 | 1
5TG55333RR | IRIS COVER PLATE FOR ADAPTER 1FOLD RJ11, 45 WITH LABEL FIELD RUBY RED | 6.73 | TEM | 1 | LP | 0.09 | 1
5TG55334DG | IRIS COVER PLATE FOR LOUDSPEAKERSOCKET AND POTENTIOMETER ODYSSEY GOLD | 6.53 | TEM | 1 | LP | 0.024 | 1
5TG55334MA | IRIS COVER PLATE FOR LOUDSPEAKERSOCKET AND POTENTIOMETER MERCURY ALUMINIUM | 6.53 | TEM | 1 | LP | 0.056 | 1
5TG55334NS | IRIS COVER PLATE FOR LOUDSPEAKERSOCKET AND POTENTIOMETER NEPTUNE STEEL | 6.53 | TEM | 1 | LP | 0.083 | 1
5TG55334RR | IRIS COVER PLATE FOR LOUDSPEAKERSOCKET AND POTENTIOMETER RUBY RED | 6.53 | TEM | 1 | LP | 0.083 | 1
5TG55335DG | IRIS COVER PLATE 40MM FOR LOUDSPEAKERSOCKET, PILOT LIGHT AND PRESENCEDETECTOR ODYSSEY GOLD | 6.83 | TEM | 1 | LP | 0.004 | 1
5TG55335MA | IRIS COVER PLATE 40MM FOR LOUDSPEAKERSOCKET, PILOT LIGHT AND PRESENCEDETECTOR MERCURY ALUMINIUM | 6.83 | TEM | 1 | LP | 0.031 | 1
5TG55335NS | IRIS COVER PLATE 40MM FOR LOUDSPEAKERSOCKET, PILOT LIGHT AND PRESENCEDETECTOR NEPTUNE STEEL | 6.83 | TEM | 1 | LP | 0.09 | 1
5TG55335RR | IRIS COVER PLATE 40MM FOR LOUDSPEAKERSOCKET, PILOT LIGHT AND PRESENCEDETECTOR RUBY RED | 6.83 | TEM | 1 | LP | 0.09 | 1
5TG55336DG | IRIS BLANKING COVER PLATE WITH METALLIC GRID, CLAWS ODYSSEY GOLD | 8.26 | TEM | 1 | LP | 0.049 | 1
5TG55336MA | IRIS BLANKING COVER PLATE WITH METALLIC GRID, CLAWS MERCURY ALUMINIUM | 8.26 | TEM | 1 | LP | 0.026 | 1
5TG55336NS | IRIS BLANKING COVER PLATE WITH METALLIC GRID, CLAWS NEPTUNE STEEL | 8.26 | TEM | 1 | LP | 0.044 | 1
5TG55336RR | IRIS BLANKING COVER PLATE WITH METALLIC GRID, CLAWS RUBY RED | 8.26 | TEM | 1 | LP | 0.044 | 1
5TG55337DG | IRIS COVER PLATE FOR HEATING AND COOLING ELECTRONIC ROOM THERMOSTAT ODYSSEY GOLD | 14.79 | TEM | 1 | LP | 0.083 | 1
5TG55337MA | IRIS COVER PLATE FOR HEATING AND COOLING ELECTRONIC ROOM THERMOSTAT MERCURY ALUMINIUM | 14.79 | TEM | 1 | LP | 0.022 | 1
5TG55337NS | IRIS COVER PLATE FOR HEATING AND COOLING ELECTRONIC ROOM THERMOSTAT NEPTUNE STEEL | 14.79 | TEM | 1 | LP | 0.038 | 1
5TG55337RR | IRIS COVER PLATE FOR HEATING AND COOLING ELECTRONIC ROOM THERMOSTAT RUBY RED | 14.79 | TEM | 1 | LP | 0.083 | 1
5TG55338DG | IRIS COVER PLATE FOR TELEPHONE SOCKET 1FOLD WITH SCREWS ODYSSEY GOLD | 5.2 | TEM | 1 | LP | 0.036 | 1
5TG55338MA | IRIS COVER PLATE FOR TELEPHONE SOCKET 1FOLD WITH SCREWS MERCURY ALUMINIUM | 5.2 | TEM | 1 | LP | 0.022 | 1
5TG55338NS | IRIS COVER PLATE FOR TELEPHONE SOCKET 1FOLD WITH SCREWS NEPTUNE STEEL | 5.2 | TEM | 1 | LP | 0.035 | 1
5TG55338RR | IRIS COVER PLATE FOR TELEPHONE SOCKET 1FOLD WITH SCREWS RUBY RED | 5.2 | TEM | 1 | LP | 0.09 | 1
5TG55340DG | IRIS FRAME SINGLE, HORIZONTAL ODYSSEY GOLD | 5.41 | TEM | 1 | LP | 0.03 | 1
5TG55340MA | IRIS FRAME SINGLE, HORIZONTAL MERCURY ALUMINIUM | 5.41 | TEM | 1 | LP | 0.03 | 1
5TG55340NS | IRIS FRAME SINGLE, HORIZONTAL NEPTUNE STEEL | 5.41 | TEM | 1 | LP | 0.03 | 1
5TG55340RR | IRIS FRAME SINGLE, HORIZONTAL RUBY RED | 5.41 | TEM | 1 | LP | 0.02 | 1
5TG55341DG | IRIS FRAME DOUBLE, HORIZONTAL ODYSSEY GOLD | 8.98 | TEM | 1 | LP | 0.037 | 1
5TG55341MA | IRIS FRAME DOUBLE, HORIZONTAL MERCURY ALUMINIUM | 8.98 | TEM | 1 | LP | 0.03 | 1
5TG55341NS | IRIS FRAME DOUBLE, HORIZONTAL NEPTUNE STEEL | 8.98 | TEM | 1 | LP | 0.041 | 1
5TG55341RR | IRIS FRAME DOUBLE, HORIZONTAL RUBY RED | 8.98 | TEM | 1 | LP | 0.023 | 1
5TG55342DG | IRIS FRAME TRIPLE, HORIZONTAL ODYSSEY GOLD | 13.46 | TEM | 1 | LP | 0.074 | 1
5TG55342MA | IRIS FRAME TRIPLE, HORIZONTAL MERCURY ALUMINIUM | 13.46 | TEM | 1 | LP | 0.075 | 1
5TG55342NS | IRIS FRAME TRIPLE, HORIZONTAL NEPTUNE STEEL | 13.46 | TEM | 1 | LP | 0.074 | 1
5TG55342RR | IRIS FRAME TRIPLE, HORIZONTAL RUBY RED | 13.46 | TEM | 1 | LP | 0.09 | 1
5TG55343DG | IRIS FRAME QUADRUPLE, HORIZONTAL ODYSSEY GOLD | 19.48 | TEM | 1 | LP | 0.082 | 1
5TG55343MA | IRIS FRAME QUADRUPLE, HORIZONTAL MERCURY ALUMINIUM | 19.48 | TEM | 1 | LP | 0.094 | 1
5TG55343NS | IRIS FRAME QUADRUPLE, HORIZONTAL NEPTUNE STEEL | 19.48 | TEM | 1 | LP | 0.1 | 1
5TG55343RR | IRIS FRAME QUADRUPLE, HORIZONTAL RUBY RED | 19.48 | TEM | 1 | LP | 0.079 | 1
5TG55345DG | IRIS FRAME SINGLE, VERTICAL ODYSSEY GOLD | 8.98 | TEM | 1 | LP | 0.022 | 1
5TG55345MA | IRIS FRAME SINGLE, VERTICAL MERCURY ALUMINIUM | 8.98 | TEM | 1 | LP | 0.046 | 1
5TG55345NS | IRIS FRAME SINGLE, VERTICAL NEPTUNE STEEL | 8.98 | TEM | 1 | LP | 0.046 | 1
5TG55345RR | IRIS FRAME SINGLE, VERTICAL RUBY RED | 8.98 | TEM | 1 | LP | 0.09 | 1
5TG55346DG | IRIS FRAME DOUBLE, VERTICAL ODYSSEY GOLD | 13.46 | TEM | 1 | LP | 0.069 | 1
5TG55346MA | IRIS FRAME DOUBLE, VERTICAL MERCURY ALUMINIUM | 13.46 | TEM | 1 | LP | 0.079 | 1
5TG55346NS | IRIS FRAME DOUBLE, VERTICAL NEPTUNE STEEL | 13.46 | TEM | 1 | LP | 0.079 | 1
5TG55346RR | IRIS FRAME DOUBLE, VERTICAL RUBY RED | 13.46 | TEM | 1 | LP | 0.078 | 1
5TG55347DG | IRIS FRAME QUADRUPLE, VERTICAL ODYSSEY GOLD | 19.48 | TEM | 1 | LP | 0.089 | 1
5TG55347MA | IRIS FRAME QUADRUPLE, VERTICAL MERCURY ALUMINIUM | 19.48 | TEM | 1 | LP | 0.09 | 1
5TG55347NS | IRIS FRAME QUADRUPLE, VERTICAL NEPTUNE STEEL | 19.48 | TEM | 1 | LP | 0.105 | 1
5TG55347RR | IRIS FRAME QUADRUPLE, VERTICAL RUBY RED | 19.48 | TEM | 1 | LP | 0.09 | 1
5TG55400FA | MEGA ROCKER FUSION ALUMINIUM | 3.06 | TEM | 1 | LP | 0.025 | 10
5TG55400MB | MEGA ROCKER MISTY BRONZE | 3.06 | TEM | 1 | LP | 0.025 | 10
5TG55400MG | MEGA ROCKER MALT GOLD | 3.06 | TEM | 1 | LP | 0.026 | 10
5TG55400PA | MEGA ROCKER PRUSIA ALUMINIUM | 3.06 | TEM | 1 | LP | 0.023 | 10
5TG55400SB | MEGA ROCKER SAMOA BROWN | 3.06 | TEM | 1 | LP | 0.09 | 10
5TG55401FA | MEGA ROCKER WITH TRANSPARENT WINDOW FUSION ALUMINIUM | 6.32 | TEM | 1 | LP | 0.087 | 1
5TG55401MB | MEGA ROCKER WITH TRANSPARENT WINDOW MISTY BRONZE | 6.32 | TEM | 1 | LP | 0.09 | 1
5TG55401MG | MEGA ROCKER WITH TRANSPARENT WINDOW MALT GOLD | 6.32 | TEM | 1 | LP | 0.09 | 1
5TG55401PA | MEGA ROCKER WITH TRANSPARENT WINDOW PRUSIA ALUMINIUM | 6.32 | TEM | 1 | LP | 0.09 | 1
5TG55401SB | MEGA ROCKER WITH TRANSPARENT WINDOW SAMOA BROWN | 6.32 | TEM | 1 | LP | 0.09 | 1
5TG55403FA | MEGA DOUBLE ROCKER WITH TRANSPARENT WINDOW FUSION ALUMINIUM | 8.06 | TEM | 1 | LP | 0.079 | 1
5TG55403MB | MEGA DOUBLE ROCKER WITH TRANSPARENT WINDOW MISTY BRONZE | 8.06 | TEM | 1 | LP | 0.08 | 1
5TG55403MG | MEGA DOUBLE ROCKER WITH TRANSPARENT WINDOW MALT GOLD | 8.06 | TEM | 1 | LP | 0.077 | 1
5TG55403PA | MEGA DOUBLE ROCKER WITH TRANSPARENT WINDOW PRUSIA ALUMINIUM | 8.06 | TEM | 1 | LP | 0.089 | 1
5TG55403SB | MEGA DOUBLE ROCKER WITH TRANSPARENT WINDOW SAMOA BROWN | 8.06 | TEM | 1 | LP | 0.085 | 1
5TG55404FA | MEGA DOUBLE ROCKER FUSION ALUMINIUM | 4.9 | TEM | 1 | LP | 0.031 | 10
5TG55404MB | MEGA DOUBLE ROCKER MISTY BRONZE | 4.9 | TEM | 1 | LP | 0.072 | 10
5TG55404MG | MEGA DOUBLE ROCKER MALT GOLD | 4.9 | TEM | 1 | LP | 0.028 | 10
5TG55404PA | MEGA DOUBLE ROCKER PRUSIA ALUMINIUM | 4.9 | TEM | 1 | LP | 0.03 | 10
5TG55404SB | MEGA DOUBLE ROCKER SAMOA BROWN | 4.9 | TEM | 1 | LP | 0.028 | 10
5TG55405FA | MEGA DOUBLE ROCKER WITH TRANSPARENT WINDOW AND SYMBOL BELL FUSION ALUMINIUM | 8.06 | TEM | 1 | LP | 0.089 | 1
5TG55405MB | MEGA DOUBLE ROCKER WITH TRANSPARENT WINDOW AND SYMBOL BELL MISTY BRONZE | 8.06 | TEM | 1 | LP | 0.022 | 1
5TG55405MG | MEGA DOUBLE ROCKER WITH TRANSPARENT WINDOW AND SYMBOL BELL MALT GOLD | 8.06 | TEM | 1 | LP | 0.09 | 1
5TG55405PA | MEGA DOUBLE ROCKER WITH TRANSPARENT WINDOW AND SYMBOL BELL PRUSIA ALUMINIUM | 8.06 | TEM | 1 | LP | 0.09 | 1
5TG55405SB | MEGA DOUBLE ROCKER WITH TRANSPARENT WINDOW AND SYMBOL BELL SAMOA BROWN | 8.06 | TEM | 1 | LP | 0.09 | 1
5TG55406FA | MEGA DOUBLE ROCKER WITH SYMBOL BELL FUSION ALUMINIUM | 6.32 | TEM | 1 | LP | 0.087 | 1
5TG55406MB | MEGA DOUBLE ROCKER WITH SYMBOL BELL MISTY BRONZE | 6.32 | TEM | 1 | LP | 0.09 | 1
5TG55406MG | MEGA DOUBLE ROCKER WITH SYMBOL BELL MALT GOLD | 6.32 | TEM | 1 | LP | 0.091 | 1
5TG55406PA | MEGA DOUBLE ROCKER WITH SYMBOL BELL PRUSIA ALUMINIUM | 6.32 | TEM | 1 | LP | 0.081 | 1
5TG55406SB | MEGA DOUBLE ROCKER WITH SYMBOL BELL SAMOA BROWN | 6.32 | TEM | 1 | LP | 0.026 | 1
5TG55407FA | MEGA ROCKER WITH TRANSPARENT WINDOW AND SYMBOL BELL FUSION ALUMINIUM | 6.32 | TEM | 1 | LP | 0.09 | 1
5TG55407MB | MEGA ROCKER WITH TRANSPARENT WINDOW AND SYMBOL BELL MISTY BRONZE | 6.32 | TEM | 1 | LP | 0.028 | 1
5TG55407MG | MEGA ROCKER WITH TRANSPARENT WINDOW AND SYMBOL BELL MALT GOLD | 6.32 | TEM | 1 | LP | 0.028 | 1
5TG55407PA | MEGA ROCKER WITH TRANSPARENT WINDOW AND SYMBOL BELL PRUSIA ALUMINIUM | 6.32 | TEM | 1 | LP | 0.028 | 1
5TG55407SB | MEGA ROCKER WITH TRANSPARENT WINDOW AND SYMBOL BELL SAMOA BROWN | 6.32 | TEM | 1 | LP | 0.028 | 1
5TG55408FA | MEGA ROCKER WITH TRANSPARENT WINDOW AND SYMBOL LIGHT FUSION ALUMINIUM | 6.32 | TEM | 1 | LP | 0.089 | 1
5TG55408MB | MEGA ROCKER WITH TRANSPARENT WINDOW AND SYMBOL LIGHT MISTY BRONZE | 6.32 | TEM | 1 | LP | 0.077 | 1
5TG55408MG | MEGA ROCKER WITH TRANSPARENT WINDOW AND SYMBOL LIGHT MALT GOLD | 6.32 | TEM | 1 | LP | 0.088 | 1
5TG55408PA | MEGA ROCKER WITH TRANSPARENT WINDOW AND SYMBOL LIGHT PRUSIA ALUMINIUM | 6.32 | TEM | 1 | LP | 0.09 | 1
5TG55408SB | MEGA ROCKER WITH TRANSPARENT WINDOW AND SYMBOL LIGHT SAMOA BROWN | 6.32 | TEM | 1 | LP | 0.09 | 1
5TG55412FA | MEGA ROCKER WITH SYMBOL BELL FUSION ALUMINIUM | 6.22 | TEM | 1 | LP | 0.088 | 1
5TG55412MB | MEGA ROCKER WITH SYMBOL BELL MISTY BRONZE | 6.22 | TEM | 1 | LP | 0.086 | 1
5TG55412MG | MEGA ROCKER WITH SYMBOL BELL MALT GOLD | 6.22 | TEM | 1 | LP | 0.09 | 1
5TG55412PA | MEGA ROCKER WITH SYMBOL BELL PRUSIA ALUMINIUM | 6.22 | TEM | 1 | LP | 0.088 | 1
5TG55412SB | MEGA ROCKER WITH SYMBOL BELL SAMOA BROWN | 6.22 | TEM | 1 | LP | 0.09 | 1
5TG55413FA | MEGA ROCKER WITH SYMBOL LIGHT FUSION ALUMINIUM | 6.22 | TEM | 1 | LP | 0.023 | 1
5TG55413MB | MEGA ROCKER WITH SYMBOL LIGHT MISTY BRONZE | 6.22 | TEM | 1 | LP | 0.022 | 1
5TG55413MG | MEGA ROCKER WITH SYMBOL LIGHT MALT GOLD | 6.22 | TEM | 1 | LP | 0.023 | 1
5TG55413PA | MEGA ROCKER WITH SYMBOL LIGHT PRUSIA ALUMINIUM | 6.22 | TEM | 1 | LP | 0.023 | 1
5TG55413SB | MEGA ROCKER WITH SYMBOL LIGHT SAMOA BROWN | 6.22 | TEM | 1 | LP | 0.023 | 1
5TG55416FA | MEGA ROCKER WITH LABEL HOLDER AND TRANSPARENT WINDOW FUSION ALUMINIUM | 11.53 | TEM | 1 | LP | 0.09 | 1
5TG55416MB | MEGA ROCKER WITH LABEL HOLDER AND TRANSPARENT WINDOW MISTY BRONZE | 11.53 | TEM | 1 | LP | 0.091 | 1
5TG55416MG | MEGA ROCKER WITH LABEL HOLDER AND TRANSPARENT WINDOW MALT GOLD | 11.53 | TEM | 1 | LP | 0.09 | 1
5TG55416PA | MEGA ROCKER WITH LABEL HOLDER AND TRANSPARENT WINDOW PRUSIA ALUMINIUM | 11.53 | TEM | 1 | LP | 0.077 | 1
5TG55416SB | MEGA ROCKER WITH LABEL HOLDER AND TRANSPARENT WINDOW SAMOA BROWN | 11.53 | TEM | 1 | LP | 0.025 | 1
5TG55418FA | MEGA COVER PLATE FOR CORD OPERATED PUSH BUTTON AND CORD OUTLET FUSION ALUMINIUM | 4.28 | TEM | 1 | LP | 0.083 | 1
5TG55418MB | MEGA COVER PLATE FOR CORD OPERATED PUSH BUTTON AND CORD OUTLET MISTY BRONZE | 4.28 | TEM | 1 | LP | 0.083 | 1
5TG55418MG | MEGA COVER PLATE FOR CORD OPERATED PUSH BUTTON AND CORD OUTLET MALT GOLD | 4.28 | TEM | 1 | LP | 0.083 | 1
5TG55418PA | MEGA COVER PLATE FOR CORD OPERATED PUSH BUTTON AND CORD OUTLET PRUSIA ALUMINIUM | 4.28 | TEM | 1 | LP | 0.083 | 1
5TG55418SB | MEGA COVER PLATE FOR CORD OPERATED PUSH BUTTON AND CORD OUTLET SAMOA BROWN | 4.28 | TEM | 1 | LP | 0.035 | 1
5TG55420FA | MEGA COVER PLATE FOR DOUBLE PUSH BUTTON, SWITCH FOR BLINDS WITH SYMBOLS UP, DOWN FUSION ALUMINIUM | 7.96 | TEM | 1 | LP | 0.043 | 1
5TG55420MB | MEGA COVER PLATE FOR DOUBLE PUSH BUTTON, SWITCH FOR BLINDS WITH SYMBOLS UP, DOWN MISTY BRONZE | 7.96 | TEM | 1 | LP | 0.09 | 1
5TG55420MG | MEGA COVER PLATE FOR DOUBLE PUSH BUTTON, SWITCH FOR BLINDS WITH SYMBOLS UP, DOWN MALT GOLD | 7.96 | TEM | 1 | LP | 0.089 | 1
5TG55420PA | MEGA COVER PLATE FOR DOUBLE PUSH BUTTON, SWITCH FOR BLINDS WITH SYMBOLS UP, DOWN PRUSIA ALUMINIUM | 7.96 | TEM | 1 | LP | 0.084 | 1
5TG55420SB | MEGA COVER PLATE FOR DOUBLE PUSH BUTTON, SWITCH FOR BLINDS WITH SYMBOLS UP, DOWN SAMOA BROWN | 7.96 | TEM | 1 | LP | 0.073 | 1
5TG55422FA | MEGA COVER PLATE FOR SOCKET OUTLETS FUSION ALUMINIUM | 2.96 | TEM | 1 | LP | 0.083 | 10
5TG55422MB | MEGA COVER PLATE FOR SOCKET OUTLETS MISTY BRONZE | 2.96 | TEM | 1 | LP | 0.034 | 10
5TG55422MG | MEGA COVER PLATE FOR SOCKET OUTLETS MALT GOLD | 2.96 | TEM | 1 | LP | 0.083 | 10
5TG55422PA | MEGA COVER PLATE FOR SOCKET OUTLETS PRUSIA ALUMINIUM | 2.96 | TEM | 1 | LP | 0.035 | 10
5TG55422SB | MEGA COVER PLATE FOR SOCKET OUTLETS SAMOA BROWN | 2.96 | TEM | 1 | LP | 0.031 | 10
5TG55423FA | MEGA COVER PLATE FOR SOCKET OUTLETS WITH CHILD PROTECTION FUSION ALUMINIUM | 4.39 | TEM | 1 | LP | 0.093 | 1
5TG55423MB | MEGA COVER PLATE FOR SOCKET OUTLETS WITH CHILD PROTECTION MISTY BRONZE | 4.39 | TEM | 1 | LP | 0.056 | 1
5TG55423MG | MEGA COVER PLATE FOR SOCKET OUTLETS WITH CHILD PROTECTION MALT GOLD | 4.39 | TEM | 1 | LP | 0.092 | 1
5TG55423PA | MEGA COVER PLATE FOR SOCKET OUTLETS WITH CHILD PROTECTION PRUSIA ALUMINIUM | 4.39 | TEM | 1 | LP | 0.012 | 1
5TG55423SB | MEGA COVER PLATE FOR SOCKET OUTLETS WITH CHILD PROTECTION SAMOA BROWN | 4.39 | TEM | 1 | LP | 0.093 | 1
5TG55424FA | MEGA COVER PLATE FOR SOCKET OUTLETS WITH HINGED LID AND CHILD PROTECTION FUSION ALUMINIUM | 6.94 | TEM | 1 | LP | 0.083 | 1
5TG55424MB | MEGA COVER PLATE FOR SOCKET OUTLETS WITH HINGED LID AND CHILD PROTECTION MISTY BRONZE | 6.94 | TEM | 1 | LP | 0.016 | 1
5TG55424MG | MEGA COVER PLATE FOR SOCKET OUTLETS WITH HINGED LID AND CHILD PROTECTION MALT GOLD | 6.94 | TEM | 1 | LP | 0.091 | 1
5TG55424PA | MEGA COVER PLATE FOR SOCKET OUTLETS WITH HINGED LID AND CHILD PROTECTION PRUSIA ALUMINIUM | 6.94 | TEM | 1 | LP | 0.089 | 1
5TG55424SB | MEGA COVER PLATE FOR SOCKET OUTLETS WITH HINGED LID AND CHILD PROTECTION SAMOA BROWN | 6.94 | TEM | 1 | LP | 0.089 | 1
5TG55425FA | MEGA COVER PLATE FOR R,TV,SAT SOCKET OUTLETS 2 HOLES FUSION ALUMINIUM | 5.61 | TEM | 1 | LP | 0.022 | 1
5TG55425MB | MEGA COVER PLATE FOR R,TV,SAT SOCKET OUTLETS 2 HOLES MISTY BRONZE | 5.61 | TEM | 1 | LP | 0.021 | 1
5TG55425MG | MEGA COVER PLATE FOR R,TV,SAT SOCKET OUTLETS 2 HOLES MALT GOLD | 5.61 | TEM | 1 | LP | 0.08 | 1
5TG55425PA | MEGA COVER PLATE FOR R,TV,SAT SOCKET OUTLETS 2 HOLES PRUSIA ALUMINIUM | 5.61 | TEM | 1 | LP | 0.09 | 1
5TG55425SB | MEGA COVER PLATE FOR R,TV,SAT SOCKET OUTLETS 2 HOLES SAMOA BROWN | 5.61 | TEM | 1 | LP | 0.024 | 1
5TG55426FA | MEGA COVER PLATE FOR TELEPHONE SOCKET 1FOLD WITH SCREWS FUSION ALUMINIUM | 5.61 | TEM | 1 | LP | 0.09 | 1
5TG55426MB | MEGA COVER PLATE FOR TELEPHONE SOCKET 1FOLD WITH SCREWS MISTY BRONZE | 5.61 | TEM | 1 | LP | 0.09 | 1
5TG55426MG | MEGA COVER PLATE FOR TELEPHONE SOCKET 1FOLD WITH SCREWS MALT GOLD | 5.61 | TEM | 1 | LP | 0.09 | 1
5TG55426PA | MEGA COVER PLATE FOR TELEPHONE SOCKET 1FOLD WITH SCREWS PRUSIA ALUMINIUM | 5.61 | TEM | 1 | LP | 0.09 | 1
5TG55426SB | MEGA COVER PLATE FOR TELEPHONE SOCKET 1FOLD WITH SCREWS SAMOA BROWN | 5.61 | TEM | 1 | LP | 0.09 | 1
5TG55427FA | MEGA COVER PLATE FOR ADAPTER 2FOLD RJ45, RJ 11 FUSION ALUMINIUM | 9.18 | TEM | 1 | LP | 0.09 | 1
5TG55427MB | MEGA COVER PLATE FOR ADAPTER 2FOLD RJ45, RJ 11 MISTY BRONZE | 9.18 | TEM | 1 | LP | 0.08 | 1
5TG55427MG | MEGA COVER PLATE FOR ADAPTER 2FOLD RJ45, RJ 11 MALT GOLD | 9.18 | TEM | 1 | LP | 0.09 | 1
5TG55427PA | MEGA COVER PLATE FOR ADAPTER 2FOLD RJ45, RJ 11 PRUSIA ALUMINIUM | 9.18 | TEM | 1 | LP | 0.078 | 1
5TG55427SB | MEGA COVER PLATE FOR ADAPTER 2FOLD RJ45, RJ 11 SAMOA BROWN | 9.18 | TEM | 1 | LP | 0.076 | 1
5TG55428FA | MEGA COVER PLATE FOR ADAPTER 2FOLD RJ11, 45 WITH LABEL FIELD FUSION ALUMINIUM | 10 | TEM | 1 | LP | 0.09 | 1
5TG55428MB | MEGA COVER PLATE FOR ADAPTER 2FOLD RJ11, 45 WITH LABEL FIELD MISTY BRONZE | 10 | TEM | 1 | LP | 0.09 | 1
5TG55428MG | MEGA COVER PLATE FOR ADAPTER 2FOLD RJ11, 45 WITH LABEL FIELD MALT GOLD | 10 | TEM | 1 | LP | 0.09 | 1
5TG55428PA | MEGA COVER PLATE FOR ADAPTER 2FOLD RJ11, 45 WITH LABEL FIELD PRUSIA ALUMINIUM | 10 | TEM | 1 | LP | 0.09 | 1
5TG55428SB | MEGA COVER PLATE FOR ADAPTER 2FOLD RJ11, 45 WITH LABEL FIELD SAMOA BROWN | 10 | TEM | 1 | LP | 0.09 | 1
5TG55430FA | MEGA COVER PLATE FOR ADAPTER 1FOLD RJ45, RJ11 FUSION ALUMINIUM | 9.18 | TEM | 1 | LP | 0.018 | 1
5TG55430MB | MEGA COVER PLATE FOR ADAPTER 1FOLD RJ45, RJ11 MISTY BRONZE | 9.18 | TEM | 1 | LP | 0.018 | 1
5TG55430MG | MEGA COVER PLATE FOR ADAPTER 1FOLD RJ45, RJ11 MALT GOLD | 9.18 | TEM | 1 | LP | 0.013 | 1
5TG55430PA | MEGA COVER PLATE FOR ADAPTER 1FOLD RJ45, RJ11 PRUSIA ALUMINIUM | 9.18 | TEM | 1 | LP | 0.09 | 1
5TG55430SB | MEGA COVER PLATE FOR ADAPTER 1FOLD RJ45, RJ11 SAMOA BROWN | 9.18 | TEM | 1 | LP | 0.018 | 1
5TG55431FA | MEGA COVER PLATE FOR ADAPTER 1FOLD RJ11, 45 WITH LABEL FIELD FUSION ALUMINIUM | 10 | TEM | 1 | LP | 0.09 | 1
5TG55431MB | MEGA COVER PLATE FOR ADAPTER 1FOLD RJ11, 45 WITH LABEL FIELD MISTY BRONZE | 10 | TEM | 1 | LP | 0.09 | 1
5TG55431MG | MEGA COVER PLATE FOR ADAPTER 1FOLD RJ11, 45 WITH LABEL FIELD MALT GOLD | 10 | TEM | 1 | LP | 0.09 | 1
5TG55431PA | MEGA COVER PLATE FOR ADAPTER 1FOLD RJ11, 45 WITH LABEL FIELD PRUSIA ALUMINIUM | 10 | TEM | 1 | LP | 0.09 | 1
5TG55431SB | MEGA COVER PLATE FOR ADAPTER 1FOLD RJ11, 45 WITH LABEL FIELD SAMOA BROWN | 10 | TEM | 1 | LP | 0.09 | 1
5TG55432FA | MEGA COVER PLATE FOR LOUDSPAKERSOCKETS WITH POTENTIOMETER FUSION ALUMINIUM | 6.53 | TEM | 1 | LP | 0.083 | 1
5TG55432MB | MEGA COVER PLATE FOR LOUDSPAKERSOCKETS WITH POTENTIOMETER MISTY BRONZE | 6.53 | TEM | 1 | LP | 0.08 | 1
5TG55432MG | MEGA COVER PLATE FOR LOUDSPAKERSOCKETS WITH POTENTIOMETER MALT GOLD | 6.53 | TEM | 1 | LP | 0.073 | 1
5TG55432PA | MEGA COVER PLATE FOR LOUDSPAKERSOCKETS WITH POTENTIOMETER PRUSIA ALUMINIUM | 6.53 | TEM | 1 | LP | 0.083 | 1
5TG55432SB | MEGA COVER PLATE FOR LOUDSPAKERSOCKETS WITH POTENTIOMETER SAMOA BROWN | 6.53 | TEM | 1 | LP | 0.083 | 1
5TG55433FA | MEGA COVER PLATE 40MM FOR LOUDSPEAKERSOCKETS, PILOT LIGHT AND PRAESENZDETECTOR FUSION ALUMINIUM | 6.32 | TEM | 1 | LP | 0.09 | 1
5TG55433MB | MEGA COVER PLATE 40MM FOR LOUDSPEAKERSOCKETS, PILOT LIGHT AND PRAESENZDETECTOR MISTY BRONZE | 6.32 | TEM | 1 | LP | 0.09 | 1
5TG55433MG | MEGA COVER PLATE 40MM FOR LOUDSPEAKERSOCKETS, PILOT LIGHT AND PRAESENZDETECTOR MALT GOLD | 6.32 | TEM | 1 | LP | 0.09 | 1
5TG55433PA | MEGA COVER PLATE 40MM FOR LOUDSPEAKERSOCKETS, PILOT LIGHT AND PRAESENZDETECTOR PRUSIA ALUMINIUM | 6.32 | TEM | 1 | LP | 0.09 | 1
5TG55433SB | MEGA COVER PLATE 40MM FOR LOUDSPEAKERSOCKETS, PILOT LIGHT AND PRAESENZDETECTOR SAMOA BROWN | 6.32 | TEM | 1 | LP | 0.09 | 1
5TG55434FA | MEGA BLANKING COVER PLATE WITH METALLIC GRID, CLAWS FUSION ALUMINIUM | 8.26 | TEM | 1 | LP | 0.099 | 1
5TG55434MB | MEGA BLANKING COVER PLATE WITH METALLIC GRID, CLAWS MISTY BRONZE | 8.26 | TEM | 1 | LP | 0.083 | 1
5TG55434MG | MEGA BLANKING COVER PLATE WITH METALLIC GRID, CLAWS MALT GOLD | 8.26 | TEM | 1 | LP | 0.099 | 1
5TG55434PA | MEGA BLANKING COVER PLATE WITH METALLIC GRID, CLAWS PRUSIA ALUMINIUM | 8.26 | TEM | 1 | LP | 0.099 | 1
5TG55434SB | MEGA BLANKING COVER PLATE WITH METALLIC GRID, CLAWS SAMOA BROWN | 8.26 | TEM | 1 | LP | 0.099 | 1
5TG55435FA | MEGA COVER PLATE FOR HEATING AND COOLING ELECTRONIC ROOM THERMOSTAT FUSION ALUMINIUM | 14.79 | TEM | 1 | LP | 0.083 | 1
5TG55435MB | MEGA COVER PLATE FOR HEATING AND COOLING ELECTRONIC ROOM THERMOSTAT MISTY BRONZE | 14.79 | TEM | 1 | LP | 0.083 | 1
5TG55435MG | MEGA COVER PLATE FOR HEATING AND COOLING ELECTRONIC ROOM THERMOSTAT MALT GOLD | 14.79 | TEM | 1 | LP | 0.083 | 1
5TG55435PA | MEGA COVER PLATE FOR HEATING AND COOLING ELECTRONIC ROOM THERMOSTAT PRUSIA ALUMINIUM | 14.79 | TEM | 1 | LP | 0.075 | 1
5TG55435SB | MEGA COVER PLATE FOR HEATING AND COOLING ELECTRONIC ROOM THERMOSTAT SAMOA BROWN | 14.79 | TEM | 1 | LP | 0.083 | 1
5TG55437FA | MEGA FRAME SINGLE, HORIZONTAL FUSION ALUMINIUM | 20.3 | TEM | 1 | LP | 0.09 | 10
5TG55437MB | MEGA FRAME SINGLE, HORIZONTAL MISTY BRONZE | 20.3 | TEM | 1 | LP | 0.061 | 10
5TG55437MG | MEGA FRAME SINGLE, HORIZONTAL MALT GOLD | 20.3 | TEM | 1 | LP | 0.064 | 10
5TG55437PA | MEGA FRAME SINGLE, HORIZONTAL PRUSSIAN ALUMINIUM | 20.3 | TEM | 1 | LP | 0.068 | 10
5TG55437SB | MEGA FRAME SINGLE, HORIZONTAL SAMOA BROWN | 20.3 | TEM | 1 | LP | 0.067 | 10
5TG55438FA | MEGA FRAME DOUBLE, HORIZONTAL FUSION ALUMINIUM | 33.86 | TEM | 1 | LP | 0.096 | 10
5TG55438MB | MEGA FRAME DOUBLE, HORIZONTAL MISTY BRONZE | 33.86 | TEM | 1 | LP | 0.095 | 10
5TG55438MG | MEGA FRAME DOUBLE, HORIZONTAL MALT GOLD | 33.86 | TEM | 1 | LP | 0.096 | 10
5TG55438PA | MEGA FRAME DOUBLE, HORIZONTAL PRUSSIAN ALUMINIUM | 33.86 | TEM | 1 | LP | 0.094 | 10
5TG55438SB | MEGA FRAME DOUBLE, HORIZONTAL SAMOA BROWN | 33.86 | TEM | 1 | LP | 0.096 | 10
5TG55440FA | MEGA FRAME TRIPLE, HORIZONTAL FUSION ALUMINIUM | 48.96 | TEM | 1 | LP | 0.136 | 1
5TG55440MB | MEGA FRAME TRIPLE, HORIZONTAL MISTY BRONZE | 48.96 | TEM | 1 | LP | 0.119 | 1
5TG55440MG | MEGA FRAME TRIPLE, HORIZONTAL MALT GOLD | 48.96 | TEM | 1 | LP | 0.136 | 1
5TG55440PA | MEGA FRAME TRIPLE, HORIZONTAL PRUSSIAN ALUMINIUM | 48.96 | TEM | 1 | LP | 0.137 | 1
5TG55440SB | MEGA FRAME TRIPLE, HORIZONTAL SAMOA BROWN | 48.96 | TEM | 1 | LP | 0.1 | 1
5TG55441FA | MEGA FRAME QUADRUPLE, HORIZONTAL FUSION ALUMINIUM | 71.4 | TEM | 1 | LP | 0.161 | 1
5TG55441MB | MEGA FRAME QUADRUPLE, HORIZONTAL MISTY BRONZE | 71.4 | TEM | 1 | LP | 0.139 | 1
5TG55441MG | MEGA FRAME QUADRUPLE, HORIZONTAL MALT GOLD | 71.4 | TEM | 1 | LP | 0.129 | 1
5TG55441PA | MEGA FRAME QUADRUPLE, HORIZONTAL PRUSSIAN ALUMINIUM | 71.4 | TEM | 1 | LP | 0.13 | 1
5TG55441SB | MEGA FRAME QUADRUPLE, HORIZONTAL SAMOA BROWN | 71.4 | TEM | 1 | LP | 0.131 | 1
5TG55442FA | MEGA FRAME DOUBLE, VERTICAL FUSION ALUMINIUM | 33.86 | TEM | 1 | LP | 0.101 | 10
5TG55442MB | MEGA FRAME DOUBLE, VERTICAL MISTY BRONZE | 33.86 | TEM | 1 | LP | 0.102 | 10
5TG55442MG | MEGA FRAME DOUBLE, VERTICAL MALT GOLD | 33.86 | TEM | 1 | LP | 0.101 | 10
5TG55442PA | MEGA FRAME DOUBLE, VERTICAL PRUSSIAN ALUMINIUM | 33.86 | TEM | 1 | LP | 0.1 | 10
5TG55442SB | MEGA FRAME DOUBLE, VERTICAL SAMOA BROWN | 33.86 | TEM | 1 | LP | 0.09 | 10
5TG55443FA | MEGA FRAME TRIPLE, VERTICAL FUSION ALUMINIUM | 48.96 | TEM | 1 | LP | 0.107 | 1
5TG55443MB | MEGA FRAME TRIPLE, VERTICAL MISTY BRONZE | 48.96 | TEM | 1 | LP | 0.112 | 1
5TG55443MG | MEGA FRAME TRIPLE, VERTICAL MALT GOLD | 48.96 | TEM | 1 | LP | 0.148 | 1
5TG55443PA | MEGA FRAME TRIPLE, VERTICAL PRUSSIAN ALUMINIUM | 48.96 | TEM | 1 | LP | 0.145 | 1
5TG55443SB | MEGA FRAME TRIPLE, VERTICAL SAMOA BROWN | 48.96 | TEM | 1 | LP | 0.148 | 1
5TG55444FA | MEGA FRAME QUADRUPLE, VERTICAL FUSION ALUMINIUM | 71.4 | TEM | 1 | LP | 0.18 | 1
5TG55444MB | MEGA FRAME QUADRUPLE, VERTICAL MISTY BRONZE | 71.4 | TEM | 1 | LP | 0.182 | 1
5TG55444MG | MEGA FRAME QUADRUPLE, VERTICAL MALT GOLD | 71.4 | TEM | 1 | LP | 0.09 | 1
5TG55444PA | MEGA FRAME QUADRUPLE, VERTICAL PRUSSIAN ALUMINIUM | 71.4 | TEM | 1 | LP | 0.172 | 1
5TG55444SB | MEGA FRAME QUADRUPLE, VERTICAL SAMOA BROWN | 71.4 | TEM | 1 | LP | 0.147 | 1
5TG6220 | ISYSTEM, CARBON METALLIC ROCKER W. WINDOW, 55X55MM F.CONTROL/OFF/CO SWITCH F.PUSHB. NEUTRAL AND F.PUSHB. W. SEPARATE FEEDBACK | 3.77 | TEM | 1 | LP | 0.019 | 1
5TG6221 | ISYSTEM, CARBON METALLIC ROCKER F.UNIVERSAL SWITCH CO/OFF F. INTERMEDIATE AND OFF SWITCH FOR PUSHB. NEUTRAL, 55X55MM | 2.55 | TEM | 1 | LP | 0.022 | 1
5TG62210 | ISYSTEM , ARTIST ROCKER F. DEVICE INSERTS F. UNIVERSAL DIMMER INSERT 55MM X 55MM | 15.3 | TEM | 1 | LP | 0.022 | 1
5TG62211 | ISYSTEM, PIANO BLACK ROCKER F. DEVICE INSERTS UNIVERSAL SWITCH, PUSHB., ETC. 55MM X 55MM | 10.61 | TEM | 1 | LP | 0.017 | 1
5TG62212 | ISYSTEM, CHILLY ROCKER F. DEVICE INSERTS UNIVERSAL SWITCH, PUSHB., ETC. 55MM X 55MM | 10.61 | TEM | 1 | LP | 0.023 | 1
5TG6224 | ISYSTEM, CARBON METALLIC ROCKER W. WINDOW F.2CIRCUIT/DUAL 2WAY SWITCH 55X55MM | 6.43 | TEM | 1 | LP | 0.024 | 1
5TG6225 | ISYSTEM, CARBON METALLIC ROCKER F.2CIRCUIT/DUAL 2WAY SWITCH F. DOUBLE PUSHB., 55X55MM | 3.16 | TEM | 1 | LP | 0.023 | 1
5TG62250 | ISYSTEM , ARTIST ROCKER 2WAY F. DEVICE INSERTS 2CIRCUIT SWITCH, PUSHB. 2WAY ETC., 55MM X 55MM | 24.68 | TEM | 1 | LP | 0.026 | 1
5TG6226 | ISYSTEM, CARBON METALLIC ROCKER W. WINDOW W. LIGHT SYMBOL F. PUSHB., 55X55MM | 4.28 | TEM | 1 | LP | 0.018 | 1
5TG6227 | ISYSTEM, CARBON METALLIC ROCKER W. BELL SYMBOL FOR PUSHB., 55X55MM | 4.39 | TEM | 1 | LP | 0.017 | 1
5TG6228 | ISYSTEM, CARBON METALLIC ROCKER W. DOOR OPENER SYMBOL FOR PUSHB., 55X55MM | 4.39 | TEM | 1 | LP | 0.022 | 1
5TG6230 | ISYSTEM, CARBON METALLIC ROCKER W. LAB. PLATE, 55X55MM F.UNIVERSAL SWITCH CO/OFF F. INTERMEDIATE AND OFF SWITCH F.HEATING EMERG. SWITCH, F.PUSHB. | 7.04 | TEM | 1 | LP | 0.018 | 1
5TG6231 | ISYSTEM, CARBON METALLIC ROCKER W. WINDOW, W. LAB. PLATE FOR HEATING EM. SWITCH 55X55M | 7.24 | TEM | 1 | LP | 0.024 | 1
5TG6232 | ISYSTEM, CARBON METALLIC ROCKER W. LAB. PLATE F.2CIRCUIT/DUAL 2WAY SWITCH 55X55MM | 11.32 | TEM | 1 | LP | 0.018 | 1
5TG6233 | ISYSTEM, CARBON METALLIC ROCKER W. WINDOW, W. LAB. PLATE F.2CIRCUIT/DUAL 2WAY SWITCH F.PUSHB. 2FOLD CENTER POSITION FOR DOUBLE PUSHB., 55X55MM | 12.65 | TEM | 1 | LP | 0.025 | 1
5TG6234 | ISYSTEM, CARBON METALLIC ROCKER W.SHUTTER/BLIND SYMBOLS FOR SHUTTER PUSHB. , 55X55MM | 5.3 | TEM | 1 | LP | 0.024 | 1
5TG6240 | ISYSTEM, ALUMIN.METALLIC ROCKER W. WINDOW, 55X55MM F.CONTROL/OFF/CO SWITCH F.PUSHB. NEUTRAL AND F.PUSHB. W. SEPARATE FEEDBACK | 3.77 | TEM | 1 | LP | 0.023 | 1
5TG6241 | ISYSTEM, ALUMIN.METALLIC ROCKER F.UNIVERSAL SWITCH CO/OFF F. INTERMEDIATE AND OFF SWITCH FOR PUSHB. NEUTRAL, 55X55MM | 2.55 | TEM | 1 | LP | 0.022 | 1
5TG6244 | ISYSTEM, ALUMIN.METALLIC ROCKER W. WINDOW F.2CIRCUIT/DUAL 2WAY SWITCH 55X55MM | 6.43 | TEM | 1 | LP | 0.018 | 1
5TG6245 | ISYSTEM, ALUMIN.METALLIC ROCKER F.2CIRCUIT/DUAL 2WAY SWITCH F. DOUBLE PUSHB., 55X55MM | 3.16 | TEM | 1 | LP | 0.023 | 1
5TG6246 | ISYSTEM, ALUMIN.METALLIC ROCKER W. WINDOW W. LIGHT SYMBOL F. PUSHB., 55X55MM | 4.28 | TEM | 1 | LP | 0.018 | 1
5TG6247 | ISYSTEM, ALUMIN.METALLIC ROCKER W. BELL SYMBOL FOR PUSHB., 55X55MM | 4.39 | TEM | 1 | LP | 0.017 | 1
5TG6248 | ISYSTEM, ALUMIN.METALLIC ROCKER W. DOOR OPENER SYMBOL FOR PUSHB., 55X55MM | 4.39 | TEM | 1 | LP | 0.023 | 1
5TG6250 | ISYSTEM, ALUMIN.METALLIC ROCKER W. LAB. PLATE, 55X55MM F.UNIVERSAL SWITCH CO/OFF F. INTERMEDIATE AND OFF SWITCH F.HEATING EMERG. SWITCH, F.PUSHB. | 7.04 | TEM | 1 | LP | 0.018 | 1
5TG6251 | ISYSTEM, ALUMIN.METALLIC ROCKER W. WINDOW, W. LAB. PLATE FOR HEATING EM. SWITCH 55X55M | 7.24 | TEM | 1 | LP | 0.019 | 1
5TG6252 | ISYSTEM, ALUMIN.METALLIC ROCKER W. LAB. PLATE F.2CIRCUIT/DUAL 2WAY SWITCH 55X55MM | 11.32 | TEM | 1 | LP | 0.018 | 1
5TG6253 | ISYSTEM, ALUMIN.METALLIC ROCKER W. WINDOW, W. LAB. PLATE F.2CIRCUIT/DUAL 2WAY SWITCH F.PUSHB. 2FOLD CENTER POSITION FOR DOUBLE PUSHB., 55X55MM | 12.65 | TEM | 1 | LP | 0.02 | 1
5TG6254 | ISYSTEM, ALUMIN.METALLIC ROCKER W.SHUTTER/BLIND SYMBOLS FOR SHUTTER PUSHB. , 55X55MM | 5.3 | TEM | 1 | LP | 0.018 | 1
5TG71411 | DELTA STYLE, PLATINUM METALLIC ROCKER, 68X68MM F.UNIVERSAL SWITCH 2WAY/1WAY FOR INTERM. AND ONEWAY SWITCH FOR PUSHBUTTON NEUTRAL F.PUSHBUTTON 1FOLD CENTER POS. | 9.89 | TEM | 1 | LP | 0.03 | 1
5TG71431 | DELTA STYLE, PLATINUM METALLIC ROCKER W. SHUTTER/BLIND SYMBOLS F. SHUTTER SWITCH AND BUTTON 68X68MM | 15.71 | TEM | 1 | LP | 0.026 | 1
5TG71441 | DELTA STYLE, PLATINUM METALLIC ROCKER W. BELL SYMBOL FOR PUSHBUTTON, 68X68MM | 11.63 | TEM | 1 | LP | 0.031 | 1
5TG71451 | DELTA STYLE, PLATINUM METALLIC ROCKER, 68X68MM F. TWOCIRCUIT/TWOWAY SWITCH FOR DOUBLE PUSHBUTTON F.PUSHBUTTON 2FOLD CENTER POS. | 13.06 | TEM | 1 | LP | 0.032 | 1
5TG71461 | DELTA STYLE, PLATINUM METALLIC ROCKER W. WINDOW W.LIGHT SYMBOL FOR PUSHBUTTON, 68X68MM | 12.55 | TEM | 1 | LP | 0.032 | 1
5TG71501 | DELTA STYLE, PLATINUM METALLIC ROCKER W. LABEL AND WINDOW WITH BELL SYMBOL FOR PUSHBUTTON, 68X68MM | 17.34 | TEM | 1 | LP | 0.035 | 1
5TG71561 | DELTA STYLE, PLATINUM METALLIC ROCKER W. LABEL F.UNIVERSAL SWITCH 2WAY/1WAY FOR INTERM. AND ONEWAY SWITCH FOR PUSHBUTTON NEUTRAL, 68X68MM | 13.77 | TEM | 1 | LP | 0.03 | 1
5TG71581 | DELTA STYLE, PLATINUM METALLIC ROCKER W. WINDOW FOR TWOCIRCUIT SWITCH F.PUSHBUTTON 2FOLD CENTER POS. FOR DOUBLE PUSHBUTTON, 68X68MM | 15.71 | TEM | 1 | LP | 0.033 | 1
5TG7920 | DELTA PROFIL, SILVER ROCKER, 65X65MM F.CONTROL/OFF/CO SWITCH F. PUSHB. W. SEPARATE FEEDBACK | 10.81 | TEM | 1 | LP | 0.03 | 1
5TG7921 | DELTA PROFIL, SILVER ROCKER, 65X65MM F.UNIVERSAL SWITCH CO/OFF F. INTERMEDIATE AND OFF SWITCH FOR PUSHB. NEUTRAL F.PUSHB. 1FOLD CENTER POSITION | 9.89 | TEM | 1 | LP | 0.029 | 1
5TG7925 | DELTA PROFIL, SILVER ROCKER, 65X65MM F.2CIRCUIT/DUAL 2WAY SWITCH F. DOUBLE PUSHB. F.PUSHB. 2FOLD CENTER POSITION | 13.46 | TEM | 1 | LP | 0.029 | 1
5TG7926 | DELTA PROFIL, SILVER ROCKER W. WINDOW W. LIGHT SYMBOL F. PUSHB., 65X65MM | 11.12 | TEM | 1 | LP | 0.026 | 1
5TG7927 | DELTA PROFIL, SILVER ROCKER W. BELL SYMBOL FOR PUSHB., 65X65MM | 11.02 | TEM | 1 | LP | 0.026 | 1
5TG7928 | DELTA PROFIL, SILVER ROCKER W. DOOR OPENER SYMBOL FOR PUSHB., 65X65MM | 11.02 | TEM | 1 | LP | 0.039 | 1
5TG7934 | DELTA PROFIL, SILVER ROCKER W.SHUTTER/BLIND SYMBOLS FOR SHUTTER PUSHB. , 65X65MM | 19.38 | TEM | 1 | LP | 0.029 | 1
5TG7936 | DELTA PROFIL, SILVER ROCKER W. LAB. PLATE F.UNIVERSAL SWITCH CO/OFF F. INTERMEDIATE AND OFF SWITCH FOR PUSHB. NEUTRAL, 65X65MM | 11.32 | TEM | 1 | LP | 0.026 | 1
5UB1460 | DELTA PROFIL, SILVER SCHUKO SOCKET OUTL. 10/16A 250V WITH SCREWLESS TERMINALS W.OVERVOLTAGE PROTECTION, LABELLING AREA, AND DISPLAY WITH COVER PLATE 65X65MM | 155.75 | TEM | 1 | LP | 0.115 | 1
5UB1463 | DELTA PROFIL, SILVER SCHUKO SOCKET OUTL. 10/16A 250V BEZEL BLACK W. SCREWLESS TERMINALS COVER PLATE 65X65MM | 18.16 | TEM | 1 | LP | 0.093 | 1
5UB1464 | DELTA PROFIL PROGRAM SILVER SCHUKO SOCKET OUTLET 10/16A 250V, WITH SCREWLESS TERMINALS AND COVER PLATE 65X65MM | 20.2 | TEM | 1 | LP | 0.101 | 1
5UB1465 | DELTA PROFIL, SILVER SCHUKO SOCKET OUTL. 10/16A 250V BEZEL BLACK W. SCREWLESS TERMINALS W. INCREASED TOUCH PROTECTION COVER PLATE 65X65MM | 19.69 | TEM | 1 | LP | 0.095 | 1
5UB1467 | DELTA PROFIL, SILVER SCHUKO SOCKET OUTL. 10/16A 250V W. SCREWLESS TERMINALS COVER PLATE 65X65MM | 18.16 | TEM | 1 | LP | 0.084 | 1
5UB1468 | DELTA PROFIL, SILVER SCHUKO SOCKET OUTL. 10/16A 250V W. SCREWLESS TERMINALS W. INCREASED TOUCH PROTECTION COVER PLATE 65X65MM | 19.69 | TEM | 1 | LP | 0.094 | 1
5UB1512 | ISYSTEM, GREEN (SV) SCHUKO SOCKET OUTL. 10/16A 250V W. SCREWLESS TERMINALS COVER PLATE 55X55MM | 9.49 | TEM | 1 | LP | 0.079 | 1
5UB1513 | ISYSTEM, ORANGE (ZSV) SCHUKO SOCKET OUTL. 10/16A 250V W. SCREWLESS TERMINALS COVER PLATE 55X55MM | 9.49 | TEM | 1 | LP | 0.079 | 1
5UB1522 | ISYSTEM SCHUKO SOCKET OUTLET W. INCREASED TOUCH PROTECTION ROT, 55MM X 55MM | 17.75 | TEM | 1 | LP | 0.085 | 1
5UB1536 | ISYSTEM, RED SCHUKO SOCKET OUTL. 10/16A 250V W. SCREWLESS TERMINALS W. LABELING FIELD COVER PLATE 55X55MM | 17.34 | TEM | 1 | LP | 0.087 | 1
5UB1827 | DELTA STYLE SCHUKO OUTLET 10/16A 250V WITH LABELING ZSV ORANGE | 15.2 | TEM | 1 | LP | 0.088 | 1
5UB1850 | DELTA STYLE SCHUKO SOCKET OUTL. 10/16A 250V BEZEL ORANGE (ZSV) COVER PLATE 68X68MM | 13.46 | TEM | 1 | LP | 0.088 | 1
5UB18521 | DELTA STYLE, PLATINUM METALLIC SCHUKO OUTLET 10/16A 250V WITH HINGED LID COVER PLATE 68X68MM | 25.81 | TEM | 1 | LP | 0.107 | 1
5UB18531 | DELTA STYLE, PLATINUM METALLIC SCHUKO OUTLET 10/16A 250V COVER PLATE 68X68MM | 14.59 | TEM | 1 | LP | 0.083 | 1
5UB18551 | DELTA STYLE, PLATINUM METALLIC SCHUKO OUTLET 10/16A 250V WITH INCREASED TOUCH PROTECTION COVER PLATE 68X68MM | 17.75 | TEM | 1 | LP | 0.097 | 1
5UB18571 | DELTA STYLE, PLATINUM METALLIC SCHUKO OUTLET 10/16A 250V WITH LABELING FIELD WITH INCREASED TOUCH PROTECTION COVER PLATE 68X68MM | 22.54 | TEM | 1 | LP | 0.09 | 1
5UB18581 | DELTA STYLE, PLATINUM METALLIC SCHUKO OUTLET 10/16A 250V WITH OVERVOLTAGE PROTECTION LABEL. FIELD, FUNCTION DISPLAYS WITH INCREASED TOUCH PROTECTION COVER PLATE 68X68MM | 210.43 | TEM | 1 | LP | 0.117 | 1
5UB1910 | ISYSTEM, GREEN (SV) SCHUKO SOCKET OUTL. 10/16A 250V W. SCREWLESS TERMINALS W. INSCRIPTION "SV" COVER PLATE 55X55MM | 14.89 | TEM | 1 | LP | 0.092 | 1
5UB1911 | ISYSTEM, ORANGE (ZSV) SCHUKO SOCKET OUTL. 10/16A 250V W. SCREWLESS TERMINALS W. INSCRIPTION "ZSV" COVER PLATE 55X55MM | 14.89 | TEM | 1 | LP | 0.091 | 1
5UB1920 | ISYSTEM, CARBON METALLIC SCHUKO SOCKET OUTL. 10/16A 250V W. SCREWLESS TERMINALS W. HINGED LID 55X55MM A. INCREASED TOUCH PROTECTION | 24.17 | TEM | 1 | LP | 0.093 | 1
5UB1921 | ISYSTEM, CARBON METALLIC SCHUKO SOCKET OUTL. 10/16A 250V W. SCREWLESS TERMINALS COVER PLATE 55X55M | 10.61 | TEM | 1 | LP | 0.08 | 1
5UB1923 | ISYSTEM, CARBON METALLIC SCHUKO SOCKET OUTL. 10/16A 250V W. SCREWLESS TERMINALS W. LABELING FIELD COVER PLATE 55X55MM | 16.42 | TEM | 1 | LP | 0.093 | 1
5UB1924 | ISYSTEM, CARBON METALLIC SCHUKO SOCKET OUTL. 10/16A 250V W. SCREWLESS TERMINALS W. INCREASED TOUCH PROTECTION COVER PLATE 55X55MM | 13.87 | TEM | 1 | LP | 0.092 | 1
5UB19240 | ISYSTEM , ARTIST SCHUKO SOCKET OUTLET 16A 250V SCREWLESSTYPE TERMINALS A. INCREASED TOUCH PROTECTION 55MM X 55MM | 26.32 | TEM | 1 | LP | 0.085 | 1
5UB1925 | ISYSTEM, CARBON METALLIC SCHUKO SOCKET OUTL. 10/16A 250V W. SCREWLESS TERMINALS STATUS DISPLAY, LABEL. FIELD COVER PLATE 55X55MM | 20.91 | TEM | 1 | LP | 0.081 | 1
5UB1926 | ISYSTEM, CARBON METALLIC SCHUKO SOCKET OUTL. 10/16A 250V W. SCREWLESS TERMINALS W. OVERVOLTAGE PROTECTION LAB. FIELD, FUNCTION INDICATORS COVER PLATE 55X55MM | 135.46 | TEM | 1 | LP | 0.115 | 1
5UB1927 | ISYSTEM, CARBON METALLIC SCHUKO SOCKET OUTL. 10/16A 250V W. SCREWLESS TERMINALS W. HINGED LID 55X55MM | 18.77 | TEM | 1 | LP | 0.099 | 1
5UB1930 | ISYSTEM,ALUMINUM METAL. SCHUKO SOCKET OUTL. 10/16A 250V W. SCREWLESS TERMINALS W. HINGED LID 55X55MM A. INCREASED TOUCH PROTECTION | 23.87 | TEM | 1 | LP | 0.093 | 1
5UB1931 | ISYSTEM, ALUMIN.METALLIC SCHUKO SOCKET OUTL. 10/16A 250V W. SCREWLESS TERMINALS COVER PLATE 55X55M | 10.61 | TEM | 1 | LP | 0.08 | 1
5UB1933 | ISYSTEM, ALUMIN.METALLIC SCHUKO SOCKET OUTL. 10/16A 250V W. SCREWLESS TERMINALS W. LABELING FIELD COVER PLATE 55X55MM | 16.42 | TEM | 1 | LP | 0.087 | 1
5UB1934 | ISYSTEM, ALUMIN.METALLIC SCHUKO SOCKET OUTL. 10/16A 250V W. SCREWLESS TERMINALS W. INCREASED TOUCH PROTECTION COVER PLATE 55X55MM | 13.87 | TEM | 1 | LP | 0.085 | 1
5UB1935 | ISYSTEM, ALUMIN.METALLIC SCHUKO SOCKET OUTL. 10/16A 250V W. SCREWLESS TERMINALS STATUS DISPLAY, LABEL. FIELD COVER PLATE 55X55MM | 20.91 | TEM | 1 | LP | 0.088 | 1
5UB1936 | ISYSTEM, ALUMIN.METALLIC SCHUKO SOCKET OUTL. 10/16A 250V W. SCREWLESS TERMINALS W. OVERVOLTAGE PROTECTION LAB. FIELD, FUNCTION INDICATORS COVER PLATE 55X55MM | 135.46 | TEM | 1 | LP | 0.112 | 1
5UB1937 | ISYSTEM, ALUMIN.METALLIC SCHUKO SOCKET OUTL. 10/16A 250V W. SCREWLESS TERMINALS W. HINGED LID 55X55MM | 18.77 | TEM | 1 | LP | 0.099 | 1
5UB4686 | DELTA FLAT IP68 SCHUKO WALL SOCKET, BLUE 16A 250V | 52.43 | TEM | 1 | LP | 0.239 | 1
5UB55101SB | SOL SCHUKO SOCKET OUTLET GERMAN STANDARD 10A 250V AC WITH CLAWS SILVER, BLACK | 8.06 | TEM | 1 | LP | 0.103 | 10
5UH10651 | DELTA STYLE, PLATINUM METALLIC COVER PLATE 68X68MM FOR SCHUKO OUTLET | 12.85 | TEM | 1 | LP | 0.026 | 1
5UH1083 | DELTA VITA, ALUMINUM METALLIC COVER PLATE 55X55MM FOR SCHUKO OUTLETS | 10.2 | TEM | 1 | LP | 0.022 | 1
5UH1202 | DELTA ISYSTEM OUTLET COVER W/O INSERT W. INCREASED TOUCH PROTECTION ALUMINUM METALLIC 55X55MM | 13.36 | TEM | 1 | LP | 0.022 | 1
5TG1767 | DELTA PROFIL, SILVER COVER PLATE UAECONNECTION BOX SUITABLE F.RUTENBECK CAT.3+5/ BTR CAT.6, 65X65MM WITH DESCRIPTION FIELD | 18.77 | TEM | 1 | LP | 0.016 | 1
5TG1772 | DELTA PROFILE, SILVER DOUBLE FRAME, 151X80MM DOUBLE FRAME, 151X80MM | 13.46 | TEM | 1 | LP | 0.025 | 1
5TG1773 | DELTA PROFILE, SILVER TRIPLE FRAME, 222X80MM TRIPLE FRAME, 222X80MM | 22.64 | TEM | 1 | LP | 0.04 | 1
5TC8902 | ISYSTEM, ALUMIN.METALLIC COVER PLATE F. DIMMER W. ROTARY BUTTON 55X55MM | 19.38 | TEM | 1 | LP | 0.019 | 1
5TC8903 | ISYSTEM, CARBON METALLIC COVER PLATE F. DIMMER W. ROTARY BUTTON 55X55MM | 19.38 | TEM | 1 | LP | 0.019 | 1
5TC8906 | DELTA PROFIL, SILVER COVER PLATE F. DIMMER W. ROTARY BUTTON 65X65MM | 23.56 | TEM | 1 | LP | 0.023 | 1
5TC89121 | DELTA STYLE, PLATINUM METALLIC COVER PLATE FOR DIMMER WITH ROTARY BUTTON 68X68MM | 23.97 | TEM | 1 | LP | 0.022 | 1
5TG11111 | DELTA MIRO FRAME 1FOLD COLOUR ALUMINIUM METALLIC DIMENSIONS 90X90MM | 6.73 | TEM | 1 | LP | 0.018 | 1
5TG11112 | DELTA MIRO FRAME 1FOLD COLOUR CARBON METALLIC DIMENSIONS 90X90MM | 6.73 | TEM | 1 | LP | 0.024 | 1
5TG11121 | DELTA MIRO FRAME 2FOLD COLOUR ALUMINIUM METALLIC DIMENSIONS 161X90MM | 10.71 | TEM | 1 | LP | 0.025 | 1
5TG11122 | DELTA MIRO FRAME 2FOLD COLOUR CARBON METALLIC DIMENSIONS 161X90MM | 10.71 | TEM | 1 | LP | 0.032 | 1
5TG11131 | DELTA MIRO FRAME 3FOLD COLOUR ALUMINIUM METALLIC DIMENSIONS 232X90MM | 18.97 | TEM | 1 | LP | 0.044 | 1
5TG11132 | DELTA MIRO FRAME 3FOLD COLOUR CARBON METALLIC DIMENSIONS 232X90MM | 18.97 | TEM | 1 | LP | 0.045 | 1
5TG11141 | DELTA MIRO FRAME 4FOLD COLOUR ALUMINIUM METALLIC DIMENSIONS 303X90MM | 27.54 | TEM | 1 | LP | 0.044 | 1
5TG11142 | DELTA MIRO FRAME 4FOLD COLOUR CARBON METALLIC DIMENSIONS 303X90MM | 27.54 | TEM | 1 | LP | 0.048 | 1
5TG11151 | DELTA MIRO FRAME 5FOLD COLOUR ALUMINIUM METALLIC DIMENSIONS 374X90MM | 40.29 | TEM | 1 | LP | 0.096 | 1
5TG11152 | DELTA MIRO FRAME 5FOLD COLOUR CARBON METALLIC DIMENSIONS 374X90MM | 40.29 | TEM | 1 | LP | 0.057 | 1
5TG1220 | ISYSTEM, CARBON METALLIC BLANKING PLATE, 55X55M | 12.44 | TEM | 1 | LP | 0.067 | 1
5TG12222 | ISYSTEM COVER PLATE TV/RF/SAT 3 HOLES CARBON METALLIC | 16.63 | TEM | 1 | LP | 0.012 | 1
5TG1223 | ISYSTEM, CARBON METALLIC ANTENNA COVER PLATE 55X55MM F.BROADBAND OUTLET BOX RF/TV | 8.98 | TEM | 1 | LP | 0.011 | 1
5TG12262 | ISYSTEM COVER PLATE 55X55MM FOR TAE OUTLET BOX A. LOUDSPEAKER OUTLET BOX CARBON METALLIC | 9.69 | TEM | 1 | LP | 0.011 | 1
5TG1227 | ISYSTEM, CARBON METALLIC COVER PLATE UAE OUTLET BOX SUITABLE F.RUTENBECK CAT.3+5/ BTR CAT.6, 55X55MM | 8.98 | TEM | 1 | LP | 0.013 | 1
5TG1228 | ISYSTEM, CARBON METALLIC COVER PLATE UAE OUTLET BOX SUITABLE F.RUTENBECK CAT.3+5/ BTR CAT.6, 55X55MM W. LABELING FIELD | 13.97 | TEM | 1 | LP | 0.011 | 1
5TG1230 | ISYSTEM, CARBON METALLIC COVER PLATE UAE OUTLET BOX SUITABLE F. ACKERMANN CAT.3 1 X 8 POLE, 55 X 55 MM | 11.93 | TEM | 1 | LP | 0.01 | 1
5TG1231 | ISYSTEM, CARBON METALLIC COVER PLATE UAE OUTLET BOX SUITABLE F. ACKERMANN CAT.3 2 X 8 POLE, 55 X 55 MM | 11.93 | TEM | 1 | LP | 0.008 | 1
5TG1250 | ISYSTEM, ALUMIN.METALLIC BLANKING PLATE, 55X55M | 12.44 | TEM | 1 | LP | 0.057 | 1
5TG1251 | ISYSTEM, ALUMIN.METALLIC OUTLET COVER, 55X55MM | 23.56 | TEM | 1 | LP | 0.074 | 1
5TG12522 | ISYSTEM COVER PLATE TV/RF/SAT 3 HOLES ALUMINUM METALLIC | 16.63 | TEM | 1 | LP | 0.012 | 1
5TG1253 | ISYSTEM, ALUMIN.METALLIC ANTENNA COVER PLATE 55X55 F.BROADBAND OUTLET BOX RF/TV | 8.98 | TEM | 1 | LP | 0.013 | 1
5TG12562 | ISYSTEM COVER PLATE 55X55MM FOR TAE OUTLET BOX A. LOUDSPEAKER OUTLET BOX ALUMINUM METALLIC | 9.69 | TEM | 1 | LP | 0.011 | 1
5TG1257 | ISYSTEM, ALUMIN.METALLIC COVER PLATE UAE OUTLET BOX SUITABLE F.RUTENBECK CAT.3+5/ BTR CAT.6, 55X55MM | 8.98 | TEM | 1 | LP | 0.013 | 1
5TG1258 | ISYSTEM, ALUMIN.METALLIC COVER PLATE UAE OUTLET BOX SUITABLE F.RUTENBECK CAT.3+5/ BTR CAT.6, 55X55MM W. LABELING FIELD | 13.97 | TEM | 1 | LP | 0.011 | 1
5TG1260 | ISYSTEM, ALUMIN.METALLIC COVER PLATE UAE OUTLET BOX SUITABLE F. ACKERMANN CAT.3 1X8POLE, 55X55MM | 11.93 | TEM | 1 | LP | 0.01 | 1
5TG1261 | ISYSTEM, ALUMIN.METALLIC COVER PLATE UAE OUTLET BOX SUITABLE F. ACKERMANN CAT.3 2 X 8 POLE, 55 X 55 MM | 11.93 | TEM | 1 | LP | 0.011 | 1
5TG13211 | DELTA STYLE FRAME 1FOLD, 82 X 82 MM PLATINUM METALLIC | 8.06 | TEM | 1 | LP | 0.022 | 1
5TG13221 | DELTA STYLE FRAME 2FOLD, 82 X 82 MM PLATINUM METALLIC | 13.57 | TEM | 1 | LP | 0.035 | 1
5TG13231 | DELTA STYLE FRAME 3FOLD, 82 X 82 MM PLATINUM METALLIC | 23.05 | TEM | 1 | LP | 0.036 | 1
5TG13241 | DELTA STYLE FRAME 4FOLD, 82 X 82 MM PLATINUM METALLIC | 32.23 | TEM | 1 | LP | 0.064 | 1
5TG13251 | DELTA STYLE FRAME 5FOLD, 82 X 82 MM PLATINUM METALLIC | 47.94 | TEM | 1 | LP | 0.065 | 1
5TG13271 | DELTA STYLE INTERMEDIATE FRAME, 68 X 68 MM FOR COVER PLATE 55 X 55 MM PLATINUM METALLIC | 5.61 | TEM | 1 | LP | 0.016 | 1
5TG13281 | DELTA STYLE INTERMEDIATE FRAME, 68 X 68 MM FOR COVER PLATE 65 X 65 MM | 6.22 | TEM | 1 | LP | 0.002 | 1
5TG13301 | DELTA STYLE, PLATINUM METALLIC BLANKING COVER, 68X68MM | 14.89 | TEM | 1 | LP | 0.062 | 1
5TG13351 | DELTA STYLE, PLATINUM METALLIC OUTLET PLATE, 68X68MM | 20.91 | TEM | 1 | LP | 0.077 | 1
5TG13381 | DELTA STYLE, PLATINUM METALLIC AERIAL COVER PLATE 68X68MM FOR RF/TV/SAT OUTLET BOXES HIRSCHMANN EDA 3902F | 11.63 | TEM | 1 | LP | 0.016 | 1
5TG13401 | DELTA STYLE, PLATINUM METALLIC COVER PLATE 68X68MM WITH HINGED LID, FOR CONVERSION OF SCHUKO OUTLETS | 24.79 | TEM | 1 | LP | 0.033 | 1
5TG13421 | DELTA STYLE, PLATINUM METALLIC COVER PLATE 68X68MM FOR TELECOMMUNICATION TERMINAL UNITS (TTU) | 13.36 | TEM | 1 | LP | 0.017 | 1
5TG13941 | DELTA STYLE PLATINUM METALLIC COVER PLATE UTU OUTLET BOX 68X68MM FOR RUTENBECK CAT.3+5+6 BTRDAT C6, EDAT/UTUDESIGN TELEGAERTNER AMJ45, UMJ45 | 13.36 | TEM | 1 | LP | 0.017 | 1
5TG13951 | DELTA STYLE PLATINUM METALLIC COVER PLATE UTU OUTLET BOX 68X68MM WITH INSCRIPTION LABEL FOR RUTENBECK CAT.3+5+6 BTRDAT C6, EDAT/UTUDESIGN TELEGAERTNER AMJ45, UMJ45 | 17.34 | TEM | 1 | LP | 0.022 | 1
5TG17602 | DELTA PROFIL COVER PLATE 65X65MM FOR TAE OUTLET BOX AND LOUDSPEAKER OUTLET BOX SILVER | 11.32 | TEM | 1 | LP | 0.015 | 1
5TG1761 | DELTA PROFILE, SILVER FRAME WITH 1 CUTOUT 48X48MM 1FOLD, 80MM | 10 | TEM | 1 | LP | 0.017 | 1
5TG1763 | DELTA PROFILE, SILVER FRAME WITH 1 CUTOUT 48X48MM 2FOLD, 80MM | 15.71 | TEM | 1 | LP | 0.025 | 1
5TG1764 | DELTA PROFILE, SILVER FRAME WITH 1 CUTOUT 48X48MM 3FOLD, 80MM | 24.89 | TEM | 1 | LP | 0.031 | 1
5TG1765 | DELTA PROFIL, SILVER COVER PLATE UAECONNECTION BOX SUITABLE F.RUTENBECK CAT.3+5/ BTR CAT.6, 65X65MM | 12.75 | TEM | 1 | LP | 0.019 | 1
5TG1766 | DELTA PROFILE, SILVER INTERMEDIATE FRAME 65X65MM WITH CENTRAL PLATE 51X51MM WITH CENTRAL PLATE 51X51MM | 5.41 | TEM | 1 | LP | 0.001 | 1
5TG1767 | DELTA PROFIL, SILVER COVER PLATE UAECONNECTION BOX SUITABLE F.RUTENBECK CAT.3+5/ BTR CAT.6, 65X65MM WITH DESCRIPTION FIELD | 19.38 | TEM | 1 | LP | 0.016 | 1
5TG1770 | DELTA PROFILE, SILVER BLIND PLATE 65X65MM BLIND PLATE 65X65MM | 18.05 | TEM | 1 | LP | 0.061 | 1
5TG1771 | DELTA PROFILE, SILVER SINGLE FRAME, 80X80MM SINGLE FRAME, 80X80MM | 7.96 | TEM | 1 | LP | 0.017 | 1
5TG1772 | DELTA PROFILE, SILVER DOUBLE FRAME, 151X80MM DOUBLE FRAME, 151X80MM | 13.87 | TEM | 1 | LP | 0.025 | 1
5TG1773 | DELTA PROFILE, SILVER TRIPLE FRAME, 222X80MM TRIPLE FRAME, 222X80MM | 23.36 | TEM | 1 | LP | 0.04 | 1
5TG1774 | DELTA PROFILE, SILVER QUADRO FRAME, 293X80MM QUADRO FRAME, 293X80MM | 32.84 | TEM | 1 | LP | 0.038 | 1
5TG17782 | DELTA PROFIL COVER PLATE TV/RF/SAT 2 AND 3 HOLES KNOCKOUT SILVER | 10.2 | TEM | 1 | LP | 0.015 | 1
5TG2096 | ISYSTEM, CARBON METALLIC MODULE CARRIER, 1FOLD INCL. INTERMEDIATE FRAME SCREW FIXING | 9.28 | TEM | 1 | LP | 0.052 | 1
5TG25513 | DELTA LINE, ALUMINUM METALLIC FRAME, 1FOLD, 80X80MM | 3.26 | TEM | 1 | LP | 0.014 | 1
5TG25516 | DELTA ISYSTEM, CARBON METALLIC FRAME, 1FOLD, 80X80MM | 3.26 | TEM | 1 | LP | 0.015 | 1
5TG25523 | DELTA LINE, ALUMINUM METALLIC FRAME, 2FOLD, 151X80MM | 10.61 | TEM | 1 | LP | 0.019 | 1
5TG25526 | DELTA ISYSTEM, CARBON METALLIC FRAME, 2FOLD, 151X80MM | 10.61 | TEM | 1 | LP | 0.024 | 1
5TG25533 | DELTA LINE, ALUMINUM METALLIC FRAME, 3FOLD, 222X80MM | 15.4 | TEM | 1 | LP | 0.032 | 1
5TG25536 | DELTA ISYSTEM, CARBON METALLIC FRAME, 3FOLD, 222X80MM | 15.4 | TEM | 1 | LP | 0.032 | 1
5TG25543 | DELTA LINE, ALUMINUM METALLIC FRAME, 4FOLD, 293X80MM | 22.64 | TEM | 1 | LP | 0.038 | 1
5TG25546 | DELTA ISYSTEM, CARBON METALLIC FRAME, 4FOLD, 293X80MM | 22.64 | TEM | 1 | LP | 0.046 | 1
5TG25553 | DELTA LINE, ALUMINUM METALLIC FRAME, 5FOLD, 364X80MM | 33.66 | TEM | 1 | LP | 0.04 | 1
5TG25556 | DELTA ISYSTEM, CARBON METALLIC FRAME, 5FOLD, 364X80MM | 33.66 | TEM | 1 | LP | 0.043 | 1
5TG55300DG | IRIS ROCKER ODYSSEY GOLD | 2.96 | TEM | 1 | LP | 0.03 | 1
5TG55300MA | IRIS ROCKER MERCURY ALUMINIUM | 3.06 | TEM | 1 | LP | 0.024 | 1
5TG55300NS | IRIS ROCKER NEPTUNE STEEL | 2.96 | TEM | 1 | LP | 0.028 | 1
5TG55300RR | IRIS ROCKER RUBY RED | 2.96 | TEM | 1 | LP | 0.029 | 1
5TG55301DG | IRIS ROCKER WITH TRANSPERENT WINDOW ODYSSEY GOLD | 6.32 | TEM | 1 | LP | 0.083 | 1
5TG55301MA | IRIS ROCKER WITH TRANSPERENT WINDOW MERCURY ALUMINIUM | 6.32 | TEM | 1 | LP | 0.043 | 1
5TG55301NS | IRIS ROCKER WITH TRANSPERENT WINDOW NEPTUNE STEEL | 6.32 | TEM | 1 | LP | 0.083 | 1
5TG55301RR | IRIS ROCKER WITH TRANSPERENT WINDOW RUBY RED | 6.32 | TEM | 1 | LP | 0.083 | 1
5TG55303DG | IRIS ROCKER TWO FOLD WITH TRANSPERENT WINDOW ODYSSEY GOLD | 8.06 | TEM | 1 | LP | 0.024 | 1
5TG55303MA | IRIS ROCKER TWO FOLD WITH TRANSPERENT WINDOW MERCURY ALUMINIUM | 8.06 | TEM | 1 | LP | 0.042 | 1
5TG55303NS | IRIS ROCKER TWO FOLD WITH TRANSPERENT WINDOW NEPTUNE STEEL | 8.06 | TEM | 1 | LP | 0.023 | 1
5TG55303RR | IRIS ROCKER TWO FOLD WITH TRANSPERENT WINDOW RUBY RED | 8.06 | TEM | 1 | LP | 0.024 | 1
5TG55304DG | IRIS ROCKER TWO FOLD ODYSSEY GOLD | 4.9 | TEM | 1 | LP | 0.025 | 1
5TG55304MA | IRIS ROCKER TWO FOLD MERCURY ALUMINIUM | 4.9 | TEM | 1 | LP | 0.021 | 1
5TG55304NS | IRIS ROCKER TWO FOLD NEPTUNE STEEL | 4.9 | TEM | 1 | LP | 0.023 | 1
5TG55304RR | IRIS ROCKER TWO FOLD RUBY RED | 4.9 | TEM | 1 | LP | 0.023 | 1
5TG55305DG | IRIS ROCKER TWO FOLD WITH TRANSPERENT WINDOW AND SYMBOL BELL ODYSSEY GOLD | 8.06 | TEM | 1 | LP | 0.002 | 1
5TG55305MA | IRIS ROCKER TWO FOLD WITH TRANSPERENT WINDOW AND SYMBOL BELL MERCURY ALUMINIUM | 8.06 | TEM | 1 | LP | 0.042 | 1
5TG55305NS | IRIS ROCKER TWO FOLD WITH TRANSPERENT WINDOW AND SYMBOL BELL NEPTUNE STEEL | 8.06 | TEM | 1 | LP | 0.083 | 1
5TG55305RR | IRIS ROCKER TWO FOLD WITH TRANSPERENT WINDOW AND SYMBOL BELL RUBY RED | 8.06 | TEM | 1 | LP | 0.026 | 1
5TG55306DG | IRIS ROCKER TWO FOLD WITH SYMBOL BELL ODYSSEY GOLD | 4.9 | TEM | 1 | LP | 0.083 | 1
5TG55306MA | IRIS ROCKER TWO FOLD WITH SYMBOL BELL MERCURY ALUMINIUM | 4.9 | TEM | 1 | LP | 0.083 | 1
5TG55306NS | IRIS ROCKER TWO FOLD WITH SYMBOL BELL NEPTUNE STEEL | 4.9 | TEM | 1 | LP | 0.031 | 1
5TG55306RR | IRIS ROCKER TWO FOLD WITH SYMBOL BELL RUBY RED | 4.9 | TEM | 1 | LP | 0.043 | 1
5TG55307RR | IRIS COVER PLATE WITH FRAME FOR HOTELCARD SWITCH 6 MINUTE SWITCH OFF DELAY RUBY RED | 9.38 | TEM | 1 | LP | 0.09 | 1
5TG55308DG | IRIS ROCKER WITH TRANSPERENT WINDOW WITH SYMBOL BELL ODYSSEY GOLD | 6.32 | TEM | 1 | LP | 0.083 | 1
5TG55308MA | IRIS ROCKER WITH TRANSPERENT WINDOW WITH SYMBOL BELL MERCURY ALUMINIUM | 6.32 | TEM | 1 | LP | 0.011 | 1
5TG55308NS | IRIS ROCKER WITH TRANSPERENT WINDOW WITH SYMBOL BELL NEPTUNE STEEL | 6.32 | TEM | 1 | LP | 0.043 | 1
5TG55308RR | IRIS ROCKER WITH TRANSPERENT WINDOW WITH SYMBOL BELL RUBY RED | 6.32 | TEM | 1 | LP | 0.083 | 1
5TG55310DG | IRIS ROCKER WITH TRANSPERENT WINDOW WITH SYMBOL LIGHT ODYSSEY GOLD | 6.32 | TEM | 1 | LP | 0.083 | 1
5TG55310MA | IRIS ROCKER WITH TRANSPERENT WINDOW WITH SYMBOL LIGHT MERCURY ALUMINIUM | 6.32 | TEM | 1 | LP | 0.083 | 1
5TG55310NS | IRIS ROCKER WITH TRANSPERENT WINDOW WITH SYMBOL LIGHT NEPTUNE STEEL | 6.32 | TEM | 1 | LP | 0.083 | 1
5TG55310RR | IRIS ROCKER WITH TRANSPERENT WINDOW WITH SYMBOL LIGHT RUBY RED | 6.32 | TEM | 1 | LP | 0.042 | 1
5TG55313DG | IRIS ROCKER WITH SYMBOL BELL ODYSSEY GOLD | 6.22 | TEM | 1 | LP | 0.039 | 1
5TG55313MA | IRIS ROCKER WITH SYMBOL BELL MERCURY ALUMINIUM | 6.22 | TEM | 1 | LP | 0.04 | 1
5TG55313NS | IRIS ROCKER WITH SYMBOL BELL NEPTUNE STEEL | 6.22 | TEM | 1 | LP | 0.011 | 1
5TG55313RR | IRIS ROCKER WITH SYMBOL BELL RUBY RED | 6.22 | TEM | 1 | LP | 0.028 | 1
5TG55314DG | IRIS ROCKER WITH SYMBOL LIGHT ODYSSEY GOLD | 6.22 | TEM | 1 | LP | 0.011 | 1
5TG55314MA | IRIS ROCKER WITH SYMBOL LIGHT MERCURY ALUMINIUM | 6.22 | TEM | 1 | LP | 0.041 | 1
5TG55314NS | IRIS ROCKER WITH SYMBOL LIGHT NEPTUNE STEEL | 6.22 | TEM | 1 | LP | 0.04 | 1
5TG55314RR | IRIS ROCKER WITH SYMBOL LIGHT RUBY RED | 6.22 | TEM | 1 | LP | 0.024 | 1
5TG55317DG | IRIS ROCKER WITH LABEL HOLDER AND WINDOW ODYSSEY GOLD | 11.53 | TEM | 1 | LP | 0.083 | 1
5TG55317MA | IRIS ROCKER WITH LABEL HOLDER AND WINDOW MERCURY ALUMINIUM | 11.53 | TEM | 1 | LP | 0.083 | 1
5TG55317NS | IRIS ROCKER WITH LABEL HOLDER AND WINDOW NEPTUNE STEEL | 11.53 | TEM | 1 | LP | 0.027 | 1
5TG55317RR | IRIS ROCKER WITH LABEL HOLDER AND WINDOW RUBY RED | 11.53 | TEM | 1 | LP | 0.083 | 1
5TG55318DG | IRIS COVER PLATE FOR CORD OPERATED PUSH BUTTON AND CORD OUTLET ODYSSEY GOLD | 4.59 | TEM | 1 | LP | 0.083 | 1
5TG55318MA | IRIS COVER PLATE FOR CORD OPERATED PUSH BUTTON AND CORD OUTLET MERCURY ALUMINIUM | 4.59 | TEM | 1 | LP | 0.083 | 1
5TG55318NS | IRIS COVER PLATE FOR CORD OPERATED PUSH BUTTON AND CORD OUTLET NEPTUNE STEEL | 4.59 | TEM | 1 | LP | 0.083 | 1
5TG55318RR | IRIS COVER PLATE FOR CORD OPERATED PUSH BUTTON AND CORD OUTLET RUBY RED | 4.59 | TEM | 1 | LP | 0.037 | 1
5TG55320DG | IRIS COVER PLATE FOR DOUBLE PUSH BUTTON, SWITCH FOR BLINDS WITH SYMBOLS UP, DOWN ODYSSEY GOLD | 7.96 | TEM | 1 | LP | 0.083 | 1
5TG55320MA | IRIS COVER PLATE FOR DOUBLE PUSH BUTTON, SWITCH FOR BLINDS WITH SYMBOLS UP, DOWN MERCURY ALUMINIUM | 7.96 | TEM | 1 | LP | 0.083 | 1
5TG55320NS | IRIS COVER PLATE FOR DOUBLE PUSH BUTTON, SWITCH FOR BLINDS WITH SYMBOLS UP, DOWN NEPTUNE STEEL | 7.96 | TEM | 1 | LP | 0.029 | 1
5TG55320RR | IRIS COVER PLATE FOR DOUBLE PUSH BUTTON, SWITCH FOR BLINDS WITH SYMBOLS UP, DOWN RUBY RED | 7.96 | TEM | 1 | LP | 0.041 | 1
5TG55322DG | IRIS COVER PLATE FOR SOCKET OUTLETS ODYSSEY GOLD | 3.16 | TEM | 1 | LP | 0.025 | 1
5TG55322MA | IRIS COVER PLATE FOR SOCKET OUTLETS MERCURY ALUMINIUM | 3.16 | TEM | 1 | LP | 0.022 | 1
5TG55322NS | IRIS COVER PLATE FOR SOCKET OUTLETS NEPTUNE STEEL | 3.16 | TEM | 1 | LP | 0.022 | 1
5TG55322RR | IRIS COVER PLATE FOR SOCKET OUTLETS RUBY RED | 3.16 | TEM | 1 | LP | 0.083 | 1
5TG55323DG | IRIS COVER PLATE FOR SOCKET OUTLETS WITH CHILD PROTECTION ODYSSEY GOLD | 4.59 | TEM | 1 | LP | 0.012 | 1
5TG55323MA | IRIS COVER PLATE FOR SOCKET OUTLETS WITH CHILD PROTECTION MERCURY ALUMINIUM | 4.59 | TEM | 1 | LP | 0.012 | 1
5TG55323NS | IRIS COVER PLATE FOR SOCKET OUTLETS WITH CHILD PROTECTION NEPTUNE STEEL | 4.59 | TEM | 1 | LP | 0.033 | 1
5TG55323RR | IRIS COVER PLATE FOR SOCKET OUTLETS WITH CHILD PROTECTION RUBY RED | 4.59 | TEM | 1 | LP | 0.083 | 1
5TG55324DG | IRIS COVER PLATE FOR SOCKET OUTLETS WITH HINGEDLID AND CHILD PROTECTION ODYSSEY GOLD | 7.04 | TEM | 1 | LP | 0.01 | 1
5TG55324MA | IRIS COVER PLATE FOR SOCKET OUTLETS WITH HINGEDLID AND CHILD PROTECTION MERCURY ALUMINIUM | 7.04 | TEM | 1 | LP | 0.024 | 1
5TG55324NS | IRIS COVER PLATE FOR SOCKET OUTLETS WITH HINGEDLID AND CHILD PROTECTION NEPTUNE STEEL | 7.04 | TEM | 1 | LP | 0.026 | 1
5TG55324RR | IRIS COVER PLATE FOR SOCKET OUTLETS WITH HINGEDLID AND CHILD PROTECTION RUBY RED | 7.04 | TEM | 1 | LP | 0.044 | 1
5TG55325RE | IRIS COVER PLATE IDENTIFICATION FOR SPECIAL CIRCUITS FOR SOCKET OUTLETS RED | 3.06 | TEM | 1 | LP | 0.083 | 1
5TG55327DG | IRIS COVER PLATE FOR R, TV, SAT SOCKET OUTLETS 2 HOLES ODYSSEY GOLD | 5.61 | TEM | 1 | LP | 0.023 | 1
5TG55327MA | IRIS COVER PLATE FOR R, TV, SAT SOCKET OUTLETS 2 HOLES MERCURY ALUMINIUM | 5.61 | TEM | 1 | LP | 0.083 | 1
5TG55327NS | IRIS COVER PLATE FOR R, TV, SAT SOCKET OUTLETS 2 HOLES NEPTUNE STEEL | 5.61 | TEM | 1 | LP | 0.018 | 1
5TG55327RR | IRIS COVER PLATE FOR R, TV, SAT SOCKET OUTLETS 2 HOLES RUBY RED | 5.61 | TEM | 1 | LP | 0.037 | 1
5TG55328DG | IRIS COVER PLATE F. DIMMER ODYSSEY GOLD | 9.28 | TEM | 1 | LP | 0.021 | 1
5TG55328MA | IRIS COVER PLATE F. DIMMER W. ROTARY BUTTON MERCURY ALUMINIUM | 9.89 | TEM | 1 | LP | 0.034 | 1
5TG55328NS | IRIS COVER PLATE F. DIMMER W. ROTARY BUTTON NEPTUNE STEEL | 9.89 | TEM | 1 | LP | 0.018 | 1
5TG55330DG | IRIS COVER PLATE FOR ADAPTER 2FOLD RJ45,RJ11, ODYSSEY GOLD | 6.53 | TEM | 1 | LP | 0.02 | 1
5TG55330MA | IRIS COVER PLATE FOR ADAPTER 2FOLD RJ45,RJ11, MERCURY ALUMINIUM | 6.53 | TEM | 1 | LP | 0.016 | 1
5TG55330NS | IRIS COVER PLATE FOR ADAPTER 2FOLD RJ45,RJ11, NEPTUNE STEEL | 6.53 | TEM | 1 | LP | 0.09 | 1
5TG55330RR | IRIS COVER PLATE FOR ADAPTER 2FOLD RJ45,RJ11, RUBY RED | 6.53 | TEM | 1 | LP | 0.035 | 1
5TG55331DG | IRIS COVER PLATE FOR ADAPTER 2FOLD RJ11, 45 WITH LABEL FIELD ODYSSEY GOLD | 6.73 | TEM | 1 | LP | 0.09 | 1
5TG55331MA | IRIS COVER PLATE FOR ADAPTER 2FOLD RJ11, 45 WITH LABEL FIELD MERCURY ALUMINIUM | 6.73 | TEM | 1 | LP | 0.023 | 1
5TG55331NS | IRIS COVER PLATE FOR ADAPTER 2FOLD RJ11, 45 WITH LABEL FIELD NEPTUNE STEEL | 6.73 | TEM | 1 | LP | 0.09 | 1
5TG55331RR | IRIS COVER PLATE FOR ADAPTER 2FOLD RJ11, 45 WITH LABEL FIELD RUBY RED | 6.73 | TEM | 1 | LP | 0.023 | 1
5TG55332DG | IRIS COVER PLATE FOR ADAPTER 1FOLD RJ45,RJ11, ODYSSEY GOLD | 6.53 | TEM | 1 | LP | 0.09 | 1
5TG55332MA | IRIS COVER PLATE FOR ADAPTER 1FOLD RJ45,RJ11, MERCURY ALUMINIUM | 6.53 | TEM | 1 | LP | 0.016 | 1
5TG55332NS | IRIS COVER PLATE FOR ADAPTER 1FOLD RJ45,RJ11, NEPTUNE STEEL | 6.53 | TEM | 1 | LP | 0.019 | 1
5TG55332RR | IRIS COVER PLATE FOR ADAPTER 1FOLD RJ45,RJ11, RUBY RED | 6.53 | TEM | 1 | LP | 0.001 | 1
5TG55333DG | IRIS COVER PLATE FOR ADAPTER 1FOLD RJ11, 45 WITH LABEL FIELD ODYSSEY GOLD | 6.73 | TEM | 1 | LP | 0.09 | 1
5TG55333MA | IRIS COVER PLATE FOR ADAPTER 1FOLD RJ11, 45 WITH LABEL FIELD MERCURY ALUMINIUM | 6.73 | TEM | 1 | LP | 0.09 | 1
5TG55333NS | IRIS COVER PLATE FOR ADAPTER 1FOLD RJ11, 45 WITH LABEL FIELD NEPTUNE STEEL | 6.73 | TEM | 1 | LP | 0.09 | 1
5TG55333RR | IRIS COVER PLATE FOR ADAPTER 1FOLD RJ11, 45 WITH LABEL FIELD RUBY RED | 6.73 | TEM | 1 | LP | 0.09 | 1
5TG55334DG | IRIS COVER PLATE FOR LOUDSPEAKERSOCKET AND POTENTIOMETER ODYSSEY GOLD | 6.53 | TEM | 1 | LP | 0.024 | 1
5TG55334MA | IRIS COVER PLATE FOR LOUDSPEAKERSOCKET AND POTENTIOMETER MERCURY ALUMINIUM | 6.53 | TEM | 1 | LP | 0.056 | 1
5TG55334NS | IRIS COVER PLATE FOR LOUDSPEAKERSOCKET AND POTENTIOMETER NEPTUNE STEEL | 6.53 | TEM | 1 | LP | 0.083 | 1
5TG55334RR | IRIS COVER PLATE FOR LOUDSPEAKERSOCKET AND POTENTIOMETER RUBY RED | 6.53 | TEM | 1 | LP | 0.083 | 1
5TG55335DG | IRIS COVER PLATE 40MM FOR LOUDSPEAKERSOCKET, PILOT LIGHT AND PRESENCEDETECTOR ODYSSEY GOLD | 6.83 | TEM | 1 | LP | 0.004 | 1
5TG55335MA | IRIS COVER PLATE 40MM FOR LOUDSPEAKERSOCKET, PILOT LIGHT AND PRESENCEDETECTOR MERCURY ALUMINIUM | 6.83 | TEM | 1 | LP | 0.031 | 1
5TG55335NS | IRIS COVER PLATE 40MM FOR LOUDSPEAKERSOCKET, PILOT LIGHT AND PRESENCEDETECTOR NEPTUNE STEEL | 6.83 | TEM | 1 | LP | 0.09 | 1
5TG55335RR | IRIS COVER PLATE 40MM FOR LOUDSPEAKERSOCKET, PILOT LIGHT AND PRESENCEDETECTOR RUBY RED | 6.83 | TEM | 1 | LP | 0.09 | 1
5TG55336DG | IRIS BLANKING COVER PLATE WITH METALLIC GRID, CLAWS ODYSSEY GOLD | 8.26 | TEM | 1 | LP | 0.049 | 1
5TG55336MA | IRIS BLANKING COVER PLATE WITH METALLIC GRID, CLAWS MERCURY ALUMINIUM | 8.26 | TEM | 1 | LP | 0.026 | 1
5TG55336NS | IRIS BLANKING COVER PLATE WITH METALLIC GRID, CLAWS NEPTUNE STEEL | 8.26 | TEM | 1 | LP | 0.044 | 1
5TG55336RR | IRIS BLANKING COVER PLATE WITH METALLIC GRID, CLAWS RUBY RED | 8.26 | TEM | 1 | LP | 0.044 | 1
5TG55337DG | IRIS COVER PLATE FOR HEATING AND COOLING ELECTRONIC ROOM THERMOSTAT ODYSSEY GOLD | 14.79 | TEM | 1 | LP | 0.083 | 1
5TG55337MA | IRIS COVER PLATE FOR HEATING AND COOLING ELECTRONIC ROOM THERMOSTAT MERCURY ALUMINIUM | 14.79 | TEM | 1 | LP | 0.022 | 1
5TG55337NS | IRIS COVER PLATE FOR HEATING AND COOLING ELECTRONIC ROOM THERMOSTAT NEPTUNE STEEL | 14.79 | TEM | 1 | LP | 0.038 | 1
5TG55337RR | IRIS COVER PLATE FOR HEATING AND COOLING ELECTRONIC ROOM THERMOSTAT RUBY RED | 14.79 | TEM | 1 | LP | 0.083 | 1
5TG55338DG | IRIS COVER PLATE FOR TELEPHONE SOCKET 1FOLD WITH SCREWS ODYSSEY GOLD | 5.2 | TEM | 1 | LP | 0.036 | 1
5TG55338MA | IRIS COVER PLATE FOR TELEPHONE SOCKET 1FOLD WITH SCREWS MERCURY ALUMINIUM | 5.2 | TEM | 1 | LP | 0.022 | 1
5TG55338NS | IRIS COVER PLATE FOR TELEPHONE SOCKET 1FOLD WITH SCREWS NEPTUNE STEEL | 5.2 | TEM | 1 | LP | 0.035 | 1
5TG55338RR | IRIS COVER PLATE FOR TELEPHONE SOCKET 1FOLD WITH SCREWS RUBY RED | 5.2 | TEM | 1 | LP | 0.09 | 1
5TG55340DG | IRIS FRAME SINGLE, HORIZONTAL ODYSSEY GOLD | 5.41 | TEM | 1 | LP | 0.03 | 1
5TG55340MA | IRIS FRAME SINGLE, HORIZONTAL MERCURY ALUMINIUM | 5.41 | TEM | 1 | LP | 0.03 | 1
5TG55340NS | IRIS FRAME SINGLE, HORIZONTAL NEPTUNE STEEL | 5.41 | TEM | 1 | LP | 0.03 | 1
5TG55340RR | IRIS FRAME SINGLE, HORIZONTAL RUBY RED | 5.41 | TEM | 1 | LP | 0.02 | 1
5TG55341DG | IRIS FRAME DOUBLE, HORIZONTAL ODYSSEY GOLD | 8.98 | TEM | 1 | LP | 0.037 | 1
5TG55341MA | IRIS FRAME DOUBLE, HORIZONTAL MERCURY ALUMINIUM | 8.98 | TEM | 1 | LP | 0.03 | 1
5TG55341NS | IRIS FRAME DOUBLE, HORIZONTAL NEPTUNE STEEL | 8.98 | TEM | 1 | LP | 0.041 | 1
5TG55341RR | IRIS FRAME DOUBLE, HORIZONTAL RUBY RED | 8.98 | TEM | 1 | LP | 0.023 | 1
5TG55342DG | IRIS FRAME TRIPLE, HORIZONTAL ODYSSEY GOLD | 13.46 | TEM | 1 | LP | 0.074 | 1
5TG55342MA | IRIS FRAME TRIPLE, HORIZONTAL MERCURY ALUMINIUM | 13.46 | TEM | 1 | LP | 0.075 | 1
5TG55342NS | IRIS FRAME TRIPLE, HORIZONTAL NEPTUNE STEEL | 13.46 | TEM | 1 | LP | 0.074 | 1
5TG55342RR | IRIS FRAME TRIPLE, HORIZONTAL RUBY RED | 13.46 | TEM | 1 | LP | 0.09 | 1
5TG55343DG | IRIS FRAME QUADRUPLE, HORIZONTAL ODYSSEY GOLD | 19.48 | TEM | 1 | LP | 0.082 | 1
5TG55343MA | IRIS FRAME QUADRUPLE, HORIZONTAL MERCURY ALUMINIUM | 19.48 | TEM | 1 | LP | 0.094 | 1
5TG55343NS | IRIS FRAME QUADRUPLE, HORIZONTAL NEPTUNE STEEL | 19.48 | TEM | 1 | LP | 0.1 | 1
5TG55343RR | IRIS FRAME QUADRUPLE, HORIZONTAL RUBY RED | 19.48 | TEM | 1 | LP | 0.079 | 1
5TG55345DG | IRIS FRAME SINGLE, VERTICAL ODYSSEY GOLD | 8.98 | TEM | 1 | LP | 0.022 | 1
5TG55345MA | IRIS FRAME SINGLE, VERTICAL MERCURY ALUMINIUM | 8.98 | TEM | 1 | LP | 0.046 | 1
5TG55345NS | IRIS FRAME SINGLE, VERTICAL NEPTUNE STEEL | 8.98 | TEM | 1 | LP | 0.046 | 1
5TG55345RR | IRIS FRAME SINGLE, VERTICAL RUBY RED | 8.98 | TEM | 1 | LP | 0.09 | 1
5TG55346DG | IRIS FRAME DOUBLE, VERTICAL ODYSSEY GOLD | 13.46 | TEM | 1 | LP | 0.069 | 1
5TG55346MA | IRIS FRAME DOUBLE, VERTICAL MERCURY ALUMINIUM | 13.46 | TEM | 1 | LP | 0.079 | 1
5TG55346NS | IRIS FRAME DOUBLE, VERTICAL NEPTUNE STEEL | 13.46 | TEM | 1 | LP | 0.079 | 1
5TG55346RR | IRIS FRAME DOUBLE, VERTICAL RUBY RED | 13.46 | TEM | 1 | LP | 0.078 | 1
5TG55347DG | IRIS FRAME QUADRUPLE, VERTICAL ODYSSEY GOLD | 19.48 | TEM | 1 | LP | 0.089 | 1
5TG55347MA | IRIS FRAME QUADRUPLE, VERTICAL MERCURY ALUMINIUM | 19.48 | TEM | 1 | LP | 0.09 | 1
5TG55347NS | IRIS FRAME QUADRUPLE, VERTICAL NEPTUNE STEEL | 19.48 | TEM | 1 | LP | 0.105 | 1
5TG55347RR | IRIS FRAME QUADRUPLE, VERTICAL RUBY RED | 19.48 | TEM | 1 | LP | 0.09 | 1
5TG55400FA | MEGA ROCKER FUSION ALUMINIUM | 3.06 | TEM | 1 | LP | 0.025 | 10
5TG55400MB | MEGA ROCKER MISTY BRONZE | 3.06 | TEM | 1 | LP | 0.025 | 10
5TG55400MG | MEGA ROCKER MALT GOLD | 3.06 | TEM | 1 | LP | 0.026 | 10
5TG55400PA | MEGA ROCKER PRUSIA ALUMINIUM | 3.06 | TEM | 1 | LP | 0.023 | 10
5TG55400SB | MEGA ROCKER SAMOA BROWN | 3.06 | TEM | 1 | LP | 0.09 | 10
5TG55401FA | MEGA ROCKER WITH TRANSPARENT WINDOW FUSION ALUMINIUM | 6.32 | TEM | 1 | LP | 0.087 | 1
5TG55401MB | MEGA ROCKER WITH TRANSPARENT WINDOW MISTY BRONZE | 6.32 | TEM | 1 | LP | 0.09 | 1
5TG55401MG | MEGA ROCKER WITH TRANSPARENT WINDOW MALT GOLD | 6.32 | TEM | 1 | LP | 0.09 | 1
5TG55401PA | MEGA ROCKER WITH TRANSPARENT WINDOW PRUSIA ALUMINIUM | 6.32 | TEM | 1 | LP | 0.09 | 1
5TG55401SB | MEGA ROCKER WITH TRANSPARENT WINDOW SAMOA BROWN | 6.32 | TEM | 1 | LP | 0.09 | 1
5TG55403FA | MEGA DOUBLE ROCKER WITH TRANSPARENT WINDOW FUSION ALUMINIUM | 8.06 | TEM | 1 | LP | 0.079 | 1
5TG55403MB | MEGA DOUBLE ROCKER WITH TRANSPARENT WINDOW MISTY BRONZE | 8.06 | TEM | 1 | LP | 0.08 | 1
5TG55403MG | MEGA DOUBLE ROCKER WITH TRANSPARENT WINDOW MALT GOLD | 8.06 | TEM | 1 | LP | 0.077 | 1
5TG55403PA | MEGA DOUBLE ROCKER WITH TRANSPARENT WINDOW PRUSIA ALUMINIUM | 8.06 | TEM | 1 | LP | 0.089 | 1
5TG55403SB | MEGA DOUBLE ROCKER WITH TRANSPARENT WINDOW SAMOA BROWN | 8.06 | TEM | 1 | LP | 0.085 | 1
5TG55404FA | MEGA DOUBLE ROCKER FUSION ALUMINIUM | 4.9 | TEM | 1 | LP | 0.031 | 10
5TG55404MB | MEGA DOUBLE ROCKER MISTY BRONZE | 4.9 | TEM | 1 | LP | 0.072 | 10
5TG55404MG | MEGA DOUBLE ROCKER MALT GOLD | 4.9 | TEM | 1 | LP | 0.028 | 10
5TG55404PA | MEGA DOUBLE ROCKER PRUSIA ALUMINIUM | 4.9 | TEM | 1 | LP | 0.03 | 10
5TG55404SB | MEGA DOUBLE ROCKER SAMOA BROWN | 4.9 | TEM | 1 | LP | 0.028 | 10
5TG55405FA | MEGA DOUBLE ROCKER WITH TRANSPARENT WINDOW AND SYMBOL BELL FUSION ALUMINIUM | 8.06 | TEM | 1 | LP | 0.089 | 1
5TG55405MB | MEGA DOUBLE ROCKER WITH TRANSPARENT WINDOW AND SYMBOL BELL MISTY BRONZE | 8.06 | TEM | 1 | LP | 0.022 | 1
5TG55405MG | MEGA DOUBLE ROCKER WITH TRANSPARENT WINDOW AND SYMBOL BELL MALT GOLD | 8.06 | TEM | 1 | LP | 0.09 | 1
5TG55405PA | MEGA DOUBLE ROCKER WITH TRANSPARENT WINDOW AND SYMBOL BELL PRUSIA ALUMINIUM | 8.06 | TEM | 1 | LP | 0.09 | 1
5TG55405SB | MEGA DOUBLE ROCKER WITH TRANSPARENT WINDOW AND SYMBOL BELL SAMOA BROWN | 8.06 | TEM | 1 | LP | 0.09 | 1
5TG55406FA | MEGA DOUBLE ROCKER WITH SYMBOL BELL FUSION ALUMINIUM | 6.32 | TEM | 1 | LP | 0.087 | 1
5TG55406MB | MEGA DOUBLE ROCKER WITH SYMBOL BELL MISTY BRONZE | 6.32 | TEM | 1 | LP | 0.09 | 1
5TG55406MG | MEGA DOUBLE ROCKER WITH SYMBOL BELL MALT GOLD | 6.32 | TEM | 1 | LP | 0.091 | 1
5TG55406PA | MEGA DOUBLE ROCKER WITH SYMBOL BELL PRUSIA ALUMINIUM | 6.32 | TEM | 1 | LP | 0.081 | 1
5TG55406SB | MEGA DOUBLE ROCKER WITH SYMBOL BELL SAMOA BROWN | 6.32 | TEM | 1 | LP | 0.026 | 1
5TG55407FA | MEGA ROCKER WITH TRANSPARENT WINDOW AND SYMBOL BELL FUSION ALUMINIUM | 6.32 | TEM | 1 | LP | 0.09 | 1
5TG55407MB | MEGA ROCKER WITH TRANSPARENT WINDOW AND SYMBOL BELL MISTY BRONZE | 6.32 | TEM | 1 | LP | 0.028 | 1
5TG55407MG | MEGA ROCKER WITH TRANSPARENT WINDOW AND SYMBOL BELL MALT GOLD | 6.32 | TEM | 1 | LP | 0.028 | 1
5TG55407PA | MEGA ROCKER WITH TRANSPARENT WINDOW AND SYMBOL BELL PRUSIA ALUMINIUM | 6.32 | TEM | 1 | LP | 0.028 | 1
5TG55407SB | MEGA ROCKER WITH TRANSPARENT WINDOW AND SYMBOL BELL SAMOA BROWN | 6.32 | TEM | 1 | LP | 0.028 | 1
5TG55408FA | MEGA ROCKER WITH TRANSPARENT WINDOW AND SYMBOL LIGHT FUSION ALUMINIUM | 6.32 | TEM | 1 | LP | 0.089 | 1
5TG55408MB | MEGA ROCKER WITH TRANSPARENT WINDOW AND SYMBOL LIGHT MISTY BRONZE | 6.32 | TEM | 1 | LP | 0.077 | 1
5TG55408MG | MEGA ROCKER WITH TRANSPARENT WINDOW AND SYMBOL LIGHT MALT GOLD | 6.32 | TEM | 1 | LP | 0.088 | 1
5TG55408PA | MEGA ROCKER WITH TRANSPARENT WINDOW AND SYMBOL LIGHT PRUSIA ALUMINIUM | 6.32 | TEM | 1 | LP | 0.09 | 1
5TG55408SB | MEGA ROCKER WITH TRANSPARENT WINDOW AND SYMBOL LIGHT SAMOA BROWN | 6.32 | TEM | 1 | LP | 0.09 | 1
5TG55412FA | MEGA ROCKER WITH SYMBOL BELL FUSION ALUMINIUM | 6.22 | TEM | 1 | LP | 0.088 | 1
5TG55412MB | MEGA ROCKER WITH SYMBOL BELL MISTY BRONZE | 6.22 | TEM | 1 | LP | 0.086 | 1
5TG55412MG | MEGA ROCKER WITH SYMBOL BELL MALT GOLD | 6.22 | TEM | 1 | LP | 0.09 | 1
5TG55412PA | MEGA ROCKER WITH SYMBOL BELL PRUSIA ALUMINIUM | 6.22 | TEM | 1 | LP | 0.088 | 1
5TG55412SB | MEGA ROCKER WITH SYMBOL BELL SAMOA BROWN | 6.22 | TEM | 1 | LP | 0.09 | 1
5TG55413FA | MEGA ROCKER WITH SYMBOL LIGHT FUSION ALUMINIUM | 6.22 | TEM | 1 | LP | 0.023 | 1
5TG55413MB | MEGA ROCKER WITH SYMBOL LIGHT MISTY BRONZE | 6.22 | TEM | 1 | LP | 0.022 | 1
5TG55413MG | MEGA ROCKER WITH SYMBOL LIGHT MALT GOLD | 6.22 | TEM | 1 | LP | 0.023 | 1
5TG55413PA | MEGA ROCKER WITH SYMBOL LIGHT PRUSIA ALUMINIUM | 6.22 | TEM | 1 | LP | 0.023 | 1
5TG55413SB | MEGA ROCKER WITH SYMBOL LIGHT SAMOA BROWN | 6.22 | TEM | 1 | LP | 0.023 | 1
5TG55416FA | MEGA ROCKER WITH LABEL HOLDER AND TRANSPARENT WINDOW FUSION ALUMINIUM | 11.53 | TEM | 1 | LP | 0.09 | 1
5TG55416MB | MEGA ROCKER WITH LABEL HOLDER AND TRANSPARENT WINDOW MISTY BRONZE | 11.53 | TEM | 1 | LP | 0.091 | 1
5TG55416MG | MEGA ROCKER WITH LABEL HOLDER AND TRANSPARENT WINDOW MALT GOLD | 11.53 | TEM | 1 | LP | 0.09 | 1
5TG55416PA | MEGA ROCKER WITH LABEL HOLDER AND TRANSPARENT WINDOW PRUSIA ALUMINIUM | 11.53 | TEM | 1 | LP | 0.077 | 1
5TG55416SB | MEGA ROCKER WITH LABEL HOLDER AND TRANSPARENT WINDOW SAMOA BROWN | 11.53 | TEM | 1 | LP | 0.025 | 1
5TG55418FA | MEGA COVER PLATE FOR CORD OPERATED PUSH BUTTON AND CORD OUTLET FUSION ALUMINIUM | 4.28 | TEM | 1 | LP | 0.083 | 1
5TG55418MB | MEGA COVER PLATE FOR CORD OPERATED PUSH BUTTON AND CORD OUTLET MISTY BRONZE | 4.28 | TEM | 1 | LP | 0.083 | 1
5TG55418MG | MEGA COVER PLATE FOR CORD OPERATED PUSH BUTTON AND CORD OUTLET MALT GOLD | 4.28 | TEM | 1 | LP | 0.083 | 1
5TG55418PA | MEGA COVER PLATE FOR CORD OPERATED PUSH BUTTON AND CORD OUTLET PRUSIA ALUMINIUM | 4.28 | TEM | 1 | LP | 0.083 | 1
5TG55418SB | MEGA COVER PLATE FOR CORD OPERATED PUSH BUTTON AND CORD OUTLET SAMOA BROWN | 4.28 | TEM | 1 | LP | 0.035 | 1
5TG55420FA | MEGA COVER PLATE FOR DOUBLE PUSH BUTTON, SWITCH FOR BLINDS WITH SYMBOLS UP, DOWN FUSION ALUMINIUM | 7.96 | TEM | 1 | LP | 0.043 | 1
5TG55420MB | MEGA COVER PLATE FOR DOUBLE PUSH BUTTON, SWITCH FOR BLINDS WITH SYMBOLS UP, DOWN MISTY BRONZE | 7.96 | TEM | 1 | LP | 0.09 | 1
5TG55420MG | MEGA COVER PLATE FOR DOUBLE PUSH BUTTON, SWITCH FOR BLINDS WITH SYMBOLS UP, DOWN MALT GOLD | 7.96 | TEM | 1 | LP | 0.089 | 1
5TG55420PA | MEGA COVER PLATE FOR DOUBLE PUSH BUTTON, SWITCH FOR BLINDS WITH SYMBOLS UP, DOWN PRUSIA ALUMINIUM | 7.96 | TEM | 1 | LP | 0.084 | 1
5TG55420SB | MEGA COVER PLATE FOR DOUBLE PUSH BUTTON, SWITCH FOR BLINDS WITH SYMBOLS UP, DOWN SAMOA BROWN | 7.96 | TEM | 1 | LP | 0.073 | 1
5TG55422FA | MEGA COVER PLATE FOR SOCKET OUTLETS FUSION ALUMINIUM | 2.96 | TEM | 1 | LP | 0.083 | 10
5TG55422MB | MEGA COVER PLATE FOR SOCKET OUTLETS MISTY BRONZE | 2.96 | TEM | 1 | LP | 0.034 | 10
5TG55422MG | MEGA COVER PLATE FOR SOCKET OUTLETS MALT GOLD | 2.96 | TEM | 1 | LP | 0.083 | 10
5TG55422PA | MEGA COVER PLATE FOR SOCKET OUTLETS PRUSIA ALUMINIUM | 2.96 | TEM | 1 | LP | 0.035 | 10
5TG55422SB | MEGA COVER PLATE FOR SOCKET OUTLETS SAMOA BROWN | 2.96 | TEM | 1 | LP | 0.031 | 10
5TG55423FA | MEGA COVER PLATE FOR SOCKET OUTLETS WITH CHILD PROTECTION FUSION ALUMINIUM | 4.39 | TEM | 1 | LP | 0.093 | 1
5TG55423MB | MEGA COVER PLATE FOR SOCKET OUTLETS WITH CHILD PROTECTION MISTY BRONZE | 4.39 | TEM | 1 | LP | 0.056 | 1
5TG55423MG | MEGA COVER PLATE FOR SOCKET OUTLETS WITH CHILD PROTECTION MALT GOLD | 4.39 | TEM | 1 | LP | 0.092 | 1
5TG55423PA | MEGA COVER PLATE FOR SOCKET OUTLETS WITH CHILD PROTECTION PRUSIA ALUMINIUM | 4.39 | TEM | 1 | LP | 0.012 | 1
5TG55423SB | MEGA COVER PLATE FOR SOCKET OUTLETS WITH CHILD PROTECTION SAMOA BROWN | 4.39 | TEM | 1 | LP | 0.093 | 1
5TG55424FA | MEGA COVER PLATE FOR SOCKET OUTLETS WITH HINGED LID AND CHILD PROTECTION FUSION ALUMINIUM | 6.94 | TEM | 1 | LP | 0.083 | 1
5TG55424MB | MEGA COVER PLATE FOR SOCKET OUTLETS WITH HINGED LID AND CHILD PROTECTION MISTY BRONZE | 6.94 | TEM | 1 | LP | 0.016 | 1
5TG55424MG | MEGA COVER PLATE FOR SOCKET OUTLETS WITH HINGED LID AND CHILD PROTECTION MALT GOLD | 6.94 | TEM | 1 | LP | 0.091 | 1
5TG55424PA | MEGA COVER PLATE FOR SOCKET OUTLETS WITH HINGED LID AND CHILD PROTECTION PRUSIA ALUMINIUM | 6.94 | TEM | 1 | LP | 0.089 | 1
5TG55424SB | MEGA COVER PLATE FOR SOCKET OUTLETS WITH HINGED LID AND CHILD PROTECTION SAMOA BROWN | 6.94 | TEM | 1 | LP | 0.089 | 1
5TG55425FA | MEGA COVER PLATE FOR R,TV,SAT SOCKET OUTLETS 2 HOLES FUSION ALUMINIUM | 5.61 | TEM | 1 | LP | 0.022 | 1
5TG55425MB | MEGA COVER PLATE FOR R,TV,SAT SOCKET OUTLETS 2 HOLES MISTY BRONZE | 5.61 | TEM | 1 | LP | 0.021 | 1
5TG55425MG | MEGA COVER PLATE FOR R,TV,SAT SOCKET OUTLETS 2 HOLES MALT GOLD | 5.61 | TEM | 1 | LP | 0.08 | 1
5TG55425PA | MEGA COVER PLATE FOR R,TV,SAT SOCKET OUTLETS 2 HOLES PRUSIA ALUMINIUM | 5.61 | TEM | 1 | LP | 0.09 | 1
5TG55425SB | MEGA COVER PLATE FOR R,TV,SAT SOCKET OUTLETS 2 HOLES SAMOA BROWN | 5.61 | TEM | 1 | LP | 0.024 | 1
5TG55426FA | MEGA COVER PLATE FOR TELEPHONE SOCKET 1FOLD WITH SCREWS FUSION ALUMINIUM | 5.61 | TEM | 1 | LP | 0.09 | 1
5TG55426MB | MEGA COVER PLATE FOR TELEPHONE SOCKET 1FOLD WITH SCREWS MISTY BRONZE | 5.61 | TEM | 1 | LP | 0.09 | 1
5TG55426MG | MEGA COVER PLATE FOR TELEPHONE SOCKET 1FOLD WITH SCREWS MALT GOLD | 5.61 | TEM | 1 | LP | 0.09 | 1
5TG55426PA | MEGA COVER PLATE FOR TELEPHONE SOCKET 1FOLD WITH SCREWS PRUSIA ALUMINIUM | 5.61 | TEM | 1 | LP | 0.09 | 1
5TG55426SB | MEGA COVER PLATE FOR TELEPHONE SOCKET 1FOLD WITH SCREWS SAMOA BROWN | 5.61 | TEM | 1 | LP | 0.09 | 1
5TG55427FA | MEGA COVER PLATE FOR ADAPTER 2FOLD RJ45, RJ 11 FUSION ALUMINIUM | 9.18 | TEM | 1 | LP | 0.09 | 1
5TG55427MB | MEGA COVER PLATE FOR ADAPTER 2FOLD RJ45, RJ 11 MISTY BRONZE | 9.18 | TEM | 1 | LP | 0.08 | 1
5TG55427MG | MEGA COVER PLATE FOR ADAPTER 2FOLD RJ45, RJ 11 MALT GOLD | 9.18 | TEM | 1 | LP | 0.09 | 1
5TG55427PA | MEGA COVER PLATE FOR ADAPTER 2FOLD RJ45, RJ 11 PRUSIA ALUMINIUM | 9.18 | TEM | 1 | LP | 0.078 | 1
5TG55427SB | MEGA COVER PLATE FOR ADAPTER 2FOLD RJ45, RJ 11 SAMOA BROWN | 9.18 | TEM | 1 | LP | 0.076 | 1
5TG55428FA | MEGA COVER PLATE FOR ADAPTER 2FOLD RJ11, 45 WITH LABEL FIELD FUSION ALUMINIUM | 10 | TEM | 1 | LP | 0.09 | 1
5TG55428MB | MEGA COVER PLATE FOR ADAPTER 2FOLD RJ11, 45 WITH LABEL FIELD MISTY BRONZE | 10 | TEM | 1 | LP | 0.09 | 1
5TG55428MG | MEGA COVER PLATE FOR ADAPTER 2FOLD RJ11, 45 WITH LABEL FIELD MALT GOLD | 10 | TEM | 1 | LP | 0.09 | 1
5TG55428PA | MEGA COVER PLATE FOR ADAPTER 2FOLD RJ11, 45 WITH LABEL FIELD PRUSIA ALUMINIUM | 10 | TEM | 1 | LP | 0.09 | 1
5TG55428SB | MEGA COVER PLATE FOR ADAPTER 2FOLD RJ11, 45 WITH LABEL FIELD SAMOA BROWN | 10 | TEM | 1 | LP | 0.09 | 1
5TG55430FA | MEGA COVER PLATE FOR ADAPTER 1FOLD RJ45, RJ11 FUSION ALUMINIUM | 9.18 | TEM | 1 | LP | 0.018 | 1
5TG55430MB | MEGA COVER PLATE FOR ADAPTER 1FOLD RJ45, RJ11 MISTY BRONZE | 9.18 | TEM | 1 | LP | 0.018 | 1
5TG55430MG | MEGA COVER PLATE FOR ADAPTER 1FOLD RJ45, RJ11 MALT GOLD | 9.18 | TEM | 1 | LP | 0.013 | 1
5TG55430PA | MEGA COVER PLATE FOR ADAPTER 1FOLD RJ45, RJ11 PRUSIA ALUMINIUM | 9.18 | TEM | 1 | LP | 0.09 | 1
5TG55430SB | MEGA COVER PLATE FOR ADAPTER 1FOLD RJ45, RJ11 SAMOA BROWN | 9.18 | TEM | 1 | LP | 0.018 | 1
5TG55431FA | MEGA COVER PLATE FOR ADAPTER 1FOLD RJ11, 45 WITH LABEL FIELD FUSION ALUMINIUM | 10 | TEM | 1 | LP | 0.09 | 1
5TG55431MB | MEGA COVER PLATE FOR ADAPTER 1FOLD RJ11, 45 WITH LABEL FIELD MISTY BRONZE | 10 | TEM | 1 | LP | 0.09 | 1
5TG55431MG | MEGA COVER PLATE FOR ADAPTER 1FOLD RJ11, 45 WITH LABEL FIELD MALT GOLD | 10 | TEM | 1 | LP | 0.09 | 1
5TG55431PA | MEGA COVER PLATE FOR ADAPTER 1FOLD RJ11, 45 WITH LABEL FIELD PRUSIA ALUMINIUM | 10 | TEM | 1 | LP | 0.09 | 1
5TG55431SB | MEGA COVER PLATE FOR ADAPTER 1FOLD RJ11, 45 WITH LABEL FIELD SAMOA BROWN | 10 | TEM | 1 | LP | 0.09 | 1
5TG55432FA | MEGA COVER PLATE FOR LOUDSPAKERSOCKETS WITH POTENTIOMETER FUSION ALUMINIUM | 6.53 | TEM | 1 | LP | 0.083 | 1
5TG55432MB | MEGA COVER PLATE FOR LOUDSPAKERSOCKETS WITH POTENTIOMETER MISTY BRONZE | 6.53 | TEM | 1 | LP | 0.08 | 1
5TG55432MG | MEGA COVER PLATE FOR LOUDSPAKERSOCKETS WITH POTENTIOMETER MALT GOLD | 6.53 | TEM | 1 | LP | 0.073 | 1
5TG55432PA | MEGA COVER PLATE FOR LOUDSPAKERSOCKETS WITH POTENTIOMETER PRUSIA ALUMINIUM | 6.53 | TEM | 1 | LP | 0.083 | 1
5TG55432SB | MEGA COVER PLATE FOR LOUDSPAKERSOCKETS WITH POTENTIOMETER SAMOA BROWN | 6.53 | TEM | 1 | LP | 0.083 | 1
5TG55433FA | MEGA COVER PLATE 40MM FOR LOUDSPEAKERSOCKETS, PILOT LIGHT AND PRAESENZDETECTOR FUSION ALUMINIUM | 6.32 | TEM | 1 | LP | 0.09 | 1
5TG55433MB | MEGA COVER PLATE 40MM FOR LOUDSPEAKERSOCKETS, PILOT LIGHT AND PRAESENZDETECTOR MISTY BRONZE | 6.32 | TEM | 1 | LP | 0.09 | 1
5TG55433MG | MEGA COVER PLATE 40MM FOR LOUDSPEAKERSOCKETS, PILOT LIGHT AND PRAESENZDETECTOR MALT GOLD | 6.32 | TEM | 1 | LP | 0.09 | 1
5TG55433PA | MEGA COVER PLATE 40MM FOR LOUDSPEAKERSOCKETS, PILOT LIGHT AND PRAESENZDETECTOR PRUSIA ALUMINIUM | 6.32 | TEM | 1 | LP | 0.09 | 1
5TG55433SB | MEGA COVER PLATE 40MM FOR LOUDSPEAKERSOCKETS, PILOT LIGHT AND PRAESENZDETECTOR SAMOA BROWN | 6.32 | TEM | 1 | LP | 0.09 | 1
5TG55434FA | MEGA BLANKING COVER PLATE WITH METALLIC GRID, CLAWS FUSION ALUMINIUM | 8.26 | TEM | 1 | LP | 0.099 | 1
5TG55434MB | MEGA BLANKING COVER PLATE WITH METALLIC GRID, CLAWS MISTY BRONZE | 8.26 | TEM | 1 | LP | 0.083 | 1
5TG55434MG | MEGA BLANKING COVER PLATE WITH METALLIC GRID, CLAWS MALT GOLD | 8.26 | TEM | 1 | LP | 0.099 | 1
5TG55434PA | MEGA BLANKING COVER PLATE WITH METALLIC GRID, CLAWS PRUSIA ALUMINIUM | 8.26 | TEM | 1 | LP | 0.099 | 1
5TG55434SB | MEGA BLANKING COVER PLATE WITH METALLIC GRID, CLAWS SAMOA BROWN | 8.26 | TEM | 1 | LP | 0.099 | 1
5TG55435FA | MEGA COVER PLATE FOR HEATING AND COOLING ELECTRONIC ROOM THERMOSTAT FUSION ALUMINIUM | 14.79 | TEM | 1 | LP | 0.083 | 1
5TG55435MB | MEGA COVER PLATE FOR HEATING AND COOLING ELECTRONIC ROOM THERMOSTAT MISTY BRONZE | 14.79 | TEM | 1 | LP | 0.083 | 1
5TG55435MG | MEGA COVER PLATE FOR HEATING AND COOLING ELECTRONIC ROOM THERMOSTAT MALT GOLD | 14.79 | TEM | 1 | LP | 0.083 | 1
5TG55435PA | MEGA COVER PLATE FOR HEATING AND COOLING ELECTRONIC ROOM THERMOSTAT PRUSIA ALUMINIUM | 14.79 | TEM | 1 | LP | 0.075 | 1
5TG55435SB | MEGA COVER PLATE FOR HEATING AND COOLING ELECTRONIC ROOM THERMOSTAT SAMOA BROWN | 14.79 | TEM | 1 | LP | 0.083 | 1
5TG55437FA | MEGA FRAME SINGLE, HORIZONTAL FUSION ALUMINIUM | 20.3 | TEM | 1 | LP | 0.09 | 10
5TG55437MB | MEGA FRAME SINGLE, HORIZONTAL MISTY BRONZE | 20.3 | TEM | 1 | LP | 0.061 | 10
5TG55437MG | MEGA FRAME SINGLE, HORIZONTAL MALT GOLD | 20.3 | TEM | 1 | LP | 0.064 | 10
5TG55437PA | MEGA FRAME SINGLE, HORIZONTAL PRUSSIAN ALUMINIUM | 20.3 | TEM | 1 | LP | 0.068 | 10
5TG55437SB | MEGA FRAME SINGLE, HORIZONTAL SAMOA BROWN | 20.3 | TEM | 1 | LP | 0.067 | 10
5TG55438FA | MEGA FRAME DOUBLE, HORIZONTAL FUSION ALUMINIUM | 33.86 | TEM | 1 | LP | 0.096 | 10
5TG55438MB | MEGA FRAME DOUBLE, HORIZONTAL MISTY BRONZE | 33.86 | TEM | 1 | LP | 0.095 | 10
5TG55438MG | MEGA FRAME DOUBLE, HORIZONTAL MALT GOLD | 33.86 | TEM | 1 | LP | 0.096 | 10
5TG55438PA | MEGA FRAME DOUBLE, HORIZONTAL PRUSSIAN ALUMINIUM | 33.86 | TEM | 1 | LP | 0.094 | 10
5TG55438SB | MEGA FRAME DOUBLE, HORIZONTAL SAMOA BROWN | 33.86 | TEM | 1 | LP | 0.096 | 10
5TG55440FA | MEGA FRAME TRIPLE, HORIZONTAL FUSION ALUMINIUM | 48.96 | TEM | 1 | LP | 0.136 | 1
5TG55440MB | MEGA FRAME TRIPLE, HORIZONTAL MISTY BRONZE | 48.96 | TEM | 1 | LP | 0.119 | 1
5TG55440MG | MEGA FRAME TRIPLE, HORIZONTAL MALT GOLD | 48.96 | TEM | 1 | LP | 0.136 | 1
5TG55440PA | MEGA FRAME TRIPLE, HORIZONTAL PRUSSIAN ALUMINIUM | 48.96 | TEM | 1 | LP | 0.137 | 1
5TG55440SB | MEGA FRAME TRIPLE, HORIZONTAL SAMOA BROWN | 48.96 | TEM | 1 | LP | 0.1 | 1
5TG55441FA | MEGA FRAME QUADRUPLE, HORIZONTAL FUSION ALUMINIUM | 71.4 | TEM | 1 | LP | 0.161 | 1
5TG55441MB | MEGA FRAME QUADRUPLE, HORIZONTAL MISTY BRONZE | 71.4 | TEM | 1 | LP | 0.139 | 1
5TG55441MG | MEGA FRAME QUADRUPLE, HORIZONTAL MALT GOLD | 71.4 | TEM | 1 | LP | 0.129 | 1
5TG55441PA | MEGA FRAME QUADRUPLE, HORIZONTAL PRUSSIAN ALUMINIUM | 71.4 | TEM | 1 | LP | 0.13 | 1
5TG55441SB | MEGA FRAME QUADRUPLE, HORIZONTAL SAMOA BROWN | 71.4 | TEM | 1 | LP | 0.131 | 1
5TG55442FA | MEGA FRAME DOUBLE, VERTICAL FUSION ALUMINIUM | 33.86 | TEM | 1 | LP | 0.101 | 10
5TG55442MB | MEGA FRAME DOUBLE, VERTICAL MISTY BRONZE | 33.86 | TEM | 1 | LP | 0.102 | 10
5TG55442MG | MEGA FRAME DOUBLE, VERTICAL MALT GOLD | 33.86 | TEM | 1 | LP | 0.101 | 10
5TG55442PA | MEGA FRAME DOUBLE, VERTICAL PRUSSIAN ALUMINIUM | 33.86 | TEM | 1 | LP | 0.1 | 10
5TG55442SB | MEGA FRAME DOUBLE, VERTICAL SAMOA BROWN | 33.86 | TEM | 1 | LP | 0.09 | 10
5TG55443FA | MEGA FRAME TRIPLE, VERTICAL FUSION ALUMINIUM | 48.96 | TEM | 1 | LP | 0.107 | 1
5TG55443MB | MEGA FRAME TRIPLE, VERTICAL MISTY BRONZE | 48.96 | TEM | 1 | LP | 0.112 | 1
5TG55443MG | MEGA FRAME TRIPLE, VERTICAL MALT GOLD | 48.96 | TEM | 1 | LP | 0.148 | 1
5TG55443PA | MEGA FRAME TRIPLE, VERTICAL PRUSSIAN ALUMINIUM | 48.96 | TEM | 1 | LP | 0.145 | 1
5TG55443SB | MEGA FRAME TRIPLE, VERTICAL SAMOA BROWN | 48.96 | TEM | 1 | LP | 0.148 | 1
5TG55444FA | MEGA FRAME QUADRUPLE, VERTICAL FUSION ALUMINIUM | 71.4 | TEM | 1 | LP | 0.18 | 1
5TG55444MB | MEGA FRAME QUADRUPLE, VERTICAL MISTY BRONZE | 71.4 | TEM | 1 | LP | 0.182 | 1
5TG55444MG | MEGA FRAME QUADRUPLE, VERTICAL MALT GOLD | 71.4 | TEM | 1 | LP | 0.09 | 1
5TG55444PA | MEGA FRAME QUADRUPLE, VERTICAL PRUSSIAN ALUMINIUM | 71.4 | TEM | 1 | LP | 0.172 | 1
5TG55444SB | MEGA FRAME QUADRUPLE, VERTICAL SAMOA BROWN | 71.4 | TEM | 1 | LP | 0.147 | 1
5TG6220 | ISYSTEM, CARBON METALLIC ROCKER W. WINDOW, 55X55MM F.CONTROL/OFF/CO SWITCH F.PUSHB. NEUTRAL AND F.PUSHB. W. SEPARATE FEEDBACK | 3.77 | TEM | 1 | LP | 0.019 | 1
5TG6221 | ISYSTEM, CARBON METALLIC ROCKER F.UNIVERSAL SWITCH CO/OFF F. INTERMEDIATE AND OFF SWITCH FOR PUSHB. NEUTRAL, 55X55MM | 2.55 | TEM | 1 | LP | 0.022 | 1
5TG62210 | ISYSTEM , ARTIST ROCKER F. DEVICE INSERTS F. UNIVERSAL DIMMER INSERT 55MM X 55MM | 15.3 | TEM | 1 | LP | 0.022 | 1
5TG62211 | ISYSTEM, PIANO BLACK ROCKER F. DEVICE INSERTS UNIVERSAL SWITCH, PUSHB., ETC. 55MM X 55MM | 10.61 | TEM | 1 | LP | 0.017 | 1
5TG62212 | ISYSTEM, CHILLY ROCKER F. DEVICE INSERTS UNIVERSAL SWITCH, PUSHB., ETC. 55MM X 55MM | 10.61 | TEM | 1 | LP | 0.023 | 1
5TG6224 | ISYSTEM, CARBON METALLIC ROCKER W. WINDOW F.2CIRCUIT/DUAL 2WAY SWITCH 55X55MM | 6.43 | TEM | 1 | LP | 0.024 | 1
5TG6225 | ISYSTEM, CARBON METALLIC ROCKER F.2CIRCUIT/DUAL 2WAY SWITCH F. DOUBLE PUSHB., 55X55MM | 3.16 | TEM | 1 | LP | 0.023 | 1
5TG62250 | ISYSTEM , ARTIST ROCKER 2WAY F. DEVICE INSERTS 2CIRCUIT SWITCH, PUSHB. 2WAY ETC., 55MM X 55MM | 24.68 | TEM | 1 | LP | 0.026 | 1
5TG6226 | ISYSTEM, CARBON METALLIC ROCKER W. WINDOW W. LIGHT SYMBOL F. PUSHB., 55X55MM | 4.28 | TEM | 1 | LP | 0.018 | 1
5TG6227 | ISYSTEM, CARBON METALLIC ROCKER W. BELL SYMBOL FOR PUSHB., 55X55MM | 4.39 | TEM | 1 | LP | 0.017 | 1
5TG6228 | ISYSTEM, CARBON METALLIC ROCKER W. DOOR OPENER SYMBOL FOR PUSHB., 55X55MM | 4.39 | TEM | 1 | LP | 0.022 | 1
5TG6230 | ISYSTEM, CARBON METALLIC ROCKER W. LAB. PLATE, 55X55MM F.UNIVERSAL SWITCH CO/OFF F. INTERMEDIATE AND OFF SWITCH F.HEATING EMERG. SWITCH, F.PUSHB. | 7.04 | TEM | 1 | LP | 0.018 | 1
5TG6231 | ISYSTEM, CARBON METALLIC ROCKER W. WINDOW, W. LAB. PLATE FOR HEATING EM. SWITCH 55X55M | 7.24 | TEM | 1 | LP | 0.024 | 1
5TG6232 | ISYSTEM, CARBON METALLIC ROCKER W. LAB. PLATE F.2CIRCUIT/DUAL 2WAY SWITCH 55X55MM | 11.32 | TEM | 1 | LP | 0.018 | 1
5TG6233 | ISYSTEM, CARBON METALLIC ROCKER W. WINDOW, W. LAB. PLATE F.2CIRCUIT/DUAL 2WAY SWITCH F.PUSHB. 2FOLD CENTER POSITION FOR DOUBLE PUSHB., 55X55MM | 12.65 | TEM | 1 | LP | 0.025 | 1
5TG6234 | ISYSTEM, CARBON METALLIC ROCKER W.SHUTTER/BLIND SYMBOLS FOR SHUTTER PUSHB. , 55X55MM | 5.3 | TEM | 1 | LP | 0.024 | 1
5TG6240 | ISYSTEM, ALUMIN.METALLIC ROCKER W. WINDOW, 55X55MM F.CONTROL/OFF/CO SWITCH F.PUSHB. NEUTRAL AND F.PUSHB. W. SEPARATE FEEDBACK | 3.77 | TEM | 1 | LP | 0.023 | 1
5TG6241 | ISYSTEM, ALUMIN.METALLIC ROCKER F.UNIVERSAL SWITCH CO/OFF F. INTERMEDIATE AND OFF SWITCH FOR PUSHB. NEUTRAL, 55X55MM | 2.55 | TEM | 1 | LP | 0.022 | 1
5TG6244 | ISYSTEM, ALUMIN.METALLIC ROCKER W. WINDOW F.2CIRCUIT/DUAL 2WAY SWITCH 55X55MM | 6.43 | TEM | 1 | LP | 0.018 | 1
5TG6245 | ISYSTEM, ALUMIN.METALLIC ROCKER F.2CIRCUIT/DUAL 2WAY SWITCH F. DOUBLE PUSHB., 55X55MM | 3.16 | TEM | 1 | LP | 0.023 | 1
5TG6246 | ISYSTEM, ALUMIN.METALLIC ROCKER W. WINDOW W. LIGHT SYMBOL F. PUSHB., 55X55MM | 4.28 | TEM | 1 | LP | 0.018 | 1
5TG6247 | ISYSTEM, ALUMIN.METALLIC ROCKER W. BELL SYMBOL FOR PUSHB., 55X55MM | 4.39 | TEM | 1 | LP | 0.017 | 1
5TG6248 | ISYSTEM, ALUMIN.METALLIC ROCKER W. DOOR OPENER SYMBOL FOR PUSHB., 55X55MM | 4.39 | TEM | 1 | LP | 0.023 | 1
5TG6250 | ISYSTEM, ALUMIN.METALLIC ROCKER W. LAB. PLATE, 55X55MM F.UNIVERSAL SWITCH CO/OFF F. INTERMEDIATE AND OFF SWITCH F.HEATING EMERG. SWITCH, F.PUSHB. | 7.04 | TEM | 1 | LP | 0.018 | 1
5TG6251 | ISYSTEM, ALUMIN.METALLIC ROCKER W. WINDOW, W. LAB. PLATE FOR HEATING EM. SWITCH 55X55M | 7.24 | TEM | 1 | LP | 0.019 | 1
5TG6252 | ISYSTEM, ALUMIN.METALLIC ROCKER W. LAB. PLATE F.2CIRCUIT/DUAL 2WAY SWITCH 55X55MM | 11.32 | TEM | 1 | LP | 0.018 | 1
5TG6253 | ISYSTEM, ALUMIN.METALLIC ROCKER W. WINDOW, W. LAB. PLATE F.2CIRCUIT/DUAL 2WAY SWITCH F.PUSHB. 2FOLD CENTER POSITION FOR DOUBLE PUSHB., 55X55MM | 12.65 | TEM | 1 | LP | 0.02 | 1
5TG6254 | ISYSTEM, ALUMIN.METALLIC ROCKER W.SHUTTER/BLIND SYMBOLS FOR SHUTTER PUSHB. , 55X55MM | 5.3 | TEM | 1 | LP | 0.018 | 1
5TG71411 | DELTA STYLE, PLATINUM METALLIC ROCKER, 68X68MM F.UNIVERSAL SWITCH 2WAY/1WAY FOR INTERM. AND ONEWAY SWITCH FOR PUSHBUTTON NEUTRAL F.PUSHBUTTON 1FOLD CENTER POS. | 9.89 | TEM | 1 | LP | 0.03 | 1
5TG71431 | DELTA STYLE, PLATINUM METALLIC ROCKER W. SHUTTER/BLIND SYMBOLS F. SHUTTER SWITCH AND BUTTON 68X68MM | 15.71 | TEM | 1 | LP | 0.026 | 1
5TG71441 | DELTA STYLE, PLATINUM METALLIC ROCKER W. BELL SYMBOL FOR PUSHBUTTON, 68X68MM | 11.63 | TEM | 1 | LP | 0.031 | 1
5TG71451 | DELTA STYLE, PLATINUM METALLIC ROCKER, 68X68MM F. TWOCIRCUIT/TWOWAY SWITCH FOR DOUBLE PUSHBUTTON F.PUSHBUTTON 2FOLD CENTER POS. | 13.06 | TEM | 1 | LP | 0.032 | 1
5TG71461 | DELTA STYLE, PLATINUM METALLIC ROCKER W. WINDOW W.LIGHT SYMBOL FOR PUSHBUTTON, 68X68MM | 12.55 | TEM | 1 | LP | 0.032 | 1
5TG71501 | DELTA STYLE, PLATINUM METALLIC ROCKER W. LABEL AND WINDOW WITH BELL SYMBOL FOR PUSHBUTTON, 68X68MM | 17.34 | TEM | 1 | LP | 0.035 | 1
5TG71561 | DELTA STYLE, PLATINUM METALLIC ROCKER W. LABEL F.UNIVERSAL SWITCH 2WAY/1WAY FOR INTERM. AND ONEWAY SWITCH FOR PUSHBUTTON NEUTRAL, 68X68MM | 13.77 | TEM | 1 | LP | 0.03 | 1
5TG71581 | DELTA STYLE, PLATINUM METALLIC ROCKER W. WINDOW FOR TWOCIRCUIT SWITCH F.PUSHBUTTON 2FOLD CENTER POS. FOR DOUBLE PUSHBUTTON, 68X68MM | 15.71 | TEM | 1 | LP | 0.033 | 1
5TG7920 | DELTA PROFIL, SILVER ROCKER, 65X65MM F.CONTROL/OFF/CO SWITCH F. PUSHB. W. SEPARATE FEEDBACK | 10.81 | TEM | 1 | LP | 0.03 | 1
5TG7921 | DELTA PROFIL, SILVER ROCKER, 65X65MM F.UNIVERSAL SWITCH CO/OFF F. INTERMEDIATE AND OFF SWITCH FOR PUSHB. NEUTRAL F.PUSHB. 1FOLD CENTER POSITION | 9.89 | TEM | 1 | LP | 0.029 | 1
5TG7925 | DELTA PROFIL, SILVER ROCKER, 65X65MM F.2CIRCUIT/DUAL 2WAY SWITCH F. DOUBLE PUSHB. F.PUSHB. 2FOLD CENTER POSITION | 13.46 | TEM | 1 | LP | 0.029 | 1
5TG7926 | DELTA PROFIL, SILVER ROCKER W. WINDOW W. LIGHT SYMBOL F. PUSHB., 65X65MM | 11.12 | TEM | 1 | LP | 0.026 | 1
5TG7927 | DELTA PROFIL, SILVER ROCKER W. BELL SYMBOL FOR PUSHB., 65X65MM | 11.02 | TEM | 1 | LP | 0.026 | 1
5TG7928 | DELTA PROFIL, SILVER ROCKER W. DOOR OPENER SYMBOL FOR PUSHB., 65X65MM | 11.02 | TEM | 1 | LP | 0.039 | 1
5TG7934 | DELTA PROFIL, SILVER ROCKER W.SHUTTER/BLIND SYMBOLS FOR SHUTTER PUSHB. , 65X65MM | 19.38 | TEM | 1 | LP | 0.029 | 1
5TG7936 | DELTA PROFIL, SILVER ROCKER W. LAB. PLATE F.UNIVERSAL SWITCH CO/OFF F. INTERMEDIATE AND OFF SWITCH FOR PUSHB. NEUTRAL, 65X65MM | 11.32 | TEM | 1 | LP | 0.026 | 1
5UB1460 | DELTA PROFIL, SILVER SCHUKO SOCKET OUTL. 10/16A 250V WITH SCREWLESS TERMINALS W.OVERVOLTAGE PROTECTION, LABELLING AREA, AND DISPLAY WITH COVER PLATE 65X65MM | 155.75 | TEM | 1 | LP | 0.115 | 1
5UB1463 | DELTA PROFIL, SILVER SCHUKO SOCKET OUTL. 10/16A 250V BEZEL BLACK W. SCREWLESS TERMINALS COVER PLATE 65X65MM | 18.16 | TEM | 1 | LP | 0.093 | 1
5UB1464 | DELTA PROFIL PROGRAM SILVER SCHUKO SOCKET OUTLET 10/16A 250V, WITH SCREWLESS TERMINALS AND COVER PLATE 65X65MM | 20.2 | TEM | 1 | LP | 0.101 | 1
5UB1465 | DELTA PROFIL, SILVER SCHUKO SOCKET OUTL. 10/16A 250V BEZEL BLACK W. SCREWLESS TERMINALS W. INCREASED TOUCH PROTECTION COVER PLATE 65X65MM | 19.69 | TEM | 1 | LP | 0.095 | 1
5UB1467 | DELTA PROFIL, SILVER SCHUKO SOCKET OUTL. 10/16A 250V W. SCREWLESS TERMINALS COVER PLATE 65X65MM | 18.16 | TEM | 1 | LP | 0.084 | 1
5UB1468 | DELTA PROFIL, SILVER SCHUKO SOCKET OUTL. 10/16A 250V W. SCREWLESS TERMINALS W. INCREASED TOUCH PROTECTION COVER PLATE 65X65MM | 19.69 | TEM | 1 | LP | 0.094 | 1
5UB1512 | ISYSTEM, GREEN (SV) SCHUKO SOCKET OUTL. 10/16A 250V W. SCREWLESS TERMINALS COVER PLATE 55X55MM | 9.49 | TEM | 1 | LP | 0.079 | 1
5UB1513 | ISYSTEM, ORANGE (ZSV) SCHUKO SOCKET OUTL. 10/16A 250V W. SCREWLESS TERMINALS COVER PLATE 55X55MM | 9.49 | TEM | 1 | LP | 0.079 | 1
5UB1522 | ISYSTEM SCHUKO SOCKET OUTLET W. INCREASED TOUCH PROTECTION ROT, 55MM X 55MM | 17.75 | TEM | 1 | LP | 0.085 | 1
5UB1536 | ISYSTEM, RED SCHUKO SOCKET OUTL. 10/16A 250V W. SCREWLESS TERMINALS W. LABELING FIELD COVER PLATE 55X55MM | 17.34 | TEM | 1 | LP | 0.087 | 1
5UB1827 | DELTA STYLE SCHUKO OUTLET 10/16A 250V WITH LABELING ZSV ORANGE | 15.2 | TEM | 1 | LP | 0.088 | 1
5UB1850 | DELTA STYLE SCHUKO SOCKET OUTL. 10/16A 250V BEZEL ORANGE (ZSV) COVER PLATE 68X68MM | 13.46 | TEM | 1 | LP | 0.088 | 1
5UB18521 | DELTA STYLE, PLATINUM METALLIC SCHUKO OUTLET 10/16A 250V WITH HINGED LID COVER PLATE 68X68MM | 25.81 | TEM | 1 | LP | 0.107 | 1
5UB18531 | DELTA STYLE, PLATINUM METALLIC SCHUKO OUTLET 10/16A 250V COVER PLATE 68X68MM | 14.59 | TEM | 1 | LP | 0.083 | 1
5UB18551 | DELTA STYLE, PLATINUM METALLIC SCHUKO OUTLET 10/16A 250V WITH INCREASED TOUCH PROTECTION COVER PLATE 68X68MM | 17.75 | TEM | 1 | LP | 0.097 | 1
5UB18571 | DELTA STYLE, PLATINUM METALLIC SCHUKO OUTLET 10/16A 250V WITH LABELING FIELD WITH INCREASED TOUCH PROTECTION COVER PLATE 68X68MM | 22.54 | TEM | 1 | LP | 0.09 | 1
5UB18581 | DELTA STYLE, PLATINUM METALLIC SCHUKO OUTLET 10/16A 250V WITH OVERVOLTAGE PROTECTION LABEL. FIELD, FUNCTION DISPLAYS WITH INCREASED TOUCH PROTECTION COVER PLATE 68X68MM | 210.43 | TEM | 1 | LP | 0.117 | 1
5UB1910 | ISYSTEM, GREEN (SV) SCHUKO SOCKET OUTL. 10/16A 250V W. SCREWLESS TERMINALS W. INSCRIPTION "SV" COVER PLATE 55X55MM | 14.89 | TEM | 1 | LP | 0.092 | 1
5UB1911 | ISYSTEM, ORANGE (ZSV) SCHUKO SOCKET OUTL. 10/16A 250V W. SCREWLESS TERMINALS W. INSCRIPTION "ZSV" COVER PLATE 55X55MM | 14.89 | TEM | 1 | LP | 0.091 | 1
5UB1920 | ISYSTEM, CARBON METALLIC SCHUKO SOCKET OUTL. 10/16A 250V W. SCREWLESS TERMINALS W. HINGED LID 55X55MM A. INCREASED TOUCH PROTECTION | 24.17 | TEM | 1 | LP | 0.093 | 1
5UB1921 | ISYSTEM, CARBON METALLIC SCHUKO SOCKET OUTL. 10/16A 250V W. SCREWLESS TERMINALS COVER PLATE 55X55M | 10.61 | TEM | 1 | LP | 0.08 | 1
5UB1923 | ISYSTEM, CARBON METALLIC SCHUKO SOCKET OUTL. 10/16A 250V W. SCREWLESS TERMINALS W. LABELING FIELD COVER PLATE 55X55MM | 16.42 | TEM | 1 | LP | 0.093 | 1
5UB1924 | ISYSTEM, CARBON METALLIC SCHUKO SOCKET OUTL. 10/16A 250V W. SCREWLESS TERMINALS W. INCREASED TOUCH PROTECTION COVER PLATE 55X55MM | 13.87 | TEM | 1 | LP | 0.092 | 1
5UB19240 | ISYSTEM , ARTIST SCHUKO SOCKET OUTLET 16A 250V SCREWLESSTYPE TERMINALS A. INCREASED TOUCH PROTECTION 55MM X 55MM | 26.32 | TEM | 1 | LP | 0.085 | 1
5UB1925 | ISYSTEM, CARBON METALLIC SCHUKO SOCKET OUTL. 10/16A 250V W. SCREWLESS TERMINALS STATUS DISPLAY, LABEL. FIELD COVER PLATE 55X55MM | 20.91 | TEM | 1 | LP | 0.081 | 1
5UB1926 | ISYSTEM, CARBON METALLIC SCHUKO SOCKET OUTL. 10/16A 250V W. SCREWLESS TERMINALS W. OVERVOLTAGE PROTECTION LAB. FIELD, FUNCTION INDICATORS COVER PLATE 55X55MM | 135.46 | TEM | 1 | LP | 0.115 | 1
5UB1927 | ISYSTEM, CARBON METALLIC SCHUKO SOCKET OUTL. 10/16A 250V W. SCREWLESS TERMINALS W. HINGED LID 55X55MM | 18.77 | TEM | 1 | LP | 0.099 | 1
5UB1930 | ISYSTEM,ALUMINUM METAL. SCHUKO SOCKET OUTL. 10/16A 250V W. SCREWLESS TERMINALS W. HINGED LID 55X55MM A. INCREASED TOUCH PROTECTION | 23.87 | TEM | 1 | LP | 0.093 | 1
5UB1931 | ISYSTEM, ALUMIN.METALLIC SCHUKO SOCKET OUTL. 10/16A 250V W. SCREWLESS TERMINALS COVER PLATE 55X55M | 10.61 | TEM | 1 | LP | 0.08 | 1
5UB1933 | ISYSTEM, ALUMIN.METALLIC SCHUKO SOCKET OUTL. 10/16A 250V W. SCREWLESS TERMINALS W. LABELING FIELD COVER PLATE 55X55MM | 16.42 | TEM | 1 | LP | 0.087 | 1
5UB1934 | ISYSTEM, ALUMIN.METALLIC SCHUKO SOCKET OUTL. 10/16A 250V W. SCREWLESS TERMINALS W. INCREASED TOUCH PROTECTION COVER PLATE 55X55MM | 13.87 | TEM | 1 | LP | 0.085 | 1
5UB1935 | ISYSTEM, ALUMIN.METALLIC SCHUKO SOCKET OUTL. 10/16A 250V W. SCREWLESS TERMINALS STATUS DISPLAY, LABEL. FIELD COVER PLATE 55X55MM | 20.91 | TEM | 1 | LP | 0.088 | 1
5UB1936 | ISYSTEM, ALUMIN.METALLIC SCHUKO SOCKET OUTL. 10/16A 250V W. SCREWLESS TERMINALS W. OVERVOLTAGE PROTECTION LAB. FIELD, FUNCTION INDICATORS COVER PLATE 55X55MM | 135.46 | TEM | 1 | LP | 0.112 | 1
5UB1937 | ISYSTEM, ALUMIN.METALLIC SCHUKO SOCKET OUTL. 10/16A 250V W. SCREWLESS TERMINALS W. HINGED LID 55X55MM | 18.77 | TEM | 1 | LP | 0.099 | 1
5UB4686 | DELTA FLAT IP68 SCHUKO WALL SOCKET, BLUE 16A 250V | 52.43 | TEM | 1 | LP | 0.239 | 1
5UB55101SB | SOL SCHUKO SOCKET OUTLET GERMAN STANDARD 10A 250V AC WITH CLAWS SILVER, BLACK | 8.06 | TEM | 1 | LP | 0.103 | 10
5UH10651 | DELTA STYLE, PLATINUM METALLIC COVER PLATE 68X68MM FOR SCHUKO OUTLET | 12.85 | TEM | 1 | LP | 0.026 | 1
5UH1083 | DELTA VITA, ALUMINUM METALLIC COVER PLATE 55X55MM FOR SCHUKO OUTLETS | 10.2 | TEM | 1 | LP | 0.022 | 1
5UH1202 | DELTA ISYSTEM OUTLET COVER W/O INSERT W. INCREASED TOUCH PROTECTION ALUMINUM METALLIC 55X55MM | 13.36 | TEM | 1 | LP | 0.022 | 1
5TC8914 | DELTA NATUR, LIGHT OAK COVER PLATE F. DIMMER W. ROTARY BUTTON 62X62MM | 52.94 | TEM | 1 | LP | 0.046 | 1
5TC8915 | DELTA NATUR, DARK OAK COVER PLATE F. DIMMER W. ROTARY BUTTON 62X62MM | 52.94 | TEM | 1 | LP | 0.049 | 1
5TC8916 | DELTA NATUR, RED MAPLE COVER PLATE F. DIMMER W. ROTARY BUTTON 62X62MM | 57.94 | TEM | 1 | LP | 0.041 | 1
5TC8918 | DELTA NATUR, BEECH COVER PLATE F. DIMMER W. ROTARY BUTTON 62X62MM | 57.94 | TEM | 1 | LP | 0.044 | 1
5TC8920 | DELTA NATUR, CHERRY COVER PLATE F. DIMMER W. ROTARY BUTTON 62X62MM | 57.94 | TEM | 1 | LP | 0.042 | 1
5TG11010 | MIRO FRAME 1FOLD WOOD WENGE COLOR ACHIEVE BY STAINING | 40.29 | TEM | 1 | LP | 0.038 | 1
5TG11011 | MIRO FRAME 1FOLD WOOD CHERRY TREE COLOR ACHIEVE BY STAINING | 34.37 | TEM | 1 | LP | 0.038 | 1
5TG11012 | DELTA MIRO FRAME 1FOLD GENUINE MATERIAL WOOD TYPE OF WOOD RED MAPLE DIMENSIONS 90X90MM | 34.37 | TEM | 1 | LP | 0.037 | 1
5TG11013 | DELTA MIRO FRAME 1FOLD GENUINE MATERIAL WOOD TYPE OF WOOD MAPLE DIMENSIONS 90X90MM | 34.37 | TEM | 1 | LP | 0.037 | 1
5TG11014 | DELTA MIRO FRAME 1FOLD GENUINE MATERIAL WOOD TYPE OF WOOD BEECH TREE DIMENSIONS 90X90MM | 34.37 | TEM | 1 | LP | 0.035 | 1
5TG11020 | MIRO FRAME 2FOLD WOOD WENGE COLOR ACHIEVE BY STAINING | 64.57 | TEM | 1 | LP | 0.063 | 1
5TG11021 | MIRO FRAME 2FOLD WOOD CHERRY TREE COLOR ACHIEVE BY STAINING | 55.08 | TEM | 1 | LP | 0.061 | 1
5TG11022 | DELTA MIRO FRAME 2FOLD GENUINE MATERIAL WOOD TYPE OF WOOD RED MAPLE DIMENSIONS 161X90MM | 55.08 | TEM | 1 | LP | 0.063 | 1
5TG11023 | DELTA MIRO FRAME 2FOLD GENUINE MATERIAL MAPLE TREE TYPE OF WOOD WENGE DIMENSIONS 161X90MM | 55.08 | TEM | 1 | LP | 0.06 | 1
5TG11024 | DELTA MIRO FRAME 2FOLD GENUINE MATERIAL WOOD TYPE OF WOOD BEECH TREE DIMENSIONS 161X90MM | 55.08 | TEM | 1 | LP | 0.063 | 1
5TG11030 | MIRO FRAME 3FOLD WOOD WENGE COLOR ACHIEVE BY STAINING | 108.63 | TEM | 1 | LP | 0.099 | 1
5TG11031 | MIRO FRAME 3FOLD WOOD CHERRY TREE COLOR ACHIEVE BY STAINING | 92.72 | TEM | 1 | LP | 0.074 | 1
5TG11032 | DELTA MIRO FRAME 3FOLD GENUINE MATERIAL WOOD TYPE OF WOOD RED MAPLE DIMENSIONS 232X90MM | 92.72 | TEM | 1 | LP | 0.089 | 1
5TG11033 | DELTA MIRO FRAME 3FOLD GENUINE MATERIAL WOOD TYPE OF WOOD MAPLE TREE DIMENSIONS 232X90MM | 92.72 | TEM | 1 | LP | 0.086 | 1
5TG11034 | DELTA MIRO FRAME 3FOLD GENUINE MATERIAL WOOD TYPE OF WOOD BEECH TREE DIMENSIONS 232X90MM | 92.72 | TEM | 1 | LP | 0.087 | 1
5TG11040 | MIRO FRAME 4FOLD WOOD WENGE COLOR ACHIEVE BY STAINING | 149.12 | TEM | 1 | LP | 0.118 | 1
5TG11041 | MIRO FRAME 4FOLD WOOD CHERRY TREE COLOR ACHIEVE BY STAINING | 127.19 | TEM | 1 | LP | 0.112 | 1
5TG11043 | DELTA MIRO FRAME 4FOLD GENUINE MATERIAL WOOD TYPE OF WOOD MAPLE TREE DIMENSIONS 303X90MM | 127.19 | TEM | 1 | LP | 0.103 | 1
5TG11044 | DELTA MIRO FRAME 4FOLD GENUINE MATERIAL WOOD TYPE OF WOOD BEECH TREE DIMENSIONS 303X90MM | 127.19 | TEM | 1 | LP | 0.114 | 1
5TG11210 | DELTA MIRO ALUMINUM FRAME 1FOLD REAL ALUMINUM UNPAINTED DIMENSIONS 90X90MM | 46.51 | TEM | 1 | LP | 0.086 | 1
5TG11213 | DELTA MIRO ALUMINUM FRAME 1FOLD REAL ALUMINUM OXIDE YELLOW DIMENSIONS 90X90MM | 46.51 | TEM | 1 | LP | 0.079 | 1
5TG11220 | DELTA MIRO ALUMINUM FRAME 2FOLD REAL ALUMINUM UNPAINTED DIMENSIONS 161X90MM | 75.48 | TEM | 1 | LP | 0.14 | 1
5TG11223 | DELTA MIRO ALUMINUM FRAME 2FOLD REAL ALUMINUM OXIDE YELLOW DIMENSIONS 161X90MM | 75.48 | TEM | 1 | LP | 0.141 | 1
5TG11233 | DELTA MIRO ALUMINUM FRAME 3FOLD REAL ALUMINUM OXIDE YELLOW DIMENSIONS 232X90MM | 124.54 | TEM | 1 | LP | 0.192 | 1
5TG11240 | DELTA MIRO ALUMINUM FRAME 4FOLD REAL ALUMINUM UNPAINTED DIMENSIONS 303X90MM | 171.26 | TEM | 1 | LP | 0.246 | 1
5TG11243 | DELTA MIRO ALUMINUM FRAME 4FOLD REAL ALUMINUM OXIDE YELLOW DIMENSIONS 303X90MM | 171.26 | TEM | 1 | LP | 0.244 | 1
5TG11253 | DELTA MIRO ALUMINUM FRAME 5FOLD REAL ALUMINUM OXIDE YELLOW DIMENSIONS 347X90MM | 222.16 | TEM | 1 | LP | 0.272 | 1
5TG1201 | DELTA MIRO SINGLE FRAME GENUINE GLASS CRYSTAL GREEN DIMENSION 90X90 MM | 46.51 | TEM | 1 | LP | 0.096 | 1
5TG12010 | DELTA MIRO SINGLE FRAME GENUINE GLASS CRYSTAL GREEN WITHOUT SIEMENS LOGO DIMENSION 90X90 MM | 46.51 | TEM | 1 | LP | 0.073 | 1
5TG12011 | DELTA MIRO GLASS FRAME 1FOLD REAL GLASS WHITE 90X90MM | 46.41 | TEM | 1 | LP | 0.097 | 1
5TG12012 | DELTA MIRO GLASS FRAME 1FOLD REAL GLASS BLACK 90X90MM | 46.41 | TEM | 1 | LP | 0.096 | 1
5TG12013 | DELTA MIRO GLASS FRAME 1FOLD REAL GLASS ORIENT 90X90MM | 46.41 | TEM | 1 | LP | 0.072 | 1
5TG12014 | DELTA MIRO GLASS FRAME 1FOLD REAL GLASS ARENA 90X90MM | 46.41 | TEM | 1 | LP | 0.096 | 1
5TG1202 | DELTA MIRO DOUBLE FRAME GENUINE GLASS CRYSTAL GREEN DIMENSION 161X90 MM | 75.48 | TEM | 1 | LP | 0.149 | 1
5TG12020 | DELTA MIRO DOUBLE FRAME GENUINE GLASS CRYSTAL GREEN WITHOUT SIEMENS LOGO DIMENSION 161X90 MM | 75.48 | TEM | 1 | LP | 0.222 | 1
5TG12021 | DELTA MIRO GLASS FRAME 2FOLD REAL GLASS WHITE 161X90MM | 75.28 | TEM | 1 | LP | 0.157 | 1
5TG12022 | DELTA MIRO GLASS FRAME 2FOLD REAL GLASS BLACK 161X90MM | 75.28 | TEM | 1 | LP | 0.149 | 1
5TG12023 | DELTA MIRO GLASS FRAME 2FOLD REAL GLASS ORIENT 161X90MM | 75.28 | TEM | 1 | LP | 0.158 | 1
5TG12024 | DELTA MIRO GLASS FRAME 2FOLD REAL GLASS ARENA 161X90MM | 75.28 | TEM | 1 | LP | 0.152 | 1
5TG1203 | DELTA MIRO TRIPLE FRAME GENUINE GLASS CRYSTAL GREEN DIMENSION 232X90 MM | 124.54 | TEM | 1 | LP | 0.224 | 1
5TG12031 | DELTA MIRO GLASS FRAME 3FOLD REAL GLASS WHITE 232X90MM | 124.54 | TEM | 1 | LP | 0.213 | 1
5TG12032 | DELTA MIRO GLASS FRAME 3FOLD REAL GLASS BLACK 232X90MM | 124.54 | TEM | 1 | LP | 0.219 | 1
5TG12033 | DELTA MIRO GLASS FRAME 3FOLD REAL GLASS ORIENT 232X90MM | 124.54 | TEM | 1 | LP | 0.207 | 1
5TG12034 | DELTA MIRO GLASS FRAME 3FOLD REAL GLASS ARENA 232X90MM | 124.54 | TEM | 1 | LP | 0.224 | 1
5TG1204 | DELTA MIRO QUADRUPLE FRAME GENUINE GLASS CRYSTAL GREEN DIMENSION 303X90 MM | 171.26 | TEM | 1 | LP | 0.301 | 1
5TG12041 | DELTA MIRO GLASS FRAME 4FOLD REAL GLASS WHITE 303X90MM | 170.75 | TEM | 1 | LP | 0.288 | 1
5TG12042 | DELTA MIRO GLASS FRAME 4FOLD REAL GLASS BLACK 303X90MM | 170.75 | TEM | 1 | LP | 0.269 | 1
5TG12044 | DELTA MIRO GLASS FRAME 4FOLD REAL GLASS ARENA 303X90MM | 170.75 | TEM | 1 | LP | 0.282 | 1
5TG1205 | DELTA MIRO QUINTUPLE FRAME GENUINE GLASS CRYSTAL GREEN DIMENSION 374X90 MM | 222.16 | TEM | 1 | LP | 0.343 | 1
5TG12051 | DELTA MIRO GLASS FRAME 5FOLD REAL GLASS WHITE 374X90MM | 223.48 | TEM | 1 | LP | 0.344 | 1
5TG12052 | DELTA MIRO GLASS FRAME 5FOLD REAL GLASS BLACK 374X90MM | 223.48 | TEM | 1 | LP | 0.344 | 1
5TG12054 | DELTA MIRO GLASS FRAME 5FOLD REAL GLASS ARENA 374X90MM | 223.48 | TEM | 1 | LP | 0.341 | 1
5TG1601 | DELTA NATUR, LIGHT OAK FRAME, 1FOLD, 81X81MM | 18.56 | TEM | 1 | LP | 0.028 | 1
5TG1602 | DELTA NATUR, LIGHT OAK FRAME, 2FOLD, 152X81MM | 30.5 | TEM | 1 | LP | 0.043 | 1
5TG1603 | DELTA NATUR, LIGHT OAK FRAME, 3FOLD, 223X81MM | 43.45 | TEM | 1 | LP | 0.073 | 1
5TG1604 | DELTA NATUR, LIGHT OAK FRAME, 4FOLD, 294X81MM | 64.57 | TEM | 1 | LP | 0.083 | 1
5TG1605 | DELTA NATUR, LIGHT OAK ANTENNA COVER PLATE 62X62MM F.BROADBAND OUTLET BOX RF/TV | 25.09 | TEM | 1 | LP | 0.028 | 1
5TG1607 | DELTA NATUR, LIGHT OAK COVER PLATE 62X62MM FOR TELECOMMUNICATION CONNECTION UNITS (TAE) | 22.44 | TEM | 1 | LP | 0.044 | 1
5TG1610 | DELTA NATUR, DARK OAK BLANKING PLATE, 62X62MM | 21.93 | TEM | 1 | LP | 0.058 | 1
5TG1611 | DELTA NATUR, DARK OAK FRAME, 1FOLD, 81X81MM | 18.56 | TEM | 1 | LP | 0.028 | 1
5TG1612 | DELTA NATUR, DARK OAK FRAME, 2FOLD, 152X81MM | 30.5 | TEM | 1 | LP | 0.041 | 1
5TG1613 | DELTA NATUR, DARK OAK FRAME, 3FOLD, 223X81MM | 43.45 | TEM | 1 | LP | 0.055 | 1
5TG1614 | DELTA NATUR, DARK OAK FRAME, 4FOLD, 294X81MM | 64.57 | TEM | 1 | LP | 0.082 | 1
5TG1615 | DELTA NATUR, DARK OAK ANTENNA COVER PLATE 62X62MM F.BROADBAND OUTLET BOX RF/TV | 25.09 | TEM | 1 | LP | 0.022 | 1
5TG1617 | DELTA NATUR, DARK OAK COVER PLATE 62X62MM FOR TELECOMMUNICATION CONNECTION UNITS (TAE) | 22.44 | TEM | 1 | LP | 0.032 | 1
5TG1621 | DELTA NATUR, RED MAPLE FRAME, 1FOLD, 81X81MM | 19.89 | TEM | 1 | LP | 0.026 | 1
5TG1622 | DELTA NATUR, RED MAPLE FRAME, 2FOLD, 152X81MM | 30.7 | TEM | 1 | LP | 0.04 | 1
5TG1623 | DELTA NATUR, RED MAPLE FRAME, 3FOLD, 223X81MM | 47.12 | TEM | 1 | LP | 0.055 | 1
5TG1624 | DELTA NATUR, RED MAPLE FRAME, 4FOLD, 294X81MM | 72.62 | TEM | 1 | LP | 0.083 | 1
5TG1625 | DELTA NATUR, RED MAPLE ANTENNA COVER PLATE 62X62MM F.BROADBAND OUTLET BOX RF/TV | 27.44 | TEM | 1 | LP | 0.03 | 1
5TG1627 | DELTA NATUR, RED MAPLE COVER PLATE 62X62MM F.TELECOMMUNICATION CONNECTION UNITS (TAE) | 25.81 | TEM | 1 | LP | 0.04 | 1
5TG1630 | DELTA NATUR, LIGHT OAK COVER PLATE UAE OUTLET BOX SUITABLE F. CAT.3+5 RUTENBECK CAT.6 BTR, INCLINED OUTLET | 33.56 | TEM | 1 | LP | 0.032 | 1
5TG1631 | DELTA NATUR, DARK OAK COVER PLATE UAE OUTLET BOX SUITABLE F. CAT.3+5 RUTENBECK CAT.6 BTR, INCLINED OUTLET | 33.56 | TEM | 1 | LP | 0.034 | 1
5TG1632 | DELTA NATUR, RED MAPLE COVER PLATE UAE OUTLET BOX SUITABLE F. CAT.3+5 RUTENBECK CAT.6 BTR, INCLINED OUTLET | 40.49 | TEM | 1 | LP | 0.032 | 1
5TG1633 | DELTA NATUR, MAPLE COVER PLATE UAE OUTLET BOX SUITABLE F. CAT.3+5 RUTENBECK CAT.6 BTR, INCLINED OUTLET | 40.49 | TEM | 1 | LP | 0.031 | 1
5TG1634 | DELTA NATUR, BEECH COVER PLATE UAE OUTLET BOX SUITABLE F. CAT.3+5 RUTENBECK CAT.6 BTR, INCLINED OUTLET | 40.49 | TEM | 1 | LP | 0.03 | 1
5TG1635 | DELTA NATUR, CHERRY COVER PLATE UAE OUTLET BOX SUITABLE F. CAT.3+5 RUTENBECK CAT.6 BTR, INCLINED OUTLET | 40.49 | TEM | 1 | LP | 0.032 | 1
5TG1638 | DELTA NATUR, LIGHT OAK ANTENNA COVER PLATE 62X62MM FOR RF/TV/SAT OUTLET BOXES HIRSCHMANN EDA 3902F | 25.4 | TEM | 1 | LP | 0.032 | 1
5TG1647 | DELTA NATUR, MAPLE ANTENNA COVER PLATE 62X62MM FOR RF/TV/SAT OUTLET BOXES HIRSCHMANN EDA 3902F | 28.97 | TEM | 1 | LP | 0.031 | 1
5TG1648 | DELTA NATUR, DARK OAK ANTENNA COVER PLATE 62X62MM FOR RF/TV/SAT OUTLET BOXES HIRSCHMANN EDA 3902F | 25.4 | TEM | 1 | LP | 0.034 | 1
5TG1651 | DELTA NATUR, MAPLE FRAME, 1FOLD, 81X81MM | 19.89 | TEM | 1 | LP | 0.028 | 1
5TG1652 | DELTA NATUR, MAPLE FRAME, 2FOLD, 152X81MM | 30.7 | TEM | 1 | LP | 0.042 | 1
5TG1653 | DELTA NATUR, MAPLE FRAME, 3FOLD, 223X81MM | 47.12 | TEM | 1 | LP | 0.066 | 1
5TG1655 | DELTA NATUR, MAPLE ANTENNA COVER PLATE 62X62MM F.BROADBAND OUTLET BOX RF/TV | 27.44 | TEM | 1 | LP | 0.024 | 1
5TG1657 | DELTA NATUR, MAPLE COVER PLATE 62X62MM FOR TELECOMMUNICATION CONNECTION UNITS (TAE) | 25.81 | TEM | 1 | LP | 0.028 | 1
5TG1658 | DELTA NATUR, RED MAPLE ANTENNA COVER PLATE 62X62MM FOR RF/TV/SAT OUTLET BOXES HIRSCHMANN EDA 3902F | 28.97 | TEM | 1 | LP | 0.035 | 1
5TG1671 | DELTA NATUR, CHERRY FRAME, 1FOLD, 81X81MM | 19.89 | TEM | 1 | LP | 0.027 | 1
5TG1672 | DELTA NATUR, CHERRY FRAME, 2FOLD, 152X81MM | 30.7 | TEM | 1 | LP | 0.045 | 1
5TG1674 | DELTA NATUR, CHERRY FRAME, 4FOLD, 294X81MM | 72.62 | TEM | 1 | LP | 0.075 | 1
5TG1675 | DELTA NATUR, CHERRY ANTENNA COVER PLATE 62X62MM F.BROADBAND OUTLET BOX RF/TV | 27.44 | TEM | 1 | LP | 0.034 | 1
5TG1677 | DELTA NATUR, CHERRY COVER PLATE 62X62MM FOR TELECOMMUNICATION CONNECTION UNITS (TAE) | 25.81 | TEM | 1 | LP | 0.026 | 1
5TG1681 | DELTA NATUR, BEECH FRAME, 1FOLD, 81X81MM | 19.89 | TEM | 1 | LP | 0.025 | 1
5TG1684 | DELTA NATUR, BEECH FRAME, 4FOLD, 294X81MM | 72.62 | TEM | 1 | LP | 0.08 | 1
5TG1685 | DELTA NATUR, BEECH ANTENNA COVER PLATE 62X62MM F.BROADBAND OUTLET BOX RF/TV | 27.44 | TEM | 1 | LP | 0.033 | 1
5TG1690 | DELTA NATUR, BEECH ANTENNA COVER PLATE 62X62MM FOR RF/TV/SAT OUTLET BOXES HIRSCHMANN EDA 3902F | 28.97 | TEM | 1 | LP | 0.032 | 1
5TG7640 | DELTA NATUR, LIGHT OAK ROCKER W. WINDOW, 62X62MM F.CONTROL/OFF/CO SWITCH F.PUSHB. NEUTRAL F.PUSHBUTTON W. SEPARATE FEEDBACK | 25.91 | TEM | 1 | LP | 0.05 | 1
5TG7641 | DELTA NATUR, LIGHT OAK ROCKER F.UNIVERSAL SWITCH CO/OFF F. INTERMEDIATE AND OFF SWITCH FOR PUSHB. NEUTRAL, 62X62MM | 23.36 | TEM | 1 | LP | 0.051 | 1
5TG7644 | DELTA NATUR, LIGHT OAK ROCKER W.SHUTTER/BLIND SYMBOLS FOR SHUTTER PUSHB. , 62X62MM | 33.56 | TEM | 1 | LP | 0.049 | 1
5TG7645 | DELTA NATUR, LIGHT OAK ROCKER F.2CIRCUIT/DUAL 2WAY SWITCH F. DOUBLE PUSHB., 62X62MM | 32.84 | TEM | 1 | LP | 0.047 | 1
5TG7650 | DELTA NATUR, DARK OAK ROCKER W. WINDOW, 62X62MM F.CONTROL/OFF/CO SWITCH F. PUSHB. NEUTRAL F.PUSHBUTTON W. SEPARATE FEEDBACK | 25.91 | TEM | 1 | LP | 0.043 | 1
5TG7651 | DELTA NATUR, DARK OAK ROCKER F.UNIVERSAL SWITCH CO/OFF F. INTERMEDIATE AND OFF SWITCH FOR PUSHB. NEUTRAL, 62X62MM | 23.36 | TEM | 1 | LP | 0.049 | 1
5TG7654 | DELTA NATUR, DARK OAK ROCKER W.SHUTTER/BLIND SYMBOLS FOR SHUTTER PUSHB. , 62X62MM | 33.56 | TEM | 1 | LP | 0.059 | 1
5TG7655 | DELTA NATUR, DARK OAK ROCKER F.2CIRCUIT/DUAL 2WAY SWITCH F. DOUBLE PUSHB., 62X62MM | 32.84 | TEM | 1 | LP | 0.052 | 1
5TG7672 | DELTA NATUR, CHERRY ROCKER F.UNIVERSAL SWITCH CO/OFF F. INTERMEDIATE AND OFF SWITCH FOR PUSHB. NEUTRAL, 62X62MM | 25.81 | TEM | 1 | LP | 0.04 | 1
5TG7673 | DELTA NATUR, CHERRY ROCKER W. WINDOW, 62X62MM F.CONTROL/OFF/CO SWITCH F. PUSHB. NEUTRAL F.PUSHBUTTON W. SEPARATE FEEDBACK | 29.07 | TEM | 1 | LP | 0.048 | 1
5TG7674 | DELTA NATUR, CHERRY ROCKER F.2CIRCUIT/DUAL 2WAY SWITCH F. DOUBLE PUSHB., 62X62MM | 36.21 | TEM | 1 | LP | 0.049 | 1
5TG7677 | DELTA NATUR, CHERRY ROCKER W.SHUTTER/BLIND SYMBOLS FOR SHUTTER PUSHB., 62X62MM | 38.86 | TEM | 1 | LP | 0.05 | 1
5TG7680 | DELTA NATUR, RED MAPLE ROCKER W. WINDOW, 62X62MM F.CONTROL/OFF/CO SWITCH F.PUSHB. NEUTRAL F.PUSHBUTTON W. SEPARATE FEEDBACK | 29.07 | TEM | 1 | LP | 0.046 | 1
5TG7681 | DELTA NATUR, RED MAPLE ROCKER F.UNIVERSAL SWITCH CO/OFF F. INTERMEDIATE AND OFF SWITCH FOR PUSHB. NEUTRAL, 62X62MM | 25.81 | TEM | 1 | LP | 0.048 | 1
5TG7684 | DELTA NATUR, RED MAPLE ROCKER W.SHUTTER/BLIND SYMBOLS FOR SHUTTER PUSHB. , 62X62MM | 38.86 | TEM | 1 | LP | 0.24 | 1
5TG7685 | DELTA NATUR, RED MAPLE ROCKER F.2CIRCUIT/DUAL 2WAY SWITCH F. DOUBLE PUSHB., 62X62MM | 36.21 | TEM | 1 | LP | 0.05 | 1
5TG7686 | DELTA NATUR, MAPLE ROCKER F.UNIVERSAL SWITCH CO/OFF F. INTERMEDIATE AND OFF SWITCH FOR PUSHB. NEUTRAL, 62X62MM | 25.81 | TEM | 1 | LP | 0.048 | 1
5TG7687 | DELTA NATUR, MAPLE ROCKER W. WINDOW, 62X62MM F.CONTROL/OFF/CO SWITCH F. PUSHB. NEUTRAL F.PUSHBUTTON W. SEPARATE FEEDBACK | 29.07 | TEM | 1 | LP | 0.047 | 1
5TG7688 | DELTA NATUR, MAPLE ROCKER F.2CIRCUIT/DUAL 2WAY SWITCH F. DOUBLE PUSHB., 62X62MM | 36.21 | TEM | 1 | LP | 0.045 | 1
5TG7690 | DELTA NATUR, MAPLE ROCKER W.SHUTTER/BLIND SYMBOLS FOR SHUTTER PUSHB. , 62X62MM | 38.86 | TEM | 1 | LP | 0.038 | 1
5TG7691 | DELTA NATUR, BEECH ROCKER F.UNIVERSAL SWITCH CO/OFF F. INTERMEDIATE AND OFF SWITCH FOR PUSHB. NEUTRAL, 62X62MM | 25.81 | TEM | 1 | LP | 0.046 | 1
5TG7692 | DELTA NATUR, BEECH ROCKER W. WINDOW, 62X62MM F.CONTROL/OFF/CO SWITCH F. PUSHB. NEUTRAL F.PUSHBUTTON W. SEPARATE FEEDBACK | 29.07 | TEM | 1 | LP | 0.048 | 1
5TG7693 | DELTA NATUR, BEECH ROCKER F.2CIRCUIT/DUAL 2WAY SWITCH F. DOUBLE PUSHB., 62X62MM | 36.21 | TEM | 1 | LP | 0.04 | 1
5TG7694 | DELTA NATUR, BEECH ROCKER W.SHUTTER/BLIND SYMBOLS FOR SHUTTER PUSHB., 62X62MM | 38.86 | TEM | 1 | LP | 0.052 | 1
5UB1613 | DELTA NATUR, MAPLE SCHUKO SOCKET OUTL. 10/16A 250V W. SCREWLESS TERMINALS COVER PLATE 62X62MM | 29.78 | TEM | 1 | LP | 0.09 | 1
5UB1614 | DELTA NATUR, MAPLE SCHUKO SOCKET OUTL. 10/16A 250V W. SCREWLESS TERMINALS W. INCREASED TOUCH PROTECTION COVER PLATE 62X62MM | 36.62 | TEM | 1 | LP | 0.093 | 1
5UB1630 | DELTA NATUR, LIGHT OAK SCHUKO SOCKET OUTL. 10/16A 250V W. SCREWLESS TERMINALS COVER PLATE 62X62MM | 27.03 | TEM | 1 | LP | 0.09 | 1
5UB1631 | DELTA NATUR, LIGHT OAK SCHUKO SOCKET OUTL. 10/16A 250V W. SCREWLESS TERMINALS W. INCREASED TOUCH PROTECTION COVER PLATE 62X62MM | 33.97 | TEM | 1 | LP | 0.092 | 1
5UB1640 | DELTA NATUR, DARK OAK SCHUKO SOCKET OUTL. 10/16A 250V W. SCREWLESS TERMINALS COVER PLATE 62X62MM | 27.03 | TEM | 1 | LP | 0.09 | 1
5UB1641 | DELTA NATUR, DARK OAK SCHUKO SOCKET OUTL. 10/16A 250V W. SCREWLESS TERMINALS W. INCREASED TOUCH PROTECTION COVER PLATE 62X62MM | 33.97 | TEM | 1 | LP | 0.091 | 1
5UB1650 | DELTA NATUR, RED MAPLE SCHUKO SOCKET OUTL. 10/16A 250V W. SCREWLESS TERMINALS COVER PLATE 62X62MM | 29.78 | TEM | 1 | LP | 0.089 | 1
5UB1651 | DELTA NATUR, RED MAPLE SCHUKO SOCKET OUTL. 10/16A 250V W. SCREWLESS TERMINALS W. INCREASED TOUCH PROTECTION COVER PLATE 62X62MM | 36.62 | TEM | 1 | LP | 0.072 | 1
5UB1663 | DELTA NATUR, BEECH SCHUKO SOCKET OUTL. 10/16A 250V W. SCREWLESS TERMINALS COVER PLATE 62X62MM | 29.78 | TEM | 1 | LP | 0.088 | 1
5UB1664 | DELTA NATUR, BEECH SCHUKO SOCKET OUTL. 10/16A 250V W. SCREWLESS TERMINALS W. INCREASED TOUCH PROTECTION COVER PLATE 62X62MM | 36.62 | TEM | 1 | LP | 0.096 | 1
5UB1673 | DELTA NATUR, CHERRY SCHUKO SOCKET OUTL. 10/16A 250V W. SCREWLESS TERMINALS COVER PLATE 62X62MM | 29.78 | TEM | 1 | LP | 0.097 | 1
5UB1674 | DELTA NATUR, CHERRY SCHUKO SOCKET OUTL. 10/16A 250V W. SCREWLESS TERMINALS W. INCREASED TOUCH PROTECTION COVER PLATE 62X62MM | 36.62 | TEM | 1 | LP | 0.096 | 1
5TC8914 | DELTA NATUR, LIGHT OAK COVER PLATE F. DIMMER W. ROTARY BUTTON 62X62MM | 52.94 | TEM | 1 | LP | 0.046 | 1
5TC8915 | DELTA NATUR, DARK OAK COVER PLATE F. DIMMER W. ROTARY BUTTON 62X62MM | 52.94 | TEM | 1 | LP | 0.049 | 1
5TC8916 | DELTA NATUR, RED MAPLE COVER PLATE F. DIMMER W. ROTARY BUTTON 62X62MM | 57.94 | TEM | 1 | LP | 0.041 | 1
5TC8918 | DELTA NATUR, BEECH COVER PLATE F. DIMMER W. ROTARY BUTTON 62X62MM | 57.94 | TEM | 1 | LP | 0.044 | 1
5TC8920 | DELTA NATUR, CHERRY COVER PLATE F. DIMMER W. ROTARY BUTTON 62X62MM | 57.94 | TEM | 1 | LP | 0.042 | 1
5TG11010 | MIRO FRAME 1FOLD WOOD WENGE COLOR ACHIEVE BY STAINING | 40.29 | TEM | 1 | LP | 0.038 | 1
5TG11011 | MIRO FRAME 1FOLD WOOD CHERRY TREE COLOR ACHIEVE BY STAINING | 34.37 | TEM | 1 | LP | 0.038 | 1
5TG11012 | DELTA MIRO FRAME 1FOLD GENUINE MATERIAL WOOD TYPE OF WOOD RED MAPLE DIMENSIONS 90X90MM | 34.37 | TEM | 1 | LP | 0.037 | 1
5TG11013 | DELTA MIRO FRAME 1FOLD GENUINE MATERIAL WOOD TYPE OF WOOD MAPLE DIMENSIONS 90X90MM | 34.37 | TEM | 1 | LP | 0.037 | 1
5TG11014 | DELTA MIRO FRAME 1FOLD GENUINE MATERIAL WOOD TYPE OF WOOD BEECH TREE DIMENSIONS 90X90MM | 34.37 | TEM | 1 | LP | 0.035 | 1
5TG11020 | MIRO FRAME 2FOLD WOOD WENGE COLOR ACHIEVE BY STAINING | 64.57 | TEM | 1 | LP | 0.063 | 1
5TG11021 | MIRO FRAME 2FOLD WOOD CHERRY TREE COLOR ACHIEVE BY STAINING | 55.08 | TEM | 1 | LP | 0.061 | 1
5TG11022 | DELTA MIRO FRAME 2FOLD GENUINE MATERIAL WOOD TYPE OF WOOD RED MAPLE DIMENSIONS 161X90MM | 55.08 | TEM | 1 | LP | 0.063 | 1
5TG11023 | DELTA MIRO FRAME 2FOLD GENUINE MATERIAL MAPLE TREE TYPE OF WOOD WENGE DIMENSIONS 161X90MM | 55.08 | TEM | 1 | LP | 0.06 | 1
5TG11024 | DELTA MIRO FRAME 2FOLD GENUINE MATERIAL WOOD TYPE OF WOOD BEECH TREE DIMENSIONS 161X90MM | 55.08 | TEM | 1 | LP | 0.063 | 1
5TG11030 | MIRO FRAME 3FOLD WOOD WENGE COLOR ACHIEVE BY STAINING | 108.63 | TEM | 1 | LP | 0.099 | 1
5TG11031 | MIRO FRAME 3FOLD WOOD CHERRY TREE COLOR ACHIEVE BY STAINING | 92.72 | TEM | 1 | LP | 0.074 | 1
5TG11032 | DELTA MIRO FRAME 3FOLD GENUINE MATERIAL WOOD TYPE OF WOOD RED MAPLE DIMENSIONS 232X90MM | 92.72 | TEM | 1 | LP | 0.089 | 1
5TG11033 | DELTA MIRO FRAME 3FOLD GENUINE MATERIAL WOOD TYPE OF WOOD MAPLE TREE DIMENSIONS 232X90MM | 92.72 | TEM | 1 | LP | 0.086 | 1
5TG11034 | DELTA MIRO FRAME 3FOLD GENUINE MATERIAL WOOD TYPE OF WOOD BEECH TREE DIMENSIONS 232X90MM | 92.72 | TEM | 1 | LP | 0.087 | 1
5TG11040 | MIRO FRAME 4FOLD WOOD WENGE COLOR ACHIEVE BY STAINING | 149.12 | TEM | 1 | LP | 0.118 | 1
5TG11041 | MIRO FRAME 4FOLD WOOD CHERRY TREE COLOR ACHIEVE BY STAINING | 127.19 | TEM | 1 | LP | 0.112 | 1
5TG11043 | DELTA MIRO FRAME 4FOLD GENUINE MATERIAL WOOD TYPE OF WOOD MAPLE TREE DIMENSIONS 303X90MM | 127.19 | TEM | 1 | LP | 0.103 | 1
5TG11044 | DELTA MIRO FRAME 4FOLD GENUINE MATERIAL WOOD TYPE OF WOOD BEECH TREE DIMENSIONS 303X90MM | 127.19 | TEM | 1 | LP | 0.114 | 1
5TG11210 | DELTA MIRO ALUMINUM FRAME 1FOLD REAL ALUMINUM UNPAINTED DIMENSIONS 90X90MM | 46.51 | TEM | 1 | LP | 0.086 | 1
5TG11213 | DELTA MIRO ALUMINUM FRAME 1FOLD REAL ALUMINUM OXIDE YELLOW DIMENSIONS 90X90MM | 46.51 | TEM | 1 | LP | 0.079 | 1
5TG11220 | DELTA MIRO ALUMINUM FRAME 2FOLD REAL ALUMINUM UNPAINTED DIMENSIONS 161X90MM | 75.48 | TEM | 1 | LP | 0.14 | 1
5TG11223 | DELTA MIRO ALUMINUM FRAME 2FOLD REAL ALUMINUM OXIDE YELLOW DIMENSIONS 161X90MM | 75.48 | TEM | 1 | LP | 0.141 | 1
5TG11233 | DELTA MIRO ALUMINUM FRAME 3FOLD REAL ALUMINUM OXIDE YELLOW DIMENSIONS 232X90MM | 124.54 | TEM | 1 | LP | 0.192 | 1
5TG11240 | DELTA MIRO ALUMINUM FRAME 4FOLD REAL ALUMINUM UNPAINTED DIMENSIONS 303X90MM | 171.26 | TEM | 1 | LP | 0.246 | 1
5TG11243 | DELTA MIRO ALUMINUM FRAME 4FOLD REAL ALUMINUM OXIDE YELLOW DIMENSIONS 303X90MM | 171.26 | TEM | 1 | LP | 0.244 | 1
5TG11253 | DELTA MIRO ALUMINUM FRAME 5FOLD REAL ALUMINUM OXIDE YELLOW DIMENSIONS 347X90MM | 46.51 | TEM | 1 | LP | 0.272 | 1
5TG1201 | DELTA MIRO SINGLE FRAME GENUINE GLASS CRYSTAL GREEN DIMENSION 90X90 MM | 46.41 | TEM | 1 | LP | 0.096 | 1
5TG12010 | DELTA MIRO SINGLE FRAME GENUINE GLASS CRYSTAL GREEN WITHOUT SIEMENS LOGO DIMENSION 90X90 MM | 46.41 | TEM | 1 | LP | 0.073 | 1
5TG12011 | DELTA MIRO GLASS FRAME 1FOLD REAL GLASS WHITE 90X90MM | 46.41 | TEM | 1 | LP | 0.097 | 1
5TG12012 | DELTA MIRO GLASS FRAME 1FOLD REAL GLASS BLACK 90X90MM | 46.41 | TEM | 1 | LP | 0.096 | 1
5TG12013 | DELTA MIRO GLASS FRAME 1FOLD REAL GLASS ORIENT 90X90MM | 75.48 | TEM | 1 | LP | 0.072 | 1
5TG12014 | DELTA MIRO GLASS FRAME 1FOLD REAL GLASS ARENA 90X90MM | 75.48 | TEM | 1 | LP | 0.096 | 1
5TG1202 | DELTA MIRO DOUBLE FRAME GENUINE GLASS CRYSTAL GREEN DIMENSION 161X90 MM | 75.28 | TEM | 1 | LP | 0.149 | 1
5TG12020 | DELTA MIRO DOUBLE FRAME GENUINE GLASS CRYSTAL GREEN WITHOUT SIEMENS LOGO DIMENSION 161X90 MM | 75.28 | TEM | 1 | LP | 0.222 | 1
5TG12021 | DELTA MIRO GLASS FRAME 2FOLD REAL GLASS WHITE 161X90MM | 75.28 | TEM | 1 | LP | 0.157 | 1
5TG12022 | DELTA MIRO GLASS FRAME 2FOLD REAL GLASS BLACK 161X90MM | 75.28 | TEM | 1 | LP | 0.149 | 1
5TG12023 | DELTA MIRO GLASS FRAME 2FOLD REAL GLASS ORIENT 161X90MM | 124.54 | TEM | 1 | LP | 0.158 | 1
5TG12024 | DELTA MIRO GLASS FRAME 2FOLD REAL GLASS ARENA 161X90MM | 124.54 | TEM | 1 | LP | 0.152 | 1
5TG1203 | DELTA MIRO TRIPLE FRAME GENUINE GLASS CRYSTAL GREEN DIMENSION 232X90 MM | 124.54 | TEM | 1 | LP | 0.224 | 1
5TG12031 | DELTA MIRO GLASS FRAME 3FOLD REAL GLASS WHITE 232X90MM | 124.54 | TEM | 1 | LP | 0.213 | 1
5TG12032 | DELTA MIRO GLASS FRAME 3FOLD REAL GLASS BLACK 232X90MM | 124.54 | TEM | 1 | LP | 0.219 | 1
5TG12033 | DELTA MIRO GLASS FRAME 3FOLD REAL GLASS ORIENT 232X90MM | 171.26 | TEM | 1 | LP | 0.207 | 1
5TG12034 | DELTA MIRO GLASS FRAME 3FOLD REAL GLASS ARENA 232X90MM | 170.75 | TEM | 1 | LP | 0.224 | 1
5TG1204 | DELTA MIRO QUADRUPLE FRAME GENUINE GLASS CRYSTAL GREEN DIMENSION 303X90 MM | 170.75 | TEM | 1 | LP | 0.301 | 1
5TG12041 | DELTA MIRO GLASS FRAME 4FOLD REAL GLASS WHITE 303X90MM | 170.75 | TEM | 1 | LP | 0.288 | 1
5TG12042 | DELTA MIRO GLASS FRAME 4FOLD REAL GLASS BLACK 303X90MM | 222.16 | TEM | 1 | LP | 0.269 | 1
5TG12044 | DELTA MIRO GLASS FRAME 4FOLD REAL GLASS ARENA 303X90MM | 223.48 | TEM | 1 | LP | 0.282 | 1
5TG1205 | DELTA MIRO QUINTUPLE FRAME GENUINE GLASS CRYSTAL GREEN DIMENSION 374X90 MM | 223.48 | TEM | 1 | LP | 0.343 | 1
5TG12051 | DELTA MIRO GLASS FRAME 5FOLD REAL GLASS WHITE 374X90MM | 223.48 | TEM | 1 | LP | 0.344 | 1
5TG12052 | DELTA MIRO GLASS FRAME 5FOLD REAL GLASS BLACK 374X90MM | 18.56 | TEM | 1 | LP | 0.344 | 1
5TG12054 | DELTA MIRO GLASS FRAME 5FOLD REAL GLASS ARENA 374X90MM | 30.5 | TEM | 1 | LP | 0.341 | 1
5TG1601 | DELTA NATUR, LIGHT OAK FRAME, 1FOLD, 81X81MM | 18.56 | TEM | 1 | LP | 0.028 | 1
5TG1602 | DELTA NATUR, LIGHT OAK FRAME, 2FOLD, 152X81MM | 30.5 | TEM | 1 | LP | 0.043 | 1
5TG1603 | DELTA NATUR, LIGHT OAK FRAME, 3FOLD, 223X81MM | 16.93 | TEM | 1 | LP | 0.073 | 1
5TG1604 | DELTA NATUR, LIGHT OAK FRAME, 4FOLD, 294X81MM | 64.57 | TEM | 1 | LP | 0.083 | 1
5TG1605 | DELTA NATUR, LIGHT OAK ANTENNA COVER PLATE 62X62MM F.BROADBAND OUTLET BOX RF/TV | 25.09 | TEM | 1 | LP | 0.028 | 1
5TG1607 | DELTA NATUR, LIGHT OAK COVER PLATE 62X62MM FOR TELECOMMUNICATION CONNECTION UNITS (TAE) | 22.44 | TEM | 1 | LP | 0.044 | 1
5TG1610 | DELTA NATUR, DARK OAK BLANKING PLATE, 62X62MM | 21.93 | TEM | 1 | LP | 0.058 | 1
5TG1611 | DELTA NATUR, DARK OAK FRAME, 1FOLD, 81X81MM | 18.56 | TEM | 1 | LP | 0.028 | 1
5TG1612 | DELTA NATUR, DARK OAK FRAME, 2FOLD, 152X81MM | 30.5 | TEM | 1 | LP | 0.041 | 1
5TG1613 | DELTA NATUR, DARK OAK FRAME, 3FOLD, 223X81MM | 43.45 | TEM | 1 | LP | 0.055 | 1
5TG1614 | DELTA NATUR, DARK OAK FRAME, 4FOLD, 294X81MM | 64.57 | TEM | 1 | LP | 0.082 | 1
5TG1615 | DELTA NATUR, DARK OAK ANTENNA COVER PLATE 62X62MM F.BROADBAND OUTLET BOX RF/TV | 25.09 | TEM | 1 | LP | 0.022 | 1
5TG1617 | DELTA NATUR, DARK OAK COVER PLATE 62X62MM FOR TELECOMMUNICATION CONNECTION UNITS (TAE) | 22.44 | TEM | 1 | LP | 0.032 | 1
5TG1621 | DELTA NATUR, RED MAPLE FRAME, 1FOLD, 81X81MM | 19.89 | TEM | 1 | LP | 0.026 | 1
5TG1622 | DELTA NATUR, RED MAPLE FRAME, 2FOLD, 152X81MM | 30.7 | TEM | 1 | LP | 0.04 | 1
5TG1623 | DELTA NATUR, RED MAPLE FRAME, 3FOLD, 223X81MM | 47.12 | TEM | 1 | LP | 0.055 | 1
5TG1624 | DELTA NATUR, RED MAPLE FRAME, 4FOLD, 294X81MM | 72.62 | TEM | 1 | LP | 0.083 | 1
5TG1625 | DELTA NATUR, RED MAPLE ANTENNA COVER PLATE 62X62MM F.BROADBAND OUTLET BOX RF/TV | 27.44 | TEM | 1 | LP | 0.03 | 1
5TG1627 | DELTA NATUR, RED MAPLE COVER PLATE 62X62MM F.TELECOMMUNICATION CONNECTION UNITS (TAE) | 25.81 | TEM | 1 | LP | 0.04 | 1
5TG1630 | DELTA NATUR, LIGHT OAK COVER PLATE UAE OUTLET BOX SUITABLE F. CAT.3+5 RUTENBECK CAT.6 BTR, INCLINED OUTLET | 33.56 | TEM | 1 | LP | 0.032 | 1
5TG1631 | DELTA NATUR, DARK OAK COVER PLATE UAE OUTLET BOX SUITABLE F. CAT.3+5 RUTENBECK CAT.6 BTR, INCLINED OUTLET | 33.56 | TEM | 1 | LP | 0.034 | 1
5TG1632 | DELTA NATUR, RED MAPLE COVER PLATE UAE OUTLET BOX SUITABLE F. CAT.3+5 RUTENBECK CAT.6 BTR, INCLINED OUTLET | 40.49 | TEM | 1 | LP | 0.032 | 1
5TG1633 | DELTA NATUR, MAPLE COVER PLATE UAE OUTLET BOX SUITABLE F. CAT.3+5 RUTENBECK CAT.6 BTR, INCLINED OUTLET | 40.49 | TEM | 1 | LP | 0.031 | 1
5TG1634 | DELTA NATUR, BEECH COVER PLATE UAE OUTLET BOX SUITABLE F. CAT.3+5 RUTENBECK CAT.6 BTR, INCLINED OUTLET | 40.49 | TEM | 1 | LP | 0.03 | 1
5TG1635 | DELTA NATUR, CHERRY COVER PLATE UAE OUTLET BOX SUITABLE F. CAT.3+5 RUTENBECK CAT.6 BTR, INCLINED OUTLET | 40.49 | TEM | 1 | LP | 0.032 | 1
5TG1638 | DELTA NATUR, LIGHT OAK ANTENNA COVER PLATE 62X62MM FOR RF/TV/SAT OUTLET BOXES HIRSCHMANN EDA 3902F | 25.4 | TEM | 1 | LP | 0.032 | 1
5TG1647 | DELTA NATUR, MAPLE ANTENNA COVER PLATE 62X62MM FOR RF/TV/SAT OUTLET BOXES HIRSCHMANN EDA 3902F | 28.97 | TEM | 1 | LP | 0.031 | 1
5TG1648 | DELTA NATUR, DARK OAK ANTENNA COVER PLATE 62X62MM FOR RF/TV/SAT OUTLET BOXES HIRSCHMANN EDA 3902F | 25.4 | TEM | 1 | LP | 0.034 | 1
5TG1651 | DELTA NATUR, MAPLE FRAME, 1FOLD, 81X81MM | 19.89 | TEM | 1 | LP | 0.028 | 1
5TG1652 | DELTA NATUR, MAPLE FRAME, 2FOLD, 152X81MM | 30.7 | TEM | 1 | LP | 0.042 | 1
5TG1653 | DELTA NATUR, MAPLE FRAME, 3FOLD, 223X81MM | 47.12 | TEM | 1 | LP | 0.066 | 1
5TG1655 | DELTA NATUR, MAPLE ANTENNA COVER PLATE 62X62MM F.BROADBAND OUTLET BOX RF/TV | 27.44 | TEM | 1 | LP | 0.024 | 1
5TG1657 | DELTA NATUR, MAPLE COVER PLATE 62X62MM FOR TELECOMMUNICATION CONNECTION UNITS (TAE) | 25.81 | TEM | 1 | LP | 0.028 | 1
5TG1658 | DELTA NATUR, RED MAPLE ANTENNA COVER PLATE 62X62MM FOR RF/TV/SAT OUTLET BOXES HIRSCHMANN EDA 3902F | 28.97 | TEM | 1 | LP | 0.035 | 1
5TG1671 | DELTA NATUR, CHERRY FRAME, 1FOLD, 81X81MM | 19.89 | TEM | 1 | LP | 0.027 | 1
5TG1672 | DELTA NATUR, CHERRY FRAME, 2FOLD, 152X81MM | 30.7 | TEM | 1 | LP | 0.045 | 1
5TG1674 | DELTA NATUR, CHERRY FRAME, 4FOLD, 294X81MM | 72.62 | TEM | 1 | LP | 0.075 | 1
5TG1675 | DELTA NATUR, CHERRY ANTENNA COVER PLATE 62X62MM F.BROADBAND OUTLET BOX RF/TV | 27.44 | TEM | 1 | LP | 0.034 | 1
5TG1677 | DELTA NATUR, CHERRY COVER PLATE 62X62MM FOR TELECOMMUNICATION CONNECTION UNITS (TAE) | 25.81 | TEM | 1 | LP | 0.026 | 1
5TG1681 | DELTA NATUR, BEECH FRAME, 1FOLD, 81X81MM | 19.89 | TEM | 1 | LP | 0.025 | 1
5TG1684 | DELTA NATUR, BEECH FRAME, 4FOLD, 294X81MM | 72.62 | TEM | 1 | LP | 0.08 | 1
5TG1685 | DELTA NATUR, BEECH ANTENNA COVER PLATE 62X62MM F.BROADBAND OUTLET BOX RF/TV | 27.44 | TEM | 1 | LP | 0.033 | 1
5TG1690 | DELTA NATUR, BEECH ANTENNA COVER PLATE 62X62MM FOR RF/TV/SAT OUTLET BOXES HIRSCHMANN EDA 3902F | 28.97 | TEM | 1 | LP | 0.032 | 1
5TG7640 | DELTA NATUR, LIGHT OAK ROCKER W. WINDOW, 62X62MM F.CONTROL/OFF/CO SWITCH F.PUSHB. NEUTRAL F.PUSHBUTTON W. SEPARATE FEEDBACK | 25.91 | TEM | 1 | LP | 0.05 | 1
5TG7641 | DELTA NATUR, LIGHT OAK ROCKER F.UNIVERSAL SWITCH CO/OFF F. INTERMEDIATE AND OFF SWITCH FOR PUSHB. NEUTRAL, 62X62MM | 23.36 | TEM | 1 | LP | 0.051 | 1
5TG7644 | DELTA NATUR, LIGHT OAK ROCKER W.SHUTTER/BLIND SYMBOLS FOR SHUTTER PUSHB. , 62X62MM | 33.56 | TEM | 1 | LP | 0.049 | 1
5TG7645 | DELTA NATUR, LIGHT OAK ROCKER F.2CIRCUIT/DUAL 2WAY SWITCH F. DOUBLE PUSHB., 62X62MM | 32.84 | TEM | 1 | LP | 0.047 | 1
5TG7650 | DELTA NATUR, DARK OAK ROCKER W. WINDOW, 62X62MM F.CONTROL/OFF/CO SWITCH F. PUSHB. NEUTRAL F.PUSHBUTTON W. SEPARATE FEEDBACK | 25.91 | TEM | 1 | LP | 0.043 | 1
5TG7651 | DELTA NATUR, DARK OAK ROCKER F.UNIVERSAL SWITCH CO/OFF F. INTERMEDIATE AND OFF SWITCH FOR PUSHB. NEUTRAL, 62X62MM | 23.36 | TEM | 1 | LP | 0.049 | 1
5TG7654 | DELTA NATUR, DARK OAK ROCKER W.SHUTTER/BLIND SYMBOLS FOR SHUTTER PUSHB. , 62X62MM | 33.56 | TEM | 1 | LP | 0.059 | 1
5TG7655 | DELTA NATUR, DARK OAK ROCKER F.2CIRCUIT/DUAL 2WAY SWITCH F. DOUBLE PUSHB., 62X62MM | 32.84 | TEM | 1 | LP | 0.052 | 1
5TG7672 | DELTA NATUR, CHERRY ROCKER F.UNIVERSAL SWITCH CO/OFF F. INTERMEDIATE AND OFF SWITCH FOR PUSHB. NEUTRAL, 62X62MM | 25.81 | TEM | 1 | LP | 0.04 | 1
5TG7673 | DELTA NATUR, CHERRY ROCKER W. WINDOW, 62X62MM F.CONTROL/OFF/CO SWITCH F. PUSHB. NEUTRAL F.PUSHBUTTON W. SEPARATE FEEDBACK | 29.07 | TEM | 1 | LP | 0.048 | 1
5TG7674 | DELTA NATUR, CHERRY ROCKER F.2CIRCUIT/DUAL 2WAY SWITCH F. DOUBLE PUSHB., 62X62MM | 36.21 | TEM | 1 | LP | 0.049 | 1
5TG7677 | DELTA NATUR, CHERRY ROCKER W.SHUTTER/BLIND SYMBOLS FOR SHUTTER PUSHB., 62X62MM | 38.86 | TEM | 1 | LP | 0.05 | 1
5TG7680 | DELTA NATUR, RED MAPLE ROCKER W. WINDOW, 62X62MM F.CONTROL/OFF/CO SWITCH F.PUSHB. NEUTRAL F.PUSHBUTTON W. SEPARATE FEEDBACK | 29.07 | TEM | 1 | LP | 0.046 | 1
5TG7681 | DELTA NATUR, RED MAPLE ROCKER F.UNIVERSAL SWITCH CO/OFF F. INTERMEDIATE AND OFF SWITCH FOR PUSHB. NEUTRAL, 62X62MM | 25.81 | TEM | 1 | LP | 0.048 | 1
5TG7684 | DELTA NATUR, RED MAPLE ROCKER W.SHUTTER/BLIND SYMBOLS FOR SHUTTER PUSHB. , 62X62MM | 38.86 | TEM | 1 | LP | 0.24 | 1
5TG7685 | DELTA NATUR, RED MAPLE ROCKER F.2CIRCUIT/DUAL 2WAY SWITCH F. DOUBLE PUSHB., 62X62MM | 36.21 | TEM | 1 | LP | 0.05 | 1
5TG7686 | DELTA NATUR, MAPLE ROCKER F.UNIVERSAL SWITCH CO/OFF F. INTERMEDIATE AND OFF SWITCH FOR PUSHB. NEUTRAL, 62X62MM | 25.81 | TEM | 1 | LP | 0.048 | 1
5TG7687 | DELTA NATUR, MAPLE ROCKER W. WINDOW, 62X62MM F.CONTROL/OFF/CO SWITCH F. PUSHB. NEUTRAL F.PUSHBUTTON W. SEPARATE FEEDBACK | 29.07 | TEM | 1 | LP | 0.047 | 1
5TG7688 | DELTA NATUR, MAPLE ROCKER F.2CIRCUIT/DUAL 2WAY SWITCH F. DOUBLE PUSHB., 62X62MM | 36.21 | TEM | 1 | LP | 0.045 | 1
5TG7690 | DELTA NATUR, MAPLE ROCKER W.SHUTTER/BLIND SYMBOLS FOR SHUTTER PUSHB. , 62X62MM | 38.86 | TEM | 1 | LP | 0.038 | 1
5TG7691 | DELTA NATUR, BEECH ROCKER F.UNIVERSAL SWITCH CO/OFF F. INTERMEDIATE AND OFF SWITCH FOR PUSHB. NEUTRAL, 62X62MM | 25.81 | TEM | 1 | LP | 0.046 | 1
5TG7692 | DELTA NATUR, BEECH ROCKER W. WINDOW, 62X62MM F.CONTROL/OFF/CO SWITCH F. PUSHB. NEUTRAL F.PUSHBUTTON W. SEPARATE FEEDBACK | 29.07 | TEM | 1 | LP | 0.048 | 1
5TG7693 | DELTA NATUR, BEECH ROCKER F.2CIRCUIT/DUAL 2WAY SWITCH F. DOUBLE PUSHB., 62X62MM | 36.21 | TEM | 1 | LP | 0.04 | 1
5TG7694 | DELTA NATUR, BEECH ROCKER W.SHUTTER/BLIND SYMBOLS FOR SHUTTER PUSHB., 62X62MM | 38.86 | TEM | 1 | LP | 0.052 | 1
5UB1613 | DELTA NATUR, MAPLE SCHUKO SOCKET OUTL. 10/16A 250V W. SCREWLESS TERMINALS COVER PLATE 62X62MM | 29.78 | TEM | 1 | LP | 0.09 | 1
5UB1614 | DELTA NATUR, MAPLE SCHUKO SOCKET OUTL. 10/16A 250V W. SCREWLESS TERMINALS W. INCREASED TOUCH PROTECTION COVER PLATE 62X62MM | 36.62 | TEM | 1 | LP | 0.093 | 1
5UB1630 | DELTA NATUR, LIGHT OAK SCHUKO SOCKET OUTL. 10/16A 250V W. SCREWLESS TERMINALS COVER PLATE 62X62MM | 27.03 | TEM | 1 | LP | 0.09 | 1
5UB1631 | DELTA NATUR, LIGHT OAK SCHUKO SOCKET OUTL. 10/16A 250V W. SCREWLESS TERMINALS W. INCREASED TOUCH PROTECTION COVER PLATE 62X62MM | 33.97 | TEM | 1 | LP | 0.092 | 1
5UB1640 | DELTA NATUR, DARK OAK SCHUKO SOCKET OUTL. 10/16A 250V W. SCREWLESS TERMINALS COVER PLATE 62X62MM | 27.03 | TEM | 1 | LP | 0.09 | 1
5UB1641 | DELTA NATUR, DARK OAK SCHUKO SOCKET OUTL. 10/16A 250V W. SCREWLESS TERMINALS W. INCREASED TOUCH PROTECTION COVER PLATE 62X62MM | 33.97 | TEM | 1 | LP | 0.091 | 1
5UB1650 | DELTA NATUR, RED MAPLE SCHUKO SOCKET OUTL. 10/16A 250V W. SCREWLESS TERMINALS COVER PLATE 62X62MM | 29.78 | TEM | 1 | LP | 0.089 | 1
5UB1651 | DELTA NATUR, RED MAPLE SCHUKO SOCKET OUTL. 10/16A 250V W. SCREWLESS TERMINALS W. INCREASED TOUCH PROTECTION COVER PLATE 62X62MM | 36.62 | TEM | 1 | LP | 0.072 | 1
5UB1663 | DELTA NATUR, BEECH SCHUKO SOCKET OUTL. 10/16A 250V W. SCREWLESS TERMINALS COVER PLATE 62X62MM | 29.78 | TEM | 1 | LP | 0.088 | 1
5UB1664 | DELTA NATUR, BEECH SCHUKO SOCKET OUTL. 10/16A 250V W. SCREWLESS TERMINALS W. INCREASED TOUCH PROTECTION COVER PLATE 62X62MM | 36.62 | TEM | 1 | LP | 0.096 | 1
5UB1673 | DELTA NATUR, CHERRY SCHUKO SOCKET OUTL. 10/16A 250V W. SCREWLESS TERMINALS COVER PLATE 62X62MM | 29.78 | TEM | 1 | LP | 0.097 | 1
5UB1674 | DELTA NATUR, CHERRY SCHUKO SOCKET OUTL. 10/16A 250V W. SCREWLESS TERMINALS W. INCREASED TOUCH PROTECTION COVER PLATE 62X62MM | 36.62 | TEM | 1 | LP | 0.096 | 1
5TA2108 | DELTA SWITCH INSERT FM CONTROL SWITCH CO 10A 250V | 23.91 | TEM | 1 | LP | 0.074 | 1
5TA2117 | DELTA SWITCH INSERT FM INTERMEDIATE SWITCH 10A 250V | 12.01 | TEM | 1 | LP | 0.066 | 1
5TA2118 | DELTA SWITCH INSERT FM DOPPEL2WAY SWITCH 10A 250V | 14.8 | TEM | 1 | LP | 0.07 | 1
5TA2150 | DELTA SWITCH INSERT FM CONTROL SWITCH OFF 10A 250V | 23.29 | TEM | 1 | LP | 0.068 | 1
5TA2151 | DELTA SWITCH INSERT FM OFF SWITCH 1POLE 10A 250V | 7.14 | TEM | 1 | LP | 0.06 | 1
5TA2153 | DELTA SWITCH INSERT FM OFF SWITCH 3POLE 16A 250V | 31.05 | TEM | 1 | LP | 0.084 | 1
5TA2155 | DELTA SWITCH INSERT FM 2CIRCUIT SWITCH 10A 250V | 9.94 | TEM | 1 | LP | 0.065 | 1
5TA2156 | DELTA SWITCH INSERT FM ONOFF SWITCH 10A 250V | 9.11 | TEM | 1 | LP | 0.064 | 1
5TA2162 | DELTA SWITCH INSERT FM OFF SWITCH 2POLE 16A 250V | 26.91 | TEM | 1 | LP | 0.077 | 1
5TA55005KK | CORAL, IRIS, MEGA CORD OPERATED PUSH BUTTON WITH SPARE METALLIC GRID 10 A 250 V AC | 8.18 | TEM | 1 | LP | 0.088 | 1
5TA55008KK | IRIS,MEGA ONE WAY SP SWITCH WITH METALLIC GRID 10A 250V AC CLAWS | 4.35 | TEM | 1 | LP | 0.083 | 1
5TA55010KK | IRIS,MEGA TWO WAY SP SWITCH WITH METALLIC GRID 10A 250V AC CLAWS | 6.83 | TEM | 1 | LP | 0.056 | 1
5TA55011KK | IRIS,MEGA INTERMEDIATE SWITCH WITH METALLIC GRID 10A 250V AC CLAWS | 15.11 | TEM | 1 | LP | 0.054 | 1
5TA55012KK | IRIS,MEGA CONTROLL ONE WAY SP SWITCH WITH METALLIC GRID 10A 250V AC CLAWS | 10.56 | TEM | 1 | LP | 0.066 | 1
5TA55013KK | IRIS,MEGA TWO WAY SP SWITCH WITH LAMP WITH METALLIC GRID 10A 250V AC CLAWS | 12.94 | TEM | 1 | LP | 0.083 | 1
5TA55014KK | IRIS,MEGA DOUBLE ONE WAY SP SWITCH WITH METALLIC GRID 10A 250V AC CLAWS | 9.52 | TEM | 1 | LP | 0.069 | 1
5TA55015KK | IRIS,MEGA DOUBLE TWO WAY SP SWITCH WITH METALLIC GRID 10A 250V AC CLAWS | 17.18 | TEM | 1 | LP | 0.083 | 1
5TA55016KK | IRIS,MEGA TWO WAY SWITCH, PUSH BUTTON WITH METALLIC GRID 16A + 10A 250V AC CLAWS | 20.18 | TEM | 1 | LP | 0.06 | 1
5TA55026KK | IRIS MEGA ROCKER SWITCH INSERT FOR FLUSH MOUNTING 10A, 250V,CONTR.SWITCH:TWOWAY WITHOUT CLAWS | 15.94 | TEM | 1 | LP | 0.055 | 1
5TA55101BE | SOL ONEWAY SP SWITCH 10A 250V AC WITH CLAWS BEIGE | 2.9 | TEM | 1 | LP | 0.087 | 10
5TA55101SB | SOL ONEWAY SP SWITCH 10A 250V AC WITH CLAWS SILVER, BLACK | 5.69 | TEM | 1 | LP | 0.095 | 10
5TA55101WH | SOL ONEWAY SP SWITCH 10A 250V AC WITH CLAWS POLAR WHITE | 2.9 | TEM | 1 | LP | 0.092 | 10
5TA55102BE | SOL ONEWAY SP SWITCH WITH SYMBOL LIGHT 10A 250V AC WITH CLAWS BEIGE | 8.07 | TEM | 1 | LP | 0.087 | 10
5TA55102SB | SOL ONEWAY SP SWITCH WHITE SYMBOL LIGHT 10A 250V AC WITH CLAWS SILVER, BLACK | 16.35 | TEM | 1 | LP | 0.097 | 10
5TA55102WH | SOL ONEWAY SP SWITCH WITH SYMBOL LIGHT 10A 250V AC WITH CLAWS POLAR WHITE | 8.07 | TEM | 1 | LP | 0.093 | 10
5TA55103BE | SOL TWOWAY SP SWITCH 10A 250V AC WITH CLAWS BEIGE | 3.83 | TEM | 1 | LP | 0.094 | 10
5TA55103SB | SOL TWOWAY SP SWITCH 10A 250V AC WITH CLAWS SILVER, BLACK | 7.66 | TEM | 1 | LP | 0.095 | 10
5TA55103WH | SOL TWOWAY SP SWITCH 10A 250V AC WITH CLAWS POLAR WHITE | 3.83 | TEM | 1 | LP | 0.094 | 10
5TA55104BE | SOL INTERMEDIATE SWITCH 10A 250V AC WITH CLAWS BEIGE | 7.87 | TEM | 1 | LP | 0.057 | 10
5TA55104SB | SOL INTERMEDIATE SWITCH 10A 250V AC WITH CLAWS SILVER, BLACK | 15.73 | TEM | 1 | LP | 0.098 | 10
5TA55104WH | SOL INTERMEDIATE SWITCH 10A 250V AC WITH CLAWS POLAR WHITE | 7.87 | TEM | 1 | LP | 0.097 | 10
5TA55105BE | SOL DOUBLE ONEWAY SP SWITCH DOUBLE INTERRUPTER 10A 250V WITH CLAWS BEIGE | 4.97 | TEM | 1 | LP | 0.106 | 10
5TA55105SB | SOL DOUBLE ONEWAY SP SWITCH DOUBLE INTERRUPTER 10A 250V WITH CLAWS SILVER, BLACK | 9.83 | TEM | 1 | LP | 0.101 | 10
5TA55105WH | SOL DOUBLE ONEWAY SP SWITCH DOUBLE INTERRUPTER 10A 250V WITH CLAWS POLAR WHITE | 4.97 | TEM | 1 | LP | 0.109 | 10
5TA55106BE | SOL DOUBLE TWOWAY SP SWITCH 10A 250V AC WITH CLAWS BEIGE | 7.56 | TEM | 1 | LP | 0.111 | 10
5TA55106SB | SOL DOUBLE TWOWAY SP SWITCH 10A 250V AC WITH CLAWS SILVER, BLACK | 15.11 | TEM | 1 | LP | 0.11 | 10
5TA55106WH | SOL DOUBLE TWOWAY SP SWITCH 10A 250V AC WITH CLAWS POLAR WHITE | 7.56 | TEM | 1 | LP | 0.1 | 10
5TD2111 | DELTA PUSHB. INSERT, FM DOUBLE PUSHB., 2NO CONTACTS 10A 250V | 15.73 | TEM | 1 | LP | 0.065 | 1
5TD2114 | DELTA PUSHB. INSERT, FM W. SEPARATE FEEDBACK 10A 250V | 15.21 | TEM | 1 | LP | 0.075 | 1
5TD2115 | DELTA PUSHB. INSERT, FM DOUBLE PUSHB., 1NO CONTACT 1NC CONTACT/ 1NO CONTACT 10A 250V | 30.12 | TEM | 1 | LP | 0.081 | 1
5TD2117 | DELTA PUSHB. INSERT, FM W. CONTIN. LIGHT ILLUMINATION 1CO CONTACT, W. N TERMINAL 10A 250V | 19.87 | TEM | 1 | LP | 0.068 | 1
5TD2120 | DELTA PUSHB. INSERT, FM 1NO CONTACT, 10A 250V | 8.18 | TEM | 1 | LP | 0.059 | 1
5TD55004KK | IRIS,MEGA DOUBLE PUSH BUTTON WITH LAMP WITH METALLIC GRID 10A 250V AC CLAWS | 26.08 | TEM | 1 | LP | 0.083 | 1
5TD55005KK | IRIS,MEGA DOUBLE PUSH BUTTON WITH METALLIC GRID 10A 250V AC CLAWS | 17.18 | TEM | 1 | LP | 0.078 | 1
5TD55006KK | IRIS,MEGA PUSH BUTTON WITH METALLIC GRID 10A 250V AC CLAWS | 7.04 | TEM | 1 | LP | 0.054 | 1
5TD55007KK | IRIS,MEGA PUSH BUTTON WITH TEMPORIZED SWITCH AND DIFFUSER WITH METALLIC GRID 10A 250V AC CLAWS | 21.32 | TEM | 1 | LP | 0.077 | 1
5TD55101BE | SOL PUSHBUTTON WITH SYMBOL BELL 10A 250V WITH CLAWS BEIGE | 4.04 | TEM | 1 | LP | 0.095 | 10
5TD55101SB | SOL PUSHBUTTON WITH SYMBOL BELL 10A 250V AC WITH CLAWS SILVER, BLACK | 8.07 | TEM | 1 | LP | 0.096 | 10
5TD55101WH | SOL PUSHBUTTON WITH SYMBOL BELL 10A 250V WITH CLAWS POLAR WHITE | 4.04 | TEM | 1 | LP | 0.094 | 10
5TD55102BE | SOL PUSHBUTTON WITH SYMBOL BELL, WINDOW 10A 250V AC WITH CLAWS BEIGE | 8.49 | TEM | 1 | LP | 0.096 | 10
5TD55102SB | SOL PUSHBUTTON WITH SYMBOL BELL, WINDOW 10A 250V AC WITH CLAWS SILVER, BLACK | 17.08 | TEM | 1 | LP | 0.093 | 10
5TD55102WH | SOL PUSHBUTTON WITH SYMBOL BELL, WINDOW 10A 250V AC WITH CLAWS POLAR WHITE | 8.49 | TEM | 1 | LP | 0.095 | 10
5TD55103BE | SOL PUSHBUTTON WITH SYMBOL LIGHT 10A 250V AC WITH CLAWS BEIGE | 4.04 | TEM | 1 | LP | 0.099 | 10
5TD55103SB | SOL PUSHBUTTON WITH SYMBOL LIGHT 10A 250V AC WITH CLAWS SILVER, BLACK | 8.07 | TEM | 1 | LP | 0.096 | 10
5TD55103WH | SOL PUSHBUTTON WITH SYMBOL LIGHT 10A 250V AC WITH CLAWS POLAR WHITE | 4.04 | TEM | 1 | LP | 0.094 | 10
5TD55104BE | SOL PUSHBUTTON WITH DIFFUSER WITH SYMBOL LIGHT 10A 250V AC WITH CLAWS BEIGE | 8.49 | TEM | 1 | LP | 0.095 | 10
5TD55104SB | SOL PUSHBUTTON WITH DIFFUSER WITH SYMBOL LIGHT 10A 250V AC WITH CLAWS SILVER, BLACK | 17.08 | TEM | 1 | LP | 0.097 | 10
5TD55104WH | SOL PUSHBUTTON WITH DIFFUSER WITH SYMBOL LIGHT 10A 250V AC WITH CLAWS POLAR WHITE | 8.49 | TEM | 1 | LP | 0.093 | 10
5TD55105BE | SOL PUSHBUTTON WITH COVERPLATE WITH LABELHOLDER 10A 250V WITH CLAWS BEIGE | 9.21 | TEM | 1 | LP | 0.091 | 10
5TD55105SB | SOL PUSHBUTTON WITH COVERPLATE WITH LABELHOLDER 10A 250V WITH CLAWS SILVER, BLACK | 18.53 | TEM | 1 | LP | 0.092 | 10
5TD55105WH | SOL PUSHBUTTON WITH COVERPLATE WITH LABELHOLDER 10A 250V WITH CLAWS POLAR WHITE | 9.21 | TEM | 1 | LP | 0.091 | 10
5TG1305 | DELTA STYLE SHEET OF PICTOGRAPHS FOR ROCKER "OFF" | 4.14 | TEM | 1 | LP | 0.005 | 1
5TG1914 | DELTA PROFILE COMMUNICATIONS PLUG OPTICAL FIBRE MOUNTING PLATE SC/EC COUPLING | 5.38 | TEM | 1 | LP | 0.012 | 1
5TG4200 | ISYSTEM, SPARE WINDOW FOR LIGHT SIGNAL FOR SWITCHES AND PUSHB. SET 2XTRANSPARENT, 2XRED, 2XWHI | 8.59 | ΣΕΤ | 1 | LP | 0.005 | 1
5TG4205 | DELTA FLAT IP44, SM SLIDE NIPPLE FOR CABLE ENTRY F. CONNECTING INDIV. DEVICES W. HOLE | 1.55 | TEM | 1 | LP | 0.01 | 1
5TG4225 | PROFILE SEMICYLINDER CES FOR DELTA SHUTTER KEY SWITCH WITH 2 KEYS | 47.92 | TEM | 1 | LP | 0.144 | 1
5TG4318 | DELTA STYLE SEAL IP44 FOR SCHUKO SOCKET OUTL.S W. HINGED LID | 2.9 | ΣΕΤ | 1 | LP | 0.013 | 1
5TG4324 | ISYSTEM SET OF SEALS IP44 F.SWITCH AND PUSHB. ROCKERS F.2CIRCUIT SWITCH A.DOUBLE PUSHB. (1 SET = 4 INDIV. SEALS) | 5.8 | ΣΕΤ | 1 | LP | 0.016 | 1
5TG55004KK | CORAL, IRIS, MEGA CORD OUTLET WITH 3 X 1,5 SQ.MM MAX 10MM CABLE | 2.28 | TEM | 1 | LP | 0.048 | 10
5TG55027KK | IRIS,MEGA LAMP FOR ONE WAY DP, CONTROL ONE WAY SP AND CONTROL ONE WAY DP SWITCHES 230 V AC | 5.28 | TEM | 1 | LP | 0.003 | 1
5TG55028KK | IRIS,MEGA LAMP FOR ONE WAY SP, TWO WAY SP SWITCH, INTERMED. SWITCH AND PUSH BUTTON 230 V AC | 5.28 | TEM | 1 | LP | 0.009 | 1
5TG55030KK | IRIS,MEGA LAMP FOR 2 GANG MECHANISM 230 V AC | 4.45 | TEM | 1 | LP | 0.077 | 1
5TG55031KK | IRIS,MEGA E10 LAMP INCANDESCENT 3 W 230 V AC CLAWS | 4.04 | TEM | 1 | LP | 0.077 | 10
5TG7301 | ISYSTEM SPARE INC. LAMP FOR LIGHT SIGNAL INSERT | 6.93 | TEM | 1 | LP | 0.008 | 1
5TG7304 | DELTA SPARE GLOW LAMP 1.5MA FOR SCHUKO SOCKET OUTL. W. STATUS DISPLAY | 10.97 | TEM | 1 | LP | 0.006 | 1
5TG7316 | DELTA SWITCH A. PUSHBUTTON LED INSERT F. CONTROL FUNCTION 12V/50HZ, RED | 8.07 | TEM | 1 | LP | 0.008 | 1
5TG7317 | DELTA SWITCH A. PUSHBUTTON LED INSERT F. CONTROL FUNCTION 24V/50HZ, RED | 8.07 | TEM | 1 | LP | 0.004 | 1
5TG7321 | DELTA GLOW LAMP FINGERSAFE, 230V WEAK BRIGHTNESS 0.18MA F. DELTA INSERTS | 5.49 | TEM | 1 | LP | 0.004 | 1
5TG7333 | DELTA SWITCH A. PUSHBUTTON LED INSERT F. CONTROL FUNCTION 230V/50HZ, ORANGE | 6.52 | TEM | 1 | LP | 0.005 | 1
5TG7353 | DELTA SWITCH A. PUSHBUTTON LED INSERT F. CONTROL FUNCTION 230V/50HZ, RED | 8.07 | TEM | 1 | LP | 0.007 | 1
5TG7354 | DELTA SWITCH A. PUSHBUTTON LED INSERT F. CONTROL FUNCTION 230V/50HZ, WHITE | 9.63 | TEM | 1 | LP | 0.005 | 1
5TG7355 | DELTA SWITCH A. PUSHBUTTON LED INSERT F. CONTROL FUNCTION 230V/50HZ, BLUE | 9.63 | TEM | 1 | LP | 0.005 | 1
5UB4650 | SCHUKO S. OUTLET W. CAST COVER | 52.79 | TEM | 1 | LP | 0.263 | 1
5UB55000KK | CORAL SCHUKO SOCKET OUTLET GERMAN STANDARD WITH SPARE METALLIC GRID WITH CLAWS, 10 16A 250V AC | 3 | TEM | 1 | LP | 0.065 | 10
5UB55001KK | IRIS,MEGA SCHUKO SOCKET OUTLET GERMAN STANDARD WITH METALLIC GRID 16A 250V AC CLAWS | 4.45 | TEM | 1 | LP | 0.053 | 1
5UH1111 | MOLDED PLASTIC WALL ENCLOSURE FOR SHAVER SOCKET OUTLET 80X80X62MM | 6.21 | TEM | 1 | LP | 0.085 | 1
5UH1300 | DELTA PROGRAM OVERVOLT. PROTECTION MODULE AS REPLACEMENT, F.SCHUKO SOCKET OUTLETS W. OVERVOLTAGE PROTECTION | 100.6 | TEM | 1 | LP | 0.044 | 1
5TD55102WH | SOL PUSHBUTTON WITH SYMBOL BELL, WINDOW 10A 250V AC WITH CLAWS POLAR WHITE | 8.49 | TEM | 1 | LP | 0.095 | 10
5TA2108 | DELTA SWITCH INSERT FM CONTROL SWITCH CO 10A 250V | 23.91 | TEM | 1 | LP | 0.074 | 1
5TA2117 | DELTA SWITCH INSERT FM INTERMEDIATE SWITCH 10A 250V | 12.01 | TEM | 1 | LP | 0.066 | 1
5TA2118 | DELTA SWITCH INSERT FM DOPPEL2WAY SWITCH 10A 250V | 14.8 | TEM | 1 | LP | 0.07 | 1
5TA2150 | DELTA SWITCH INSERT FM CONTROL SWITCH OFF 10A 250V | 23.29 | TEM | 1 | LP | 0.068 | 1
5TA2151 | DELTA SWITCH INSERT FM OFF SWITCH 1POLE 10A 250V | 7.14 | TEM | 1 | LP | 0.06 | 1
5TA2153 | DELTA SWITCH INSERT FM OFF SWITCH 3POLE 16A 250V | 31.05 | TEM | 1 | LP | 0.084 | 1
5TA2155 | DELTA SWITCH INSERT FM 2CIRCUIT SWITCH 10A 250V | 9.94 | TEM | 1 | LP | 0.065 | 1
5TA2156 | DELTA SWITCH INSERT FM ONOFF SWITCH 10A 250V | 9.11 | TEM | 1 | LP | 0.064 | 1
5TA2162 | DELTA SWITCH INSERT FM OFF SWITCH 2POLE 16A 250V | 26.91 | TEM | 1 | LP | 0.077 | 1
5TA55005KK | CORAL, IRIS, MEGA CORD OPERATED PUSH BUTTON WITH SPARE METALLIC GRID 10 A 250 V AC | 8.18 | TEM | 1 | LP | 0.088 | 1
5TA55008KK | IRIS,MEGA ONE WAY SP SWITCH WITH METALLIC GRID 10A 250V AC CLAWS | 4.35 | TEM | 1 | LP | 0.083 | 1
5TA55010KK | IRIS,MEGA TWO WAY SP SWITCH WITH METALLIC GRID 10A 250V AC CLAWS | 6.83 | TEM | 1 | LP | 0.056 | 1
5TA55011KK | IRIS,MEGA INTERMEDIATE SWITCH WITH METALLIC GRID 10A 250V AC CLAWS | 15.11 | TEM | 1 | LP | 0.054 | 1
5TA55012KK | IRIS,MEGA CONTROLL ONE WAY SP SWITCH WITH METALLIC GRID 10A 250V AC CLAWS | 10.56 | TEM | 1 | LP | 0.066 | 1
5TA55013KK | IRIS,MEGA TWO WAY SP SWITCH WITH LAMP WITH METALLIC GRID 10A 250V AC CLAWS | 12.94 | TEM | 1 | LP | 0.083 | 1
5TA55014KK | IRIS,MEGA DOUBLE ONE WAY SP SWITCH WITH METALLIC GRID 10A 250V AC CLAWS | 9.52 | TEM | 1 | LP | 0.069 | 1
5TA55015KK | IRIS,MEGA DOUBLE TWO WAY SP SWITCH WITH METALLIC GRID 10A 250V AC CLAWS | 17.18 | TEM | 1 | LP | 0.083 | 1
5TA55016KK | IRIS,MEGA TWO WAY SWITCH, PUSH BUTTON WITH METALLIC GRID 16A + 10A 250V AC CLAWS | 20.18 | TEM | 1 | LP | 0.06 | 1
5TA55026KK | IRIS MEGA ROCKER SWITCH INSERT FOR FLUSH MOUNTING 10A, 250V,CONTR.SWITCH:TWOWAY WITHOUT CLAWS | 15.94 | TEM | 1 | LP | 0.055 | 1
5TA55101BE | SOL ONEWAY SP SWITCH 10A 250V AC WITH CLAWS BEIGE | 2.9 | TEM | 1 | LP | 0.087 | 10
5TA55101SB | SOL ONEWAY SP SWITCH 10A 250V AC WITH CLAWS SILVER, BLACK | 5.69 | TEM | 1 | LP | 0.095 | 10
5TA55101WH | SOL ONEWAY SP SWITCH 10A 250V AC WITH CLAWS POLAR WHITE | 2.9 | TEM | 1 | LP | 0.092 | 10
5TA55102BE | SOL ONEWAY SP SWITCH WITH SYMBOL LIGHT 10A 250V AC WITH CLAWS BEIGE | 8.07 | TEM | 1 | LP | 0.087 | 10
5TA55102SB | SOL ONEWAY SP SWITCH WHITE SYMBOL LIGHT 10A 250V AC WITH CLAWS SILVER, BLACK | 16.35 | TEM | 1 | LP | 0.097 | 10
5TA55102WH | SOL ONEWAY SP SWITCH WITH SYMBOL LIGHT 10A 250V AC WITH CLAWS POLAR WHITE | 8.07 | TEM | 1 | LP | 0.093 | 10
5TA55103BE | SOL TWOWAY SP SWITCH 10A 250V AC WITH CLAWS BEIGE | 3.83 | TEM | 1 | LP | 0.094 | 10
5TA55103SB | SOL TWOWAY SP SWITCH 10A 250V AC WITH CLAWS SILVER, BLACK | 7.66 | TEM | 1 | LP | 0.095 | 10
5TA55103WH | SOL TWOWAY SP SWITCH 10A 250V AC WITH CLAWS POLAR WHITE | 3.83 | TEM | 1 | LP | 0.094 | 10
5TA55104BE | SOL INTERMEDIATE SWITCH 10A 250V AC WITH CLAWS BEIGE | 7.87 | TEM | 1 | LP | 0.057 | 10
5TA55104SB | SOL INTERMEDIATE SWITCH 10A 250V AC WITH CLAWS SILVER, BLACK | 15.73 | TEM | 1 | LP | 0.098 | 10
5TA55104WH | SOL INTERMEDIATE SWITCH 10A 250V AC WITH CLAWS POLAR WHITE | 7.87 | TEM | 1 | LP | 0.097 | 10
5TA55105BE | SOL DOUBLE ONEWAY SP SWITCH DOUBLE INTERRUPTER 10A 250V WITH CLAWS BEIGE | 4.97 | TEM | 1 | LP | 0.106 | 10
5TA55105SB | SOL DOUBLE ONEWAY SP SWITCH DOUBLE INTERRUPTER 10A 250V WITH CLAWS SILVER, BLACK | 9.83 | TEM | 1 | LP | 0.101 | 10
5TA55105WH | SOL DOUBLE ONEWAY SP SWITCH DOUBLE INTERRUPTER 10A 250V WITH CLAWS POLAR WHITE | 4.97 | TEM | 1 | LP | 0.109 | 10
5TA55106BE | SOL DOUBLE TWOWAY SP SWITCH 10A 250V AC WITH CLAWS BEIGE | 7.56 | TEM | 1 | LP | 0.111 | 10
5TA55106SB | SOL DOUBLE TWOWAY SP SWITCH 10A 250V AC WITH CLAWS SILVER, BLACK | 15.11 | TEM | 1 | LP | 0.11 | 10
5TA55106WH | SOL DOUBLE TWOWAY SP SWITCH 10A 250V AC WITH CLAWS POLAR WHITE | 7.56 | TEM | 1 | LP | 0.1 | 10
5TD2111 | DELTA PUSHB. INSERT, FM DOUBLE PUSHB., 2NO CONTACTS 10A 250V | 15.73 | TEM | 1 | LP | 0.065 | 1
5TD2114 | DELTA PUSHB. INSERT, FM W. SEPARATE FEEDBACK 10A 250V | 15.21 | TEM | 1 | LP | 0.075 | 1
5TD2115 | DELTA PUSHB. INSERT, FM DOUBLE PUSHB., 1NO CONTACT 1NC CONTACT/ 1NO CONTACT 10A 250V | 30.12 | TEM | 1 | LP | 0.081 | 1
5TD2117 | DELTA PUSHB. INSERT, FM W. CONTIN. LIGHT ILLUMINATION 1CO CONTACT, W. N TERMINAL 10A 250V | 19.87 | TEM | 1 | LP | 0.068 | 1
5TD2120 | DELTA PUSHB. INSERT, FM 1NO CONTACT, 10A 250V | 8.18 | TEM | 1 | LP | 0.059 | 1
5TD55004KK | IRIS,MEGA DOUBLE PUSH BUTTON WITH LAMP WITH METALLIC GRID 10A 250V AC CLAWS | 26.08 | TEM | 1 | LP | 0.083 | 1
5TD55005KK | IRIS,MEGA DOUBLE PUSH BUTTON WITH METALLIC GRID 10A 250V AC CLAWS | 17.18 | TEM | 1 | LP | 0.078 | 1
5TD55006KK | IRIS,MEGA PUSH BUTTON WITH METALLIC GRID 10A 250V AC CLAWS | 7.04 | TEM | 1 | LP | 0.054 | 1
5TD55007KK | IRIS,MEGA PUSH BUTTON WITH TEMPORIZED SWITCH AND DIFFUSER WITH METALLIC GRID 10A 250V AC CLAWS | 21.32 | TEM | 1 | LP | 0.077 | 1
5TD55101BE | SOL PUSHBUTTON WITH SYMBOL BELL 10A 250V WITH CLAWS BEIGE | 4.04 | TEM | 1 | LP | 0.095 | 10
5TD55101SB | SOL PUSHBUTTON WITH SYMBOL BELL 10A 250V AC WITH CLAWS SILVER, BLACK | 8.07 | TEM | 1 | LP | 0.096 | 10
5TD55101WH | SOL PUSHBUTTON WITH SYMBOL BELL 10A 250V WITH CLAWS POLAR WHITE | 4.04 | TEM | 1 | LP | 0.094 | 10
5TD55102BE | SOL PUSHBUTTON WITH SYMBOL BELL, WINDOW 10A 250V AC WITH CLAWS BEIGE | 8.49 | TEM | 1 | LP | 0.096 | 10
5TD55102SB | SOL PUSHBUTTON WITH SYMBOL BELL, WINDOW 10A 250V AC WITH CLAWS SILVER, BLACK | 17.08 | TEM | 1 | LP | 0.093 | 10
5TD55102WH | SOL PUSHBUTTON WITH SYMBOL BELL, WINDOW 10A 250V AC WITH CLAWS POLAR WHITE | 8.49 | TEM | 1 | LP | 0.095 | 10
5TD55103BE | SOL PUSHBUTTON WITH SYMBOL LIGHT 10A 250V AC WITH CLAWS BEIGE | 4.04 | TEM | 1 | LP | 0.099 | 10
5TD55103SB | SOL PUSHBUTTON WITH SYMBOL LIGHT 10A 250V AC WITH CLAWS SILVER, BLACK | 8.07 | TEM | 1 | LP | 0.096 | 10
5TD55103WH | SOL PUSHBUTTON WITH SYMBOL LIGHT 10A 250V AC WITH CLAWS POLAR WHITE | 4.04 | TEM | 1 | LP | 0.094 | 10
5TD55104BE | SOL PUSHBUTTON WITH DIFFUSER WITH SYMBOL LIGHT 10A 250V AC WITH CLAWS BEIGE | 8.49 | TEM | 1 | LP | 0.095 | 10
5TD55104SB | SOL PUSHBUTTON WITH DIFFUSER WITH SYMBOL LIGHT 10A 250V AC WITH CLAWS SILVER, BLACK | 17.08 | TEM | 1 | LP | 0.097 | 10
5TD55104WH | SOL PUSHBUTTON WITH DIFFUSER WITH SYMBOL LIGHT 10A 250V AC WITH CLAWS POLAR WHITE | 8.49 | TEM | 1 | LP | 0.093 | 10
5TD55105BE | SOL PUSHBUTTON WITH COVERPLATE WITH LABELHOLDER 10A 250V WITH CLAWS BEIGE | 9.21 | TEM | 1 | LP | 0.091 | 10
5TD55105SB | SOL PUSHBUTTON WITH COVERPLATE WITH LABELHOLDER 10A 250V WITH CLAWS SILVER, BLACK | 18.53 | TEM | 1 | LP | 0.092 | 10
5TD55105WH | SOL PUSHBUTTON WITH COVERPLATE WITH LABELHOLDER 10A 250V WITH CLAWS POLAR WHITE | 9.21 | TEM | 1 | LP | 0.091 | 10
5TG1305 | DELTA STYLE SHEET OF PICTOGRAPHS FOR ROCKER "OFF" | 4.14 | TEM | 1 | LP | 0.005 | 1
5TG1914 | DELTA PROFILE COMMUNICATIONS PLUG OPTICAL FIBRE MOUNTING PLATE SC/EC COUPLING | 5.38 | TEM | 1 | LP | 0.012 | 1
5TG4200 | ISYSTEM, SPARE WINDOW FOR LIGHT SIGNAL FOR SWITCHES AND PUSHB. SET 2XTRANSPARENT, 2XRED, 2XWHI | 8.59 | ΣΕΤ | 1 | LP | 0.005 | 1
5TG4205 | DELTA FLAT IP44, SM SLIDE NIPPLE FOR CABLE ENTRY F. CONNECTING INDIV. DEVICES W. HOLE | 1.55 | TEM | 1 | LP | 0.01 | 1
5TG4225 | PROFILE SEMICYLINDER CES FOR DELTA SHUTTER KEY SWITCH WITH 2 KEYS | 47.92 | TEM | 1 | LP | 0.144 | 1
5TG4318 | DELTA STYLE SEAL IP44 FOR SCHUKO SOCKET OUTL.S W. HINGED LID | 2.9 | ΣΕΤ | 1 | LP | 0.013 | 1
5TG4324 | ISYSTEM SET OF SEALS IP44 F.SWITCH AND PUSHB. ROCKERS F.2CIRCUIT SWITCH A.DOUBLE PUSHB. (1 SET = 4 INDIV. SEALS) | 5.8 | ΣΕΤ | 1 | LP | 0.016 | 1
5TG55004KK | CORAL, IRIS, MEGA CORD OUTLET WITH 3 X 1,5 SQ.MM MAX 10MM CABLE | 2.28 | TEM | 1 | LP | 0.048 | 10
5TG55027KK | IRIS,MEGA LAMP FOR ONE WAY DP, CONTROL ONE WAY SP AND CONTROL ONE WAY DP SWITCHES 230 V AC | 5.28 | TEM | 1 | LP | 0.003 | 1
5TG55028KK | IRIS,MEGA LAMP FOR ONE WAY SP, TWO WAY SP SWITCH, INTERMED. SWITCH AND PUSH BUTTON 230 V AC | 5.28 | TEM | 1 | LP | 0.009 | 1
5TG55030KK | IRIS,MEGA LAMP FOR 2 GANG MECHANISM 230 V AC | 4.45 | TEM | 1 | LP | 0.077 | 1
5TG55031KK | IRIS,MEGA E10 LAMP INCANDESCENT 3 W 230 V AC CLAWS | 4.04 | TEM | 1 | LP | 0.077 | 10
5TG7301 | ISYSTEM SPARE INC. LAMP FOR LIGHT SIGNAL INSERT | 6.93 | TEM | 1 | LP | 0.008 | 1
5TG7304 | DELTA SPARE GLOW LAMP 1.5MA FOR SCHUKO SOCKET OUTL. W. STATUS DISPLAY | 10.97 | TEM | 1 | LP | 0.006 | 1
5TG7316 | DELTA SWITCH A. PUSHBUTTON LED INSERT F. CONTROL FUNCTION 12V/50HZ, RED | 8.07 | TEM | 1 | LP | 0.008 | 1
5TG7317 | DELTA SWITCH A. PUSHBUTTON LED INSERT F. CONTROL FUNCTION 24V/50HZ, RED | 8.07 | TEM | 1 | LP | 0.004 | 1
5TG7321 | DELTA GLOW LAMP FINGERSAFE, 230V WEAK BRIGHTNESS 0.18MA F. DELTA INSERTS | 5.49 | TEM | 1 | LP | 0.004 | 1
5TG7333 | DELTA SWITCH A. PUSHBUTTON LED INSERT F. CONTROL FUNCTION 230V/50HZ, ORANGE | 6.52 | TEM | 1 | LP | 0.005 | 1
5TG7353 | DELTA SWITCH A. PUSHBUTTON LED INSERT F. CONTROL FUNCTION 230V/50HZ, RED | 8.07 | TEM | 1 | LP | 0.007 | 1
5TG7354 | DELTA SWITCH A. PUSHBUTTON LED INSERT F. CONTROL FUNCTION 230V/50HZ, WHITE | 9.63 | TEM | 1 | LP | 0.005 | 1
5TG7355 | DELTA SWITCH A. PUSHBUTTON LED INSERT F. CONTROL FUNCTION 230V/50HZ, BLUE | 9.63 | TEM | 1 | LP | 0.005 | 1
5UB4650 | SCHUKO S. OUTLET W. CAST COVER | 52.79 | TEM | 1 | LP | 0.263 | 1
5UB55000KK | CORAL SCHUKO SOCKET OUTLET GERMAN STANDARD WITH SPARE METALLIC GRID WITH CLAWS, 10 16A 250V AC | 3 | TEM | 1 | LP | 0.065 | 10
5UB55001KK | IRIS,MEGA SCHUKO SOCKET OUTLET GERMAN STANDARD WITH METALLIC GRID 16A 250V AC CLAWS | 4.45 | TEM | 1 | LP | 0.053 | 1
5UH1111 | MOLDED PLASTIC WALL ENCLOSURE FOR SHAVER SOCKET OUTLET 80X80X62MM | 6.21 | TEM | 1 | LP | 0.085 | 1
5UH1300 | DELTA PROGRAM OVERVOLT. PROTECTION MODULE AS REPLACEMENT, F.SCHUKO SOCKET OUTLETS W. OVERVOLTAGE PROTECTION | 100.6 | TEM | 1 | LP | 0.044 | 1
5TA2104 | DELTA SWITCH INSERT FM SHUTTER SWITCH 10A 250V | 23.49 | TEM | 1 | LP | 0.092 | 1
5TA2114 | DELTA PUSHB. INSERT FM, SHUTTER PUSHB. 10A 250V ELECTRICALLY INTERLOCKED | 18.01 | TEM | 1 | LP | 0.071 | 1
5TA2154 | DELTA SWITCH INSERT FM SHUTTER SWITCH 16A 250V MECHANICALLY INTERLOCKED | 19.46 | TEM | 1 | LP | 0.067 | 1
5TA55107BE | SOL DOUBLE PUSHBUTTON FOR BLINDS W. ELECT. INTERLOCKING DEVICE 10A 250V AC WITH CLAWS WHIT COVERPLATE BEIGE | 10.04 | TEM | 1 | LP | 0.107 | 10
5TA55107SB | SOL DOUBLE PUSHBUTTON FOR BLINDS W. ELECT. INTERLOCKING DEVICE 10A 250V AC WITH CLAWS WHIT COVERPLATE SILVER, BLACK | 20.18 | TEM | 1 | LP | 0.108 | 10
5TA55107WH | SOL DOUBLE PUSHBUTTON FOR BLINDS W. ELECT. INTERLOCKING DEVICE 10A 250V AC WITH CLAWS WHIT COVERPLATE POLAR WHITE | 10.14 | TEM | 1 | LP | 0.106 | 10
5TA55108BE | SOL SWITCH FOR BLINDS WITH ELECTRICAL AND MECHANICAL INTERLOCKING DEVICE WHIT COVERPLATE BEIGE | 10.04 | TEM | 1 | LP | 0.102 | 10
5TA55108SB | SOL SWITCH FOR BLINDS WITH ELECTRICAL AND MECHANICAL INTERLOCKING DEVICE WHIT COVERPLATE SILVER, BLACK | 20.18 | TEM | 1 | LP | 0.109 | 10
5TA55108WH | SOL SWITCH FOR BLINDS WITH ELECTRICAL AND MECHANICAL INTERLOCKING DEVICE WHIT COVERPLATE POLAR WHITE | 10.14 | TEM | 1 | LP | 0.108 | 10
5TA7664 | ISYSTEM, TIT. WHITE, FM SHUTTER KEY SWITCH 1POLE, 10A 250V MOM./MAINT.CONTACT IN BOTH DIR. W. COVER PLATE 55X55MM | 60.75 | TEM | 1 | LP | 0.15 | 1
5TA2104 | DELTA SWITCH INSERT FM SHUTTER SWITCH 10A 250V | 23.49 | TEM | 1 | LP | 0.092 | 1
5TA2114 | DELTA PUSHB. INSERT FM, SHUTTER PUSHB. 10A 250V ELECTRICALLY INTERLOCKED | 18.01 | TEM | 1 | LP | 0.071 | 1
5TA2154 | DELTA SWITCH INSERT FM SHUTTER SWITCH 16A 250V MECHANICALLY INTERLOCKED | 19.46 | TEM | 1 | LP | 0.067 | 1
5TA55107BE | SOL DOUBLE PUSHBUTTON FOR BLINDS W. ELECT. INTERLOCKING DEVICE 10A 250V AC WITH CLAWS WHIT COVERPLATE BEIGE | 10.04 | TEM | 1 | LP | 0.107 | 10
5TA55107SB | SOL DOUBLE PUSHBUTTON FOR BLINDS W. ELECT. INTERLOCKING DEVICE 10A 250V AC WITH CLAWS WHIT COVERPLATE SILVER, BLACK | 20.18 | TEM | 1 | LP | 0.108 | 10
5TA55107WH | SOL DOUBLE PUSHBUTTON FOR BLINDS W. ELECT. INTERLOCKING DEVICE 10A 250V AC WITH CLAWS WHIT COVERPLATE POLAR WHITE | 10.14 | TEM | 1 | LP | 0.106 | 10
5TA55108BE | SOL SWITCH FOR BLINDS WITH ELECTRICAL AND MECHANICAL INTERLOCKING DEVICE WHIT COVERPLATE BEIGE | 10.04 | TEM | 1 | LP | 0.102 | 10
5TA55108SB | SOL SWITCH FOR BLINDS WITH ELECTRICAL AND MECHANICAL INTERLOCKING DEVICE WHIT COVERPLATE SILVER, BLACK | 20.18 | TEM | 1 | LP | 0.109 | 10
5TA55108WH | SOL SWITCH FOR BLINDS WITH ELECTRICAL AND MECHANICAL INTERLOCKING DEVICE WHIT COVERPLATE POLAR WHITE | 10.14 | TEM | 1 | LP | 0.108 | 10
5TA7664 | ISYSTEM, TIT. WHITE, FM SHUTTER KEY SWITCH 1POLE, 10A 250V MOM./MAINT.CONTACT IN BOTH DIR. W. COVER PLATE 55X55MM | 60.75 | TEM | 1 | LP | 0.15 | 1
5TC9223 | ISYSTEM, TITANIUM WHITE ROOM TEMP. CONTROLLER COVER 3POSITION SWITCH, 55X55MM | 9.11 | TEM | 1 | LP | 0.014 | 1
5TC1060 | DELTA MIRO FLUSHMOUNTING RADIO TITANIUM WHITE 230V/50HZ | 257.6 | TEM | 1 | LP | 0.447 | 1
5TC1061 | DELTA MIRO FLUSHMOUNTING RADIO ALUMINUM METALLIC 230V/50HZ | 265.77 | TEM | 1 | LP | 0.442 | 1
5TC1060 | DELTA MIRO FLUSHMOUNTING RADIO TITANIUM WHITE 230V/50HZ | 257.6 | TEM | 1 | LP | 0.447 | 1
5TC1061 | DELTA MIRO FLUSHMOUNTING RADIO ALUMINUM METALLIC 230V/50HZ | 265.77 | TEM | 1 | LP | 0.442 | 1
5TD2813 | ISYSTEM, TITANIUM WHITE LIGHT SIGNAL 250V W. GLOW LAMP COVER PLATE 55X55M W. RED WINDOW | 25.98 | TEM | 1 | LP | 0.077 | 1
5TD2814 | ISYSTEM, ELECTRIC WHITE LIGHT SIGNAL 250V W. GLOW LAMP COVER PLATE 55X55MM W. RED WINDOW | 25.98 | TEM | 1 | LP | 0.079 | 1
5TD2865 | ISYSTEM, CARBON METALLIC LIGHT SIGNAL 250V W. GLOW LAMP COVER PLATE 55X55MM W. RED WINDOW | 42.85 | TEM | 1 | LP | 0.078 | 1
5TD2866 | ISYSTEM, ALUMIN.METALLIC LIGHT SIGNAL 250V W. GLOW LAMP COVER PLATE 55X55MM W. RED WINDOW | 42.85 | TEM | 1 | LP | 0.079 | 1
5TD55002KK | CORAL, IRIS, MEGA PILOT LIGHT INCLUDING LAMP WITH SPARE METALLIC GRID WITH CLAWS | 15.01 | TEM | 1 | LP | 0.083 | 1
5TG55005KK | CORAL, IRIS, MEGA ANTI BLACK OUT LAMP WITH SPARE METALLIC GRID 230 V, 50 HZ | 40.88 | TEM | 1 | LP | 0.089 | 1
5TD2813 | ISYSTEM, TITANIUM WHITE LIGHT SIGNAL 250V W. GLOW LAMP COVER PLATE 55X55M W. RED WINDOW | 25.98 | TEM | 1 | LP | 0.077 | 1
5TD2814 | ISYSTEM, ELECTRIC WHITE LIGHT SIGNAL 250V W. GLOW LAMP COVER PLATE 55X55MM W. RED WINDOW | 25.98 | TEM | 1 | LP | 0.079 | 1
5TD2865 | ISYSTEM, CARBON METALLIC LIGHT SIGNAL 250V W. GLOW LAMP COVER PLATE 55X55MM W. RED WINDOW | 42.85 | TEM | 1 | LP | 0.078 | 1
5TD2866 | ISYSTEM, ALUMIN.METALLIC LIGHT SIGNAL 250V W. GLOW LAMP COVER PLATE 55X55MM W. RED WINDOW | 42.85 | TEM | 1 | LP | 0.079 | 1
5TD55002KK | CORAL, IRIS, MEGA PILOT LIGHT INCLUDING LAMP WITH SPARE METALLIC GRID WITH CLAWS | 15.01 | TEM | 1 | LP | 0.083 | 1
5TG55005KK | CORAL, IRIS, MEGA ANTI BLACK OUT LAMP WITH SPARE METALLIC GRID 230 V, 50 HZ | 40.88 | TEM | 1 | LP | 0.089 | 1
5TG55022KK | CORAL, IRIS, MEGA HEATING AND COOLING ELECTRONIC ROOM THERMOSTAT WITH SPARE METALLIC GRID WITH CLAWS | 82.9 | TEM | 1 | LP | 0.12 | 1
5TG59005KK | IRIS REMOVABLE EMERGENCY LIGHTING WITH COVER WHITE, 3 HOURS WITH METALLIC GRID | 67.48 | TEM | 1 | LP | 0.077 | 1
5TG59006KK | MEGA REMOVABLE EMERGENCY LIGHTING WITH COVER ALUMINIUM, 3 HOURS WITH METALLIC GRID | 67.48 | TEM | 1 | LP | 0.077 | 1
5TG55022KK | CORAL, IRIS, MEGA HEATING AND COOLING ELECTRONIC ROOM THERMOSTAT WITH SPARE METALLIC GRID WITH CLAWS | 82.9 | TEM | 1 | LP | 0.12 | 1
5TG59005KK | IRIS REMOVABLE EMERGENCY LIGHTING WITH COVER WHITE, 3 HOURS WITH METALLIC GRID | 67.48 | TEM | 1 | LP | 0.077 | 1
5TG59006KK | MEGA REMOVABLE EMERGENCY LIGHTING WITH COVER ALUMINIUM, 3 HOURS WITH METALLIC GRID | 67.48 | TEM | 1 | LP | 0.077 | 1
8GB13710 | SIMBOX UNIVERSAL WP WALLMOUNTED DB SM, IP 65 1ROW, 4MW, W/O TERMINAL STRIP | 18.03 | TEM | 1 | LP | 0.531 | 1
8GB13711 | SIMBOX UNIVERSAL WP WALLMOUNTED DB SM, IP 65 1ROW, 8MW, W/O TERMINAL STRIP | 22.76 | TEM | 1 | LP | 0.701 | 1
8GB13712 | SIMBOX UNIVERSAL WP WALLMOUNTED DB SM, IP 65 1ROW, 12MW, W/O TERMINAL STRIP | 40.89 | TEM | 1 | LP | 1.493 | 1
8GB13713 | SIMBOX UNIVERSAL WP WALLMOUNTED DB SM, IP 65 1ROW, 18MW, W/O TERMINAL STRIP | 53.05 | TEM | 1 | LP | 2.112 | 1
8GB13722 | SIMBOX UNIVERSAL WP WALLMOUNTED DB SM, IP 65 2ROW, 24MW, W/O TERMINAL STRIP | 65.41 | TEM | 1 | LP | 2.352 | 1
8GB13723 | SIMBOX UNIVERSAL WP WALLMOUNTED DB SM, IP 65 2ROW, 36MW, W/O TERMINAL STRIP | 92.91 | TEM | 1 | LP | 3.746 | 1
8GB13733 | SIMBOX UNIVERSAL WP WALLMOUNTED DB SM, IP 65 3ROW, 54MW, W/O TERMINAL STRIP | 162.64 | TEM | 1 | LP | 5 | 1
8GB13743 | SIMBOX UNIVERSAL WP WALLMOUNTED DB SM, IP 65 4ROW, 72MW, W/O TERMINAL STRIP | 212.39 | TEM | 1 | LP | 8.08 | 1
8GB13710 | SIMBOX UNIVERSAL WP WALLMOUNTED DB SM, IP 65 1ROW, 4MW, W/O TERMINAL STRIP | 18.03 | TEM | 1 | LP | 0.531 | 1
8GB13711 | SIMBOX UNIVERSAL WP WALLMOUNTED DB SM, IP 65 1ROW, 8MW, W/O TERMINAL STRIP | 22.76 | TEM | 1 | LP | 0.701 | 1
8GB13712 | SIMBOX UNIVERSAL WP WALLMOUNTED DB SM, IP 65 1ROW, 12MW, W/O TERMINAL STRIP | 40.89 | TEM | 1 | LP | 1.493 | 1
8GB13713 | SIMBOX UNIVERSAL WP WALLMOUNTED DB SM, IP 65 1ROW, 18MW, W/O TERMINAL STRIP | 53.05 | TEM | 1 | LP | 2.112 | 1
8GB13722 | SIMBOX UNIVERSAL WP WALLMOUNTED DB SM, IP 65 2ROW, 24MW, W/O TERMINAL STRIP | 65.41 | TEM | 1 | LP | 2.352 | 1
8GB13723 | SIMBOX UNIVERSAL WP WALLMOUNTED DB SM, IP 65 2ROW, 36MW, W/O TERMINAL STRIP | 92.91 | TEM | 1 | LP | 3.746 | 1
8GB13733 | SIMBOX UNIVERSAL WP WALLMOUNTED DB SM, IP 65 3ROW, 54MW, W/O TERMINAL STRIP | 162.64 | TEM | 1 | LP | 5 | 1
8GB13743 | SIMBOX UNIVERSAL WP WALLMOUNTED DB SM, IP 65 4ROW, 72MW, W/O TERMINAL STRIP | 212.39 | TEM | 1 | LP | 8.08 | 1
8GB20510 | SIMBOX UNIVERSAL WP CABLE ENTRY COVER, 12MW | 5.3 | TEM | 1 | LP | 0.131 | 20
8GB20511 | SIMBOX UNIVERSAL WP CABLE ENTRY COVER, 18MW | 5.61 | TEM | 1 | LP | 0.214 | 20
8GB20520 | SIMBOX UNIVERSAL WP N/PE TERMINAL STRIP 2X1X25SQMM+2X7X10SQMM | 9.18 | TEM | 1 | LP | 0.17 | 10
8GB20521 | SIMBOX UNIVERSAL WP N/PE TERMINAL STRIP 2X3X25SQMM+2X10X10SQMM | 15.2 | TEM | 1 | LP | 0.274 | 10
8GB20522 | SIMBOX UNIVERSAL WP N/PE TERMINAL STRIP 2X5X25SQMM+2X14X10SQMM | 22.64 | TEM | 1 | LP | 0.422 | 10
8GB20550 | SIMBOX UNIVERSAL WP CYLINDER SAFETY LOCK | 16.42 | TEM | 1 | LP | 0.06 | 10
8GB4671 | BLANK COVER 12 MW GREY FLAME RESTISTANT FOR SIMBOX | 2.24 | TEM | 1 | LP | 0.027 | 10
8GB4683 | BLANK COVER 12 MW WHITE FLAME RESTISTANT FOR SIMBOX | 2.24 | TEM | 1 | LP | 0.028 | 10
8GB20510 | SIMBOX UNIVERSAL WP CABLE ENTRY COVER, 12MW | 5.3 | TEM | 1 | LP | 0.131 | 20
8GB20511 | SIMBOX UNIVERSAL WP CABLE ENTRY COVER, 18MW | 5.61 | TEM | 1 | LP | 0.214 | 20
8GB20520 | SIMBOX UNIVERSAL WP N/PE TERMINAL STRIP 2X1X25SQMM+2X7X10SQMM | 9.18 | TEM | 1 | LP | 0.17 | 10
8GB20521 | SIMBOX UNIVERSAL WP N/PE TERMINAL STRIP 2X3X25SQMM+2X10X10SQMM | 15.2 | TEM | 1 | LP | 0.274 | 10
8GB20522 | SIMBOX UNIVERSAL WP N/PE TERMINAL STRIP 2X5X25SQMM+2X14X10SQMM | 22.64 | TEM | 1 | LP | 0.422 | 10
8GB20550 | SIMBOX UNIVERSAL WP CYLINDER SAFETY LOCK | 16.42 | TEM | 1 | LP | 0.06 | 10
8GB4671 | BLANK COVER 12 MW GREY FLAME RESTISTANT FOR SIMBOX | 2.24 | TEM | 1 | LP | 0.027 | 10
8GB4683 | BLANK COVER 12 MW WHITE FLAME RESTISTANT FOR SIMBOX | 2.24 | TEM | 1 | LP | 0.028 | 10
8WH60014EF00 | INSTATERMINALS PE,L,N 2,5 MM2, 5,2 MM WIDTH GREY | 10 | TEM | 1 | LP | 0.019 | 50
8WH60014EF00 | INSTATERMINALS PE,L,N 2,5 MM2, 5,2 MM WIDTH GREY | 10 | TEM | 1 | LP | 0.019 | 50
8WH51002KF00 | HYBRID FEEDTHROUGH TERMINAL, PLUG AND SPRING CONNECTION, SECTION 0.08 2.5 MM2, WIDTH 5.2 MM, COLOR: GRAY | 2.7 | TEM | 1 | LP | 0.005 | 50
8WH51002KG00 | HYBRID FEEDTHROUGH TERMINAL, PLUG AND SPRING CONNECTION, SECTION 0.08 4 MM2, WIDTH 6.2 MM, COLOR: GRAY | 3.2 | TEM | 1 | LP | 0.008 | 50
8WH51202MF00 | HYBRID TWOTIER TERMINAL, PLUG AND SPRING CONNECTION,, SECTION:0.08 4 MM2, WIDTH: 5.2 MM, COLOR: GRAY | 6.5 | TEM | 1 | LP | 0.01 | 50
8WH51002KF00 | HYBRID FEEDTHROUGH TERMINAL, PLUG AND SPRING CONNECTION, SECTION 0.08 2.5 MM2, WIDTH 5.2 MM, COLOR: GRAY | 2.7 | TEM | 1 | LP | 0.005 | 50
8WH51002KG00 | HYBRID FEEDTHROUGH TERMINAL, PLUG AND SPRING CONNECTION, SECTION 0.08 4 MM2, WIDTH 6.2 MM, COLOR: GRAY | 3.2 | TEM | 1 | LP | 0.008 | 50
8WH51202MF00 | HYBRID TWOTIER TERMINAL, PLUG AND SPRING CONNECTION,, SECTION:0.08 4 MM2, WIDTH: 5.2 MM, COLOR: GRAY | 6.5 | TEM | 1 | LP | 0.01 | 50
8WH60000AG00 | TERMINAL BLOCK 4 MM2, 6,2 MM WIDTH GREY | 3.7 | TEM | 1 | LP | 0.009 | 50
8WH60000AG00 | TERMINAL BLOCK 4 MM2, 6,2 MM WIDTH GREY | 3.7 | TEM | 1 | LP | 0.009 | 50
8HC6900 | RUBBER CABLE ENTRY FOR CABLE ENTRIES | 31.3 | TEM | 1 | LP | 0.079 | 1
8HP1806 | RUBBER CABLE ENTRY FOR 2 CABLES 615MM | 6.4 | TEM | 1 | LP | 0.012 | 1
8HP1808 | RUBBER CABLE GLAND FOR 4 CABLES 412MM | 6.4 | TEM | 1 | LP | 0.012 | 1
8HC6900 | RUBBER CABLE ENTRY FOR CABLE ENTRIES | 31.3 | TEM | 1 | LP | 0.079 | 1
8HP1806 | RUBBER CABLE ENTRY FOR 2 CABLES 615MM | 6.4 | TEM | 1 | LP | 0.012 | 1
8HP1808 | RUBBER CABLE GLAND FOR 4 CABLES 412MM | 6.4 | TEM | 1 | LP | 0.012 | 1
8GK11022KK12 | ALPHA 400, wallmounted cabinet, flat pack, IP43, safety class 1, H: 650 mm, W: 300 mm, D: 210 mm, RAL 9016 | 178.91 | TEM | 1 | LP | 8.538 | 1
8GK11022KK22 | ALPHA 400, wallmounted cabinet, flat pack, IP43, safety class 1, H: 650 mm, W: 550 mm, D: 210 mm, RAL 9016 | 209.92 | TEM | 1 | LP | 12.85 | 1
8GK11023KK12 | ALPHA 400, wallmounted cabinet, flat pack, IP43, safety class 1, H: 800 mm, W: 300 mm, D: 210 mm, RAL 9016 | 193.39 | TEM | 1 | LP | 9.945 | 1
8GK11023KK22 | ALPHA 400, wallmounted cabinet, flat pack, IP43, safety class 1, H: 800 mm, W: 550 mm, D: 210 mm, RAL 9016 | 229.3 | TEM | 1 | LP | 15.5 | 1
8GK11023KK32 | ALPHA 400, wallmounted cabinet, flat pack, IP43, safety class 1, H: 800 mm, W: 800 mm, D: 210 mm, RAL 9016 | 318.75 | TEM | 1 | LP | 18.5 | 1
8GK11024KK12 | ALPHA 400, wallmounted cabinet, flat pack, IP43, safety class 1, H: 950 mm, W: 300 mm, D: 210 mm, RAL 9016 | 204.82 | TEM | 1 | LP | 12 | 1
8GK11024KK22 | ALPHA 400, wallmounted cabinet, flat pack, IP43, safety class 1, H: 950 mm, W: 550 mm, D: 210 mm, RAL 9016 | 250 | TEM | 1 | LP | 16.8 | 1
8GK11024KK32 | ALPHA 400, wallmounted cabinet, flat pack, IP43, safety class 1, H: 950 mm, W: 800 mm, D: 210 mm, RAL 9016 | 340.58 | TEM | 1 | LP | 21.5 | 1
8GK11025KK12 | ALPHA 400, wallmounted cabinet, flat pack, IP43, safety class 1, H: 1100 mm, W: 300 mm, D: 210 mm, RAL 9016 | 223.18 | TEM | 1 | LP | 14 | 1
8GK11025KK22 | ALPHA 400, wallmounted cabinet, flat pack, IP43, safety class 1, H: 1100 mm, W: 550 mm, D: 210 mm, RAL 9016 | 280.91 | TEM | 1 | LP | 20 | 1
8GK11025KK32 | ALPHA 400, wallmounted cabinet, flat pack, IP43, safety class 1, H: 1100 mm, W: 800 mm, D: 210 mm, RAL 9016 | 385.76 | TEM | 1 | LP | 27.2 | 1
8GK11025KK42 | ALPHA 400, wallmounted cabinet, flat pack, IP43, safety class 1, H: 1100 mm, W: 1050 mm, D: 210 mm, RAL 9016 | 448.6 | TEM | 1 | LP | 32.5 | 1
8GK11025KK52 | ALPHA 400, wallmounted cabinet, flat pack, IP43, safety class 1, H: 1100 mm, W: 1300 mm, D: 210 mm, RAL 9016 | 561.61 | TEM | 1 | LP | 39 | 1
8GK11026KK22 | ALPHA 400, wallmounted cabinet, flat pack, IP43, safety class 1, H: 1250 mm, W: 550 mm, D: 210 mm, RAL 9016 | 306.51 | TEM | 1 | LP | 22 | 1
8GK11026KK32 | ALPHA 400, wallmounted cabinet, flat pack, IP43, safety class 1, H: 1250 mm, W: 800 mm, D: 210 mm, RAL 9016 | 427.99 | TEM | 1 | LP | 29 | 1
8GK11026KK52 | ALPHA 400, wallmounted cabinet, flat pack, IP43, safety class 1, H: 1250 mm, W: 1300 mm, D: 210 mm, RAL 9016 | 590.48 | TEM | 1 | LP | 43 | 1
8GK11027KK12 | ALPHA 400, wallmounted cabinet, flat pack, IP43, safety class 1, H: 1400 mm, W: 300 mm, D: 210 mm, RAL 9016 | 255.2 | TEM | 1 | LP | 17 | 1
8GK11027KK22 | ALPHA 400, wallmounted cabinet, flat pack, IP43, safety class 1, H: 1400 mm, W: 550 mm, D: 210 mm, RAL 9016 | 333.44 | TEM | 1 | LP | 24 | 1
8GK11027KK42 | ALPHA 400, wallmounted cabinet, flat pack, IP43, safety class 1, H: 1400 mm, W: 1050 mm, D: 210 mm, RAL 9016 | 536.01 | TEM | 1 | LP | 40 | 1
8GK11122KK22 | ALPHA 400, wallmounted cabinet, flat pack, IP43, safety class 2, H: 650 mm, W: 550 mm, D: 210 mm, RAL 9016 | 274.58 | TEM | 1 | LP | 12.6 | 1
8GK11124KK22 | ALPHA 400, wallmounted cabinet, flat pack, IP43, safety class 2, H: 950 mm, W: 550 mm, D: 210 mm, RAL 9016 | 324.05 | TEM | 1 | LP | 19 | 1
8GK11213KK22 | ALPHA 400, wallmounted cabinet, flushmounting, IP31, safety class 1, H: 800 mm, W: 550 mm, D: 210 mm, RAL 9016 | 305.49 | TEM | 1 | LP | 15.5 | 1
8GK11214KK22 | ALPHA 400, wallmounted cabinet, flushmounting, IP31, safety class 1, H: 950 mm, W: 550 mm, D: 210 mm, RAL 9016 | 333.44 | TEM | 1 | LP | 17.5 | 1
8GK11214KK32 | ALPHA 400, wallmounted cabinet, flushmounting, IP31, safety class 1, H: 950 mm, W: 800 mm, D: 210 mm, RAL 9016 | 453.7 | TEM | 1 | LP | 23 | 1
8GK11216KK22 | ALPHA 400, wallmounted cabinet, flushmounting, IP31, safety class 1, H: 1250 mm, W: 550 mm, D: 210 mm, RAL 9016 | 413.61 | TEM | 1 | LP | 22 | 1
8GK11217KK32 | ALPHA 400, wallmounted cabinet, flushmounting, IP31, safety class 1, H: 1400 mm, W: 800 mm, D: 210 mm, RAL 9016 | 592.11 | TEM | 1 | LP | 32 | 1
8GK11222KK22 | ALPHA 400, wallmounted cabinet, IP43, safety class 1, H: 650 mm, W: 550 mm, D: 210 mm, RAL 9016 | 244.9 | TEM | 1 | LP | 12 | 1
8GK11223KK22 | ALPHA 400, wallmounted cabinet, IP43, safety class 1, H: 800 mm, W: 550 mm, D: 210 mm, RAL 9016 | 266.42 | TEM | 1 | LP | 15.5 | 1
8GK11224KK22 | ALPHA 400, wallmounted cabinet, IP43, safety class 1, H: 950 mm, W: 550 mm, D: 210 mm, RAL 9016 | 289.17 | TEM | 1 | LP | 17.5 | 1
8GK11224KK42 | ALPHA 400, wallmounted cabinet, IP43, safety class 1, H: 950 mm, W: 1050 mm, D: 210 mm, RAL 9016 | 474.3 | TEM | 1 | LP | 28.5 | 1
8GK11225KK22 | ALPHA 400, wallmounted cabinet, IP43, safety class 1, H: 1100 mm, W: 550 mm, D: 210 mm, RAL 9016 | 322.01 | TEM | 1 | LP | 20 | 1
8GK11226KK32 | ALPHA 400, wallmounted cabinet, IP43, safety class 1, H: 1250 mm, W: 800 mm, D: 210 mm, RAL 9016 | 496.84 | TEM | 1 | LP | 29 | 1
8GK11226KK42 | ALPHA 400, wallmounted cabinet, IP43, safety class 1, H: 1250 mm, W: 1050 mm, D: 210 mm, RAL 9016 | 574.97 | TEM | 1 | LP | 36 | 1
8GK11226KK52 | ALPHA 400, wallmounted cabinet, IP43, safety class 1, H: 1250 mm, W: 1300 mm, D: 210 mm, RAL 9016 | 691.25 | TEM | 1 | LP | 43 | 1
8GK11227KK32 | ALPHA 400, wallmounted cabinet, IP43, safety class 1, H: 1400 mm, W: 800 mm, D: 210 mm, RAL 9016 | 530.71 | TEM | 1 | LP | 32 | 1
8GK11227KK42 | ALPHA 400, wallmounted cabinet, IP43, safety class 1, H: 1400 mm, W: 1050 mm, D: 210 mm, RAL 9016 | 626.48 | TEM | 1 | LP | 40 | 1
8GK11325KK32 | ALPHA 400, wallmounted cabinet, IP43, safety class 2, H: 1100 mm, W: 800 mm, D: 210 mm, RAL 9016 | 637.3 | TEM | 1 | LP | 28.5 | 1
8GK11022KK12 | ALPHA 400, wallmounted cabinet, flat pack, IP43, safety class 1, H: 650 mm, W: 300 mm, D: 210 mm, RAL 9016 | 178.91 | TEM | 1 | LP | 8.538 | 1
8GK11022KK22 | ALPHA 400, wallmounted cabinet, flat pack, IP43, safety class 1, H: 650 mm, W: 550 mm, D: 210 mm, RAL 9016 | 209.92 | TEM | 1 | LP | 12.85 | 1
8GK11023KK12 | ALPHA 400, wallmounted cabinet, flat pack, IP43, safety class 1, H: 800 mm, W: 300 mm, D: 210 mm, RAL 9016 | 193.39 | TEM | 1 | LP | 9.945 | 1
8GK11023KK22 | ALPHA 400, wallmounted cabinet, flat pack, IP43, safety class 1, H: 800 mm, W: 550 mm, D: 210 mm, RAL 9016 | 229.3 | TEM | 1 | LP | 15.5 | 1
8GK11023KK32 | ALPHA 400, wallmounted cabinet, flat pack, IP43, safety class 1, H: 800 mm, W: 800 mm, D: 210 mm, RAL 9016 | 318.75 | TEM | 1 | LP | 18.5 | 1
8GK11024KK12 | ALPHA 400, wallmounted cabinet, flat pack, IP43, safety class 1, H: 950 mm, W: 300 mm, D: 210 mm, RAL 9016 | 204.82 | TEM | 1 | LP | 12 | 1
8GK11024KK22 | ALPHA 400, wallmounted cabinet, flat pack, IP43, safety class 1, H: 950 mm, W: 550 mm, D: 210 mm, RAL 9016 | 250 | TEM | 1 | LP | 16.8 | 1
8GK11024KK32 | ALPHA 400, wallmounted cabinet, flat pack, IP43, safety class 1, H: 950 mm, W: 800 mm, D: 210 mm, RAL 9016 | 340.58 | TEM | 1 | LP | 21.5 | 1
8GK11025KK12 | ALPHA 400, wallmounted cabinet, flat pack, IP43, safety class 1, H: 1100 mm, W: 300 mm, D: 210 mm, RAL 9016 | 223.18 | TEM | 1 | LP | 14 | 1
8GK11025KK22 | ALPHA 400, wallmounted cabinet, flat pack, IP43, safety class 1, H: 1100 mm, W: 550 mm, D: 210 mm, RAL 9016 | 280.91 | TEM | 1 | LP | 20 | 1
8GK11025KK32 | ALPHA 400, wallmounted cabinet, flat pack, IP43, safety class 1, H: 1100 mm, W: 800 mm, D: 210 mm, RAL 9016 | 385.76 | TEM | 1 | LP | 27.2 | 1
8GK11025KK42 | ALPHA 400, wallmounted cabinet, flat pack, IP43, safety class 1, H: 1100 mm, W: 1050 mm, D: 210 mm, RAL 9016 | 448.6 | TEM | 1 | LP | 32.5 | 1
8GK11025KK52 | ALPHA 400, wallmounted cabinet, flat pack, IP43, safety class 1, H: 1100 mm, W: 1300 mm, D: 210 mm, RAL 9016 | 561.61 | TEM | 1 | LP | 39 | 1
8GK11026KK22 | ALPHA 400, wallmounted cabinet, flat pack, IP43, safety class 1, H: 1250 mm, W: 550 mm, D: 210 mm, RAL 9016 | 306.51 | TEM | 1 | LP | 22 | 1
8GK11026KK32 | ALPHA 400, wallmounted cabinet, flat pack, IP43, safety class 1, H: 1250 mm, W: 800 mm, D: 210 mm, RAL 9016 | 427.99 | TEM | 1 | LP | 29 | 1
8GK11026KK52 | ALPHA 400, wallmounted cabinet, flat pack, IP43, safety class 1, H: 1250 mm, W: 1300 mm, D: 210 mm, RAL 9016 | 590.48 | TEM | 1 | LP | 43 | 1
8GK11027KK12 | ALPHA 400, wallmounted cabinet, flat pack, IP43, safety class 1, H: 1400 mm, W: 300 mm, D: 210 mm, RAL 9016 | 255.2 | TEM | 1 | LP | 17 | 1
8GK11027KK22 | ALPHA 400, wallmounted cabinet, flat pack, IP43, safety class 1, H: 1400 mm, W: 550 mm, D: 210 mm, RAL 9016 | 333.44 | TEM | 1 | LP | 24 | 1
8GK11027KK42 | ALPHA 400, wallmounted cabinet, flat pack, IP43, safety class 1, H: 1400 mm, W: 1050 mm, D: 210 mm, RAL 9016 | 536.01 | TEM | 1 | LP | 40 | 1
8GK11122KK22 | ALPHA 400, wallmounted cabinet, flat pack, IP43, safety class 2, H: 650 mm, W: 550 mm, D: 210 mm, RAL 9016 | 274.58 | TEM | 1 | LP | 12.6 | 1
8GK11124KK22 | ALPHA 400, wallmounted cabinet, flat pack, IP43, safety class 2, H: 950 mm, W: 550 mm, D: 210 mm, RAL 9016 | 324.05 | TEM | 1 | LP | 19 | 1
8GK11213KK22 | ALPHA 400, wallmounted cabinet, flushmounting, IP31, safety class 1, H: 800 mm, W: 550 mm, D: 210 mm, RAL 9016 | 305.49 | TEM | 1 | LP | 15.5 | 1
8GK11214KK22 | ALPHA 400, wallmounted cabinet, flushmounting, IP31, safety class 1, H: 950 mm, W: 550 mm, D: 210 mm, RAL 9016 | 333.44 | TEM | 1 | LP | 17.5 | 1
8GK11214KK32 | ALPHA 400, wallmounted cabinet, flushmounting, IP31, safety class 1, H: 950 mm, W: 800 mm, D: 210 mm, RAL 9016 | 453.7 | TEM | 1 | LP | 23 | 1
8GK11216KK22 | ALPHA 400, wallmounted cabinet, flushmounting, IP31, safety class 1, H: 1250 mm, W: 550 mm, D: 210 mm, RAL 9016 | 413.61 | TEM | 1 | LP | 22 | 1
8GK11217KK32 | ALPHA 400, wallmounted cabinet, flushmounting, IP31, safety class 1, H: 1400 mm, W: 800 mm, D: 210 mm, RAL 9016 | 592.11 | TEM | 1 | LP | 32 | 1
8GK11222KK22 | ALPHA 400, wallmounted cabinet, IP43, safety class 1, H: 650 mm, W: 550 mm, D: 210 mm, RAL 9016 | 244.9 | TEM | 1 | LP | 12 | 1
8GK11223KK22 | ALPHA 400, wallmounted cabinet, IP43, safety class 1, H: 800 mm, W: 550 mm, D: 210 mm, RAL 9016 | 266.42 | TEM | 1 | LP | 15.5 | 1
8GK11224KK22 | ALPHA 400, wallmounted cabinet, IP43, safety class 1, H: 950 mm, W: 550 mm, D: 210 mm, RAL 9016 | 289.17 | TEM | 1 | LP | 17.5 | 1
8GK11224KK42 | ALPHA 400, wallmounted cabinet, IP43, safety class 1, H: 950 mm, W: 1050 mm, D: 210 mm, RAL 9016 | 474.3 | TEM | 1 | LP | 28.5 | 1
8GK11225KK22 | ALPHA 400, wallmounted cabinet, IP43, safety class 1, H: 1100 mm, W: 550 mm, D: 210 mm, RAL 9016 | 322.01 | TEM | 1 | LP | 20 | 1
8GK11226KK32 | ALPHA 400, wallmounted cabinet, IP43, safety class 1, H: 1250 mm, W: 800 mm, D: 210 mm, RAL 9016 | 496.84 | TEM | 1 | LP | 29 | 1
8GK11226KK42 | ALPHA 400, wallmounted cabinet, IP43, safety class 1, H: 1250 mm, W: 1050 mm, D: 210 mm, RAL 9016 | 574.97 | TEM | 1 | LP | 36 | 1
8GK11226KK52 | ALPHA 400, wallmounted cabinet, IP43, safety class 1, H: 1250 mm, W: 1300 mm, D: 210 mm, RAL 9016 | 691.25 | TEM | 1 | LP | 43 | 1
8GK11227KK32 | ALPHA 400, wallmounted cabinet, IP43, safety class 1, H: 1400 mm, W: 800 mm, D: 210 mm, RAL 9016 | 530.71 | TEM | 1 | LP | 32 | 1
8GK11227KK42 | ALPHA 400, wallmounted cabinet, IP43, safety class 1, H: 1400 mm, W: 1050 mm, D: 210 mm, RAL 9016 | 626.48 | TEM | 1 | LP | 40 | 1
8GK11325KK32 | ALPHA 400, wallmounted cabinet, IP43, safety class 2, H: 1100 mm, W: 800 mm, D: 210 mm, RAL 9016 | 637.3 | TEM | 1 | LP | 28.5 | 1
8GK13028KK12 | ALPHA 630, floormounted cabinet, flat pack, IP43, safety class 1, H: 1900 mm, W: 300 mm, D: 210 mm, RAL 7035 | 530.76 | TEM | 1 | LP | 26.5 | 1
8GK13028KK22 | ALPHA 630, floormounted cabinet, flat pack, IP43, safety class 1, H: 1900 mm, W: 550 mm, D: 210 mm, RAL 7035 | 676.3 | TEM | 1 | LP | 37.5 | 1
8GK13028KK32 | ALPHA 630, floormounted cabinet, flat pack, IP43, safety class 1, H: 1900 mm, W: 800 mm, D: 210 mm, RAL 7035 | 838.21 | TEM | 1 | LP | 48.5 | 1
8GK13028KK42 | ALPHA 630, floormounted cabinet, flat pack, IP43, safety class 1, H: 1900 mm, W: 1050 mm, D: 210 mm, RAL 7035 | 988.9 | TEM | 1 | LP | 62 | 1
8GK13128KK22 | ALPHA 630, floormounted cabinet, flat pack, IP43, safety class 2, H: 1900 mm, W: 550 mm, D: 210 mm, RAL 7035 | 887.14 | TEM | 1 | LP | 40.5 | 1
8GK13228KK22 | ALPHA 630, floormounted cabinet, IP43, safety class 1, H: 1900 mm, W: 550 mm, D: 210 mm, RAL 7035 | 749.94 | TEM | 1 | LP | 37.2 | 1
8GK13228KK32 | ALPHA 630, floormounted cabinet, IP43, safety class 1, H: 1900 mm, W: 800 mm, D: 210 mm, RAL 7035 | 930.81 | TEM | 1 | LP | 48.5 | 1
8GK13238KN33 | ALPHA 630, floormounted cabinet, IP55, safety class 1, H: 1950 mm, W: 800 mm, D: 250 mm, RAL 7035 | 1044.01 | TEM | 1 | LP | 53 | 1
8GK13238KN44 | ALPHA 630, floormounted cabinet, IP55, safety class 1, H: 1950 mm, W: 1050 mm, D: 320 mm, RAL 7035 | 1349.09 | TEM | 1 | LP | 71.3 | 1
8GK13338KN14 | ALPHA 630, floormounted cabinet, IP55, safety class 2, H: 1950 mm, W: 300 mm, D: 320 mm, RAL 7035 | 1160.3 | TEM | 1 | LP | 35.2 | 1
8GK13338KN24 | ALPHA 630, floormounted cabinet, IP55, safety class 2, H: 1950 mm, W: 550 mm, D: 320 mm, RAL 7035 | 1263.91 | TEM | 1 | LP | 48 | 1
8GK13338KN34 | ALPHA 630, floormounted cabinet, IP55, safety class 2, H: 1950 mm, W: 800 mm, D: 320 mm, RAL 7035 | 1436.75 | TEM | 1 | LP | 62 | 1
8GK13338KN44 | ALPHA 630, floormounted cabinet, IP55, safety class 2, H: 1950 mm, W: 1050 mm, D: 320 mm, RAL 7035 | 1794.47 | TEM | 1 | LP | 75 | 1
8GK13338KN54 | ALPHA 630, floormounted cabinet, IP55, safety class 2, H: 1950 mm, W: 1300 mm, D: 320 mm, RAL 7035 | 2141.47 | TEM | 1 | LP | 86 | 1
8GK13830KK14 | ALPHA 630, marshalling box, IP55, safety class 1, H: 350 mm, W: 300 mm, D: 320 mm, RAL 7035 | 431.16 | TEM | 1 | LP | 7.54 | 1
8GK13830KK24 | ALPHA 630, marshalling box, IP55, safety class 1, H: 350 mm, W: 550 mm, D: 320 mm, RAL 7035 | 511.19 | TEM | 1 | LP | 12.42 | 1
8GK13830KK34 | ALPHA 630, marshalling box, IP55, safety class 1, H: 350 mm, W: 800 mm, D: 320 mm, RAL 7035 | 626.45 | TEM | 1 | LP | 14.46 | 1
8GK13830KK44 | ALPHA 630, marshalling box, IP55, safety class 1, H: 350 mm, W: 1050 mm, D: 320 mm, RAL 7035 | 718.84 | TEM | 1 | LP | 18.1 | 1
8GK13830KK54 | ALPHA 630, marshalling box, IP55, safety class 1, H: 350 mm, W: 1300 mm, D: 320 mm, RAL 7035 | 818.54 | TEM | 1 | LP | 24.55 | 1
8GK13028KK12 | ALPHA 630, floormounted cabinet, flat pack, IP43, safety class 1, H: 1900 mm, W: 300 mm, D: 210 mm, RAL 7035 | 530.76 | TEM | 1 | LP | 26.5 | 1
8GK13028KK22 | ALPHA 630, floormounted cabinet, flat pack, IP43, safety class 1, H: 1900 mm, W: 550 mm, D: 210 mm, RAL 7035 | 676.3 | TEM | 1 | LP | 37.5 | 1
8GK13028KK32 | ALPHA 630, floormounted cabinet, flat pack, IP43, safety class 1, H: 1900 mm, W: 800 mm, D: 210 mm, RAL 7035 | 838.21 | TEM | 1 | LP | 48.5 | 1
8GK13028KK42 | ALPHA 630, floormounted cabinet, flat pack, IP43, safety class 1, H: 1900 mm, W: 1050 mm, D: 210 mm, RAL 7035 | 988.9 | TEM | 1 | LP | 62 | 1
8GK13128KK22 | ALPHA 630, floormounted cabinet, flat pack, IP43, safety class 2, H: 1900 mm, W: 550 mm, D: 210 mm, RAL 7035 | 887.14 | TEM | 1 | LP | 40.5 | 1
8GK13228KK22 | ALPHA 630, floormounted cabinet, IP43, safety class 1, H: 1900 mm, W: 550 mm, D: 210 mm, RAL 7035 | 749.94 | TEM | 1 | LP | 37.2 | 1
8GK13228KK32 | ALPHA 630, floormounted cabinet, IP43, safety class 1, H: 1900 mm, W: 800 mm, D: 210 mm, RAL 7035 | 930.81 | TEM | 1 | LP | 48.5 | 1
8GK13238KN33 | ALPHA 630, floormounted cabinet, IP55, safety class 1, H: 1950 mm, W: 800 mm, D: 250 mm, RAL 7035 | 1044.01 | TEM | 1 | LP | 53 | 1
8GK13238KN44 | ALPHA 630, floormounted cabinet, IP55, safety class 1, H: 1950 mm, W: 1050 mm, D: 320 mm, RAL 7035 | 1349.09 | TEM | 1 | LP | 71.3 | 1
8GK13338KN14 | ALPHA 630, floormounted cabinet, IP55, safety class 2, H: 1950 mm, W: 300 mm, D: 320 mm, RAL 7035 | 1160.3 | TEM | 1 | LP | 35.2 | 1
8GK13338KN24 | ALPHA 630, floormounted cabinet, IP55, safety class 2, H: 1950 mm, W: 550 mm, D: 320 mm, RAL 7035 | 1263.91 | TEM | 1 | LP | 48 | 1
8GK13338KN34 | ALPHA 630, floormounted cabinet, IP55, safety class 2, H: 1950 mm, W: 800 mm, D: 320 mm, RAL 7035 | 1436.75 | TEM | 1 | LP | 62 | 1
8GK13338KN44 | ALPHA 630, floormounted cabinet, IP55, safety class 2, H: 1950 mm, W: 1050 mm, D: 320 mm, RAL 7035 | 1794.47 | TEM | 1 | LP | 75 | 1
8GK13338KN54 | ALPHA 630, floormounted cabinet, IP55, safety class 2, H: 1950 mm, W: 1300 mm, D: 320 mm, RAL 7035 | 2141.47 | TEM | 1 | LP | 86 | 1
8GK13830KK14 | ALPHA 630, marshalling box, IP55, safety class 1, H: 350 mm, W: 300 mm, D: 320 mm, RAL 7035 | 431.16 | TEM | 1 | LP | 7.54 | 1
8GK13830KK24 | ALPHA 630, marshalling box, IP55, safety class 1, H: 350 mm, W: 550 mm, D: 320 mm, RAL 7035 | 511.19 | TEM | 1 | LP | 12.42 | 1
8GK13830KK34 | ALPHA 630, marshalling box, IP55, safety class 1, H: 350 mm, W: 800 mm, D: 320 mm, RAL 7035 | 626.45 | TEM | 1 | LP | 14.46 | 1
8GK13830KK44 | ALPHA 630, marshalling box, IP55, safety class 1, H: 350 mm, W: 1050 mm, D: 320 mm, RAL 7035 | 718.84 | TEM | 1 | LP | 18.1 | 1
8GK13830KK54 | ALPHA 630, marshalling box, IP55, safety class 1, H: 350 mm, W: 1300 mm, D: 320 mm, RAL 7035 | 818.54 | TEM | 1 | LP | 24.55 | 1
8GK14238KK35 | ALPHA 1250, floormounted cabinet, with open side panel, IP55, safety class 1, H: 1950 mm, W: 800 mm, D: 400 mm, RAL 7035 | 3169.3 | TEM | 1 | LP | 70 | 1
8GK14238KK35 | ALPHA 1250, floormounted cabinet, with open side panel, IP55, safety class 1, H: 1950 mm, W: 800 mm, D: 400 mm, RAL 7035 | 3169.3 | TEM | 1 | LP | 70 | 1
8GK40013KK11 | ALPHA 160 DIN, RAPID MOUNTING KIT F. MODULAR INSTAL. DEVICES W. TIER SPACING 125MM W. N/PEBAR, H=450 W=250 | 99.19 | TEM | 1 | LP | 1.8 | 1
8GK40014KK22 | ALPHA 400 DIN, RAPID MOUNTING KIT FOR INSTALLATION MOUNT. DEVICE WITH ROW DISTANCE 125 MM WITH LONGITUDINAL BAR, H=600 W=500 | 207.85 | TEM | 1 | LP | 4.16 | 1
8GK40015KK11 | ALPHA 160/400 DIN, RAPID KIT F. MODULAR INSTALLATION DEVICES W. TIER SPACING 125MM W. N/PEBAR, H=750 W=250 | 137.09 | TEM | 1 | LP | 2.8 | 1
8GK40015KK22 | ALPHA 400 DIN, RAPID MOUNTING KIT FOR INSTALLATION MOUNT. DEVICE WITH ROW DISTANCE 125 MM WITH LONGITUDINAL BAR, H=750 W=500 | 230.51 | TEM | 1 | LP | 5.106 | 1
8GK40016KK11 | ALPHA 160/400 DIN, RAPID KIT F. MODULAR INSTALLATION DEVICES W. TIER SPACING 125MM W. N/PEBAR, H=900 W=250 | 161.2 | TEM | 1 | LP | 3.6 | 1
8GK40016KK22 | ALPHA 400 DIN, RAPID MOUNTING KIT FOR INSTALLATION MOUNT. DEVICE WITH ROW DISTANCE 125 MM WITH LONGITUDINAL BAR, H=900 W=500 | 263.89 | TEM | 1 | LP | 5.8 | 1
8GK40017KK11 | ALPHA 160/400 DIN, RAPID KIT F. MODULAR INSTALLATION DEVICES W. TIER SPACING 125MM W. N/PEBAR, H=1050 W=250 | 179.63 | TEM | 1 | LP | 4.2 | 1
8GK40018KK22 | ALPHA 400 DIN, RAPID MOUNTING KIT FOR INSTALLATION MOUNT. DEVICE WITH ROW DISTANCE 125 MM WITH LONGITUDINAL BAR, H=1200 W=500 | 315.7 | TEM | 1 | LP | 7.52 | 1
8GK40028KK22 | ALPHA 400 DIN, RAPID MOUNTING KIT FOR INSTALLATION MOUNT. DEVICE WITH ROW DISTANCE 125 MM WITH LONGITUDINAL BAR, H=1350 W=500 | 387.49 | TEM | 1 | LP | 8.6 | 1
8GK40038KK12 | ALPHA 400 DIN, RMK F. MODULAR INSTALLATION DEVICES W. TIER SPACING 125MM AND 2 N/PE PLUGIN TERMINALS H=1200, W=250 | 220.21 | TEM | 1 | LP | 4.459 | 1
8GK40515KK11 | ALPHA 160/400 DIN, RAPID KIT F. MODULAR INSTALLATION DEVICES W. TIER SPACING 150MM, H=750 W=250 | 117.83 | TEM | 1 | LP | 2.489 | 1
8GK41016KK22 | ALPHA 400 DIN, RAPID MOUNTING KIT FOR INSTALLATION MOUNT. DEVICE WITH ROW DISTANCE 150 MM WITH LONGITUDINAL BAR, H=900, W=500 | 225.36 | TEM | 1 | LP | 5.2 | 1
8GK41017KK22 | ALPHA 400 DIN, RAPID MOUNTING KIT FOR INSTALLATION MOUNT. DEVICE WITH ROW DISTANCE 150 MM WITH LONGITUDINAL BAR, H=1050 W=500 | 263.89 | TEM | 1 | LP | 10.62 | 1
8GK43012KK11 | ALPHA 160 DIN, ASSEMBLY KIT F. MODULAR INSTALLATION DEVICES, TIER SPACING 125MM H=300 W=250 | 58.92 | TEM | 1 | LP | 0.497 | 1
8GK43012KK21 | ALPHA 160 DIN, ASSEMBLY KIT F. MODULAR INSTALLATION DEVICES, TIER SPACING 125MM H=300 W=500 | 66.54 | TEM | 1 | LP | 1.139 | 1
8GK43012KK22 | ALPHA 400/630 DIN, KIT F. INSTALL. MOUNTING DEVICE WITH ROW DISTANCE 125 MM H=300 W=500 | 66.54 | TEM | 1 | LP | 1.635 | 1
8GK43013KK12 | ALPHA 400/630 DIN, KIT F. INSTALL. MOUNTING DEVICE WITH ROW DISTANCE 125 MM H=450 W=250 | 66.54 | TEM | 1 | LP | 1.042 | 1
8GK43013KK22 | ALPHA 400/630 DIN, KIT F. INSTALL. MOUNTING DEVICE WITH ROW DISTANCE 125 MM H=450 W=500 | 94.55 | TEM | 1 | LP | 2.46 | 1
8GK43014KK11 | ALPHA 160 DIN, ASSEMBLY KIT F. MODULAR INSTALLATION DEVICES, TIER SPACING 125MM H=600 W=250 | 99.29 | TEM | 1 | LP | 0.887 | 1
8GK43014KK22 | ALPHA 400/630 DIN, KIT F. INSTALL. MOUNTING DEVICE WITH ROW DISTANCE 125 MM H=600 W=500 | 160.17 | TEM | 1 | LP | 3.2 | 1
8GK43511KK11 | ALPHA 160 DIN, ASSEMBLY KIT F. MODULAR INSTALLATION DEVICES, TIER SPACING 150MM, H=150 W=250 | 40.38 | TEM | 1 | LP | 0.255 | 1
8GK43511KK12 | ALPHA 400/630 DIN, KIT F. INSTALL. MOUNTING DEVICE WITH ROW DISTANCE 150 MM H150 W=250 | 37.08 | TEM | 1 | LP | 0.433 | 1
8GK43511KK21 | ALPHA 160 DIN, ASSEMBLY KIT F. MODULAR INSTALLATION DEVICES, TIER SPACING 150MM, H=150 W=500 | 50.16 | TEM | 1 | LP | 0.705 | 1
8GK43511KK22 | ALPHA 400/630 DIN, KIT F. INSTALL. MOUNTING DEVICE WITH ROW DISTANCE 150 MM H=150 W=500 | 53.35 | TEM | 1 | LP | 0.937 | 1
8GK43512KK11 | ALPHA 160 DIN, ASSEMBLY KIT F. MODULAR INSTALLATION DEVICES, TIER SPACING 150MM, H=300 W=250 | 58.92 | TEM | 1 | LP | 0.504 | 1
8GK43512KK12 | ALPHA 400/630 DIN, KIT F. INSTALL. MOUNTING DEVICE WITH ROW DISTANCE 150 MM H=300 W=250 | 50.16 | TEM | 1 | LP | 0.729 | 1
8GK43512KK21 | ALPHA 160 DIN, ASSEMBLY KIT F. MODULAR INSTALLATION DEVICES, TIER SPACING 150MM, H=300 W=500 | 66.54 | TEM | 1 | LP | 1.017 | 1
8GK43512KK22 | ALPHA 400/630 DIN, KIT F. INSTALL. MOUNTING DEVICE WITH ROW DISTANCE 150 MM H=300 W=500 | 69.83 | TEM | 1 | LP | 1.537 | 1
8GK43512KK32 | ALPHA 400/630 DIN MOUNTING KIT FOR INSTALLATION MOUNT. DEVICE 150MM ROW DISTANCE,H=300 W=7 | 111.24 | TEM | 1 | LP | 2.291 | 1
8GK43513KK12 | ALPHA 400/630 DIN, KIT F. INSTALL. MOUNTING DEVICE WITH ROW DISTANCE 150 MM H=450 W=250 | 69.83 | TEM | 1 | LP | 1.039 | 1
8GK43513KK21 | ALPHA 160 DIN, ASSEMBLY KIT F. MODULAR INSTALLATION DEVICES, TIER SPACING 150MM, H=450 W=500 | 96 | TEM | 1 | LP | 1.382 | 1
8GK43513KK22 | ALPHA 400/630 DIN, KIT F. INSTALL. MOUNTING DEVICE WITH ROW DISTANCE 150 MM H=450 W=500 | 97.13 | TEM | 1 | LP | 2.221 | 1
8GK43513KK32 | ALPHA 400/630 DIN MOUNTING KIT FOR INSTALLATION MOUNT. DEVICE 150MM ROW DISTANCE,H=450,W=7 | 145.33 | TEM | 1 | LP | 3.281 | 1
8GK43514KK12 | ALPHA 400/630 DIN, KIT F. INSTALL. MOUNTING DEVICE WITH ROW DISTANCE 150 MM H=600 W=250 | 89.4 | TEM | 1 | LP | 1.401 | 1
8GK43514KK22 | ALPHA 400/630 DIN, KIT F. INSTALL. MOUNTING DEVICE WITH ROW DISTANCE 150 MM H=600 W=500 | 160.17 | TEM | 1 | LP | 3.17 | 1
8GK43514KK32 | ALPHA 400/630 DIN MOUNTING KIT FOR INSTALLATION MOUNT. DEVICE 150MM ROW DISTANCE,H=600 W=7 | 208.88 | TEM | 1 | LP | 4.2 | 1
8GK44011KK11 | ALPHA 160 DIN, ASSEMBLY KIT F. TERMINAL BLOCKS W. TERMINAL STRIP, HORIZONTAL, H=150 W=250 | 42.64 | TEM | 1 | LP | 0.363 | 1
8GK44011KK12 | ALPHA 400/630 DIN, KIT FOR ROW TERMINALS FIELD COVER WITHOUT CUTOUT WITH TERMINAL SUPPORT, HORIZ., H=150 W=250 | 34.92 | TEM | 1 | LP | 0.488 | 1
8GK44011KK21 | ALPHA 160 DIN, ASSEMBLY KIT F. TERMINAL BLOCKS W. TERMINAL STRIP, HORIZONTAL, H=150 W=500MM | 55.72 | TEM | 1 | LP | 0.769 | 1
8GK44012KK11 | ALPHA 160 DIN, ASSEMBLY KIT F. TERMINAL BLOCKS W. TERMINAL STRIP, HORIZONTAL, H=300 W=250 | 68.7 | TEM | 1 | LP | 0.576 | 1
8GK44012KK12 | ALPHA 400/630 DIN, KIT FOR ROW TERMINALS FIELD COVER WITHOUT CUTOUT WITH TERMINAL SUPPORT, HORIZ., H=300 W=250 | 45.84 | TEM | 1 | LP | 0.772 | 1
8GK44012KK22 | ALPHA 400/630 DIN, KIT FOR ROW TERMINALS WITH TERMINAL SUPPORT, FIELD COVER WITHOUT CUTOUT WITH TERMINAL SUPPORT, HORIZ., H=300 W=500 | 62.21 | TEM | 1 | LP | 1.444 | 1
8GK44012KK32 | ALPHA 400/630 DIN, KIT FOR ROW TERMINALS WITH TERMINAL SUPPORT, FIELD COVER WITHOUT CUTOUT WITH TERMINAL SUPPORT, HORIZ., H=300 W=750 | 97.13 | TEM | 1 | LP | 2.25 | 1
8GK44013KK12 | ALPHA 400/630 DIN, KIT FOR ROW TERMINALS WITH TERMINAL SUPPORT, FIELD COVER WITHOUT CUTOUT WITH TERMINAL SUPPORT, HORIZ., H=450MM, W=250MM | 68.7 | TEM | 1 | LP | 1.1 | 1
8GK44013KK22 | ALPHA 400/630 DIN, KIT FOR ROW TERMINALS WITH TERMINAL SUPPORT, FIELD COVER WITHOUT CUTOUT WITH TERMINAL SUPPORT, HORIZ., H=450 W=500 | 86.21 | TEM | 1 | LP | 2.057 | 1
8GK44024KK12 | ALPHA 400/630 DIN, KIT FOR ROW TERMINALS WITH TERMINAL SUPPORT, FIELD COVER WITHOUT CUTOUT WITH TERMINAL SUPPORT, VERT., ISOL.,H=600 W=250 | 136.06 | TEM | 1 | LP | 2.6 | 1
8GK44512KK11 | ALPHA 160 DIN, MOUNTING PLATES ASSEMBLY KIT, H=300 W=250 | 64.27 | TEM | 1 | LP | 1.42 | 1
8GK44512KK12 | ALPHA 400/630 DIN, KIT MOUNTING PLATE WITH FIELD COVER WITHOUT CUTOUT H=300 W=250 | 70.97 | TEM | 1 | LP | 1.173 | 1
8GK44512KK22 | ALPHA 400/630 DIN, KIT MOUNTING PLATE WITH FIELD COVER WITHOUT CUTOUT H=300 W=500 | 110.21 | TEM | 1 | LP | 2.222 | 1
8GK44512KK32 | ALPHA 400/630 DIN MOUNTING KIT MOUNTING PLATE WITH FIELD COVER WITHOUT CUT H=300 W=750 | 142.24 | TEM | 1 | LP | 4.438 | 1
8GK44513KK12 | ALPHA 400/630 DIN, KIT MOUNTING PLATE WITH FIELD COVER WITHOUT CUTOUT H=450 W=250 | 91.67 | TEM | 1 | LP | 1.731 | 1
8GK44513KK22 | ALPHA 400/630 DIN, KIT MOUNTING PLATE WITH FIELD COVER WITHOUT CUTOUT H=450 W=500 | 125.15 | TEM | 1 | LP | 4.06 | 1
8GK44513KK32 | ALPHA 400/630 DIN MOUNTING KIT MOUNTING PLATE WITH FIELD COVER WITHOUT CUT H=450 W=750 | 175.51 | TEM | 1 | LP | 6.476 | 1
8GK44514KK12 | ALPHA 400/630 DIN, KIT MOUNTING PLATE WITH FIELD COVER WITHOUT CUTOUT H=600 W=250 | 107.84 | TEM | 1 | LP | 2.757 | 1
8GK44514KK22 | ALPHA 400/630 DIN, KIT MOUNTING PLATE WITH FIELD COVER WITHOUT CUTOUT H=600 W=500 | 168.3 | TEM | 1 | LP | 5.5 | 1
8GK44514KK32 | ALPHA 400/630 DIN MOUNTING KIT MOUNTING PLATE WITH FIELD COVER WITHOUT CUT H=600 W=750 | 211.97 | TEM | 1 | LP | 9 | 1
8GK45010KK12 | ALPHA 400/630 DIN, KIT SPACE COVER WITH SUPPORT H=75 W=250 | 34.92 | TEM | 1 | LP | 0.173 | 1
8GK45010KK22 | ALPHA 400/630 DIN, KIT SPACE COVER WITH SUPPORT H=75 W=500 | 45.84 | TEM | 1 | LP | 0.329 | 1
8GK45011KK11 | ALPHA 160 DIN, RESERVE SECTION COVERS KIT W. SUPPORT, RAL7035 H=150 W=250 | 28.33 | TEM | 1 | LP | 0.184 | 1
8GK45011KK12 | ALPHA 400/630 DIN, KIT SPACE COVER WITH SUPPORT | 26.16 | TEM | 1 | LP | 0.221 | 1
8GK45011KK22 | ALPHA 400/630 DIN, KIT SPACE COVER WITH SUPPORT | 36.05 | TEM | 1 | LP | 0.47 | 1
8GK45011KK32 | ALPHA 400/630 DIN MOUNTING KIT EMPTY FIELD COVER WITH SUPPORT H=150 W=750 | 60.05 | TEM | 1 | LP | 0.8 | 1
8GK45012KK12 | ALPHA 400/630 DIN, KIT SPACE COVER WITH SUPPORT | 30.49 | TEM | 1 | LP | 0.387 | 1
8GK45012KK22 | ALPHA 400/630 DIN, KIT SPACE COVER WITH SUPPORT H=300 W=500 | 39.24 | TEM | 1 | LP | 0.721 | 1
8GK45012KK32 | ALPHA 400/630 DIN MOUNTING KIT EMPTY FIELD COVER WITH SUPPORT H=300 W=750 | 66.54 | TEM | 1 | LP | 1.226 | 1
8GK45013KK12 | ALPHA 400/630 DIN, KIT SPACE COVER WITH SUPPORT H=450 W=250 | 42.64 | TEM | 1 | LP | 0.522 | 1
8GK45013KK22 | ALPHA 400/630 DIN, KIT SPACE COVER WITH SUPPORT H=450 W=500 | 56.75 | TEM | 1 | LP | 0.921 | 1
8GK45014KK11 | ALPHA 160 DIN, RESERVE SECTION COVERS KIT W. SUPPORT, RAL7035 H=600 W=250 | 45.63 | TEM | 1 | LP | 0.614 | 1
8GK45014KK12 | ALPHA 400/630 DIN, KIT SPACE COVER WITH SUPPORT H=600 W=250 | 75.29 | TEM | 1 | LP | 0.656 | 1
8GK45014KK22 | ALPHA 400/630 DIN, KIT SPACE COVER WITH SUPPORT H=600 W=500 | 89.4 | TEM | 1 | LP | 1.54 | 1
8GK45014KK32 | ALPHA 400/630 DIN MOUNTING KIT EMPTY FIELD COVER WITH SUPPORT H=600 W=750 | 146.36 | TEM | 1 | LP | 2.3 | 1
8GK45502KK12 | A400/630 MOUNTINGKIT H=300 W=25 2 X 3NP1123./3NP1133.(NH00/000) AT MOUNTING PLATE | 66.33 | TEM | 1 | LP | 0.956 | 1
8GK45512KK11 | ALPHA 160 DIN, ASSEMBLY KIT F. FUSE SWITCH DISCONNECTOR NH000 AND NH00 TO 160A STANDARD M. RAIL, 1X3NP4010, H=300 W=250 | 60.05 | TEM | 1 | LP | 3.6 | 1
8GK45512KK12 | ALPHA 400/630 DIN, KIT FOR FUSE SWITCH 1XNH000 TO 160A MOUNT. PLATE W. INSULAT. BLIND H=300 W=250 | 55.62 | TEM | 1 | LP | 0.905 | 1
8GK45522KK12 | ALPHA 400/630 DIN, KIT FOR FUSE SWITCH 3NP4010, 2XNH000 TO 160A MOUNT. PLATE W. INSULAT. BLIND H=300 W=250 | 57.78 | TEM | 1 | LP | 0.868 | 1
8GK45533KK12 | ALPHA 400/630 DIN, KIT FOR FUSE SWITCH 3NP4010, 2XNH000 TO 160A MOUNT. PLATE W. INSULAT. BLIND H=450 W=250 | 84.05 | TEM | 1 | LP | 1.895 | 1
8GK45542KK12 | ALPHA 400/630 DIN, KIT FOR FUSE SWITCH 3NP4070, 1XNH00 TO 160A MOUNT. PLATE W. INSULAT. BLIND H=300 W=250 | 55.62 | TEM | 1 | LP | 0.906 | 1
8GK45552KK12 | ALPHA 400/630 DIN, KIT FOR FUSE SWITCH 3NP4070, 2XNH00 TO 160A | 57.78 | TEM | 1 | LP | 0.861 | 1
8GK47012KK12 | ALPHA 400/630 DIN,ASSEMBLY KIT F.3/4POLE CIRCUITBREAKER 3VL160X, H=300, W=250 | 96 | TEM | 1 | LP | 0.92 | 1
8GK47013KK12 | ALPHA 400/630 DIN, ASSEMBLY KIT F. 3/4POLE CIRCUIT BREAKER 3VL160X, 3VL160 OR 3VL 250, H=450 W=250 | 117.83 | TEM | 1 | LP | 1.07 | 1
8GK47024KK12 | ALPHA 400/630 DIN, KIT FOR POWER CIRCUITBREAKER 3/4 POLE, 3VL400/630, H=600 W=250 | 137.09 | TEM | 1 | LP | 1.93 | 1
8GK47034KK13 | ALPHA 630 DIN, ASSEMBLY KIT F. 3 A. 4POLE CIRCUIT BREAKER 3VL630, H=600 W=250 | 162.23 | TEM | 1 | LP | 1.45 | 1
8GK47102KK10 | ALPHA 400/ 630 DIN MCCBASSEMBLY KIT 2 X 3VT1 3 + 4 POLE, VERTICAL MOUNTING H=300/ W=250 | 103.62 | TEM | 1 | LP | 0.905 | 1
8GK95316KK10 | ALPHA, mounting plate, H: 250 mm, W: 900 mm | 47.28 | TEM | 1 | LP | 3.5 | 1
8GK95316KK20 | ALPHA, mounting plate, H: 500 mm, W: 900 mm | 59.84 | TEM | 1 | LP | 6.441 | 1
8GK95330KK30 | ALPHA, mounting plate, H: 1800 mm, W: 750 mm | 152.34 | TEM | 1 | LP | 19 | 1
8GK43012KK22 | ALPHA 400/630 DIN, KIT F. INSTALL. MOUNTING DEVICE WITH ROW DISTANCE 125 MM H=300 W=500 | 66.54 | TEM | 1 | LP | 1.635 | 1
8GK43511KK11 | ALPHA 160 DIN, ASSEMBLY KIT F. MODULAR INSTALLATION DEVICES, TIER SPACING 150MM, H=150 W=250 | 40.38 | TEM | 1 | LP | 0.255 | 1
8GK43511KK22 | ALPHA 400/630 DIN, KIT F. INSTALL. MOUNTING DEVICE WITH ROW DISTANCE 150 MM H=150 W=500 | 53.35 | TEM | 1 | LP | 0.937 | 1
8GK43513KK22 | ALPHA 400/630 DIN, KIT F. INSTALL. MOUNTING DEVICE WITH ROW DISTANCE 150 MM H=450 W=500 | 97.13 | TEM | 1 | LP | 2.221 | 1
8GK43513KK32 | ALPHA 400/630 DIN MOUNTING KIT FOR INSTALLATION MOUNT. DEVICE 150MM ROW DISTANCE,H=450,W=7 | 145.33 | TEM | 1 | LP | 3.281 | 1
8GK44011KK11 | ALPHA 160 DIN, ASSEMBLY KIT F. TERMINAL BLOCKS W. TERMINAL STRIP, HORIZONTAL, H=150 W=250 | 42.64 | TEM | 1 | LP | 0.363 | 1
8GK44011KK12 | ALPHA 400/630 DIN, KIT FOR ROW TERMINALS FIELD COVER WITHOUT CUTOUT WITH TERMINAL SUPPORT, HORIZ., H=150 W=250 | 34.92 | TEM | 1 | LP | 0.488 | 1
8GK44012KK22 | ALPHA 400/630 DIN, KIT FOR ROW TERMINALS WITH TERMINAL SUPPORT, FIELD COVER WITHOUT CUTOUT WITH TERMINAL SUPPORT, HORIZ., H=300 W=500 | 62.21 | TEM | 1 | LP | 1.444 | 1
8GK44512KK11 | ALPHA 160 DIN, MOUNTING PLATES ASSEMBLY KIT, H=300 W=250 | 64.27 | TEM | 1 | LP | 1.42 | 1
8GK44513KK22 | ALPHA 400/630 DIN, KIT MOUNTING PLATE WITH FIELD COVER WITHOUT CUTOUT H=450 W=500 | 125.15 | TEM | 1 | LP | 4.06 | 1
8GK44513KK32 | ALPHA 400/630 DIN MOUNTING KIT MOUNTING PLATE WITH FIELD COVER WITHOUT CUT H=450 W=750 | 175.51 | TEM | 1 | LP | 6.476 | 1
8GK44514KK22 | ALPHA 400/630 DIN, KIT MOUNTING PLATE WITH FIELD COVER WITHOUT CUTOUT H=600 W=500 | 168.3 | TEM | 1 | LP | 5.5 | 1
8GK44514KK32 | ALPHA 400/630 DIN MOUNTING KIT MOUNTING PLATE WITH FIELD COVER WITHOUT CUT H=600 W=750 | 211.97 | TEM | 1 | LP | 9 | 1
8GK40013KK11 | ALPHA 160 DIN, RAPID MOUNTING KIT F. MODULAR INSTAL. DEVICES W. TIER SPACING 125MM W. N/PEBAR, H=450 W=250 | 99.19 | TEM | 1 | LP | 1.8 | 1
8GK40014KK22 | ALPHA 400 DIN, RAPID MOUNTING KIT FOR INSTALLATION MOUNT. DEVICE WITH ROW DISTANCE 125 MM WITH LONGITUDINAL BAR, H=600 W=500 | 207.85 | TEM | 1 | LP | 4.16 | 1
8GK40015KK11 | ALPHA 160/400 DIN, RAPID KIT F. MODULAR INSTALLATION DEVICES W. TIER SPACING 125MM W. N/PEBAR, H=750 W=250 | 137.09 | TEM | 1 | LP | 2.8 | 1
8GK40015KK22 | ALPHA 400 DIN, RAPID MOUNTING KIT FOR INSTALLATION MOUNT. DEVICE WITH ROW DISTANCE 125 MM WITH LONGITUDINAL BAR, H=750 W=500 | 230.51 | TEM | 1 | LP | 5.106 | 1
8GK40016KK11 | ALPHA 160/400 DIN, RAPID KIT F. MODULAR INSTALLATION DEVICES W. TIER SPACING 125MM W. N/PEBAR, H=900 W=250 | 161.2 | TEM | 1 | LP | 3.6 | 1
8GK40016KK22 | ALPHA 400 DIN, RAPID MOUNTING KIT FOR INSTALLATION MOUNT. DEVICE WITH ROW DISTANCE 125 MM WITH LONGITUDINAL BAR, H=900 W=500 | 263.89 | TEM | 1 | LP | 5.8 | 1
8GK40017KK11 | ALPHA 160/400 DIN, RAPID KIT F. MODULAR INSTALLATION DEVICES W. TIER SPACING 125MM W. N/PEBAR, H=1050 W=250 | 179.63 | TEM | 1 | LP | 4.2 | 1
8GK40018KK22 | ALPHA 400 DIN, RAPID MOUNTING KIT FOR INSTALLATION MOUNT. DEVICE WITH ROW DISTANCE 125 MM WITH LONGITUDINAL BAR, H=1200 W=500 | 315.7 | TEM | 1 | LP | 7.52 | 1
8GK40028KK22 | ALPHA 400 DIN, RAPID MOUNTING KIT FOR INSTALLATION MOUNT. DEVICE WITH ROW DISTANCE 125 MM WITH LONGITUDINAL BAR, H=1350 W=500 | 387.49 | TEM | 1 | LP | 8.6 | 1
8GK40038KK12 | ALPHA 400 DIN, RMK F. MODULAR INSTALLATION DEVICES W. TIER SPACING 125MM AND 2 N/PE PLUGIN TERMINALS H=1200, W=250 | 220.21 | TEM | 1 | LP | 4.459 | 1
8GK40515KK11 | ALPHA 160/400 DIN, RAPID KIT F. MODULAR INSTALLATION DEVICES W. TIER SPACING 150MM, H=750 W=250 | 117.83 | TEM | 1 | LP | 2.489 | 1
8GK41016KK22 | ALPHA 400 DIN, RAPID MOUNTING KIT FOR INSTALLATION MOUNT. DEVICE WITH ROW DISTANCE 150 MM WITH LONGITUDINAL BAR, H=900, W=500 | 225.36 | TEM | 1 | LP | 5.2 | 1
8GK41017KK22 | ALPHA 400 DIN, RAPID MOUNTING KIT FOR INSTALLATION MOUNT. DEVICE WITH ROW DISTANCE 150 MM WITH LONGITUDINAL BAR, H=1050 W=500 | 263.89 | TEM | 1 | LP | 10.62 | 1
8GK43012KK11 | ALPHA 160 DIN, ASSEMBLY KIT F. MODULAR INSTALLATION DEVICES, TIER SPACING 125MM H=300 W=250 | 58.92 | TEM | 1 | LP | 0.497 | 1
8GK43012KK21 | ALPHA 160 DIN, ASSEMBLY KIT F. MODULAR INSTALLATION DEVICES, TIER SPACING 125MM H=300 W=500 | 66.54 | TEM | 1 | LP | 1.139 | 1
8GK43012KK22 | ALPHA 400/630 DIN, KIT F. INSTALL. MOUNTING DEVICE WITH ROW DISTANCE 125 MM H=300 W=500 | 66.54 | TEM | 1 | LP | 1.635 | 1
8GK43013KK12 | ALPHA 400/630 DIN, KIT F. INSTALL. MOUNTING DEVICE WITH ROW DISTANCE 125 MM H=450 W=250 | 66.54 | TEM | 1 | LP | 1.042 | 1
8GK43013KK22 | ALPHA 400/630 DIN, KIT F. INSTALL. MOUNTING DEVICE WITH ROW DISTANCE 125 MM H=450 W=500 | 94.55 | TEM | 1 | LP | 2.46 | 1
8GK43014KK11 | ALPHA 160 DIN, ASSEMBLY KIT F. MODULAR INSTALLATION DEVICES, TIER SPACING 125MM H=600 W=250 | 99.29 | TEM | 1 | LP | 0.887 | 1
8GK43014KK22 | ALPHA 400/630 DIN, KIT F. INSTALL. MOUNTING DEVICE WITH ROW DISTANCE 125 MM H=600 W=500 | 160.17 | TEM | 1 | LP | 3.2 | 1
8GK43511KK11 | ALPHA 160 DIN, ASSEMBLY KIT F. MODULAR INSTALLATION DEVICES, TIER SPACING 150MM, H=150 W=250 | 40.38 | TEM | 1 | LP | 0.255 | 1
8GK43511KK12 | ALPHA 400/630 DIN, KIT F. INSTALL. MOUNTING DEVICE WITH ROW DISTANCE 150 MM H150 W=250 | 37.08 | TEM | 1 | LP | 0.433 | 1
8GK43511KK21 | ALPHA 160 DIN, ASSEMBLY KIT F. MODULAR INSTALLATION DEVICES, TIER SPACING 150MM, H=150 W=500 | 50.16 | TEM | 1 | LP | 0.705 | 1
8GK43511KK22 | ALPHA 400/630 DIN, KIT F. INSTALL. MOUNTING DEVICE WITH ROW DISTANCE 150 MM H=150 W=500 | 53.35 | TEM | 1 | LP | 0.937 | 1
8GK43512KK11 | ALPHA 160 DIN, ASSEMBLY KIT F. MODULAR INSTALLATION DEVICES, TIER SPACING 150MM, H=300 W=250 | 58.92 | TEM | 1 | LP | 0.504 | 1
8GK43512KK12 | ALPHA 400/630 DIN, KIT F. INSTALL. MOUNTING DEVICE WITH ROW DISTANCE 150 MM H=300 W=250 | 50.16 | TEM | 1 | LP | 0.729 | 1
8GK43512KK21 | ALPHA 160 DIN, ASSEMBLY KIT F. MODULAR INSTALLATION DEVICES, TIER SPACING 150MM, H=300 W=500 | 66.54 | TEM | 1 | LP | 1.017 | 1
8GK43512KK22 | ALPHA 400/630 DIN, KIT F. INSTALL. MOUNTING DEVICE WITH ROW DISTANCE 150 MM H=300 W=500 | 69.83 | TEM | 1 | LP | 1.537 | 1
8GK43512KK32 | ALPHA 400/630 DIN MOUNTING KIT FOR INSTALLATION MOUNT. DEVICE 150MM ROW DISTANCE,H=300 W=7 | 111.24 | TEM | 1 | LP | 2.291 | 1
8GK43513KK12 | ALPHA 400/630 DIN, KIT F. INSTALL. MOUNTING DEVICE WITH ROW DISTANCE 150 MM H=450 W=250 | 69.83 | TEM | 1 | LP | 1.039 | 1
8GK43513KK21 | ALPHA 160 DIN, ASSEMBLY KIT F. MODULAR INSTALLATION DEVICES, TIER SPACING 150MM, H=450 W=500 | 96 | TEM | 1 | LP | 1.382 | 1
8GK43513KK22 | ALPHA 400/630 DIN, KIT F. INSTALL. MOUNTING DEVICE WITH ROW DISTANCE 150 MM H=450 W=500 | 97.13 | TEM | 1 | LP | 2.221 | 1
8GK43513KK32 | ALPHA 400/630 DIN MOUNTING KIT FOR INSTALLATION MOUNT. DEVICE 150MM ROW DISTANCE,H=450,W=7 | 145.33 | TEM | 1 | LP | 3.281 | 1
8GK43514KK12 | ALPHA 400/630 DIN, KIT F. INSTALL. MOUNTING DEVICE WITH ROW DISTANCE 150 MM H=600 W=250 | 89.4 | TEM | 1 | LP | 1.401 | 1
8GK43514KK22 | ALPHA 400/630 DIN, KIT F. INSTALL. MOUNTING DEVICE WITH ROW DISTANCE 150 MM H=600 W=500 | 160.17 | TEM | 1 | LP | 3.17 | 1
8GK43514KK32 | ALPHA 400/630 DIN MOUNTING KIT FOR INSTALLATION MOUNT. DEVICE 150MM ROW DISTANCE,H=600 W=7 | 208.88 | TEM | 1 | LP | 4.2 | 1
8GK44011KK11 | ALPHA 160 DIN, ASSEMBLY KIT F. TERMINAL BLOCKS W. TERMINAL STRIP, HORIZONTAL, H=150 W=250 | 42.64 | TEM | 1 | LP | 0.363 | 1
8GK44011KK12 | ALPHA 400/630 DIN, KIT FOR ROW TERMINALS FIELD COVER WITHOUT CUTOUT WITH TERMINAL SUPPORT, HORIZ., H=150 W=250 | 34.92 | TEM | 1 | LP | 0.488 | 1
8GK44011KK21 | ALPHA 160 DIN, ASSEMBLY KIT F. TERMINAL BLOCKS W. TERMINAL STRIP, HORIZONTAL, H=150 W=500MM | 55.72 | TEM | 1 | LP | 0.769 | 1
8GK44012KK11 | ALPHA 160 DIN, ASSEMBLY KIT F. TERMINAL BLOCKS W. TERMINAL STRIP, HORIZONTAL, H=300 W=250 | 68.7 | TEM | 1 | LP | 0.576 | 1
8GK44012KK12 | ALPHA 400/630 DIN, KIT FOR ROW TERMINALS FIELD COVER WITHOUT CUTOUT WITH TERMINAL SUPPORT, HORIZ., H=300 W=250 | 45.84 | TEM | 1 | LP | 0.772 | 1
8GK44012KK22 | ALPHA 400/630 DIN, KIT FOR ROW TERMINALS WITH TERMINAL SUPPORT, FIELD COVER WITHOUT CUTOUT WITH TERMINAL SUPPORT, HORIZ., H=300 W=500 | 62.21 | TEM | 1 | LP | 1.444 | 1
8GK44012KK32 | ALPHA 400/630 DIN, KIT FOR ROW TERMINALS WITH TERMINAL SUPPORT, FIELD COVER WITHOUT CUTOUT WITH TERMINAL SUPPORT, HORIZ., H=300 W=750 | 97.13 | TEM | 1 | LP | 2.25 | 1
8GK44013KK12 | ALPHA 400/630 DIN, KIT FOR ROW TERMINALS WITH TERMINAL SUPPORT, FIELD COVER WITHOUT CUTOUT WITH TERMINAL SUPPORT, HORIZ., H=450MM, W=250MM | 68.7 | TEM | 1 | LP | 1.1 | 1
8GK44013KK22 | ALPHA 400/630 DIN, KIT FOR ROW TERMINALS WITH TERMINAL SUPPORT, FIELD COVER WITHOUT CUTOUT WITH TERMINAL SUPPORT, HORIZ., H=450 W=500 | 86.21 | TEM | 1 | LP | 2.057 | 1
8GK44024KK12 | ALPHA 400/630 DIN, KIT FOR ROW TERMINALS WITH TERMINAL SUPPORT, FIELD COVER WITHOUT CUTOUT WITH TERMINAL SUPPORT, VERT., ISOL.,H=600 W=250 | 136.06 | TEM | 1 | LP | 2.6 | 1
8GK44512KK11 | ALPHA 160 DIN, MOUNTING PLATES ASSEMBLY KIT, H=300 W=250 | 64.27 | TEM | 1 | LP | 1.42 | 1
8GK44512KK12 | ALPHA 400/630 DIN, KIT MOUNTING PLATE WITH FIELD COVER WITHOUT CUTOUT H=300 W=250 | 70.97 | TEM | 1 | LP | 1.173 | 1
8GK44512KK22 | ALPHA 400/630 DIN, KIT MOUNTING PLATE WITH FIELD COVER WITHOUT CUTOUT H=300 W=500 | 110.21 | TEM | 1 | LP | 2.222 | 1
8GK44512KK32 | ALPHA 400/630 DIN MOUNTING KIT MOUNTING PLATE WITH FIELD COVER WITHOUT CUT H=300 W=750 | 142.24 | TEM | 1 | LP | 4.438 | 1
8GK44513KK12 | ALPHA 400/630 DIN, KIT MOUNTING PLATE WITH FIELD COVER WITHOUT CUTOUT H=450 W=250 | 91.67 | TEM | 1 | LP | 1.731 | 1
8GK44513KK22 | ALPHA 400/630 DIN, KIT MOUNTING PLATE WITH FIELD COVER WITHOUT CUTOUT H=450 W=500 | 125.15 | TEM | 1 | LP | 4.06 | 1
8GK44513KK32 | ALPHA 400/630 DIN MOUNTING KIT MOUNTING PLATE WITH FIELD COVER WITHOUT CUT H=450 W=750 | 175.51 | TEM | 1 | LP | 6.476 | 1
8GK44514KK12 | ALPHA 400/630 DIN, KIT MOUNTING PLATE WITH FIELD COVER WITHOUT CUTOUT H=600 W=250 | 107.84 | TEM | 1 | LP | 2.757 | 1
8GK44514KK22 | ALPHA 400/630 DIN, KIT MOUNTING PLATE WITH FIELD COVER WITHOUT CUTOUT H=600 W=500 | 168.3 | TEM | 1 | LP | 5.5 | 1
8GK44514KK32 | ALPHA 400/630 DIN MOUNTING KIT MOUNTING PLATE WITH FIELD COVER WITHOUT CUT H=600 W=750 | 211.97 | TEM | 1 | LP | 9 | 1
8GK45010KK12 | ALPHA 400/630 DIN, KIT SPACE COVER WITH SUPPORT H=75 W=250 | 34.92 | TEM | 1 | LP | 0.173 | 1
8GK45010KK22 | ALPHA 400/630 DIN, KIT SPACE COVER WITH SUPPORT H=75 W=500 | 45.84 | TEM | 1 | LP | 0.329 | 1
8GK45011KK11 | ALPHA 160 DIN, RESERVE SECTION COVERS KIT W. SUPPORT, RAL7035 H=150 W=250 | 28.33 | TEM | 1 | LP | 0.184 | 1
8GK45011KK12 | ALPHA 400/630 DIN, KIT SPACE COVER WITH SUPPORT | 26.16 | TEM | 1 | LP | 0.221 | 1
8GK45011KK22 | ALPHA 400/630 DIN, KIT SPACE COVER WITH SUPPORT | 36.05 | TEM | 1 | LP | 0.47 | 1
8GK45011KK32 | ALPHA 400/630 DIN MOUNTING KIT EMPTY FIELD COVER WITH SUPPORT H=150 W=750 | 60.05 | TEM | 1 | LP | 0.8 | 1
8GK45012KK12 | ALPHA 400/630 DIN, KIT SPACE COVER WITH SUPPORT | 30.49 | TEM | 1 | LP | 0.387 | 1
8GK45012KK22 | ALPHA 400/630 DIN, KIT SPACE COVER WITH SUPPORT H=300 W=500 | 39.24 | TEM | 1 | LP | 0.721 | 1
8GK45012KK32 | ALPHA 400/630 DIN MOUNTING KIT EMPTY FIELD COVER WITH SUPPORT H=300 W=750 | 66.54 | TEM | 1 | LP | 1.226 | 1
8GK45013KK12 | ALPHA 400/630 DIN, KIT SPACE COVER WITH SUPPORT H=450 W=250 | 42.64 | TEM | 1 | LP | 0.522 | 1
8GK45013KK22 | ALPHA 400/630 DIN, KIT SPACE COVER WITH SUPPORT H=450 W=500 | 56.75 | TEM | 1 | LP | 0.921 | 1
8GK45014KK11 | ALPHA 160 DIN, RESERVE SECTION COVERS KIT W. SUPPORT, RAL7035 H=600 W=250 | 45.63 | TEM | 1 | LP | 0.614 | 1
8GK45014KK12 | ALPHA 400/630 DIN, KIT SPACE COVER WITH SUPPORT H=600 W=250 | 75.29 | TEM | 1 | LP | 0.656 | 1
8GK45014KK22 | ALPHA 400/630 DIN, KIT SPACE COVER WITH SUPPORT H=600 W=500 | 89.4 | TEM | 1 | LP | 1.54 | 1
8GK45014KK32 | ALPHA 400/630 DIN MOUNTING KIT EMPTY FIELD COVER WITH SUPPORT H=600 W=750 | 146.36 | TEM | 1 | LP | 2.3 | 1
8GK45502KK12 | A400/630 MOUNTINGKIT H=300 W=25 2 X 3NP1123./3NP1133.(NH00/000) AT MOUNTING PLATE | 66.33 | TEM | 1 | LP | 0.956 | 1
8GK45512KK11 | ALPHA 160 DIN, ASSEMBLY KIT F. FUSE SWITCH DISCONNECTOR NH000 AND NH00 TO 160A STANDARD M. RAIL, 1X3NP4010, H=300 W=250 | 60.05 | TEM | 1 | LP | 3.6 | 1
8GK45512KK12 | ALPHA 400/630 DIN, KIT FOR FUSE SWITCH 1XNH000 TO 160A MOUNT. PLATE W. INSULAT. BLIND H=300 W=250 | 55.62 | TEM | 1 | LP | 0.905 | 1
8GK45522KK12 | ALPHA 400/630 DIN, KIT FOR FUSE SWITCH 3NP4010, 2XNH000 TO 160A MOUNT. PLATE W. INSULAT. BLIND H=300 W=250 | 57.78 | TEM | 1 | LP | 0.868 | 1
8GK45533KK12 | ALPHA 400/630 DIN, KIT FOR FUSE SWITCH 3NP4010, 2XNH000 TO 160A MOUNT. PLATE W. INSULAT. BLIND H=450 W=250 | 84.05 | TEM | 1 | LP | 1.895 | 1
8GK45542KK12 | ALPHA 400/630 DIN, KIT FOR FUSE SWITCH 3NP4070, 1XNH00 TO 160A MOUNT. PLATE W. INSULAT. BLIND H=300 W=250 | 55.62 | TEM | 1 | LP | 0.906 | 1
8GK45552KK12 | ALPHA 400/630 DIN, KIT FOR FUSE SWITCH 3NP4070, 2XNH00 TO 160A | 57.78 | TEM | 1 | LP | 0.861 | 1
8GK47012KK12 | ALPHA 400/630 DIN,ASSEMBLY KIT F.3/4POLE CIRCUITBREAKER 3VL160X, H=300, W=250 | 96 | TEM | 1 | LP | 0.92 | 1
8GK47013KK12 | ALPHA 400/630 DIN, ASSEMBLY KIT F. 3/4POLE CIRCUIT BREAKER 3VL160X, 3VL160 OR 3VL 250, H=450 W=250 | 117.83 | TEM | 1 | LP | 1.07 | 1
8GK47024KK12 | ALPHA 400/630 DIN, KIT FOR POWER CIRCUITBREAKER 3/4 POLE, 3VL400/630, H=600 W=250 | 137.09 | TEM | 1 | LP | 1.93 | 1
8GK47034KK13 | ALPHA 630 DIN, ASSEMBLY KIT F. 3 A. 4POLE CIRCUIT BREAKER 3VL630, H=600 W=250 | 162.23 | TEM | 1 | LP | 1.45 | 1
8GK47102KK10 | ALPHA 400/ 630 DIN MCCBASSEMBLY KIT 2 X 3VT1 3 + 4 POLE, VERTICAL MOUNTING H=300/ W=250 | 103.62 | TEM | 1 | LP | 0.905 | 1
8GK95316KK10 | ALPHA, mounting plate, H: 250 mm, W: 900 mm | 47.28 | TEM | 1 | LP | 3.5 | 1
8GK95316KK20 | ALPHA, mounting plate, H: 500 mm, W: 900 mm | 59.84 | TEM | 1 | LP | 6.441 | 1
8GK95330KK30 | ALPHA, mounting plate, H: 1800 mm, W: 750 mm | 152.34 | TEM | 1 | LP | 19 | 1
8GK48514KK00 | ALPHA 160/400 DIN, LONGIT.STAYS F. MOUNTING ASSEMBLY KITS H=600, 1 SET = 2 STAYS | 16.38 | ΣΕΤ | 1 | LP | 0.807 | 1
8GK48515KK00 | ALPHA 160/400 DIN, LONGIT.STAYS F. MOUNTING ASSEMBLY KITS H=750, 1 SET = 2 STAYS | 21.01 | ΣΕΤ | 1 | LP | 1.076 | 1
8GK48516KK00 | ALPHA 160/400 DIN, LONGIT.STAYS F. MOUNTING ASSEMBLY KITS H=900, 1 SET = 2 STAYS | 22.04 | ΣΕΤ | 1 | LP | 1.302 | 1
8GK48517KK00 | ALPHA 160/400 DIN, LONGIT.STAYS F. MOUNTING ASSEMBLY KITS H=1050, 1 SET = 2 STAYS | 25.65 | ΣΕΤ | 1 | LP | 1.54 | 1
8GK48518KK00 | ALPHA 400 DIN, LONGITUDINAL HOLM FOR MOUNTING FROM KITS (2PIECES), H=1250 (2ST), H=1250 | 33.89 | ΣΕΤ | 1 | LP | 1.708 | 1
8GK48528KK00 | ALPHA 400 DIN, LONGITUDINAL HOLM FOR MOUNTING FROM KITS (2PIECES), H=1400 (2ST), H=1400 | 40.27 | ΣΕΤ | 1 | LP | 2 | 1
8GK48530KK20 | ALPHA 400/630 CROSSBEAM W=500MM | 21.84 | TEM | 1 | LP | 0.448 | 1
8GK48538KK00 | ALPHA 630 DIN, LONGIT. STAYS F. MOUNTING OF MOUNTING KITS H=1800, 1 SET = 2 STAYS | 52.32 | ΣΕΤ | 1 | LP | 2.75 | 1
8GK48538KK01 | ALPHA 630/1600 DIN, LONG. STAYS F. MOUNTING MOUNTING KITS, DEPTH 250; 320; ALPHA 1600 | 77.46 | ΣΕΤ | 1 | LP | 2.5 | 1
8GK48538KK02 | ALPHA 630/1600 DIN LONGIT.STAYS 2 LONGIT. STAYS, H=1800MM FOR DEPTH 250/320MM | 77.46 | ΣΕΤ | 1 | LP | 3.6 | 1
8GK48552KK02 | ALPHA 630 DIN, STAY F. MARSHALING BOX HEIGHT = 300MM, DEPTH = 210MM (1 SET = 2 UNITS) | 16.48 | ΣΕΤ | 1 | LP | 0.382 | 1
8GK91016KK01 | ALPHA 400/630 DIN, UNIVERS. DISTRIBUT. ACCESSORIES BARRIER REAR WALL VERT.,H=900 | 13.91 | TEM | 1 | LP | 0.228 | 1
8GK91028KK01 | ALPHA 400/630 DIN, UNIVERS. DISTRIBUT. ACCESSORIES BARRIER REAR WALL VERT.,H=1350 | 20.6 | TEM | 1 | LP | 0.36 | 1
8GK91030KK30 | ALPHA 400/630 DIN BARRIER REAR WALL HORIZONTAL W=750 | 17.92 | TEM | 1 | LP | 0.18 | 1
8GK95138KK30 | ALPHA 630 DIN, SUBSTITUTE DOOR LEFT DOOR FOR BOARD W=800MM AND W=1050MM, H=1950MM COMPLETE DOOR DOOR 525MM, RAL 7035 | 252.04 | TEM | 1 | LP | 11 | 1
8GK95200KK05 | ALPHA AS SIDE PLATE D=400MM 2 PIECES | 176.95 | TEM | 1 | LP | 10.3 | 1
8GK95600KK04 | ALPHA, standard locking device, of plastic | 17.51 | TEM | 1 | LP | 0.074 | 1
8GK95600KK06 | ALPHA, rotary handle insert, for wallmounted distribution board | 88.17 | TEM | 1 | LP | 0.231 | 1
8GK95600KK07 | ALPHA, profile semicylinders, with E012 lock and key | 47.38 | TEM | 1 | LP | 0.093 | 1
8GK95600KK08 | ALPHA, profile semicylinders, with senat tumbler | 230.31 | TEM | 1 | LP | 0.122 | 1
8GK95600KK10 | ALPHA, profile semicylinders, with 3mm pin | 47.59 | TEM | 1 | LP | 0.086 | 1
8GK95600KK13 | ALPHA, rotary handle insert, for wallmounted distribution board | 59.95 | TEM | 1 | LP | 0.285 | 1
8GK95610KK00 | ALPHA, profile semicylinders, for locking sysTEMs | 26.06 | TEM | 1 | LP | 0.092 | 1
8GK95610KK02 | ALPHA, lock insert, for profile semicylinder | 15.55 | TEM | 1 | LP | 0.035 | 1
8GK96500KK00 | ALPHA 400/630, BB HOLDER 5POLE; 40MM SYSTEM MOUNTED DIRECT ON STAY | 29.56 | TEM | 1 | LP | 0.229 | 1
8GK96710KK00 | ALPHA DIN BUSBAR SUPPORT, 5POLE, CL SPACING 60MM MOUNT. ON STAY CUBB 12X5(10),20X5(10), BUSMOUNTING FUSE BASE, H=450 | 48.2 | TEM | 1 | LP | 0.658 | 1
8GK97110KK03 | ALPHA 400/630 DIN BUSBAR SUPPORT,3POLE CENTERL. SPACING 60MM F. MOUNT. ON STAY SS12X5(10),20X5(10),30X5(10) FOR SR60 BUSBAR SYSTEM H=300 | 34.2 | TEM | 1 | LP | 0.174 | 1
8GK97310KK10 | ALPHA DIN, COPPER BUSBARS 12X5MM, 250A, W=250 . | 7.21 | TEM | 1 | LP | 0.127 | 1
8GK97310KK20 | ALPHA DIN, COPPER BUSBARS 12X5MM, 250A, W=500 . | 14.42 | TEM | 1 | LP | 0.263 | 1
8GK97330KK10 | ALPHA DIN, COPPER BUSBARS 20X5MM, 320A, W=250 . | 12.15 | TEM | 1 | LP | 0.212 | 1
8GK97330KK20 | ALPHA DIN, COPPER BUSBARS 20X5MM, 320A, W=500 . | 24.72 | TEM | 1 | LP | 0.439 | 1
8GK97360KK20 | ALPHA 630/1600 DIN, COPPER BUSBARS 30X10MM, 630A, B=500 . | 74.06 | TEM | 1 | LP | 1.313 | 1
8GK99100KK00 | ALPHA DIN, COVER STRIP | 1.85 | TEM | 1 | LP | 0.023 | 10
8GK99100KK01 | ALPHA DIN BLANKING STRIP L=1M | 14.32 | TEM | 1 | LP | 0.145 | 1
8GK99100KK10 | ALPHA 160/400 DIN, N/PE BAR , L=250 | 19.36 | TEM | 1 | LP | 0.2 | 1
8GK99100KK11 | N/PE BAR AS PLUGIN TERMINAL W. 6XSCREWS EACH 2.516SQMM AND 21 X CONNECTOR 1.54SQMM | 45.73 | TEM | 1 | LP | 0.223 | 1
8GK99100KK20 | ALPHA 160 DIN, SUPPORT F. SECTION COVER (1SET=4 SUPPORTS) MINIMUM ORDERING QTY 5 SETS | 7.11 | ΣΕΤ | 1 | LP | 0.038 | 1
8GK99100KK22 | ALPHA DIN CIRCUIT DIAGR. POCKET DIN A3, SHEET STEEL, 10MM DEEP | 26.47 | TEM | 1 | LP | 1.02 | 1
8GK99100KK27 | ALPHA DIN ASSEMBLY TOOL F. SUPPORT, SHORT AND LONG DESIGN W. ERGONOMIC HANDLE DESIGN | 62.01 | TEM | 1 | LP | 0.268 | 1
8GK99100KK30 | ALPHA 160/400 DIN, SUPPORT F. FIELD COVER (4 PCS) 1 SET = 4 SUPPORTS | 10.3 | ΣΕΤ | 1 | LP | 0.075 | 1
8GK99100KK34 | ALPHA DIN, EXTRADEEP BRACKET FOR RECESSED SETUP OF RAILS, SUPPORT RAILS ETC. 1 SET=2 BRACKETS INCL.SCREWS | 41.82 | ΣΕΤ | 1 | LP | 0.271 | 1
8GK99100KK35 | MOUNTING RAIL KIT W.MOUNT.RAILS H=7,5, WIDTH B1, ISOLATED AND LOWERED, FOR SKII APPLICATIONS, FOR SNAPPING ON, F. MOD.TERM.BLOCKS | 23.79 | TEM | 1 | LP | 0.153 | 1
8GK99100KK40 | RAIL KIT W. DIN RAIL 7.5MM,WIDTH 750MM INSULATED A. PROT. SETUP F. TERMINAL BLOCKS | 28.53 | ΣΕΤ | 1 | LP | 0.383 | 1
8GK99100KK80 | ALPHA 400/630 CABLE HOLDER ON STANDARD MOUNTING RAIL MIN. ORDER QUANTITY 200 UNITS | 1.24 | TEM | 1 | LP | 0.007 | 1
8GK99101KK10 | ALPHA 630 DIN, RAIL, WIDTH = 250MM MINIMUM ORDER QTY 10 UNITS | 4.02 | TEM | 1 | LP | 0.159 | 1
8GK99101KK20 | ALPHA 630 DIN, RAIL, WIDTH = 500MM MINIMUM ORDER QTY 10 UNITS | 5.67 | TEM | 1 | LP | 0.33 | 1
8GK99101KK50 | ALPHA 630 DIN, RAIL, WIDTH = 1250MM MINIMUM ORDER QTY 10 UNITS | 11.54 | TEM | 1 | LP | 0.8 | 1
8GK99110KK04 | ALPHA DIN, ISO SUPPORT 12MM; FOR ISOL. RAIL MOUNTING BULK PACK: 50 UNITS | 1.96 | TEM | 1 | LP | 0.009 | 1
8GK99110KK20 | ALPHA 630 DIN, CABLE PROPPING BAR, W=500 | 13.29 | TEM | 1 | LP | 0.371 | 1
8GK99110KK30 | ALPHA 630 DIN, CABLE PROPPING BAR, W=750 | 18.23 | TEM | 1 | LP | 0.575 | 1
8GK99110KK40 | ALPHA 630 DIN, CABLE PROPPING BAR, W=1000 | 23.18 | TEM | 1 | LP | 0.846 | 1
8GK99110KK50 | ALPHA 630 DIN, CABLE PROPPING BAR, W=1250 | 28.22 | TEM | 1 | LP | 0.945 | 1
8GK99120KK30 | ALPHA 160/400 DIN, WALLMOUNTING RAIL L=750MM | 16.07 | TEM | 1 | LP | 0.682 | 1
8GK99120KK40 | ALPHA 160/400 DIN, WALLMOUNTING RAIL L=1000MM | 17.92 | TEM | 1 | LP | 0.886 | 1
8GK99120KK50 | ALPHA 160/400 DIN, WALLMOUNTING RAIL L=1250MM | 19.67 | TEM | 1 | LP | 1.08 | 1
8GK99200KK31 | CONNECTING KIT FOR ALPHA 630 UNIVERSAL, IP 43/55 | 11.02 | TEM | 1 | LP | 0.136 | 1
8GK99200KK34 | ALPHA DIN/ZS ACCESSORY BRACE ANCHOR, 1 SET = 4 PIECES | 10.09 | ΣΕΤ | 1 | LP | 0.33 | 5
8GK48514KK00 | ALPHA 160/400 DIN, LONGIT.STAYS F. MOUNTING ASSEMBLY KITS H=600, 1 SET = 2 STAYS | 16.38 | ΣΕΤ | 1 | LP | 0.807 | 1
8GK48515KK00 | ALPHA 160/400 DIN, LONGIT.STAYS F. MOUNTING ASSEMBLY KITS H=750, 1 SET = 2 STAYS | 21.01 | ΣΕΤ | 1 | LP | 1.076 | 1
8GK48517KK00 | ALPHA 160/400 DIN, LONGIT.STAYS F. MOUNTING ASSEMBLY KITS H=1050, 1 SET = 2 STAYS | 25.65 | ΣΕΤ | 1 | LP | 1.54 | 1
8GK48538KK00 | ALPHA 630 DIN, LONGIT. STAYS F. MOUNTING OF MOUNTING KITS H=1800, 1 SET = 2 STAYS | 52.32 | ΣΕΤ | 1 | LP | 2.75 | 1
8GK99100KK80 | ALPHA 400/630 CABLE HOLDER ON STANDARD MOUNTING RAIL MIN. ORDER QUANTITY 200 UNITS | 1.24 | TEM | 1 | LP | 0.007 | 1
8GK48514KK00 | ALPHA 160/400 DIN, LONGIT.STAYS F. MOUNTING ASSEMBLY KITS H=600, 1 SET = 2 STAYS | 16.38 | ΣΕΤ | 1 | LP | 0.807 | 1
8GK48515KK00 | ALPHA 160/400 DIN, LONGIT.STAYS F. MOUNTING ASSEMBLY KITS H=750, 1 SET = 2 STAYS | 21.01 | ΣΕΤ | 1 | LP | 1.076 | 1
8GK48516KK00 | ALPHA 160/400 DIN, LONGIT.STAYS F. MOUNTING ASSEMBLY KITS H=900, 1 SET = 2 STAYS | 22.04 | ΣΕΤ | 1 | LP | 1.302 | 1
8GK48517KK00 | ALPHA 160/400 DIN, LONGIT.STAYS F. MOUNTING ASSEMBLY KITS H=1050, 1 SET = 2 STAYS | 25.65 | ΣΕΤ | 1 | LP | 1.54 | 1
8GK48518KK00 | ALPHA 400 DIN, LONGITUDINAL HOLM FOR MOUNTING FROM KITS (2PIECES), H=1250 (2ST), H=1250 | 33.89 | ΣΕΤ | 1 | LP | 1.708 | 1
8GK48528KK00 | ALPHA 400 DIN, LONGITUDINAL HOLM FOR MOUNTING FROM KITS (2PIECES), H=1400 (2ST), H=1400 | 40.27 | ΣΕΤ | 1 | LP | 2 | 1
8GK48530KK20 | ALPHA 400/630 CROSSBEAM W=500MM | 21.84 | TEM | 1 | LP | 0.448 | 1
8GK48538KK00 | ALPHA 630 DIN, LONGIT. STAYS F. MOUNTING OF MOUNTING KITS H=1800, 1 SET = 2 STAYS | 52.32 | ΣΕΤ | 1 | LP | 2.75 | 1
8GK48538KK01 | ALPHA 630/1600 DIN, LONG. STAYS F. MOUNTING MOUNTING KITS, DEPTH 250; 320; ALPHA 1600 | 77.46 | ΣΕΤ | 1 | LP | 2.5 | 1
8GK48538KK02 | ALPHA 630/1600 DIN LONGIT.STAYS 2 LONGIT. STAYS, H=1800MM FOR DEPTH 250/320MM | 77.46 | ΣΕΤ | 1 | LP | 3.6 | 1
8GK48552KK02 | ALPHA 630 DIN, STAY F. MARSHALING BOX HEIGHT = 300MM, DEPTH = 210MM (1 SET = 2 UNITS) | 16.48 | ΣΕΤ | 1 | LP | 0.382 | 1
8GK91016KK01 | ALPHA 400/630 DIN, UNIVERS. DISTRIBUT. ACCESSORIES BARRIER REAR WALL VERT.,H=900 | 13.91 | TEM | 1 | LP | 0.228 | 1
8GK91028KK01 | ALPHA 400/630 DIN, UNIVERS. DISTRIBUT. ACCESSORIES BARRIER REAR WALL VERT.,H=1350 | 20.6 | TEM | 1 | LP | 0.36 | 1
8GK91030KK30 | ALPHA 400/630 DIN BARRIER REAR WALL HORIZONTAL W=750 | 17.92 | TEM | 1 | LP | 0.18 | 1
8GK95138KK30 | ALPHA 630 DIN, SUBSTITUTE DOOR LEFT DOOR FOR BOARD W=800MM AND W=1050MM, H=1950MM COMPLETE DOOR DOOR 525MM, RAL 7035 | 252.04 | TEM | 1 | LP | 11 | 1
8GK95200KK05 | ALPHA AS SIDE PLATE D=400MM 2 PIECES | 176.95 | TEM | 1 | LP | 10.3 | 1
8GK95600KK04 | ALPHA, standard locking device, of plastic | 17.51 | TEM | 1 | LP | 0.074 | 1
8GK95600KK06 | ALPHA, rotary handle insert, for wallmounted distribution board | 88.17 | TEM | 1 | LP | 0.231 | 1
8GK95600KK07 | ALPHA, profile semicylinders, with E012 lock and key | 47.38 | TEM | 1 | LP | 0.093 | 1
8GK95600KK08 | ALPHA, profile semicylinders, with senat tumbler | 230.31 | TEM | 1 | LP | 0.122 | 1
8GK95600KK10 | ALPHA, profile semicylinders, with 3mm pin | 47.59 | TEM | 1 | LP | 0.086 | 1
8GK95600KK13 | ALPHA, rotary handle insert, for wallmounted distribution board | 59.95 | TEM | 1 | LP | 0.285 | 1
8GK95610KK00 | ALPHA, profile semicylinders, for locking sysTEMs | 26.06 | TEM | 1 | LP | 0.092 | 1
8GK95610KK02 | ALPHA, lock insert, for profile semicylinder | 15.55 | TEM | 1 | LP | 0.035 | 1
8GK96500KK00 | ALPHA 400/630, BB HOLDER 5POLE; 40MM SYSTEM MOUNTED DIRECT ON STAY | 29.56 | TEM | 1 | LP | 0.229 | 1
8GK96710KK00 | ALPHA DIN BUSBAR SUPPORT, 5POLE, CL SPACING 60MM MOUNT. ON STAY CUBB 12X5(10),20X5(10), BUSMOUNTING FUSE BASE, H=450 | 48.2 | TEM | 1 | LP | 0.658 | 1
8GK97110KK03 | ALPHA 400/630 DIN BUSBAR SUPPORT,3POLE CENTERL. SPACING 60MM F. MOUNT. ON STAY SS12X5(10),20X5(10),30X5(10) FOR SR60 BUSBAR SYSTEM H=300 | 34.2 | TEM | 1 | LP | 0.174 | 1
8GK97310KK10 | ALPHA DIN, COPPER BUSBARS 12X5MM, 250A, W=250 . | 7.21 | TEM | 1 | LP | 0.127 | 1
8GK97310KK20 | ALPHA DIN, COPPER BUSBARS 12X5MM, 250A, W=500 . | 14.42 | TEM | 1 | LP | 0.263 | 1
8GK97330KK10 | ALPHA DIN, COPPER BUSBARS 20X5MM, 320A, W=250 . | 12.15 | TEM | 1 | LP | 0.212 | 1
8GK97330KK20 | ALPHA DIN, COPPER BUSBARS 20X5MM, 320A, W=500 . | 24.72 | TEM | 1 | LP | 0.439 | 1
8GK97360KK20 | ALPHA 630/1600 DIN, COPPER BUSBARS 30X10MM, 630A, B=500 . | 74.06 | TEM | 1 | LP | 1.313 | 1
8GK99100KK00 | ALPHA DIN, COVER STRIP | 1.85 | TEM | 1 | LP | 0.023 | 10
8GK99100KK01 | ALPHA DIN BLANKING STRIP L=1M | 14.32 | TEM | 1 | LP | 0.145 | 1
8GK99100KK10 | ALPHA 160/400 DIN, N/PE BAR , L=250 | 19.36 | TEM | 1 | LP | 0.2 | 1
8GK99100KK11 | N/PE BAR AS PLUGIN TERMINAL W. 6XSCREWS EACH 2.516SQMM AND 21 X CONNECTOR 1.54SQMM | 45.73 | TEM | 1 | LP | 0.223 | 1
8GK99100KK20 | ALPHA 160 DIN, SUPPORT F. SECTION COVER (1SET=4 SUPPORTS) MINIMUM ORDERING QTY 5 SETS | 7.11 | ΣΕΤ | 1 | LP | 0.038 | 1
8GK99100KK22 | ALPHA DIN CIRCUIT DIAGR. POCKET DIN A3, SHEET STEEL, 10MM DEEP | 26.47 | TEM | 1 | LP | 1.02 | 1
8GK99100KK27 | ALPHA DIN ASSEMBLY TOOL F. SUPPORT, SHORT AND LONG DESIGN W. ERGONOMIC HANDLE DESIGN | 62.01 | TEM | 1 | LP | 0.268 | 1
8GK99100KK30 | ALPHA 160/400 DIN, SUPPORT F. FIELD COVER (4 PCS) 1 SET = 4 SUPPORTS | 10.3 | ΣΕΤ | 1 | LP | 0.075 | 1
8GK99100KK34 | ALPHA DIN, EXTRADEEP BRACKET FOR RECESSED SETUP OF RAILS, SUPPORT RAILS ETC. 1 SET=2 BRACKETS INCL.SCREWS | 41.82 | ΣΕΤ | 1 | LP | 0.271 | 1
8GK99100KK35 | MOUNTING RAIL KIT W.MOUNT.RAILS H=7,5, WIDTH B1, ISOLATED AND LOWERED, FOR SKII APPLICATIONS, FOR SNAPPING ON, F. MOD.TERM.BLOCKS | 23.79 | TEM | 1 | LP | 0.153 | 1
8GK99100KK40 | RAIL KIT W. DIN RAIL 7.5MM,WIDTH 750MM INSULATED A. PROT. SETUP F. TERMINAL BLOCKS | 28.53 | ΣΕΤ | 1 | LP | 0.383 | 1
8GK99100KK80 | ALPHA 400/630 CABLE HOLDER ON STANDARD MOUNTING RAIL MIN. ORDER QUANTITY 200 UNITS | 1.24 | TEM | 1 | LP | 0.007 | 1
8GK99101KK10 | ALPHA 630 DIN, RAIL, WIDTH = 250MM MINIMUM ORDER QTY 10 UNITS | 4.02 | TEM | 1 | LP | 0.159 | 1
8GK99101KK20 | ALPHA 630 DIN, RAIL, WIDTH = 500MM MINIMUM ORDER QTY 10 UNITS | 5.67 | TEM | 1 | LP | 0.33 | 1
8GK99101KK50 | ALPHA 630 DIN, RAIL, WIDTH = 1250MM MINIMUM ORDER QTY 10 UNITS | 11.54 | TEM | 1 | LP | 0.8 | 1
8GK99110KK04 | ALPHA DIN, ISO SUPPORT 12MM; FOR ISOL. RAIL MOUNTING BULK PACK: 50 UNITS | 1.96 | TEM | 1 | LP | 0.009 | 1
8GK99110KK20 | ALPHA 630 DIN, CABLE PROPPING BAR, W=500 | 13.29 | TEM | 1 | LP | 0.371 | 1
8GK99110KK30 | ALPHA 630 DIN, CABLE PROPPING BAR, W=750 | 18.23 | TEM | 1 | LP | 0.575 | 1
8GK99110KK40 | ALPHA 630 DIN, CABLE PROPPING BAR, W=1000 | 23.18 | TEM | 1 | LP | 0.846 | 1
8GK99110KK50 | ALPHA 630 DIN, CABLE PROPPING BAR, W=1250 | 28.22 | TEM | 1 | LP | 0.945 | 1
8GK99120KK30 | ALPHA 160/400 DIN, WALLMOUNTING RAIL L=750MM | 16.07 | TEM | 1 | LP | 0.682 | 1
8GK99120KK40 | ALPHA 160/400 DIN, WALLMOUNTING RAIL L=1000MM | 17.92 | TEM | 1 | LP | 0.886 | 1
8GK99120KK50 | ALPHA 160/400 DIN, WALLMOUNTING RAIL L=1250MM | 19.67 | TEM | 1 | LP | 1.08 | 1
8GK99200KK31 | CONNECTING KIT FOR ALPHA 630 UNIVERSAL, IP 43/55 | 11.02 | TEM | 1 | LP | 0.136 | 1
8GK99200KK34 | ALPHA DIN/ZS ACCESSORY BRACE ANCHOR, 1 SET = 4 PIECES | 10.09 | ΣΕΤ | 1 | LP | 0.33 | 5
8GK23006KL23 | ALPHA 630 UNIVERSAL, floor mounted cabinet, without door, flat pack, IP43, safety class 1, H: 1800 mm, W: 600 mm, D: 250 mm, RAL 7035 | 1304 | TEM | 1 | LP | 26.5 | 1
8GK23256KK23 | ALPHA 630 UNIVERSAL, floor mounted cabinet, without door, IP55, safety class 1, H: 1800 mm, W: 600 mm, D: 250 mm, RAL 7035 | 1898.5 | TEM | 1 | LP | 34.5 | 1
8GK23256KK43 | ALPHA 630 UNIVERSAL, floor mounted cabinet, without door, IP55, safety class 1, H: 1800 mm, W: 900 mm, D: 250 mm, RAL 7035 | 2269.3 | TEM | 1 | LP | 41 | 1
8GK23257KK43 | ALPHA 630 UNIVERSAL, floor mounted cabinet, without door, IP55, safety class 1, H: 2000 mm, W: 900 mm, D: 250 mm, RAL 7035 | 2413.4 | TEM | 1 | LP | 44.5 | 1
8GK91208KK00 | ALPHA 630 UNIVERSAL, SIDE PANEL, IP43, CLOSED, RAL 7035, H=1600, D=250, 1 SET | 568.7 | ΣΕΤ | 1 | LP | 10.5 | 1
8GK91208KK01 | ALPHA 630 UNIVERSAL, SIDE PANEL, IP43, CLOSED, RAL 7035, H=1800, D=250, 1 SET | 572.7 | ΣΕΤ | 1 | LP | 12 | 1
8GK91208KK02 | ALPHA 630 UNIVERSAL, SIDE PANEL, IP43, CLOSED, RAL 7035, H=2000, D=250, 1 SET | 578 | ΣΕΤ | 1 | LP | 13 | 1
8GK91228KK04 | ALPHA 630 UNIVERSAL, SIDE PANEL, IP55, CLOSED, RAL 7035 H=1800, T=250, 1 SET | 578 | ΣΕΤ | 1 | LP | 8 | 1
8GK91228KK05 | ALPHA 630 UNIVERSAL, SIDE PANEL, IP55, CLOSED, RAL 7035 H=2000, T=250, 1 SET | 600.6 | ΣΕΤ | 1 | LP | 8.4 | 1
8GK91228KK07 | ALPHA 630 UNIVERSAL, SIDE PANEL CLOSED, IP55, BLUE GREEN BASIC H=1800, T=250, 1 SET | 652.2 | ΣΕΤ | 1 | LP | 8 | 1
8GK95058KK22 | ALPHA 630 UNIVERSAL, DOOR IP43, IP55, TRANSPARENT (SINGLE VERSION), RAL 7035, H=2000, W=600 | 1118.5 | TEM | 1 | LP | 17 | 1
8GK95058KK30 | ALPHA 630 UNIVERSAL, DOOR IP43, TRANSPARENT (SINGLE VERSION), RAL 7035, H=1600, W=900 | 1266.3 | TEM | 1 | LP | 20 | 1
8GK95078KK21 | ALPHA 630 UNIVERSAL, TRANSPARENT DOOR IP43, IP55 (GIUGIARODESIGN), RAL 7035, H=1800, B=600 | 1384.6 | TEM | 1 | LP | 13 | 1
8GK95078KK22 | ALPHA 630 UNIVERSAL, TRANSPARENT DOOR IP43, IP55 (GIUGIARODESIGN), RAL 7035, H=2000, B=600 | 1444 | TEM | 1 | LP | 17 | 1
8GK95158KK41 | ALPHA 630 UNIVERSAL, DOOR IP43, IP55, SHEET METAL RAL 7035, H=1800, W=240 | 668.3 | TEM | 1 | LP | 7.2 | 1
8GK95158KK42 | ALPHA 630 UNIVERSAL, DOOR IP43, IP55, SHEET METAL RAL 7035, H=2000, W=240 | 707 | TEM | 1 | LP | 7.6 | 1
8GK23006KL23 | ALPHA 630 UNIVERSAL, floor mounted cabinet, without door, flat pack, IP43, safety class 1, H: 1800 mm, W: 600 mm, D: 250 mm, RAL 7035 | 1304 | TEM | 1 | LP | 26.5 | 1
8GK23256KK23 | ALPHA 630 UNIVERSAL, floor mounted cabinet, without door, IP55, safety class 1, H: 1800 mm, W: 600 mm, D: 250 mm, RAL 7035 | 1898.5 | TEM | 1 | LP | 34.5 | 1
8GK23256KK43 | ALPHA 630 UNIVERSAL, floor mounted cabinet, without door, IP55, safety class 1, H: 1800 mm, W: 900 mm, D: 250 mm, RAL 7035 | 2269.3 | TEM | 1 | LP | 41 | 1
8GK23257KK43 | ALPHA 630 UNIVERSAL, floor mounted cabinet, without door, IP55, safety class 1, H: 2000 mm, W: 900 mm, D: 250 mm, RAL 7035 | 2413.4 | TEM | 1 | LP | 44.5 | 1
8GK91208KK00 | ALPHA 630 UNIVERSAL, SIDE PANEL, IP43, CLOSED, RAL 7035, H=1600, D=250, 1 SET | 568.7 | ΣΕΤ | 1 | LP | 10.5 | 1
8GK91208KK01 | ALPHA 630 UNIVERSAL, SIDE PANEL, IP43, CLOSED, RAL 7035, H=1800, D=250, 1 SET | 572.7 | ΣΕΤ | 1 | LP | 12 | 1
8GK91208KK02 | ALPHA 630 UNIVERSAL, SIDE PANEL, IP43, CLOSED, RAL 7035, H=2000, D=250, 1 SET | 578 | ΣΕΤ | 1 | LP | 13 | 1
8GK91228KK04 | ALPHA 630 UNIVERSAL, SIDE PANEL, IP55, CLOSED, RAL 7035 H=1800, T=250, 1 SET | 578 | ΣΕΤ | 1 | LP | 8 | 1
8GK91228KK05 | ALPHA 630 UNIVERSAL, SIDE PANEL, IP55, CLOSED, RAL 7035 H=2000, T=250, 1 SET | 600.6 | ΣΕΤ | 1 | LP | 8.4 | 1
8GK91228KK07 | ALPHA 630 UNIVERSAL, SIDE PANEL CLOSED, IP55, BLUE GREEN BASIC H=1800, T=250, 1 SET | 652.2 | ΣΕΤ | 1 | LP | 8 | 1
8GK95058KK22 | ALPHA 630 UNIVERSAL, DOOR IP43, IP55, TRANSPARENT (SINGLE VERSION), RAL 7035, H=2000, W=600 | 1118.5 | TEM | 1 | LP | 17 | 1
8GK95058KK30 | ALPHA 630 UNIVERSAL, DOOR IP43, TRANSPARENT (SINGLE VERSION), RAL 7035, H=1600, W=900 | 1266.3 | TEM | 1 | LP | 20 | 1
8GK95078KK21 | ALPHA 630 UNIVERSAL, TRANSPARENT DOOR IP43, IP55 (GIUGIARODESIGN), RAL 7035, H=1800, B=600 | 1384.6 | TEM | 1 | LP | 13 | 1
8GK95078KK22 | ALPHA 630 UNIVERSAL, TRANSPARENT DOOR IP43, IP55 (GIUGIARODESIGN), RAL 7035, H=2000, B=600 | 1444 | TEM | 1 | LP | 17 | 1
8GK95158KK41 | ALPHA 630 UNIVERSAL, DOOR IP43, IP55, SHEET METAL RAL 7035, H=1800, W=240 | 668.3 | TEM | 1 | LP | 7.2 | 1
8GK95158KK42 | ALPHA 630 UNIVERSAL, DOOR IP43, IP55, SHEET METAL RAL 7035, H=2000, W=240 | 707 | TEM | 1 | LP | 7.6 | 1
8GK63021KK23 | ALPHA 630 UNIVERSAL, MOUNTING KIT, MODULAR INSTALLATION DEVICES H=150MM, B=600MM, 24TE, 150MM TIER SPACING WITH FRONT COVER | 206.2 | TEM | 1 | LP | 1.299 | 1
8GK63522KK23 | ALPHA 630 UNIVERSAL, MOUNTING KIT, MODULAR INSTALLATION DEVICES, H=200MM, B=600MM, 24TE 200MM TIER SPACING WITH FRONT COVER | 179.3 | TEM | 1 | LP | 1.59 | 1
8GK67504KK13 | ALPHA 630 UNIVERSAL MCCBASSEMBLY KIT 1 X 3VT1 3 + 4 POLE H=400MM W=250MM FOR CABLE ROOM | 422.5 | TEM | 1 | LP | 1.898 | 1
8GK67504KK23 | ALPHA 630 UNIVERSAL MCCBASSEMBLY KIT 5 X 3VT1 3 + 4 POLE H=400MM W=600MM VERTICAL MOUNTING | 418.5 | TEM | 1 | LP | 3.569 | 1
8GK67506KK13 | ALPHA 630 UNIVERSAL MCCBASSEMBLY KIT 1 X 3VT2 3 + 4 POLE H=600MM W=250MM FOR CABLE ROOM | 450.3 | TEM | 1 | LP | 2.341 | 1
8GK63021KK23 | ALPHA 630 UNIVERSAL, MOUNTING KIT, MODULAR INSTALLATION DEVICES H=150MM, B=600MM, 24TE, 150MM TIER SPACING WITH FRONT COVER | 206.2 | TEM | 1 | LP | 1.299 | 1
8GK63522KK23 | ALPHA 630 UNIVERSAL, MOUNTING KIT, MODULAR INSTALLATION DEVICES, H=200MM, B=600MM, 24TE 200MM TIER SPACING WITH FRONT COVER | 179.3 | TEM | 1 | LP | 1.59 | 1
8GK67504KK13 | ALPHA 630 UNIVERSAL MCCBASSEMBLY KIT 1 X 3VT1 3 + 4 POLE H=400MM W=250MM FOR CABLE ROOM | 422.5 | TEM | 1 | LP | 1.898 | 1
8GK67504KK23 | ALPHA 630 UNIVERSAL MCCBASSEMBLY KIT 5 X 3VT1 3 + 4 POLE H=400MM W=600MM VERTICAL MOUNTING | 418.5 | TEM | 1 | LP | 3.569 | 1
8GK67506KK13 | ALPHA 630 UNIVERSAL MCCBASSEMBLY KIT 1 X 3VT2 3 + 4 POLE H=600MM W=250MM FOR CABLE ROOM | 450.3 | TEM | 1 | LP | 2.341 | 1
8GK91258KK12 | ALPHA 630 UNIVERSAL, INTERMEDIATE UPRIGHT FOR ENCLOSURE H=1800MM, B=900MM | 124.1 | TEM | 1 | LP | 4.2 | 1
8GK91258KK13 | ALPHA 630 UNIVERSAL, INTERMEDIATE UPRIGHT FOR ENCLOSURE H=2000MM, B=900MM | 129.3 | TEM | 1 | LP | 5 | 1
8GK96062KK10 | ALPHA 630 UNIVERSAL, FRONT COVER FOR CABLE ROOM H = 400MM, B = 240MM | 50.7 | TEM | 1 | LP | 0.984 | 1
8GK96064KK10 | ALPHA 630 UNIVERSAL, FRONT COVER FOR CABLE ROOM, H = 600MM, B = 240MM | 57.8 | TEM | 1 | LP | 1.392 | 1
8GK96065KK10 | ALPHA 630 UNIVERSAL, FRONT COVER FOR CABLE ROOM, H = 800MM, B = 240MM | 66.5 | TEM | 1 | LP | 1.998 | 1
8GK96083KK22 | ALPHA 630 UNIVERSAL, FRONT COVER WITH CUTOUTS 3X24TE H=450MM B=600MM 150MM TIER SPACING | 110.4 | TEM | 1 | LP | 2.2 | 1
8GK96084KK20 | ALPHA 630 UNIVERSAL, FRONT COVER WITH CUTOUTS 3ROWS 3X24TE H=600MM B=600MM 200MM TIER SPACING | 110.4 | TEM | 1 | LP | 3 | 1
8GK96201KK20 | ALPHA 630 UNIVERSAL, FRONT COVER WITHOUT CUTS H=50MM B=600MM | 29.8 | TEM | 1 | LP | 0.357 | 1
8GK96221KK20 | ALPHA 630 UNIVERSAL, FRONT COVER WITHOUT CUTS H=150MM B=600MM | 61.3 | TEM | 1 | LP | 0.863 | 1
8GK96222KK20 | ALPHA 630 UNIVERSAL, FRONT COVER WITHOUT CUTS H=400MM B=600MM | 89 | TEM | 1 | LP | 2.13 | 1
8GK96231KK20 | ALPHA 630 UNIVERSAL, FRONT COVER WITHOUT CUTS H=200MM B=600MM | 66.5 | TEM | 1 | LP | 1.2 | 1
8GK99200KK10 | ALPHA UNIVERSAL, PEBAR, W=600 | 49.6 | ΣΕΤ | 1 | LP | 0.51 | 1
8GK99200KK35 | ALPHA 630 UNIVERSAL HORIZONTAL CROSSBAR W=600, (1 SET = 2 UNITS) | 33.4 | ΣΕΤ | 1 | LP | 0.755 | 1
8GK91258KK12 | ALPHA 630 UNIVERSAL, INTERMEDIATE UPRIGHT FOR ENCLOSURE H=1800MM, B=900MM | 124.1 | TEM | 1 | LP | 4.2 | 1
8GK91258KK13 | ALPHA 630 UNIVERSAL, INTERMEDIATE UPRIGHT FOR ENCLOSURE H=2000MM, B=900MM | 129.3 | TEM | 1 | LP | 5 | 1
8GK96062KK10 | ALPHA 630 UNIVERSAL, FRONT COVER FOR CABLE ROOM H = 400MM, B = 240MM | 50.7 | TEM | 1 | LP | 0.984 | 1
8GK96064KK10 | ALPHA 630 UNIVERSAL, FRONT COVER FOR CABLE ROOM, H = 600MM, B = 240MM | 57.8 | TEM | 1 | LP | 1.392 | 1
8GK96065KK10 | ALPHA 630 UNIVERSAL, FRONT COVER FOR CABLE ROOM, H = 800MM, B = 240MM | 66.5 | TEM | 1 | LP | 1.998 | 1
8GK96083KK22 | ALPHA 630 UNIVERSAL, FRONT COVER WITH CUTOUTS 3X24TE H=450MM B=600MM 150MM TIER SPACING | 110.4 | TEM | 1 | LP | 2.2 | 1
8GK96084KK20 | ALPHA 630 UNIVERSAL, FRONT COVER WITH CUTOUTS 3ROWS 3X24TE H=600MM B=600MM 200MM TIER SPACING | 110.4 | TEM | 1 | LP | 3 | 1
8GK96201KK20 | ALPHA 630 UNIVERSAL, FRONT COVER WITHOUT CUTS H=50MM B=600MM | 29.8 | TEM | 1 | LP | 0.357 | 1
8GK96221KK20 | ALPHA 630 UNIVERSAL, FRONT COVER WITHOUT CUTS H=150MM B=600MM | 61.3 | TEM | 1 | LP | 0.863 | 1
8GK96222KK20 | ALPHA 630 UNIVERSAL, FRONT COVER WITHOUT CUTS H=400MM B=600MM | 89 | TEM | 1 | LP | 2.13 | 1
8GK96231KK20 | ALPHA 630 UNIVERSAL, FRONT COVER WITHOUT CUTS H=200MM B=600MM | 66.5 | TEM | 1 | LP | 1.2 | 1
8GK99200KK10 | ALPHA UNIVERSAL, PEBAR, W=600 | 49.6 | ΣΕΤ | 1 | LP | 0.51 | 1
8GK99200KK35 | ALPHA 630 UNIVERSAL HORIZONTAL CROSSBAR W=600, (1 SET = 2 UNITS) | 33.4 | ΣΕΤ | 1 | LP | 0.755 | 1
8GS40341 | ALPHA 400ZS N TERMINAL 16POLE 2 X 25SQMM SCREW TERMINAL, 14 X 6SQMM PLUGIN TERMINAL, HORIZONTAL INSTALL. OR VERTICALLY ON BUSBAR, COLOR BLUE | 56.3 | TEM | 1 | LP | 0.056 | 1
8GS40342 | ALPHA 400ZS PE TERM. 16POLE 2 X 25SQMM SCREW TERMINAL, 14 X 6SQMM PLUGIN TERMINAL, HORIZONTAL INSTALL. OR VERTICALLY ON BUSBAR, COLOR GREEN | 56.3 | TEM | 1 | LP | 0.056 | 1
8GS40343 | ALPHA 400ZS N/PE TERMINAL 16POLE, 2 X 25SQMM SCREW TER. 14 X 6SQMM PLUGIN TERMINAL, HORIZONTAL INSTALL. OR VERTICALLY ON BUSBAR, COLOR BLUE/GREEN | 56.3 | TEM | 1 | LP | 0.055 | 1
8GS40344 | ALPHA 400ZS N/N TERMINAL 16POLE, 2 X 25SQMM SCREW TER. 14 X 6SQMM PLUGIN TERMINAL, HORIZONTAL INSTALL. OR VERTICALLY ON BUSBAR, COLOR BLUE | 56.3 | TEM | 1 | LP | 0.055 | 1
8GS40341 | ALPHA 400ZS N TERMINAL 16POLE 2 X 25SQMM SCREW TERMINAL, 14 X 6SQMM PLUGIN TERMINAL, HORIZONTAL INSTALL. OR VERTICALLY ON BUSBAR, COLOR BLUE | 56.3 | TEM | 1 | LP | 0.056 | 1
8GS40342 | ALPHA 400ZS PE TERM. 16POLE 2 X 25SQMM SCREW TERMINAL, 14 X 6SQMM PLUGIN TERMINAL, HORIZONTAL INSTALL. OR VERTICALLY ON BUSBAR, COLOR GREEN | 56.3 | TEM | 1 | LP | 0.056 | 1
8GS40343 | ALPHA 400ZS N/PE TERMINAL 16POLE, 2 X 25SQMM SCREW TER. 14 X 6SQMM PLUGIN TERMINAL, HORIZONTAL INSTALL. OR VERTICALLY ON BUSBAR, COLOR BLUE/GREEN | 56.3 | TEM | 1 | LP | 0.055 | 1
8GS40344 | ALPHA 400ZS N/N TERMINAL 16POLE, 2 X 25SQMM SCREW TER. 14 X 6SQMM PLUGIN TERMINAL, HORIZONTAL INSTALL. OR VERTICALLY ON BUSBAR, COLOR BLUE | 56.3 | TEM | 1 | LP | 0.055 | 1
5TC1520 | ISYSTEM, TITANIUM WHITE SHUTTER/BLIND CONTROL COMPLETE UNIT 55X55MM | 183.2 | TEM | 1 | LP | 0.199 | 1
5TC15551 | DELTA STYLE PLATINIUM METALLIC SHUTTER/BLIND CONTROL COMPLETE ASSEMBLY 68X68MM | 204.6 | TEM | 1 | LP | 0.208 | 1
5TC1520 | ISYSTEM, TITANIUM WHITE SHUTTER/BLIND CONTROL COMPLETE UNIT 55X55MM | 183.2 | TEM | 1 | LP | 0.199 | 1
5TC15551 | DELTA STYLE PLATINIUM METALLIC SHUTTER/BLIND CONTROL COMPLETE ASSEMBLY 68X68MM | 204.6 | TEM | 1 | LP | 0.208 | 1
5TC8256 | INCANDESCENT LAMP DIMMER, R W. ROTARY OFF SWITCH FM, 230V 5060HZ, 60400W SCREW TERMINALS F. CLAW AND SCREW FIXING | 35.1 | TEM | 1 | LP | 0.127 | 1
5TC8257 | INCANDESCENT LAMP DIMMER, R W. ON/OFF PUSHBUTTON FM, 230V 5060HZ, 60600W SCREW TERMINALS F. CLAW AND SCREW FIXING | 52.1 | TEM | 1 | LP | 0.134 | 1
5TC8258 | LV DIMMER ELECTRON.TRANSF. R, C W. PRESSURE ON/OFF SWITCH FM, 230V 5060HZ, 60800W/VA F. CLAW AND SCREW FIXING SCREW TERMINALS | 128.51 | TEM | 1 | LP | 0.167 | 1
5TC8262 | LV DIMMER ELECTRON.TRANSF. R,C W. PRESSURE ON/OFF SWITCH, FM 230V 5060HZ, 20315W SCREW TERMINALS F. CLAW AND SCREW FIXING | 66 | TEM | 1 | LP | 0.102 | 1
5TC8263 | LVDIMMER INSERT FOR R,L LOADS 6120W MAGNETIC TRANSFORMER OR LED LAMPS PUSH 2 WAY SWITCH 230V 5060HZ SCREW TERMINALS CLAWS OR SCREW FIXING | 57.2 | TEM | 1 | LP | 0.163 | 1
5TC8283 | LV DIMMER F.SOLENOID TRANS. R,L W. PRESSURE ON/OFF SWITCH FM, 230V 5060HZ 60600W, 25500VA SCREW TERMINALS F. CLAW AND SCREW FIXING | 98.4 | TEM | 1 | LP | 0.139 | 1
5TC8284 | LV DIMMER ELECTRON.TRANSF. R,C W. PRESSURE ON/OFF SWITCH, FM 230V 5060HZ, 20600W/20525VA SCREW TERMINALS F. CLAW AND SCREW FIXING | 116 | TEM | 1 | LP | 0.114 | 1
5TC8424 | ELECTRONIC POTENTIOMETER W. OFF PUSHBUTTON 6A FM, 110V CONTROL INPUT 0.04A SCREW TERMINALS F. CLAW A. SCREW FIXING | 64.8 | TEM | 1 | LP | 0.085 | 1
5TG59002KK | CORAL, IRIS, MEGA PRESENCE DETECTOR 300W WHITE | 95 | TEM | 1 | LP | 0.077 | 1
5TG59008KK | CORAL, IRIS, MEGA PRESENCE DETECTOR 2300W 3THEARDS WHITE | 112.8 | TEM | 1 | LP | 0.128 | 1
5TG59101BE | SOL DIMMER, WITH CLAWS 250V500W / 125V300W, BEIGE INDUCITVE LOAD,VERY LOW TENSION HALOGEN LAMP FED BY TRANSFORMER DOSMETIC FANS 220V 300VA | 43.5 | TEM | 1 | LP | 0.164 | 1
5TG59101SB | SOL DIMMER, WITH CLAWS 250V500W / 125V300W, SI BL INDUCITVE LOAD,VERY LOW TENSION HALOGEN LAMP FED BY TRANSFORMER DOSMETIC FANS 220V 300VA | 47.9 | TEM | 1 | LP | 0.191 | 1
5TG59101WH | SOL DIMMER, WITH CLAWS 250V500W / 125V300W, POLAR WHITE INDUCITVE LOAD,VERY LOW TENSION HALOGEN LAMP FED BY TRANSFORMER DOSMETIC FANS 220V 300VA | 43.5 | TEM | 1 | LP | 0.205 | 1
5TC8256 | INCANDESCENT LAMP DIMMER, R W. ROTARY OFF SWITCH FM, 230V 5060HZ, 60400W SCREW TERMINALS F. CLAW AND SCREW FIXING | 35.1 | TEM | 1 | LP | 0.127 | 1
5TC8257 | INCANDESCENT LAMP DIMMER, R W. ON/OFF PUSHBUTTON FM, 230V 5060HZ, 60600W SCREW TERMINALS F. CLAW AND SCREW FIXING | 52.1 | TEM | 1 | LP | 0.134 | 1
5TC8258 | LV DIMMER ELECTRON.TRANSF. R, C W. PRESSURE ON/OFF SWITCH FM, 230V 5060HZ, 60800W/VA F. CLAW AND SCREW FIXING SCREW TERMINALS | 128.51 | TEM | 1 | LP | 0.167 | 1
5TC8262 | LV DIMMER ELECTRON.TRANSF. R,C W. PRESSURE ON/OFF SWITCH, FM 230V 5060HZ, 20315W SCREW TERMINALS F. CLAW AND SCREW FIXING | 66 | TEM | 1 | LP | 0.102 | 1
5TC8263 | LVDIMMER INSERT FOR R,L LOADS 6120W MAGNETIC TRANSFORMER OR LED LAMPS PUSH 2 WAY SWITCH 230V 5060HZ SCREW TERMINALS CLAWS OR SCREW FIXING | 57.2 | TEM | 1 | LP | 0.163 | 1
5TC8283 | LV DIMMER F.SOLENOID TRANS. R,L W. PRESSURE ON/OFF SWITCH FM, 230V 5060HZ 60600W, 25500VA SCREW TERMINALS F. CLAW AND SCREW FIXING | 98.4 | TEM | 1 | LP | 0.139 | 1
5TC8284 | LV DIMMER ELECTRON.TRANSF. R,C W. PRESSURE ON/OFF SWITCH, FM 230V 5060HZ, 20600W/20525VA SCREW TERMINALS F. CLAW AND SCREW FIXING | 116 | TEM | 1 | LP | 0.114 | 1
5TC8424 | ELECTRONIC POTENTIOMETER W. OFF PUSHBUTTON 6A FM, 110V CONTROL INPUT 0.04A SCREW TERMINALS F. CLAW A. SCREW FIXING | 64.8 | TEM | 1 | LP | 0.085 | 1
5TG59002KK | CORAL, IRIS, MEGA PRESENCE DETECTOR 300W WHITE | 95 | TEM | 1 | LP | 0.077 | 1
5TG59008KK | CORAL, IRIS, MEGA PRESENCE DETECTOR 2300W 3THEARDS WHITE | 112.8 | TEM | 1 | LP | 0.128 | 1
5TG59101BE | SOL DIMMER, WITH CLAWS 250V500W / 125V300W, BEIGE INDUCITVE LOAD,VERY LOW TENSION HALOGEN LAMP FED BY TRANSFORMER DOSMETIC FANS 220V 300VA | 43.5 | TEM | 1 | LP | 0.164 | 1
5TG59101SB | SOL DIMMER, WITH CLAWS 250V500W / 125V300W, SI BL INDUCITVE LOAD,VERY LOW TENSION HALOGEN LAMP FED BY TRANSFORMER DOSMETIC FANS 220V 300VA | 47.9 | TEM | 1 | LP | 0.191 | 1
5TG59101WH | SOL DIMMER, WITH CLAWS 250V500W / 125V300W, POLAR WHITE INDUCITVE LOAD,VERY LOW TENSION HALOGEN LAMP FED BY TRANSFORMER DOSMETIC FANS 220V 300VA | 43.5 | TEM | 1 | LP | 0.205 | 1
5TC1296 | DELTA REFLEX SMOKE DETECTOR 230V CAN BE NETWORKED DIMENSIONS 115MM X 43MM TITANIUM WHITE | 54.6 | TEM | 1 | LP | 0.288 | 1
5TC1297 | DELTA REFLEX SURFACEMOUNTED OUTLET BOX DIMENSIONS 93MM X 27MM TITANIUM WHITE | 7.53 | TEM | 1 | LP | 0.039 | 1
5TC1296 | DELTA REFLEX SMOKE DETECTOR 230V CAN BE NETWORKED DIMENSIONS 115MM X 43MM TITANIUM WHITE | 54.6 | TEM | 1 | LP | 0.288 | 1
5TC1297 | DELTA REFLEX SURFACEMOUNTED OUTLET BOX DIMENSIONS 93MM X 27MM TITANIUM WHITE | 7.53 | TEM | 1 | LP | 0.039 | 1
5TA55018BE | IRIS CARD OPERATED 1,2 WAY SWITCH 1 MICROSWITCHES COMPLETE WITH COVER PLATE BEIGE | 24.84 | TEM | 1 | LP | 0.09 | 1
5TA55018DG | IRIS CARD OPERATED 1,2 WAY SWITCH 1 MICROSWITCHES COMPLETE WITH COVER PLATE ODYSSEY GOLD | 27.22 | TEM | 1 | LP | 0.085 | 1
5TA55018MA | IRIS CARD OPERATED 1,2 WAY SWITCH 1 MICROSWITCHES COMPLETE WITH COVER PLATE MERCURY ALUMINIUM | 27.22 | TEM | 1 | LP | 0.08 | 1
5TA55018NS | IRIS CARD OPERATED 1,2 WAY SWITCH 1 MICROSWITCHES COMPLETE WITH COVER PLATE NEPTUNE STEEL | 27.22 | TEM | 1 | LP | 0.083 | 1
5TA55018RR | DELTA IRIS CARD OPERATED 1,2 WAY SWITCH 1 MICROSWITCHES COMPLETE WITH COVER PLATE RUBY RED | 27.22 | TEM | 1 | LP | 0.077 | 1
5TA55018WH | IRIS CARD OPERATED 1,2 WAY SWITCH 1 MICROSWITCHES COMPLETE WITH COVER PLATE POLAR WHITE | 24.84 | TEM | 1 | LP | 0.082 | 1
5TA55020FA | MEGA CARD OPERATED 1,2 WAY SWITCH 2 MICROSWITCHES COMPLETE WITH COVER PLATE FUSION ALUMINIUM | 27.22 | TEM | 1 | LP | 0.045 | 1
5TA55020MB | MEGA CARD OPERATED 1,2 WAY SWITCH 5 MICROSWITCHES COMPLETE WITH COVER PLATE MISTY BRONZE | 27.22 | TEM | 1 | LP | 0.085 | 1
5TA55020MG | MEGA CARD OPERATED 1,2 WAY SWITCH 4 MICROSWITCHES COMPLETE WITH COVER PLATE MALT GOLD | 27.22 | TEM | 1 | LP | 0.107 | 1
5TA55020PA | MEGA CARD OPERATED 1,2 WAY SWITCH 3 MICROSWITCHES COMPLETE WITH COVER PLATE PRUSIA ALUMINIUM | 27.22 | TEM | 1 | LP | 0.067 | 1
5TA55020SB | MEGA CARD OPERATED 1,2 WAY SWITCH 6 MICROSWITCHES COMPLETE WITH COVER PLATE SAMOA BROWN | 27.22 | TEM | 1 | LP | 0.091 | 1
5TG1911 | DELTA PROFIL,TITANIUM WHITE MODULE CARRIER,1FOLD INCL. INTERMED. FRAME SCREW FIXING | 7.87 | TEM | 1 | LP | 0.055 | 1
5TG1912 | DELTA PROFIL,TITANIUM WHITE MODULE CARRIER,2FOLD INCL. INTERMED. FRAME SCREW FIXING | 7.87 | TEM | 1 | LP | 0.036 | 1
5TG2008 | ISYSTEM,TITANIUM WHITE MODULE CARRIER,1FOLD INCL.INTERMED. FRAME SCREW FIXING | 7.97 | TEM | 1 | LP | 0.051 | 1
5TG2010 | ISYSTEM,TITANIUM WHITE MODULE CARRIER,2FOLD INCL.INTERMED. FRAME SCREW FIXING | 7.97 | TEM | 1 | LP | 0.05 | 1
5TG20261 | DELTA OUTLET BOX UNIVERSALANSCHLUSEINHEIT 1 X 8 POLE RJ45 CAT6 E COMPACT TECHNIQUE FLEX LSAPLUS TERMINALS SCREW FIXING SHIELDED | 36.12 | TEM | 1 | LP | 0.163 | 1
5TG20262 | DELTA OUTLET BOX UNIVERSALANSCHLUSSEINHEIT 2 X 8 POLE RJ45 CAT6 E COMPACT TECHNIQUE FLEX LSAPLUS TERMINALS SCREW FIXING SHIELDED | 43.37 | TEM | 1 | LP | 0.168 | 1
5TG2058 | SUPPORT PLATE GREEN INSERT FOR HOLDING UP TO 2 MOD. JACK PLUGIN CONNECTORS SCREW FIXING PEHA DES. MJ5 | 7.04 | TEM | 1 | LP | 0.032 | 1
5TG2078 | SUPPORT PLATE RED INSERT FOR HOLDING UP TO 2 MODULAR JACK PLUGIN CONN. SCREW FIXING PEHA RESP. MJ1 | 7.14 | TEM | 1 | LP | 0.035 | 1
5TG2080 | SUPPORT PLATE BLACK INSERT FOR HOLDING UP TO 2 MODULAR JACK PLUGIN CONN. SCREW FIXING PEHA RESP. MJ3 | 7.35 | TEM | 1 | LP | 0.035 | 1
5TG2081 | SUPPORT PLATE YELLOW INSERT FOR HOLDING UP TO 2 MODULAR JACK PLUGIN CONN. SCREW FIXING PEHA RESP. MJ4 | 7.14 | TEM | 1 | LP | 0.033 | 1
5TG2082 | SUPPORT PLATE ORANGE INSERT FOR HOLDING UP TO 2 MODULAR JACK PLUGIN CONN. SCREW FIXING PEHA RESP. MJ7 | 7.14 | TEM | 1 | LP | 0.034 | 1
5TG2083 | SUPPORT PLATE BLUE INSERT FOR HOLDING UP TO 2 MODULAR JACK PLUGIN CONN. SCREW FIXING PEHA RESP. MJ8 | 7.14 | TEM | 1 | LP | 0.028 | 1
5TG2084 | SUPPORT PLATE BROWN INSERT FOR HOLDING UP TO 2 MODULAR JACK PLUGIN CONN. SCREW FIXING PEHA RESP. MJ9 | 7.14 | TEM | 1 | LP | 0.048 | 1
5TG2098 | SUPPORT PLATE BEIGE INSERT FOR HOLDING UP TO 2 MOD. JACK PLUGIN CONNECTORS SCREW FIXING PEHA DES. MJ11 | 7.04 | TEM | 1 | LP | 0.029 | 1
5TG2406 | INSERT F.UAE OUTLET BOX CAT.38/8 FOR DELTA PROGRAMS | 34.26 | TEM | 1 | LP | 0.076 | 1
5TG2417 | UAE OUTLET BOX CAT.3, 1X8POLE W. INCLINED OUTLET RJ11/12/45 W. SCREW TERMINALS F. SCREW/CLAW FIXING UNSHIELDED, F.DELTA PROGRAMS | 23.18 | TEM | 1 | LP | 0.069 | 1
5TG24672 | DELTA LOUDSPEAKER OUTLET BOX 1FOLD, AC 25V DC 60V UP TO 10MM2 RELEASE LEVER | 23.49 | TEM | 1 | LP | 0.066 | 1
5TG24682 | DELTA LOUDSPEAKER OUTLET BOX 2FOLD, AC 25V DC 60V UP TO 10MM2 RELEASE LEVER | 26.19 | TEM | 1 | LP | 0.074 | 1
5TG2484 | DELTA INSERT ANTENNA THROUGHTYPE/TERM. BOX ALSO F. BROADBAND | 36.33 | TEM | 1 | LP | 0.127 | 1
5TG2485 | DELTA INSERT ANTENNA SPUR LINE BOX ALSO F. BROADBAND | 31.88 | TEM | 1 | LP | 0.125 | 1
5TG4812 | DELTA STYLE, TITANIUM WHITE VOLUME CONTROLLER MONO, 3W, 27 OHM COVER PLATE 68X68MM | 63.34 | TEM | 1 | LP | 0.085 | 1
5TG4815 | ISYSTEM, TITANIUM WHITE VOLUME CONTROLLER, MONO 3WATT 27 OHM, W. COVER PLATE 55X55MM, AND ROT. BUTTON | 44.92 | TEM | 1 | LP | 0.081 | 1
5TG4820 | ISYSTEM HOTEL CARD SWITCH ILLUMINATED TITANIUM WHITE, 55X55MM | 74.31 | TEM | 1 | LP | 0.131 | 1
5TG4821 | ISYSTEM HOTEL CARD SWITCH ILLUMINATED ALUMINUM METALLIC, 55X55MM | 77.94 | TEM | 1 | LP | 0.131 | 1
5TG55006KK | CORAL, IRIS CARD TEMPORIZED ONE WAY SP SWITCH, TWO WAY SP SWITCH WITH SPARE METALLIC GRID 125 230V, 50 60HZ, 10A 6A | 29.6 | TEM | 1 | LP | 0.077 | 1
5TG55007KK | CORAL, IRIS, MEGA 6 CONTACTS PHONE SOCKET RJ11 FOR BASIC TELEPHON NETWORKS WITH SPARE METALLIC GRID FIXING BY SCREWS | 6.52 | TEM | 1 | LP | 0.063 | 10
5TG55008KK | CORAL, IRIS, MEGA ADAPTER 1FOLD FOR RJ 45, RJ 11 WITH SPARE METALLIC GRID WITH CLAWS | 2.9 | TEM | 1 | LP | 0.059 | 1
5TG55010KK | CORAL, IRIS, MEGA 8 CONTACTS COMPUTER AND COMMUNICATION SOCKET FOR RJ45 CONNECTOR, CAT 5E WITH SPARE METALLIC GRID WITH CLAWS | 7.14 | TEM | 1 | LP | 0.055 | 10
5TG55011KK | CORAL, IRIS, MEGA ADAPTER 2F, RJ45,RJ11 CONNECT. AMP, AMP WITH COVER, ITT WITH SPARE METALLIC GRID WITH CLAWS | 2.9 | TEM | 1 | LP | 0.061 | 1
5TG55013KK | CORAL, IRIS, MEGA MODULAR JACK 6 CONTACTS CAT3 CONNECTION | 4.35 | TEM | 1 | LP | 0.016 | 1
5TG55014KK | CORAL, IRIS, MEGA MODULAR JACK 8 CONTACTS CAT 5E CONNECTION | 4.97 | TEM | 1 | LP | 0.016 | 1
5TG55015KK | CORAL, IRIS, MEGA MODULAR JACK 8 CONTACTS CAT 5E CONNECTION, DUSTCOV | 7.14 | TEM | 1 | LP | 0.014 | 10
5TG55016KK | CORAL, IRIS, MEGA MODULAR JACK 8 CONTACTS CAT 6 CONNECTION | 11.8 | TEM | 1 | LP | 0.01 | 10
5TG55017KK | CORAL, IRIS, MEGA MODULAR JACK 8 CONTACTS CAT 6 CONNECTION SHIELDED | 14.28 | TEM | 1 | LP | 0.022 | 1
5TG55018KK | CORAL, IRIS, MEGA MODULAR 8CONTACTS RJ45 CONNECT. CAT 5E CONNECTION SHIELDED | 9.52 | TEM | 1 | LP | 0.018 | 10
5TG55020KK | CORAL, IRIS, MEGA LOUDSPEAKER SOCKET OUTLET MONO WITH SPARE METALLIC GRID WITH CLAWS | 12.52 | TEM | 1 | LP | 0.072 | 1
5TG55021KK | CORAL, IRIS, MEGA LOUDSPEAKER SOCKET OUTLET STEREO WITH SPARE METALLIC GRID WITH CLAWS | 17.18 | TEM | 1 | LP | 0.057 | 1
5TG55023KK | CORAL, IRIS, MEGA R,TV, SAT SOCKET, 2 OUTLETS SERIES WITH SPARE METALLIC GRID WITH CLAWS | 12.73 | TEM | 1 | LP | 0.112 | 1
5TG55024KK | CORAL, IRIS, MEGA R,TV, SAT SOCKET, 2 OUTLETS END OF SERIES WITH SPARE METALLIC GRID WITH CLAWS | 12.73 | TEM | 1 | LP | 0.103 | 10
5TG55036KK | CORAL, IRIS, MEGA POTI LOUDSPEAKER SOCKET 3W, 27 OHM | 28.98 | TEM | 1 | LP | 0.089 | 1
5TG55037KK | CORAL, IRIS, MEGA POTI LOUDSPEAKER SOCKET 5W, 47 OHM | 33.74 | TEM | 1 | LP | 0.085 | 1
5TG55038KK | CORAL, IRIS, MEGA POTI LOUDSPEAKER SOCKET 5+5W, 47 OHM | 48.44 | TEM | 1 | LP | 0.156 | 1
5TG55101BE | SOL COVER WITH PLATE FOR TVFM SOCKET OUTLETS BEIGE | 1.55 | TEM | 1 | LP | 0.041 | 10
5TG55101SB | SOL COVER WITH PLATE FOR TVFM SOCKET OUTLETS SILVER, BLACK | 2.38 | TEM | 1 | LP | 0.043 | 10
5TG55101WH | SOL COVER WITH PLATE FOR TVFM SOCKET OUTLETS POLAR WHITE | 1.55 | TEM | 1 | LP | 0.042 | 10
5TG55102BE | SOL TELEPHONESOCKET FOR RJ11 CONNECTOR CONNECTION BY SCREWS, CLAWS BEIGE | 6.62 | TEM | 1 | LP | 0.084 | 10
5TG55102SB | SOL TELEPHONESOCKET FOR RJ11 CONNECTOR CONNECTION BY SCREWS, CLAWS SILVER, BLACK | 13.04 | TEM | 1 | LP | 0.085 | 10
5TG55102WH | SOL TELEPHONESOCKET FOR RJ11 CONNECTOR CONNECTION BY SCREWS, CLAWS POLAR WHITE | 6.62 | TEM | 1 | LP | 0.085 | 10
5TG55103BE | SOL DIN LOUDSPEAKER SOCKET WITH COVERPLATE, WITH CLAWS BEIGE | 5.28 | TEM | 1 | LP | 0.097 | 10
5TG55103SB | SOL DIN LOUDSPEAKER SOCKET WITH COVERPLATE, WITH CLAWS BEIGE | 10.56 | TEM | 1 | LP | 0.097 | 10
5TG55103WH | SOL DIN LOUDSPEAKER SOCKET WITH COVERPLATE, WITH CLAWS POLAR WHITE | 5.28 | TEM | 1 | LP | 0.097 | 10
5TG55307DG | IRIS COVER PLATE WITH FRAME FOR HOTELCARD SWITCH 3 MINUTE SWITCH OFF DELAY ODYSSEY GOLD | 9.52 | TEM | 1 | LP | 0.09 | 1
5TG55307MA | IRIS COVER PLATE WITH FRAME FOR HOTELCARD SWITCH 4 MINUTE SWITCH OFF DELAY MERCURY ALUMINIUM | 9.52 | TEM | 1 | LP | 0.038 | 1
5TG55307NS | IRIS COVER PLATE WITH FRAME FOR HOTELCARD SWITCH 5 MINUTE SWITCH OFF DELAY NEPTUNE STEEL | 9.52 | TEM | 1 | LP | 0.038 | 1
5TG55307WH | IRIS COVER PLATE WITH FRAME FOR HOTELCARD SWITCH 1 MINUTE SWITCH OFF DELAY POLAR WHITE | 6.62 | TEM | 1 | LP | 0.051 | 1
5TG55326CR | IRIS DIFFUSER FOR PILOT LIGHT 40MM CRYSTAL | 3.42 | TEM | 1 | LP | 0.01 | 1
5TG59004KK | CORAL, IRIS, MEGA R,TV, SAT SOCKET, 2 OUTLETS SINGLE WITH SPARE METALLIC GRID WITH CLAWS | 11.18 | TEM | 1 | LP | 0.103 | 1
5TG98741CM | DELTA MSYSTEM MODULARJACK SOCKET OUTLET CAT3 RJ11 6/4 W. SHUTTER CARBON METALLIC | 12.73 | TEM | 1 | LP | 0.024 | 1
5TG98741TW | DELTA MSYSTEM MODULAR JACK OUTLET CAT3 RJ11 6/4 WITH SHUTTER TITANIUM WHITE | 11.28 | TEM | 1 | LP | 0.018 | 1
5TG98742TW | DELTA MSYSTEM MODULAR JACK OUTLET CAT5 RJ45 8/8 WITH SHUTTER TITANIUM WHITE | 13.04 | TEM | 1 | LP | 0.021 | 1
5UA6110 | DELTA SHAVER OUTLET, ELECTRIC WHITE COVER PLATE 80X80MM 20VA, 230V 50/60HZ | 112.71 | TEM | 1 | LP | 0.638 | 1
5TA55018BE | IRIS CARD OPERATED 1,2 WAY SWITCH 1 MICROSWITCHES COMPLETE WITH COVER PLATE BEIGE | 24.84 | TEM | 1 | LP | 0.09 | 1
5TA55018DG | IRIS CARD OPERATED 1,2 WAY SWITCH 1 MICROSWITCHES COMPLETE WITH COVER PLATE ODYSSEY GOLD | 27.22 | TEM | 1 | LP | 0.085 | 1
5TA55018MA | IRIS CARD OPERATED 1,2 WAY SWITCH 1 MICROSWITCHES COMPLETE WITH COVER PLATE MERCURY ALUMINIUM | 27.22 | TEM | 1 | LP | 0.08 | 1
5TA55018NS | IRIS CARD OPERATED 1,2 WAY SWITCH 1 MICROSWITCHES COMPLETE WITH COVER PLATE NEPTUNE STEEL | 27.22 | TEM | 1 | LP | 0.083 | 1
5TA55018RR | DELTA IRIS CARD OPERATED 1,2 WAY SWITCH 1 MICROSWITCHES COMPLETE WITH COVER PLATE RUBY RED | 27.22 | TEM | 1 | LP | 0.077 | 1
5TA55018WH | IRIS CARD OPERATED 1,2 WAY SWITCH 1 MICROSWITCHES COMPLETE WITH COVER PLATE POLAR WHITE | 24.84 | TEM | 1 | LP | 0.082 | 1
5TA55020FA | MEGA CARD OPERATED 1,2 WAY SWITCH 2 MICROSWITCHES COMPLETE WITH COVER PLATE FUSION ALUMINIUM | 27.22 | TEM | 1 | LP | 0.045 | 1
5TA55020MB | MEGA CARD OPERATED 1,2 WAY SWITCH 5 MICROSWITCHES COMPLETE WITH COVER PLATE MISTY BRONZE | 27.22 | TEM | 1 | LP | 0.085 | 1
5TA55020MG | MEGA CARD OPERATED 1,2 WAY SWITCH 4 MICROSWITCHES COMPLETE WITH COVER PLATE MALT GOLD | 27.22 | TEM | 1 | LP | 0.107 | 1
5TA55020PA | MEGA CARD OPERATED 1,2 WAY SWITCH 3 MICROSWITCHES COMPLETE WITH COVER PLATE PRUSIA ALUMINIUM | 27.22 | TEM | 1 | LP | 0.067 | 1
5TA55020SB | MEGA CARD OPERATED 1,2 WAY SWITCH 6 MICROSWITCHES COMPLETE WITH COVER PLATE SAMOA BROWN | 27.22 | TEM | 1 | LP | 0.091 | 1
5TG1911 | DELTA PROFIL,TITANIUM WHITE MODULE CARRIER,1FOLD INCL. INTERMED. FRAME SCREW FIXING | 7.87 | TEM | 1 | LP | 0.055 | 1
5TG1912 | DELTA PROFIL,TITANIUM WHITE MODULE CARRIER,2FOLD INCL. INTERMED. FRAME SCREW FIXING | 7.87 | TEM | 1 | LP | 0.036 | 1
5TG2008 | ISYSTEM,TITANIUM WHITE MODULE CARRIER,1FOLD INCL.INTERMED. FRAME SCREW FIXING | 7.97 | TEM | 1 | LP | 0.051 | 1
5TG2010 | ISYSTEM,TITANIUM WHITE MODULE CARRIER,2FOLD INCL.INTERMED. FRAME SCREW FIXING | 7.97 | TEM | 1 | LP | 0.05 | 1
5TG20261 | DELTA OUTLET BOX UNIVERSALANSCHLUSEINHEIT 1 X 8 POLE RJ45 CAT6 E COMPACT TECHNIQUE FLEX LSAPLUS TERMINALS SCREW FIXING SHIELDED | 36.12 | TEM | 1 | LP | 0.163 | 1
5TG20262 | DELTA OUTLET BOX UNIVERSALANSCHLUSSEINHEIT 2 X 8 POLE RJ45 CAT6 E COMPACT TECHNIQUE FLEX LSAPLUS TERMINALS SCREW FIXING SHIELDED | 43.37 | TEM | 1 | LP | 0.168 | 1
5TG2058 | SUPPORT PLATE GREEN INSERT FOR HOLDING UP TO 2 MOD. JACK PLUGIN CONNECTORS SCREW FIXING PEHA DES. MJ5 | 7.04 | TEM | 1 | LP | 0.032 | 1
5TG2078 | SUPPORT PLATE RED INSERT FOR HOLDING UP TO 2 MODULAR JACK PLUGIN CONN. SCREW FIXING PEHA RESP. MJ1 | 7.14 | TEM | 1 | LP | 0.035 | 1
5TG2080 | SUPPORT PLATE BLACK INSERT FOR HOLDING UP TO 2 MODULAR JACK PLUGIN CONN. SCREW FIXING PEHA RESP. MJ3 | 7.35 | TEM | 1 | LP | 0.035 | 1
5TG2081 | SUPPORT PLATE YELLOW INSERT FOR HOLDING UP TO 2 MODULAR JACK PLUGIN CONN. SCREW FIXING PEHA RESP. MJ4 | 7.14 | TEM | 1 | LP | 0.033 | 1
5TG2082 | SUPPORT PLATE ORANGE INSERT FOR HOLDING UP TO 2 MODULAR JACK PLUGIN CONN. SCREW FIXING PEHA RESP. MJ7 | 7.14 | TEM | 1 | LP | 0.034 | 1
5TG2083 | SUPPORT PLATE BLUE INSERT FOR HOLDING UP TO 2 MODULAR JACK PLUGIN CONN. SCREW FIXING PEHA RESP. MJ8 | 7.14 | TEM | 1 | LP | 0.028 | 1
5TG2084 | SUPPORT PLATE BROWN INSERT FOR HOLDING UP TO 2 MODULAR JACK PLUGIN CONN. SCREW FIXING PEHA RESP. MJ9 | 7.14 | TEM | 1 | LP | 0.048 | 1
5TG2098 | SUPPORT PLATE BEIGE INSERT FOR HOLDING UP TO 2 MOD. JACK PLUGIN CONNECTORS SCREW FIXING PEHA DES. MJ11 | 7.04 | TEM | 1 | LP | 0.029 | 1
5TG2406 | INSERT F.UAE OUTLET BOX CAT.38/8 FOR DELTA PROGRAMS | 34.26 | TEM | 1 | LP | 0.076 | 1
5TG2417 | UAE OUTLET BOX CAT.3, 1X8POLE W. INCLINED OUTLET RJ11/12/45 W. SCREW TERMINALS F. SCREW/CLAW FIXING UNSHIELDED, F.DELTA PROGRAMS | 23.18 | TEM | 1 | LP | 0.069 | 1
5TG24672 | DELTA LOUDSPEAKER OUTLET BOX 1FOLD, AC 25V DC 60V UP TO 10MM2 RELEASE LEVER | 23.49 | TEM | 1 | LP | 0.066 | 1
5TG24682 | DELTA LOUDSPEAKER OUTLET BOX 2FOLD, AC 25V DC 60V UP TO 10MM2 RELEASE LEVER | 26.19 | TEM | 1 | LP | 0.074 | 1
5TG2484 | DELTA INSERT ANTENNA THROUGHTYPE/TERM. BOX ALSO F. BROADBAND | 36.33 | TEM | 1 | LP | 0.127 | 1
5TG2485 | DELTA INSERT ANTENNA SPUR LINE BOX ALSO F. BROADBAND | 31.88 | TEM | 1 | LP | 0.125 | 1
5TG4812 | DELTA STYLE, TITANIUM WHITE VOLUME CONTROLLER MONO, 3W, 27 OHM COVER PLATE 68X68MM | 63.34 | TEM | 1 | LP | 0.085 | 1
5TG4815 | ISYSTEM, TITANIUM WHITE VOLUME CONTROLLER, MONO 3WATT 27 OHM, W. COVER PLATE 55X55MM, AND ROT. BUTTON | 44.92 | TEM | 1 | LP | 0.081 | 1
5TG4820 | ISYSTEM HOTEL CARD SWITCH ILLUMINATED TITANIUM WHITE, 55X55MM | 74.31 | TEM | 1 | LP | 0.131 | 1
5TG4821 | ISYSTEM HOTEL CARD SWITCH ILLUMINATED ALUMINUM METALLIC, 55X55MM | 77.94 | TEM | 1 | LP | 0.131 | 1
5TG55006KK | CORAL, IRIS CARD TEMPORIZED ONE WAY SP SWITCH, TWO WAY SP SWITCH WITH SPARE METALLIC GRID 125 230V, 50 60HZ, 10A 6A | 29.6 | TEM | 1 | LP | 0.077 | 1
5TG55007KK | CORAL, IRIS, MEGA 6 CONTACTS PHONE SOCKET RJ11 FOR BASIC TELEPHON NETWORKS WITH SPARE METALLIC GRID FIXING BY SCREWS | 6.52 | TEM | 1 | LP | 0.063 | 10
5TG55008KK | CORAL, IRIS, MEGA ADAPTER 1FOLD FOR RJ 45, RJ 11 WITH SPARE METALLIC GRID WITH CLAWS | 2.9 | TEM | 1 | LP | 0.059 | 1
5TG55010KK | CORAL, IRIS, MEGA 8 CONTACTS COMPUTER AND COMMUNICATION SOCKET FOR RJ45 CONNECTOR, CAT 5E WITH SPARE METALLIC GRID WITH CLAWS | 7.14 | TEM | 1 | LP | 0.055 | 10
5TG55011KK | CORAL, IRIS, MEGA ADAPTER 2F, RJ45,RJ11 CONNECT. AMP, AMP WITH COVER, ITT WITH SPARE METALLIC GRID WITH CLAWS | 2.9 | TEM | 1 | LP | 0.061 | 1
5TG55013KK | CORAL, IRIS, MEGA MODULAR JACK 6 CONTACTS CAT3 CONNECTION | 4.35 | TEM | 1 | LP | 0.016 | 1
5TG55014KK | CORAL, IRIS, MEGA MODULAR JACK 8 CONTACTS CAT 5E CONNECTION | 4.97 | TEM | 1 | LP | 0.016 | 1
5TG55015KK | CORAL, IRIS, MEGA MODULAR JACK 8 CONTACTS CAT 5E CONNECTION, DUSTCOV | 7.14 | TEM | 1 | LP | 0.014 | 10
5TG55016KK | CORAL, IRIS, MEGA MODULAR JACK 8 CONTACTS CAT 6 CONNECTION | 11.8 | TEM | 1 | LP | 0.01 | 10
5TG55017KK | CORAL, IRIS, MEGA MODULAR JACK 8 CONTACTS CAT 6 CONNECTION SHIELDED | 14.28 | TEM | 1 | LP | 0.022 | 1
5TG55018KK | CORAL, IRIS, MEGA MODULAR 8CONTACTS RJ45 CONNECT. CAT 5E CONNECTION SHIELDED | 9.52 | TEM | 1 | LP | 0.018 | 10
5TG55020KK | CORAL, IRIS, MEGA LOUDSPEAKER SOCKET OUTLET MONO WITH SPARE METALLIC GRID WITH CLAWS | 12.52 | TEM | 1 | LP | 0.072 | 1
5TG55021KK | CORAL, IRIS, MEGA LOUDSPEAKER SOCKET OUTLET STEREO WITH SPARE METALLIC GRID WITH CLAWS | 17.18 | TEM | 1 | LP | 0.057 | 1
5TG55023KK | CORAL, IRIS, MEGA R,TV, SAT SOCKET, 2 OUTLETS SERIES WITH SPARE METALLIC GRID WITH CLAWS | 12.73 | TEM | 1 | LP | 0.112 | 1
5TG55024KK | CORAL, IRIS, MEGA R,TV, SAT SOCKET, 2 OUTLETS END OF SERIES WITH SPARE METALLIC GRID WITH CLAWS | 12.73 | TEM | 1 | LP | 0.103 | 10
5TG55036KK | CORAL, IRIS, MEGA POTI LOUDSPEAKER SOCKET 3W, 27 OHM | 28.98 | TEM | 1 | LP | 0.089 | 1
5TG55037KK | CORAL, IRIS, MEGA POTI LOUDSPEAKER SOCKET 5W, 47 OHM | 33.74 | TEM | 1 | LP | 0.085 | 1
5TG55038KK | CORAL, IRIS, MEGA POTI LOUDSPEAKER SOCKET 5+5W, 47 OHM | 48.44 | TEM | 1 | LP | 0.156 | 1
5TG55101BE | SOL COVER WITH PLATE FOR TVFM SOCKET OUTLETS BEIGE | 1.55 | TEM | 1 | LP | 0.041 | 10
5TG55101SB | SOL COVER WITH PLATE FOR TVFM SOCKET OUTLETS SILVER, BLACK | 2.38 | TEM | 1 | LP | 0.043 | 10
5TG55101WH | SOL COVER WITH PLATE FOR TVFM SOCKET OUTLETS POLAR WHITE | 1.55 | TEM | 1 | LP | 0.042 | 10
5TG55102BE | SOL TELEPHONESOCKET FOR RJ11 CONNECTOR CONNECTION BY SCREWS, CLAWS BEIGE | 6.62 | TEM | 1 | LP | 0.084 | 10
5TG55102SB | SOL TELEPHONESOCKET FOR RJ11 CONNECTOR CONNECTION BY SCREWS, CLAWS SILVER, BLACK | 13.04 | TEM | 1 | LP | 0.085 | 10
5TG55102WH | SOL TELEPHONESOCKET FOR RJ11 CONNECTOR CONNECTION BY SCREWS, CLAWS POLAR WHITE | 6.62 | TEM | 1 | LP | 0.085 | 10
5TG55103BE | SOL DIN LOUDSPEAKER SOCKET WITH COVERPLATE, WITH CLAWS BEIGE | 5.28 | TEM | 1 | LP | 0.097 | 10
5TG55103SB | SOL DIN LOUDSPEAKER SOCKET WITH COVERPLATE, WITH CLAWS BEIGE | 10.56 | TEM | 1 | LP | 0.097 | 10
5TG55103WH | SOL DIN LOUDSPEAKER SOCKET WITH COVERPLATE, WITH CLAWS POLAR WHITE | 5.28 | TEM | 1 | LP | 0.097 | 10
5TG55307DG | IRIS COVER PLATE WITH FRAME FOR HOTELCARD SWITCH 3 MINUTE SWITCH OFF DELAY ODYSSEY GOLD | 9.52 | TEM | 1 | LP | 0.09 | 1
5TG55307MA | IRIS COVER PLATE WITH FRAME FOR HOTELCARD SWITCH 4 MINUTE SWITCH OFF DELAY MERCURY ALUMINIUM | 9.52 | TEM | 1 | LP | 0.038 | 1
5TG55307NS | IRIS COVER PLATE WITH FRAME FOR HOTELCARD SWITCH 5 MINUTE SWITCH OFF DELAY NEPTUNE STEEL | 9.52 | TEM | 1 | LP | 0.038 | 1
5TG55307WH | IRIS COVER PLATE WITH FRAME FOR HOTELCARD SWITCH 1 MINUTE SWITCH OFF DELAY POLAR WHITE | 6.62 | TEM | 1 | LP | 0.051 | 1
5TG55326CR | IRIS DIFFUSER FOR PILOT LIGHT 40MM CRYSTAL | 3.42 | TEM | 1 | LP | 0.01 | 1
5TG59004KK | CORAL, IRIS, MEGA R,TV, SAT SOCKET, 2 OUTLETS SINGLE WITH SPARE METALLIC GRID WITH CLAWS | 11.18 | TEM | 1 | LP | 0.103 | 1
5TG98741CM | DELTA MSYSTEM MODULARJACK SOCKET OUTLET CAT3 RJ11 6/4 W. SHUTTER CARBON METALLIC | 12.73 | TEM | 1 | LP | 0.024 | 1
5TG98741TW | DELTA MSYSTEM MODULAR JACK OUTLET CAT3 RJ11 6/4 WITH SHUTTER TITANIUM WHITE | 11.28 | TEM | 1 | LP | 0.018 | 1
5TG98742TW | DELTA MSYSTEM MODULAR JACK OUTLET CAT5 RJ45 8/8 WITH SHUTTER TITANIUM WHITE | 13.04 | TEM | 1 | LP | 0.021 | 1
5UA6110 | DELTA SHAVER OUTLET, ELECTRIC WHITE COVER PLATE 80X80MM 20VA, 230V 50/60HZ | 112.71 | TEM | 1 | LP | 0.638 | 1
5TT32011KK37 | CHARGING UNIT WB140A 3X32A CHARGING MODE 3, IEC 61851 230V 50/60HZ CHARGING CABLE 4M COUPLER TYPE 2 IEC 62196 PROTECTION DEGREE IP44 START/STOP/DELAYFUNCTION | 1563.68 | TEM | 1 | LP | 9 | 1
5TT32011KK37 | CHARGING UNIT WB140A 3X32A CHARGING MODE 3, IEC 61851 230V 50/60HZ CHARGING CABLE 4M COUPLER TYPE 2 IEC 62196 PROTECTION DEGREE IP44 START/STOP/DELAYFUNCTION | 1563.68 | TEM | 1 | LP | 9 | 1
3NW60014 | SENTRON, cylindrical fuse link, 10 x 38 mm, 6 A, gPV, Un DC: 1000 V | 17.6 | TEM | 1 | LP | 0.009 | 20
3NW60034 | SENTRON, cylindrical fuse link, 10 x 38 mm, 10 A, gPV, Un DC: 1000 V | 17.49 | TEM | 1 | LP | 0.008 | 20
3NW60054 | SENTRON, cylindrical fuse link, 10 x 38 mm, 16 A, gPV, Un DC: 1000 V | 17.49 | TEM | 1 | LP | 0.009 | 20
3NW60064 | SENTRON, cylindrical fuse link, 10 x 38 mm, 12 A, gPV, Un DC: 1000 V | 17.49 | TEM | 1 | LP | 0.009 | 20
3NW60084 | SENTRON, cylindrical fuse link, 10 x 38 mm, 8 A, gPV, Un DC: 1000 V | 17.6 | TEM | 1 | LP | 0.009 | 20
3NW70134 | SENTRON, cylindrical fuse holder, 10 x 38 mm, 1pole, In: 30 A, Un AC: 1000 V, for photovoltaic applications | 14.28 | TEM | 1 | LP | 0.064 | 12
3NW70144 | SENTRON, cylindrical fuse holder, 10 x 38 mm, 1pole, In: 30 A, Un AC: 1000 V, LED signal detector, for photovoltaic applications | 24.22 | TEM | 1 | LP | 0.062 | 12
3NW70234 | SENTRON, cylindrical fuse holder, 10 x 38 mm, 2pole, In: 30 A, Un AC: 1000 V, for photovoltaic applications | 28.36 | TEM | 1 | LP | 0.122 | 6
3NW70244 | SENTRON, cylindrical fuse holder, 10 x 38 mm, 2pole, In: 25 A, Un AC: 1000 V, LED signal detector, for photovoltaic applications | 48.13 | TEM | 1 | LP | 0.123 | 6
3NW60014 | SENTRON, cylindrical fuse link, 10 x 38 mm, 6 A, gPV, Un DC: 1000 V | 17.6 | TEM | 1 | LP | 0.009 | 20
3NW60034 | SENTRON, cylindrical fuse link, 10 x 38 mm, 10 A, gPV, Un DC: 1000 V | 17.49 | TEM | 1 | LP | 0.008 | 20
3NW60054 | SENTRON, cylindrical fuse link, 10 x 38 mm, 16 A, gPV, Un DC: 1000 V | 17.49 | TEM | 1 | LP | 0.009 | 20
3NW60064 | SENTRON, cylindrical fuse link, 10 x 38 mm, 12 A, gPV, Un DC: 1000 V | 17.49 | TEM | 1 | LP | 0.009 | 20
3NW60084 | SENTRON, cylindrical fuse link, 10 x 38 mm, 8 A, gPV, Un DC: 1000 V | 17.6 | TEM | 1 | LP | 0.009 | 20
3NW70134 | SENTRON, cylindrical fuse holder, 10 x 38 mm, 1pole, In: 30 A, Un AC: 1000 V, for photovoltaic applications | 14.28 | TEM | 1 | LP | 0.064 | 12
3NW70144 | SENTRON, cylindrical fuse holder, 10 x 38 mm, 1pole, In: 30 A, Un AC: 1000 V, LED signal detector, for photovoltaic applications | 24.22 | TEM | 1 | LP | 0.062 | 12
3NW70234 | SENTRON, cylindrical fuse holder, 10 x 38 mm, 2pole, In: 30 A, Un AC: 1000 V, for photovoltaic applications | 28.36 | TEM | 1 | LP | 0.122 | 6
3NW70244 | SENTRON, cylindrical fuse holder, 10 x 38 mm, 2pole, In: 25 A, Un AC: 1000 V, LED signal detector, for photovoltaic applications | 48.13 | TEM | 1 | LP | 0.123 | 6
7KT1530 | EMETER WITH LCDISPLAY, 1PHASE,80A,1XS0,1 TARIFF, DIRECT CONNECTION ZERO SETTING | 252.02 | TEM | 1 | LP | 0.207 | 1
7KT1531 | EMETER WITH LCDISPLAY, 1PHASE,80A,2XS0,2 TARIFFS, DIRECT CONNECTION ZERO SETTING COMMUNICATION CAPABLE | 274.48 | TEM | 1 | LP | 0.207 | 1
7KT1533 | EMETER WITH LCDISPLAY, 1 PHASE,80A,2XS0,2 TARIFFS, DIRECT CONNECTION CALIBRATED E.G. BY MID COMMUNICATION CAPABLE | 305.53 | TEM | 1 | LP | 0.208 | 1
7KT1540 | EMETER WITH LCDISPLAY, 3 PHASE,CT/5A,2XS0,2 TARIFFS, TRANSFORMER CONNECTION ZERO SETTING COMMUNICATION CAPABLE | 415.66 | TEM | 1 | LP | 0.257 | 1
7KT1542 | EMETER WITH LCDISPLAY, 3 PHASE,CT/5A,2XS0,2 TARIFFS, TRANSFORMER CONNECTION CALIBRATED E.G. BY MID COMMUNICATION CAPABLE | 455.3 | TEM | 1 | LP | 0.255 | 1
7KT1543 | EMETER WITH LCDISPLAY, 3 PHASE,80A,2XS0,2 TARIFFS, DIRECT CONNECTION ZERO SETTING COMMUNICATION CAPABLE | 460.16 | TEM | 1 | LP | 0.409 | 1
7KT1545 | EMETER WITH LCDISPLAY, 3 PHASE,80A,2XS0,2 TARIFFS, DIRECT CONNECTION CALIBRATED E.G. BY MID COMMUNICATION CAPABLE | 492.66 | TEM | 1 | LP | 0.408 | 1
7KT1546 | EMETER WITH LCDISPLAY, 3 PHASE,125A,2XS0,2 TARIFFS, DIRECT CONNECTION ZERO SETTING COMMUNICATION CAPABLE | 565.52 | TEM | 1 | LP | 0.705 | 1
7KT1900 | COMMUNICATION MODULE, EIBKNX, TYPE 1, FOR EMETERS 7KT153 AND 7KT154 | 274.07 | TEM | 1 | LP | 0.063 | 1
7KT1907 | COMMUNICATION MODULE, MODBUS RTU AND ASCII, TYPE 2, FOR EMETERS 7KT153 AND 7KT154 | 209.17 | TEM | 1 | LP | 0.084 | 1
7KT1530 | EMETER WITH LCDISPLAY, 1PHASE,80A,1XS0,1 TARIFF, DIRECT CONNECTION ZERO SETTING | 252.02 | TEM | 1 | LP | 0.207 | 1
7KT1531 | EMETER WITH LCDISPLAY, 1PHASE,80A,2XS0,2 TARIFFS, DIRECT CONNECTION ZERO SETTING COMMUNICATION CAPABLE | 274.48 | TEM | 1 | LP | 0.207 | 1
7KT1533 | EMETER WITH LCDISPLAY, 1 PHASE,80A,2XS0,2 TARIFFS, DIRECT CONNECTION CALIBRATED E.G. BY MID COMMUNICATION CAPABLE | 305.53 | TEM | 1 | LP | 0.208 | 1
7KT1540 | EMETER WITH LCDISPLAY, 3 PHASE,CT/5A,2XS0,2 TARIFFS, TRANSFORMER CONNECTION ZERO SETTING COMMUNICATION CAPABLE | 415.66 | TEM | 1 | LP | 0.257 | 1
7KT1542 | EMETER WITH LCDISPLAY, 3 PHASE,CT/5A,2XS0,2 TARIFFS, TRANSFORMER CONNECTION CALIBRATED E.G. BY MID COMMUNICATION CAPABLE | 455.3 | TEM | 1 | LP | 0.255 | 1
7KT1543 | EMETER WITH LCDISPLAY, 3 PHASE,80A,2XS0,2 TARIFFS, DIRECT CONNECTION ZERO SETTING COMMUNICATION CAPABLE | 460.16 | TEM | 1 | LP | 0.409 | 1
7KT1545 | EMETER WITH LCDISPLAY, 3 PHASE,80A,2XS0,2 TARIFFS, DIRECT CONNECTION CALIBRATED E.G. BY MID COMMUNICATION CAPABLE | 492.66 | TEM | 1 | LP | 0.408 | 1
7KT1546 | EMETER WITH LCDISPLAY, 3 PHASE,125A,2XS0,2 TARIFFS, DIRECT CONNECTION ZERO SETTING COMMUNICATION CAPABLE | 565.52 | TEM | 1 | LP | 0.705 | 1
7KT1900 | COMMUNICATION MODULE, EIBKNX, TYPE 1, FOR EMETERS 7KT153 AND 7KT154 | 274.07 | TEM | 1 | LP | 0.063 | 1
7KT1907 | COMMUNICATION MODULE, MODBUS RTU AND ASCII, TYPE 2, FOR EMETERS 7KT153 AND 7KT154 | 209.17 | TEM | 1 | LP | 0.084 | 1
3VX42802S | ACCESSORY FOR 3VU13/16 CIRCUITBREAKERS FOR BUSBAR SYSTEM COVER FOR FEEDIN TERMINALS | 20.6 | TEM | 1 | LP | 0.053 | 1
8MF49001B | COMPACT LIGHT WITH 3 M CABLE KL 025 230V, 50HZ, 11W | 182.16 | TEM | 1 | LP | 1.387 | 1
8MF49001BB | COMPACT LIGHT WITH 3 M CABLE (ORANGE) KL 025 230V, 50HZ, 11W | 208.04 | TEM | 1 | LP | 1.365 | 1
8MF4901 | COMPACT LAMP 120 V, 60 HZ, 9 W KL025 02500.003 | 182.47 | TEM | 1 | LP | 1.039 | 1
8MF4904 | COMPACT LIGHT INCL. APERTURE KL 025 230V, 50HZ, 11W | 181.44 | TEM | 1 | LP | 1.077 | 1
8MF59001A | SLIMLINE LIGHT WITH ON/OFF SWITCH SL 025 POWER OUTL.D, W/O MAGNET | 153.18 | TEM | 1 | LP | 0.466 | 1
8MR21100D | HEATER 110120 V, 100 W;ULAPP. HG 04009.900 | 111.57 | TEM | 1 | LP | 0.732 | 1
8MR21300A | HEATER 120240V, 100W; HG140 14007.000 | 104.54 | TEM | 1 | LP | 0.449 | 1
8MR21304A | HEATER 120240 V, 45 W HG140 14003.000 | 68.83 | TEM | 1 | LP | 0.257 | 1
8MR21306A | HEATER 120240 V, 60 W HG140 14005.000 | 90.36 | TEM | 1 | LP | 0.45 | 1
8MR21400A | HEATER BLOWER, WITHOUT FAN 230 V, 100 W HV031 03100.000 | 175.23 | TEM | 1 | LP | 0.293 | 1
8MR21400B | HEATER BLOWER, WITH FAN 230 V, 100 W HVL031 03102.000 | 228.74 | TEM | 1 | LP | 0.55 | 1
8MR21401A | HEATER BLOWER, WITHOUT FAN 230 V, 150 W HV031 03101.000 | 180.92 | TEM | 1 | LP | 0.295 | 1
8MR21402A | HEATER BLOWER, WITHOUT FAN 230 V, 200 W HV031 03110.000 | 184.23 | TEM | 1 | LP | 0.5 | 1
8MR21404B | HEATER BLOWER, WITH FAN 230 V, 400 W HVL031 03115.000 | 276.86 | TEM | 1 | LP | 0.948 | 1
8MR21701A | THERMOSTAT FOR CUBICLEHEATER UNITE AC/DC 110265V, 50/60HZ | 53.3 | TEM | 1 | LP | 0.076 | 1
8MR21701BB | THERMOSTAT RANGE 060 GRAD C 6A/250V AC WITH MAKE CONTACT ELEMENT | 25.56 | TEM | 1 | LP | 0.054 | 1
8MR21701C | MECHANICAL HYGROSTAT 35 TO 95% RF, 5 A 250 V AC MFR012 01220.000 | 143.87 | TEM | 1 | LP | 0.065 | 1
8MR21701CB | SMALL THERMOSTAT MAKE CONTACT, 10 TO 50 DEG. C KTO 01141 01143.000 | 26.7 | TEM | 1 | LP | 0.066 | 1
8MR21701DB | SMALL THERMOSTAT MAKE CONTACT, +20 TO 80 DEG. C KTO 01141 01158.000 | 26.7 | TEM | 1 | LP | 0.065 | 1
8MR21702BA | SMALL THERMOSTATS KTO 011 NC 0...+60 DEG C, UL APPROVED | 25.56 | TEM | 1 | LP | 0.054 | 1
8MR21703E | HUMIDISTAT AND THERMOSTAT AC 50/60HZ 230V+10% FOR HEATER UNIT | 333.79 | TEM | 1 | LP | 0.17 | 1
8MR64115LV25 | FILTER FAN AIR FLOW FREE AIR 63 M3 PER H CUT OUT 125X125 MM 115 V AC RAL 7035 INPUT POWER 20W DEGREE OF PROTECTION IP 54 ACCURACY CLASS 3 | 162.29 | TEM | 1 | LP | 0.814 | 1
8MF49001BB | COMPACT LIGHT WITH 3 M CABLE (ORANGE) KL 025 230V, 50HZ, 11W | 208.04 | TEM | 1 | LP | 1.365 | 1
8MR21701A | THERMOSTAT FOR CUBICLEHEATER UNITE AC/DC 110265V, 50/60HZ | 53.3 | TEM | 1 | LP | 0.076 | 1
8MR21701BB | THERMOSTAT RANGE 060 GRAD C 6A/250V AC WITH MAKE CONTACT ELEMENT | 25.56 | TEM | 1 | LP | 0.054 | 1
8MR21703E | HUMIDISTAT AND THERMOSTAT AC 50/60HZ 230V+10% FOR HEATER UNIT | 333.79 | TEM | 1 | LP | 0.17 | 1
8MF49001B | COMPACT LIGHT WITH 3 M CABLE KL 025 230V, 50HZ, 11W | 182.16 | TEM | 1 | LP | 1.387 | 1
8MF49001BB | COMPACT LIGHT WITH 3 M CABLE (ORANGE) KL 025 230V, 50HZ, 11W | 208.04 | TEM | 1 | LP | 1.365 | 1
8MF4901 | COMPACT LAMP 120 V, 60 HZ, 9 W KL025 02500.003 | 182.47 | TEM | 1 | LP | 1.039 | 1
8MF4904 | COMPACT LIGHT INCL. APERTURE KL 025 230V, 50HZ, 11W | 181.44 | TEM | 1 | LP | 1.077 | 1
8MF59001A | SLIMLINE LIGHT WITH ON/OFF SWITCH SL 025 POWER OUTL.D, W/O MAGNET | 153.18 | TEM | 1 | LP | 0.466 | 1
8MR21100D | HEATER 110120 V, 100 W;ULAPP. HG 04009.900 | 111.57 | TEM | 1 | LP | 0.732 | 1
8MR21300A | HEATER 120240V, 100W; HG140 14007.000 | 104.54 | TEM | 1 | LP | 0.449 | 1
8MR21304A | HEATER 120240 V, 45 W HG140 14003.000 | 68.83 | TEM | 1 | LP | 0.257 | 1
8MR21306A | HEATER 120240 V, 60 W HG140 14005.000 | 90.36 | TEM | 1 | LP | 0.45 | 1
8MR21400A | HEATER BLOWER, WITHOUT FAN 230 V, 100 W HV031 03100.000 | 175.23 | TEM | 1 | LP | 0.293 | 1
8MR21400B | HEATER BLOWER, WITH FAN 230 V, 100 W HVL031 03102.000 | 228.74 | TEM | 1 | LP | 0.55 | 1
8MR21401A | HEATER BLOWER, WITHOUT FAN 230 V, 150 W HV031 03101.000 | 180.92 | TEM | 1 | LP | 0.295 | 1
8MR21402A | HEATER BLOWER, WITHOUT FAN 230 V, 200 W HV031 03110.000 | 184.23 | TEM | 1 | LP | 0.5 | 1
8MR21404B | HEATER BLOWER, WITH FAN 230 V, 400 W HVL031 03115.000 | 276.86 | TEM | 1 | LP | 0.948 | 1
8MR21701A | THERMOSTAT FOR CUBICLEHEATER UNITE AC/DC 110265V, 50/60HZ | 53.3 | TEM | 1 | LP | 0.076 | 1
8MR21701BB | THERMOSTAT RANGE 060 GRAD C 6A/250V AC WITH MAKE CONTACT ELEMENT | 25.56 | TEM | 1 | LP | 0.054 | 1
8MR21701C | MECHANICAL HYGROSTAT 35 TO 95% RF, 5 A 250 V AC MFR012 01220.000 | 143.87 | TEM | 1 | LP | 0.065 | 1
8MR21701CB | SMALL THERMOSTAT MAKE CONTACT, 10 TO 50 DEG. C KTO 01141 01143.000 | 26.7 | TEM | 1 | LP | 0.066 | 1
8MR21701DB | SMALL THERMOSTAT MAKE CONTACT, +20 TO 80 DEG. C KTO 01141 01158.000 | 26.7 | TEM | 1 | LP | 0.065 | 1
8MR21702BA | SMALL THERMOSTATS KTO 011 NC 0...+60 DEG C, UL APPROVED | 25.56 | TEM | 1 | LP | 0.054 | 1
8MR21703E | HUMIDISTAT AND THERMOSTAT AC 50/60HZ 230V+10% FOR HEATER UNIT | 333.79 | TEM | 1 | LP | 0.17 | 1
8MR64115LV25 | FILTER FAN AIR FLOW FREE AIR 63 M3 PER H CUT OUT 125X125 MM 115 V AC RAL 7035 INPUT POWER 20W DEGREE OF PROTECTION IP 54 ACCURACY CLASS 3 | 162.29 | TEM | 1 | LP | 0.814 | 1
3NP50600CA00 | SENTRON, fuse switch disconnector 3NP5, 3pole, NH00, 160 A, for assembly and installation on mounting plate, with highspeed closing feature, screw connection | 183.3 | TEM | 1 | LP | 1.61 | 1
3NP50600CA10 | SENTRON, fuse switch disconnector 3NP5, 3pole, NH00, 160 A, for assembly and installation on mounting plate, with highspeed closing feature, screw connection, auxiliary switch at the switch disconnector: 1NO+1NC | 214.45 | TEM | 1 | LP | 1.639 | 1
3NP50600CB00 | SENTRON, fuse switch disconnector 3NP5, 3pole, NH00, 160 A, for assembly and installation on mounting plate, with highspeed closing feature, clamp terminal | 198.72 | TEM | 1 | LP | 1.733 | 1
3NP50600CB10 | SENTRON, fuse switch disconnector 3NP5, 3pole, NH00, 160 A, for assembly and installation on mounting plate, with highspeed closing feature, clamp terminal, auxiliary switch at the switch disconnector: 1NO+1NC | 226.25 | TEM | 1 | LP | 1.761 | 1
3NP50600EA86 | SENTRON, fuse switch disconnector 3NP5, 3pole, NH00, 160 A, for assembly and installation on mounting plate, with highspeed closing feature, screw connection, Fuse monitoring: by 3RV, auxiliary switch at the switch disconnector: 1NO+1NC, auxiliary switch at the fuse monitoring device: 1NO+1NC | 472.27 | TEM | 1 | LP | 2.435 | 1
3NP50600HA13 | SENTRON, fuse switch disconnector 3NP5, 3pole, NH00, 160 A, for assembly and installation on mounting plate, with highspeed closing feature, screw connection, Fuse monitoring: electronic, auxiliary switch at the switch disconnector: 1NO+1NC, auxiliary switch at the fuse monitoring device: 2NO+1NC | 661.68 | TEM | 1 | LP | 2.334 | 1
3NP52600CA00 | SENTRON, fuse switch disconnector 3NP5, 3pole, NH1, 250 A, for assembly and installation on mounting plate, with highspeed closing feature, screw connection | 454.26 | TEM | 1 | LP | 5.36 | 1
3NP52600CA10 | SENTRON, fuse switch disconnector 3NP5, 3pole, NH1, 250 A, for assembly and installation on mounting plate, with highspeed closing feature, screw connection, auxiliary switch at the switch disconnector: 1NO+1NC | 478.27 | TEM | 1 | LP | 5.412 | 1
3NP52600EA86 | SENTRON, fuse switch disconnector 3NP5, 3pole, NH1, 250 A, for assembly and installation on mounting plate, with highspeed closing feature, screw connection, Fuse monitoring: by 3RV, auxiliary switch at the switch disconnector: 1NO+1NC, auxiliary switch at the fuse monitoring device: 1NO+1NC | 789.39 | TEM | 1 | LP | 5.962 | 1
3NP53600CA00 | SENTRON, fuse switch disconnector 3NP5, 3pole, NH2, 400 A, for assembly and installation on mounting plate, with highspeed closing feature, screw connection | 497.32 | TEM | 1 | LP | 6.51 | 1
3NP53600CA10 | SENTRON, fuse switch disconnector 3NP5, 3pole, NH2, 400 A, for assembly and installation on mounting plate, with highspeed closing feature, screw connection, auxiliary switch at the switch disconnector: 1NO+1NC | 528.57 | TEM | 1 | LP | 6.475 | 1
3NP53600EA86 | SENTRON, fuse switch disconnector 3NP5, 3pole, NH2, 400 A, for assembly and installation on mounting plate, with highspeed closing feature, screw connection, Fuse monitoring: by 3RV, auxiliary switch at the switch disconnector: 1NO+1NC, auxiliary switch at the fuse monitoring device: 1NO+1NC | 842.8 | TEM | 1 | LP | 7.052 | 1
3NP54600CA00 | SENTRON, fuse switch disconnector 3NP5, 3pole, NH3, 630 A, for assembly and installation on mounting plate, with highspeed closing feature, screw connection | 590.47 | TEM | 1 | LP | 7.89 | 1
3NP54600EA86 | SENTRON, fuse switch disconnector 3NP5, 3pole, NH3, 630 A, for assembly and installation on mounting plate, with highspeed closing feature, screw connection, Fuse monitoring: by 3RV, auxiliary switch at the switch disconnector: 1NO+1NC, auxiliary switch at the fuse monitoring device: 1NO+1NC | 938.12 | TEM | 1 | LP | 8.437 | 1
3NP54600HA13 | SENTRON, fuse switch disconnector 3NP5, 3pole, NH3, 630 A, for assembly and installation on mounting plate, with highspeed closing feature, screw connection, Fuse monitoring: electronic, auxiliary switch at the switch disconnector: 1NO+1NC, auxiliary switch at the fuse monitoring device: 2NO+1NC | 1030.86 | TEM | 1 | LP | 8.313 | 1
3NY1105 | ACCESSORIES FOR FUSE SWITCH DISCONNECTORS 3NP50 MOULDEDPLASTIC MASKING FRAME 215 X 135MM WITH AND WITHOUT AUXILIARY SWITCH | 11.28 | TEM | 1 | LP | 0.044 | 1
3NY1106 | ACCESSORIES FOR FUSE SWITCH DISCONNECTORS 3NP50 MOULDEDPLASTIC MASKING FRAME 290 X 135MM FOR COVERING THE CABLE LUG CONNECTIONS | 12.42 | TEM | 1 | LP | 0.073 | 1
3NY1108 | ACCESSORIES FOR FUSE SWITCH DISCONNECTORS 3NP5 FOR RATED CURRENT 160A MOULDEDPLASTIC MASKING FRAME 290 X 135MM FOR SEPARATE COVERING OF THE UPPER AND LOWER CABLELUG CONNECTIONS | 14.18 | TEM | 1 | LP | 0.046 | 1
3NY1115 | ACCESSORIES FOR FUSE SWITCH DISCONNECTORS 3NP50 FOR RATED CURRENT 160A MOULDEDPLASTIC MASKING FRAME 215 X 135MM FOR FUSE SWITCH DISCONNECTORS WITH AUXILIARY SWITCH | 11.28 | TEM | 1 | LP | 0.044 | 1
3NY1208 | ACCESSORIES FOR FUSE SWITCH DISCONNECTORS 3NP5060 INSTALLATION KIT FOR MOUNTING WITH MOULDEDPLASTIC MASKING FRAME 250 X 149MM | 60.75 | TEM | 1 | LP | 0.514 | 1
3NY1210 | ACCESSORY FOR SWITCH 3NP5260 MOUNTING KIT MOLDEDPLASTIC COVER 300X220MM | 49.78 | TEM | 1 | LP | 0.291 | 1
3NY1211 | ACCESSORY FOR SWITCH 3NP5360 MOUNTING KIT MOLDEDPLASTIC COVER 300X245MM | 51.96 | TEM | 1 | LP | 0.298 | 1
3NY1212 | ACCESSORY FOR SWITCH 3NP5460 MOUNTING KIT MOLDEDPLASTIC COVER 300X290MM | 55.48 | TEM | 1 | LP | 0.32 | 1
3NY1245 | ACCESSORIES FOR FUSE SWITCH DISCONNECTORS 3NP53 AND 3NP5460 SINGLE COVER FOR TERMINAL BOLTS M10 (1 SET = 6 ITEMS) | 64.79 | TEM | 1 | LP | 0.337 | 1
3NY1910 | ACCESSORIES FOR FUSE SWITCH DISCONNECTORS 3NP50 54/3NP407 PLUG WITH 1M CONNECTING LEAD PLUG W. 1M CONNECTING CABLE | 34.57 | TEM | 1 | LP | 0.102 | 1
3NY1911 | ACCESSORIES FOR FUSE SWITCH DISCONNECTORS 3NP50 54/3NP407 PLUG WITH 3M CONNECTING LEAD PLUG W. 3M CONNECTING CABLE | 48.02 | TEM | 1 | LP | 0.27 | 1
3NY3034 | ACCESSORIES FOR FUSE SWITCH DISCONNECTORS 3NP526 UP TO 3NP546 AUXILIARY SWITCH 1NO+1NC WITH FIXING BRACKET AND SCREWS (INSTALLATION SET) | 18.73 | TEM | 1 | LP | 0.017 | 1
3NY4031 | SPARE PART FOR FUSE SWITCH DISCONNECTORS 3NP50 ARC CHUTE F. RATED CURRENT 160A ARC CHUTE | 32.6 | TEM | 1 | LP | 0.221 | 1
3NP50600CA00 | SENTRON, fuse switch disconnector 3NP5, 3pole, NH00, 160 A, for assembly and installation on mounting plate, with highspeed closing feature, screw connection | 183.3 | TEM | 1 | LP | 1.61 | 1
3NP50600CA10 | SENTRON, fuse switch disconnector 3NP5, 3pole, NH00, 160 A, for assembly and installation on mounting plate, with highspeed closing feature, screw connection, auxiliary switch at the switch disconnector: 1NO+1NC | 214.45 | TEM | 1 | LP | 1.639 | 1
3NP50600CB00 | SENTRON, fuse switch disconnector 3NP5, 3pole, NH00, 160 A, for assembly and installation on mounting plate, with highspeed closing feature, clamp terminal | 198.72 | TEM | 1 | LP | 1.733 | 1
3NP50600CB10 | SENTRON, fuse switch disconnector 3NP5, 3pole, NH00, 160 A, for assembly and installation on mounting plate, with highspeed closing feature, clamp terminal, auxiliary switch at the switch disconnector: 1NO+1NC | 226.25 | TEM | 1 | LP | 1.761 | 1
3NP50600EA86 | SENTRON, fuse switch disconnector 3NP5, 3pole, NH00, 160 A, for assembly and installation on mounting plate, with highspeed closing feature, screw connection, Fuse monitoring: by 3RV, auxiliary switch at the switch disconnector: 1NO+1NC, auxiliary switch at the fuse monitoring device: 1NO+1NC | 472.27 | TEM | 1 | LP | 2.435 | 1
3NP50600HA13 | SENTRON, fuse switch disconnector 3NP5, 3pole, NH00, 160 A, for assembly and installation on mounting plate, with highspeed closing feature, screw connection, Fuse monitoring: electronic, auxiliary switch at the switch disconnector: 1NO+1NC, auxiliary switch at the fuse monitoring device: 2NO+1NC | 661.68 | TEM | 1 | LP | 2.334 | 1
3NP52600CA00 | SENTRON, fuse switch disconnector 3NP5, 3pole, NH1, 250 A, for assembly and installation on mounting plate, with highspeed closing feature, screw connection | 454.26 | TEM | 1 | LP | 5.36 | 1
3NP52600CA10 | SENTRON, fuse switch disconnector 3NP5, 3pole, NH1, 250 A, for assembly and installation on mounting plate, with highspeed closing feature, screw connection, auxiliary switch at the switch disconnector: 1NO+1NC | 478.27 | TEM | 1 | LP | 5.412 | 1
3NP52600EA86 | SENTRON, fuse switch disconnector 3NP5, 3pole, NH1, 250 A, for assembly and installation on mounting plate, with highspeed closing feature, screw connection, Fuse monitoring: by 3RV, auxiliary switch at the switch disconnector: 1NO+1NC, auxiliary switch at the fuse monitoring device: 1NO+1NC | 789.39 | TEM | 1 | LP | 5.962 | 1
3NP53600CA00 | SENTRON, fuse switch disconnector 3NP5, 3pole, NH2, 400 A, for assembly and installation on mounting plate, with highspeed closing feature, screw connection | 497.32 | TEM | 1 | LP | 6.51 | 1
3NP53600CA10 | SENTRON, fuse switch disconnector 3NP5, 3pole, NH2, 400 A, for assembly and installation on mounting plate, with highspeed closing feature, screw connection, auxiliary switch at the switch disconnector: 1NO+1NC | 528.57 | TEM | 1 | LP | 6.475 | 1
3NP53600EA86 | SENTRON, fuse switch disconnector 3NP5, 3pole, NH2, 400 A, for assembly and installation on mounting plate, with highspeed closing feature, screw connection, Fuse monitoring: by 3RV, auxiliary switch at the switch disconnector: 1NO+1NC, auxiliary switch at the fuse monitoring device: 1NO+1NC | 842.8 | TEM | 1 | LP | 7.052 | 1
3NP54600CA00 | SENTRON, fuse switch disconnector 3NP5, 3pole, NH3, 630 A, for assembly and installation on mounting plate, with highspeed closing feature, screw connection | 590.47 | TEM | 1 | LP | 7.89 | 1
3NP54600EA86 | SENTRON, fuse switch disconnector 3NP5, 3pole, NH3, 630 A, for assembly and installation on mounting plate, with highspeed closing feature, screw connection, Fuse monitoring: by 3RV, auxiliary switch at the switch disconnector: 1NO+1NC, auxiliary switch at the fuse monitoring device: 1NO+1NC | 938.12 | TEM | 1 | LP | 8.437 | 1
3NP54600HA13 | SENTRON, fuse switch disconnector 3NP5, 3pole, NH3, 630 A, for assembly and installation on mounting plate, with highspeed closing feature, screw connection, Fuse monitoring: electronic, auxiliary switch at the switch disconnector: 1NO+1NC, auxiliary switch at the fuse monitoring device: 2NO+1NC | 1030.86 | TEM | 1 | LP | 8.313 | 1
3NY1105 | ACCESSORIES FOR FUSE SWITCH DISCONNECTORS 3NP50 MOULDEDPLASTIC MASKING FRAME 215 X 135MM WITH AND WITHOUT AUXILIARY SWITCH | 11.28 | TEM | 1 | LP | 0.044 | 1
3NY1106 | ACCESSORIES FOR FUSE SWITCH DISCONNECTORS 3NP50 MOULDEDPLASTIC MASKING FRAME 290 X 135MM FOR COVERING THE CABLE LUG CONNECTIONS | 12.42 | TEM | 1 | LP | 0.073 | 1
3NY1108 | ACCESSORIES FOR FUSE SWITCH DISCONNECTORS 3NP5 FOR RATED CURRENT 160A MOULDEDPLASTIC MASKING FRAME 290 X 135MM FOR SEPARATE COVERING OF THE UPPER AND LOWER CABLELUG CONNECTIONS | 14.18 | TEM | 1 | LP | 0.046 | 1
3NY1115 | ACCESSORIES FOR FUSE SWITCH DISCONNECTORS 3NP50 FOR RATED CURRENT 160A MOULDEDPLASTIC MASKING FRAME 215 X 135MM FOR FUSE SWITCH DISCONNECTORS WITH AUXILIARY SWITCH | 11.28 | TEM | 1 | LP | 0.044 | 1
3NY1208 | ACCESSORIES FOR FUSE SWITCH DISCONNECTORS 3NP5060 INSTALLATION KIT FOR MOUNTING WITH MOULDEDPLASTIC MASKING FRAME 250 X 149MM | 60.75 | TEM | 1 | LP | 0.514 | 1
3NY1210 | ACCESSORY FOR SWITCH 3NP5260 MOUNTING KIT MOLDEDPLASTIC COVER 300X220MM | 49.78 | TEM | 1 | LP | 0.291 | 1
3NY1211 | ACCESSORY FOR SWITCH 3NP5360 MOUNTING KIT MOLDEDPLASTIC COVER 300X245MM | 51.96 | TEM | 1 | LP | 0.298 | 1
3NY1212 | ACCESSORY FOR SWITCH 3NP5460 MOUNTING KIT MOLDEDPLASTIC COVER 300X290MM | 55.48 | TEM | 1 | LP | 0.32 | 1
3NY1245 | ACCESSORIES FOR FUSE SWITCH DISCONNECTORS 3NP53 AND 3NP5460 SINGLE COVER FOR TERMINAL BOLTS M10 (1 SET = 6 ITEMS) | 64.79 | TEM | 1 | LP | 0.337 | 1
3NY1910 | ACCESSORIES FOR FUSE SWITCH DISCONNECTORS 3NP50 54/3NP407 PLUG WITH 1M CONNECTING LEAD PLUG W. 1M CONNECTING CABLE | 34.57 | TEM | 1 | LP | 0.102 | 1
3NY1911 | ACCESSORIES FOR FUSE SWITCH DISCONNECTORS 3NP50 54/3NP407 PLUG WITH 3M CONNECTING LEAD PLUG W. 3M CONNECTING CABLE | 48.02 | TEM | 1 | LP | 0.27 | 1
3NY3034 | ACCESSORIES FOR FUSE SWITCH DISCONNECTORS 3NP526 UP TO 3NP546 AUXILIARY SWITCH 1NO+1NC WITH FIXING BRACKET AND SCREWS (INSTALLATION SET) | 34.57 | TEM | 1 | LP | 0.017 | 1
3NY4031 | SPARE PART FOR FUSE SWITCH DISCONNECTORS 3NP50 ARC CHUTE F. RATED CURRENT 160A ARC CHUTE | 32.6 | TEM | 1 | LP | 0.221 | 1
3NJ41033BF02 | FUSE LOAD ISOLATING UNIT 3POLE SWITCHABLE, SIZE 00 I=160 A, U=690 V SCREW TERMINAL M 8 NEW DESIGN | 124.8 | TEM | 1 | LP | 1.141 | 1
3NJ41233BF01 | INLINE FUSE SWITCH DISCONNECTOR 3POLE SWITCHABLE, SIZE 1, I=250A , U=690V, SCREW TERMINAL M 10 NEW DESIGN | 397 | TEM | 1 | LP | 5.08 | 1
3NJ41233BJ01 | INLINE FUSE SWITCH DISCONNECTOR 3POLE SWITCHABLE, SIZE 1, I=250A , U=690V, TERMINAL STUD M 10 NEW DESIGN | 397 | TEM | 1 | LP | 5.11 | 1
3NJ41333BF01 | INLINE FUSE SWITCH DISCONNECTOR 3POLE SWITCHABLE, SIZE 2, I=400A , U=690V, SCREW TERMINAL M 12 NEW DESIGN | 409.3 | TEM | 1 | LP | 5.25 | 1
3NJ41433BF01 | INLINE FUSE SWITCH DISCONNECTOR 3POLE SWITCHABLE, SIZE 3, I=630A , U=690V, SCREW TERMINAL M 12 NEW DESIGN | 470.9 | TEM | 1 | LP | 5.88 | 1
3NJ41535BD01 | FEEDIN BLOCK I=1000A, U=690V, 3POLE SWITCHABLE TRIPLEPOLE SWITCHABLE NEW DESIGN | 1193.4 | TEM | 1 | LP | 9.75 | 1
3NJ49122AA00 | ACCESSORIES FOR INLINE FUSE SWITCH DISCONNECTORS 3NJ41 BLANKING COVER, 50MM WIDE FOR SIZE 13 | 63.9 | TEM | 1 | LP | 0.189 | 1
3NJ49122CA00 | ACCESSORIES FOR SAFETY DISCON. STRAPS SIZE3NJ41 DUMMY COVER, WIDTH 50 MM HEIGHT AS STRAP 3NJ4103 | 62.1 | TEM | 1 | LP | 0.089 | 1
3NJ49148AA00 | ACCESSORIES FOR 3NJ418 DISCONNECTORS, SPECIAL FUSE SIZE NH3, 910A | 169.6 | TEM | 1 | LP | 1.341 | 3
3NJ49152GA11 | ACCESSORIES F. STRIPS 3NJ41 INLINE FUSE SW.DISC. S.NH13 INTEGRAT. CURR. TRANSFORMER 250/1A,CL.0.5 CALIBRATED | 451.2 | TEM | 1 | LP | 0.207 | 1
3NJ49180DA02 | ACCESSORIES FOR FUSE LOAD ISOL. SWITCHES 3NJ41 ADAPTER FOR COMB. 3NJ4103 WITH 3NJ4124 ON BUSBAR SPACING 185 MM | 60.7 | TEM | 1 | LP | 0.759 | 1
3NJ56430BB00 | INLINE FUSE SWITCH DISCONNECTOR 1POLE SWITCHABLE, SIZE 4A, I=1250A FLATTYPE TERMINAL M16 X 60 | 1573.1 | TEM | 1 | LP | 21.26 | 1
3NJ59303BB | ACCESSORIES FOR 3NJ5013 INLINE FUSE SWITCH DISCONNECTORS, ADAPTER STRIP FOR 2X SIZE 00, HEIGHT COMPENSATION | 73.2 | TEM | 1 | LP | 0.705 | 1
3NJ41033BF02 | FUSE LOAD ISOLATING UNIT 3POLE SWITCHABLE, SIZE 00 I=160 A, U=690 V SCREW TERMINAL M 8 NEW DESIGN | 124.8 | TEM | 1 | LP | 1.141 | 1
3NJ41233BF01 | INLINE FUSE SWITCH DISCONNECTOR 3POLE SWITCHABLE, SIZE 1, I=250A , U=690V, SCREW TERMINAL M 10 NEW DESIGN | 397 | TEM | 1 | LP | 5.08 | 1
3NJ41233BJ01 | INLINE FUSE SWITCH DISCONNECTOR 3POLE SWITCHABLE, SIZE 1, I=250A , U=690V, TERMINAL STUD M 10 NEW DESIGN | 397 | TEM | 1 | LP | 5.11 | 1
3NJ41333BF01 | INLINE FUSE SWITCH DISCONNECTOR 3POLE SWITCHABLE, SIZE 2, I=400A , U=690V, SCREW TERMINAL M 12 NEW DESIGN | 409.3 | TEM | 1 | LP | 5.25 | 1
3NJ41433BF01 | INLINE FUSE SWITCH DISCONNECTOR 3POLE SWITCHABLE, SIZE 3, I=630A , U=690V, SCREW TERMINAL M 12 NEW DESIGN | 470.9 | TEM | 1 | LP | 5.88 | 1
3NJ41535BD01 | FEEDIN BLOCK I=1000A, U=690V, 3POLE SWITCHABLE TRIPLEPOLE SWITCHABLE NEW DESIGN | 1193.4 | TEM | 1 | LP | 9.75 | 1
3NJ49122AA00 | ACCESSORIES FOR INLINE FUSE SWITCH DISCONNECTORS 3NJ41 BLANKING COVER, 50MM WIDE FOR SIZE 13 | 63.9 | TEM | 1 | LP | 0.189 | 1
3NJ49122CA00 | ACCESSORIES FOR SAFETY DISCON. STRAPS SIZE3NJ41 DUMMY COVER, WIDTH 50 MM HEIGHT AS STRAP 3NJ4103 | 62.1 | TEM | 1 | LP | 0.089 | 1
3NJ49148AA00 | ACCESSORIES FOR 3NJ418 DISCONNECTORS, SPECIAL FUSE SIZE NH3, 910A | 169.6 | TEM | 1 | LP | 1.341 | 3
3NJ49152GA11 | ACCESSORIES F. STRIPS 3NJ41 INLINE FUSE SW.DISC. S.NH13 INTEGRAT. CURR. TRANSFORMER 250/1A,CL.0.5 CALIBRATED | 451.2 | TEM | 1 | LP | 0.207 | 1
3NJ49180DA02 | ACCESSORIES FOR FUSE LOAD ISOL. SWITCHES 3NJ41 ADAPTER FOR COMB. 3NJ4103 WITH 3NJ4124 ON BUSBAR SPACING 185 MM | 60.7 | TEM | 1 | LP | 0.759 | 1
3NJ56430BB00 | INLINE FUSE SWITCH DISCONNECTOR 1POLE SWITCHABLE, SIZE 4A, I=1250A FLATTYPE TERMINAL M16 X 60 | 1573.1 | TEM | 1 | LP | 21.26 | 1
3NJ59303BB | ACCESSORIES FOR 3NJ5013 INLINE FUSE SWITCH DISCONNECTORS, ADAPTER STRIP FOR 2X SIZE 00, HEIGHT COMPENSATION | 73.2 | TEM | 1 | LP | 0.705 | 1
3KA50301AE01 | SWITCH DISCONNECTOR NEW DESIGN IU=63A, UE=690V, 3POLE BASIC VERSION WITHOUT 8UC6 HANDLE AND SHAFT | 169.53 | TEM | 1 | LP | 0.905 | 1
3KA50301GE01 | SWITCH DISCONNECTOR IN NEW DESIGN IU=63A, UE=690V, 3POLE WITH DOOR DRIVE 8UC7 HANDLE TIGREY/BL.GREEN BASIC MASKING FRAME LIGHT GRAY | 217.25 | TEM | 1 | LP | 1.372 | 1
3KA51301GE01 | SWITCH DISCONNECTOR IN NEW DESIGN IU=80A, UE=690V, 3POLE WITH DOOR DRIVE 8UC7 HANDLE TIGREY/BL.GREEN BASIC MASKING FRAME LIGHT GRAY | 244.57 | TEM | 1 | LP | 1.365 | 1
3KA52301AE01 | SWITCH DISCONNECTOR NEW DESIGN IU=125A, UE=690V, 3POLE BASIC VERSION WITHOUT 8UC6 HANDLE AND SHAFT | 205.34 | TEM | 1 | LP | 1.874 | 1
3KA52301GE01 | SWITCH DISCONNECTOR IN NEW DESIGN IU=125A, UE=690V, 3POLE WITH DOOR DRIVE 8UC7 HANDLE TIGREY/BL.GREEN BASIC MASKING FRAME LIGHT GRAY | 279.45 | TEM | 1 | LP | 2.217 | 1
3KA52401AE01 | SWITCH DISCONNECTOR NEW DESIGN IU=125A, UE=690V, 4POLE BASIC VERSION WITHOUT 8UC6 HANDLE AND SHAFT 4TH POLE SWITCHABLE, AC21A | 308.43 | TEM | 1 | LP | 2.08 | 1
3KA52401GE01 | SWITCH DISCONNECTOR IN NEW DESIGN IU=125A, UE=690V, 4POLE 4POLE SWITCHABLE, AC21A WITH DOOR DRIVE 8UC7 HANDLE TIGREY/BL.GREEN BASIC MASKING FRAME LIGHT GRAY | 383.36 | TEM | 1 | LP | 2.455 | 1
3KA53301AE01 | SWITCH DISCONNECTOR NEW DESIGN IU=160A, UE=690V, 3POLE BASIC VERSION WITHOUT 8UC6 HANDLE AND SHAFT | 218.07 | TEM | 1 | LP | 1.997 | 1
3KA53301GE01 | SWITCH DISCONNECTOR IN NEW DESIGN IU=160A, UE=690V, 3POLE WITH DOOR DRIVE 8UC7 HANDLE TIGREY/BL.GREEN BASIC MASKING FRAME LIGHT GRAY | 295.6 | TEM | 1 | LP | 2.398 | 1
3KA55301AE01 | SWITCH DISCONNECTOR NEW DESIGN IU=250A, UE=690V, 3POLE BASIC VERSION WITHOUT 8UC6 HANDLE AND SHAFT | 395.37 | TEM | 1 | LP | 4.45 | 1
3KA55301GE01 | SWITCH DISCONNECTOR IN NEW DESIGN IU=250A, UE=690V, 3POLE WITH DOOR DRIVE 8UC7 HANDLE TIGREY/BL.GREEN BASIC MASKING FRAME LIGHT GRAY | 512.84 | TEM | 1 | LP | 5.387 | 1
3KA55401AE01 | SWITCH DISCONNECTOR NEW DESIGN IU=250A, UE=690V, 4POLE BASIC VERSION WITHOUT 8UC6 HANDLE AND SHAFT 4TH POLE SWITCHABLE, AC21A | 518.02 | TEM | 1 | LP | 5.1 | 1
3KA55401GE01 | SWITCH DISCONNECTOR IN NEW DESIGN IU=250A, UE=690V, 4POLE 4POLE SWITCHABLE, AC21A WITH DOOR DRIVE 8UC7 HANDLE TIGREY/BL.GREEN BASIC MASKING FRAME LIGHT GRAY | 636.42 | TEM | 1 | LP | 5.979 | 1
3KA57301AE01 | SWITCH DISCONNECTOR NEW DESIGN IU=400A, UE=690V, 3POLE BASIC VERSION WITHOUT 8UC6 HANDLE AND SHAFT | 578.46 | TEM | 1 | LP | 4.582 | 1
3KA57301GE01 | SWITCH DISCONNECTOR IN NEW DESIGN IU=400A, UE=690V, 3POLE WITH DOOR DRIVE 8UC7 HANDLE TIGREY/BL.GREEN BASIC MASKING FRAME LIGHT GRAY | 695.21 | TEM | 1 | LP | 10.284 | 1
3KA57401AE01 | SWITCH DISCONNECTOR NEW DESIGN IU=400A, UE=690V, 4POLE BASIC VERSION WITHOUT 8UC6 HANDLE AND SHAFT 4TH POLE SWITCHABLE, AC21A | 703.7 | TEM | 1 | LP | 5.12 | 1
3KA57401GE01 | SWITCH DISCONNECTOR IN NEW DESIGN IU=400A, UE=690V, 4POLE 4POLE SWITCHABLE, AC21A WITH DOOR DRIVE 8UC7 HANDLE TIGREY/BL.GREEN BASIC MASKING FRAME LIGHT GRAY | 818.79 | TEM | 1 | LP | 6.07 | 1
3KA58301AE01 | SWITCH DISCONNECTOR NEW DESIGN IU=630A, UE=690V, 3POLE BASIC VERSION WITHOUT 8UC6 HANDLE AND SHAFT | 708.04 | TEM | 1 | LP | 5.096 | 1
3KA58301GE01 | SWITCH DISCONNECTOR IN NEW DESIGN IU=630A, UE=690V, 3POLE WITH DOOR DRIVE 8UC7 HANDLE TIGREY/BL.GREEN BASIC MASKING FRAME LIGHT GRAY | 824.69 | TEM | 1 | LP | 6.065 | 1
3KE42300BA | SWITCH DISCONNECTOR 3POLE I=250A, U=690V, FRONT OPERATING MECHANISM WITH BLACK HANDLE | 493.28 | TEM | 1 | LP | 4.62 | 1
3KE42300GA | SWITCH DISCONNECTOR 3POLE WITH DOOR DRIVE 8UC7 HANDLE TIGREY/BL.GREEN BASIC MASKING FRAME LIGHT GRAY | 569.15 | TEM | 1 | LP | 4.983 | 1
3KE43300BA | SWITCH DISCONNECTOR 3POLE I=400A, U=690V, FRONT ROTARY OPERATING MECHANISM WITH BLACK HANDLE | 719.12 | TEM | 1 | LP | 4.66 | 1
3KE43300GA | SWITCH DISCONNECTOR 3POLE WITH DOOR DRIVE 8UC7 HANDLE TIGREY/BL.GREEN BASIC MASKING FRAME LIGHT GRAY | 811.96 | TEM | 1 | LP | 5.046 | 1
3KE44300BA | SWITCH DISCONNECTOR 3POLE I=630A, U=690V, FRONT ROTARY OPERATING MECHANISM WITH BLACK HANDLE | 1056.42 | TEM | 1 | LP | 7.252 | 1
3KE44300CA | SWITCH DISCONNECTOR 3POLE I=630A, U=690V, REAR ROTARY OPERATING MECHANISM WITHOUT HANDLE | 1065.02 | TEM | 1 | LP | 7.739 | 1
3KE45300AA | SWITCH DISCONNECTOR 3POLE I=1000A, U=690V, FRONT ROTARY OPERATING MECHANISM WITHOUT HANDLE | 1721 | TEM | 1 | LP | 7.43 | 1
3KE45300GA | SWITCH DISCONNECTOR 3POLE WITH DOOR DRIVE 8UC7 HANDLE TIGREY/BL.GREEN BASIC MASKING FRAME LIGHT GRAY | 1891.36 | TEM | 1 | LP | 8.267 | 1
3KL50301AB01 | SWITCH DISCONNECTOR FUSE NEW DESIGN IU=63A, UE=690V, 3POLE FOR LV HRC FUSE SIZE 00 BASIC VERSION WITHOUT 8UC6 HANDLE AND SHAFT | 175.54 | TEM | 1 | LP | 1.014 | 1
3KL50301GB01 | SWITCHDISCONNECTOR W. FUSE NEW DESIGN IU=63A, UE=690V, 3POLE FOR LV HRC FUSE SIZE 00 W. DOOR COUPL.ROTARY OP.MECH. 8UC7 HANDLE BLACK | 216.42 | TEM | 1 | LP | 1.469 | 1
3KL50401AB01 | SWITCH DISCONNECTOR FUSE NEW DESIGN IU=63A, UE=690V, 4POLE FOR LV HRC FUSE SIZE 00 BASIC VERSION WITHOUT 8UC6 HANDLE AND SHAFT 4TH POLE SWITCHABLE, W/OUT FUSE | 265.79 | TEM | 1 | LP | 2.169 | 1
3KL52301AB01 | SWITCH DISCONNECTOR FUSE NEW DESIGN IU=125A, UE=690V, 3POLE FOR LV HRC FUSE SIZE 00 BASIC VERSION WITHOUT 8UC6 HANDLE AND SHAFT | 207 | TEM | 1 | LP | 1.965 | 1
3KL52301GB01 | SWITCH DISCONNECTOR WITH FUSE IN NEW DESIGN IU=125A, UE=690V, 3POLE FOR LV HRC FUSE SIZE 00 WITH DOOR DRIVE 8UC7 HANDLE TIGREY/BL.GREEN BASIC MASKING FRAME LIGHT GRAY | 279.45 | TEM | 1 | LP | 2.369 | 1
3KL53301AB01 | SWITCH DISCONNECTOR FUSE NEW DESIGN IU=160A, UE=690V, 3POLE FOR LV HRC FUSE SIZE 00 BASIC VERSION WITHOUT 8UC6 HANDLE AND SHAFT | 246.23 | TEM | 1 | LP | 2.14 | 1
3KL53301GB01 | SWITCH DISCONNECTOR WITH FUSE IN NEW DESIGN IU=160A, UE=690V, 3POLE FOR LV HRC FUSE SIZE 00 WITH DOOR DRIVE 8UC7 HANDLE TIGREY/BL.GREEN BASIC MASKING FRAME LIGHT GRAY | 316.09 | TEM | 1 | LP | 2.5 | 1
3KL53401AB01 | SWITCH DISCONNECTOR FUSE NEW DESIGN IU=160A, UE=690V, 4POLE FOR LV HRC FUSE SIZE 00 BASIC VERSION WITHOUT 8UC6 HANDLE AND SHAFT 4TH POLE SWITCHABLE, W/OUT FUSE | 338.24 | TEM | 1 | LP | 2.334 | 1
3KL53401GB01 | SWITCH DISCONNECTOR WITH FUSE IN NEW DESIGN IU=160A, UE=690V, 4POLE FOR LV HRC FUSE SIZE 00 4POLE SWITCHABLE, WITHOUT FUSE WITH DOOR DRIVE 8UC7 HANDLE TIGREY/BL.GREEN BASIC MASKING FRAME LIGHT GRAY | 408.93 | TEM | 1 | LP | 2.733 | 1
3KL55301AB01 | SWITCH DISCONNECTOR FUSE NEW DESIGN IU=250A, UE=690V, 3POLE FOR LV HRC FUSE SIZE 1 AND 2 BASIC VERSION WITHOUT 8UC6 HANDLE AND SHAFT | 449.81 | TEM | 1 | LP | 5.344 | 1
3KL55301GB01 | SWITCH DISCONNECTOR WITH FUSE IN NEW DESIGN IU=250A, UE=690V, 3POLE FOR LV HRC FUSE SIZE 1 AND 2 WITH DOOR DRIVE 8UC7 HANDLE TIGREY/BL.GREEN BASIC MASKING FRAME LIGHT GRAY | 557.24 | TEM | 1 | LP | 6.043 | 1
3KL55401AB01 | SWITCH DISCONNECTOR FUSE NEW DESIGN IU=250A, UE=690V, 4POLE FOR LV HRC FUSE SIZE 1 AND 2 BASIC VERSION WITHOUT 8UC6 HANDLE AND SHAFT 4TH POLE SWITCHABLE, W/OUT FUSE | 561.49 | TEM | 1 | LP | 5.577 | 1
3KL57301AB01 | SWITCH DISCONNECTOR FUSE NEW DESIGN IU=400A, UE=690V, 3POLE FOR LV HRC FUSE SIZE 1 AND 2 BASIC VERSION WITHOUT 8UC6 HANDLE AND SHAFT | 685.89 | TEM | 1 | LP | 5.39 | 1
3KL57301GB01 | SWITCH DISCONNECTOR WITH FUSE IN NEW DESIGN IU=400A, UE=690V, 3POLE FOR LV HRC FUSE SIZE 1 AND 2 WITH DOOR DRIVE 8UC7 HANDLE TIGREY/BL.GREEN BASIC MASKING FRAME LIGHT GRAY | 793.22 | TEM | 1 | LP | 6.248 | 1
3KL57301GG01 | SWITCH DISCONNECTOR WITH FUSE IN NEW DESIGN IU=400A, UE=690V, 3POLE FOR BS88FUSE FORM B1/B3 WITH DOOR DRIVE 8UC7 HANDLE TIGREY/BL.GREEN BASIC MASKING FRAME LIGHT GRAY | 877.58 | TEM | 1 | LP | 6.538 | 1
3KL57401AB01 | SWITCH DISCONNECTOR FUSE NEW DESIGN IU=400A, UE=690V, 4POLE FOR LV HRC FUSE SIZE 1 AND 2 BASIC VERSION WITHOUT 8UC6 HANDLE AND SHAFT 4TH POLE SWITCHABLE, W/OUT FUSE | 799.12 | TEM | 1 | LP | 5.88 | 1
3KL61301AB0 | SWITCH DISCONNECTOR FUSE I=630A, U=690V, 3POLE BASIC VERSION,WITHOUT OPERATING MECHANISM WITH SHAFT END WITH LYRESHAPED CONTACTS | 1355.54 | TEM | 1 | LP | 17.64 | 1
3KL61301AB02 | SWITCH DISCONNECTOR FOR LVHRC FUSES SIZE 3/2 IU=630A, UE=690V, 3POLE, UR | 1355.54 | TEM | 1 | LP | 14.72 | 1
3KL61301GB00 | SWITCH DISCONNECTOR WITH FUSE IN NEW DESIGN IU=630A, UE=690V, 3POLE FOR LV HRC FUSE SIZE 3 WITH DOOR DRIVE 8UC7 HANDLE TIGREY/BL.GREEN BASIC MASKING FRAME LIGHT GRAY | 1528.8 | TEM | 1 | LP | 18.68 | 1
3KL61401AB00 | SWITCH DISCONNECTOR FUSE NEW DESIGN IU=630A, UE=690V, 4POLE FOR LV HRC FUSE SIZE 3 BASIC VERSION WITHOUT 8UC6 HANDLE AND SHAFT 4TH POLE SWITCHABLE, W/OUT FUSE | 1508.41 | TEM | 1 | LP | 16.52 | 1
3KL61401AG00 | SWITCH DISCONNECTOR FUSE NEW DESIGN IU=630A, UE=690V, 4POLE FOR BS88FUSE FORM C BASIC VERSION WITHOUT 8UC6 HANDLE AND SHAFT 4TH POLE SWITCHABLE, W/OUT FUSE | 1671.53 | TEM | 1 | LP | 17.02 | 1
3KL62301AB02 | SWITCH DISCONNECTOR FOR VHRC FUSES SIZE 3/2 IU=800A, UE=690V, 3POLE, UR | 1895.71 | TEM | 1 | LP | 16.12 | 1
3KL62301GB02 | SWITCH DISCONNECTOR WITH FUSE IN NEW DESIGN IU=800A, UE=690V, 3POLE, UR FOR NH FUSES SIZE 3/2 WITH DOOR DRIVE 8UC7 HANDLE TIGREY/BL.GREEN BASIC MASKING FRAME LIGHT GRAY | 2099.6 | TEM | 1 | LP | 17.271 | 1
3KM50301GB01 | SWITCH DISCONNECTOR WITH FUSE IN NEW DESIGN IU=63A, UE=690V, 3POLE FOR LV HRC FUSE SIZE 00 W.ISOLATING PLUG CONN.FOR MCC WITH DOOR DRIVE 8UC7 HANDLE TIGREY/BL.GREEN BASIC MASKING FRAME LIGHT GRAY | 282.04 | TEM | 1 | LP | 1.855 | 1
3KM52301AB01 | SWITCH DISCONNECTOR FUSE NEW DESIGN IU=125A, UE=690V, 3POLE FOR LV HRC FUSE SIZE 00 BASIC VERSION WITHOUT 8UC6 HANDLE AND SHAFT W. ISOLATING PLUG CONN. FOR MCC | 357.8 | TEM | 1 | LP | 2.415 | 1
3KM52301GB01 | SWITCH DISCONNECTOR WITH FUSE IN NEW DESIGN IU=125A, UE=690V, 3POLE FOR LV HRC FUSE SIZE 00 W.ISOLATING PLUG CONN.FOR MCC WITH DOOR DRIVE 8UC7 HANDLE TIGREY/BL.GREEN BASIC MASKING FRAME LIGHT GRAY | 429.42 | TEM | 1 | LP | 2.796 | 1
3KM53301GB01 | SWITCH DISCONNECTOR WITH FUSE IN NEW DESIGN IU=160A, UE=690V, 3POLE FOR LV HRC FUSE SIZE 00 W.ISOLATING PLUG CONN.FOR MCC WITH DOOR DRIVE 8UC7 HANDLE TIGREY/BL.GREEN BASIC MASKING FRAME LIGHT GRAY | 505.18 | TEM | 1 | LP | 2.857 | 1
3KM55301AB01 | SWITCH DISCONNECTOR FUSE NEW DESIGN IU=250A, UE=690V, 3POLE FOR LV HRC FUSE SIZE 1 AND 2 BASIC VERSION WITHOUT 8UC6 HANDLE AND SHAFT W. ISOLATING PLUG CONN. FOR MCC | 667.99 | TEM | 1 | LP | 5.598 | 1
3KM55301GB01 | SWITCH DISCONNECTOR WITH FUSE IN NEW DESIGN IU=250A, UE=690V, 3POLE FOR LV HRC FUSE SIZE 1 AND 2 W.ISOLATING PLUG CONN.FOR MCC WITH DOOR DRIVE 8UC7 HANDLE TIGREY/BL.GREEN BASIC MASKING FRAME LIGHT GRAY | 782.15 | TEM | 1 | LP | 6.528 | 1
3KM57301AB01 | SWITCH DISCONNECTOR FUSE NEW DESIGN IU=400A, UE=690V, 3POLE FOR LV HRC FUSE SIZE 1 AND 2 BASIC VERSION WITHOUT 8UC6 HANDLE AND SHAFT W. ISOLATING PLUG CONN. FOR MCC | 962.76 | TEM | 1 | LP | 5.894 | 1
3KM57301GB01 | SWITCH DISCONNECTOR WITH FUSE IN NEW DESIGN IU=400A, UE=690V, 3POLE FOR LV HRC FUSE SIZE 1 AND 2 W.ISOLATING PLUG CONN.FOR MCC WITH DOOR DRIVE 8UC7 HANDLE TIGREY/BL.GREEN BASIC MASKING FRAME LIGHT GRAY | 1073.5 | TEM | 1 | LP | 5.921 | 1
3KX22100D | ACCESSORIES FOR FUSE SWITCH DISCONNECTORS 3KE4 FOR RATED CURRENT 2501000A CHANGEOVER OPERATING MECHANISM FOR CHANGEOVER WITH BREAKBEFOREMAKE FEATURE | 181.44 | TEM | 1 | LP | 2.45 | 1
3KX22311A | ACCESSORIES FOR FUSE SWITCH DISCONNECTORS 3KE42 45 AUXILIARY SWITCH MOUNTING SET 1NO+1NC | 21.42 | TEM | 1 | LP | 0.055 | 1
3KX22520C | ACCESSORIES FOR FUSE SWITCH DISCONNECTORS 3KE44/45 TERMINAL COVER WITH LATERAL PROTECTION FOR UPPER AND LOWER TERMINALS WITH FITTING PARTS (KIT FOR 1 SWITCH) | 41.4 | TEM | 1 | LP | 0.418 | 1
3KX31761E | ACCESSORIES FOR FUSE SWITCH DISCONNECTORS 3KA5558, 3KL5557,3KM5557 HANDLE 140MM LONG, BLACK WITH SHAFT 10 X 10MM, 205MM LONG | 49.99 | TEM | 1 | LP | 0.287 | 1
3KX35050AA | ACCESSORIES FOR FUSE SWITCH DISCONNECTORS 3KL5 .,3KM5. FUSE MONITORING CONNECTION (1 SET = 6 ITEMS) (1 SET = 6 PIECES) | 5.59 | TEM | 1 | LP | 0.017 | 1
3KX35161AA | ACCESSORIES FOR FUSE SWITCH DISCONNECTORS 3KA50,3KA51,3KL50 3KM50 HANDLE, BLACK, 36MM LONG WITH SHAFT 6 X 6MM, 250MM LONG | 29.81 | TEM | 1 | LP | 0.088 | 1
3KX35273AA | ACCESSORIES FOR FUSE SWITCH DISCONNECTORS 3KL52 3KL53,3KM52,3KM53 SHROUDING COVER WITH INTERLOCKING BLOCK | 33.53 | TEM | 1 | LP | 0.074 | 1
3KX35361AA | ACCESSORIES FOR FUSE SWITCH DISCONNECTORS 3KA53, 3KL52,3KL53,3KM52,3KM53 HANDLE, BLACK, 62MM LONG WITH SHAFT 8 X 8MM | 35.5 | TEM | 1 | LP | 0.156 | 1
3KX35363BA | ACCESSORIES FOR FUSE SWITCH DISCONNECTORS 3KL53 ASSEMBLY WITH REAR MANUAL OPERATING MECHANISM LOCKABLE RED/YELLOW INCLUDING COVER | 162.7 | TEM | 1 | LP | 0.87 | 1
3KX35523DA01 | TERMINAL COVER FOR THREAD M6 FOR 3K*50/51/52) CONSISTS OF 6 PIECES | 30.53 | TEM | 1 | LP | 0.08 | 1
3KX35523DB01 | TERMINAL COVER FOR 4 POLE SWITCH 3KA504, 3KA514, 3KA524, 3KL504, 3KL524 FOR THREAD M6 CONSISTS OF 8 PIECES | 40.88 | TEM | 1 | LP | 0.1 | 1
3KX35533DA01 | TERMINAL COVER FOR THREAD M8 FOR 3K*53 (1 SET = 6 UNITS) | 43.26 | TEM | 1 | LP | 0.15 | 1
3KX35533DB01 | TERMINAL COVER FOR 4 POLE SWITCH 3KA534 AND 3KL534 FOR THREAD M8 CONSISTS OF 8 PIECES | 57.96 | TEM | 1 | LP | 0.175 | 1
3KX35563AA | ACCESSORIES FOR FUSE SWITCH DISCONNECTORS 3KL55 3KL57 ASSEMBLY WITH REAR MANUAL OPERATING MECHANISM LOCKABLE BLACK, INCLUDING COVER INCLUDING COVER | 239.4 | TEM | 1 | LP | 1.7 | 1
3KX35563BA | ACCESSORIES FOR FUSE SWITCH DISCONNECTORS 3KL55 3KL57 ASSEMBLY WITH REAR MANUAL OPERATING MECHANISM LOCKABLE RED/YELLOW INCLUDING COVER | 239.4 | TEM | 1 | LP | 1.69 | 1
3KX35570CA02 | ACCESSORIES FOR 3KL55/57 . WITH INTERLOCKING BLOCK | 167.88 | TEM | 1 | LP | 0.85 | 1
3KX35573AA | ACCESSORIES FOR FUSE SWITCH DISCONNECTORS 3KL55 3KL57,3KM55,3KM57 SHROUDING COVER WITH INTERLOCKING BLOCK | 57.96 | TEM | 1 | LP | 0.22 | 1
3KX35573DA01 | TERMINAL COVER FOR THREAD M10 FOR 3K*55/57/58 UND 3KE42/43 CONSISTS OF 6 PIECES | 60.13 | TEM | 1 | LP | 0.293 | 1
3KX35573DB01 | TERMINAL COVER FOR 4 POLE SWITCH 3KA554, 3KA574, 3KA584, 3KL554, 3KL574 FOR THREAD M10 CONSISTS OF 8 PIECES | 80.42 | TEM | 1 | LP | 0.39 | 1
3KX35613DA01 | TERMINAL COVER FOR THREAD M12 FOR 3KL61 (1 SET = 6 UNITS) | 65.83 | TEM | 1 | LP | 0.29 | 1
3KX36161A | ACCESSORIES FOR FUSE SWITCH DISCONNECTORS 3KL61 DOUBLEWING HANDLE 280MM LONG, BLACK WITH SHAFT 12 X 12MM, 110MM LONG | 85.08 | TEM | 1 | LP | 0.5 | 1
8UC6011 | SPARE PART FOR ROTARY OPERATING MECHANISM 8UC6 COUPLING DRIVE FOR SHAFT 6MM | 25.98 | TEM | 1 | LP | 0.072 | 1
8UC6012 | SPARE PART FOR ROTARY OPERATING MECHANISM 8UC6 COUPLING DRIVE FOR SHAFT 8MM | 25.98 | TEM | 1 | LP | 0.073 | 1
8UC6013 | SPARE PART FOR ROTARY OPERATING MECHANISM 8UC6 COUPLING DRIVE FOR SHAFT 10MM | 51.54 | TEM | 1 | LP | 0.236 | 1
8UC6014 | SPARE PART FOR ROTARY OPERATING MECHANISM 8UC6 COUPLING DRIVE FOR SHAFT 12MM | 58.79 | TEM | 1 | LP | 0.234 | 1
8UC60172AA | COUPLING DRIVER FOR 8UC62 WITH REDUCED TOLERANCE BALANCE FOR 3VL | 25.98 | TEM | 1 | LP | 0.047 | 1
8UC6021 | SPARE PART FOR ROTARY OPERATING MECHANISM 8UC6 COUPLING PIECE FOR SHAFT 6MM ONTO 6MM | 9.83 | TEM | 1 | LP | 0.027 | 1
8UC6022 | SPARE PART FOR ROTARY OPERATING MECHANISM 8UC6 COUPLING PIECE FOR SHAFT 8MM ONTO 8MM | 9.83 | TEM | 1 | LP | 0.022 | 1
8UC6023 | SPARE PART FOR ROTARY OPERATING MECHANISM 8UC6 COUPLING PIECE FOR SHAFT 10MM ONTO 10MM | 18.53 | TEM | 1 | LP | 0.084 | 1
8UC6024 | SPARE PART FOR ROTARY OPERATING MECHANISM 8UC6 COUPLING PIECE FOR SHAFT 12MM ONTO 12MM | 27.32 | TEM | 1 | LP | 0.078 | 1
8UC6031 | SPARE PART FOR ROTARY OPERATING MECHANISM 8UC6 EXTENSION SHAFT 300MM LONG 6 X 6MM | 8.18 | TEM | 1 | LP | 0.068 | 1
8UC6032 | SPARE PART FOR ROTARY OPERATING MECHANISM 8UC6 EXTENSION SHAFT 300MM LONG 8 X 8MM | 9.83 | TEM | 1 | LP | 0.135 | 1
8UC6033 | SPARE PART FOR ROTARY OPERATING MECHANISM 8UC6 EXTENSION SHAFT 300MM LONG 10 X 10MM | 12.73 | TEM | 1 | LP | 0.215 | 1
8UC6034 | SPARE PART FOR ROTARY OPERATING MECHANISM 8UC6 EXTENSION SHAFT 300MM LONG 12 X 12MM | 14.28 | TEM | 1 | LP | 0.316 | 1
8UC6081 | SPARE PART FOR ROTARY OPERATING MECHANISM 8UC6 EXTENSION SHAFT 600MM LONG 6 X 6MM | 11.07 | TEM | 1 | LP | 0.136 | 1
8UC6082 | SPARE PART FOR ROTARY OPERATING MECHANISM 8UC6 EXTENSION SHAFT 600MM LONG 8 X 8MM | 15.63 | TEM | 1 | LP | 0.265 | 1
8UC6083 | SPARE PART FOR ROTARY OPERATING MECHANISM 8UC6 EXTENSION SHAFT 600MM LONG 10 X 10MM | 21.22 | TEM | 1 | LP | 0.424 | 1
8UC6084 | SPARE PART FOR ROTARY OPERATING MECHANISM 8UC6 EXTENSION SHAFT 600MM LONG 12 X 12MM | 24.53 | TEM | 1 | LP | 0.628 | 1
8UC62106BD | HANDLE WITH INSPECTION WINDOW BLACK FOR 3VL | 101.12 | TEM | 1 | LP | 0.195 | 1
8UC62626BD22 | DOOR COUPLING ROTARY ACTUATOR COMPLETE, BLACK, FOR 3VL FOR GM PROJECTS ACCORDING GCCL MLFB 8UC62626BD22 IS MANDATORY TO ORDER! | 108.47 | TEM | 1 | LP | 0.428 | 1
8UC70112AA | SPARE PART FOR DOOR COUPLING ROTARY OPERATING MECHANISM 8UC7 WITH TOLERANCE COMPENSATION FOR SIZE 1 FOR ACTUATING SHAFTS 6X6MM | 20.6 | TEM | 1 | LP | 0.051 | 1
8UC7050 | REDUCER 12MM/8MM SPARE PART FOR DOORCOUPLING OPERATING MECHANISM 8UC7 FOR EXTENSION SHAFTS 8X8MM | 33.53 | TEM | 1 | LP | 0.08 | 1
8UC7058 | REDUCER 8MM/6MM SPARE PART FOR DOORCOUPLING OPERATING MECHANISM 8UC7 FOR EXTENSION SHAFTS 6X6MM | 16.15 | TEM | 1 | LP | 0.024 | 1
8UC71101BB | HANDLE 8UC7 WITH MASKING FRAME HANDLE TIGREY/BL.GREEN BASIC MASKING FRAME LIGHT GRAY SPARE PART FOR 8UC71111BB10/8UC71611BB10 | 41.09 | TEM | 1 | LP | 0.175 | 1
8UC71101BD | HANDLE 8UC7 WITH MASKING FRAME HANDLE TIGREY/BL.GREEN BASIC MASKING FRAME LIGHT GRAY SPARE PART FOR DOOR DRIVE F. 8UC61101BD / 8UC61121BD22 F. 8UC71121BD22/8UC71101BD10 | 39.74 | TEM | 1 | LP | 0.18 | 1
8UC71106BD | HANDLE 8UC7 WITH MASKING FRAME HANDLE TIGREY, MASKING FRAME LIGHT GRAY SPARE PART FOR 8UC71116BD15 | 61.89 | TEM | 1 | LP | 0.185 | 1
8UC71111BB10 | DOOR DRIVE 8UC7 HANDLE TIGREY/BL.GREEN BASIC MASKING FRAME LIGHT GRAY FOR 3POLE SWITCH DISCONNECTOR 3KL50, 3KM50, 3KA50, 3KA51 FOR ACTUATING SHAFTS 6X6MM MASKING FRAME LIGHT GRAY | 45.54 | TEM | 1 | LP | 0.354 | 1
8UC71116BD15 | DOOR DRIVE 8UC7 HANDLE TIGREY, MASKING FRAME LIGHT GRAY FOR CIRCUITBREAKER 3VL1, 3VL2, 3VL3 FOR ACTUATING SHAFTS 6X6MM NEW DESIGN IN NEW COLORS | 86.73 | TEM | 1 | LP | 0.359 | 1
8UC71121BD22 | DOOR DRIVE 8UC7 HANDLE TIGREY/BL.GREEN BASIC MASKING FRAME LIGHT GRAY FOR CIRCUITBREAKER 3VF2 FOR ACTUATING SHAFT 8X8MM | 55.99 | TEM | 1 | LP | 0.436 | 1
8UC71208BD | HANDLE 8UC7 HANDLE RED, MASKING FRAME YELLOW SPARE PART FOR 8UC71218BD15 | 65.52 | TEM | 1 | LP | 0.183 | 1
8UC71213BB10 | DOOR DRIVE 8UC7 HANDLE RED/BL.GREEN BASIC DOOR DRIVE 8UC7 FOR SWITCH DISCONNECTOR 3KL50, 3KM50, 3KA50, 3KA51 FOR ACTUATING SHAFTS 6X6MM | 49.58 | TEM | 1 | LP | 0.355 | 1
8UC71223BD22 | DOORCOUPLING OPERAT. MECHANISM ACTUATING SHAFT 8X8MM FOR CIRCUITBREAKER 3VF2 SIZE 1 HANDLE RED/BLUE GREEN BASIC MASKING FRAME YELLOW | 59.72 | TEM | 1 | LP | 0.438 | 1
8UC71611BB10 | DOOR DRIVE 8UC7 HANDLE TIGREY/BL.GREEN BASIC MASKING FRAME LIGHT GRAY FOR 3POLE SWITCH DISCONNECTOR 3KL50, 3KM50, 3KA50, 3KA51 W.REDUCED TOLERANCE COMPENSAT. FOR ACTUATING SHAFTS 6X6MM | 43.78 | TEM | 1 | LP | 0.339 | 1
8UC71611BD10 | DOORCOUPLING ROTARY OPER.MECH. SIZE 1 HANDLE, BLACK MASKING PLATE, GREY WITH SHORT COUPLING DRIVER AND REDUC. TOLERANCE COMP. ACTUATING SHAFT 6X6 MM FOR CIRCUITBREAKER AND FOR SWITCH DISCONNECTOR | 46.37 | TEM | 1 | LP | 0.324 | 1
8UC71626BD22 | DOOR DRIVE 8UC7 HANDLE TIGREY, MASKING FRAME LIGHT GRAY FOR CIRCUITBREAKER 3VL1, 3VL2, 3VL3 FOR ACTUATING SHAFTS 8X8MM NEW DESIGN IN NEW COLORS | 86.73 | TEM | 1 | LP | 0.42 | 1
8UC71681BB | DOORCOUPLING OPERAT. MECHANISM WITH COUPLING DRIVER WITHOUT TOLERANCE COMPENSATION WITHOUT NONINTERCHANGEABILITY WITH DOOR INTERLOCKING WITHOUT FLAT SEALING, WITHOUT SHAFT, FOR 8PTINSERT SIZE 1 HANDLE TIGREY/BL.GREEN BASIC | 37.88 | TEM | 1 | LP | 0.219 | 1
8UC71728BD22 | DOOR DRIVE 8UC7 HANDLE RED, MASKING FRAME YELLOW FOR CIRCUITBREAKER 3VL1, 3VL2, 3VL3 FOR ACTUATING SHAFTS 8X8MM | 89.11 | TEM | 1 | LP | 0.416 | 1
8UC72101BB | SPARE PART FOR 8UC72121BB20/8UC72621BB20 8CU7 DESIGN HANDLE TIGREY/BL.GREEN BASIC MASKING FRAME LIGHT GRAY | 49.06 | TEM | 1 | LP | 0.19 | 1
8UC72101BD | SPARE PART FOR ROTARY DRIVE HANDLE 8UC7 WITH MASKING FRAME F. 8UC62121BD22 / 8UC62101BD HANDLE TIGREY/BL.GREEN BASIC MASKING FRAME LIGHT GRAY | 47.51 | TEM | 1 | LP | 0.186 | 1
8UC72106BD | SPARE PART FOR 8UC72126BD26 FOR DOORCOUPLING ROTARY DRIVE FOR CIRCUITBREAKER 3VL 8UC7 DESIGN HANDLE TIGREY, MASKING FRAME LIGHT GRAY | 89.94 | TEM | 1 | LP | 0.2 | 1
8UC72121BB20 | FOR SWITCH DISCONNECTOR 3KL52, 3KM52, 3KL53, 3KM53, 3KA FOR SWITCH DISCONNECTOR FOR ACTUATING SHAFTS 8X8MM HANDLE TIGREY/BL.GREEN BASIC MASKING FRAME LIGHT GRAY | 75.14 | TEM | 1 | LP | 0.424 | 1
8UC72203BB | HANDLE RED/BLUE GREEN BASIC MASKING FRAME YELLOW DOOR DRIVE 8UC7 SPARE PART FOR 8UC72223BB20 SIZE 2 | 49.06 | TEM | 1 | LP | 0.186 | 1
8UC72203BD | HANDLE RED/BLUE GREEN BASIC MASKING FRAME YELLOW SPARE PART FOR DOOR DRIVES 8UC62223BD22/8UC62203BD (3VF) HANDLE IS IN DESIGN 8UC7 | 47.51 | TEM | 1 | LP | 0.187 | 1
8UC72223BB20 | DOOR DRIVE 8UC7 HANDLE RED/BLUE GREEN BASIC MASKING FRAME YELLOW FOR SWITCH DISCONNECTOR 3KL52, 3KM52, 3KL53, 3KM53, 3KA FOR ACTUATING SHAFTS 8X8MM | 78.14 | TEM | 1 | LP | 0.426 | 1
8UC72621BB20 | DOOR DRIVE 8UC7 HANDLE TIGREY/BL.GREEN BASIC MASKING FRAME LIGHT GRAY W.REDUCED TOLERANCE COMPENSAT. FOR SWITCH DISCONNECTOR 3KL52/53, 3KM52/53, 3KA52/53 FOR ACTUATING SHAFTS 8X8MM | 73.9 | TEM | 1 | LP | 0.392 | 1
8UC72626BD26 | DOOR DRIVE 8UC7 HANDLE TIGREY, MASKING FRAME LIGHT GRAY W. REDUCED TOLERANCE COMPENS. FOR CIRCUITBREAKER 3VL4, 3VL5, 3VL6 FOR ACTUATING SHAFTS 8X8MM | 119.54 | TEM | 1 | LP | 0.486 | 1
8UC73101BB | HANDLE TIGREY/BLUE GREEN BASIC MASKING FRAME LIGHT GRAY SPARE PART FOR DOOR DRIVE 8UC73131BB30/8UC73141BB44 | 78.14 | TEM | 1 | LP | 0.493 | 1
8UC73101BD | HANDLE TIGREY/BL.GREEN BASIC MASKING FRAME LIGHT GRAY HANDLE IS IN 8UC7 DESIGN SPARE PART FOR DOOR DRIVES 8UC63141BD44/8UC63101BD (3VF) | 86.84 | TEM | 1 | LP | 0.472 | 1
8UC73106BD | HANDLE TIGREY, MASKING FRAME LIGHT GRAY HANDLE IN 8UC7 DESIGN SPARE PART FOR 8UC73146BD44 | 139.73 | TEM | 1 | LP | 0.5 | 1
8UC73131BB30 | DOOR DRIVE 8UC7 HANDLE TIGREY/BL.GREEN BASIC MASKING FRAME LIGHT GRAY FOR SWITCH DISCONNECTOR 3KL55, 3KM55, 3KL57, 3KM57, 3KA FOR ACTUATING SHAFTS 10X10MM | 113.02 | TEM | 1 | LP | 1 | 1
8UC73141BB44 | DOOR DRIVE 8UC7 HANDLE TIGREY/BL.GREEN BASIC MASKING FRAME LIGHT GRAY FOR SWITCH DISCONNECTOR 3KE42, 3KE43, 3KE44, 3KE45 FOR ACTUATING SHAFTS 12X12MM | 116.75 | TEM | 1 | LP | 1.17 | 1
8UC73146BD44 | DOOR DRIVE 8UC7 HANDLE TIGREY, MASKING FRAME LIGHT GRAY FOR CIRCUITBREAKER 3VL7, 3VL8 FOR ACTUATING SHAFTS 12X12MM | 207.72 | TEM | 1 | LP | 1.174 | 1
8UC73203BB | HANDLE RED/BLUE GREEN BASIC SPARE PART FOR 8UC73 233BB30/8UC73243BB44 HANDLE IN 8UC7 DESIGN | 83.94 | TEM | 1 | LP | 0.472 | 1
8UC73233BB30 | DOOR DRIVE 8UC7 HANDLE RED/BLUE GREEN BASIC MASKING FRAME YELLOW FOR SWITCH DISCONNECTOR 3KL55, 3KL57, 3KM55, 3KM57 3KA55, 3KA57, 3KA58 | 124.1 | TEM | 1 | LP | 1 | 1
8UC73243BB44 | DOOR DRIVE 8UC7 HANDLE RED/BLUE GREEN BASIC MASKING FRAME YELLOW FOR SWITCH DISCONNECTOR 3KE42, 3KE43, 3KE44, 3KE45 | 125.96 | TEM | 1 | LP | 1.116 | 1
8UC74101BB | HANDLE 8UC7 WITH MASKING FRAME HANDLE TIGREY/BLUE GREEN B. MASKING FRAME LIGHT GRAY SPARE PART FOR 8UC74141BB44 / 8UC65141BB44 8UC65101BB | 87.77 | TEM | 1 | LP | 0.516 | 1
8UC74141BB44 | DOOR OPERATING MECHANISM 8UC7 HANDLE TIGREY/BL.GREEN BASIC MASKING FRAME LIGHT GRAY FOR CIRCUITBREAKER 3VF7, 3VF8 | 196.75 | TEM | 1 | LP | 1.2 | 1
8UC74141BF44 | DOOR OPERATING MECHANISM 8UC7 HANDLE ONESIDED HANDLE TIGREY/BL.GREEN BASIC MASKING FRAME LIGHT GRAY FOR SWITCH DISCONNECTOR AS CO CONTACT WITH INTERRUPTION 3KE42, 3KE43, 3KE44, 3KE45 FOR ACTUATING SHAFTS 12X12MM | 196.75 | TEM | 1 | LP | 1.196 | 1
8UC9253 | COUPLING PIECE FOR SHAFT PROFILES 12 X 12MM FOR OPERATING MECHANISMS 8UC6 | 12.73 | TEM | 1 | LP | 0.113 | 1
8UC9375 | OPERATING MECHANISM FOR FIXED MOUNTING ONTO 3KE44, 3KE45 DISCONNECTORS ACTUATING SHAFT 12X12MM SZ.4,HANDLE RED,(EMERG.STOP) | 39.54 | TEM | 1 | LP | 0.16 | 1
8UC9563 | LOCKABLE FRONT PLATE 96X124MM,F.SHAFT 12X12MM F.8UC5 OPERATING MECHANISM | 51.75 | TEM | 1 | LP | 0.27 | 1
8UC96330B | INDICATOR PLATE 96X96MM, 90 DEGREES PLATE YELLOW, BLACK INSCRIPTION PARTS FOR SWITCH | 9.63 | TEM | 1 | LP | 0.01 | 1
8UC6011 | SPARE PART FOR ROTARY OPERATING MECHANISM 8UC6 COUPLING DRIVE FOR SHAFT 6MM | 25.98 | TEM | 1 | LP | 0.072 | 1
8UC60172AA | COUPLING DRIVER FOR 8UC62 WITH REDUCED TOLERANCE BALANCE FOR 3VL | 25.98 | TEM | 1 | LP | 0.047 | 1
8UC6022 | SPARE PART FOR ROTARY OPERATING MECHANISM 8UC6 COUPLING PIECE FOR SHAFT 8MM ONTO 8MM | 9.83 | TEM | 1 | LP | 0.022 | 1
8UC7050 | REDUCER 12MM/8MM SPARE PART FOR DOORCOUPLING OPERATING MECHANISM 8UC7 FOR EXTENSION SHAFTS 8X8MM | 33.53 | TEM | 1 | LP | 0.08 | 1
8UC71101BB | HANDLE 8UC7 WITH MASKING FRAME HANDLE TIGREY/BL.GREEN BASIC MASKING FRAME LIGHT GRAY SPARE PART FOR 8UC71111BB10/8UC71611BB10 | 41.09 | TEM | 1 | LP | 0.175 | 1
8UC71106BD | HANDLE 8UC7 WITH MASKING FRAME HANDLE TIGREY, MASKING FRAME LIGHT GRAY SPARE PART FOR 8UC71116BD15 | 61.89 | TEM | 1 | LP | 0.185 | 1
8UC72106BD | SPARE PART FOR 8UC72126BD26 FOR DOORCOUPLING ROTARY DRIVE FOR CIRCUITBREAKER 3VL 8UC7 DESIGN HANDLE TIGREY, MASKING FRAME LIGHT GRAY | 89.94 | TEM | 1 | LP | 0.2 | 1
3KA50301AE01 | SWITCH DISCONNECTOR NEW DESIGN IU=63A, UE=690V, 3POLE BASIC VERSION WITHOUT 8UC6 HANDLE AND SHAFT | 169.53 | TEM | 1 | LP | 0.905 | 1
3KA50301GE01 | SWITCH DISCONNECTOR IN NEW DESIGN IU=63A, UE=690V, 3POLE WITH DOOR DRIVE 8UC7 HANDLE TIGREY/BL.GREEN BASIC MASKING FRAME LIGHT GRAY | 217.25 | TEM | 1 | LP | 1.372 | 1
3KA51301GE01 | SWITCH DISCONNECTOR IN NEW DESIGN IU=80A, UE=690V, 3POLE WITH DOOR DRIVE 8UC7 HANDLE TIGREY/BL.GREEN BASIC MASKING FRAME LIGHT GRAY | 244.57 | TEM | 1 | LP | 1.365 | 1
3KA52301AE01 | SWITCH DISCONNECTOR NEW DESIGN IU=125A, UE=690V, 3POLE BASIC VERSION WITHOUT 8UC6 HANDLE AND SHAFT | 205.34 | TEM | 1 | LP | 1.874 | 1
3KA52301GE01 | SWITCH DISCONNECTOR IN NEW DESIGN IU=125A, UE=690V, 3POLE WITH DOOR DRIVE 8UC7 HANDLE TIGREY/BL.GREEN BASIC MASKING FRAME LIGHT GRAY | 279.45 | TEM | 1 | LP | 2.217 | 1
3KA52401AE01 | SWITCH DISCONNECTOR NEW DESIGN IU=125A, UE=690V, 4POLE BASIC VERSION WITHOUT 8UC6 HANDLE AND SHAFT 4TH POLE SWITCHABLE, AC21A | 308.43 | TEM | 1 | LP | 2.08 | 1
3KA52401GE01 | SWITCH DISCONNECTOR IN NEW DESIGN IU=125A, UE=690V, 4POLE 4POLE SWITCHABLE, AC21A WITH DOOR DRIVE 8UC7 HANDLE TIGREY/BL.GREEN BASIC MASKING FRAME LIGHT GRAY | 383.36 | TEM | 1 | LP | 2.455 | 1
3KA53301AE01 | SWITCH DISCONNECTOR NEW DESIGN IU=160A, UE=690V, 3POLE BASIC VERSION WITHOUT 8UC6 HANDLE AND SHAFT | 218.07 | TEM | 1 | LP | 1.997 | 1
3KA53301GE01 | SWITCH DISCONNECTOR IN NEW DESIGN IU=160A, UE=690V, 3POLE WITH DOOR DRIVE 8UC7 HANDLE TIGREY/BL.GREEN BASIC MASKING FRAME LIGHT GRAY | 295.6 | TEM | 1 | LP | 2.398 | 1
3KA55301AE01 | SWITCH DISCONNECTOR NEW DESIGN IU=250A, UE=690V, 3POLE BASIC VERSION WITHOUT 8UC6 HANDLE AND SHAFT | 395.37 | TEM | 1 | LP | 4.45 | 1
3KA55301GE01 | SWITCH DISCONNECTOR IN NEW DESIGN IU=250A, UE=690V, 3POLE WITH DOOR DRIVE 8UC7 HANDLE TIGREY/BL.GREEN BASIC MASKING FRAME LIGHT GRAY | 512.84 | TEM | 1 | LP | 5.387 | 1
3KA55401AE01 | SWITCH DISCONNECTOR NEW DESIGN IU=250A, UE=690V, 4POLE BASIC VERSION WITHOUT 8UC6 HANDLE AND SHAFT 4TH POLE SWITCHABLE, AC21A | 518.02 | TEM | 1 | LP | 5.1 | 1
3KA55401GE01 | SWITCH DISCONNECTOR IN NEW DESIGN IU=250A, UE=690V, 4POLE 4POLE SWITCHABLE, AC21A WITH DOOR DRIVE 8UC7 HANDLE TIGREY/BL.GREEN BASIC MASKING FRAME LIGHT GRAY | 636.42 | TEM | 1 | LP | 5.979 | 1
3KA57301AE01 | SWITCH DISCONNECTOR NEW DESIGN IU=400A, UE=690V, 3POLE BASIC VERSION WITHOUT 8UC6 HANDLE AND SHAFT | 578.46 | TEM | 1 | LP | 4.582 | 1
3KA57301GE01 | SWITCH DISCONNECTOR IN NEW DESIGN IU=400A, UE=690V, 3POLE WITH DOOR DRIVE 8UC7 HANDLE TIGREY/BL.GREEN BASIC MASKING FRAME LIGHT GRAY | 695.21 | TEM | 1 | LP | 10.284 | 1
3KA57401AE01 | SWITCH DISCONNECTOR NEW DESIGN IU=400A, UE=690V, 4POLE BASIC VERSION WITHOUT 8UC6 HANDLE AND SHAFT 4TH POLE SWITCHABLE, AC21A | 703.7 | TEM | 1 | LP | 5.12 | 1
3KA57401GE01 | SWITCH DISCONNECTOR IN NEW DESIGN IU=400A, UE=690V, 4POLE 4POLE SWITCHABLE, AC21A WITH DOOR DRIVE 8UC7 HANDLE TIGREY/BL.GREEN BASIC MASKING FRAME LIGHT GRAY | 818.79 | TEM | 1 | LP | 6.07 | 1
3KA58301AE01 | SWITCH DISCONNECTOR NEW DESIGN IU=630A, UE=690V, 3POLE BASIC VERSION WITHOUT 8UC6 HANDLE AND SHAFT | 708.04 | TEM | 1 | LP | 5.096 | 1
3KA58301GE01 | SWITCH DISCONNECTOR IN NEW DESIGN IU=630A, UE=690V, 3POLE WITH DOOR DRIVE 8UC7 HANDLE TIGREY/BL.GREEN BASIC MASKING FRAME LIGHT GRAY | 824.69 | TEM | 1 | LP | 6.065 | 1
3KE42300BA | SWITCH DISCONNECTOR 3POLE I=250A, U=690V, FRONT OPERATING MECHANISM WITH BLACK HANDLE | 493.28 | TEM | 1 | LP | 4.62 | 1
3KE42300GA | SWITCH DISCONNECTOR 3POLE WITH DOOR DRIVE 8UC7 HANDLE TIGREY/BL.GREEN BASIC MASKING FRAME LIGHT GRAY | 569.15 | TEM | 1 | LP | 4.983 | 1
3KE43300BA | SWITCH DISCONNECTOR 3POLE I=400A, U=690V, FRONT ROTARY OPERATING MECHANISM WITH BLACK HANDLE | 719.12 | TEM | 1 | LP | 4.66 | 1
3KE43300GA | SWITCH DISCONNECTOR 3POLE WITH DOOR DRIVE 8UC7 HANDLE TIGREY/BL.GREEN BASIC MASKING FRAME LIGHT GRAY | 811.96 | TEM | 1 | LP | 5.046 | 1
3KE44300BA | SWITCH DISCONNECTOR 3POLE I=630A, U=690V, FRONT ROTARY OPERATING MECHANISM WITH BLACK HANDLE | 1056.42 | TEM | 1 | LP | 7.252 | 1
3KE44300CA | SWITCH DISCONNECTOR 3POLE I=630A, U=690V, REAR ROTARY OPERATING MECHANISM WITHOUT HANDLE | 1065.02 | TEM | 1 | LP | 7.739 | 1
3KE45300AA | SWITCH DISCONNECTOR 3POLE I=1000A, U=690V, FRONT ROTARY OPERATING MECHANISM WITHOUT HANDLE | 1721 | TEM | 1 | LP | 7.43 | 1
3KE45300GA | SWITCH DISCONNECTOR 3POLE WITH DOOR DRIVE 8UC7 HANDLE TIGREY/BL.GREEN BASIC MASKING FRAME LIGHT GRAY | 1891.36 | TEM | 1 | LP | 8.267 | 1
3KL50301AB01 | SWITCH DISCONNECTOR FUSE NEW DESIGN IU=63A, UE=690V, 3POLE FOR LV HRC FUSE SIZE 00 BASIC VERSION WITHOUT 8UC6 HANDLE AND SHAFT | 175.54 | TEM | 1 | LP | 1.014 | 1
3KL50301GB01 | SWITCHDISCONNECTOR W. FUSE NEW DESIGN IU=63A, UE=690V, 3POLE FOR LV HRC FUSE SIZE 00 W. DOOR COUPL.ROTARY OP.MECH. 8UC7 HANDLE BLACK | 216.42 | TEM | 1 | LP | 1.469 | 1
3KL50401AB01 | SWITCH DISCONNECTOR FUSE NEW DESIGN IU=63A, UE=690V, 4POLE FOR LV HRC FUSE SIZE 00 BASIC VERSION WITHOUT 8UC6 HANDLE AND SHAFT 4TH POLE SWITCHABLE, W/OUT FUSE | 265.79 | TEM | 1 | LP | 2.169 | 1
3KL52301AB01 | SWITCH DISCONNECTOR FUSE NEW DESIGN IU=125A, UE=690V, 3POLE FOR LV HRC FUSE SIZE 00 BASIC VERSION WITHOUT 8UC6 HANDLE AND SHAFT | 207 | TEM | 1 | LP | 1.965 | 1
3KL52301GB01 | SWITCH DISCONNECTOR WITH FUSE IN NEW DESIGN IU=125A, UE=690V, 3POLE FOR LV HRC FUSE SIZE 00 WITH DOOR DRIVE 8UC7 HANDLE TIGREY/BL.GREEN BASIC MASKING FRAME LIGHT GRAY | 279.45 | TEM | 1 | LP | 2.369 | 1
3KL53301AB01 | SWITCH DISCONNECTOR FUSE NEW DESIGN IU=160A, UE=690V, 3POLE FOR LV HRC FUSE SIZE 00 BASIC VERSION WITHOUT 8UC6 HANDLE AND SHAFT | 246.23 | TEM | 1 | LP | 2.14 | 1
3KL53301GB01 | SWITCH DISCONNECTOR WITH FUSE IN NEW DESIGN IU=160A, UE=690V, 3POLE FOR LV HRC FUSE SIZE 00 WITH DOOR DRIVE 8UC7 HANDLE TIGREY/BL.GREEN BASIC MASKING FRAME LIGHT GRAY | 316.09 | TEM | 1 | LP | 2.5 | 1
3KL53401AB01 | SWITCH DISCONNECTOR FUSE NEW DESIGN IU=160A, UE=690V, 4POLE FOR LV HRC FUSE SIZE 00 BASIC VERSION WITHOUT 8UC6 HANDLE AND SHAFT 4TH POLE SWITCHABLE, W/OUT FUSE | 338.24 | TEM | 1 | LP | 2.334 | 1
3KL53401GB01 | SWITCH DISCONNECTOR WITH FUSE IN NEW DESIGN IU=160A, UE=690V, 4POLE FOR LV HRC FUSE SIZE 00 4POLE SWITCHABLE, WITHOUT FUSE WITH DOOR DRIVE 8UC7 HANDLE TIGREY/BL.GREEN BASIC MASKING FRAME LIGHT GRAY | 408.93 | TEM | 1 | LP | 2.733 | 1
3KL55301AB01 | SWITCH DISCONNECTOR FUSE NEW DESIGN IU=250A, UE=690V, 3POLE FOR LV HRC FUSE SIZE 1 AND 2 BASIC VERSION WITHOUT 8UC6 HANDLE AND SHAFT | 449.81 | TEM | 1 | LP | 5.344 | 1
3KL55301GB01 | SWITCH DISCONNECTOR WITH FUSE IN NEW DESIGN IU=250A, UE=690V, 3POLE FOR LV HRC FUSE SIZE 1 AND 2 WITH DOOR DRIVE 8UC7 HANDLE TIGREY/BL.GREEN BASIC MASKING FRAME LIGHT GRAY | 557.24 | TEM | 1 | LP | 6.043 | 1
3KL55401AB01 | SWITCH DISCONNECTOR FUSE NEW DESIGN IU=250A, UE=690V, 4POLE FOR LV HRC FUSE SIZE 1 AND 2 BASIC VERSION WITHOUT 8UC6 HANDLE AND SHAFT 4TH POLE SWITCHABLE, W/OUT FUSE | 561.49 | TEM | 1 | LP | 5.577 | 1
3KL57301AB01 | SWITCH DISCONNECTOR FUSE NEW DESIGN IU=400A, UE=690V, 3POLE FOR LV HRC FUSE SIZE 1 AND 2 BASIC VERSION WITHOUT 8UC6 HANDLE AND SHAFT | 685.89 | TEM | 1 | LP | 5.39 | 1
3KL57301GB01 | SWITCH DISCONNECTOR WITH FUSE IN NEW DESIGN IU=400A, UE=690V, 3POLE FOR LV HRC FUSE SIZE 1 AND 2 WITH DOOR DRIVE 8UC7 HANDLE TIGREY/BL.GREEN BASIC MASKING FRAME LIGHT GRAY | 793.22 | TEM | 1 | LP | 6.248 | 1
3KL57301GG01 | SWITCH DISCONNECTOR WITH FUSE IN NEW DESIGN IU=400A, UE=690V, 3POLE FOR BS88FUSE FORM B1/B3 WITH DOOR DRIVE 8UC7 HANDLE TIGREY/BL.GREEN BASIC MASKING FRAME LIGHT GRAY | 877.58 | TEM | 1 | LP | 6.538 | 1
3KL57401AB01 | SWITCH DISCONNECTOR FUSE NEW DESIGN IU=400A, UE=690V, 4POLE FOR LV HRC FUSE SIZE 1 AND 2 BASIC VERSION WITHOUT 8UC6 HANDLE AND SHAFT 4TH POLE SWITCHABLE, W/OUT FUSE | 799.12 | TEM | 1 | LP | 5.88 | 1
3KL61301AB0 | SWITCH DISCONNECTOR FUSE I=630A, U=690V, 3POLE BASIC VERSION,WITHOUT OPERATING MECHANISM WITH SHAFT END WITH LYRESHAPED CONTACTS | 1355.54 | TEM | 1 | LP | 17.64 | 1
3KL61301AB02 | SWITCH DISCONNECTOR FOR LVHRC FUSES SIZE 3/2 IU=630A, UE=690V, 3POLE, UR | 1355.54 | TEM | 1 | LP | 14.72 | 1
3KL61301GB00 | SWITCH DISCONNECTOR WITH FUSE IN NEW DESIGN IU=630A, UE=690V, 3POLE FOR LV HRC FUSE SIZE 3 WITH DOOR DRIVE 8UC7 HANDLE TIGREY/BL.GREEN BASIC MASKING FRAME LIGHT GRAY | 1528.8 | TEM | 1 | LP | 18.68 | 1
3KL61401AB00 | SWITCH DISCONNECTOR FUSE NEW DESIGN IU=630A, UE=690V, 4POLE FOR LV HRC FUSE SIZE 3 BASIC VERSION WITHOUT 8UC6 HANDLE AND SHAFT 4TH POLE SWITCHABLE, W/OUT FUSE | 1508.41 | TEM | 1 | LP | 16.52 | 1
3KL61401AG00 | SWITCH DISCONNECTOR FUSE NEW DESIGN IU=630A, UE=690V, 4POLE FOR BS88FUSE FORM C BASIC VERSION WITHOUT 8UC6 HANDLE AND SHAFT 4TH POLE SWITCHABLE, W/OUT FUSE | 1671.53 | TEM | 1 | LP | 17.02 | 1
3KL62301AB02 | SWITCH DISCONNECTOR FOR VHRC FUSES SIZE 3/2 IU=800A, UE=690V, 3POLE, UR | 1895.71 | TEM | 1 | LP | 16.12 | 1
3KL62301GB02 | SWITCH DISCONNECTOR WITH FUSE IN NEW DESIGN IU=800A, UE=690V, 3POLE, UR FOR NH FUSES SIZE 3/2 WITH DOOR DRIVE 8UC7 HANDLE TIGREY/BL.GREEN BASIC MASKING FRAME LIGHT GRAY | 2099.6 | TEM | 1 | LP | 17.271 | 1
3KM50301GB01 | SWITCH DISCONNECTOR WITH FUSE IN NEW DESIGN IU=63A, UE=690V, 3POLE FOR LV HRC FUSE SIZE 00 W.ISOLATING PLUG CONN.FOR MCC WITH DOOR DRIVE 8UC7 HANDLE TIGREY/BL.GREEN BASIC MASKING FRAME LIGHT GRAY | 282.04 | TEM | 1 | LP | 1.855 | 1
3KM52301AB01 | SWITCH DISCONNECTOR FUSE NEW DESIGN IU=125A, UE=690V, 3POLE FOR LV HRC FUSE SIZE 00 BASIC VERSION WITHOUT 8UC6 HANDLE AND SHAFT W. ISOLATING PLUG CONN. FOR MCC | 357.8 | TEM | 1 | LP | 2.415 | 1
3KM52301GB01 | SWITCH DISCONNECTOR WITH FUSE IN NEW DESIGN IU=125A, UE=690V, 3POLE FOR LV HRC FUSE SIZE 00 W.ISOLATING PLUG CONN.FOR MCC WITH DOOR DRIVE 8UC7 HANDLE TIGREY/BL.GREEN BASIC MASKING FRAME LIGHT GRAY | 429.42 | TEM | 1 | LP | 2.796 | 1
3KM53301GB01 | SWITCH DISCONNECTOR WITH FUSE IN NEW DESIGN IU=160A, UE=690V, 3POLE FOR LV HRC FUSE SIZE 00 W.ISOLATING PLUG CONN.FOR MCC WITH DOOR DRIVE 8UC7 HANDLE TIGREY/BL.GREEN BASIC MASKING FRAME LIGHT GRAY | 505.18 | TEM | 1 | LP | 2.857 | 1
3KM55301AB01 | SWITCH DISCONNECTOR FUSE NEW DESIGN IU=250A, UE=690V, 3POLE FOR LV HRC FUSE SIZE 1 AND 2 BASIC VERSION WITHOUT 8UC6 HANDLE AND SHAFT W. ISOLATING PLUG CONN. FOR MCC | 667.99 | TEM | 1 | LP | 5.598 | 1
3KM55301GB01 | SWITCH DISCONNECTOR WITH FUSE IN NEW DESIGN IU=250A, UE=690V, 3POLE FOR LV HRC FUSE SIZE 1 AND 2 W.ISOLATING PLUG CONN.FOR MCC WITH DOOR DRIVE 8UC7 HANDLE TIGREY/BL.GREEN BASIC MASKING FRAME LIGHT GRAY | 782.15 | TEM | 1 | LP | 6.528 | 1
3KM57301AB01 | SWITCH DISCONNECTOR FUSE NEW DESIGN IU=400A, UE=690V, 3POLE FOR LV HRC FUSE SIZE 1 AND 2 BASIC VERSION WITHOUT 8UC6 HANDLE AND SHAFT W. ISOLATING PLUG CONN. FOR MCC | 962.76 | TEM | 1 | LP | 5.894 | 1
3KM57301GB01 | SWITCH DISCONNECTOR WITH FUSE IN NEW DESIGN IU=400A, UE=690V, 3POLE FOR LV HRC FUSE SIZE 1 AND 2 W.ISOLATING PLUG CONN.FOR MCC WITH DOOR DRIVE 8UC7 HANDLE TIGREY/BL.GREEN BASIC MASKING FRAME LIGHT GRAY | 1073.5 | TEM | 1 | LP | 5.921 | 1
3KX22100D | ACCESSORIES FOR FUSE SWITCH DISCONNECTORS 3KE4 FOR RATED CURRENT 2501000A CHANGEOVER OPERATING MECHANISM FOR CHANGEOVER WITH BREAKBEFOREMAKE FEATURE | 181.44 | TEM | 1 | LP | 2.45 | 1
3KX22311A | ACCESSORIES FOR FUSE SWITCH DISCONNECTORS 3KE42 45 AUXILIARY SWITCH MOUNTING SET 1NO+1NC | 21.42 | TEM | 1 | LP | 0.055 | 1
3KX22520C | ACCESSORIES FOR FUSE SWITCH DISCONNECTORS 3KE44/45 TERMINAL COVER WITH LATERAL PROTECTION FOR UPPER AND LOWER TERMINALS WITH FITTING PARTS (KIT FOR 1 SWITCH) | 41.4 | TEM | 1 | LP | 0.418 | 1
3KX31761E | ACCESSORIES FOR FUSE SWITCH DISCONNECTORS 3KA5558, 3KL5557,3KM5557 HANDLE 140MM LONG, BLACK WITH SHAFT 10 X 10MM, 205MM LONG | 49.99 | TEM | 1 | LP | 0.287 | 1
3KX35050AA | ACCESSORIES FOR FUSE SWITCH DISCONNECTORS 3KL5 .,3KM5. FUSE MONITORING CONNECTION (1 SET = 6 ITEMS) (1 SET = 6 PIECES) | 5.59 | TEM | 1 | LP | 0.017 | 1
3KX35161AA | ACCESSORIES FOR FUSE SWITCH DISCONNECTORS 3KA50,3KA51,3KL50 3KM50 HANDLE, BLACK, 36MM LONG WITH SHAFT 6 X 6MM, 250MM LONG | 29.81 | TEM | 1 | LP | 0.088 | 1
3KX35273AA | ACCESSORIES FOR FUSE SWITCH DISCONNECTORS 3KL52 3KL53,3KM52,3KM53 SHROUDING COVER WITH INTERLOCKING BLOCK | 33.53 | TEM | 1 | LP | 0.074 | 1
3KX35361AA | ACCESSORIES FOR FUSE SWITCH DISCONNECTORS 3KA53, 3KL52,3KL53,3KM52,3KM53 HANDLE, BLACK, 62MM LONG WITH SHAFT 8 X 8MM | 35.5 | TEM | 1 | LP | 0.156 | 1
3KX35363BA | ACCESSORIES FOR FUSE SWITCH DISCONNECTORS 3KL53 ASSEMBLY WITH REAR MANUAL OPERATING MECHANISM LOCKABLE RED/YELLOW INCLUDING COVER | 162.7 | TEM | 1 | LP | 0.87 | 1
3KX35523DA01 | TERMINAL COVER FOR THREAD M6 FOR 3K*50/51/52) CONSISTS OF 6 PIECES | 30.53 | TEM | 1 | LP | 0.08 | 1
3KX35523DB01 | TERMINAL COVER FOR 4 POLE SWITCH 3KA504, 3KA514, 3KA524, 3KL504, 3KL524 FOR THREAD M6 CONSISTS OF 8 PIECES | 40.88 | TEM | 1 | LP | 0.1 | 1
3KX35533DA01 | TERMINAL COVER FOR THREAD M8 FOR 3K*53 (1 SET = 6 UNITS) | 43.26 | TEM | 1 | LP | 0.15 | 1
3KX35533DB01 | TERMINAL COVER FOR 4 POLE SWITCH 3KA534 AND 3KL534 FOR THREAD M8 CONSISTS OF 8 PIECES | 57.96 | TEM | 1 | LP | 0.175 | 1
3KX35563AA | ACCESSORIES FOR FUSE SWITCH DISCONNECTORS 3KL55 3KL57 ASSEMBLY WITH REAR MANUAL OPERATING MECHANISM LOCKABLE BLACK, INCLUDING COVER INCLUDING COVER | 239.4 | TEM | 1 | LP | 1.7 | 1
3KX35563BA | ACCESSORIES FOR FUSE SWITCH DISCONNECTORS 3KL55 3KL57 ASSEMBLY WITH REAR MANUAL OPERATING MECHANISM LOCKABLE RED/YELLOW INCLUDING COVER | 239.4 | TEM | 1 | LP | 1.69 | 1
3KX35570CA02 | ACCESSORIES FOR 3KL55/57 . WITH INTERLOCKING BLOCK | 167.88 | TEM | 1 | LP | 0.85 | 1
3KX35573AA | ACCESSORIES FOR FUSE SWITCH DISCONNECTORS 3KL55 3KL57,3KM55,3KM57 SHROUDING COVER WITH INTERLOCKING BLOCK | 57.96 | TEM | 1 | LP | 0.22 | 1
3KX35573DA01 | TERMINAL COVER FOR THREAD M10 FOR 3K*55/57/58 UND 3KE42/43 CONSISTS OF 6 PIECES | 60.13 | TEM | 1 | LP | 0.293 | 1
3KX35573DB01 | TERMINAL COVER FOR 4 POLE SWITCH 3KA554, 3KA574, 3KA584, 3KL554, 3KL574 FOR THREAD M10 CONSISTS OF 8 PIECES | 80.42 | TEM | 1 | LP | 0.39 | 1
3KX35613DA01 | TERMINAL COVER FOR THREAD M12 FOR 3KL61 (1 SET = 6 UNITS) | 65.83 | TEM | 1 | LP | 0.29 | 1
3KX36161A | ACCESSORIES FOR FUSE SWITCH DISCONNECTORS 3KL61 DOUBLEWING HANDLE 280MM LONG, BLACK WITH SHAFT 12 X 12MM, 110MM LONG | 85.08 | TEM | 1 | LP | 0.5 | 1
8UC6011 | SPARE PART FOR ROTARY OPERATING MECHANISM 8UC6 COUPLING DRIVE FOR SHAFT 6MM | 25.98 | TEM | 1 | LP | 0.072 | 1
8UC6012 | SPARE PART FOR ROTARY OPERATING MECHANISM 8UC6 COUPLING DRIVE FOR SHAFT 8MM | 25.98 | TEM | 1 | LP | 0.073 | 1
8UC6013 | SPARE PART FOR ROTARY OPERATING MECHANISM 8UC6 COUPLING DRIVE FOR SHAFT 10MM | 51.54 | TEM | 1 | LP | 0.236 | 1
8UC6014 | SPARE PART FOR ROTARY OPERATING MECHANISM 8UC6 COUPLING DRIVE FOR SHAFT 12MM | 58.79 | TEM | 1 | LP | 0.234 | 1
8UC60172AA | COUPLING DRIVER FOR 8UC62 WITH REDUCED TOLERANCE BALANCE FOR 3VL | 25.98 | TEM | 1 | LP | 0.047 | 1
8UC6021 | SPARE PART FOR ROTARY OPERATING MECHANISM 8UC6 COUPLING PIECE FOR SHAFT 6MM ONTO 6MM | 9.83 | TEM | 1 | LP | 0.027 | 1
8UC6022 | SPARE PART FOR ROTARY OPERATING MECHANISM 8UC6 COUPLING PIECE FOR SHAFT 8MM ONTO 8MM | 9.83 | TEM | 1 | LP | 0.022 | 1
8UC6023 | SPARE PART FOR ROTARY OPERATING MECHANISM 8UC6 COUPLING PIECE FOR SHAFT 10MM ONTO 10MM | 18.53 | TEM | 1 | LP | 0.084 | 1
8UC6024 | SPARE PART FOR ROTARY OPERATING MECHANISM 8UC6 COUPLING PIECE FOR SHAFT 12MM ONTO 12MM | 27.32 | TEM | 1 | LP | 0.078 | 1
8UC6031 | SPARE PART FOR ROTARY OPERATING MECHANISM 8UC6 EXTENSION SHAFT 300MM LONG 6 X 6MM | 8.18 | TEM | 1 | LP | 0.068 | 1
8UC6032 | SPARE PART FOR ROTARY OPERATING MECHANISM 8UC6 EXTENSION SHAFT 300MM LONG 8 X 8MM | 9.83 | TEM | 1 | LP | 0.135 | 1
8UC6033 | SPARE PART FOR ROTARY OPERATING MECHANISM 8UC6 EXTENSION SHAFT 300MM LONG 10 X 10MM | 12.73 | TEM | 1 | LP | 0.215 | 1
8UC6034 | SPARE PART FOR ROTARY OPERATING MECHANISM 8UC6 EXTENSION SHAFT 300MM LONG 12 X 12MM | 14.28 | TEM | 1 | LP | 0.316 | 1
8UC6081 | SPARE PART FOR ROTARY OPERATING MECHANISM 8UC6 EXTENSION SHAFT 600MM LONG 6 X 6MM | 11.07 | TEM | 1 | LP | 0.136 | 1
8UC6082 | SPARE PART FOR ROTARY OPERATING MECHANISM 8UC6 EXTENSION SHAFT 600MM LONG 8 X 8MM | 15.63 | TEM | 1 | LP | 0.265 | 1
8UC6083 | SPARE PART FOR ROTARY OPERATING MECHANISM 8UC6 EXTENSION SHAFT 600MM LONG 10 X 10MM | 21.22 | TEM | 1 | LP | 0.424 | 1
8UC6084 | SPARE PART FOR ROTARY OPERATING MECHANISM 8UC6 EXTENSION SHAFT 600MM LONG 12 X 12MM | 24.53 | TEM | 1 | LP | 0.628 | 1
8UC62106BD | HANDLE WITH INSPECTION WINDOW BLACK FOR 3VL | 101.12 | TEM | 1 | LP | 0.195 | 1
8UC62626BD22 | DOOR COUPLING ROTARY ACTUATOR COMPLETE, BLACK, FOR 3VL FOR GM PROJECTS ACCORDING GCCL MLFB 8UC62626BD22 IS MANDATORY TO ORDER! | 108.47 | TEM | 1 | LP | 0.428 | 1
8UC70112AA | SPARE PART FOR DOOR COUPLING ROTARY OPERATING MECHANISM 8UC7 WITH TOLERANCE COMPENSATION FOR SIZE 1 FOR ACTUATING SHAFTS 6X6MM | 20.6 | TEM | 1 | LP | 0.051 | 1
8UC7050 | REDUCER 12MM/8MM SPARE PART FOR DOORCOUPLING OPERATING MECHANISM 8UC7 FOR EXTENSION SHAFTS 8X8MM | 33.53 | TEM | 1 | LP | 0.08 | 1
8UC7058 | REDUCER 8MM/6MM SPARE PART FOR DOORCOUPLING OPERATING MECHANISM 8UC7 FOR EXTENSION SHAFTS 6X6MM | 16.15 | TEM | 1 | LP | 0.024 | 1
8UC71101BB | HANDLE 8UC7 WITH MASKING FRAME HANDLE TIGREY/BL.GREEN BASIC MASKING FRAME LIGHT GRAY SPARE PART FOR 8UC71111BB10/8UC71611BB10 | 41.09 | TEM | 1 | LP | 0.175 | 1
8UC71101BD | HANDLE 8UC7 WITH MASKING FRAME HANDLE TIGREY/BL.GREEN BASIC MASKING FRAME LIGHT GRAY SPARE PART FOR DOOR DRIVE F. 8UC61101BD / 8UC61121BD22 F. 8UC71121BD22/8UC71101BD10 | 39.74 | TEM | 1 | LP | 0.18 | 1
8UC71106BD | HANDLE 8UC7 WITH MASKING FRAME HANDLE TIGREY, MASKING FRAME LIGHT GRAY SPARE PART FOR 8UC71116BD15 | 61.89 | TEM | 1 | LP | 0.185 | 1
8UC71111BB10 | DOOR DRIVE 8UC7 HANDLE TIGREY/BL.GREEN BASIC MASKING FRAME LIGHT GRAY FOR 3POLE SWITCH DISCONNECTOR 3KL50, 3KM50, 3KA50, 3KA51 FOR ACTUATING SHAFTS 6X6MM MASKING FRAME LIGHT GRAY | 45.54 | TEM | 1 | LP | 0.354 | 1
8UC71116BD15 | DOOR DRIVE 8UC7 HANDLE TIGREY, MASKING FRAME LIGHT GRAY FOR CIRCUITBREAKER 3VL1, 3VL2, 3VL3 FOR ACTUATING SHAFTS 6X6MM NEW DESIGN IN NEW COLORS | 86.73 | TEM | 1 | LP | 0.359 | 1
8UC71121BD22 | DOOR DRIVE 8UC7 HANDLE TIGREY/BL.GREEN BASIC MASKING FRAME LIGHT GRAY FOR CIRCUITBREAKER 3VF2 FOR ACTUATING SHAFT 8X8MM | 55.99 | TEM | 1 | LP | 0.436 | 1
8UC71208BD | HANDLE 8UC7 HANDLE RED, MASKING FRAME YELLOW SPARE PART FOR 8UC71218BD15 | 65.52 | TEM | 1 | LP | 0.183 | 1
8UC71213BB10 | DOOR DRIVE 8UC7 HANDLE RED/BL.GREEN BASIC DOOR DRIVE 8UC7 FOR SWITCH DISCONNECTOR 3KL50, 3KM50, 3KA50, 3KA51 FOR ACTUATING SHAFTS 6X6MM | 49.58 | TEM | 1 | LP | 0.355 | 1
8UC71223BD22 | DOORCOUPLING OPERAT. MECHANISM ACTUATING SHAFT 8X8MM FOR CIRCUITBREAKER 3VF2 SIZE 1 HANDLE RED/BLUE GREEN BASIC MASKING FRAME YELLOW | 59.72 | TEM | 1 | LP | 0.438 | 1
8UC71611BB10 | DOOR DRIVE 8UC7 HANDLE TIGREY/BL.GREEN BASIC MASKING FRAME LIGHT GRAY FOR 3POLE SWITCH DISCONNECTOR 3KL50, 3KM50, 3KA50, 3KA51 W.REDUCED TOLERANCE COMPENSAT. FOR ACTUATING SHAFTS 6X6MM | 43.78 | TEM | 1 | LP | 0.339 | 1
8UC71611BD10 | DOORCOUPLING ROTARY OPER.MECH. SIZE 1 HANDLE, BLACK MASKING PLATE, GREY WITH SHORT COUPLING DRIVER AND REDUC. TOLERANCE COMP. ACTUATING SHAFT 6X6 MM FOR CIRCUITBREAKER AND FOR SWITCH DISCONNECTOR | 46.37 | TEM | 1 | LP | 0.324 | 1
8UC71626BD22 | DOOR DRIVE 8UC7 HANDLE TIGREY, MASKING FRAME LIGHT GRAY FOR CIRCUITBREAKER 3VL1, 3VL2, 3VL3 FOR ACTUATING SHAFTS 8X8MM NEW DESIGN IN NEW COLORS | 86.73 | TEM | 1 | LP | 0.42 | 1
8UC71681BB | DOORCOUPLING OPERAT. MECHANISM WITH COUPLING DRIVER WITHOUT TOLERANCE COMPENSATION WITHOUT NONINTERCHANGEABILITY WITH DOOR INTERLOCKING WITHOUT FLAT SEALING, WITHOUT SHAFT, FOR 8PTINSERT SIZE 1 HANDLE TIGREY/BL.GREEN BASIC | 37.88 | TEM | 1 | LP | 0.219 | 1
8UC71728BD22 | DOOR DRIVE 8UC7 HANDLE RED, MASKING FRAME YELLOW FOR CIRCUITBREAKER 3VL1, 3VL2, 3VL3 FOR ACTUATING SHAFTS 8X8MM | 89.11 | TEM | 1 | LP | 0.416 | 1
8UC72101BB | SPARE PART FOR 8UC72121BB20/8UC72621BB20 8CU7 DESIGN HANDLE TIGREY/BL.GREEN BASIC MASKING FRAME LIGHT GRAY | 49.06 | TEM | 1 | LP | 0.19 | 1
8UC72101BD | SPARE PART FOR ROTARY DRIVE HANDLE 8UC7 WITH MASKING FRAME F. 8UC62121BD22 / 8UC62101BD HANDLE TIGREY/BL.GREEN BASIC MASKING FRAME LIGHT GRAY | 47.51 | TEM | 1 | LP | 0.186 | 1
8UC72106BD | SPARE PART FOR 8UC72126BD26 FOR DOORCOUPLING ROTARY DRIVE FOR CIRCUITBREAKER 3VL 8UC7 DESIGN HANDLE TIGREY, MASKING FRAME LIGHT GRAY | 89.94 | TEM | 1 | LP | 0.2 | 1
8UC72121BB20 | FOR SWITCH DISCONNECTOR 3KL52, 3KM52, 3KL53, 3KM53, 3KA FOR SWITCH DISCONNECTOR FOR ACTUATING SHAFTS 8X8MM HANDLE TIGREY/BL.GREEN BASIC MASKING FRAME LIGHT GRAY | 75.14 | TEM | 1 | LP | 0.424 | 1
8UC72203BB | HANDLE RED/BLUE GREEN BASIC MASKING FRAME YELLOW DOOR DRIVE 8UC7 SPARE PART FOR 8UC72223BB20 SIZE 2 | 49.06 | TEM | 1 | LP | 0.186 | 1
8UC72203BD | HANDLE RED/BLUE GREEN BASIC MASKING FRAME YELLOW SPARE PART FOR DOOR DRIVES 8UC62223BD22/8UC62203BD (3VF) HANDLE IS IN DESIGN 8UC7 | 47.51 | TEM | 1 | LP | 0.187 | 1
8UC72223BB20 | DOOR DRIVE 8UC7 HANDLE RED/BLUE GREEN BASIC MASKING FRAME YELLOW FOR SWITCH DISCONNECTOR 3KL52, 3KM52, 3KL53, 3KM53, 3KA FOR ACTUATING SHAFTS 8X8MM | 78.14 | TEM | 1 | LP | 0.426 | 1
8UC72621BB20 | DOOR DRIVE 8UC7 HANDLE TIGREY/BL.GREEN BASIC MASKING FRAME LIGHT GRAY W.REDUCED TOLERANCE COMPENSAT. FOR SWITCH DISCONNECTOR 3KL52/53, 3KM52/53, 3KA52/53 FOR ACTUATING SHAFTS 8X8MM | 73.9 | TEM | 1 | LP | 0.392 | 1
8UC72626BD26 | DOOR DRIVE 8UC7 HANDLE TIGREY, MASKING FRAME LIGHT GRAY W. REDUCED TOLERANCE COMPENS. FOR CIRCUITBREAKER 3VL4, 3VL5, 3VL6 FOR ACTUATING SHAFTS 8X8MM | 119.54 | TEM | 1 | LP | 0.486 | 1
8UC73101BB | HANDLE TIGREY/BLUE GREEN BASIC MASKING FRAME LIGHT GRAY SPARE PART FOR DOOR DRIVE 8UC73131BB30/8UC73141BB44 | 78.14 | TEM | 1 | LP | 0.493 | 1
8UC73101BD | HANDLE TIGREY/BL.GREEN BASIC MASKING FRAME LIGHT GRAY HANDLE IS IN 8UC7 DESIGN SPARE PART FOR DOOR DRIVES 8UC63141BD44/8UC63101BD (3VF) | 86.84 | TEM | 1 | LP | 0.472 | 1
8UC73106BD | HANDLE TIGREY, MASKING FRAME LIGHT GRAY HANDLE IN 8UC7 DESIGN SPARE PART FOR 8UC73146BD44 | 139.73 | TEM | 1 | LP | 0.5 | 1
8UC73131BB30 | DOOR DRIVE 8UC7 HANDLE TIGREY/BL.GREEN BASIC MASKING FRAME LIGHT GRAY FOR SWITCH DISCONNECTOR 3KL55, 3KM55, 3KL57, 3KM57, 3KA FOR ACTUATING SHAFTS 10X10MM | 113.02 | TEM | 1 | LP | 1 | 1
8UC73141BB44 | DOOR DRIVE 8UC7 HANDLE TIGREY/BL.GREEN BASIC MASKING FRAME LIGHT GRAY FOR SWITCH DISCONNECTOR 3KE42, 3KE43, 3KE44, 3KE45 FOR ACTUATING SHAFTS 12X12MM | 116.75 | TEM | 1 | LP | 1.17 | 1
8UC73146BD44 | DOOR DRIVE 8UC7 HANDLE TIGREY, MASKING FRAME LIGHT GRAY FOR CIRCUITBREAKER 3VL7, 3VL8 FOR ACTUATING SHAFTS 12X12MM | 207.72 | TEM | 1 | LP | 1.174 | 1
8UC73203BB | HANDLE RED/BLUE GREEN BASIC SPARE PART FOR 8UC73 233BB30/8UC73243BB44 HANDLE IN 8UC7 DESIGN | 83.94 | TEM | 1 | LP | 0.472 | 1
8UC73233BB30 | DOOR DRIVE 8UC7 HANDLE RED/BLUE GREEN BASIC MASKING FRAME YELLOW FOR SWITCH DISCONNECTOR 3KL55, 3KL57, 3KM55, 3KM57 3KA55, 3KA57, 3KA58 | 124.1 | TEM | 1 | LP | 1 | 1
8UC73243BB44 | DOOR DRIVE 8UC7 HANDLE RED/BLUE GREEN BASIC MASKING FRAME YELLOW FOR SWITCH DISCONNECTOR 3KE42, 3KE43, 3KE44, 3KE45 | 125.96 | TEM | 1 | LP | 1.116 | 1
8UC74101BB | HANDLE 8UC7 WITH MASKING FRAME HANDLE TIGREY/BLUE GREEN B. MASKING FRAME LIGHT GRAY SPARE PART FOR 8UC74141BB44 / 8UC65141BB44 8UC65101BB | 87.77 | TEM | 1 | LP | 0.516 | 1
8UC74141BB44 | DOOR OPERATING MECHANISM 8UC7 HANDLE TIGREY/BL.GREEN BASIC MASKING FRAME LIGHT GRAY FOR CIRCUITBREAKER 3VF7, 3VF8 | 196.75 | TEM | 1 | LP | 1.2 | 1
8UC74141BF44 | DOOR OPERATING MECHANISM 8UC7 HANDLE ONESIDED HANDLE TIGREY/BL.GREEN BASIC MASKING FRAME LIGHT GRAY FOR SWITCH DISCONNECTOR AS CO CONTACT WITH INTERRUPTION 3KE42, 3KE43, 3KE44, 3KE45 FOR ACTUATING SHAFTS 12X12MM | 196.75 | TEM | 1 | LP | 1.196 | 1
8UC9253 | COUPLING PIECE FOR SHAFT PROFILES 12 X 12MM FOR OPERATING MECHANISMS 8UC6 | 12.73 | TEM | 1 | LP | 0.113 | 1
8UC9375 | OPERATING MECHANISM FOR FIXED MOUNTING ONTO 3KE44, 3KE45 DISCONNECTORS ACTUATING SHAFT 12X12MM SZ.4,HANDLE RED,(EMERG.STOP) | 39.54 | TEM | 1 | LP | 0.16 | 1
8UC9563 | LOCKABLE FRONT PLATE 96X124MM,F.SHAFT 12X12MM F.8UC5 OPERATING MECHANISM | 51.75 | TEM | 1 | LP | 0.27 | 1
8UC96330B | INDICATOR PLATE 96X96MM, 90 DEGREES PLATE YELLOW, BLACK INSCRIPTION PARTS FOR SWITCH | 9.63 | TEM | 1 | LP | 0.01 | 1
3KA71123AA00 | SWITCH DISCONNECTOR 3X45A | 95.53 | TEM | 1 | LP | 0.8 | 1
3KA71133AA00 | SWITCH DISCONNECTOR 3X63A | 98.74 | TEM | 1 | LP | 0.8 | 1
3KA71134AA00 | SWITCH DISCONNECTOR 4X63A | 108.99 | TEM | 1 | LP | 0.9 | 1
3KA71144AA00 | SWITCH DISCONNECTOR 4X80A | 112.19 | TEM | 1 | LP | 0.9 | 1
3KA71153AA00 | SWITCH DISCONNECTOR 3X100A | 108.99 | TEM | 1 | LP | 0.8 | 1
3KA71163AA00 | SWITCH DISCONNECTOR 3X125A | 126.37 | TEM | 1 | LP | 0.8 | 1
3KA71164AA00 | SWITCH DISCONNECTOR 4X125A | 136.62 | TEM | 1 | LP | 0.9 | 1
3KA71213AA00 | SWITCH DISCONNECTOR 3X160A | 157.22 | TEM | 1 | LP | 1.4 | 1
3KA71214AA00 | SWITCH DISCONNECTOR 4X160A | 167.46 | TEM | 1 | LP | 1.5 | 1
3KA71223AA00 | SWITCH DISCONNECTOR 3X200A | 188.78 | TEM | 1 | LP | 1.4 | 1
3KA71233AA00 | SWITCH DISCONNECTOR 3X250A | 206.9 | TEM | 1 | LP | 1.4 | 1
3KA71234AA00 | SWITCH DISCONNECTOR 4X250A | 227.49 | TEM | 1 | LP | 1.5 | 1
3KA71313AA00 | SWITCH DISCONNECTOR 3X315A | 270.96 | TEM | 1 | LP | 3 | 1
3KA71314AA00 | SWITCH DISCONNECTOR 4X315A | 319.09 | TEM | 1 | LP | 3.4 | 1
3KA71323AA00 | SWITCH DISCONNECTOR 3X400A | 274.07 | TEM | 1 | LP | 3 | 1
3KA71324AA00 | SWITCH DISCONNECTOR 4X400A | 341.24 | TEM | 1 | LP | 3.4 | 1
3KA71413AA00 | SWITCH DISCONNECTOR 3X630A | 410.69 | TEM | 1 | LP | 5.4 | 1
3KA71513AA00 | SWITCH DISCONNECTOR 3X800A | 699.87 | TEM | 1 | LP | 10 | 1
3KA71523AA00 | SWITCH DISCONNECTOR 3X1000A | 916.29 | TEM | 1 | LP | 10 | 1
3KA71524AA00 | SWITCH DISCONNECTOR 4X1000A | 1026.82 | TEM | 1 | LP | 11.2 | 1
3KA71533AA00 | SWITCH DISCONNECTOR 3X1250A | 1192.73 | TEM | 1 | LP | 10 | 1
3KA71534AA00 | SWITCH DISCONNECTOR 4X1250A | 1319.11 | TEM | 1 | LP | 11.2 | 1
3KA71543AA00 | SWITCH DISCONNECTOR 3X1600A | 1287.44 | TEM | 1 | LP | 18 | 1
3KA71553AA00 | SWITCH DISCONNECTOR 3X2000A | 1706.09 | TEM | 1 | LP | 18 | 1
3KA71563AA00 | SWITCH DISCONNECTOR 3X2500A | 2116.89 | TEM | 1 | LP | 25 | 1
3KL71143AA00 | SWITCH DISCONNECTOR WITH FUSES | 190.34 | TEM | 1 | LP | 1 | 1
3KL71143BA00 | SWITCH DISCONNECTOR WITH FUSES | 190.34 | TEM | 1 | LP | 1 | 1
3KL71233AA00 | SWITCH DISCONNECTOR WITH FUSES | 228.32 | TEM | 1 | LP | 1.8 | 1
3KL71313AA00 | SWITCH DISCONNECTOR WITH FUSES | 419.38 | TEM | 1 | LP | 4 | 1
3KL71323AA00 | SWITCH DISCONNECTOR WITH FUSES | 476.31 | TEM | 1 | LP | 4 | 1
3KL71423AA00 | SWITCH DISCONNECTOR WITH FUSES | 572.67 | TEM | 1 | LP | 6.8 | 1
3KL71424AA00 | SWITCH DISCONNECTOR WITH FUSES | 674.51 | TEM | 1 | LP | 7.2 | 1
3KL71513AA00 | SWITCH DISCONNECTOR WITH FUSES | 947.85 | TEM | 1 | LP | 12.8 | 1
3KX35611AA00 | FUSE COVER ANGLED FOR 3KL61/62 | 145.73 | TEM | 1 | LP | 0.35 | 1
3KX36121B | ACCESSORY FOR SWITCH 3KL61 CONTROL SWITCH MOUNTING KIT 1NO+1NC (MAX.3 SWITCHING ELEMENTS ATTACHABLE) | 83.21 | TEM | 1 | LP | 0.134 | 1
3KX71115AA00 | C:S PORTE ZW GR5 TOT 1250A | 69.45 | TEM | 1 | LP | 0.504 | 1
3KX71122AA00 | C:S PORTE ZW 70MM GR1:2 | 16.15 | TEM | 1 | LP | 0.24 | 1
3KX71122AB00 | C:S PORTE GE 70MM GR1:2 | 15.21 | TEM | 1 | LP | 0.24 | 1
3KX71124AA00 | C:S PORTE ZW 120MM GR3:4 | 25.15 | TEM | 1 | LP | 0.464 | 1
3KX71124AB00 | C:S PORTE GE 120MM GR3:4 | 23.18 | TEM | 1 | LP | 0.464 | 1
3KX71125AA00 | C:S PORTE ZW 160MM GR5 1250A | 34.26 | TEM | 1 | LP | 0.486 | 1
3KX71125BA00 | C:S PORTE ZW 260MM GR5 1250A | 42.33 | TEM | 1 | LP | 0.534 | 1
3KX71125CA00 | C:S PORTE ZW 460MM GR5 3150A | 106.61 | TEM | 1 | LP | 1.254 | 1
3KX71152AA00 | COMM+CACHE BORNE ZW 70MM GR2 | 19.15 | TEM | 1 | LP | 0.132 | 1
3KX71153AA00 | COMM+CACHE BORNE ZW 120MM GR3 | 27.22 | TEM | 1 | LP | 0.41 | 1
3KX71162AD00 | EXT AXE STANDARD 400MM GR1:2 | 13.04 | TEM | 1 | LP | 1 | 1
3KX71162BB00 | EXT AXE INV 200MM GR1:2 | 23.18 | TEM | 1 | LP | 0.138 | 1
3KX71165AD00 | EXT AXE STANDARD 400MM GR4:5 | 18.22 | TEM | 1 | LP | 1 | 1
3KX71211AA00 | INVERSEUR HOR GR1 | 154.01 | TEM | 1 | LP | 0.854 | 1
3KX71212AA00 | INVERSEUR HOR GR2 | 180.92 | TEM | 1 | LP | 0.5 | 1
3KX71214AA00 | ASSEMBLING KIT FOR HORIZONTAL | 242.5 | TEM | 1 | LP | 2.038 | 1
3KX71215AB00 | INVERSEUR VERT GR5 1250A | 312.78 | TEM | 1 | LP | 2.43 | 1
3KX71221AA00 | INTERRUPTEUR PAR HOR GR1 | 150.08 | TEM | 1 | LP | 0.854 | 1
3KX71223AA00 | INTERRUPTEUR PAR HOR GR3 | 210.93 | TEM | 1 | LP | 1.528 | 1
3KX71311AA00 | CACHE BORNE AU DESSUS GR1 | 10.04 | TEM | 1 | LP | 0.034 | 1
3KX71311AB00 | CACHE BORNE EN DESSOUS GR1 | 10.04 | TEM | 1 | LP | 0.034 | 1
3KX71312AA00 | TERMINAL COVER 250 A FOR 3KA71233AC00 | 12.21 | TEM | 1 | LP | 0.047 | 1
3KX71312AB00 | CACHE BORNE EN DESSOUS GR2 | 12.21 | TEM | 1 | LP | 0.046 | 1
3KX71313AA00 | TERMINAL COVER 315 A/400 A FOR 3KA713.3AC00 | 16.15 | TEM | 1 | LP | 0.117 | 1
3KX71313AB00 | CACHE BORNE EN DESSOUS GR3 | 16.15 | TEM | 1 | LP | 0.106 | 1
3KX71314AA00 | TERMINAL COVER 630 A FOR 3KA71413AC00 | 18.22 | TEM | 1 | LP | 0.15 | 1
3KX71314AB00 | CACHE BORNE EN DESSOUS GR4 | 18.22 | TEM | 1 | LP | 0.144 | 1
3KX71315AA00 | CACHE BORNE AU DESSUS GR5 1250A | 34.26 | TEM | 1 | LP | 0.262 | 1
3KX71315AB00 | CACHE BORNE EN DESSOUS GR5 1250 | 34.26 | TEM | 1 | LP | 0.262 | 1
3KX71321AA00 | CACHE FUS NH 3KL71 GR1 | 38.19 | TEM | 1 | LP | 0.094 | 1
3KX71324AA00 | CACHE FUS NH 3KL71 GR4 | 59.31 | TEM | 1 | LP | 0.25 | 1
3KX71331AA00 | CACHE BORNE 3KA71 GR1 | 11.07 | TEM | 1 | LP | 0.02 | 1
3KX71333AA00 | CACHE BORNE 3KA71 GR3 | 16.15 | TEM | 1 | LP | 0.082 | 1
3KX71334AA00 | CACHE BORNE 3KA71 GR4 | 19.15 | TEM | 1 | LP | 0.13 | 1
3KX71335AA00 | CACHE BORNE 3KA71 GR5 | 28.26 | TEM | 1 | LP | 0.186 | 1
3KX71412AB00 | CONT AUX 1NO+1NF GR 1:2 | 12.21 | TEM | 1 | LP | 0.02 | 1
3KX71414AA00 | CONT. AUX 1NO+1NF GR. 4 | 14.08 | TEM | 1 | LP | 1 | 1
3KX71416AA00 | CONT AUX 1NO+1NF GR 5 | 14.08 | TEM | 1 | LP | 0.026 | 1
3KX71422AB00 | CONT AUX 2NO+2NF GR 1:2 | 21.11 | TEM | 1 | LP | 0.032 | 1
3KX71424AA00 | CONT. AUX 2NO+2NC X 3KA/3KL71 G R. 4 | 23.18 | TEM | 1 | LP | 1 | 1
3KX71426AA00 | CONT AUX 2NO+2NF GR 5 | 23.18 | TEM | 1 | LP | 0.04 | 1
3KX71445AA00 | CONT AUX 2NO+2NF OMSCH | 23.18 | TEM | 1 | LP | 0.04 | 1
3KX71615AA00 | SPACER RING SZ4:5 | 15.21 | TEM | 1 | LP | 0.028 | 1
3KX71631AA00 | BARRES 68P INV GR1 | 36.23 | TEM | 1 | LP | 0.274 | 1
3KA71164AA00 | SWITCH DISCONNECTOR 4X125A | 136.62 | TEM | 1 | LP | 0.9 | 1
3KA71214AA00 | SWITCH DISCONNECTOR 4X160A | 167.46 | TEM | 1 | LP | 1.5 | 1
3KA71234AA00 | SWITCH DISCONNECTOR 4X250A | 227.49 | TEM | 1 | LP | 1.5 | 1
3KA71324AA00 | SWITCH DISCONNECTOR 4X400A | 341.24 | TEM | 1 | LP | 3.4 | 1
3KX71152AA00 | COMM+CACHE BORNE ZW 70MM GR2 | 19.15 | TEM | 1 | LP | 0.132 | 1
3KX71153AA00 | COMM+CACHE BORNE ZW 120MM GR3 | 27.22 | TEM | 1 | LP | 0.41 | 1
3KA71123AA00 | SWITCH DISCONNECTOR 3X45A | 95.53 | TEM | 1 | LP | 0.8 | 1
3KA71133AA00 | SWITCH DISCONNECTOR 3X63A | 98.74 | TEM | 1 | LP | 0.8 | 1
3KA71134AA00 | SWITCH DISCONNECTOR 4X63A | 108.99 | TEM | 1 | LP | 0.9 | 1
3KA71144AA00 | SWITCH DISCONNECTOR 4X80A | 112.19 | TEM | 1 | LP | 0.9 | 1
3KA71153AA00 | SWITCH DISCONNECTOR 3X100A | 108.99 | TEM | 1 | LP | 0.8 | 1
3KA71163AA00 | SWITCH DISCONNECTOR 3X125A | 126.37 | TEM | 1 | LP | 0.8 | 1
3KA71164AA00 | SWITCH DISCONNECTOR 4X125A | 136.62 | TEM | 1 | LP | 0.9 | 1
3KA71213AA00 | SWITCH DISCONNECTOR 3X160A | 157.22 | TEM | 1 | LP | 1.4 | 1
3KA71214AA00 | SWITCH DISCONNECTOR 4X160A | 167.46 | TEM | 1 | LP | 1.5 | 1
3KA71223AA00 | SWITCH DISCONNECTOR 3X200A | 188.78 | TEM | 1 | LP | 1.4 | 1
3KA71233AA00 | SWITCH DISCONNECTOR 3X250A | 206.9 | TEM | 1 | LP | 1.4 | 1
3KA71234AA00 | SWITCH DISCONNECTOR 4X250A | 227.49 | TEM | 1 | LP | 1.5 | 1
3KA71313AA00 | SWITCH DISCONNECTOR 3X315A | 270.96 | TEM | 1 | LP | 3 | 1
3KA71314AA00 | SWITCH DISCONNECTOR 4X315A | 319.09 | TEM | 1 | LP | 3.4 | 1
3KA71323AA00 | SWITCH DISCONNECTOR 3X400A | 274.07 | TEM | 1 | LP | 3 | 1
3KA71324AA00 | SWITCH DISCONNECTOR 4X400A | 341.24 | TEM | 1 | LP | 3.4 | 1
3KA71413AA00 | SWITCH DISCONNECTOR 3X630A | 410.69 | TEM | 1 | LP | 5.4 | 1
3KA71513AA00 | SWITCH DISCONNECTOR 3X800A | 699.87 | TEM | 1 | LP | 10 | 1
3KA71523AA00 | SWITCH DISCONNECTOR 3X1000A | 916.29 | TEM | 1 | LP | 10 | 1
3KA71524AA00 | SWITCH DISCONNECTOR 4X1000A | 1026.82 | TEM | 1 | LP | 11.2 | 1
3KA71533AA00 | SWITCH DISCONNECTOR 3X1250A | 1192.73 | TEM | 1 | LP | 10 | 1
3KA71534AA00 | SWITCH DISCONNECTOR 4X1250A | 1319.11 | TEM | 1 | LP | 11.2 | 1
3KA71543AA00 | SWITCH DISCONNECTOR 3X1600A | 1287.44 | TEM | 1 | LP | 18 | 1
3KA71553AA00 | SWITCH DISCONNECTOR 3X2000A | 1706.09 | TEM | 1 | LP | 18 | 1
3KA71563AA00 | SWITCH DISCONNECTOR 3X2500A | 2116.89 | TEM | 1 | LP | 25 | 1
3KL71143AA00 | SWITCH DISCONNECTOR WITH FUSES | 190.34 | TEM | 1 | LP | 1 | 1
3KL71143BA00 | SWITCH DISCONNECTOR WITH FUSES | 190.34 | TEM | 1 | LP | 1 | 1
3KL71233AA00 | SWITCH DISCONNECTOR WITH FUSES | 228.32 | TEM | 1 | LP | 1.8 | 1
3KL71313AA00 | SWITCH DISCONNECTOR WITH FUSES | 419.38 | TEM | 1 | LP | 4 | 1
3KL71323AA00 | SWITCH DISCONNECTOR WITH FUSES | 476.31 | TEM | 1 | LP | 4 | 1
3KL71423AA00 | SWITCH DISCONNECTOR WITH FUSES | 572.67 | TEM | 1 | LP | 6.8 | 1
3KL71424AA00 | SWITCH DISCONNECTOR WITH FUSES | 674.51 | TEM | 1 | LP | 7.2 | 1
3KL71513AA00 | SWITCH DISCONNECTOR WITH FUSES | 947.85 | TEM | 1 | LP | 12.8 | 1
3KX35611AA00 | FUSE COVER ANGLED FOR 3KL61/62 | 145.73 | TEM | 1 | LP | 0.35 | 1
3KX36121B | ACCESSORY FOR SWITCH 3KL61 CONTROL SWITCH MOUNTING KIT 1NO+1NC (MAX.3 SWITCHING ELEMENTS ATTACHABLE) | 83.21 | TEM | 1 | LP | 0.134 | 1
3KX71115AA00 | C:S PORTE ZW GR5 TOT 1250A | 69.45 | TEM | 1 | LP | 0.504 | 1
3KX71122AA00 | C:S PORTE ZW 70MM GR1:2 | 16.15 | TEM | 1 | LP | 0.24 | 1
3KX71122AB00 | C:S PORTE GE 70MM GR1:2 | 15.21 | TEM | 1 | LP | 0.24 | 1
3KX71124AA00 | C:S PORTE ZW 120MM GR3:4 | 25.15 | TEM | 1 | LP | 0.464 | 1
3KX71124AB00 | C:S PORTE GE 120MM GR3:4 | 23.18 | TEM | 1 | LP | 0.464 | 1
3KX71125AA00 | C:S PORTE ZW 160MM GR5 1250A | 34.26 | TEM | 1 | LP | 0.486 | 1
3KX71125BA00 | C:S PORTE ZW 260MM GR5 1250A | 42.33 | TEM | 1 | LP | 0.534 | 1
3KX71125CA00 | C:S PORTE ZW 460MM GR5 3150A | 106.61 | TEM | 1 | LP | 1.254 | 1
3KX71152AA00 | COMM+CACHE BORNE ZW 70MM GR2 | 19.15 | TEM | 1 | LP | 0.132 | 1
3KX71153AA00 | COMM+CACHE BORNE ZW 120MM GR3 | 27.22 | TEM | 1 | LP | 0.41 | 1
3KX71162AD00 | EXT AXE STANDARD 400MM GR1:2 | 13.04 | TEM | 1 | LP | 1 | 1
3KX71162BB00 | EXT AXE INV 200MM GR1:2 | 23.18 | TEM | 1 | LP | 0.138 | 1
3KX71165AD00 | EXT AXE STANDARD 400MM GR4:5 | 18.22 | TEM | 1 | LP | 1 | 1
3KX71211AA00 | INVERSEUR HOR GR1 | 154.01 | TEM | 1 | LP | 0.854 | 1
3KX71212AA00 | INVERSEUR HOR GR2 | 180.92 | TEM | 1 | LP | 0.5 | 1
3KX71214AA00 | ASSEMBLING KIT FOR HORIZONTAL | 242.5 | TEM | 1 | LP | 2.038 | 1
3KX71215AB00 | INVERSEUR VERT GR5 1250A | 312.78 | TEM | 1 | LP | 2.43 | 1
3KX71221AA00 | INTERRUPTEUR PAR HOR GR1 | 150.08 | TEM | 1 | LP | 0.854 | 1
3KX71223AA00 | INTERRUPTEUR PAR HOR GR3 | 210.93 | TEM | 1 | LP | 1.528 | 1
3KX71311AA00 | CACHE BORNE AU DESSUS GR1 | 10.04 | TEM | 1 | LP | 0.034 | 1
3KX71311AB00 | CACHE BORNE EN DESSOUS GR1 | 10.04 | TEM | 1 | LP | 0.034 | 1
3KX71312AA00 | TERMINAL COVER 250 A FOR 3KA71233AC00 | 12.21 | TEM | 1 | LP | 0.047 | 1
3KX71312AB00 | CACHE BORNE EN DESSOUS GR2 | 12.21 | TEM | 1 | LP | 0.046 | 1
3KX71313AA00 | TERMINAL COVER 315 A/400 A FOR 3KA713.3AC00 | 16.15 | TEM | 1 | LP | 0.117 | 1
3KX71313AB00 | CACHE BORNE EN DESSOUS GR3 | 16.15 | TEM | 1 | LP | 0.106 | 1
3KX71314AA00 | TERMINAL COVER 630 A FOR 3KA71413AC00 | 18.22 | TEM | 1 | LP | 0.15 | 1
3KX71314AB00 | CACHE BORNE EN DESSOUS GR4 | 18.22 | TEM | 1 | LP | 0.144 | 1
3KX71315AA00 | CACHE BORNE AU DESSUS GR5 1250A | 34.26 | TEM | 1 | LP | 0.262 | 1
3KX71315AB00 | CACHE BORNE EN DESSOUS GR5 1250 | 34.26 | TEM | 1 | LP | 0.262 | 1
3KX71321AA00 | CACHE FUS NH 3KL71 GR1 | 38.19 | TEM | 1 | LP | 0.094 | 1
3KX71324AA00 | CACHE FUS NH 3KL71 GR4 | 59.31 | TEM | 1 | LP | 0.25 | 1
3KX71331AA00 | CACHE BORNE 3KA71 GR1 | 11.07 | TEM | 1 | LP | 0.02 | 1
3KX71333AA00 | CACHE BORNE 3KA71 GR3 | 16.15 | TEM | 1 | LP | 0.082 | 1
3KX71334AA00 | CACHE BORNE 3KA71 GR4 | 19.15 | TEM | 1 | LP | 0.13 | 1
3KX71335AA00 | CACHE BORNE 3KA71 GR5 | 28.26 | TEM | 1 | LP | 0.186 | 1
3KX71412AB00 | CONT AUX 1NO+1NF GR 1:2 | 12.21 | TEM | 1 | LP | 0.02 | 1
3KX71414AA00 | CONT. AUX 1NO+1NF GR. 4 | 14.08 | TEM | 1 | LP | 1 | 1
3KX71416AA00 | CONT AUX 1NO+1NF GR 5 | 14.08 | TEM | 1 | LP | 0.026 | 1
3KX71422AB00 | CONT AUX 2NO+2NF GR 1:2 | 21.11 | TEM | 1 | LP | 0.032 | 1
3KX71424AA00 | CONT. AUX 2NO+2NC X 3KA/3KL71 G R. 4 | 23.18 | TEM | 1 | LP | 1 | 1
3KX71426AA00 | CONT AUX 2NO+2NF GR 5 | 23.18 | TEM | 1 | LP | 0.04 | 1
3KX71445AA00 | CONT AUX 2NO+2NF OMSCH | 23.18 | TEM | 1 | LP | 0.04 | 1
3KX71615AA00 | SPACER RING SZ4:5 | 15.21 | TEM | 1 | LP | 0.028 | 1
3KX71631AA00 | BARRES 68P INV GR1 | 36.23 | TEM | 1 | LP | 0.274 | 1
3NJ69004HD21 | ACCESSORY FOR SWITCH DISCONNECTOR W/FUSE, INLINE, PLUGIN, AMPEREMETER, MOVING IRON 100/5A, CL.1, 0.6 VA DOUBLE OVERLOAD | 72.9 | TEM | 1 | LP | 0.093 | 1
3NJ69004HJ21 | ACCESSORY FOR SWITCH DISCONNECTOR W/FUSE, INLINE, PLUGIN, AMPEREMETER, MOVING IRON 400/5A, CL.1, 0.6 VA DOUBLE OVERLOAD | 72.9 | TEM | 1 | LP | 0.093 | 1
3NJ69004HL21 | ACCESSORY FOR SWITCH DISCONNECTOR W/FUSE, INLINE, PLUGIN, AMPEREMETER, MOVING IRON 600/5A, CL.1, 0.6 VA DOUBLE OVERLOAD | 72.9 | TEM | 1 | LP | 0.086 | 1
3NJ69004HL22 | ACCESSORY FOR SWITCH DISCONNECTOR W/FUSE, INLINE, PLUGIN, AMPEREMETER, BIMETAL 600/5A, CL.1, 1 VA 1.2FOLD OVERLOAD | 214.6 | TEM | 1 | LP | 0.068 | 1
3NJ69004HD21 | ACCESSORY FOR SWITCH DISCONNECTOR W/FUSE, INLINE, PLUGIN, AMPEREMETER, MOVING IRON 100/5A, CL.1, 0.6 VA DOUBLE OVERLOAD | 72.9 | TEM | 1 | LP | 0.093 | 1
3NJ69004HJ21 | ACCESSORY FOR SWITCH DISCONNECTOR W/FUSE, INLINE, PLUGIN, AMPEREMETER, MOVING IRON 400/5A, CL.1, 0.6 VA DOUBLE OVERLOAD | 72.9 | TEM | 1 | LP | 0.093 | 1
3NJ69004HL21 | ACCESSORY FOR SWITCH DISCONNECTOR W/FUSE, INLINE, PLUGIN, AMPEREMETER, MOVING IRON 600/5A, CL.1, 0.6 VA DOUBLE OVERLOAD | 72.9 | TEM | 1 | LP | 0.086 | 1
3NJ69004HL22 | ACCESSORY FOR SWITCH DISCONNECTOR W/FUSE, INLINE, PLUGIN, AMPEREMETER, BIMETAL 600/5A, CL.1, 1 VA 1.2FOLD OVERLOAD | 214.6 | TEM | 1 | LP | 0.068 | 1
3NP11231BC20 | SENTRON, fuse switch disconnector 3NP1, 3pole, NH000, 160 A, for 60mm 8US busbar sysTEM, Rahmenklemme, cover level 32/70 mm | 78.87 | TEM | 1 | LP | 0.949 | 1
3NP11231CA20 | SENTRON, fuse switch disconnector 3NP1, 3pole, NH000, 160 A, for assembly and installation on mounting plate, Rahmenklemme, cover level 45mm | 55.99 | TEM | 1 | LP | 0.551 | 1
3NP11231CA23 | SENTRON, fuse switch disconnector 3NP1, 3pole, NH000, 160 A, for assembly and installation on mounting plate, Rahmenklemme, Fuse monitoring: electronic EFM20, cover level 45mm | 310.91 | TEM | 1 | LP | 0.727 | 1
3NP11331BB10 | SENTRON, fuse switch disconnector 3NP1, 3pole, NH00, 160 A, for 40mm 8US busbar sysTEM, Flachanschluss, cover level 32/70 mm | 102.15 | TEM | 1 | LP | 1.116 | 1
3NP11331BB20 | SENTRON, fuse switch disconnector 3NP1, 3pole, NH00, 160 A, for 40mm 8US busbar sysTEM, Rahmenklemme, cover level 32/70 mm | 115.92 | TEM | 1 | LP | 1.101 | 1
3NP11331BC10 | SENTRON, fuse switch disconnector 3NP1, 3pole, NH00, 160 A, for 60mm 8US busbar sysTEM, Flachanschluss, cover level 32/70 mm | 102.15 | TEM | 1 | LP | 1.111 | 1
3NP11331CA10 | SENTRON, fuse switch disconnector 3NP1, 3pole, NH00, 160 A, for assembly and installation on mounting plate, Flachanschluss, cover level 45mm | 62.1 | TEM | 1 | LP | 0.821 | 1
3NP11331CA11 | SENTRON, fuse switch disconnector 3NP1, 3pole, NH00, 160 A, for assembly and installation on mounting plate, Flachanschluss, Fuse monitoring: electromechanical, cover level 45mm | 251.19 | TEM | 1 | LP | 1.419 | 1
3NP11331CA12 | SENTRON, fuse switch disconnector 3NP1, 3pole, NH00, 160 A, for assembly and installation on mounting plate, Flachanschluss, Fuse monitoring: electronic EFM10, cover level 45mm | 251.61 | TEM | 1 | LP | 1.11 | 1
3NP11331CA20 | SENTRON, fuse switch disconnector 3NP1, 3pole, NH00, 160 A, for assembly and installation on mounting plate, Rahmenklemme, cover level 45mm | 75.24 | TEM | 1 | LP | 0.847 | 1
3NP11331CA21 | SENTRON, fuse switch disconnector 3NP1, 3pole, NH00, 160 A, for assembly and installation on mounting plate, Rahmenklemme, Fuse monitoring: electromechanical, cover level 45mm | 267.34 | TEM | 1 | LP | 1.445 | 1
3NP11431BC10 | SENTRON, fuse switch disconnector 3NP1, 3pole, NH1, 250 A, for 60mm 8US busbar sysTEM, Flachanschluss, cover level 32/70 mm | 307.19 | TEM | 1 | LP | 3.26 | 1
3NP11431DA10 | SENTRON, fuse switch disconnector 3NP1, 3pole, NH1, 250 A, for assembly and installation on mounting plate, Flachanschluss, cover level 70mm | 170.67 | TEM | 1 | LP | 2.78 | 1
3NP11431DA11 | SENTRON, fuse switch disconnector 3NP1, 3pole, NH1, 250 A, for assembly and installation on mounting plate, Flachanschluss, Fuse monitoring: electromechanical, cover level 70mm | 341.76 | TEM | 1 | LP | 3.48 | 1
3NP11431DA20 | SENTRON, fuse switch disconnector 3NP1, 3pole, NH1, 250 A, for assembly and installation on mounting plate, Rahmenklemme, cover level 70mm | 214.76 | TEM | 1 | LP | 2.95 | 1
3NP11531BC10 | SENTRON, fuse switch disconnector 3NP1, 3pole, NH2, 400 A, for 60mm 8US busbar sysTEM, Flachanschluss, cover level 32/70 mm | 392.37 | TEM | 1 | LP | 4.314 | 1
3NP11531DA10 | SENTRON, fuse switch disconnector 3NP1, 3pole, NH2, 400 A, for assembly and installation on mounting plate, Flachanschluss, cover level 70mm | 260.82 | TEM | 1 | LP | 3.764 | 1
3NP11531DA11 | SENTRON, fuse switch disconnector 3NP1, 3pole, NH2, 400 A, for assembly and installation on mounting plate, Flachanschluss, Fuse monitoring: electromechanical, cover level 70mm | 433.15 | TEM | 1 | LP | 4.478 | 1
3NP11531DA20 | SENTRON, fuse switch disconnector 3NP1, 3pole, NH2, 400 A, for assembly and installation on mounting plate, Rahmenklemme, cover level 70mm | 310.91 | TEM | 1 | LP | 4.432 | 1
3NP11531DA21 | SENTRON, fuse switch disconnector 3NP1, 3pole, NH2, 400 A, for assembly and installation on mounting plate, Rahmenklemme, Fuse monitoring: electromechanical, cover level 70mm | 475.69 | TEM | 1 | LP | 5.189 | 1
3NP11631DA10 | SENTRON, fuse switch disconnector 3NP1, 3pole, NH3, 630 A, for assembly and installation on mounting plate, Flachanschluss, cover level 70mm | 313.19 | TEM | 1 | LP | 4.639 | 1
3NP11631DA11 | SENTRON, fuse switch disconnector 3NP1, 3pole, NH3, 630 A, for assembly and installation on mounting plate, Flachanschluss, Fuse monitoring: electromechanical, cover level 70mm | 507.15 | TEM | 1 | LP | 5.326 | 1
3NP11631DA21 | SENTRON, fuse switch disconnector 3NP1, 3pole, NH3, 630 A, for assembly and installation on mounting plate, Rahmenklemme, Fuse monitoring: electromechanical, cover level 70mm | 566.35 | TEM | 1 | LP | 5.981 | 1
3NP19201FA00 | Auxiliary switch, 1 CO contact, for size NH000, accessories for 3NP1 fuse switch disconnectors | 12.01 | TEM | 1 | LP | 0.02 | 1
3NP19231BD00 | Feeder terminal 16 95mm2, for size NH000 with box terminal, accessories for 3NP1 fuse switch disconnectors | 37.05 | TEM | 1 | LP | 0.259 | 1
3NP19231BE20 | Threetier terminal 3x 2.5 16mm2, for size NH000, NH00 with box terminal, accessories for 3NP1 fuse switch disconnectors | 25.15 | TEM | 1 | LP | 0.131 | 1
3NP19231CF00 | Masking frame support for sysTEM masking frame, for size NH000, accessories for 3NP1 fuse switch disconnectors | 4.55 | TEM | 1 | LP | 0.008 | 1
3NP19231DA00 | SysTEM masking frame 215 x 130mm, for size NH000, accessories for 3NP1 fuse switch disconnectors | 7.76 | TEM | 1 | LP | 0.06 | 1
3NP19231EA00 | Assembly kit, for modification to DIN rail mounting, for size NH000 for floor mounting, accessories for 3NP1 fuse switch disconnectors | 6.21 | TEM | 1 | LP | 0.064 | 1
3NP19331DA00 | SysTEM masking frame 215 x 130mm, for size NH00, accessories for 3NP1 fuse switch disconnectors | 7.76 | TEM | 1 | LP | 0.038 | 1
3NP19331EB00 | Assembly kit, for modification to DIN rail mounting, for size NH00 for floor mounting, accessories for 3NP1 fuse switch disconnectors | 7.25 | TEM | 1 | LP | 0.053 | 1
3NP19431BB10 | Prism terminal single 70 150mm2, for size NH1 with screw connection, accessories for 3NP1 fuse switch disconnectors | 36.85 | TEM | 1 | LP | 0.309 | 1
3NP19431DA00 | SysTEM masking frame 375 x 220mm, for size NH1, accessories for 3NP1 fuse switch disconnectors | 16.97 | TEM | 1 | LP | 0.12 | 1
3NP19531CA20 | Reacharound protection for busbars, Rittal sysTEM, for size NH2, accessories for 3NP1 fuse switch disconnectors | 7.76 | TEM | 1 | LP | 0.041 | 1
3NP19531DA00 | SysTEM masking frame 375 x 245mm, for size NH2, accessories for 3NP1 fuse switch disconnectors | 19.56 | TEM | 1 | LP | 0.101 | 1
3NP11331CA20 | SENTRON, fuse switch disconnector 3NP1, 3pole, NH00, 160 A, for assembly and installation on mounting plate, Rahmenklemme, cover level 45mm | 75.24 | TEM | 1 | LP | 0.847 | 1
3NP11231BC20 | SENTRON, fuse switch disconnector 3NP1, 3pole, NH000, 160 A, for 60mm 8US busbar sysTEM, Rahmenklemme, cover level 32/70 mm | 78.87 | TEM | 1 | LP | 0.949 | 1
3NP11231CA20 | SENTRON, fuse switch disconnector 3NP1, 3pole, NH000, 160 A, for assembly and installation on mounting plate, Rahmenklemme, cover level 45mm | 55.99 | TEM | 1 | LP | 0.551 | 1
3NP11231CA23 | SENTRON, fuse switch disconnector 3NP1, 3pole, NH000, 160 A, for assembly and installation on mounting plate, Rahmenklemme, Fuse monitoring: electronic EFM20, cover level 45mm | 310.91 | TEM | 1 | LP | 0.727 | 1
3NP11331BB10 | SENTRON, fuse switch disconnector 3NP1, 3pole, NH00, 160 A, for 40mm 8US busbar sysTEM, Flachanschluss, cover level 32/70 mm | 102.15 | TEM | 1 | LP | 1.116 | 1
3NP11331BB20 | SENTRON, fuse switch disconnector 3NP1, 3pole, NH00, 160 A, for 40mm 8US busbar sysTEM, Rahmenklemme, cover level 32/70 mm | 115.92 | TEM | 1 | LP | 1.101 | 1
3NP11331BC10 | SENTRON, fuse switch disconnector 3NP1, 3pole, NH00, 160 A, for 60mm 8US busbar sysTEM, Flachanschluss, cover level 32/70 mm | 102.15 | TEM | 1 | LP | 1.111 | 1
3NP11331CA10 | SENTRON, fuse switch disconnector 3NP1, 3pole, NH00, 160 A, for assembly and installation on mounting plate, Flachanschluss, cover level 45mm | 62.1 | TEM | 1 | LP | 0.821 | 1
3NP11331CA11 | SENTRON, fuse switch disconnector 3NP1, 3pole, NH00, 160 A, for assembly and installation on mounting plate, Flachanschluss, Fuse monitoring: electromechanical, cover level 45mm | 251.19 | TEM | 1 | LP | 1.419 | 1
3NP11331CA12 | SENTRON, fuse switch disconnector 3NP1, 3pole, NH00, 160 A, for assembly and installation on mounting plate, Flachanschluss, Fuse monitoring: electronic EFM10, cover level 45mm | 251.61 | TEM | 1 | LP | 1.11 | 1
3NP11331CA20 | SENTRON, fuse switch disconnector 3NP1, 3pole, NH00, 160 A, for assembly and installation on mounting plate, Rahmenklemme, cover level 45mm | 75.24 | TEM | 1 | LP | 0.847 | 1
3NP11331CA21 | SENTRON, fuse switch disconnector 3NP1, 3pole, NH00, 160 A, for assembly and installation on mounting plate, Rahmenklemme, Fuse monitoring: electromechanical, cover level 45mm | 267.34 | TEM | 1 | LP | 1.445 | 1
3NP11431BC10 | SENTRON, fuse switch disconnector 3NP1, 3pole, NH1, 250 A, for 60mm 8US busbar sysTEM, Flachanschluss, cover level 32/70 mm | 307.19 | TEM | 1 | LP | 3.26 | 1
3NP11431DA10 | SENTRON, fuse switch disconnector 3NP1, 3pole, NH1, 250 A, for assembly and installation on mounting plate, Flachanschluss, cover level 70mm | 170.67 | TEM | 1 | LP | 2.78 | 1
3NP11431DA11 | SENTRON, fuse switch disconnector 3NP1, 3pole, NH1, 250 A, for assembly and installation on mounting plate, Flachanschluss, Fuse monitoring: electromechanical, cover level 70mm | 341.76 | TEM | 1 | LP | 3.48 | 1
3NP11431DA20 | SENTRON, fuse switch disconnector 3NP1, 3pole, NH1, 250 A, for assembly and installation on mounting plate, Rahmenklemme, cover level 70mm | 214.76 | TEM | 1 | LP | 2.95 | 1
3NP11531BC10 | SENTRON, fuse switch disconnector 3NP1, 3pole, NH2, 400 A, for 60mm 8US busbar sysTEM, Flachanschluss, cover level 32/70 mm | 392.37 | TEM | 1 | LP | 4.314 | 1
3NP11531DA10 | SENTRON, fuse switch disconnector 3NP1, 3pole, NH2, 400 A, for assembly and installation on mounting plate, Flachanschluss, cover level 70mm | 260.82 | TEM | 1 | LP | 3.764 | 1
3NP11531DA11 | SENTRON, fuse switch disconnector 3NP1, 3pole, NH2, 400 A, for assembly and installation on mounting plate, Flachanschluss, Fuse monitoring: electromechanical, cover level 70mm | 433.15 | TEM | 1 | LP | 4.478 | 1
3NP11531DA20 | SENTRON, fuse switch disconnector 3NP1, 3pole, NH2, 400 A, for assembly and installation on mounting plate, Rahmenklemme, cover level 70mm | 310.91 | TEM | 1 | LP | 4.432 | 1
3NP11531DA21 | SENTRON, fuse switch disconnector 3NP1, 3pole, NH2, 400 A, for assembly and installation on mounting plate, Rahmenklemme, Fuse monitoring: electromechanical, cover level 70mm | 475.69 | TEM | 1 | LP | 5.189 | 1
3NP11631DA10 | SENTRON, fuse switch disconnector 3NP1, 3pole, NH3, 630 A, for assembly and installation on mounting plate, Flachanschluss, cover level 70mm | 313.19 | TEM | 1 | LP | 4.639 | 1
3NP11631DA11 | SENTRON, fuse switch disconnector 3NP1, 3pole, NH3, 630 A, for assembly and installation on mounting plate, Flachanschluss, Fuse monitoring: electromechanical, cover level 70mm | 507.15 | TEM | 1 | LP | 5.326 | 1
3NP11631DA21 | SENTRON, fuse switch disconnector 3NP1, 3pole, NH3, 630 A, for assembly and installation on mounting plate, Rahmenklemme, Fuse monitoring: electromechanical, cover level 70mm | 566.35 | TEM | 1 | LP | 5.981 | 1
3NP19201FA00 | Auxiliary switch, 1 CO contact, for size NH000, accessories for 3NP1 fuse switch disconnectors | 12.01 | TEM | 1 | LP | 0.02 | 1
3NP19231BD00 | Feeder terminal 16 95mm2, for size NH000 with box terminal, accessories for 3NP1 fuse switch disconnectors | 37.05 | TEM | 1 | LP | 0.259 | 1
3NP19231BE20 | Threetier terminal 3x 2.5 16mm2, for size NH000, NH00 with box terminal, accessories for 3NP1 fuse switch disconnectors | 25.15 | TEM | 1 | LP | 0.131 | 1
3NP19231CF00 | Masking frame support for sysTEM masking frame, for size NH000, accessories for 3NP1 fuse switch disconnectors | 4.55 | TEM | 1 | LP | 0.008 | 1
3NP19231DA00 | SysTEM masking frame 215 x 130mm, for size NH000, accessories for 3NP1 fuse switch disconnectors | 7.76 | TEM | 1 | LP | 0.06 | 1
3NP19231EA00 | Assembly kit, for modification to DIN rail mounting, for size NH000 for floor mounting, accessories for 3NP1 fuse switch disconnectors | 6.21 | TEM | 1 | LP | 0.064 | 1
3NP19331DA00 | SysTEM masking frame 215 x 130mm, for size NH00, accessories for 3NP1 fuse switch disconnectors | 7.76 | TEM | 1 | LP | 0.038 | 1
3NP19331EB00 | Assembly kit, for modification to DIN rail mounting, for size NH00 for floor mounting, accessories for 3NP1 fuse switch disconnectors | 7.25 | TEM | 1 | LP | 0.053 | 1
3NP19431BB10 | Prism terminal single 70 150mm2, for size NH1 with screw connection, accessories for 3NP1 fuse switch disconnectors | 36.85 | TEM | 1 | LP | 0.309 | 1
3NP19431DA00 | SysTEM masking frame 375 x 220mm, for size NH1, accessories for 3NP1 fuse switch disconnectors | 16.97 | TEM | 1 | LP | 0.12 | 1
3NP19531CA20 | Reacharound protection for busbars, Rittal sysTEM, for size NH2, accessories for 3NP1 fuse switch disconnectors | 7.76 | TEM | 1 | LP | 0.041 | 1
3NP19531DA00 | SysTEM masking frame 375 x 245mm, for size NH2, accessories for 3NP1 fuse switch disconnectors | 19.56 | TEM | 1 | LP | 0.101 | 1
4RX9525 | MODULE WITH DISCONNECTING SWITC TORSION MECHANISM BEHIND THE DO FOR UNITS WITHOUT REACTOR 400690 V, UP TO 400 KVAR | 3780.9 | TEM | 1 | LP | 19 | 0
4RX9630 | 1 SET MOUNTING RAILS SIVACON 8PQ FOR CABINET DEPTH 400MM | 23.6 | TEM | 1 | LP | 1.2 | 0
4RX9525 | MODULE WITH DISCONNECTING SWITC TORSION MECHANISM BEHIND THE DO FOR UNITS WITHOUT REACTOR 400690 V, UP TO 400 KVAR | 3780.9 | TEM | 1 | LP | 19 | 0
4RX9630 | 1 SET MOUNTING RAILS SIVACON 8PQ FOR CABINET DEPTH 400MM | 23.6 | TEM | 1 | LP | 1.2 | 0
3LD20030TK51 | SENTRON, 3LD switch disconnector, main switch, 3 pole, Iu:16 A, Operational power / at AC23 A at 400 V: 7,5 kW, frontmounted, rotary operating mechanism, black, 4 hole mounting of the handle | 22.67 | TEM | 1 | LP | 0.208 | 1
3LD20030TK53 | SENTRON, 3LD switch disconnector, EMERGENCYSTOP switch, 3pole, Iu:16 A, Operational power / at AC23 A at 400 V: 7,5 kW, front mounted, rotary operating mechanism, red/yellow, 4hole mounting of the handle | 22.67 | TEM | 1 | LP | 0.206 | 1
3LD20031TL51 | SENTRON, 3LD switch disconnector, main switch, 4 pole, Iu:16 A, Operational power / at AC23 A at 400 V: 7,5 kW, frontmounted, rotary operating mechanism, black, 4 hole mounting of the handle | 28.67 | TEM | 1 | LP | 0.218 | 1
3LD20031TL53 | SENTRON, 3LD switch disconnector, EMERGENCYSTOP switch, 4pole, Iu:16 A, Operational power / at AC23 A at 400 V: 7,5 kW, front mounted, rotary operating mechanism, red/yellow, 4hole mounting of the handle | 28.67 | TEM | 1 | LP | 0.22 | 1
3LD20031TP53 | SENTRON, 3LD switch disconnector, EMERGENCYSTOP switch, 3pole, Iu:16 A, Operational power / at AC23 A at 400 V: 7,5 kW, front mounted, 1NC, 1NO, rotary operating mechanism, red/yellow, 4hole mounting of the handle | 28.98 | TEM | 1 | LP | 0.229 | 1
3LD20130TK51 | SENTRON, 3LD switch disconnector, main switch, 3 pole, Iu:16 A, Operational power / at AC23 A at 400 V: 7,5 kW, floor mounting with door coupling, rotary operating mechanism, black, 4 hole mounting of the handle | 36.54 | TEM | 1 | LP | 0.413 | 1
3LD20130TK53 | SENTRON, 3LD switch disconnector, EMERGENCYSTOP switch, 3pole, Iu:16 A, Operational power / at AC23 A at 400 V: 7,5 kW, floor mounting with door coupling, rotary operating mechanism, red/yellow, 4hole mounting of the handle | 36.54 | TEM | 1 | LP | 0.41 | 1
3LD20131TL51 | SENTRON, 3LD switch disconnector, main switch, 4 pole, Iu:16 A, Operational power / at AC23 A at 400 V: 7,5 kW, floor mounting with door coupling, rotary operating mechanism, black, 4 hole mounting of the handle | 41.61 | TEM | 1 | LP | 0.42 | 1
3LD20220TK11 | SENTRON, 3LD switch disconnector, main switch, 3 pole, Iu:16 A, Operational power / at AC23 A at 400 V: 7,5 kW, frontmounted, knob operated mechanism, black, 4 hole mounting of the handle | 20.39 | TEM | 1 | LP | 0.184 | 1
3LD20220TK13 | SENTRON, 3LD switch disconnector, EMERGENCYSTOP switch, 3pole, Iu:16 A, Operational power / at AC23 A at 400 V: 7,5 kW, front mounted, knoboperated mechanism, red/yellow, 4hole mounting of the handle | 20.39 | TEM | 1 | LP | 0.183 | 1
3LD20300TK11 | SENTRON, 3LD switch disconnector, main switch, 3 pole, Iu:16 A, Operational power / at AC23 A at 400 V: 7,5 kW, Distribution board mounting, knoboperated mechanism, black, handle directly on switch | 19.87 | TEM | 1 | LP | 0.169 | 1
3LD20301TL11 | SENTRON, 3LD switch disconnector, main switch, 4 pole, Iu:16 A, Operational power / at AC23 A at 400 V: 7,5 kW, Distribution board mounting, knoboperated mechanism, black, handle directly on switch | 25.15 | TEM | 1 | LP | 0.183 | 1
3LD20440TK53 | SENTRON, 3LD switch disconnector, EMERGENCYSTOP switch, 3pole, Iu:16 A, Operational power / at AC23 A at 400 V: 7,5 kW, floor mounting with door coupling, rotary operating mechanism, red/yellow, center mounting 22.5 mm of handle | 38.09 | TEM | 1 | LP | 0.437 | 1
3LD20500TK13 | SENTRON, 3LD switch disconnector, EMERGENCYSTOP switch, 3pole, Iu:16 A, Operational power / at AC23 A at 400 V: 7,5 kW, front mounted, knoboperated mechanism, red/yellow, center mounting 22.5 mm of handle | 22.25 | TEM | 1 | LP | 0.188 | 1
3LD20501TL11 | SENTRON, 3LD switch disconnector, main switch, 4 pole, Iu:16 A, Operational power / at AC23 A at 400 V: 7,5 kW, frontmounted, knob operated mechanism, black, center mounting 22.5 mm of handle | 28.46 | TEM | 1 | LP | 0.198 | 1
3LD20540TK53 | SENTRON, 3LD switch disconnector, EMERGENCYSTOP switch, 3pole, Iu:16 A, Operational power / at AC23 A at 400 V: 7,5 kW, front mounted, rotary operating mechanism, red/yellow, center mounting 22.5 mm of handle | 22.67 | TEM | 1 | LP | 0.209 | 1
3LD20541TL53 | SENTRON, 3LD switch disconnector, EMERGENCYSTOP switch, 4pole, Iu:16 A, Operational power / at AC23 A at 400 V: 7,5 kW, front mounted, rotary operating mechanism, red/yellow, center mounting 22.5 mm of handle | 29.29 | TEM | 1 | LP | 0.22 | 1
3LD20541TP51 | SENTRON, 3LD switch disconnector, main switch, 3 pole, Iu:16 A, Operational power / at AC23 A at 400 V: 7,5 kW, frontmounted, 1NC, 1NO, rotary operating mechanism, black, center mounting 22.5 mm of handle | 29.29 | TEM | 1 | LP | 0.231 | 1
3LD20640TB51 | SENTRON, 3LD switch disconnector, main switch, 3 pole, Iu:16 A, Operational power / at AC23 A at 400 V: 7,5 kW, moldedplastic enclosure for metric threaded joint, rotary operating mechanism, black | 33.02 | TEM | 1 | LP | 0.465 | 1
3LD20640TB53 | SENTRON, 3LD switch disconnector, EMERGENCYSTOP switch, 3pole, Iu:16 A, Operational power / at AC23 A at 400 V: 7,5 kW, molded plastic enclosure for metric threaded joint, rotary operating mechanism, red/yellow | 33.02 | TEM | 1 | LP | 0.468 | 1
3LD20641GP51 | SENTRON, 3LD switch disconnector, main switch, 3 pole, Iu:16 A, Operational power / at AC23 A at 400 V: 7,5 kW, moldedplastic enclosure for metric threaded joint, 1NC, 1NO, rotary operating mechanism, black | 41.5 | TEM | 1 | LP | 0.477 | 1
3LD20641GP53 | SENTRON, 3LD switch disconnector, EMERGENCYSTOP switch, 3pole, Iu:16 A, Operational power / at AC23 A at 400 V: 7,5 kW, molded plastic enclosure for metric threaded joint, 1NC, 1NO, rotary operating mechanism, red/yellow | 41.5 | TEM | 1 | LP | 0.478 | 1
3LD20641TC53 | SENTRON, 3LD switch disconnector, EMERGENCYSTOP switch, 4pole, Iu:16 A, Operational power / at AC23 A at 400 V: 7,5 kW, molded plastic enclosure for metric threaded joint, 1NC, 1NO, rotary operating mechanism, red/yellow | 48.23 | TEM | 1 | LP | 0.469 | 1
3LD21030TK51 | SENTRON, 3LD switch disconnector, main switch, 3 pole, Iu:25 A, Operational power / at AC23 A at 400 V: 9,5 kW, frontmounted, rotary operating mechanism, black, 4 hole mounting of the handle | 25.05 | TEM | 1 | LP | 0.202 | 1
3LD21030TK53 | SENTRON, 3LD switch disconnector, EMERGENCYSTOP switch, 3pole, Iu:25 A, Operational power / at AC23 A at 400 V: 9,5 kW, front mounted, rotary operating mechanism, red/yellow, 4hole mounting of the handle | 25.05 | TEM | 1 | LP | 0.2 | 1
3LD21031TL53 | SENTRON, 3LD switch disconnector, EMERGENCYSTOP switch, 4pole, Iu:25 A, Operational power / at AC23 A at 400 V: 9,5 kW, front mounted, rotary operating mechanism, red/yellow, 4hole mounting of the handle | 31.36 | TEM | 1 | LP | 0.235 | 1
3LD21031TP53 | SENTRON, 3LD switch disconnector, EMERGENCYSTOP switch, 3pole, Iu:25 A, Operational power / at AC23 A at 400 V: 9,5 kW, front mounted, 1NC, 1NO, rotary operating mechanism, red/yellow, 4hole mounting of the handle | 32.4 | TEM | 1 | LP | 0.222 | 1
3LD21033VK51 | SENTRON, 3LD switch disconnector, main switch, 6 pole, Iu:25 A, Operational power / at AC23 A at 400 V: 9,5 kW, frontmounted, rotary operating mechanism, black, 4 hole mounting of the handle | 44.82 | TEM | 1 | LP | 0.38 | 1
3LD21033VK53 | SENTRON, 3LD switch disconnector, EMERGENCYSTOP switch, 6pole, Iu:25 A, Operational power / at AC23 A at 400 V: 9,5 kW, front mounted, rotary operating mechanism, red/yellow, 4hole mounting of the handle | 44.82 | TEM | 1 | LP | 0.379 | 1
3LD21130TK51 | SENTRON, 3LD switch disconnector, main switch, 3 pole, Iu:25 A, Operational power / at AC23 A at 400 V: 9,5 kW, floor mounting with door coupling, rotary operating mechanism, black, 4 hole mounting of the handle | 40.47 | TEM | 1 | LP | 0.403 | 1
3LD21130TK53 | SENTRON, 3LD switch disconnector, EMERGENCYSTOP switch, 3pole, Iu:25 A, Operational power / at AC23 A at 400 V: 9,5 kW, floor mounting with door coupling, rotary operating mechanism, red/yellow, 4hole mounting of the handle | 40.47 | TEM | 1 | LP | 0.404 | 1
3LD21131TL51 | SENTRON, 3LD switch disconnector, main switch, 4 pole, Iu:25 A, Operational power / at AC23 A at 400 V: 9,5 kW, floor mounting with door coupling, rotary operating mechanism, black, 4 hole mounting of the handle | 46.26 | TEM | 1 | LP | 0.439 | 1
3LD21133VK53 | SENTRON, 3LD switch disconnector, EMERGENCYSTOP switch, 6pole, Iu:25 A, Operational power / at AC23 A at 400 V: 9,5 kW, floor mounting with door coupling, rotary operating mechanism, red/yellow, 4hole mounting of the handle | 59.62 | TEM | 1 | LP | 0.6 | 1
3LD21134VP53 | SENTRON, 3LD switch disconnector, EMERGENCYSTOP switch, 6pole, Iu:25 A, Operational power / at AC23 A at 400 V: 9,5 kW, floor mounting with door coupling, 1NC, 1NO, rotary operating mechanism, red/yellow, 4hole mounting of the handle | 65.62 | TEM | 1 | LP | 0.611 | 1
3LD21220TK11 | SENTRON, 3LD switch disconnector, main switch, 3 pole, Iu:25 A, Operational power / at AC23 A at 400 V: 9,5 kW, floor mounting with door coupling, knoboperated mechanism, black, 4hole mounting of the handle | 22.25 | TEM | 1 | LP | 0.177 | 1
3LD21237UK01 | SENTRON, 3LD switch disconnector, Selector switch, 3pole, Iu:25 A, Operational power / at AC23 A at 400 V: 9,5 kW, floor mounting with door coupling, knoboperated mechanism, black, 4hole mounting of the handle | 49.78 | TEM | 1 | LP | 0.378 | 1
3LD21300TK11 | SENTRON, 3LD switch disconnector, main switch, 3 pole, Iu:25 A, Operational power / at AC23 A at 400 V: 9,5 kW, Distribution board mounting, knoboperated mechanism, black, handle directly on switch | 21.63 | TEM | 1 | LP | 0.163 | 1
3LD21440TK53 | SENTRON, 3LD switch disconnector, EMERGENCYSTOP switch, 3pole, Iu:25 A, Operational power / at AC23 A at 400 V: 9,5 kW, floor mounting with door coupling, rotary operating mechanism, red/yellow, center mounting 22.5 mm of handle | 42.44 | TEM | 1 | LP | 0.416 | 1
3LD21441TL51 | SENTRON, 3LD switch disconnector, main switch, 4 pole, Iu:25 A, Operational power / at AC23 A at 400 V: 9,5 kW, floor mounting with door coupling, rotary operating mechanism, black, center mounting 22.5 mm of handle | 47.51 | TEM | 1 | LP | 0.462 | 1
3LD21540TK51 | SENTRON, 3LD switch disconnector, main switch, 3 pole, Iu:25 A, Operational power / at AC23 A at 400 V: 9,5 kW, frontmounted, rotary operating mechanism, black, center mounting 22.5 mm of handle | 25.05 | TEM | 1 | LP | 0.202 | 1
3LD21540TK53 | SENTRON, 3LD switch disconnector, EMERGENCYSTOP switch, 3pole, Iu:25 A, Operational power / at AC23 A at 400 V: 9,5 kW, front mounted, rotary operating mechanism, red/yellow, center mounting 22.5 mm of handle | 25.05 | TEM | 1 | LP | 0.204 | 1
3LD21541TL53 | SENTRON, 3LD switch disconnector, EMERGENCYSTOP switch, 4pole, Iu:25 A, Operational power / at AC23 A at 400 V: 9,5 kW, front mounted, rotary operating mechanism, red/yellow, center mounting 22.5 mm of handle | 31.36 | TEM | 1 | LP | 0.244 | 1
3LD21541TP51 | SENTRON, 3LD switch disconnector, main switch, 3 pole, Iu:25 A, Operational power / at AC23 A at 400 V: 9,5 kW, frontmounted, 1NC, 1NO, rotary operating mechanism, black, center mounting 22.5 mm of handle | 32.4 | TEM | 1 | LP | 0.229 | 1
3LD21541TP53 | SENTRON, 3LD switch disconnector, EMERGENCYSTOP switch, 3pole, Iu:25 A, Operational power / at AC23 A at 400 V: 9,5 kW, front mounted, 1NC, 1NO, rotary operating mechanism, red/yellow, center mounting 22.5 mm of handle | 32.4 | TEM | 1 | LP | 0.229 | 1
3LD21640TB51 | SENTRON, 3LD switch disconnector, main switch, 3 pole, Iu:25 A, Operational power / at AC23 A at 400 V: 9,5 kW, moldedplastic enclosure for metric threaded joint, rotary operating mechanism, black | 36.02 | TEM | 1 | LP | 0.46 | 1
3LD21640TB53 | SENTRON, 3LD switch disconnector, EMERGENCYSTOP switch, 3pole, Iu:25 A, Operational power / at AC23 A at 400 V: 9,5 kW, molded plastic enclosure for metric threaded joint, rotary operating mechanism, red/yellow | 36.02 | TEM | 1 | LP | 0.459 | 1
3LD21641GP51 | SENTRON, 3LD switch disconnector, main switch, 3 pole, Iu:25 A, Operational power / at AC23 A at 400 V: 9,5 kW, moldedplastic enclosure for metric threaded joint, 1NC, 1NO, rotary operating mechanism, black | 46.06 | TEM | 1 | LP | 0.467 | 1
3LD21641GP53 | SENTRON, 3LD switch disconnector, EMERGENCYSTOP switch, 3pole, Iu:25 A, Operational power / at AC23 A at 400 V: 9,5 kW, molded plastic enclosure for metric threaded joint, 1NC, 1NO, rotary operating mechanism, red/yellow | 46.06 | TEM | 1 | LP | 0.47 | 1
3LD21641TC53 | SENTRON, 3LD switch disconnector, EMERGENCYSTOP switch, 4pole, Iu:25 A, Operational power / at AC23 A at 400 V: 9,5 kW, molded plastic enclosure for metric threaded joint, 1NC, 1NO, rotary operating mechanism, red/yellow | 53.3 | TEM | 1 | LP | 0.482 | 1
3LD21653VB51 | SENTRON, 3LD switch disconnector, main switch, 6 pole, Iu:25 A, Operational power / at AC23 A at 400 V: 9,5 kW, moldedplastic enclosure for metric threaded joint, rotary operating mechanism, black | 63.03 | TEM | 1 | LP | 0.868 | 1
3LD21653VB53 | SENTRON, 3LD switch disconnector, EMERGENCYSTOP switch, 6pole, Iu:25 A, Operational power / at AC23 A at 400 V: 9,5 kW, molded plastic enclosure for metric threaded joint, rotary operating mechanism, red/yellow | 63.03 | TEM | 1 | LP | 0.866 | 1
3LD21654VD51 | SENTRON, 3LD switch disconnector, main switch, 6 pole, Iu:25 A, Operational power / at AC23 A at 400 V: 9,5 kW, moldedplastic enclosure for metric threaded joint, 1NC, 1NO, rotary operating mechanism, black | 70.9 | TEM | 1 | LP | 0.877 | 1
3LD21654VD53 | SENTRON, 3LD switch disconnector, EMERGENCYSTOP switch, 6pole, Iu:25 A, Operational power / at AC23 A at 400 V: 9,5 kW, molded plastic enclosure for metric threaded joint, 1NC, 1NO, rotary operating mechanism, red/yellow | 70.9 | TEM | 1 | LP | 0.882 | 1
3LD21657UB01 | SENTRON, 3LD switch disconnector, Selector switch, 3pole, Iu:25 A, Operational power / at AC23 A at 400 V: 9,5 kW, moldedplastic enclosure for metric threaded joint, knoboperated mechanism, black | 74.21 | TEM | 1 | LP | 0.894 | 1
3LD22030TK51 | SENTRON, 3LD switch disconnector, main switch, 3 pole, Iu:32 A, Operational power / at AC23 A at 400 V: 11,5 kW, frontmounted, rotary operating mechanism, black, 4 hole mounting of the handle | 27.95 | TEM | 1 | LP | 0.2 | 1
3LD22030TK53 | SENTRON, 3LD switch disconnector, EMERGENCYSTOP switch, 3pole, Iu:32 A, Operational power / at AC23 A at 400 V: 11,5 kW, front mounted, rotary operating mechanism, red/yellow, 4hole mounting of the handle | 27.95 | TEM | 1 | LP | 0.201 | 1
3LD22031TL51 | SENTRON, 3LD switch disconnector, main switch, 4 pole, Iu:32 A, Operational power / at AC23 A at 400 V: 11,5 kW, frontmounted, rotary operating mechanism, black, 4 hole mounting of the handle | 37.98 | TEM | 1 | LP | 0.235 | 1
3LD22031TL53 | SENTRON, 3LD switch disconnector, EMERGENCYSTOP switch, 4pole, Iu:32 A, Operational power / at AC23 A at 400 V: 11,5 kW, front mounted, rotary operating mechanism, red/yellow, 4hole mounting of the handle | 37.98 | TEM | 1 | LP | 0.234 | 1
3LD22031TP51 | SENTRON, 3LD switch disconnector, main switch, 3 pole, Iu:32 A, Operational power / at AC23 A at 400 V: 11,5 kW, frontmounted, 1NC, 1NO, rotary operating mechanism, black, 4hole mounting of the handle | 38.5 | TEM | 1 | LP | 0.22 | 1
3LD22031TP53 | SENTRON, 3LD switch disconnector, EMERGENCYSTOP switch, 3pole, Iu:32 A, Operational power / at AC23 A at 400 V: 11,5 kW, front mounted, 1NC, 1NO, rotary operating mechanism, red/yellow, 4hole mounting of the handle | 38.5 | TEM | 1 | LP | 0.221 | 1
3LD22033VK51 | SENTRON, 3LD switch disconnector, main switch, 6 pole, Iu:32 A, Operational power / at AC23 A at 400 V: 11,5 kW, frontmounted, rotary operating mechanism, black, 4 hole mounting of the handle | 50.4 | TEM | 1 | LP | 0.38 | 1
3LD22033VK53 | SENTRON, 3LD switch disconnector, EMERGENCYSTOP switch, 6pole, Iu:32 A, Operational power / at AC23 A at 400 V: 11,5 kW, front mounted, rotary operating mechanism, red/yellow, 4hole mounting of the handle | 50.4 | TEM | 1 | LP | 0.383 | 1
3LD22100TK000AB6 | SENTRON, 3LD switch disconnector, Switch, 3pole, Iu:32 A, Operational power / at AC23 A at 400 V: 11,5 kW, floor mounting with door coupling, without | 34.78 | TEM | 1 | LP | 0.203 | 1
3LD22130TK51 | SENTRON, 3LD switch disconnector, main switch, 3 pole, Iu:32 A, Operational power / at AC23 A at 400 V: 11,5 kW, floor mounting with door coupling, rotary operating mechanism, black, 4 hole mounting of the handle | 44.61 | TEM | 1 | LP | 0.409 | 1
3LD22130TK53 | SENTRON, 3LD switch disconnector, EMERGENCYSTOP switch, 3pole, Iu:32 A, Operational power / at AC23 A at 400 V: 11,5 kW, floor mounting with door coupling, rotary operating mechanism, red/yellow, 4hole mounting of the handle | 44.61 | TEM | 1 | LP | 0.406 | 1
3LD22131TL53 | SENTRON, 3LD switch disconnector, EMERGENCYSTOP switch, 4pole, Iu:32 A, Operational power / at AC23 A at 400 V: 11,5 kW, floor mounting with door coupling, rotary operating mechanism, red/yellow, 4hole mounting of the handle | 50.82 | TEM | 1 | LP | 0.433 | 1
3LD22220TK11 | SENTRON, 3LD switch disconnector, main switch, 3 pole, Iu:32 A, Operational power / at AC23 A at 400 V: 11,5 kW, frontmounted, knob operated mechanism, black, 4 hole mounting of the handle | 26.91 | TEM | 1 | LP | 0.176 | 1
3LD22220TK13 | SENTRON, 3LD switch disconnector, EMERGENCYSTOP switch, 3pole, Iu:32 A, Operational power / at AC23 A at 400 V: 11,5 kW, front mounted, knoboperated mechanism, red/yellow, 4hole mounting of the handle | 26.91 | TEM | 1 | LP | 0.178 | 1
3LD22237UK01 | SENTRON, 3LD switch disconnector, Selector switch, 3pole, Iu:32 A, Operational power / at AC23 A at 400 V: 11,5 kW, frontmounted, knob operated mechanism, black, 4 hole mounting of the handle | 54.65 | TEM | 1 | LP | 0.375 | 1
3LD22237UL010AD8 | SENTRON, 3LD switch disconnector, Selector switch, 4pole, Iu:32 A, Operational power / at AC23 A at 400 V: 11,5 kW, frontmounted, knob operated mechanism, black, 4 hole mounting of the handle, can be locked in zero position | 134.86 | TEM | 1 | LP | 0.731 | 1
3LD22300TK11 | SENTRON, 3LD switch disconnector, main switch, 3 pole, Iu:32 A, Operational power / at AC23 A at 400 V: 11,5 kW, Distribution board mounting, knoboperated mechanism, black, handle directly on switch | 26.29 | TEM | 1 | LP | 0.161 | 1
3LD22300TK13 | SENTRON, 3LD switch disconnector, EMERGENCYSTOP switch, 3pole, Iu:32 A, Operational power / at AC23 A at 400 V: 11,5 kW, Distribution board mounting, knoboperated mechanism, red/yellow, handle directly on switch | 26.29 | TEM | 1 | LP | 0.162 | 1
3LD22440TK51 | SENTRON, 3LD switch disconnector, main switch, 3 pole, Iu:32 A, Operational power / at AC23 A at 400 V: 11,5 kW, floor mounting with door coupling, rotary operating mechanism, black, center mounting 22.5 mm of handle | 47.71 | TEM | 1 | LP | 0.414 | 1
3LD22440TK53 | SENTRON, 3LD switch disconnector, EMERGENCYSTOP switch, 3pole, Iu:32 A, Operational power / at AC23 A at 400 V: 11,5 kW, floor mounting with door coupling, rotary operating mechanism, red/yellow, center mounting 22.5 mm of handle | 47.71 | TEM | 1 | LP | 0.414 | 1
3LD22540TK51 | SENTRON, 3LD switch disconnector, main switch, 3 pole, Iu:32 A, Operational power / at AC23 A at 400 V: 11,5 kW, frontmounted, rotary operating mechanism, black, center mounting 22.5 mm of handle | 29.5 | TEM | 1 | LP | 0.203 | 1
3LD22540TK53 | SENTRON, 3LD switch disconnector, EMERGENCYSTOP switch, 3pole, Iu:32 A, Operational power / at AC23 A at 400 V: 11,5 kW, front mounted, rotary operating mechanism, red/yellow, center mounting 22.5 mm of handle | 29.5 | TEM | 1 | LP | 0.202 | 1
3LD22640TB51 | SENTRON, 3LD switch disconnector, main switch, 3 pole, Iu:32 A, Operational power / at AC23 A at 400 V: 11,5 kW, moldedplastic enclosure for metric threaded joint, rotary operating mechanism, black | 42.54 | TEM | 1 | LP | 0.453 | 1
3LD22640TB53 | SENTRON, 3LD switch disconnector, EMERGENCYSTOP switch, 3pole, Iu:32 A, Operational power / at AC23 A at 400 V: 11,5 kW, molded plastic enclosure for metric threaded joint, rotary operating mechanism, red/yellow | 42.54 | TEM | 1 | LP | 0.461 | 1
3LD22641GP51 | SENTRON, 3LD switch disconnector, main switch, 3 pole, Iu:32 A, Operational power / at AC23 A at 400 V: 11,5 kW, moldedplastic enclosure for metric threaded joint, 1NC, 1NO, rotary operating mechanism, black | 51.44 | TEM | 1 | LP | 0.47 | 1
3LD22641GP53 | SENTRON, 3LD switch disconnector, EMERGENCYSTOP switch, 3pole, Iu:32 A, Operational power / at AC23 A at 400 V: 11,5 kW, molded plastic enclosure for metric threaded joint, 1NC, 1NO, rotary operating mechanism, red/yellow | 51.44 | TEM | 1 | LP | 0.471 | 1
3LD22641TC53 | SENTRON, 3LD switch disconnector, EMERGENCYSTOP switch, 4pole, Iu:32 A, Operational power / at AC23 A at 400 V: 11,5 kW, molded plastic enclosure for metric threaded joint, 1NC, 1NO, rotary operating mechanism, red/yellow | 60.03 | TEM | 1 | LP | 0.486 | 1
3LD22653VB51 | SENTRON, 3LD switch disconnector, main switch, 6 pole, Iu:32 A, Operational power / at AC23 A at 400 V: 11,5 kW, moldedplastic enclosure for metric threaded joint, rotary operating mechanism, black | 72.97 | TEM | 1 | LP | 0.86 | 1
3LD22653VB53 | SENTRON, 3LD switch disconnector, EMERGENCYSTOP switch, 6pole, Iu:32 A, Operational power / at AC23 A at 400 V: 11,5 kW, molded plastic enclosure for metric threaded joint, rotary operating mechanism, red/yellow | 72.97 | TEM | 1 | LP | 0.875 | 1
3LD22654VD53 | SENTRON, 3LD switch disconnector, EMERGENCYSTOP switch, 6pole, Iu:32 A, Operational power / at AC23 A at 400 V: 11,5 kW, molded plastic enclosure for metric threaded joint, 1NC, 1NO, rotary operating mechanism, red/yellow | 82.08 | TEM | 1 | LP | 0.884 | 1
3LD23050TK11 | SENTRON, 3LD switch disconnector, main switch, 3 pole, Iu:160 A, Operational power / at AC23 A at 400 V: 75 kW, frontmounted, knob operated mechanism, black, 4 hole mounting of the handle | 238.88 | TEM | 1 | LP | 2.089 | 1
3LD23050TK13 | SENTRON, 3LD switch disconnector, EMERGENCYSTOP switch, 3pole, Iu:160 A, Operational power / at AC23 A at 400 V: 75 kW, front mounted, knoboperated mechanism, red/yellow, 4hole mounting of the handle | 238.88 | TEM | 1 | LP | 2.105 | 1
3LD23051TL13 | SENTRON, 3LD switch disconnector, EMERGENCYSTOP switch, 4pole, Iu:160 A, Operational power / at AC23 A at 400 V: 75 kW, front mounted, knoboperated mechanism, red/yellow, 4hole mounting of the handle | 291.66 | TEM | 1 | LP | 2.603 | 1
3LD23053VK13 | SENTRON, 3LD switch disconnector, EMERGENCYSTOP switch, 6pole, Iu:160 A, Operational power / at AC23 A at 400 V: 75 kW, front mounted, knoboperated mechanism, red/yellow, 4hole mounting of the handle | 531.27 | TEM | 1 | LP | 3.974 | 1
3LD23180TK11 | SENTRON, 3LD switch disconnector, main switch, 3 pole, Iu:160 A, Operational power / at AC23 A at 400 V: 75 kW, floor mounting with door coupling, knoboperated mechanism, black, 4hole mounting of the handle | 263.2 | TEM | 1 | LP | 2.75 | 1
3LD23180TK13 | SENTRON, 3LD switch disconnector, EMERGENCYSTOP switch, 3pole, Iu:160 A, Operational power / at AC23 A at 400 V: 75 kW, floor mounting with door coupling, knoboperated mechanism, red/yellow, 4hole mounting of the handle | 263.2 | TEM | 1 | LP | 2.746 | 1
3LD23183VK13 | SENTRON, 3LD switch disconnector, EMERGENCYSTOP switch, 6pole, Iu:160 A, Operational power / at AC23 A at 400 V: 75 kW, floor mounting with door coupling, knoboperated mechanism, red/yellow, 4hole mounting of the handle | 561.38 | TEM | 1 | LP | 4.664 | 1
3LD23300TK13 | SENTRON, 3LD switch disconnector, EMERGENCYSTOP switch, 3pole, Iu:160 A, Operational power / at AC23 A at 400 V: 132 kW, Distribution board mounting, knoboperated mechanism, red/yellow, handle directly on switch | 234.74 | TEM | 1 | LP | 2.048 | 1
3LD24050TK11 | SENTRON, 3LD switch disconnector, main switch, 3 pole, Iu:160 A, Operational power / at AC23 A at 400 V: 132 kW, frontmounted, knob operated mechanism, black, 4 hole mounting of the handle | 289.18 | TEM | 1 | LP | 2.097 | 1
3LD24051TL13 | SENTRON, 3LD switch disconnector, EMERGENCYSTOP switch, 4pole, Iu:160 A, Operational power / at AC23 A at 400 V: 132 kW, front mounted, knoboperated mechanism, red/yellow, 4hole mounting of the handle | 347.66 | TEM | 1 | LP | 2.605 | 1
3LD24180TK11 | SENTRON, 3LD switch disconnector, main switch, 3 pole, Iu:250 A, Operational power / at AC23 A at 400 V: 132 kW, floor mounting with door coupling, knoboperated mechanism, black, 4hole mounting of the handle | 318.47 | TEM | 1 | LP | 2.761 | 1
3LD24183VK13 | SENTRON, 3LD switch disconnector, EMERGENCYSTOP switch, 6pole, Iu:250 A, Operational power / at AC23 A at 400 V: 132 kW, floor mounting with door coupling, knoboperated mechanism, red/yellow, 4hole mounting of the handle | 671.82 | TEM | 1 | LP | 4.557 | 1
3LD24300TK13 | SENTRON, 3LD switch disconnector, EMERGENCYSTOP switch, 3pole, Iu:250 A, Operational power / at AC23 A at 400 V: 132 kW, Distribution board mounting, knoboperated mechanism, red/yellow, handle directly on switch | 286.8 | TEM | 1 | LP | 2.047 | 1
3LD25040TK51 | SENTRON, 3LD switch disconnector, main switch, 3 pole, Iu:63 A, Operational power / at AC23 A at 400 V: 22 kW, frontmounted, rotary operating mechanism, black, 4 hole mounting of the handle | 48.13 | TEM | 1 | LP | 0.412 | 1
3LD25040TK53 | SENTRON, 3LD switch disconnector, EMERGENCYSTOP switch, 3pole, Iu:63 A, Operational power / at AC23 A at 400 V: 22 kW, front mounted, rotary operating mechanism, red/yellow, 4hole mounting of the handle | 48.13 | TEM | 1 | LP | 0.413 | 1
3LD25041TL51 | SENTRON, 3LD switch disconnector, main switch, 4 pole, Iu:63 A, Operational power / at AC23 A at 400 V: 22 kW, frontmounted, rotary operating mechanism, black, 4 hole mounting of the handle | 63.03 | TEM | 1 | LP | 0.485 | 1
3LD25041TL53 | SENTRON, 3LD switch disconnector, EMERGENCYSTOP switch, 4pole, Iu:63 A, Operational power / at AC23 A at 400 V: 22 kW, front mounted, rotary operating mechanism, red/yellow, 4hole mounting of the handle | 63.03 | TEM | 1 | LP | 0.49 | 1
3LD25041TP53 | SENTRON, 3LD switch disconnector, EMERGENCYSTOP switch, 3pole, Iu:63 A, Operational power / at AC23 A at 400 V: 22 kW, front mounted, 1NC, 1NO, rotary operating mechanism, red/yellow, 4hole mounting of the handle | 58.68 | TEM | 1 | LP | 0.438 | 1
3LD25043VK51 | SENTRON, 3LD switch disconnector, main switch, 6 pole, Iu:63 A, Operational power / at AC23 A at 400 V: 22 kW, frontmounted, rotary operating mechanism, black, 4 hole mounting of the handle | 74.62 | TEM | 1 | LP | 0.744 | 1
3LD25140TK51 | SENTRON, 3LD switch disconnector, main switch, 3 pole, Iu:63 A, Operational power / at AC23 A at 400 V: 22 kW, floor mounting with door coupling, rotary operating mechanism, black, 4 hole mounting of the handle | 53.51 | TEM | 1 | LP | 0.638 | 1
3LD25140TK53 | SENTRON, 3LD switch disconnector, EMERGENCYSTOP switch, 3pole, Iu:63 A, Operational power / at AC23 A at 400 V: 22 kW, floor mounting with door coupling, rotary operating mechanism, red/yellow, 4hole mounting of the handle | 53.51 | TEM | 1 | LP | 0.64 | 1
3LD25141TL53 | SENTRON, 3LD switch disconnector, EMERGENCYSTOP switch, 4pole, Iu:63 A, Operational power / at AC23 A at 400 V: 22 kW, floor mounting with door coupling, rotary operating mechanism, red/yellow, 4hole mounting of the handle | 64.38 | TEM | 1 | LP | 0.717 | 1
3LD25247UK01 | SENTRON, 3LD switch disconnector, Selector switch, 3pole, Iu:63 A, Operational power / at AC23 A at 400 V: 22 kW, frontmounted, knob operated mechanism, black, 4 hole mounting of the handle | 90.15 | TEM | 1 | LP | 0.74 | 1
3LD25300TK11 | SENTRON, 3LD switch disconnector, main switch, 3 pole, Iu:63 A, Operational power / at AC23 A at 400 V: 22 kW, Distribution board mounting, knoboperated mechanism, black, handle directly on switch | 40.57 | TEM | 1 | LP | 0.303 | 1
3LD25300TK13 | SENTRON, 3LD switch disconnector, EMERGENCYSTOP switch, 3pole, Iu:63 A, Operational power / at AC23 A at 400 V: 22 kW, Distribution board mounting, knoboperated mechanism, red/yellow, handle directly on switch | 40.57 | TEM | 1 | LP | 0.298 | 1
3LD25440TK53 | SENTRON, 3LD switch disconnector, EMERGENCYSTOP switch, 3pole, Iu:63 A, Operational power / at AC23 A at 400 V: 22 kW, floor mounting with door coupling, rotary operating mechanism, red/yellow, center mounting 22.5 mm of handle | 64.07 | TEM | 1 | LP | 0.59 | 1
3LD25450TK51 | SENTRON, 3LD switch disconnector, main switch, 3 pole, Iu:63 A, Operational power / at AC23 A at 400 V: 22 kW, floor mounting with door coupling, rotary operating mechanism, black, center mounting 22.5 mm of handle | 64.07 | TEM | 1 | LP | 0.689 | 1
3LD25450TK53 | SENTRON, 3LD switch disconnector, EMERGENCYSTOP switch, 3pole, Iu:63 A, Operational power / at AC23 A at 400 V: 22 kW, floor mounting with door coupling, rotary operating mechanism, red/yellow, center mounting 22.5 mm of handle | 64.07 | TEM | 1 | LP | 0.685 | 1
3LD25550TK51 | SENTRON, 3LD switch disconnector, main switch, 3 pole, Iu:63 A, Operational power / at AC23 A at 400 V: 22 kW, frontmounted, rotary operating mechanism, black, center mounting 22.5 mm of handle | 48.13 | TEM | 1 | LP | 0.419 | 1
3LD25550TK53 | SENTRON, 3LD switch disconnector, EMERGENCYSTOP switch, 3pole, Iu:63 A, Operational power / at AC23 A at 400 V: 22 kW, front mounted, rotary operating mechanism, red/yellow, center mounting 22.5 mm of handle | 48.13 | TEM | 1 | LP | 0.419 | 1
3LD25650TB51 | SENTRON, 3LD switch disconnector, main switch, 3 pole, Iu:63 A, Operational power / at AC23 A at 400 V: 22 kW, moldedplastic enclosure for metric threaded joint, rotary operating mechanism, black | 70.79 | TEM | 1 | LP | 0.9 | 1
3LD25650TB53 | SENTRON, 3LD switch disconnector, EMERGENCYSTOP switch, 3pole, Iu:63 A, Operational power / at AC23 A at 400 V: 22 kW, molded plastic enclosure for metric threaded joint, rotary operating mechanism, red/yellow | 70.79 | TEM | 1 | LP | 0.909 | 1
3LD25651GP51 | SENTRON, 3LD switch disconnector, main switch, 3 pole, Iu:63 A, Operational power / at AC23 A at 400 V: 22 kW, moldedplastic enclosure for metric threaded joint, 1NC, 1NO, rotary operating mechanism, black | 80.01 | TEM | 1 | LP | 0.907 | 1
3LD25651GP53 | SENTRON, 3LD switch disconnector, EMERGENCYSTOP switch, 3pole, Iu:63 A, Operational power / at AC23 A at 400 V: 22 kW, molded plastic enclosure for metric threaded joint, 1NC, 1NO, rotary operating mechanism, red/yellow | 80.01 | TEM | 1 | LP | 0.901 | 1
3LD25651TC51 | SENTRON, 3LD switch disconnector, main switch, 4 pole, Iu:63 A, Operational power / at AC23 A at 400 V: 22 kW, moldedplastic enclosure for metric threaded joint, 1NC, 1NO, rotary operating mechanism, black | 82.08 | TEM | 1 | LP | 0.953 | 1
3LD25651TC53 | SENTRON, 3LD switch disconnector, EMERGENCYSTOP switch, 4pole, Iu:63 A, Operational power / at AC23 A at 400 V: 22 kW, molded plastic enclosure for metric threaded joint, 1NC, 1NO, rotary operating mechanism, red/yellow | 82.08 | TEM | 1 | LP | 0.959 | 1
3LD25663VB51 | SENTRON, 3LD switch disconnector, main switch, 6 pole, Iu:63 A, Operational power / at AC23 A at 400 V: 22 kW, moldedplastic enclosure for metric threaded joint, rotary operating mechanism, black | 151.11 | TEM | 1 | LP | 2.136 | 1
3LD25663VB53 | SENTRON, 3LD switch disconnector, EMERGENCYSTOP switch, 6pole, Iu:63 A, Operational power / at AC23 A at 400 V: 22 kW, molded plastic enclosure for metric threaded joint, rotary operating mechanism, red/yellow | 151.11 | TEM | 1 | LP | 2.128 | 1
3LD25664VD53 | SENTRON, 3LD switch disconnector, EMERGENCYSTOP switch, 6pole, Iu:63 A, Operational power / at AC23 A at 400 V: 22 kW, molded plastic enclosure for metric threaded joint, 1NC, 1NO, rotary operating mechanism, red/yellow | 151.11 | TEM | 1 | LP | 2.138 | 1
3LD25667UB01 | SENTRON, 3LD switch disconnector, Selector switch, 3pole, Iu:63 A, Operational power / at AC23 A at 400 V: 22 kW, moldedplastic enclosure for metric threaded joint, knoboperated mechanism, black | 182.78 | TEM | 1 | LP | 2.164 | 1
3LD27040TK51 | SENTRON, 3LD switch disconnector, main switch, 3 pole, Iu:100 A, Operational power / at AC23 A at 400 V: 37 kW, frontmounted, rotary operating mechanism, black, 4 hole mounting of the handle | 73.07 | TEM | 1 | LP | 0.497 | 1
3LD27040TK53 | SENTRON, 3LD switch disconnector, EMERGENCYSTOP switch, 3pole, Iu:100 A, Operational power / at AC23 A at 400 V: 37 kW, front mounted, rotary operating mechanism, red/yellow, 4hole mounting of the handle | 73.07 | TEM | 1 | LP | 0.494 | 1
3LD27041TP53 | SENTRON, 3LD switch disconnector, EMERGENCYSTOP switch, 3pole, Iu:100 A, Operational power / at AC23 A at 400 V: 37 kW, front mounted, 1NC, 1NO, rotary operating mechanism, red/yellow, 4hole mounting of the handle | 83.63 | TEM | 1 | LP | 0.517 | 1
3LD27140TK51 | SENTRON, 3LD switch disconnector, main switch, 3 pole, Iu:100 A, Operational power / at AC23 A at 400 V: 37 kW, floor mounting with door coupling, rotary operating mechanism, black, 4 hole mounting of the handle | 87.77 | TEM | 1 | LP | 0.755 | 1
3LD27140TK53 | SENTRON, 3LD switch disconnector, EMERGENCYSTOP switch, 3pole, Iu:100 A, Operational power / at AC23 A at 400 V: 37 kW, floor mounting with door coupling, rotary operating mechanism, red/yellow, 4hole mounting of the handle | 87.77 | TEM | 1 | LP | 0.755 | 1
3LD27247UK01 | SENTRON, 3LD switch disconnector, Selector switch, 3pole, Iu:100 A, Operational power / at AC23 A at 400 V: 37 kW, frontmounted, knob operated mechanism, black, 4 hole mounting of the handle | 169.02 | TEM | 1 | LP | 0.956 | 1
3LD27300TK11 | SENTRON, 3LD switch disconnector, main switch, 3 pole, Iu:100 A, Operational power / at AC23 A at 400 V: 37 kW, Distribution board mounting, knoboperated mechanism, black, handle directly on switch | 69.66 | TEM | 1 | LP | 0.375 | 1
3LD27300TK13 | SENTRON, 3LD switch disconnector, EMERGENCYSTOP switch, 3pole, Iu:100 A, Operational power / at AC23 A at 400 V: 37 kW, Distribution board mounting, knoboperated mechanism, red/yellow, handle directly on switch | 69.66 | TEM | 1 | LP | 0.375 | 1
3LD27660TB51 | SENTRON, 3LD switch disconnector, main switch, 3 pole, Iu:100 A, Operational power / at AC23 A at 400 V: 37 kW, moldedplastic enclosure for metric threaded joint, rotary operating mechanism, black | 160.84 | TEM | 1 | LP | 1.886 | 1
3LD27660TB53 | SENTRON, 3LD switch disconnector, EMERGENCYSTOP switch, 3pole, Iu:100 A, Operational power / at AC23 A at 400 V: 37 kW, molded plastic enclosure for metric threaded joint, rotary operating mechanism, red/yellow | 160.84 | TEM | 1 | LP | 1.894 | 1
3LD27661GP51 | SENTRON, 3LD switch disconnector, main switch, 3 pole, Iu:100 A, Operational power / at AC23 A at 400 V: 37 kW, moldedplastic enclosure for metric threaded joint, 1NC, 1NO, rotary operating mechanism, black | 165.7 | TEM | 1 | LP | 1.815 | 1
3LD27661GP53 | SENTRON, 3LD switch disconnector, EMERGENCYSTOP switch, 3pole, Iu:100 A, Operational power / at AC23 A at 400 V: 37 kW, molded plastic enclosure for metric threaded joint, 1NC, 1NO, rotary operating mechanism, red/yellow | 165.7 | TEM | 1 | LP | 1.856 | 1
3LD27667UB01 | SENTRON, 3LD switch disconnector, Selector switch, 3pole, Iu:100 A, Operational power / at AC23 A at 400 V: 37 kW, moldedplastic enclosure for metric threaded joint, knoboperated mechanism, black | 300.56 | TEM | 1 | LP | 2.309 | 1
3LD28040TK51 | SENTRON, 3LD switch disconnector, main switch, 3 pole, Iu:125 A, Operational power / at AC23 A at 400 V: 45 kW, frontmounted, rotary operating mechanism, black, 4 hole mounting of the handle | 92.63 | TEM | 1 | LP | 0.501 | 1
3LD28040TK53 | SENTRON, 3LD switch disconnector, EMERGENCYSTOP switch, 3pole, Iu:125 A, Operational power / at AC23 A at 400 V: 45 kW, front mounted, rotary operating mechanism, red/yellow, 4hole mounting of the handle | 92.63 | TEM | 1 | LP | 0.496 | 1
3LD28041TP53 | SENTRON, 3LD switch disconnector, EMERGENCYSTOP switch, 3pole, Iu:125 A, Operational power / at AC23 A at 400 V: 45 kW, front mounted, 1NC, 1NO, rotary operating mechanism, red/yellow, 4hole mounting of the handle | 103.19 | TEM | 1 | LP | 0.515 | 1
3LD28140TK51 | SENTRON, 3LD switch disconnector, main switch, 3 pole, Iu:125 A, Operational power / at AC23 A at 400 V: 45 kW, floor mounting with door coupling, rotary operating mechanism, black, 4 hole mounting of the handle | 109.71 | TEM | 1 | LP | 0.752 | 1
3LD28140TK53 | SENTRON, 3LD switch disconnector, EMERGENCYSTOP switch, 3pole, Iu:125 A, Operational power / at AC23 A at 400 V: 45 kW, floor mounting with door coupling, rotary operating mechanism, red/yellow, 4hole mounting of the handle | 109.71 | TEM | 1 | LP | 0.754 | 1
3LD28300TK11 | SENTRON, 3LD switch disconnector, main switch, 3 pole, Iu:125 A, Operational power / at AC23 A at 400 V: 45 kW, Distribution board mounting, knoboperated mechanism, black, handle directly on switch | 89.32 | TEM | 1 | LP | 0.374 | 1
3LD28300TK13 | SENTRON, 3LD switch disconnector, EMERGENCYSTOP switch, 3pole, Iu:125 A, Operational power / at AC23 A at 400 V: 45 kW, Distribution board mounting, knoboperated mechanism, red/yellow, handle directly on switch | 89.32 | TEM | 1 | LP | 0.378 | 1
3LD28660TB53 | SENTRON, 3LD switch disconnector, EMERGENCYSTOP switch, 3pole, Iu:125 A, Operational power / at AC23 A at 400 V: 45 kW, molded plastic enclosure for metric threaded joint, rotary operating mechanism, red/yellow | 291.66 | TEM | 1 | LP | 1.883 | 1
3LD28661GP53 | SENTRON, 3LD switch disconnector, EMERGENCYSTOP switch, 3pole, Iu:125 A, Operational power / at AC23 A at 400 V: 45 kW, molded plastic enclosure for metric threaded joint, 1NC, 1NO, rotary operating mechanism, red/yellow | 300.56 | TEM | 1 | LP | 1.819 | 1
3LD92002B | neutral conductor/PE terminal, throughtype, for front mounting, up to 16A, Accessories for 3LD2 main control and EMERGENCYSTOP switches | 6.93 | TEM | 1 | LP | 0.03 | 1
3LD92005B | Auxiliary switch, 1NO+1NC, lagging switching, Accessories for 3LD2 main control and EMERGENCYSTOP switches | 10.66 | TEM | 1 | LP | 0.02 | 1
3LD92005C | Auxiliary switch, 1NO+1NC, Accessories for 3LD2 main control and EMERGENCYSTOP switches | 10.66 | TEM | 1 | LP | 0.02 | 1
3LD92006C | Auxiliary switch, 2NO, Accessories for 3LD2 main control and EMERGENCYSTOP switches | 11.9 | TEM | 1 | LP | 0.021 | 1
3LD92050C | shaft set, for rotary operating mechanism with door coupling, shaft 6x6mm, length 300 mm, Accessories for 3LD2 main control and EMERGENCY STOP switches | 6.42 | TEM | 1 | LP | 0.479 | 5
3LD92052C | shaft set, for rotary operating mechanism shaft 6x6mm, length 600mm, Accessories for 3LD2 main control and EMERGENCYSTOP switches | 12.52 | TEM | 1 | LP | 0.843 | 5
3LD92200B | neutral conductor, leading switching for front mounting, up to 32A,, Accessories for 3LD2 main control and EMERGENCYSTOP switches | 9.32 | TEM | 1 | LP | 0.037 | 1
3LD92200C | neutral conductor, leading switching for floor mounting, up to 32A, Accessories for 3LD2 main control and EMERGENCYSTOP switches | 9.32 | TEM | 1 | LP | 0.036 | 1
3LD92202B | neutral conductor/PE terminal, throughtype, for front mounting, up to 32A, Accessories for 3LD2 main control and EMERGENCYSTOP switches | 7.35 | TEM | 1 | LP | 0.034 | 1
3LD92202C | neutral conductor/PE terminal, throughtype, for floor mounting, up to 32A, Accessories for 3LD2 main control and EMERGENCYSTOP switches | 7.35 | TEM | 1 | LP | 0.034 | 1
3LD92210A | Terminal covers, 3pole, for 25A and 32A, Accessories for 3LD2 main control and EMERGENCYSTOP switches | 3 | TEM | 1 | LP | 0.008 | 4
3LD92212A | Terminal covers, 1pole, for 25A and 32A, Accessories for 3LD2 main control and EMERGENCYSTOP switches | 74.31 | TEM | 100 | LP | 0.004 | 4
3LD92241B | rotary operating mechanism, selector switch black, for fourhole front mounting, for 25A and 32A, Accessories for 3LD2 main control and EMERGENCYSTOP switches | 4.86 | TEM | 1 | LP | 0.076 | 1
3LD92241D | rotary operating mechanism, selector switch black, for centerhole front mounting, for 25A and 32A, Accessories for 3LD2 main control and EMERGENCYSTOP switches | 4.86 | TEM | 1 | LP | 0.076 | 1
3LD92243B | rotary operating mechanism, selector switch red/yellow, for fourhole front mounting, for 25A and 32A, Accessories for 3LD2 main control and EMERGENCYSTOP switches | 4.86 | TEM | 1 | LP | 0.076 | 1
3LD92243D | rotary operating mechanism, selector switch red/yellow, for centerhole front mounting, for 25A and 32A, Accessories for 3LD2 main control and EMERGENCYSTOP switches | 4.86 | TEM | 1 | LP | 0.077 | 1
3LD92412A | Terminal covers, 1pole, for 160A and 250A, Accessories for 3LD23/24 main control and EMERGENCYSTOP switches | 1.76 | TEM | 1 | LP | 0.018 | 4
3LD92500BA | neutral conductor, leading switching for front mounting, up to 63A,, Accessories for 3LD2 main control and EMERGENCYSTOP switches | 14.9 | TEM | 1 | LP | 0.075 | 1
3LD92500CA | neutral conductor, leading switching for floor mounting, up to 63A, Accessories for 3LD2 main control and EMERGENCYSTOP switches | 14.9 | TEM | 1 | LP | 0.075 | 1
3LD92502BA | neutral conductor/PE terminal, throughtype, for front mounting, up to 63A, Accessories for 3LD25 main control and EMERGENCYSTOP switches | 10.04 | TEM | 1 | LP | 0.067 | 1
3LD92502CA | neutral conductor/PE terminal, throughtype, for floor mounting, installation in distribution boards, molded plastic enclosure, up to 63A, Accessories for 3LD25 main control and EMERGENCYSTOP switches | 10.04 | TEM | 1 | LP | 0.068 | 1
3LD92510A | Terminal covers, 3pole, for 63A, Accessories for 3LD2 main control and EMERGENCYSTOP switches | 3.31 | TEM | 1 | LP | 0.011 | 4
3LD92512A | Terminal covers, 1pole, for 63A, Accessories for 3LD2 main control and EMERGENCYSTOP switches | 101.53 | TEM | 100 | LP | 0.005 | 4
3LD92800B | neutral conductor, leading switching for front mounting, for 100A and 125A, Accessories for 3LD2 main control and EMERGENCYSTOP switches | 18.32 | TEM | 1 | LP | 0.096 | 1
3LD92800C | neutral conductor, leading switching for floor mounting, for 100A and 125A, Accessories for 3LD2 main control and EMERGENCYSTOP switches | 18.32 | TEM | 1 | LP | 0.097 | 1
3LD92802C | neutral conductor/PE terminal, throughtype, for floor mounting, for 100A and 125A, Accessories for 3LD2 main control and EMERGENCYSTOP switches | 12.32 | TEM | 1 | LP | 0.086 | 1
3LD92812A | Terminal covers, 1pole, for 100A and 125A, Accessories for 3LD2 main control and EMERGENCYSTOP switches | 1.24 | TEM | 1 | LP | 0.006 | 4
3LD92841B | rotary operating mechanism, selector switch black, for fourhole front mounting, for 63A and 125A, Accessories for 3LD2 main control and EMERGENCYSTOP switches | 12.94 | TEM | 1 | LP | 0.151 | 1
3LD92841D | rotary operating mechanism, selector switch black, for centerhole front mounting, for 63A, Accessories for 3LD2 main control and EMERGENCY STOP switches | 12.94 | TEM | 1 | LP | 0.15 | 1
3LD92843B | rotary operating mechanism, selector switch red/yellow, for fourhole front mounting, for 63A to 125A, Accessories for 3LD2 main control and EMERGENCYSTOP switches | 12.94 | TEM | 1 | LP | 0.152 | 1
3LD92861A | additional label, German/English, 47mmx17mm, Accessories for 3LD2 main control and EMERGENCYSTOP switches | 2.17 | TEM | 1 | LP | 0.052 | 10
3LD20640TB53 | SENTRON, 3LD switch disconnector, EMERGENCYSTOP switch, 3pole, Iu:16 A, Operational power / at AC23 A at 400 V: 7,5 kW, molded plastic enclosure for metric threaded joint, rotary operating mechanism, red/yellow | 33.02 | TEM | 1 | LP | 0.468 | 1
3LD22130TK51 | SENTRON, 3LD switch disconnector, main switch, 3 pole, Iu:32 A, Operational power / at AC23 A at 400 V: 11,5 kW, floor mounting with door coupling, rotary operating mechanism, black, 4 hole mounting of the handle | 44.61 | TEM | 1 | LP | 0.409 | 1
3LD23180TK11 | SENTRON, 3LD switch disconnector, main switch, 3 pole, Iu:160 A, Operational power / at AC23 A at 400 V: 75 kW, floor mounting with door coupling, knoboperated mechanism, black, 4hole mounting of the handle | 263.2 | TEM | 1 | LP | 2.75 | 1
3LD25140TK51 | SENTRON, 3LD switch disconnector, main switch, 3 pole, Iu:63 A, Operational power / at AC23 A at 400 V: 22 kW, floor mounting with door coupling, rotary operating mechanism, black, 4 hole mounting of the handle | 53.51 | TEM | 1 | LP | 0.638 | 1
3LD28140TK51 | SENTRON, 3LD switch disconnector, main switch, 3 pole, Iu:125 A, Operational power / at AC23 A at 400 V: 45 kW, floor mounting with door coupling, rotary operating mechanism, black, 4 hole mounting of the handle | 109.71 | TEM | 1 | LP | 0.752 | 1
3LD92052C | shaft set, for rotary operating mechanism shaft 6x6mm, length 600mm, Accessories for 3LD2 main control and EMERGENCYSTOP switches | 12.52 | TEM | 1 | LP | 0.843 | 5
3LD92841B | rotary operating mechanism, selector switch black, for fourhole front mounting, for 63A and 125A, Accessories for 3LD2 main control and EMERGENCYSTOP switches | 12.94 | TEM | 1 | LP | 0.151 | 1
3LD20030TK51 | SENTRON, 3LD switch disconnector, main switch, 3 pole, Iu:16 A, Operational power / at AC23 A at 400 V: 7,5 kW, frontmounted, rotary operating mechanism, black, 4 hole mounting of the handle | 22.67 | TEM | 1 | LP | 0.208 | 1
3LD20030TK53 | SENTRON, 3LD switch disconnector, EMERGENCYSTOP switch, 3pole, Iu:16 A, Operational power / at AC23 A at 400 V: 7,5 kW, front mounted, rotary operating mechanism, red/yellow, 4hole mounting of the handle | 22.67 | TEM | 1 | LP | 0.206 | 1
3LD20031TL51 | SENTRON, 3LD switch disconnector, main switch, 4 pole, Iu:16 A, Operational power / at AC23 A at 400 V: 7,5 kW, frontmounted, rotary operating mechanism, black, 4 hole mounting of the handle | 28.67 | TEM | 1 | LP | 0.218 | 1
3LD20031TL53 | SENTRON, 3LD switch disconnector, EMERGENCYSTOP switch, 4pole, Iu:16 A, Operational power / at AC23 A at 400 V: 7,5 kW, front mounted, rotary operating mechanism, red/yellow, 4hole mounting of the handle | 28.67 | TEM | 1 | LP | 0.22 | 1
3LD20031TP53 | SENTRON, 3LD switch disconnector, EMERGENCYSTOP switch, 3pole, Iu:16 A, Operational power / at AC23 A at 400 V: 7,5 kW, front mounted, 1NC, 1NO, rotary operating mechanism, red/yellow, 4hole mounting of the handle | 28.98 | TEM | 1 | LP | 0.229 | 1
3LD20130TK51 | SENTRON, 3LD switch disconnector, main switch, 3 pole, Iu:16 A, Operational power / at AC23 A at 400 V: 7,5 kW, floor mounting with door coupling, rotary operating mechanism, black, 4 hole mounting of the handle | 36.54 | TEM | 1 | LP | 0.413 | 1
3LD20130TK53 | SENTRON, 3LD switch disconnector, EMERGENCYSTOP switch, 3pole, Iu:16 A, Operational power / at AC23 A at 400 V: 7,5 kW, floor mounting with door coupling, rotary operating mechanism, red/yellow, 4hole mounting of the handle | 36.54 | TEM | 1 | LP | 0.41 | 1
3LD20131TL51 | SENTRON, 3LD switch disconnector, main switch, 4 pole, Iu:16 A, Operational power / at AC23 A at 400 V: 7,5 kW, floor mounting with door coupling, rotary operating mechanism, black, 4 hole mounting of the handle | 41.61 | TEM | 1 | LP | 0.42 | 1
3LD20220TK11 | SENTRON, 3LD switch disconnector, main switch, 3 pole, Iu:16 A, Operational power / at AC23 A at 400 V: 7,5 kW, frontmounted, knob operated mechanism, black, 4 hole mounting of the handle | 20.39 | TEM | 1 | LP | 0.184 | 1
3LD20220TK13 | SENTRON, 3LD switch disconnector, EMERGENCYSTOP switch, 3pole, Iu:16 A, Operational power / at AC23 A at 400 V: 7,5 kW, front mounted, knoboperated mechanism, red/yellow, 4hole mounting of the handle | 20.39 | TEM | 1 | LP | 0.183 | 1
3LD20300TK11 | SENTRON, 3LD switch disconnector, main switch, 3 pole, Iu:16 A, Operational power / at AC23 A at 400 V: 7,5 kW, Distribution board mounting, knoboperated mechanism, black, handle directly on switch | 19.87 | TEM | 1 | LP | 0.169 | 1
3LD20301TL11 | SENTRON, 3LD switch disconnector, main switch, 4 pole, Iu:16 A, Operational power / at AC23 A at 400 V: 7,5 kW, Distribution board mounting, knoboperated mechanism, black, handle directly on switch | 25.15 | TEM | 1 | LP | 0.183 | 1
3LD20440TK53 | SENTRON, 3LD switch disconnector, EMERGENCYSTOP switch, 3pole, Iu:16 A, Operational power / at AC23 A at 400 V: 7,5 kW, floor mounting with door coupling, rotary operating mechanism, red/yellow, center mounting 22.5 mm of handle | 38.09 | TEM | 1 | LP | 0.437 | 1
3LD20500TK13 | SENTRON, 3LD switch disconnector, EMERGENCYSTOP switch, 3pole, Iu:16 A, Operational power / at AC23 A at 400 V: 7,5 kW, front mounted, knoboperated mechanism, red/yellow, center mounting 22.5 mm of handle | 22.25 | TEM | 1 | LP | 0.188 | 1
3LD20501TL11 | SENTRON, 3LD switch disconnector, main switch, 4 pole, Iu:16 A, Operational power / at AC23 A at 400 V: 7,5 kW, frontmounted, knob operated mechanism, black, center mounting 22.5 mm of handle | 28.46 | TEM | 1 | LP | 0.198 | 1
3LD20540TK53 | SENTRON, 3LD switch disconnector, EMERGENCYSTOP switch, 3pole, Iu:16 A, Operational power / at AC23 A at 400 V: 7,5 kW, front mounted, rotary operating mechanism, red/yellow, center mounting 22.5 mm of handle | 22.67 | TEM | 1 | LP | 0.209 | 1
3LD20541TL53 | SENTRON, 3LD switch disconnector, EMERGENCYSTOP switch, 4pole, Iu:16 A, Operational power / at AC23 A at 400 V: 7,5 kW, front mounted, rotary operating mechanism, red/yellow, center mounting 22.5 mm of handle | 29.29 | TEM | 1 | LP | 0.22 | 1
3LD20541TP51 | SENTRON, 3LD switch disconnector, main switch, 3 pole, Iu:16 A, Operational power / at AC23 A at 400 V: 7,5 kW, frontmounted, 1NC, 1NO, rotary operating mechanism, black, center mounting 22.5 mm of handle | 28.98 | TEM | 1 | LP | 0.231 | 1
3LD20640TB51 | SENTRON, 3LD switch disconnector, main switch, 3 pole, Iu:16 A, Operational power / at AC23 A at 400 V: 7,5 kW, moldedplastic enclosure for metric threaded joint, rotary operating mechanism, black | 33.02 | TEM | 1 | LP | 0.465 | 1
3LD20640TB53 | SENTRON, 3LD switch disconnector, EMERGENCYSTOP switch, 3pole, Iu:16 A, Operational power / at AC23 A at 400 V: 7,5 kW, molded plastic enclosure for metric threaded joint, rotary operating mechanism, red/yellow | 33.02 | TEM | 1 | LP | 0.468 | 1
3LD20641GP51 | SENTRON, 3LD switch disconnector, main switch, 3 pole, Iu:16 A, Operational power / at AC23 A at 400 V: 7,5 kW, moldedplastic enclosure for metric threaded joint, 1NC, 1NO, rotary operating mechanism, black | 41.5 | TEM | 1 | LP | 0.477 | 1
3LD20641GP53 | SENTRON, 3LD switch disconnector, EMERGENCYSTOP switch, 3pole, Iu:16 A, Operational power / at AC23 A at 400 V: 7,5 kW, molded plastic enclosure for metric threaded joint, 1NC, 1NO, rotary operating mechanism, red/yellow | 41.5 | TEM | 1 | LP | 0.478 | 1
3LD20641TC53 | SENTRON, 3LD switch disconnector, EMERGENCYSTOP switch, 4pole, Iu:16 A, Operational power / at AC23 A at 400 V: 7,5 kW, molded plastic enclosure for metric threaded joint, 1NC, 1NO, rotary operating mechanism, red/yellow | 48.23 | TEM | 1 | LP | 0.469 | 1
3LD21030TK51 | SENTRON, 3LD switch disconnector, main switch, 3 pole, Iu:25 A, Operational power / at AC23 A at 400 V: 9,5 kW, frontmounted, rotary operating mechanism, black, 4 hole mounting of the handle | 25.05 | TEM | 1 | LP | 0.202 | 1
3LD21030TK53 | SENTRON, 3LD switch disconnector, EMERGENCYSTOP switch, 3pole, Iu:25 A, Operational power / at AC23 A at 400 V: 9,5 kW, front mounted, rotary operating mechanism, red/yellow, 4hole mounting of the handle | 25.05 | TEM | 1 | LP | 0.2 | 1
3LD21031TL53 | SENTRON, 3LD switch disconnector, EMERGENCYSTOP switch, 4pole, Iu:25 A, Operational power / at AC23 A at 400 V: 9,5 kW, front mounted, rotary operating mechanism, red/yellow, 4hole mounting of the handle | 31.36 | TEM | 1 | LP | 0.235 | 1
3LD21031TP53 | SENTRON, 3LD switch disconnector, EMERGENCYSTOP switch, 3pole, Iu:25 A, Operational power / at AC23 A at 400 V: 9,5 kW, front mounted, 1NC, 1NO, rotary operating mechanism, red/yellow, 4hole mounting of the handle | 32.4 | TEM | 1 | LP | 0.222 | 1
3LD21033VK51 | SENTRON, 3LD switch disconnector, main switch, 6 pole, Iu:25 A, Operational power / at AC23 A at 400 V: 9,5 kW, frontmounted, rotary operating mechanism, black, 4 hole mounting of the handle | 44.82 | TEM | 1 | LP | 0.38 | 1
3LD21033VK53 | SENTRON, 3LD switch disconnector, EMERGENCYSTOP switch, 6pole, Iu:25 A, Operational power / at AC23 A at 400 V: 9,5 kW, front mounted, rotary operating mechanism, red/yellow, 4hole mounting of the handle | 44.82 | TEM | 1 | LP | 0.379 | 1
3LD21130TK51 | SENTRON, 3LD switch disconnector, main switch, 3 pole, Iu:25 A, Operational power / at AC23 A at 400 V: 9,5 kW, floor mounting with door coupling, rotary operating mechanism, black, 4 hole mounting of the handle | 40.47 | TEM | 1 | LP | 0.403 | 1
3LD21130TK53 | SENTRON, 3LD switch disconnector, EMERGENCYSTOP switch, 3pole, Iu:25 A, Operational power / at AC23 A at 400 V: 9,5 kW, floor mounting with door coupling, rotary operating mechanism, red/yellow, 4hole mounting of the handle | 40.47 | TEM | 1 | LP | 0.404 | 1
3LD21131TL51 | SENTRON, 3LD switch disconnector, main switch, 4 pole, Iu:25 A, Operational power / at AC23 A at 400 V: 9,5 kW, floor mounting with door coupling, rotary operating mechanism, black, 4 hole mounting of the handle | 46.26 | TEM | 1 | LP | 0.439 | 1
3LD21133VK53 | SENTRON, 3LD switch disconnector, EMERGENCYSTOP switch, 6pole, Iu:25 A, Operational power / at AC23 A at 400 V: 9,5 kW, floor mounting with door coupling, rotary operating mechanism, red/yellow, 4hole mounting of the handle | 59.62 | TEM | 1 | LP | 0.6 | 1
3LD21134VP53 | SENTRON, 3LD switch disconnector, EMERGENCYSTOP switch, 6pole, Iu:25 A, Operational power / at AC23 A at 400 V: 9,5 kW, floor mounting with door coupling, 1NC, 1NO, rotary operating mechanism, red/yellow, 4hole mounting of the handle | 65.62 | TEM | 1 | LP | 0.611 | 1
3LD21220TK11 | SENTRON, 3LD switch disconnector, main switch, 3 pole, Iu:25 A, Operational power / at AC23 A at 400 V: 9,5 kW, floor mounting with door coupling, knoboperated mechanism, black, 4hole mounting of the handle | 22.25 | TEM | 1 | LP | 0.177 | 1
3LD21237UK01 | SENTRON, 3LD switch disconnector, Selector switch, 3pole, Iu:25 A, Operational power / at AC23 A at 400 V: 9,5 kW, floor mounting with door coupling, knoboperated mechanism, black, 4hole mounting of the handle | 49.78 | TEM | 1 | LP | 0.378 | 1
3LD21300TK11 | SENTRON, 3LD switch disconnector, main switch, 3 pole, Iu:25 A, Operational power / at AC23 A at 400 V: 9,5 kW, Distribution board mounting, knoboperated mechanism, black, handle directly on switch | 21.63 | TEM | 1 | LP | 0.163 | 1
3LD21440TK53 | SENTRON, 3LD switch disconnector, EMERGENCYSTOP switch, 3pole, Iu:25 A, Operational power / at AC23 A at 400 V: 9,5 kW, floor mounting with door coupling, rotary operating mechanism, red/yellow, center mounting 22.5 mm of handle | 42.44 | TEM | 1 | LP | 0.416 | 1
3LD21441TL51 | SENTRON, 3LD switch disconnector, main switch, 4 pole, Iu:25 A, Operational power / at AC23 A at 400 V: 9,5 kW, floor mounting with door coupling, rotary operating mechanism, black, center mounting 22.5 mm of handle | 47.51 | TEM | 1 | LP | 0.462 | 1
3LD21540TK51 | SENTRON, 3LD switch disconnector, main switch, 3 pole, Iu:25 A, Operational power / at AC23 A at 400 V: 9,5 kW, frontmounted, rotary operating mechanism, black, center mounting 22.5 mm of handle | 25.05 | TEM | 1 | LP | 0.202 | 1
3LD21540TK53 | SENTRON, 3LD switch disconnector, EMERGENCYSTOP switch, 3pole, Iu:25 A, Operational power / at AC23 A at 400 V: 9,5 kW, front mounted, rotary operating mechanism, red/yellow, center mounting 22.5 mm of handle | 25.05 | TEM | 1 | LP | 0.204 | 1
3LD21541TL53 | SENTRON, 3LD switch disconnector, EMERGENCYSTOP switch, 4pole, Iu:25 A, Operational power / at AC23 A at 400 V: 9,5 kW, front mounted, rotary operating mechanism, red/yellow, center mounting 22.5 mm of handle | 31.36 | TEM | 1 | LP | 0.244 | 1
3LD21541TP51 | SENTRON, 3LD switch disconnector, main switch, 3 pole, Iu:25 A, Operational power / at AC23 A at 400 V: 9,5 kW, frontmounted, 1NC, 1NO, rotary operating mechanism, black, center mounting 22.5 mm of handle | 32.4 | TEM | 1 | LP | 0.229 | 1
3LD21541TP53 | SENTRON, 3LD switch disconnector, EMERGENCYSTOP switch, 3pole, Iu:25 A, Operational power / at AC23 A at 400 V: 9,5 kW, front mounted, 1NC, 1NO, rotary operating mechanism, red/yellow, center mounting 22.5 mm of handle | 32.4 | TEM | 1 | LP | 0.229 | 1
3LD21640TB51 | SENTRON, 3LD switch disconnector, main switch, 3 pole, Iu:25 A, Operational power / at AC23 A at 400 V: 9,5 kW, moldedplastic enclosure for metric threaded joint, rotary operating mechanism, black | 36.02 | TEM | 1 | LP | 0.46 | 1
3LD21640TB53 | SENTRON, 3LD switch disconnector, EMERGENCYSTOP switch, 3pole, Iu:25 A, Operational power / at AC23 A at 400 V: 9,5 kW, molded plastic enclosure for metric threaded joint, rotary operating mechanism, red/yellow | 36.02 | TEM | 1 | LP | 0.459 | 1
3LD21641GP51 | SENTRON, 3LD switch disconnector, main switch, 3 pole, Iu:25 A, Operational power / at AC23 A at 400 V: 9,5 kW, moldedplastic enclosure for metric threaded joint, 1NC, 1NO, rotary operating mechanism, black | 46.06 | TEM | 1 | LP | 0.467 | 1
3LD21641GP53 | SENTRON, 3LD switch disconnector, EMERGENCYSTOP switch, 3pole, Iu:25 A, Operational power / at AC23 A at 400 V: 9,5 kW, molded plastic enclosure for metric threaded joint, 1NC, 1NO, rotary operating mechanism, red/yellow | 46.06 | TEM | 1 | LP | 0.47 | 1
3LD21641TC53 | SENTRON, 3LD switch disconnector, EMERGENCYSTOP switch, 4pole, Iu:25 A, Operational power / at AC23 A at 400 V: 9,5 kW, molded plastic enclosure for metric threaded joint, 1NC, 1NO, rotary operating mechanism, red/yellow | 53.3 | TEM | 1 | LP | 0.482 | 1
3LD21653VB51 | SENTRON, 3LD switch disconnector, main switch, 6 pole, Iu:25 A, Operational power / at AC23 A at 400 V: 9,5 kW, moldedplastic enclosure for metric threaded joint, rotary operating mechanism, black | 63.03 | TEM | 1 | LP | 0.868 | 1
3LD21653VB53 | SENTRON, 3LD switch disconnector, EMERGENCYSTOP switch, 6pole, Iu:25 A, Operational power / at AC23 A at 400 V: 9,5 kW, molded plastic enclosure for metric threaded joint, rotary operating mechanism, red/yellow | 63.03 | TEM | 1 | LP | 0.866 | 1
3LD21654VD51 | SENTRON, 3LD switch disconnector, main switch, 6 pole, Iu:25 A, Operational power / at AC23 A at 400 V: 9,5 kW, moldedplastic enclosure for metric threaded joint, 1NC, 1NO, rotary operating mechanism, black | 70.9 | TEM | 1 | LP | 0.877 | 1
3LD21654VD53 | SENTRON, 3LD switch disconnector, EMERGENCYSTOP switch, 6pole, Iu:25 A, Operational power / at AC23 A at 400 V: 9,5 kW, molded plastic enclosure for metric threaded joint, 1NC, 1NO, rotary operating mechanism, red/yellow | 70.9 | TEM | 1 | LP | 0.882 | 1
3LD21657UB01 | SENTRON, 3LD switch disconnector, Selector switch, 3pole, Iu:25 A, Operational power / at AC23 A at 400 V: 9,5 kW, moldedplastic enclosure for metric threaded joint, knoboperated mechanism, black | 74.21 | TEM | 1 | LP | 0.894 | 1
3LD22030TK51 | SENTRON, 3LD switch disconnector, main switch, 3 pole, Iu:32 A, Operational power / at AC23 A at 400 V: 11,5 kW, frontmounted, rotary operating mechanism, black, 4 hole mounting of the handle | 27.95 | TEM | 1 | LP | 0.2 | 1
3LD22030TK53 | SENTRON, 3LD switch disconnector, EMERGENCYSTOP switch, 3pole, Iu:32 A, Operational power / at AC23 A at 400 V: 11,5 kW, front mounted, rotary operating mechanism, red/yellow, 4hole mounting of the handle | 27.95 | TEM | 1 | LP | 0.201 | 1
3LD22031TL51 | SENTRON, 3LD switch disconnector, main switch, 4 pole, Iu:32 A, Operational power / at AC23 A at 400 V: 11,5 kW, frontmounted, rotary operating mechanism, black, 4 hole mounting of the handle | 37.98 | TEM | 1 | LP | 0.235 | 1
3LD22031TL53 | SENTRON, 3LD switch disconnector, EMERGENCYSTOP switch, 4pole, Iu:32 A, Operational power / at AC23 A at 400 V: 11,5 kW, front mounted, rotary operating mechanism, red/yellow, 4hole mounting of the handle | 37.98 | TEM | 1 | LP | 0.234 | 1
3LD22031TP51 | SENTRON, 3LD switch disconnector, main switch, 3 pole, Iu:32 A, Operational power / at AC23 A at 400 V: 11,5 kW, frontmounted, 1NC, 1NO, rotary operating mechanism, black, 4hole mounting of the handle | 38.5 | TEM | 1 | LP | 0.22 | 1
3LD22031TP53 | SENTRON, 3LD switch disconnector, EMERGENCYSTOP switch, 3pole, Iu:32 A, Operational power / at AC23 A at 400 V: 11,5 kW, front mounted, 1NC, 1NO, rotary operating mechanism, red/yellow, 4hole mounting of the handle | 38.5 | TEM | 1 | LP | 0.221 | 1
3LD22033VK51 | SENTRON, 3LD switch disconnector, main switch, 6 pole, Iu:32 A, Operational power / at AC23 A at 400 V: 11,5 kW, frontmounted, rotary operating mechanism, black, 4 hole mounting of the handle | 50.4 | TEM | 1 | LP | 0.38 | 1
3LD22033VK53 | SENTRON, 3LD switch disconnector, EMERGENCYSTOP switch, 6pole, Iu:32 A, Operational power / at AC23 A at 400 V: 11,5 kW, front mounted, rotary operating mechanism, red/yellow, 4hole mounting of the handle | 50.4 | TEM | 1 | LP | 0.383 | 1
3LD22100TK000AB6 | SENTRON, 3LD switch disconnector, Switch, 3pole, Iu:32 A, Operational power / at AC23 A at 400 V: 11,5 kW, floor mounting with door coupling, without | 34.78 | TEM | 1 | LP | 0.203 | 1
3LD22130TK51 | SENTRON, 3LD switch disconnector, main switch, 3 pole, Iu:32 A, Operational power / at AC23 A at 400 V: 11,5 kW, floor mounting with door coupling, rotary operating mechanism, black, 4 hole mounting of the handle | 44.61 | TEM | 1 | LP | 0.409 | 1
3LD22130TK53 | SENTRON, 3LD switch disconnector, EMERGENCYSTOP switch, 3pole, Iu:32 A, Operational power / at AC23 A at 400 V: 11,5 kW, floor mounting with door coupling, rotary operating mechanism, red/yellow, 4hole mounting of the handle | 44.61 | TEM | 1 | LP | 0.406 | 1
3LD22131TL53 | SENTRON, 3LD switch disconnector, EMERGENCYSTOP switch, 4pole, Iu:32 A, Operational power / at AC23 A at 400 V: 11,5 kW, floor mounting with door coupling, rotary operating mechanism, red/yellow, 4hole mounting of the handle | 50.82 | TEM | 1 | LP | 0.433 | 1
3LD22220TK11 | SENTRON, 3LD switch disconnector, main switch, 3 pole, Iu:32 A, Operational power / at AC23 A at 400 V: 11,5 kW, frontmounted, knob operated mechanism, black, 4 hole mounting of the handle | 26.91 | TEM | 1 | LP | 0.176 | 1
3LD22220TK13 | SENTRON, 3LD switch disconnector, EMERGENCYSTOP switch, 3pole, Iu:32 A, Operational power / at AC23 A at 400 V: 11,5 kW, front mounted, knoboperated mechanism, red/yellow, 4hole mounting of the handle | 26.91 | TEM | 1 | LP | 0.178 | 1
3LD22237UK01 | SENTRON, 3LD switch disconnector, Selector switch, 3pole, Iu:32 A, Operational power / at AC23 A at 400 V: 11,5 kW, frontmounted, knob operated mechanism, black, 4 hole mounting of the handle | 54.65 | TEM | 1 | LP | 0.375 | 1
3LD22237UL010AD8 | SENTRON, 3LD switch disconnector, Selector switch, 4pole, Iu:32 A, Operational power / at AC23 A at 400 V: 11,5 kW, frontmounted, knob operated mechanism, black, 4 hole mounting of the handle, can be locked in zero position | 134.86 | TEM | 1 | LP | 0.731 | 1
3LD22300TK11 | SENTRON, 3LD switch disconnector, main switch, 3 pole, Iu:32 A, Operational power / at AC23 A at 400 V: 11,5 kW, Distribution board mounting, knoboperated mechanism, black, handle directly on switch | 26.29 | TEM | 1 | LP | 0.161 | 1
3LD22300TK13 | SENTRON, 3LD switch disconnector, EMERGENCYSTOP switch, 3pole, Iu:32 A, Operational power / at AC23 A at 400 V: 11,5 kW, Distribution board mounting, knoboperated mechanism, red/yellow, handle directly on switch | 26.29 | TEM | 1 | LP | 0.162 | 1
3LD22440TK51 | SENTRON, 3LD switch disconnector, main switch, 3 pole, Iu:32 A, Operational power / at AC23 A at 400 V: 11,5 kW, floor mounting with door coupling, rotary operating mechanism, black, center mounting 22.5 mm of handle | 47.71 | TEM | 1 | LP | 0.414 | 1
3LD22440TK53 | SENTRON, 3LD switch disconnector, EMERGENCYSTOP switch, 3pole, Iu:32 A, Operational power / at AC23 A at 400 V: 11,5 kW, floor mounting with door coupling, rotary operating mechanism, red/yellow, center mounting 22.5 mm of handle | 47.71 | TEM | 1 | LP | 0.414 | 1
3LD22540TK51 | SENTRON, 3LD switch disconnector, main switch, 3 pole, Iu:32 A, Operational power / at AC23 A at 400 V: 11,5 kW, frontmounted, rotary operating mechanism, black, center mounting 22.5 mm of handle | 29.5 | TEM | 1 | LP | 0.203 | 1
3LD22540TK53 | SENTRON, 3LD switch disconnector, EMERGENCYSTOP switch, 3pole, Iu:32 A, Operational power / at AC23 A at 400 V: 11,5 kW, front mounted, rotary operating mechanism, red/yellow, center mounting 22.5 mm of handle | 29.5 | TEM | 1 | LP | 0.202 | 1
3LD22640TB51 | SENTRON, 3LD switch disconnector, main switch, 3 pole, Iu:32 A, Operational power / at AC23 A at 400 V: 11,5 kW, moldedplastic enclosure for metric threaded joint, rotary operating mechanism, black | 42.54 | TEM | 1 | LP | 0.453 | 1
3LD22640TB53 | SENTRON, 3LD switch disconnector, EMERGENCYSTOP switch, 3pole, Iu:32 A, Operational power / at AC23 A at 400 V: 11,5 kW, molded plastic enclosure for metric threaded joint, rotary operating mechanism, red/yellow | 42.54 | TEM | 1 | LP | 0.461 | 1
3LD22641GP51 | SENTRON, 3LD switch disconnector, main switch, 3 pole, Iu:32 A, Operational power / at AC23 A at 400 V: 11,5 kW, moldedplastic enclosure for metric threaded joint, 1NC, 1NO, rotary operating mechanism, black | 51.44 | TEM | 1 | LP | 0.47 | 1
3LD22641GP53 | SENTRON, 3LD switch disconnector, EMERGENCYSTOP switch, 3pole, Iu:32 A, Operational power / at AC23 A at 400 V: 11,5 kW, molded plastic enclosure for metric threaded joint, 1NC, 1NO, rotary operating mechanism, red/yellow | 51.44 | TEM | 1 | LP | 0.471 | 1
3LD22641TC53 | SENTRON, 3LD switch disconnector, EMERGENCYSTOP switch, 4pole, Iu:32 A, Operational power / at AC23 A at 400 V: 11,5 kW, molded plastic enclosure for metric threaded joint, 1NC, 1NO, rotary operating mechanism, red/yellow | 60.03 | TEM | 1 | LP | 0.486 | 1
3LD22653VB51 | SENTRON, 3LD switch disconnector, main switch, 6 pole, Iu:32 A, Operational power / at AC23 A at 400 V: 11,5 kW, moldedplastic enclosure for metric threaded joint, rotary operating mechanism, black | 72.97 | TEM | 1 | LP | 0.86 | 1
3LD22653VB53 | SENTRON, 3LD switch disconnector, EMERGENCYSTOP switch, 6pole, Iu:32 A, Operational power / at AC23 A at 400 V: 11,5 kW, molded plastic enclosure for metric threaded joint, rotary operating mechanism, red/yellow | 72.97 | TEM | 1 | LP | 0.875 | 1
3LD22654VD53 | SENTRON, 3LD switch disconnector, EMERGENCYSTOP switch, 6pole, Iu:32 A, Operational power / at AC23 A at 400 V: 11,5 kW, molded plastic enclosure for metric threaded joint, 1NC, 1NO, rotary operating mechanism, red/yellow | 82.08 | TEM | 1 | LP | 0.884 | 1
3LD23050TK11 | SENTRON, 3LD switch disconnector, main switch, 3 pole, Iu:160 A, Operational power / at AC23 A at 400 V: 75 kW, frontmounted, knob operated mechanism, black, 4 hole mounting of the handle | 238.88 | TEM | 1 | LP | 2.089 | 1
3LD23050TK13 | SENTRON, 3LD switch disconnector, EMERGENCYSTOP switch, 3pole, Iu:160 A, Operational power / at AC23 A at 400 V: 75 kW, front mounted, knoboperated mechanism, red/yellow, 4hole mounting of the handle | 238.88 | TEM | 1 | LP | 2.105 | 1
3LD23051TL13 | SENTRON, 3LD switch disconnector, EMERGENCYSTOP switch, 4pole, Iu:160 A, Operational power / at AC23 A at 400 V: 75 kW, front mounted, knoboperated mechanism, red/yellow, 4hole mounting of the handle | 291.66 | TEM | 1 | LP | 2.603 | 1
3LD23053VK13 | SENTRON, 3LD switch disconnector, EMERGENCYSTOP switch, 6pole, Iu:160 A, Operational power / at AC23 A at 400 V: 75 kW, front mounted, knoboperated mechanism, red/yellow, 4hole mounting of the handle | 531.27 | TEM | 1 | LP | 3.974 | 1
3LD23180TK11 | SENTRON, 3LD switch disconnector, main switch, 3 pole, Iu:160 A, Operational power / at AC23 A at 400 V: 75 kW, floor mounting with door coupling, knoboperated mechanism, black, 4hole mounting of the handle | 263.2 | TEM | 1 | LP | 2.75 | 1
3LD23180TK13 | SENTRON, 3LD switch disconnector, EMERGENCYSTOP switch, 3pole, Iu:160 A, Operational power / at AC23 A at 400 V: 75 kW, floor mounting with door coupling, knoboperated mechanism, red/yellow, 4hole mounting of the handle | 263.2 | TEM | 1 | LP | 2.746 | 1
3LD23183VK13 | SENTRON, 3LD switch disconnector, EMERGENCYSTOP switch, 6pole, Iu:160 A, Operational power / at AC23 A at 400 V: 75 kW, floor mounting with door coupling, knoboperated mechanism, red/yellow, 4hole mounting of the handle | 561.38 | TEM | 1 | LP | 4.664 | 1
3LD23300TK13 | SENTRON, 3LD switch disconnector, EMERGENCYSTOP switch, 3pole, Iu:160 A, Operational power / at AC23 A at 400 V: 132 kW, Distribution board mounting, knoboperated mechanism, red/yellow, handle directly on switch | 234.74 | TEM | 1 | LP | 2.048 | 1
3LD24050TK11 | SENTRON, 3LD switch disconnector, main switch, 3 pole, Iu:160 A, Operational power / at AC23 A at 400 V: 132 kW, frontmounted, knob operated mechanism, black, 4 hole mounting of the handle | 289.18 | TEM | 1 | LP | 2.097 | 1
3LD24051TL13 | SENTRON, 3LD switch disconnector, EMERGENCYSTOP switch, 4pole, Iu:160 A, Operational power / at AC23 A at 400 V: 132 kW, front mounted, knoboperated mechanism, red/yellow, 4hole mounting of the handle | 347.66 | TEM | 1 | LP | 2.605 | 1
3LD24180TK11 | SENTRON, 3LD switch disconnector, main switch, 3 pole, Iu:250 A, Operational power / at AC23 A at 400 V: 132 kW, floor mounting with door coupling, knoboperated mechanism, black, 4hole mounting of the handle | 318.47 | TEM | 1 | LP | 2.761 | 1
3LD24183VK13 | SENTRON, 3LD switch disconnector, EMERGENCYSTOP switch, 6pole, Iu:250 A, Operational power / at AC23 A at 400 V: 132 kW, floor mounting with door coupling, knoboperated mechanism, red/yellow, 4hole mounting of the handle | 671.82 | TEM | 1 | LP | 4.557 | 1
3LD24300TK13 | SENTRON, 3LD switch disconnector, EMERGENCYSTOP switch, 3pole, Iu:250 A, Operational power / at AC23 A at 400 V: 132 kW, Distribution board mounting, knoboperated mechanism, red/yellow, handle directly on switch | 286.8 | TEM | 1 | LP | 2.047 | 1
3LD25040TK51 | SENTRON, 3LD switch disconnector, main switch, 3 pole, Iu:63 A, Operational power / at AC23 A at 400 V: 22 kW, frontmounted, rotary operating mechanism, black, 4 hole mounting of the handle | 48.13 | TEM | 1 | LP | 0.412 | 1
3LD25040TK53 | SENTRON, 3LD switch disconnector, EMERGENCYSTOP switch, 3pole, Iu:63 A, Operational power / at AC23 A at 400 V: 22 kW, front mounted, rotary operating mechanism, red/yellow, 4hole mounting of the handle | 48.13 | TEM | 1 | LP | 0.413 | 1
3LD25041TL51 | SENTRON, 3LD switch disconnector, main switch, 4 pole, Iu:63 A, Operational power / at AC23 A at 400 V: 22 kW, frontmounted, rotary operating mechanism, black, 4 hole mounting of the handle | 63.03 | TEM | 1 | LP | 0.485 | 1
3LD25041TL53 | SENTRON, 3LD switch disconnector, EMERGENCYSTOP switch, 4pole, Iu:63 A, Operational power / at AC23 A at 400 V: 22 kW, front mounted, rotary operating mechanism, red/yellow, 4hole mounting of the handle | 63.03 | TEM | 1 | LP | 0.49 | 1
3LD25041TP53 | SENTRON, 3LD switch disconnector, EMERGENCYSTOP switch, 3pole, Iu:63 A, Operational power / at AC23 A at 400 V: 22 kW, front mounted, 1NC, 1NO, rotary operating mechanism, red/yellow, 4hole mounting of the handle | 58.68 | TEM | 1 | LP | 0.438 | 1
3LD25043VK51 | SENTRON, 3LD switch disconnector, main switch, 6 pole, Iu:63 A, Operational power / at AC23 A at 400 V: 22 kW, frontmounted, rotary operating mechanism, black, 4 hole mounting of the handle | 74.62 | TEM | 1 | LP | 0.744 | 1
3LD25140TK51 | SENTRON, 3LD switch disconnector, main switch, 3 pole, Iu:63 A, Operational power / at AC23 A at 400 V: 22 kW, floor mounting with door coupling, rotary operating mechanism, black, 4 hole mounting of the handle | 53.51 | TEM | 1 | LP | 0.638 | 1
3LD25140TK53 | SENTRON, 3LD switch disconnector, EMERGENCYSTOP switch, 3pole, Iu:63 A, Operational power / at AC23 A at 400 V: 22 kW, floor mounting with door coupling, rotary operating mechanism, red/yellow, 4hole mounting of the handle | 53.51 | TEM | 1 | LP | 0.64 | 1
3LD25141TL53 | SENTRON, 3LD switch disconnector, EMERGENCYSTOP switch, 4pole, Iu:63 A, Operational power / at AC23 A at 400 V: 22 kW, floor mounting with door coupling, rotary operating mechanism, red/yellow, 4hole mounting of the handle | 64.38 | TEM | 1 | LP | 0.717 | 1
3LD25247UK01 | SENTRON, 3LD switch disconnector, Selector switch, 3pole, Iu:63 A, Operational power / at AC23 A at 400 V: 22 kW, frontmounted, knob operated mechanism, black, 4 hole mounting of the handle | 90.15 | TEM | 1 | LP | 0.74 | 1
3LD25300TK11 | SENTRON, 3LD switch disconnector, main switch, 3 pole, Iu:63 A, Operational power / at AC23 A at 400 V: 22 kW, Distribution board mounting, knoboperated mechanism, black, handle directly on switch | 40.57 | TEM | 1 | LP | 0.303 | 1
3LD25300TK13 | SENTRON, 3LD switch disconnector, EMERGENCYSTOP switch, 3pole, Iu:63 A, Operational power / at AC23 A at 400 V: 22 kW, Distribution board mounting, knoboperated mechanism, red/yellow, handle directly on switch | 40.57 | TEM | 1 | LP | 0.298 | 1
3LD25440TK53 | SENTRON, 3LD switch disconnector, EMERGENCYSTOP switch, 3pole, Iu:63 A, Operational power / at AC23 A at 400 V: 22 kW, floor mounting with door coupling, rotary operating mechanism, red/yellow, center mounting 22.5 mm of handle | 64.07 | TEM | 1 | LP | 0.59 | 1
3LD25450TK51 | SENTRON, 3LD switch disconnector, main switch, 3 pole, Iu:63 A, Operational power / at AC23 A at 400 V: 22 kW, floor mounting with door coupling, rotary operating mechanism, black, center mounting 22.5 mm of handle | 64.07 | TEM | 1 | LP | 0.689 | 1
3LD25450TK53 | SENTRON, 3LD switch disconnector, EMERGENCYSTOP switch, 3pole, Iu:63 A, Operational power / at AC23 A at 400 V: 22 kW, floor mounting with door coupling, rotary operating mechanism, red/yellow, center mounting 22.5 mm of handle | 64.07 | TEM | 1 | LP | 0.685 | 1
3LD25550TK51 | SENTRON, 3LD switch disconnector, main switch, 3 pole, Iu:63 A, Operational power / at AC23 A at 400 V: 22 kW, frontmounted, rotary operating mechanism, black, center mounting 22.5 mm of handle | 48.13 | TEM | 1 | LP | 0.419 | 1
3LD25550TK53 | SENTRON, 3LD switch disconnector, EMERGENCYSTOP switch, 3pole, Iu:63 A, Operational power / at AC23 A at 400 V: 22 kW, front mounted, rotary operating mechanism, red/yellow, center mounting 22.5 mm of handle | 48.13 | TEM | 1 | LP | 0.419 | 1
3LD25650TB51 | SENTRON, 3LD switch disconnector, main switch, 3 pole, Iu:63 A, Operational power / at AC23 A at 400 V: 22 kW, moldedplastic enclosure for metric threaded joint, rotary operating mechanism, black | 70.79 | TEM | 1 | LP | 0.9 | 1
3LD25650TB53 | SENTRON, 3LD switch disconnector, EMERGENCYSTOP switch, 3pole, Iu:63 A, Operational power / at AC23 A at 400 V: 22 kW, molded plastic enclosure for metric threaded joint, rotary operating mechanism, red/yellow | 70.79 | TEM | 1 | LP | 0.909 | 1
3LD25651GP51 | SENTRON, 3LD switch disconnector, main switch, 3 pole, Iu:63 A, Operational power / at AC23 A at 400 V: 22 kW, moldedplastic enclosure for metric threaded joint, 1NC, 1NO, rotary operating mechanism, black | 80.01 | TEM | 1 | LP | 0.907 | 1
3LD25651GP53 | SENTRON, 3LD switch disconnector, EMERGENCYSTOP switch, 3pole, Iu:63 A, Operational power / at AC23 A at 400 V: 22 kW, molded plastic enclosure for metric threaded joint, 1NC, 1NO, rotary operating mechanism, red/yellow | 80.01 | TEM | 1 | LP | 0.901 | 1
3LD25651TC51 | SENTRON, 3LD switch disconnector, main switch, 4 pole, Iu:63 A, Operational power / at AC23 A at 400 V: 22 kW, moldedplastic enclosure for metric threaded joint, 1NC, 1NO, rotary operating mechanism, black | 82.08 | TEM | 1 | LP | 0.953 | 1
3LD25651TC53 | SENTRON, 3LD switch disconnector, EMERGENCYSTOP switch, 4pole, Iu:63 A, Operational power / at AC23 A at 400 V: 22 kW, molded plastic enclosure for metric threaded joint, 1NC, 1NO, rotary operating mechanism, red/yellow | 82.08 | TEM | 1 | LP | 0.959 | 1
3LD25663VB51 | SENTRON, 3LD switch disconnector, main switch, 6 pole, Iu:63 A, Operational power / at AC23 A at 400 V: 22 kW, moldedplastic enclosure for metric threaded joint, rotary operating mechanism, black | 151.11 | TEM | 1 | LP | 2.136 | 1
3LD25663VB53 | SENTRON, 3LD switch disconnector, EMERGENCYSTOP switch, 6pole, Iu:63 A, Operational power / at AC23 A at 400 V: 22 kW, molded plastic enclosure for metric threaded joint, rotary operating mechanism, red/yellow | 151.11 | TEM | 1 | LP | 2.128 | 1
3LD25664VD53 | SENTRON, 3LD switch disconnector, EMERGENCYSTOP switch, 6pole, Iu:63 A, Operational power / at AC23 A at 400 V: 22 kW, molded plastic enclosure for metric threaded joint, 1NC, 1NO, rotary operating mechanism, red/yellow | 151.11 | TEM | 1 | LP | 2.138 | 1
3LD25667UB01 | SENTRON, 3LD switch disconnector, Selector switch, 3pole, Iu:63 A, Operational power / at AC23 A at 400 V: 22 kW, moldedplastic enclosure for metric threaded joint, knoboperated mechanism, black | 182.78 | TEM | 1 | LP | 2.164 | 1
3LD27040TK51 | SENTRON, 3LD switch disconnector, main switch, 3 pole, Iu:100 A, Operational power / at AC23 A at 400 V: 37 kW, frontmounted, rotary operating mechanism, black, 4 hole mounting of the handle | 73.07 | TEM | 1 | LP | 0.497 | 1
3LD27040TK53 | SENTRON, 3LD switch disconnector, EMERGENCYSTOP switch, 3pole, Iu:100 A, Operational power / at AC23 A at 400 V: 37 kW, front mounted, rotary operating mechanism, red/yellow, 4hole mounting of the handle | 73.07 | TEM | 1 | LP | 0.494 | 1
3LD27041TP53 | SENTRON, 3LD switch disconnector, EMERGENCYSTOP switch, 3pole, Iu:100 A, Operational power / at AC23 A at 400 V: 37 kW, front mounted, 1NC, 1NO, rotary operating mechanism, red/yellow, 4hole mounting of the handle | 83.63 | TEM | 1 | LP | 0.517 | 1
3LD27140TK51 | SENTRON, 3LD switch disconnector, main switch, 3 pole, Iu:100 A, Operational power / at AC23 A at 400 V: 37 kW, floor mounting with door coupling, rotary operating mechanism, black, 4 hole mounting of the handle | 87.77 | TEM | 1 | LP | 0.755 | 1
3LD27140TK53 | SENTRON, 3LD switch disconnector, EMERGENCYSTOP switch, 3pole, Iu:100 A, Operational power / at AC23 A at 400 V: 37 kW, floor mounting with door coupling, rotary operating mechanism, red/yellow, 4hole mounting of the handle | 87.77 | TEM | 1 | LP | 0.755 | 1
3LD27247UK01 | SENTRON, 3LD switch disconnector, Selector switch, 3pole, Iu:100 A, Operational power / at AC23 A at 400 V: 37 kW, frontmounted, knob operated mechanism, black, 4 hole mounting of the handle | 169.02 | TEM | 1 | LP | 0.956 | 1
3LD27300TK11 | SENTRON, 3LD switch disconnector, main switch, 3 pole, Iu:100 A, Operational power / at AC23 A at 400 V: 37 kW, Distribution board mounting, knoboperated mechanism, black, handle directly on switch | 69.66 | TEM | 1 | LP | 0.375 | 1
3LD27300TK13 | SENTRON, 3LD switch disconnector, EMERGENCYSTOP switch, 3pole, Iu:100 A, Operational power / at AC23 A at 400 V: 37 kW, Distribution board mounting, knoboperated mechanism, red/yellow, handle directly on switch | 69.66 | TEM | 1 | LP | 0.375 | 1
3LD27660TB51 | SENTRON, 3LD switch disconnector, main switch, 3 pole, Iu:100 A, Operational power / at AC23 A at 400 V: 37 kW, moldedplastic enclosure for metric threaded joint, rotary operating mechanism, black | 160.84 | TEM | 1 | LP | 1.886 | 1
3LD27660TB53 | SENTRON, 3LD switch disconnector, EMERGENCYSTOP switch, 3pole, Iu:100 A, Operational power / at AC23 A at 400 V: 37 kW, molded plastic enclosure for metric threaded joint, rotary operating mechanism, red/yellow | 160.84 | TEM | 1 | LP | 1.894 | 1
3LD27661GP51 | SENTRON, 3LD switch disconnector, main switch, 3 pole, Iu:100 A, Operational power / at AC23 A at 400 V: 37 kW, moldedplastic enclosure for metric threaded joint, 1NC, 1NO, rotary operating mechanism, black | 165.7 | TEM | 1 | LP | 1.815 | 1
3LD27661GP53 | SENTRON, 3LD switch disconnector, EMERGENCYSTOP switch, 3pole, Iu:100 A, Operational power / at AC23 A at 400 V: 37 kW, molded plastic enclosure for metric threaded joint, 1NC, 1NO, rotary operating mechanism, red/yellow | 165.7 | TEM | 1 | LP | 1.856 | 1
3LD27667UB01 | SENTRON, 3LD switch disconnector, Selector switch, 3pole, Iu:100 A, Operational power / at AC23 A at 400 V: 37 kW, moldedplastic enclosure for metric threaded joint, knoboperated mechanism, black | 300.56 | TEM | 1 | LP | 2.309 | 1
3LD28040TK51 | SENTRON, 3LD switch disconnector, main switch, 3 pole, Iu:125 A, Operational power / at AC23 A at 400 V: 45 kW, frontmounted, rotary operating mechanism, black, 4 hole mounting of the handle | 92.63 | TEM | 1 | LP | 0.501 | 1
3LD28040TK53 | SENTRON, 3LD switch disconnector, EMERGENCYSTOP switch, 3pole, Iu:125 A, Operational power / at AC23 A at 400 V: 45 kW, front mounted, rotary operating mechanism, red/yellow, 4hole mounting of the handle | 92.63 | TEM | 1 | LP | 0.496 | 1
3LD28041TP53 | SENTRON, 3LD switch disconnector, EMERGENCYSTOP switch, 3pole, Iu:125 A, Operational power / at AC23 A at 400 V: 45 kW, front mounted, 1NC, 1NO, rotary operating mechanism, red/yellow, 4hole mounting of the handle | 103.19 | TEM | 1 | LP | 0.515 | 1
3LD28140TK51 | SENTRON, 3LD switch disconnector, main switch, 3 pole, Iu:125 A, Operational power / at AC23 A at 400 V: 45 kW, floor mounting with door coupling, rotary operating mechanism, black, 4 hole mounting of the handle | 109.71 | TEM | 1 | LP | 0.752 | 1
3LD28140TK53 | SENTRON, 3LD switch disconnector, EMERGENCYSTOP switch, 3pole, Iu:125 A, Operational power / at AC23 A at 400 V: 45 kW, floor mounting with door coupling, rotary operating mechanism, red/yellow, 4hole mounting of the handle | 109.71 | TEM | 1 | LP | 0.754 | 1
3LD28300TK11 | SENTRON, 3LD switch disconnector, main switch, 3 pole, Iu:125 A, Operational power / at AC23 A at 400 V: 45 kW, Distribution board mounting, knoboperated mechanism, black, handle directly on switch | 89.32 | TEM | 1 | LP | 0.374 | 1
3LD28300TK13 | SENTRON, 3LD switch disconnector, EMERGENCYSTOP switch, 3pole, Iu:125 A, Operational power / at AC23 A at 400 V: 45 kW, Distribution board mounting, knoboperated mechanism, red/yellow, handle directly on switch | 89.32 | TEM | 1 | LP | 0.378 | 1
3LD28660TB53 | SENTRON, 3LD switch disconnector, EMERGENCYSTOP switch, 3pole, Iu:125 A, Operational power / at AC23 A at 400 V: 45 kW, molded plastic enclosure for metric threaded joint, rotary operating mechanism, red/yellow | 291.66 | TEM | 1 | LP | 1.883 | 1
3LD28661GP53 | SENTRON, 3LD switch disconnector, EMERGENCYSTOP switch, 3pole, Iu:125 A, Operational power / at AC23 A at 400 V: 45 kW, molded plastic enclosure for metric threaded joint, 1NC, 1NO, rotary operating mechanism, red/yellow | 300.56 | TEM | 1 | LP | 1.819 | 1
3LD92002B | neutral conductor/PE terminal, throughtype, for front mounting, up to 16A, Accessories for 3LD2 main control and EMERGENCYSTOP switches | 6.93 | TEM | 1 | LP | 0.03 | 1
3LD92005B | Auxiliary switch, 1NO+1NC, lagging switching, Accessories for 3LD2 main control and EMERGENCYSTOP switches | 10.66 | TEM | 1 | LP | 0.02 | 1
3LD92005C | Auxiliary switch, 1NO+1NC, Accessories for 3LD2 main control and EMERGENCYSTOP switches | 10.66 | TEM | 1 | LP | 0.02 | 1
3LD92006C | Auxiliary switch, 2NO, Accessories for 3LD2 main control and EMERGENCYSTOP switches | 11.9 | TEM | 1 | LP | 0.021 | 1
3LD92050C | shaft set, for rotary operating mechanism with door coupling, shaft 6x6mm, length 300 mm, Accessories for 3LD2 main control and EMERGENCY STOP switches | 6.42 | TEM | 1 | LP | 0.479 | 5
3LD92052C | shaft set, for rotary operating mechanism shaft 6x6mm, length 600mm, Accessories for 3LD2 main control and EMERGENCYSTOP switches | 12.52 | TEM | 1 | LP | 0.843 | 5
3LD92200B | neutral conductor, leading switching for front mounting, up to 32A,, Accessories for 3LD2 main control and EMERGENCYSTOP switches | 9.32 | TEM | 1 | LP | 0.037 | 1
3LD92200C | neutral conductor, leading switching for floor mounting, up to 32A, Accessories for 3LD2 main control and EMERGENCYSTOP switches | 9.32 | TEM | 1 | LP | 0.036 | 1
3LD92202B | neutral conductor/PE terminal, throughtype, for front mounting, up to 32A, Accessories for 3LD2 main control and EMERGENCYSTOP switches | 7.35 | TEM | 1 | LP | 0.034 | 1
3LD92202C | neutral conductor/PE terminal, throughtype, for floor mounting, up to 32A, Accessories for 3LD2 main control and EMERGENCYSTOP switches | 7.35 | TEM | 1 | LP | 0.034 | 1
3LD92210A | Terminal covers, 3pole, for 25A and 32A, Accessories for 3LD2 main control and EMERGENCYSTOP switches | 3 | TEM | 1 | LP | 0.008 | 4
3LD92212A | Terminal covers, 1pole, for 25A and 32A, Accessories for 3LD2 main control and EMERGENCYSTOP switches | 74.31 | TEM | 100 | LP | 0.004 | 4
3LD92241B | rotary operating mechanism, selector switch black, for fourhole front mounting, for 25A and 32A, Accessories for 3LD2 main control and EMERGENCYSTOP switches | 4.86 | TEM | 1 | LP | 0.076 | 1
3LD92241D | rotary operating mechanism, selector switch black, for centerhole front mounting, for 25A and 32A, Accessories for 3LD2 main control and EMERGENCYSTOP switches | 4.86 | TEM | 1 | LP | 0.076 | 1
3LD92243B | rotary operating mechanism, selector switch red/yellow, for fourhole front mounting, for 25A and 32A, Accessories for 3LD2 main control and EMERGENCYSTOP switches | 4.86 | TEM | 1 | LP | 0.076 | 1
3LD92243D | rotary operating mechanism, selector switch red/yellow, for centerhole front mounting, for 25A and 32A, Accessories for 3LD2 main control and EMERGENCYSTOP switches | 4.86 | TEM | 1 | LP | 0.077 | 1
3LD92412A | Terminal covers, 1pole, for 160A and 250A, Accessories for 3LD23/24 main control and EMERGENCYSTOP switches | 1.76 | TEM | 1 | LP | 0.018 | 4
3LD92500BA | neutral conductor, leading switching for front mounting, up to 63A,, Accessories for 3LD2 main control and EMERGENCYSTOP switches | 14.9 | TEM | 1 | LP | 0.075 | 1
3LD92500CA | neutral conductor, leading switching for floor mounting, up to 63A, Accessories for 3LD2 main control and EMERGENCYSTOP switches | 14.9 | TEM | 1 | LP | 0.075 | 1
3LD92502BA | neutral conductor/PE terminal, throughtype, for front mounting, up to 63A, Accessories for 3LD25 main control and EMERGENCYSTOP switches | 10.04 | TEM | 1 | LP | 0.067 | 1
3LD92502CA | neutral conductor/PE terminal, throughtype, for floor mounting, installation in distribution boards, molded plastic enclosure, up to 63A, Accessories for 3LD25 main control and EMERGENCYSTOP switches | 10.04 | TEM | 1 | LP | 0.068 | 1
3LD92510A | Terminal covers, 3pole, for 63A, Accessories for 3LD2 main control and EMERGENCYSTOP switches | 3.31 | TEM | 1 | LP | 0.011 | 4
3LD92512A | Terminal covers, 1pole, for 63A, Accessories for 3LD2 main control and EMERGENCYSTOP switches | 101.53 | TEM | 100 | LP | 0.005 | 4
3LD92800B | neutral conductor, leading switching for front mounting, for 100A and 125A, Accessories for 3LD2 main control and EMERGENCYSTOP switches | 18.32 | TEM | 1 | LP | 0.096 | 1
3LD92800C | neutral conductor, leading switching for floor mounting, for 100A and 125A, Accessories for 3LD2 main control and EMERGENCYSTOP switches | 18.32 | TEM | 1 | LP | 0.097 | 1
3LD92802C | neutral conductor/PE terminal, throughtype, for floor mounting, for 100A and 125A, Accessories for 3LD2 main control and EMERGENCYSTOP switches | 12.32 | TEM | 1 | LP | 0.086 | 1
3LD92812A | Terminal covers, 1pole, for 100A and 125A, Accessories for 3LD2 main control and EMERGENCYSTOP switches | 1.24 | TEM | 1 | LP | 0.006 | 4
3LD92841B | rotary operating mechanism, selector switch black, for fourhole front mounting, for 63A and 125A, Accessories for 3LD2 main control and EMERGENCYSTOP switches | 12.94 | TEM | 1 | LP | 0.151 | 1
3LD92841D | rotary operating mechanism, selector switch black, for centerhole front mounting, for 63A, Accessories for 3LD2 main control and EMERGENCY STOP switches | 12.94 | TEM | 1 | LP | 0.15 | 1
3LD92843B | rotary operating mechanism, selector switch red/yellow, for fourhole front mounting, for 63A to 125A, Accessories for 3LD2 main control and EMERGENCYSTOP switches | 12.94 | TEM | 1 | LP | 0.152 | 1
3LD92861A | additional label, German/English, 47mmx17mm, Accessories for 3LD2 main control and EMERGENCYSTOP switches | 2.17 | TEM | 1 | LP | 0.052 | 10
8US10114SL01 | BUSBAR ADAPTER 40 MM BUSBAR SYSTEM FOR CIRCUITBREAKERS 3VL1 UP TO 160A WITH TERMINAL COVER WIDTH: 108 MM, LENGTH: 175 MM | 110.85 | TEM | 1 | LP | 0.564 | 1
8US10114TM00 | BUSBAR ADAPTER SYSTEM BUSBAR ADAPTER 72MM WIDE 40MM SYSTEM, 5+10MM RAIL THICKNESS ADAPTER LENGTH 182 MM FOR ASSEMBLING WITH CIRCUIT BREAKER SIRIUS 3R MODULE S3 (100A) APPLIC. RANGE 480 690V | 86.63 | TEM | 1 | LP | 0.459 | 1
8US10505RK07 | BUSBAR ADAPTER SYSTEM BUSBAR ADAPTER, 45MM WIDTH 40MM SYSTEM, 5+10MM RAILTHICK. OUTGOING TERM. TOP 1.5...4 MM2 WITH 1 SUPP. RAIL 35MM, ...25 A FOR ANY SURFACE MOUNTING, LENGTH 139 MM | 31.67 | TEM | 1 | LP | 0.146 | 1
8US10515DJ07 | BUSBAR ADAPTER SYSTEM BUSBAR ADAPTER, WIDTH 45MM 40MM SYSTEM, 5+10MM RAIL STR. WITH 1 MOUNTING RAIL 35MM, UP TO 25A FOR CIRCUITBREAKER 3RV10, SIZE S00, S0, LENGTH 120MM, | 20.8 | TEM | 1 | LP | 0.111 | 1
8US10515DK07 | BUSBAR ADAPTER SYSTEM BUSBAR ADAPTER, WIDTH 45MM 40MM SYSTEM, 5+10MM RAIL STR. WITH 1 MOUNTING RAIL 35MM, UP TO 25A FOR SINGLE UNITS UP TO A WIDTH OF 45MM, LENGTH 139MM | 30.95 | TEM | 1 | LP | 0.158 | 1
8US10605AK00 | BUSBAR ADAPTER SYSTEM FEEDIN ADAPTER, 54MM WIDE 40MM SYSTEM, 5 + 10MM BUSBAR THICKNESS INCOMING CABLES AT BOTTOM 35MM2 (80A) OUTPUT ON TOP 16MM2 (32A) WITHOUT OUTPUT CABLE 1 SUPPORTING RAIL 35MM | 50.3 | TEM | 1 | LP | 0.292 | 1
8US10615DJ07 | BUSBAR ADAPTER SYSTEM BUSBAR ADAPTER, WIDTH 55MM 40MM SYSTEM, 5+10MM RAIL STR. WITH 1 MOUNTING RAIL 35MM, UP TO 25A FOR CIRCUITBREAKER 3RV10 W. LATERAL AUXIL. CONTACT BLOCKS, LENGTH 120MM, SIZE S00, S0 | 21.11 | TEM | 1 | LP | 0.105 | 1
8US10615FK08 | BUSBAR ADAPTER SYSTEM BUSBAR ADAPTER 54MM WIDE 40MM SYSTEM, 5+10MM BUSBAR THICKNESS WITH 1 SUPPORTING RAIL 35MM, UP TO 56A LENGTH 139MM | 40.47 | TEM | 1 | LP | 0.213 | 4
8US10615FP08 | BUSBAR ADAPTER SYSTEM BUSBAR ADAPTER 54MM WIDE 60MM SYSTEM, 5+10MM BUSBAR THICKNESS WITH 1 SUPPORTING RAIL 35MM, UP TO 56A E.G. FOR LIMITER 3VU1938 WITH FEEDIN TERMINAL 3VU91351BB01 | 46.89 | TEM | 1 | LP | 0.308 | 1
8US11114SM00 | BUSBAR ADAPTER SYSTEM BUSBAR ADAPTER, WIDTH 70MM F. CIRCUITBREAKER 40/60MM SYSTEM, FOR SINGLE UNITS OF MOTOR FEEDERS 3RV1, 3RT1, 3RA1 LENGTH 182MM NOTE: ONLY SUITABLE 400V/50KA OR UP TO 460V/25KA | 75.56 | TEM | 1 | LP | 0.504 | 1
8US12104AF00 | BUSBAR ADAPTER SYSTEM BUSBAR ADAPTER 185MM WIDE FOR SWITCHING UNITS UP TO 630A (3KA53,3KL52/53,3NP42, WITH 3VF4/5, 3VL14, IN CONNECTION WITH 8US19274AF0 MOUNTING PLATE ONLY. 60MM SYSTEM, 5 + 10MM BUSBAR THICKNESS WITHOUT CONNECTION WIRING | 170.67 | TEM | 1 | LP | 2.651 | 1
8US12104AG00 | BUSBAR ADAPTER SYSTEM BUSBAR ADAPTER 250MM WIDE FOR SWITCHING UNITS UP TO 630A 3NP52/53) 60MM SYSTEM, 5 + 10MM BUSBAR THICKNESS WITHOUT CONNECTION WIRING | 175.95 | TEM | 1 | LP | 2.868 | 1
8US12111NS10 | BUSBAR SYSTEM BUSBAR CENTERTOCENTER CLEARANCE 60 MM DEVICE ADAPTER, WIDTH: 45 MM BUSBAR THICKN.:5.10MM+TTPROF. WITH 1 MOUNTING RAIL 35MM FOR COMPACT STARTER 3RA6 LENGTH 200MM UE 690V,IE UP TO 32A,ATTENTION: IF RATED CURRENT >12A AND SHORTCIRCUIT CURRENT>25KA MAX. CONDUCTOR CROSSSECT.6MM2 AND OBSERVE MIN. CONDUCTOR LENGTH | 65.93 | TEM | 1 | LP | 0.315 | 1
8US12114SL00 | BUSBAR ADAPTER 60 MM BUSBAR SYSTEM FOR CIRCUITBREAKERS 3VL3 UP TO 250A WITH TERMINAL COVER WIDTH: 108 MM, LENGTH: 175 MM | 153.49 | TEM | 1 | LP | 0.636 | 1
8US12114SL01 | BUSBAR ADAPTER 60 MM BUSBAR SYSTEM FOR CIRCUITBREAKERS 3VL1/2 UP TO 160A WITH TERMINAL COVER WIDTH: 108 MM, LENGTH: 175 MM | 97.19 | TEM | 1 | LP | 0.573 | 1
8US12114TM00 | BUSBAR ADAPTER SYSTEM BUSBAR ADAPTER 72MM WIDE 60MM SYSTEM, 5+10MM RAIL WIDTH ADAPTER LENGTH 182MM FOR ASSEMBLING WITH CIRCUIT BREAKER SIRIUS 3R MODULE S3 (100A) APPLIC. RANGE 480 690V | 78.14 | TEM | 1 | LP | 0.476 | 1
8US12114TR00 | BUSBAR ADAPTER SYSTEM UL508A/IE BUSBAR ADAPTER SYSTEM 60MM BUSBAR WIDTH: 5/10MM/TTPROFILE UL RATING 80A/600V APPLICABLE IN FEEDER CIRCUITS IEC RATING 100A/690V FOR SIRIUS 3R CIRCUIT BREAKERS FOR SIRIUS 3R SIZE S3 LEAD OUTLET BOTTOM ADAPTER LENGTH 200MM ADAPTER WIDTH 72MM | 98.53 | TEM | 1 | LP | 0.65 | 1
8US12134AF00 | BUSBAR ADAPTER SYSTEM BUSBAR ADAPTER 185MM WIDE FOR SWITCHING UNITS UP TO 630A (3KA53,3KL52/53,3NP42, WITH 3VF4/5, 3VL14, IN CONNECTION WITH 8US19274AF0 MOUNTING PLATE ONLY. 60MM SYSTEM, 5 + 10MM BUSBAR THICKNESS WITHOUT CONNECTION WIRING | 543.69 | TEM | 1 | LP | 3.141 | 1
8US12505AM00 | BUSBAR ADAPTER SYSTEM CENTERTOCENTER CLEARANCE 60 MM DEVICE HOLDER, WIDTH 45MM RAIL WIDTH: 5+10MM TT SHAPE WITH 1 MOUNTING RAIL 35MM, FOR LATERAL MOUNTING TO ADAPTER 8US12, LENGTH 182MM *** UL508A FEEDER CIRCUIT *** | 25.98 | TEM | 1 | LP | 0.14 | 1
8US12505AT10 | DEVICE HOLDER,45X260MM LONG FOR 60MM BUSBAR SYSTEM POSITIONER ENCLOSED 2 CONNECTING ELEMENTS ENCLOSED MOUNTING RAIL SCREWED ON | 21.11 | TEM | 1 | LP | 0.244 | 1
8US12505RM07 | BUSBAR ADAPTER SYSTEM BUSBAR ADAPTER, 45MM WIDTH 60MM SYSTEM, 5+10MM RAILTHICK. OUTGOING TERM. TOP 1.5...4 MM2 WITH 1 SUPP. RAIL 35MM, ...25 A FOR ANY SURFACE MOUNTING LENGTH 182MM | 31.36 | TEM | 1 | LP | 0.158 | 1
8US12515CM47 | BUSBAR ADAPTER SYSTEM BUSBAR ADAPTER FOR SWITCHGEAR/CONTROL GEAR WITH CAGE CLAMP CONNECTION CABLE 2.5 MM2, 12.5A, 170MM LONG, ADAPTER 45MM WIDE, 182MM LANG WITH 1 SUPPORTING RAIL 35MM FOR 60MM RAIL SYSTEM FOR 5 OR 10MM BUSBAR THICKNESS FOR SWITCHGEAR/CONTROL GEAR AND SIRIUS 3R SIZE S00 MOTOR FEEDER | 31.36 | TEM | 1 | LP | 0.188 | 1
8US12515DM07 | BUSBAR SYSTEM BUSBAR CENTERTOCENTER CLEARANCE 60 MM DEVICE ADAPTER, WIDTH: 45 MM BUSBAR THICKNESS 5.10MM+TT PROFILE FOR CIRCUITBREAKERS, CONTACTORS, OVERLOAD RELAYS, MOTOR FEEDERS S00, S0, LENGTH 182MM WITH 1 SUPPORTING RAIL 35 MM, UP TO 25 A | 31.36 | TEM | 1 | LP | 0.168 | 6
8US12515DS10 | DEVICE ADAPTER S00/S0, 25A, FOR 60MM BUSBAR SYSTEM 45X200MM LONG SPECIAL CABLES WELDED ON, AWG 12, 99 MM POSITIONER ENCLOSED MOUNTING RAIL SCREWED ON | 26.19 | TEM | 1 | LP | 0.308 | 1
8US12515NT10 | DEVICE ADAPTER S0, 32A, FOR 60MM BUSBAR SYSTEM, 45X260MM LONG SPECIAL CABLES WELDED ON AWG 10, 99MM LONG WITH POSITIONER SUPPORT RAIL SCREWED ON | 29.39 | TEM | 1 | LP | 0.334 | 1
8US12605AM00 | BUSBAR ADAPTER SYSTEM DEVICE HOLDER 55MM WIDE 60MM SYSTEM, 5 + 10MM BUSBAR THICKNESS FOR LATERAL FITTING ON TO ADAPTER 8US1261.NA00 WITH 2 SUPPORTING RAILS 35MM | 29.5 | TEM | 1 | LP | 0.178 | 1
8US12605AP00 | BUSBAR ADAPTER SYSTEM DEVICE HOLDER SPACER AND SHEET METAL SCREW ENCLOSED, F. LATERAL MOUNTING ONTO ADAPTER 8US12 LENGTH 242MM | 33.74 | TEM | 1 | LP | 0.215 | 1
8US12615FM08 | BUSBAR ADAPTER SYSTEM DEVICE HOLDER, 60MM SYSTEM, WITH 1 MOUNTING RAIL 35MM, UP TO 56A FOR 1 CONTACTOR WITH OVERLOAD RELAY 3R SIZE S2, LENGTH 182MM | 40.16 | TEM | 1 | LP | 0.232 | 1
8US12615FP08 | BUSBAR ADAPTER SYSTEM BUSBAR ADAPTER, WIDTH 55MM 60MM SYSTEM, 5+10MM RAIL STR. WITH 1 MOUNTING RAIL 35MM, UP TO 56A FOR 1 CIRCUITBREAKER WITH CONTACTOR 3R SIZE S2, LENGTH 242MM | 44.61 | TEM | 1 | LP | 0.285 | 1
8US19033AB00 | BUSBAR HOLDER 40 MM SYSTEM 1 X 12 X 5 MM, 2 X 12 X 5 MM EN END AND INTERMEDIATE HOLDER CONSISTS OF 2 HOLDERS | 25.67 | TEM | 1 | LP | 0.176 | 1
8US19033AB01 | BUSBAR SUPPORT 40 MM SYSTEM 1 X 12 X 5 MM, 2 X 12 X 5 MM ASEND AND INTERM. SUPPORT | 3.83 | TEM | 1 | LP | 9.246 | 250
8US19211AA00 | BUSBAR ADAPTER SYSTEM CONNECTION TERMINAL PLATE WITH COVER,84MM WIDE 60MM SYSTEM, 5 + 10MM BUSBAR THICKNESS 3 X 35120MM, WITH COVER | 43.88 | TEM | 1 | LP | 0.496 | 1
8US19211BA00 | TERMINAL BOARD 3POLE WITH COVER FOR BUS BAR 12X5 MM30X10 MM AND DOUBLE TPROFILE | 36.23 | TEM | 1 | LP | 0.417 | 1
8US19212AA00 | BUSBAR ADAPTER SYSTEM TERMINALS FOR 5MM BUSBAR THICKNESS 1,516MM2 | 116.96 | TEM | 100 | LP | 0.021 | 100
8US19212AB00 | BUSBAR SYSTEM, ACCESSORY FOR 40 AND 60 MM SYSTEM ONLY FOR 5MM BUSBAR THICKNESS | 152.15 | TEM | 100 | LP | 0.046 | 50
8US19212AC00 | BUSBAR ADAPTER SYSTEM TERMINALS FOR 5MM BUSBAR THICKNESS 16120MM2 | 6 | TEM | 1 | LP | 0.106 | 50
8US19212BB00 | BUSBAR ADAPTER SYSTEM TERMINALS FOR 10MM BUSBAR THICKNESS 1,535MM2 | 3.93 | TEM | 1 | LP | 0.048 | 50
8US19212BB01 | BUSBAR SYSTEM, ACCESSORIES CENTERCENTER DISTANCE 40.60 MM TERMINAL RAIL THICKNESS: 10MM+TT PROFILE 435 SQMM | 4.24 | TEM | 1 | LP | 0.048 | 15
8US19212BC00 | BUSBAR ADAPTER SYSTEM TERMINALS FOR 10MM BUSBAR THICKNESS 16120MM2 | 6 | TEM | 1 | LP | 0.107 | 50
8US19221AB00 | BUSBAR ADAPTER SYSTEM END COVER FOR BUSBAR ENDS, FOR BUSBAR HOLDER 8US1 923 4POLE CONSISTS OF 2 PIECES | 10.87 | TEM | 1 | LP | 0.054 | 1
8US19221AC00 | BUSBAR ADAPTER SYSTEM END COVER FOR BUSBAR ENDS ON HOLDER 8US1923 3POLE | 4.86 | TEM | 1 | LP | 0.02 | 10
8US19221GA00 | BUSBAR ADAPTER SYSTEM COVER, 84MM WIDE 40 + 60MM SYSTEM FOR TERMINALS UP TO 3 X 120MM2 | 15.53 | TEM | 1 | LP | 0.154 | 10
8US19221GA02 | BUSBAR ADAPTER SYSTEM COVER, 270MM WIDE FOR TERMINALS UP TO 300MM2 | 32.4 | TEM | 1 | LP | 0.645 | 1
8US19221GC00 | BUSBAR SYSTEM, ACCESSORY BUSBAR CENTERTOCENTER CLEARANCE 60 MM COVER FOR 8US19412AA03/04 | 60.96 | TEM | 1 | LP | 0.347 | 1
8US19222AA00 | BUSBAR ADAPTER SYSTEM COVER PROFILE, 1000MM LONG FOR BUSBARS UP TO 30MM WIDTH AND 5MM THICKNESS | 17.49 | TEM | 1 | LP | 0.15 | 10
8US19222AA01 | BUSBAR SYSTEM, ACCESSORIES CENTERTOCENTER DISTANCE 40 MM INLAY PART 5 MM FOR BUSBAR HOLDER 8US19033AB01 CAUTION: SPECIAL TYPE | 74.52 | TEM | 100 | LP | 0.623 | 600
8US19222BA00 | BUSBAR ADAPTER SYSTEM COVER PROFILE, 1000MM LONG FOR BUSBARS UP TO 30MM WIDTH AND 10MM THICKNESS | 18.94 | TEM | 1 | LP | 0.175 | 10
8US19222CA00 | BUSBAR SYSTEM, ACCESSORIES CENTERCENTER DISTANCE 40.60 MM COVER PROFILE FOR BUSBAR LENGTH: 1000 MM RAIL THICKNESS: 5 MM | 3.21 | TEM | 1 | LP | 0.061 | 10
8US19222DA00 | BUSBAR SYSTEM, ACCESSORIES CENTERCENTER DISTANCE 60 MM COVER PROFILE, TT BUSBAR LENGTH: 1000 MM | 26.81 | TEM | 1 | LP | 0.482 | 5
8US19222EA00 | HOLDER FOR UNUSED PANEL 32MM FOR BUSBAR SYSTEM 60MM SUITABLE FOR COVER FOR UNUSED PANEL | 9.21 | TEM | 1 | LP | 0.038 | 4
8US19222EB00 | HOLDER FOR UNUSED PANEL 195X700X63MM FOR BUSBAR SYSTEM 60MM FOR INSTALLATION ON HOLDER FOR UNUSED PANEL | 34.67 | TEM | 1 | LP | 0.741 | 2
8US19232AA01 | BUSBAR SYSTEM, ACCESSORIES CENTERCENTER DISTANCE 60 MM BUSBAR HOLDER 3POLE FOR RAILS 12X5(10)30X5(10) EXTERNAL MOUNTING | 18.63 | TEM | 1 | LP | 0.161 | 10
8US19233AA01 | BUSBAR SYSTEM, ACCESSORIES CENTERCENTER DISTANCE 60 MM BUSBAR HOLDER 3POLE FOR RAILS 12X5(10)30X5(10) EXTERNAL MOUNTING | 15.63 | TEM | 1 | LP | 0.154 | 10
8US19233UA01 | BUSBAR SYSTEM, ACCESSORY BUSABR DISTANCE 60 MM BUSBAR SUPPORT FOR 12X5(10)30X5(10) PROFILES INSIDE FIXING WITH INC. CLEARANCE DISTANCES WITH INC. CREEPAGE DISTANCES CREEPAGE DISTANCES ACC. TO UL508 | 31.36 | TEM | 1 | LP | 0.154 | 10
8US19234AA00 | BUSBAR ADAPTER SYSTEM BUSBAR HOLDER, 20MM WIDE 60MM SYSTEM FOR 4 BUSBARS 12 X 5(10)30 X 5(10) INSIDE FIXING | 22.56 | TEM | 1 | LP | 0.233 | 10
8US19235AA00 | BUSBAR SYSTEM, ACCESSORIES CENTERCENTER DISTANCE 60 MM BUSBAR HOLDER 3POLE FOR RAILS 12X5(10)30X5(10) EXTERNAL MOUNTING | 12.63 | TEM | 1 | LP | 0.112 | 10
8US19274AF01 | MOUNTING PLATE FOR 8US12104AF00 FOR CIRCUITBREAKERS 3VL4 AND 3VL1 WITH RESIDUAL CURRENT DETECTION UP TO 400A | 98.12 | TEM | 1 | LP | 0.548 | 1
8US19412AA01 | BUSBAR ADAPTER SYSTEM TERMINAL 95300MM2 FOR 10MM BUSBAR THICKNESS T AND DOUBLETPROFILE | 16.56 | TEM | 1 | LP | 0.307 | 6
8US19412AA02 | BUSBAR ADAPTER SYSTEM TERMINAL 150300MM2 FOR BUSBARS 20 X 530 X 10MM AS WELL AS FOR T AND DOUBLETPROFILE | 23.08 | TEM | 1 | LP | 0.406 | 3
8US19412AA03 | TERMINAL SET, 3POLE CIRCULAR CONDUCTORS 120300MM2 BUSBAR CENTERTOCENTER CLEARANCE 60 MM IEC/UL508A *** COVER 8US19221GC00 MUST BE ORDERED SEPARATELY *** | 158.77 | TEM | 1 | LP | 1.56 | 1
8US19412AA04 | TERMINAL SET, 3POLE FOR FLAT BARS UP TO 32X20MM BUSBAR CENTERTOCENTER CLEARANCE 60 MM UL508A *** COVER 8US19221GC00 MUST BE ORDERED SEPARATELY *** | 138.9 | TEM | 1 | LP | 1.339 | 1
8US19433AA00 | BUSBAR SUPPORT WITH END CAP FOR DOPPELTPROFIL 3POLE LIGHT GRAY CONSISTS OF 4 PIECES | 61.17 | TEM | 1 | LP | 1.084 | 1
8US19482AA00 | BUSBAR ADAPTER SYSTEM BUSBAR, 2400MM LONG ECU TINPLATED DOUBLETPROFILE, 1600A | 547.72 | TEM | 1 | LP | 15.6 | 1
8US19981AA00 | BUSBAR ADAPTER SYSTEM PACKAGE OF 100 CONNECTION KEYS FOR CONNECTING ADAPTERS WITH DEVICE HOLDERS WITH RACKS | 41.4 | TEM | 100 | LP | 0.001 | 100
8US19981AA10 | CONNECTING ELEMENT | 0.62 | TEM | 1 | LP | 0.001 | 50
8US19981BA00 | BUSBAR ADAPTER SYSTEM PACKAGE OF 100 CONNECTION KEYS FOR CONNECTING ADAPTERS WITH DEVICE HOLDERS WITH RACKS | 61.17 | TEM | 100 | LP | 0.001 | 100
8US19981BA10 | SPACER | 0.72 | TEM | 1 | LP | 0.002 | 50
8US19982BJ10 | SIDE MODULE 9 MM WIDE, 200 MM LONG, 63 MM DEEP. CENTERTOCENTER SPACING 60 MM FOR BUSBAR ADAPTER BUSBAR SYSTEM, ACCESSORIES BASIC BODY HALOGENFREE | 8.07 | TEM | 1 | LP | 0.021 | 10
8US19987CA15 | BUSBAR ADAPTER SYSTEM VERTICAL BUSBAR RUN MOUNTING RAIL 35 MM, PLASTIC WITH RECESS FOR INSERT 8US19981DA00, 45 MM LONG, WITH FIXING SCREWS FOR SIRIUS 3R ADAPTER S. S00 A. S0 | 1.76 | TEM | 1 | LP | 0.009 | 10
8US19987CA16 | BUSBAR ADAPTER SYSTEM VERTICAL BUSBAR RUN MOUNTING RAIL 35 MM, PLASTIC WITH RECESS FOR INSERT 8US19981DA00, 55 MM LONG, WITH FIXING SCREWS FOR SIRIUS 3R ADAPTER S. S00 A. S0 | 2.28 | TEM | 1 | LP | 0.01 | 10
8US19987CB45 | BUSBAR ADAPTER SYSTEM VERTICAL BUSBAR RUN MOUNTING RAIL 35 MM, PLASTIC WITH RECESS FOR INSERT 8US19981DA00, 45 MM LONG, WITH FIXING SCREWS FOR SIRIUS 3R ADAPTER S. S00 A. S0 | 2.17 | TEM | 1 | LP | 0.015 | 10
8WC5052 | FLAT COPPER BAR 15 X 5MM APPROX. 2 METERS LONG TINNED | 84.87 | TEM | 1 | LP | 1.328 | 1
8WC5065 | FLAT COPPER BAR 30 X 10MM APPROX. 2 METERS LONG TINNED | 297.98 | TEM | 1 | LP | 5.364 | 1
8WC5120 | FLAT COPPER BAR 6 X 6MM APPROX. 2,4 METERS LONG PLAIN | 44.51 | TEM | 1 | LP | 0.8 | 1
8WC5123 | FLAT COPPER BAR 12 X 5MM APPROX. 2,4 METERS LONG PLAIN | 53.82 | TEM | 1 | LP | 1.287 | 1
8WC5128 | FLAT COPPER BAR 20 X 10MM APPROX. 2,4 METERS LONG PLAIN | 124.92 | TEM | 1 | LP | 4.12 | 1
8WC5134 | FLAT COPPER BAR 30 X 10MM APPROX. 2,4 METERS LONG PLAIN | 189.41 | TEM | 1 | LP | 6.5 | 1
8US10114SL01 | BUSBAR ADAPTER 40 MM BUSBAR SYSTEM FOR CIRCUITBREAKERS 3VL1 UP TO 160A WITH TERMINAL COVER WIDTH: 108 MM, LENGTH: 175 MM | 110.85 | TEM | 1 | LP | 0.564 | 1
8US10114TM00 | BUSBAR ADAPTER SYSTEM BUSBAR ADAPTER 72MM WIDE 40MM SYSTEM, 5+10MM RAIL THICKNESS ADAPTER LENGTH 182 MM FOR ASSEMBLING WITH CIRCUIT BREAKER SIRIUS 3R MODULE S3 (100A) APPLIC. RANGE 480 690V | 86.63 | TEM | 1 | LP | 0.459 | 1
8US10505RK07 | BUSBAR ADAPTER SYSTEM BUSBAR ADAPTER, 45MM WIDTH 40MM SYSTEM, 5+10MM RAILTHICK. OUTGOING TERM. TOP 1.5...4 MM2 WITH 1 SUPP. RAIL 35MM, ...25 A FOR ANY SURFACE MOUNTING, LENGTH 139 MM | 31.67 | TEM | 1 | LP | 0.146 | 1
8US10515DJ07 | BUSBAR ADAPTER SYSTEM BUSBAR ADAPTER, WIDTH 45MM 40MM SYSTEM, 5+10MM RAIL STR. WITH 1 MOUNTING RAIL 35MM, UP TO 25A FOR CIRCUITBREAKER 3RV10, SIZE S00, S0, LENGTH 120MM, | 20.8 | TEM | 1 | LP | 0.111 | 1
8US10515DK07 | BUSBAR ADAPTER SYSTEM BUSBAR ADAPTER, WIDTH 45MM 40MM SYSTEM, 5+10MM RAIL STR. WITH 1 MOUNTING RAIL 35MM, UP TO 25A FOR SINGLE UNITS UP TO A WIDTH OF 45MM, LENGTH 139MM | 30.95 | TEM | 1 | LP | 0.158 | 1
8US10605AK00 | BUSBAR ADAPTER SYSTEM FEEDIN ADAPTER, 54MM WIDE 40MM SYSTEM, 5 + 10MM BUSBAR THICKNESS INCOMING CABLES AT BOTTOM 35MM2 (80A) OUTPUT ON TOP 16MM2 (32A) WITHOUT OUTPUT CABLE 1 SUPPORTING RAIL 35MM | 50.3 | TEM | 1 | LP | 0.292 | 1
8US10615DJ07 | BUSBAR ADAPTER SYSTEM BUSBAR ADAPTER, WIDTH 55MM 40MM SYSTEM, 5+10MM RAIL STR. WITH 1 MOUNTING RAIL 35MM, UP TO 25A FOR CIRCUITBREAKER 3RV10 W. LATERAL AUXIL. CONTACT BLOCKS, LENGTH 120MM, SIZE S00, S0 | 21.11 | TEM | 1 | LP | 0.105 | 1
8US10615FK08 | BUSBAR ADAPTER SYSTEM BUSBAR ADAPTER 54MM WIDE 40MM SYSTEM, 5+10MM BUSBAR THICKNESS WITH 1 SUPPORTING RAIL 35MM, UP TO 56A LENGTH 139MM | 40.47 | TEM | 1 | LP | 0.213 | 4
8US10615FP08 | BUSBAR ADAPTER SYSTEM BUSBAR ADAPTER 54MM WIDE 60MM SYSTEM, 5+10MM BUSBAR THICKNESS WITH 1 SUPPORTING RAIL 35MM, UP TO 56A E.G. FOR LIMITER 3VU1938 WITH FEEDIN TERMINAL 3VU91351BB01 | 46.89 | TEM | 1 | LP | 0.308 | 1
8US11114SM00 | BUSBAR ADAPTER SYSTEM BUSBAR ADAPTER, WIDTH 70MM F. CIRCUITBREAKER 40/60MM SYSTEM, FOR SINGLE UNITS OF MOTOR FEEDERS 3RV1, 3RT1, 3RA1 LENGTH 182MM NOTE: ONLY SUITABLE 400V/50KA OR UP TO 460V/25KA | 75.56 | TEM | 1 | LP | 0.504 | 1
8US12104AF00 | BUSBAR ADAPTER SYSTEM BUSBAR ADAPTER 185MM WIDE FOR SWITCHING UNITS UP TO 630A (3KA53,3KL52/53,3NP42, WITH 3VF4/5, 3VL14, IN CONNECTION WITH 8US19274AF0 MOUNTING PLATE ONLY. 60MM SYSTEM, 5 + 10MM BUSBAR THICKNESS WITHOUT CONNECTION WIRING | 170.67 | TEM | 1 | LP | 2.651 | 1
8US12104AG00 | BUSBAR ADAPTER SYSTEM BUSBAR ADAPTER 250MM WIDE FOR SWITCHING UNITS UP TO 630A 3NP52/53) 60MM SYSTEM, 5 + 10MM BUSBAR THICKNESS WITHOUT CONNECTION WIRING | 175.95 | TEM | 1 | LP | 2.868 | 1
8US12111NS10 | BUSBAR SYSTEM BUSBAR CENTERTOCENTER CLEARANCE 60 MM DEVICE ADAPTER, WIDTH: 45 MM BUSBAR THICKN.:5.10MM+TTPROF. WITH 1 MOUNTING RAIL 35MM FOR COMPACT STARTER 3RA6 LENGTH 200MM UE 690V,IE UP TO 32A,ATTENTION: IF RATED CURRENT >12A AND SHORTCIRCUIT CURRENT>25KA MAX. CONDUCTOR CROSSSECT.6MM2 AND OBSERVE MIN. CONDUCTOR LENGTH | 65.93 | TEM | 1 | LP | 0.315 | 1
8US12114SL00 | BUSBAR ADAPTER 60 MM BUSBAR SYSTEM FOR CIRCUITBREAKERS 3VL3 UP TO 250A WITH TERMINAL COVER WIDTH: 108 MM, LENGTH: 175 MM | 153.49 | TEM | 1 | LP | 0.636 | 1
8US12114SL01 | BUSBAR ADAPTER 60 MM BUSBAR SYSTEM FOR CIRCUITBREAKERS 3VL1/2 UP TO 160A WITH TERMINAL COVER WIDTH: 108 MM, LENGTH: 175 MM | 97.19 | TEM | 1 | LP | 0.573 | 1
8US12114TM00 | BUSBAR ADAPTER SYSTEM BUSBAR ADAPTER 72MM WIDE 60MM SYSTEM, 5+10MM RAIL WIDTH ADAPTER LENGTH 182MM FOR ASSEMBLING WITH CIRCUIT BREAKER SIRIUS 3R MODULE S3 (100A) APPLIC. RANGE 480 690V | 78.14 | TEM | 1 | LP | 0.476 | 1
8US12114TR00 | BUSBAR ADAPTER SYSTEM UL508A/IE BUSBAR ADAPTER SYSTEM 60MM BUSBAR WIDTH: 5/10MM/TTPROFILE UL RATING 80A/600V APPLICABLE IN FEEDER CIRCUITS IEC RATING 100A/690V FOR SIRIUS 3R CIRCUIT BREAKERS FOR SIRIUS 3R SIZE S3 LEAD OUTLET BOTTOM ADAPTER LENGTH 200MM ADAPTER WIDTH 72MM | 98.53 | TEM | 1 | LP | 0.65 | 1
8US12134AF00 | BUSBAR ADAPTER SYSTEM BUSBAR ADAPTER 185MM WIDE FOR SWITCHING UNITS UP TO 630A (3KA53,3KL52/53,3NP42, WITH 3VF4/5, 3VL14, IN CONNECTION WITH 8US19274AF0 MOUNTING PLATE ONLY. 60MM SYSTEM, 5 + 10MM BUSBAR THICKNESS WITHOUT CONNECTION WIRING | 543.69 | TEM | 1 | LP | 3.141 | 1
8US12505AM00 | BUSBAR ADAPTER SYSTEM CENTERTOCENTER CLEARANCE 60 MM DEVICE HOLDER, WIDTH 45MM RAIL WIDTH: 5+10MM TT SHAPE WITH 1 MOUNTING RAIL 35MM, FOR LATERAL MOUNTING TO ADAPTER 8US12, LENGTH 182MM *** UL508A FEEDER CIRCUIT *** | 25.98 | TEM | 1 | LP | 0.14 | 1
8US12505AT10 | DEVICE HOLDER,45X260MM LONG FOR 60MM BUSBAR SYSTEM POSITIONER ENCLOSED 2 CONNECTING ELEMENTS ENCLOSED MOUNTING RAIL SCREWED ON | 21.11 | TEM | 1 | LP | 0.244 | 1
8US12505RM07 | BUSBAR ADAPTER SYSTEM BUSBAR ADAPTER, 45MM WIDTH 60MM SYSTEM, 5+10MM RAILTHICK. OUTGOING TERM. TOP 1.5...4 MM2 WITH 1 SUPP. RAIL 35MM, ...25 A FOR ANY SURFACE MOUNTING LENGTH 182MM | 31.36 | TEM | 1 | LP | 0.158 | 1
8US12515CM47 | BUSBAR ADAPTER SYSTEM BUSBAR ADAPTER FOR SWITCHGEAR/CONTROL GEAR WITH CAGE CLAMP CONNECTION CABLE 2.5 MM2, 12.5A, 170MM LONG, ADAPTER 45MM WIDE, 182MM LANG WITH 1 SUPPORTING RAIL 35MM FOR 60MM RAIL SYSTEM FOR 5 OR 10MM BUSBAR THICKNESS FOR SWITCHGEAR/CONTROL GEAR AND SIRIUS 3R SIZE S00 MOTOR FEEDER | 31.36 | TEM | 1 | LP | 0.188 | 1
8US12515DM07 | BUSBAR SYSTEM BUSBAR CENTERTOCENTER CLEARANCE 60 MM DEVICE ADAPTER, WIDTH: 45 MM BUSBAR THICKNESS 5.10MM+TT PROFILE FOR CIRCUITBREAKERS, CONTACTORS, OVERLOAD RELAYS, MOTOR FEEDERS S00, S0, LENGTH 182MM WITH 1 SUPPORTING RAIL 35 MM, UP TO 25 A | 31.36 | TEM | 1 | LP | 0.168 | 6
8US12515DS10 | DEVICE ADAPTER S00/S0, 25A, FOR 60MM BUSBAR SYSTEM 45X200MM LONG SPECIAL CABLES WELDED ON, AWG 12, 99 MM POSITIONER ENCLOSED MOUNTING RAIL SCREWED ON | 26.19 | TEM | 1 | LP | 0.308 | 1
8US12515NT10 | DEVICE ADAPTER S0, 32A, FOR 60MM BUSBAR SYSTEM, 45X260MM LONG SPECIAL CABLES WELDED ON AWG 10, 99MM LONG WITH POSITIONER SUPPORT RAIL SCREWED ON | 29.39 | TEM | 1 | LP | 0.334 | 1
8US12605AM00 | BUSBAR ADAPTER SYSTEM DEVICE HOLDER 55MM WIDE 60MM SYSTEM, 5 + 10MM BUSBAR THICKNESS FOR LATERAL FITTING ON TO ADAPTER 8US1261.NA00 WITH 2 SUPPORTING RAILS 35MM | 29.5 | TEM | 1 | LP | 0.178 | 1
8US12605AP00 | BUSBAR ADAPTER SYSTEM DEVICE HOLDER SPACER AND SHEET METAL SCREW ENCLOSED, F. LATERAL MOUNTING ONTO ADAPTER 8US12 LENGTH 242MM | 33.74 | TEM | 1 | LP | 0.215 | 1
8US12615FM08 | BUSBAR ADAPTER SYSTEM DEVICE HOLDER, 60MM SYSTEM, WITH 1 MOUNTING RAIL 35MM, UP TO 56A FOR 1 CONTACTOR WITH OVERLOAD RELAY 3R SIZE S2, LENGTH 182MM | 40.16 | TEM | 1 | LP | 0.232 | 1
8US12615FP08 | BUSBAR ADAPTER SYSTEM BUSBAR ADAPTER, WIDTH 55MM 60MM SYSTEM, 5+10MM RAIL STR. WITH 1 MOUNTING RAIL 35MM, UP TO 56A FOR 1 CIRCUITBREAKER WITH CONTACTOR 3R SIZE S2, LENGTH 242MM | 44.61 | TEM | 1 | LP | 0.285 | 1
8US19033AB00 | BUSBAR HOLDER 40 MM SYSTEM 1 X 12 X 5 MM, 2 X 12 X 5 MM EN END AND INTERMEDIATE HOLDER CONSISTS OF 2 HOLDERS | 25.67 | TEM | 1 | LP | 0.176 | 1
8US19033AB01 | BUSBAR SUPPORT 40 MM SYSTEM 1 X 12 X 5 MM, 2 X 12 X 5 MM ASEND AND INTERM. SUPPORT | 3.83 | TEM | 1 | LP | 9.246 | 250
8US19211AA00 | BUSBAR ADAPTER SYSTEM CONNECTION TERMINAL PLATE WITH COVER,84MM WIDE 60MM SYSTEM, 5 + 10MM BUSBAR THICKNESS 3 X 35120MM, WITH COVER | 43.88 | TEM | 1 | LP | 0.496 | 1
8US19211BA00 | TERMINAL BOARD 3POLE WITH COVER FOR BUS BAR 12X5 MM30X10 MM AND DOUBLE TPROFILE | 36.23 | TEM | 1 | LP | 0.417 | 1
8US19212AA00 | BUSBAR ADAPTER SYSTEM TERMINALS FOR 5MM BUSBAR THICKNESS 1,516MM2 | 116.96 | TEM | 100 | LP | 0.021 | 100
8US19212AB00 | BUSBAR SYSTEM, ACCESSORY FOR 40 AND 60 MM SYSTEM ONLY FOR 5MM BUSBAR THICKNESS | 152.15 | TEM | 100 | LP | 0.046 | 50
8US19212AC00 | BUSBAR ADAPTER SYSTEM TERMINALS FOR 5MM BUSBAR THICKNESS 16120MM2 | 6 | TEM | 1 | LP | 0.106 | 50
8US19212BB00 | BUSBAR ADAPTER SYSTEM TERMINALS FOR 10MM BUSBAR THICKNESS 1,535MM2 | 3.93 | TEM | 1 | LP | 0.048 | 50
8US19212BB01 | BUSBAR SYSTEM, ACCESSORIES CENTERCENTER DISTANCE 40.60 MM TERMINAL RAIL THICKNESS: 10MM+TT PROFILE 435 SQMM | 4.24 | TEM | 1 | LP | 0.048 | 15
8US19212BC00 | BUSBAR ADAPTER SYSTEM TERMINALS FOR 10MM BUSBAR THICKNESS 16120MM2 | 6 | TEM | 1 | LP | 0.107 | 50
8US19221AB00 | BUSBAR ADAPTER SYSTEM END COVER FOR BUSBAR ENDS, FOR BUSBAR HOLDER 8US1 923 4POLE CONSISTS OF 2 PIECES | 10.87 | TEM | 1 | LP | 0.054 | 1
8US19221AC00 | BUSBAR ADAPTER SYSTEM END COVER FOR BUSBAR ENDS ON HOLDER 8US1923 3POLE | 4.86 | TEM | 1 | LP | 0.02 | 10
8US19221GA00 | BUSBAR ADAPTER SYSTEM COVER, 84MM WIDE 40 + 60MM SYSTEM FOR TERMINALS UP TO 3 X 120MM2 | 15.53 | TEM | 1 | LP | 0.154 | 10
8US19221GA02 | BUSBAR ADAPTER SYSTEM COVER, 270MM WIDE FOR TERMINALS UP TO 300MM2 | 32.4 | TEM | 1 | LP | 0.645 | 1
8US19221GC00 | BUSBAR SYSTEM, ACCESSORY BUSBAR CENTERTOCENTER CLEARANCE 60 MM COVER FOR 8US19412AA03/04 | 60.96 | TEM | 1 | LP | 0.347 | 1
8US19222AA00 | BUSBAR ADAPTER SYSTEM COVER PROFILE, 1000MM LONG FOR BUSBARS UP TO 30MM WIDTH AND 5MM THICKNESS | 17.49 | TEM | 1 | LP | 0.15 | 10
8US19222AA01 | BUSBAR SYSTEM, ACCESSORIES CENTERTOCENTER DISTANCE 40 MM INLAY PART 5 MM FOR BUSBAR HOLDER 8US19033AB01 CAUTION: SPECIAL TYPE | 74.52 | TEM | 100 | LP | 0.623 | 600
8US19222BA00 | BUSBAR ADAPTER SYSTEM COVER PROFILE, 1000MM LONG FOR BUSBARS UP TO 30MM WIDTH AND 10MM THICKNESS | 18.94 | TEM | 1 | LP | 0.175 | 10
8US19222CA00 | BUSBAR SYSTEM, ACCESSORIES CENTERCENTER DISTANCE 40.60 MM COVER PROFILE FOR BUSBAR LENGTH: 1000 MM RAIL THICKNESS: 5 MM | 3.21 | TEM | 1 | LP | 0.061 | 10
8US19222DA00 | BUSBAR SYSTEM, ACCESSORIES CENTERCENTER DISTANCE 60 MM COVER PROFILE, TT BUSBAR LENGTH: 1000 MM | 26.81 | TEM | 1 | LP | 0.482 | 5
8US19222EA00 | HOLDER FOR UNUSED PANEL 32MM FOR BUSBAR SYSTEM 60MM SUITABLE FOR COVER FOR UNUSED PANEL | 9.21 | TEM | 1 | LP | 0.038 | 4
8US19222EB00 | HOLDER FOR UNUSED PANEL 195X700X63MM FOR BUSBAR SYSTEM 60MM FOR INSTALLATION ON HOLDER FOR UNUSED PANEL | 34.67 | TEM | 1 | LP | 0.741 | 2
8US19232AA01 | BUSBAR SYSTEM, ACCESSORIES CENTERCENTER DISTANCE 60 MM BUSBAR HOLDER 3POLE FOR RAILS 12X5(10)30X5(10) EXTERNAL MOUNTING | 18.63 | TEM | 1 | LP | 0.161 | 10
8US19233AA01 | BUSBAR SYSTEM, ACCESSORIES CENTERCENTER DISTANCE 60 MM BUSBAR HOLDER 3POLE FOR RAILS 12X5(10)30X5(10) EXTERNAL MOUNTING | 15.63 | TEM | 1 | LP | 0.154 | 10
8US19233UA01 | BUSBAR SYSTEM, ACCESSORY BUSABR DISTANCE 60 MM BUSBAR SUPPORT FOR 12X5(10)30X5(10) PROFILES INSIDE FIXING WITH INC. CLEARANCE DISTANCES WITH INC. CREEPAGE DISTANCES CREEPAGE DISTANCES ACC. TO UL508 | 31.36 | TEM | 1 | LP | 0.154 | 10
8US19234AA00 | BUSBAR ADAPTER SYSTEM BUSBAR HOLDER, 20MM WIDE 60MM SYSTEM FOR 4 BUSBARS 12 X 5(10)30 X 5(10) INSIDE FIXING | 22.56 | TEM | 1 | LP | 0.233 | 10
8US19235AA00 | BUSBAR SYSTEM, ACCESSORIES CENTERCENTER DISTANCE 60 MM BUSBAR HOLDER 3POLE FOR RAILS 12X5(10)30X5(10) EXTERNAL MOUNTING | 12.63 | TEM | 1 | LP | 0.112 | 10
8US19274AF01 | MOUNTING PLATE FOR 8US12104AF00 FOR CIRCUITBREAKERS 3VL4 AND 3VL1 WITH RESIDUAL CURRENT DETECTION UP TO 400A | 98.12 | TEM | 1 | LP | 0.548 | 1
8US19412AA01 | BUSBAR ADAPTER SYSTEM TERMINAL 95300MM2 FOR 10MM BUSBAR THICKNESS T AND DOUBLETPROFILE | 16.56 | TEM | 1 | LP | 0.307 | 6
8US19412AA02 | BUSBAR ADAPTER SYSTEM TERMINAL 150300MM2 FOR BUSBARS 20 X 530 X 10MM AS WELL AS FOR T AND DOUBLETPROFILE | 23.08 | TEM | 1 | LP | 0.406 | 3
8US19412AA03 | TERMINAL SET, 3POLE CIRCULAR CONDUCTORS 120300MM2 BUSBAR CENTERTOCENTER CLEARANCE 60 MM IEC/UL508A *** COVER 8US19221GC00 MUST BE ORDERED SEPARATELY *** | 158.77 | TEM | 1 | LP | 1.56 | 1
8US19412AA04 | TERMINAL SET, 3POLE FOR FLAT BARS UP TO 32X20MM BUSBAR CENTERTOCENTER CLEARANCE 60 MM UL508A *** COVER 8US19221GC00 MUST BE ORDERED SEPARATELY *** | 138.9 | TEM | 1 | LP | 1.339 | 1
8US19433AA00 | BUSBAR SUPPORT WITH END CAP FOR DOPPELTPROFIL 3POLE LIGHT GRAY CONSISTS OF 4 PIECES | 61.17 | TEM | 1 | LP | 1.084 | 1
8US19482AA00 | BUSBAR ADAPTER SYSTEM BUSBAR, 2400MM LONG ECU TINPLATED DOUBLETPROFILE, 1600A | 547.72 | TEM | 1 | LP | 15.6 | 1
8US19981AA00 | BUSBAR ADAPTER SYSTEM PACKAGE OF 100 CONNECTION KEYS FOR CONNECTING ADAPTERS WITH DEVICE HOLDERS WITH RACKS | 41.4 | TEM | 100 | LP | 0.001 | 100
8US19981AA10 | CONNECTING ELEMENT | 0.62 | TEM | 1 | LP | 0.001 | 50
8US19981BA00 | BUSBAR ADAPTER SYSTEM PACKAGE OF 100 CONNECTION KEYS FOR CONNECTING ADAPTERS WITH DEVICE HOLDERS WITH RACKS | 61.17 | TEM | 100 | LP | 0.001 | 100
8US19981BA10 | SPACER | 0.72 | TEM | 1 | LP | 0.002 | 50
8US19982BJ10 | SIDE MODULE 9 MM WIDE, 200 MM LONG, 63 MM DEEP. CENTERTOCENTER SPACING 60 MM FOR BUSBAR ADAPTER BUSBAR SYSTEM, ACCESSORIES BASIC BODY HALOGENFREE | 8.07 | TEM | 1 | LP | 0.021 | 10
8US19987CA15 | BUSBAR ADAPTER SYSTEM VERTICAL BUSBAR RUN MOUNTING RAIL 35 MM, PLASTIC WITH RECESS FOR INSERT 8US19981DA00, 45 MM LONG, WITH FIXING SCREWS FOR SIRIUS 3R ADAPTER S. S00 A. S0 | 1.76 | TEM | 1 | LP | 0.009 | 10
8US19987CA16 | BUSBAR ADAPTER SYSTEM VERTICAL BUSBAR RUN MOUNTING RAIL 35 MM, PLASTIC WITH RECESS FOR INSERT 8US19981DA00, 55 MM LONG, WITH FIXING SCREWS FOR SIRIUS 3R ADAPTER S. S00 A. S0 | 2.28 | TEM | 1 | LP | 0.01 | 10
8US19987CB45 | BUSBAR ADAPTER SYSTEM VERTICAL BUSBAR RUN MOUNTING RAIL 35 MM, PLASTIC WITH RECESS FOR INSERT 8US19981DA00, 45 MM LONG, WITH FIXING SCREWS FOR SIRIUS 3R ADAPTER S. S00 A. S0 | 2.17 | TEM | 1 | LP | 0.015 | 10
8WC5052 | FLAT COPPER BAR 15 X 5MM APPROX. 2 METERS LONG TINNED | 84.87 | TEM | 1 | LP | 1.328 | 1
8WC5065 | FLAT COPPER BAR 30 X 10MM APPROX. 2 METERS LONG TINNED | 297.98 | TEM | 1 | LP | 5.364 | 1
8WC5120 | FLAT COPPER BAR 6 X 6MM APPROX. 2,4 METERS LONG PLAIN | 44.51 | TEM | 1 | LP | 0.8 | 1
8WC5123 | FLAT COPPER BAR 12 X 5MM APPROX. 2,4 METERS LONG PLAIN | 53.82 | TEM | 1 | LP | 1.287 | 1
8WC5128 | FLAT COPPER BAR 20 X 10MM APPROX. 2,4 METERS LONG PLAIN | 124.92 | TEM | 1 | LP | 4.12 | 1
8WC5134 | FLAT COPPER BAR 30 X 10MM APPROX. 2,4 METERS LONG PLAIN | 189.41 | TEM | 1 | LP | 6.5 | 1
8UD19002WB00 | EXTENSION SHAFT 600MM, 8X8MM ACCESSORY FOR: DOOR COUPLING OPERATOR AND SIDE WALL MOUNTED OPERATOR 3VA | 11.8 | TEM | 1 | LP | 0.281 | 1
8UD19002WB00 | EXTENSION SHAFT 600MM, 8X8MM ACCESSORY FOR: DOOR COUPLING OPERATOR AND SIDE WALL MOUNTED OPERATOR 3VA | 11.8 | TEM | 1 | LP | 0.281 | 1
4NC51120BC20 | WINDOWTYPE CURRENT TRANSFORMER, CLASS 3 50A/1A, 2,5VA PRIMARY CURRENT 50A, 2.5VA | 62.31 | TEM | 1 | LP | 0.424 | 1
4NC51122BC20 | WINDOWTYPE CURRENT TRANSFORMER, CLASS 3 50A/5A, 2,5VA PRIMARY CURRENT 50A, 2.5VA | 57.44 | TEM | 1 | LP | 0.43 | 1
4NC51132BC20 | WINDOWTYPE CURRENT TRANSFORMER, CLASS 3 60A/5A, 2,5VA PRIMARY CURRENT 60A, 2.5VA | 57.44 | TEM | 1 | LP | 0.425 | 1
4NC51150BC20 | WINDOWTYPE CURRENT TRANSFORMER, CLASS 3 75A/1A, 2,5VA PRIMARY CURRENT 75A, 2.5VA | 62.31 | TEM | 1 | LP | 0.428 | 1
4NC51152BC20 | WINDOWTYPE CURRENT TRANSFORMER, CLASS 3 75A/5A, 2,5VA PRIMARY CURRENT 75A, 2.5VA | 57.44 | TEM | 1 | LP | 0.424 | 1
4NC51170CC20 | WINDOWTYPE CURRENT TRANSFORMER, CLASS 1 100A/1A, 2,5VA PRIMARY CURRENT 100A, 2.5VA | 54.23 | TEM | 1 | LP | 0.33 | 1
4NC51172CC20 | WINDOWTYPE CURRENT TRANSFORMER, CLASS 1 100A/5A, 2,5VA PRIMARY CURRENT 100A, 2.5VA | 48.96 | TEM | 1 | LP | 0.336 | 1
4NC51210CC20 | WINDOWTYPE CURRENT TRANSFORMER, CLASS 1 150A/1A, 2,5VA PRIMARY CURRENT 150A, 2.5VA | 54.23 | TEM | 1 | LP | 0.32 | 1
4NC51212CC20 | WINDOWTYPE CURRENT TRANSFORMER, CLASS 1 150A/5A, 2,5VA PRIMARY CURRENT 150A, 2.5VA | 48.96 | TEM | 1 | LP | 0.324 | 1
4NC51220CE20 | WINDOWTYPE CURRENT TRANSFORMER, CLASS 1 200A/1A, 5VA PRIMARY CURRENT 200A, 5VA | 54.23 | TEM | 1 | LP | 0.358 | 1
4NC51222CE20 | WINDOWTYPE CURRENT TRANSFORMER, CLASS 1 200A/5A, 5VA PRIMARY CURRENT 200A, 5VA | 48.96 | TEM | 1 | LP | 0.349 | 1
4NC51230CE20 | WINDOWTYPE CURRENT TRANSFORMER, CLASS 1 250A/1A, 5VA PRIMARY CURRENT 250A, 5VA | 54.23 | TEM | 1 | LP | 0.342 | 1
4NC51232CE20 | WINDOWTYPE CURRENT TRANSFORMER, CLASS 1 250A/5A, 5VA PRIMARY CURRENT 250A, 5VA | 48.96 | TEM | 1 | LP | 0.344 | 1
4NC52220CE20 | WINDOWTYPE CURRENT TRANSFORMER, CLASS 1 200A/1A, 5VA PRIMARY CURRENT 200A, 5VA | 54.23 | TEM | 1 | LP | 0.456 | 1
4NC52222CE20 | WINDOWTYPE CURRENT TRANSFORMER, CLASS 1 200A/5A, 5VA PRIMARY CURRENT 200A, 5VA | 48.96 | TEM | 1 | LP | 0.461 | 1
4NC52230CE20 | WINDOWTYPE CURRENT TRANSFORMER, CLASS 1 250A/1A, 5VA PRIMARY CURRENT 250A, 5VA | 54.23 | TEM | 1 | LP | 0.466 | 1
4NC52232CE20 | WINDOWTYPE CURRENT TRANSFORMER, CLASS 1 250A/5A, 5VA PRIMARY CURRENT 250A, 5VA | 48.96 | TEM | 1 | LP | 0.466 | 1
4NC52240CE20 | WINDOWTYPE CURRENT TRANSFORMER, CLASS 1 300A/1A, 5VA PRIMARY CURRENT 300A, 5VA | 54.23 | TEM | 1 | LP | 0.359 | 1
4NC52242CE20 | WINDOWTYPE CURRENT TRANSFORMER, CLASS 1 300A/5A, 5VA PRIMARY CURRENT 300A, 5VA | 48.96 | TEM | 1 | LP | 0.359 | 1
4NC52250CE20 | WINDOWTYPE CURRENT TRANSFORMER, CLASS 1 400A/1A, 5VA PRIMARY CURRENT 400A, 5VA | 54.23 | TEM | 1 | LP | 0.371 | 1
4NC52252CE20 | WINDOWTYPE CURRENT TRANSFORMER, CLASS 1 400A/5A, 5VA PRIMARY CURRENT 400A, 5VA | 48.96 | TEM | 1 | LP | 0.374 | 1
4NC53250CE20 | WINDOWTYPE CURRENT TRANSFORMER, CLASS 1 400A/1A, 5VA PRIMARY CURRENT 400A, 5VA | 62.31 | TEM | 1 | LP | 0.46 | 1
4NC53252CE20 | WINDOWTYPE CURRENT TRANSFORMER, CLASS 1 400A/5A, 5VA PRIMARY CURRENT 400A, 5VA | 57.44 | TEM | 1 | LP | 0.461 | 1
4NC53260CE20 | WINDOWTYPE CURRENT TRANSFORMER, CLASS 1 500A/1A, 5VA PRIMARY CURRENT 500A, 5VA | 62.31 | TEM | 1 | LP | 0.417 | 1
4NC53262CE20 | WINDOWTYPE CURRENT TRANSFORMER, CLASS 1 500A/5A, 5VA PRIMARY CURRENT 500A, 5VA | 57.44 | TEM | 1 | LP | 0.415 | 1
4NC53270CE20 | WINDOWTYPE CURRENT TRANSFORMER, CLASS 1 600A/1A, 5VA PRIMARY CURRENT 600A, 5VA | 62.31 | TEM | 1 | LP | 0.43 | 1
4NC53272CE20 | WINDOWTYPE CURRENT TRANSFORMER, CLASS 1 600A/5A, 5VA PRIMARY CURRENT 600A, 5VA | 57.44 | TEM | 1 | LP | 0.435 | 1
4NC53280CE20 | WINDOWTYPE CURRENT TRANSFORMER, CLASS 1 750A/1A, 5VA PRIMARY CURRENT 750A, 5VA | 62.31 | TEM | 1 | LP | 0.39 | 1
4NC53282CE20 | WINDOWTYPE CURRENT TRANSFORMER, CLASS 1 750A/5A, 5VA PRIMARY CURRENT 750A, 5VA | 57.44 | TEM | 1 | LP | 0.388 | 1
4NC54310CH20 | WINDOWTYPE CURRENT TRANSFORMER, CLASS 1 1000A/1A, 10VA PRIMARY CURRENT 1000A, 10VA | 96.46 | TEM | 1 | LP | 0.664 | 1
4NC54312CH20 | WINDOWTYPE CURRENT TRANSFORMER, CLASS 1 1000A/5A, 10VA PRIMARY CURRENT 1000A, 10VA | 83.84 | TEM | 1 | LP | 0.657 | 1
4NC54330CH20 | WINDOWTYPE CURRENT TRANSFORMER, CLASS 1 1250A/1A, 10VA PRIMARY CURRENT 1250A, 10VA | 100.81 | TEM | 1 | LP | 0.681 | 1
4NC54332CH20 | WINDOWTYPE CURRENT TRANSFORMER, CLASS 1 1250A/5A, 10VA PRIMARY CURRENT 1250A, 10VA | 87.25 | TEM | 1 | LP | 0.65 | 1
4NC54340CH20 | WINDOWTYPE CURRENT TRANSFORMER, CLASS 1 1500A/1A, 10VA PRIMARY CURRENT 1500A, 10VA | 104.74 | TEM | 1 | LP | 0.702 | 1
4NC54342CH20 | WINDOWTYPE CURRENT TRANSFORMER, CLASS 1 1500A/5A, 10VA PRIMARY CURRENT 1500A, 10VA | 89.73 | TEM | 1 | LP | 0.705 | 1
4NC54332CH20 | WINDOWTYPE CURRENT TRANSFORMER, CLASS 1 1250A/5A, 10VA PRIMARY CURRENT 1250A, 10VA | 87.25 | TEM | 1 | LP | 0.65 | 1
4NC51120BC20 | WINDOWTYPE CURRENT TRANSFORMER, CLASS 3 50A/1A, 2,5VA PRIMARY CURRENT 50A, 2.5VA | 62.31 | TEM | 1 | LP | 0.424 | 1
4NC51122BC20 | WINDOWTYPE CURRENT TRANSFORMER, CLASS 3 50A/5A, 2,5VA PRIMARY CURRENT 50A, 2.5VA | 57.44 | TEM | 1 | LP | 0.43 | 1
4NC51132BC20 | WINDOWTYPE CURRENT TRANSFORMER, CLASS 3 60A/5A, 2,5VA PRIMARY CURRENT 60A, 2.5VA | 57.44 | TEM | 1 | LP | 0.425 | 1
4NC51150BC20 | WINDOWTYPE CURRENT TRANSFORMER, CLASS 3 75A/1A, 2,5VA PRIMARY CURRENT 75A, 2.5VA | 62.31 | TEM | 1 | LP | 0.428 | 1
4NC51152BC20 | WINDOWTYPE CURRENT TRANSFORMER, CLASS 3 75A/5A, 2,5VA PRIMARY CURRENT 75A, 2.5VA | 57.44 | TEM | 1 | LP | 0.424 | 1
4NC51170CC20 | WINDOWTYPE CURRENT TRANSFORMER, CLASS 1 100A/1A, 2,5VA PRIMARY CURRENT 100A, 2.5VA | 54.23 | TEM | 1 | LP | 0.33 | 1
4NC51172CC20 | WINDOWTYPE CURRENT TRANSFORMER, CLASS 1 100A/5A, 2,5VA PRIMARY CURRENT 100A, 2.5VA | 48.96 | TEM | 1 | LP | 0.336 | 1
4NC51210CC20 | WINDOWTYPE CURRENT TRANSFORMER, CLASS 1 150A/1A, 2,5VA PRIMARY CURRENT 150A, 2.5VA | 54.23 | TEM | 1 | LP | 0.32 | 1
4NC51212CC20 | WINDOWTYPE CURRENT TRANSFORMER, CLASS 1 150A/5A, 2,5VA PRIMARY CURRENT 150A, 2.5VA | 48.96 | TEM | 1 | LP | 0.324 | 1
4NC51220CE20 | WINDOWTYPE CURRENT TRANSFORMER, CLASS 1 200A/1A, 5VA PRIMARY CURRENT 200A, 5VA | 54.23 | TEM | 1 | LP | 0.358 | 1
4NC51222CE20 | WINDOWTYPE CURRENT TRANSFORMER, CLASS 1 200A/5A, 5VA PRIMARY CURRENT 200A, 5VA | 48.96 | TEM | 1 | LP | 0.349 | 1
4NC51230CE20 | WINDOWTYPE CURRENT TRANSFORMER, CLASS 1 250A/1A, 5VA PRIMARY CURRENT 250A, 5VA | 54.23 | TEM | 1 | LP | 0.342 | 1
4NC51232CE20 | WINDOWTYPE CURRENT TRANSFORMER, CLASS 1 250A/5A, 5VA PRIMARY CURRENT 250A, 5VA | 48.96 | TEM | 1 | LP | 0.344 | 1
4NC52220CE20 | WINDOWTYPE CURRENT TRANSFORMER, CLASS 1 200A/1A, 5VA PRIMARY CURRENT 200A, 5VA | 54.23 | TEM | 1 | LP | 0.456 | 1
4NC52222CE20 | WINDOWTYPE CURRENT TRANSFORMER, CLASS 1 200A/5A, 5VA PRIMARY CURRENT 200A, 5VA | 48.96 | TEM | 1 | LP | 0.461 | 1
4NC52230CE20 | WINDOWTYPE CURRENT TRANSFORMER, CLASS 1 250A/1A, 5VA PRIMARY CURRENT 250A, 5VA | 54.23 | TEM | 1 | LP | 0.466 | 1
4NC52232CE20 | WINDOWTYPE CURRENT TRANSFORMER, CLASS 1 250A/5A, 5VA PRIMARY CURRENT 250A, 5VA | 48.96 | TEM | 1 | LP | 0.466 | 1
4NC52240CE20 | WINDOWTYPE CURRENT TRANSFORMER, CLASS 1 300A/1A, 5VA PRIMARY CURRENT 300A, 5VA | 54.23 | TEM | 1 | LP | 0.359 | 1
4NC52242CE20 | WINDOWTYPE CURRENT TRANSFORMER, CLASS 1 300A/5A, 5VA PRIMARY CURRENT 300A, 5VA | 48.96 | TEM | 1 | LP | 0.359 | 1
4NC52250CE20 | WINDOWTYPE CURRENT TRANSFORMER, CLASS 1 400A/1A, 5VA PRIMARY CURRENT 400A, 5VA | 54.23 | TEM | 1 | LP | 0.371 | 1
4NC52252CE20 | WINDOWTYPE CURRENT TRANSFORMER, CLASS 1 400A/5A, 5VA PRIMARY CURRENT 400A, 5VA | 48.96 | TEM | 1 | LP | 0.374 | 1
4NC53250CE20 | WINDOWTYPE CURRENT TRANSFORMER, CLASS 1 400A/1A, 5VA PRIMARY CURRENT 400A, 5VA | 62.31 | TEM | 1 | LP | 0.46 | 1
4NC53252CE20 | WINDOWTYPE CURRENT TRANSFORMER, CLASS 1 400A/5A, 5VA PRIMARY CURRENT 400A, 5VA | 57.44 | TEM | 1 | LP | 0.461 | 1
4NC53260CE20 | WINDOWTYPE CURRENT TRANSFORMER, CLASS 1 500A/1A, 5VA PRIMARY CURRENT 500A, 5VA | 62.31 | TEM | 1 | LP | 0.417 | 1
4NC53262CE20 | WINDOWTYPE CURRENT TRANSFORMER, CLASS 1 500A/5A, 5VA PRIMARY CURRENT 500A, 5VA | 57.44 | TEM | 1 | LP | 0.415 | 1
4NC53270CE20 | WINDOWTYPE CURRENT TRANSFORMER, CLASS 1 600A/1A, 5VA PRIMARY CURRENT 600A, 5VA | 62.31 | TEM | 1 | LP | 0.43 | 1
4NC53272CE20 | WINDOWTYPE CURRENT TRANSFORMER, CLASS 1 600A/5A, 5VA PRIMARY CURRENT 600A, 5VA | 57.44 | TEM | 1 | LP | 0.435 | 1
4NC53280CE20 | WINDOWTYPE CURRENT TRANSFORMER, CLASS 1 750A/1A, 5VA PRIMARY CURRENT 750A, 5VA | 62.31 | TEM | 1 | LP | 0.39 | 1
4NC53282CE20 | WINDOWTYPE CURRENT TRANSFORMER, CLASS 1 750A/5A, 5VA PRIMARY CURRENT 750A, 5VA | 57.44 | TEM | 1 | LP | 0.388 | 1
4NC54310CH20 | WINDOWTYPE CURRENT TRANSFORMER, CLASS 1 1000A/1A, 10VA PRIMARY CURRENT 1000A, 10VA | 96.46 | TEM | 1 | LP | 0.664 | 1
4NC54312CH20 | WINDOWTYPE CURRENT TRANSFORMER, CLASS 1 1000A/5A, 10VA PRIMARY CURRENT 1000A, 10VA | 83.84 | TEM | 1 | LP | 0.657 | 1
4NC54330CH20 | WINDOWTYPE CURRENT TRANSFORMER, CLASS 1 1250A/1A, 10VA PRIMARY CURRENT 1250A, 10VA | 100.81 | TEM | 1 | LP | 0.681 | 1
4NC54332CH20 | WINDOWTYPE CURRENT TRANSFORMER, CLASS 1 1250A/5A, 10VA PRIMARY CURRENT 1250A, 10VA | 87.25 | TEM | 1 | LP | 0.65 | 1
4NC54340CH20 | WINDOWTYPE CURRENT TRANSFORMER, CLASS 1 1500A/1A, 10VA PRIMARY CURRENT 1500A, 10VA | 104.74 | TEM | 1 | LP | 0.702 | 1
4NC54342CH20 | WINDOWTYPE CURRENT TRANSFORMER, CLASS 1 1500A/5A, 10VA PRIMARY CURRENT 1500A, 10VA | 89.73 | TEM | 1 | LP | 0.705 | 1

## Sheet1 (hidden)
PA | PMD Data available
VF | Sales Release
LF | Delivery Release
AE | Phase Out Announce
TS | Prod. Cancellation
MH | Prod. Discont.
AK | End Prod.Lifecycl.