1FK70854CC711QA2 | SIMOTICS S SYNCHRONOUS MOTOR 1FK7-HD PN=3,1 KW; UZK=600V M0=22NM (100K); NN=2000RPM; NATURAL COOLING, FRAME SIZE IMB 5 (IM V1, IM V3) FLANGE 1 POWER CONNECTOR ROTATABLE ABSOLUTE ENCODER SINGLETURN 20 BIT WITH DRIVE-CLIQ INTERFACE (ENCODER AS20DQI) SHAFT WITH FITTED KEY, TOLERANCE N; W/O HOLDING BRAKE PROTECTION CLASS IP65, FLANGE ON DRIVE END IP67; | 2720 | TEM | 1 | MC | 23.001 | 1
1FK70854CC711QB0 | SIMOTICS S SYNCHRONOUS MOTOR 1FK7-HD PN=3,1 KW; UZK=600V M0=22NM (100K); NN=2000RPM; NATURAL COOLING, FRAME SIZE IMB 5 (IM V1, IM V3) FLANGE 1 POWER CONNECTOR ROTATABLE ABSOLUTE ENCODER SINGLETURN 20 BIT WITH DRIVE-CLIQ INTERFACE (ENCODER AS20DQI) SHAFT WITH FITTED KEY, TOLERANCE N; WITH HOLDING BRAKE PROTECTION CLASS IP64; | 3038 | TEM | 1 | MC | 23.3 | 1
1FK70854CC711QB1 | SIMOTICS S SYNCHRONOUS MOTOR 1FK7-HD PN=3,1 KW; UZK=600V M0=22NM (100K); NN=2000RPM; NATURAL COOLING, FRAME SIZE IMB 5 (IM V1, IM V3) FLANGE 1 POWER CONNECTOR ROTATABLE ABSOLUTE ENCODER SINGLETURN 20 BIT WITH DRIVE-CLIQ INTERFACE (ENCODER AS20DQI) SHAFT WITH FITTED KEY, TOLERANCE N; WITH HOLDING BRAKE PROTECTION CLASS IP65, | 3131 | TEM | 1 | MC | 23.3 | 1
1FK70854CC711QB2 | SIMOTICS S SYNCHRONOUS MOTOR 1FK7-HD PN=3,1 KW; UZK=600V M0=22NM (100K); NN=2000RPM; NATURAL COOLING, FRAME SIZE IMB 5 (IM V1, IM V3) FLANGE 1 POWER CONNECTOR ROTATABLE ABSOLUTE ENCODER SINGLETURN 20 BIT WITH DRIVE-CLIQ INTERFACE (ENCODER AS20DQI) SHAFT WITH FITTED KEY, TOLERANCE N; WITH HOLDING BRAKE PROTECTION CLASS IP65, FLANGE ON DRIVE END IP67; | 3131 | TEM | 1 | MC | 23.3 | 1
1FK70854CC711QG0 | SIMOTICS S SYNCHRONOUS MOTOR 1FK7-HD PN=3,1 KW; UZK=600V M0=22NM (100K); NN=2000RPM; NATURAL COOLING, FRAME SIZE IMB 5 (IM V1, IM V3) FLANGE 1 POWER CONNECTOR ROTATABLE ABSOLUTE ENCODER SINGLETURN 20 BIT WITH DRIVE-CLIQ INTERFACE (ENCODER AS20DQI) PLAIN SHAFT, TOLERANCE N; W/O HOLDING BRAKE PROTECTION CLASS IP64; | 2540 | TEM | 1 | MC | 23.001 | 1
1FK70854CC711QG1 | SIMOTICS S SYNCHRONOUS MOTOR 1FK7-HD PN=3,1 KW; UZK=600V M0=22NM (100K); NN=2000RPM; NATURAL COOLING, FRAME SIZE IMB 5 (IM V1, IM V3) FLANGE 1 POWER CONNECTOR ROTATABLE ABSOLUTE ENCODER SINGLETURN 20 BIT WITH DRIVE-CLIQ INTERFACE (ENCODER AS20DQI) PLAIN SHAFT, TOLERANCE N; W/O HOLDING BRAKE PROTECTION CLASS IP65, | 2634 | TEM | 1 | MC | 23.001 | 1
1FK70854CC711QG2 | SIMOTICS S SYNCHRONOUS MOTOR 1FK7-HD PN=3,1 KW; UZK=600V M0=22NM (100K); NN=2000RPM; NATURAL COOLING, FRAME SIZE IMB 5 (IM V1, IM V3) FLANGE 1 POWER CONNECTOR ROTATABLE ABSOLUTE ENCODER SINGLETURN 20 BIT WITH DRIVE-CLIQ INTERFACE (ENCODER AS20DQI) PLAIN SHAFT, TOLERANCE N; W/O HOLDING BRAKE PROTECTION CLASS IP65, FLANGE ON DRIVE END IP67; | 2634 | TEM | 1 | MC | 23.001 | 1
1FK70854CC711QH0 | SIMOTICS S SYNCHRONOUS MOTOR 1FK7-HD PN=3,1 KW; UZK=600V M0=22NM (100K); NN=2000RPM; NATURAL COOLING, FRAME SIZE IMB 5 (IM V1, IM V3) FLANGE 1 POWER CONNECTOR ROTATABLE ABSOLUTE ENCODER SINGLETURN 20 BIT WITH DRIVE-CLIQ INTERFACE (ENCODER AS20DQI) PLAIN SHAFT, TOLERANCE N; WITH HOLDING BRAKE PROTECTION CLASS IP64; | 2952 | TEM | 1 | MC | 23.3 | 1
1FK70854CC711QH1 | SIMOTICS S SYNCHRONOUS MOTOR 1FK7-HD PN=3,1 KW; UZK=600V M0=22NM (100K); NN=2000RPM; NATURAL COOLING, FRAME SIZE IMB 5 (IM V1, IM V3) FLANGE 1 POWER CONNECTOR ROTATABLE ABSOLUTE ENCODER SINGLETURN 20 BIT WITH DRIVE-CLIQ INTERFACE (ENCODER AS20DQI) PLAIN SHAFT, TOLERANCE N; WITH HOLDING BRAKE PROTECTION CLASS IP65, | 3045 | TEM | 1 | MC | 23.3 | 1
1FK70854CC711QH2 | SIMOTICS S SYNCHRONOUS MOTOR 1FK7-HD PN=3,1 KW; UZK=600V M0=22NM (100K); NN=2000RPM; NATURAL COOLING, FRAME SIZE IMB 5 (IM V1, IM V3) FLANGE 1 POWER CONNECTOR ROTATABLE ABSOLUTE ENCODER SINGLETURN 20 BIT WITH DRIVE-CLIQ INTERFACE (ENCODER AS20DQI) PLAIN SHAFT, TOLERANCE N; WITH HOLDING BRAKE PROTECTION CLASS IP65, FLANGE ON DRIVE END IP67; | 3045 | TEM | 1 | MC | 23.3 | 1
1FK70854CC711RA0 | SIMOTICS S SYNCHRONOUS MOTOR 1FK7-HD PN=3,1 KW; UZK=600V M0=22NM (100K); NN=2000RPM; NATURAL COOLING, FRAME SIZE IMB 5 (IM V1, IM V3) FLANGE 1 POWER CONNECTOR ROTATABLE ABSOLUTE ENCODER 20 BIT + 12 BIT MULTITURN WITH DRIVE-CLIQ INTERFACE (ENCODER AM20DQI) SHAFT WITH FITTED KEY, TOLERANCE N; W/O HOLDING BRAKE PROTECTION CLASS IP64; | 3001 | TEM | 1 | MC | 23.001 | 1
1FK70854CC711RA1 | SIMOTICS S SYNCHRONOUS MOTOR 1FK7-HD PN=3,1 KW; UZK=600V M0=22NM (100K); NN=2000RPM; NATURAL COOLING, FRAME SIZE IMB 5 (IM V1, IM V3) FLANGE 1 POWER CONNECTOR ROTATABLE ABSOLUTE ENCODER 20 BIT + 12 BIT MULTITURN WITH DRIVE-CLIQ INTERFACE (ENCODER AM20DQI) SHAFT WITH FITTED KEY, TOLERANCE N; W/O HOLDING BRAKE PROTECTION CLASS IP65, | 3094 | TEM | 1 | MC | 23.001 | 1
1FK70854CC711RA2 | SIMOTICS S SYNCHRONOUS MOTOR 1FK7-HD PN=3,1 KW; UZK=600V M0=22NM (100K); NN=2000RPM; NATURAL COOLING, FRAME SIZE IMB 5 (IM V1, IM V3) FLANGE 1 POWER CONNECTOR ROTATABLE ABSOLUTE ENCODER 20 BIT + 12 BIT MULTITURN WITH DRIVE-CLIQ INTERFACE (ENCODER AM20DQI) SHAFT WITH FITTED KEY, TOLERANCE N; W/O HOLDING BRAKE PROTECTION CLASS IP65, FLANGE ON DRIVE END IP67; | 3094 | TEM | 1 | MC | 23.001 | 1
1FK70854CC711RB0 | SIMOTICS S SYNCHRONOUS MOTOR 1FK7-HD PN=3,1 KW; UZK=600V M0=22NM (100K); NN=2000RPM; NATURAL COOLING, FRAME SIZE IMB 5 (IM V1, IM V3) FLANGE 1 POWER CONNECTOR ROTATABLE ABSOLUTE ENCODER 20 BIT + 12 BIT MULTITURN WITH DRIVE-CLIQ INTERFACE (ENCODER AM20DQI) SHAFT WITH FITTED KEY, TOLERANCE N; WITH HOLDING BRAKE PROTECTION CLASS IP64; | 3412 | TEM | 1 | MC | 23.3 | 1
1FK70854CC711RB1 | SIMOTICS S SYNCHRONOUS MOTOR 1FK7-HD PN=3,1 KW; UZK=600V M0=22NM (100K); NN=2000RPM; NATURAL COOLING, FRAME SIZE IMB 5 (IM V1, IM V3) FLANGE 1 POWER CONNECTOR ROTATABLE ABSOLUTE ENCODER 20 BIT + 12 BIT MULTITURN WITH DRIVE-CLIQ INTERFACE (ENCODER AM20DQI) SHAFT WITH FITTED KEY, TOLERANCE N; WITH HOLDING BRAKE PROTECTION CLASS IP65, | 3505 | TEM | 1 | MC | 23.3 | 1
1FK70854CC711RB2 | SIMOTICS S SYNCHRONOUS MOTOR 1FK7-HD PN=3,1 KW; UZK=600V M0=22NM (100K); NN=2000RPM; NATURAL COOLING, FRAME SIZE IMB 5 (IM V1, IM V3) FLANGE 1 POWER CONNECTOR ROTATABLE ABSOLUTE ENCODER 20 BIT + 12 BIT MULTITURN WITH DRIVE-CLIQ INTERFACE (ENCODER AM20DQI) SHAFT WITH FITTED KEY, TOLERANCE N; WITH HOLDING BRAKE PROTECTION CLASS IP65, FLANGE ON DRIVE END IP67; | 3505 | TEM | 1 | MC | 23.3 | 1
1FK70854CC711RG0 | SIMOTICS S SYNCHRONOUS MOTOR 1FK7-HD PN=3,1 KW; UZK=600V M0=22NM (100K); NN=2000RPM; NATURAL COOLING, FRAME SIZE IMB 5 (IM V1, IM V3) FLANGE 1 POWER CONNECTOR ROTATABLE ABSOLUTE ENCODER 20 BIT + 12 BIT MULTITURN WITH DRIVE-CLIQ INTERFACE (ENCODER AM20DQI) PLAIN SHAFT, TOLERANCE N; W/O HOLDING BRAKE PROTECTION CLASS IP64; | 2914 | TEM | 1 | MC | 23.001 | 1
1FK70854CC711RG1 | SIMOTICS S SYNCHRONOUS MOTOR 1FK7-HD PN=3,1 KW; UZK=600V M0=22NM (100K); NN=2000RPM; NATURAL COOLING, FRAME SIZE IMB 5 (IM V1, IM V3) FLANGE 1 POWER CONNECTOR ROTATABLE ABSOLUTE ENCODER 20 BIT + 12 BIT MULTITURN WITH DRIVE-CLIQ INTERFACE (ENCODER AM20DQI) PLAIN SHAFT, TOLERANCE N; W/O HOLDING BRAKE PROTECTION CLASS IP65, | 3008 | TEM | 1 | MC | 23.001 | 1
1FK70854CC711RG2 | SIMOTICS S SYNCHRONOUS MOTOR 1FK7-HD PN=3,1 KW; UZK=600V M0=22NM (100K); NN=2000RPM; NATURAL COOLING, FRAME SIZE IMB 5 (IM V1, IM V3) FLANGE 1 POWER CONNECTOR ROTATABLE ABSOLUTE ENCODER 20 BIT + 12 BIT MULTITURN WITH DRIVE-CLIQ INTERFACE (ENCODER AM20DQI) PLAIN SHAFT, TOLERANCE N; W/O HOLDING BRAKE PROTECTION CLASS IP65, FLANGE ON DRIVE END IP67; | 3008 | TEM | 1 | MC | 23.001 | 1
1FK70854CC711RH0 | SIMOTICS S SYNCHRONOUS MOTOR 1FK7-HD PN=3,1 KW; UZK=600V M0=22NM (100K); NN=2000RPM; NATURAL COOLING, FRAME SIZE IMB 5 (IM V1, IM V3) FLANGE 1 POWER CONNECTOR ROTATABLE ABSOLUTE ENCODER 20 BIT + 12 BIT MULTITURN WITH DRIVE-CLIQ INTERFACE (ENCODER AM20DQI) PLAIN SHAFT, TOLERANCE N; WITH HOLDING BRAKE PROTECTION CLASS IP64; | 3326 | TEM | 1 | MC | 23.3 | 1
1FK70854CC711RH1 | SIMOTICS S SYNCHRONOUS MOTOR 1FK7-HD PN=3,1 KW; UZK=600V M0=22NM (100K); NN=2000RPM; NATURAL COOLING, FRAME SIZE IMB 5 (IM V1, IM V3) FLANGE 1 POWER CONNECTOR ROTATABLE ABSOLUTE ENCODER 20 BIT + 12 BIT MULTITURN WITH DRIVE-CLIQ INTERFACE (ENCODER AM20DQI) PLAIN SHAFT, TOLERANCE N; WITH HOLDING BRAKE PROTECTION CLASS IP65, | 3419 | TEM | 1 | MC | 23.3 | 1
1FK70854CC711RH2 | SIMOTICS S SYNCHRONOUS MOTOR 1FK7-HD PN=3,1 KW; UZK=600V M0=22NM (100K); NN=2000RPM; NATURAL COOLING, FRAME SIZE IMB 5 (IM V1, IM V3) FLANGE 1 POWER CONNECTOR ROTATABLE ABSOLUTE ENCODER 20 BIT + 12 BIT MULTITURN WITH DRIVE-CLIQ INTERFACE (ENCODER AM20DQI) PLAIN SHAFT, TOLERANCE N; WITH HOLDING BRAKE PROTECTION CLASS IP65, FLANGE ON DRIVE END IP67; | 3419 | TEM | 1 | MC | 23.3 | 1
1FK70854CC711SA0 | SIMOTICS S SYNCHRONOUS MOTOR 1FK7-HD PN=3,1 KW; UZK=600V M0=22NM (100K); NN=2000RPM; NATURAL COOLING, FRAME SIZE IMB 5 (IM V1, IM V3) FLANGE 1, WITH KTY TEMPERATURESENSOR POWER CONNECTOR ROTATABLE RESOLVER MULTI-POLE (RESOLVER P=4); SHAFT WITH FITTED KEY, TOLERANCE N; W/O HOLDING BRAKE PROTECTION CLASS IP64; | 2283 | TEM | 1 | MC | 23.002 | 1
1FK70854CC711SA1 | SIMOTICS S SYNCHRONOUS MOTOR 1FK7-HD PN=3,1 KW; UZK=600V M0=22NM (100K); NN=2000RPM; NATURAL COOLING, FRAME SIZE IMB 5 (IM V1, IM V3) FLANGE 1, WITH KTY TEMPERATURESENSOR POWER CONNECTOR ROTATABLE RESOLVER MULTI-POLE (RESOLVER P=4); SHAFT WITH FITTED KEY, TOLERANCE N; W/O HOLDING BRAKE PROTECTION CLASS IP65, | 2376 | TEM | 1 | MC | 23.002 | 1
1FK70854CC711SA2 | SIMOTICS S SYNCHRONOUS MOTOR 1FK7-HD PN=3,1 KW; UZK=600V M0=22NM (100K); NN=2000RPM; NATURAL COOLING, FRAME SIZE IMB 5 (IM V1, IM V3) FLANGE 1, WITH KTY TEMPERATURESENSOR POWER CONNECTOR ROTATABLE RESOLVER MULTI-POLE (RESOLVER P=4); SHAFT WITH FITTED KEY, TOLERANCE N; W/O HOLDING BRAKE PROTECTION CLASS IP65, FLANGE ON DRIVE END IP67; | 2376 | TEM | 1 | MC | 23.002 | 1
1FK70854CC711SB0 | SIMOTICS S SYNCHRONOUS MOTOR 1FK7-HD PN=3,1 KW; UZK=600V M0=22NM (100K); NN=2000RPM; NATURAL COOLING, FRAME SIZE IMB 5 (IM V1, IM V3) FLANGE 1, WITH KTY TEMPERATURESENSOR POWER CONNECTOR ROTATABLE RESOLVER MULTI-POLE (RESOLVER P=4); SHAFT WITH FITTED KEY, TOLERANCE N; WITH HOLDING BRAKE PROTECTION CLASS IP64; | 2694 | TEM | 1 | MC | 23.301 | 1
1FK70854CC711SB1 | SIMOTICS S SYNCHRONOUS MOTOR 1FK7-HD PN=3,1 KW; UZK=600V M0=22NM (100K); NN=2000RPM; NATURAL COOLING, FRAME SIZE IMB 5 (IM V1, IM V3) FLANGE 1, WITH KTY TEMPERATURESENSOR POWER CONNECTOR ROTATABLE RESOLVER MULTI-POLE (RESOLVER P=4); SHAFT WITH FITTED KEY, TOLERANCE N; WITH HOLDING BRAKE PROTECTION CLASS IP65, | 2787 | TEM | 1 | MC | 23.301 | 1
1FK70854CC711SB2 | SIMOTICS S SYNCHRONOUS MOTOR 1FK7-HD PN=3,1 KW; UZK=600V M0=22NM (100K); NN=2000RPM; NATURAL COOLING, FRAME SIZE IMB 5 (IM V1, IM V3) FLANGE 1, WITH KTY TEMPERATURESENSOR POWER CONNECTOR ROTATABLE RESOLVER MULTI-POLE (RESOLVER P=4); SHAFT WITH FITTED KEY, TOLERANCE N; WITH HOLDING BRAKE PROTECTION CLASS IP65, FLANGE ON DRIVE END IP67; | 2787 | TEM | 1 | MC | 23.301 | 1
1FK70854CC711SG0 | SIMOTICS S SYNCHRONOUS MOTOR 1FK7-HD PN=3,1 KW; UZK=600V M0=22NM (100K); NN=2000RPM; NATURAL COOLING, FRAME SIZE IMB 5 (IM V1, IM V3) FLANGE 1, WITH KTY TEMPERATURESENSOR POWER CONNECTOR ROTATABLE RESOLVER MULTI-POLE (RESOLVER P=4); PLAIN SHAFT, TOLERANCE N; W/O HOLDING BRAKE PROTECTION CLASS IP64; | 2196 | TEM | 1 | MC | 23.002 | 1
1FK70854CC711SG1 | SIMOTICS S SYNCHRONOUS MOTOR 1FK7-HD PN=3,1 KW; UZK=600V M0=22NM (100K); NN=2000RPM; NATURAL COOLING, FRAME SIZE IMB 5 (IM V1, IM V3) FLANGE 1, WITH KTY TEMPERATURESENSOR POWER CONNECTOR ROTATABLE RESOLVER MULTI-POLE (RESOLVER P=4); PLAIN SHAFT, TOLERANCE N; W/O HOLDING BRAKE PROTECTION CLASS IP65, | 2290 | TEM | 1 | MC | 23.002 | 1
1FK70854CC711SG2 | SIMOTICS S SYNCHRONOUS MOTOR 1FK7-HD PN=3,1 KW; UZK=600V M0=22NM (100K); NN=2000RPM; NATURAL COOLING, FRAME SIZE IMB 5 (IM V1, IM V3) FLANGE 1, WITH KTY TEMPERATURESENSOR POWER CONNECTOR ROTATABLE RESOLVER MULTI-POLE (RESOLVER P=4); PLAIN SHAFT, TOLERANCE N; W/O HOLDING BRAKE PROTECTION CLASS IP65, FLANGE ON DRIVE END IP67; | 2290 | TEM | 1 | MC | 23.002 | 1
1FK70854CC711SH0 | SIMOTICS S SYNCHRONOUS MOTOR 1FK7-HD PN=3,1 KW; UZK=600V M0=22NM (100K); NN=2000RPM; NATURAL COOLING, FRAME SIZE IMB 5 (IM V1, IM V3) FLANGE 1, WITH KTY TEMPERATURESENSOR POWER CONNECTOR ROTATABLE RESOLVER MULTI-POLE (RESOLVER P=4); PLAIN SHAFT, TOLERANCE N; WITH HOLDING BRAKE PROTECTION CLASS IP64; | 2608 | TEM | 1 | MC | 23.301 | 1
1FK70854CC711SH1 | SIMOTICS S SYNCHRONOUS MOTOR 1FK7-HD PN=3,1 KW; UZK=600V M0=22NM (100K); NN=2000RPM; NATURAL COOLING, FRAME SIZE IMB 5 (IM V1, IM V3) FLANGE 1, WITH KTY TEMPERATURESENSOR POWER CONNECTOR ROTATABLE RESOLVER MULTI-POLE (RESOLVER P=4); PLAIN SHAFT, TOLERANCE N; WITH HOLDING BRAKE PROTECTION CLASS IP65, | 2701 | TEM | 1 | MC | 23.301 | 1
1FK70854CC711SH2 | SIMOTICS S SYNCHRONOUS MOTOR 1FK7-HD PN=3,1 KW; UZK=600V M0=22NM (100K); NN=2000RPM; NATURAL COOLING, FRAME SIZE IMB 5 (IM V1, IM V3) FLANGE 1, WITH KTY TEMPERATURESENSOR POWER CONNECTOR ROTATABLE RESOLVER MULTI-POLE (RESOLVER P=4); PLAIN SHAFT, TOLERANCE N; WITH HOLDING BRAKE PROTECTION CLASS IP65, FLANGE ON DRIVE END IP67; | 2701 | TEM | 1 | MC | 23.301 | 1
1FK70854CC711TA0 | SIMOTICS S SYNCHRONOUS MOTOR 1FK7-HD PN=3,1 KW; UZK=600V M0=22NM (100K); NN=2000RPM; NATURAL COOLING, FRAME SIZE IMB 5 (IM V1, IM V3) FLANGE 1, WITH KTY TEMPERATURESENSOR POWER CONNECTOR ROTATABLE RESOLVER 2-POLE (RESOLVER P=1); SHAFT WITH FITTED KEY, TOLERANCE N; W/O HOLDING BRAKE PROTECTION CLASS IP64; | 2283 | TEM | 1 | MC | 23.002 | 1
1FK70854CC711TA1 | SIMOTICS S SYNCHRONOUS MOTOR 1FK7-HD PN=3,1 KW; UZK=600V M0=22NM (100K); NN=2000RPM; NATURAL COOLING, FRAME SIZE IMB 5 (IM V1, IM V3) FLANGE 1, WITH KTY TEMPERATURESENSOR POWER CONNECTOR ROTATABLE RESOLVER 2-POLE (RESOLVER P=1); SHAFT WITH FITTED KEY, TOLERANCE N; W/O HOLDING BRAKE PROTECTION CLASS IP65, | 2376 | TEM | 1 | MC | 23.002 | 1
1FK70854CC711TA2 | SIMOTICS S SYNCHRONOUS MOTOR 1FK7-HD PN=3,1 KW; UZK=600V M0=22NM (100K); NN=2000RPM; NATURAL COOLING, FRAME SIZE IMB 5 (IM V1, IM V3) FLANGE 1, WITH KTY TEMPERATURESENSOR POWER CONNECTOR ROTATABLE RESOLVER 2-POLE (RESOLVER P=1); SHAFT WITH FITTED KEY, TOLERANCE N; W/O HOLDING BRAKE PROTECTION CLASS IP65, FLANGE ON DRIVE END IP67; | 2376 | TEM | 1 | MC | 23.002 | 1
1FK70854CC711TB0 | SIMOTICS S SYNCHRONOUS MOTOR 1FK7-HD PN=3,1 KW; UZK=600V M0=22NM (100K); NN=2000RPM; NATURAL COOLING, FRAME SIZE IMB 5 (IM V1, IM V3) FLANGE 1, WITH KTY TEMPERATURESENSOR POWER CONNECTOR ROTATABLE RESOLVER 2-POLE (RESOLVER P=1); SHAFT WITH FITTED KEY, TOLERANCE N; WITH HOLDING BRAKE PROTECTION CLASS IP64; | 2694 | TEM | 1 | MC | 23.301 | 1
1FK70854CC711TB1 | SIMOTICS S SYNCHRONOUS MOTOR 1FK7-HD PN=3,1 KW; UZK=600V M0=22NM (100K); NN=2000RPM; NATURAL COOLING, FRAME SIZE IMB 5 (IM V1, IM V3) FLANGE 1, WITH KTY TEMPERATURESENSOR POWER CONNECTOR ROTATABLE RESOLVER 2-POLE (RESOLVER P=1); SHAFT WITH FITTED KEY, TOLERANCE N; WITH HOLDING BRAKE PROTECTION CLASS IP65, | 2787 | TEM | 1 | MC | 23.301 | 1
1FK70854CC711TB2 | SIMOTICS S SYNCHRONOUS MOTOR 1FK7-HD PN=3,1 KW; UZK=600V M0=22NM (100K); NN=2000RPM; NATURAL COOLING, FRAME SIZE IMB 5 (IM V1, IM V3) FLANGE 1, WITH KTY TEMPERATURESENSOR POWER CONNECTOR ROTATABLE RESOLVER 2-POLE (RESOLVER P=1); SHAFT WITH FITTED KEY, TOLERANCE N; WITH HOLDING BRAKE PROTECTION CLASS IP65, FLANGE ON DRIVE END IP67; | 2787 | TEM | 1 | MC | 23.301 | 1
1FK70854CC711TG0 | SIMOTICS S SYNCHRONOUS MOTOR 1FK7-HD PN=3,1 KW; UZK=600V M0=22NM (100K); NN=2000RPM; NATURAL COOLING, FRAME SIZE IMB 5 (IM V1, IM V3) FLANGE 1, WITH KTY TEMPERATURESENSOR POWER CONNECTOR ROTATABLE RESOLVER 2-POLE (RESOLVER P=1); PLAIN SHAFT, TOLERANCE N; W/O HOLDING BRAKE PROTECTION CLASS IP64; | 2196 | TEM | 1 | MC | 23.002 | 1
1FK70854CC711TG1 | SIMOTICS S SYNCHRONOUS MOTOR 1FK7-HD PN=3,1 KW; UZK=600V M0=22NM (100K); NN=2000RPM; NATURAL COOLING, FRAME SIZE IMB 5 (IM V1, IM V3) FLANGE 1, WITH KTY TEMPERATURESENSOR POWER CONNECTOR ROTATABLE RESOLVER 2-POLE (RESOLVER P=1); PLAIN SHAFT, TOLERANCE N; W/O HOLDING BRAKE PROTECTION CLASS IP65, | 2290 | TEM | 1 | MC | 23.002 | 1
1FK70854CC711TG2 | SIMOTICS S SYNCHRONOUS MOTOR 1FK7-HD PN=3,1 KW; UZK=600V M0=22NM (100K); NN=2000RPM; NATURAL COOLING, FRAME SIZE IMB 5 (IM V1, IM V3) FLANGE 1, WITH KTY TEMPERATURESENSOR POWER CONNECTOR ROTATABLE RESOLVER 2-POLE (RESOLVER P=1); PLAIN SHAFT, TOLERANCE N; W/O HOLDING BRAKE PROTECTION CLASS IP65, FLANGE ON DRIVE END IP67; | 2290 | TEM | 1 | MC | 23.002 | 1
1FK70854CC711TH0 | SIMOTICS S SYNCHRONOUS MOTOR 1FK7-HD PN=3,1 KW; UZK=600V M0=22NM (100K); NN=2000RPM; NATURAL COOLING, FRAME SIZE IMB 5 (IM V1, IM V3) FLANGE 1, WITH KTY TEMPERATURESENSOR POWER CONNECTOR ROTATABLE RESOLVER 2-POLE (RESOLVER P=1); PLAIN SHAFT, TOLERANCE N; WITH HOLDING BRAKE PROTECTION CLASS IP64; | 2608 | TEM | 1 | MC | 23.301 | 1
1FK70854CC711TH1 | SIMOTICS S SYNCHRONOUS MOTOR 1FK7-HD PN=3,1 KW; UZK=600V M0=22NM (100K); NN=2000RPM; NATURAL COOLING, FRAME SIZE IMB 5 (IM V1, IM V3) FLANGE 1, WITH KTY TEMPERATURESENSOR POWER CONNECTOR ROTATABLE RESOLVER 2-POLE (RESOLVER P=1); PLAIN SHAFT, TOLERANCE N; WITH HOLDING BRAKE PROTECTION CLASS IP65, | 2701 | TEM | 1 | MC | 23.301 | 1
1FK70854CC711TH2 | SIMOTICS S SYNCHRONOUS MOTOR 1FK7-HD PN=3,1 KW; UZK=600V M0=22NM (100K); NN=2000RPM; NATURAL COOLING, FRAME SIZE IMB 5 (IM V1, IM V3) FLANGE 1, WITH KTY TEMPERATURESENSOR POWER CONNECTOR ROTATABLE RESOLVER 2-POLE (RESOLVER P=1); PLAIN SHAFT, TOLERANCE N; WITH HOLDING BRAKE PROTECTION CLASS IP65, FLANGE ON DRIVE END IP67; | 2701 | TEM | 1 | MC | 23.301 | 1
1FK70854CC711UA0 | SIMOTICS S SYNCHRONOUS MOTOR 1FK7-HD PN=3,1 KW; UZK=600V M0=22NM (100K); NN=2000RPM; NATURAL COOLING, FRAME SIZE IMB 5 (IM V1, IM V3) FLANGE 1 POWER CONNECTOR ROTATABLE RESOLVER MULTI-POLE WITH DRIVE-CLIQ INTERFACE; SHAFT WITH FITTED KEY, TOLERANCE N; W/O HOLDING BRAKE PROTECTION CLASS IP64; | 2524 | TEM | 1 | MC | 23.002 | 1
1FK70854CC711UA1 | SIMOTICS S SYNCHRONOUS MOTOR 1FK7-HD PN=3,1 KW; UZK=600V M0=22NM (100K); NN=2000RPM; NATURAL COOLING, FRAME SIZE IMB 5 (IM V1, IM V3) FLANGE 1 POWER CONNECTOR ROTATABLE RESOLVER MULTI-POLE WITH DRIVE-CLIQ INTERFACE; SHAFT WITH FITTED KEY, TOLERANCE N; W/O HOLDING BRAKE PROTECTION CLASS IP65, | 2617 | TEM | 1 | MC | 23.002 | 1
1FK70854CC711UA2 | SIMOTICS S SYNCHRONOUS MOTOR 1FK7-HD PN=3,1 KW; UZK=600V M0=22NM (100K); NN=2000RPM; NATURAL COOLING, FRAME SIZE IMB 5 (IM V1, IM V3) FLANGE 1 POWER CONNECTOR ROTATABLE RESOLVER MULTI-POLE WITH DRIVE-CLIQ INTERFACE; SHAFT WITH FITTED KEY, TOLERANCE N; W/O HOLDING BRAKE PROTECTION CLASS IP65, FLANGE ON DRIVE END IP67; | 2617 | TEM | 1 | MC | 23.002 | 1
1FK70854CC711UB0 | SIMOTICS S SYNCHRONOUS MOTOR 1FK7-HD PN=3,1 KW; UZK=600V M0=22NM (100K); NN=2000RPM; NATURAL COOLING, FRAME SIZE IMB 5 (IM V1, IM V3) FLANGE 1 POWER CONNECTOR ROTATABLE RESOLVER MULTI-POLE WITH DRIVE-CLIQ INTERFACE; SHAFT WITH FITTED KEY, TOLERANCE N; WITH HOLDING BRAKE PROTECTION CLASS IP64; | 2935 | TEM | 1 | MC | 23.301 | 1
1FK70854CC711UB1 | SIMOTICS S SYNCHRONOUS MOTOR 1FK7-HD PN=3,1 KW; UZK=600V M0=22NM (100K); NN=2000RPM; NATURAL COOLING, FRAME SIZE IMB 5 (IM V1, IM V3) FLANGE 1 POWER CONNECTOR ROTATABLE RESOLVER MULTI-POLE WITH DRIVE-CLIQ INTERFACE; SHAFT WITH FITTED KEY, TOLERANCE N; WITH HOLDING BRAKE PROTECTION CLASS IP65, | 3028 | TEM | 1 | MC | 23.301 | 1
1FK70854CC711UB2 | SIMOTICS S SYNCHRONOUS MOTOR 1FK7-HD PN=3,1 KW; UZK=600V M0=22NM (100K); NN=2000RPM; NATURAL COOLING, FRAME SIZE IMB 5 (IM V1, IM V3) FLANGE 1 POWER CONNECTOR ROTATABLE RESOLVER MULTI-POLE WITH DRIVE-CLIQ INTERFACE; SHAFT WITH FITTED KEY, TOLERANCE N; WITH HOLDING BRAKE PROTECTION CLASS IP65, FLANGE ON DRIVE END IP67; | 3028 | TEM | 1 | MC | 23.301 | 1
1FK70854CC711UG0 | SIMOTICS S SYNCHRONOUS MOTOR 1FK7-HD PN=3,1 KW; UZK=600V M0=22NM (100K); NN=2000RPM; NATURAL COOLING, FRAME SIZE IMB 5 (IM V1, IM V3) FLANGE 1 POWER CONNECTOR ROTATABLE RESOLVER MULTI-POLE WITH DRIVE-CLIQ INTERFACE; PLAIN SHAFT, TOLERANCE N; W/O HOLDING BRAKE PROTECTION CLASS IP64; | 2437 | TEM | 1 | MC | 23.002 | 1
1FK70854CC711UG1 | SIMOTICS S SYNCHRONOUS MOTOR 1FK7-HD PN=3,1 KW; UZK=600V M0=22NM (100K); NN=2000RPM; NATURAL COOLING, FRAME SIZE IMB 5 (IM V1, IM V3) FLANGE 1 POWER CONNECTOR ROTATABLE RESOLVER MULTI-POLE WITH DRIVE-CLIQ INTERFACE; PLAIN SHAFT, TOLERANCE N; W/O HOLDING BRAKE PROTECTION CLASS IP65, | 2531 | TEM | 1 | MC | 23.002 | 1
1FK70854CC711UG2 | SIMOTICS S SYNCHRONOUS MOTOR 1FK7-HD PN=3,1 KW; UZK=600V M0=22NM (100K); NN=2000RPM; NATURAL COOLING, FRAME SIZE IMB 5 (IM V1, IM V3) FLANGE 1 POWER CONNECTOR ROTATABLE RESOLVER MULTI-POLE WITH DRIVE-CLIQ INTERFACE; PLAIN SHAFT, TOLERANCE N; W/O HOLDING BRAKE PROTECTION CLASS IP65, FLANGE ON DRIVE END IP67; | 2531 | TEM | 1 | MC | 23.002 | 1
1FK70854CC711UH0 | SIMOTICS S SYNCHRONOUS MOTOR 1FK7-HD PN=3,1 KW; UZK=600V M0=22NM (100K); NN=2000RPM; NATURAL COOLING, FRAME SIZE IMB 5 (IM V1, IM V3) FLANGE 1 POWER CONNECTOR ROTATABLE RESOLVER MULTI-POLE WITH DRIVE-CLIQ INTERFACE; PLAIN SHAFT, TOLERANCE N; WITH HOLDING BRAKE PROTECTION CLASS IP64; | 2849 | TEM | 1 | MC | 23.301 | 1
1FK70854CC711UH1 | SIMOTICS S SYNCHRONOUS MOTOR 1FK7-HD PN=3,1 KW; UZK=600V M0=22NM (100K); NN=2000RPM; NATURAL COOLING, FRAME SIZE IMB 5 (IM V1, IM V3) FLANGE 1 POWER CONNECTOR ROTATABLE RESOLVER MULTI-POLE WITH DRIVE-CLIQ INTERFACE; PLAIN SHAFT, TOLERANCE N; WITH HOLDING BRAKE PROTECTION CLASS IP65, | 2942 | TEM | 1 | MC | 23.301 | 1
1FK70854CC711UH2 | SIMOTICS S SYNCHRONOUS MOTOR 1FK7-HD PN=3,1 KW; UZK=600V M0=22NM (100K); NN=2000RPM; NATURAL COOLING, FRAME SIZE IMB 5 (IM V1, IM V3) FLANGE 1 POWER CONNECTOR ROTATABLE RESOLVER MULTI-POLE WITH DRIVE-CLIQ INTERFACE; PLAIN SHAFT, TOLERANCE N; WITH HOLDING BRAKE PROTECTION CLASS IP65, FLANGE ON DRIVE END IP67; | 2942 | TEM | 1 | MC | 23.301 | 1
1FK70854CF711AA0 | SIMOTICS S SYNCHRONOUS MOTOR 1FK7-HD PN=2 KW; UZK=600V M0=22NM (100K); NN=3000RPM; NATURAL COOLING, FRAME SIZE IMB 5 (IM V1, IM V3) FLANGE 1, WITH KTY TEMPERATURESENSOR POWER CONNECTOR ROTATABLE INCREMENTAL ENCODER SIN/COS 1VPP;2048 S/R W. C-AND D-SPUR (ENCODER IC2048S/R) SHAFT WITH FITTED KEY, TOLERANCE N; W/O HOLDING BRAKE PROTECTION CLASS IP64; | 2868 | TEM | 1 | MC | 23.001 | 1
1FK70854CF711AA1 | SIMOTICS S SYNCHRONOUS MOTOR 1FK7-HD PN=2 KW; UZK=600V M0=22NM (100K); NN=3000RPM; NATURAL COOLING, FRAME SIZE IMB 5 (IM V1, IM V3) FLANGE 1, WITH KTY TEMPERATURESENSOR POWER CONNECTOR ROTATABLE INCREMENTAL ENCODER SIN/COS 1VPP;2048 S/R W. C-AND D-SPUR (ENCODER IC2048S/R) SHAFT WITH FITTED KEY, TOLERANCE N; W/O HOLDING BRAKE PROTECTION CLASS IP65, | 2962 | TEM | 1 | MC | 23.001 | 1
1FK70854CF711AA2 | SIMOTICS S SYNCHRONOUS MOTOR 1FK7-HD PN=2 KW; UZK=600V M0=22NM (100K); NN=3000RPM; NATURAL COOLING, FRAME SIZE IMB 5 (IM V1, IM V3) FLANGE 1, WITH KTY TEMPERATURESENSOR POWER CONNECTOR ROTATABLE INCREMENTAL ENCODER SIN/COS 1VPP;2048 S/R W. C-AND D-SPUR (ENCODER IC2048S/R) SHAFT WITH FITTED KEY, TOLERANCE N; W/O HOLDING BRAKE PROTECTION CLASS IP65, FLANGE ON DRIVE END IP67; | 2962 | TEM | 1 | MC | 23.001 | 1
1FK70854CF711AB0 | SIMOTICS S SYNCHRONOUS MOTOR 1FK7-HD PN=2 KW; UZK=600V M0=22NM (100K); NN=3000RPM; NATURAL COOLING, FRAME SIZE IMB 5 (IM V1, IM V3) FLANGE 1, WITH KTY TEMPERATURESENSOR POWER CONNECTOR ROTATABLE INCREMENTAL ENCODER SIN/COS 1VPP;2048 S/R W. C-AND D-SPUR (ENCODER IC2048S/R) SHAFT WITH FITTED KEY, TOLERANCE N; WITH HOLDING BRAKE PROTECTION CLASS IP64; | 3280 | TEM | 1 | MC | 23.3 | 1
1FK70854CF711AB1 | SIMOTICS S SYNCHRONOUS MOTOR 1FK7-HD PN=2 KW; UZK=600V M0=22NM (100K); NN=3000RPM; NATURAL COOLING, FRAME SIZE IMB 5 (IM V1, IM V3) FLANGE 1, WITH KTY TEMPERATURESENSOR POWER CONNECTOR ROTATABLE INCREMENTAL ENCODER SIN/COS 1VPP;2048 S/R W. C-AND D-SPUR (ENCODER IC2048S/R) SHAFT WITH FITTED KEY, TOLERANCE N; WITH HOLDING BRAKE PROTECTION CLASS IP65, | 3373 | TEM | 1 | MC | 23.3 | 1
1FK70854CF711AB2 | SIMOTICS S SYNCHRONOUS MOTOR 1FK7-HD PN=2 KW; UZK=600V M0=22NM (100K); NN=3000RPM; NATURAL COOLING, FRAME SIZE IMB 5 (IM V1, IM V3) FLANGE 1, WITH KTY TEMPERATURESENSOR POWER CONNECTOR ROTATABLE INCREMENTAL ENCODER SIN/COS 1VPP;2048 S/R W. C-AND D-SPUR (ENCODER IC2048S/R) SHAFT WITH FITTED KEY, TOLERANCE N; WITH HOLDING BRAKE PROTECTION CLASS IP65, FLANGE ON DRIVE END IP67; | 3373 | TEM | 1 | MC | 23.3 | 1
1FK70854CF711AG0 | SIMOTICS S SYNCHRONOUS MOTOR 1FK7-HD PN=2 KW; UZK=600V M0=22NM (100K); NN=3000RPM; NATURAL COOLING, FRAME SIZE IMB 5 (IM V1, IM V3) FLANGE 1, WITH KTY TEMPERATURESENSOR POWER CONNECTOR ROTATABLE INCREMENTAL ENCODER SIN/COS 1VPP;2048 S/R W. C-AND D-SPUR (ENCODER IC2048S/R) PLAIN SHAFT, TOLERANCE N; W/O HOLDING BRAKE PROTECTION CLASS IP64; | 2782 | TEM | 1 | MC | 23.001 | 1
1FK70854CF711AG1 | SIMOTICS S SYNCHRONOUS MOTOR 1FK7-HD PN=2 KW; UZK=600V M0=22NM (100K); NN=3000RPM; NATURAL COOLING, FRAME SIZE IMB 5 (IM V1, IM V3) FLANGE 1, WITH KTY TEMPERATURESENSOR POWER CONNECTOR ROTATABLE INCREMENTAL ENCODER SIN/COS 1VPP;2048 S/R W. C-AND D-SPUR (ENCODER IC2048S/R) PLAIN SHAFT, TOLERANCE N; W/O HOLDING BRAKE PROTECTION CLASS IP65, | 2876 | TEM | 1 | MC | 23.001 | 1
1FK70854CF711AG2 | SIMOTICS S SYNCHRONOUS MOTOR 1FK7-HD PN=2 KW; UZK=600V M0=22NM (100K); NN=3000RPM; NATURAL COOLING, FRAME SIZE IMB 5 (IM V1, IM V3) FLANGE 1, WITH KTY TEMPERATURESENSOR POWER CONNECTOR ROTATABLE INCREMENTAL ENCODER SIN/COS 1VPP;2048 S/R W. C-AND D-SPUR (ENCODER IC2048S/R) PLAIN SHAFT, TOLERANCE N; W/O HOLDING BRAKE PROTECTION CLASS IP65, FLANGE ON DRIVE END IP67; | 2876 | TEM | 1 | MC | 23.001 | 1
1FK70854CF711AH0 | SIMOTICS S SYNCHRONOUS MOTOR 1FK7-HD PN=2 KW; UZK=600V M0=22NM (100K); NN=3000RPM; NATURAL COOLING, FRAME SIZE IMB 5 (IM V1, IM V3) FLANGE 1, WITH KTY TEMPERATURESENSOR POWER CONNECTOR ROTATABLE INCREMENTAL ENCODER SIN/COS 1VPP;2048 S/R W. C-AND D-SPUR (ENCODER IC2048S/R) PLAIN SHAFT, TOLERANCE N; WITH HOLDING BRAKE PROTECTION CLASS IP64; | 3194 | TEM | 1 | MC | 23.3 | 1
1FK70854CF711AH1 | SIMOTICS S SYNCHRONOUS MOTOR 1FK7-HD PN=2 KW; UZK=600V M0=22NM (100K); NN=3000RPM; NATURAL COOLING, FRAME SIZE IMB 5 (IM V1, IM V3) FLANGE 1, WITH KTY TEMPERATURESENSOR POWER CONNECTOR ROTATABLE INCREMENTAL ENCODER SIN/COS 1VPP;2048 S/R W. C-AND D-SPUR (ENCODER IC2048S/R) PLAIN SHAFT, TOLERANCE N; WITH HOLDING BRAKE PROTECTION CLASS IP65, | 3287 | TEM | 1 | MC | 23.3 | 1
1FK70854CF711AH2 | SIMOTICS S SYNCHRONOUS MOTOR 1FK7-HD PN=2 KW; UZK=600V M0=22NM (100K); NN=3000RPM; NATURAL COOLING, FRAME SIZE IMB 5 (IM V1, IM V3) FLANGE 1, WITH KTY TEMPERATURESENSOR POWER CONNECTOR ROTATABLE INCREMENTAL ENCODER SIN/COS 1VPP;2048 S/R W. C-AND D-SPUR (ENCODER IC2048S/R) PLAIN SHAFT, TOLERANCE N; WITH HOLDING BRAKE PROTECTION CLASS IP65, FLANGE ON DRIVE END IP67; | 3287 | TEM | 1 | MC | 23.3 | 1
1FK70854CF711BA0 | SIMOTICS S SYNCHRONOUS MOTOR 1FK7-HD PN=2 KW; UZK=600V M0=22NM (100K); NN=3000RPM; NATURAL COOLING, FRAME SIZE IMB 5 (IM V1, IM V3) FLANGE 1 POWER CONNECTOR ROTATABLE ABSOLUTE ENCODER SINGLETURN 24 BIT WITH DRIVE CLIQ INTERFACE (ENCODER AS24DQI) SHAFT WITH FITTED KEY, TOLERANCE N; W/O HOLDING BRAKE PROTECTION CLASS IP64; | 3110 | TEM | 1 | MC | 23.001 | 1
1FK70854CF711BA1 | SIMOTICS S SYNCHRONOUS MOTOR 1FK7-HD PN=2 KW; UZK=600V M0=22NM (100K); NN=3000RPM; NATURAL COOLING, FRAME SIZE IMB 5 (IM V1, IM V3) FLANGE 1 POWER CONNECTOR ROTATABLE ABSOLUTE ENCODER SINGLETURN 24 BIT WITH DRIVE CLIQ INTERFACE (ENCODER AS24DQI) SHAFT WITH FITTED KEY, TOLERANCE N; W/O HOLDING BRAKE PROTECTION CLASS IP65, | 3203 | TEM | 1 | MC | 23.001 | 1
1FK70854CF711BA2 | SIMOTICS S SYNCHRONOUS MOTOR 1FK7-HD PN=2 KW; UZK=600V M0=22NM (100K); NN=3000RPM; NATURAL COOLING, FRAME SIZE IMB 5 (IM V1, IM V3) FLANGE 1 POWER CONNECTOR ROTATABLE ABSOLUTE ENCODER SINGLETURN 24 BIT WITH DRIVE CLIQ INTERFACE (ENCODER AS24DQI) SHAFT WITH FITTED KEY, TOLERANCE N; W/O HOLDING BRAKE PROTECTION CLASS IP65, FLANGE ON DRIVE END IP67; | 3203 | TEM | 1 | MC | 23.001 | 1
1FK70854CF711BB0 | SIMOTICS S SYNCHRONOUS MOTOR 1FK7-HD PN=2 KW; UZK=600V M0=22NM (100K); NN=3000RPM; NATURAL COOLING, FRAME SIZE IMB 5 (IM V1, IM V3) FLANGE 1 POWER CONNECTOR ROTATABLE ABSOLUTE ENCODER SINGLETURN 24 BIT WITH DRIVE CLIQ INTERFACE (ENCODER AS24DQI) SHAFT WITH FITTED KEY, TOLERANCE N; WITH HOLDING BRAKE PROTECTION CLASS IP64; | 3521 | TEM | 1 | MC | 23.3 | 1
1FK70854CF711BB1 | SIMOTICS S SYNCHRONOUS MOTOR 1FK7-HD PN=2 KW; UZK=600V M0=22NM (100K); NN=3000RPM; NATURAL COOLING, FRAME SIZE IMB 5 (IM V1, IM V3) FLANGE 1 POWER CONNECTOR ROTATABLE ABSOLUTE ENCODER SINGLETURN 24 BIT WITH DRIVE CLIQ INTERFACE (ENCODER AS24DQI) SHAFT WITH FITTED KEY, TOLERANCE N; WITH HOLDING BRAKE PROTECTION CLASS IP65, | 3614 | TEM | 1 | MC | 23.3 | 1
1FK70854CF711BB2 | SIMOTICS S SYNCHRONOUS MOTOR 1FK7-HD PN=2 KW; UZK=600V M0=22NM (100K); NN=3000RPM; NATURAL COOLING, FRAME SIZE IMB 5 (IM V1, IM V3) FLANGE 1 POWER CONNECTOR ROTATABLE ABSOLUTE ENCODER SINGLETURN 24 BIT WITH DRIVE CLIQ INTERFACE (ENCODER AS24DQI) SHAFT WITH FITTED KEY, TOLERANCE N; WITH HOLDING BRAKE PROTECTION CLASS IP65, FLANGE ON DRIVE END IP67; | 3614 | TEM | 1 | MC | 23.3 | 1
1FK70854CF711BG0 | SIMOTICS S SYNCHRONOUS MOTOR 1FK7-HD PN=2 KW; UZK=600V M0=22NM (100K); NN=3000RPM; NATURAL COOLING, FRAME SIZE IMB 5 (IM V1, IM V3) FLANGE 1 POWER CONNECTOR ROTATABLE ABSOLUTE ENCODER SINGLETURN 24 BIT WITH DRIVE CLIQ INTERFACE (ENCODER AS24DQI) PLAIN SHAFT, TOLERANCE N; W/O HOLDING BRAKE PROTECTION CLASS IP64; | 3023 | TEM | 1 | MC | 23.001 | 1
1FK70854CF711BG1 | SIMOTICS S SYNCHRONOUS MOTOR 1FK7-HD PN=2 KW; UZK=600V M0=22NM (100K); NN=3000RPM; NATURAL COOLING, FRAME SIZE IMB 5 (IM V1, IM V3) FLANGE 1 POWER CONNECTOR ROTATABLE ABSOLUTE ENCODER SINGLETURN 24 BIT WITH DRIVE CLIQ INTERFACE (ENCODER AS24DQI) PLAIN SHAFT, TOLERANCE N; W/O HOLDING BRAKE PROTECTION CLASS IP65, | 3117 | TEM | 1 | MC | 23.001 | 1
1FK70854CF711BG2 | SIMOTICS S SYNCHRONOUS MOTOR 1FK7-HD PN=2 KW; UZK=600V M0=22NM (100K); NN=3000RPM; NATURAL COOLING, FRAME SIZE IMB 5 (IM V1, IM V3) FLANGE 1 POWER CONNECTOR ROTATABLE ABSOLUTE ENCODER SINGLETURN 24 BIT WITH DRIVE CLIQ INTERFACE (ENCODER AS24DQI) PLAIN SHAFT, TOLERANCE N; W/O HOLDING BRAKE PROTECTION CLASS IP65, FLANGE ON DRIVE END IP67; | 3117 | TEM | 1 | MC | 23.001 | 1
1FK70854CF711BH0 | SIMOTICS S SYNCHRONOUS MOTOR 1FK7-HD PN=2 KW; UZK=600V M0=22NM (100K); NN=3000RPM; NATURAL COOLING, FRAME SIZE IMB 5 (IM V1, IM V3) FLANGE 1 POWER CONNECTOR ROTATABLE ABSOLUTE ENCODER SINGLETURN 24 BIT WITH DRIVE CLIQ INTERFACE (ENCODER AS24DQI) PLAIN SHAFT, TOLERANCE N; WITH HOLDING BRAKE PROTECTION CLASS IP64; | 3435 | TEM | 1 | MC | 23.3 | 1
1FK70854CF711BH1 | SIMOTICS S SYNCHRONOUS MOTOR 1FK7-HD PN=2 KW; UZK=600V M0=22NM (100K); NN=3000RPM; NATURAL COOLING, FRAME SIZE IMB 5 (IM V1, IM V3) FLANGE 1 POWER CONNECTOR ROTATABLE ABSOLUTE ENCODER SINGLETURN 24 BIT WITH DRIVE CLIQ INTERFACE (ENCODER AS24DQI) PLAIN SHAFT, TOLERANCE N; WITH HOLDING BRAKE PROTECTION CLASS IP65, | 3528 | TEM | 1 | MC | 23.3 | 1
1FK70854CF711BH2 | SIMOTICS S SYNCHRONOUS MOTOR 1FK7-HD PN=2 KW; UZK=600V M0=22NM (100K); NN=3000RPM; NATURAL COOLING, FRAME SIZE IMB 5 (IM V1, IM V3) FLANGE 1 POWER CONNECTOR ROTATABLE ABSOLUTE ENCODER SINGLETURN 24 BIT WITH DRIVE CLIQ INTERFACE (ENCODER AS24DQI) PLAIN SHAFT, TOLERANCE N; WITH HOLDING BRAKE PROTECTION CLASS IP65, FLANGE ON DRIVE END IP67; | 3528 | TEM | 1 | MC | 23.3 | 1
1FK70854CF711CA0 | SIMOTICS S SYNCHRONOUS MOTOR 1FK7-HD PN=2 KW; UZK=600V M0=22NM (100K); NN=3000RPM; NATURAL COOLING, FRAME SIZE IMB 5 (IM V1, IM V3) FLANGE 1 POWER CONNECTOR ROTATABLE ABSOLUTE ENCODER 24 BIT + 12 BIT MULTITURN WITH DRIVE-CLIQ INTERFACE (ENCODER AM24DQI) SHAFT WITH FITTED KEY, TOLERANCE N; W/O HOLDING BRAKE PROTECTION CLASS IP64; | 3479 | TEM | 1 | MC | 23.001 | 1
1FK70854CF711CA1 | SIMOTICS S SYNCHRONOUS MOTOR 1FK7-HD PN=2 KW; UZK=600V M0=22NM (100K); NN=3000RPM; NATURAL COOLING, FRAME SIZE IMB 5 (IM V1, IM V3) FLANGE 1 POWER CONNECTOR ROTATABLE ABSOLUTE ENCODER 24 BIT + 12 BIT MULTITURN WITH DRIVE-CLIQ INTERFACE (ENCODER AM24DQI) SHAFT WITH FITTED KEY, TOLERANCE N; W/O HOLDING BRAKE PROTECTION CLASS IP65, | 3572 | TEM | 1 | MC | 23.001 | 1
1FK70854CF711CA2 | SIMOTICS S SYNCHRONOUS MOTOR 1FK7-HD PN=2 KW; UZK=600V M0=22NM (100K); NN=3000RPM; NATURAL COOLING, FRAME SIZE IMB 5 (IM V1, IM V3) FLANGE 1 POWER CONNECTOR ROTATABLE ABSOLUTE ENCODER 24 BIT + 12 BIT MULTITURN WITH DRIVE-CLIQ INTERFACE (ENCODER AM24DQI) SHAFT WITH FITTED KEY, TOLERANCE N; W/O HOLDING BRAKE PROTECTION CLASS IP65, FLANGE ON DRIVE END IP67; | 3572 | TEM | 1 | MC | 23.001 | 1
1FK70854CF711CB0 | SIMOTICS S SYNCHRONOUS MOTOR 1FK7-HD PN=2 KW; UZK=600V M0=22NM (100K); NN=3000RPM; NATURAL COOLING, FRAME SIZE IMB 5 (IM V1, IM V3) FLANGE 1 POWER CONNECTOR ROTATABLE ABSOLUTE ENCODER 24 BIT + 12 BIT MULTITURN WITH DRIVE-CLIQ INTERFACE (ENCODER AM24DQI) SHAFT WITH FITTED KEY, TOLERANCE N; WITH HOLDING BRAKE PROTECTION CLASS IP64; | 3890 | TEM | 1 | MC | 23.3 | 1
1FK70854CF711CB1 | SIMOTICS S SYNCHRONOUS MOTOR 1FK7-HD PN=2 KW; UZK=600V M0=22NM (100K); NN=3000RPM; NATURAL COOLING, FRAME SIZE IMB 5 (IM V1, IM V3) FLANGE 1 POWER CONNECTOR ROTATABLE ABSOLUTE ENCODER 24 BIT + 12 BIT MULTITURN WITH DRIVE-CLIQ INTERFACE (ENCODER AM24DQI) SHAFT WITH FITTED KEY, TOLERANCE N; WITH HOLDING BRAKE PROTECTION CLASS IP65, | 3984 | TEM | 1 | MC | 23.3 | 1
1FK70854CF711CB2 | SIMOTICS S SYNCHRONOUS MOTOR 1FK7-HD PN=2 KW; UZK=600V M0=22NM (100K); NN=3000RPM; NATURAL COOLING, FRAME SIZE IMB 5 (IM V1, IM V3) FLANGE 1 POWER CONNECTOR ROTATABLE ABSOLUTE ENCODER 24 BIT + 12 BIT MULTITURN WITH DRIVE-CLIQ INTERFACE (ENCODER AM24DQI) SHAFT WITH FITTED KEY, TOLERANCE N; WITH HOLDING BRAKE PROTECTION CLASS IP65, FLANGE ON DRIVE END IP67; | 3984 | TEM | 1 | MC | 23.3 | 1
1FK70854CF711CG0 | SIMOTICS S SYNCHRONOUS MOTOR 1FK7-HD PN=2 KW; UZK=600V M0=22NM (100K); NN=3000RPM; NATURAL COOLING, FRAME SIZE IMB 5 (IM V1, IM V3) FLANGE 1 POWER CONNECTOR ROTATABLE ABSOLUTE ENCODER 24 BIT + 12 BIT MULTITURN WITH DRIVE-CLIQ INTERFACE (ENCODER AM24DQI) PLAIN SHAFT, TOLERANCE N; W/O HOLDING BRAKE PROTECTION CLASS IP64; | 3393 | TEM | 1 | MC | 23.001 | 1
1FK70854CF711CG1 | SIMOTICS S SYNCHRONOUS MOTOR 1FK7-HD PN=2 KW; UZK=600V M0=22NM (100K); NN=3000RPM; NATURAL COOLING, FRAME SIZE IMB 5 (IM V1, IM V3) FLANGE 1 POWER CONNECTOR ROTATABLE ABSOLUTE ENCODER 24 BIT + 12 BIT MULTITURN WITH DRIVE-CLIQ INTERFACE (ENCODER AM24DQI) PLAIN SHAFT, TOLERANCE N; W/O HOLDING BRAKE PROTECTION CLASS IP65, | 3486 | TEM | 1 | MC | 23.001 | 1
1FK70854CF711CG2 | SIMOTICS S SYNCHRONOUS MOTOR 1FK7-HD PN=2 KW; UZK=600V M0=22NM (100K); NN=3000RPM; NATURAL COOLING, FRAME SIZE IMB 5 (IM V1, IM V3) FLANGE 1 POWER CONNECTOR ROTATABLE ABSOLUTE ENCODER 24 BIT + 12 BIT MULTITURN WITH DRIVE-CLIQ INTERFACE (ENCODER AM24DQI) PLAIN SHAFT, TOLERANCE N; W/O HOLDING BRAKE PROTECTION CLASS IP65, FLANGE ON DRIVE END IP67; | 3486 | TEM | 1 | MC | 23.001 | 1
1FK70854CF711CH0 | SIMOTICS S SYNCHRONOUS MOTOR 1FK7-HD PN=2 KW; UZK=600V M0=22NM (100K); NN=3000RPM; NATURAL COOLING, FRAME SIZE IMB 5 (IM V1, IM V3) FLANGE 1 POWER CONNECTOR ROTATABLE ABSOLUTE ENCODER 24 BIT + 12 BIT MULTITURN WITH DRIVE-CLIQ INTERFACE (ENCODER AM24DQI) PLAIN SHAFT, TOLERANCE N; WITH HOLDING BRAKE PROTECTION CLASS IP64; | 3804 | TEM | 1 | MC | 23.3 | 1
1FK70854CF711CH1 | SIMOTICS S SYNCHRONOUS MOTOR 1FK7-HD PN=2 KW; UZK=600V M0=22NM (100K); NN=3000RPM; NATURAL COOLING, FRAME SIZE IMB 5 (IM V1, IM V3) FLANGE 1 POWER CONNECTOR ROTATABLE ABSOLUTE ENCODER 24 BIT + 12 BIT MULTITURN WITH DRIVE-CLIQ INTERFACE (ENCODER AM24DQI) PLAIN SHAFT, TOLERANCE N; WITH HOLDING BRAKE PROTECTION CLASS IP65, | 3897 | TEM | 1 | MC | 23.3 | 1
1FK70854CF711CH2 | SIMOTICS S SYNCHRONOUS MOTOR 1FK7-HD PN=2 KW; UZK=600V M0=22NM (100K); NN=3000RPM; NATURAL COOLING, FRAME SIZE IMB 5 (IM V1, IM V3) FLANGE 1 POWER CONNECTOR ROTATABLE ABSOLUTE ENCODER 24 BIT + 12 BIT MULTITURN WITH DRIVE-CLIQ INTERFACE (ENCODER AM24DQI) PLAIN SHAFT, TOLERANCE N; WITH HOLDING BRAKE PROTECTION CLASS IP65, FLANGE ON DRIVE END IP67; | 3897 | TEM | 1 | MC | 23.3 | 1
1FK70854CF711DH0 | SIMOTICS S SYNCHRONOUS MOTOR 1FK7-HD PN=2 KW; UZK=600V M0=22NM (100K); NN=3000RPM; NATURAL COOLING, FRAME SIZE IMB 5 (IM V1, IM V3) FLANGE 1 POWER CONNECTOR ROTATABLE INCREMENTAL ENCODER 22 BIT WITH DRIVE-CLIQ INTERFACE (ENCODER IC22DQ) PLAIN SHAFT, TOLERANCE N; WITH HOLDING BRAKE PROTECTION CLASS IP64; | 3515 | TEM | 1 | MC | 23.301 | 1
1FK70854CF711EA0 | SIMOTICS S SYNCHRONOUS MOTOR 1FK7-HD PN=2 KW; UZK=600V M0=22NM (100K); NN=3000RPM; NATURAL COOLING, FRAME SIZE IMB 5 (IM V1, IM V3) FLANGE 1, WITH KTY TEMPERATURESENSOR POWER CONNECTOR ROTATABLE ABSOLUTE ENCODERR 2048 S/R + 4096 UMDREHUNGEN MULTITURN, WITH ENDAT-SCHNITTSTELLE (ENCODER AM2048S/R) SHAFT WITH FITTED KEY, TOLERANCE N; W/O HOLDING BRAKE PROTECTION CLASS IP64; | 3240 | TEM | 1 | MC | 23.001 | 1
1FK70854CF711EA1 | SIMOTICS S SYNCHRONOUS MOTOR 1FK7-HD PN=2 KW; UZK=600V M0=22NM (100K); NN=3000RPM; NATURAL COOLING, FRAME SIZE IMB 5 (IM V1, IM V3) FLANGE 1, WITH KTY TEMPERATURESENSOR POWER CONNECTOR ROTATABLE ABSOLUTE ENCODERR 2048 S/R + 4096 UMDREHUNGEN MULTITURN, WITH ENDAT-SCHNITTSTELLE (ENCODER AM2048S/R) SHAFT WITH FITTED KEY, TOLERANCE N; W/O HOLDING BRAKE PROTECTION CLASS IP65, | 3334 | TEM | 1 | MC | 23.001 | 1
1FK70854CF711EA2 | SIMOTICS S SYNCHRONOUS MOTOR 1FK7-HD PN=2 KW; UZK=600V M0=22NM (100K); NN=3000RPM; NATURAL COOLING, FRAME SIZE IMB 5 (IM V1, IM V3) FLANGE 1, WITH KTY TEMPERATURESENSOR POWER CONNECTOR ROTATABLE ABSOLUTE ENCODERR 2048 S/R + 4096 UMDREHUNGEN MULTITURN, WITH ENDAT-SCHNITTSTELLE (ENCODER AM2048S/R) SHAFT WITH FITTED KEY, TOLERANCE N; W/O HOLDING BRAKE PROTECTION CLASS IP65, FLANGE ON DRIVE END IP67; | 3334 | TEM | 1 | MC | 23.001 | 1
1FK70854CF711EB0 | SIMOTICS S SYNCHRONOUS MOTOR 1FK7-HD PN=2 KW; UZK=600V M0=22NM (100K); NN=3000RPM; NATURAL COOLING, FRAME SIZE IMB 5 (IM V1, IM V3) FLANGE 1, WITH KTY TEMPERATURESENSOR POWER CONNECTOR ROTATABLE ABSOLUTE ENCODERR 2048 S/R + 4096 UMDREHUNGEN MULTITURN, WITH ENDAT-SCHNITTSTELLE (ENCODER AM2048S/R) SHAFT WITH FITTED KEY, TOLERANCE N; WITH HOLDING BRAKE PROTECTION CLASS IP64; | 3651 | TEM | 1 | MC | 23.3 | 1
1FK70854CF711EB1 | SIMOTICS S SYNCHRONOUS MOTOR 1FK7-HD PN=2 KW; UZK=600V M0=22NM (100K); NN=3000RPM; NATURAL COOLING, FRAME SIZE IMB 5 (IM V1, IM V3) FLANGE 1, WITH KTY TEMPERATURESENSOR POWER CONNECTOR ROTATABLE ABSOLUTE ENCODERR 2048 S/R + 4096 UMDREHUNGEN MULTITURN, WITH ENDAT-SCHNITTSTELLE (ENCODER AM2048S/R) SHAFT WITH FITTED KEY, TOLERANCE N; WITH HOLDING BRAKE PROTECTION CLASS IP65, | 3745 | TEM | 1 | MC | 23.3 | 1
1FK70854CF711EB2 | SIMOTICS S SYNCHRONOUS MOTOR 1FK7-HD PN=2 KW; UZK=600V M0=22NM (100K); NN=3000RPM; NATURAL COOLING, FRAME SIZE IMB 5 (IM V1, IM V3) FLANGE 1, WITH KTY TEMPERATURESENSOR POWER CONNECTOR ROTATABLE ABSOLUTE ENCODERR 2048 S/R + 4096 UMDREHUNGEN MULTITURN, WITH ENDAT-SCHNITTSTELLE (ENCODER AM2048S/R) SHAFT WITH FITTED KEY, TOLERANCE N; WITH HOLDING BRAKE PROTECTION CLASS IP65, FLANGE ON DRIVE END IP67; | 3745 | TEM | 1 | MC | 23.3 | 1
1FK70854CF711EG0 | SIMOTICS S SYNCHRONOUS MOTOR 1FK7-HD PN=2 KW; UZK=600V M0=22NM (100K); NN=3000RPM; NATURAL COOLING, FRAME SIZE IMB 5 (IM V1, IM V3) FLANGE 1, WITH KTY TEMPERATURESENSOR POWER CONNECTOR ROTATABLE ABSOLUTE ENCODERR 2048 S/R + 4096 UMDREHUNGEN MULTITURN, WITH ENDAT-SCHNITTSTELLE (ENCODER AM2048S/R) PLAIN SHAFT, TOLERANCE N; W/O HOLDING BRAKE PROTECTION CLASS IP64; | 3154 | TEM | 1 | MC | 23.001 | 1
1FK70854CF711EG1 | SIMOTICS S SYNCHRONOUS MOTOR 1FK7-HD PN=2 KW; UZK=600V M0=22NM (100K); NN=3000RPM; NATURAL COOLING, FRAME SIZE IMB 5 (IM V1, IM V3) FLANGE 1, WITH KTY TEMPERATURESENSOR POWER CONNECTOR ROTATABLE ABSOLUTE ENCODERR 2048 S/R + 4096 UMDREHUNGEN MULTITURN, WITH ENDAT-SCHNITTSTELLE (ENCODER AM2048S/R) PLAIN SHAFT, TOLERANCE N; W/O HOLDING BRAKE PROTECTION CLASS IP65, | 3247 | TEM | 1 | MC | 23.001 | 1
1FK70854CF711EG2 | SIMOTICS S SYNCHRONOUS MOTOR 1FK7-HD PN=2 KW; UZK=600V M0=22NM (100K); NN=3000RPM; NATURAL COOLING, FRAME SIZE IMB 5 (IM V1, IM V3) FLANGE 1, WITH KTY TEMPERATURESENSOR POWER CONNECTOR ROTATABLE ABSOLUTE ENCODERR 2048 S/R + 4096 UMDREHUNGEN MULTITURN, WITH ENDAT-SCHNITTSTELLE (ENCODER AM2048S/R) PLAIN SHAFT, TOLERANCE N; W/O HOLDING BRAKE PROTECTION CLASS IP65, FLANGE ON DRIVE END IP67; | 3247 | TEM | 1 | MC | 23.001 | 1
1FK70854CF711EH0 | SIMOTICS S SYNCHRONOUS MOTOR 1FK7-HD PN=2 KW; UZK=600V M0=22NM (100K); NN=3000RPM; NATURAL COOLING, FRAME SIZE IMB 5 (IM V1, IM V3) FLANGE 1, WITH KTY TEMPERATURESENSOR POWER CONNECTOR ROTATABLE ABSOLUTE ENCODERR 2048 S/R + 4096 UMDREHUNGEN MULTITURN, WITH ENDAT-SCHNITTSTELLE (ENCODER AM2048S/R) PLAIN SHAFT, TOLERANCE N; WITH HOLDING BRAKE PROTECTION CLASS IP64; | 3565 | TEM | 1 | MC | 23.3 | 1
1FK70854CF711EH1 | SIMOTICS S SYNCHRONOUS MOTOR 1FK7-HD PN=2 KW; UZK=600V M0=22NM (100K); NN=3000RPM; NATURAL COOLING, FRAME SIZE IMB 5 (IM V1, IM V3) FLANGE 1, WITH KTY TEMPERATURESENSOR POWER CONNECTOR ROTATABLE ABSOLUTE ENCODERR 2048 S/R + 4096 UMDREHUNGEN MULTITURN, WITH ENDAT-SCHNITTSTELLE (ENCODER AM2048S/R) PLAIN SHAFT, TOLERANCE N; WITH HOLDING BRAKE PROTECTION CLASS IP65, | 3659 | TEM | 1 | MC | 23.3 | 1
1FK70854CF711EH2 | SIMOTICS S SYNCHRONOUS MOTOR 1FK7-HD PN=2 KW; UZK=600V M0=22NM (100K); NN=3000RPM; NATURAL COOLING, FRAME SIZE IMB 5 (IM V1, IM V3) FLANGE 1, WITH KTY TEMPERATURESENSOR POWER CONNECTOR ROTATABLE ABSOLUTE ENCODERR 2048 S/R + 4096 UMDREHUNGEN MULTITURN, WITH ENDAT-SCHNITTSTELLE (ENCODER AM2048S/R) PLAIN SHAFT, TOLERANCE N; WITH HOLDING BRAKE PROTECTION CLASS IP65, FLANGE ON DRIVE END IP67; | 3659 | TEM | 1 | MC | 23.3 | 1
1FK70854CF711FA0 | SIMOTICS S SYNCHRONOUS MOTOR 1FK7-HD PN=2 KW; UZK=600V M0=22NM (100K); NN=3000RPM; NATURAL COOLING, FRAME SIZE IMB 5 (IM V1, IM V3) FLANGE 1 POWER CONNECTOR ROTATABLE ABSOLUTE ENCODER 22BIT + 12 BIT MULTITURN, WITH DRIVE-CLIQ INTERFACE (ENCODER AM22DQ) SHAFT WITH FITTED KEY, TOLERANCE N; W/O HOLDING BRAKE PROTECTION CLASS IP64; | 3559 | TEM | 1 | MC | 23.001 | 1
1FK70854CF711FB0 | SIMOTICS S SYNCHRONOUS MOTOR 1FK7-HD PN=2 KW; UZK=600V M0=22NM (100K); NN=3000RPM; NATURAL COOLING, FRAME SIZE IMB 5 (IM V1, IM V3) FLANGE 1 POWER CONNECTOR ROTATABLE ABSOLUTE ENCODER 22BIT + 12 BIT MULTITURN, WITH DRIVE-CLIQ INTERFACE (ENCODER AM22DQ) SHAFT WITH FITTED KEY, TOLERANCE N; WITH HOLDING BRAKE PROTECTION CLASS IP64; | 3970 | TEM | 1 | MC | 23.3 | 1
1FK70854CF711FG0 | SIMOTICS S SYNCHRONOUS MOTOR 1FK7-HD PN=2 KW; UZK=600V M0=22NM (100K); NN=3000RPM; NATURAL COOLING, FRAME SIZE IMB 5 (IM V1, IM V3) FLANGE 1 POWER CONNECTOR ROTATABLE ABSOLUTE ENCODER 22BIT + 12 BIT MULTITURN, WITH DRIVE-CLIQ INTERFACE (ENCODER AM22DQ) PLAIN SHAFT, TOLERANCE N; W/O HOLDING BRAKE PROTECTION CLASS IP64; | 3473 | TEM | 1 | MC | 23.001 | 1
1FK70854CF711KA0 | SIMOTICS S SYNCHRONOUS MOTOR 1FK7-HD PN=2 KW; UZK=600V M0=22NM (100K); NN=3000RPM; NATURAL COOLING, FRAME SIZE IMB 5 (IM V1, IM V3) FLANGE 1 POWER CONNECTOR ROTATABLE ABSOLUTE ENCODER 16BIT + 12BIT MULTITURN, WITH DRIVE-CLIQ INTERFACE (ENCODER AM16DQ) SHAFT WITH FITTED KEY, TOLERANCE N; W/O HOLDING BRAKE PROTECTION CLASS IP64; | 3042 | TEM | 1 | MC | 23.001 | 1
1FK70854CF711KA1 | SIMOTICS S SYNCHRONOUS MOTOR 1FK7-HD PN=2 KW; UZK=600V M0=22NM (100K); NN=3000RPM; NATURAL COOLING, FRAME SIZE IMB 5 (IM V1, IM V3) FLANGE 1 POWER CONNECTOR ROTATABLE ABSOLUTE ENCODER 16BIT + 12BIT MULTITURN, WITH DRIVE-CLIQ INTERFACE (ENCODER AM16DQ) SHAFT WITH FITTED KEY, TOLERANCE N; W/O HOLDING BRAKE PROTECTION CLASS IP65, | 3135 | TEM | 1 | MC | 23.001 | 1
1FK70854CF711KA2 | SIMOTICS S SYNCHRONOUS MOTOR 1FK7-HD PN=2 KW; UZK=600V M0=22NM (100K); NN=3000RPM; NATURAL COOLING, FRAME SIZE IMB 5 (IM V1, IM V3) FLANGE 1 POWER CONNECTOR ROTATABLE ABSOLUTE ENCODER 16BIT + 12BIT MULTITURN, WITH DRIVE-CLIQ INTERFACE (ENCODER AM16DQ) SHAFT WITH FITTED KEY, TOLERANCE N; W/O HOLDING BRAKE PROTECTION CLASS IP65, FLANGE ON DRIVE END IP67; | 3135 | TEM | 1 | MC | 23.001 | 1
1FK70854CF711KB0 | SIMOTICS S SYNCHRONOUS MOTOR 1FK7-HD PN=2 KW; UZK=600V M0=22NM (100K); NN=3000RPM; NATURAL COOLING, FRAME SIZE IMB 5 (IM V1, IM V3) FLANGE 1 POWER CONNECTOR ROTATABLE ABSOLUTE ENCODER 16BIT + 12BIT MULTITURN, WITH DRIVE-CLIQ INTERFACE (ENCODER AM16DQ) SHAFT WITH FITTED KEY, TOLERANCE N; WITH HOLDING BRAKE PROTECTION CLASS IP64; | 3453 | TEM | 1 | MC | 23.3 | 1
1FK70854CF711KB1 | SIMOTICS S SYNCHRONOUS MOTOR 1FK7-HD PN=2 KW; UZK=600V M0=22NM (100K); NN=3000RPM; NATURAL COOLING, FRAME SIZE IMB 5 (IM V1, IM V3) FLANGE 1 POWER CONNECTOR ROTATABLE ABSOLUTE ENCODER 16BIT + 12BIT MULTITURN, WITH DRIVE-CLIQ INTERFACE (ENCODER AM16DQ) SHAFT WITH FITTED KEY, TOLERANCE N; WITH HOLDING BRAKE PROTECTION CLASS IP65, | 3546 | TEM | 1 | MC | 23.3 | 1
1FK70854CF711KB2 | SIMOTICS S SYNCHRONOUS MOTOR 1FK7-HD PN=2 KW; UZK=600V M0=22NM (100K); NN=3000RPM; NATURAL COOLING, FRAME SIZE IMB 5 (IM V1, IM V3) FLANGE 1 POWER CONNECTOR ROTATABLE ABSOLUTE ENCODER 16BIT + 12BIT MULTITURN, WITH DRIVE-CLIQ INTERFACE (ENCODER AM16DQ) SHAFT WITH FITTED KEY, TOLERANCE N; WITH HOLDING BRAKE PROTECTION CLASS IP65, FLANGE ON DRIVE END IP67; | 3546 | TEM | 1 | MC | 23.3 | 1
1FK70854CF711KG0 | SIMOTICS S SYNCHRONOUS MOTOR 1FK7-HD PN=2 KW; UZK=600V M0=22NM (100K); NN=3000RPM; NATURAL COOLING, FRAME SIZE IMB 5 (IM V1, IM V3) FLANGE 1 POWER CONNECTOR ROTATABLE ABSOLUTE ENCODER 16BIT + 12BIT MULTITURN, WITH DRIVE-CLIQ INTERFACE (ENCODER AM16DQ) PLAIN SHAFT, TOLERANCE N; W/O HOLDING BRAKE PROTECTION CLASS IP64; | 2955 | TEM | 1 | MC | 23.001 | 1
1FK70854CF711KG1 | SIMOTICS S SYNCHRONOUS MOTOR 1FK7-HD PN=2 KW; UZK=600V M0=22NM (100K); NN=3000RPM; NATURAL COOLING, FRAME SIZE IMB 5 (IM V1, IM V3) FLANGE 1 POWER CONNECTOR ROTATABLE ABSOLUTE ENCODER 16BIT + 12BIT MULTITURN, WITH DRIVE-CLIQ INTERFACE (ENCODER AM16DQ) PLAIN SHAFT, TOLERANCE N; W/O HOLDING BRAKE PROTECTION CLASS IP65, | 3049 | TEM | 1 | MC | 23.001 | 1
1FK70854CF711KG2 | SIMOTICS S SYNCHRONOUS MOTOR 1FK7-HD PN=2 KW; UZK=600V M0=22NM (100K); NN=3000RPM; NATURAL COOLING, FRAME SIZE IMB 5 (IM V1, IM V3) FLANGE 1 POWER CONNECTOR ROTATABLE ABSOLUTE ENCODER 16BIT + 12BIT MULTITURN, WITH DRIVE-CLIQ INTERFACE (ENCODER AM16DQ) PLAIN SHAFT, TOLERANCE N; W/O HOLDING BRAKE PROTECTION CLASS IP65, FLANGE ON DRIVE END IP67; | 3049 | TEM | 1 | MC | 23.001 | 1
1FK70854CF711KH0 | SIMOTICS S SYNCHRONOUS MOTOR 1FK7-HD PN=2 KW; UZK=600V M0=22NM (100K); NN=3000RPM; NATURAL COOLING, FRAME SIZE IMB 5 (IM V1, IM V3) FLANGE 1 POWER CONNECTOR ROTATABLE ABSOLUTE ENCODER 16BIT + 12BIT MULTITURN, WITH DRIVE-CLIQ INTERFACE (ENCODER AM16DQ) PLAIN SHAFT, TOLERANCE N; WITH HOLDING BRAKE PROTECTION CLASS IP64; | 3367 | TEM | 1 | MC | 23.3 | 1
1FK70854CF711KH1 | SIMOTICS S SYNCHRONOUS MOTOR 1FK7-HD PN=2 KW; UZK=600V M0=22NM (100K); NN=3000RPM; NATURAL COOLING, FRAME SIZE IMB 5 (IM V1, IM V3) FLANGE 1 POWER CONNECTOR ROTATABLE ABSOLUTE ENCODER 16BIT + 12BIT MULTITURN, WITH DRIVE-CLIQ INTERFACE (ENCODER AM16DQ) PLAIN SHAFT, TOLERANCE N; WITH HOLDING BRAKE PROTECTION CLASS IP65, | 3460 | TEM | 1 | MC | 23.3 | 1
1FK70854CF711KH2 | SIMOTICS S SYNCHRONOUS MOTOR 1FK7-HD PN=2 KW; UZK=600V M0=22NM (100K); NN=3000RPM; NATURAL COOLING, FRAME SIZE IMB 5 (IM V1, IM V3) FLANGE 1 POWER CONNECTOR ROTATABLE ABSOLUTE ENCODER 16BIT + 12BIT MULTITURN, WITH DRIVE-CLIQ INTERFACE (ENCODER AM16DQ) PLAIN SHAFT, TOLERANCE N; WITH HOLDING BRAKE PROTECTION CLASS IP65, FLANGE ON DRIVE END IP67; | 3460 | TEM | 1 | MC | 23.3 | 1
1FK70854CF711PA0 | SIMOTICS S SYNCHRONOUS MOTOR 1FK7-HD PN=2 KW; UZK=600V M0=22NM (100K); NN=3000RPM; NATURAL COOLING, FRAME SIZE IMB 5 (IM V1, IM V3) FLANGE 1 POWER CONNECTOR ROTATABLE RESOLVER 2-POLE, WITH DRIVE CLIQ-INTERFACE SHAFT WITH FITTED KEY, TOLERANCE N; W/O HOLDING BRAKE PROTECTION CLASS IP64; | 2524 | TEM | 1 | MC | 23.101 | 1
1FK70854CF711PA1 | SIMOTICS S SYNCHRONOUS MOTOR 1FK7-HD PN=2 KW; UZK=600V M0=22NM (100K); NN=3000RPM; NATURAL COOLING, FRAME SIZE IMB 5 (IM V1, IM V3) FLANGE 1 POWER CONNECTOR ROTATABLE RESOLVER 2-POLE, WITH DRIVE CLIQ-INTERFACE SHAFT WITH FITTED KEY, TOLERANCE N; W/O HOLDING BRAKE PROTECTION CLASS IP65, | 2617 | TEM | 1 | MC | 23.101 | 1
1FK70854CF711PA2 | SIMOTICS S SYNCHRONOUS MOTOR 1FK7-HD PN=2 KW; UZK=600V M0=22NM (100K); NN=3000RPM; NATURAL COOLING, FRAME SIZE IMB 5 (IM V1, IM V3) FLANGE 1 POWER CONNECTOR ROTATABLE RESOLVER 2-POLE, WITH DRIVE CLIQ-INTERFACE SHAFT WITH FITTED KEY, TOLERANCE N; W/O HOLDING BRAKE PROTECTION CLASS IP65, FLANGE ON DRIVE END IP67; | 2617 | TEM | 1 | MC | 23.101 | 1
1FK70854CF711PB0 | SIMOTICS S SYNCHRONOUS MOTOR 1FK7-HD PN=2 KW; UZK=600V M0=22NM (100K); NN=3000RPM; NATURAL COOLING, FRAME SIZE IMB 5 (IM V1, IM V3) FLANGE 1 POWER CONNECTOR ROTATABLE RESOLVER 2-POLE, WITH DRIVE CLIQ-INTERFACE SHAFT WITH FITTED KEY, TOLERANCE N; WITH HOLDING BRAKE PROTECTION CLASS IP64; | 2935 | TEM | 1 | MC | 23.4 | 1
1FK70854CF711PB1 | SIMOTICS S SYNCHRONOUS MOTOR 1FK7-HD PN=2 KW; UZK=600V M0=22NM (100K); NN=3000RPM; NATURAL COOLING, FRAME SIZE IMB 5 (IM V1, IM V3) FLANGE 1 POWER CONNECTOR ROTATABLE RESOLVER 2-POLE, WITH DRIVE CLIQ-INTERFACE SHAFT WITH FITTED KEY, TOLERANCE N; WITH HOLDING BRAKE PROTECTION CLASS IP65, | 3028 | TEM | 1 | MC | 23.4 | 1
1FK70854CF711PB2 | SIMOTICS S SYNCHRONOUS MOTOR 1FK7-HD PN=2 KW; UZK=600V M0=22NM (100K); NN=3000RPM; NATURAL COOLING, FRAME SIZE IMB 5 (IM V1, IM V3) FLANGE 1 POWER CONNECTOR ROTATABLE RESOLVER 2-POLE, WITH DRIVE CLIQ-INTERFACE SHAFT WITH FITTED KEY, TOLERANCE N; WITH HOLDING BRAKE PROTECTION CLASS IP65, FLANGE ON DRIVE END IP67; | 3028 | TEM | 1 | MC | 23.4 | 1
1FK70854CF711PG0 | SIMOTICS S SYNCHRONOUS MOTOR 1FK7-HD PN=2 KW; UZK=600V M0=22NM (100K); NN=3000RPM; NATURAL COOLING, FRAME SIZE IMB 5 (IM V1, IM V3) FLANGE 1 POWER CONNECTOR ROTATABLE RESOLVER 2-POLE, WITH DRIVE CLIQ-INTERFACE PLAIN SHAFT, TOLERANCE N; W/O HOLDING BRAKE PROTECTION CLASS IP64; | 2437 | TEM | 1 | MC | 23.101 | 1
1FK70854CF711PG1 | SIMOTICS S SYNCHRONOUS MOTOR 1FK7-HD PN=2 KW; UZK=600V M0=22NM (100K); NN=3000RPM; NATURAL COOLING, FRAME SIZE IMB 5 (IM V1, IM V3) FLANGE 1 POWER CONNECTOR ROTATABLE RESOLVER 2-POLE, WITH DRIVE CLIQ-INTERFACE PLAIN SHAFT, TOLERANCE N; W/O HOLDING BRAKE PROTECTION CLASS IP65, | 2531 | TEM | 1 | MC | 23.101 | 1
1FK70854CF711PG2 | SIMOTICS S SYNCHRONOUS MOTOR 1FK7-HD PN=2 KW; UZK=600V M0=22NM (100K); NN=3000RPM; NATURAL COOLING, FRAME SIZE IMB 5 (IM V1, IM V3) FLANGE 1 POWER CONNECTOR ROTATABLE RESOLVER 2-POLE, WITH DRIVE CLIQ-INTERFACE PLAIN SHAFT, TOLERANCE N; W/O HOLDING BRAKE PROTECTION CLASS IP65, FLANGE ON DRIVE END IP67; | 2531 | TEM | 1 | MC | 23.101 | 1
1FK70854CF711PH0 | SIMOTICS S SYNCHRONOUS MOTOR 1FK7-HD PN=2 KW; UZK=600V M0=22NM (100K); NN=3000RPM; NATURAL COOLING, FRAME SIZE IMB 5 (IM V1, IM V3) FLANGE 1 POWER CONNECTOR ROTATABLE RESOLVER 2-POLE, WITH DRIVE CLIQ-INTERFACE PLAIN SHAFT, TOLERANCE N; WITH HOLDING BRAKE PROTECTION CLASS IP64; | 2849 | TEM | 1 | MC | 23.4 | 1
1FK70854CF711PH1 | SIMOTICS S SYNCHRONOUS MOTOR 1FK7-HD PN=2 KW; UZK=600V M0=22NM (100K); NN=3000RPM; NATURAL COOLING, FRAME SIZE IMB 5 (IM V1, IM V3) FLANGE 1 POWER CONNECTOR ROTATABLE RESOLVER 2-POLE, WITH DRIVE CLIQ-INTERFACE PLAIN SHAFT, TOLERANCE N; WITH HOLDING BRAKE PROTECTION CLASS IP65, | 2942 | TEM | 1 | MC | 23.4 | 1
1FK70854CF711PH2 | SIMOTICS S SYNCHRONOUS MOTOR 1FK7-HD PN=2 KW; UZK=600V M0=22NM (100K); NN=3000RPM; NATURAL COOLING, FRAME SIZE IMB 5 (IM V1, IM V3) FLANGE 1 POWER CONNECTOR ROTATABLE RESOLVER 2-POLE, WITH DRIVE CLIQ-INTERFACE PLAIN SHAFT, TOLERANCE N; WITH HOLDING BRAKE PROTECTION CLASS IP65, FLANGE ON DRIVE END IP67; | 2942 | TEM | 1 | MC | 23.4 | 1
1FK70854CF711QA0 | SIMOTICS S SYNCHRONOUS MOTOR 1FK7-HD PN=2 KW; UZK=600V M0=22NM (100K); NN=3000RPM; NATURAL COOLING, FRAME SIZE IMB 5 (IM V1, IM V3) FLANGE 1 POWER CONNECTOR ROTATABLE ABSOLUTE ENCODER SINGLETURN 20 BIT WITH DRIVE-CLIQ INTERFACE (ENCODER AS20DQI) SHAFT WITH FITTED KEY, TOLERANCE N; W/O HOLDING BRAKE PROTECTION CLASS IP64; | 2627 | TEM | 1 | MC | 23.001 | 1
1FK70854CF711QA1 | SIMOTICS S SYNCHRONOUS MOTOR 1FK7-HD PN=2 KW; UZK=600V M0=22NM (100K); NN=3000RPM; NATURAL COOLING, FRAME SIZE IMB 5 (IM V1, IM V3) FLANGE 1 POWER CONNECTOR ROTATABLE ABSOLUTE ENCODER SINGLETURN 20 BIT WITH DRIVE-CLIQ INTERFACE (ENCODER AS20DQI) SHAFT WITH FITTED KEY, TOLERANCE N; W/O HOLDING BRAKE PROTECTION CLASS IP65, | 2720 | TEM | 1 | MC | 23.001 | 1
1FK70854CF711QA2 | SIMOTICS S SYNCHRONOUS MOTOR 1FK7-HD PN=2 KW; UZK=600V M0=22NM (100K); NN=3000RPM; NATURAL COOLING, FRAME SIZE IMB 5 (IM V1, IM V3) FLANGE 1 POWER CONNECTOR ROTATABLE ABSOLUTE ENCODER SINGLETURN 20 BIT WITH DRIVE-CLIQ INTERFACE (ENCODER AS20DQI) SHAFT WITH FITTED KEY, TOLERANCE N; W/O HOLDING BRAKE PROTECTION CLASS IP65, FLANGE ON DRIVE END IP67; | 2720 | TEM | 1 | MC | 23.001 | 1
1FK70854CF711QB0 | SIMOTICS S SYNCHRONOUS MOTOR 1FK7-HD PN=2 KW; UZK=600V M0=22NM (100K); NN=3000RPM; NATURAL COOLING, FRAME SIZE IMB 5 (IM V1, IM V3) FLANGE 1 POWER CONNECTOR ROTATABLE ABSOLUTE ENCODER SINGLETURN 20 BIT WITH DRIVE-CLIQ INTERFACE (ENCODER AS20DQI) SHAFT WITH FITTED KEY, TOLERANCE N; WITH HOLDING BRAKE PROTECTION CLASS IP64; | 3038 | TEM | 1 | MC | 23.3 | 1
1FK70854CF711QB1 | SIMOTICS S SYNCHRONOUS MOTOR 1FK7-HD PN=2 KW; UZK=600V M0=22NM (100K); NN=3000RPM; NATURAL COOLING, FRAME SIZE IMB 5 (IM V1, IM V3) FLANGE 1 POWER CONNECTOR ROTATABLE ABSOLUTE ENCODER SINGLETURN 20 BIT WITH DRIVE-CLIQ INTERFACE (ENCODER AS20DQI) SHAFT WITH FITTED KEY, TOLERANCE N; WITH HOLDING BRAKE PROTECTION CLASS IP65, | 3131 | TEM | 1 | MC | 23.3 | 1
1FK70854CF711QB2 | SIMOTICS S SYNCHRONOUS MOTOR 1FK7-HD PN=2 KW; UZK=600V M0=22NM (100K); NN=3000RPM; NATURAL COOLING, FRAME SIZE IMB 5 (IM V1, IM V3) FLANGE 1 POWER CONNECTOR ROTATABLE ABSOLUTE ENCODER SINGLETURN 20 BIT WITH DRIVE-CLIQ INTERFACE (ENCODER AS20DQI) SHAFT WITH FITTED KEY, TOLERANCE N; WITH HOLDING BRAKE PROTECTION CLASS IP65, FLANGE ON DRIVE END IP67; | 3131 | TEM | 1 | MC | 23.3 | 1
1FK70854CF711QG0 | SIMOTICS S SYNCHRONOUS MOTOR 1FK7-HD PN=2 KW; UZK=600V M0=22NM (100K); NN=3000RPM; NATURAL COOLING, FRAME SIZE IMB 5 (IM V1, IM V3) FLANGE 1 POWER CONNECTOR ROTATABLE ABSOLUTE ENCODER SINGLETURN 20 BIT WITH DRIVE-CLIQ INTERFACE (ENCODER AS20DQI) PLAIN SHAFT, TOLERANCE N; W/O HOLDING BRAKE PROTECTION CLASS IP64; | 2540 | TEM | 1 | MC | 23.001 | 1
1FK70854CF711QG1 | SIMOTICS S SYNCHRONOUS MOTOR 1FK7-HD PN=2 KW; UZK=600V M0=22NM (100K); NN=3000RPM; NATURAL COOLING, FRAME SIZE IMB 5 (IM V1, IM V3) FLANGE 1 POWER CONNECTOR ROTATABLE ABSOLUTE ENCODER SINGLETURN 20 BIT WITH DRIVE-CLIQ INTERFACE (ENCODER AS20DQI) PLAIN SHAFT, TOLERANCE N; W/O HOLDING BRAKE PROTECTION CLASS IP65, | 2634 | TEM | 1 | MC | 23.001 | 1
1FK70854CF711QG2 | SIMOTICS S SYNCHRONOUS MOTOR 1FK7-HD PN=2 KW; UZK=600V M0=22NM (100K); NN=3000RPM; NATURAL COOLING, FRAME SIZE IMB 5 (IM V1, IM V3) FLANGE 1 POWER CONNECTOR ROTATABLE ABSOLUTE ENCODER SINGLETURN 20 BIT WITH DRIVE-CLIQ INTERFACE (ENCODER AS20DQI) PLAIN SHAFT, TOLERANCE N; W/O HOLDING BRAKE PROTECTION CLASS IP65, FLANGE ON DRIVE END IP67; | 2634 | TEM | 1 | MC | 23.001 | 1
1FK70854CF711QH0 | SIMOTICS S SYNCHRONOUS MOTOR 1FK7-HD PN=2 KW; UZK=600V M0=22NM (100K); NN=3000RPM; NATURAL COOLING, FRAME SIZE IMB 5 (IM V1, IM V3) FLANGE 1 POWER CONNECTOR ROTATABLE ABSOLUTE ENCODER SINGLETURN 20 BIT WITH DRIVE-CLIQ INTERFACE (ENCODER AS20DQI) PLAIN SHAFT, TOLERANCE N; WITH HOLDING BRAKE PROTECTION CLASS IP64; | 2952 | TEM | 1 | MC | 23.3 | 1
1FK70854CF711QH1 | SIMOTICS S SYNCHRONOUS MOTOR 1FK7-HD PN=2 KW; UZK=600V M0=22NM (100K); NN=3000RPM; NATURAL COOLING, FRAME SIZE IMB 5 (IM V1, IM V3) FLANGE 1 POWER CONNECTOR ROTATABLE ABSOLUTE ENCODER SINGLETURN 20 BIT WITH DRIVE-CLIQ INTERFACE (ENCODER AS20DQI) PLAIN SHAFT, TOLERANCE N; WITH HOLDING BRAKE PROTECTION CLASS IP65, | 3045 | TEM | 1 | MC | 23.3 | 1
1FK70854CF711QH2 | SIMOTICS S SYNCHRONOUS MOTOR 1FK7-HD PN=2 KW; UZK=600V M0=22NM (100K); NN=3000RPM; NATURAL COOLING, FRAME SIZE IMB 5 (IM V1, IM V3) FLANGE 1 POWER CONNECTOR ROTATABLE ABSOLUTE ENCODER SINGLETURN 20 BIT WITH DRIVE-CLIQ INTERFACE (ENCODER AS20DQI) PLAIN SHAFT, TOLERANCE N; WITH HOLDING BRAKE PROTECTION CLASS IP65, FLANGE ON DRIVE END IP67; | 3045 | TEM | 1 | MC | 23.3 | 1
1FK70854CF711RA0 | SIMOTICS S SYNCHRONOUS MOTOR 1FK7-HD PN=2 KW; UZK=600V M0=22NM (100K); NN=3000RPM; NATURAL COOLING, FRAME SIZE IMB 5 (IM V1, IM V3) FLANGE 1 POWER CONNECTOR ROTATABLE ABSOLUTE ENCODER 20 BIT + 12 BIT MULTITURN WITH DRIVE-CLIQ INTERFACE (ENCODER AM20DQI) SHAFT WITH FITTED KEY, TOLERANCE N; W/O HOLDING BRAKE PROTECTION CLASS IP64; | 3001 | TEM | 1 | MC | 23.001 | 1
1FK70854CF711RA1 | SIMOTICS S SYNCHRONOUS MOTOR 1FK7-HD PN=2 KW; UZK=600V M0=22NM (100K); NN=3000RPM; NATURAL COOLING, FRAME SIZE IMB 5 (IM V1, IM V3) FLANGE 1 POWER CONNECTOR ROTATABLE ABSOLUTE ENCODER 20 BIT + 12 BIT MULTITURN WITH DRIVE-CLIQ INTERFACE (ENCODER AM20DQI) SHAFT WITH FITTED KEY, TOLERANCE N; W/O HOLDING BRAKE PROTECTION CLASS IP65, | 3094 | TEM | 1 | MC | 23.001 | 1
1FK70854CF711RA2 | SIMOTICS S SYNCHRONOUS MOTOR 1FK7-HD PN=2 KW; UZK=600V M0=22NM (100K); NN=3000RPM; NATURAL COOLING, FRAME SIZE IMB 5 (IM V1, IM V3) FLANGE 1 POWER CONNECTOR ROTATABLE ABSOLUTE ENCODER 20 BIT + 12 BIT MULTITURN WITH DRIVE-CLIQ INTERFACE (ENCODER AM20DQI) SHAFT WITH FITTED KEY, TOLERANCE N; W/O HOLDING BRAKE PROTECTION CLASS IP65, FLANGE ON DRIVE END IP67; | 3094 | TEM | 1 | MC | 23.001 | 1
1FK70854CF711RB0 | SIMOTICS S SYNCHRONOUS MOTOR 1FK7-HD PN=2 KW; UZK=600V M0=22NM (100K); NN=3000RPM; NATURAL COOLING, FRAME SIZE IMB 5 (IM V1, IM V3) FLANGE 1 POWER CONNECTOR ROTATABLE ABSOLUTE ENCODER 20 BIT + 12 BIT MULTITURN WITH DRIVE-CLIQ INTERFACE (ENCODER AM20DQI) SHAFT WITH FITTED KEY, TOLERANCE N; WITH HOLDING BRAKE PROTECTION CLASS IP64; | 3412 | TEM | 1 | MC | 23.3 | 1
1FK70854CF711RB1 | SIMOTICS S SYNCHRONOUS MOTOR 1FK7-HD PN=2 KW; UZK=600V M0=22NM (100K); NN=3000RPM; NATURAL COOLING, FRAME SIZE IMB 5 (IM V1, IM V3) FLANGE 1 POWER CONNECTOR ROTATABLE ABSOLUTE ENCODER 20 BIT + 12 BIT MULTITURN WITH DRIVE-CLIQ INTERFACE (ENCODER AM20DQI) SHAFT WITH FITTED KEY, TOLERANCE N; WITH HOLDING BRAKE PROTECTION CLASS IP65, | 3505 | TEM | 1 | MC | 23.3 | 1
1FK70854CF711RB2 | SIMOTICS S SYNCHRONOUS MOTOR 1FK7-HD PN=2 KW; UZK=600V M0=22NM (100K); NN=3000RPM; NATURAL COOLING, FRAME SIZE IMB 5 (IM V1, IM V3) FLANGE 1 POWER CONNECTOR ROTATABLE ABSOLUTE ENCODER 20 BIT + 12 BIT MULTITURN WITH DRIVE-CLIQ INTERFACE (ENCODER AM20DQI) SHAFT WITH FITTED KEY, TOLERANCE N; WITH HOLDING BRAKE PROTECTION CLASS IP65, FLANGE ON DRIVE END IP67; | 3505 | TEM | 1 | MC | 23.3 | 1
1FK70854CF711RG0 | SIMOTICS S SYNCHRONOUS MOTOR 1FK7-HD PN=2 KW; UZK=600V M0=22NM (100K); NN=3000RPM; NATURAL COOLING, FRAME SIZE IMB 5 (IM V1, IM V3) FLANGE 1 POWER CONNECTOR ROTATABLE ABSOLUTE ENCODER 20 BIT + 12 BIT MULTITURN WITH DRIVE-CLIQ INTERFACE (ENCODER AM20DQI) PLAIN SHAFT, TOLERANCE N; W/O HOLDING BRAKE PROTECTION CLASS IP64; | 2914 | TEM | 1 | MC | 23.001 | 1
1FK70854CF711RG1 | SIMOTICS S SYNCHRONOUS MOTOR 1FK7-HD PN=2 KW; UZK=600V M0=22NM (100K); NN=3000RPM; NATURAL COOLING, FRAME SIZE IMB 5 (IM V1, IM V3) FLANGE 1 POWER CONNECTOR ROTATABLE ABSOLUTE ENCODER 20 BIT + 12 BIT MULTITURN WITH DRIVE-CLIQ INTERFACE (ENCODER AM20DQI) PLAIN SHAFT, TOLERANCE N; W/O HOLDING BRAKE PROTECTION CLASS IP65, | 3008 | TEM | 1 | MC | 23.001 | 1
1FK70854CF711RG2 | SIMOTICS S SYNCHRONOUS MOTOR 1FK7-HD PN=2 KW; UZK=600V M0=22NM (100K); NN=3000RPM; NATURAL COOLING, FRAME SIZE IMB 5 (IM V1, IM V3) FLANGE 1 POWER CONNECTOR ROTATABLE ABSOLUTE ENCODER 20 BIT + 12 BIT MULTITURN WITH DRIVE-CLIQ INTERFACE (ENCODER AM20DQI) PLAIN SHAFT, TOLERANCE N; W/O HOLDING BRAKE PROTECTION CLASS IP65, FLANGE ON DRIVE END IP67; | 3008 | TEM | 1 | MC | 23.001 | 1
1FK70854CF711RH0 | SIMOTICS S SYNCHRONOUS MOTOR 1FK7-HD PN=2 KW; UZK=600V M0=22NM (100K); NN=3000RPM; NATURAL COOLING, FRAME SIZE IMB 5 (IM V1, IM V3) FLANGE 1 POWER CONNECTOR ROTATABLE ABSOLUTE ENCODER 20 BIT + 12 BIT MULTITURN WITH DRIVE-CLIQ INTERFACE (ENCODER AM20DQI) PLAIN SHAFT, TOLERANCE N; WITH HOLDING BRAKE PROTECTION CLASS IP64; | 3326 | TEM | 1 | MC | 23.3 | 1
1FK70854CF711RH1 | SIMOTICS S SYNCHRONOUS MOTOR 1FK7-HD PN=2 KW; UZK=600V M0=22NM (100K); NN=3000RPM; NATURAL COOLING, FRAME SIZE IMB 5 (IM V1, IM V3) FLANGE 1 POWER CONNECTOR ROTATABLE ABSOLUTE ENCODER 20 BIT + 12 BIT MULTITURN WITH DRIVE-CLIQ INTERFACE (ENCODER AM20DQI) PLAIN SHAFT, TOLERANCE N; WITH HOLDING BRAKE PROTECTION CLASS IP65, | 3419 | TEM | 1 | MC | 23.3 | 1
1FK70854CF711RH2 | SIMOTICS S SYNCHRONOUS MOTOR 1FK7-HD PN=2 KW; UZK=600V M0=22NM (100K); NN=3000RPM; NATURAL COOLING, FRAME SIZE IMB 5 (IM V1, IM V3) FLANGE 1 POWER CONNECTOR ROTATABLE ABSOLUTE ENCODER 20 BIT + 12 BIT MULTITURN WITH DRIVE-CLIQ INTERFACE (ENCODER AM20DQI) PLAIN SHAFT, TOLERANCE N; WITH HOLDING BRAKE PROTECTION CLASS IP65, FLANGE ON DRIVE END IP67; | 3419 | TEM | 1 | MC | 23.3 | 1
1FK70854CF711SA0 | SIMOTICS S SYNCHRONOUS MOTOR 1FK7-HD PN=2 KW; UZK=600V M0=22NM (100K); NN=3000RPM; NATURAL COOLING, FRAME SIZE IMB 5 (IM V1, IM V3) FLANGE 1, WITH KTY TEMPERATURESENSOR POWER CONNECTOR ROTATABLE RESOLVER MULTI-POLE (RESOLVER P=4); SHAFT WITH FITTED KEY, TOLERANCE N; W/O HOLDING BRAKE PROTECTION CLASS IP64; | 2283 | TEM | 1 | MC | 23.002 | 1
1FK70854CF711SA1 | SIMOTICS S SYNCHRONOUS MOTOR 1FK7-HD PN=2 KW; UZK=600V M0=22NM (100K); NN=3000RPM; NATURAL COOLING, FRAME SIZE IMB 5 (IM V1, IM V3) FLANGE 1, WITH KTY TEMPERATURESENSOR POWER CONNECTOR ROTATABLE RESOLVER MULTI-POLE (RESOLVER P=4); SHAFT WITH FITTED KEY, TOLERANCE N; W/O HOLDING BRAKE PROTECTION CLASS IP65, | 2376 | TEM | 1 | MC | 23.002 | 1
1FK70854CF711SA2 | SIMOTICS S SYNCHRONOUS MOTOR 1FK7-HD PN=2 KW; UZK=600V M0=22NM (100K); NN=3000RPM; NATURAL COOLING, FRAME SIZE IMB 5 (IM V1, IM V3) FLANGE 1, WITH KTY TEMPERATURESENSOR POWER CONNECTOR ROTATABLE RESOLVER MULTI-POLE (RESOLVER P=4); SHAFT WITH FITTED KEY, TOLERANCE N; W/O HOLDING BRAKE PROTECTION CLASS IP65, FLANGE ON DRIVE END IP67; | 2376 | TEM | 1 | MC | 23.002 | 1
1FK70854CF711SB0 | SIMOTICS S SYNCHRONOUS MOTOR 1FK7-HD PN=2 KW; UZK=600V M0=22NM (100K); NN=3000RPM; NATURAL COOLING, FRAME SIZE IMB 5 (IM V1, IM V3) FLANGE 1, WITH KTY TEMPERATURESENSOR POWER CONNECTOR ROTATABLE RESOLVER MULTI-POLE (RESOLVER P=4); SHAFT WITH FITTED KEY, TOLERANCE N; WITH HOLDING BRAKE PROTECTION CLASS IP64; | 2694 | TEM | 1 | MC | 23.301 | 1
1FK70854CF711SB1 | SIMOTICS S SYNCHRONOUS MOTOR 1FK7-HD PN=2 KW; UZK=600V M0=22NM (100K); NN=3000RPM; NATURAL COOLING, FRAME SIZE IMB 5 (IM V1, IM V3) FLANGE 1, WITH KTY TEMPERATURESENSOR POWER CONNECTOR ROTATABLE RESOLVER MULTI-POLE (RESOLVER P=4); SHAFT WITH FITTED KEY, TOLERANCE N; WITH HOLDING BRAKE PROTECTION CLASS IP65, | 2787 | TEM | 1 | MC | 23.301 | 1
1FK70854CF711SB2 | SIMOTICS S SYNCHRONOUS MOTOR 1FK7-HD PN=2 KW; UZK=600V M0=22NM (100K); NN=3000RPM; NATURAL COOLING, FRAME SIZE IMB 5 (IM V1, IM V3) FLANGE 1, WITH KTY TEMPERATURESENSOR POWER CONNECTOR ROTATABLE RESOLVER MULTI-POLE (RESOLVER P=4); SHAFT WITH FITTED KEY, TOLERANCE N; WITH HOLDING BRAKE PROTECTION CLASS IP65, FLANGE ON DRIVE END IP67; | 2787 | TEM | 1 | MC | 23.301 | 1
1FK70854CF711SG0 | SIMOTICS S SYNCHRONOUS MOTOR 1FK7-HD PN=2 KW; UZK=600V M0=22NM (100K); NN=3000RPM; NATURAL COOLING, FRAME SIZE IMB 5 (IM V1, IM V3) FLANGE 1, WITH KTY TEMPERATURESENSOR POWER CONNECTOR ROTATABLE RESOLVER MULTI-POLE (RESOLVER P=4); PLAIN SHAFT, TOLERANCE N; W/O HOLDING BRAKE PROTECTION CLASS IP64; | 2196 | TEM | 1 | MC | 23.002 | 1
1FK70854CF711SG1 | SIMOTICS S SYNCHRONOUS MOTOR 1FK7-HD PN=2 KW; UZK=600V M0=22NM (100K); NN=3000RPM; NATURAL COOLING, FRAME SIZE IMB 5 (IM V1, IM V3) FLANGE 1, WITH KTY TEMPERATURESENSOR POWER CONNECTOR ROTATABLE RESOLVER MULTI-POLE (RESOLVER P=4); PLAIN SHAFT, TOLERANCE N; W/O HOLDING BRAKE PROTECTION CLASS IP65, | 2290 | TEM | 1 | MC | 23.002 | 1
1FK70854CF711SG2 | SIMOTICS S SYNCHRONOUS MOTOR 1FK7-HD PN=2 KW; UZK=600V M0=22NM (100K); NN=3000RPM; NATURAL COOLING, FRAME SIZE IMB 5 (IM V1, IM V3) FLANGE 1, WITH KTY TEMPERATURESENSOR POWER CONNECTOR ROTATABLE RESOLVER MULTI-POLE (RESOLVER P=4); PLAIN SHAFT, TOLERANCE N; W/O HOLDING BRAKE PROTECTION CLASS IP65, FLANGE ON DRIVE END IP67; | 2290 | TEM | 1 | MC | 23.002 | 1
1FK70854CF711SH0 | SIMOTICS S SYNCHRONOUS MOTOR 1FK7-HD PN=2 KW; UZK=600V M0=22NM (100K); NN=3000RPM; NATURAL COOLING, FRAME SIZE IMB 5 (IM V1, IM V3) FLANGE 1, WITH KTY TEMPERATURESENSOR POWER CONNECTOR ROTATABLE RESOLVER MULTI-POLE (RESOLVER P=4); PLAIN SHAFT, TOLERANCE N; WITH HOLDING BRAKE PROTECTION CLASS IP64; | 2608 | TEM | 1 | MC | 23.301 | 1
1FK70854CF711SH1 | SIMOTICS S SYNCHRONOUS MOTOR 1FK7-HD PN=2 KW; UZK=600V M0=22NM (100K); NN=3000RPM; NATURAL COOLING, FRAME SIZE IMB 5 (IM V1, IM V3) FLANGE 1, WITH KTY TEMPERATURESENSOR POWER CONNECTOR ROTATABLE RESOLVER MULTI-POLE (RESOLVER P=4); PLAIN SHAFT, TOLERANCE N; WITH HOLDING BRAKE PROTECTION CLASS IP65, | 2701 | TEM | 1 | MC | 23.301 | 1
1FK70854CF711SH2 | SIMOTICS S SYNCHRONOUS MOTOR 1FK7-HD PN=2 KW; UZK=600V M0=22NM (100K); NN=3000RPM; NATURAL COOLING, FRAME SIZE IMB 5 (IM V1, IM V3) FLANGE 1, WITH KTY TEMPERATURESENSOR POWER CONNECTOR ROTATABLE RESOLVER MULTI-POLE (RESOLVER P=4); PLAIN SHAFT, TOLERANCE N; WITH HOLDING BRAKE PROTECTION CLASS IP65, FLANGE ON DRIVE END IP67; | 2701 | TEM | 1 | MC | 23.301 | 1
1FK70854CF711TA0 | SIMOTICS S SYNCHRONOUS MOTOR 1FK7-HD PN=2 KW; UZK=600V M0=22NM (100K); NN=3000RPM; NATURAL COOLING, FRAME SIZE IMB 5 (IM V1, IM V3) FLANGE 1, WITH KTY TEMPERATURESENSOR POWER CONNECTOR ROTATABLE RESOLVER 2-POLE (RESOLVER P=1); SHAFT WITH FITTED KEY, TOLERANCE N; W/O HOLDING BRAKE PROTECTION CLASS IP64; | 2283 | TEM | 1 | MC | 23.002 | 1
1FK70854CF711TA1 | SIMOTICS S SYNCHRONOUS MOTOR 1FK7-HD PN=2 KW; UZK=600V M0=22NM (100K); NN=3000RPM; NATURAL COOLING, FRAME SIZE IMB 5 (IM V1, IM V3) FLANGE 1, WITH KTY TEMPERATURESENSOR POWER CONNECTOR ROTATABLE RESOLVER 2-POLE (RESOLVER P=1); SHAFT WITH FITTED KEY, TOLERANCE N; W/O HOLDING BRAKE PROTECTION CLASS IP65, | 2376 | TEM | 1 | MC | 23.002 | 1
1FK70854CF711TA2 | SIMOTICS S SYNCHRONOUS MOTOR 1FK7-HD PN=2 KW; UZK=600V M0=22NM (100K); NN=3000RPM; NATURAL COOLING, FRAME SIZE IMB 5 (IM V1, IM V3) FLANGE 1, WITH KTY TEMPERATURESENSOR POWER CONNECTOR ROTATABLE RESOLVER 2-POLE (RESOLVER P=1); SHAFT WITH FITTED KEY, TOLERANCE N; W/O HOLDING BRAKE PROTECTION CLASS IP65, FLANGE ON DRIVE END IP67; | 2376 | TEM | 1 | MC | 23.002 | 1
1FK70854CF711TB0 | SIMOTICS S SYNCHRONOUS MOTOR 1FK7-HD PN=2 KW; UZK=600V M0=22NM (100K); NN=3000RPM; NATURAL COOLING, FRAME SIZE IMB 5 (IM V1, IM V3) FLANGE 1, WITH KTY TEMPERATURESENSOR POWER CONNECTOR ROTATABLE RESOLVER 2-POLE (RESOLVER P=1); SHAFT WITH FITTED KEY, TOLERANCE N; WITH HOLDING BRAKE PROTECTION CLASS IP64; | 2694 | TEM | 1 | MC | 23.301 | 1
1FK70854CF711TB1 | SIMOTICS S SYNCHRONOUS MOTOR 1FK7-HD PN=2 KW; UZK=600V M0=22NM (100K); NN=3000RPM; NATURAL COOLING, FRAME SIZE IMB 5 (IM V1, IM V3) FLANGE 1, WITH KTY TEMPERATURESENSOR POWER CONNECTOR ROTATABLE RESOLVER 2-POLE (RESOLVER P=1); SHAFT WITH FITTED KEY, TOLERANCE N; WITH HOLDING BRAKE PROTECTION CLASS IP65, | 2787 | TEM | 1 | MC | 23.301 | 1
1FK70854CF711TB2 | SIMOTICS S SYNCHRONOUS MOTOR 1FK7-HD PN=2 KW; UZK=600V M0=22NM (100K); NN=3000RPM; NATURAL COOLING, FRAME SIZE IMB 5 (IM V1, IM V3) FLANGE 1, WITH KTY TEMPERATURESENSOR POWER CONNECTOR ROTATABLE RESOLVER 2-POLE (RESOLVER P=1); SHAFT WITH FITTED KEY, TOLERANCE N; WITH HOLDING BRAKE PROTECTION CLASS IP65, FLANGE ON DRIVE END IP67; | 2787 | TEM | 1 | MC | 23.301 | 1
1FK70854CF711TG0 | SIMOTICS S SYNCHRONOUS MOTOR 1FK7-HD PN=2 KW; UZK=600V M0=22NM (100K); NN=3000RPM; NATURAL COOLING, FRAME SIZE IMB 5 (IM V1, IM V3) FLANGE 1, WITH KTY TEMPERATURESENSOR POWER CONNECTOR ROTATABLE RESOLVER 2-POLE (RESOLVER P=1); PLAIN SHAFT, TOLERANCE N; W/O HOLDING BRAKE PROTECTION CLASS IP64; | 2196 | TEM | 1 | MC | 23.002 | 1
1FK70854CF711TG1 | SIMOTICS S SYNCHRONOUS MOTOR 1FK7-HD PN=2 KW; UZK=600V M0=22NM (100K); NN=3000RPM; NATURAL COOLING, FRAME SIZE IMB 5 (IM V1, IM V3) FLANGE 1, WITH KTY TEMPERATURESENSOR POWER CONNECTOR ROTATABLE RESOLVER 2-POLE (RESOLVER P=1); PLAIN SHAFT, TOLERANCE N; W/O HOLDING BRAKE PROTECTION CLASS IP65, | 2290 | TEM | 1 | MC | 23.002 | 1
1FK70854CF711TG2 | SIMOTICS S SYNCHRONOUS MOTOR 1FK7-HD PN=2 KW; UZK=600V M0=22NM (100K); NN=3000RPM; NATURAL COOLING, FRAME SIZE IMB 5 (IM V1, IM V3) FLANGE 1, WITH KTY TEMPERATURESENSOR POWER CONNECTOR ROTATABLE RESOLVER 2-POLE (RESOLVER P=1); PLAIN SHAFT, TOLERANCE N; W/O HOLDING BRAKE PROTECTION CLASS IP65, FLANGE ON DRIVE END IP67; | 2290 | TEM | 1 | MC | 23.002 | 1
1FK70854CF711TH0 | SIMOTICS S SYNCHRONOUS MOTOR 1FK7-HD PN=2 KW; UZK=600V M0=22NM (100K); NN=3000RPM; NATURAL COOLING, FRAME SIZE IMB 5 (IM V1, IM V3) FLANGE 1, WITH KTY TEMPERATURESENSOR POWER CONNECTOR ROTATABLE RESOLVER 2-POLE (RESOLVER P=1); PLAIN SHAFT, TOLERANCE N; WITH HOLDING BRAKE PROTECTION CLASS IP64; | 2608 | TEM | 1 | MC | 23.301 | 1
1FK70854CF711TH1 | SIMOTICS S SYNCHRONOUS MOTOR 1FK7-HD PN=2 KW; UZK=600V M0=22NM (100K); NN=3000RPM; NATURAL COOLING, FRAME SIZE IMB 5 (IM V1, IM V3) FLANGE 1, WITH KTY TEMPERATURESENSOR POWER CONNECTOR ROTATABLE RESOLVER 2-POLE (RESOLVER P=1); PLAIN SHAFT, TOLERANCE N; WITH HOLDING BRAKE PROTECTION CLASS IP65, | 2701 | TEM | 1 | MC | 23.301 | 1
1FK70854CF711TH2 | SIMOTICS S SYNCHRONOUS MOTOR 1FK7-HD PN=2 KW; UZK=600V M0=22NM (100K); NN=3000RPM; NATURAL COOLING, FRAME SIZE IMB 5 (IM V1, IM V3) FLANGE 1, WITH KTY TEMPERATURESENSOR POWER CONNECTOR ROTATABLE RESOLVER 2-POLE (RESOLVER P=1); PLAIN SHAFT, TOLERANCE N; WITH HOLDING BRAKE PROTECTION CLASS IP65, FLANGE ON DRIVE END IP67; | 2701 | TEM | 1 | MC | 23.301 | 1
1FK70854CF711UA0 | SIMOTICS S SYNCHRONOUS MOTOR 1FK7-HD PN=2 KW; UZK=600V M0=22NM (100K); NN=3000RPM; NATURAL COOLING, FRAME SIZE IMB 5 (IM V1, IM V3) FLANGE 1 POWER CONNECTOR ROTATABLE RESOLVER MULTI-POLE WITH DRIVE-CLIQ INTERFACE; SHAFT WITH FITTED KEY, TOLERANCE N; W/O HOLDING BRAKE PROTECTION CLASS IP64; | 2524 | TEM | 1 | MC | 23.002 | 1
1FK70854CF711UA1 | SIMOTICS S SYNCHRONOUS MOTOR 1FK7-HD PN=2 KW; UZK=600V M0=22NM (100K); NN=3000RPM; NATURAL COOLING, FRAME SIZE IMB 5 (IM V1, IM V3) FLANGE 1 POWER CONNECTOR ROTATABLE RESOLVER MULTI-POLE WITH DRIVE-CLIQ INTERFACE; SHAFT WITH FITTED KEY, TOLERANCE N; W/O HOLDING BRAKE PROTECTION CLASS IP65, | 2617 | TEM | 1 | MC | 23.002 | 1
1FK70854CF711UA2 | SIMOTICS S SYNCHRONOUS MOTOR 1FK7-HD PN=2 KW; UZK=600V M0=22NM (100K); NN=3000RPM; NATURAL COOLING, FRAME SIZE IMB 5 (IM V1, IM V3) FLANGE 1 POWER CONNECTOR ROTATABLE RESOLVER MULTI-POLE WITH DRIVE-CLIQ INTERFACE; SHAFT WITH FITTED KEY, TOLERANCE N; W/O HOLDING BRAKE PROTECTION CLASS IP65, FLANGE ON DRIVE END IP67; | 2617 | TEM | 1 | MC | 23.002 | 1
1FK70854CF711UB0 | SIMOTICS S SYNCHRONOUS MOTOR 1FK7-HD PN=2 KW; UZK=600V M0=22NM (100K); NN=3000RPM; NATURAL COOLING, FRAME SIZE IMB 5 (IM V1, IM V3) FLANGE 1 POWER CONNECTOR ROTATABLE RESOLVER MULTI-POLE WITH DRIVE-CLIQ INTERFACE; SHAFT WITH FITTED KEY, TOLERANCE N; WITH HOLDING BRAKE PROTECTION CLASS IP64; | 2935 | TEM | 1 | MC | 23.301 | 1
1FK70854CF711UB1 | SIMOTICS S SYNCHRONOUS MOTOR 1FK7-HD PN=2 KW; UZK=600V M0=22NM (100K); NN=3000RPM; NATURAL COOLING, FRAME SIZE IMB 5 (IM V1, IM V3) FLANGE 1 POWER CONNECTOR ROTATABLE RESOLVER MULTI-POLE WITH DRIVE-CLIQ INTERFACE; SHAFT WITH FITTED KEY, TOLERANCE N; WITH HOLDING BRAKE PROTECTION CLASS IP65, | 3028 | TEM | 1 | MC | 23.301 | 1
1FK70854CF711UB2 | SIMOTICS S SYNCHRONOUS MOTOR 1FK7-HD PN=2 KW; UZK=600V M0=22NM (100K); NN=3000RPM; NATURAL COOLING, FRAME SIZE IMB 5 (IM V1, IM V3) FLANGE 1 POWER CONNECTOR ROTATABLE RESOLVER MULTI-POLE WITH DRIVE-CLIQ INTERFACE; SHAFT WITH FITTED KEY, TOLERANCE N; WITH HOLDING BRAKE PROTECTION CLASS IP65, FLANGE ON DRIVE END IP67; | 3028 | TEM | 1 | MC | 23.301 | 1
1FK70854CF711UG0 | SIMOTICS S SYNCHRONOUS MOTOR 1FK7-HD PN=2 KW; UZK=600V M0=22NM (100K); NN=3000RPM; NATURAL COOLING, FRAME SIZE IMB 5 (IM V1, IM V3) FLANGE 1 POWER CONNECTOR ROTATABLE RESOLVER MULTI-POLE WITH DRIVE-CLIQ INTERFACE; PLAIN SHAFT, TOLERANCE N; W/O HOLDING BRAKE PROTECTION CLASS IP64; | 2437 | TEM | 1 | MC | 23.002 | 1
1FK70854CF711UG1 | SIMOTICS S SYNCHRONOUS MOTOR 1FK7-HD PN=2 KW; UZK=600V M0=22NM (100K); NN=3000RPM; NATURAL COOLING, FRAME SIZE IMB 5 (IM V1, IM V3) FLANGE 1 POWER CONNECTOR ROTATABLE RESOLVER MULTI-POLE WITH DRIVE-CLIQ INTERFACE; PLAIN SHAFT, TOLERANCE N; W/O HOLDING BRAKE PROTECTION CLASS IP65, | 2531 | TEM | 1 | MC | 23.002 | 1
1FK70854CF711UG2 | SIMOTICS S SYNCHRONOUS MOTOR 1FK7-HD PN=2 KW; UZK=600V M0=22NM (100K); NN=3000RPM; NATURAL COOLING, FRAME SIZE IMB 5 (IM V1, IM V3) FLANGE 1 POWER CONNECTOR ROTATABLE RESOLVER MULTI-POLE WITH DRIVE-CLIQ INTERFACE; PLAIN SHAFT, TOLERANCE N; W/O HOLDING BRAKE PROTECTION CLASS IP65, FLANGE ON DRIVE END IP67; | 2531 | TEM | 1 | MC | 23.002 | 1
1FK70854CF711UH0 | SIMOTICS S SYNCHRONOUS MOTOR 1FK7-HD PN=2 KW; UZK=600V M0=22NM (100K); NN=3000RPM; NATURAL COOLING, FRAME SIZE IMB 5 (IM V1, IM V3) FLANGE 1 POWER CONNECTOR ROTATABLE RESOLVER MULTI-POLE WITH DRIVE-CLIQ INTERFACE; PLAIN SHAFT, TOLERANCE N; WITH HOLDING BRAKE PROTECTION CLASS IP64; | 2849 | TEM | 1 | MC | 23.301 | 1
1FK70854CF711UH1 | SIMOTICS S SYNCHRONOUS MOTOR 1FK7-HD PN=2 KW; UZK=600V M0=22NM (100K); NN=3000RPM; NATURAL COOLING, FRAME SIZE IMB 5 (IM V1, IM V3) FLANGE 1 POWER CONNECTOR ROTATABLE RESOLVER MULTI-POLE WITH DRIVE-CLIQ INTERFACE; PLAIN SHAFT, TOLERANCE N; WITH HOLDING BRAKE PROTECTION CLASS IP65, | 2942 | TEM | 1 | MC | 23.301 | 1
1FK70854CF711UH2 | SIMOTICS S SYNCHRONOUS MOTOR 1FK7-HD PN=2 KW; UZK=600V M0=22NM (100K); NN=3000RPM; NATURAL COOLING, FRAME SIZE IMB 5 (IM V1, IM V3) FLANGE 1 POWER CONNECTOR ROTATABLE RESOLVER MULTI-POLE WITH DRIVE-CLIQ INTERFACE; PLAIN SHAFT, TOLERANCE N; WITH HOLDING BRAKE PROTECTION CLASS IP65, FLANGE ON DRIVE END IP67; | 2942 | TEM | 1 | MC | 23.301 | 1
1FK70857AF711AA0 | SIMOTICS S SYNCHRONOUS SERVOMOTOR, 1FK7 HIGH DYNAMIC 22 NM, 100 K, 3000 RPM, 3,14KW NATURAL COOLING, IM B5 (V1, V3) POWER/SIGNAL CONNECTORS CONNECTOR CAN BE ROTATED BY 270 DEGR. INCREM. ENCODER, SIN/COS 1 VPP 2048 P/REV (ENCODER I-2048); SHAFT WITH FITTED KEY, TOLERANCE N; W/O HOLDING BRAKE DEGREE OF PROTECTION IP64 | 3115 | TEM | 1 | MC | 23.503 | 1
1FK70857AF711AA2 | SIMOTICS S SYNCHRONOUS SERVOMOTOR, 1FK7 HIGH DYNAMIC 22 NM, 100 K, 3000 RPM, 3,14KW NATURAL COOLING, IM B5 (V1, V3) POWER/SIGNAL CONNECTORS CONNECTOR CAN BE ROTATED BY 270 DEGR. INCREM. ENCODER, SIN/COS 1 VPP 2048 P/REV (ENCODER I-2048); SHAFT WITH FITTED KEY, TOLERANCE N; W/O HOLDING BRAKE DEGREE OF PROTECTION IP65 FLANGE ON DRIVE END IP67 | 3217 | TEM | 1 | MC | 23.503 | 1
1FK70857AF711AA3 | SIMOTICS S SYNCHRONOUS SERVOMOTOR, 1FK7 HIGH DYNAMIC 22 NM, 100 K, 3000 RPM, 3,14KW NATURAL COOLING, IM B5 (V1, V3) POWER/SIGNAL CONNECTORS CONNECTOR CAN BE ROTATED BY 270 DEGR. INCREM. ENCODER, SIN/COS 1 VPP 2048 P/REV (ENCODER I-2048); SHAFT WITH FITTED KEY, TOLERANCE N; W/O HOLDING BRAKE DEGREE OF PROTECTION IP64; PAINT FINISH RAL7016 | 3165 | TEM | 1 | MC | 23.503 | 1
1FK70857AF711AA5 | SIMOTICS S SYNCHRONOUS SERVOMOTOR, 1FK7 HIGH DYNAMIC 22 NM, 100 K, 3000 RPM, 3,14KW NATURAL COOLING, IM B5 (V1, V3) POWER/SIGNAL CONNECTORS CONNECTOR CAN BE ROTATED BY 270 DEGR. INCREM. ENCODER, SIN/COS 1 VPP 2048 P/REV (ENCODER I-2048); SHAFT WITH FITTED KEY, TOLERANCE N; W/O HOLDING BRAKE DEGREE OF PROTECTION IP65 AS FLANGE IP67; PAINT FINISH RAL7016 | 3266 | TEM | 1 | MC | 23.503 | 1
1FK70857AF711AA8 | SIMOTICS S SYNCHRONOUS SERVOMOTOR, 1FK7 HIGH DYNAMIC 22 NM, 100 K, 3000 RPM, 3,14KW NATURAL COOLING, IM B5 (V1, V3) POWER/SIGNAL CONNECTORS CONNECTOR CAN BE ROTATED BY 270 DEGR. INCREM. ENCODER, SIN/COS 1 VPP 2048 P/REV (ENCODER I-2048); SHAFT WITH FITTED KEY, TOLERANCE N; W/O HOLDING BRAKE DEGREE OF PROTECTION IP65 IP67 D-END FLANGE; RAL7016 COATING; METALLIC RATING PLATE AT MOTOR | 3375 | TEM | 1 | MC | 23.503 | 1
1FK70857AF711AB0 | SIMOTICS S SYNCHRONOUS SERVOMOTOR, 1FK7 HIGH DYNAMIC 22 NM, 100 K, 3000 RPM, 3,14KW NATURAL COOLING, IM B5 (V1, V3) POWER/SIGNAL CONNECTORS CONNECTOR CAN BE ROTATED BY 270 DEGR. INCREM. ENCODER, SIN/COS 1 VPP 2048 P/REV (ENCODER I-2048); SHAFT WITH FITTED KEY, TOLERANCE N; WITH HOLDING BRAKE DEGREE OF PROTECTION IP64 | 3562 | TEM | 1 | MC | 26.002 | 1
1FK70857AF711AB2 | SIMOTICS S SYNCHRONOUS SERVOMOTOR, 1FK7 HIGH DYNAMIC 22 NM, 100 K, 3000 RPM, 3,14KW NATURAL COOLING, IM B5 (V1, V3) POWER/SIGNAL CONNECTORS CONNECTOR CAN BE ROTATED BY 270 DEGR. INCREM. ENCODER, SIN/COS 1 VPP 2048 P/REV (ENCODER I-2048); SHAFT WITH FITTED KEY, TOLERANCE N; WITH HOLDING BRAKE DEGREE OF PROTECTION IP65 FLANGE ON DRIVE END IP67 | 3664 | TEM | 1 | MC | 26.002 | 1
1FK70857AF711AB3 | SIMOTICS S SYNCHRONOUS SERVOMOTOR, 1FK7 HIGH DYNAMIC 22 NM, 100 K, 3000 RPM, 3,14KW NATURAL COOLING, IM B5 (V1, V3) POWER/SIGNAL CONNECTORS CONNECTOR CAN BE ROTATED BY 270 DEGR. INCREM. ENCODER, SIN/COS 1 VPP 2048 P/REV (ENCODER I-2048); SHAFT WITH FITTED KEY, TOLERANCE N; WITH HOLDING BRAKE DEGREE OF PROTECTION IP64; PAINT FINISH RAL7016 | 3611 | TEM | 1 | MC | 26.002 | 1
1FK70857AF711AB5 | SIMOTICS S SYNCHRONOUS SERVOMOTOR, 1FK7 HIGH DYNAMIC 22 NM, 100 K, 3000 RPM, 3,14KW NATURAL COOLING, IM B5 (V1, V3) POWER/SIGNAL CONNECTORS CONNECTOR CAN BE ROTATED BY 270 DEGR. INCREM. ENCODER, SIN/COS 1 VPP 2048 P/REV (ENCODER I-2048); SHAFT WITH FITTED KEY, TOLERANCE N; WITH HOLDING BRAKE DEGREE OF PROTECTION IP65 AS FLANGE IP67; PAINT FINISH RAL7016 | 3713 | TEM | 1 | MC | 26.002 | 1
1FK70857AF711AB8 | SIMOTICS S SYNCHRONOUS SERVOMOTOR, 1FK7 HIGH DYNAMIC 22 NM, 100 K, 3000 RPM, 3,14KW NATURAL COOLING, IM B5 (V1, V3) POWER/SIGNAL CONNECTORS CONNECTOR CAN BE ROTATED BY 270 DEGR. INCREM. ENCODER, SIN/COS 1 VPP 2048 P/REV (ENCODER I-2048); SHAFT WITH FITTED KEY, TOLERANCE N; WITH HOLDING BRAKE DEGREE OF PROTECTION IP65 IP67 D-END FLANGE; RAL7016 COATING; METALLIC RATING PLATE AT MOTOR | 3821 | TEM | 1 | MC | 26.002 | 1
1FK70857AF711AG0 | SIMOTICS S SYNCHRONOUS SERVOMOTOR, 1FK7 HIGH DYNAMIC 22 NM, 100 K, 3000 RPM, 3,14KW NATURAL COOLING, IM B5 (V1, V3) POWER/SIGNAL CONNECTORS CONNECTOR CAN BE ROTATED BY 270 DEGR. INCREM. ENCODER, SIN/COS 1 VPP 2048 P/REV (ENCODER I-2048); PLAIN SHAFT, TOLERANCE N; W/O HOLDING BRAKE DEGREE OF PROTECTION IP64 | 3022 | TEM | 1 | MC | 23.503 | 1
1FK70857AF711AG2 | SIMOTICS S SYNCHRONOUS SERVOMOTOR, 1FK7 HIGH DYNAMIC 22 NM, 100 K, 3000 RPM, 3,14KW NATURAL COOLING, IM B5 (V1, V3) POWER/SIGNAL CONNECTORS CONNECTOR CAN BE ROTATED BY 270 DEGR. INCREM. ENCODER, SIN/COS 1 VPP 2048 P/REV (ENCODER I-2048); PLAIN SHAFT, TOLERANCE N; W/O HOLDING BRAKE DEGREE OF PROTECTION IP65 FLANGE ON DRIVE END IP67 | 3123 | TEM | 1 | MC | 23.503 | 1
1FK70857AF711AG3 | SIMOTICS S SYNCHRONOUS SERVOMOTOR, 1FK7 HIGH DYNAMIC 22 NM, 100 K, 3000 RPM, 3,14KW NATURAL COOLING, IM B5 (V1, V3) POWER/SIGNAL CONNECTORS CONNECTOR CAN BE ROTATED BY 270 DEGR. INCREM. ENCODER, SIN/COS 1 VPP 2048 P/REV (ENCODER I-2048); PLAIN SHAFT, TOLERANCE N; W/O HOLDING BRAKE DEGREE OF PROTECTION IP64; PAINT FINISH RAL7016 | 3071 | TEM | 1 | MC | 23.503 | 1
1FK70857AF711AG5 | SIMOTICS S SYNCHRONOUS SERVOMOTOR, 1FK7 HIGH DYNAMIC 22 NM, 100 K, 3000 RPM, 3,14KW NATURAL COOLING, IM B5 (V1, V3) POWER/SIGNAL CONNECTORS CONNECTOR CAN BE ROTATED BY 270 DEGR. INCREM. ENCODER, SIN/COS 1 VPP 2048 P/REV (ENCODER I-2048); PLAIN SHAFT, TOLERANCE N; W/O HOLDING BRAKE DEGREE OF PROTECTION IP65 AS FLANGE IP67; PAINT FINISH RAL7016 | 3172 | TEM | 1 | MC | 23.503 | 1
1FK70857AF711AG8 | SIMOTICS S SYNCHRONOUS SERVOMOTOR, 1FK7 HIGH DYNAMIC 22 NM, 100 K, 3000 RPM, 3,14KW NATURAL COOLING, IM B5 (V1, V3) POWER/SIGNAL CONNECTORS CONNECTOR CAN BE ROTATED BY 270 DEGR. INCREM. ENCODER, SIN/COS 1 VPP 2048 P/REV (ENCODER I-2048); PLAIN SHAFT, TOLERANCE N; W/O HOLDING BRAKE DEGREE OF PROTECTION IP65 IP67 D-END FLANGE; RAL7016 COATING; METALLIC RATING PLATE AT MOTOR | 3281 | TEM | 1 | MC | 23.503 | 1
1FK70857AF711AH0 | SIMOTICS S SYNCHRONOUS SERVOMOTOR, 1FK7 HIGH DYNAMIC 22 NM, 100 K, 3000 RPM, 3,14KW NATURAL COOLING, IM B5 (V1, V3) POWER/SIGNAL CONNECTORS CONNECTOR CAN BE ROTATED BY 270 DEGR. INCREM. ENCODER, SIN/COS 1 VPP 2048 P/REV (ENCODER I-2048); PLAIN SHAFT, TOLERANCE N; WITH HOLDING BRAKE DEGREE OF PROTECTION IP64 | 3468 | TEM | 1 | MC | 26.002 | 1
1FK70857AF711AH2 | SIMOTICS S SYNCHRONOUS SERVOMOTOR, 1FK7 HIGH DYNAMIC 22 NM, 100 K, 3000 RPM, 3,14KW NATURAL COOLING, IM B5 (V1, V3) POWER/SIGNAL CONNECTORS CONNECTOR CAN BE ROTATED BY 270 DEGR. INCREM. ENCODER, SIN/COS 1 VPP 2048 P/REV (ENCODER I-2048); PLAIN SHAFT, TOLERANCE N; WITH HOLDING BRAKE DEGREE OF PROTECTION IP65 FLANGE ON DRIVE END IP67 | 3570 | TEM | 1 | MC | 26.002 | 1
1FK70857AF711AH3 | SIMOTICS S SYNCHRONOUS SERVOMOTOR, 1FK7 HIGH DYNAMIC 22 NM, 100 K, 3000 RPM, 3,14KW NATURAL COOLING, IM B5 (V1, V3) POWER/SIGNAL CONNECTORS CONNECTOR CAN BE ROTATED BY 270 DEGR. INCREM. ENCODER, SIN/COS 1 VPP 2048 P/REV (ENCODER I-2048); PLAIN SHAFT, TOLERANCE N; WITH HOLDING BRAKE DEGREE OF PROTECTION IP64; PAINT FINISH RAL7016 | 3518 | TEM | 1 | MC | 26.002 | 1
1FK70857AF711AH5 | SIMOTICS S SYNCHRONOUS SERVOMOTOR, 1FK7 HIGH DYNAMIC 22 NM, 100 K, 3000 RPM, 3,14KW NATURAL COOLING, IM B5 (V1, V3) POWER/SIGNAL CONNECTORS CONNECTOR CAN BE ROTATED BY 270 DEGR. INCREM. ENCODER, SIN/COS 1 VPP 2048 P/REV (ENCODER I-2048); PLAIN SHAFT, TOLERANCE N; WITH HOLDING BRAKE DEGREE OF PROTECTION IP65 AS FLANGE IP67; PAINT FINISH RAL7016 | 3619 | TEM | 1 | MC | 26.002 | 1
1FK70857AF711AH8 | SIMOTICS S SYNCHRONOUS SERVOMOTOR, 1FK7 HIGH DYNAMIC 22 NM, 100 K, 3000 RPM, 3,14KW NATURAL COOLING, IM B5 (V1, V3) POWER/SIGNAL CONNECTORS CONNECTOR CAN BE ROTATED BY 270 DEGR. INCREM. ENCODER, SIN/COS 1 VPP 2048 P/REV (ENCODER I-2048); PLAIN SHAFT, TOLERANCE N; WITH HOLDING BRAKE DEGREE OF PROTECTION IP65 IP67 D-END FLANGE; RAL7016 COATING; METALLIC RATING PLATE AT MOTOR | 3728 | TEM | 1 | MC | 26.002 | 1
1FK70857AF711DA0 | SIMOTICS S SYNCHRONOUS SERVOMOTOR, 1FK7 HIGH DYNAMIC 22 NM, 100 K, 3000 RPM, 3,14KW NATURAL COOLING, IM B5 (V1, V3) POWER/SIGNAL CONNECTORS CONNECTOR CAN BE ROTATED BY 270 DEGR. INCREMENTAL ENCODER 2048 P/REV (ENCODER I-2048) WITH DRIVE-CLIQ INTERFACE; SHAFT WITH FITTED KEY, TOLERANCE N; W/O HOLDING BRAKE DEGREE OF PROTECTION IP64 | 3377 | TEM | 1 | MC | 23.503 | 1
1FK70857AF711DA2 | SIMOTICS S SYNCHRONOUS SERVOMOTOR, 1FK7 HIGH DYNAMIC 22 NM, 100 K, 3000 RPM, 3,14KW NATURAL COOLING, IM B5 (V1, V3) POWER/SIGNAL CONNECTORS CONNECTOR CAN BE ROTATED BY 270 DEGR. INCREMENTAL ENCODER 2048 P/REV (ENCODER I-2048) WITH DRIVE-CLIQ INTERFACE; SHAFT WITH FITTED KEY, TOLERANCE N; W/O HOLDING BRAKE DEGREE OF PROTECTION IP65 FLANGE ON DRIVE END IP67 | 3479 | TEM | 1 | MC | 23.503 | 1
1FK70857AF711DA3 | SIMOTICS S SYNCHRONOUS SERVOMOTOR, 1FK7 HIGH DYNAMIC 22 NM, 100 K, 3000 RPM, 3,14KW NATURAL COOLING, IM B5 (V1, V3) POWER/SIGNAL CONNECTORS CONNECTOR CAN BE ROTATED BY 270 DEGR. INCREMENTAL ENCODER 2048 P/REV (ENCODER I-2048) WITH DRIVE-CLIQ INTERFACE; SHAFT WITH FITTED KEY, TOLERANCE N; W/O HOLDING BRAKE DEGREE OF PROTECTION IP64; PAINT FINISH RAL7016 | 3426 | TEM | 1 | MC | 23.503 | 1
1FK70857AF711DA5 | SIMOTICS S SYNCHRONOUS SERVOMOTOR, 1FK7 HIGH DYNAMIC 22 NM, 100 K, 3000 RPM, 3,14KW NATURAL COOLING, IM B5 (V1, V3) POWER/SIGNAL CONNECTORS CONNECTOR CAN BE ROTATED BY 270 DEGR. INCREMENTAL ENCODER 2048 P/REV (ENCODER I-2048) WITH DRIVE-CLIQ INTERFACE; SHAFT WITH FITTED KEY, TOLERANCE N; W/O HOLDING BRAKE DEGREE OF PROTECTION IP65 AS FLANGE IP67; PAINT FINISH RAL7016 | 3528 | TEM | 1 | MC | 23.503 | 1
1FK70857AF711DA8 | SIMOTICS S SYNCHRONOUS SERVOMOTOR, 1FK7 HIGH DYNAMIC 22 NM, 100 K, 3000 RPM, 3,14KW NATURAL COOLING, IM B5 (V1, V3) POWER/SIGNAL CONNECTORS CONNECTOR CAN BE ROTATED BY 270 DEGR. INCREMENTAL ENCODER 2048 P/REV (ENCODER I-2048) WITH DRIVE-CLIQ INTERFACE; SHAFT WITH FITTED KEY, TOLERANCE N; W/O HOLDING BRAKE DEGREE OF PROTECTION IP65 IP67 D-END FLANGE; RAL7016 COATING; METALLIC RATING PLATE AT MOTOR | 3637 | TEM | 1 | MC | 23.503 | 1
1FK70857AF711DB0 | SIMOTICS S SYNCHRONOUS SERVOMOTOR, 1FK7 HIGH DYNAMIC 22 NM, 100 K, 3000 RPM, 3,14KW NATURAL COOLING, IM B5 (V1, V3) POWER/SIGNAL CONNECTORS CONNECTOR CAN BE ROTATED BY 270 DEGR. INCREMENTAL ENCODER 2048 P/REV (ENCODER I-2048) WITH DRIVE-CLIQ INTERFACE; SHAFT WITH FITTED KEY, TOLERANCE N; WITH HOLDING BRAKE DEGREE OF PROTECTION IP64 | 3824 | TEM | 1 | MC | 26.002 | 1
1FK70857AF711DB2 | SIMOTICS S SYNCHRONOUS SERVOMOTOR, 1FK7 HIGH DYNAMIC 22 NM, 100 K, 3000 RPM, 3,14KW NATURAL COOLING, IM B5 (V1, V3) POWER/SIGNAL CONNECTORS CONNECTOR CAN BE ROTATED BY 270 DEGR. INCREMENTAL ENCODER 2048 P/REV (ENCODER I-2048) WITH DRIVE-CLIQ INTERFACE; SHAFT WITH FITTED KEY, TOLERANCE N; WITH HOLDING BRAKE DEGREE OF PROTECTION IP65 FLANGE ON DRIVE END IP67 | 3925 | TEM | 1 | MC | 26.002 | 1
1FK70857AF711DB3 | SIMOTICS S SYNCHRONOUS SERVOMOTOR, 1FK7 HIGH DYNAMIC 22 NM, 100 K, 3000 RPM, 3,14KW NATURAL COOLING, IM B5 (V1, V3) POWER/SIGNAL CONNECTORS CONNECTOR CAN BE ROTATED BY 270 DEGR. INCREMENTAL ENCODER 2048 P/REV (ENCODER I-2048) WITH DRIVE-CLIQ INTERFACE; SHAFT WITH FITTED KEY, TOLERANCE N; WITH HOLDING BRAKE DEGREE OF PROTECTION IP64; PAINT FINISH RAL7016 | 3873 | TEM | 1 | MC | 26.002 | 1
1FK70857AF711DB5 | SIMOTICS S SYNCHRONOUS SERVOMOTOR, 1FK7 HIGH DYNAMIC 22 NM, 100 K, 3000 RPM, 3,14KW NATURAL COOLING, IM B5 (V1, V3) POWER/SIGNAL CONNECTORS CONNECTOR CAN BE ROTATED BY 270 DEGR. INCREMENTAL ENCODER 2048 P/REV (ENCODER I-2048) WITH DRIVE-CLIQ INTERFACE; SHAFT WITH FITTED KEY, TOLERANCE N; WITH HOLDING BRAKE DEGREE OF PROTECTION IP65 AS FLANGE IP67; PAINT FINISH RAL7016 | 3975 | TEM | 1 | MC | 26.002 | 1
1FK70857AF711DB8 | SIMOTICS S SYNCHRONOUS SERVOMOTOR, 1FK7 HIGH DYNAMIC 22 NM, 100 K, 3000 RPM, 3,14KW NATURAL COOLING, IM B5 (V1, V3) POWER/SIGNAL CONNECTORS CONNECTOR CAN BE ROTATED BY 270 DEGR. INCREMENTAL ENCODER 2048 P/REV (ENCODER I-2048) WITH DRIVE-CLIQ INTERFACE; SHAFT WITH FITTED KEY, TOLERANCE N; WITH HOLDING BRAKE DEGREE OF PROTECTION IP65 IP67 D-END FLANGE; RAL7016 COATING; METALLIC RATING PLATE AT MOTOR | 4083 | TEM | 1 | MC | 26.002 | 1
1FK70857AF711DG0 | SIMOTICS S SYNCHRONOUS SERVOMOTOR, 1FK7 HIGH DYNAMIC 22 NM, 100 K, 3000 RPM, 3,14KW NATURAL COOLING, IM B5 (V1, V3) POWER/SIGNAL CONNECTORS CONNECTOR CAN BE ROTATED BY 270 DEGR. INCREMENTAL ENCODER 2048 P/REV (ENCODER I-2048) WITH DRIVE-CLIQ INTERFACE; PLAIN SHAFT, TOLERANCE N; W/O HOLDING BRAKE DEGREE OF PROTECTION IP64 | 3284 | TEM | 1 | MC | 23.503 | 1
1FK70857AF711DG2 | SIMOTICS S SYNCHRONOUS SERVOMOTOR, 1FK7 HIGH DYNAMIC 22 NM, 100 K, 3000 RPM, 3,14KW NATURAL COOLING, IM B5 (V1, V3) POWER/SIGNAL CONNECTORS CONNECTOR CAN BE ROTATED BY 270 DEGR. INCREMENTAL ENCODER 2048 P/REV (ENCODER I-2048) WITH DRIVE-CLIQ INTERFACE; PLAIN SHAFT, TOLERANCE N; W/O HOLDING BRAKE DEGREE OF PROTECTION IP65 FLANGE ON DRIVE END IP67 | 3385 | TEM | 1 | MC | 23.503 | 1
1FK70857AF711DG3 | SIMOTICS S SYNCHRONOUS SERVOMOTOR, 1FK7 HIGH DYNAMIC 22 NM, 100 K, 3000 RPM, 3,14KW NATURAL COOLING, IM B5 (V1, V3) POWER/SIGNAL CONNECTORS CONNECTOR CAN BE ROTATED BY 270 DEGR. INCREMENTAL ENCODER 2048 P/REV (ENCODER I-2048) WITH DRIVE-CLIQ INTERFACE; PLAIN SHAFT, TOLERANCE N; W/O HOLDING BRAKE DEGREE OF PROTECTION IP64; PAINT FINISH RAL7016 | 3333 | TEM | 1 | MC | 23.503 | 1
1FK70857AF711DG5 | SIMOTICS S SYNCHRONOUS SERVOMOTOR, 1FK7 HIGH DYNAMIC 22 NM, 100 K, 3000 RPM, 3,14KW NATURAL COOLING, IM B5 (V1, V3) POWER/SIGNAL CONNECTORS CONNECTOR CAN BE ROTATED BY 270 DEGR. INCREMENTAL ENCODER 2048 P/REV (ENCODER I-2048) WITH DRIVE-CLIQ INTERFACE; PLAIN SHAFT, TOLERANCE N; W/O HOLDING BRAKE DEGREE OF PROTECTION IP65 AS FLANGE IP67; PAINT FINISH RAL7016 | 3434 | TEM | 1 | MC | 23.503 | 1
1FK70857AF711DG8 | SIMOTICS S SYNCHRONOUS SERVOMOTOR, 1FK7 HIGH DYNAMIC 22 NM, 100 K, 3000 RPM, 3,14KW NATURAL COOLING, IM B5 (V1, V3) POWER/SIGNAL CONNECTORS CONNECTOR CAN BE ROTATED BY 270 DEGR. INCREMENTAL ENCODER 2048 P/REV (ENCODER I-2048) WITH DRIVE-CLIQ INTERFACE; PLAIN SHAFT, TOLERANCE N; W/O HOLDING BRAKE DEGREE OF PROTECTION IP65 IP67 D-END FLANGE; RAL7016 COATING; METALLIC RATING PLATE AT MOTOR | 3543 | TEM | 1 | MC | 23.503 | 1
1FK70857AF711DH0 | SIMOTICS S SYNCHRONOUS SERVOMOTOR, 1FK7 HIGH DYNAMIC 22 NM, 100 K, 3000 RPM, 3,14KW NATURAL COOLING, IM B5 (V1, V3) POWER/SIGNAL CONNECTORS CONNECTOR CAN BE ROTATED BY 270 DEGR. INCREMENTAL ENCODER 2048 P/REV (ENCODER I-2048) WITH DRIVE-CLIQ INTERFACE; PLAIN SHAFT, TOLERANCE N; WITH HOLDING BRAKE DEGREE OF PROTECTION IP64 | 3730 | TEM | 1 | MC | 26.002 | 1
1FK70857AF711DH2 | SIMOTICS S SYNCHRONOUS SERVOMOTOR, 1FK7 HIGH DYNAMIC 22 NM, 100 K, 3000 RPM, 3,14KW NATURAL COOLING, IM B5 (V1, V3) POWER/SIGNAL CONNECTORS CONNECTOR CAN BE ROTATED BY 270 DEGR. INCREMENTAL ENCODER 2048 P/REV (ENCODER I-2048) WITH DRIVE-CLIQ INTERFACE; PLAIN SHAFT, TOLERANCE N; WITH HOLDING BRAKE DEGREE OF PROTECTION IP65 FLANGE ON DRIVE END IP67 | 3832 | TEM | 1 | MC | 26.002 | 1
1FK70857AF711DH3 | SIMOTICS S SYNCHRONOUS SERVOMOTOR, 1FK7 HIGH DYNAMIC 22 NM, 100 K, 3000 RPM, 3,14KW NATURAL COOLING, IM B5 (V1, V3) POWER/SIGNAL CONNECTORS CONNECTOR CAN BE ROTATED BY 270 DEGR. INCREMENTAL ENCODER 2048 P/REV (ENCODER I-2048) WITH DRIVE-CLIQ INTERFACE; PLAIN SHAFT, TOLERANCE N; WITH HOLDING BRAKE DEGREE OF PROTECTION IP64; PAINT FINISH RAL7016 | 3779 | TEM | 1 | MC | 26.002 | 1
1FK70857AF711DH5 | SIMOTICS S SYNCHRONOUS SERVOMOTOR, 1FK7 HIGH DYNAMIC 22 NM, 100 K, 3000 RPM, 3,14KW NATURAL COOLING, IM B5 (V1, V3) POWER/SIGNAL CONNECTORS CONNECTOR CAN BE ROTATED BY 270 DEGR. INCREMENTAL ENCODER 2048 P/REV (ENCODER I-2048) WITH DRIVE-CLIQ INTERFACE; PLAIN SHAFT, TOLERANCE N; WITH HOLDING BRAKE DEGREE OF PROTECTION IP65 AS FLANGE IP67; PAINT FINISH RAL7016 | 3881 | TEM | 1 | MC | 26.002 | 1
1FK70857AF711DH8 | SIMOTICS S SYNCHRONOUS SERVOMOTOR, 1FK7 HIGH DYNAMIC 22 NM, 100 K, 3000 RPM, 3,14KW NATURAL COOLING, IM B5 (V1, V3) POWER/SIGNAL CONNECTORS CONNECTOR CAN BE ROTATED BY 270 DEGR. INCREMENTAL ENCODER 2048 P/REV (ENCODER I-2048) WITH DRIVE-CLIQ INTERFACE; PLAIN SHAFT, TOLERANCE N; WITH HOLDING BRAKE DEGREE OF PROTECTION IP65 IP67 D-END FLANGE; RAL7016 COATING; METALLIC RATING PLATE AT MOTOR | 3990 | TEM | 1 | MC | 26.002 | 1
1FK70857AF711EA0 | SIMOTICS S SYNCHRONOUS SERVOMOTOR, 1FK7 HIGH DYNAMIC 22 NM, 100 K, 3000 RPM, 3,14KW NATURAL COOLING, IM B5 (V1, V3) POWER/SIGNAL CONNECTORS CONNECTOR CAN BE ROTATED BY 270 DEGR. ABSOLUTE ENCODER ENDAT 2048 P/REV (ENCODER A-2048); PERFORMANCE REDUCTION BY 10% DUE TO ABSOLUTE ENCODER; SHAFT WITH FITTED KEY, TOLERANCE N; W/O HOLDING BRAKE DEGREE OF PROTECTION IP64 | 3519 | TEM | 1 | MC | 23.503 | 1
1FK70857AF711EA2 | SIMOTICS S SYNCHRONOUS SERVOMOTOR, 1FK7 HIGH DYNAMIC 22 NM, 100 K, 3000 RPM, 3,14KW NATURAL COOLING, IM B5 (V1, V3) POWER/SIGNAL CONNECTORS CONNECTOR CAN BE ROTATED BY 270 DEGR. ABSOLUTE ENCODER ENDAT 2048 P/REV (ENCODER A-2048); PERFORMANCE REDUCTION BY 10% DUE TO ABSOLUTE ENCODER; SHAFT WITH FITTED KEY, TOLERANCE N; W/O HOLDING BRAKE DEGREE OF PROTECTION IP65 FLANGE ON DRIVE END IP67 | 3620 | TEM | 1 | MC | 23.503 | 1
1FK70857AF711EA3 | SIMOTICS S SYNCHRONOUS SERVOMOTOR, 1FK7 HIGH DYNAMIC 22 NM, 100 K, 3000 RPM, 3,14KW NATURAL COOLING, IM B5 (V1, V3) POWER/SIGNAL CONNECTORS CONNECTOR CAN BE ROTATED BY 270 DEGR. ABSOLUTE ENCODER ENDAT 2048 P/REV (ENCODER A-2048); PERFORMANCE REDUCTION BY 10% DUE TO ABSOLUTE ENCODER; SHAFT WITH FITTED KEY, TOLERANCE N; W/O HOLDING BRAKE DEGREE OF PROTECTION IP64; PAINT FINISH RAL7016 | 3568 | TEM | 1 | MC | 23.503 | 1
1FK70857AF711EA5 | SIMOTICS S SYNCHRONOUS SERVOMOTOR, 1FK7 HIGH DYNAMIC 22 NM, 100 K, 3000 RPM, 3,14KW NATURAL COOLING, IM B5 (V1, V3) POWER/SIGNAL CONNECTORS CONNECTOR CAN BE ROTATED BY 270 DEGR. ABSOLUTE ENCODER ENDAT 2048 P/REV (ENCODER A-2048); PERFORMANCE REDUCTION BY 10% DUE TO ABSOLUTE ENCODER; SHAFT WITH FITTED KEY, TOLERANCE N; W/O HOLDING BRAKE DEGREE OF PROTECTION IP65 AS FLANGE IP67; PAINT FINISH RAL7016 | 3670 | TEM | 1 | MC | 23.503 | 1
1FK70857AF711EA8 | SIMOTICS S SYNCHRONOUS SERVOMOTOR, 1FK7 HIGH DYNAMIC 22 NM, 100 K, 3000 RPM, 3,14KW NATURAL COOLING, IM B5 (V1, V3) POWER/SIGNAL CONNECTORS CONNECTOR CAN BE ROTATED BY 270 DEGR. ABSOLUTE ENCODER ENDAT 2048 P/REV (ENCODER A-2048); PERFORMANCE REDUCTION BY 10% DUE TO ABSOLUTE ENCODER; SHAFT WITH FITTED KEY, TOLERANCE N; W/O HOLDING BRAKE DEGREE OF PROTECTION IP65 IP67 D-END FLANGE; RAL7016 COATING; METALLIC RATING PLATE AT MOTOR | 3778 | TEM | 1 | MC | 23.503 | 1
1FK70857AF711EB0 | SIMOTICS S SYNCHRONOUS SERVOMOTOR, 1FK7 HIGH DYNAMIC 22 NM, 100 K, 3000 RPM, 3,14KW NATURAL COOLING, IM B5 (V1, V3) POWER/SIGNAL CONNECTORS CONNECTOR CAN BE ROTATED BY 270 DEGR. ABSOLUTE ENCODER ENDAT 2048 P/REV (ENCODER A-2048); PERFORMANCE REDUCTION BY 10% DUE TO ABSOLUTE ENCODER; SHAFT WITH FITTED KEY, TOLERANCE N; WITH HOLDING BRAKE DEGREE OF PROTECTION IP64 | 3966 | TEM | 1 | MC | 26.002 | 1
1FK70857AF711EB2 | SIMOTICS S SYNCHRONOUS SERVOMOTOR, 1FK7 HIGH DYNAMIC 22 NM, 100 K, 3000 RPM, 3,14KW NATURAL COOLING, IM B5 (V1, V3) POWER/SIGNAL CONNECTORS CONNECTOR CAN BE ROTATED BY 270 DEGR. ABSOLUTE ENCODER ENDAT 2048 P/REV (ENCODER A-2048); PERFORMANCE REDUCTION BY 10% DUE TO ABSOLUTE ENCODER; SHAFT WITH FITTED KEY, TOLERANCE N; WITH HOLDING BRAKE DEGREE OF PROTECTION IP65 FLANGE ON DRIVE END IP67 | 4067 | TEM | 1 | MC | 26.002 | 1
1FK70857AF711EB3 | SIMOTICS S SYNCHRONOUS SERVOMOTOR, 1FK7 HIGH DYNAMIC 22 NM, 100 K, 3000 RPM, 3,14KW NATURAL COOLING, IM B5 (V1, V3) POWER/SIGNAL CONNECTORS CONNECTOR CAN BE ROTATED BY 270 DEGR. ABSOLUTE ENCODER ENDAT 2048 P/REV (ENCODER A-2048); PERFORMANCE REDUCTION BY 10% DUE TO ABSOLUTE ENCODER; SHAFT WITH FITTED KEY, TOLERANCE N; WITH HOLDING BRAKE DEGREE OF PROTECTION IP64; PAINT FINISH RAL7016 | 4015 | TEM | 1 | MC | 26.002 | 1
1FK70857AF711EB5 | SIMOTICS S SYNCHRONOUS SERVOMOTOR, 1FK7 HIGH DYNAMIC 22 NM, 100 K, 3000 RPM, 3,14KW NATURAL COOLING, IM B5 (V1, V3) POWER/SIGNAL CONNECTORS CONNECTOR CAN BE ROTATED BY 270 DEGR. ABSOLUTE ENCODER ENDAT 2048 P/REV (ENCODER A-2048); PERFORMANCE REDUCTION BY 10% DUE TO ABSOLUTE ENCODER; SHAFT WITH FITTED KEY, TOLERANCE N; WITH HOLDING BRAKE DEGREE OF PROTECTION IP65 AS FLANGE IP67; PAINT FINISH RAL7016 | 4116 | TEM | 1 | MC | 26.002 | 1
1FK70857AF711EB8 | SIMOTICS S SYNCHRONOUS SERVOMOTOR, 1FK7 HIGH DYNAMIC 22 NM, 100 K, 3000 RPM, 3,14KW NATURAL COOLING, IM B5 (V1, V3) POWER/SIGNAL CONNECTORS CONNECTOR CAN BE ROTATED BY 270 DEGR. ABSOLUTE ENCODER ENDAT 2048 P/REV (ENCODER A-2048); PERFORMANCE REDUCTION BY 10% DUE TO ABSOLUTE ENCODER; SHAFT WITH FITTED KEY, TOLERANCE N; WITH HOLDING BRAKE DEGREE OF PROTECTION IP65 IP67 D-END FLANGE; RAL7016 COATING; METALLIC RATING PLATE AT MOTOR | 4225 | TEM | 1 | MC | 26.002 | 1
1FK70857AF711EG0 | SIMOTICS S SYNCHRONOUS SERVOMOTOR, 1FK7 HIGH DYNAMIC 22 NM, 100 K, 3000 RPM, 3,14KW NATURAL COOLING, IM B5 (V1, V3) POWER/SIGNAL CONNECTORS CONNECTOR CAN BE ROTATED BY 270 DEGR. ABSOLUTE ENCODER ENDAT 2048 P/REV (ENCODER A-2048); PERFORMANCE REDUCTION BY 10% DUE TO ABSOLUTE ENCODER; PLAIN SHAFT, TOLERANCE N; W/O HOLDING BRAKE DEGREE OF PROTECTION IP64 | 3425 | TEM | 1 | MC | 23.503 | 1
1FK70857AF711EG2 | SIMOTICS S SYNCHRONOUS SERVOMOTOR, 1FK7 HIGH DYNAMIC 22 NM, 100 K, 3000 RPM, 3,14KW NATURAL COOLING, IM B5 (V1, V3) POWER/SIGNAL CONNECTORS CONNECTOR CAN BE ROTATED BY 270 DEGR. ABSOLUTE ENCODER ENDAT 2048 P/REV (ENCODER A-2048); PERFORMANCE REDUCTION BY 10% DUE TO ABSOLUTE ENCODER; PLAIN SHAFT, TOLERANCE N; W/O HOLDING BRAKE DEGREE OF PROTECTION IP65 FLANGE ON DRIVE END IP67 | 3527 | TEM | 1 | MC | 23.503 | 1
1FK70857AF711EG3 | SIMOTICS S SYNCHRONOUS SERVOMOTOR, 1FK7 HIGH DYNAMIC 22 NM, 100 K, 3000 RPM, 3,14KW NATURAL COOLING, IM B5 (V1, V3) POWER/SIGNAL CONNECTORS CONNECTOR CAN BE ROTATED BY 270 DEGR. ABSOLUTE ENCODER ENDAT 2048 P/REV (ENCODER A-2048); PERFORMANCE REDUCTION BY 10% DUE TO ABSOLUTE ENCODER; PLAIN SHAFT, TOLERANCE N; W/O HOLDING BRAKE DEGREE OF PROTECTION IP64; PAINT FINISH RAL7016 | 3474 | TEM | 1 | MC | 23.503 | 1
1FK70857AF711EG5 | SIMOTICS S SYNCHRONOUS SERVOMOTOR, 1FK7 HIGH DYNAMIC 22 NM, 100 K, 3000 RPM, 3,14KW NATURAL COOLING, IM B5 (V1, V3) POWER/SIGNAL CONNECTORS CONNECTOR CAN BE ROTATED BY 270 DEGR. ABSOLUTE ENCODER ENDAT 2048 P/REV (ENCODER A-2048); PERFORMANCE REDUCTION BY 10% DUE TO ABSOLUTE ENCODER; PLAIN SHAFT, TOLERANCE N; W/O HOLDING BRAKE DEGREE OF PROTECTION IP65 AS FLANGE IP67; PAINT FINISH RAL7016 | 3576 | TEM | 1 | MC | 23.503 | 1
1FK70857AF711EG8 | SIMOTICS S SYNCHRONOUS SERVOMOTOR, 1FK7 HIGH DYNAMIC 22 NM, 100 K, 3000 RPM, 3,14KW NATURAL COOLING, IM B5 (V1, V3) POWER/SIGNAL CONNECTORS CONNECTOR CAN BE ROTATED BY 270 DEGR. ABSOLUTE ENCODER ENDAT 2048 P/REV (ENCODER A-2048); PERFORMANCE REDUCTION BY 10% DUE TO ABSOLUTE ENCODER; PLAIN SHAFT, TOLERANCE N; W/O HOLDING BRAKE DEGREE OF PROTECTION IP65 IP67 D-END FLANGE; RAL7016 COATING; METALLIC RATING PLATE AT MOTOR | 3685 | TEM | 1 | MC | 23.503 | 1
1FK70857AF711EH0 | SIMOTICS S SYNCHRONOUS SERVOMOTOR, 1FK7 HIGH DYNAMIC 22 NM, 100 K, 3000 RPM, 3,14KW NATURAL COOLING, IM B5 (V1, V3) POWER/SIGNAL CONNECTORS CONNECTOR CAN BE ROTATED BY 270 DEGR. ABSOLUTE ENCODER ENDAT 2048 P/REV (ENCODER A-2048); PERFORMANCE REDUCTION BY 10% DUE TO ABSOLUTE ENCODER; PLAIN SHAFT, TOLERANCE N; WITH HOLDING BRAKE DEGREE OF PROTECTION IP64 | 3872 | TEM | 1 | MC | 26.002 | 1
1FK70857AF711EH2 | SIMOTICS S SYNCHRONOUS SERVOMOTOR, 1FK7 HIGH DYNAMIC 22 NM, 100 K, 3000 RPM, 3,14KW NATURAL COOLING, IM B5 (V1, V3) POWER/SIGNAL CONNECTORS CONNECTOR CAN BE ROTATED BY 270 DEGR. ABSOLUTE ENCODER ENDAT 2048 P/REV (ENCODER A-2048); PERFORMANCE REDUCTION BY 10% DUE TO ABSOLUTE ENCODER; PLAIN SHAFT, TOLERANCE N; WITH HOLDING BRAKE DEGREE OF PROTECTION IP65 FLANGE ON DRIVE END IP67 | 3974 | TEM | 1 | MC | 26.002 | 1
1FK70857AF711EH3 | SIMOTICS S SYNCHRONOUS SERVOMOTOR, 1FK7 HIGH DYNAMIC 22 NM, 100 K, 3000 RPM, 3,14KW NATURAL COOLING, IM B5 (V1, V3) POWER/SIGNAL CONNECTORS CONNECTOR CAN BE ROTATED BY 270 DEGR. ABSOLUTE ENCODER ENDAT 2048 P/REV (ENCODER A-2048); PERFORMANCE REDUCTION BY 10% DUE TO ABSOLUTE ENCODER; PLAIN SHAFT, TOLERANCE N; WITH HOLDING BRAKE DEGREE OF PROTECTION IP64; PAINT FINISH RAL7016 | 3921 | TEM | 1 | MC | 26.002 | 1
1FK70857AF711EH5 | SIMOTICS S SYNCHRONOUS SERVOMOTOR, 1FK7 HIGH DYNAMIC 22 NM, 100 K, 3000 RPM, 3,14KW NATURAL COOLING, IM B5 (V1, V3) POWER/SIGNAL CONNECTORS CONNECTOR CAN BE ROTATED BY 270 DEGR. ABSOLUTE ENCODER ENDAT 2048 P/REV (ENCODER A-2048); PERFORMANCE REDUCTION BY 10% DUE TO ABSOLUTE ENCODER; PLAIN SHAFT, TOLERANCE N; WITH HOLDING BRAKE DEGREE OF PROTECTION IP65 AS FLANGE IP67; PAINT FINISH RAL7016 | 4023 | TEM | 1 | MC | 26.002 | 1
1FK70857AF711EH8 | SIMOTICS S SYNCHRONOUS SERVOMOTOR, 1FK7 HIGH DYNAMIC 22 NM, 100 K, 3000 RPM, 3,14KW NATURAL COOLING, IM B5 (V1, V3) POWER/SIGNAL CONNECTORS CONNECTOR CAN BE ROTATED BY 270 DEGR. ABSOLUTE ENCODER ENDAT 2048 P/REV (ENCODER A-2048); PERFORMANCE REDUCTION BY 10% DUE TO ABSOLUTE ENCODER; PLAIN SHAFT, TOLERANCE N; WITH HOLDING BRAKE DEGREE OF PROTECTION IP65 IP67 D-END FLANGE; RAL7016 COATING; METALLIC RATING PLATE AT MOTOR | 4131 | TEM | 1 | MC | 26.002 | 1
1FK70857AF711FA0 | SIMOTICS S SYNCHRONOUS SERVOMOTOR, 1FK7 HIGH DYNAMIC 22 NM, 100 K, 3000 RPM, 3,14KW NATURAL COOLING, IM B5 (V1, V3) POWER/SIGNAL CONNECTORS CONNECTOR CAN BE ROTATED BY 270 DEGR. ABSOLUTE ENCODER 2048 P/REV (ENCODER A-2048) WITH DRIVE-CLIQ INTERFACE; PERFORMANCE REDUCTION BY 10% DUE TO ABSOLUTE ENCODER; SHAFT WITH FITTED KEY, TOLERANCE N; W/O HOLDING BRAKE DEGREE OF PROTECTION IP64 | 3778 | TEM | 1 | MC | 23.503 | 1
1FK70857AF711FA2 | SIMOTICS S SYNCHRONOUS SERVOMOTOR, 1FK7 HIGH DYNAMIC 22 NM, 100 K, 3000 RPM, 3,14KW NATURAL COOLING, IM B5 (V1, V3) POWER/SIGNAL CONNECTORS CONNECTOR CAN BE ROTATED BY 270 DEGR. ABSOLUTE ENCODER 2048 P/REV (ENCODER A-2048) WITH DRIVE-CLIQ INTERFACE; PERFORMANCE REDUCTION BY 10% DUE TO ABSOLUTE ENCODER; SHAFT WITH FITTED KEY, TOLERANCE N; W/O HOLDING BRAKE DEGREE OF PROTECTION IP65 FLANGE ON DRIVE END IP67 | 3880 | TEM | 1 | MC | 23.503 | 1
1FK70857AF711FA3 | SIMOTICS S SYNCHRONOUS SERVOMOTOR, 1FK7 HIGH DYNAMIC 22 NM, 100 K, 3000 RPM, 3,14KW NATURAL COOLING, IM B5 (V1, V3) POWER/SIGNAL CONNECTORS CONNECTOR CAN BE ROTATED BY 270 DEGR. ABSOLUTE ENCODER 2048 P/REV (ENCODER A-2048) WITH DRIVE-CLIQ INTERFACE; PERFORMANCE REDUCTION BY 10% DUE TO ABSOLUTE ENCODER; SHAFT WITH FITTED KEY, TOLERANCE N; W/O HOLDING BRAKE DEGREE OF PROTECTION IP64; PAINT FINISH RAL7016 | 3827 | TEM | 1 | MC | 23.503 | 1
1FK70857AF711FA5 | SIMOTICS S SYNCHRONOUS SERVOMOTOR, 1FK7 HIGH DYNAMIC 22 NM, 100 K, 3000 RPM, 3,14KW NATURAL COOLING, IM B5 (V1, V3) POWER/SIGNAL CONNECTORS CONNECTOR CAN BE ROTATED BY 270 DEGR. ABSOLUTE ENCODER 2048 P/REV (ENCODER A-2048) WITH DRIVE-CLIQ INTERFACE; PERFORMANCE REDUCTION BY 10% DUE TO ABSOLUTE ENCODER; SHAFT WITH FITTED KEY, TOLERANCE N; W/O HOLDING BRAKE DEGREE OF PROTECTION IP65 AS FLANGE IP67; PAINT FINISH RAL7016 | 3929 | TEM | 1 | MC | 23.503 | 1
1FK70857AF711FA8 | SIMOTICS S SYNCHRONOUS SERVOMOTOR, 1FK7 HIGH DYNAMIC 22 NM, 100 K, 3000 RPM, 3,14KW NATURAL COOLING, IM B5 (V1, V3) POWER/SIGNAL CONNECTORS CONNECTOR CAN BE ROTATED BY 270 DEGR. ABSOLUTE ENCODER 2048 P/REV (ENCODER A-2048) WITH DRIVE-CLIQ INTERFACE; PERFORMANCE REDUCTION BY 10% DUE TO ABSOLUTE ENCODER; SHAFT WITH FITTED KEY, TOLERANCE N; W/O HOLDING BRAKE DEGREE OF PROTECTION IP65 IP67 D-END FLANGE; RAL7016 COATING; METALLIC RATING PLATE AT MOTOR | 4038 | TEM | 1 | MC | 23.503 | 1
1FK70857AF711FB0 | SIMOTICS S SYNCHRONOUS SERVOMOTOR, 1FK7 HIGH DYNAMIC 22 NM, 100 K, 3000 RPM, 3,14KW NATURAL COOLING, IM B5 (V1, V3) POWER/SIGNAL CONNECTORS CONNECTOR CAN BE ROTATED BY 270 DEGR. ABSOLUTE ENCODER 2048 P/REV (ENCODER A-2048) WITH DRIVE-CLIQ INTERFACE; PERFORMANCE REDUCTION BY 10% DUE TO ABSOLUTE ENCODER; SHAFT WITH FITTED KEY, TOLERANCE N; WITH HOLDING BRAKE DEGREE OF PROTECTION IP64 | 4225 | TEM | 1 | MC | 26.002 | 1
1FK70857AF711FB2 | SIMOTICS S SYNCHRONOUS SERVOMOTOR, 1FK7 HIGH DYNAMIC 22 NM, 100 K, 3000 RPM, 3,14KW NATURAL COOLING, IM B5 (V1, V3) POWER/SIGNAL CONNECTORS CONNECTOR CAN BE ROTATED BY 270 DEGR. ABSOLUTE ENCODER 2048 P/REV (ENCODER A-2048) WITH DRIVE-CLIQ INTERFACE; PERFORMANCE REDUCTION BY 10% DUE TO ABSOLUTE ENCODER; SHAFT WITH FITTED KEY, TOLERANCE N; WITH HOLDING BRAKE DEGREE OF PROTECTION IP65 FLANGE ON DRIVE END IP67 | 4327 | TEM | 1 | MC | 26.002 | 1
1FK70857AF711FB3 | SIMOTICS S SYNCHRONOUS SERVOMOTOR, 1FK7 HIGH DYNAMIC 22 NM, 100 K, 3000 RPM, 3,14KW NATURAL COOLING, IM B5 (V1, V3) POWER/SIGNAL CONNECTORS CONNECTOR CAN BE ROTATED BY 270 DEGR. ABSOLUTE ENCODER 2048 P/REV (ENCODER A-2048) WITH DRIVE-CLIQ INTERFACE; PERFORMANCE REDUCTION BY 10% DUE TO ABSOLUTE ENCODER; SHAFT WITH FITTED KEY, TOLERANCE N; WITH HOLDING BRAKE DEGREE OF PROTECTION IP64; PAINT FINISH RAL7016 | 4274 | TEM | 1 | MC | 26.002 | 1
1FK70857AF711FB5 | SIMOTICS S SYNCHRONOUS SERVOMOTOR, 1FK7 HIGH DYNAMIC 22 NM, 100 K, 3000 RPM, 3,14KW NATURAL COOLING, IM B5 (V1, V3) POWER/SIGNAL CONNECTORS CONNECTOR CAN BE ROTATED BY 270 DEGR. ABSOLUTE ENCODER 2048 P/REV (ENCODER A-2048) WITH DRIVE-CLIQ INTERFACE; PERFORMANCE REDUCTION BY 10% DUE TO ABSOLUTE ENCODER; SHAFT WITH FITTED KEY, TOLERANCE N; WITH HOLDING BRAKE DEGREE OF PROTECTION IP65 AS FLANGE IP67; PAINT FINISH RAL7016 | 4376 | TEM | 1 | MC | 26.002 | 1
1FK70857AF711FB8 | SIMOTICS S SYNCHRONOUS SERVOMOTOR, 1FK7 HIGH DYNAMIC 22 NM, 100 K, 3000 RPM, 3,14KW NATURAL COOLING, IM B5 (V1, V3) POWER/SIGNAL CONNECTORS CONNECTOR CAN BE ROTATED BY 270 DEGR. ABSOLUTE ENCODER 2048 P/REV (ENCODER A-2048) WITH DRIVE-CLIQ INTERFACE; PERFORMANCE REDUCTION BY 10% DUE TO ABSOLUTE ENCODER; SHAFT WITH FITTED KEY, TOLERANCE N; WITH HOLDING BRAKE DEGREE OF PROTECTION IP65 IP67 D-END FLANGE; RAL7016 COATING; METALLIC RATING PLATE AT MOTOR | 4484 | TEM | 1 | MC | 26.002 | 1
1FK70857AF711FG0 | SIMOTICS S SYNCHRONOUS SERVOMOTOR, 1FK7 HIGH DYNAMIC 22 NM, 100 K, 3000 RPM, 3,14KW NATURAL COOLING, IM B5 (V1, V3) POWER/SIGNAL CONNECTORS CONNECTOR CAN BE ROTATED BY 270 DEGR. ABSOLUTE ENCODER 2048 P/REV (ENCODER A-2048) WITH DRIVE-CLIQ INTERFACE; PERFORMANCE REDUCTION BY 10% DUE TO ABSOLUTE ENCODER; PLAIN SHAFT, TOLERANCE N; W/O HOLDING BRAKE DEGREE OF PROTECTION IP64 | 3685 | TEM | 1 | MC | 23.503 | 1
1FK70857AF711FG2 | SIMOTICS S SYNCHRONOUS SERVOMOTOR, 1FK7 HIGH DYNAMIC 22 NM, 100 K, 3000 RPM, 3,14KW NATURAL COOLING, IM B5 (V1, V3) POWER/SIGNAL CONNECTORS CONNECTOR CAN BE ROTATED BY 270 DEGR. ABSOLUTE ENCODER 2048 P/REV (ENCODER A-2048) WITH DRIVE-CLIQ INTERFACE; PERFORMANCE REDUCTION BY 10% DUE TO ABSOLUTE ENCODER; PLAIN SHAFT, TOLERANCE N; W/O HOLDING BRAKE DEGREE OF PROTECTION IP65 FLANGE ON DRIVE END IP67 | 3786 | TEM | 1 | MC | 23.503 | 1
1FK70857AF711FG3 | SIMOTICS S SYNCHRONOUS SERVOMOTOR, 1FK7 HIGH DYNAMIC 22 NM, 100 K, 3000 RPM, 3,14KW NATURAL COOLING, IM B5 (V1, V3) POWER/SIGNAL CONNECTORS CONNECTOR CAN BE ROTATED BY 270 DEGR. ABSOLUTE ENCODER 2048 P/REV (ENCODER A-2048) WITH DRIVE-CLIQ INTERFACE; PERFORMANCE REDUCTION BY 10% DUE TO ABSOLUTE ENCODER; PLAIN SHAFT, TOLERANCE N; W/O HOLDING BRAKE DEGREE OF PROTECTION IP64; PAINT FINISH RAL7016 | 3734 | TEM | 1 | MC | 23.503 | 1
1FK70857AF711FG5 | SIMOTICS S SYNCHRONOUS SERVOMOTOR, 1FK7 HIGH DYNAMIC 22 NM, 100 K, 3000 RPM, 3,14KW NATURAL COOLING, IM B5 (V1, V3) POWER/SIGNAL CONNECTORS CONNECTOR CAN BE ROTATED BY 270 DEGR. ABSOLUTE ENCODER 2048 P/REV (ENCODER A-2048) WITH DRIVE-CLIQ INTERFACE; PERFORMANCE REDUCTION BY 10% DUE TO ABSOLUTE ENCODER; PLAIN SHAFT, TOLERANCE N; W/O HOLDING BRAKE DEGREE OF PROTECTION IP65 AS FLANGE IP67; PAINT FINISH RAL7016 | 3835 | TEM | 1 | MC | 23.503 | 1
1FK70857AF711FG8 | SIMOTICS S SYNCHRONOUS SERVOMOTOR, 1FK7 HIGH DYNAMIC 22 NM, 100 K, 3000 RPM, 3,14KW NATURAL COOLING, IM B5 (V1, V3) POWER/SIGNAL CONNECTORS CONNECTOR CAN BE ROTATED BY 270 DEGR. ABSOLUTE ENCODER 2048 P/REV (ENCODER A-2048) WITH DRIVE-CLIQ INTERFACE; PERFORMANCE REDUCTION BY 10% DUE TO ABSOLUTE ENCODER; PLAIN SHAFT, TOLERANCE N; W/O HOLDING BRAKE DEGREE OF PROTECTION IP65 IP67 D-END FLANGE; RAL7016 COATING; METALLIC RATING PLATE AT MOTOR | 3944 | TEM | 1 | MC | 23.503 | 1
1FK70857AF711FH0 | SIMOTICS S SYNCHRONOUS SERVOMOTOR, 1FK7 HIGH DYNAMIC 22 NM, 100 K, 3000 RPM, 3,14KW NATURAL COOLING, IM B5 (V1, V3) POWER/SIGNAL CONNECTORS CONNECTOR CAN BE ROTATED BY 270 DEGR. ABSOLUTE ENCODER 2048 P/REV (ENCODER A-2048) WITH DRIVE-CLIQ INTERFACE; PERFORMANCE REDUCTION BY 10% DUE TO ABSOLUTE ENCODER; PLAIN SHAFT, TOLERANCE N; WITH HOLDING BRAKE DEGREE OF PROTECTION IP64 | 4131 | TEM | 1 | MC | 26.002 | 1
1FK70857AF711FH2 | SIMOTICS S SYNCHRONOUS SERVOMOTOR, 1FK7 HIGH DYNAMIC 22 NM, 100 K, 3000 RPM, 3,14KW NATURAL COOLING, IM B5 (V1, V3) POWER/SIGNAL CONNECTORS CONNECTOR CAN BE ROTATED BY 270 DEGR. ABSOLUTE ENCODER 2048 P/REV (ENCODER A-2048) WITH DRIVE-CLIQ INTERFACE; PERFORMANCE REDUCTION BY 10% DUE TO ABSOLUTE ENCODER; PLAIN SHAFT, TOLERANCE N; WITH HOLDING BRAKE DEGREE OF PROTECTION IP65 FLANGE ON DRIVE END IP67 | 4233 | TEM | 1 | MC | 26.002 | 1
1FK70857AF711FH3 | SIMOTICS S SYNCHRONOUS SERVOMOTOR, 1FK7 HIGH DYNAMIC 22 NM, 100 K, 3000 RPM, 3,14KW NATURAL COOLING, IM B5 (V1, V3) POWER/SIGNAL CONNECTORS CONNECTOR CAN BE ROTATED BY 270 DEGR. ABSOLUTE ENCODER 2048 P/REV (ENCODER A-2048) WITH DRIVE-CLIQ INTERFACE; PERFORMANCE REDUCTION BY 10% DUE TO ABSOLUTE ENCODER; PLAIN SHAFT, TOLERANCE N; WITH HOLDING BRAKE DEGREE OF PROTECTION IP64; PAINT FINISH RAL7016 | 4181 | TEM | 1 | MC | 26.002 | 1
1FK70857AF711FH5 | SIMOTICS S SYNCHRONOUS SERVOMOTOR, 1FK7 HIGH DYNAMIC 22 NM, 100 K, 3000 RPM, 3,14KW NATURAL COOLING, IM B5 (V1, V3) POWER/SIGNAL CONNECTORS CONNECTOR CAN BE ROTATED BY 270 DEGR. ABSOLUTE ENCODER 2048 P/REV (ENCODER A-2048) WITH DRIVE-CLIQ INTERFACE; PERFORMANCE REDUCTION BY 10% DUE TO ABSOLUTE ENCODER; PLAIN SHAFT, TOLERANCE N; WITH HOLDING BRAKE DEGREE OF PROTECTION IP65 AS FLANGE IP67; PAINT FINISH RAL7016 | 4282 | TEM | 1 | MC | 26.002 | 1
1FK70857AF711FH8 | SIMOTICS S SYNCHRONOUS SERVOMOTOR, 1FK7 HIGH DYNAMIC 22 NM, 100 K, 3000 RPM, 3,14KW NATURAL COOLING, IM B5 (V1, V3) POWER/SIGNAL CONNECTORS CONNECTOR CAN BE ROTATED BY 270 DEGR. ABSOLUTE ENCODER 2048 P/REV (ENCODER A-2048) WITH DRIVE-CLIQ INTERFACE; PERFORMANCE REDUCTION BY 10% DUE TO ABSOLUTE ENCODER; PLAIN SHAFT, TOLERANCE N; WITH HOLDING BRAKE DEGREE OF PROTECTION IP65 IP67 D-END FLANGE; RAL7016 COATING; METALLIC RATING PLATE AT MOTOR | 4391 | TEM | 1 | MC | 26.002 | 1
1FK70857AF711GA0 | SIMOTICS S SYNCHRONOUS SERVOMOTOR, 1FK7 HIGH DYNAMIC 22 NM, 100 K, 3000 RPM, 3,14KW NATURAL COOLING, IM B5 (V1, V3) POWER/SIGNAL CONNECTORS CONNECTOR CAN BE ROTATED BY 270 DEGR. BASIC ABSOLUTE ENCODER 32 P/REV (ENCODER A-32); PERFORMANCE REDUCTION BY 10% DUE TO ABSOLUTE ENCODER; SHAFT WITH FITTED KEY, TOLERANCE N; W/O HOLDING BRAKE DEGREE OF PROTECTION IP64 | 2957 | TEM | 1 | MC | 23.503 | 1
1FK70857AF711GA2 | SIMOTICS S SYNCHRONOUS SERVOMOTOR, 1FK7 HIGH DYNAMIC 22 NM, 100 K, 3000 RPM, 3,14KW NATURAL COOLING, IM B5 (V1, V3) POWER/SIGNAL CONNECTORS CONNECTOR CAN BE ROTATED BY 270 DEGR. BASIC ABSOLUTE ENCODER 32 P/REV (ENCODER A-32); PERFORMANCE REDUCTION BY 10% DUE TO ABSOLUTE ENCODER; SHAFT WITH FITTED KEY, TOLERANCE N; W/O HOLDING BRAKE DEGREE OF PROTECTION IP65 FLANGE ON DRIVE END IP67 | 3058 | TEM | 1 | MC | 23.503 | 1
1FK70857AF711GA3 | SIMOTICS S SYNCHRONOUS SERVOMOTOR, 1FK7 HIGH DYNAMIC 22 NM, 100 K, 3000 RPM, 3,14KW NATURAL COOLING, IM B5 (V1, V3) POWER/SIGNAL CONNECTORS CONNECTOR CAN BE ROTATED BY 270 DEGR. BASIC ABSOLUTE ENCODER 32 P/REV (ENCODER A-32); PERFORMANCE REDUCTION BY 10% DUE TO ABSOLUTE ENCODER; SHAFT WITH FITTED KEY, TOLERANCE N; W/O HOLDING BRAKE DEGREE OF PROTECTION IP64; PAINT FINISH RAL7016 | 3006 | TEM | 1 | MC | 23.503 | 1
1FK70857AF711GA5 | SIMOTICS S SYNCHRONOUS SERVOMOTOR, 1FK7 HIGH DYNAMIC 22 NM, 100 K, 3000 RPM, 3,14KW NATURAL COOLING, IM B5 (V1, V3) POWER/SIGNAL CONNECTORS CONNECTOR CAN BE ROTATED BY 270 DEGR. BASIC ABSOLUTE ENCODER 32 P/REV (ENCODER A-32); PERFORMANCE REDUCTION BY 10% DUE TO ABSOLUTE ENCODER; SHAFT WITH FITTED KEY, TOLERANCE N; W/O HOLDING BRAKE DEGREE OF PROTECTION IP65 AS FLANGE IP67; PAINT FINISH RAL7016 | 3108 | TEM | 1 | MC | 23.503 | 1
1FK70857AF711GA8 | SIMOTICS S SYNCHRONOUS SERVOMOTOR, 1FK7 HIGH DYNAMIC 22 NM, 100 K, 3000 RPM, 3,14KW NATURAL COOLING, IM B5 (V1, V3) POWER/SIGNAL CONNECTORS CONNECTOR CAN BE ROTATED BY 270 DEGR. BASIC ABSOLUTE ENCODER 32 P/REV (ENCODER A-32); PERFORMANCE REDUCTION BY 10% DUE TO ABSOLUTE ENCODER; SHAFT WITH FITTED KEY, TOLERANCE N; W/O HOLDING BRAKE DEGREE OF PROTECTION IP65 IP67 D-END FLANGE; RAL7016 COATING; METALLIC RATING PLATE AT MOTOR | 3216 | TEM | 1 | MC | 23.503 | 1
1FK70857AF711GB0 | SIMOTICS S SYNCHRONOUS SERVOMOTOR, 1FK7 HIGH DYNAMIC 22 NM, 100 K, 3000 RPM, 3,14KW NATURAL COOLING, IM B5 (V1, V3) POWER/SIGNAL CONNECTORS CONNECTOR CAN BE ROTATED BY 270 DEGR. BASIC ABSOLUTE ENCODER 32 P/REV (ENCODER A-32); PERFORMANCE REDUCTION BY 10% DUE TO ABSOLUTE ENCODER; SHAFT WITH FITTED KEY, TOLERANCE N; WITH HOLDING BRAKE DEGREE OF PROTECTION IP64 | 3404 | TEM | 1 | MC | 26.002 | 1
1FK70857AF711GB2 | SIMOTICS S SYNCHRONOUS SERVOMOTOR, 1FK7 HIGH DYNAMIC 22 NM, 100 K, 3000 RPM, 3,14KW NATURAL COOLING, IM B5 (V1, V3) POWER/SIGNAL CONNECTORS CONNECTOR CAN BE ROTATED BY 270 DEGR. BASIC ABSOLUTE ENCODER 32 P/REV (ENCODER A-32); PERFORMANCE REDUCTION BY 10% DUE TO ABSOLUTE ENCODER; SHAFT WITH FITTED KEY, TOLERANCE N; WITH HOLDING BRAKE DEGREE OF PROTECTION IP65 FLANGE ON DRIVE END IP67 | 3505 | TEM | 1 | MC | 26.002 | 1
1FK70857AF711GB3 | SIMOTICS S SYNCHRONOUS SERVOMOTOR, 1FK7 HIGH DYNAMIC 22 NM, 100 K, 3000 RPM, 3,14KW NATURAL COOLING, IM B5 (V1, V3) POWER/SIGNAL CONNECTORS CONNECTOR CAN BE ROTATED BY 270 DEGR. BASIC ABSOLUTE ENCODER 32 P/REV (ENCODER A-32); PERFORMANCE REDUCTION BY 10% DUE TO ABSOLUTE ENCODER; SHAFT WITH FITTED KEY, TOLERANCE N; WITH HOLDING BRAKE DEGREE OF PROTECTION IP64; PAINT FINISH RAL7016 | 3453 | TEM | 1 | MC | 26.002 | 1
1FK70857AF711GB5 | SIMOTICS S SYNCHRONOUS SERVOMOTOR, 1FK7 HIGH DYNAMIC 22 NM, 100 K, 3000 RPM, 3,14KW NATURAL COOLING, IM B5 (V1, V3) POWER/SIGNAL CONNECTORS CONNECTOR CAN BE ROTATED BY 270 DEGR. BASIC ABSOLUTE ENCODER 32 P/REV (ENCODER A-32); PERFORMANCE REDUCTION BY 10% DUE TO ABSOLUTE ENCODER; SHAFT WITH FITTED KEY, TOLERANCE N; WITH HOLDING BRAKE DEGREE OF PROTECTION IP65 AS FLANGE IP67; PAINT FINISH RAL7016 | 3554 | TEM | 1 | MC | 26.002 | 1
1FK70857AF711GB8 | SIMOTICS S SYNCHRONOUS SERVOMOTOR, 1FK7 HIGH DYNAMIC 22 NM, 100 K, 3000 RPM, 3,14KW NATURAL COOLING, IM B5 (V1, V3) POWER/SIGNAL CONNECTORS CONNECTOR CAN BE ROTATED BY 270 DEGR. BASIC ABSOLUTE ENCODER 32 P/REV (ENCODER A-32); PERFORMANCE REDUCTION BY 10% DUE TO ABSOLUTE ENCODER; SHAFT WITH FITTED KEY, TOLERANCE N; WITH HOLDING BRAKE DEGREE OF PROTECTION IP65 IP67 D-END FLANGE; RAL7016 COATING; METALLIC RATING PLATE AT MOTOR | 3663 | TEM | 1 | MC | 26.002 | 1
1FK70857AF711GG0 | SIMOTICS S SYNCHRONOUS SERVOMOTOR, 1FK7 HIGH DYNAMIC 22 NM, 100 K, 3000 RPM, 3,14KW NATURAL COOLING, IM B5 (V1, V3) POWER/SIGNAL CONNECTORS CONNECTOR CAN BE ROTATED BY 270 DEGR. BASIC ABSOLUTE ENCODER 32 P/REV (ENCODER A-32); PERFORMANCE REDUCTION BY 10% DUE TO ABSOLUTE ENCODER; PLAIN SHAFT, TOLERANCE N; W/O HOLDING BRAKE DEGREE OF PROTECTION IP64 | 2863 | TEM | 1 | MC | 23.503 | 1
1FK70857AF711GG2 | SIMOTICS S SYNCHRONOUS SERVOMOTOR, 1FK7 HIGH DYNAMIC 22 NM, 100 K, 3000 RPM, 3,14KW NATURAL COOLING, IM B5 (V1, V3) POWER/SIGNAL CONNECTORS CONNECTOR CAN BE ROTATED BY 270 DEGR. BASIC ABSOLUTE ENCODER 32 P/REV (ENCODER A-32); PERFORMANCE REDUCTION BY 10% DUE TO ABSOLUTE ENCODER; PLAIN SHAFT, TOLERANCE N; W/O HOLDING BRAKE DEGREE OF PROTECTION IP65 FLANGE ON DRIVE END IP67 | 2965 | TEM | 1 | MC | 23.503 | 1
1FK70857AF711GG3 | SIMOTICS S SYNCHRONOUS SERVOMOTOR, 1FK7 HIGH DYNAMIC 22 NM, 100 K, 3000 RPM, 3,14KW NATURAL COOLING, IM B5 (V1, V3) POWER/SIGNAL CONNECTORS CONNECTOR CAN BE ROTATED BY 270 DEGR. BASIC ABSOLUTE ENCODER 32 P/REV (ENCODER A-32); PERFORMANCE REDUCTION BY 10% DUE TO ABSOLUTE ENCODER; PLAIN SHAFT, TOLERANCE N; W/O HOLDING BRAKE DEGREE OF PROTECTION IP64; PAINT FINISH RAL7016 | 2912 | TEM | 1 | MC | 23.503 | 1
1FK70857AF711GG5 | SIMOTICS S SYNCHRONOUS SERVOMOTOR, 1FK7 HIGH DYNAMIC 22 NM, 100 K, 3000 RPM, 3,14KW NATURAL COOLING, IM B5 (V1, V3) POWER/SIGNAL CONNECTORS CONNECTOR CAN BE ROTATED BY 270 DEGR. BASIC ABSOLUTE ENCODER 32 P/REV (ENCODER A-32); PERFORMANCE REDUCTION BY 10% DUE TO ABSOLUTE ENCODER; PLAIN SHAFT, TOLERANCE N; W/O HOLDING BRAKE DEGREE OF PROTECTION IP65 AS FLANGE IP67; PAINT FINISH RAL7016 | 3014 | TEM | 1 | MC | 23.503 | 1
1FK70857AF711GG8 | SIMOTICS S SYNCHRONOUS SERVOMOTOR, 1FK7 HIGH DYNAMIC 22 NM, 100 K, 3000 RPM, 3,14KW NATURAL COOLING, IM B5 (V1, V3) POWER/SIGNAL CONNECTORS CONNECTOR CAN BE ROTATED BY 270 DEGR. BASIC ABSOLUTE ENCODER 32 P/REV (ENCODER A-32); PERFORMANCE REDUCTION BY 10% DUE TO ABSOLUTE ENCODER; PLAIN SHAFT, TOLERANCE N; W/O HOLDING BRAKE DEGREE OF PROTECTION IP65 IP67 D-END FLANGE; RAL7016 COATING; METALLIC RATING PLATE AT MOTOR | 3123 | TEM | 1 | MC | 23.503 | 1
1FK70857AF711GH0 | SIMOTICS S SYNCHRONOUS SERVOMOTOR, 1FK7 HIGH DYNAMIC 22 NM, 100 K, 3000 RPM, 3,14KW NATURAL COOLING, IM B5 (V1, V3) POWER/SIGNAL CONNECTORS CONNECTOR CAN BE ROTATED BY 270 DEGR. BASIC ABSOLUTE ENCODER 32 P/REV (ENCODER A-32); PERFORMANCE REDUCTION BY 10% DUE TO ABSOLUTE ENCODER; PLAIN SHAFT, TOLERANCE N; WITH HOLDING BRAKE DEGREE OF PROTECTION IP64 | 3310 | TEM | 1 | MC | 26.002 | 1
1FK70857AF711GH2 | SIMOTICS S SYNCHRONOUS SERVOMOTOR, 1FK7 HIGH DYNAMIC 22 NM, 100 K, 3000 RPM, 3,14KW NATURAL COOLING, IM B5 (V1, V3) POWER/SIGNAL CONNECTORS CONNECTOR CAN BE ROTATED BY 270 DEGR. BASIC ABSOLUTE ENCODER 32 P/REV (ENCODER A-32); PERFORMANCE REDUCTION BY 10% DUE TO ABSOLUTE ENCODER; PLAIN SHAFT, TOLERANCE N; WITH HOLDING BRAKE DEGREE OF PROTECTION IP65 FLANGE ON DRIVE END IP67 | 3412 | TEM | 1 | MC | 26.002 | 1
1FK70857AF711GH3 | SIMOTICS S SYNCHRONOUS SERVOMOTOR, 1FK7 HIGH DYNAMIC 22 NM, 100 K, 3000 RPM, 3,14KW NATURAL COOLING, IM B5 (V1, V3) POWER/SIGNAL CONNECTORS CONNECTOR CAN BE ROTATED BY 270 DEGR. BASIC ABSOLUTE ENCODER 32 P/REV (ENCODER A-32); PERFORMANCE REDUCTION BY 10% DUE TO ABSOLUTE ENCODER; PLAIN SHAFT, TOLERANCE N; WITH HOLDING BRAKE DEGREE OF PROTECTION IP64; PAINT FINISH RAL7016 | 3359 | TEM | 1 | MC | 26.002 | 1
1FK70857AF711GH5 | SIMOTICS S SYNCHRONOUS SERVOMOTOR, 1FK7 HIGH DYNAMIC 22 NM, 100 K, 3000 RPM, 3,14KW NATURAL COOLING, IM B5 (V1, V3) POWER/SIGNAL CONNECTORS CONNECTOR CAN BE ROTATED BY 270 DEGR. BASIC ABSOLUTE ENCODER 32 P/REV (ENCODER A-32); PERFORMANCE REDUCTION BY 10% DUE TO ABSOLUTE ENCODER; PLAIN SHAFT, TOLERANCE N; WITH HOLDING BRAKE DEGREE OF PROTECTION IP65 AS FLANGE IP67; PAINT FINISH RAL7016 | 3461 | TEM | 1 | MC | 26.002 | 1
1FK70857AF711GH8 | SIMOTICS S SYNCHRONOUS SERVOMOTOR, 1FK7 HIGH DYNAMIC 22 NM, 100 K, 3000 RPM, 3,14KW NATURAL COOLING, IM B5 (V1, V3) POWER/SIGNAL CONNECTORS CONNECTOR CAN BE ROTATED BY 270 DEGR. BASIC ABSOLUTE ENCODER 32 P/REV (ENCODER A-32); PERFORMANCE REDUCTION BY 10% DUE TO ABSOLUTE ENCODER; PLAIN SHAFT, TOLERANCE N; WITH HOLDING BRAKE DEGREE OF PROTECTION IP65 IP67 D-END FLANGE; RAL7016 COATING; METALLIC RATING PLATE AT MOTOR | 3569 | TEM | 1 | MC | 26.002 | 1
1FK70857AF711KA0 | SIMOTICS S SYNCHRONOUS SERVOMOTOR, 1FK7 HIGH DYNAMIC 22 NM, 100 K, 3000 RPM, 3,14KW NATURAL COOLING, IM B5 (V1, V3) POWER/SIGNAL CONNECTORS CONNECTOR CAN BE ROTATED BY 270 DEGR. BASIC ABSOLUTE ENCODER 32 P/REV (ENCODER A-32) WITH DRIVE-CLIQ INTERFACE; PERFORMANCE REDUCTION BY 10% DUE TO ABSOLUTE ENCODER; SHAFT WITH FITTED KEY, TOLERANCE N; W/O HOLDING BRAKE DEGREE OF PROTECTION IP64 | 3216 | TEM | 1 | MC | 23.503 | 1
1FK70857AF711KA2 | SIMOTICS S SYNCHRONOUS SERVOMOTOR, 1FK7 HIGH DYNAMIC 22 NM, 100 K, 3000 RPM, 3,14KW NATURAL COOLING, IM B5 (V1, V3) POWER/SIGNAL CONNECTORS CONNECTOR CAN BE ROTATED BY 270 DEGR. BASIC ABSOLUTE ENCODER 32 P/REV (ENCODER A-32) WITH DRIVE-CLIQ INTERFACE; PERFORMANCE REDUCTION BY 10% DUE TO ABSOLUTE ENCODER; SHAFT WITH FITTED KEY, TOLERANCE N; W/O HOLDING BRAKE DEGREE OF PROTECTION IP65 FLANGE ON DRIVE END IP67 | 3318 | TEM | 1 | MC | 23.503 | 1
1FK70857AF711KA3 | SIMOTICS S SYNCHRONOUS SERVOMOTOR, 1FK7 HIGH DYNAMIC 22 NM, 100 K, 3000 RPM, 3,14KW NATURAL COOLING, IM B5 (V1, V3) POWER/SIGNAL CONNECTORS CONNECTOR CAN BE ROTATED BY 270 DEGR. BASIC ABSOLUTE ENCODER 32 P/REV (ENCODER A-32) WITH DRIVE-CLIQ INTERFACE; PERFORMANCE REDUCTION BY 10% DUE TO ABSOLUTE ENCODER; SHAFT WITH FITTED KEY, TOLERANCE N; W/O HOLDING BRAKE DEGREE OF PROTECTION IP64; PAINT FINISH RAL7016 | 3265 | TEM | 1 | MC | 23.503 | 1
1FK70857AF711KA5 | SIMOTICS S SYNCHRONOUS SERVOMOTOR, 1FK7 HIGH DYNAMIC 22 NM, 100 K, 3000 RPM, 3,14KW NATURAL COOLING, IM B5 (V1, V3) POWER/SIGNAL CONNECTORS CONNECTOR CAN BE ROTATED BY 270 DEGR. BASIC ABSOLUTE ENCODER 32 P/REV (ENCODER A-32) WITH DRIVE-CLIQ INTERFACE; PERFORMANCE REDUCTION BY 10% DUE TO ABSOLUTE ENCODER; SHAFT WITH FITTED KEY, TOLERANCE N; W/O HOLDING BRAKE DEGREE OF PROTECTION IP65 AS FLANGE IP67; PAINT FINISH RAL7016 | 3367 | TEM | 1 | MC | 23.503 | 1
1FK70857AF711KA8 | SIMOTICS S SYNCHRONOUS SERVOMOTOR, 1FK7 HIGH DYNAMIC 22 NM, 100 K, 3000 RPM, 3,14KW NATURAL COOLING, IM B5 (V1, V3) POWER/SIGNAL CONNECTORS CONNECTOR CAN BE ROTATED BY 270 DEGR. BASIC ABSOLUTE ENCODER 32 P/REV (ENCODER A-32) WITH DRIVE-CLIQ INTERFACE; PERFORMANCE REDUCTION BY 10% DUE TO ABSOLUTE ENCODER; SHAFT WITH FITTED KEY, TOLERANCE N; W/O HOLDING BRAKE DEGREE OF PROTECTION IP65 IP67 D-END FLANGE; RAL7016 COATING; METALLIC RATING PLATE AT MOTOR | 3476 | TEM | 1 | MC | 23.503 | 1
1FK70857AF711KB0 | SIMOTICS S SYNCHRONOUS SERVOMOTOR, 1FK7 HIGH DYNAMIC 22 NM, 100 K, 3000 RPM, 3,14KW NATURAL COOLING, IM B5 (V1, V3) POWER/SIGNAL CONNECTORS CONNECTOR CAN BE ROTATED BY 270 DEGR. BASIC ABSOLUTE ENCODER 32 P/REV (ENCODER A-32) WITH DRIVE-CLIQ INTERFACE; PERFORMANCE REDUCTION BY 10% DUE TO ABSOLUTE ENCODER; SHAFT WITH FITTED KEY, TOLERANCE N; WITH HOLDING BRAKE DEGREE OF PROTECTION IP64 | 3663 | TEM | 1 | MC | 26.002 | 1
1FK70857AF711KB2 | SIMOTICS S SYNCHRONOUS SERVOMOTOR, 1FK7 HIGH DYNAMIC 22 NM, 100 K, 3000 RPM, 3,14KW NATURAL COOLING, IM B5 (V1, V3) POWER/SIGNAL CONNECTORS CONNECTOR CAN BE ROTATED BY 270 DEGR. BASIC ABSOLUTE ENCODER 32 P/REV (ENCODER A-32) WITH DRIVE-CLIQ INTERFACE; PERFORMANCE REDUCTION BY 10% DUE TO ABSOLUTE ENCODER; SHAFT WITH FITTED KEY, TOLERANCE N; WITH HOLDING BRAKE DEGREE OF PROTECTION IP65 FLANGE ON DRIVE END IP67 | 3765 | TEM | 1 | MC | 26.002 | 1
1FK70857AF711KB3 | SIMOTICS S SYNCHRONOUS SERVOMOTOR, 1FK7 HIGH DYNAMIC 22 NM, 100 K, 3000 RPM, 3,14KW NATURAL COOLING, IM B5 (V1, V3) POWER/SIGNAL CONNECTORS CONNECTOR CAN BE ROTATED BY 270 DEGR. BASIC ABSOLUTE ENCODER 32 P/REV (ENCODER A-32) WITH DRIVE-CLIQ INTERFACE; PERFORMANCE REDUCTION BY 10% DUE TO ABSOLUTE ENCODER; SHAFT WITH FITTED KEY, TOLERANCE N; WITH HOLDING BRAKE DEGREE OF PROTECTION IP64; PAINT FINISH RAL7016 | 3712 | TEM | 1 | MC | 26.002 | 1
1FK70857AF711KB5 | SIMOTICS S SYNCHRONOUS SERVOMOTOR, 1FK7 HIGH DYNAMIC 22 NM, 100 K, 3000 RPM, 3,14KW NATURAL COOLING, IM B5 (V1, V3) POWER/SIGNAL CONNECTORS CONNECTOR CAN BE ROTATED BY 270 DEGR. BASIC ABSOLUTE ENCODER 32 P/REV (ENCODER A-32) WITH DRIVE-CLIQ INTERFACE; PERFORMANCE REDUCTION BY 10% DUE TO ABSOLUTE ENCODER; SHAFT WITH FITTED KEY, TOLERANCE N; WITH HOLDING BRAKE DEGREE OF PROTECTION IP65 AS FLANGE IP67; PAINT FINISH RAL7016 | 3814 | TEM | 1 | MC | 26.002 | 1
1FK70857AF711KB8 | SIMOTICS S SYNCHRONOUS SERVOMOTOR, 1FK7 HIGH DYNAMIC 22 NM, 100 K, 3000 RPM, 3,14KW NATURAL COOLING, IM B5 (V1, V3) POWER/SIGNAL CONNECTORS CONNECTOR CAN BE ROTATED BY 270 DEGR. BASIC ABSOLUTE ENCODER 32 P/REV (ENCODER A-32) WITH DRIVE-CLIQ INTERFACE; PERFORMANCE REDUCTION BY 10% DUE TO ABSOLUTE ENCODER; SHAFT WITH FITTED KEY, TOLERANCE N; WITH HOLDING BRAKE DEGREE OF PROTECTION IP65 IP67 D-END FLANGE; RAL7016 COATING; METALLIC RATING PLATE AT MOTOR | 3922 | TEM | 1 | MC | 26.002 | 1
1FK70857AF711KG0 | SIMOTICS S SYNCHRONOUS SERVOMOTOR, 1FK7 HIGH DYNAMIC 22 NM, 100 K, 3000 RPM, 3,14KW NATURAL COOLING, IM B5 (V1, V3) POWER/SIGNAL CONNECTORS CONNECTOR CAN BE ROTATED BY 270 DEGR. BASIC ABSOLUTE ENCODER 32 P/REV (ENCODER A-32) WITH DRIVE-CLIQ INTERFACE; PERFORMANCE REDUCTION BY 10% DUE TO ABSOLUTE ENCODER; PLAIN SHAFT, TOLERANCE N; W/O HOLDING BRAKE DEGREE OF PROTECTION IP64 | 3123 | TEM | 1 | MC | 23.503 | 1
1FK70857AF711KG2 | SIMOTICS S SYNCHRONOUS SERVOMOTOR, 1FK7 HIGH DYNAMIC 22 NM, 100 K, 3000 RPM, 3,14KW NATURAL COOLING, IM B5 (V1, V3) POWER/SIGNAL CONNECTORS CONNECTOR CAN BE ROTATED BY 270 DEGR. BASIC ABSOLUTE ENCODER 32 P/REV (ENCODER A-32) WITH DRIVE-CLIQ INTERFACE; PERFORMANCE REDUCTION BY 10% DUE TO ABSOLUTE ENCODER; PLAIN SHAFT, TOLERANCE N; W/O HOLDING BRAKE DEGREE OF PROTECTION IP65 FLANGE ON DRIVE END IP67 | 3224 | TEM | 1 | MC | 23.503 | 1
1FK70857AF711KG3 | SIMOTICS S SYNCHRONOUS SERVOMOTOR, 1FK7 HIGH DYNAMIC 22 NM, 100 K, 3000 RPM, 3,14KW NATURAL COOLING, IM B5 (V1, V3) POWER/SIGNAL CONNECTORS CONNECTOR CAN BE ROTATED BY 270 DEGR. BASIC ABSOLUTE ENCODER 32 P/REV (ENCODER A-32) WITH DRIVE-CLIQ INTERFACE; PERFORMANCE REDUCTION BY 10% DUE TO ABSOLUTE ENCODER; PLAIN SHAFT, TOLERANCE N; W/O HOLDING BRAKE DEGREE OF PROTECTION IP64; PAINT FINISH RAL7016 | 3172 | TEM | 1 | MC | 23.503 | 1
1FK70857AF711KG5 | SIMOTICS S SYNCHRONOUS SERVOMOTOR, 1FK7 HIGH DYNAMIC 22 NM, 100 K, 3000 RPM, 3,14KW NATURAL COOLING, IM B5 (V1, V3) POWER/SIGNAL CONNECTORS CONNECTOR CAN BE ROTATED BY 270 DEGR. BASIC ABSOLUTE ENCODER 32 P/REV (ENCODER A-32) WITH DRIVE-CLIQ INTERFACE; PERFORMANCE REDUCTION BY 10% DUE TO ABSOLUTE ENCODER; PLAIN SHAFT, TOLERANCE N; W/O HOLDING BRAKE DEGREE OF PROTECTION IP65 AS FLANGE IP67; PAINT FINISH RAL7016 | 3273 | TEM | 1 | MC | 23.503 | 1
1FK70857AF711KG8 | SIMOTICS S SYNCHRONOUS SERVOMOTOR, 1FK7 HIGH DYNAMIC 22 NM, 100 K, 3000 RPM, 3,14KW NATURAL COOLING, IM B5 (V1, V3) POWER/SIGNAL CONNECTORS CONNECTOR CAN BE ROTATED BY 270 DEGR. BASIC ABSOLUTE ENCODER 32 P/REV (ENCODER A-32) WITH DRIVE-CLIQ INTERFACE; PERFORMANCE REDUCTION BY 10% DUE TO ABSOLUTE ENCODER; PLAIN SHAFT, TOLERANCE N; W/O HOLDING BRAKE DEGREE OF PROTECTION IP65 IP67 D-END FLANGE; RAL7016 COATING; METALLIC RATING PLATE AT MOTOR | 3382 | TEM | 1 | MC | 23.503 | 1
1FK70857AF711KH0 | SIMOTICS S SYNCHRONOUS SERVOMOTOR, 1FK7 HIGH DYNAMIC 22 NM, 100 K, 3000 RPM, 3,14KW NATURAL COOLING, IM B5 (V1, V3) POWER/SIGNAL CONNECTORS CONNECTOR CAN BE ROTATED BY 270 DEGR. BASIC ABSOLUTE ENCODER 32 P/REV (ENCODER A-32) WITH DRIVE-CLIQ INTERFACE; PERFORMANCE REDUCTION BY 10% DUE TO ABSOLUTE ENCODER; PLAIN SHAFT, TOLERANCE N; WITH HOLDING BRAKE DEGREE OF PROTECTION IP64 | 3569 | TEM | 1 | MC | 26.002 | 1
1FK70857AF711KH2 | SIMOTICS S SYNCHRONOUS SERVOMOTOR, 1FK7 HIGH DYNAMIC 22 NM, 100 K, 3000 RPM, 3,14KW NATURAL COOLING, IM B5 (V1, V3) POWER/SIGNAL CONNECTORS CONNECTOR CAN BE ROTATED BY 270 DEGR. BASIC ABSOLUTE ENCODER 32 P/REV (ENCODER A-32) WITH DRIVE-CLIQ INTERFACE; PERFORMANCE REDUCTION BY 10% DUE TO ABSOLUTE ENCODER; PLAIN SHAFT, TOLERANCE N; WITH HOLDING BRAKE DEGREE OF PROTECTION IP65 FLANGE ON DRIVE END IP67 | 3671 | TEM | 1 | MC | 26.002 | 1
1FK70857AF711KH3 | SIMOTICS S SYNCHRONOUS SERVOMOTOR, 1FK7 HIGH DYNAMIC 22 NM, 100 K, 3000 RPM, 3,14KW NATURAL COOLING, IM B5 (V1, V3) POWER/SIGNAL CONNECTORS CONNECTOR CAN BE ROTATED BY 270 DEGR. BASIC ABSOLUTE ENCODER 32 P/REV (ENCODER A-32) WITH DRIVE-CLIQ INTERFACE; PERFORMANCE REDUCTION BY 10% DUE TO ABSOLUTE ENCODER; PLAIN SHAFT, TOLERANCE N; WITH HOLDING BRAKE DEGREE OF PROTECTION IP64; PAINT FINISH RAL7016 | 3619 | TEM | 1 | MC | 26.002 | 1
1FK70857AF711KH5 | SIMOTICS S SYNCHRONOUS SERVOMOTOR, 1FK7 HIGH DYNAMIC 22 NM, 100 K, 3000 RPM, 3,14KW NATURAL COOLING, IM B5 (V1, V3) POWER/SIGNAL CONNECTORS CONNECTOR CAN BE ROTATED BY 270 DEGR. BASIC ABSOLUTE ENCODER 32 P/REV (ENCODER A-32) WITH DRIVE-CLIQ INTERFACE; PERFORMANCE REDUCTION BY 10% DUE TO ABSOLUTE ENCODER; PLAIN SHAFT, TOLERANCE N; WITH HOLDING BRAKE DEGREE OF PROTECTION IP65 AS FLANGE IP67; PAINT FINISH RAL7016 | 3720 | TEM | 1 | MC | 26.002 | 1
1FK70857AF711KH8 | SIMOTICS S SYNCHRONOUS SERVOMOTOR, 1FK7 HIGH DYNAMIC 22 NM, 100 K, 3000 RPM, 3,14KW NATURAL COOLING, IM B5 (V1, V3) POWER/SIGNAL CONNECTORS CONNECTOR CAN BE ROTATED BY 270 DEGR. BASIC ABSOLUTE ENCODER 32 P/REV (ENCODER A-32) WITH DRIVE-CLIQ INTERFACE; PERFORMANCE REDUCTION BY 10% DUE TO ABSOLUTE ENCODER; PLAIN SHAFT, TOLERANCE N; WITH HOLDING BRAKE DEGREE OF PROTECTION IP65 IP67 D-END FLANGE; RAL7016 COATING; METALLIC RATING PLATE AT MOTOR | 3829 | TEM | 1 | MC | 26.002 | 1
1FK70857AF711PA0 | SIMOTICS S SYNCHRONOUS SERVOMOTOR, 1FK7 HIGH DYNAMIC 22 NM, 100 K, 3000 RPM, 3,14KW NATURAL COOLING, IM B5 (V1, V3) POWER/SIGNAL CONNECTORS CONNECTOR CAN BE ROTATED BY 270 DEGR. RESOLVER 2-POLE (RESOLVER P=1) WITH DRIVE-CLIQ INTERFACE; SHAFT WITH FITTED KEY, TOLERANCE N; W/O HOLDING BRAKE DEGREE OF PROTECTION IP64 | 2741 | TEM | 1 | MC | 23.503 | 1
1FK70857AF711PA2 | SIMOTICS S SYNCHRONOUS SERVOMOTOR, 1FK7 HIGH DYNAMIC 22 NM, 100 K, 3000 RPM, 3,14KW NATURAL COOLING, IM B5 (V1, V3) POWER/SIGNAL CONNECTORS CONNECTOR CAN BE ROTATED BY 270 DEGR. RESOLVER 2-POLE (RESOLVER P=1) WITH DRIVE-CLIQ INTERFACE; SHAFT WITH FITTED KEY, TOLERANCE N; W/O HOLDING BRAKE DEGREE OF PROTECTION IP65 FLANGE ON DRIVE END IP67 | 2842 | TEM | 1 | MC | 23.503 | 1
1FK70857AF711PA3 | SIMOTICS S SYNCHRONOUS SERVOMOTOR, 1FK7 HIGH DYNAMIC 22 NM, 100 K, 3000 RPM, 3,14KW NATURAL COOLING, IM B5 (V1, V3) POWER/SIGNAL CONNECTORS CONNECTOR CAN BE ROTATED BY 270 DEGR. RESOLVER 2-POLE (RESOLVER P=1) WITH DRIVE-CLIQ INTERFACE; SHAFT WITH FITTED KEY, TOLERANCE N; W/O HOLDING BRAKE DEGREE OF PROTECTION IP64; PAINT FINISH RAL7016 | 2790 | TEM | 1 | MC | 23.503 | 1
1FK70857AF711PA5 | SIMOTICS S SYNCHRONOUS SERVOMOTOR, 1FK7 HIGH DYNAMIC 22 NM, 100 K, 3000 RPM, 3,14KW NATURAL COOLING, IM B5 (V1, V3) POWER/SIGNAL CONNECTORS CONNECTOR CAN BE ROTATED BY 270 DEGR. RESOLVER 2-POLE (RESOLVER P=1) WITH DRIVE-CLIQ INTERFACE; SHAFT WITH FITTED KEY, TOLERANCE N; W/O HOLDING BRAKE DEGREE OF PROTECTION IP65 AS FLANGE IP67; PAINT FINISH RAL7016 | 2892 | TEM | 1 | MC | 23.503 | 1
1FK70857AF711PA8 | SIMOTICS S SYNCHRONOUS SERVOMOTOR, 1FK7 HIGH DYNAMIC 22 NM, 100 K, 3000 RPM, 3,14KW NATURAL COOLING, IM B5 (V1, V3) POWER/SIGNAL CONNECTORS CONNECTOR CAN BE ROTATED BY 270 DEGR. RESOLVER 2-POLE (RESOLVER P=1) WITH DRIVE-CLIQ INTERFACE; SHAFT WITH FITTED KEY, TOLERANCE N; W/O HOLDING BRAKE DEGREE OF PROTECTION IP65 IP67 D-END FLANGE; RAL7016 COATING; METALLIC RATING PLATE AT MOTOR | 3000 | TEM | 1 | MC | 23.503 | 1
1FK70857AF711PB0 | SIMOTICS S SYNCHRONOUS SERVOMOTOR, 1FK7 HIGH DYNAMIC 22 NM, 100 K, 3000 RPM, 3,14KW NATURAL COOLING, IM B5 (V1, V3) POWER/SIGNAL CONNECTORS CONNECTOR CAN BE ROTATED BY 270 DEGR. RESOLVER 2-POLE (RESOLVER P=1) WITH DRIVE-CLIQ INTERFACE; SHAFT WITH FITTED KEY, TOLERANCE N; WITH HOLDING BRAKE DEGREE OF PROTECTION IP64 | 3187 | TEM | 1 | MC | 26.002 | 1
1FK70857AF711PB2 | SIMOTICS S SYNCHRONOUS SERVOMOTOR, 1FK7 HIGH DYNAMIC 22 NM, 100 K, 3000 RPM, 3,14KW NATURAL COOLING, IM B5 (V1, V3) POWER/SIGNAL CONNECTORS CONNECTOR CAN BE ROTATED BY 270 DEGR. RESOLVER 2-POLE (RESOLVER P=1) WITH DRIVE-CLIQ INTERFACE; SHAFT WITH FITTED KEY, TOLERANCE N; WITH HOLDING BRAKE DEGREE OF PROTECTION IP65 FLANGE ON DRIVE END IP67 | 3289 | TEM | 1 | MC | 26.002 | 1
1FK70857AF711PB3 | SIMOTICS S SYNCHRONOUS SERVOMOTOR, 1FK7 HIGH DYNAMIC 22 NM, 100 K, 3000 RPM, 3,14KW NATURAL COOLING, IM B5 (V1, V3) POWER/SIGNAL CONNECTORS CONNECTOR CAN BE ROTATED BY 270 DEGR. RESOLVER 2-POLE (RESOLVER P=1) WITH DRIVE-CLIQ INTERFACE; SHAFT WITH FITTED KEY, TOLERANCE N; WITH HOLDING BRAKE DEGREE OF PROTECTION IP64; PAINT FINISH RAL7016 | 3237 | TEM | 1 | MC | 26.002 | 1
1FK70857AF711PB5 | SIMOTICS S SYNCHRONOUS SERVOMOTOR, 1FK7 HIGH DYNAMIC 22 NM, 100 K, 3000 RPM, 3,14KW NATURAL COOLING, IM B5 (V1, V3) POWER/SIGNAL CONNECTORS CONNECTOR CAN BE ROTATED BY 270 DEGR. RESOLVER 2-POLE (RESOLVER P=1) WITH DRIVE-CLIQ INTERFACE; SHAFT WITH FITTED KEY, TOLERANCE N; WITH HOLDING BRAKE DEGREE OF PROTECTION IP65 AS FLANGE IP67; PAINT FINISH RAL7016 | 3338 | TEM | 1 | MC | 26.002 | 1
1FK70857AF711PB8 | SIMOTICS S SYNCHRONOUS SERVOMOTOR, 1FK7 HIGH DYNAMIC 22 NM, 100 K, 3000 RPM, 3,14KW NATURAL COOLING, IM B5 (V1, V3) POWER/SIGNAL CONNECTORS CONNECTOR CAN BE ROTATED BY 270 DEGR. RESOLVER 2-POLE (RESOLVER P=1) WITH DRIVE-CLIQ INTERFACE; SHAFT WITH FITTED KEY, TOLERANCE N; WITH HOLDING BRAKE DEGREE OF PROTECTION IP65 IP67 D-END FLANGE; RAL7016 COATING; METALLIC RATING PLATE AT MOTOR | 3447 | TEM | 1 | MC | 26.002 | 1
1FK70857AF711PG0 | SIMOTICS S SYNCHRONOUS SERVOMOTOR, 1FK7 HIGH DYNAMIC 22 NM, 100 K, 3000 RPM, 3,14KW NATURAL COOLING, IM B5 (V1, V3) POWER/SIGNAL CONNECTORS CONNECTOR CAN BE ROTATED BY 270 DEGR. RESOLVER 2-POLE (RESOLVER P=1) WITH DRIVE-CLIQ INTERFACE; PLAIN SHAFT, TOLERANCE N; W/O HOLDING BRAKE DEGREE OF PROTECTION IP64 | 2647 | TEM | 1 | MC | 23.503 | 1
1FK70857AF711PG2 | SIMOTICS S SYNCHRONOUS SERVOMOTOR, 1FK7 HIGH DYNAMIC 22 NM, 100 K, 3000 RPM, 3,14KW NATURAL COOLING, IM B5 (V1, V3) POWER/SIGNAL CONNECTORS CONNECTOR CAN BE ROTATED BY 270 DEGR. RESOLVER 2-POLE (RESOLVER P=1) WITH DRIVE-CLIQ INTERFACE; PLAIN SHAFT, TOLERANCE N; W/O HOLDING BRAKE DEGREE OF PROTECTION IP65 FLANGE ON DRIVE END IP67 | 2749 | TEM | 1 | MC | 23.503 | 1
1FK70857AF711PG3 | SIMOTICS S SYNCHRONOUS SERVOMOTOR, 1FK7 HIGH DYNAMIC 22 NM, 100 K, 3000 RPM, 3,14KW NATURAL COOLING, IM B5 (V1, V3) POWER/SIGNAL CONNECTORS CONNECTOR CAN BE ROTATED BY 270 DEGR. RESOLVER 2-POLE (RESOLVER P=1) WITH DRIVE-CLIQ INTERFACE; PLAIN SHAFT, TOLERANCE N; W/O HOLDING BRAKE DEGREE OF PROTECTION IP64; PAINT FINISH RAL7016 | 2696 | TEM | 1 | MC | 23.503 | 1
1FK70857AF711PG5 | SIMOTICS S SYNCHRONOUS SERVOMOTOR, 1FK7 HIGH DYNAMIC 22 NM, 100 K, 3000 RPM, 3,14KW NATURAL COOLING, IM B5 (V1, V3) POWER/SIGNAL CONNECTORS CONNECTOR CAN BE ROTATED BY 270 DEGR. RESOLVER 2-POLE (RESOLVER P=1) WITH DRIVE-CLIQ INTERFACE; PLAIN SHAFT, TOLERANCE N; W/O HOLDING BRAKE DEGREE OF PROTECTION IP65 AS FLANGE IP67; PAINT FINISH RAL7016 | 2798 | TEM | 1 | MC | 23.503 | 1
1FK70857AF711PG8 | SIMOTICS S SYNCHRONOUS SERVOMOTOR, 1FK7 HIGH DYNAMIC 22 NM, 100 K, 3000 RPM, 3,14KW NATURAL COOLING, IM B5 (V1, V3) POWER/SIGNAL CONNECTORS CONNECTOR CAN BE ROTATED BY 270 DEGR. RESOLVER 2-POLE (RESOLVER P=1) WITH DRIVE-CLIQ INTERFACE; PLAIN SHAFT, TOLERANCE N; W/O HOLDING BRAKE DEGREE OF PROTECTION IP65 IP67 D-END FLANGE; RAL7016 COATING; METALLIC RATING PLATE AT MOTOR | 2906 | TEM | 1 | MC | 23.503 | 1
1FK70857AF711PH0 | SIMOTICS S SYNCHRONOUS SERVOMOTOR, 1FK7 HIGH DYNAMIC 22 NM, 100 K, 3000 RPM, 3,14KW NATURAL COOLING, IM B5 (V1, V3) POWER/SIGNAL CONNECTORS CONNECTOR CAN BE ROTATED BY 270 DEGR. RESOLVER 2-POLE (RESOLVER P=1) WITH DRIVE-CLIQ INTERFACE; PLAIN SHAFT, TOLERANCE N; WITH HOLDING BRAKE DEGREE OF PROTECTION IP64 | 3094 | TEM | 1 | MC | 26.002 | 1
1FK70857AF711PH2 | SIMOTICS S SYNCHRONOUS SERVOMOTOR, 1FK7 HIGH DYNAMIC 22 NM, 100 K, 3000 RPM, 3,14KW NATURAL COOLING, IM B5 (V1, V3) POWER/SIGNAL CONNECTORS CONNECTOR CAN BE ROTATED BY 270 DEGR. RESOLVER 2-POLE (RESOLVER P=1) WITH DRIVE-CLIQ INTERFACE; PLAIN SHAFT, TOLERANCE N; WITH HOLDING BRAKE DEGREE OF PROTECTION IP65 FLANGE ON DRIVE END IP67 | 3195 | TEM | 1 | MC | 26.002 | 1
1FK70857AF711PH3 | SIMOTICS S SYNCHRONOUS SERVOMOTOR, 1FK7 HIGH DYNAMIC 22 NM, 100 K, 3000 RPM, 3,14KW NATURAL COOLING, IM B5 (V1, V3) POWER/SIGNAL CONNECTORS CONNECTOR CAN BE ROTATED BY 270 DEGR. RESOLVER 2-POLE (RESOLVER P=1) WITH DRIVE-CLIQ INTERFACE; PLAIN SHAFT, TOLERANCE N; WITH HOLDING BRAKE DEGREE OF PROTECTION IP64; PAINT FINISH RAL7016 | 3143 | TEM | 1 | MC | 26.002 | 1
1FK70857AF711PH5 | SIMOTICS S SYNCHRONOUS SERVOMOTOR, 1FK7 HIGH DYNAMIC 22 NM, 100 K, 3000 RPM, 3,14KW NATURAL COOLING, IM B5 (V1, V3) POWER/SIGNAL CONNECTORS CONNECTOR CAN BE ROTATED BY 270 DEGR. RESOLVER 2-POLE (RESOLVER P=1) WITH DRIVE-CLIQ INTERFACE; PLAIN SHAFT, TOLERANCE N; WITH HOLDING BRAKE DEGREE OF PROTECTION IP65 AS FLANGE IP67; PAINT FINISH RAL7016 | 3245 | TEM | 1 | MC | 26.002 | 1
1FK70857AF711PH8 | SIMOTICS S SYNCHRONOUS SERVOMOTOR, 1FK7 HIGH DYNAMIC 22 NM, 100 K, 3000 RPM, 3,14KW NATURAL COOLING, IM B5 (V1, V3) POWER/SIGNAL CONNECTORS CONNECTOR CAN BE ROTATED BY 270 DEGR. RESOLVER 2-POLE (RESOLVER P=1) WITH DRIVE-CLIQ INTERFACE; PLAIN SHAFT, TOLERANCE N; WITH HOLDING BRAKE DEGREE OF PROTECTION IP65 IP67 D-END FLANGE; RAL7016 COATING; METALLIC RATING PLATE AT MOTOR | 3353 | TEM | 1 | MC | 26.002 | 1
1FK70857AF711SA0 | SIMOTICS S SYNCHRONOUS SERVOMOTOR, 1FK7 HIGH DYNAMIC 22 NM, 100 K, 3000 RPM, 3,14KW NATURAL COOLING, IM B5 (V1, V3) POWER/SIGNAL CONNECTORS CONNECTOR CAN BE ROTATED BY 270 DEGR. RESOLVER MULTI-POLE (RESOLVER P=4); SHAFT WITH FITTED KEY, TOLERANCE N; W/O HOLDING BRAKE DEGREE OF PROTECTION IP64 | 2479 | TEM | 1 | MC | 23.503 | 1
1FK70857AF711SA2 | SIMOTICS S SYNCHRONOUS SERVOMOTOR, 1FK7 HIGH DYNAMIC 22 NM, 100 K, 3000 RPM, 3,14KW NATURAL COOLING, IM B5 (V1, V3) POWER/SIGNAL CONNECTORS CONNECTOR CAN BE ROTATED BY 270 DEGR. RESOLVER MULTI-POLE (RESOLVER P=4); SHAFT WITH FITTED KEY, TOLERANCE N; W/O HOLDING BRAKE DEGREE OF PROTECTION IP65 FLANGE ON DRIVE END IP67 | 2581 | TEM | 1 | MC | 23.503 | 1
1FK70857AF711SA3 | SIMOTICS S SYNCHRONOUS SERVOMOTOR, 1FK7 HIGH DYNAMIC 22 NM, 100 K, 3000 RPM, 3,14KW NATURAL COOLING, IM B5 (V1, V3) POWER/SIGNAL CONNECTORS CONNECTOR CAN BE ROTATED BY 270 DEGR. RESOLVER MULTI-POLE (RESOLVER P=4); SHAFT WITH FITTED KEY, TOLERANCE N; W/O HOLDING BRAKE DEGREE OF PROTECTION IP64; PAINT FINISH RAL7016 | 2528 | TEM | 1 | MC | 23.503 | 1
1FK70857AF711SA5 | SIMOTICS S SYNCHRONOUS SERVOMOTOR, 1FK7 HIGH DYNAMIC 22 NM, 100 K, 3000 RPM, 3,14KW NATURAL COOLING, IM B5 (V1, V3) POWER/SIGNAL CONNECTORS CONNECTOR CAN BE ROTATED BY 270 DEGR. RESOLVER MULTI-POLE (RESOLVER P=4); SHAFT WITH FITTED KEY, TOLERANCE N; W/O HOLDING BRAKE DEGREE OF PROTECTION IP65 AS FLANGE IP67; PAINT FINISH RAL7016 | 2630 | TEM | 1 | MC | 23.503 | 1
1FK70857AF711SA8 | SIMOTICS S SYNCHRONOUS SERVOMOTOR, 1FK7 HIGH DYNAMIC 22 NM, 100 K, 3000 RPM, 3,14KW NATURAL COOLING, IM B5 (V1, V3) POWER/SIGNAL CONNECTORS CONNECTOR CAN BE ROTATED BY 270 DEGR. RESOLVER MULTI-POLE (RESOLVER P=4); SHAFT WITH FITTED KEY, TOLERANCE N; W/O HOLDING BRAKE DEGREE OF PROTECTION IP65 IP67 D-END FLANGE; RAL7016 COATING; METALLIC RATING PLATE AT MOTOR | 2738 | TEM | 1 | MC | 23.503 | 1
1FK70857AF711SB0 | SIMOTICS S SYNCHRONOUS SERVOMOTOR, 1FK7 HIGH DYNAMIC 22 NM, 100 K, 3000 RPM, 3,14KW NATURAL COOLING, IM B5 (V1, V3) POWER/SIGNAL CONNECTORS CONNECTOR CAN BE ROTATED BY 270 DEGR. RESOLVER MULTI-POLE (RESOLVER P=4); SHAFT WITH FITTED KEY, TOLERANCE N; WITH HOLDING BRAKE DEGREE OF PROTECTION IP64 | 2926 | TEM | 1 | MC | 26.002 | 1
1FK70857AF711SB2 | SIMOTICS S SYNCHRONOUS SERVOMOTOR, 1FK7 HIGH DYNAMIC 22 NM, 100 K, 3000 RPM, 3,14KW NATURAL COOLING, IM B5 (V1, V3) POWER/SIGNAL CONNECTORS CONNECTOR CAN BE ROTATED BY 270 DEGR. RESOLVER MULTI-POLE (RESOLVER P=4); SHAFT WITH FITTED KEY, TOLERANCE N; WITH HOLDING BRAKE DEGREE OF PROTECTION IP65 FLANGE ON DRIVE END IP67 | 3027 | TEM | 1 | MC | 26.002 | 1
1FK70857AF711SB3 | SIMOTICS S SYNCHRONOUS SERVOMOTOR, 1FK7 HIGH DYNAMIC 22 NM, 100 K, 3000 RPM, 3,14KW NATURAL COOLING, IM B5 (V1, V3) POWER/SIGNAL CONNECTORS CONNECTOR CAN BE ROTATED BY 270 DEGR. RESOLVER MULTI-POLE (RESOLVER P=4); SHAFT WITH FITTED KEY, TOLERANCE N; WITH HOLDING BRAKE DEGREE OF PROTECTION IP64; PAINT FINISH RAL7016 | 2975 | TEM | 1 | MC | 26.002 | 1
1FK70857AF711SB5 | SIMOTICS S SYNCHRONOUS SERVOMOTOR, 1FK7 HIGH DYNAMIC 22 NM, 100 K, 3000 RPM, 3,14KW NATURAL COOLING, IM B5 (V1, V3) POWER/SIGNAL CONNECTORS CONNECTOR CAN BE ROTATED BY 270 DEGR. RESOLVER MULTI-POLE (RESOLVER P=4); SHAFT WITH FITTED KEY, TOLERANCE N; WITH HOLDING BRAKE DEGREE OF PROTECTION IP65 AS FLANGE IP67; PAINT FINISH RAL7016 | 3076 | TEM | 1 | MC | 26.002 | 1
1FK70857AF711SB8 | SIMOTICS S SYNCHRONOUS SERVOMOTOR, 1FK7 HIGH DYNAMIC 22 NM, 100 K, 3000 RPM, 3,14KW NATURAL COOLING, IM B5 (V1, V3) POWER/SIGNAL CONNECTORS CONNECTOR CAN BE ROTATED BY 270 DEGR. RESOLVER MULTI-POLE (RESOLVER P=4); SHAFT WITH FITTED KEY, TOLERANCE N; WITH HOLDING BRAKE DEGREE OF PROTECTION IP65 IP67 D-END FLANGE; RAL7016 COATING; METALLIC RATING PLATE AT MOTOR | 3185 | TEM | 1 | MC | 26.002 | 1
1FK70857AF711SG0 | SIMOTICS S SYNCHRONOUS SERVOMOTOR, 1FK7 HIGH DYNAMIC 22 NM, 100 K, 3000 RPM, 3,14KW NATURAL COOLING, IM B5 (V1, V3) POWER/SIGNAL CONNECTORS CONNECTOR CAN BE ROTATED BY 270 DEGR. RESOLVER MULTI-POLE (RESOLVER P=4); PLAIN SHAFT, TOLERANCE N; W/O HOLDING BRAKE DEGREE OF PROTECTION IP64 | 2385 | TEM | 1 | MC | 23.503 | 1
1FK70857AF711SG2 | SIMOTICS S SYNCHRONOUS SERVOMOTOR, 1FK7 HIGH DYNAMIC 22 NM, 100 K, 3000 RPM, 3,14KW NATURAL COOLING, IM B5 (V1, V3) POWER/SIGNAL CONNECTORS CONNECTOR CAN BE ROTATED BY 270 DEGR. RESOLVER MULTI-POLE (RESOLVER P=4); PLAIN SHAFT, TOLERANCE N; W/O HOLDING BRAKE DEGREE OF PROTECTION IP65 FLANGE ON DRIVE END IP67 | 2487 | TEM | 1 | MC | 23.503 | 1
1FK70857AF711SG3 | SIMOTICS S SYNCHRONOUS SERVOMOTOR, 1FK7 HIGH DYNAMIC 22 NM, 100 K, 3000 RPM, 3,14KW NATURAL COOLING, IM B5 (V1, V3) POWER/SIGNAL CONNECTORS CONNECTOR CAN BE ROTATED BY 270 DEGR. RESOLVER MULTI-POLE (RESOLVER P=4); PLAIN SHAFT, TOLERANCE N; W/O HOLDING BRAKE DEGREE OF PROTECTION IP64; PAINT FINISH RAL7016 | 2435 | TEM | 1 | MC | 23.503 | 1
1FK70857AF711SG5 | SIMOTICS S SYNCHRONOUS SERVOMOTOR, 1FK7 HIGH DYNAMIC 22 NM, 100 K, 3000 RPM, 3,14KW NATURAL COOLING, IM B5 (V1, V3) POWER/SIGNAL CONNECTORS CONNECTOR CAN BE ROTATED BY 270 DEGR. RESOLVER MULTI-POLE (RESOLVER P=4); PLAIN SHAFT, TOLERANCE N; W/O HOLDING BRAKE DEGREE OF PROTECTION IP65 AS FLANGE IP67; PAINT FINISH RAL7016 | 2536 | TEM | 1 | MC | 23.503 | 1
1FK70857AF711SG8 | SIMOTICS S SYNCHRONOUS SERVOMOTOR, 1FK7 HIGH DYNAMIC 22 NM, 100 K, 3000 RPM, 3,14KW NATURAL COOLING, IM B5 (V1, V3) POWER/SIGNAL CONNECTORS CONNECTOR CAN BE ROTATED BY 270 DEGR. RESOLVER MULTI-POLE (RESOLVER P=4); PLAIN SHAFT, TOLERANCE N; W/O HOLDING BRAKE DEGREE OF PROTECTION IP65 IP67 D-END FLANGE; RAL7016 COATING; METALLIC RATING PLATE AT MOTOR | 2645 | TEM | 1 | MC | 23.503 | 1
1FK70857AF711SH0 | SIMOTICS S SYNCHRONOUS SERVOMOTOR, 1FK7 HIGH DYNAMIC 22 NM, 100 K, 3000 RPM, 3,14KW NATURAL COOLING, IM B5 (V1, V3) POWER/SIGNAL CONNECTORS CONNECTOR CAN BE ROTATED BY 270 DEGR. RESOLVER MULTI-POLE (RESOLVER P=4); PLAIN SHAFT, TOLERANCE N; WITH HOLDING BRAKE DEGREE OF PROTECTION IP64 | 2832 | TEM | 1 | MC | 26.002 | 1
1FK70857AF711SH2 | SIMOTICS S SYNCHRONOUS SERVOMOTOR, 1FK7 HIGH DYNAMIC 22 NM, 100 K, 3000 RPM, 3,14KW NATURAL COOLING, IM B5 (V1, V3) POWER/SIGNAL CONNECTORS CONNECTOR CAN BE ROTATED BY 270 DEGR. RESOLVER MULTI-POLE (RESOLVER P=4); PLAIN SHAFT, TOLERANCE N; WITH HOLDING BRAKE DEGREE OF PROTECTION IP65 FLANGE ON DRIVE END IP67 | 2934 | TEM | 1 | MC | 26.002 | 1
1FK70857AF711SH3 | SIMOTICS S SYNCHRONOUS SERVOMOTOR, 1FK7 HIGH DYNAMIC 22 NM, 100 K, 3000 RPM, 3,14KW NATURAL COOLING, IM B5 (V1, V3) POWER/SIGNAL CONNECTORS CONNECTOR CAN BE ROTATED BY 270 DEGR. RESOLVER MULTI-POLE (RESOLVER P=4); PLAIN SHAFT, TOLERANCE N; WITH HOLDING BRAKE DEGREE OF PROTECTION IP64; PAINT FINISH RAL7016 | 2881 | TEM | 1 | MC | 26.002 | 1
1FK70857AF711SH5 | SIMOTICS S SYNCHRONOUS SERVOMOTOR, 1FK7 HIGH DYNAMIC 22 NM, 100 K, 3000 RPM, 3,14KW NATURAL COOLING, IM B5 (V1, V3) POWER/SIGNAL CONNECTORS CONNECTOR CAN BE ROTATED BY 270 DEGR. RESOLVER MULTI-POLE (RESOLVER P=4); PLAIN SHAFT, TOLERANCE N; WITH HOLDING BRAKE DEGREE OF PROTECTION IP65 AS FLANGE IP67; PAINT FINISH RAL7016 | 2983 | TEM | 1 | MC | 26.002 | 1
1FK70857AF711SH8 | SIMOTICS S SYNCHRONOUS SERVOMOTOR, 1FK7 HIGH DYNAMIC 22 NM, 100 K, 3000 RPM, 3,14KW NATURAL COOLING, IM B5 (V1, V3) POWER/SIGNAL CONNECTORS CONNECTOR CAN BE ROTATED BY 270 DEGR. RESOLVER MULTI-POLE (RESOLVER P=4); PLAIN SHAFT, TOLERANCE N; WITH HOLDING BRAKE DEGREE OF PROTECTION IP65 IP67 D-END FLANGE; RAL7016 COATING; METALLIC RATING PLATE AT MOTOR | 3091 | TEM | 1 | MC | 26.002 | 1
1FK70857AF711TA0 | SIMOTICS S SYNCHRONOUS SERVOMOTOR, 1FK7 HIGH DYNAMIC 22 NM, 100 K, 3000 RPM, 3,14KW NATURAL COOLING, IM B5 (V1, V3) POWER/SIGNAL CONNECTORS CONNECTOR CAN BE ROTATED BY 270 DEGR. RESOLVER 2-POLE (RESOLVER P=1); SHAFT WITH FITTED KEY, TOLERANCE N; W/O HOLDING BRAKE DEGREE OF PROTECTION IP64 | 2479 | TEM | 1 | MC | 23.503 | 1
1FK70857AF711TA2 | SIMOTICS S SYNCHRONOUS SERVOMOTOR, 1FK7 HIGH DYNAMIC 22 NM, 100 K, 3000 RPM, 3,14KW NATURAL COOLING, IM B5 (V1, V3) POWER/SIGNAL CONNECTORS CONNECTOR CAN BE ROTATED BY 270 DEGR. RESOLVER 2-POLE (RESOLVER P=1); SHAFT WITH FITTED KEY, TOLERANCE N; W/O HOLDING BRAKE DEGREE OF PROTECTION IP65 FLANGE ON DRIVE END IP67 | 2581 | TEM | 1 | MC | 23.503 | 1
1FK70857AF711TA3 | SIMOTICS S SYNCHRONOUS SERVOMOTOR, 1FK7 HIGH DYNAMIC 22 NM, 100 K, 3000 RPM, 3,14KW NATURAL COOLING, IM B5 (V1, V3) POWER/SIGNAL CONNECTORS CONNECTOR CAN BE ROTATED BY 270 DEGR. RESOLVER 2-POLE (RESOLVER P=1); SHAFT WITH FITTED KEY, TOLERANCE N; W/O HOLDING BRAKE DEGREE OF PROTECTION IP64; PAINT FINISH RAL7016 | 2528 | TEM | 1 | MC | 23.503 | 1
1FK70857AF711TA5 | SIMOTICS S SYNCHRONOUS SERVOMOTOR, 1FK7 HIGH DYNAMIC 22 NM, 100 K, 3000 RPM, 3,14KW NATURAL COOLING, IM B5 (V1, V3) POWER/SIGNAL CONNECTORS CONNECTOR CAN BE ROTATED BY 270 DEGR. RESOLVER 2-POLE (RESOLVER P=1); SHAFT WITH FITTED KEY, TOLERANCE N; W/O HOLDING BRAKE DEGREE OF PROTECTION IP65 AS FLANGE IP67; PAINT FINISH RAL7016 | 2630 | TEM | 1 | MC | 23.503 | 1
1FK70857AF711TA8 | SIMOTICS S SYNCHRONOUS SERVOMOTOR, 1FK7 HIGH DYNAMIC 22 NM, 100 K, 3000 RPM, 3,14KW NATURAL COOLING, IM B5 (V1, V3) POWER/SIGNAL CONNECTORS CONNECTOR CAN BE ROTATED BY 270 DEGR. RESOLVER 2-POLE (RESOLVER P=1); SHAFT WITH FITTED KEY, TOLERANCE N; W/O HOLDING BRAKE DEGREE OF PROTECTION IP65 IP67 D-END FLANGE; RAL7016 COATING; METALLIC RATING PLATE AT MOTOR | 2738 | TEM | 1 | MC | 23.503 | 1
1FK70857AF711TB0 | SIMOTICS S SYNCHRONOUS SERVOMOTOR, 1FK7 HIGH DYNAMIC 22 NM, 100 K, 3000 RPM, 3,14KW NATURAL COOLING, IM B5 (V1, V3) POWER/SIGNAL CONNECTORS CONNECTOR CAN BE ROTATED BY 270 DEGR. RESOLVER 2-POLE (RESOLVER P=1); SHAFT WITH FITTED KEY, TOLERANCE N; WITH HOLDING BRAKE DEGREE OF PROTECTION IP64 | 2926 | TEM | 1 | MC | 26.002 | 1
1FK70857AF711TB2 | SIMOTICS S SYNCHRONOUS SERVOMOTOR, 1FK7 HIGH DYNAMIC 22 NM, 100 K, 3000 RPM, 3,14KW NATURAL COOLING, IM B5 (V1, V3) POWER/SIGNAL CONNECTORS CONNECTOR CAN BE ROTATED BY 270 DEGR. RESOLVER 2-POLE (RESOLVER P=1); SHAFT WITH FITTED KEY, TOLERANCE N; WITH HOLDING BRAKE DEGREE OF PROTECTION IP65 FLANGE ON DRIVE END IP67 | 3027 | TEM | 1 | MC | 26.002 | 1
1FK70857AF711TB3 | SIMOTICS S SYNCHRONOUS SERVOMOTOR, 1FK7 HIGH DYNAMIC 22 NM, 100 K, 3000 RPM, 3,14KW NATURAL COOLING, IM B5 (V1, V3) POWER/SIGNAL CONNECTORS CONNECTOR CAN BE ROTATED BY 270 DEGR. RESOLVER 2-POLE (RESOLVER P=1); SHAFT WITH FITTED KEY, TOLERANCE N; WITH HOLDING BRAKE DEGREE OF PROTECTION IP64; PAINT FINISH RAL7016 | 2975 | TEM | 1 | MC | 26.002 | 1
1FK70857AF711TB5 | SIMOTICS S SYNCHRONOUS SERVOMOTOR, 1FK7 HIGH DYNAMIC 22 NM, 100 K, 3000 RPM, 3,14KW NATURAL COOLING, IM B5 (V1, V3) POWER/SIGNAL CONNECTORS CONNECTOR CAN BE ROTATED BY 270 DEGR. RESOLVER 2-POLE (RESOLVER P=1); SHAFT WITH FITTED KEY, TOLERANCE N; WITH HOLDING BRAKE DEGREE OF PROTECTION IP65 AS FLANGE IP67; PAINT FINISH RAL7016 | 3076 | TEM | 1 | MC | 26.002 | 1
1FK70857AF711TB8 | SIMOTICS S SYNCHRONOUS SERVOMOTOR, 1FK7 HIGH DYNAMIC 22 NM, 100 K, 3000 RPM, 3,14KW NATURAL COOLING, IM B5 (V1, V3) POWER/SIGNAL CONNECTORS CONNECTOR CAN BE ROTATED BY 270 DEGR. RESOLVER 2-POLE (RESOLVER P=1); SHAFT WITH FITTED KEY, TOLERANCE N; WITH HOLDING BRAKE DEGREE OF PROTECTION IP65 IP67 D-END FLANGE; RAL7016 COATING; METALLIC RATING PLATE AT MOTOR | 3185 | TEM | 1 | MC | 26.002 | 1
1FK70857AF711TG0 | SIMOTICS S SYNCHRONOUS SERVOMOTOR, 1FK7 HIGH DYNAMIC 22 NM, 100 K, 3000 RPM, 3,14KW NATURAL COOLING, IM B5 (V1, V3) POWER/SIGNAL CONNECTORS CONNECTOR CAN BE ROTATED BY 270 DEGR. RESOLVER 2-POLE (RESOLVER P=1); PLAIN SHAFT, TOLERANCE N; W/O HOLDING BRAKE DEGREE OF PROTECTION IP64 | 2385 | TEM | 1 | MC | 23.503 | 1
1FK70857AF711TG2 | SIMOTICS S SYNCHRONOUS SERVOMOTOR, 1FK7 HIGH DYNAMIC 22 NM, 100 K, 3000 RPM, 3,14KW NATURAL COOLING, IM B5 (V1, V3) POWER/SIGNAL CONNECTORS CONNECTOR CAN BE ROTATED BY 270 DEGR. RESOLVER 2-POLE (RESOLVER P=1); PLAIN SHAFT, TOLERANCE N; W/O HOLDING BRAKE DEGREE OF PROTECTION IP65 FLANGE ON DRIVE END IP67 | 2487 | TEM | 1 | MC | 23.503 | 1
1FK70857AF711TG3 | SIMOTICS S SYNCHRONOUS SERVOMOTOR, 1FK7 HIGH DYNAMIC 22 NM, 100 K, 3000 RPM, 3,14KW NATURAL COOLING, IM B5 (V1, V3) POWER/SIGNAL CONNECTORS CONNECTOR CAN BE ROTATED BY 270 DEGR. RESOLVER 2-POLE (RESOLVER P=1); PLAIN SHAFT, TOLERANCE N; W/O HOLDING BRAKE DEGREE OF PROTECTION IP64; PAINT FINISH RAL7016 | 2435 | TEM | 1 | MC | 23.503 | 1
1FK70857AF711TG5 | SIMOTICS S SYNCHRONOUS SERVOMOTOR, 1FK7 HIGH DYNAMIC 22 NM, 100 K, 3000 RPM, 3,14KW NATURAL COOLING, IM B5 (V1, V3) POWER/SIGNAL CONNECTORS CONNECTOR CAN BE ROTATED BY 270 DEGR. RESOLVER 2-POLE (RESOLVER P=1); PLAIN SHAFT, TOLERANCE N; W/O HOLDING BRAKE DEGREE OF PROTECTION IP65 AS FLANGE IP67; PAINT FINISH RAL7016 | 2536 | TEM | 1 | MC | 23.503 | 1
1FK70857AF711TG8 | SIMOTICS S SYNCHRONOUS SERVOMOTOR, 1FK7 HIGH DYNAMIC 22 NM, 100 K, 3000 RPM, 3,14KW NATURAL COOLING, IM B5 (V1, V3) POWER/SIGNAL CONNECTORS CONNECTOR CAN BE ROTATED BY 270 DEGR. RESOLVER 2-POLE (RESOLVER P=1); PLAIN SHAFT, TOLERANCE N; W/O HOLDING BRAKE DEGREE OF PROTECTION IP65 IP67 D-END FLANGE; RAL7016 COATING; METALLIC RATING PLATE AT MOTOR | 2645 | TEM | 1 | MC | 23.503 | 1
1FK70857AF711TH0 | SIMOTICS S SYNCHRONOUS SERVOMOTOR, 1FK7 HIGH DYNAMIC 22 NM, 100 K, 3000 RPM, 3,14KW NATURAL COOLING, IM B5 (V1, V3) POWER/SIGNAL CONNECTORS CONNECTOR CAN BE ROTATED BY 270 DEGR. RESOLVER 2-POLE (RESOLVER P=1); PLAIN SHAFT, TOLERANCE N; WITH HOLDING BRAKE DEGREE OF PROTECTION IP64 | 2832 | TEM | 1 | MC | 26.002 | 1
1FK70857AF711TH2 | SIMOTICS S SYNCHRONOUS SERVOMOTOR, 1FK7 HIGH DYNAMIC 22 NM, 100 K, 3000 RPM, 3,14KW NATURAL COOLING, IM B5 (V1, V3) POWER/SIGNAL CONNECTORS CONNECTOR CAN BE ROTATED BY 270 DEGR. RESOLVER 2-POLE (RESOLVER P=1); PLAIN SHAFT, TOLERANCE N; WITH HOLDING BRAKE DEGREE OF PROTECTION IP65 FLANGE ON DRIVE END IP67 | 2934 | TEM | 1 | MC | 26.002 | 1
1FK70857AF711TH3 | SIMOTICS S SYNCHRONOUS SERVOMOTOR, 1FK7 HIGH DYNAMIC 22 NM, 100 K, 3000 RPM, 3,14KW NATURAL COOLING, IM B5 (V1, V3) POWER/SIGNAL CONNECTORS CONNECTOR CAN BE ROTATED BY 270 DEGR. RESOLVER 2-POLE (RESOLVER P=1); PLAIN SHAFT, TOLERANCE N; WITH HOLDING BRAKE DEGREE OF PROTECTION IP64; PAINT FINISH RAL7016 | 2881 | TEM | 1 | MC | 26.002 | 1
1FK70857AF711TH5 | SIMOTICS S SYNCHRONOUS SERVOMOTOR, 1FK7 HIGH DYNAMIC 22 NM, 100 K, 3000 RPM, 3,14KW NATURAL COOLING, IM B5 (V1, V3) POWER/SIGNAL CONNECTORS CONNECTOR CAN BE ROTATED BY 270 DEGR. RESOLVER 2-POLE (RESOLVER P=1); PLAIN SHAFT, TOLERANCE N; WITH HOLDING BRAKE DEGREE OF PROTECTION IP65 AS FLANGE IP67; PAINT FINISH RAL7016 | 2983 | TEM | 1 | MC | 26.002 | 1
1FK70857AF711TH8 | SIMOTICS S SYNCHRONOUS SERVOMOTOR, 1FK7 HIGH DYNAMIC 22 NM, 100 K, 3000 RPM, 3,14KW NATURAL COOLING, IM B5 (V1, V3) POWER/SIGNAL CONNECTORS CONNECTOR CAN BE ROTATED BY 270 DEGR. RESOLVER 2-POLE (RESOLVER P=1); PLAIN SHAFT, TOLERANCE N; WITH HOLDING BRAKE DEGREE OF PROTECTION IP65 IP67 D-END FLANGE; RAL7016 COATING; METALLIC RATING PLATE AT MOTOR | 3091 | TEM | 1 | MC | 26.002 | 1
1FK70857AF711UA0 | SIMOTICS S SYNCHRONOUS SERVOMOTOR, 1FK7 HIGH DYNAMIC 22 NM, 100 K, 3000 RPM, 3,14KW NATURAL COOLING, IM B5 (V1, V3) POWER/SIGNAL CONNECTORS CONNECTOR CAN BE ROTATED BY 270 DEGR. RESOLVER MULTI-POLE (RESOLVER P=4) WITH DRIVE-CLIQ INTERFACE; SHAFT WITH FITTED KEY, TOLERANCE N; W/O HOLDING BRAKE DEGREE OF PROTECTION IP64 | 2741 | TEM | 1 | MC | 23.503 | 1
1FK70857AF711UA2 | SIMOTICS S SYNCHRONOUS SERVOMOTOR, 1FK7 HIGH DYNAMIC 22 NM, 100 K, 3000 RPM, 3,14KW NATURAL COOLING, IM B5 (V1, V3) POWER/SIGNAL CONNECTORS CONNECTOR CAN BE ROTATED BY 270 DEGR. RESOLVER MULTI-POLE (RESOLVER P=4) WITH DRIVE-CLIQ INTERFACE; SHAFT WITH FITTED KEY, TOLERANCE N; W/O HOLDING BRAKE DEGREE OF PROTECTION IP65 FLANGE ON DRIVE END IP67 | 2842 | TEM | 1 | MC | 23.503 | 1
1FK70857AF711UA3 | SIMOTICS S SYNCHRONOUS SERVOMOTOR, 1FK7 HIGH DYNAMIC 22 NM, 100 K, 3000 RPM, 3,14KW NATURAL COOLING, IM B5 (V1, V3) POWER/SIGNAL CONNECTORS CONNECTOR CAN BE ROTATED BY 270 DEGR. RESOLVER MULTI-POLE (RESOLVER P=4) WITH DRIVE-CLIQ INTERFACE; SHAFT WITH FITTED KEY, TOLERANCE N; W/O HOLDING BRAKE DEGREE OF PROTECTION IP64; PAINT FINISH RAL7016 | 2790 | TEM | 1 | MC | 23.503 | 1
1FK70857AF711UA5 | SIMOTICS S SYNCHRONOUS SERVOMOTOR, 1FK7 HIGH DYNAMIC 22 NM, 100 K, 3000 RPM, 3,14KW NATURAL COOLING, IM B5 (V1, V3) POWER/SIGNAL CONNECTORS CONNECTOR CAN BE ROTATED BY 270 DEGR. RESOLVER MULTI-POLE (RESOLVER P=4) WITH DRIVE-CLIQ INTERFACE; SHAFT WITH FITTED KEY, TOLERANCE N; W/O HOLDING BRAKE DEGREE OF PROTECTION IP65 AS FLANGE IP67; PAINT FINISH RAL7016 | 2892 | TEM | 1 | MC | 23.503 | 1
1FK70857AF711UA8 | SIMOTICS S SYNCHRONOUS SERVOMOTOR, 1FK7 HIGH DYNAMIC 22 NM, 100 K, 3000 RPM, 3,14KW NATURAL COOLING, IM B5 (V1, V3) POWER/SIGNAL CONNECTORS CONNECTOR CAN BE ROTATED BY 270 DEGR. RESOLVER MULTI-POLE (RESOLVER P=4) WITH DRIVE-CLIQ INTERFACE; SHAFT WITH FITTED KEY, TOLERANCE N; W/O HOLDING BRAKE DEGREE OF PROTECTION IP65 IP67 D-END FLANGE; RAL7016 COATING; METALLIC RATING PLATE AT MOTOR | 3000 | TEM | 1 | MC | 23.503 | 1
1FK70857AF711UB0 | SIMOTICS S SYNCHRONOUS SERVOMOTOR, 1FK7 HIGH DYNAMIC 22 NM, 100 K, 3000 RPM, 3,14KW NATURAL COOLING, IM B5 (V1, V3) POWER/SIGNAL CONNECTORS CONNECTOR CAN BE ROTATED BY 270 DEGR. RESOLVER MULTI-POLE (RESOLVER P=4) WITH DRIVE-CLIQ INTERFACE; SHAFT WITH FITTED KEY, TOLERANCE N; WITH HOLDING BRAKE DEGREE OF PROTECTION IP64 | 3187 | TEM | 1 | MC | 26.002 | 1
1FK70857AF711UB2 | SIMOTICS S SYNCHRONOUS SERVOMOTOR, 1FK7 HIGH DYNAMIC 22 NM, 100 K, 3000 RPM, 3,14KW NATURAL COOLING, IM B5 (V1, V3) POWER/SIGNAL CONNECTORS CONNECTOR CAN BE ROTATED BY 270 DEGR. RESOLVER MULTI-POLE (RESOLVER P=4) WITH DRIVE-CLIQ INTERFACE; SHAFT WITH FITTED KEY, TOLERANCE N; WITH HOLDING BRAKE DEGREE OF PROTECTION IP65 FLANGE ON DRIVE END IP67 | 3289 | TEM | 1 | MC | 26.002 | 1
1FK70857AF711UB3 | SIMOTICS S SYNCHRONOUS SERVOMOTOR, 1FK7 HIGH DYNAMIC 22 NM, 100 K, 3000 RPM, 3,14KW NATURAL COOLING, IM B5 (V1, V3) POWER/SIGNAL CONNECTORS CONNECTOR CAN BE ROTATED BY 270 DEGR. RESOLVER MULTI-POLE (RESOLVER P=4) WITH DRIVE-CLIQ INTERFACE; SHAFT WITH FITTED KEY, TOLERANCE N; WITH HOLDING BRAKE DEGREE OF PROTECTION IP64; PAINT FINISH RAL7016 | 3237 | TEM | 1 | MC | 26.002 | 1
1FK70857AF711UB5 | SIMOTICS S SYNCHRONOUS SERVOMOTOR, 1FK7 HIGH DYNAMIC 22 NM, 100 K, 3000 RPM, 3,14KW NATURAL COOLING, IM B5 (V1, V3) POWER/SIGNAL CONNECTORS CONNECTOR CAN BE ROTATED BY 270 DEGR. RESOLVER MULTI-POLE (RESOLVER P=4) WITH DRIVE-CLIQ INTERFACE; SHAFT WITH FITTED KEY, TOLERANCE N; WITH HOLDING BRAKE DEGREE OF PROTECTION IP65 AS FLANGE IP67; PAINT FINISH RAL7016 | 3338 | TEM | 1 | MC | 26.002 | 1
1FK70857AF711UB8 | SIMOTICS S SYNCHRONOUS SERVOMOTOR, 1FK7 HIGH DYNAMIC 22 NM, 100 K, 3000 RPM, 3,14KW NATURAL COOLING, IM B5 (V1, V3) POWER/SIGNAL CONNECTORS CONNECTOR CAN BE ROTATED BY 270 DEGR. RESOLVER MULTI-POLE (RESOLVER P=4) WITH DRIVE-CLIQ INTERFACE; SHAFT WITH FITTED KEY, TOLERANCE N; WITH HOLDING BRAKE DEGREE OF PROTECTION IP65 IP67 D-END FLANGE; RAL7016 COATING; METALLIC RATING PLATE AT MOTOR | 3447 | TEM | 1 | MC | 26.002 | 1
1FK70857AF711UG0 | SIMOTICS S SYNCHRONOUS SERVOMOTOR, 1FK7 HIGH DYNAMIC 22 NM, 100 K, 3000 RPM, 3,14KW NATURAL COOLING, IM B5 (V1, V3) POWER/SIGNAL CONNECTORS CONNECTOR CAN BE ROTATED BY 270 DEGR. RESOLVER MULTI-POLE (RESOLVER P=4) WITH DRIVE-CLIQ INTERFACE; PLAIN SHAFT, TOLERANCE N; W/O HOLDING BRAKE DEGREE OF PROTECTION IP64 | 2647 | TEM | 1 | MC | 23.503 | 1
1FK70857AF711UG2 | SIMOTICS S SYNCHRONOUS SERVOMOTOR, 1FK7 HIGH DYNAMIC 22 NM, 100 K, 3000 RPM, 3,14KW NATURAL COOLING, IM B5 (V1, V3) POWER/SIGNAL CONNECTORS CONNECTOR CAN BE ROTATED BY 270 DEGR. RESOLVER MULTI-POLE (RESOLVER P=4) WITH DRIVE-CLIQ INTERFACE; PLAIN SHAFT, TOLERANCE N; W/O HOLDING BRAKE DEGREE OF PROTECTION IP65 FLANGE ON DRIVE END IP67 | 2749 | TEM | 1 | MC | 23.503 | 1
1FK70857AF711UG3 | SIMOTICS S SYNCHRONOUS SERVOMOTOR, 1FK7 HIGH DYNAMIC 22 NM, 100 K, 3000 RPM, 3,14KW NATURAL COOLING, IM B5 (V1, V3) POWER/SIGNAL CONNECTORS CONNECTOR CAN BE ROTATED BY 270 DEGR. RESOLVER MULTI-POLE (RESOLVER P=4) WITH DRIVE-CLIQ INTERFACE; PLAIN SHAFT, TOLERANCE N; W/O HOLDING BRAKE DEGREE OF PROTECTION IP64; PAINT FINISH RAL7016 | 2696 | TEM | 1 | MC | 23.503 | 1
1FK70857AF711UG5 | SIMOTICS S SYNCHRONOUS SERVOMOTOR, 1FK7 HIGH DYNAMIC 22 NM, 100 K, 3000 RPM, 3,14KW NATURAL COOLING, IM B5 (V1, V3) POWER/SIGNAL CONNECTORS CONNECTOR CAN BE ROTATED BY 270 DEGR. RESOLVER MULTI-POLE (RESOLVER P=4) WITH DRIVE-CLIQ INTERFACE; PLAIN SHAFT, TOLERANCE N; W/O HOLDING BRAKE DEGREE OF PROTECTION IP65 AS FLANGE IP67; PAINT FINISH RAL7016 | 2798 | TEM | 1 | MC | 23.503 | 1
1FK70857AF711UG8 | SIMOTICS S SYNCHRONOUS SERVOMOTOR, 1FK7 HIGH DYNAMIC 22 NM, 100 K, 3000 RPM, 3,14KW NATURAL COOLING, IM B5 (V1, V3) POWER/SIGNAL CONNECTORS CONNECTOR CAN BE ROTATED BY 270 DEGR. RESOLVER MULTI-POLE (RESOLVER P=4) WITH DRIVE-CLIQ INTERFACE; PLAIN SHAFT, TOLERANCE N; W/O HOLDING BRAKE DEGREE OF PROTECTION IP65 IP67 D-END FLANGE; RAL7016 COATING; METALLIC RATING PLATE AT MOTOR | 2906 | TEM | 1 | MC | 23.503 | 1
1FK70857AF711UH0 | SIMOTICS S SYNCHRONOUS SERVOMOTOR, 1FK7 HIGH DYNAMIC 22 NM, 100 K, 3000 RPM, 3,14KW NATURAL COOLING, IM B5 (V1, V3) POWER/SIGNAL CONNECTORS CONNECTOR CAN BE ROTATED BY 270 DEGR. RESOLVER MULTI-POLE (RESOLVER P=4) WITH DRIVE-CLIQ INTERFACE; PLAIN SHAFT, TOLERANCE N; WITH HOLDING BRAKE DEGREE OF PROTECTION IP64 | 3094 | TEM | 1 | MC | 26.002 | 1
1FK70857AF711UH2 | SIMOTICS S SYNCHRONOUS SERVOMOTOR, 1FK7 HIGH DYNAMIC 22 NM, 100 K, 3000 RPM, 3,14KW NATURAL COOLING, IM B5 (V1, V3) POWER/SIGNAL CONNECTORS CONNECTOR CAN BE ROTATED BY 270 DEGR. RESOLVER MULTI-POLE (RESOLVER P=4) WITH DRIVE-CLIQ INTERFACE; PLAIN SHAFT, TOLERANCE N; WITH HOLDING BRAKE DEGREE OF PROTECTION IP65 FLANGE ON DRIVE END IP67 | 3195 | TEM | 1 | MC | 26.002 | 1
1FK70857AF711UH3 | SIMOTICS S SYNCHRONOUS SERVOMOTOR, 1FK7 HIGH DYNAMIC 22 NM, 100 K, 3000 RPM, 3,14KW NATURAL COOLING, IM B5 (V1, V3) POWER/SIGNAL CONNECTORS CONNECTOR CAN BE ROTATED BY 270 DEGR. RESOLVER MULTI-POLE (RESOLVER P=4) WITH DRIVE-CLIQ INTERFACE; PLAIN SHAFT, TOLERANCE N; WITH HOLDING BRAKE DEGREE OF PROTECTION IP64; PAINT FINISH RAL7016 | 3143 | TEM | 1 | MC | 26.002 | 1
1FK70857AF711UH5 | SIMOTICS S SYNCHRONOUS SERVOMOTOR, 1FK7 HIGH DYNAMIC 22 NM, 100 K, 3000 RPM, 3,14KW NATURAL COOLING, IM B5 (V1, V3) POWER/SIGNAL CONNECTORS CONNECTOR CAN BE ROTATED BY 270 DEGR. RESOLVER MULTI-POLE (RESOLVER P=4) WITH DRIVE-CLIQ INTERFACE; PLAIN SHAFT, TOLERANCE N; WITH HOLDING BRAKE DEGREE OF PROTECTION IP65 AS FLANGE IP67; PAINT FINISH RAL7016 | 3245 | TEM | 1 | MC | 26.002 | 1
1FK70857AF711UH8 | SIMOTICS S SYNCHRONOUS SERVOMOTOR, 1FK7 HIGH DYNAMIC 22 NM, 100 K, 3000 RPM, 3,14KW NATURAL COOLING, IM B5 (V1, V3) POWER/SIGNAL CONNECTORS CONNECTOR CAN BE ROTATED BY 270 DEGR. RESOLVER MULTI-POLE (RESOLVER P=4) WITH DRIVE-CLIQ INTERFACE; PLAIN SHAFT, TOLERANCE N; WITH HOLDING BRAKE DEGREE OF PROTECTION IP65 IP67 D-END FLANGE; RAL7016 COATING; METALLIC RATING PLATE AT MOTOR | 3353 | TEM | 1 | MC | 26.002 | 1
1FK70864CC711AA0 | SIMOTICS S SYNCHRONOUS MOTOR 1FK7-HD PN=3,8 KW; UZK=600V M0=28NM (100K); NN=2000RPM; NATURAL COOLING, FRAME SIZE IMB 5 (IM V1, IM V3) FLANGE 1, WITH KTY TEMPERATURESENSOR POWER CONNECTOR ROTATABLE INCREMENTAL ENCODER SIN/COS 1VPP;2048 S/R W. C-AND D-SPUR (ENCODER IC2048S/R) SHAFT WITH FITTED KEY, TOLERANCE N; W/O HOLDING BRAKE PROTECTION CLASS IP64; | 3266 | TEM | 1 | MC | 23.001 | 1
1FK70864CC711AA1 | SIMOTICS S SYNCHRONOUS MOTOR 1FK7-HD PN=3,8 KW; UZK=600V M0=28NM (100K); NN=2000RPM; NATURAL COOLING, FRAME SIZE IMB 5 (IM V1, IM V3) FLANGE 1, WITH KTY TEMPERATURESENSOR POWER CONNECTOR ROTATABLE INCREMENTAL ENCODER SIN/COS 1VPP;2048 S/R W. C-AND D-SPUR (ENCODER IC2048S/R) SHAFT WITH FITTED KEY, TOLERANCE N; W/O HOLDING BRAKE PROTECTION CLASS IP65, | 3360 | TEM | 1 | MC | 23.001 | 1
1FK70864CC711AA2 | SIMOTICS S SYNCHRONOUS MOTOR 1FK7-HD PN=3,8 KW; UZK=600V M0=28NM (100K); NN=2000RPM; NATURAL COOLING, FRAME SIZE IMB 5 (IM V1, IM V3) FLANGE 1, WITH KTY TEMPERATURESENSOR POWER CONNECTOR ROTATABLE INCREMENTAL ENCODER SIN/COS 1VPP;2048 S/R W. C-AND D-SPUR (ENCODER IC2048S/R) SHAFT WITH FITTED KEY, TOLERANCE N; W/O HOLDING BRAKE PROTECTION CLASS IP65, FLANGE ON DRIVE END IP67; | 3360 | TEM | 1 | MC | 23.001 | 1
1FK70864CC711AB0 | SIMOTICS S SYNCHRONOUS MOTOR 1FK7-HD PN=3,8 KW; UZK=600V M0=28NM (100K); NN=2000RPM; NATURAL COOLING, FRAME SIZE IMB 5 (IM V1, IM V3) FLANGE 1, WITH KTY TEMPERATURESENSOR POWER CONNECTOR ROTATABLE INCREMENTAL ENCODER SIN/COS 1VPP;2048 S/R W. C-AND D-SPUR (ENCODER IC2048S/R) SHAFT WITH FITTED KEY, TOLERANCE N; WITH HOLDING BRAKE PROTECTION CLASS IP64; | 3678 | TEM | 1 | MC | 23.3 | 1
1FK70864CC711AB1 | SIMOTICS S SYNCHRONOUS MOTOR 1FK7-HD PN=3,8 KW; UZK=600V M0=28NM (100K); NN=2000RPM; NATURAL COOLING, FRAME SIZE IMB 5 (IM V1, IM V3) FLANGE 1, WITH KTY TEMPERATURESENSOR POWER CONNECTOR ROTATABLE INCREMENTAL ENCODER SIN/COS 1VPP;2048 S/R W. C-AND D-SPUR (ENCODER IC2048S/R) SHAFT WITH FITTED KEY, TOLERANCE N; WITH HOLDING BRAKE PROTECTION CLASS IP65, | 3771 | TEM | 1 | MC | 23.3 | 1
1FK70864CC711AB2 | SIMOTICS S SYNCHRONOUS MOTOR 1FK7-HD PN=3,8 KW; UZK=600V M0=28NM (100K); NN=2000RPM; NATURAL COOLING, FRAME SIZE IMB 5 (IM V1, IM V3) FLANGE 1, WITH KTY TEMPERATURESENSOR POWER CONNECTOR ROTATABLE INCREMENTAL ENCODER SIN/COS 1VPP;2048 S/R W. C-AND D-SPUR (ENCODER IC2048S/R) SHAFT WITH FITTED KEY, TOLERANCE N; WITH HOLDING BRAKE PROTECTION CLASS IP65, FLANGE ON DRIVE END IP67; | 3771 | TEM | 1 | MC | 23.3 | 1
1FK70864CC711AG0 | SIMOTICS S SYNCHRONOUS MOTOR 1FK7-HD PN=3,8 KW; UZK=600V M0=28NM (100K); NN=2000RPM; NATURAL COOLING, FRAME SIZE IMB 5 (IM V1, IM V3) FLANGE 1, WITH KTY TEMPERATURESENSOR POWER CONNECTOR ROTATABLE INCREMENTAL ENCODER SIN/COS 1VPP;2048 S/R W. C-AND D-SPUR (ENCODER IC2048S/R) PLAIN SHAFT, TOLERANCE N; W/O HOLDING BRAKE PROTECTION CLASS IP64; | 3180 | TEM | 1 | MC | 23.001 | 1
1FK70864CC711AG1 | SIMOTICS S SYNCHRONOUS MOTOR 1FK7-HD PN=3,8 KW; UZK=600V M0=28NM (100K); NN=2000RPM; NATURAL COOLING, FRAME SIZE IMB 5 (IM V1, IM V3) FLANGE 1, WITH KTY TEMPERATURESENSOR POWER CONNECTOR ROTATABLE INCREMENTAL ENCODER SIN/COS 1VPP;2048 S/R W. C-AND D-SPUR (ENCODER IC2048S/R) PLAIN SHAFT, TOLERANCE N; W/O HOLDING BRAKE PROTECTION CLASS IP65, | 3274 | TEM | 1 | MC | 23.001 | 1
1FK70864CC711AG2 | SIMOTICS S SYNCHRONOUS MOTOR 1FK7-HD PN=3,8 KW; UZK=600V M0=28NM (100K); NN=2000RPM; NATURAL COOLING, FRAME SIZE IMB 5 (IM V1, IM V3) FLANGE 1, WITH KTY TEMPERATURESENSOR POWER CONNECTOR ROTATABLE INCREMENTAL ENCODER SIN/COS 1VPP;2048 S/R W. C-AND D-SPUR (ENCODER IC2048S/R) PLAIN SHAFT, TOLERANCE N; W/O HOLDING BRAKE PROTECTION CLASS IP65, FLANGE ON DRIVE END IP67; | 3274 | TEM | 1 | MC | 23.001 | 1
1FK70864CC711AH0 | SIMOTICS S SYNCHRONOUS MOTOR 1FK7-HD PN=3,8 KW; UZK=600V M0=28NM (100K); NN=2000RPM; NATURAL COOLING, FRAME SIZE IMB 5 (IM V1, IM V3) FLANGE 1, WITH KTY TEMPERATURESENSOR POWER CONNECTOR ROTATABLE INCREMENTAL ENCODER SIN/COS 1VPP;2048 S/R W. C-AND D-SPUR (ENCODER IC2048S/R) PLAIN SHAFT, TOLERANCE N; WITH HOLDING BRAKE PROTECTION CLASS IP64; | 3592 | TEM | 1 | MC | 23.3 | 1
1FK70864CC711AH1 | SIMOTICS S SYNCHRONOUS MOTOR 1FK7-HD PN=3,8 KW; UZK=600V M0=28NM (100K); NN=2000RPM; NATURAL COOLING, FRAME SIZE IMB 5 (IM V1, IM V3) FLANGE 1, WITH KTY TEMPERATURESENSOR POWER CONNECTOR ROTATABLE INCREMENTAL ENCODER SIN/COS 1VPP;2048 S/R W. C-AND D-SPUR (ENCODER IC2048S/R) PLAIN SHAFT, TOLERANCE N; WITH HOLDING BRAKE PROTECTION CLASS IP65, | 3685 | TEM | 1 | MC | 23.3 | 1
1FK70864CC711AH2 | SIMOTICS S SYNCHRONOUS MOTOR 1FK7-HD PN=3,8 KW; UZK=600V M0=28NM (100K); NN=2000RPM; NATURAL COOLING, FRAME SIZE IMB 5 (IM V1, IM V3) FLANGE 1, WITH KTY TEMPERATURESENSOR POWER CONNECTOR ROTATABLE INCREMENTAL ENCODER SIN/COS 1VPP;2048 S/R W. C-AND D-SPUR (ENCODER IC2048S/R) PLAIN SHAFT, TOLERANCE N; WITH HOLDING BRAKE PROTECTION CLASS IP65, FLANGE ON DRIVE END IP67; | 3685 | TEM | 1 | MC | 23.3 | 1
1FK70864CC711BA0 | SIMOTICS S SYNCHRONOUS MOTOR 1FK7-HD PN=3,8 KW; UZK=600V M0=28NM (100K); NN=2000RPM; NATURAL COOLING, FRAME SIZE IMB 5 (IM V1, IM V3) FLANGE 1 POWER CONNECTOR ROTATABLE ABSOLUTE ENCODER SINGLETURN 24 BIT WITH DRIVE CLIQ INTERFACE (ENCODER AS24DQI) SHAFT WITH FITTED KEY, TOLERANCE N; W/O HOLDING BRAKE PROTECTION CLASS IP64; | 3508 | TEM | 1 | MC | 23.001 | 1
1FK70864CC711BA1 | SIMOTICS S SYNCHRONOUS MOTOR 1FK7-HD PN=3,8 KW; UZK=600V M0=28NM (100K); NN=2000RPM; NATURAL COOLING, FRAME SIZE IMB 5 (IM V1, IM V3) FLANGE 1 POWER CONNECTOR ROTATABLE ABSOLUTE ENCODER SINGLETURN 24 BIT WITH DRIVE CLIQ INTERFACE (ENCODER AS24DQI) SHAFT WITH FITTED KEY, TOLERANCE N; W/O HOLDING BRAKE PROTECTION CLASS IP65, | 3601 | TEM | 1 | MC | 23.001 | 1
1FK70864CC711BA2 | SIMOTICS S SYNCHRONOUS MOTOR 1FK7-HD PN=3,8 KW; UZK=600V M0=28NM (100K); NN=2000RPM; NATURAL COOLING, FRAME SIZE IMB 5 (IM V1, IM V3) FLANGE 1 POWER CONNECTOR ROTATABLE ABSOLUTE ENCODER SINGLETURN 24 BIT WITH DRIVE CLIQ INTERFACE (ENCODER AS24DQI) SHAFT WITH FITTED KEY, TOLERANCE N; W/O HOLDING BRAKE PROTECTION CLASS IP65, FLANGE ON DRIVE END IP67; | 3601 | TEM | 1 | MC | 23.001 | 1
1FK70864CC711BB0 | SIMOTICS S SYNCHRONOUS MOTOR 1FK7-HD PN=3,8 KW; UZK=600V M0=28NM (100K); NN=2000RPM; NATURAL COOLING, FRAME SIZE IMB 5 (IM V1, IM V3) FLANGE 1 POWER CONNECTOR ROTATABLE ABSOLUTE ENCODER SINGLETURN 24 BIT WITH DRIVE CLIQ INTERFACE (ENCODER AS24DQI) SHAFT WITH FITTED KEY, TOLERANCE N; WITH HOLDING BRAKE PROTECTION CLASS IP64; | 3919 | TEM | 1 | MC | 23.3 | 1
1FK70864CC711BB1 | SIMOTICS S SYNCHRONOUS MOTOR 1FK7-HD PN=3,8 KW; UZK=600V M0=28NM (100K); NN=2000RPM; NATURAL COOLING, FRAME SIZE IMB 5 (IM V1, IM V3) FLANGE 1 POWER CONNECTOR ROTATABLE ABSOLUTE ENCODER SINGLETURN 24 BIT WITH DRIVE CLIQ INTERFACE (ENCODER AS24DQI) SHAFT WITH FITTED KEY, TOLERANCE N; WITH HOLDING BRAKE PROTECTION CLASS IP65, | 4012 | TEM | 1 | MC | 23.3 | 1
1FK70864CC711BB2 | SIMOTICS S SYNCHRONOUS MOTOR 1FK7-HD PN=3,8 KW; UZK=600V M0=28NM (100K); NN=2000RPM; NATURAL COOLING, FRAME SIZE IMB 5 (IM V1, IM V3) FLANGE 1 POWER CONNECTOR ROTATABLE ABSOLUTE ENCODER SINGLETURN 24 BIT WITH DRIVE CLIQ INTERFACE (ENCODER AS24DQI) SHAFT WITH FITTED KEY, TOLERANCE N; WITH HOLDING BRAKE PROTECTION CLASS IP65, FLANGE ON DRIVE END IP67; | 4012 | TEM | 1 | MC | 23.3 | 1
1FK70864CC711BG0 | SIMOTICS S SYNCHRONOUS MOTOR 1FK7-HD PN=3,8 KW; UZK=600V M0=28NM (100K); NN=2000RPM; NATURAL COOLING, FRAME SIZE IMB 5 (IM V1, IM V3) FLANGE 1 POWER CONNECTOR ROTATABLE ABSOLUTE ENCODER SINGLETURN 24 BIT WITH DRIVE CLIQ INTERFACE (ENCODER AS24DQI) PLAIN SHAFT, TOLERANCE N; W/O HOLDING BRAKE PROTECTION CLASS IP64; | 3421 | TEM | 1 | MC | 23.001 | 1
1FK70864CC711BG1 | SIMOTICS S SYNCHRONOUS MOTOR 1FK7-HD PN=3,8 KW; UZK=600V M0=28NM (100K); NN=2000RPM; NATURAL COOLING, FRAME SIZE IMB 5 (IM V1, IM V3) FLANGE 1 POWER CONNECTOR ROTATABLE ABSOLUTE ENCODER SINGLETURN 24 BIT WITH DRIVE CLIQ INTERFACE (ENCODER AS24DQI) PLAIN SHAFT, TOLERANCE N; W/O HOLDING BRAKE PROTECTION CLASS IP65, | 3515 | TEM | 1 | MC | 23.001 | 1
1FK70864CC711BG2 | SIMOTICS S SYNCHRONOUS MOTOR 1FK7-HD PN=3,8 KW; UZK=600V M0=28NM (100K); NN=2000RPM; NATURAL COOLING, FRAME SIZE IMB 5 (IM V1, IM V3) FLANGE 1 POWER CONNECTOR ROTATABLE ABSOLUTE ENCODER SINGLETURN 24 BIT WITH DRIVE CLIQ INTERFACE (ENCODER AS24DQI) PLAIN SHAFT, TOLERANCE N; W/O HOLDING BRAKE PROTECTION CLASS IP65, FLANGE ON DRIVE END IP67; | 3515 | TEM | 1 | MC | 23.001 | 1
1FK70864CC711BH0 | SIMOTICS S SYNCHRONOUS MOTOR 1FK7-HD PN=3,8 KW; UZK=600V M0=28NM (100K); NN=2000RPM; NATURAL COOLING, FRAME SIZE IMB 5 (IM V1, IM V3) FLANGE 1 POWER CONNECTOR ROTATABLE ABSOLUTE ENCODER SINGLETURN 24 BIT WITH DRIVE CLIQ INTERFACE (ENCODER AS24DQI) PLAIN SHAFT, TOLERANCE N; WITH HOLDING BRAKE PROTECTION CLASS IP64; | 3833 | TEM | 1 | MC | 23.3 | 1
1FK70864CC711BH1 | SIMOTICS S SYNCHRONOUS MOTOR 1FK7-HD PN=3,8 KW; UZK=600V M0=28NM (100K); NN=2000RPM; NATURAL COOLING, FRAME SIZE IMB 5 (IM V1, IM V3) FLANGE 1 POWER CONNECTOR ROTATABLE ABSOLUTE ENCODER SINGLETURN 24 BIT WITH DRIVE CLIQ INTERFACE (ENCODER AS24DQI) PLAIN SHAFT, TOLERANCE N; WITH HOLDING BRAKE PROTECTION CLASS IP65, | 3926 | TEM | 1 | MC | 23.3 | 1
1FK70864CC711BH2 | SIMOTICS S SYNCHRONOUS MOTOR 1FK7-HD PN=3,8 KW; UZK=600V M0=28NM (100K); NN=2000RPM; NATURAL COOLING, FRAME SIZE IMB 5 (IM V1, IM V3) FLANGE 1 POWER CONNECTOR ROTATABLE ABSOLUTE ENCODER SINGLETURN 24 BIT WITH DRIVE CLIQ INTERFACE (ENCODER AS24DQI) PLAIN SHAFT, TOLERANCE N; WITH HOLDING BRAKE PROTECTION CLASS IP65, FLANGE ON DRIVE END IP67; | 3926 | TEM | 1 | MC | 23.3 | 1
1FK70864CC711CA0 | SIMOTICS S SYNCHRONOUS MOTOR 1FK7-HD PN=3,8 KW; UZK=600V M0=28NM (100K); NN=2000RPM; NATURAL COOLING, FRAME SIZE IMB 5 (IM V1, IM V3) FLANGE 1 POWER CONNECTOR ROTATABLE ABSOLUTE ENCODER 24 BIT + 12 BIT MULTITURN WITH DRIVE-CLIQ INTERFACE (ENCODER AM24DQI) SHAFT WITH FITTED KEY, TOLERANCE N; W/O HOLDING BRAKE PROTECTION CLASS IP64; | 3877 | TEM | 1 | MC | 23.001 | 1
1FK70864CC711CA1 | SIMOTICS S SYNCHRONOUS MOTOR 1FK7-HD PN=3,8 KW; UZK=600V M0=28NM (100K); NN=2000RPM; NATURAL COOLING, FRAME SIZE IMB 5 (IM V1, IM V3) FLANGE 1 POWER CONNECTOR ROTATABLE ABSOLUTE ENCODER 24 BIT + 12 BIT MULTITURN WITH DRIVE-CLIQ INTERFACE (ENCODER AM24DQI) SHAFT WITH FITTED KEY, TOLERANCE N; W/O HOLDING BRAKE PROTECTION CLASS IP65, | 3970 | TEM | 1 | MC | 23.001 | 1
1FK70864CC711CA2 | SIMOTICS S SYNCHRONOUS MOTOR 1FK7-HD PN=3,8 KW; UZK=600V M0=28NM (100K); NN=2000RPM; NATURAL COOLING, FRAME SIZE IMB 5 (IM V1, IM V3) FLANGE 1 POWER CONNECTOR ROTATABLE ABSOLUTE ENCODER 24 BIT + 12 BIT MULTITURN WITH DRIVE-CLIQ INTERFACE (ENCODER AM24DQI) SHAFT WITH FITTED KEY, TOLERANCE N; W/O HOLDING BRAKE PROTECTION CLASS IP65, FLANGE ON DRIVE END IP67; | 3970 | TEM | 1 | MC | 23.001 | 1
1FK70864CC711CB0 | SIMOTICS S SYNCHRONOUS MOTOR 1FK7-HD PN=3,8 KW; UZK=600V M0=28NM (100K); NN=2000RPM; NATURAL COOLING, FRAME SIZE IMB 5 (IM V1, IM V3) FLANGE 1 POWER CONNECTOR ROTATABLE ABSOLUTE ENCODER 24 BIT + 12 BIT MULTITURN WITH DRIVE-CLIQ INTERFACE (ENCODER AM24DQI) SHAFT WITH FITTED KEY, TOLERANCE N; WITH HOLDING BRAKE PROTECTION CLASS IP64; | 4288 | TEM | 1 | MC | 23.3 | 1
1FK70864CC711CB1 | SIMOTICS S SYNCHRONOUS MOTOR 1FK7-HD PN=3,8 KW; UZK=600V M0=28NM (100K); NN=2000RPM; NATURAL COOLING, FRAME SIZE IMB 5 (IM V1, IM V3) FLANGE 1 POWER CONNECTOR ROTATABLE ABSOLUTE ENCODER 24 BIT + 12 BIT MULTITURN WITH DRIVE-CLIQ INTERFACE (ENCODER AM24DQI) SHAFT WITH FITTED KEY, TOLERANCE N; WITH HOLDING BRAKE PROTECTION CLASS IP65, | 4382 | TEM | 1 | MC | 23.3 | 1
1FK70864CC711CB2 | SIMOTICS S SYNCHRONOUS MOTOR 1FK7-HD PN=3,8 KW; UZK=600V M0=28NM (100K); NN=2000RPM; NATURAL COOLING, FRAME SIZE IMB 5 (IM V1, IM V3) FLANGE 1 POWER CONNECTOR ROTATABLE ABSOLUTE ENCODER 24 BIT + 12 BIT MULTITURN WITH DRIVE-CLIQ INTERFACE (ENCODER AM24DQI) SHAFT WITH FITTED KEY, TOLERANCE N; WITH HOLDING BRAKE PROTECTION CLASS IP65, FLANGE ON DRIVE END IP67; | 4382 | TEM | 1 | MC | 23.3 | 1
1FK70864CC711CG0 | SIMOTICS S SYNCHRONOUS MOTOR 1FK7-HD PN=3,8 KW; UZK=600V M0=28NM (100K); NN=2000RPM; NATURAL COOLING, FRAME SIZE IMB 5 (IM V1, IM V3) FLANGE 1 POWER CONNECTOR ROTATABLE ABSOLUTE ENCODER 24 BIT + 12 BIT MULTITURN WITH DRIVE-CLIQ INTERFACE (ENCODER AM24DQI) PLAIN SHAFT, TOLERANCE N; W/O HOLDING BRAKE PROTECTION CLASS IP64; | 3791 | TEM | 1 | MC | 23.001 | 1
1FK70864CC711CG1 | SIMOTICS S SYNCHRONOUS MOTOR 1FK7-HD PN=3,8 KW; UZK=600V M0=28NM (100K); NN=2000RPM; NATURAL COOLING, FRAME SIZE IMB 5 (IM V1, IM V3) FLANGE 1 POWER CONNECTOR ROTATABLE ABSOLUTE ENCODER 24 BIT + 12 BIT MULTITURN WITH DRIVE-CLIQ INTERFACE (ENCODER AM24DQI) PLAIN SHAFT, TOLERANCE N; W/O HOLDING BRAKE PROTECTION CLASS IP65, | 3884 | TEM | 1 | MC | 23.001 | 1
1FK70864CC711CG2 | SIMOTICS S SYNCHRONOUS MOTOR 1FK7-HD PN=3,8 KW; UZK=600V M0=28NM (100K); NN=2000RPM; NATURAL COOLING, FRAME SIZE IMB 5 (IM V1, IM V3) FLANGE 1 POWER CONNECTOR ROTATABLE ABSOLUTE ENCODER 24 BIT + 12 BIT MULTITURN WITH DRIVE-CLIQ INTERFACE (ENCODER AM24DQI) PLAIN SHAFT, TOLERANCE N; W/O HOLDING BRAKE PROTECTION CLASS IP65, FLANGE ON DRIVE END IP67; | 3884 | TEM | 1 | MC | 23.001 | 1
1FK70864CC711CH0 | SIMOTICS S SYNCHRONOUS MOTOR 1FK7-HD PN=3,8 KW; UZK=600V M0=28NM (100K); NN=2000RPM; NATURAL COOLING, FRAME SIZE IMB 5 (IM V1, IM V3) FLANGE 1 POWER CONNECTOR ROTATABLE ABSOLUTE ENCODER 24 BIT + 12 BIT MULTITURN WITH DRIVE-CLIQ INTERFACE (ENCODER AM24DQI) PLAIN SHAFT, TOLERANCE N; WITH HOLDING BRAKE PROTECTION CLASS IP64; | 4202 | TEM | 1 | MC | 23.3 | 1
1FK70864CC711CH1 | SIMOTICS S SYNCHRONOUS MOTOR 1FK7-HD PN=3,8 KW; UZK=600V M0=28NM (100K); NN=2000RPM; NATURAL COOLING, FRAME SIZE IMB 5 (IM V1, IM V3) FLANGE 1 POWER CONNECTOR ROTATABLE ABSOLUTE ENCODER 24 BIT + 12 BIT MULTITURN WITH DRIVE-CLIQ INTERFACE (ENCODER AM24DQI) PLAIN SHAFT, TOLERANCE N; WITH HOLDING BRAKE PROTECTION CLASS IP65, | 4295 | TEM | 1 | MC | 23.3 | 1
1FK70864CC711CH2 | SIMOTICS S SYNCHRONOUS MOTOR 1FK7-HD PN=3,8 KW; UZK=600V M0=28NM (100K); NN=2000RPM; NATURAL COOLING, FRAME SIZE IMB 5 (IM V1, IM V3) FLANGE 1 POWER CONNECTOR ROTATABLE ABSOLUTE ENCODER 24 BIT + 12 BIT MULTITURN WITH DRIVE-CLIQ INTERFACE (ENCODER AM24DQI) PLAIN SHAFT, TOLERANCE N; WITH HOLDING BRAKE PROTECTION CLASS IP65, FLANGE ON DRIVE END IP67; | 4295 | TEM | 1 | MC | 23.3 | 1
1FK70864CC711DA2 | SIMOTICS S SYNCHRONOUS MOTOR 1FK7-HD PN=3,8 KW; UZK=600V M0=28NM (100K); NN=2000RPM; NATURAL COOLING, FRAME SIZE IMB 5 (IM V1, IM V3) FLANGE 1 POWER CONNECTOR ROTATABLE INCREMENTAL ENCODER 22 BIT WITH DRIVE-CLIQ INTERFACE (ENCODER IC22DQ) SHAFT WITH FITTED KEY, TOLERANCE N; W/O HOLDING BRAKE PROTECTION CLASS IP65, FLANGE ON DRIVE END IP67; | 3681 | TEM | 1 | MC | 23.002 | 1
1FK70864CC711DG0 | SIMOTICS S SYNCHRONOUS MOTOR 1FK7-HD PN=3,8 KW; UZK=600V M0=28NM (100K); NN=2000RPM; NATURAL COOLING, FRAME SIZE IMB 5 (IM V1, IM V3) FLANGE 1 POWER CONNECTOR ROTATABLE INCREMENTAL ENCODER 22 BIT WITH DRIVE-CLIQ INTERFACE (ENCODER IC22DQ) PLAIN SHAFT, TOLERANCE N; W/O HOLDING BRAKE PROTECTION CLASS IP64; | 3501 | TEM | 1 | MC | 23.002 | 1
1FK70864CC711EA0 | SIMOTICS S SYNCHRONOUS MOTOR 1FK7-HD PN=3,8 KW; UZK=600V M0=28NM (100K); NN=2000RPM; NATURAL COOLING, FRAME SIZE IMB 5 (IM V1, IM V3) FLANGE 1, WITH KTY TEMPERATURESENSOR POWER CONNECTOR ROTATABLE ABSOLUTE ENCODERR 2048 S/R + 4096 UMDREHUNGEN MULTITURN, WITH ENDAT-SCHNITTSTELLE (ENCODER AM2048S/R) SHAFT WITH FITTED KEY, TOLERANCE N; W/O HOLDING BRAKE PROTECTION CLASS IP64; | 3638 | TEM | 1 | MC | 23.001 | 1
1FK70864CC711EA1 | SIMOTICS S SYNCHRONOUS MOTOR 1FK7-HD PN=3,8 KW; UZK=600V M0=28NM (100K); NN=2000RPM; NATURAL COOLING, FRAME SIZE IMB 5 (IM V1, IM V3) FLANGE 1, WITH KTY TEMPERATURESENSOR POWER CONNECTOR ROTATABLE ABSOLUTE ENCODERR 2048 S/R + 4096 UMDREHUNGEN MULTITURN, WITH ENDAT-SCHNITTSTELLE (ENCODER AM2048S/R) SHAFT WITH FITTED KEY, TOLERANCE N; W/O HOLDING BRAKE PROTECTION CLASS IP65, | 3732 | TEM | 1 | MC | 23.001 | 1
1FK70864CC711EA2 | SIMOTICS S SYNCHRONOUS MOTOR 1FK7-HD PN=3,8 KW; UZK=600V M0=28NM (100K); NN=2000RPM; NATURAL COOLING, FRAME SIZE IMB 5 (IM V1, IM V3) FLANGE 1, WITH KTY TEMPERATURESENSOR POWER CONNECTOR ROTATABLE ABSOLUTE ENCODERR 2048 S/R + 4096 UMDREHUNGEN MULTITURN, WITH ENDAT-SCHNITTSTELLE (ENCODER AM2048S/R) SHAFT WITH FITTED KEY, TOLERANCE N; W/O HOLDING BRAKE PROTECTION CLASS IP65, FLANGE ON DRIVE END IP67; | 3732 | TEM | 1 | MC | 23.001 | 1
1FK70864CC711EB0 | SIMOTICS S SYNCHRONOUS MOTOR 1FK7-HD PN=3,8 KW; UZK=600V M0=28NM (100K); NN=2000RPM; NATURAL COOLING, FRAME SIZE IMB 5 (IM V1, IM V3) FLANGE 1, WITH KTY TEMPERATURESENSOR POWER CONNECTOR ROTATABLE ABSOLUTE ENCODERR 2048 S/R + 4096 UMDREHUNGEN MULTITURN, WITH ENDAT-SCHNITTSTELLE (ENCODER AM2048S/R) SHAFT WITH FITTED KEY, TOLERANCE N; WITH HOLDING BRAKE PROTECTION CLASS IP64; | 4049 | TEM | 1 | MC | 23.3 | 1
1FK70864CC711EB1 | SIMOTICS S SYNCHRONOUS MOTOR 1FK7-HD PN=3,8 KW; UZK=600V M0=28NM (100K); NN=2000RPM; NATURAL COOLING, FRAME SIZE IMB 5 (IM V1, IM V3) FLANGE 1, WITH KTY TEMPERATURESENSOR POWER CONNECTOR ROTATABLE ABSOLUTE ENCODERR 2048 S/R + 4096 UMDREHUNGEN MULTITURN, WITH ENDAT-SCHNITTSTELLE (ENCODER AM2048S/R) SHAFT WITH FITTED KEY, TOLERANCE N; WITH HOLDING BRAKE PROTECTION CLASS IP65, | 4143 | TEM | 1 | MC | 23.3 | 1
1FK70864CC711EB2 | SIMOTICS S SYNCHRONOUS MOTOR 1FK7-HD PN=3,8 KW; UZK=600V M0=28NM (100K); NN=2000RPM; NATURAL COOLING, FRAME SIZE IMB 5 (IM V1, IM V3) FLANGE 1, WITH KTY TEMPERATURESENSOR POWER CONNECTOR ROTATABLE ABSOLUTE ENCODERR 2048 S/R + 4096 UMDREHUNGEN MULTITURN, WITH ENDAT-SCHNITTSTELLE (ENCODER AM2048S/R) SHAFT WITH FITTED KEY, TOLERANCE N; WITH HOLDING BRAKE PROTECTION CLASS IP65, FLANGE ON DRIVE END IP67; | 4143 | TEM | 1 | MC | 23.3 | 1
1FK70864CC711EG0 | SIMOTICS S SYNCHRONOUS MOTOR 1FK7-HD PN=3,8 KW; UZK=600V M0=28NM (100K); NN=2000RPM; NATURAL COOLING, FRAME SIZE IMB 5 (IM V1, IM V3) FLANGE 1, WITH KTY TEMPERATURESENSOR POWER CONNECTOR ROTATABLE ABSOLUTE ENCODERR 2048 S/R + 4096 UMDREHUNGEN MULTITURN, WITH ENDAT-SCHNITTSTELLE (ENCODER AM2048S/R) PLAIN SHAFT, TOLERANCE N; W/O HOLDING BRAKE PROTECTION CLASS IP64; | 3552 | TEM | 1 | MC | 23.001 | 1
1FK70864CC711EG1 | SIMOTICS S SYNCHRONOUS MOTOR 1FK7-HD PN=3,8 KW; UZK=600V M0=28NM (100K); NN=2000RPM; NATURAL COOLING, FRAME SIZE IMB 5 (IM V1, IM V3) FLANGE 1, WITH KTY TEMPERATURESENSOR POWER CONNECTOR ROTATABLE ABSOLUTE ENCODERR 2048 S/R + 4096 UMDREHUNGEN MULTITURN, WITH ENDAT-SCHNITTSTELLE (ENCODER AM2048S/R) PLAIN SHAFT, TOLERANCE N; W/O HOLDING BRAKE PROTECTION CLASS IP65, | 3645 | TEM | 1 | MC | 23.001 | 1
1FK70864CC711EG2 | SIMOTICS S SYNCHRONOUS MOTOR 1FK7-HD PN=3,8 KW; UZK=600V M0=28NM (100K); NN=2000RPM; NATURAL COOLING, FRAME SIZE IMB 5 (IM V1, IM V3) FLANGE 1, WITH KTY TEMPERATURESENSOR POWER CONNECTOR ROTATABLE ABSOLUTE ENCODERR 2048 S/R + 4096 UMDREHUNGEN MULTITURN, WITH ENDAT-SCHNITTSTELLE (ENCODER AM2048S/R) PLAIN SHAFT, TOLERANCE N; W/O HOLDING BRAKE PROTECTION CLASS IP65, FLANGE ON DRIVE END IP67; | 3645 | TEM | 1 | MC | 23.001 | 1
1FK70864CC711EH0 | SIMOTICS S SYNCHRONOUS MOTOR 1FK7-HD PN=3,8 KW; UZK=600V M0=28NM (100K); NN=2000RPM; NATURAL COOLING, FRAME SIZE IMB 5 (IM V1, IM V3) FLANGE 1, WITH KTY TEMPERATURESENSOR POWER CONNECTOR ROTATABLE ABSOLUTE ENCODERR 2048 S/R + 4096 UMDREHUNGEN MULTITURN, WITH ENDAT-SCHNITTSTELLE (ENCODER AM2048S/R) PLAIN SHAFT, TOLERANCE N; WITH HOLDING BRAKE PROTECTION CLASS IP64; | 3963 | TEM | 1 | MC | 23.3 | 1
1FK70864CC711EH1 | SIMOTICS S SYNCHRONOUS MOTOR 1FK7-HD PN=3,8 KW; UZK=600V M0=28NM (100K); NN=2000RPM; NATURAL COOLING, FRAME SIZE IMB 5 (IM V1, IM V3) FLANGE 1, WITH KTY TEMPERATURESENSOR POWER CONNECTOR ROTATABLE ABSOLUTE ENCODERR 2048 S/R + 4096 UMDREHUNGEN MULTITURN, WITH ENDAT-SCHNITTSTELLE (ENCODER AM2048S/R) PLAIN SHAFT, TOLERANCE N; WITH HOLDING BRAKE PROTECTION CLASS IP65, | 4057 | TEM | 1 | MC | 23.3 | 1
1FK70864CC711EH2 | SIMOTICS S SYNCHRONOUS MOTOR 1FK7-HD PN=3,8 KW; UZK=600V M0=28NM (100K); NN=2000RPM; NATURAL COOLING, FRAME SIZE IMB 5 (IM V1, IM V3) FLANGE 1, WITH KTY TEMPERATURESENSOR POWER CONNECTOR ROTATABLE ABSOLUTE ENCODERR 2048 S/R + 4096 UMDREHUNGEN MULTITURN, WITH ENDAT-SCHNITTSTELLE (ENCODER AM2048S/R) PLAIN SHAFT, TOLERANCE N; WITH HOLDING BRAKE PROTECTION CLASS IP65, FLANGE ON DRIVE END IP67; | 4057 | TEM | 1 | MC | 23.3 | 1
1FK70864CC711KA0 | SIMOTICS S SYNCHRONOUS MOTOR 1FK7-HD PN=3,8 KW; UZK=600V M0=28NM (100K); NN=2000RPM; NATURAL COOLING, FRAME SIZE IMB 5 (IM V1, IM V3) FLANGE 1 POWER CONNECTOR ROTATABLE ABSOLUTE ENCODER 16BIT + 12BIT MULTITURN, WITH DRIVE-CLIQ INTERFACE (ENCODER AM16DQ) SHAFT WITH FITTED KEY, TOLERANCE N; W/O HOLDING BRAKE PROTECTION CLASS IP64; | 3440 | TEM | 1 | MC | 23.001 | 1
1FK70864CC711KA1 | SIMOTICS S SYNCHRONOUS MOTOR 1FK7-HD PN=3,8 KW; UZK=600V M0=28NM (100K); NN=2000RPM; NATURAL COOLING, FRAME SIZE IMB 5 (IM V1, IM V3) FLANGE 1 POWER CONNECTOR ROTATABLE ABSOLUTE ENCODER 16BIT + 12BIT MULTITURN, WITH DRIVE-CLIQ INTERFACE (ENCODER AM16DQ) SHAFT WITH FITTED KEY, TOLERANCE N; W/O HOLDING BRAKE PROTECTION CLASS IP65, | 3533 | TEM | 1 | MC | 23.001 | 1
1FK70864CC711KA2 | SIMOTICS S SYNCHRONOUS MOTOR 1FK7-HD PN=3,8 KW; UZK=600V M0=28NM (100K); NN=2000RPM; NATURAL COOLING, FRAME SIZE IMB 5 (IM V1, IM V3) FLANGE 1 POWER CONNECTOR ROTATABLE ABSOLUTE ENCODER 16BIT + 12BIT MULTITURN, WITH DRIVE-CLIQ INTERFACE (ENCODER AM16DQ) SHAFT WITH FITTED KEY, TOLERANCE N; W/O HOLDING BRAKE PROTECTION CLASS IP65, FLANGE ON DRIVE END IP67; | 3533 | TEM | 1 | MC | 23.001 | 1
1FK70864CC711KB0 | SIMOTICS S SYNCHRONOUS MOTOR 1FK7-HD PN=3,8 KW; UZK=600V M0=28NM (100K); NN=2000RPM; NATURAL COOLING, FRAME SIZE IMB 5 (IM V1, IM V3) FLANGE 1 POWER CONNECTOR ROTATABLE ABSOLUTE ENCODER 16BIT + 12BIT MULTITURN, WITH DRIVE-CLIQ INTERFACE (ENCODER AM16DQ) SHAFT WITH FITTED KEY, TOLERANCE N; WITH HOLDING BRAKE PROTECTION CLASS IP64; | 3851 | TEM | 1 | MC | 23.3 | 1
1FK70864CC711KB1 | SIMOTICS S SYNCHRONOUS MOTOR 1FK7-HD PN=3,8 KW; UZK=600V M0=28NM (100K); NN=2000RPM; NATURAL COOLING, FRAME SIZE IMB 5 (IM V1, IM V3) FLANGE 1 POWER CONNECTOR ROTATABLE ABSOLUTE ENCODER 16BIT + 12BIT MULTITURN, WITH DRIVE-CLIQ INTERFACE (ENCODER AM16DQ) SHAFT WITH FITTED KEY, TOLERANCE N; WITH HOLDING BRAKE PROTECTION CLASS IP65, | 3944 | TEM | 1 | MC | 23.3 | 1
1FK70864CC711KB2 | SIMOTICS S SYNCHRONOUS MOTOR 1FK7-HD PN=3,8 KW; UZK=600V M0=28NM (100K); NN=2000RPM; NATURAL COOLING, FRAME SIZE IMB 5 (IM V1, IM V3) FLANGE 1 POWER CONNECTOR ROTATABLE ABSOLUTE ENCODER 16BIT + 12BIT MULTITURN, WITH DRIVE-CLIQ INTERFACE (ENCODER AM16DQ) SHAFT WITH FITTED KEY, TOLERANCE N; WITH HOLDING BRAKE PROTECTION CLASS IP65, FLANGE ON DRIVE END IP67; | 3944 | TEM | 1 | MC | 23.3 | 1
1FK70864CC711KG0 | SIMOTICS S SYNCHRONOUS MOTOR 1FK7-HD PN=3,8 KW; UZK=600V M0=28NM (100K); NN=2000RPM; NATURAL COOLING, FRAME SIZE IMB 5 (IM V1, IM V3) FLANGE 1 POWER CONNECTOR ROTATABLE ABSOLUTE ENCODER 16BIT + 12BIT MULTITURN, WITH DRIVE-CLIQ INTERFACE (ENCODER AM16DQ) PLAIN SHAFT, TOLERANCE N; W/O HOLDING BRAKE PROTECTION CLASS IP64; | 3353 | TEM | 1 | MC | 23.001 | 1
1FK70864CC711KG1 | SIMOTICS S SYNCHRONOUS MOTOR 1FK7-HD PN=3,8 KW; UZK=600V M0=28NM (100K); NN=2000RPM; NATURAL COOLING, FRAME SIZE IMB 5 (IM V1, IM V3) FLANGE 1 POWER CONNECTOR ROTATABLE ABSOLUTE ENCODER 16BIT + 12BIT MULTITURN, WITH DRIVE-CLIQ INTERFACE (ENCODER AM16DQ) PLAIN SHAFT, TOLERANCE N; W/O HOLDING BRAKE PROTECTION CLASS IP65, | 3447 | TEM | 1 | MC | 23.001 | 1
1FK70864CC711KG2 | SIMOTICS S SYNCHRONOUS MOTOR 1FK7-HD PN=3,8 KW; UZK=600V M0=28NM (100K); NN=2000RPM; NATURAL COOLING, FRAME SIZE IMB 5 (IM V1, IM V3) FLANGE 1 POWER CONNECTOR ROTATABLE ABSOLUTE ENCODER 16BIT + 12BIT MULTITURN, WITH DRIVE-CLIQ INTERFACE (ENCODER AM16DQ) PLAIN SHAFT, TOLERANCE N; W/O HOLDING BRAKE PROTECTION CLASS IP65, FLANGE ON DRIVE END IP67; | 3447 | TEM | 1 | MC | 23.001 | 1
1FK70864CC711KH0 | SIMOTICS S SYNCHRONOUS MOTOR 1FK7-HD PN=3,8 KW; UZK=600V M0=28NM (100K); NN=2000RPM; NATURAL COOLING, FRAME SIZE IMB 5 (IM V1, IM V3) FLANGE 1 POWER CONNECTOR ROTATABLE ABSOLUTE ENCODER 16BIT + 12BIT MULTITURN, WITH DRIVE-CLIQ INTERFACE (ENCODER AM16DQ) PLAIN SHAFT, TOLERANCE N; WITH HOLDING BRAKE PROTECTION CLASS IP64; | 3765 | TEM | 1 | MC | 23.3 | 1
1FK70864CC711KH1 | SIMOTICS S SYNCHRONOUS MOTOR 1FK7-HD PN=3,8 KW; UZK=600V M0=28NM (100K); NN=2000RPM; NATURAL COOLING, FRAME SIZE IMB 5 (IM V1, IM V3) FLANGE 1 POWER CONNECTOR ROTATABLE ABSOLUTE ENCODER 16BIT + 12BIT MULTITURN, WITH DRIVE-CLIQ INTERFACE (ENCODER AM16DQ) PLAIN SHAFT, TOLERANCE N; WITH HOLDING BRAKE PROTECTION CLASS IP65, | 3858 | TEM | 1 | MC | 23.3 | 1
1FK70864CC711KH2 | SIMOTICS S SYNCHRONOUS MOTOR 1FK7-HD PN=3,8 KW; UZK=600V M0=28NM (100K); NN=2000RPM; NATURAL COOLING, FRAME SIZE IMB 5 (IM V1, IM V3) FLANGE 1 POWER CONNECTOR ROTATABLE ABSOLUTE ENCODER 16BIT + 12BIT MULTITURN, WITH DRIVE-CLIQ INTERFACE (ENCODER AM16DQ) PLAIN SHAFT, TOLERANCE N; WITH HOLDING BRAKE PROTECTION CLASS IP65, FLANGE ON DRIVE END IP67; | 3858 | TEM | 1 | MC | 23.3 | 1
1FK70864CC711PA0 | SIMOTICS S SYNCHRONOUS MOTOR 1FK7-HD PN=3,8 KW; UZK=600V M0=28NM (100K); NN=2000RPM; NATURAL COOLING, FRAME SIZE IMB 5 (IM V1, IM V3) FLANGE 1 POWER CONNECTOR ROTATABLE RESOLVER 2-POLE, WITH DRIVE CLIQ-INTERFACE SHAFT WITH FITTED KEY, TOLERANCE N; W/O HOLDING BRAKE PROTECTION CLASS IP64; | 2922 | TEM | 1 | MC | 23.101 | 1
1FK70864CC711PA1 | SIMOTICS S SYNCHRONOUS MOTOR 1FK7-HD PN=3,8 KW; UZK=600V M0=28NM (100K); NN=2000RPM; NATURAL COOLING, FRAME SIZE IMB 5 (IM V1, IM V3) FLANGE 1 POWER CONNECTOR ROTATABLE RESOLVER 2-POLE, WITH DRIVE CLIQ-INTERFACE SHAFT WITH FITTED KEY, TOLERANCE N; W/O HOLDING BRAKE PROTECTION CLASS IP65, | 3015 | TEM | 1 | MC | 23.101 | 1
1FK70864CC711PA2 | SIMOTICS S SYNCHRONOUS MOTOR 1FK7-HD PN=3,8 KW; UZK=600V M0=28NM (100K); NN=2000RPM; NATURAL COOLING, FRAME SIZE IMB 5 (IM V1, IM V3) FLANGE 1 POWER CONNECTOR ROTATABLE RESOLVER 2-POLE, WITH DRIVE CLIQ-INTERFACE SHAFT WITH FITTED KEY, TOLERANCE N; W/O HOLDING BRAKE PROTECTION CLASS IP65, FLANGE ON DRIVE END IP67; | 3015 | TEM | 1 | MC | 23.101 | 1
1FK70864CC711PB0 | SIMOTICS S SYNCHRONOUS MOTOR 1FK7-HD PN=3,8 KW; UZK=600V M0=28NM (100K); NN=2000RPM; NATURAL COOLING, FRAME SIZE IMB 5 (IM V1, IM V3) FLANGE 1 POWER CONNECTOR ROTATABLE RESOLVER 2-POLE, WITH DRIVE CLIQ-INTERFACE SHAFT WITH FITTED KEY, TOLERANCE N; WITH HOLDING BRAKE PROTECTION CLASS IP64; | 3333 | TEM | 1 | MC | 23.4 | 1
1FK70864CC711PB1 | SIMOTICS S SYNCHRONOUS MOTOR 1FK7-HD PN=3,8 KW; UZK=600V M0=28NM (100K); NN=2000RPM; NATURAL COOLING, FRAME SIZE IMB 5 (IM V1, IM V3) FLANGE 1 POWER CONNECTOR ROTATABLE RESOLVER 2-POLE, WITH DRIVE CLIQ-INTERFACE SHAFT WITH FITTED KEY, TOLERANCE N; WITH HOLDING BRAKE PROTECTION CLASS IP65, | 3426 | TEM | 1 | MC | 23.4 | 1
1FK70864CC711PB2 | SIMOTICS S SYNCHRONOUS MOTOR 1FK7-HD PN=3,8 KW; UZK=600V M0=28NM (100K); NN=2000RPM; NATURAL COOLING, FRAME SIZE IMB 5 (IM V1, IM V3) FLANGE 1 POWER CONNECTOR ROTATABLE RESOLVER 2-POLE, WITH DRIVE CLIQ-INTERFACE SHAFT WITH FITTED KEY, TOLERANCE N; WITH HOLDING BRAKE PROTECTION CLASS IP65, FLANGE ON DRIVE END IP67; | 3426 | TEM | 1 | MC | 23.4 | 1
1FK70864CC711PG0 | SIMOTICS S SYNCHRONOUS MOTOR 1FK7-HD PN=3,8 KW; UZK=600V M0=28NM (100K); NN=2000RPM; NATURAL COOLING, FRAME SIZE IMB 5 (IM V1, IM V3) FLANGE 1 POWER CONNECTOR ROTATABLE RESOLVER 2-POLE, WITH DRIVE CLIQ-INTERFACE PLAIN SHAFT, TOLERANCE N; W/O HOLDING BRAKE PROTECTION CLASS IP64; | 2835 | TEM | 1 | MC | 23.101 | 1
1FK70864CC711PG1 | SIMOTICS S SYNCHRONOUS MOTOR 1FK7-HD PN=3,8 KW; UZK=600V M0=28NM (100K); NN=2000RPM; NATURAL COOLING, FRAME SIZE IMB 5 (IM V1, IM V3) FLANGE 1 POWER CONNECTOR ROTATABLE RESOLVER 2-POLE, WITH DRIVE CLIQ-INTERFACE PLAIN SHAFT, TOLERANCE N; W/O HOLDING BRAKE PROTECTION CLASS IP65, | 2929 | TEM | 1 | MC | 23.101 | 1
1FK70864CC711PG2 | SIMOTICS S SYNCHRONOUS MOTOR 1FK7-HD PN=3,8 KW; UZK=600V M0=28NM (100K); NN=2000RPM; NATURAL COOLING, FRAME SIZE IMB 5 (IM V1, IM V3) FLANGE 1 POWER CONNECTOR ROTATABLE RESOLVER 2-POLE, WITH DRIVE CLIQ-INTERFACE PLAIN SHAFT, TOLERANCE N; W/O HOLDING BRAKE PROTECTION CLASS IP65, FLANGE ON DRIVE END IP67; | 2929 | TEM | 1 | MC | 23.101 | 1
1FK70864CC711PH0 | SIMOTICS S SYNCHRONOUS MOTOR 1FK7-HD PN=3,8 KW; UZK=600V M0=28NM (100K); NN=2000RPM; NATURAL COOLING, FRAME SIZE IMB 5 (IM V1, IM V3) FLANGE 1 POWER CONNECTOR ROTATABLE RESOLVER 2-POLE, WITH DRIVE CLIQ-INTERFACE PLAIN SHAFT, TOLERANCE N; WITH HOLDING BRAKE PROTECTION CLASS IP64; | 3247 | TEM | 1 | MC | 23.4 | 1
1FK70864CC711PH1 | SIMOTICS S SYNCHRONOUS MOTOR 1FK7-HD PN=3,8 KW; UZK=600V M0=28NM (100K); NN=2000RPM; NATURAL COOLING, FRAME SIZE IMB 5 (IM V1, IM V3) FLANGE 1 POWER CONNECTOR ROTATABLE RESOLVER 2-POLE, WITH DRIVE CLIQ-INTERFACE PLAIN SHAFT, TOLERANCE N; WITH HOLDING BRAKE PROTECTION CLASS IP65, | 3340 | TEM | 1 | MC | 23.4 | 1
1FK70864CC711PH2 | SIMOTICS S SYNCHRONOUS MOTOR 1FK7-HD PN=3,8 KW; UZK=600V M0=28NM (100K); NN=2000RPM; NATURAL COOLING, FRAME SIZE IMB 5 (IM V1, IM V3) FLANGE 1 POWER CONNECTOR ROTATABLE RESOLVER 2-POLE, WITH DRIVE CLIQ-INTERFACE PLAIN SHAFT, TOLERANCE N; WITH HOLDING BRAKE PROTECTION CLASS IP65, FLANGE ON DRIVE END IP67; | 3340 | TEM | 1 | MC | 23.4 | 1
1FK70864CC711QA0 | SIMOTICS S SYNCHRONOUS MOTOR 1FK7-HD PN=3,8 KW; UZK=600V M0=28NM (100K); NN=2000RPM; NATURAL COOLING, FRAME SIZE IMB 5 (IM V1, IM V3) FLANGE 1 POWER CONNECTOR ROTATABLE ABSOLUTE ENCODER SINGLETURN 20 BIT WITH DRIVE-CLIQ INTERFACE (ENCODER AS20DQI) SHAFT WITH FITTED KEY, TOLERANCE N; W/O HOLDING BRAKE PROTECTION CLASS IP64; | 3025 | TEM | 1 | MC | 23.001 | 1
1FK70864CC711QA1 | SIMOTICS S SYNCHRONOUS MOTOR 1FK7-HD PN=3,8 KW; UZK=600V M0=28NM (100K); NN=2000RPM; NATURAL COOLING, FRAME SIZE IMB 5 (IM V1, IM V3) FLANGE 1 POWER CONNECTOR ROTATABLE ABSOLUTE ENCODER SINGLETURN 20 BIT WITH DRIVE-CLIQ INTERFACE (ENCODER AS20DQI) SHAFT WITH FITTED KEY, TOLERANCE N; W/O HOLDING BRAKE PROTECTION CLASS IP65, | 3118 | TEM | 1 | MC | 23.001 | 1
1FK70864CC711QA2 | SIMOTICS S SYNCHRONOUS MOTOR 1FK7-HD PN=3,8 KW; UZK=600V M0=28NM (100K); NN=2000RPM; NATURAL COOLING, FRAME SIZE IMB 5 (IM V1, IM V3) FLANGE 1 POWER CONNECTOR ROTATABLE ABSOLUTE ENCODER SINGLETURN 20 BIT WITH DRIVE-CLIQ INTERFACE (ENCODER AS20DQI) SHAFT WITH FITTED KEY, TOLERANCE N; W/O HOLDING BRAKE PROTECTION CLASS IP65, FLANGE ON DRIVE END IP67; | 3118 | TEM | 1 | MC | 23.001 | 1
1FK70864CC711QB0 | SIMOTICS S SYNCHRONOUS MOTOR 1FK7-HD PN=3,8 KW; UZK=600V M0=28NM (100K); NN=2000RPM; NATURAL COOLING, FRAME SIZE IMB 5 (IM V1, IM V3) FLANGE 1 POWER CONNECTOR ROTATABLE ABSOLUTE ENCODER SINGLETURN 20 BIT WITH DRIVE-CLIQ INTERFACE (ENCODER AS20DQI) SHAFT WITH FITTED KEY, TOLERANCE N; WITH HOLDING BRAKE PROTECTION CLASS IP64; | 3436 | TEM | 1 | MC | 23.3 | 1
1FK70864CC711QB1 | SIMOTICS S SYNCHRONOUS MOTOR 1FK7-HD PN=3,8 KW; UZK=600V M0=28NM (100K); NN=2000RPM; NATURAL COOLING, FRAME SIZE IMB 5 (IM V1, IM V3) FLANGE 1 POWER CONNECTOR ROTATABLE ABSOLUTE ENCODER SINGLETURN 20 BIT WITH DRIVE-CLIQ INTERFACE (ENCODER AS20DQI) SHAFT WITH FITTED KEY, TOLERANCE N; WITH HOLDING BRAKE PROTECTION CLASS IP65, | 3529 | TEM | 1 | MC | 23.3 | 1
1FK70864CC711QB2 | SIMOTICS S SYNCHRONOUS MOTOR 1FK7-HD PN=3,8 KW; UZK=600V M0=28NM (100K); NN=2000RPM; NATURAL COOLING, FRAME SIZE IMB 5 (IM V1, IM V3) FLANGE 1 POWER CONNECTOR ROTATABLE ABSOLUTE ENCODER SINGLETURN 20 BIT WITH DRIVE-CLIQ INTERFACE (ENCODER AS20DQI) SHAFT WITH FITTED KEY, TOLERANCE N; WITH HOLDING BRAKE PROTECTION CLASS IP65, FLANGE ON DRIVE END IP67; | 3529 | TEM | 1 | MC | 23.3 | 1
1FK70864CC711QG0 | SIMOTICS S SYNCHRONOUS MOTOR 1FK7-HD PN=3,8 KW; UZK=600V M0=28NM (100K); NN=2000RPM; NATURAL COOLING, FRAME SIZE IMB 5 (IM V1, IM V3) FLANGE 1 POWER CONNECTOR ROTATABLE ABSOLUTE ENCODER SINGLETURN 20 BIT WITH DRIVE-CLIQ INTERFACE (ENCODER AS20DQI) PLAIN SHAFT, TOLERANCE N; W/O HOLDING BRAKE PROTECTION CLASS IP64; | 2938 | TEM | 1 | MC | 23.001 | 1
1FK70864CC711QG1 | SIMOTICS S SYNCHRONOUS MOTOR 1FK7-HD PN=3,8 KW; UZK=600V M0=28NM (100K); NN=2000RPM; NATURAL COOLING, FRAME SIZE IMB 5 (IM V1, IM V3) FLANGE 1 POWER CONNECTOR ROTATABLE ABSOLUTE ENCODER SINGLETURN 20 BIT WITH DRIVE-CLIQ INTERFACE (ENCODER AS20DQI) PLAIN SHAFT, TOLERANCE N; W/O HOLDING BRAKE PROTECTION CLASS IP65, | 3032 | TEM | 1 | MC | 23.001 | 1
1FK70864CC711QG2 | SIMOTICS S SYNCHRONOUS MOTOR 1FK7-HD PN=3,8 KW; UZK=600V M0=28NM (100K); NN=2000RPM; NATURAL COOLING, FRAME SIZE IMB 5 (IM V1, IM V3) FLANGE 1 POWER CONNECTOR ROTATABLE ABSOLUTE ENCODER SINGLETURN 20 BIT WITH DRIVE-CLIQ INTERFACE (ENCODER AS20DQI) PLAIN SHAFT, TOLERANCE N; W/O HOLDING BRAKE PROTECTION CLASS IP65, FLANGE ON DRIVE END IP67; | 3032 | TEM | 1 | MC | 23.001 | 1
1FK70864CC711QH0 | SIMOTICS S SYNCHRONOUS MOTOR 1FK7-HD PN=3,8 KW; UZK=600V M0=28NM (100K); NN=2000RPM; NATURAL COOLING, FRAME SIZE IMB 5 (IM V1, IM V3) FLANGE 1 POWER CONNECTOR ROTATABLE ABSOLUTE ENCODER SINGLETURN 20 BIT WITH DRIVE-CLIQ INTERFACE (ENCODER AS20DQI) PLAIN SHAFT, TOLERANCE N; WITH HOLDING BRAKE PROTECTION CLASS IP64; | 3350 | TEM | 1 | MC | 23.3 | 1
1FK70864CC711QH1 | SIMOTICS S SYNCHRONOUS MOTOR 1FK7-HD PN=3,8 KW; UZK=600V M0=28NM (100K); NN=2000RPM; NATURAL COOLING, FRAME SIZE IMB 5 (IM V1, IM V3) FLANGE 1 POWER CONNECTOR ROTATABLE ABSOLUTE ENCODER SINGLETURN 20 BIT WITH DRIVE-CLIQ INTERFACE (ENCODER AS20DQI) PLAIN SHAFT, TOLERANCE N; WITH HOLDING BRAKE PROTECTION CLASS IP65, | 3443 | TEM | 1 | MC | 23.3 | 1
1FK70864CC711QH2 | SIMOTICS S SYNCHRONOUS MOTOR 1FK7-HD PN=3,8 KW; UZK=600V M0=28NM (100K); NN=2000RPM; NATURAL COOLING, FRAME SIZE IMB 5 (IM V1, IM V3) FLANGE 1 POWER CONNECTOR ROTATABLE ABSOLUTE ENCODER SINGLETURN 20 BIT WITH DRIVE-CLIQ INTERFACE (ENCODER AS20DQI) PLAIN SHAFT, TOLERANCE N; WITH HOLDING BRAKE PROTECTION CLASS IP65, FLANGE ON DRIVE END IP67; | 3443 | TEM | 1 | MC | 23.3 | 1
1FK70864CC711RA0 | SIMOTICS S SYNCHRONOUS MOTOR 1FK7-HD PN=3,8 KW; UZK=600V M0=28NM (100K); NN=2000RPM; NATURAL COOLING, FRAME SIZE IMB 5 (IM V1, IM V3) FLANGE 1 POWER CONNECTOR ROTATABLE ABSOLUTE ENCODER 20 BIT + 12 BIT MULTITURN WITH DRIVE-CLIQ INTERFACE (ENCODER AM20DQI) SHAFT WITH FITTED KEY, TOLERANCE N; W/O HOLDING BRAKE PROTECTION CLASS IP64; | 3399 | TEM | 1 | MC | 23.001 | 1
1FK70864CC711RA1 | SIMOTICS S SYNCHRONOUS MOTOR 1FK7-HD PN=3,8 KW; UZK=600V M0=28NM (100K); NN=2000RPM; NATURAL COOLING, FRAME SIZE IMB 5 (IM V1, IM V3) FLANGE 1 POWER CONNECTOR ROTATABLE ABSOLUTE ENCODER 20 BIT + 12 BIT MULTITURN WITH DRIVE-CLIQ INTERFACE (ENCODER AM20DQI) SHAFT WITH FITTED KEY, TOLERANCE N; W/O HOLDING BRAKE PROTECTION CLASS IP65, | 3492 | TEM | 1 | MC | 23.001 | 1
1FK70864CC711RA2 | SIMOTICS S SYNCHRONOUS MOTOR 1FK7-HD PN=3,8 KW; UZK=600V M0=28NM (100K); NN=2000RPM; NATURAL COOLING, FRAME SIZE IMB 5 (IM V1, IM V3) FLANGE 1 POWER CONNECTOR ROTATABLE ABSOLUTE ENCODER 20 BIT + 12 BIT MULTITURN WITH DRIVE-CLIQ INTERFACE (ENCODER AM20DQI) SHAFT WITH FITTED KEY, TOLERANCE N; W/O HOLDING BRAKE PROTECTION CLASS IP65, FLANGE ON DRIVE END IP67; | 3492 | TEM | 1 | MC | 23.001 | 1
1FK70864CC711RB0 | SIMOTICS S SYNCHRONOUS MOTOR 1FK7-HD PN=3,8 KW; UZK=600V M0=28NM (100K); NN=2000RPM; NATURAL COOLING, FRAME SIZE IMB 5 (IM V1, IM V3) FLANGE 1 POWER CONNECTOR ROTATABLE ABSOLUTE ENCODER 20 BIT + 12 BIT MULTITURN WITH DRIVE-CLIQ INTERFACE (ENCODER AM20DQI) SHAFT WITH FITTED KEY, TOLERANCE N; WITH HOLDING BRAKE PROTECTION CLASS IP64; | 3810 | TEM | 1 | MC | 23.3 | 1
1FK70864CC711RB1 | SIMOTICS S SYNCHRONOUS MOTOR 1FK7-HD PN=3,8 KW; UZK=600V M0=28NM (100K); NN=2000RPM; NATURAL COOLING, FRAME SIZE IMB 5 (IM V1, IM V3) FLANGE 1 POWER CONNECTOR ROTATABLE ABSOLUTE ENCODER 20 BIT + 12 BIT MULTITURN WITH DRIVE-CLIQ INTERFACE (ENCODER AM20DQI) SHAFT WITH FITTED KEY, TOLERANCE N; WITH HOLDING BRAKE PROTECTION CLASS IP65, | 3903 | TEM | 1 | MC | 23.3 | 1
1FK70864CC711RB2 | SIMOTICS S SYNCHRONOUS MOTOR 1FK7-HD PN=3,8 KW; UZK=600V M0=28NM (100K); NN=2000RPM; NATURAL COOLING, FRAME SIZE IMB 5 (IM V1, IM V3) FLANGE 1 POWER CONNECTOR ROTATABLE ABSOLUTE ENCODER 20 BIT + 12 BIT MULTITURN WITH DRIVE-CLIQ INTERFACE (ENCODER AM20DQI) SHAFT WITH FITTED KEY, TOLERANCE N; WITH HOLDING BRAKE PROTECTION CLASS IP65, FLANGE ON DRIVE END IP67; | 3903 | TEM | 1 | MC | 23.3 | 1
1FK70864CC711RG0 | SIMOTICS S SYNCHRONOUS MOTOR 1FK7-HD PN=3,8 KW; UZK=600V M0=28NM (100K); NN=2000RPM; NATURAL COOLING, FRAME SIZE IMB 5 (IM V1, IM V3) FLANGE 1 POWER CONNECTOR ROTATABLE ABSOLUTE ENCODER 20 BIT + 12 BIT MULTITURN WITH DRIVE-CLIQ INTERFACE (ENCODER AM20DQI) PLAIN SHAFT, TOLERANCE N; W/O HOLDING BRAKE PROTECTION CLASS IP64; | 3312 | TEM | 1 | MC | 23.001 | 1
1FK70864CC711RG1 | SIMOTICS S SYNCHRONOUS MOTOR 1FK7-HD PN=3,8 KW; UZK=600V M0=28NM (100K); NN=2000RPM; NATURAL COOLING, FRAME SIZE IMB 5 (IM V1, IM V3) FLANGE 1 POWER CONNECTOR ROTATABLE ABSOLUTE ENCODER 20 BIT + 12 BIT MULTITURN WITH DRIVE-CLIQ INTERFACE (ENCODER AM20DQI) PLAIN SHAFT, TOLERANCE N; W/O HOLDING BRAKE PROTECTION CLASS IP65, | 3406 | TEM | 1 | MC | 23.001 | 1
1FK70864CC711RG2 | SIMOTICS S SYNCHRONOUS MOTOR 1FK7-HD PN=3,8 KW; UZK=600V M0=28NM (100K); NN=2000RPM; NATURAL COOLING, FRAME SIZE IMB 5 (IM V1, IM V3) FLANGE 1 POWER CONNECTOR ROTATABLE ABSOLUTE ENCODER 20 BIT + 12 BIT MULTITURN WITH DRIVE-CLIQ INTERFACE (ENCODER AM20DQI) PLAIN SHAFT, TOLERANCE N; W/O HOLDING BRAKE PROTECTION CLASS IP65, FLANGE ON DRIVE END IP67; | 3406 | TEM | 1 | MC | 23.001 | 1
1FK70864CC711RH0 | SIMOTICS S SYNCHRONOUS MOTOR 1FK7-HD PN=3,8 KW; UZK=600V M0=28NM (100K); NN=2000RPM; NATURAL COOLING, FRAME SIZE IMB 5 (IM V1, IM V3) FLANGE 1 POWER CONNECTOR ROTATABLE ABSOLUTE ENCODER 20 BIT + 12 BIT MULTITURN WITH DRIVE-CLIQ INTERFACE (ENCODER AM20DQI) PLAIN SHAFT, TOLERANCE N; WITH HOLDING BRAKE PROTECTION CLASS IP64; | 3724 | TEM | 1 | MC | 23.3 | 1
1FK70864CC711RH1 | SIMOTICS S SYNCHRONOUS MOTOR 1FK7-HD PN=3,8 KW; UZK=600V M0=28NM (100K); NN=2000RPM; NATURAL COOLING, FRAME SIZE IMB 5 (IM V1, IM V3) FLANGE 1 POWER CONNECTOR ROTATABLE ABSOLUTE ENCODER 20 BIT + 12 BIT MULTITURN WITH DRIVE-CLIQ INTERFACE (ENCODER AM20DQI) PLAIN SHAFT, TOLERANCE N; WITH HOLDING BRAKE PROTECTION CLASS IP65, | 3817 | TEM | 1 | MC | 23.3 | 1
1FK70864CC711RH2 | SIMOTICS S SYNCHRONOUS MOTOR 1FK7-HD PN=3,8 KW; UZK=600V M0=28NM (100K); NN=2000RPM; NATURAL COOLING, FRAME SIZE IMB 5 (IM V1, IM V3) FLANGE 1 POWER CONNECTOR ROTATABLE ABSOLUTE ENCODER 20 BIT + 12 BIT MULTITURN WITH DRIVE-CLIQ INTERFACE (ENCODER AM20DQI) PLAIN SHAFT, TOLERANCE N; WITH HOLDING BRAKE PROTECTION CLASS IP65, FLANGE ON DRIVE END IP67; | 3817 | TEM | 1 | MC | 23.3 | 1
1FK70864CC711SA0 | SIMOTICS S SYNCHRONOUS MOTOR 1FK7-HD PN=3,8 KW; UZK=600V M0=28NM (100K); NN=2000RPM; NATURAL COOLING, FRAME SIZE IMB 5 (IM V1, IM V3) FLANGE 1, WITH KTY TEMPERATURESENSOR POWER CONNECTOR ROTATABLE RESOLVER MULTI-POLE (RESOLVER P=4); SHAFT WITH FITTED KEY, TOLERANCE N; W/O HOLDING BRAKE PROTECTION CLASS IP64; | 2681 | TEM | 1 | MC | 23.002 | 1
1FK70864CC711SA1 | SIMOTICS S SYNCHRONOUS MOTOR 1FK7-HD PN=3,8 KW; UZK=600V M0=28NM (100K); NN=2000RPM; NATURAL COOLING, FRAME SIZE IMB 5 (IM V1, IM V3) FLANGE 1, WITH KTY TEMPERATURESENSOR POWER CONNECTOR ROTATABLE RESOLVER MULTI-POLE (RESOLVER P=4); SHAFT WITH FITTED KEY, TOLERANCE N; W/O HOLDING BRAKE PROTECTION CLASS IP65, | 2774 | TEM | 1 | MC | 23.002 | 1
1FK70864CC711SA2 | SIMOTICS S SYNCHRONOUS MOTOR 1FK7-HD PN=3,8 KW; UZK=600V M0=28NM (100K); NN=2000RPM; NATURAL COOLING, FRAME SIZE IMB 5 (IM V1, IM V3) FLANGE 1, WITH KTY TEMPERATURESENSOR POWER CONNECTOR ROTATABLE RESOLVER MULTI-POLE (RESOLVER P=4); SHAFT WITH FITTED KEY, TOLERANCE N; W/O HOLDING BRAKE PROTECTION CLASS IP65, FLANGE ON DRIVE END IP67; | 2774 | TEM | 1 | MC | 23.002 | 1
1FK70864CC711SB0 | SIMOTICS S SYNCHRONOUS MOTOR 1FK7-HD PN=3,8 KW; UZK=600V M0=28NM (100K); NN=2000RPM; NATURAL COOLING, FRAME SIZE IMB 5 (IM V1, IM V3) FLANGE 1, WITH KTY TEMPERATURESENSOR POWER CONNECTOR ROTATABLE RESOLVER MULTI-POLE (RESOLVER P=4); SHAFT WITH FITTED KEY, TOLERANCE N; WITH HOLDING BRAKE PROTECTION CLASS IP64; | 3092 | TEM | 1 | MC | 23.301 | 1
1FK70864CC711SB1 | SIMOTICS S SYNCHRONOUS MOTOR 1FK7-HD PN=3,8 KW; UZK=600V M0=28NM (100K); NN=2000RPM; NATURAL COOLING, FRAME SIZE IMB 5 (IM V1, IM V3) FLANGE 1, WITH KTY TEMPERATURESENSOR POWER CONNECTOR ROTATABLE RESOLVER MULTI-POLE (RESOLVER P=4); SHAFT WITH FITTED KEY, TOLERANCE N; WITH HOLDING BRAKE PROTECTION CLASS IP65, | 3185 | TEM | 1 | MC | 23.301 | 1
1FK70864CC711SB2 | SIMOTICS S SYNCHRONOUS MOTOR 1FK7-HD PN=3,8 KW; UZK=600V M0=28NM (100K); NN=2000RPM; NATURAL COOLING, FRAME SIZE IMB 5 (IM V1, IM V3) FLANGE 1, WITH KTY TEMPERATURESENSOR POWER CONNECTOR ROTATABLE RESOLVER MULTI-POLE (RESOLVER P=4); SHAFT WITH FITTED KEY, TOLERANCE N; WITH HOLDING BRAKE PROTECTION CLASS IP65, FLANGE ON DRIVE END IP67; | 3185 | TEM | 1 | MC | 23.301 | 1
1FK70864CC711SG0 | SIMOTICS S SYNCHRONOUS MOTOR 1FK7-HD PN=3,8 KW; UZK=600V M0=28NM (100K); NN=2000RPM; NATURAL COOLING, FRAME SIZE IMB 5 (IM V1, IM V3) FLANGE 1, WITH KTY TEMPERATURESENSOR POWER CONNECTOR ROTATABLE RESOLVER MULTI-POLE (RESOLVER P=4); PLAIN SHAFT, TOLERANCE N; W/O HOLDING BRAKE PROTECTION CLASS IP64; | 2594 | TEM | 1 | MC | 23.002 | 1
1FK70864CC711SG1 | SIMOTICS S SYNCHRONOUS MOTOR 1FK7-HD PN=3,8 KW; UZK=600V M0=28NM (100K); NN=2000RPM; NATURAL COOLING, FRAME SIZE IMB 5 (IM V1, IM V3) FLANGE 1, WITH KTY TEMPERATURESENSOR POWER CONNECTOR ROTATABLE RESOLVER MULTI-POLE (RESOLVER P=4); PLAIN SHAFT, TOLERANCE N; W/O HOLDING BRAKE PROTECTION CLASS IP65, | 2688 | TEM | 1 | MC | 23.002 | 1
1FK70864CC711SG2 | SIMOTICS S SYNCHRONOUS MOTOR 1FK7-HD PN=3,8 KW; UZK=600V M0=28NM (100K); NN=2000RPM; NATURAL COOLING, FRAME SIZE IMB 5 (IM V1, IM V3) FLANGE 1, WITH KTY TEMPERATURESENSOR POWER CONNECTOR ROTATABLE RESOLVER MULTI-POLE (RESOLVER P=4); PLAIN SHAFT, TOLERANCE N; W/O HOLDING BRAKE PROTECTION CLASS IP65, FLANGE ON DRIVE END IP67; | 2688 | TEM | 1 | MC | 23.002 | 1
1FK70864CC711SH0 | SIMOTICS S SYNCHRONOUS MOTOR 1FK7-HD PN=3,8 KW; UZK=600V M0=28NM (100K); NN=2000RPM; NATURAL COOLING, FRAME SIZE IMB 5 (IM V1, IM V3) FLANGE 1, WITH KTY TEMPERATURESENSOR POWER CONNECTOR ROTATABLE RESOLVER MULTI-POLE (RESOLVER P=4); PLAIN SHAFT, TOLERANCE N; WITH HOLDING BRAKE PROTECTION CLASS IP64; | 3006 | TEM | 1 | MC | 23.301 | 1
1FK70864CC711SH1 | SIMOTICS S SYNCHRONOUS MOTOR 1FK7-HD PN=3,8 KW; UZK=600V M0=28NM (100K); NN=2000RPM; NATURAL COOLING, FRAME SIZE IMB 5 (IM V1, IM V3) FLANGE 1, WITH KTY TEMPERATURESENSOR POWER CONNECTOR ROTATABLE RESOLVER MULTI-POLE (RESOLVER P=4); PLAIN SHAFT, TOLERANCE N; WITH HOLDING BRAKE PROTECTION CLASS IP65, | 3099 | TEM | 1 | MC | 23.301 | 1
1FK70864CC711SH2 | SIMOTICS S SYNCHRONOUS MOTOR 1FK7-HD PN=3,8 KW; UZK=600V M0=28NM (100K); NN=2000RPM; NATURAL COOLING, FRAME SIZE IMB 5 (IM V1, IM V3) FLANGE 1, WITH KTY TEMPERATURESENSOR POWER CONNECTOR ROTATABLE RESOLVER MULTI-POLE (RESOLVER P=4); PLAIN SHAFT, TOLERANCE N; WITH HOLDING BRAKE PROTECTION CLASS IP65, FLANGE ON DRIVE END IP67; | 3099 | TEM | 1 | MC | 23.301 | 1
1FK70864CC711TA0 | SIMOTICS S SYNCHRONOUS MOTOR 1FK7-HD PN=3,8 KW; UZK=600V M0=28NM (100K); NN=2000RPM; NATURAL COOLING, FRAME SIZE IMB 5 (IM V1, IM V3) FLANGE 1, WITH KTY TEMPERATURESENSOR POWER CONNECTOR ROTATABLE RESOLVER 2-POLE (RESOLVER P=1); SHAFT WITH FITTED KEY, TOLERANCE N; W/O HOLDING BRAKE PROTECTION CLASS IP64; | 2681 | TEM | 1 | MC | 23.002 | 1
1FK70864CC711TA1 | SIMOTICS S SYNCHRONOUS MOTOR 1FK7-HD PN=3,8 KW; UZK=600V M0=28NM (100K); NN=2000RPM; NATURAL COOLING, FRAME SIZE IMB 5 (IM V1, IM V3) FLANGE 1, WITH KTY TEMPERATURESENSOR POWER CONNECTOR ROTATABLE RESOLVER 2-POLE (RESOLVER P=1); SHAFT WITH FITTED KEY, TOLERANCE N; W/O HOLDING BRAKE PROTECTION CLASS IP65, | 2774 | TEM | 1 | MC | 23.002 | 1
1FK70864CC711TA2 | SIMOTICS S SYNCHRONOUS MOTOR 1FK7-HD PN=3,8 KW; UZK=600V M0=28NM (100K); NN=2000RPM; NATURAL COOLING, FRAME SIZE IMB 5 (IM V1, IM V3) FLANGE 1, WITH KTY TEMPERATURESENSOR POWER CONNECTOR ROTATABLE RESOLVER 2-POLE (RESOLVER P=1); SHAFT WITH FITTED KEY, TOLERANCE N; W/O HOLDING BRAKE PROTECTION CLASS IP65, FLANGE ON DRIVE END IP67; | 2774 | TEM | 1 | MC | 23.002 | 1
1FK70864CC711TB0 | SIMOTICS S SYNCHRONOUS MOTOR 1FK7-HD PN=3,8 KW; UZK=600V M0=28NM (100K); NN=2000RPM; NATURAL COOLING, FRAME SIZE IMB 5 (IM V1, IM V3) FLANGE 1, WITH KTY TEMPERATURESENSOR POWER CONNECTOR ROTATABLE RESOLVER 2-POLE (RESOLVER P=1); SHAFT WITH FITTED KEY, TOLERANCE N; WITH HOLDING BRAKE PROTECTION CLASS IP64; | 3092 | TEM | 1 | MC | 23.301 | 1
1FK70864CC711TB1 | SIMOTICS S SYNCHRONOUS MOTOR 1FK7-HD PN=3,8 KW; UZK=600V M0=28NM (100K); NN=2000RPM; NATURAL COOLING, FRAME SIZE IMB 5 (IM V1, IM V3) FLANGE 1, WITH KTY TEMPERATURESENSOR POWER CONNECTOR ROTATABLE RESOLVER 2-POLE (RESOLVER P=1); SHAFT WITH FITTED KEY, TOLERANCE N; WITH HOLDING BRAKE PROTECTION CLASS IP65, | 3185 | TEM | 1 | MC | 23.301 | 1
1FK70864CC711TB2 | SIMOTICS S SYNCHRONOUS MOTOR 1FK7-HD PN=3,8 KW; UZK=600V M0=28NM (100K); NN=2000RPM; NATURAL COOLING, FRAME SIZE IMB 5 (IM V1, IM V3) FLANGE 1, WITH KTY TEMPERATURESENSOR POWER CONNECTOR ROTATABLE RESOLVER 2-POLE (RESOLVER P=1); SHAFT WITH FITTED KEY, TOLERANCE N; WITH HOLDING BRAKE PROTECTION CLASS IP65, FLANGE ON DRIVE END IP67; | 3185 | TEM | 1 | MC | 23.301 | 1
1FK70864CC711TG0 | SIMOTICS S SYNCHRONOUS MOTOR 1FK7-HD PN=3,8 KW; UZK=600V M0=28NM (100K); NN=2000RPM; NATURAL COOLING, FRAME SIZE IMB 5 (IM V1, IM V3) FLANGE 1, WITH KTY TEMPERATURESENSOR POWER CONNECTOR ROTATABLE RESOLVER 2-POLE (RESOLVER P=1); PLAIN SHAFT, TOLERANCE N; W/O HOLDING BRAKE PROTECTION CLASS IP64; | 2594 | TEM | 1 | MC | 23.002 | 1
1FK70864CC711TG1 | SIMOTICS S SYNCHRONOUS MOTOR 1FK7-HD PN=3,8 KW; UZK=600V M0=28NM (100K); NN=2000RPM; NATURAL COOLING, FRAME SIZE IMB 5 (IM V1, IM V3) FLANGE 1, WITH KTY TEMPERATURESENSOR POWER CONNECTOR ROTATABLE RESOLVER 2-POLE (RESOLVER P=1); PLAIN SHAFT, TOLERANCE N; W/O HOLDING BRAKE PROTECTION CLASS IP65, | 2688 | TEM | 1 | MC | 23.002 | 1
1FK70864CC711TG2 | SIMOTICS S SYNCHRONOUS MOTOR 1FK7-HD PN=3,8 KW; UZK=600V M0=28NM (100K); NN=2000RPM; NATURAL COOLING, FRAME SIZE IMB 5 (IM V1, IM V3) FLANGE 1, WITH KTY TEMPERATURESENSOR POWER CONNECTOR ROTATABLE RESOLVER 2-POLE (RESOLVER P=1); PLAIN SHAFT, TOLERANCE N; W/O HOLDING BRAKE PROTECTION CLASS IP65, FLANGE ON DRIVE END IP67; | 2688 | TEM | 1 | MC | 23.002 | 1
1FK70864CC711TH0 | SIMOTICS S SYNCHRONOUS MOTOR 1FK7-HD PN=3,8 KW; UZK=600V M0=28NM (100K); NN=2000RPM; NATURAL COOLING, FRAME SIZE IMB 5 (IM V1, IM V3) FLANGE 1, WITH KTY TEMPERATURESENSOR POWER CONNECTOR ROTATABLE RESOLVER 2-POLE (RESOLVER P=1); PLAIN SHAFT, TOLERANCE N; WITH HOLDING BRAKE PROTECTION CLASS IP64; | 3006 | TEM | 1 | MC | 23.301 | 1
1FK70864CC711TH1 | SIMOTICS S SYNCHRONOUS MOTOR 1FK7-HD PN=3,8 KW; UZK=600V M0=28NM (100K); NN=2000RPM; NATURAL COOLING, FRAME SIZE IMB 5 (IM V1, IM V3) FLANGE 1, WITH KTY TEMPERATURESENSOR POWER CONNECTOR ROTATABLE RESOLVER 2-POLE (RESOLVER P=1); PLAIN SHAFT, TOLERANCE N; WITH HOLDING BRAKE PROTECTION CLASS IP65, | 3099 | TEM | 1 | MC | 23.301 | 1
1FK70864CC711TH2 | SIMOTICS S SYNCHRONOUS MOTOR 1FK7-HD PN=3,8 KW; UZK=600V M0=28NM (100K); NN=2000RPM; NATURAL COOLING, FRAME SIZE IMB 5 (IM V1, IM V3) FLANGE 1, WITH KTY TEMPERATURESENSOR POWER CONNECTOR ROTATABLE RESOLVER 2-POLE (RESOLVER P=1); PLAIN SHAFT, TOLERANCE N; WITH HOLDING BRAKE PROTECTION CLASS IP65, FLANGE ON DRIVE END IP67; | 3099 | TEM | 1 | MC | 23.301 | 1
1FK70864CC711UA0 | SIMOTICS S SYNCHRONOUS MOTOR 1FK7-HD PN=3,8 KW; UZK=600V M0=28NM (100K); NN=2000RPM; NATURAL COOLING, FRAME SIZE IMB 5 (IM V1, IM V3) FLANGE 1 POWER CONNECTOR ROTATABLE RESOLVER MULTI-POLE WITH DRIVE-CLIQ INTERFACE; SHAFT WITH FITTED KEY, TOLERANCE N; W/O HOLDING BRAKE PROTECTION CLASS IP64; | 2922 | TEM | 1 | MC | 23.002 | 1
1FK70864CC711UA1 | SIMOTICS S SYNCHRONOUS MOTOR 1FK7-HD PN=3,8 KW; UZK=600V M0=28NM (100K); NN=2000RPM; NATURAL COOLING, FRAME SIZE IMB 5 (IM V1, IM V3) FLANGE 1 POWER CONNECTOR ROTATABLE RESOLVER MULTI-POLE WITH DRIVE-CLIQ INTERFACE; SHAFT WITH FITTED KEY, TOLERANCE N; W/O HOLDING BRAKE PROTECTION CLASS IP65, | 3015 | TEM | 1 | MC | 23.002 | 1
1FK70864CC711UA2 | SIMOTICS S SYNCHRONOUS MOTOR 1FK7-HD PN=3,8 KW; UZK=600V M0=28NM (100K); NN=2000RPM; NATURAL COOLING, FRAME SIZE IMB 5 (IM V1, IM V3) FLANGE 1 POWER CONNECTOR ROTATABLE RESOLVER MULTI-POLE WITH DRIVE-CLIQ INTERFACE; SHAFT WITH FITTED KEY, TOLERANCE N; W/O HOLDING BRAKE PROTECTION CLASS IP65, FLANGE ON DRIVE END IP67; | 3015 | TEM | 1 | MC | 23.002 | 1
1FK70864CC711UB0 | SIMOTICS S SYNCHRONOUS MOTOR 1FK7-HD PN=3,8 KW; UZK=600V M0=28NM (100K); NN=2000RPM; NATURAL COOLING, FRAME SIZE IMB 5 (IM V1, IM V3) FLANGE 1 POWER CONNECTOR ROTATABLE RESOLVER MULTI-POLE WITH DRIVE-CLIQ INTERFACE; SHAFT WITH FITTED KEY, TOLERANCE N; WITH HOLDING BRAKE PROTECTION CLASS IP64; | 3333 | TEM | 1 | MC | 23.301 | 1
1FK70864CC711UB1 | SIMOTICS S SYNCHRONOUS MOTOR 1FK7-HD PN=3,8 KW; UZK=600V M0=28NM (100K); NN=2000RPM; NATURAL COOLING, FRAME SIZE IMB 5 (IM V1, IM V3) FLANGE 1 POWER CONNECTOR ROTATABLE RESOLVER MULTI-POLE WITH DRIVE-CLIQ INTERFACE; SHAFT WITH FITTED KEY, TOLERANCE N; WITH HOLDING BRAKE PROTECTION CLASS IP65, | 3426 | TEM | 1 | MC | 23.301 | 1
1FK70864CC711UB2 | SIMOTICS S SYNCHRONOUS MOTOR 1FK7-HD PN=3,8 KW; UZK=600V M0=28NM (100K); NN=2000RPM; NATURAL COOLING, FRAME SIZE IMB 5 (IM V1, IM V3) FLANGE 1 POWER CONNECTOR ROTATABLE RESOLVER MULTI-POLE WITH DRIVE-CLIQ INTERFACE; SHAFT WITH FITTED KEY, TOLERANCE N; WITH HOLDING BRAKE PROTECTION CLASS IP65, FLANGE ON DRIVE END IP67; | 3426 | TEM | 1 | MC | 23.301 | 1
1FK70864CC711UG0 | SIMOTICS S SYNCHRONOUS MOTOR 1FK7-HD PN=3,8 KW; UZK=600V M0=28NM (100K); NN=2000RPM; NATURAL COOLING, FRAME SIZE IMB 5 (IM V1, IM V3) FLANGE 1 POWER CONNECTOR ROTATABLE RESOLVER MULTI-POLE WITH DRIVE-CLIQ INTERFACE; PLAIN SHAFT, TOLERANCE N; W/O HOLDING BRAKE PROTECTION CLASS IP64; | 2835 | TEM | 1 | MC | 23.002 | 1
1FK70864CC711UG1 | SIMOTICS S SYNCHRONOUS MOTOR 1FK7-HD PN=3,8 KW; UZK=600V M0=28NM (100K); NN=2000RPM; NATURAL COOLING, FRAME SIZE IMB 5 (IM V1, IM V3) FLANGE 1 POWER CONNECTOR ROTATABLE RESOLVER MULTI-POLE WITH DRIVE-CLIQ INTERFACE; PLAIN SHAFT, TOLERANCE N; W/O HOLDING BRAKE PROTECTION CLASS IP65, | 2929 | TEM | 1 | MC | 23.002 | 1
1FK70864CC711UG2 | SIMOTICS S SYNCHRONOUS MOTOR 1FK7-HD PN=3,8 KW; UZK=600V M0=28NM (100K); NN=2000RPM; NATURAL COOLING, FRAME SIZE IMB 5 (IM V1, IM V3) FLANGE 1 POWER CONNECTOR ROTATABLE RESOLVER MULTI-POLE WITH DRIVE-CLIQ INTERFACE; PLAIN SHAFT, TOLERANCE N; W/O HOLDING BRAKE PROTECTION CLASS IP65, FLANGE ON DRIVE END IP67; | 2929 | TEM | 1 | MC | 23.002 | 1
1FK70864CC711UH0 | SIMOTICS S SYNCHRONOUS MOTOR 1FK7-HD PN=3,8 KW; UZK=600V M0=28NM (100K); NN=2000RPM; NATURAL COOLING, FRAME SIZE IMB 5 (IM V1, IM V3) FLANGE 1 POWER CONNECTOR ROTATABLE RESOLVER MULTI-POLE WITH DRIVE-CLIQ INTERFACE; PLAIN SHAFT, TOLERANCE N; WITH HOLDING BRAKE PROTECTION CLASS IP64; | 3247 | TEM | 1 | MC | 23.301 | 1
1FK70864CC711UH1 | SIMOTICS S SYNCHRONOUS MOTOR 1FK7-HD PN=3,8 KW; UZK=600V M0=28NM (100K); NN=2000RPM; NATURAL COOLING, FRAME SIZE IMB 5 (IM V1, IM V3) FLANGE 1 POWER CONNECTOR ROTATABLE RESOLVER MULTI-POLE WITH DRIVE-CLIQ INTERFACE; PLAIN SHAFT, TOLERANCE N; WITH HOLDING BRAKE PROTECTION CLASS IP65, | 3340 | TEM | 1 | MC | 23.301 | 1
1FK70864CC711UH2 | SIMOTICS S SYNCHRONOUS MOTOR 1FK7-HD PN=3,8 KW; UZK=600V M0=28NM (100K); NN=2000RPM; NATURAL COOLING, FRAME SIZE IMB 5 (IM V1, IM V3) FLANGE 1 POWER CONNECTOR ROTATABLE RESOLVER MULTI-POLE WITH DRIVE-CLIQ INTERFACE; PLAIN SHAFT, TOLERANCE N; WITH HOLDING BRAKE PROTECTION CLASS IP65, FLANGE ON DRIVE END IP67; | 3340 | TEM | 1 | MC | 23.301 | 1
1FK70864CF711AA0 | SIMOTICS S SYNCHRONOUS MOTOR 1FK7-HD PN=2 KW; UZK=600V M0=28NM (100K); NN=3000RPM; NATURAL COOLING, FRAME SIZE IMB 5 (IM V1, IM V3) FLANGE 1, WITH KTY TEMPERATURESENSOR POWER CONNECTOR ROTATABLE INCREMENTAL ENCODER SIN/COS 1VPP;2048 S/R W. C-AND D-SPUR (ENCODER IC2048S/R) SHAFT WITH FITTED KEY, TOLERANCE N; W/O HOLDING BRAKE PROTECTION CLASS IP64; | 3266 | TEM | 1 | MC | 23.001 | 1
1FK70864CF711AA1 | SIMOTICS S SYNCHRONOUS MOTOR 1FK7-HD PN=2 KW; UZK=600V M0=28NM (100K); NN=3000RPM; NATURAL COOLING, FRAME SIZE IMB 5 (IM V1, IM V3) FLANGE 1, WITH KTY TEMPERATURESENSOR POWER CONNECTOR ROTATABLE INCREMENTAL ENCODER SIN/COS 1VPP;2048 S/R W. C-AND D-SPUR (ENCODER IC2048S/R) SHAFT WITH FITTED KEY, TOLERANCE N; W/O HOLDING BRAKE PROTECTION CLASS IP65, | 3360 | TEM | 1 | MC | 23.001 | 1
1FK70864CF711AA2 | SIMOTICS S SYNCHRONOUS MOTOR 1FK7-HD PN=2 KW; UZK=600V M0=28NM (100K); NN=3000RPM; NATURAL COOLING, FRAME SIZE IMB 5 (IM V1, IM V3) FLANGE 1, WITH KTY TEMPERATURESENSOR POWER CONNECTOR ROTATABLE INCREMENTAL ENCODER SIN/COS 1VPP;2048 S/R W. C-AND D-SPUR (ENCODER IC2048S/R) SHAFT WITH FITTED KEY, TOLERANCE N; W/O HOLDING BRAKE PROTECTION CLASS IP65, FLANGE ON DRIVE END IP67; | 3360 | TEM | 1 | MC | 23.001 | 1
1FK70864CF711AB0 | SIMOTICS S SYNCHRONOUS MOTOR 1FK7-HD PN=2 KW; UZK=600V M0=28NM (100K); NN=3000RPM; NATURAL COOLING, FRAME SIZE IMB 5 (IM V1, IM V3) FLANGE 1, WITH KTY TEMPERATURESENSOR POWER CONNECTOR ROTATABLE INCREMENTAL ENCODER SIN/COS 1VPP;2048 S/R W. C-AND D-SPUR (ENCODER IC2048S/R) SHAFT WITH FITTED KEY, TOLERANCE N; WITH HOLDING BRAKE PROTECTION CLASS IP64; | 3678 | TEM | 1 | MC | 23.3 | 1
1FK70864CF711AB1 | SIMOTICS S SYNCHRONOUS MOTOR 1FK7-HD PN=2 KW; UZK=600V M0=28NM (100K); NN=3000RPM; NATURAL COOLING, FRAME SIZE IMB 5 (IM V1, IM V3) FLANGE 1, WITH KTY TEMPERATURESENSOR POWER CONNECTOR ROTATABLE INCREMENTAL ENCODER SIN/COS 1VPP;2048 S/R W. C-AND D-SPUR (ENCODER IC2048S/R) SHAFT WITH FITTED KEY, TOLERANCE N; WITH HOLDING BRAKE PROTECTION CLASS IP65, | 3771 | TEM | 1 | MC | 23.3 | 1
1FK70864CF711AB2 | SIMOTICS S SYNCHRONOUS MOTOR 1FK7-HD PN=2 KW; UZK=600V M0=28NM (100K); NN=3000RPM; NATURAL COOLING, FRAME SIZE IMB 5 (IM V1, IM V3) FLANGE 1, WITH KTY TEMPERATURESENSOR POWER CONNECTOR ROTATABLE INCREMENTAL ENCODER SIN/COS 1VPP;2048 S/R W. C-AND D-SPUR (ENCODER IC2048S/R) SHAFT WITH FITTED KEY, TOLERANCE N; WITH HOLDING BRAKE PROTECTION CLASS IP65, FLANGE ON DRIVE END IP67; | 3771 | TEM | 1 | MC | 23.3 | 1
1FK70864CF711AG0 | SIMOTICS S SYNCHRONOUS MOTOR 1FK7-HD PN=2 KW; UZK=600V M0=28NM (100K); NN=3000RPM; NATURAL COOLING, FRAME SIZE IMB 5 (IM V1, IM V3) FLANGE 1, WITH KTY TEMPERATURESENSOR POWER CONNECTOR ROTATABLE INCREMENTAL ENCODER SIN/COS 1VPP;2048 S/R W. C-AND D-SPUR (ENCODER IC2048S/R) PLAIN SHAFT, TOLERANCE N; W/O HOLDING BRAKE PROTECTION CLASS IP64; | 3180 | TEM | 1 | MC | 23.001 | 1
1FK70864CF711AG1 | SIMOTICS S SYNCHRONOUS MOTOR 1FK7-HD PN=2 KW; UZK=600V M0=28NM (100K); NN=3000RPM; NATURAL COOLING, FRAME SIZE IMB 5 (IM V1, IM V3) FLANGE 1, WITH KTY TEMPERATURESENSOR POWER CONNECTOR ROTATABLE INCREMENTAL ENCODER SIN/COS 1VPP;2048 S/R W. C-AND D-SPUR (ENCODER IC2048S/R) PLAIN SHAFT, TOLERANCE N; W/O HOLDING BRAKE PROTECTION CLASS IP65, | 3274 | TEM | 1 | MC | 23.001 | 1
1FK70864CF711AG2 | SIMOTICS S SYNCHRONOUS MOTOR 1FK7-HD PN=2 KW; UZK=600V M0=28NM (100K); NN=3000RPM; NATURAL COOLING, FRAME SIZE IMB 5 (IM V1, IM V3) FLANGE 1, WITH KTY TEMPERATURESENSOR POWER CONNECTOR ROTATABLE INCREMENTAL ENCODER SIN/COS 1VPP;2048 S/R W. C-AND D-SPUR (ENCODER IC2048S/R) PLAIN SHAFT, TOLERANCE N; W/O HOLDING BRAKE PROTECTION CLASS IP65, FLANGE ON DRIVE END IP67; | 3274 | TEM | 1 | MC | 23.001 | 1
1FK70864CF711AH0 | SIMOTICS S SYNCHRONOUS MOTOR 1FK7-HD PN=2 KW; UZK=600V M0=28NM (100K); NN=3000RPM; NATURAL COOLING, FRAME SIZE IMB 5 (IM V1, IM V3) FLANGE 1, WITH KTY TEMPERATURESENSOR POWER CONNECTOR ROTATABLE INCREMENTAL ENCODER SIN/COS 1VPP;2048 S/R W. C-AND D-SPUR (ENCODER IC2048S/R) PLAIN SHAFT, TOLERANCE N; WITH HOLDING BRAKE PROTECTION CLASS IP64; | 3592 | TEM | 1 | MC | 23.3 | 1
1FK70864CF711AH1 | SIMOTICS S SYNCHRONOUS MOTOR 1FK7-HD PN=2 KW; UZK=600V M0=28NM (100K); NN=3000RPM; NATURAL COOLING, FRAME SIZE IMB 5 (IM V1, IM V3) FLANGE 1, WITH KTY TEMPERATURESENSOR POWER CONNECTOR ROTATABLE INCREMENTAL ENCODER SIN/COS 1VPP;2048 S/R W. C-AND D-SPUR (ENCODER IC2048S/R) PLAIN SHAFT, TOLERANCE N; WITH HOLDING BRAKE PROTECTION CLASS IP65, | 3685 | TEM | 1 | MC | 23.3 | 1
1FK70864CF711AH2 | SIMOTICS S SYNCHRONOUS MOTOR 1FK7-HD PN=2 KW; UZK=600V M0=28NM (100K); NN=3000RPM; NATURAL COOLING, FRAME SIZE IMB 5 (IM V1, IM V3) FLANGE 1, WITH KTY TEMPERATURESENSOR POWER CONNECTOR ROTATABLE INCREMENTAL ENCODER SIN/COS 1VPP;2048 S/R W. C-AND D-SPUR (ENCODER IC2048S/R) PLAIN SHAFT, TOLERANCE N; WITH HOLDING BRAKE PROTECTION CLASS IP65, FLANGE ON DRIVE END IP67; | 3685 | TEM | 1 | MC | 23.3 | 1
1FK70864CF711BA0 | SIMOTICS S SYNCHRONOUS MOTOR 1FK7-HD PN=2 KW; UZK=600V M0=28NM (100K); NN=3000RPM; NATURAL COOLING, FRAME SIZE IMB 5 (IM V1, IM V3) FLANGE 1 POWER CONNECTOR ROTATABLE ABSOLUTE ENCODER SINGLETURN 24 BIT WITH DRIVE CLIQ INTERFACE (ENCODER AS24DQI) SHAFT WITH FITTED KEY, TOLERANCE N; W/O HOLDING BRAKE PROTECTION CLASS IP64; | 3508 | TEM | 1 | MC | 23.001 | 1
1FK70864CF711BA1 | SIMOTICS S SYNCHRONOUS MOTOR 1FK7-HD PN=2 KW; UZK=600V M0=28NM (100K); NN=3000RPM; NATURAL COOLING, FRAME SIZE IMB 5 (IM V1, IM V3) FLANGE 1 POWER CONNECTOR ROTATABLE ABSOLUTE ENCODER SINGLETURN 24 BIT WITH DRIVE CLIQ INTERFACE (ENCODER AS24DQI) SHAFT WITH FITTED KEY, TOLERANCE N; W/O HOLDING BRAKE PROTECTION CLASS IP65, | 3601 | TEM | 1 | MC | 23.001 | 1
1FK70864CF711BA2 | SIMOTICS S SYNCHRONOUS MOTOR 1FK7-HD PN=2 KW; UZK=600V M0=28NM (100K); NN=3000RPM; NATURAL COOLING, FRAME SIZE IMB 5 (IM V1, IM V3) FLANGE 1 POWER CONNECTOR ROTATABLE ABSOLUTE ENCODER SINGLETURN 24 BIT WITH DRIVE CLIQ INTERFACE (ENCODER AS24DQI) SHAFT WITH FITTED KEY, TOLERANCE N; W/O HOLDING BRAKE PROTECTION CLASS IP65, FLANGE ON DRIVE END IP67; | 3601 | TEM | 1 | MC | 23.001 | 1
1FK70864CF711BB0 | SIMOTICS S SYNCHRONOUS MOTOR 1FK7-HD PN=2 KW; UZK=600V M0=28NM (100K); NN=3000RPM; NATURAL COOLING, FRAME SIZE IMB 5 (IM V1, IM V3) FLANGE 1 POWER CONNECTOR ROTATABLE ABSOLUTE ENCODER SINGLETURN 24 BIT WITH DRIVE CLIQ INTERFACE (ENCODER AS24DQI) SHAFT WITH FITTED KEY, TOLERANCE N; WITH HOLDING BRAKE PROTECTION CLASS IP64; | 3919 | TEM | 1 | MC | 23.3 | 1
1FK70864CF711BB1 | SIMOTICS S SYNCHRONOUS MOTOR 1FK7-HD PN=2 KW; UZK=600V M0=28NM (100K); NN=3000RPM; NATURAL COOLING, FRAME SIZE IMB 5 (IM V1, IM V3) FLANGE 1 POWER CONNECTOR ROTATABLE ABSOLUTE ENCODER SINGLETURN 24 BIT WITH DRIVE CLIQ INTERFACE (ENCODER AS24DQI) SHAFT WITH FITTED KEY, TOLERANCE N; WITH HOLDING BRAKE PROTECTION CLASS IP65, | 4012 | TEM | 1 | MC | 23.3 | 1
1FK70864CF711BB2 | SIMOTICS S SYNCHRONOUS MOTOR 1FK7-HD PN=2 KW; UZK=600V M0=28NM (100K); NN=3000RPM; NATURAL COOLING, FRAME SIZE IMB 5 (IM V1, IM V3) FLANGE 1 POWER CONNECTOR ROTATABLE ABSOLUTE ENCODER SINGLETURN 24 BIT WITH DRIVE CLIQ INTERFACE (ENCODER AS24DQI) SHAFT WITH FITTED KEY, TOLERANCE N; WITH HOLDING BRAKE PROTECTION CLASS IP65, FLANGE ON DRIVE END IP67; | 4012 | TEM | 1 | MC | 23.3 | 1
1FK70864CF711BG0 | SIMOTICS S SYNCHRONOUS MOTOR 1FK7-HD PN=2 KW; UZK=600V M0=28NM (100K); NN=3000RPM; NATURAL COOLING, FRAME SIZE IMB 5 (IM V1, IM V3) FLANGE 1 POWER CONNECTOR ROTATABLE ABSOLUTE ENCODER SINGLETURN 24 BIT WITH DRIVE CLIQ INTERFACE (ENCODER AS24DQI) PLAIN SHAFT, TOLERANCE N; W/O HOLDING BRAKE PROTECTION CLASS IP64; | 3421 | TEM | 1 | MC | 23.001 | 1
1FK70864CF711BG1 | SIMOTICS S SYNCHRONOUS MOTOR 1FK7-HD PN=2 KW; UZK=600V M0=28NM (100K); NN=3000RPM; NATURAL COOLING, FRAME SIZE IMB 5 (IM V1, IM V3) FLANGE 1 POWER CONNECTOR ROTATABLE ABSOLUTE ENCODER SINGLETURN 24 BIT WITH DRIVE CLIQ INTERFACE (ENCODER AS24DQI) PLAIN SHAFT, TOLERANCE N; W/O HOLDING BRAKE PROTECTION CLASS IP65, | 3515 | TEM | 1 | MC | 23.001 | 1
1FK70864CF711BG2 | SIMOTICS S SYNCHRONOUS MOTOR 1FK7-HD PN=2 KW; UZK=600V M0=28NM (100K); NN=3000RPM; NATURAL COOLING, FRAME SIZE IMB 5 (IM V1, IM V3) FLANGE 1 POWER CONNECTOR ROTATABLE ABSOLUTE ENCODER SINGLETURN 24 BIT WITH DRIVE CLIQ INTERFACE (ENCODER AS24DQI) PLAIN SHAFT, TOLERANCE N; W/O HOLDING BRAKE PROTECTION CLASS IP65, FLANGE ON DRIVE END IP67; | 3515 | TEM | 1 | MC | 23.001 | 1
1FK70864CF711BH0 | SIMOTICS S SYNCHRONOUS MOTOR 1FK7-HD PN=2 KW; UZK=600V M0=28NM (100K); NN=3000RPM; NATURAL COOLING, FRAME SIZE IMB 5 (IM V1, IM V3) FLANGE 1 POWER CONNECTOR ROTATABLE ABSOLUTE ENCODER SINGLETURN 24 BIT WITH DRIVE CLIQ INTERFACE (ENCODER AS24DQI) PLAIN SHAFT, TOLERANCE N; WITH HOLDING BRAKE PROTECTION CLASS IP64; | 3833 | TEM | 1 | MC | 23.3 | 1
1FK70864CF711BH1 | SIMOTICS S SYNCHRONOUS MOTOR 1FK7-HD PN=2 KW; UZK=600V M0=28NM (100K); NN=3000RPM; NATURAL COOLING, FRAME SIZE IMB 5 (IM V1, IM V3) FLANGE 1 POWER CONNECTOR ROTATABLE ABSOLUTE ENCODER SINGLETURN 24 BIT WITH DRIVE CLIQ INTERFACE (ENCODER AS24DQI) PLAIN SHAFT, TOLERANCE N; WITH HOLDING BRAKE PROTECTION CLASS IP65, | 3926 | TEM | 1 | MC | 23.3 | 1
1FK70864CF711BH2 | SIMOTICS S SYNCHRONOUS MOTOR 1FK7-HD PN=2 KW; UZK=600V M0=28NM (100K); NN=3000RPM; NATURAL COOLING, FRAME SIZE IMB 5 (IM V1, IM V3) FLANGE 1 POWER CONNECTOR ROTATABLE ABSOLUTE ENCODER SINGLETURN 24 BIT WITH DRIVE CLIQ INTERFACE (ENCODER AS24DQI) PLAIN SHAFT, TOLERANCE N; WITH HOLDING BRAKE PROTECTION CLASS IP65, FLANGE ON DRIVE END IP67; | 3926 | TEM | 1 | MC | 23.3 | 1
1FK70864CF711CA0 | SIMOTICS S SYNCHRONOUS MOTOR 1FK7-HD PN=2 KW; UZK=600V M0=28NM (100K); NN=3000RPM; NATURAL COOLING, FRAME SIZE IMB 5 (IM V1, IM V3) FLANGE 1 POWER CONNECTOR ROTATABLE ABSOLUTE ENCODER 24 BIT + 12 BIT MULTITURN WITH DRIVE-CLIQ INTERFACE (ENCODER AM24DQI) SHAFT WITH FITTED KEY, TOLERANCE N; W/O HOLDING BRAKE PROTECTION CLASS IP64; | 3877 | TEM | 1 | MC | 23.001 | 1
1FK70864CF711CA1 | SIMOTICS S SYNCHRONOUS MOTOR 1FK7-HD PN=2 KW; UZK=600V M0=28NM (100K); NN=3000RPM; NATURAL COOLING, FRAME SIZE IMB 5 (IM V1, IM V3) FLANGE 1 POWER CONNECTOR ROTATABLE ABSOLUTE ENCODER 24 BIT + 12 BIT MULTITURN WITH DRIVE-CLIQ INTERFACE (ENCODER AM24DQI) SHAFT WITH FITTED KEY, TOLERANCE N; W/O HOLDING BRAKE PROTECTION CLASS IP65, | 3970 | TEM | 1 | MC | 23.001 | 1
1FK70864CF711CA2 | SIMOTICS S SYNCHRONOUS MOTOR 1FK7-HD PN=2 KW; UZK=600V M0=28NM (100K); NN=3000RPM; NATURAL COOLING, FRAME SIZE IMB 5 (IM V1, IM V3) FLANGE 1 POWER CONNECTOR ROTATABLE ABSOLUTE ENCODER 24 BIT + 12 BIT MULTITURN WITH DRIVE-CLIQ INTERFACE (ENCODER AM24DQI) SHAFT WITH FITTED KEY, TOLERANCE N; W/O HOLDING BRAKE PROTECTION CLASS IP65, FLANGE ON DRIVE END IP67; | 3970 | TEM | 1 | MC | 23.001 | 1
1FK70864CF711CB0 | SIMOTICS S SYNCHRONOUS MOTOR 1FK7-HD PN=2 KW; UZK=600V M0=28NM (100K); NN=3000RPM; NATURAL COOLING, FRAME SIZE IMB 5 (IM V1, IM V3) FLANGE 1 POWER CONNECTOR ROTATABLE ABSOLUTE ENCODER 24 BIT + 12 BIT MULTITURN WITH DRIVE-CLIQ INTERFACE (ENCODER AM24DQI) SHAFT WITH FITTED KEY, TOLERANCE N; WITH HOLDING BRAKE PROTECTION CLASS IP64; | 4288 | TEM | 1 | MC | 23.3 | 1
1FK70864CF711CB1 | SIMOTICS S SYNCHRONOUS MOTOR 1FK7-HD PN=2 KW; UZK=600V M0=28NM (100K); NN=3000RPM; NATURAL COOLING, FRAME SIZE IMB 5 (IM V1, IM V3) FLANGE 1 POWER CONNECTOR ROTATABLE ABSOLUTE ENCODER 24 BIT + 12 BIT MULTITURN WITH DRIVE-CLIQ INTERFACE (ENCODER AM24DQI) SHAFT WITH FITTED KEY, TOLERANCE N; WITH HOLDING BRAKE PROTECTION CLASS IP65, | 4382 | TEM | 1 | MC | 23.3 | 1
1FK70864CF711CB2 | SIMOTICS S SYNCHRONOUS MOTOR 1FK7-HD PN=2 KW; UZK=600V M0=28NM (100K); NN=3000RPM; NATURAL COOLING, FRAME SIZE IMB 5 (IM V1, IM V3) FLANGE 1 POWER CONNECTOR ROTATABLE ABSOLUTE ENCODER 24 BIT + 12 BIT MULTITURN WITH DRIVE-CLIQ INTERFACE (ENCODER AM24DQI) SHAFT WITH FITTED KEY, TOLERANCE N; WITH HOLDING BRAKE PROTECTION CLASS IP65, FLANGE ON DRIVE END IP67; | 4382 | TEM | 1 | MC | 23.3 | 1
1FK70864CF711CG0 | SIMOTICS S SYNCHRONOUS MOTOR 1FK7-HD PN=2 KW; UZK=600V M0=28NM (100K); NN=3000RPM; NATURAL COOLING, FRAME SIZE IMB 5 (IM V1, IM V3) FLANGE 1 POWER CONNECTOR ROTATABLE ABSOLUTE ENCODER 24 BIT + 12 BIT MULTITURN WITH DRIVE-CLIQ INTERFACE (ENCODER AM24DQI) PLAIN SHAFT, TOLERANCE N; W/O HOLDING BRAKE PROTECTION CLASS IP64; | 3791 | TEM | 1 | MC | 23.001 | 1
1FK70864CF711CG1 | SIMOTICS S SYNCHRONOUS MOTOR 1FK7-HD PN=2 KW; UZK=600V M0=28NM (100K); NN=3000RPM; NATURAL COOLING, FRAME SIZE IMB 5 (IM V1, IM V3) FLANGE 1 POWER CONNECTOR ROTATABLE ABSOLUTE ENCODER 24 BIT + 12 BIT MULTITURN WITH DRIVE-CLIQ INTERFACE (ENCODER AM24DQI) PLAIN SHAFT, TOLERANCE N; W/O HOLDING BRAKE PROTECTION CLASS IP65, | 3884 | TEM | 1 | MC | 23.001 | 1
1FK70864CF711CG2 | SIMOTICS S SYNCHRONOUS MOTOR 1FK7-HD PN=2 KW; UZK=600V M0=28NM (100K); NN=3000RPM; NATURAL COOLING, FRAME SIZE IMB 5 (IM V1, IM V3) FLANGE 1 POWER CONNECTOR ROTATABLE ABSOLUTE ENCODER 24 BIT + 12 BIT MULTITURN WITH DRIVE-CLIQ INTERFACE (ENCODER AM24DQI) PLAIN SHAFT, TOLERANCE N; W/O HOLDING BRAKE PROTECTION CLASS IP65, FLANGE ON DRIVE END IP67; | 3884 | TEM | 1 | MC | 23.001 | 1
1FK70864CF711CH0 | SIMOTICS S SYNCHRONOUS MOTOR 1FK7-HD PN=2 KW; UZK=600V M0=28NM (100K); NN=3000RPM; NATURAL COOLING, FRAME SIZE IMB 5 (IM V1, IM V3) FLANGE 1 POWER CONNECTOR ROTATABLE ABSOLUTE ENCODER 24 BIT + 12 BIT MULTITURN WITH DRIVE-CLIQ INTERFACE (ENCODER AM24DQI) PLAIN SHAFT, TOLERANCE N; WITH HOLDING BRAKE PROTECTION CLASS IP64; | 4202 | TEM | 1 | MC | 23.3 | 1
1FK70864CF711CH1 | SIMOTICS S SYNCHRONOUS MOTOR 1FK7-HD PN=2 KW; UZK=600V M0=28NM (100K); NN=3000RPM; NATURAL COOLING, FRAME SIZE IMB 5 (IM V1, IM V3) FLANGE 1 POWER CONNECTOR ROTATABLE ABSOLUTE ENCODER 24 BIT + 12 BIT MULTITURN WITH DRIVE-CLIQ INTERFACE (ENCODER AM24DQI) PLAIN SHAFT, TOLERANCE N; WITH HOLDING BRAKE PROTECTION CLASS IP65, | 4295 | TEM | 1 | MC | 23.3 | 1
1FK70864CF711CH2 | SIMOTICS S SYNCHRONOUS MOTOR 1FK7-HD PN=2 KW; UZK=600V M0=28NM (100K); NN=3000RPM; NATURAL COOLING, FRAME SIZE IMB 5 (IM V1, IM V3) FLANGE 1 POWER CONNECTOR ROTATABLE ABSOLUTE ENCODER 24 BIT + 12 BIT MULTITURN WITH DRIVE-CLIQ INTERFACE (ENCODER AM24DQI) PLAIN SHAFT, TOLERANCE N; WITH HOLDING BRAKE PROTECTION CLASS IP65, FLANGE ON DRIVE END IP67; | 4295 | TEM | 1 | MC | 23.3 | 1
1FK70864CF711EA0 | SIMOTICS S SYNCHRONOUS MOTOR 1FK7-HD PN=2 KW; UZK=600V M0=28NM (100K); NN=3000RPM; NATURAL COOLING, FRAME SIZE IMB 5 (IM V1, IM V3) FLANGE 1, WITH KTY TEMPERATURESENSOR POWER CONNECTOR ROTATABLE ABSOLUTE ENCODERR 2048 S/R + 4096 UMDREHUNGEN MULTITURN, WITH ENDAT-SCHNITTSTELLE (ENCODER AM2048S/R) SHAFT WITH FITTED KEY, TOLERANCE N; W/O HOLDING BRAKE PROTECTION CLASS IP64; | 3638 | TEM | 1 | MC | 23.001 | 1
1FK70864CF711EA1 | SIMOTICS S SYNCHRONOUS MOTOR 1FK7-HD PN=2 KW; UZK=600V M0=28NM (100K); NN=3000RPM; NATURAL COOLING, FRAME SIZE IMB 5 (IM V1, IM V3) FLANGE 1, WITH KTY TEMPERATURESENSOR POWER CONNECTOR ROTATABLE ABSOLUTE ENCODERR 2048 S/R + 4096 UMDREHUNGEN MULTITURN, WITH ENDAT-SCHNITTSTELLE (ENCODER AM2048S/R) SHAFT WITH FITTED KEY, TOLERANCE N; W/O HOLDING BRAKE PROTECTION CLASS IP65, | 3732 | TEM | 1 | MC | 23.001 | 1
1FK70864CF711EA2 | SIMOTICS S SYNCHRONOUS MOTOR 1FK7-HD PN=2 KW; UZK=600V M0=28NM (100K); NN=3000RPM; NATURAL COOLING, FRAME SIZE IMB 5 (IM V1, IM V3) FLANGE 1, WITH KTY TEMPERATURESENSOR POWER CONNECTOR ROTATABLE ABSOLUTE ENCODERR 2048 S/R + 4096 UMDREHUNGEN MULTITURN, WITH ENDAT-SCHNITTSTELLE (ENCODER AM2048S/R) SHAFT WITH FITTED KEY, TOLERANCE N; W/O HOLDING BRAKE PROTECTION CLASS IP65, FLANGE ON DRIVE END IP67; | 3732 | TEM | 1 | MC | 23.001 | 1
1FK70864CF711EB0 | SIMOTICS S SYNCHRONOUS MOTOR 1FK7-HD PN=2 KW; UZK=600V M0=28NM (100K); NN=3000RPM; NATURAL COOLING, FRAME SIZE IMB 5 (IM V1, IM V3) FLANGE 1, WITH KTY TEMPERATURESENSOR POWER CONNECTOR ROTATABLE ABSOLUTE ENCODERR 2048 S/R + 4096 UMDREHUNGEN MULTITURN, WITH ENDAT-SCHNITTSTELLE (ENCODER AM2048S/R) SHAFT WITH FITTED KEY, TOLERANCE N; WITH HOLDING BRAKE PROTECTION CLASS IP64; | 4049 | TEM | 1 | MC | 23.3 | 1
1FK70864CF711EB1 | SIMOTICS S SYNCHRONOUS MOTOR 1FK7-HD PN=2 KW; UZK=600V M0=28NM (100K); NN=3000RPM; NATURAL COOLING, FRAME SIZE IMB 5 (IM V1, IM V3) FLANGE 1, WITH KTY TEMPERATURESENSOR POWER CONNECTOR ROTATABLE ABSOLUTE ENCODERR 2048 S/R + 4096 UMDREHUNGEN MULTITURN, WITH ENDAT-SCHNITTSTELLE (ENCODER AM2048S/R) SHAFT WITH FITTED KEY, TOLERANCE N; WITH HOLDING BRAKE PROTECTION CLASS IP65, | 4143 | TEM | 1 | MC | 23.3 | 1
1FK70864CF711EB2 | SIMOTICS S SYNCHRONOUS MOTOR 1FK7-HD PN=2 KW; UZK=600V M0=28NM (100K); NN=3000RPM; NATURAL COOLING, FRAME SIZE IMB 5 (IM V1, IM V3) FLANGE 1, WITH KTY TEMPERATURESENSOR POWER CONNECTOR ROTATABLE ABSOLUTE ENCODERR 2048 S/R + 4096 UMDREHUNGEN MULTITURN, WITH ENDAT-SCHNITTSTELLE (ENCODER AM2048S/R) SHAFT WITH FITTED KEY, TOLERANCE N; WITH HOLDING BRAKE PROTECTION CLASS IP65, FLANGE ON DRIVE END IP67; | 4143 | TEM | 1 | MC | 23.3 | 1
1FK70864CF711EG0 | SIMOTICS S SYNCHRONOUS MOTOR 1FK7-HD PN=2 KW; UZK=600V M0=28NM (100K); NN=3000RPM; NATURAL COOLING, FRAME SIZE IMB 5 (IM V1, IM V3) FLANGE 1, WITH KTY TEMPERATURESENSOR POWER CONNECTOR ROTATABLE ABSOLUTE ENCODERR 2048 S/R + 4096 UMDREHUNGEN MULTITURN, WITH ENDAT-SCHNITTSTELLE (ENCODER AM2048S/R) PLAIN SHAFT, TOLERANCE N; W/O HOLDING BRAKE PROTECTION CLASS IP64; | 3552 | TEM | 1 | MC | 23.001 | 1
1FK70864CF711EG1 | SIMOTICS S SYNCHRONOUS MOTOR 1FK7-HD PN=2 KW; UZK=600V M0=28NM (100K); NN=3000RPM; NATURAL COOLING, FRAME SIZE IMB 5 (IM V1, IM V3) FLANGE 1, WITH KTY TEMPERATURESENSOR POWER CONNECTOR ROTATABLE ABSOLUTE ENCODERR 2048 S/R + 4096 UMDREHUNGEN MULTITURN, WITH ENDAT-SCHNITTSTELLE (ENCODER AM2048S/R) PLAIN SHAFT, TOLERANCE N; W/O HOLDING BRAKE PROTECTION CLASS IP65, | 3645 | TEM | 1 | MC | 23.001 | 1
1FK70864CF711EG2 | SIMOTICS S SYNCHRONOUS MOTOR 1FK7-HD PN=2 KW; UZK=600V M0=28NM (100K); NN=3000RPM; NATURAL COOLING, FRAME SIZE IMB 5 (IM V1, IM V3) FLANGE 1, WITH KTY TEMPERATURESENSOR POWER CONNECTOR ROTATABLE ABSOLUTE ENCODERR 2048 S/R + 4096 UMDREHUNGEN MULTITURN, WITH ENDAT-SCHNITTSTELLE (ENCODER AM2048S/R) PLAIN SHAFT, TOLERANCE N; W/O HOLDING BRAKE PROTECTION CLASS IP65, FLANGE ON DRIVE END IP67; | 3645 | TEM | 1 | MC | 23.001 | 1
1FK70864CF711EH0 | SIMOTICS S SYNCHRONOUS MOTOR 1FK7-HD PN=2 KW; UZK=600V M0=28NM (100K); NN=3000RPM; NATURAL COOLING, FRAME SIZE IMB 5 (IM V1, IM V3) FLANGE 1, WITH KTY TEMPERATURESENSOR POWER CONNECTOR ROTATABLE ABSOLUTE ENCODERR 2048 S/R + 4096 UMDREHUNGEN MULTITURN, WITH ENDAT-SCHNITTSTELLE (ENCODER AM2048S/R) PLAIN SHAFT, TOLERANCE N; WITH HOLDING BRAKE PROTECTION CLASS IP64; | 3963 | TEM | 1 | MC | 23.3 | 1
1FK70864CF711EH1 | SIMOTICS S SYNCHRONOUS MOTOR 1FK7-HD PN=2 KW; UZK=600V M0=28NM (100K); NN=3000RPM; NATURAL COOLING, FRAME SIZE IMB 5 (IM V1, IM V3) FLANGE 1, WITH KTY TEMPERATURESENSOR POWER CONNECTOR ROTATABLE ABSOLUTE ENCODERR 2048 S/R + 4096 UMDREHUNGEN MULTITURN, WITH ENDAT-SCHNITTSTELLE (ENCODER AM2048S/R) PLAIN SHAFT, TOLERANCE N; WITH HOLDING BRAKE PROTECTION CLASS IP65, | 4057 | TEM | 1 | MC | 23.3 | 1
1FK70864CF711EH2 | SIMOTICS S SYNCHRONOUS MOTOR 1FK7-HD PN=2 KW; UZK=600V M0=28NM (100K); NN=3000RPM; NATURAL COOLING, FRAME SIZE IMB 5 (IM V1, IM V3) FLANGE 1, WITH KTY TEMPERATURESENSOR POWER CONNECTOR ROTATABLE ABSOLUTE ENCODERR 2048 S/R + 4096 UMDREHUNGEN MULTITURN, WITH ENDAT-SCHNITTSTELLE (ENCODER AM2048S/R) PLAIN SHAFT, TOLERANCE N; WITH HOLDING BRAKE PROTECTION CLASS IP65, FLANGE ON DRIVE END IP67; | 4057 | TEM | 1 | MC | 23.3 | 1
1FK70864CF711FB0 | SIMOTICS S SYNCHRONOUS MOTOR 1FK7-HD PN=2 KW; UZK=600V M0=28NM (100K); NN=3000RPM; NATURAL COOLING, FRAME SIZE IMB 5 (IM V1, IM V3) FLANGE 1 POWER CONNECTOR ROTATABLE ABSOLUTE ENCODER 22BIT + 12 BIT MULTITURN, WITH DRIVE-CLIQ INTERFACE (ENCODER AM22DQ) SHAFT WITH FITTED KEY, TOLERANCE N; WITH HOLDING BRAKE PROTECTION CLASS IP64; | 4368 | TEM | 1 | MC | 23.3 | 1
1FK70864CF711KA0 | SIMOTICS S SYNCHRONOUS MOTOR 1FK7-HD PN=2 KW; UZK=600V M0=28NM (100K); NN=3000RPM; NATURAL COOLING, FRAME SIZE IMB 5 (IM V1, IM V3) FLANGE 1 POWER CONNECTOR ROTATABLE ABSOLUTE ENCODER 16BIT + 12BIT MULTITURN, WITH DRIVE-CLIQ INTERFACE (ENCODER AM16DQ) SHAFT WITH FITTED KEY, TOLERANCE N; W/O HOLDING BRAKE PROTECTION CLASS IP64; | 3440 | TEM | 1 | MC | 23.001 | 1
1FK70864CF711KA1 | SIMOTICS S SYNCHRONOUS MOTOR 1FK7-HD PN=2 KW; UZK=600V M0=28NM (100K); NN=3000RPM; NATURAL COOLING, FRAME SIZE IMB 5 (IM V1, IM V3) FLANGE 1 POWER CONNECTOR ROTATABLE ABSOLUTE ENCODER 16BIT + 12BIT MULTITURN, WITH DRIVE-CLIQ INTERFACE (ENCODER AM16DQ) SHAFT WITH FITTED KEY, TOLERANCE N; W/O HOLDING BRAKE PROTECTION CLASS IP65, | 3533 | TEM | 1 | MC | 23.001 | 1
1FK70864CF711KA2 | SIMOTICS S SYNCHRONOUS MOTOR 1FK7-HD PN=2 KW; UZK=600V M0=28NM (100K); NN=3000RPM; NATURAL COOLING, FRAME SIZE IMB 5 (IM V1, IM V3) FLANGE 1 POWER CONNECTOR ROTATABLE ABSOLUTE ENCODER 16BIT + 12BIT MULTITURN, WITH DRIVE-CLIQ INTERFACE (ENCODER AM16DQ) SHAFT WITH FITTED KEY, TOLERANCE N; W/O HOLDING BRAKE PROTECTION CLASS IP65, FLANGE ON DRIVE END IP67; | 3533 | TEM | 1 | MC | 23.001 | 1
1FK70864CF711KB0 | SIMOTICS S SYNCHRONOUS MOTOR 1FK7-HD PN=2 KW; UZK=600V M0=28NM (100K); NN=3000RPM; NATURAL COOLING, FRAME SIZE IMB 5 (IM V1, IM V3) FLANGE 1 POWER CONNECTOR ROTATABLE ABSOLUTE ENCODER 16BIT + 12BIT MULTITURN, WITH DRIVE-CLIQ INTERFACE (ENCODER AM16DQ) SHAFT WITH FITTED KEY, TOLERANCE N; WITH HOLDING BRAKE PROTECTION CLASS IP64; | 3851 | TEM | 1 | MC | 23.3 | 1
1FK70864CF711KB1 | SIMOTICS S SYNCHRONOUS MOTOR 1FK7-HD PN=2 KW; UZK=600V M0=28NM (100K); NN=3000RPM; NATURAL COOLING, FRAME SIZE IMB 5 (IM V1, IM V3) FLANGE 1 POWER CONNECTOR ROTATABLE ABSOLUTE ENCODER 16BIT + 12BIT MULTITURN, WITH DRIVE-CLIQ INTERFACE (ENCODER AM16DQ) SHAFT WITH FITTED KEY, TOLERANCE N; WITH HOLDING BRAKE PROTECTION CLASS IP65, | 3944 | TEM | 1 | MC | 23.3 | 1
1FK70864CF711KB2 | SIMOTICS S SYNCHRONOUS MOTOR 1FK7-HD PN=2 KW; UZK=600V M0=28NM (100K); NN=3000RPM; NATURAL COOLING, FRAME SIZE IMB 5 (IM V1, IM V3) FLANGE 1 POWER CONNECTOR ROTATABLE ABSOLUTE ENCODER 16BIT + 12BIT MULTITURN, WITH DRIVE-CLIQ INTERFACE (ENCODER AM16DQ) SHAFT WITH FITTED KEY, TOLERANCE N; WITH HOLDING BRAKE PROTECTION CLASS IP65, FLANGE ON DRIVE END IP67; | 3944 | TEM | 1 | MC | 23.3 | 1
1FK70864CF711KG0 | SIMOTICS S SYNCHRONOUS MOTOR 1FK7-HD PN=2 KW; UZK=600V M0=28NM (100K); NN=3000RPM; NATURAL COOLING, FRAME SIZE IMB 5 (IM V1, IM V3) FLANGE 1 POWER CONNECTOR ROTATABLE ABSOLUTE ENCODER 16BIT + 12BIT MULTITURN, WITH DRIVE-CLIQ INTERFACE (ENCODER AM16DQ) PLAIN SHAFT, TOLERANCE N; W/O HOLDING BRAKE PROTECTION CLASS IP64; | 3353 | TEM | 1 | MC | 23.001 | 1
1FK70864CF711KG1 | SIMOTICS S SYNCHRONOUS MOTOR 1FK7-HD PN=2 KW; UZK=600V M0=28NM (100K); NN=3000RPM; NATURAL COOLING, FRAME SIZE IMB 5 (IM V1, IM V3) FLANGE 1 POWER CONNECTOR ROTATABLE ABSOLUTE ENCODER 16BIT + 12BIT MULTITURN, WITH DRIVE-CLIQ INTERFACE (ENCODER AM16DQ) PLAIN SHAFT, TOLERANCE N; W/O HOLDING BRAKE PROTECTION CLASS IP65, | 3447 | TEM | 1 | MC | 23.001 | 1
1FK70864CF711KG2 | SIMOTICS S SYNCHRONOUS MOTOR 1FK7-HD PN=2 KW; UZK=600V M0=28NM (100K); NN=3000RPM; NATURAL COOLING, FRAME SIZE IMB 5 (IM V1, IM V3) FLANGE 1 POWER CONNECTOR ROTATABLE ABSOLUTE ENCODER 16BIT + 12BIT MULTITURN, WITH DRIVE-CLIQ INTERFACE (ENCODER AM16DQ) PLAIN SHAFT, TOLERANCE N; W/O HOLDING BRAKE PROTECTION CLASS IP65, FLANGE ON DRIVE END IP67; | 3447 | TEM | 1 | MC | 23.001 | 1
1FK70864CF711KH0 | SIMOTICS S SYNCHRONOUS MOTOR 1FK7-HD PN=2 KW; UZK=600V M0=28NM (100K); NN=3000RPM; NATURAL COOLING, FRAME SIZE IMB 5 (IM V1, IM V3) FLANGE 1 POWER CONNECTOR ROTATABLE ABSOLUTE ENCODER 16BIT + 12BIT MULTITURN, WITH DRIVE-CLIQ INTERFACE (ENCODER AM16DQ) PLAIN SHAFT, TOLERANCE N; WITH HOLDING BRAKE PROTECTION CLASS IP64; | 3765 | TEM | 1 | MC | 23.3 | 1
1FK70864CF711KH1 | SIMOTICS S SYNCHRONOUS MOTOR 1FK7-HD PN=2 KW; UZK=600V M0=28NM (100K); NN=3000RPM; NATURAL COOLING, FRAME SIZE IMB 5 (IM V1, IM V3) FLANGE 1 POWER CONNECTOR ROTATABLE ABSOLUTE ENCODER 16BIT + 12BIT MULTITURN, WITH DRIVE-CLIQ INTERFACE (ENCODER AM16DQ) PLAIN SHAFT, TOLERANCE N; WITH HOLDING BRAKE PROTECTION CLASS IP65, | 3858 | TEM | 1 | MC | 23.3 | 1
1FK70864CF711KH2 | SIMOTICS S SYNCHRONOUS MOTOR 1FK7-HD PN=2 KW; UZK=600V M0=28NM (100K); NN=3000RPM; NATURAL COOLING, FRAME SIZE IMB 5 (IM V1, IM V3) FLANGE 1 POWER CONNECTOR ROTATABLE ABSOLUTE ENCODER 16BIT + 12BIT MULTITURN, WITH DRIVE-CLIQ INTERFACE (ENCODER AM16DQ) PLAIN SHAFT, TOLERANCE N; WITH HOLDING BRAKE PROTECTION CLASS IP65, FLANGE ON DRIVE END IP67; | 3858 | TEM | 1 | MC | 23.3 | 1
1FK70864CF711PA0 | SIMOTICS S SYNCHRONOUS MOTOR 1FK7-HD PN=2 KW; UZK=600V M0=28NM (100K); NN=3000RPM; NATURAL COOLING, FRAME SIZE IMB 5 (IM V1, IM V3) FLANGE 1 POWER CONNECTOR ROTATABLE RESOLVER 2-POLE, WITH DRIVE CLIQ-INTERFACE SHAFT WITH FITTED KEY, TOLERANCE N; W/O HOLDING BRAKE PROTECTION CLASS IP64; | 2922 | TEM | 1 | MC | 23.101 | 1
1FK70864CF711PA1 | SIMOTICS S SYNCHRONOUS MOTOR 1FK7-HD PN=2 KW; UZK=600V M0=28NM (100K); NN=3000RPM; NATURAL COOLING, FRAME SIZE IMB 5 (IM V1, IM V3) FLANGE 1 POWER CONNECTOR ROTATABLE RESOLVER 2-POLE, WITH DRIVE CLIQ-INTERFACE SHAFT WITH FITTED KEY, TOLERANCE N; W/O HOLDING BRAKE PROTECTION CLASS IP65, | 3015 | TEM | 1 | MC | 23.101 | 1
1FK70864CF711PA2 | SIMOTICS S SYNCHRONOUS MOTOR 1FK7-HD PN=2 KW; UZK=600V M0=28NM (100K); NN=3000RPM; NATURAL COOLING, FRAME SIZE IMB 5 (IM V1, IM V3) FLANGE 1 POWER CONNECTOR ROTATABLE RESOLVER 2-POLE, WITH DRIVE CLIQ-INTERFACE SHAFT WITH FITTED KEY, TOLERANCE N; W/O HOLDING BRAKE PROTECTION CLASS IP65, FLANGE ON DRIVE END IP67; | 3015 | TEM | 1 | MC | 23.101 | 1
1FK70864CF711PB0 | SIMOTICS S SYNCHRONOUS MOTOR 1FK7-HD PN=2 KW; UZK=600V M0=28NM (100K); NN=3000RPM; NATURAL COOLING, FRAME SIZE IMB 5 (IM V1, IM V3) FLANGE 1 POWER CONNECTOR ROTATABLE RESOLVER 2-POLE, WITH DRIVE CLIQ-INTERFACE SHAFT WITH FITTED KEY, TOLERANCE N; WITH HOLDING BRAKE PROTECTION CLASS IP64; | 3333 | TEM | 1 | MC | 23.4 | 1
1FK70864CF711PB1 | SIMOTICS S SYNCHRONOUS MOTOR 1FK7-HD PN=2 KW; UZK=600V M0=28NM (100K); NN=3000RPM; NATURAL COOLING, FRAME SIZE IMB 5 (IM V1, IM V3) FLANGE 1 POWER CONNECTOR ROTATABLE RESOLVER 2-POLE, WITH DRIVE CLIQ-INTERFACE SHAFT WITH FITTED KEY, TOLERANCE N; WITH HOLDING BRAKE PROTECTION CLASS IP65, | 3426 | TEM | 1 | MC | 23.4 | 1
1FK70864CF711PB2 | SIMOTICS S SYNCHRONOUS MOTOR 1FK7-HD PN=2 KW; UZK=600V M0=28NM (100K); NN=3000RPM; NATURAL COOLING, FRAME SIZE IMB 5 (IM V1, IM V3) FLANGE 1 POWER CONNECTOR ROTATABLE RESOLVER 2-POLE, WITH DRIVE CLIQ-INTERFACE SHAFT WITH FITTED KEY, TOLERANCE N; WITH HOLDING BRAKE PROTECTION CLASS IP65, FLANGE ON DRIVE END IP67; | 3426 | TEM | 1 | MC | 23.4 | 1
1FK70864CF711PG0 | SIMOTICS S SYNCHRONOUS MOTOR 1FK7-HD PN=2 KW; UZK=600V M0=28NM (100K); NN=3000RPM; NATURAL COOLING, FRAME SIZE IMB 5 (IM V1, IM V3) FLANGE 1 POWER CONNECTOR ROTATABLE RESOLVER 2-POLE, WITH DRIVE CLIQ-INTERFACE PLAIN SHAFT, TOLERANCE N; W/O HOLDING BRAKE PROTECTION CLASS IP64; | 2835 | TEM | 1 | MC | 23.101 | 1
1FK70864CF711PG1 | SIMOTICS S SYNCHRONOUS MOTOR 1FK7-HD PN=2 KW; UZK=600V M0=28NM (100K); NN=3000RPM; NATURAL COOLING, FRAME SIZE IMB 5 (IM V1, IM V3) FLANGE 1 POWER CONNECTOR ROTATABLE RESOLVER 2-POLE, WITH DRIVE CLIQ-INTERFACE PLAIN SHAFT, TOLERANCE N; W/O HOLDING BRAKE PROTECTION CLASS IP65, | 2929 | TEM | 1 | MC | 23.101 | 1
1FK70864CF711PG2 | SIMOTICS S SYNCHRONOUS MOTOR 1FK7-HD PN=2 KW; UZK=600V M0=28NM (100K); NN=3000RPM; NATURAL COOLING, FRAME SIZE IMB 5 (IM V1, IM V3) FLANGE 1 POWER CONNECTOR ROTATABLE RESOLVER 2-POLE, WITH DRIVE CLIQ-INTERFACE PLAIN SHAFT, TOLERANCE N; W/O HOLDING BRAKE PROTECTION CLASS IP65, FLANGE ON DRIVE END IP67; | 2929 | TEM | 1 | MC | 23.101 | 1
1FK70864CF711PH0 | SIMOTICS S SYNCHRONOUS MOTOR 1FK7-HD PN=2 KW; UZK=600V M0=28NM (100K); NN=3000RPM; NATURAL COOLING, FRAME SIZE IMB 5 (IM V1, IM V3) FLANGE 1 POWER CONNECTOR ROTATABLE RESOLVER 2-POLE, WITH DRIVE CLIQ-INTERFACE PLAIN SHAFT, TOLERANCE N; WITH HOLDING BRAKE PROTECTION CLASS IP64; | 3247 | TEM | 1 | MC | 23.4 | 1
1FK70864CF711PH1 | SIMOTICS S SYNCHRONOUS MOTOR 1FK7-HD PN=2 KW; UZK=600V M0=28NM (100K); NN=3000RPM; NATURAL COOLING, FRAME SIZE IMB 5 (IM V1, IM V3) FLANGE 1 POWER CONNECTOR ROTATABLE RESOLVER 2-POLE, WITH DRIVE CLIQ-INTERFACE PLAIN SHAFT, TOLERANCE N; WITH HOLDING BRAKE PROTECTION CLASS IP65, | 3340 | TEM | 1 | MC | 23.4 | 1
1FK70864CF711PH2 | SIMOTICS S SYNCHRONOUS MOTOR 1FK7-HD PN=2 KW; UZK=600V M0=28NM (100K); NN=3000RPM; NATURAL COOLING, FRAME SIZE IMB 5 (IM V1, IM V3) FLANGE 1 POWER CONNECTOR ROTATABLE RESOLVER 2-POLE, WITH DRIVE CLIQ-INTERFACE PLAIN SHAFT, TOLERANCE N; WITH HOLDING BRAKE PROTECTION CLASS IP65, FLANGE ON DRIVE END IP67; | 3340 | TEM | 1 | MC | 23.4 | 1
1FK70864CF711QA0 | SIMOTICS S SYNCHRONOUS MOTOR 1FK7-HD PN=2 KW; UZK=600V M0=28NM (100K); NN=3000RPM; NATURAL COOLING, FRAME SIZE IMB 5 (IM V1, IM V3) FLANGE 1 POWER CONNECTOR ROTATABLE ABSOLUTE ENCODER SINGLETURN 20 BIT WITH DRIVE-CLIQ INTERFACE (ENCODER AS20DQI) SHAFT WITH FITTED KEY, TOLERANCE N; W/O HOLDING BRAKE PROTECTION CLASS IP64; | 3025 | TEM | 1 | MC | 23.001 | 1
1FK70864CF711QA1 | SIMOTICS S SYNCHRONOUS MOTOR 1FK7-HD PN=2 KW; UZK=600V M0=28NM (100K); NN=3000RPM; NATURAL COOLING, FRAME SIZE IMB 5 (IM V1, IM V3) FLANGE 1 POWER CONNECTOR ROTATABLE ABSOLUTE ENCODER SINGLETURN 20 BIT WITH DRIVE-CLIQ INTERFACE (ENCODER AS20DQI) SHAFT WITH FITTED KEY, TOLERANCE N; W/O HOLDING BRAKE PROTECTION CLASS IP65, | 3118 | TEM | 1 | MC | 23.001 | 1
1FK70864CF711QA2 | SIMOTICS S SYNCHRONOUS MOTOR 1FK7-HD PN=2 KW; UZK=600V M0=28NM (100K); NN=3000RPM; NATURAL COOLING, FRAME SIZE IMB 5 (IM V1, IM V3) FLANGE 1 POWER CONNECTOR ROTATABLE ABSOLUTE ENCODER SINGLETURN 20 BIT WITH DRIVE-CLIQ INTERFACE (ENCODER AS20DQI) SHAFT WITH FITTED KEY, TOLERANCE N; W/O HOLDING BRAKE PROTECTION CLASS IP65, FLANGE ON DRIVE END IP67; | 3118 | TEM | 1 | MC | 23.001 | 1
1FK70864CF711QB0 | SIMOTICS S SYNCHRONOUS MOTOR 1FK7-HD PN=2 KW; UZK=600V M0=28NM (100K); NN=3000RPM; NATURAL COOLING, FRAME SIZE IMB 5 (IM V1, IM V3) FLANGE 1 POWER CONNECTOR ROTATABLE ABSOLUTE ENCODER SINGLETURN 20 BIT WITH DRIVE-CLIQ INTERFACE (ENCODER AS20DQI) SHAFT WITH FITTED KEY, TOLERANCE N; WITH HOLDING BRAKE PROTECTION CLASS IP64; | 3436 | TEM | 1 | MC | 23.3 | 1
1FK70864CF711QB1 | SIMOTICS S SYNCHRONOUS MOTOR 1FK7-HD PN=2 KW; UZK=600V M0=28NM (100K); NN=3000RPM; NATURAL COOLING, FRAME SIZE IMB 5 (IM V1, IM V3) FLANGE 1 POWER CONNECTOR ROTATABLE ABSOLUTE ENCODER SINGLETURN 20 BIT WITH DRIVE-CLIQ INTERFACE (ENCODER AS20DQI) SHAFT WITH FITTED KEY, TOLERANCE N; WITH HOLDING BRAKE PROTECTION CLASS IP65, | 3529 | TEM | 1 | MC | 23.3 | 1
1FK70864CF711QB2 | SIMOTICS S SYNCHRONOUS MOTOR 1FK7-HD PN=2 KW; UZK=600V M0=28NM (100K); NN=3000RPM; NATURAL COOLING, FRAME SIZE IMB 5 (IM V1, IM V3) FLANGE 1 POWER CONNECTOR ROTATABLE ABSOLUTE ENCODER SINGLETURN 20 BIT WITH DRIVE-CLIQ INTERFACE (ENCODER AS20DQI) SHAFT WITH FITTED KEY, TOLERANCE N; WITH HOLDING BRAKE PROTECTION CLASS IP65, FLANGE ON DRIVE END IP67; | 3529 | TEM | 1 | MC | 23.3 | 1
1FK70864CF711QG0 | SIMOTICS S SYNCHRONOUS MOTOR 1FK7-HD PN=2 KW; UZK=600V M0=28NM (100K); NN=3000RPM; NATURAL COOLING, FRAME SIZE IMB 5 (IM V1, IM V3) FLANGE 1 POWER CONNECTOR ROTATABLE ABSOLUTE ENCODER SINGLETURN 20 BIT WITH DRIVE-CLIQ INTERFACE (ENCODER AS20DQI) PLAIN SHAFT, TOLERANCE N; W/O HOLDING BRAKE PROTECTION CLASS IP64; | 2938 | TEM | 1 | MC | 23.001 | 1
1FK70864CF711QG1 | SIMOTICS S SYNCHRONOUS MOTOR 1FK7-HD PN=2 KW; UZK=600V M0=28NM (100K); NN=3000RPM; NATURAL COOLING, FRAME SIZE IMB 5 (IM V1, IM V3) FLANGE 1 POWER CONNECTOR ROTATABLE ABSOLUTE ENCODER SINGLETURN 20 BIT WITH DRIVE-CLIQ INTERFACE (ENCODER AS20DQI) PLAIN SHAFT, TOLERANCE N; W/O HOLDING BRAKE PROTECTION CLASS IP65, | 3032 | TEM | 1 | MC | 23.001 | 1
1FK70864CF711QG2 | SIMOTICS S SYNCHRONOUS MOTOR 1FK7-HD PN=2 KW; UZK=600V M0=28NM (100K); NN=3000RPM; NATURAL COOLING, FRAME SIZE IMB 5 (IM V1, IM V3) FLANGE 1 POWER CONNECTOR ROTATABLE ABSOLUTE ENCODER SINGLETURN 20 BIT WITH DRIVE-CLIQ INTERFACE (ENCODER AS20DQI) PLAIN SHAFT, TOLERANCE N; W/O HOLDING BRAKE PROTECTION CLASS IP65, FLANGE ON DRIVE END IP67; | 3032 | TEM | 1 | MC | 23.001 | 1
1FK70864CF711QH0 | SIMOTICS S SYNCHRONOUS MOTOR 1FK7-HD PN=2 KW; UZK=600V M0=28NM (100K); NN=3000RPM; NATURAL COOLING, FRAME SIZE IMB 5 (IM V1, IM V3) FLANGE 1 POWER CONNECTOR ROTATABLE ABSOLUTE ENCODER SINGLETURN 20 BIT WITH DRIVE-CLIQ INTERFACE (ENCODER AS20DQI) PLAIN SHAFT, TOLERANCE N; WITH HOLDING BRAKE PROTECTION CLASS IP64; | 3350 | TEM | 1 | MC | 23.3 | 1
1FK70864CF711QH1 | SIMOTICS S SYNCHRONOUS MOTOR 1FK7-HD PN=2 KW; UZK=600V M0=28NM (100K); NN=3000RPM; NATURAL COOLING, FRAME SIZE IMB 5 (IM V1, IM V3) FLANGE 1 POWER CONNECTOR ROTATABLE ABSOLUTE ENCODER SINGLETURN 20 BIT WITH DRIVE-CLIQ INTERFACE (ENCODER AS20DQI) PLAIN SHAFT, TOLERANCE N; WITH HOLDING BRAKE PROTECTION CLASS IP65, | 3443 | TEM | 1 | MC | 23.3 | 1
1FK70864CF711QH2 | SIMOTICS S SYNCHRONOUS MOTOR 1FK7-HD PN=2 KW; UZK=600V M0=28NM (100K); NN=3000RPM; NATURAL COOLING, FRAME SIZE IMB 5 (IM V1, IM V3) FLANGE 1 POWER CONNECTOR ROTATABLE ABSOLUTE ENCODER SINGLETURN 20 BIT WITH DRIVE-CLIQ INTERFACE (ENCODER AS20DQI) PLAIN SHAFT, TOLERANCE N; WITH HOLDING BRAKE PROTECTION CLASS IP65, FLANGE ON DRIVE END IP67; | 3443 | TEM | 1 | MC | 23.3 | 1
1FK70864CF711RA0 | SIMOTICS S SYNCHRONOUS MOTOR 1FK7-HD PN=2 KW; UZK=600V M0=28NM (100K); NN=3000RPM; NATURAL COOLING, FRAME SIZE IMB 5 (IM V1, IM V3) FLANGE 1 POWER CONNECTOR ROTATABLE ABSOLUTE ENCODER 20 BIT + 12 BIT MULTITURN WITH DRIVE-CLIQ INTERFACE (ENCODER AM20DQI) SHAFT WITH FITTED KEY, TOLERANCE N; W/O HOLDING BRAKE PROTECTION CLASS IP64; | 3399 | TEM | 1 | MC | 23.001 | 1
1FK70864CF711RA1 | SIMOTICS S SYNCHRONOUS MOTOR 1FK7-HD PN=2 KW; UZK=600V M0=28NM (100K); NN=3000RPM; NATURAL COOLING, FRAME SIZE IMB 5 (IM V1, IM V3) FLANGE 1 POWER CONNECTOR ROTATABLE ABSOLUTE ENCODER 20 BIT + 12 BIT MULTITURN WITH DRIVE-CLIQ INTERFACE (ENCODER AM20DQI) SHAFT WITH FITTED KEY, TOLERANCE N; W/O HOLDING BRAKE PROTECTION CLASS IP65, | 3492 | TEM | 1 | MC | 23.001 | 1
1FK70864CF711RA2 | SIMOTICS S SYNCHRONOUS MOTOR 1FK7-HD PN=2 KW; UZK=600V M0=28NM (100K); NN=3000RPM; NATURAL COOLING, FRAME SIZE IMB 5 (IM V1, IM V3) FLANGE 1 POWER CONNECTOR ROTATABLE ABSOLUTE ENCODER 20 BIT + 12 BIT MULTITURN WITH DRIVE-CLIQ INTERFACE (ENCODER AM20DQI) SHAFT WITH FITTED KEY, TOLERANCE N; W/O HOLDING BRAKE PROTECTION CLASS IP65, FLANGE ON DRIVE END IP67; | 3492 | TEM | 1 | MC | 23.001 | 1
1FK70864CF711RB0 | SIMOTICS S SYNCHRONOUS MOTOR 1FK7-HD PN=2 KW; UZK=600V M0=28NM (100K); NN=3000RPM; NATURAL COOLING, FRAME SIZE IMB 5 (IM V1, IM V3) FLANGE 1 POWER CONNECTOR ROTATABLE ABSOLUTE ENCODER 20 BIT + 12 BIT MULTITURN WITH DRIVE-CLIQ INTERFACE (ENCODER AM20DQI) SHAFT WITH FITTED KEY, TOLERANCE N; WITH HOLDING BRAKE PROTECTION CLASS IP64; | 3810 | TEM | 1 | MC | 23.3 | 1
1FK70864CF711RB1 | SIMOTICS S SYNCHRONOUS MOTOR 1FK7-HD PN=2 KW; UZK=600V M0=28NM (100K); NN=3000RPM; NATURAL COOLING, FRAME SIZE IMB 5 (IM V1, IM V3) FLANGE 1 POWER CONNECTOR ROTATABLE ABSOLUTE ENCODER 20 BIT + 12 BIT MULTITURN WITH DRIVE-CLIQ INTERFACE (ENCODER AM20DQI) SHAFT WITH FITTED KEY, TOLERANCE N; WITH HOLDING BRAKE PROTECTION CLASS IP65, | 3903 | TEM | 1 | MC | 23.3 | 1
1FK70864CF711RB2 | SIMOTICS S SYNCHRONOUS MOTOR 1FK7-HD PN=2 KW; UZK=600V M0=28NM (100K); NN=3000RPM; NATURAL COOLING, FRAME SIZE IMB 5 (IM V1, IM V3) FLANGE 1 POWER CONNECTOR ROTATABLE ABSOLUTE ENCODER 20 BIT + 12 BIT MULTITURN WITH DRIVE-CLIQ INTERFACE (ENCODER AM20DQI) SHAFT WITH FITTED KEY, TOLERANCE N; WITH HOLDING BRAKE PROTECTION CLASS IP65, FLANGE ON DRIVE END IP67; | 3903 | TEM | 1 | MC | 23.3 | 1
1FK70864CF711RG0 | SIMOTICS S SYNCHRONOUS MOTOR 1FK7-HD PN=2 KW; UZK=600V M0=28NM (100K); NN=3000RPM; NATURAL COOLING, FRAME SIZE IMB 5 (IM V1, IM V3) FLANGE 1 POWER CONNECTOR ROTATABLE ABSOLUTE ENCODER 20 BIT + 12 BIT MULTITURN WITH DRIVE-CLIQ INTERFACE (ENCODER AM20DQI) PLAIN SHAFT, TOLERANCE N; W/O HOLDING BRAKE PROTECTION CLASS IP64; | 3312 | TEM | 1 | MC | 23.001 | 1
1FK70864CF711RG1 | SIMOTICS S SYNCHRONOUS MOTOR 1FK7-HD PN=2 KW; UZK=600V M0=28NM (100K); NN=3000RPM; NATURAL COOLING, FRAME SIZE IMB 5 (IM V1, IM V3) FLANGE 1 POWER CONNECTOR ROTATABLE ABSOLUTE ENCODER 20 BIT + 12 BIT MULTITURN WITH DRIVE-CLIQ INTERFACE (ENCODER AM20DQI) PLAIN SHAFT, TOLERANCE N; W/O HOLDING BRAKE PROTECTION CLASS IP65, | 3406 | TEM | 1 | MC | 23.001 | 1
1FK70864CF711RG2 | SIMOTICS S SYNCHRONOUS MOTOR 1FK7-HD PN=2 KW; UZK=600V M0=28NM (100K); NN=3000RPM; NATURAL COOLING, FRAME SIZE IMB 5 (IM V1, IM V3) FLANGE 1 POWER CONNECTOR ROTATABLE ABSOLUTE ENCODER 20 BIT + 12 BIT MULTITURN WITH DRIVE-CLIQ INTERFACE (ENCODER AM20DQI) PLAIN SHAFT, TOLERANCE N; W/O HOLDING BRAKE PROTECTION CLASS IP65, FLANGE ON DRIVE END IP67; | 3406 | TEM | 1 | MC | 23.001 | 1
1FK70864CF711RH0 | SIMOTICS S SYNCHRONOUS MOTOR 1FK7-HD PN=2 KW; UZK=600V M0=28NM (100K); NN=3000RPM; NATURAL COOLING, FRAME SIZE IMB 5 (IM V1, IM V3) FLANGE 1 POWER CONNECTOR ROTATABLE ABSOLUTE ENCODER 20 BIT + 12 BIT MULTITURN WITH DRIVE-CLIQ INTERFACE (ENCODER AM20DQI) PLAIN SHAFT, TOLERANCE N; WITH HOLDING BRAKE PROTECTION CLASS IP64; | 3724 | TEM | 1 | MC | 23.3 | 1
1FK70864CF711RH1 | SIMOTICS S SYNCHRONOUS MOTOR 1FK7-HD PN=2 KW; UZK=600V M0=28NM (100K); NN=3000RPM; NATURAL COOLING, FRAME SIZE IMB 5 (IM V1, IM V3) FLANGE 1 POWER CONNECTOR ROTATABLE ABSOLUTE ENCODER 20 BIT + 12 BIT MULTITURN WITH DRIVE-CLIQ INTERFACE (ENCODER AM20DQI) PLAIN SHAFT, TOLERANCE N; WITH HOLDING BRAKE PROTECTION CLASS IP65, | 3817 | TEM | 1 | MC | 23.3 | 1
1FK70864CF711RH2 | SIMOTICS S SYNCHRONOUS MOTOR 1FK7-HD PN=2 KW; UZK=600V M0=28NM (100K); NN=3000RPM; NATURAL COOLING, FRAME SIZE IMB 5 (IM V1, IM V3) FLANGE 1 POWER CONNECTOR ROTATABLE ABSOLUTE ENCODER 20 BIT + 12 BIT MULTITURN WITH DRIVE-CLIQ INTERFACE (ENCODER AM20DQI) PLAIN SHAFT, TOLERANCE N; WITH HOLDING BRAKE PROTECTION CLASS IP65, FLANGE ON DRIVE END IP67; | 3817 | TEM | 1 | MC | 23.3 | 1
1FK70864CF711SA0 | SIMOTICS S SYNCHRONOUS MOTOR 1FK7-HD PN=2 KW; UZK=600V M0=28NM (100K); NN=3000RPM; NATURAL COOLING, FRAME SIZE IMB 5 (IM V1, IM V3) FLANGE 1, WITH KTY TEMPERATURESENSOR POWER CONNECTOR ROTATABLE RESOLVER MULTI-POLE (RESOLVER P=4); SHAFT WITH FITTED KEY, TOLERANCE N; W/O HOLDING BRAKE PROTECTION CLASS IP64; | 2681 | TEM | 1 | MC | 23.002 | 1
1FK70864CF711SA1 | SIMOTICS S SYNCHRONOUS MOTOR 1FK7-HD PN=2 KW; UZK=600V M0=28NM (100K); NN=3000RPM; NATURAL COOLING, FRAME SIZE IMB 5 (IM V1, IM V3) FLANGE 1, WITH KTY TEMPERATURESENSOR POWER CONNECTOR ROTATABLE RESOLVER MULTI-POLE (RESOLVER P=4); SHAFT WITH FITTED KEY, TOLERANCE N; W/O HOLDING BRAKE PROTECTION CLASS IP65, | 2774 | TEM | 1 | MC | 23.002 | 1
1FK70864CF711SA2 | SIMOTICS S SYNCHRONOUS MOTOR 1FK7-HD PN=2 KW; UZK=600V M0=28NM (100K); NN=3000RPM; NATURAL COOLING, FRAME SIZE IMB 5 (IM V1, IM V3) FLANGE 1, WITH KTY TEMPERATURESENSOR POWER CONNECTOR ROTATABLE RESOLVER MULTI-POLE (RESOLVER P=4); SHAFT WITH FITTED KEY, TOLERANCE N; W/O HOLDING BRAKE PROTECTION CLASS IP65, FLANGE ON DRIVE END IP67; | 2774 | TEM | 1 | MC | 23.002 | 1
1FK70864CF711SB0 | SIMOTICS S SYNCHRONOUS MOTOR 1FK7-HD PN=2 KW; UZK=600V M0=28NM (100K); NN=3000RPM; NATURAL COOLING, FRAME SIZE IMB 5 (IM V1, IM V3) FLANGE 1, WITH KTY TEMPERATURESENSOR POWER CONNECTOR ROTATABLE RESOLVER MULTI-POLE (RESOLVER P=4); SHAFT WITH FITTED KEY, TOLERANCE N; WITH HOLDING BRAKE PROTECTION CLASS IP64; | 3092 | TEM | 1 | MC | 23.301 | 1
1FK70864CF711SB1 | SIMOTICS S SYNCHRONOUS MOTOR 1FK7-HD PN=2 KW; UZK=600V M0=28NM (100K); NN=3000RPM; NATURAL COOLING, FRAME SIZE IMB 5 (IM V1, IM V3) FLANGE 1, WITH KTY TEMPERATURESENSOR POWER CONNECTOR ROTATABLE RESOLVER MULTI-POLE (RESOLVER P=4); SHAFT WITH FITTED KEY, TOLERANCE N; WITH HOLDING BRAKE PROTECTION CLASS IP65, | 3185 | TEM | 1 | MC | 23.301 | 1
1FK70864CF711SB2 | SIMOTICS S SYNCHRONOUS MOTOR 1FK7-HD PN=2 KW; UZK=600V M0=28NM (100K); NN=3000RPM; NATURAL COOLING, FRAME SIZE IMB 5 (IM V1, IM V3) FLANGE 1, WITH KTY TEMPERATURESENSOR POWER CONNECTOR ROTATABLE RESOLVER MULTI-POLE (RESOLVER P=4); SHAFT WITH FITTED KEY, TOLERANCE N; WITH HOLDING BRAKE PROTECTION CLASS IP65, FLANGE ON DRIVE END IP67; | 3185 | TEM | 1 | MC | 23.301 | 1
1FK70864CF711SG0 | SIMOTICS S SYNCHRONOUS MOTOR 1FK7-HD PN=2 KW; UZK=600V M0=28NM (100K); NN=3000RPM; NATURAL COOLING, FRAME SIZE IMB 5 (IM V1, IM V3) FLANGE 1, WITH KTY TEMPERATURESENSOR POWER CONNECTOR ROTATABLE RESOLVER MULTI-POLE (RESOLVER P=4); PLAIN SHAFT, TOLERANCE N; W/O HOLDING BRAKE PROTECTION CLASS IP64; | 2594 | TEM | 1 | MC | 23.002 | 1
1FK70864CF711SG1 | SIMOTICS S SYNCHRONOUS MOTOR 1FK7-HD PN=2 KW; UZK=600V M0=28NM (100K); NN=3000RPM; NATURAL COOLING, FRAME SIZE IMB 5 (IM V1, IM V3) FLANGE 1, WITH KTY TEMPERATURESENSOR POWER CONNECTOR ROTATABLE RESOLVER MULTI-POLE (RESOLVER P=4); PLAIN SHAFT, TOLERANCE N; W/O HOLDING BRAKE PROTECTION CLASS IP65, | 2688 | TEM | 1 | MC | 23.002 | 1
1FK70864CF711SG2 | SIMOTICS S SYNCHRONOUS MOTOR 1FK7-HD PN=2 KW; UZK=600V M0=28NM (100K); NN=3000RPM; NATURAL COOLING, FRAME SIZE IMB 5 (IM V1, IM V3) FLANGE 1, WITH KTY TEMPERATURESENSOR POWER CONNECTOR ROTATABLE RESOLVER MULTI-POLE (RESOLVER P=4); PLAIN SHAFT, TOLERANCE N; W/O HOLDING BRAKE PROTECTION CLASS IP65, FLANGE ON DRIVE END IP67; | 2688 | TEM | 1 | MC | 23.002 | 1
1FK70864CF711SH0 | SIMOTICS S SYNCHRONOUS MOTOR 1FK7-HD PN=2 KW; UZK=600V M0=28NM (100K); NN=3000RPM; NATURAL COOLING, FRAME SIZE IMB 5 (IM V1, IM V3) FLANGE 1, WITH KTY TEMPERATURESENSOR POWER CONNECTOR ROTATABLE RESOLVER MULTI-POLE (RESOLVER P=4); PLAIN SHAFT, TOLERANCE N; WITH HOLDING BRAKE PROTECTION CLASS IP64; | 3006 | TEM | 1 | MC | 23.301 | 1
1FK70864CF711SH1 | SIMOTICS S SYNCHRONOUS MOTOR 1FK7-HD PN=2 KW; UZK=600V M0=28NM (100K); NN=3000RPM; NATURAL COOLING, FRAME SIZE IMB 5 (IM V1, IM V3) FLANGE 1, WITH KTY TEMPERATURESENSOR POWER CONNECTOR ROTATABLE RESOLVER MULTI-POLE (RESOLVER P=4); PLAIN SHAFT, TOLERANCE N; WITH HOLDING BRAKE PROTECTION CLASS IP65, | 3099 | TEM | 1 | MC | 23.301 | 1
1FK70864CF711SH2 | SIMOTICS S SYNCHRONOUS MOTOR 1FK7-HD PN=2 KW; UZK=600V M0=28NM (100K); NN=3000RPM; NATURAL COOLING, FRAME SIZE IMB 5 (IM V1, IM V3) FLANGE 1, WITH KTY TEMPERATURESENSOR POWER CONNECTOR ROTATABLE RESOLVER MULTI-POLE (RESOLVER P=4); PLAIN SHAFT, TOLERANCE N; WITH HOLDING BRAKE PROTECTION CLASS IP65, FLANGE ON DRIVE END IP67; | 3099 | TEM | 1 | MC | 23.301 | 1
1FK70864CF711TA0 | SIMOTICS S SYNCHRONOUS MOTOR 1FK7-HD PN=2 KW; UZK=600V M0=28NM (100K); NN=3000RPM; NATURAL COOLING, FRAME SIZE IMB 5 (IM V1, IM V3) FLANGE 1, WITH KTY TEMPERATURESENSOR POWER CONNECTOR ROTATABLE RESOLVER 2-POLE (RESOLVER P=1); SHAFT WITH FITTED KEY, TOLERANCE N; W/O HOLDING BRAKE PROTECTION CLASS IP64; | 2681 | TEM | 1 | MC | 23.002 | 1
1FK70864CF711TA1 | SIMOTICS S SYNCHRONOUS MOTOR 1FK7-HD PN=2 KW; UZK=600V M0=28NM (100K); NN=3000RPM; NATURAL COOLING, FRAME SIZE IMB 5 (IM V1, IM V3) FLANGE 1, WITH KTY TEMPERATURESENSOR POWER CONNECTOR ROTATABLE RESOLVER 2-POLE (RESOLVER P=1); SHAFT WITH FITTED KEY, TOLERANCE N; W/O HOLDING BRAKE PROTECTION CLASS IP65, | 2774 | TEM | 1 | MC | 23.002 | 1
1FK70864CF711TA2 | SIMOTICS S SYNCHRONOUS MOTOR 1FK7-HD PN=2 KW; UZK=600V M0=28NM (100K); NN=3000RPM; NATURAL COOLING, FRAME SIZE IMB 5 (IM V1, IM V3) FLANGE 1, WITH KTY TEMPERATURESENSOR POWER CONNECTOR ROTATABLE RESOLVER 2-POLE (RESOLVER P=1); SHAFT WITH FITTED KEY, TOLERANCE N; W/O HOLDING BRAKE PROTECTION CLASS IP65, FLANGE ON DRIVE END IP67; | 2774 | TEM | 1 | MC | 23.002 | 1
1FK70864CF711TB0 | SIMOTICS S SYNCHRONOUS MOTOR 1FK7-HD PN=2 KW; UZK=600V M0=28NM (100K); NN=3000RPM; NATURAL COOLING, FRAME SIZE IMB 5 (IM V1, IM V3) FLANGE 1, WITH KTY TEMPERATURESENSOR POWER CONNECTOR ROTATABLE RESOLVER 2-POLE (RESOLVER P=1); SHAFT WITH FITTED KEY, TOLERANCE N; WITH HOLDING BRAKE PROTECTION CLASS IP64; | 3092 | TEM | 1 | MC | 23.301 | 1
1FK70864CF711TB1 | SIMOTICS S SYNCHRONOUS MOTOR 1FK7-HD PN=2 KW; UZK=600V M0=28NM (100K); NN=3000RPM; NATURAL COOLING, FRAME SIZE IMB 5 (IM V1, IM V3) FLANGE 1, WITH KTY TEMPERATURESENSOR POWER CONNECTOR ROTATABLE RESOLVER 2-POLE (RESOLVER P=1); SHAFT WITH FITTED KEY, TOLERANCE N; WITH HOLDING BRAKE PROTECTION CLASS IP65, | 3185 | TEM | 1 | MC | 23.301 | 1
1FK70864CF711TB2 | SIMOTICS S SYNCHRONOUS MOTOR 1FK7-HD PN=2 KW; UZK=600V M0=28NM (100K); NN=3000RPM; NATURAL COOLING, FRAME SIZE IMB 5 (IM V1, IM V3) FLANGE 1, WITH KTY TEMPERATURESENSOR POWER CONNECTOR ROTATABLE RESOLVER 2-POLE (RESOLVER P=1); SHAFT WITH FITTED KEY, TOLERANCE N; WITH HOLDING BRAKE PROTECTION CLASS IP65, FLANGE ON DRIVE END IP67; | 3185 | TEM | 1 | MC | 23.301 | 1
1FK70864CF711TG0 | SIMOTICS S SYNCHRONOUS MOTOR 1FK7-HD PN=2 KW; UZK=600V M0=28NM (100K); NN=3000RPM; NATURAL COOLING, FRAME SIZE IMB 5 (IM V1, IM V3) FLANGE 1, WITH KTY TEMPERATURESENSOR POWER CONNECTOR ROTATABLE RESOLVER 2-POLE (RESOLVER P=1); PLAIN SHAFT, TOLERANCE N; W/O HOLDING BRAKE PROTECTION CLASS IP64; | 2594 | TEM | 1 | MC | 23.002 | 1
1FK70864CF711TG1 | SIMOTICS S SYNCHRONOUS MOTOR 1FK7-HD PN=2 KW; UZK=600V M0=28NM (100K); NN=3000RPM; NATURAL COOLING, FRAME SIZE IMB 5 (IM V1, IM V3) FLANGE 1, WITH KTY TEMPERATURESENSOR POWER CONNECTOR ROTATABLE RESOLVER 2-POLE (RESOLVER P=1); PLAIN SHAFT, TOLERANCE N; W/O HOLDING BRAKE PROTECTION CLASS IP65, | 2688 | TEM | 1 | MC | 23.002 | 1
1FK70864CF711TG2 | SIMOTICS S SYNCHRONOUS MOTOR 1FK7-HD PN=2 KW; UZK=600V M0=28NM (100K); NN=3000RPM; NATURAL COOLING, FRAME SIZE IMB 5 (IM V1, IM V3) FLANGE 1, WITH KTY TEMPERATURESENSOR POWER CONNECTOR ROTATABLE RESOLVER 2-POLE (RESOLVER P=1); PLAIN SHAFT, TOLERANCE N; W/O HOLDING BRAKE PROTECTION CLASS IP65, FLANGE ON DRIVE END IP67; | 2688 | TEM | 1 | MC | 23.002 | 1
1FK70864CF711TH0 | SIMOTICS S SYNCHRONOUS MOTOR 1FK7-HD PN=2 KW; UZK=600V M0=28NM (100K); NN=3000RPM; NATURAL COOLING, FRAME SIZE IMB 5 (IM V1, IM V3) FLANGE 1, WITH KTY TEMPERATURESENSOR POWER CONNECTOR ROTATABLE RESOLVER 2-POLE (RESOLVER P=1); PLAIN SHAFT, TOLERANCE N; WITH HOLDING BRAKE PROTECTION CLASS IP64; | 3006 | TEM | 1 | MC | 23.301 | 1
1FK70864CF711TH1 | SIMOTICS S SYNCHRONOUS MOTOR 1FK7-HD PN=2 KW; UZK=600V M0=28NM (100K); NN=3000RPM; NATURAL COOLING, FRAME SIZE IMB 5 (IM V1, IM V3) FLANGE 1, WITH KTY TEMPERATURESENSOR POWER CONNECTOR ROTATABLE RESOLVER 2-POLE (RESOLVER P=1); PLAIN SHAFT, TOLERANCE N; WITH HOLDING BRAKE PROTECTION CLASS IP65, | 3099 | TEM | 1 | MC | 23.301 | 1
1FK70864CF711TH2 | SIMOTICS S SYNCHRONOUS MOTOR 1FK7-HD PN=2 KW; UZK=600V M0=28NM (100K); NN=3000RPM; NATURAL COOLING, FRAME SIZE IMB 5 (IM V1, IM V3) FLANGE 1, WITH KTY TEMPERATURESENSOR POWER CONNECTOR ROTATABLE RESOLVER 2-POLE (RESOLVER P=1); PLAIN SHAFT, TOLERANCE N; WITH HOLDING BRAKE PROTECTION CLASS IP65, FLANGE ON DRIVE END IP67; | 3099 | TEM | 1 | MC | 23.301 | 1
1FK70864CF711UA0 | SIMOTICS S SYNCHRONOUS MOTOR 1FK7-HD PN=2 KW; UZK=600V M0=28NM (100K); NN=3000RPM; NATURAL COOLING, FRAME SIZE IMB 5 (IM V1, IM V3) FLANGE 1 POWER CONNECTOR ROTATABLE RESOLVER MULTI-POLE WITH DRIVE-CLIQ INTERFACE; SHAFT WITH FITTED KEY, TOLERANCE N; W/O HOLDING BRAKE PROTECTION CLASS IP64; | 2922 | TEM | 1 | MC | 23.002 | 1
1FK70864CF711UA1 | SIMOTICS S SYNCHRONOUS MOTOR 1FK7-HD PN=2 KW; UZK=600V M0=28NM (100K); NN=3000RPM; NATURAL COOLING, FRAME SIZE IMB 5 (IM V1, IM V3) FLANGE 1 POWER CONNECTOR ROTATABLE RESOLVER MULTI-POLE WITH DRIVE-CLIQ INTERFACE; SHAFT WITH FITTED KEY, TOLERANCE N; W/O HOLDING BRAKE PROTECTION CLASS IP65, | 3015 | TEM | 1 | MC | 23.002 | 1
1FK70864CF711UA2 | SIMOTICS S SYNCHRONOUS MOTOR 1FK7-HD PN=2 KW; UZK=600V M0=28NM (100K); NN=3000RPM; NATURAL COOLING, FRAME SIZE IMB 5 (IM V1, IM V3) FLANGE 1 POWER CONNECTOR ROTATABLE RESOLVER MULTI-POLE WITH DRIVE-CLIQ INTERFACE; SHAFT WITH FITTED KEY, TOLERANCE N; W/O HOLDING BRAKE PROTECTION CLASS IP65, FLANGE ON DRIVE END IP67; | 3015 | TEM | 1 | MC | 23.002 | 1
1FK70864CF711UB0 | SIMOTICS S SYNCHRONOUS MOTOR 1FK7-HD PN=2 KW; UZK=600V M0=28NM (100K); NN=3000RPM; NATURAL COOLING, FRAME SIZE IMB 5 (IM V1, IM V3) FLANGE 1 POWER CONNECTOR ROTATABLE RESOLVER MULTI-POLE WITH DRIVE-CLIQ INTERFACE; SHAFT WITH FITTED KEY, TOLERANCE N; WITH HOLDING BRAKE PROTECTION CLASS IP64; | 3333 | TEM | 1 | MC | 23.301 | 1
1FK70864CF711UB1 | SIMOTICS S SYNCHRONOUS MOTOR 1FK7-HD PN=2 KW; UZK=600V M0=28NM (100K); NN=3000RPM; NATURAL COOLING, FRAME SIZE IMB 5 (IM V1, IM V3) FLANGE 1 POWER CONNECTOR ROTATABLE RESOLVER MULTI-POLE WITH DRIVE-CLIQ INTERFACE; SHAFT WITH FITTED KEY, TOLERANCE N; WITH HOLDING BRAKE PROTECTION CLASS IP65, | 3426 | TEM | 1 | MC | 23.301 | 1
1FK70864CF711UB2 | SIMOTICS S SYNCHRONOUS MOTOR 1FK7-HD PN=2 KW; UZK=600V M0=28NM (100K); NN=3000RPM; NATURAL COOLING, FRAME SIZE IMB 5 (IM V1, IM V3) FLANGE 1 POWER CONNECTOR ROTATABLE RESOLVER MULTI-POLE WITH DRIVE-CLIQ INTERFACE; SHAFT WITH FITTED KEY, TOLERANCE N; WITH HOLDING BRAKE PROTECTION CLASS IP65, FLANGE ON DRIVE END IP67; | 3426 | TEM | 1 | MC | 23.301 | 1
1FK70864CF711UG0 | SIMOTICS S SYNCHRONOUS MOTOR 1FK7-HD PN=2 KW; UZK=600V M0=28NM (100K); NN=3000RPM; NATURAL COOLING, FRAME SIZE IMB 5 (IM V1, IM V3) FLANGE 1 POWER CONNECTOR ROTATABLE RESOLVER MULTI-POLE WITH DRIVE-CLIQ INTERFACE; PLAIN SHAFT, TOLERANCE N; W/O HOLDING BRAKE PROTECTION CLASS IP64; | 2835 | TEM | 1 | MC | 23.002 | 1
1FK70864CF711UG1 | SIMOTICS S SYNCHRONOUS MOTOR 1FK7-HD PN=2 KW; UZK=600V M0=28NM (100K); NN=3000RPM; NATURAL COOLING, FRAME SIZE IMB 5 (IM V1, IM V3) FLANGE 1 POWER CONNECTOR ROTATABLE RESOLVER MULTI-POLE WITH DRIVE-CLIQ INTERFACE; PLAIN SHAFT, TOLERANCE N; W/O HOLDING BRAKE PROTECTION CLASS IP65, | 2929 | TEM | 1 | MC | 23.002 | 1
1FK70864CF711UG2 | SIMOTICS S SYNCHRONOUS MOTOR 1FK7-HD PN=2 KW; UZK=600V M0=28NM (100K); NN=3000RPM; NATURAL COOLING, FRAME SIZE IMB 5 (IM V1, IM V3) FLANGE 1 POWER CONNECTOR ROTATABLE RESOLVER MULTI-POLE WITH DRIVE-CLIQ INTERFACE; PLAIN SHAFT, TOLERANCE N; W/O HOLDING BRAKE PROTECTION CLASS IP65, FLANGE ON DRIVE END IP67; | 2929 | TEM | 1 | MC | 23.002 | 1
1FK70864CF711UH0 | SIMOTICS S SYNCHRONOUS MOTOR 1FK7-HD PN=2 KW; UZK=600V M0=28NM (100K); NN=3000RPM; NATURAL COOLING, FRAME SIZE IMB 5 (IM V1, IM V3) FLANGE 1 POWER CONNECTOR ROTATABLE RESOLVER MULTI-POLE WITH DRIVE-CLIQ INTERFACE; PLAIN SHAFT, TOLERANCE N; WITH HOLDING BRAKE PROTECTION CLASS IP64; | 3247 | TEM | 1 | MC | 23.301 | 1
1FK70864CF711UH1 | SIMOTICS S SYNCHRONOUS MOTOR 1FK7-HD PN=2 KW; UZK=600V M0=28NM (100K); NN=3000RPM; NATURAL COOLING, FRAME SIZE IMB 5 (IM V1, IM V3) FLANGE 1 POWER CONNECTOR ROTATABLE RESOLVER MULTI-POLE WITH DRIVE-CLIQ INTERFACE; PLAIN SHAFT, TOLERANCE N; WITH HOLDING BRAKE PROTECTION CLASS IP65, | 3340 | TEM | 1 | MC | 23.301 | 1
1FK70864CF711UH2 | SIMOTICS S SYNCHRONOUS MOTOR 1FK7-HD PN=2 KW; UZK=600V M0=28NM (100K); NN=3000RPM; NATURAL COOLING, FRAME SIZE IMB 5 (IM V1, IM V3) FLANGE 1 POWER CONNECTOR ROTATABLE RESOLVER MULTI-POLE WITH DRIVE-CLIQ INTERFACE; PLAIN SHAFT, TOLERANCE N; WITH HOLDING BRAKE PROTECTION CLASS IP65, FLANGE ON DRIVE END IP67; | 3340 | TEM | 1 | MC | 23.301 | 1
1FK70867AA711UA3 | SIMOTICS S-1FK7 SYNCHRON-SERVOMOTOR 1FK7 HIGH DYNAMIC; NATURAL COOLING NN=1000U/MIN; UZK=600V; DESIGN IMB 5 CONNECTOR CAN BE ROTATED RESOLVER MULTI-POLE WITH DRIVE-CLIQ-INTERFACE; SHAFT WITH FITTED KEY TOLERANCE N WITHOUT HOLDING BRAKE DEGREE OF PROTECTION IP 64, COLOR RAL 7016 (ANTHRACITE) CUSTOMIZED VERSION CUSTOM MADE MOTOR | 3222 | TEM | 1 | MC | 23 | 1
1FK70867AC711DA0 | SIMOTICS S SYNCHRONOUS SERVOMOTOR 1FK7 HIGH DYNAMIC, 28 NM, 100 K, 2000 RPM, 3,77KW NATURAL COOLING, POWER/SIGNAL CONNECTORS CONNECTOR CAN BE ROTATED BY 270 DEG. IM B5 (V1, V3) INCREMENTAL ENCODER 2048 P/REV (ENCODER I-2048) WITH DRIVE-CLIQ INTERFACE; SHAFT WITH FITTED KEY, TOLERANCE N; W/O HOLDING BRAKE DEGREE OF PROTECTION IP64 | 3809 | TEM | 1 | MC | 23.503 | 1
1FK70867AC711DG5 | SIMOTICS S SYNCHRONOUS SERVOMOTOR 1FK7 HIGH DYNAMIC, 28 NM, 100 K, 2000 RPM, 3,77KW NATURAL COOLING, POWER/SIGNAL CONNECTORS CONNECTOR CAN BE ROTATED BY 270 DEG. IM B5 (V1, V3) INCREMENTAL ENCODER 2048 P/REV (ENCODER I-2048) WITH DRIVE-CLIQ INTERFACE; PLAIN SHAFT, TOLERANCE N; W/O HOLDING BRAKE DEGREE OF PROTECTION IP65 AS FLANGE IP67; PAINT FINISH RAL7016 | 3867 | TEM | 1 | MC | 23.503 | 1
1FK70867AC711EG0 | SIMOTICS S SYNCHRONOUS SERVOMOTOR 1FK7 HIGH DYNAMIC, 28 NM, 100 K, 2000 RPM, 3,77KW NATURAL COOLING, POWER/SIGNAL CONNECTORS CONNECTOR CAN BE ROTATED BY 270 DEG. IM B5 (V1, V3) ABSOLUTE ENCODER ENDAT 2048 P/REV (ENCODER A-2048); PERFORMANCE REDUCTION BY 10% DUE TO ABSOLUTE ENCODER; PLAIN SHAFT, TOLERANCE N; W/O HOLDING BRAKE DEGREE OF PROTECTION IP64 | 3858 | TEM | 1 | MC | 23.503 | 1
1FK70867AC711FA0 | SIMOTICS S SYNCHRONOUS SERVOMOTOR 1FK7 HIGH DYNAMIC, 28 NM, 100 K, 2000 RPM, 3,77KW NATURAL COOLING, POWER/SIGNAL CONNECTORS CONNECTOR CAN BE ROTATED BY 270 DEG. IM B5 (V1, V3) ABSOLUTE ENCODER 2048 P/REV (ENCODER A-2048) WITH DRIVE-CLIQ INTERFACE; PERFORMANCE REDUCTION BY 10% DUE TO ABSOLUTE ENCODER; SHAFT WITH FITTED KEY, TOLERANCE N; W/O HOLDING BRAKE DEGREE OF PROTECTION IP64 | 4211 | TEM | 1 | MC | 23.503 | 1
1FK70867AC711GA3 | SIMOTICS S SYNCHRONOUS SERVOMOTOR 1FK7 HIGH DYNAMIC, 28 NM, 100 K, 2000 RPM, 3,77KW NATURAL COOLING, POWER/SIGNAL CONNECTORS CONNECTOR CAN BE ROTATED BY 270 DEG. IM B5 (V1, V3) BASIC ABSOLUTE ENCODER 32 P/REV (ENCODER A-32); PERFORMANCE REDUCTION BY 10% DUE TO ABSOLUTE ENCODER; SHAFT WITH FITTED KEY, TOLERANCE N; W/O HOLDING BRAKE DEGREE OF PROTECTION IP64; PAINT FINISH RAL7016 | 3438 | TEM | 1 | MC | 23.503 | 1
1FK70867AC711GG0 | SIMOTICS S SYNCHRONOUS SERVOMOTOR 1FK7 HIGH DYNAMIC, 28 NM, 100 K, 2000 RPM, 3,77KW NATURAL COOLING, POWER/SIGNAL CONNECTORS CONNECTOR CAN BE ROTATED BY 270 DEG. IM B5 (V1, V3) BASIC ABSOLUTE ENCODER 32 P/REV (ENCODER A-32); PERFORMANCE REDUCTION BY 10% DUE TO ABSOLUTE ENCODER; PLAIN SHAFT, TOLERANCE N; W/O HOLDING BRAKE DEGREE OF PROTECTION IP64 | 3296 | TEM | 1 | MC | 23.503 | 1
1FK70867AC711KA3 | SIMOTICS S SYNCHRONOUS SERVOMOTOR 1FK7 HIGH DYNAMIC, 28 NM, 100 K, 2000 RPM, 3,77KW NATURAL COOLING, POWER/SIGNAL CONNECTORS CONNECTOR CAN BE ROTATED BY 270 DEG. IM B5 (V1, V3) BASIC ABSOLUTE ENCODER 32 P/REV (ENCODER A-32) WITH DRIVE-CLIQ INTERFACE; PERFORMANCE REDUCTION BY 10% DUE TO ABSOLUTE ENCODER; SHAFT WITH FITTED KEY, TOLERANCE N; W/O HOLDING BRAKE DEGREE OF PROTECTION IP64; PAINT FINISH RAL7016 | 3698 | TEM | 1 | MC | 23.503 | 1
1FK70867AF711AA0 | SIMOTICS S SYNCHRONOUS SERVOMOTOR 1FK7 HIGH DYNAMIC, 28 NM, 100 K, 3000 RPM, 3,77KW NATURAL COOLING, POWER/SIGNAL CONNECTORS CONNECTOR CAN BE ROTATED BY 270 DEG. IM B5 (V1, V3) INCREM. ENCODER, SIN/COS 1 VPP 2048 P/REV (ENCODER I-2048); SHAFT WITH FITTED KEY, TOLERANCE N; W/O HOLDING BRAKE DEGREE OF PROTECTION IP64 | 3548 | TEM | 1 | MC | 23.503 | 1
1FK70867AF711AA2 | SIMOTICS S SYNCHRONOUS SERVOMOTOR 1FK7 HIGH DYNAMIC, 28 NM, 100 K, 3000 RPM, 3,77KW NATURAL COOLING, POWER/SIGNAL CONNECTORS CONNECTOR CAN BE ROTATED BY 270 DEG. IM B5 (V1, V3) INCREM. ENCODER, SIN/COS 1 VPP 2048 P/REV (ENCODER I-2048); SHAFT WITH FITTED KEY, TOLERANCE N; W/O HOLDING BRAKE DEGREE OF PROTECTION IP65 FLANGE ON DRIVE END IP67 | 3649 | TEM | 1 | MC | 23.503 | 1
1FK70867AF711AA3 | SIMOTICS S SYNCHRONOUS SERVOMOTOR 1FK7 HIGH DYNAMIC, 28 NM, 100 K, 3000 RPM, 3,77KW NATURAL COOLING, POWER/SIGNAL CONNECTORS CONNECTOR CAN BE ROTATED BY 270 DEG. IM B5 (V1, V3) INCREM. ENCODER, SIN/COS 1 VPP 2048 P/REV (ENCODER I-2048); SHAFT WITH FITTED KEY, TOLERANCE N; W/O HOLDING BRAKE DEGREE OF PROTECTION IP64; PAINT FINISH RAL7016 | 3597 | TEM | 1 | MC | 23.503 | 1
1FK70867AF711AA5 | SIMOTICS S SYNCHRONOUS SERVOMOTOR 1FK7 HIGH DYNAMIC, 28 NM, 100 K, 3000 RPM, 3,77KW NATURAL COOLING, POWER/SIGNAL CONNECTORS CONNECTOR CAN BE ROTATED BY 270 DEG. IM B5 (V1, V3) INCREM. ENCODER, SIN/COS 1 VPP 2048 P/REV (ENCODER I-2048); SHAFT WITH FITTED KEY, TOLERANCE N; W/O HOLDING BRAKE DEGREE OF PROTECTION IP65 AS FLANGE IP67; PAINT FINISH RAL7016 | 3698 | TEM | 1 | MC | 23.503 | 1
1FK70867AF711AA8 | SIMOTICS S SYNCHRONOUS SERVOMOTOR 1FK7 HIGH DYNAMIC, 28 NM, 100 K, 3000 RPM, 3,77KW NATURAL COOLING, POWER/SIGNAL CONNECTORS CONNECTOR CAN BE ROTATED BY 270 DEG. IM B5 (V1, V3) INCREM. ENCODER, SIN/COS 1 VPP 2048 P/REV (ENCODER I-2048); SHAFT WITH FITTED KEY, TOLERANCE N; W/O HOLDING BRAKE DEGREE OF PROTECTION IP65 IP67 D-END FLANGE; RAL7016 COATING; METALLIC RATING PLATE AT MOTOR | 3807 | TEM | 1 | MC | 23.503 | 1
1FK70867AF711AB0 | SIMOTICS S SYNCHRONOUS SERVOMOTOR 1FK7 HIGH DYNAMIC, 28 NM, 100 K, 3000 RPM, 3,77KW NATURAL COOLING, POWER/SIGNAL CONNECTORS CONNECTOR CAN BE ROTATED BY 270 DEG. IM B5 (V1, V3) INCREM. ENCODER, SIN/COS 1 VPP 2048 P/REV (ENCODER I-2048); SHAFT WITH FITTED KEY, TOLERANCE N; WITH HOLDING BRAKE DEGREE OF PROTECTION IP64 | 3994 | TEM | 1 | MC | 26.002 | 1
1FK70867AF711AB2 | SIMOTICS S SYNCHRONOUS SERVOMOTOR 1FK7 HIGH DYNAMIC, 28 NM, 100 K, 3000 RPM, 3,77KW NATURAL COOLING, POWER/SIGNAL CONNECTORS CONNECTOR CAN BE ROTATED BY 270 DEG. IM B5 (V1, V3) INCREM. ENCODER, SIN/COS 1 VPP 2048 P/REV (ENCODER I-2048); SHAFT WITH FITTED KEY, TOLERANCE N; WITH HOLDING BRAKE DEGREE OF PROTECTION IP65 FLANGE ON DRIVE END IP67 | 4096 | TEM | 1 | MC | 26.002 | 1
1FK70867AF711AB3 | SIMOTICS S SYNCHRONOUS SERVOMOTOR 1FK7 HIGH DYNAMIC, 28 NM, 100 K, 3000 RPM, 3,77KW NATURAL COOLING, POWER/SIGNAL CONNECTORS CONNECTOR CAN BE ROTATED BY 270 DEG. IM B5 (V1, V3) INCREM. ENCODER, SIN/COS 1 VPP 2048 P/REV (ENCODER I-2048); SHAFT WITH FITTED KEY, TOLERANCE N; WITH HOLDING BRAKE DEGREE OF PROTECTION IP64; PAINT FINISH RAL7016 | 4044 | TEM | 1 | MC | 26.002 | 1
1FK70867AF711AB5 | SIMOTICS S SYNCHRONOUS SERVOMOTOR 1FK7 HIGH DYNAMIC, 28 NM, 100 K, 3000 RPM, 3,77KW NATURAL COOLING, POWER/SIGNAL CONNECTORS CONNECTOR CAN BE ROTATED BY 270 DEG. IM B5 (V1, V3) INCREM. ENCODER, SIN/COS 1 VPP 2048 P/REV (ENCODER I-2048); SHAFT WITH FITTED KEY, TOLERANCE N; WITH HOLDING BRAKE DEGREE OF PROTECTION IP65 AS FLANGE IP67; PAINT FINISH RAL7016 | 4145 | TEM | 1 | MC | 26.002 | 1
1FK70867AF711AB8 | SIMOTICS S SYNCHRONOUS SERVOMOTOR 1FK7 HIGH DYNAMIC, 28 NM, 100 K, 3000 RPM, 3,77KW NATURAL COOLING, POWER/SIGNAL CONNECTORS CONNECTOR CAN BE ROTATED BY 270 DEG. IM B5 (V1, V3) INCREM. ENCODER, SIN/COS 1 VPP 2048 P/REV (ENCODER I-2048); SHAFT WITH FITTED KEY, TOLERANCE N; WITH HOLDING BRAKE DEGREE OF PROTECTION IP65 IP67 D-END FLANGE; RAL7016 COATING; METALLIC RATING PLATE AT MOTOR | 4254 | TEM | 1 | MC | 26.002 | 1
1FK70867AF711AG0 | SIMOTICS S SYNCHRONOUS SERVOMOTOR 1FK7 HIGH DYNAMIC, 28 NM, 100 K, 3000 RPM, 3,77KW NATURAL COOLING, POWER/SIGNAL CONNECTORS CONNECTOR CAN BE ROTATED BY 270 DEG. IM B5 (V1, V3) INCREM. ENCODER, SIN/COS 1 VPP 2048 P/REV (ENCODER I-2048); PLAIN SHAFT, TOLERANCE N; W/O HOLDING BRAKE DEGREE OF PROTECTION IP64 | 3454 | TEM | 1 | MC | 23.503 | 1
1FK70867AF711AG2 | SIMOTICS S SYNCHRONOUS SERVOMOTOR 1FK7 HIGH DYNAMIC, 28 NM, 100 K, 3000 RPM, 3,77KW NATURAL COOLING, POWER/SIGNAL CONNECTORS CONNECTOR CAN BE ROTATED BY 270 DEG. IM B5 (V1, V3) INCREM. ENCODER, SIN/COS 1 VPP 2048 P/REV (ENCODER I-2048); PLAIN SHAFT, TOLERANCE N; W/O HOLDING BRAKE DEGREE OF PROTECTION IP65 FLANGE ON DRIVE END IP67 | 3556 | TEM | 1 | MC | 23.503 | 1
1FK70867AF711AG3 | SIMOTICS S SYNCHRONOUS SERVOMOTOR 1FK7 HIGH DYNAMIC, 28 NM, 100 K, 3000 RPM, 3,77KW NATURAL COOLING, POWER/SIGNAL CONNECTORS CONNECTOR CAN BE ROTATED BY 270 DEG. IM B5 (V1, V3) INCREM. ENCODER, SIN/COS 1 VPP 2048 P/REV (ENCODER I-2048); PLAIN SHAFT, TOLERANCE N; W/O HOLDING BRAKE DEGREE OF PROTECTION IP64; PAINT FINISH RAL7016 | 3503 | TEM | 1 | MC | 23.503 | 1
1FK70867AF711AG5 | SIMOTICS S SYNCHRONOUS SERVOMOTOR 1FK7 HIGH DYNAMIC, 28 NM, 100 K, 3000 RPM, 3,77KW NATURAL COOLING, POWER/SIGNAL CONNECTORS CONNECTOR CAN BE ROTATED BY 270 DEG. IM B5 (V1, V3) INCREM. ENCODER, SIN/COS 1 VPP 2048 P/REV (ENCODER I-2048); PLAIN SHAFT, TOLERANCE N; W/O HOLDING BRAKE DEGREE OF PROTECTION IP65 AS FLANGE IP67; PAINT FINISH RAL7016 | 3605 | TEM | 1 | MC | 23.503 | 1
1FK70867AF711AG8 | SIMOTICS S SYNCHRONOUS SERVOMOTOR 1FK7 HIGH DYNAMIC, 28 NM, 100 K, 3000 RPM, 3,77KW NATURAL COOLING, POWER/SIGNAL CONNECTORS CONNECTOR CAN BE ROTATED BY 270 DEG. IM B5 (V1, V3) INCREM. ENCODER, SIN/COS 1 VPP 2048 P/REV (ENCODER I-2048); PLAIN SHAFT, TOLERANCE N; W/O HOLDING BRAKE DEGREE OF PROTECTION IP65 IP67 D-END FLANGE; RAL7016 COATING; METALLIC RATING PLATE AT MOTOR | 3713 | TEM | 1 | MC | 23.503 | 1
1FK70867AF711AH0 | SIMOTICS S SYNCHRONOUS SERVOMOTOR 1FK7 HIGH DYNAMIC, 28 NM, 100 K, 3000 RPM, 3,77KW NATURAL COOLING, POWER/SIGNAL CONNECTORS CONNECTOR CAN BE ROTATED BY 270 DEG. IM B5 (V1, V3) INCREM. ENCODER, SIN/COS 1 VPP 2048 P/REV (ENCODER I-2048); PLAIN SHAFT, TOLERANCE N; WITH HOLDING BRAKE DEGREE OF PROTECTION IP64 | 3901 | TEM | 1 | MC | 26.002 | 1
1FK70867AF711AH2 | SIMOTICS S SYNCHRONOUS SERVOMOTOR 1FK7 HIGH DYNAMIC, 28 NM, 100 K, 3000 RPM, 3,77KW NATURAL COOLING, POWER/SIGNAL CONNECTORS CONNECTOR CAN BE ROTATED BY 270 DEG. IM B5 (V1, V3) INCREM. ENCODER, SIN/COS 1 VPP 2048 P/REV (ENCODER I-2048); PLAIN SHAFT, TOLERANCE N; WITH HOLDING BRAKE DEGREE OF PROTECTION IP65 FLANGE ON DRIVE END IP67 | 4002 | TEM | 1 | MC | 26.002 | 1
1FK70867AF711AH3 | SIMOTICS S SYNCHRONOUS SERVOMOTOR 1FK7 HIGH DYNAMIC, 28 NM, 100 K, 3000 RPM, 3,77KW NATURAL COOLING, POWER/SIGNAL CONNECTORS CONNECTOR CAN BE ROTATED BY 270 DEG. IM B5 (V1, V3) INCREM. ENCODER, SIN/COS 1 VPP 2048 P/REV (ENCODER I-2048); PLAIN SHAFT, TOLERANCE N; WITH HOLDING BRAKE DEGREE OF PROTECTION IP64; PAINT FINISH RAL7016 | 3950 | TEM | 1 | MC | 26.002 | 1
1FK70867AF711AH5 | SIMOTICS S SYNCHRONOUS SERVOMOTOR 1FK7 HIGH DYNAMIC, 28 NM, 100 K, 3000 RPM, 3,77KW NATURAL COOLING, POWER/SIGNAL CONNECTORS CONNECTOR CAN BE ROTATED BY 270 DEG. IM B5 (V1, V3) INCREM. ENCODER, SIN/COS 1 VPP 2048 P/REV (ENCODER I-2048); PLAIN SHAFT, TOLERANCE N; WITH HOLDING BRAKE DEGREE OF PROTECTION IP65 AS FLANGE IP67; PAINT FINISH RAL7016 | 4052 | TEM | 1 | MC | 26.002 | 1
1FK70867AF711AH8 | SIMOTICS S SYNCHRONOUS SERVOMOTOR 1FK7 HIGH DYNAMIC, 28 NM, 100 K, 3000 RPM, 3,77KW NATURAL COOLING, POWER/SIGNAL CONNECTORS CONNECTOR CAN BE ROTATED BY 270 DEG. IM B5 (V1, V3) INCREM. ENCODER, SIN/COS 1 VPP 2048 P/REV (ENCODER I-2048); PLAIN SHAFT, TOLERANCE N; WITH HOLDING BRAKE DEGREE OF PROTECTION IP65 IP67 D-END FLANGE; RAL7016 COATING; METALLIC RATING PLATE AT MOTOR | 4160 | TEM | 1 | MC | 26.002 | 1
1FK70867AF711DA0 | SIMOTICS S SYNCHRONOUS SERVOMOTOR 1FK7 HIGH DYNAMIC, 28 NM, 100 K, 3000 RPM, 3,77KW NATURAL COOLING, POWER/SIGNAL CONNECTORS CONNECTOR CAN BE ROTATED BY 270 DEG. IM B5 (V1, V3) INCREMENTAL ENCODER 2048 P/REV (ENCODER I-2048) WITH DRIVE-CLIQ INTERFACE; SHAFT WITH FITTED KEY, TOLERANCE N; W/O HOLDING BRAKE DEGREE OF PROTECTION IP64 | 3809 | TEM | 1 | MC | 23.503 | 1
1FK70867AF711DA2 | SIMOTICS S SYNCHRONOUS SERVOMOTOR 1FK7 HIGH DYNAMIC, 28 NM, 100 K, 3000 RPM, 3,77KW NATURAL COOLING, POWER/SIGNAL CONNECTORS CONNECTOR CAN BE ROTATED BY 270 DEG. IM B5 (V1, V3) INCREMENTAL ENCODER 2048 P/REV (ENCODER I-2048) WITH DRIVE-CLIQ INTERFACE; SHAFT WITH FITTED KEY, TOLERANCE N; W/O HOLDING BRAKE DEGREE OF PROTECTION IP65 FLANGE ON DRIVE END IP67 | 3911 | TEM | 1 | MC | 23.503 | 1
1FK70867AF711DA3 | SIMOTICS S SYNCHRONOUS SERVOMOTOR 1FK7 HIGH DYNAMIC, 28 NM, 100 K, 3000 RPM, 3,77KW NATURAL COOLING, POWER/SIGNAL CONNECTORS CONNECTOR CAN BE ROTATED BY 270 DEG. IM B5 (V1, V3) INCREMENTAL ENCODER 2048 P/REV (ENCODER I-2048) WITH DRIVE-CLIQ INTERFACE; SHAFT WITH FITTED KEY, TOLERANCE N; W/O HOLDING BRAKE DEGREE OF PROTECTION IP64; PAINT FINISH RAL7016 | 3859 | TEM | 1 | MC | 23.503 | 1
1FK70867AF711DA5 | SIMOTICS S SYNCHRONOUS SERVOMOTOR 1FK7 HIGH DYNAMIC, 28 NM, 100 K, 3000 RPM, 3,77KW NATURAL COOLING, POWER/SIGNAL CONNECTORS CONNECTOR CAN BE ROTATED BY 270 DEG. IM B5 (V1, V3) INCREMENTAL ENCODER 2048 P/REV (ENCODER I-2048) WITH DRIVE-CLIQ INTERFACE; SHAFT WITH FITTED KEY, TOLERANCE N; W/O HOLDING BRAKE DEGREE OF PROTECTION IP65 AS FLANGE IP67; PAINT FINISH RAL7016 | 3960 | TEM | 1 | MC | 23.503 | 1
1FK70867AF711DA8 | SIMOTICS S SYNCHRONOUS SERVOMOTOR 1FK7 HIGH DYNAMIC, 28 NM, 100 K, 3000 RPM, 3,77KW NATURAL COOLING, POWER/SIGNAL CONNECTORS CONNECTOR CAN BE ROTATED BY 270 DEG. IM B5 (V1, V3) INCREMENTAL ENCODER 2048 P/REV (ENCODER I-2048) WITH DRIVE-CLIQ INTERFACE; SHAFT WITH FITTED KEY, TOLERANCE N; W/O HOLDING BRAKE DEGREE OF PROTECTION IP65 IP67 D-END FLANGE; RAL7016 COATING; METALLIC RATING PLATE AT MOTOR | 4069 | TEM | 1 | MC | 23.503 | 1
1FK70867AF711DB0 | SIMOTICS S SYNCHRONOUS SERVOMOTOR 1FK7 HIGH DYNAMIC, 28 NM, 100 K, 3000 RPM, 3,77KW NATURAL COOLING, POWER/SIGNAL CONNECTORS CONNECTOR CAN BE ROTATED BY 270 DEG. IM B5 (V1, V3) INCREMENTAL ENCODER 2048 P/REV (ENCODER I-2048) WITH DRIVE-CLIQ INTERFACE; SHAFT WITH FITTED KEY, TOLERANCE N; WITH HOLDING BRAKE DEGREE OF PROTECTION IP64 | 4256 | TEM | 1 | MC | 26.002 | 1
1FK70867AF711DB2 | SIMOTICS S SYNCHRONOUS SERVOMOTOR 1FK7 HIGH DYNAMIC, 28 NM, 100 K, 3000 RPM, 3,77KW NATURAL COOLING, POWER/SIGNAL CONNECTORS CONNECTOR CAN BE ROTATED BY 270 DEG. IM B5 (V1, V3) INCREMENTAL ENCODER 2048 P/REV (ENCODER I-2048) WITH DRIVE-CLIQ INTERFACE; SHAFT WITH FITTED KEY, TOLERANCE N; WITH HOLDING BRAKE DEGREE OF PROTECTION IP65 FLANGE ON DRIVE END IP67 | 4358 | TEM | 1 | MC | 26.002 | 1
1FK70867AF711DB3 | SIMOTICS S SYNCHRONOUS SERVOMOTOR 1FK7 HIGH DYNAMIC, 28 NM, 100 K, 3000 RPM, 3,77KW NATURAL COOLING, POWER/SIGNAL CONNECTORS CONNECTOR CAN BE ROTATED BY 270 DEG. IM B5 (V1, V3) INCREMENTAL ENCODER 2048 P/REV (ENCODER I-2048) WITH DRIVE-CLIQ INTERFACE; SHAFT WITH FITTED KEY, TOLERANCE N; WITH HOLDING BRAKE DEGREE OF PROTECTION IP64; PAINT FINISH RAL7016 | 4305 | TEM | 1 | MC | 26.002 | 1
1FK70867AF711DB5 | SIMOTICS S SYNCHRONOUS SERVOMOTOR 1FK7 HIGH DYNAMIC, 28 NM, 100 K, 3000 RPM, 3,77KW NATURAL COOLING, POWER/SIGNAL CONNECTORS CONNECTOR CAN BE ROTATED BY 270 DEG. IM B5 (V1, V3) INCREMENTAL ENCODER 2048 P/REV (ENCODER I-2048) WITH DRIVE-CLIQ INTERFACE; SHAFT WITH FITTED KEY, TOLERANCE N; WITH HOLDING BRAKE DEGREE OF PROTECTION IP65 AS FLANGE IP67; PAINT FINISH RAL7016 | 4407 | TEM | 1 | MC | 26.002 | 1
1FK70867AF711DB8 | SIMOTICS S SYNCHRONOUS SERVOMOTOR 1FK7 HIGH DYNAMIC, 28 NM, 100 K, 3000 RPM, 3,77KW NATURAL COOLING, POWER/SIGNAL CONNECTORS CONNECTOR CAN BE ROTATED BY 270 DEG. IM B5 (V1, V3) INCREMENTAL ENCODER 2048 P/REV (ENCODER I-2048) WITH DRIVE-CLIQ INTERFACE; SHAFT WITH FITTED KEY, TOLERANCE N; WITH HOLDING BRAKE DEGREE OF PROTECTION IP65 IP67 D-END FLANGE; RAL7016 COATING; METALLIC RATING PLATE AT MOTOR | 4516 | TEM | 1 | MC | 26.002 | 1
1FK70867AF711DG0 | SIMOTICS S SYNCHRONOUS SERVOMOTOR 1FK7 HIGH DYNAMIC, 28 NM, 100 K, 3000 RPM, 3,77KW NATURAL COOLING, POWER/SIGNAL CONNECTORS CONNECTOR CAN BE ROTATED BY 270 DEG. IM B5 (V1, V3) INCREMENTAL ENCODER 2048 P/REV (ENCODER I-2048) WITH DRIVE-CLIQ INTERFACE; PLAIN SHAFT, TOLERANCE N; W/O HOLDING BRAKE DEGREE OF PROTECTION IP64 | 3716 | TEM | 1 | MC | 23.503 | 1
1FK70867AF711DG2 | SIMOTICS S SYNCHRONOUS SERVOMOTOR 1FK7 HIGH DYNAMIC, 28 NM, 100 K, 3000 RPM, 3,77KW NATURAL COOLING, POWER/SIGNAL CONNECTORS CONNECTOR CAN BE ROTATED BY 270 DEG. IM B5 (V1, V3) INCREMENTAL ENCODER 2048 P/REV (ENCODER I-2048) WITH DRIVE-CLIQ INTERFACE; PLAIN SHAFT, TOLERANCE N; W/O HOLDING BRAKE DEGREE OF PROTECTION IP65 FLANGE ON DRIVE END IP67 | 3817 | TEM | 1 | MC | 23.503 | 1
1FK70867AF711DG3 | SIMOTICS S SYNCHRONOUS SERVOMOTOR 1FK7 HIGH DYNAMIC, 28 NM, 100 K, 3000 RPM, 3,77KW NATURAL COOLING, POWER/SIGNAL CONNECTORS CONNECTOR CAN BE ROTATED BY 270 DEG. IM B5 (V1, V3) INCREMENTAL ENCODER 2048 P/REV (ENCODER I-2048) WITH DRIVE-CLIQ INTERFACE; PLAIN SHAFT, TOLERANCE N; W/O HOLDING BRAKE DEGREE OF PROTECTION IP64; PAINT FINISH RAL7016 | 3765 | TEM | 1 | MC | 23.503 | 1
1FK70867AF711DG5 | SIMOTICS S SYNCHRONOUS SERVOMOTOR 1FK7 HIGH DYNAMIC, 28 NM, 100 K, 3000 RPM, 3,77KW NATURAL COOLING, POWER/SIGNAL CONNECTORS CONNECTOR CAN BE ROTATED BY 270 DEG. IM B5 (V1, V3) INCREMENTAL ENCODER 2048 P/REV (ENCODER I-2048) WITH DRIVE-CLIQ INTERFACE; PLAIN SHAFT, TOLERANCE N; W/O HOLDING BRAKE DEGREE OF PROTECTION IP65 AS FLANGE IP67; PAINT FINISH RAL7016 | 3867 | TEM | 1 | MC | 23.503 | 1
1FK70867AF711DG8 | SIMOTICS S SYNCHRONOUS SERVOMOTOR 1FK7 HIGH DYNAMIC, 28 NM, 100 K, 3000 RPM, 3,77KW NATURAL COOLING, POWER/SIGNAL CONNECTORS CONNECTOR CAN BE ROTATED BY 270 DEG. IM B5 (V1, V3) INCREMENTAL ENCODER 2048 P/REV (ENCODER I-2048) WITH DRIVE-CLIQ INTERFACE; PLAIN SHAFT, TOLERANCE N; W/O HOLDING BRAKE DEGREE OF PROTECTION IP65 IP67 D-END FLANGE; RAL7016 COATING; METALLIC RATING PLATE AT MOTOR | 3975 | TEM | 1 | MC | 23.503 | 1
1FK70867AF711DH0 | SIMOTICS S SYNCHRONOUS SERVOMOTOR 1FK7 HIGH DYNAMIC, 28 NM, 100 K, 3000 RPM, 3,77KW NATURAL COOLING, POWER/SIGNAL CONNECTORS CONNECTOR CAN BE ROTATED BY 270 DEG. IM B5 (V1, V3) INCREMENTAL ENCODER 2048 P/REV (ENCODER I-2048) WITH DRIVE-CLIQ INTERFACE; PLAIN SHAFT, TOLERANCE N; WITH HOLDING BRAKE DEGREE OF PROTECTION IP64 | 4163 | TEM | 1 | MC | 26.002 | 1
1FK70867AF711DH2 | SIMOTICS S SYNCHRONOUS SERVOMOTOR 1FK7 HIGH DYNAMIC, 28 NM, 100 K, 3000 RPM, 3,77KW NATURAL COOLING, POWER/SIGNAL CONNECTORS CONNECTOR CAN BE ROTATED BY 270 DEG. IM B5 (V1, V3) INCREMENTAL ENCODER 2048 P/REV (ENCODER I-2048) WITH DRIVE-CLIQ INTERFACE; PLAIN SHAFT, TOLERANCE N; WITH HOLDING BRAKE DEGREE OF PROTECTION IP65 FLANGE ON DRIVE END IP67 | 4264 | TEM | 1 | MC | 26.002 | 1
1FK70867AF711DH3 | SIMOTICS S SYNCHRONOUS SERVOMOTOR 1FK7 HIGH DYNAMIC, 28 NM, 100 K, 3000 RPM, 3,77KW NATURAL COOLING, POWER/SIGNAL CONNECTORS CONNECTOR CAN BE ROTATED BY 270 DEG. IM B5 (V1, V3) INCREMENTAL ENCODER 2048 P/REV (ENCODER I-2048) WITH DRIVE-CLIQ INTERFACE; PLAIN SHAFT, TOLERANCE N; WITH HOLDING BRAKE DEGREE OF PROTECTION IP64; PAINT FINISH RAL7016 | 4212 | TEM | 1 | MC | 26.002 | 1
1FK70867AF711DH5 | SIMOTICS S SYNCHRONOUS SERVOMOTOR 1FK7 HIGH DYNAMIC, 28 NM, 100 K, 3000 RPM, 3,77KW NATURAL COOLING, POWER/SIGNAL CONNECTORS CONNECTOR CAN BE ROTATED BY 270 DEG. IM B5 (V1, V3) INCREMENTAL ENCODER 2048 P/REV (ENCODER I-2048) WITH DRIVE-CLIQ INTERFACE; PLAIN SHAFT, TOLERANCE N; WITH HOLDING BRAKE DEGREE OF PROTECTION IP65 AS FLANGE IP67; PAINT FINISH RAL7016 | 4313 | TEM | 1 | MC | 26.002 | 1
1FK70867AF711DH8 | SIMOTICS S SYNCHRONOUS SERVOMOTOR 1FK7 HIGH DYNAMIC, 28 NM, 100 K, 3000 RPM, 3,77KW NATURAL COOLING, POWER/SIGNAL CONNECTORS CONNECTOR CAN BE ROTATED BY 270 DEG. IM B5 (V1, V3) INCREMENTAL ENCODER 2048 P/REV (ENCODER I-2048) WITH DRIVE-CLIQ INTERFACE; PLAIN SHAFT, TOLERANCE N; WITH HOLDING BRAKE DEGREE OF PROTECTION IP65 IP67 D-END FLANGE; RAL7016 COATING; METALLIC RATING PLATE AT MOTOR | 4422 | TEM | 1 | MC | 26.002 | 1
1FK70867AF711EA0 | SIMOTICS S SYNCHRONOUS SERVOMOTOR 1FK7 HIGH DYNAMIC, 28 NM, 100 K, 3000 RPM, 3,77KW NATURAL COOLING, POWER/SIGNAL CONNECTORS CONNECTOR CAN BE ROTATED BY 270 DEG. IM B5 (V1, V3) ABSOLUTE ENCODER ENDAT 2048 P/REV (ENCODER A-2048); PERFORMANCE REDUCTION BY 10% DUE TO ABSOLUTE ENCODER; SHAFT WITH FITTED KEY, TOLERANCE N; W/O HOLDING BRAKE DEGREE OF PROTECTION IP64 | 3951 | TEM | 1 | MC | 23.503 | 1
1FK70867AF711EA2 | SIMOTICS S SYNCHRONOUS SERVOMOTOR 1FK7 HIGH DYNAMIC, 28 NM, 100 K, 3000 RPM, 3,77KW NATURAL COOLING, POWER/SIGNAL CONNECTORS CONNECTOR CAN BE ROTATED BY 270 DEG. IM B5 (V1, V3) ABSOLUTE ENCODER ENDAT 2048 P/REV (ENCODER A-2048); PERFORMANCE REDUCTION BY 10% DUE TO ABSOLUTE ENCODER; SHAFT WITH FITTED KEY, TOLERANCE N; W/O HOLDING BRAKE DEGREE OF PROTECTION IP65 FLANGE ON DRIVE END IP67 | 4053 | TEM | 1 | MC | 23.503 | 1
1FK70867AF711EA3 | SIMOTICS S SYNCHRONOUS SERVOMOTOR 1FK7 HIGH DYNAMIC, 28 NM, 100 K, 3000 RPM, 3,77KW NATURAL COOLING, POWER/SIGNAL CONNECTORS CONNECTOR CAN BE ROTATED BY 270 DEG. IM B5 (V1, V3) ABSOLUTE ENCODER ENDAT 2048 P/REV (ENCODER A-2048); PERFORMANCE REDUCTION BY 10% DUE TO ABSOLUTE ENCODER; SHAFT WITH FITTED KEY, TOLERANCE N; W/O HOLDING BRAKE DEGREE OF PROTECTION IP64; PAINT FINISH RAL7016 | 4000 | TEM | 1 | MC | 23.503 | 1
1FK70867AF711EA5 | SIMOTICS S SYNCHRONOUS SERVOMOTOR 1FK7 HIGH DYNAMIC, 28 NM, 100 K, 3000 RPM, 3,77KW NATURAL COOLING, POWER/SIGNAL CONNECTORS CONNECTOR CAN BE ROTATED BY 270 DEG. IM B5 (V1, V3) ABSOLUTE ENCODER ENDAT 2048 P/REV (ENCODER A-2048); PERFORMANCE REDUCTION BY 10% DUE TO ABSOLUTE ENCODER; SHAFT WITH FITTED KEY, TOLERANCE N; W/O HOLDING BRAKE DEGREE OF PROTECTION IP65 AS FLANGE IP67; PAINT FINISH RAL7016 | 4102 | TEM | 1 | MC | 23.503 | 1
1FK70867AF711EA8 | SIMOTICS S SYNCHRONOUS SERVOMOTOR 1FK7 HIGH DYNAMIC, 28 NM, 100 K, 3000 RPM, 3,77KW NATURAL COOLING, POWER/SIGNAL CONNECTORS CONNECTOR CAN BE ROTATED BY 270 DEG. IM B5 (V1, V3) ABSOLUTE ENCODER ENDAT 2048 P/REV (ENCODER A-2048); PERFORMANCE REDUCTION BY 10% DUE TO ABSOLUTE ENCODER; SHAFT WITH FITTED KEY, TOLERANCE N; W/O HOLDING BRAKE DEGREE OF PROTECTION IP65 IP67 D-END FLANGE; RAL7016 COATING; METALLIC RATING PLATE AT MOTOR | 4211 | TEM | 1 | MC | 23.503 | 1
1FK70867AF711EB0 | SIMOTICS S SYNCHRONOUS SERVOMOTOR 1FK7 HIGH DYNAMIC, 28 NM, 100 K, 3000 RPM, 3,77KW NATURAL COOLING, POWER/SIGNAL CONNECTORS CONNECTOR CAN BE ROTATED BY 270 DEG. IM B5 (V1, V3) ABSOLUTE ENCODER ENDAT 2048 P/REV (ENCODER A-2048); PERFORMANCE REDUCTION BY 10% DUE TO ABSOLUTE ENCODER; SHAFT WITH FITTED KEY, TOLERANCE N; WITH HOLDING BRAKE DEGREE OF PROTECTION IP64 | 4398 | TEM | 1 | MC | 26.002 | 1
1FK70867AF711EB2 | SIMOTICS S SYNCHRONOUS SERVOMOTOR 1FK7 HIGH DYNAMIC, 28 NM, 100 K, 3000 RPM, 3,77KW NATURAL COOLING, POWER/SIGNAL CONNECTORS CONNECTOR CAN BE ROTATED BY 270 DEG. IM B5 (V1, V3) ABSOLUTE ENCODER ENDAT 2048 P/REV (ENCODER A-2048); PERFORMANCE REDUCTION BY 10% DUE TO ABSOLUTE ENCODER; SHAFT WITH FITTED KEY, TOLERANCE N; WITH HOLDING BRAKE DEGREE OF PROTECTION IP65 FLANGE ON DRIVE END IP67 | 4499 | TEM | 1 | MC | 26.002 | 1
1FK70867AF711EB3 | SIMOTICS S SYNCHRONOUS SERVOMOTOR 1FK7 HIGH DYNAMIC, 28 NM, 100 K, 3000 RPM, 3,77KW NATURAL COOLING, POWER/SIGNAL CONNECTORS CONNECTOR CAN BE ROTATED BY 270 DEG. IM B5 (V1, V3) ABSOLUTE ENCODER ENDAT 2048 P/REV (ENCODER A-2048); PERFORMANCE REDUCTION BY 10% DUE TO ABSOLUTE ENCODER; SHAFT WITH FITTED KEY, TOLERANCE N; WITH HOLDING BRAKE DEGREE OF PROTECTION IP64; PAINT FINISH RAL7016 | 4447 | TEM | 1 | MC | 26.002 | 1
1FK70867AF711EB5 | SIMOTICS S SYNCHRONOUS SERVOMOTOR 1FK7 HIGH DYNAMIC, 28 NM, 100 K, 3000 RPM, 3,77KW NATURAL COOLING, POWER/SIGNAL CONNECTORS CONNECTOR CAN BE ROTATED BY 270 DEG. IM B5 (V1, V3) ABSOLUTE ENCODER ENDAT 2048 P/REV (ENCODER A-2048); PERFORMANCE REDUCTION BY 10% DUE TO ABSOLUTE ENCODER; SHAFT WITH FITTED KEY, TOLERANCE N; WITH HOLDING BRAKE DEGREE OF PROTECTION IP65 AS FLANGE IP67; PAINT FINISH RAL7016 | 4549 | TEM | 1 | MC | 26.002 | 1
1FK70867AF711EB8 | SIMOTICS S SYNCHRONOUS SERVOMOTOR 1FK7 HIGH DYNAMIC, 28 NM, 100 K, 3000 RPM, 3,77KW NATURAL COOLING, POWER/SIGNAL CONNECTORS CONNECTOR CAN BE ROTATED BY 270 DEG. IM B5 (V1, V3) ABSOLUTE ENCODER ENDAT 2048 P/REV (ENCODER A-2048); PERFORMANCE REDUCTION BY 10% DUE TO ABSOLUTE ENCODER; SHAFT WITH FITTED KEY, TOLERANCE N; WITH HOLDING BRAKE DEGREE OF PROTECTION IP65 IP67 D-END FLANGE; RAL7016 COATING; METALLIC RATING PLATE AT MOTOR | 4657 | TEM | 1 | MC | 26.002 | 1
1FK70867AF711EG0 | SIMOTICS S SYNCHRONOUS SERVOMOTOR 1FK7 HIGH DYNAMIC, 28 NM, 100 K, 3000 RPM, 3,77KW NATURAL COOLING, POWER/SIGNAL CONNECTORS CONNECTOR CAN BE ROTATED BY 270 DEG. IM B5 (V1, V3) ABSOLUTE ENCODER ENDAT 2048 P/REV (ENCODER A-2048); PERFORMANCE REDUCTION BY 10% DUE TO ABSOLUTE ENCODER; PLAIN SHAFT, TOLERANCE N; W/O HOLDING BRAKE DEGREE OF PROTECTION IP64 | 3858 | TEM | 1 | MC | 23.503 | 1
1FK70867AF711EG2 | SIMOTICS S SYNCHRONOUS SERVOMOTOR 1FK7 HIGH DYNAMIC, 28 NM, 100 K, 3000 RPM, 3,77KW NATURAL COOLING, POWER/SIGNAL CONNECTORS CONNECTOR CAN BE ROTATED BY 270 DEG. IM B5 (V1, V3) ABSOLUTE ENCODER ENDAT 2048 P/REV (ENCODER A-2048); PERFORMANCE REDUCTION BY 10% DUE TO ABSOLUTE ENCODER; PLAIN SHAFT, TOLERANCE N; W/O HOLDING BRAKE DEGREE OF PROTECTION IP65 FLANGE ON DRIVE END IP67 | 3959 | TEM | 1 | MC | 23.503 | 1
1FK70867AF711EG3 | SIMOTICS S SYNCHRONOUS SERVOMOTOR 1FK7 HIGH DYNAMIC, 28 NM, 100 K, 3000 RPM, 3,77KW NATURAL COOLING, POWER/SIGNAL CONNECTORS CONNECTOR CAN BE ROTATED BY 270 DEG. IM B5 (V1, V3) ABSOLUTE ENCODER ENDAT 2048 P/REV (ENCODER A-2048); PERFORMANCE REDUCTION BY 10% DUE TO ABSOLUTE ENCODER; PLAIN SHAFT, TOLERANCE N; W/O HOLDING BRAKE DEGREE OF PROTECTION IP64; PAINT FINISH RAL7016 | 3907 | TEM | 1 | MC | 23.503 | 1
1FK70867AF711EG5 | SIMOTICS S SYNCHRONOUS SERVOMOTOR 1FK7 HIGH DYNAMIC, 28 NM, 100 K, 3000 RPM, 3,77KW NATURAL COOLING, POWER/SIGNAL CONNECTORS CONNECTOR CAN BE ROTATED BY 270 DEG. IM B5 (V1, V3) ABSOLUTE ENCODER ENDAT 2048 P/REV (ENCODER A-2048); PERFORMANCE REDUCTION BY 10% DUE TO ABSOLUTE ENCODER; PLAIN SHAFT, TOLERANCE N; W/O HOLDING BRAKE DEGREE OF PROTECTION IP65 AS FLANGE IP67; PAINT FINISH RAL7016 | 4008 | TEM | 1 | MC | 23.503 | 1
1FK70867AF711EG8 | SIMOTICS S SYNCHRONOUS SERVOMOTOR 1FK7 HIGH DYNAMIC, 28 NM, 100 K, 3000 RPM, 3,77KW NATURAL COOLING, POWER/SIGNAL CONNECTORS CONNECTOR CAN BE ROTATED BY 270 DEG. IM B5 (V1, V3) ABSOLUTE ENCODER ENDAT 2048 P/REV (ENCODER A-2048); PERFORMANCE REDUCTION BY 10% DUE TO ABSOLUTE ENCODER; PLAIN SHAFT, TOLERANCE N; W/O HOLDING BRAKE DEGREE OF PROTECTION IP65 IP67 D-END FLANGE; RAL7016 COATING; METALLIC RATING PLATE AT MOTOR | 4117 | TEM | 1 | MC | 23.503 | 1
1FK70867AF711EH0 | SIMOTICS S SYNCHRONOUS SERVOMOTOR 1FK7 HIGH DYNAMIC, 28 NM, 100 K, 3000 RPM, 3,77KW NATURAL COOLING, POWER/SIGNAL CONNECTORS CONNECTOR CAN BE ROTATED BY 270 DEG. IM B5 (V1, V3) ABSOLUTE ENCODER ENDAT 2048 P/REV (ENCODER A-2048); PERFORMANCE REDUCTION BY 10% DUE TO ABSOLUTE ENCODER; PLAIN SHAFT, TOLERANCE N; WITH HOLDING BRAKE DEGREE OF PROTECTION IP64 | 4304 | TEM | 1 | MC | 26.002 | 1
1FK70867AF711EH2 | SIMOTICS S SYNCHRONOUS SERVOMOTOR 1FK7 HIGH DYNAMIC, 28 NM, 100 K, 3000 RPM, 3,77KW NATURAL COOLING, POWER/SIGNAL CONNECTORS CONNECTOR CAN BE ROTATED BY 270 DEG. IM B5 (V1, V3) ABSOLUTE ENCODER ENDAT 2048 P/REV (ENCODER A-2048); PERFORMANCE REDUCTION BY 10% DUE TO ABSOLUTE ENCODER; PLAIN SHAFT, TOLERANCE N; WITH HOLDING BRAKE DEGREE OF PROTECTION IP65 FLANGE ON DRIVE END IP67 | 4406 | TEM | 1 | MC | 26.002 | 1
1FK70867AF711EH3 | SIMOTICS S SYNCHRONOUS SERVOMOTOR 1FK7 HIGH DYNAMIC, 28 NM, 100 K, 3000 RPM, 3,77KW NATURAL COOLING, POWER/SIGNAL CONNECTORS CONNECTOR CAN BE ROTATED BY 270 DEG. IM B5 (V1, V3) ABSOLUTE ENCODER ENDAT 2048 P/REV (ENCODER A-2048); PERFORMANCE REDUCTION BY 10% DUE TO ABSOLUTE ENCODER; PLAIN SHAFT, TOLERANCE N; WITH HOLDING BRAKE DEGREE OF PROTECTION IP64; PAINT FINISH RAL7016 | 4353 | TEM | 1 | MC | 26.002 | 1
1FK70867AF711EH5 | SIMOTICS S SYNCHRONOUS SERVOMOTOR 1FK7 HIGH DYNAMIC, 28 NM, 100 K, 3000 RPM, 3,77KW NATURAL COOLING, POWER/SIGNAL CONNECTORS CONNECTOR CAN BE ROTATED BY 270 DEG. IM B5 (V1, V3) ABSOLUTE ENCODER ENDAT 2048 P/REV (ENCODER A-2048); PERFORMANCE REDUCTION BY 10% DUE TO ABSOLUTE ENCODER; PLAIN SHAFT, TOLERANCE N; WITH HOLDING BRAKE DEGREE OF PROTECTION IP65 AS FLANGE IP67; PAINT FINISH RAL7016 | 4455 | TEM | 1 | MC | 26.002 | 1
1FK70867AF711EH8 | SIMOTICS S SYNCHRONOUS SERVOMOTOR 1FK7 HIGH DYNAMIC, 28 NM, 100 K, 3000 RPM, 3,77KW NATURAL COOLING, POWER/SIGNAL CONNECTORS CONNECTOR CAN BE ROTATED BY 270 DEG. IM B5 (V1, V3) ABSOLUTE ENCODER ENDAT 2048 P/REV (ENCODER A-2048); PERFORMANCE REDUCTION BY 10% DUE TO ABSOLUTE ENCODER; PLAIN SHAFT, TOLERANCE N; WITH HOLDING BRAKE DEGREE OF PROTECTION IP65 IP67 D-END FLANGE; RAL7016 COATING; METALLIC RATING PLATE AT MOTOR | 4564 | TEM | 1 | MC | 26.002 | 1
1FK70867AF711FA0 | SIMOTICS S SYNCHRONOUS SERVOMOTOR 1FK7 HIGH DYNAMIC, 28 NM, 100 K, 3000 RPM, 3,77KW NATURAL COOLING, POWER/SIGNAL CONNECTORS CONNECTOR CAN BE ROTATED BY 270 DEG. IM B5 (V1, V3) ABSOLUTE ENCODER 2048 P/REV (ENCODER A-2048) WITH DRIVE-CLIQ INTERFACE; PERFORMANCE REDUCTION BY 10% DUE TO ABSOLUTE ENCODER; SHAFT WITH FITTED KEY, TOLERANCE N; W/O HOLDING BRAKE DEGREE OF PROTECTION IP64 | 4211 | TEM | 1 | MC | 23.503 | 1
1FK70867AF711FA2 | SIMOTICS S SYNCHRONOUS SERVOMOTOR 1FK7 HIGH DYNAMIC, 28 NM, 100 K, 3000 RPM, 3,77KW NATURAL COOLING, POWER/SIGNAL CONNECTORS CONNECTOR CAN BE ROTATED BY 270 DEG. IM B5 (V1, V3) ABSOLUTE ENCODER 2048 P/REV (ENCODER A-2048) WITH DRIVE-CLIQ INTERFACE; PERFORMANCE REDUCTION BY 10% DUE TO ABSOLUTE ENCODER; SHAFT WITH FITTED KEY, TOLERANCE N; W/O HOLDING BRAKE DEGREE OF PROTECTION IP65 FLANGE ON DRIVE END IP67 | 4312 | TEM | 1 | MC | 23.503 | 1
1FK70867AF711FA3 | SIMOTICS S SYNCHRONOUS SERVOMOTOR 1FK7 HIGH DYNAMIC, 28 NM, 100 K, 3000 RPM, 3,77KW NATURAL COOLING, POWER/SIGNAL CONNECTORS CONNECTOR CAN BE ROTATED BY 270 DEG. IM B5 (V1, V3) ABSOLUTE ENCODER 2048 P/REV (ENCODER A-2048) WITH DRIVE-CLIQ INTERFACE; PERFORMANCE REDUCTION BY 10% DUE TO ABSOLUTE ENCODER; SHAFT WITH FITTED KEY, TOLERANCE N; W/O HOLDING BRAKE DEGREE OF PROTECTION IP64; PAINT FINISH RAL7016 | 4260 | TEM | 1 | MC | 23.503 | 1
1FK70867AF711FA5 | SIMOTICS S SYNCHRONOUS SERVOMOTOR 1FK7 HIGH DYNAMIC, 28 NM, 100 K, 3000 RPM, 3,77KW NATURAL COOLING, POWER/SIGNAL CONNECTORS CONNECTOR CAN BE ROTATED BY 270 DEG. IM B5 (V1, V3) ABSOLUTE ENCODER 2048 P/REV (ENCODER A-2048) WITH DRIVE-CLIQ INTERFACE; PERFORMANCE REDUCTION BY 10% DUE TO ABSOLUTE ENCODER; SHAFT WITH FITTED KEY, TOLERANCE N; W/O HOLDING BRAKE DEGREE OF PROTECTION IP65 AS FLANGE IP67; PAINT FINISH RAL7016 | 4361 | TEM | 1 | MC | 23.503 | 1
1FK70867AF711FA8 | SIMOTICS S SYNCHRONOUS SERVOMOTOR 1FK7 HIGH DYNAMIC, 28 NM, 100 K, 3000 RPM, 3,77KW NATURAL COOLING, POWER/SIGNAL CONNECTORS CONNECTOR CAN BE ROTATED BY 270 DEG. IM B5 (V1, V3) ABSOLUTE ENCODER 2048 P/REV (ENCODER A-2048) WITH DRIVE-CLIQ INTERFACE; PERFORMANCE REDUCTION BY 10% DUE TO ABSOLUTE ENCODER; SHAFT WITH FITTED KEY, TOLERANCE N; W/O HOLDING BRAKE DEGREE OF PROTECTION IP65 IP67 D-END FLANGE; RAL7016 COATING; METALLIC RATING PLATE AT MOTOR | 4470 | TEM | 1 | MC | 23.503 | 1
1FK70867AF711FB0 | SIMOTICS S SYNCHRONOUS SERVOMOTOR 1FK7 HIGH DYNAMIC, 28 NM, 100 K, 3000 RPM, 3,77KW NATURAL COOLING, POWER/SIGNAL CONNECTORS CONNECTOR CAN BE ROTATED BY 270 DEG. IM B5 (V1, V3) ABSOLUTE ENCODER 2048 P/REV (ENCODER A-2048) WITH DRIVE-CLIQ INTERFACE; PERFORMANCE REDUCTION BY 10% DUE TO ABSOLUTE ENCODER; SHAFT WITH FITTED KEY, TOLERANCE N; WITH HOLDING BRAKE DEGREE OF PROTECTION IP64 | 4657 | TEM | 1 | MC | 26.002 | 1
1FK70867AF711FB2 | SIMOTICS S SYNCHRONOUS SERVOMOTOR 1FK7 HIGH DYNAMIC, 28 NM, 100 K, 3000 RPM, 3,77KW NATURAL COOLING, POWER/SIGNAL CONNECTORS CONNECTOR CAN BE ROTATED BY 270 DEG. IM B5 (V1, V3) ABSOLUTE ENCODER 2048 P/REV (ENCODER A-2048) WITH DRIVE-CLIQ INTERFACE; PERFORMANCE REDUCTION BY 10% DUE TO ABSOLUTE ENCODER; SHAFT WITH FITTED KEY, TOLERANCE N; WITH HOLDING BRAKE DEGREE OF PROTECTION IP65 FLANGE ON DRIVE END IP67 | 4759 | TEM | 1 | MC | 26.002 | 1
1FK70867AF711FB3 | SIMOTICS S SYNCHRONOUS SERVOMOTOR 1FK7 HIGH DYNAMIC, 28 NM, 100 K, 3000 RPM, 3,77KW NATURAL COOLING, POWER/SIGNAL CONNECTORS CONNECTOR CAN BE ROTATED BY 270 DEG. IM B5 (V1, V3) ABSOLUTE ENCODER 2048 P/REV (ENCODER A-2048) WITH DRIVE-CLIQ INTERFACE; PERFORMANCE REDUCTION BY 10% DUE TO ABSOLUTE ENCODER; SHAFT WITH FITTED KEY, TOLERANCE N; WITH HOLDING BRAKE DEGREE OF PROTECTION IP64; PAINT FINISH RAL7016 | 4706 | TEM | 1 | MC | 26.002 | 1
1FK70867AF711FB5 | SIMOTICS S SYNCHRONOUS SERVOMOTOR 1FK7 HIGH DYNAMIC, 28 NM, 100 K, 3000 RPM, 3,77KW NATURAL COOLING, POWER/SIGNAL CONNECTORS CONNECTOR CAN BE ROTATED BY 270 DEG. IM B5 (V1, V3) ABSOLUTE ENCODER 2048 P/REV (ENCODER A-2048) WITH DRIVE-CLIQ INTERFACE; PERFORMANCE REDUCTION BY 10% DUE TO ABSOLUTE ENCODER; SHAFT WITH FITTED KEY, TOLERANCE N; WITH HOLDING BRAKE DEGREE OF PROTECTION IP65 AS FLANGE IP67; PAINT FINISH RAL7016 | 4808 | TEM | 1 | MC | 26.002 | 1
1FK70867AF711FB8 | SIMOTICS S SYNCHRONOUS SERVOMOTOR 1FK7 HIGH DYNAMIC, 28 NM, 100 K, 3000 RPM, 3,77KW NATURAL COOLING, POWER/SIGNAL CONNECTORS CONNECTOR CAN BE ROTATED BY 270 DEG. IM B5 (V1, V3) ABSOLUTE ENCODER 2048 P/REV (ENCODER A-2048) WITH DRIVE-CLIQ INTERFACE; PERFORMANCE REDUCTION BY 10% DUE TO ABSOLUTE ENCODER; SHAFT WITH FITTED KEY, TOLERANCE N; WITH HOLDING BRAKE DEGREE OF PROTECTION IP65 IP67 D-END FLANGE; RAL7016 COATING; METALLIC RATING PLATE AT MOTOR | 4917 | TEM | 1 | MC | 26.002 | 1
1FK70867AF711FG0 | SIMOTICS S SYNCHRONOUS SERVOMOTOR 1FK7 HIGH DYNAMIC, 28 NM, 100 K, 3000 RPM, 3,77KW NATURAL COOLING, POWER/SIGNAL CONNECTORS CONNECTOR CAN BE ROTATED BY 270 DEG. IM B5 (V1, V3) ABSOLUTE ENCODER 2048 P/REV (ENCODER A-2048) WITH DRIVE-CLIQ INTERFACE; PERFORMANCE REDUCTION BY 10% DUE TO ABSOLUTE ENCODER; PLAIN SHAFT, TOLERANCE N; W/O HOLDING BRAKE DEGREE OF PROTECTION IP64 | 4117 | TEM | 1 | MC | 23.503 | 1
1FK70867AF711FG2 | SIMOTICS S SYNCHRONOUS SERVOMOTOR 1FK7 HIGH DYNAMIC, 28 NM, 100 K, 3000 RPM, 3,77KW NATURAL COOLING, POWER/SIGNAL CONNECTORS CONNECTOR CAN BE ROTATED BY 270 DEG. IM B5 (V1, V3) ABSOLUTE ENCODER 2048 P/REV (ENCODER A-2048) WITH DRIVE-CLIQ INTERFACE; PERFORMANCE REDUCTION BY 10% DUE TO ABSOLUTE ENCODER; PLAIN SHAFT, TOLERANCE N; W/O HOLDING BRAKE DEGREE OF PROTECTION IP65 FLANGE ON DRIVE END IP67 | 4218 | TEM | 1 | MC | 23.503 | 1
1FK70867AF711FG3 | SIMOTICS S SYNCHRONOUS SERVOMOTOR 1FK7 HIGH DYNAMIC, 28 NM, 100 K, 3000 RPM, 3,77KW NATURAL COOLING, POWER/SIGNAL CONNECTORS CONNECTOR CAN BE ROTATED BY 270 DEG. IM B5 (V1, V3) ABSOLUTE ENCODER 2048 P/REV (ENCODER A-2048) WITH DRIVE-CLIQ INTERFACE; PERFORMANCE REDUCTION BY 10% DUE TO ABSOLUTE ENCODER; PLAIN SHAFT, TOLERANCE N; W/O HOLDING BRAKE DEGREE OF PROTECTION IP64; PAINT FINISH RAL7016 | 4166 | TEM | 1 | MC | 23.503 | 1
1FK70867AF711FG5 | SIMOTICS S SYNCHRONOUS SERVOMOTOR 1FK7 HIGH DYNAMIC, 28 NM, 100 K, 3000 RPM, 3,77KW NATURAL COOLING, POWER/SIGNAL CONNECTORS CONNECTOR CAN BE ROTATED BY 270 DEG. IM B5 (V1, V3) ABSOLUTE ENCODER 2048 P/REV (ENCODER A-2048) WITH DRIVE-CLIQ INTERFACE; PERFORMANCE REDUCTION BY 10% DUE TO ABSOLUTE ENCODER; PLAIN SHAFT, TOLERANCE N; W/O HOLDING BRAKE DEGREE OF PROTECTION IP65 AS FLANGE IP67; PAINT FINISH RAL7016 | 4268 | TEM | 1 | MC | 23.503 | 1
1FK70867AF711FG8 | SIMOTICS S SYNCHRONOUS SERVOMOTOR 1FK7 HIGH DYNAMIC, 28 NM, 100 K, 3000 RPM, 3,77KW NATURAL COOLING, POWER/SIGNAL CONNECTORS CONNECTOR CAN BE ROTATED BY 270 DEG. IM B5 (V1, V3) ABSOLUTE ENCODER 2048 P/REV (ENCODER A-2048) WITH DRIVE-CLIQ INTERFACE; PERFORMANCE REDUCTION BY 10% DUE TO ABSOLUTE ENCODER; PLAIN SHAFT, TOLERANCE N; W/O HOLDING BRAKE DEGREE OF PROTECTION IP65 IP67 D-END FLANGE; RAL7016 COATING; METALLIC RATING PLATE AT MOTOR | 4376 | TEM | 1 | MC | 23.503 | 1
1FK70867AF711FH0 | SIMOTICS S SYNCHRONOUS SERVOMOTOR 1FK7 HIGH DYNAMIC, 28 NM, 100 K, 3000 RPM, 3,77KW NATURAL COOLING, POWER/SIGNAL CONNECTORS CONNECTOR CAN BE ROTATED BY 270 DEG. IM B5 (V1, V3) ABSOLUTE ENCODER 2048 P/REV (ENCODER A-2048) WITH DRIVE-CLIQ INTERFACE; PERFORMANCE REDUCTION BY 10% DUE TO ABSOLUTE ENCODER; PLAIN SHAFT, TOLERANCE N; WITH HOLDING BRAKE DEGREE OF PROTECTION IP64 | 4564 | TEM | 1 | MC | 26.002 | 1
1FK70867AF711FH2 | SIMOTICS S SYNCHRONOUS SERVOMOTOR 1FK7 HIGH DYNAMIC, 28 NM, 100 K, 3000 RPM, 3,77KW NATURAL COOLING, POWER/SIGNAL CONNECTORS CONNECTOR CAN BE ROTATED BY 270 DEG. IM B5 (V1, V3) ABSOLUTE ENCODER 2048 P/REV (ENCODER A-2048) WITH DRIVE-CLIQ INTERFACE; PERFORMANCE REDUCTION BY 10% DUE TO ABSOLUTE ENCODER; PLAIN SHAFT, TOLERANCE N; WITH HOLDING BRAKE DEGREE OF PROTECTION IP65 FLANGE ON DRIVE END IP67 | 4665 | TEM | 1 | MC | 26.002 | 1
1FK70867AF711FH3 | SIMOTICS S SYNCHRONOUS SERVOMOTOR 1FK7 HIGH DYNAMIC, 28 NM, 100 K, 3000 RPM, 3,77KW NATURAL COOLING, POWER/SIGNAL CONNECTORS CONNECTOR CAN BE ROTATED BY 270 DEG. IM B5 (V1, V3) ABSOLUTE ENCODER 2048 P/REV (ENCODER A-2048) WITH DRIVE-CLIQ INTERFACE; PERFORMANCE REDUCTION BY 10% DUE TO ABSOLUTE ENCODER; PLAIN SHAFT, TOLERANCE N; WITH HOLDING BRAKE DEGREE OF PROTECTION IP64; PAINT FINISH RAL7016 | 4613 | TEM | 1 | MC | 26.002 | 1
1FK70867AF711FH5 | SIMOTICS S SYNCHRONOUS SERVOMOTOR 1FK7 HIGH DYNAMIC, 28 NM, 100 K, 3000 RPM, 3,77KW NATURAL COOLING, POWER/SIGNAL CONNECTORS CONNECTOR CAN BE ROTATED BY 270 DEG. IM B5 (V1, V3) ABSOLUTE ENCODER 2048 P/REV (ENCODER A-2048) WITH DRIVE-CLIQ INTERFACE; PERFORMANCE REDUCTION BY 10% DUE TO ABSOLUTE ENCODER; PLAIN SHAFT, TOLERANCE N; WITH HOLDING BRAKE DEGREE OF PROTECTION IP65 AS FLANGE IP67; PAINT FINISH RAL7016 | 4714 | TEM | 1 | MC | 26.002 | 1
1FK70867AF711FH8 | SIMOTICS S SYNCHRONOUS SERVOMOTOR 1FK7 HIGH DYNAMIC, 28 NM, 100 K, 3000 RPM, 3,77KW NATURAL COOLING, POWER/SIGNAL CONNECTORS CONNECTOR CAN BE ROTATED BY 270 DEG. IM B5 (V1, V3) ABSOLUTE ENCODER 2048 P/REV (ENCODER A-2048) WITH DRIVE-CLIQ INTERFACE; PERFORMANCE REDUCTION BY 10% DUE TO ABSOLUTE ENCODER; PLAIN SHAFT, TOLERANCE N; WITH HOLDING BRAKE DEGREE OF PROTECTION IP65 IP67 D-END FLANGE; RAL7016 COATING; METALLIC RATING PLATE AT MOTOR | 4823 | TEM | 1 | MC | 26.002 | 1
1FK70867AF711GA0 | SIMOTICS S SYNCHRONOUS SERVOMOTOR 1FK7 HIGH DYNAMIC, 28 NM, 100 K, 3000 RPM, 3,77KW NATURAL COOLING, POWER/SIGNAL CONNECTORS CONNECTOR CAN BE ROTATED BY 270 DEG. IM B5 (V1, V3) BASIC ABSOLUTE ENCODER 32 P/REV (ENCODER A-32); PERFORMANCE REDUCTION BY 10% DUE TO ABSOLUTE ENCODER; SHAFT WITH FITTED KEY, TOLERANCE N; W/O HOLDING BRAKE DEGREE OF PROTECTION IP64 | 3389 | TEM | 1 | MC | 23.503 | 1
1FK70867AF711GA2 | SIMOTICS S SYNCHRONOUS SERVOMOTOR 1FK7 HIGH DYNAMIC, 28 NM, 100 K, 3000 RPM, 3,77KW NATURAL COOLING, POWER/SIGNAL CONNECTORS CONNECTOR CAN BE ROTATED BY 270 DEG. IM B5 (V1, V3) BASIC ABSOLUTE ENCODER 32 P/REV (ENCODER A-32); PERFORMANCE REDUCTION BY 10% DUE TO ABSOLUTE ENCODER; SHAFT WITH FITTED KEY, TOLERANCE N; W/O HOLDING BRAKE DEGREE OF PROTECTION IP65 FLANGE ON DRIVE END IP67 | 3491 | TEM | 1 | MC | 23.503 | 1
1FK70867AF711GA3 | SIMOTICS S SYNCHRONOUS SERVOMOTOR 1FK7 HIGH DYNAMIC, 28 NM, 100 K, 3000 RPM, 3,77KW NATURAL COOLING, POWER/SIGNAL CONNECTORS CONNECTOR CAN BE ROTATED BY 270 DEG. IM B5 (V1, V3) BASIC ABSOLUTE ENCODER 32 P/REV (ENCODER A-32); PERFORMANCE REDUCTION BY 10% DUE TO ABSOLUTE ENCODER; SHAFT WITH FITTED KEY, TOLERANCE N; W/O HOLDING BRAKE DEGREE OF PROTECTION IP64; PAINT FINISH RAL7016 | 3438 | TEM | 1 | MC | 23.503 | 1
1FK70867AF711GA5 | SIMOTICS S SYNCHRONOUS SERVOMOTOR 1FK7 HIGH DYNAMIC, 28 NM, 100 K, 3000 RPM, 3,77KW NATURAL COOLING, POWER/SIGNAL CONNECTORS CONNECTOR CAN BE ROTATED BY 270 DEG. IM B5 (V1, V3) BASIC ABSOLUTE ENCODER 32 P/REV (ENCODER A-32); PERFORMANCE REDUCTION BY 10% DUE TO ABSOLUTE ENCODER; SHAFT WITH FITTED KEY, TOLERANCE N; W/O HOLDING BRAKE DEGREE OF PROTECTION IP65 AS FLANGE IP67; PAINT FINISH RAL7016 | 3540 | TEM | 1 | MC | 23.503 | 1
1FK70867AF711GA8 | SIMOTICS S SYNCHRONOUS SERVOMOTOR 1FK7 HIGH DYNAMIC, 28 NM, 100 K, 3000 RPM, 3,77KW NATURAL COOLING, POWER/SIGNAL CONNECTORS CONNECTOR CAN BE ROTATED BY 270 DEG. IM B5 (V1, V3) BASIC ABSOLUTE ENCODER 32 P/REV (ENCODER A-32); PERFORMANCE REDUCTION BY 10% DUE TO ABSOLUTE ENCODER; SHAFT WITH FITTED KEY, TOLERANCE N; W/O HOLDING BRAKE DEGREE OF PROTECTION IP65 IP67 D-END FLANGE; RAL7016 COATING; METALLIC RATING PLATE AT MOTOR | 3649 | TEM | 1 | MC | 23.503 | 1
1FK70867AF711GB0 | SIMOTICS S SYNCHRONOUS SERVOMOTOR 1FK7 HIGH DYNAMIC, 28 NM, 100 K, 3000 RPM, 3,77KW NATURAL COOLING, POWER/SIGNAL CONNECTORS CONNECTOR CAN BE ROTATED BY 270 DEG. IM B5 (V1, V3) BASIC ABSOLUTE ENCODER 32 P/REV (ENCODER A-32); PERFORMANCE REDUCTION BY 10% DUE TO ABSOLUTE ENCODER; SHAFT WITH FITTED KEY, TOLERANCE N; WITH HOLDING BRAKE DEGREE OF PROTECTION IP64 | 3836 | TEM | 1 | MC | 26.002 | 1
1FK70867AF711GB2 | SIMOTICS S SYNCHRONOUS SERVOMOTOR 1FK7 HIGH DYNAMIC, 28 NM, 100 K, 3000 RPM, 3,77KW NATURAL COOLING, POWER/SIGNAL CONNECTORS CONNECTOR CAN BE ROTATED BY 270 DEG. IM B5 (V1, V3) BASIC ABSOLUTE ENCODER 32 P/REV (ENCODER A-32); PERFORMANCE REDUCTION BY 10% DUE TO ABSOLUTE ENCODER; SHAFT WITH FITTED KEY, TOLERANCE N; WITH HOLDING BRAKE DEGREE OF PROTECTION IP65 FLANGE ON DRIVE END IP67 | 3937 | TEM | 1 | MC | 26.002 | 1
1FK70867AF711GB3 | SIMOTICS S SYNCHRONOUS SERVOMOTOR 1FK7 HIGH DYNAMIC, 28 NM, 100 K, 3000 RPM, 3,77KW NATURAL COOLING, POWER/SIGNAL CONNECTORS CONNECTOR CAN BE ROTATED BY 270 DEG. IM B5 (V1, V3) BASIC ABSOLUTE ENCODER 32 P/REV (ENCODER A-32); PERFORMANCE REDUCTION BY 10% DUE TO ABSOLUTE ENCODER; SHAFT WITH FITTED KEY, TOLERANCE N; WITH HOLDING BRAKE DEGREE OF PROTECTION IP64; PAINT FINISH RAL7016 | 3885 | TEM | 1 | MC | 26.002 | 1
1FK70867AF711GB5 | SIMOTICS S SYNCHRONOUS SERVOMOTOR 1FK7 HIGH DYNAMIC, 28 NM, 100 K, 3000 RPM, 3,77KW NATURAL COOLING, POWER/SIGNAL CONNECTORS CONNECTOR CAN BE ROTATED BY 270 DEG. IM B5 (V1, V3) BASIC ABSOLUTE ENCODER 32 P/REV (ENCODER A-32); PERFORMANCE REDUCTION BY 10% DUE TO ABSOLUTE ENCODER; SHAFT WITH FITTED KEY, TOLERANCE N; WITH HOLDING BRAKE DEGREE OF PROTECTION IP65 AS FLANGE IP67; PAINT FINISH RAL7016 | 3987 | TEM | 1 | MC | 26.002 | 1
1FK70867AF711GB8 | SIMOTICS S SYNCHRONOUS SERVOMOTOR 1FK7 HIGH DYNAMIC, 28 NM, 100 K, 3000 RPM, 3,77KW NATURAL COOLING, POWER/SIGNAL CONNECTORS CONNECTOR CAN BE ROTATED BY 270 DEG. IM B5 (V1, V3) BASIC ABSOLUTE ENCODER 32 P/REV (ENCODER A-32); PERFORMANCE REDUCTION BY 10% DUE TO ABSOLUTE ENCODER; SHAFT WITH FITTED KEY, TOLERANCE N; WITH HOLDING BRAKE DEGREE OF PROTECTION IP65 IP67 D-END FLANGE; RAL7016 COATING; METALLIC RATING PLATE AT MOTOR | 4095 | TEM | 1 | MC | 26.002 | 1
1FK70867AF711GG0 | SIMOTICS S SYNCHRONOUS SERVOMOTOR 1FK7 HIGH DYNAMIC, 28 NM, 100 K, 3000 RPM, 3,77KW NATURAL COOLING, POWER/SIGNAL CONNECTORS CONNECTOR CAN BE ROTATED BY 270 DEG. IM B5 (V1, V3) BASIC ABSOLUTE ENCODER 32 P/REV (ENCODER A-32); PERFORMANCE REDUCTION BY 10% DUE TO ABSOLUTE ENCODER; PLAIN SHAFT, TOLERANCE N; W/O HOLDING BRAKE DEGREE OF PROTECTION IP64 | 3296 | TEM | 1 | MC | 23.503 | 1
1FK70867AF711GG2 | SIMOTICS S SYNCHRONOUS SERVOMOTOR 1FK7 HIGH DYNAMIC, 28 NM, 100 K, 3000 RPM, 3,77KW NATURAL COOLING, POWER/SIGNAL CONNECTORS CONNECTOR CAN BE ROTATED BY 270 DEG. IM B5 (V1, V3) BASIC ABSOLUTE ENCODER 32 P/REV (ENCODER A-32); PERFORMANCE REDUCTION BY 10% DUE TO ABSOLUTE ENCODER; PLAIN SHAFT, TOLERANCE N; W/O HOLDING BRAKE DEGREE OF PROTECTION IP65 FLANGE ON DRIVE END IP67 | 3397 | TEM | 1 | MC | 23.503 | 1
1FK70867AF711GG3 | SIMOTICS S SYNCHRONOUS SERVOMOTOR 1FK7 HIGH DYNAMIC, 28 NM, 100 K, 3000 RPM, 3,77KW NATURAL COOLING, POWER/SIGNAL CONNECTORS CONNECTOR CAN BE ROTATED BY 270 DEG. IM B5 (V1, V3) BASIC ABSOLUTE ENCODER 32 P/REV (ENCODER A-32); PERFORMANCE REDUCTION BY 10% DUE TO ABSOLUTE ENCODER; PLAIN SHAFT, TOLERANCE N; W/O HOLDING BRAKE DEGREE OF PROTECTION IP64; PAINT FINISH RAL7016 | 3345 | TEM | 1 | MC | 23.503 | 1
1FK70867AF711GG5 | SIMOTICS S SYNCHRONOUS SERVOMOTOR 1FK7 HIGH DYNAMIC, 28 NM, 100 K, 3000 RPM, 3,77KW NATURAL COOLING, POWER/SIGNAL CONNECTORS CONNECTOR CAN BE ROTATED BY 270 DEG. IM B5 (V1, V3) BASIC ABSOLUTE ENCODER 32 P/REV (ENCODER A-32); PERFORMANCE REDUCTION BY 10% DUE TO ABSOLUTE ENCODER; PLAIN SHAFT, TOLERANCE N; W/O HOLDING BRAKE DEGREE OF PROTECTION IP65 AS FLANGE IP67; PAINT FINISH RAL7016 | 3446 | TEM | 1 | MC | 23.503 | 1
1FK70867AF711GG8 | SIMOTICS S SYNCHRONOUS SERVOMOTOR 1FK7 HIGH DYNAMIC, 28 NM, 100 K, 3000 RPM, 3,77KW NATURAL COOLING, POWER/SIGNAL CONNECTORS CONNECTOR CAN BE ROTATED BY 270 DEG. IM B5 (V1, V3) BASIC ABSOLUTE ENCODER 32 P/REV (ENCODER A-32); PERFORMANCE REDUCTION BY 10% DUE TO ABSOLUTE ENCODER; PLAIN SHAFT, TOLERANCE N; W/O HOLDING BRAKE DEGREE OF PROTECTION IP65 IP67 D-END FLANGE; RAL7016 COATING; METALLIC RATING PLATE AT MOTOR | 3555 | TEM | 1 | MC | 23.503 | 1
1FK70867AF711GH0 | SIMOTICS S SYNCHRONOUS SERVOMOTOR 1FK7 HIGH DYNAMIC, 28 NM, 100 K, 3000 RPM, 3,77KW NATURAL COOLING, POWER/SIGNAL CONNECTORS CONNECTOR CAN BE ROTATED BY 270 DEG. IM B5 (V1, V3) BASIC ABSOLUTE ENCODER 32 P/REV (ENCODER A-32); PERFORMANCE REDUCTION BY 10% DUE TO ABSOLUTE ENCODER; PLAIN SHAFT, TOLERANCE N; WITH HOLDING BRAKE DEGREE OF PROTECTION IP64 | 3742 | TEM | 1 | MC | 26.002 | 1
1FK70867AF711GH2 | SIMOTICS S SYNCHRONOUS SERVOMOTOR 1FK7 HIGH DYNAMIC, 28 NM, 100 K, 3000 RPM, 3,77KW NATURAL COOLING, POWER/SIGNAL CONNECTORS CONNECTOR CAN BE ROTATED BY 270 DEG. IM B5 (V1, V3) BASIC ABSOLUTE ENCODER 32 P/REV (ENCODER A-32); PERFORMANCE REDUCTION BY 10% DUE TO ABSOLUTE ENCODER; PLAIN SHAFT, TOLERANCE N; WITH HOLDING BRAKE DEGREE OF PROTECTION IP65 FLANGE ON DRIVE END IP67 | 3844 | TEM | 1 | MC | 26.002 | 1
1FK70867AF711GH3 | SIMOTICS S SYNCHRONOUS SERVOMOTOR 1FK7 HIGH DYNAMIC, 28 NM, 100 K, 3000 RPM, 3,77KW NATURAL COOLING, POWER/SIGNAL CONNECTORS CONNECTOR CAN BE ROTATED BY 270 DEG. IM B5 (V1, V3) BASIC ABSOLUTE ENCODER 32 P/REV (ENCODER A-32); PERFORMANCE REDUCTION BY 10% DUE TO ABSOLUTE ENCODER; PLAIN SHAFT, TOLERANCE N; WITH HOLDING BRAKE DEGREE OF PROTECTION IP64; PAINT FINISH RAL7016 | 3791 | TEM | 1 | MC | 26.002 | 1
1FK70867AF711GH5 | SIMOTICS S SYNCHRONOUS SERVOMOTOR 1FK7 HIGH DYNAMIC, 28 NM, 100 K, 3000 RPM, 3,77KW NATURAL COOLING, POWER/SIGNAL CONNECTORS CONNECTOR CAN BE ROTATED BY 270 DEG. IM B5 (V1, V3) BASIC ABSOLUTE ENCODER 32 P/REV (ENCODER A-32); PERFORMANCE REDUCTION BY 10% DUE TO ABSOLUTE ENCODER; PLAIN SHAFT, TOLERANCE N; WITH HOLDING BRAKE DEGREE OF PROTECTION IP65 AS FLANGE IP67; PAINT FINISH RAL7016 | 3893 | TEM | 1 | MC | 26.002 | 1
1FK70867AF711GH8 | SIMOTICS S SYNCHRONOUS SERVOMOTOR 1FK7 HIGH DYNAMIC, 28 NM, 100 K, 3000 RPM, 3,77KW NATURAL COOLING, POWER/SIGNAL CONNECTORS CONNECTOR CAN BE ROTATED BY 270 DEG. IM B5 (V1, V3) BASIC ABSOLUTE ENCODER 32 P/REV (ENCODER A-32); PERFORMANCE REDUCTION BY 10% DUE TO ABSOLUTE ENCODER; PLAIN SHAFT, TOLERANCE N; WITH HOLDING BRAKE DEGREE OF PROTECTION IP65 IP67 D-END FLANGE; RAL7016 COATING; METALLIC RATING PLATE AT MOTOR | 4002 | TEM | 1 | MC | 26.002 | 1
1FK70867AF711KA0 | SIMOTICS S SYNCHRONOUS SERVOMOTOR 1FK7 HIGH DYNAMIC, 28 NM, 100 K, 3000 RPM, 3,77KW NATURAL COOLING, POWER/SIGNAL CONNECTORS CONNECTOR CAN BE ROTATED BY 270 DEG. IM B5 (V1, V3) BASIC ABSOLUTE ENCODER 32 P/REV (ENCODER A-32) WITH DRIVE-CLIQ INTERFACE; PERFORMANCE REDUCTION BY 10% DUE TO ABSOLUTE ENCODER; SHAFT WITH FITTED KEY, TOLERANCE N; W/O HOLDING BRAKE DEGREE OF PROTECTION IP64 | 3649 | TEM | 1 | MC | 23.503 | 1
1FK70867AF711KA2 | SIMOTICS S SYNCHRONOUS SERVOMOTOR 1FK7 HIGH DYNAMIC, 28 NM, 100 K, 3000 RPM, 3,77KW NATURAL COOLING, POWER/SIGNAL CONNECTORS CONNECTOR CAN BE ROTATED BY 270 DEG. IM B5 (V1, V3) BASIC ABSOLUTE ENCODER 32 P/REV (ENCODER A-32) WITH DRIVE-CLIQ INTERFACE; PERFORMANCE REDUCTION BY 10% DUE TO ABSOLUTE ENCODER; SHAFT WITH FITTED KEY, TOLERANCE N; W/O HOLDING BRAKE DEGREE OF PROTECTION IP65 FLANGE ON DRIVE END IP67 | 3750 | TEM | 1 | MC | 23.503 | 1
1FK70867AF711KA3 | SIMOTICS S SYNCHRONOUS SERVOMOTOR 1FK7 HIGH DYNAMIC, 28 NM, 100 K, 3000 RPM, 3,77KW NATURAL COOLING, POWER/SIGNAL CONNECTORS CONNECTOR CAN BE ROTATED BY 270 DEG. IM B5 (V1, V3) BASIC ABSOLUTE ENCODER 32 P/REV (ENCODER A-32) WITH DRIVE-CLIQ INTERFACE; PERFORMANCE REDUCTION BY 10% DUE TO ABSOLUTE ENCODER; SHAFT WITH FITTED KEY, TOLERANCE N; W/O HOLDING BRAKE DEGREE OF PROTECTION IP64; PAINT FINISH RAL7016 | 3698 | TEM | 1 | MC | 23.503 | 1
1FK70867AF711KA5 | SIMOTICS S SYNCHRONOUS SERVOMOTOR 1FK7 HIGH DYNAMIC, 28 NM, 100 K, 3000 RPM, 3,77KW NATURAL COOLING, POWER/SIGNAL CONNECTORS CONNECTOR CAN BE ROTATED BY 270 DEG. IM B5 (V1, V3) BASIC ABSOLUTE ENCODER 32 P/REV (ENCODER A-32) WITH DRIVE-CLIQ INTERFACE; PERFORMANCE REDUCTION BY 10% DUE TO ABSOLUTE ENCODER; SHAFT WITH FITTED KEY, TOLERANCE N; W/O HOLDING BRAKE DEGREE OF PROTECTION IP65 AS FLANGE IP67; PAINT FINISH RAL7016 | 3799 | TEM | 1 | MC | 23.503 | 1
1FK70867AF711KA8 | SIMOTICS S SYNCHRONOUS SERVOMOTOR 1FK7 HIGH DYNAMIC, 28 NM, 100 K, 3000 RPM, 3,77KW NATURAL COOLING, POWER/SIGNAL CONNECTORS CONNECTOR CAN BE ROTATED BY 270 DEG. IM B5 (V1, V3) BASIC ABSOLUTE ENCODER 32 P/REV (ENCODER A-32) WITH DRIVE-CLIQ INTERFACE; PERFORMANCE REDUCTION BY 10% DUE TO ABSOLUTE ENCODER; SHAFT WITH FITTED KEY, TOLERANCE N; W/O HOLDING BRAKE DEGREE OF PROTECTION IP65 IP67 D-END FLANGE; RAL7016 COATING; METALLIC RATING PLATE AT MOTOR | 3908 | TEM | 1 | MC | 23.503 | 1
1FK70867AF711KB0 | SIMOTICS S SYNCHRONOUS SERVOMOTOR 1FK7 HIGH DYNAMIC, 28 NM, 100 K, 3000 RPM, 3,77KW NATURAL COOLING, POWER/SIGNAL CONNECTORS CONNECTOR CAN BE ROTATED BY 270 DEG. IM B5 (V1, V3) BASIC ABSOLUTE ENCODER 32 P/REV (ENCODER A-32) WITH DRIVE-CLIQ INTERFACE; PERFORMANCE REDUCTION BY 10% DUE TO ABSOLUTE ENCODER; SHAFT WITH FITTED KEY, TOLERANCE N; WITH HOLDING BRAKE DEGREE OF PROTECTION IP64 | 4095 | TEM | 1 | MC | 26.002 | 1
1FK70867AF711KB2 | SIMOTICS S SYNCHRONOUS SERVOMOTOR 1FK7 HIGH DYNAMIC, 28 NM, 100 K, 3000 RPM, 3,77KW NATURAL COOLING, POWER/SIGNAL CONNECTORS CONNECTOR CAN BE ROTATED BY 270 DEG. IM B5 (V1, V3) BASIC ABSOLUTE ENCODER 32 P/REV (ENCODER A-32) WITH DRIVE-CLIQ INTERFACE; PERFORMANCE REDUCTION BY 10% DUE TO ABSOLUTE ENCODER; SHAFT WITH FITTED KEY, TOLERANCE N; WITH HOLDING BRAKE DEGREE OF PROTECTION IP65 FLANGE ON DRIVE END IP67 | 4197 | TEM | 1 | MC | 26.002 | 1
1FK70867AF711KB3 | SIMOTICS S SYNCHRONOUS SERVOMOTOR 1FK7 HIGH DYNAMIC, 28 NM, 100 K, 3000 RPM, 3,77KW NATURAL COOLING, POWER/SIGNAL CONNECTORS CONNECTOR CAN BE ROTATED BY 270 DEG. IM B5 (V1, V3) BASIC ABSOLUTE ENCODER 32 P/REV (ENCODER A-32) WITH DRIVE-CLIQ INTERFACE; PERFORMANCE REDUCTION BY 10% DUE TO ABSOLUTE ENCODER; SHAFT WITH FITTED KEY, TOLERANCE N; WITH HOLDING BRAKE DEGREE OF PROTECTION IP64; PAINT FINISH RAL7016 | 4145 | TEM | 1 | MC | 26.002 | 1
1FK70867AF711KB5 | SIMOTICS S SYNCHRONOUS SERVOMOTOR 1FK7 HIGH DYNAMIC, 28 NM, 100 K, 3000 RPM, 3,77KW NATURAL COOLING, POWER/SIGNAL CONNECTORS CONNECTOR CAN BE ROTATED BY 270 DEG. IM B5 (V1, V3) BASIC ABSOLUTE ENCODER 32 P/REV (ENCODER A-32) WITH DRIVE-CLIQ INTERFACE; PERFORMANCE REDUCTION BY 10% DUE TO ABSOLUTE ENCODER; SHAFT WITH FITTED KEY, TOLERANCE N; WITH HOLDING BRAKE DEGREE OF PROTECTION IP65 AS FLANGE IP67; PAINT FINISH RAL7016 | 4246 | TEM | 1 | MC | 26.002 | 1
1FK70867AF711KB8 | SIMOTICS S SYNCHRONOUS SERVOMOTOR 1FK7 HIGH DYNAMIC, 28 NM, 100 K, 3000 RPM, 3,77KW NATURAL COOLING, POWER/SIGNAL CONNECTORS CONNECTOR CAN BE ROTATED BY 270 DEG. IM B5 (V1, V3) BASIC ABSOLUTE ENCODER 32 P/REV (ENCODER A-32) WITH DRIVE-CLIQ INTERFACE; PERFORMANCE REDUCTION BY 10% DUE TO ABSOLUTE ENCODER; SHAFT WITH FITTED KEY, TOLERANCE N; WITH HOLDING BRAKE DEGREE OF PROTECTION IP65 IP67 D-END FLANGE; RAL7016 COATING; METALLIC RATING PLATE AT MOTOR | 4355 | TEM | 1 | MC | 26.002 | 1
1FK70867AF711KG0 | SIMOTICS S SYNCHRONOUS SERVOMOTOR 1FK7 HIGH DYNAMIC, 28 NM, 100 K, 3000 RPM, 3,77KW NATURAL COOLING, POWER/SIGNAL CONNECTORS CONNECTOR CAN BE ROTATED BY 270 DEG. IM B5 (V1, V3) BASIC ABSOLUTE ENCODER 32 P/REV (ENCODER A-32) WITH DRIVE-CLIQ INTERFACE; PERFORMANCE REDUCTION BY 10% DUE TO ABSOLUTE ENCODER; PLAIN SHAFT, TOLERANCE N; W/O HOLDING BRAKE DEGREE OF PROTECTION IP64 | 3555 | TEM | 1 | MC | 23.503 | 1
1FK70867AF711KG2 | SIMOTICS S SYNCHRONOUS SERVOMOTOR 1FK7 HIGH DYNAMIC, 28 NM, 100 K, 3000 RPM, 3,77KW NATURAL COOLING, POWER/SIGNAL CONNECTORS CONNECTOR CAN BE ROTATED BY 270 DEG. IM B5 (V1, V3) BASIC ABSOLUTE ENCODER 32 P/REV (ENCODER A-32) WITH DRIVE-CLIQ INTERFACE; PERFORMANCE REDUCTION BY 10% DUE TO ABSOLUTE ENCODER; PLAIN SHAFT, TOLERANCE N; W/O HOLDING BRAKE DEGREE OF PROTECTION IP65 FLANGE ON DRIVE END IP67 | 3657 | TEM | 1 | MC | 23.503 | 1
1FK70867AF711KG3 | SIMOTICS S SYNCHRONOUS SERVOMOTOR 1FK7 HIGH DYNAMIC, 28 NM, 100 K, 3000 RPM, 3,77KW NATURAL COOLING, POWER/SIGNAL CONNECTORS CONNECTOR CAN BE ROTATED BY 270 DEG. IM B5 (V1, V3) BASIC ABSOLUTE ENCODER 32 P/REV (ENCODER A-32) WITH DRIVE-CLIQ INTERFACE; PERFORMANCE REDUCTION BY 10% DUE TO ABSOLUTE ENCODER; PLAIN SHAFT, TOLERANCE N; W/O HOLDING BRAKE DEGREE OF PROTECTION IP64; PAINT FINISH RAL7016 | 3604 | TEM | 1 | MC | 23.503 | 1
1FK70867AF711KG5 | SIMOTICS S SYNCHRONOUS SERVOMOTOR 1FK7 HIGH DYNAMIC, 28 NM, 100 K, 3000 RPM, 3,77KW NATURAL COOLING, POWER/SIGNAL CONNECTORS CONNECTOR CAN BE ROTATED BY 270 DEG. IM B5 (V1, V3) BASIC ABSOLUTE ENCODER 32 P/REV (ENCODER A-32) WITH DRIVE-CLIQ INTERFACE; PERFORMANCE REDUCTION BY 10% DUE TO ABSOLUTE ENCODER; PLAIN SHAFT, TOLERANCE N; W/O HOLDING BRAKE DEGREE OF PROTECTION IP65 AS FLANGE IP67; PAINT FINISH RAL7016 | 3706 | TEM | 1 | MC | 23.503 | 1
1FK70867AF711KG8 | SIMOTICS S SYNCHRONOUS SERVOMOTOR 1FK7 HIGH DYNAMIC, 28 NM, 100 K, 3000 RPM, 3,77KW NATURAL COOLING, POWER/SIGNAL CONNECTORS CONNECTOR CAN BE ROTATED BY 270 DEG. IM B5 (V1, V3) BASIC ABSOLUTE ENCODER 32 P/REV (ENCODER A-32) WITH DRIVE-CLIQ INTERFACE; PERFORMANCE REDUCTION BY 10% DUE TO ABSOLUTE ENCODER; PLAIN SHAFT, TOLERANCE N; W/O HOLDING BRAKE DEGREE OF PROTECTION IP65 IP67 D-END FLANGE; RAL7016 COATING; METALLIC RATING PLATE AT MOTOR | 3814 | TEM | 1 | MC | 23.503 | 1
1FK70867AF711KH0 | SIMOTICS S SYNCHRONOUS SERVOMOTOR 1FK7 HIGH DYNAMIC, 28 NM, 100 K, 3000 RPM, 3,77KW NATURAL COOLING, POWER/SIGNAL CONNECTORS CONNECTOR CAN BE ROTATED BY 270 DEG. IM B5 (V1, V3) BASIC ABSOLUTE ENCODER 32 P/REV (ENCODER A-32) WITH DRIVE-CLIQ INTERFACE; PERFORMANCE REDUCTION BY 10% DUE TO ABSOLUTE ENCODER; PLAIN SHAFT, TOLERANCE N; WITH HOLDING BRAKE DEGREE OF PROTECTION IP64 | 4002 | TEM | 1 | MC | 26.002 | 1
1FK70867AF711KH2 | SIMOTICS S SYNCHRONOUS SERVOMOTOR 1FK7 HIGH DYNAMIC, 28 NM, 100 K, 3000 RPM, 3,77KW NATURAL COOLING, POWER/SIGNAL CONNECTORS CONNECTOR CAN BE ROTATED BY 270 DEG. IM B5 (V1, V3) BASIC ABSOLUTE ENCODER 32 P/REV (ENCODER A-32) WITH DRIVE-CLIQ INTERFACE; PERFORMANCE REDUCTION BY 10% DUE TO ABSOLUTE ENCODER; PLAIN SHAFT, TOLERANCE N; WITH HOLDING BRAKE DEGREE OF PROTECTION IP65 FLANGE ON DRIVE END IP67 | 4103 | TEM | 1 | MC | 26.002 | 1
1FK70867AF711KH3 | SIMOTICS S SYNCHRONOUS SERVOMOTOR 1FK7 HIGH DYNAMIC, 28 NM, 100 K, 3000 RPM, 3,77KW NATURAL COOLING, POWER/SIGNAL CONNECTORS CONNECTOR CAN BE ROTATED BY 270 DEG. IM B5 (V1, V3) BASIC ABSOLUTE ENCODER 32 P/REV (ENCODER A-32) WITH DRIVE-CLIQ INTERFACE; PERFORMANCE REDUCTION BY 10% DUE TO ABSOLUTE ENCODER; PLAIN SHAFT, TOLERANCE N; WITH HOLDING BRAKE DEGREE OF PROTECTION IP64; PAINT FINISH RAL7016 | 4051 | TEM | 1 | MC | 26.002 | 1
1FK70867AF711KH5 | SIMOTICS S SYNCHRONOUS SERVOMOTOR 1FK7 HIGH DYNAMIC, 28 NM, 100 K, 3000 RPM, 3,77KW NATURAL COOLING, POWER/SIGNAL CONNECTORS CONNECTOR CAN BE ROTATED BY 270 DEG. IM B5 (V1, V3) BASIC ABSOLUTE ENCODER 32 P/REV (ENCODER A-32) WITH DRIVE-CLIQ INTERFACE; PERFORMANCE REDUCTION BY 10% DUE TO ABSOLUTE ENCODER; PLAIN SHAFT, TOLERANCE N; WITH HOLDING BRAKE DEGREE OF PROTECTION IP65 AS FLANGE IP67; PAINT FINISH RAL7016 | 4152 | TEM | 1 | MC | 26.002 | 1
1FK70867AF711KH8 | SIMOTICS S SYNCHRONOUS SERVOMOTOR 1FK7 HIGH DYNAMIC, 28 NM, 100 K, 3000 RPM, 3,77KW NATURAL COOLING, POWER/SIGNAL CONNECTORS CONNECTOR CAN BE ROTATED BY 270 DEG. IM B5 (V1, V3) BASIC ABSOLUTE ENCODER 32 P/REV (ENCODER A-32) WITH DRIVE-CLIQ INTERFACE; PERFORMANCE REDUCTION BY 10% DUE TO ABSOLUTE ENCODER; PLAIN SHAFT, TOLERANCE N; WITH HOLDING BRAKE DEGREE OF PROTECTION IP65 IP67 D-END FLANGE; RAL7016 COATING; METALLIC RATING PLATE AT MOTOR | 4261 | TEM | 1 | MC | 26.002 | 1
1FK70867AF711PA0 | SIMOTICS S SYNCHRONOUS SERVOMOTOR 1FK7 HIGH DYNAMIC, 28 NM, 100 K, 3000 RPM, 3,77KW NATURAL COOLING, POWER/SIGNAL CONNECTORS CONNECTOR CAN BE ROTATED BY 270 DEG. IM B5 (V1, V3) RESOLVER 2-POLE (RESOLVER P=1) WITH DRIVE-CLIQ INTERFACE; SHAFT WITH FITTED KEY, TOLERANCE N; W/O HOLDING BRAKE DEGREE OF PROTECTION IP64 | 3173 | TEM | 1 | MC | 23.503 | 1
1FK70867AF711PA2 | SIMOTICS S SYNCHRONOUS SERVOMOTOR 1FK7 HIGH DYNAMIC, 28 NM, 100 K, 3000 RPM, 3,77KW NATURAL COOLING, POWER/SIGNAL CONNECTORS CONNECTOR CAN BE ROTATED BY 270 DEG. IM B5 (V1, V3) RESOLVER 2-POLE (RESOLVER P=1) WITH DRIVE-CLIQ INTERFACE; SHAFT WITH FITTED KEY, TOLERANCE N; W/O HOLDING BRAKE DEGREE OF PROTECTION IP65 FLANGE ON DRIVE END IP67 | 3275 | TEM | 1 | MC | 23.503 | 1
1FK70867AF711PA3 | SIMOTICS S SYNCHRONOUS SERVOMOTOR 1FK7 HIGH DYNAMIC, 28 NM, 100 K, 3000 RPM, 3,77KW NATURAL COOLING, POWER/SIGNAL CONNECTORS CONNECTOR CAN BE ROTATED BY 270 DEG. IM B5 (V1, V3) RESOLVER 2-POLE (RESOLVER P=1) WITH DRIVE-CLIQ INTERFACE; SHAFT WITH FITTED KEY, TOLERANCE N; W/O HOLDING BRAKE DEGREE OF PROTECTION IP64; PAINT FINISH RAL7016 | 3222 | TEM | 1 | MC | 23.503 | 1
1FK70867AF711PA5 | SIMOTICS S SYNCHRONOUS SERVOMOTOR 1FK7 HIGH DYNAMIC, 28 NM, 100 K, 3000 RPM, 3,77KW NATURAL COOLING, POWER/SIGNAL CONNECTORS CONNECTOR CAN BE ROTATED BY 270 DEG. IM B5 (V1, V3) RESOLVER 2-POLE (RESOLVER P=1) WITH DRIVE-CLIQ INTERFACE; SHAFT WITH FITTED KEY, TOLERANCE N; W/O HOLDING BRAKE DEGREE OF PROTECTION IP65 AS FLANGE IP67; PAINT FINISH RAL7016 | 3324 | TEM | 1 | MC | 23.503 | 1
1FK70867AF711PA8 | SIMOTICS S SYNCHRONOUS SERVOMOTOR 1FK7 HIGH DYNAMIC, 28 NM, 100 K, 3000 RPM, 3,77KW NATURAL COOLING, POWER/SIGNAL CONNECTORS CONNECTOR CAN BE ROTATED BY 270 DEG. IM B5 (V1, V3) RESOLVER 2-POLE (RESOLVER P=1) WITH DRIVE-CLIQ INTERFACE; SHAFT WITH FITTED KEY, TOLERANCE N; W/O HOLDING BRAKE DEGREE OF PROTECTION IP65 IP67 D-END FLANGE; RAL7016 COATING; METALLIC RATING PLATE AT MOTOR | 3432 | TEM | 1 | MC | 23.503 | 1
1FK70867AF711PB0 | SIMOTICS S SYNCHRONOUS SERVOMOTOR 1FK7 HIGH DYNAMIC, 28 NM, 100 K, 3000 RPM, 3,77KW NATURAL COOLING, POWER/SIGNAL CONNECTORS CONNECTOR CAN BE ROTATED BY 270 DEG. IM B5 (V1, V3) RESOLVER 2-POLE (RESOLVER P=1) WITH DRIVE-CLIQ INTERFACE; SHAFT WITH FITTED KEY, TOLERANCE N; WITH HOLDING BRAKE DEGREE OF PROTECTION IP64 | 3620 | TEM | 1 | MC | 26.002 | 1
1FK70867AF711PB2 | SIMOTICS S SYNCHRONOUS SERVOMOTOR 1FK7 HIGH DYNAMIC, 28 NM, 100 K, 3000 RPM, 3,77KW NATURAL COOLING, POWER/SIGNAL CONNECTORS CONNECTOR CAN BE ROTATED BY 270 DEG. IM B5 (V1, V3) RESOLVER 2-POLE (RESOLVER P=1) WITH DRIVE-CLIQ INTERFACE; SHAFT WITH FITTED KEY, TOLERANCE N; WITH HOLDING BRAKE DEGREE OF PROTECTION IP65 FLANGE ON DRIVE END IP67 | 3721 | TEM | 1 | MC | 26.002 | 1
1FK70867AF711PB3 | SIMOTICS S SYNCHRONOUS SERVOMOTOR 1FK7 HIGH DYNAMIC, 28 NM, 100 K, 3000 RPM, 3,77KW NATURAL COOLING, POWER/SIGNAL CONNECTORS CONNECTOR CAN BE ROTATED BY 270 DEG. IM B5 (V1, V3) RESOLVER 2-POLE (RESOLVER P=1) WITH DRIVE-CLIQ INTERFACE; SHAFT WITH FITTED KEY, TOLERANCE N; WITH HOLDING BRAKE DEGREE OF PROTECTION IP64; PAINT FINISH RAL7016 | 3669 | TEM | 1 | MC | 26.002 | 1
1FK70867AF711PB5 | SIMOTICS S SYNCHRONOUS SERVOMOTOR 1FK7 HIGH DYNAMIC, 28 NM, 100 K, 3000 RPM, 3,77KW NATURAL COOLING, POWER/SIGNAL CONNECTORS CONNECTOR CAN BE ROTATED BY 270 DEG. IM B5 (V1, V3) RESOLVER 2-POLE (RESOLVER P=1) WITH DRIVE-CLIQ INTERFACE; SHAFT WITH FITTED KEY, TOLERANCE N; WITH HOLDING BRAKE DEGREE OF PROTECTION IP65 AS FLANGE IP67; PAINT FINISH RAL7016 | 3771 | TEM | 1 | MC | 26.002 | 1
1FK70867AF711PB8 | SIMOTICS S SYNCHRONOUS SERVOMOTOR 1FK7 HIGH DYNAMIC, 28 NM, 100 K, 3000 RPM, 3,77KW NATURAL COOLING, POWER/SIGNAL CONNECTORS CONNECTOR CAN BE ROTATED BY 270 DEG. IM B5 (V1, V3) RESOLVER 2-POLE (RESOLVER P=1) WITH DRIVE-CLIQ INTERFACE; SHAFT WITH FITTED KEY, TOLERANCE N; WITH HOLDING BRAKE DEGREE OF PROTECTION IP65 IP67 D-END FLANGE; RAL7016 COATING; METALLIC RATING PLATE AT MOTOR | 3879 | TEM | 1 | MC | 26.002 | 1
1FK70867AF711PG0 | SIMOTICS S SYNCHRONOUS SERVOMOTOR 1FK7 HIGH DYNAMIC, 28 NM, 100 K, 3000 RPM, 3,77KW NATURAL COOLING, POWER/SIGNAL CONNECTORS CONNECTOR CAN BE ROTATED BY 270 DEG. IM B5 (V1, V3) RESOLVER 2-POLE (RESOLVER P=1) WITH DRIVE-CLIQ INTERFACE; PLAIN SHAFT, TOLERANCE N; W/O HOLDING BRAKE DEGREE OF PROTECTION IP64 | 3079 | TEM | 1 | MC | 23.503 | 1
1FK70867AF711PG2 | SIMOTICS S SYNCHRONOUS SERVOMOTOR 1FK7 HIGH DYNAMIC, 28 NM, 100 K, 3000 RPM, 3,77KW NATURAL COOLING, POWER/SIGNAL CONNECTORS CONNECTOR CAN BE ROTATED BY 270 DEG. IM B5 (V1, V3) RESOLVER 2-POLE (RESOLVER P=1) WITH DRIVE-CLIQ INTERFACE; PLAIN SHAFT, TOLERANCE N; W/O HOLDING BRAKE DEGREE OF PROTECTION IP65 FLANGE ON DRIVE END IP67 | 3181 | TEM | 1 | MC | 23.503 | 1
1FK70867AF711PG3 | SIMOTICS S SYNCHRONOUS SERVOMOTOR 1FK7 HIGH DYNAMIC, 28 NM, 100 K, 3000 RPM, 3,77KW NATURAL COOLING, POWER/SIGNAL CONNECTORS CONNECTOR CAN BE ROTATED BY 270 DEG. IM B5 (V1, V3) RESOLVER 2-POLE (RESOLVER P=1) WITH DRIVE-CLIQ INTERFACE; PLAIN SHAFT, TOLERANCE N; W/O HOLDING BRAKE DEGREE OF PROTECTION IP64; PAINT FINISH RAL7016 | 3129 | TEM | 1 | MC | 23.503 | 1
1FK70867AF711PG5 | SIMOTICS S SYNCHRONOUS SERVOMOTOR 1FK7 HIGH DYNAMIC, 28 NM, 100 K, 3000 RPM, 3,77KW NATURAL COOLING, POWER/SIGNAL CONNECTORS CONNECTOR CAN BE ROTATED BY 270 DEG. IM B5 (V1, V3) RESOLVER 2-POLE (RESOLVER P=1) WITH DRIVE-CLIQ INTERFACE; PLAIN SHAFT, TOLERANCE N; W/O HOLDING BRAKE DEGREE OF PROTECTION IP65 AS FLANGE IP67; PAINT FINISH RAL7016 | 3230 | TEM | 1 | MC | 23.503 | 1
1FK70867AF711PG8 | SIMOTICS S SYNCHRONOUS SERVOMOTOR 1FK7 HIGH DYNAMIC, 28 NM, 100 K, 3000 RPM, 3,77KW NATURAL COOLING, POWER/SIGNAL CONNECTORS CONNECTOR CAN BE ROTATED BY 270 DEG. IM B5 (V1, V3) RESOLVER 2-POLE (RESOLVER P=1) WITH DRIVE-CLIQ INTERFACE; PLAIN SHAFT, TOLERANCE N; W/O HOLDING BRAKE DEGREE OF PROTECTION IP65 IP67 D-END FLANGE; RAL7016 COATING; METALLIC RATING PLATE AT MOTOR | 3339 | TEM | 1 | MC | 23.503 | 1
1FK70867AF711PH0 | SIMOTICS S SYNCHRONOUS SERVOMOTOR 1FK7 HIGH DYNAMIC, 28 NM, 100 K, 3000 RPM, 3,77KW NATURAL COOLING, POWER/SIGNAL CONNECTORS CONNECTOR CAN BE ROTATED BY 270 DEG. IM B5 (V1, V3) RESOLVER 2-POLE (RESOLVER P=1) WITH DRIVE-CLIQ INTERFACE; PLAIN SHAFT, TOLERANCE N; WITH HOLDING BRAKE DEGREE OF PROTECTION IP64 | 3526 | TEM | 1 | MC | 26.002 | 1
1FK70867AF711PH2 | SIMOTICS S SYNCHRONOUS SERVOMOTOR 1FK7 HIGH DYNAMIC, 28 NM, 100 K, 3000 RPM, 3,77KW NATURAL COOLING, POWER/SIGNAL CONNECTORS CONNECTOR CAN BE ROTATED BY 270 DEG. IM B5 (V1, V3) RESOLVER 2-POLE (RESOLVER P=1) WITH DRIVE-CLIQ INTERFACE; PLAIN SHAFT, TOLERANCE N; WITH HOLDING BRAKE DEGREE OF PROTECTION IP65 FLANGE ON DRIVE END IP67 | 3628 | TEM | 1 | MC | 26.002 | 1
1FK70867AF711PH3 | SIMOTICS S SYNCHRONOUS SERVOMOTOR 1FK7 HIGH DYNAMIC, 28 NM, 100 K, 3000 RPM, 3,77KW NATURAL COOLING, POWER/SIGNAL CONNECTORS CONNECTOR CAN BE ROTATED BY 270 DEG. IM B5 (V1, V3) RESOLVER 2-POLE (RESOLVER P=1) WITH DRIVE-CLIQ INTERFACE; PLAIN SHAFT, TOLERANCE N; WITH HOLDING BRAKE DEGREE OF PROTECTION IP64; PAINT FINISH RAL7016 | 3575 | TEM | 1 | MC | 26.002 | 1
1FK70867AF711PH5 | SIMOTICS S SYNCHRONOUS SERVOMOTOR 1FK7 HIGH DYNAMIC, 28 NM, 100 K, 3000 RPM, 3,77KW NATURAL COOLING, POWER/SIGNAL CONNECTORS CONNECTOR CAN BE ROTATED BY 270 DEG. IM B5 (V1, V3) RESOLVER 2-POLE (RESOLVER P=1) WITH DRIVE-CLIQ INTERFACE; PLAIN SHAFT, TOLERANCE N; WITH HOLDING BRAKE DEGREE OF PROTECTION IP65 AS FLANGE IP67; PAINT FINISH RAL7016 | 3677 | TEM | 1 | MC | 26.002 | 1
1FK70867AF711PH8 | SIMOTICS S SYNCHRONOUS SERVOMOTOR 1FK7 HIGH DYNAMIC, 28 NM, 100 K, 3000 RPM, 3,77KW NATURAL COOLING, POWER/SIGNAL CONNECTORS CONNECTOR CAN BE ROTATED BY 270 DEG. IM B5 (V1, V3) RESOLVER 2-POLE (RESOLVER P=1) WITH DRIVE-CLIQ INTERFACE; PLAIN SHAFT, TOLERANCE N; WITH HOLDING BRAKE DEGREE OF PROTECTION IP65 IP67 D-END FLANGE; RAL7016 COATING; METALLIC RATING PLATE AT MOTOR | 3785 | TEM | 1 | MC | 26.002 | 1
1FK70867AF711SA0 | SIMOTICS S SYNCHRONOUS SERVOMOTOR 1FK7 HIGH DYNAMIC, 28 NM, 100 K, 3000 RPM, 3,77KW NATURAL COOLING, POWER/SIGNAL CONNECTORS CONNECTOR CAN BE ROTATED BY 270 DEG. IM B5 (V1, V3) RESOLVER MULTI-POLE (RESOLVER P=4); SHAFT WITH FITTED KEY, TOLERANCE N; W/O HOLDING BRAKE DEGREE OF PROTECTION IP64 | 2911 | TEM | 1 | MC | 23.503 | 1
1FK70867AF711SA2 | SIMOTICS S SYNCHRONOUS SERVOMOTOR 1FK7 HIGH DYNAMIC, 28 NM, 100 K, 3000 RPM, 3,77KW NATURAL COOLING, POWER/SIGNAL CONNECTORS CONNECTOR CAN BE ROTATED BY 270 DEG. IM B5 (V1, V3) RESOLVER MULTI-POLE (RESOLVER P=4); SHAFT WITH FITTED KEY, TOLERANCE N; W/O HOLDING BRAKE DEGREE OF PROTECTION IP65 FLANGE ON DRIVE END IP67 | 3013 | TEM | 1 | MC | 23.503 | 1
1FK70867AF711SA3 | SIMOTICS S SYNCHRONOUS SERVOMOTOR 1FK7 HIGH DYNAMIC, 28 NM, 100 K, 3000 RPM, 3,77KW NATURAL COOLING, POWER/SIGNAL CONNECTORS CONNECTOR CAN BE ROTATED BY 270 DEG. IM B5 (V1, V3) RESOLVER MULTI-POLE (RESOLVER P=4); SHAFT WITH FITTED KEY, TOLERANCE N; W/O HOLDING BRAKE DEGREE OF PROTECTION IP64; PAINT FINISH RAL7016 | 2961 | TEM | 1 | MC | 23.503 | 1
1FK70867AF711SA5 | SIMOTICS S SYNCHRONOUS SERVOMOTOR 1FK7 HIGH DYNAMIC, 28 NM, 100 K, 3000 RPM, 3,77KW NATURAL COOLING, POWER/SIGNAL CONNECTORS CONNECTOR CAN BE ROTATED BY 270 DEG. IM B5 (V1, V3) RESOLVER MULTI-POLE (RESOLVER P=4); SHAFT WITH FITTED KEY, TOLERANCE N; W/O HOLDING BRAKE DEGREE OF PROTECTION IP65 AS FLANGE IP67; PAINT FINISH RAL7016 | 3062 | TEM | 1 | MC | 23.503 | 1
1FK70867AF711SA8 | SIMOTICS S SYNCHRONOUS SERVOMOTOR 1FK7 HIGH DYNAMIC, 28 NM, 100 K, 3000 RPM, 3,77KW NATURAL COOLING, POWER/SIGNAL CONNECTORS CONNECTOR CAN BE ROTATED BY 270 DEG. IM B5 (V1, V3) RESOLVER MULTI-POLE (RESOLVER P=4); SHAFT WITH FITTED KEY, TOLERANCE N; W/O HOLDING BRAKE DEGREE OF PROTECTION IP65 IP67 D-END FLANGE; RAL7016 COATING; METALLIC RATING PLATE AT MOTOR | 3171 | TEM | 1 | MC | 23.503 | 1
1FK70867AF711SB0 | SIMOTICS S SYNCHRONOUS SERVOMOTOR 1FK7 HIGH DYNAMIC, 28 NM, 100 K, 3000 RPM, 3,77KW NATURAL COOLING, POWER/SIGNAL CONNECTORS CONNECTOR CAN BE ROTATED BY 270 DEG. IM B5 (V1, V3) RESOLVER MULTI-POLE (RESOLVER P=4); SHAFT WITH FITTED KEY, TOLERANCE N; WITH HOLDING BRAKE DEGREE OF PROTECTION IP64 | 3358 | TEM | 1 | MC | 26.002 | 1
1FK70867AF711SB2 | SIMOTICS S SYNCHRONOUS SERVOMOTOR 1FK7 HIGH DYNAMIC, 28 NM, 100 K, 3000 RPM, 3,77KW NATURAL COOLING, POWER/SIGNAL CONNECTORS CONNECTOR CAN BE ROTATED BY 270 DEG. IM B5 (V1, V3) RESOLVER MULTI-POLE (RESOLVER P=4); SHAFT WITH FITTED KEY, TOLERANCE N; WITH HOLDING BRAKE DEGREE OF PROTECTION IP65 FLANGE ON DRIVE END IP67 | 3460 | TEM | 1 | MC | 26.002 | 1
1FK70867AF711SB3 | SIMOTICS S SYNCHRONOUS SERVOMOTOR 1FK7 HIGH DYNAMIC, 28 NM, 100 K, 3000 RPM, 3,77KW NATURAL COOLING, POWER/SIGNAL CONNECTORS CONNECTOR CAN BE ROTATED BY 270 DEG. IM B5 (V1, V3) RESOLVER MULTI-POLE (RESOLVER P=4); SHAFT WITH FITTED KEY, TOLERANCE N; WITH HOLDING BRAKE DEGREE OF PROTECTION IP64; PAINT FINISH RAL7016 | 3407 | TEM | 1 | MC | 26.002 | 1
1FK70867AF711SB5 | SIMOTICS S SYNCHRONOUS SERVOMOTOR 1FK7 HIGH DYNAMIC, 28 NM, 100 K, 3000 RPM, 3,77KW NATURAL COOLING, POWER/SIGNAL CONNECTORS CONNECTOR CAN BE ROTATED BY 270 DEG. IM B5 (V1, V3) RESOLVER MULTI-POLE (RESOLVER P=4); SHAFT WITH FITTED KEY, TOLERANCE N; WITH HOLDING BRAKE DEGREE OF PROTECTION IP65 AS FLANGE IP67; PAINT FINISH RAL7016 | 3509 | TEM | 1 | MC | 26.002 | 1
1FK70867AF711SB8 | SIMOTICS S SYNCHRONOUS SERVOMOTOR 1FK7 HIGH DYNAMIC, 28 NM, 100 K, 3000 RPM, 3,77KW NATURAL COOLING, POWER/SIGNAL CONNECTORS CONNECTOR CAN BE ROTATED BY 270 DEG. IM B5 (V1, V3) RESOLVER MULTI-POLE (RESOLVER P=4); SHAFT WITH FITTED KEY, TOLERANCE N; WITH HOLDING BRAKE DEGREE OF PROTECTION IP65 IP67 D-END FLANGE; RAL7016 COATING; METALLIC RATING PLATE AT MOTOR | 3617 | TEM | 1 | MC | 26.002 | 1
1FK70867AF711SG0 | SIMOTICS S SYNCHRONOUS SERVOMOTOR 1FK7 HIGH DYNAMIC, 28 NM, 100 K, 3000 RPM, 3,77KW NATURAL COOLING, POWER/SIGNAL CONNECTORS CONNECTOR CAN BE ROTATED BY 270 DEG. IM B5 (V1, V3) RESOLVER MULTI-POLE (RESOLVER P=4); PLAIN SHAFT, TOLERANCE N; W/O HOLDING BRAKE DEGREE OF PROTECTION IP64 | 2818 | TEM | 1 | MC | 23.503 | 1
1FK70867AF711SG2 | SIMOTICS S SYNCHRONOUS SERVOMOTOR 1FK7 HIGH DYNAMIC, 28 NM, 100 K, 3000 RPM, 3,77KW NATURAL COOLING, POWER/SIGNAL CONNECTORS CONNECTOR CAN BE ROTATED BY 270 DEG. IM B5 (V1, V3) RESOLVER MULTI-POLE (RESOLVER P=4); PLAIN SHAFT, TOLERANCE N; W/O HOLDING BRAKE DEGREE OF PROTECTION IP65 FLANGE ON DRIVE END IP67 | 2919 | TEM | 1 | MC | 23.503 | 1
1FK70867AF711SG3 | SIMOTICS S SYNCHRONOUS SERVOMOTOR 1FK7 HIGH DYNAMIC, 28 NM, 100 K, 3000 RPM, 3,77KW NATURAL COOLING, POWER/SIGNAL CONNECTORS CONNECTOR CAN BE ROTATED BY 270 DEG. IM B5 (V1, V3) RESOLVER MULTI-POLE (RESOLVER P=4); PLAIN SHAFT, TOLERANCE N; W/O HOLDING BRAKE DEGREE OF PROTECTION IP64; PAINT FINISH RAL7016 | 2867 | TEM | 1 | MC | 23.503 | 1
1FK70867AF711SG5 | SIMOTICS S SYNCHRONOUS SERVOMOTOR 1FK7 HIGH DYNAMIC, 28 NM, 100 K, 3000 RPM, 3,77KW NATURAL COOLING, POWER/SIGNAL CONNECTORS CONNECTOR CAN BE ROTATED BY 270 DEG. IM B5 (V1, V3) RESOLVER MULTI-POLE (RESOLVER P=4); PLAIN SHAFT, TOLERANCE N; W/O HOLDING BRAKE DEGREE OF PROTECTION IP65 AS FLANGE IP67; PAINT FINISH RAL7016 | 2968 | TEM | 1 | MC | 23.503 | 1
1FK70867AF711SG8 | SIMOTICS S SYNCHRONOUS SERVOMOTOR 1FK7 HIGH DYNAMIC, 28 NM, 100 K, 3000 RPM, 3,77KW NATURAL COOLING, POWER/SIGNAL CONNECTORS CONNECTOR CAN BE ROTATED BY 270 DEG. IM B5 (V1, V3) RESOLVER MULTI-POLE (RESOLVER P=4); PLAIN SHAFT, TOLERANCE N; W/O HOLDING BRAKE DEGREE OF PROTECTION IP65 IP67 D-END FLANGE; RAL7016 COATING; METALLIC RATING PLATE AT MOTOR | 3077 | TEM | 1 | MC | 23.503 | 1
1FK70867AF711SH0 | SIMOTICS S SYNCHRONOUS SERVOMOTOR 1FK7 HIGH DYNAMIC, 28 NM, 100 K, 3000 RPM, 3,77KW NATURAL COOLING, POWER/SIGNAL CONNECTORS CONNECTOR CAN BE ROTATED BY 270 DEG. IM B5 (V1, V3) RESOLVER MULTI-POLE (RESOLVER P=4); PLAIN SHAFT, TOLERANCE N; WITH HOLDING BRAKE DEGREE OF PROTECTION IP64 | 3264 | TEM | 1 | MC | 26.002 | 1
1FK70867AF711SH2 | SIMOTICS S SYNCHRONOUS SERVOMOTOR 1FK7 HIGH DYNAMIC, 28 NM, 100 K, 3000 RPM, 3,77KW NATURAL COOLING, POWER/SIGNAL CONNECTORS CONNECTOR CAN BE ROTATED BY 270 DEG. IM B5 (V1, V3) RESOLVER MULTI-POLE (RESOLVER P=4); PLAIN SHAFT, TOLERANCE N; WITH HOLDING BRAKE DEGREE OF PROTECTION IP65 FLANGE ON DRIVE END IP67 | 3366 | TEM | 1 | MC | 26.002 | 1
1FK70867AF711SH3 | SIMOTICS S SYNCHRONOUS SERVOMOTOR 1FK7 HIGH DYNAMIC, 28 NM, 100 K, 3000 RPM, 3,77KW NATURAL COOLING, POWER/SIGNAL CONNECTORS CONNECTOR CAN BE ROTATED BY 270 DEG. IM B5 (V1, V3) RESOLVER MULTI-POLE (RESOLVER P=4); PLAIN SHAFT, TOLERANCE N; WITH HOLDING BRAKE DEGREE OF PROTECTION IP64; PAINT FINISH RAL7016 | 3314 | TEM | 1 | MC | 26.002 | 1
1FK70867AF711SH5 | SIMOTICS S SYNCHRONOUS SERVOMOTOR 1FK7 HIGH DYNAMIC, 28 NM, 100 K, 3000 RPM, 3,77KW NATURAL COOLING, POWER/SIGNAL CONNECTORS CONNECTOR CAN BE ROTATED BY 270 DEG. IM B5 (V1, V3) RESOLVER MULTI-POLE (RESOLVER P=4); PLAIN SHAFT, TOLERANCE N; WITH HOLDING BRAKE DEGREE OF PROTECTION IP65 AS FLANGE IP67; PAINT FINISH RAL7016 | 3415 | TEM | 1 | MC | 26.002 | 1
1FK70867AF711SH8 | SIMOTICS S SYNCHRONOUS SERVOMOTOR 1FK7 HIGH DYNAMIC, 28 NM, 100 K, 3000 RPM, 3,77KW NATURAL COOLING, POWER/SIGNAL CONNECTORS CONNECTOR CAN BE ROTATED BY 270 DEG. IM B5 (V1, V3) RESOLVER MULTI-POLE (RESOLVER P=4); PLAIN SHAFT, TOLERANCE N; WITH HOLDING BRAKE DEGREE OF PROTECTION IP65 IP67 D-END FLANGE; RAL7016 COATING; METALLIC RATING PLATE AT MOTOR | 3524 | TEM | 1 | MC | 26.002 | 1
1FK70867AF711TA0 | SIMOTICS S SYNCHRONOUS SERVOMOTOR 1FK7 HIGH DYNAMIC, 28 NM, 100 K, 3000 RPM, 3,77KW NATURAL COOLING, POWER/SIGNAL CONNECTORS CONNECTOR CAN BE ROTATED BY 270 DEG. IM B5 (V1, V3) RESOLVER 2-POLE (RESOLVER P=1); SHAFT WITH FITTED KEY, TOLERANCE N; W/O HOLDING BRAKE DEGREE OF PROTECTION IP64 | 2911 | TEM | 1 | MC | 23.503 | 1
1FK70867AF711TA2 | SIMOTICS S SYNCHRONOUS SERVOMOTOR 1FK7 HIGH DYNAMIC, 28 NM, 100 K, 3000 RPM, 3,77KW NATURAL COOLING, POWER/SIGNAL CONNECTORS CONNECTOR CAN BE ROTATED BY 270 DEG. IM B5 (V1, V3) RESOLVER 2-POLE (RESOLVER P=1); SHAFT WITH FITTED KEY, TOLERANCE N; W/O HOLDING BRAKE DEGREE OF PROTECTION IP65 FLANGE ON DRIVE END IP67 | 3013 | TEM | 1 | MC | 23.503 | 1
1FK70867AF711TA3 | SIMOTICS S SYNCHRONOUS SERVOMOTOR 1FK7 HIGH DYNAMIC, 28 NM, 100 K, 3000 RPM, 3,77KW NATURAL COOLING, POWER/SIGNAL CONNECTORS CONNECTOR CAN BE ROTATED BY 270 DEG. IM B5 (V1, V3) RESOLVER 2-POLE (RESOLVER P=1); SHAFT WITH FITTED KEY, TOLERANCE N; W/O HOLDING BRAKE DEGREE OF PROTECTION IP64; PAINT FINISH RAL7016 | 2961 | TEM | 1 | MC | 23.503 | 1
1FK70867AF711TA5 | SIMOTICS S SYNCHRONOUS SERVOMOTOR 1FK7 HIGH DYNAMIC, 28 NM, 100 K, 3000 RPM, 3,77KW NATURAL COOLING, POWER/SIGNAL CONNECTORS CONNECTOR CAN BE ROTATED BY 270 DEG. IM B5 (V1, V3) RESOLVER 2-POLE (RESOLVER P=1); SHAFT WITH FITTED KEY, TOLERANCE N; W/O HOLDING BRAKE DEGREE OF PROTECTION IP65 AS FLANGE IP67; PAINT FINISH RAL7016 | 3062 | TEM | 1 | MC | 23.503 | 1
1FK70867AF711TA8 | SIMOTICS S SYNCHRONOUS SERVOMOTOR 1FK7 HIGH DYNAMIC, 28 NM, 100 K, 3000 RPM, 3,77KW NATURAL COOLING, POWER/SIGNAL CONNECTORS CONNECTOR CAN BE ROTATED BY 270 DEG. IM B5 (V1, V3) RESOLVER 2-POLE (RESOLVER P=1); SHAFT WITH FITTED KEY, TOLERANCE N; W/O HOLDING BRAKE DEGREE OF PROTECTION IP65 IP67 D-END FLANGE; RAL7016 COATING; METALLIC RATING PLATE AT MOTOR | 3171 | TEM | 1 | MC | 23.503 | 1
1FK70867AF711TB0 | SIMOTICS S SYNCHRONOUS SERVOMOTOR 1FK7 HIGH DYNAMIC, 28 NM, 100 K, 3000 RPM, 3,77KW NATURAL COOLING, POWER/SIGNAL CONNECTORS CONNECTOR CAN BE ROTATED BY 270 DEG. IM B5 (V1, V3) RESOLVER 2-POLE (RESOLVER P=1); SHAFT WITH FITTED KEY, TOLERANCE N; WITH HOLDING BRAKE DEGREE OF PROTECTION IP64 | 3358 | TEM | 1 | MC | 26.002 | 1
1FK70867AF711TB2 | SIMOTICS S SYNCHRONOUS SERVOMOTOR 1FK7 HIGH DYNAMIC, 28 NM, 100 K, 3000 RPM, 3,77KW NATURAL COOLING, POWER/SIGNAL CONNECTORS CONNECTOR CAN BE ROTATED BY 270 DEG. IM B5 (V1, V3) RESOLVER 2-POLE (RESOLVER P=1); SHAFT WITH FITTED KEY, TOLERANCE N; WITH HOLDING BRAKE DEGREE OF PROTECTION IP65 FLANGE ON DRIVE END IP67 | 3460 | TEM | 1 | MC | 26.002 | 1
1FK70867AF711TB3 | SIMOTICS S SYNCHRONOUS SERVOMOTOR 1FK7 HIGH DYNAMIC, 28 NM, 100 K, 3000 RPM, 3,77KW NATURAL COOLING, POWER/SIGNAL CONNECTORS CONNECTOR CAN BE ROTATED BY 270 DEG. IM B5 (V1, V3) RESOLVER 2-POLE (RESOLVER P=1); SHAFT WITH FITTED KEY, TOLERANCE N; WITH HOLDING BRAKE DEGREE OF PROTECTION IP64; PAINT FINISH RAL7016 | 3407 | TEM | 1 | MC | 26.002 | 1
1FK70867AF711TB5 | SIMOTICS S SYNCHRONOUS SERVOMOTOR 1FK7 HIGH DYNAMIC, 28 NM, 100 K, 3000 RPM, 3,77KW NATURAL COOLING, POWER/SIGNAL CONNECTORS CONNECTOR CAN BE ROTATED BY 270 DEG. IM B5 (V1, V3) RESOLVER 2-POLE (RESOLVER P=1); SHAFT WITH FITTED KEY, TOLERANCE N; WITH HOLDING BRAKE DEGREE OF PROTECTION IP65 AS FLANGE IP67; PAINT FINISH RAL7016 | 3509 | TEM | 1 | MC | 26.002 | 1
1FK70867AF711TB8 | SIMOTICS S SYNCHRONOUS SERVOMOTOR 1FK7 HIGH DYNAMIC, 28 NM, 100 K, 3000 RPM, 3,77KW NATURAL COOLING, POWER/SIGNAL CONNECTORS CONNECTOR CAN BE ROTATED BY 270 DEG. IM B5 (V1, V3) RESOLVER 2-POLE (RESOLVER P=1); SHAFT WITH FITTED KEY, TOLERANCE N; WITH HOLDING BRAKE DEGREE OF PROTECTION IP65 IP67 D-END FLANGE; RAL7016 COATING; METALLIC RATING PLATE AT MOTOR | 3617 | TEM | 1 | MC | 26.002 | 1
1FK70867AF711TG0 | SIMOTICS S SYNCHRONOUS SERVOMOTOR 1FK7 HIGH DYNAMIC, 28 NM, 100 K, 3000 RPM, 3,77KW NATURAL COOLING, POWER/SIGNAL CONNECTORS CONNECTOR CAN BE ROTATED BY 270 DEG. IM B5 (V1, V3) RESOLVER 2-POLE (RESOLVER P=1); PLAIN SHAFT, TOLERANCE N; W/O HOLDING BRAKE DEGREE OF PROTECTION IP64 | 2818 | TEM | 1 | MC | 23.503 | 1
1FK70867AF711TG2 | SIMOTICS S SYNCHRONOUS SERVOMOTOR 1FK7 HIGH DYNAMIC, 28 NM, 100 K, 3000 RPM, 3,77KW NATURAL COOLING, POWER/SIGNAL CONNECTORS CONNECTOR CAN BE ROTATED BY 270 DEG. IM B5 (V1, V3) RESOLVER 2-POLE (RESOLVER P=1); PLAIN SHAFT, TOLERANCE N; W/O HOLDING BRAKE DEGREE OF PROTECTION IP65 FLANGE ON DRIVE END IP67 | 2919 | TEM | 1 | MC | 23.503 | 1
1FK70867AF711TG3 | SIMOTICS S SYNCHRONOUS SERVOMOTOR 1FK7 HIGH DYNAMIC, 28 NM, 100 K, 3000 RPM, 3,77KW NATURAL COOLING, POWER/SIGNAL CONNECTORS CONNECTOR CAN BE ROTATED BY 270 DEG. IM B5 (V1, V3) RESOLVER 2-POLE (RESOLVER P=1); PLAIN SHAFT, TOLERANCE N; W/O HOLDING BRAKE DEGREE OF PROTECTION IP64; PAINT FINISH RAL7016 | 2867 | TEM | 1 | MC | 23.503 | 1
1FK70867AF711TG5 | SIMOTICS S SYNCHRONOUS SERVOMOTOR 1FK7 HIGH DYNAMIC, 28 NM, 100 K, 3000 RPM, 3,77KW NATURAL COOLING, POWER/SIGNAL CONNECTORS CONNECTOR CAN BE ROTATED BY 270 DEG. IM B5 (V1, V3) RESOLVER 2-POLE (RESOLVER P=1); PLAIN SHAFT, TOLERANCE N; W/O HOLDING BRAKE DEGREE OF PROTECTION IP65 AS FLANGE IP67; PAINT FINISH RAL7016 | 2968 | TEM | 1 | MC | 23.503 | 1
1FK70867AF711TG8 | SIMOTICS S SYNCHRONOUS SERVOMOTOR 1FK7 HIGH DYNAMIC, 28 NM, 100 K, 3000 RPM, 3,77KW NATURAL COOLING, POWER/SIGNAL CONNECTORS CONNECTOR CAN BE ROTATED BY 270 DEG. IM B5 (V1, V3) RESOLVER 2-POLE (RESOLVER P=1); PLAIN SHAFT, TOLERANCE N; W/O HOLDING BRAKE DEGREE OF PROTECTION IP65 IP67 D-END FLANGE; RAL7016 COATING; METALLIC RATING PLATE AT MOTOR | 3077 | TEM | 1 | MC | 23.503 | 1
1FK70867AF711TH0 | SIMOTICS S SYNCHRONOUS SERVOMOTOR 1FK7 HIGH DYNAMIC, 28 NM, 100 K, 3000 RPM, 3,77KW NATURAL COOLING, POWER/SIGNAL CONNECTORS CONNECTOR CAN BE ROTATED BY 270 DEG. IM B5 (V1, V3) RESOLVER 2-POLE (RESOLVER P=1); PLAIN SHAFT, TOLERANCE N; WITH HOLDING BRAKE DEGREE OF PROTECTION IP64 | 3264 | TEM | 1 | MC | 26.002 | 1
1FK70867AF711TH2 | SIMOTICS S SYNCHRONOUS SERVOMOTOR 1FK7 HIGH DYNAMIC, 28 NM, 100 K, 3000 RPM, 3,77KW NATURAL COOLING, POWER/SIGNAL CONNECTORS CONNECTOR CAN BE ROTATED BY 270 DEG. IM B5 (V1, V3) RESOLVER 2-POLE (RESOLVER P=1); PLAIN SHAFT, TOLERANCE N; WITH HOLDING BRAKE DEGREE OF PROTECTION IP65 FLANGE ON DRIVE END IP67 | 3366 | TEM | 1 | MC | 26.002 | 1
1FK70867AF711TH3 | SIMOTICS S SYNCHRONOUS SERVOMOTOR 1FK7 HIGH DYNAMIC, 28 NM, 100 K, 3000 RPM, 3,77KW NATURAL COOLING, POWER/SIGNAL CONNECTORS CONNECTOR CAN BE ROTATED BY 270 DEG. IM B5 (V1, V3) RESOLVER 2-POLE (RESOLVER P=1); PLAIN SHAFT, TOLERANCE N; WITH HOLDING BRAKE DEGREE OF PROTECTION IP64; PAINT FINISH RAL7016 | 3314 | TEM | 1 | MC | 26.002 | 1
1FK70867AF711TH5 | SIMOTICS S SYNCHRONOUS SERVOMOTOR 1FK7 HIGH DYNAMIC, 28 NM, 100 K, 3000 RPM, 3,77KW NATURAL COOLING, POWER/SIGNAL CONNECTORS CONNECTOR CAN BE ROTATED BY 270 DEG. IM B5 (V1, V3) RESOLVER 2-POLE (RESOLVER P=1); PLAIN SHAFT, TOLERANCE N; WITH HOLDING BRAKE DEGREE OF PROTECTION IP65 AS FLANGE IP67; PAINT FINISH RAL7016 | 3415 | TEM | 1 | MC | 26.002 | 1
1FK70867AF711TH8 | SIMOTICS S SYNCHRONOUS SERVOMOTOR 1FK7 HIGH DYNAMIC, 28 NM, 100 K, 3000 RPM, 3,77KW NATURAL COOLING, POWER/SIGNAL CONNECTORS CONNECTOR CAN BE ROTATED BY 270 DEG. IM B5 (V1, V3) RESOLVER 2-POLE (RESOLVER P=1); PLAIN SHAFT, TOLERANCE N; WITH HOLDING BRAKE DEGREE OF PROTECTION IP65 IP67 D-END FLANGE; RAL7016 COATING; METALLIC RATING PLATE AT MOTOR | 3524 | TEM | 1 | MC | 26.002 | 1
1FK70867AF711UA0 | SIMOTICS S SYNCHRONOUS SERVOMOTOR 1FK7 HIGH DYNAMIC, 28 NM, 100 K, 3000 RPM, 3,77KW NATURAL COOLING, POWER/SIGNAL CONNECTORS CONNECTOR CAN BE ROTATED BY 270 DEG. IM B5 (V1, V3) RESOLVER MULTI-POLE (RESOLVER P=4) WITH DRIVE-CLIQ INTERFACE SHAFT WITH FITTED KEY, TOLERANCE N; W/O HOLDING BRAKE DEGREE OF PROTECTION IP64 | 3173 | TEM | 1 | MC | 23.503 | 1
1FK70867AF711UA2 | SIMOTICS S SYNCHRONOUS SERVOMOTOR 1FK7 HIGH DYNAMIC, 28 NM, 100 K, 3000 RPM, 3,77KW NATURAL COOLING, POWER/SIGNAL CONNECTORS CONNECTOR CAN BE ROTATED BY 270 DEG. IM B5 (V1, V3) RESOLVER MULTI-POLE (RESOLVER P=4) WITH DRIVE-CLIQ INTERFACE SHAFT WITH FITTED KEY, TOLERANCE N; W/O HOLDING BRAKE DEGREE OF PROTECTION IP65 FLANGE ON DRIVE END IP67 | 3275 | TEM | 1 | MC | 23.503 | 1
1FK70867AF711UA3 | SIMOTICS S SYNCHRONOUS SERVOMOTOR 1FK7 HIGH DYNAMIC, 28 NM, 100 K, 3000 RPM, 3,77KW NATURAL COOLING, POWER/SIGNAL CONNECTORS CONNECTOR CAN BE ROTATED BY 270 DEG. IM B5 (V1, V3) RESOLVER MULTI-POLE (RESOLVER P=4) WITH DRIVE-CLIQ INTERFACE SHAFT WITH FITTED KEY, TOLERANCE N; W/O HOLDING BRAKE DEGREE OF PROTECTION IP64; PAINT FINISH RAL7016 | 3222 | TEM | 1 | MC | 23.503 | 1
1FK70867AF711UA5 | SIMOTICS S SYNCHRONOUS SERVOMOTOR 1FK7 HIGH DYNAMIC, 28 NM, 100 K, 3000 RPM, 3,77KW NATURAL COOLING, POWER/SIGNAL CONNECTORS CONNECTOR CAN BE ROTATED BY 270 DEG. IM B5 (V1, V3) RESOLVER MULTI-POLE (RESOLVER P=4) WITH DRIVE-CLIQ INTERFACE SHAFT WITH FITTED KEY, TOLERANCE N; W/O HOLDING BRAKE DEGREE OF PROTECTION IP65 AS FLANGE IP67; PAINT FINISH RAL7016 | 3324 | TEM | 1 | MC | 23.503 | 1
1FK70867AF711UA8 | SIMOTICS S SYNCHRONOUS SERVOMOTOR 1FK7 HIGH DYNAMIC, 28 NM, 100 K, 3000 RPM, 3,77KW NATURAL COOLING, POWER/SIGNAL CONNECTORS CONNECTOR CAN BE ROTATED BY 270 DEG. IM B5 (V1, V3) RESOLVER MULTI-POLE (RESOLVER P=4) WITH DRIVE-CLIQ INTERFACE SHAFT WITH FITTED KEY, TOLERANCE N; W/O HOLDING BRAKE DEGREE OF PROTECTION IP65 IP67 D-END FLANGE; RAL7016 COATING; METALLIC RATING PLATE AT MOTOR | 3432 | TEM | 1 | MC | 23.503 | 1
1FK70867AF711UB0 | SIMOTICS S SYNCHRONOUS SERVOMOTOR 1FK7 HIGH DYNAMIC, 28 NM, 100 K, 3000 RPM, 3,77KW NATURAL COOLING, POWER/SIGNAL CONNECTORS CONNECTOR CAN BE ROTATED BY 270 DEG. IM B5 (V1, V3) RESOLVER MULTI-POLE (RESOLVER P=4) WITH DRIVE-CLIQ INTERFACE SHAFT WITH FITTED KEY, TOLERANCE N; WITH HOLDING BRAKE DEGREE OF PROTECTION IP64 | 3620 | TEM | 1 | MC | 26.002 | 1
1FK70867AF711UB2 | SIMOTICS S SYNCHRONOUS SERVOMOTOR 1FK7 HIGH DYNAMIC, 28 NM, 100 K, 3000 RPM, 3,77KW NATURAL COOLING, POWER/SIGNAL CONNECTORS CONNECTOR CAN BE ROTATED BY 270 DEG. IM B5 (V1, V3) RESOLVER MULTI-POLE (RESOLVER P=4) WITH DRIVE-CLIQ INTERFACE SHAFT WITH FITTED KEY, TOLERANCE N; WITH HOLDING BRAKE DEGREE OF PROTECTION IP65 FLANGE ON DRIVE END IP67 | 3721 | TEM | 1 | MC | 26.002 | 1
1FK70867AF711UB3 | SIMOTICS S SYNCHRONOUS SERVOMOTOR 1FK7 HIGH DYNAMIC, 28 NM, 100 K, 3000 RPM, 3,77KW NATURAL COOLING, POWER/SIGNAL CONNECTORS CONNECTOR CAN BE ROTATED BY 270 DEG. IM B5 (V1, V3) RESOLVER MULTI-POLE (RESOLVER P=4) WITH DRIVE-CLIQ INTERFACE SHAFT WITH FITTED KEY, TOLERANCE N; WITH HOLDING BRAKE DEGREE OF PROTECTION IP64; PAINT FINISH RAL7016 | 3669 | TEM | 1 | MC | 26.002 | 1
1FK70867AF711UB5 | SIMOTICS S SYNCHRONOUS SERVOMOTOR 1FK7 HIGH DYNAMIC, 28 NM, 100 K, 3000 RPM, 3,77KW NATURAL COOLING, POWER/SIGNAL CONNECTORS CONNECTOR CAN BE ROTATED BY 270 DEG. IM B5 (V1, V3) RESOLVER MULTI-POLE (RESOLVER P=4) WITH DRIVE-CLIQ INTERFACE SHAFT WITH FITTED KEY, TOLERANCE N; WITH HOLDING BRAKE DEGREE OF PROTECTION IP65 AS FLANGE IP67; PAINT FINISH RAL7016 | 3771 | TEM | 1 | MC | 26.002 | 1
1FK70867AF711UB8 | SIMOTICS S SYNCHRONOUS SERVOMOTOR 1FK7 HIGH DYNAMIC, 28 NM, 100 K, 3000 RPM, 3,77KW NATURAL COOLING, POWER/SIGNAL CONNECTORS CONNECTOR CAN BE ROTATED BY 270 DEG. IM B5 (V1, V3) RESOLVER MULTI-POLE (RESOLVER P=4) WITH DRIVE-CLIQ INTERFACE SHAFT WITH FITTED KEY, TOLERANCE N; WITH HOLDING BRAKE DEGREE OF PROTECTION IP65 IP67 D-END FLANGE; RAL7016 COATING; METALLIC RATING PLATE AT MOTOR | 3879 | TEM | 1 | MC | 26.002 | 1
1FK70867AF711UG0 | SIMOTICS S SYNCHRONOUS SERVOMOTOR 1FK7 HIGH DYNAMIC, 28 NM, 100 K, 3000 RPM, 3,77KW NATURAL COOLING, POWER/SIGNAL CONNECTORS CONNECTOR CAN BE ROTATED BY 270 DEG. IM B5 (V1, V3) RESOLVER MULTI-POLE (RESOLVER P=4) WITH DRIVE-CLIQ INTERFACE PLAIN SHAFT, TOLERANCE N; W/O HOLDING BRAKE DEGREE OF PROTECTION IP64 | 3079 | TEM | 1 | MC | 23.503 | 1
1FK70867AF711UG2 | SIMOTICS S SYNCHRONOUS SERVOMOTOR 1FK7 HIGH DYNAMIC, 28 NM, 100 K, 3000 RPM, 3,77KW NATURAL COOLING, POWER/SIGNAL CONNECTORS CONNECTOR CAN BE ROTATED BY 270 DEG. IM B5 (V1, V3) RESOLVER MULTI-POLE (RESOLVER P=4) WITH DRIVE-CLIQ INTERFACE PLAIN SHAFT, TOLERANCE N; W/O HOLDING BRAKE DEGREE OF PROTECTION IP65 FLANGE ON DRIVE END IP67 | 3181 | TEM | 1 | MC | 23.503 | 1
1FK70867AF711UG3 | SIMOTICS S SYNCHRONOUS SERVOMOTOR 1FK7 HIGH DYNAMIC, 28 NM, 100 K, 3000 RPM, 3,77KW NATURAL COOLING, POWER/SIGNAL CONNECTORS CONNECTOR CAN BE ROTATED BY 270 DEG. IM B5 (V1, V3) RESOLVER MULTI-POLE (RESOLVER P=4) WITH DRIVE-CLIQ INTERFACE PLAIN SHAFT, TOLERANCE N; W/O HOLDING BRAKE DEGREE OF PROTECTION IP64; PAINT FINISH RAL7016 | 3129 | TEM | 1 | MC | 23.503 | 1
1FK70867AF711UG5 | SIMOTICS S SYNCHRONOUS SERVOMOTOR 1FK7 HIGH DYNAMIC, 28 NM, 100 K, 3000 RPM, 3,77KW NATURAL COOLING, POWER/SIGNAL CONNECTORS CONNECTOR CAN BE ROTATED BY 270 DEG. IM B5 (V1, V3) RESOLVER MULTI-POLE (RESOLVER P=4) WITH DRIVE-CLIQ INTERFACE PLAIN SHAFT, TOLERANCE N; W/O HOLDING BRAKE DEGREE OF PROTECTION IP65 AS FLANGE IP67; PAINT FINISH RAL7016 | 3230 | TEM | 1 | MC | 23.503 | 1
1FK70867AF711UG8 | SIMOTICS S SYNCHRONOUS SERVOMOTOR 1FK7 HIGH DYNAMIC, 28 NM, 100 K, 3000 RPM, 3,77KW NATURAL COOLING, POWER/SIGNAL CONNECTORS CONNECTOR CAN BE ROTATED BY 270 DEG. IM B5 (V1, V3) RESOLVER MULTI-POLE (RESOLVER P=4) WITH DRIVE-CLIQ INTERFACE PLAIN SHAFT, TOLERANCE N; W/O HOLDING BRAKE DEGREE OF PROTECTION IP65 IP67 D-END FLANGE; RAL7016 COATING; METALLIC RATING PLATE AT MOTOR | 3339 | TEM | 1 | MC | 23.503 | 1
1FK70867AF711UH0 | SIMOTICS S SYNCHRONOUS SERVOMOTOR 1FK7 HIGH DYNAMIC, 28 NM, 100 K, 3000 RPM, 3,77KW NATURAL COOLING, POWER/SIGNAL CONNECTORS CONNECTOR CAN BE ROTATED BY 270 DEG. IM B5 (V1, V3) RESOLVER MULTI-POLE (RESOLVER P=4) WITH DRIVE-CLIQ INTERFACE PLAIN SHAFT, TOLERANCE N; WITH HOLDING BRAKE DEGREE OF PROTECTION IP64 | 3526 | TEM | 1 | MC | 26.002 | 1
1FK70867AF711UH2 | SIMOTICS S SYNCHRONOUS SERVOMOTOR 1FK7 HIGH DYNAMIC, 28 NM, 100 K, 3000 RPM, 3,77KW NATURAL COOLING, POWER/SIGNAL CONNECTORS CONNECTOR CAN BE ROTATED BY 270 DEG. IM B5 (V1, V3) RESOLVER MULTI-POLE (RESOLVER P=4) WITH DRIVE-CLIQ INTERFACE PLAIN SHAFT, TOLERANCE N; WITH HOLDING BRAKE DEGREE OF PROTECTION IP65 FLANGE ON DRIVE END IP67 | 3628 | TEM | 1 | MC | 26.002 | 1
1FK70867AF711UH3 | SIMOTICS S SYNCHRONOUS SERVOMOTOR 1FK7 HIGH DYNAMIC, 28 NM, 100 K, 3000 RPM, 3,77KW NATURAL COOLING, POWER/SIGNAL CONNECTORS CONNECTOR CAN BE ROTATED BY 270 DEG. IM B5 (V1, V3) RESOLVER MULTI-POLE (RESOLVER P=4) WITH DRIVE-CLIQ INTERFACE PLAIN SHAFT, TOLERANCE N; WITH HOLDING BRAKE DEGREE OF PROTECTION IP64; PAINT FINISH RAL7016 | 3575 | TEM | 1 | MC | 26.002 | 1
1FK70867AF711UH5 | SIMOTICS S SYNCHRONOUS SERVOMOTOR 1FK7 HIGH DYNAMIC, 28 NM, 100 K, 3000 RPM, 3,77KW NATURAL COOLING, POWER/SIGNAL CONNECTORS CONNECTOR CAN BE ROTATED BY 270 DEG. IM B5 (V1, V3) RESOLVER MULTI-POLE (RESOLVER P=4) WITH DRIVE-CLIQ INTERFACE PLAIN SHAFT, TOLERANCE N; WITH HOLDING BRAKE DEGREE OF PROTECTION IP65 AS FLANGE IP67; PAINT FINISH RAL7016 | 3677 | TEM | 1 | MC | 26.002 | 1
1FK70867AF711UH8 | SIMOTICS S SYNCHRONOUS SERVOMOTOR 1FK7 HIGH DYNAMIC, 28 NM, 100 K, 3000 RPM, 3,77KW NATURAL COOLING, POWER/SIGNAL CONNECTORS CONNECTOR CAN BE ROTATED BY 270 DEG. IM B5 (V1, V3) RESOLVER MULTI-POLE (RESOLVER P=4) WITH DRIVE-CLIQ INTERFACE PLAIN SHAFT, TOLERANCE N; WITH HOLDING BRAKE DEGREE OF PROTECTION IP65 IP67 D-END FLANGE; RAL7016 COATING; METALLIC RATING PLATE AT MOTOR | 3785 | TEM | 1 | MC | 26.002 | 1
1FK70867SF711AA0 | SIMOTICS S SYNCHRONOUS SERVOMOTOR 1FK7 HIGH DYNAMIC, 38 NM, 100 K, 3000 RPM, 7,50KW FORCED VENTILATION, IM B5 (V1, V3) POWER/SIGNAL CONNECTORS CONNECTOR ROTATABLE BY 270 DEG. IM B5 (V1, V3) INCREM. ENCODER, SIN/COS 1 VPP 2048 P/REV (ENCODER I-2048); SHAFT WITH FITTED KEY, TOLERANCE N; W/O HOLDING BRAKE DEGREE OF PROTECTION IP64 | 4917 | TEM | 1 | MC | 27.603 | 1
1FK70867SF711AG0 | SIMOTICS S SYNCHRONOUS SERVOMOTOR 1FK7 HIGH DYNAMIC, 38 NM, 100 K, 3000 RPM, 7,50KW FORCED VENTILATION, IM B5 (V1, V3) POWER/SIGNAL CONNECTORS CONNECTOR ROTATABLE BY 270 DEG. IM B5 (V1, V3) INCREM. ENCODER, SIN/COS 1 VPP 2048 P/REV (ENCODER I-2048); PLAIN SHAFT, TOLERANCE N; W/O HOLDING BRAKE DEGREE OF PROTECTION IP64 | 4823 | TEM | 1 | MC | 27.603 | 1
1FK70867SF711AG3 | SIMOTICS S SYNCHRONOUS SERVOMOTOR 1FK7 HIGH DYNAMIC, 38 NM, 100 K, 3000 RPM, 7,50KW FORCED VENTILATION, IM B5 (V1, V3) POWER/SIGNAL CONNECTORS CONNECTOR ROTATABLE BY 270 DEG. IM B5 (V1, V3) INCREM. ENCODER, SIN/COS 1 VPP 2048 P/REV (ENCODER I-2048); PLAIN SHAFT, TOLERANCE N; W/O HOLDING BRAKE DEGREE OF PROTECTION IP64; PAINT FINISH RAL7016 | 4872 | TEM | 1 | MC | 27.603 | 1
1FK70867SF711AG5 | SIMOTICS S SYNCHRONOUS SERVOMOTOR 1FK7 HIGH DYNAMIC, 38 NM, 100 K, 3000 RPM, 7,50KW FORCED VENTILATION, IM B5 (V1, V3) POWER/SIGNAL CONNECTORS CONNECTOR ROTATABLE BY 270 DEG. IM B5 (V1, V3) INCREM. ENCODER, SIN/COS 1 VPP 2048 P/REV (ENCODER I-2048); PLAIN SHAFT, TOLERANCE N; W/O HOLDING BRAKE DEGREE OF PROTECTION IP65 AS FLANGE IP67; PAINT FINISH RAL7016 | 4974 | TEM | 1 | MC | 27.603 | 1
1FK70867SF711AH0 | SIMOTICS S SYNCHRONOUS SERVOMOTOR 1FK7 HIGH DYNAMIC, 38 NM, 100 K, 3000 RPM, 7,50KW FORCED VENTILATION, IM B5 (V1, V3) POWER/SIGNAL CONNECTORS CONNECTOR ROTATABLE BY 270 DEG. IM B5 (V1, V3) INCREM. ENCODER, SIN/COS 1 VPP 2048 P/REV (ENCODER I-2048); PLAIN SHAFT, TOLERANCE N; WITH HOLDING BRAKE DEGREE OF PROTECTION IP64 | 5270 | TEM | 1 | MC | 30.102 | 1
1FK70867SF711AH2 | SIMOTICS S SYNCHRONOUS SERVOMOTOR 1FK7 HIGH DYNAMIC, 38 NM, 100 K, 3000 RPM, 7,50KW FORCED VENTILATION, IM B5 (V1, V3) POWER/SIGNAL CONNECTORS CONNECTOR ROTATABLE BY 270 DEG. IM B5 (V1, V3) INCREM. ENCODER, SIN/COS 1 VPP 2048 P/REV (ENCODER I-2048); PLAIN SHAFT, TOLERANCE N; WITH HOLDING BRAKE DEGREE OF PROTECTION IP65 FLANGE ON DRIVE END IP67 | 5371 | TEM | 1 | MC | 30.102 | 1
1FK70867SF711AH5 | SIMOTICS S SYNCHRONOUS SERVOMOTOR 1FK7 HIGH DYNAMIC, 38 NM, 100 K, 3000 RPM, 7,50KW FORCED VENTILATION, IM B5 (V1, V3) POWER/SIGNAL CONNECTORS CONNECTOR ROTATABLE BY 270 DEG. IM B5 (V1, V3) INCREM. ENCODER, SIN/COS 1 VPP 2048 P/REV (ENCODER I-2048); PLAIN SHAFT, TOLERANCE N; WITH HOLDING BRAKE DEGREE OF PROTECTION IP65 AS FLANGE IP67; PAINT FINISH RAL7016 | 5420 | TEM | 1 | MC | 30.102 | 1
1FK70867SF711DA0 | SIMOTICS S SYNCHRONOUS SERVOMOTOR 1FK7 HIGH DYNAMIC, 38 NM, 100 K, 3000 RPM, 7,50KW FORCED VENTILATION, IM B5 (V1, V3) POWER/SIGNAL CONNECTORS CONNECTOR ROTATABLE BY 270 DEG. IM B5 (V1, V3) INCREMENTAL ENCODER 2048 P/REV (ENCODER I-2048) WITH DRIVE-CLIQ INTERFACE; SHAFT WITH FITTED KEY, TOLERANCE N; W/O HOLDING BRAKE DEGREE OF PROTECTION IP64 | 5178 | TEM | 1 | MC | 27.603 | 1
1FK70867SF711DA3 | SIMOTICS S SYNCHRONOUS SERVOMOTOR 1FK7 HIGH DYNAMIC, 38 NM, 100 K, 3000 RPM, 7,50KW FORCED VENTILATION, IM B5 (V1, V3) POWER/SIGNAL CONNECTORS CONNECTOR ROTATABLE BY 270 DEG. IM B5 (V1, V3) INCREMENTAL ENCODER 2048 P/REV (ENCODER I-2048) WITH DRIVE-CLIQ INTERFACE; SHAFT WITH FITTED KEY, TOLERANCE N; W/O HOLDING BRAKE DEGREE OF PROTECTION IP64; PAINT FINISH RAL7016 | 5228 | TEM | 1 | MC | 27.603 | 1
1FK70867SF711DB0 | SIMOTICS S SYNCHRONOUS SERVOMOTOR 1FK7 HIGH DYNAMIC, 38 NM, 100 K, 3000 RPM, 7,50KW FORCED VENTILATION, IM B5 (V1, V3) POWER/SIGNAL CONNECTORS CONNECTOR ROTATABLE BY 270 DEG. IM B5 (V1, V3) INCREMENTAL ENCODER 2048 P/REV (ENCODER I-2048) WITH DRIVE-CLIQ INTERFACE; SHAFT WITH FITTED KEY, TOLERANCE N; WITH HOLDING BRAKE DEGREE OF PROTECTION IP64 | 5625 | TEM | 1 | MC | 30.102 | 1
1FK70867SF711DB3 | SIMOTICS S SYNCHRONOUS SERVOMOTOR 1FK7 HIGH DYNAMIC, 38 NM, 100 K, 3000 RPM, 7,50KW FORCED VENTILATION, IM B5 (V1, V3) POWER/SIGNAL CONNECTORS CONNECTOR ROTATABLE BY 270 DEG. IM B5 (V1, V3) INCREMENTAL ENCODER 2048 P/REV (ENCODER I-2048) WITH DRIVE-CLIQ INTERFACE; SHAFT WITH FITTED KEY, TOLERANCE N; WITH HOLDING BRAKE DEGREE OF PROTECTION IP64; PAINT FINISH RAL7016 | 5674 | TEM | 1 | MC | 30.102 | 1
1FK70867SF711DG0 | SIMOTICS S SYNCHRONOUS SERVOMOTOR 1FK7 HIGH DYNAMIC, 38 NM, 100 K, 3000 RPM, 7,50KW FORCED VENTILATION, IM B5 (V1, V3) POWER/SIGNAL CONNECTORS CONNECTOR ROTATABLE BY 270 DEG. IM B5 (V1, V3) INCREMENTAL ENCODER 2048 P/REV (ENCODER I-2048) WITH DRIVE-CLIQ INTERFACE; PLAIN SHAFT, TOLERANCE N; W/O HOLDING BRAKE DEGREE OF PROTECTION IP64 | 5085 | TEM | 1 | MC | 27.603 | 1
1FK70867SF711DG2 | SIMOTICS S SYNCHRONOUS SERVOMOTOR 1FK7 HIGH DYNAMIC, 38 NM, 100 K, 3000 RPM, 7,50KW FORCED VENTILATION, IM B5 (V1, V3) POWER/SIGNAL CONNECTORS CONNECTOR ROTATABLE BY 270 DEG. IM B5 (V1, V3) INCREMENTAL ENCODER 2048 P/REV (ENCODER I-2048) WITH DRIVE-CLIQ INTERFACE; PLAIN SHAFT, TOLERANCE N; W/O HOLDING BRAKE DEGREE OF PROTECTION IP65 FLANGE ON DRIVE END IP67 | 5186 | TEM | 1 | MC | 27.603 | 1
1FK70867SF711DG3 | SIMOTICS S SYNCHRONOUS SERVOMOTOR 1FK7 HIGH DYNAMIC, 38 NM, 100 K, 3000 RPM, 7,50KW FORCED VENTILATION, IM B5 (V1, V3) POWER/SIGNAL CONNECTORS CONNECTOR ROTATABLE BY 270 DEG. IM B5 (V1, V3) INCREMENTAL ENCODER 2048 P/REV (ENCODER I-2048) WITH DRIVE-CLIQ INTERFACE; PLAIN SHAFT, TOLERANCE N; W/O HOLDING BRAKE DEGREE OF PROTECTION IP64; PAINT FINISH RAL7016 | 5134 | TEM | 1 | MC | 27.603 | 1
1FK70867SF711DG5 | SIMOTICS S SYNCHRONOUS SERVOMOTOR 1FK7 HIGH DYNAMIC, 38 NM, 100 K, 3000 RPM, 7,50KW FORCED VENTILATION, IM B5 (V1, V3) POWER/SIGNAL CONNECTORS CONNECTOR ROTATABLE BY 270 DEG. IM B5 (V1, V3) INCREMENTAL ENCODER 2048 P/REV (ENCODER I-2048) WITH DRIVE-CLIQ INTERFACE; PLAIN SHAFT, TOLERANCE N; W/O HOLDING BRAKE DEGREE OF PROTECTION IP65 AS FLANGE IP67; PAINT FINISH RAL7016 | 5236 | TEM | 1 | MC | 27.603 | 1
1FK70867SF711DH0 | SIMOTICS S SYNCHRONOUS SERVOMOTOR 1FK7 HIGH DYNAMIC, 38 NM, 100 K, 3000 RPM, 7,50KW FORCED VENTILATION, IM B5 (V1, V3) POWER/SIGNAL CONNECTORS CONNECTOR ROTATABLE BY 270 DEG. IM B5 (V1, V3) INCREMENTAL ENCODER 2048 P/REV (ENCODER I-2048) WITH DRIVE-CLIQ INTERFACE; PLAIN SHAFT, TOLERANCE N; WITH HOLDING BRAKE DEGREE OF PROTECTION IP64 | 5531 | TEM | 1 | MC | 30.102 | 1
1FK70867SF711DH3 | SIMOTICS S SYNCHRONOUS SERVOMOTOR 1FK7 HIGH DYNAMIC, 38 NM, 100 K, 3000 RPM, 7,50KW FORCED VENTILATION, IM B5 (V1, V3) POWER/SIGNAL CONNECTORS CONNECTOR ROTATABLE BY 270 DEG. IM B5 (V1, V3) INCREMENTAL ENCODER 2048 P/REV (ENCODER I-2048) WITH DRIVE-CLIQ INTERFACE; PLAIN SHAFT, TOLERANCE N; WITH HOLDING BRAKE DEGREE OF PROTECTION IP64; PAINT FINISH RAL7016 | 5581 | TEM | 1 | MC | 30.102 | 1
1FK70867SF711DH5 | SIMOTICS S SYNCHRONOUS SERVOMOTOR 1FK7 HIGH DYNAMIC, 38 NM, 100 K, 3000 RPM, 7,50KW FORCED VENTILATION, IM B5 (V1, V3) POWER/SIGNAL CONNECTORS CONNECTOR ROTATABLE BY 270 DEG. IM B5 (V1, V3) INCREMENTAL ENCODER 2048 P/REV (ENCODER I-2048) WITH DRIVE-CLIQ INTERFACE; PLAIN SHAFT, TOLERANCE N; WITH HOLDING BRAKE DEGREE OF PROTECTION IP65 AS FLANGE IP67; PAINT FINISH RAL7016 | 5682 | TEM | 1 | MC | 30.102 | 1
1FK70867SF711EA0 | SIMOTICS S SYNCHRONOUS SERVOMOTOR 1FK7 HIGH DYNAMIC, 38 NM, 100 K, 3000 RPM, 7,50KW FORCED VENTILATION, IM B5 (V1, V3) POWER/SIGNAL CONNECTORS CONNECTOR ROTATABLE BY 270 DEG. IM B5 (V1, V3) ABSOLUTE ENCODER ENDAT 2048 P/REV (ENCODER A-2048); PERFORMANCE REDUCTION BY 10% DUE TO ABSOLUTE ENCODER; SHAFT WITH FITTED KEY, TOLERANCE N; W/O HOLDING BRAKE DEGREE OF PROTECTION IP64 | 5320 | TEM | 1 | MC | 27.603 | 1
1FK70867SF711EG0 | SIMOTICS S SYNCHRONOUS SERVOMOTOR 1FK7 HIGH DYNAMIC, 38 NM, 100 K, 3000 RPM, 7,50KW FORCED VENTILATION, IM B5 (V1, V3) POWER/SIGNAL CONNECTORS CONNECTOR ROTATABLE BY 270 DEG. IM B5 (V1, V3) ABSOLUTE ENCODER ENDAT 2048 P/REV (ENCODER A-2048); PERFORMANCE REDUCTION BY 10% DUE TO ABSOLUTE ENCODER; PLAIN SHAFT, TOLERANCE N; W/O HOLDING BRAKE DEGREE OF PROTECTION IP64 | 5226 | TEM | 1 | MC | 27.603 | 1
1FK70867SF711EG3 | SIMOTICS S SYNCHRONOUS SERVOMOTOR 1FK7 HIGH DYNAMIC, 38 NM, 100 K, 3000 RPM, 7,50KW FORCED VENTILATION, IM B5 (V1, V3) POWER/SIGNAL CONNECTORS CONNECTOR ROTATABLE BY 270 DEG. IM B5 (V1, V3) ABSOLUTE ENCODER ENDAT 2048 P/REV (ENCODER A-2048); PERFORMANCE REDUCTION BY 10% DUE TO ABSOLUTE ENCODER; PLAIN SHAFT, TOLERANCE N; W/O HOLDING BRAKE DEGREE OF PROTECTION IP64; PAINT FINISH RAL7016 | 5276 | TEM | 1 | MC | 27.603 | 1
1FK70867SF711EG5 | SIMOTICS S SYNCHRONOUS SERVOMOTOR 1FK7 HIGH DYNAMIC, 38 NM, 100 K, 3000 RPM, 7,50KW FORCED VENTILATION, IM B5 (V1, V3) POWER/SIGNAL CONNECTORS CONNECTOR ROTATABLE BY 270 DEG. IM B5 (V1, V3) ABSOLUTE ENCODER ENDAT 2048 P/REV (ENCODER A-2048); PERFORMANCE REDUCTION BY 10% DUE TO ABSOLUTE ENCODER; PLAIN SHAFT, TOLERANCE N; W/O HOLDING BRAKE DEGREE OF PROTECTION IP65 AS FLANGE IP67; PAINT FINISH RAL7016 | 5377 | TEM | 1 | MC | 27.603 | 1
1FK70867SF711EH0 | SIMOTICS S SYNCHRONOUS SERVOMOTOR 1FK7 HIGH DYNAMIC, 38 NM, 100 K, 3000 RPM, 7,50KW FORCED VENTILATION, IM B5 (V1, V3) POWER/SIGNAL CONNECTORS CONNECTOR ROTATABLE BY 270 DEG. IM B5 (V1, V3) ABSOLUTE ENCODER ENDAT 2048 P/REV (ENCODER A-2048); PERFORMANCE REDUCTION BY 10% DUE TO ABSOLUTE ENCODER; PLAIN SHAFT, TOLERANCE N; WITH HOLDING BRAKE DEGREE OF PROTECTION IP64 | 5673 | TEM | 1 | MC | 30.102 | 1
1FK70867SF711EH3 | SIMOTICS S SYNCHRONOUS SERVOMOTOR 1FK7 HIGH DYNAMIC, 38 NM, 100 K, 3000 RPM, 7,50KW FORCED VENTILATION, IM B5 (V1, V3) POWER/SIGNAL CONNECTORS CONNECTOR ROTATABLE BY 270 DEG. IM B5 (V1, V3) ABSOLUTE ENCODER ENDAT 2048 P/REV (ENCODER A-2048); PERFORMANCE REDUCTION BY 10% DUE TO ABSOLUTE ENCODER; PLAIN SHAFT, TOLERANCE N; WITH HOLDING BRAKE DEGREE OF PROTECTION IP64; PAINT FINISH RAL7016 | 5722 | TEM | 1 | MC | 30.102 | 1
1FK70867SF711EH5 | SIMOTICS S SYNCHRONOUS SERVOMOTOR 1FK7 HIGH DYNAMIC, 38 NM, 100 K, 3000 RPM, 7,50KW FORCED VENTILATION, IM B5 (V1, V3) POWER/SIGNAL CONNECTORS CONNECTOR ROTATABLE BY 270 DEG. IM B5 (V1, V3) ABSOLUTE ENCODER ENDAT 2048 P/REV (ENCODER A-2048); PERFORMANCE REDUCTION BY 10% DUE TO ABSOLUTE ENCODER; PLAIN SHAFT, TOLERANCE N; WITH HOLDING BRAKE DEGREE OF PROTECTION IP65 AS FLANGE IP67; PAINT FINISH RAL7016 | 5824 | TEM | 1 | MC | 30.102 | 1
1FK70867SF711FA0 | SIMOTICS S SYNCHRONOUS SERVOMOTOR 1FK7 HIGH DYNAMIC, 38 NM, 100 K, 3000 RPM, 7,50KW FORCED VENTILATION, IM B5 (V1, V3) POWER/SIGNAL CONNECTORS CONNECTOR ROTATABLE BY 270 DEG. IM B5 (V1, V3) ABSOLUTE ENCODER 2048 P/REV (ENCODER A-2048) WITH DRIVE-CLIQ INTERFACE; PERFORMANCE REDUCTION BY 10% DUE TO ABSOLUTE ENCODER; SHAFT WITH FITTED KEY, TOLERANCE N; W/O HOLDING BRAKE DEGREE OF PROTECTION IP64 | 5579 | TEM | 1 | MC | 27.603 | 1
1FK70867SF711FA2 | SIMOTICS S SYNCHRONOUS SERVOMOTOR 1FK7 HIGH DYNAMIC, 38 NM, 100 K, 3000 RPM, 7,50KW FORCED VENTILATION, IM B5 (V1, V3) POWER/SIGNAL CONNECTORS CONNECTOR ROTATABLE BY 270 DEG. IM B5 (V1, V3) ABSOLUTE ENCODER 2048 P/REV (ENCODER A-2048) WITH DRIVE-CLIQ INTERFACE; PERFORMANCE REDUCTION BY 10% DUE TO ABSOLUTE ENCODER; SHAFT WITH FITTED KEY, TOLERANCE N; W/O HOLDING BRAKE DEGREE OF PROTECTION IP65 FLANGE ON DRIVE END IP67 | 5681 | TEM | 1 | MC | 27.603 | 1
1FK70867SF711FA3 | SIMOTICS S SYNCHRONOUS SERVOMOTOR 1FK7 HIGH DYNAMIC, 38 NM, 100 K, 3000 RPM, 7,50KW FORCED VENTILATION, IM B5 (V1, V3) POWER/SIGNAL CONNECTORS CONNECTOR ROTATABLE BY 270 DEG. IM B5 (V1, V3) ABSOLUTE ENCODER 2048 P/REV (ENCODER A-2048) WITH DRIVE-CLIQ INTERFACE; PERFORMANCE REDUCTION BY 10% DUE TO ABSOLUTE ENCODER; SHAFT WITH FITTED KEY, TOLERANCE N; W/O HOLDING BRAKE DEGREE OF PROTECTION IP64; PAINT FINISH RAL7016 | 5629 | TEM | 1 | MC | 27.603 | 1
1FK70867SF711FA5 | SIMOTICS S SYNCHRONOUS SERVOMOTOR 1FK7 HIGH DYNAMIC, 38 NM, 100 K, 3000 RPM, 7,50KW FORCED VENTILATION, IM B5 (V1, V3) POWER/SIGNAL CONNECTORS CONNECTOR ROTATABLE BY 270 DEG. IM B5 (V1, V3) ABSOLUTE ENCODER 2048 P/REV (ENCODER A-2048) WITH DRIVE-CLIQ INTERFACE; PERFORMANCE REDUCTION BY 10% DUE TO ABSOLUTE ENCODER; SHAFT WITH FITTED KEY, TOLERANCE N; W/O HOLDING BRAKE DEGREE OF PROTECTION IP65 AS FLANGE IP67; PAINT FINISH RAL7016 | 5730 | TEM | 1 | MC | 27.603 | 1
1FK70867SF711FB0 | SIMOTICS S SYNCHRONOUS SERVOMOTOR 1FK7 HIGH DYNAMIC, 38 NM, 100 K, 3000 RPM, 7,50KW FORCED VENTILATION, IM B5 (V1, V3) POWER/SIGNAL CONNECTORS CONNECTOR ROTATABLE BY 270 DEG. IM B5 (V1, V3) ABSOLUTE ENCODER 2048 P/REV (ENCODER A-2048) WITH DRIVE-CLIQ INTERFACE; PERFORMANCE REDUCTION BY 10% DUE TO ABSOLUTE ENCODER; SHAFT WITH FITTED KEY, TOLERANCE N; WITH HOLDING BRAKE DEGREE OF PROTECTION IP64 | 6026 | TEM | 1 | MC | 30.102 | 1
1FK70867SF711FB2 | SIMOTICS S SYNCHRONOUS SERVOMOTOR 1FK7 HIGH DYNAMIC, 38 NM, 100 K, 3000 RPM, 7,50KW FORCED VENTILATION, IM B5 (V1, V3) POWER/SIGNAL CONNECTORS CONNECTOR ROTATABLE BY 270 DEG. IM B5 (V1, V3) ABSOLUTE ENCODER 2048 P/REV (ENCODER A-2048) WITH DRIVE-CLIQ INTERFACE; PERFORMANCE REDUCTION BY 10% DUE TO ABSOLUTE ENCODER; SHAFT WITH FITTED KEY, TOLERANCE N; WITH HOLDING BRAKE DEGREE OF PROTECTION IP65 FLANGE ON DRIVE END IP67 | 6128 | TEM | 1 | MC | 30.102 | 1
1FK70867SF711FB3 | SIMOTICS S SYNCHRONOUS SERVOMOTOR 1FK7 HIGH DYNAMIC, 38 NM, 100 K, 3000 RPM, 7,50KW FORCED VENTILATION, IM B5 (V1, V3) POWER/SIGNAL CONNECTORS CONNECTOR ROTATABLE BY 270 DEG. IM B5 (V1, V3) ABSOLUTE ENCODER 2048 P/REV (ENCODER A-2048) WITH DRIVE-CLIQ INTERFACE; PERFORMANCE REDUCTION BY 10% DUE TO ABSOLUTE ENCODER; SHAFT WITH FITTED KEY, TOLERANCE N; WITH HOLDING BRAKE DEGREE OF PROTECTION IP64; PAINT FINISH RAL7016 | 6075 | TEM | 1 | MC | 30.102 | 1
1FK70867SF711FB5 | SIMOTICS S SYNCHRONOUS SERVOMOTOR 1FK7 HIGH DYNAMIC, 38 NM, 100 K, 3000 RPM, 7,50KW FORCED VENTILATION, IM B5 (V1, V3) POWER/SIGNAL CONNECTORS CONNECTOR ROTATABLE BY 270 DEG. IM B5 (V1, V3) ABSOLUTE ENCODER 2048 P/REV (ENCODER A-2048) WITH DRIVE-CLIQ INTERFACE; PERFORMANCE REDUCTION BY 10% DUE TO ABSOLUTE ENCODER; SHAFT WITH FITTED KEY, TOLERANCE N; WITH HOLDING BRAKE DEGREE OF PROTECTION IP65 AS FLANGE IP67; PAINT FINISH RAL7016 | 6177 | TEM | 1 | MC | 30.102 | 1
1FK70867SF711FG0 | SIMOTICS S SYNCHRONOUS SERVOMOTOR 1FK7 HIGH DYNAMIC, 38 NM, 100 K, 3000 RPM, 7,50KW FORCED VENTILATION, IM B5 (V1, V3) POWER/SIGNAL CONNECTORS CONNECTOR ROTATABLE BY 270 DEG. IM B5 (V1, V3) ABSOLUTE ENCODER 2048 P/REV (ENCODER A-2048) WITH DRIVE-CLIQ INTERFACE; PERFORMANCE REDUCTION BY 10% DUE TO ABSOLUTE ENCODER; PLAIN SHAFT, TOLERANCE N; W/O HOLDING BRAKE DEGREE OF PROTECTION IP64 | 5486 | TEM | 1 | MC | 27.603 | 1
1FK70867SF711FG2 | SIMOTICS S SYNCHRONOUS SERVOMOTOR 1FK7 HIGH DYNAMIC, 38 NM, 100 K, 3000 RPM, 7,50KW FORCED VENTILATION, IM B5 (V1, V3) POWER/SIGNAL CONNECTORS CONNECTOR ROTATABLE BY 270 DEG. IM B5 (V1, V3) ABSOLUTE ENCODER 2048 P/REV (ENCODER A-2048) WITH DRIVE-CLIQ INTERFACE; PERFORMANCE REDUCTION BY 10% DUE TO ABSOLUTE ENCODER; PLAIN SHAFT, TOLERANCE N; W/O HOLDING BRAKE DEGREE OF PROTECTION IP65 FLANGE ON DRIVE END IP67 | 5587 | TEM | 1 | MC | 27.603 | 1
1FK70867SF711FG3 | SIMOTICS S SYNCHRONOUS SERVOMOTOR 1FK7 HIGH DYNAMIC, 38 NM, 100 K, 3000 RPM, 7,50KW FORCED VENTILATION, IM B5 (V1, V3) POWER/SIGNAL CONNECTORS CONNECTOR ROTATABLE BY 270 DEG. IM B5 (V1, V3) ABSOLUTE ENCODER 2048 P/REV (ENCODER A-2048) WITH DRIVE-CLIQ INTERFACE; PERFORMANCE REDUCTION BY 10% DUE TO ABSOLUTE ENCODER; PLAIN SHAFT, TOLERANCE N; W/O HOLDING BRAKE DEGREE OF PROTECTION IP64; PAINT FINISH RAL7016 | 5535 | TEM | 1 | MC | 27.603 | 1
1FK70867SF711FG5 | SIMOTICS S SYNCHRONOUS SERVOMOTOR 1FK7 HIGH DYNAMIC, 38 NM, 100 K, 3000 RPM, 7,50KW FORCED VENTILATION, IM B5 (V1, V3) POWER/SIGNAL CONNECTORS CONNECTOR ROTATABLE BY 270 DEG. IM B5 (V1, V3) ABSOLUTE ENCODER 2048 P/REV (ENCODER A-2048) WITH DRIVE-CLIQ INTERFACE; PERFORMANCE REDUCTION BY 10% DUE TO ABSOLUTE ENCODER; PLAIN SHAFT, TOLERANCE N; W/O HOLDING BRAKE DEGREE OF PROTECTION IP65 AS FLANGE IP67; PAINT FINISH RAL7016 | 5637 | TEM | 1 | MC | 27.603 | 1
1FK70867SF711FH0 | SIMOTICS S SYNCHRONOUS SERVOMOTOR 1FK7 HIGH DYNAMIC, 38 NM, 100 K, 3000 RPM, 7,50KW FORCED VENTILATION, IM B5 (V1, V3) POWER/SIGNAL CONNECTORS CONNECTOR ROTATABLE BY 270 DEG. IM B5 (V1, V3) ABSOLUTE ENCODER 2048 P/REV (ENCODER A-2048) WITH DRIVE-CLIQ INTERFACE; PERFORMANCE REDUCTION BY 10% DUE TO ABSOLUTE ENCODER; PLAIN SHAFT, TOLERANCE N; WITH HOLDING BRAKE DEGREE OF PROTECTION IP64 | 5933 | TEM | 1 | MC | 30.102 | 1
1FK70867SF711FH3 | SIMOTICS S SYNCHRONOUS SERVOMOTOR 1FK7 HIGH DYNAMIC, 38 NM, 100 K, 3000 RPM, 7,50KW FORCED VENTILATION, IM B5 (V1, V3) POWER/SIGNAL CONNECTORS CONNECTOR ROTATABLE BY 270 DEG. IM B5 (V1, V3) ABSOLUTE ENCODER 2048 P/REV (ENCODER A-2048) WITH DRIVE-CLIQ INTERFACE; PERFORMANCE REDUCTION BY 10% DUE TO ABSOLUTE ENCODER; PLAIN SHAFT, TOLERANCE N; WITH HOLDING BRAKE DEGREE OF PROTECTION IP64; PAINT FINISH RAL7016 | 5982 | TEM | 1 | MC | 30.102 | 1
1FK70867SF711FH5 | SIMOTICS S SYNCHRONOUS SERVOMOTOR 1FK7 HIGH DYNAMIC, 38 NM, 100 K, 3000 RPM, 7,50KW FORCED VENTILATION, IM B5 (V1, V3) POWER/SIGNAL CONNECTORS CONNECTOR ROTATABLE BY 270 DEG. IM B5 (V1, V3) ABSOLUTE ENCODER 2048 P/REV (ENCODER A-2048) WITH DRIVE-CLIQ INTERFACE; PERFORMANCE REDUCTION BY 10% DUE TO ABSOLUTE ENCODER; PLAIN SHAFT, TOLERANCE N; WITH HOLDING BRAKE DEGREE OF PROTECTION IP65 AS FLANGE IP67; PAINT FINISH RAL7016 | 6083 | TEM | 1 | MC | 30.102 | 1
1FK70867SF711GB0 | SIMOTICS S SYNCHRONOUS SERVOMOTOR 1FK7 HIGH DYNAMIC, 38 NM, 100 K, 3000 RPM, 7,50KW FORCED VENTILATION, IM B5 (V1, V3) POWER/SIGNAL CONNECTORS CONNECTOR ROTATABLE BY 270 DEG. IM B5 (V1, V3) BASIC ABSOLUTE ENCODER 32 P/REV (ENCODER A-32); PERFORMANCE REDUCTION BY 10% DUE TO ABSOLUTE ENCODER; SHAFT WITH FITTED KEY, TOLERANCE N; WITH HOLDING BRAKE DEGREE OF PROTECTION IP64 | 5205 | TEM | 1 | MC | 30.102 | 1
1FK70867SF711GG0 | SIMOTICS S SYNCHRONOUS SERVOMOTOR 1FK7 HIGH DYNAMIC, 38 NM, 100 K, 3000 RPM, 7,50KW FORCED VENTILATION, IM B5 (V1, V3) POWER/SIGNAL CONNECTORS CONNECTOR ROTATABLE BY 270 DEG. IM B5 (V1, V3) BASIC ABSOLUTE ENCODER 32 P/REV (ENCODER A-32); PERFORMANCE REDUCTION BY 10% DUE TO ABSOLUTE ENCODER; PLAIN SHAFT, TOLERANCE N; W/O HOLDING BRAKE DEGREE OF PROTECTION IP64 | 4664 | TEM | 1 | MC | 27.603 | 1
1FK70867SF711KA0 | SIMOTICS S SYNCHRONOUS SERVOMOTOR 1FK7 HIGH DYNAMIC, 38 NM, 100 K, 3000 RPM, 7,50KW FORCED VENTILATION, IM B5 (V1, V3) POWER/SIGNAL CONNECTORS CONNECTOR ROTATABLE BY 270 DEG. IM B5 (V1, V3) BASIC ABSOLUTE ENCODER 32 P/REV (ENCODER A-32) WITH DRIVE-CLIQ INTERFACE; PERFORMANCE REDUCTION BY 10% DUE TO ABSOLUTE ENCODER; SHAFT WITH FITTED KEY, TOLERANCE N; W/O HOLDING BRAKE DEGREE OF PROTECTION IP64 | 5018 | TEM | 1 | MC | 27.603 | 1
1FK70867SF711KB0 | SIMOTICS S SYNCHRONOUS SERVOMOTOR 1FK7 HIGH DYNAMIC, 38 NM, 100 K, 3000 RPM, 7,50KW FORCED VENTILATION, IM B5 (V1, V3) POWER/SIGNAL CONNECTORS CONNECTOR ROTATABLE BY 270 DEG. IM B5 (V1, V3) BASIC ABSOLUTE ENCODER 32 P/REV (ENCODER A-32) WITH DRIVE-CLIQ INTERFACE; PERFORMANCE REDUCTION BY 10% DUE TO ABSOLUTE ENCODER; SHAFT WITH FITTED KEY, TOLERANCE N; WITH HOLDING BRAKE DEGREE OF PROTECTION IP64 | 5464 | TEM | 1 | MC | 30.102 | 1
1FK70867SF711KB3 | SIMOTICS S SYNCHRONOUS SERVOMOTOR 1FK7 HIGH DYNAMIC, 38 NM, 100 K, 3000 RPM, 7,50KW FORCED VENTILATION, IM B5 (V1, V3) POWER/SIGNAL CONNECTORS CONNECTOR ROTATABLE BY 270 DEG. IM B5 (V1, V3) BASIC ABSOLUTE ENCODER 32 P/REV (ENCODER A-32) WITH DRIVE-CLIQ INTERFACE; PERFORMANCE REDUCTION BY 10% DUE TO ABSOLUTE ENCODER; SHAFT WITH FITTED KEY, TOLERANCE N; WITH HOLDING BRAKE DEGREE OF PROTECTION IP64; PAINT FINISH RAL7016 | 5513 | TEM | 1 | MC | 30.102 | 1
1FK70867SF711PG0 | SIMOTICS S SYNCHRONOUS SERVOMOTOR 1FK7 HIGH DYNAMIC, 38 NM, 100 K, 3000 RPM, 7,50KW FORCED VENTILATION, IM B5 (V1, V3) POWER/SIGNAL CONNECTORS CONNECTOR ROTATABLE BY 270 DEG. IM B5 (V1, V3) RESOLVER 2-POLE (RESOLVER P=1) WITH DRIVE-CLIQ INTERFACE; PLAIN SHAFT, TOLERANCE N; W/O HOLDING BRAKE DEGREE OF PROTECTION IP64 | 4448 | TEM | 1 | MC | 27.603 | 1
1FK70867SF711PH0 | SIMOTICS S SYNCHRONOUS SERVOMOTOR 1FK7 HIGH DYNAMIC, 38 NM, 100 K, 3000 RPM, 7,50KW FORCED VENTILATION, IM B5 (V1, V3) POWER/SIGNAL CONNECTORS CONNECTOR ROTATABLE BY 270 DEG. IM B5 (V1, V3) RESOLVER 2-POLE (RESOLVER P=1) WITH DRIVE-CLIQ INTERFACE; PLAIN SHAFT, TOLERANCE N; WITH HOLDING BRAKE DEGREE OF PROTECTION IP64 | 4895 | TEM | 1 | MC | 30.102 | 1
1FK70867SF711SA0 | SIMOTICS S SYNCHRONOUS SERVOMOTOR 1FK7 HIGH DYNAMIC, 38 NM, 100 K, 3000 RPM, 7,50KW FORCED VENTILATION, IM B5 (V1, V3) POWER/SIGNAL CONNECTORS CONNECTOR ROTATABLE BY 270 DEG. IM B5 (V1, V3) RESOLVER MULTI-POLE (RESOLVER P=4); SHAFT WITH FITTED KEY, TOLERANCE N; W/O HOLDING BRAKE DEGREE OF PROTECTION IP64 | 4280 | TEM | 1 | MC | 27.603 | 1
1FK70867SF711SB0 | SIMOTICS S SYNCHRONOUS SERVOMOTOR 1FK7 HIGH DYNAMIC, 38 NM, 100 K, 3000 RPM, 7,50KW FORCED VENTILATION, IM B5 (V1, V3) POWER/SIGNAL CONNECTORS CONNECTOR ROTATABLE BY 270 DEG. IM B5 (V1, V3) RESOLVER MULTI-POLE (RESOLVER P=4); SHAFT WITH FITTED KEY, TOLERANCE N; WITH HOLDING BRAKE DEGREE OF PROTECTION IP64 | 4727 | TEM | 1 | MC | 30.102 | 1
1FK70867SF711SG2 | SIMOTICS S SYNCHRONOUS SERVOMOTOR 1FK7 HIGH DYNAMIC, 38 NM, 100 K, 3000 RPM, 7,50KW FORCED VENTILATION, IM B5 (V1, V3) POWER/SIGNAL CONNECTORS CONNECTOR ROTATABLE BY 270 DEG. IM B5 (V1, V3) RESOLVER MULTI-POLE (RESOLVER P=4); PLAIN SHAFT, TOLERANCE N; W/O HOLDING BRAKE DEGREE OF PROTECTION IP65 FLANGE ON DRIVE END IP67 | 4288 | TEM | 1 | MC | 27.603 | 1
1FK70867SF711SH0 | SIMOTICS S SYNCHRONOUS SERVOMOTOR 1FK7 HIGH DYNAMIC, 38 NM, 100 K, 3000 RPM, 7,50KW FORCED VENTILATION, IM B5 (V1, V3) POWER/SIGNAL CONNECTORS CONNECTOR ROTATABLE BY 270 DEG. IM B5 (V1, V3) RESOLVER MULTI-POLE (RESOLVER P=4); PLAIN SHAFT, TOLERANCE N; WITH HOLDING BRAKE DEGREE OF PROTECTION IP64 | 4633 | TEM | 1 | MC | 30.102 | 1
1FK70867SF711TA0 | SIMOTICS S SYNCHRONOUS SERVOMOTOR 1FK7 HIGH DYNAMIC, 38 NM, 100 K, 3000 RPM, 7,50KW FORCED VENTILATION, IM B5 (V1, V3) POWER/SIGNAL CONNECTORS CONNECTOR ROTATABLE BY 270 DEG. IM B5 (V1, V3) RESOLVER 2-POLE (RESOLVER P=1); SHAFT WITH FITTED KEY, TOLERANCE N; W/O HOLDING BRAKE DEGREE OF PROTECTION IP64 | 4280 | TEM | 1 | MC | 27.603 | 1
1FK70867SF711TA2 | SIMOTICS S SYNCHRONOUS SERVOMOTOR 1FK7 HIGH DYNAMIC, 38 NM, 100 K, 3000 RPM, 7,50KW FORCED VENTILATION, IM B5 (V1, V3) POWER/SIGNAL CONNECTORS CONNECTOR ROTATABLE BY 270 DEG. IM B5 (V1, V3) RESOLVER 2-POLE (RESOLVER P=1); SHAFT WITH FITTED KEY, TOLERANCE N; W/O HOLDING BRAKE DEGREE OF PROTECTION IP65 FLANGE ON DRIVE END IP67 | 4382 | TEM | 1 | MC | 27.603 | 1
1FK70867SF711TB0 | SIMOTICS S SYNCHRONOUS SERVOMOTOR 1FK7 HIGH DYNAMIC, 38 NM, 100 K, 3000 RPM, 7,50KW FORCED VENTILATION, IM B5 (V1, V3) POWER/SIGNAL CONNECTORS CONNECTOR ROTATABLE BY 270 DEG. IM B5 (V1, V3) RESOLVER 2-POLE (RESOLVER P=1); SHAFT WITH FITTED KEY, TOLERANCE N; WITH HOLDING BRAKE DEGREE OF PROTECTION IP64 | 4727 | TEM | 1 | MC | 30.102 | 1
1FK70867SF711TG0 | SIMOTICS S SYNCHRONOUS SERVOMOTOR 1FK7 HIGH DYNAMIC, 38 NM, 100 K, 3000 RPM, 7,50KW FORCED VENTILATION, IM B5 (V1, V3) POWER/SIGNAL CONNECTORS CONNECTOR ROTATABLE BY 270 DEG. IM B5 (V1, V3) RESOLVER 2-POLE (RESOLVER P=1); PLAIN SHAFT, TOLERANCE N; W/O HOLDING BRAKE DEGREE OF PROTECTION IP64 | 4187 | TEM | 1 | MC | 27.603 | 1
1FK70867SF711TH0 | SIMOTICS S SYNCHRONOUS SERVOMOTOR 1FK7 HIGH DYNAMIC, 38 NM, 100 K, 3000 RPM, 7,50KW FORCED VENTILATION, IM B5 (V1, V3) POWER/SIGNAL CONNECTORS CONNECTOR ROTATABLE BY 270 DEG. IM B5 (V1, V3) RESOLVER 2-POLE (RESOLVER P=1); PLAIN SHAFT, TOLERANCE N; WITH HOLDING BRAKE DEGREE OF PROTECTION IP64 | 4633 | TEM | 1 | MC | 30.102 | 1
1FK70867SF711UA0 | SIMOTICS S SYNCHRONOUS SERVOMOTOR 1FK7 HIGH DYNAMIC, 38 NM, 100 K, 3000 RPM, 7,50KW FORCED VENTILATION, IM B5 (V1, V3) POWER/SIGNAL CONNECTORS CONNECTOR ROTATABLE BY 270 DEG. IM B5 (V1, V3) RESOLVER MULTI-POLE (RESOLVER P=4) WITH DRIVE-CLIQ INTERFACE SHAFT WITH FITTED KEY, TOLERANCE N; W/O HOLDING BRAKE DEGREE OF PROTECTION IP64 | 4542 | TEM | 1 | MC | 27.603 | 1
1FK70867SF711UA3 | SIMOTICS S SYNCHRONOUS SERVOMOTOR 1FK7 HIGH DYNAMIC, 38 NM, 100 K, 3000 RPM, 7,50KW FORCED VENTILATION, IM B5 (V1, V3) POWER/SIGNAL CONNECTORS CONNECTOR ROTATABLE BY 270 DEG. IM B5 (V1, V3) RESOLVER MULTI-POLE (RESOLVER P=4) WITH DRIVE-CLIQ INTERFACE SHAFT WITH FITTED KEY, TOLERANCE N; W/O HOLDING BRAKE DEGREE OF PROTECTION IP64; PAINT FINISH RAL7016 | 4591 | TEM | 1 | MC | 27.603 | 1
1FK70867SF711UB3 | SIMOTICS S SYNCHRONOUS SERVOMOTOR 1FK7 HIGH DYNAMIC, 38 NM, 100 K, 3000 RPM, 7,50KW FORCED VENTILATION, IM B5 (V1, V3) POWER/SIGNAL CONNECTORS CONNECTOR ROTATABLE BY 270 DEG. IM B5 (V1, V3) RESOLVER MULTI-POLE (RESOLVER P=4) WITH DRIVE-CLIQ INTERFACE SHAFT WITH FITTED KEY, TOLERANCE N; WITH HOLDING BRAKE DEGREE OF PROTECTION IP64; PAINT FINISH RAL7016 | 5038 | TEM | 1 | MC | 30.102 | 1
1FK70867SF711UG0 | SIMOTICS S SYNCHRONOUS SERVOMOTOR 1FK7 HIGH DYNAMIC, 38 NM, 100 K, 3000 RPM, 7,50KW FORCED VENTILATION, IM B5 (V1, V3) POWER/SIGNAL CONNECTORS CONNECTOR ROTATABLE BY 270 DEG. IM B5 (V1, V3) RESOLVER MULTI-POLE (RESOLVER P=4) WITH DRIVE-CLIQ INTERFACE PLAIN SHAFT, TOLERANCE N; W/O HOLDING BRAKE DEGREE OF PROTECTION IP64 | 4448 | TEM | 1 | MC | 27.603 | 1
1FK70867SF711UG2 | SIMOTICS S SYNCHRONOUS SERVOMOTOR 1FK7 HIGH DYNAMIC, 38 NM, 100 K, 3000 RPM, 7,50KW FORCED VENTILATION, IM B5 (V1, V3) POWER/SIGNAL CONNECTORS CONNECTOR ROTATABLE BY 270 DEG. IM B5 (V1, V3) RESOLVER MULTI-POLE (RESOLVER P=4) WITH DRIVE-CLIQ INTERFACE PLAIN SHAFT, TOLERANCE N; W/O HOLDING BRAKE DEGREE OF PROTECTION IP65 FLANGE ON DRIVE END IP67 | 4550 | TEM | 1 | MC | 27.603 | 1
1FK70867SF711UG3 | SIMOTICS S SYNCHRONOUS SERVOMOTOR 1FK7 HIGH DYNAMIC, 38 NM, 100 K, 3000 RPM, 7,50KW FORCED VENTILATION, IM B5 (V1, V3) POWER/SIGNAL CONNECTORS CONNECTOR ROTATABLE BY 270 DEG. IM B5 (V1, V3) RESOLVER MULTI-POLE (RESOLVER P=4) WITH DRIVE-CLIQ INTERFACE PLAIN SHAFT, TOLERANCE N; W/O HOLDING BRAKE DEGREE OF PROTECTION IP64; PAINT FINISH RAL7016 | 4498 | TEM | 1 | MC | 27.603 | 1
1FK70867SF711UG5 | SIMOTICS S SYNCHRONOUS SERVOMOTOR 1FK7 HIGH DYNAMIC, 38 NM, 100 K, 3000 RPM, 7,50KW FORCED VENTILATION, IM B5 (V1, V3) POWER/SIGNAL CONNECTORS CONNECTOR ROTATABLE BY 270 DEG. IM B5 (V1, V3) RESOLVER MULTI-POLE (RESOLVER P=4) WITH DRIVE-CLIQ INTERFACE PLAIN SHAFT, TOLERANCE N; W/O HOLDING BRAKE DEGREE OF PROTECTION IP65 AS FLANGE IP67; PAINT FINISH RAL7016 | 4599 | TEM | 1 | MC | 27.603 | 1
1FK70867SF711UH0 | SIMOTICS S SYNCHRONOUS SERVOMOTOR 1FK7 HIGH DYNAMIC, 38 NM, 100 K, 3000 RPM, 7,50KW FORCED VENTILATION, IM B5 (V1, V3) POWER/SIGNAL CONNECTORS CONNECTOR ROTATABLE BY 270 DEG. IM B5 (V1, V3) RESOLVER MULTI-POLE (RESOLVER P=4) WITH DRIVE-CLIQ INTERFACE PLAIN SHAFT, TOLERANCE N; WITH HOLDING BRAKE DEGREE OF PROTECTION IP64 | 4895 | TEM | 1 | MC | 30.102 | 1
1FK71002AC711AA0 | SIMOTICS S SYNCHRONOUS MOTOR 1FK7-CT PN=3 KW; UZK=600V M0=18NM (100K); NN=2000RPM; NATURAL COOLING, FRAME SIZE IMB 5 (IM V1, IM V3) FLANGE 1, WITH KTY TEMPERATURESENSOR POWER CONNECTOR ROTATABLE INCREMENTAL ENCODER SIN/COS 1VPP;2048 S/R W. C-AND D-SPUR (ENCODER IC2048S/R) SHAFT WITH FITTED KEY, TOLERANCE N; W/O HOLDING BRAKE PROTECTION CLASS IP64; | 2678 | TEM | 1 | MC | 17.601 | 1
1FK71002AC711AA1 | SIMOTICS S SYNCHRONOUS MOTOR 1FK7-CT PN=3 KW; UZK=600V M0=18NM (100K); NN=2000RPM; NATURAL COOLING, FRAME SIZE IMB 5 (IM V1, IM V3) FLANGE 1, WITH KTY TEMPERATURESENSOR POWER CONNECTOR ROTATABLE INCREMENTAL ENCODER SIN/COS 1VPP;2048 S/R W. C-AND D-SPUR (ENCODER IC2048S/R) SHAFT WITH FITTED KEY, TOLERANCE N; W/O HOLDING BRAKE PROTECTION CLASS IP65, | 2772 | TEM | 1 | MC | 17.601 | 1
1FK71002AC711AA2 | SIMOTICS S SYNCHRONOUS MOTOR 1FK7-CT PN=3 KW; UZK=600V M0=18NM (100K); NN=2000RPM; NATURAL COOLING, FRAME SIZE IMB 5 (IM V1, IM V3) FLANGE 1, WITH KTY TEMPERATURESENSOR POWER CONNECTOR ROTATABLE INCREMENTAL ENCODER SIN/COS 1VPP;2048 S/R W. C-AND D-SPUR (ENCODER IC2048S/R) SHAFT WITH FITTED KEY, TOLERANCE N; W/O HOLDING BRAKE PROTECTION CLASS IP65, FLANGE ON DRIVE END IP67; | 2772 | TEM | 1 | MC | 17.601 | 1
1FK71002AC711AB0 | SIMOTICS S SYNCHRONOUS MOTOR 1FK7-CT PN=3 KW; UZK=600V M0=18NM (100K); NN=2000RPM; NATURAL COOLING, FRAME SIZE IMB 5 (IM V1, IM V3) FLANGE 1, WITH KTY TEMPERATURESENSOR POWER CONNECTOR ROTATABLE INCREMENTAL ENCODER SIN/COS 1VPP;2048 S/R W. C-AND D-SPUR (ENCODER IC2048S/R) SHAFT WITH FITTED KEY, TOLERANCE N; WITH HOLDING BRAKE PROTECTION CLASS IP64; | 3090 | TEM | 1 | MC | 17.9 | 1
1FK71002AC711AB1 | SIMOTICS S SYNCHRONOUS MOTOR 1FK7-CT PN=3 KW; UZK=600V M0=18NM (100K); NN=2000RPM; NATURAL COOLING, FRAME SIZE IMB 5 (IM V1, IM V3) FLANGE 1, WITH KTY TEMPERATURESENSOR POWER CONNECTOR ROTATABLE INCREMENTAL ENCODER SIN/COS 1VPP;2048 S/R W. C-AND D-SPUR (ENCODER IC2048S/R) SHAFT WITH FITTED KEY, TOLERANCE N; WITH HOLDING BRAKE PROTECTION CLASS IP65, | 3183 | TEM | 1 | MC | 17.9 | 1
1FK71002AC711AB2 | SIMOTICS S SYNCHRONOUS MOTOR 1FK7-CT PN=3 KW; UZK=600V M0=18NM (100K); NN=2000RPM; NATURAL COOLING, FRAME SIZE IMB 5 (IM V1, IM V3) FLANGE 1, WITH KTY TEMPERATURESENSOR POWER CONNECTOR ROTATABLE INCREMENTAL ENCODER SIN/COS 1VPP;2048 S/R W. C-AND D-SPUR (ENCODER IC2048S/R) SHAFT WITH FITTED KEY, TOLERANCE N; WITH HOLDING BRAKE PROTECTION CLASS IP65, FLANGE ON DRIVE END IP67; | 3183 | TEM | 1 | MC | 17.9 | 1
1FK71002AC711AG0 | SIMOTICS S SYNCHRONOUS MOTOR 1FK7-CT PN=3 KW; UZK=600V M0=18NM (100K); NN=2000RPM; NATURAL COOLING, FRAME SIZE IMB 5 (IM V1, IM V3) FLANGE 1, WITH KTY TEMPERATURESENSOR POWER CONNECTOR ROTATABLE INCREMENTAL ENCODER SIN/COS 1VPP;2048 S/R W. C-AND D-SPUR (ENCODER IC2048S/R) PLAIN SHAFT, TOLERANCE N; W/O HOLDING BRAKE PROTECTION CLASS IP64; | 2592 | TEM | 1 | MC | 17.601 | 1
1FK71002AC711AG1 | SIMOTICS S SYNCHRONOUS MOTOR 1FK7-CT PN=3 KW; UZK=600V M0=18NM (100K); NN=2000RPM; NATURAL COOLING, FRAME SIZE IMB 5 (IM V1, IM V3) FLANGE 1, WITH KTY TEMPERATURESENSOR POWER CONNECTOR ROTATABLE INCREMENTAL ENCODER SIN/COS 1VPP;2048 S/R W. C-AND D-SPUR (ENCODER IC2048S/R) PLAIN SHAFT, TOLERANCE N; W/O HOLDING BRAKE PROTECTION CLASS IP65, | 2686 | TEM | 1 | MC | 17.601 | 1
1FK71002AC711AG2 | SIMOTICS S SYNCHRONOUS MOTOR 1FK7-CT PN=3 KW; UZK=600V M0=18NM (100K); NN=2000RPM; NATURAL COOLING, FRAME SIZE IMB 5 (IM V1, IM V3) FLANGE 1, WITH KTY TEMPERATURESENSOR POWER CONNECTOR ROTATABLE INCREMENTAL ENCODER SIN/COS 1VPP;2048 S/R W. C-AND D-SPUR (ENCODER IC2048S/R) PLAIN SHAFT, TOLERANCE N; W/O HOLDING BRAKE PROTECTION CLASS IP65, FLANGE ON DRIVE END IP67; | 2686 | TEM | 1 | MC | 17.601 | 1
1FK71002AC711AH0 | SIMOTICS S SYNCHRONOUS MOTOR 1FK7-CT PN=3 KW; UZK=600V M0=18NM (100K); NN=2000RPM; NATURAL COOLING, FRAME SIZE IMB 5 (IM V1, IM V3) FLANGE 1, WITH KTY TEMPERATURESENSOR POWER CONNECTOR ROTATABLE INCREMENTAL ENCODER SIN/COS 1VPP;2048 S/R W. C-AND D-SPUR (ENCODER IC2048S/R) PLAIN SHAFT, TOLERANCE N; WITH HOLDING BRAKE PROTECTION CLASS IP64; | 3003 | TEM | 1 | MC | 17.9 | 1
1FK71002AC711AH1 | SIMOTICS S SYNCHRONOUS MOTOR 1FK7-CT PN=3 KW; UZK=600V M0=18NM (100K); NN=2000RPM; NATURAL COOLING, FRAME SIZE IMB 5 (IM V1, IM V3) FLANGE 1, WITH KTY TEMPERATURESENSOR POWER CONNECTOR ROTATABLE INCREMENTAL ENCODER SIN/COS 1VPP;2048 S/R W. C-AND D-SPUR (ENCODER IC2048S/R) PLAIN SHAFT, TOLERANCE N; WITH HOLDING BRAKE PROTECTION CLASS IP65, | 3097 | TEM | 1 | MC | 17.9 | 1
1FK71002AC711AH2 | SIMOTICS S SYNCHRONOUS MOTOR 1FK7-CT PN=3 KW; UZK=600V M0=18NM (100K); NN=2000RPM; NATURAL COOLING, FRAME SIZE IMB 5 (IM V1, IM V3) FLANGE 1, WITH KTY TEMPERATURESENSOR POWER CONNECTOR ROTATABLE INCREMENTAL ENCODER SIN/COS 1VPP;2048 S/R W. C-AND D-SPUR (ENCODER IC2048S/R) PLAIN SHAFT, TOLERANCE N; WITH HOLDING BRAKE PROTECTION CLASS IP65, FLANGE ON DRIVE END IP67; | 3097 | TEM | 1 | MC | 17.9 | 1
1FK71002AC711BA0 | SIMOTICS S SYNCHRONOUS MOTOR 1FK7-CT PN=3 KW; UZK=600V M0=18NM (100K); NN=2000RPM; NATURAL COOLING, FRAME SIZE IMB 5 (IM V1, IM V3) FLANGE 1 POWER CONNECTOR ROTATABLE ABSOLUTE ENCODER SINGLETURN 24 BIT WITH DRIVE CLIQ INTERFACE (ENCODER AS24DQI) SHAFT WITH FITTED KEY, TOLERANCE N; W/O HOLDING BRAKE PROTECTION CLASS IP64; | 2919 | TEM | 1 | MC | 17.601 | 1
1FK71002AC711BA1 | SIMOTICS S SYNCHRONOUS MOTOR 1FK7-CT PN=3 KW; UZK=600V M0=18NM (100K); NN=2000RPM; NATURAL COOLING, FRAME SIZE IMB 5 (IM V1, IM V3) FLANGE 1 POWER CONNECTOR ROTATABLE ABSOLUTE ENCODER SINGLETURN 24 BIT WITH DRIVE CLIQ INTERFACE (ENCODER AS24DQI) SHAFT WITH FITTED KEY, TOLERANCE N; W/O HOLDING BRAKE PROTECTION CLASS IP65, | 3013 | TEM | 1 | MC | 17.601 | 1
1FK71002AC711BA2 | SIMOTICS S SYNCHRONOUS MOTOR 1FK7-CT PN=3 KW; UZK=600V M0=18NM (100K); NN=2000RPM; NATURAL COOLING, FRAME SIZE IMB 5 (IM V1, IM V3) FLANGE 1 POWER CONNECTOR ROTATABLE ABSOLUTE ENCODER SINGLETURN 24 BIT WITH DRIVE CLIQ INTERFACE (ENCODER AS24DQI) SHAFT WITH FITTED KEY, TOLERANCE N; W/O HOLDING BRAKE PROTECTION CLASS IP65, FLANGE ON DRIVE END IP67; | 3013 | TEM | 1 | MC | 17.601 | 1
1FK71002AC711BB0 | SIMOTICS S SYNCHRONOUS MOTOR 1FK7-CT PN=3 KW; UZK=600V M0=18NM (100K); NN=2000RPM; NATURAL COOLING, FRAME SIZE IMB 5 (IM V1, IM V3) FLANGE 1 POWER CONNECTOR ROTATABLE ABSOLUTE ENCODER SINGLETURN 24 BIT WITH DRIVE CLIQ INTERFACE (ENCODER AS24DQI) SHAFT WITH FITTED KEY, TOLERANCE N; WITH HOLDING BRAKE PROTECTION CLASS IP64; | 3331 | TEM | 1 | MC | 17.9 | 1
1FK71002AC711BB1 | SIMOTICS S SYNCHRONOUS MOTOR 1FK7-CT PN=3 KW; UZK=600V M0=18NM (100K); NN=2000RPM; NATURAL COOLING, FRAME SIZE IMB 5 (IM V1, IM V3) FLANGE 1 POWER CONNECTOR ROTATABLE ABSOLUTE ENCODER SINGLETURN 24 BIT WITH DRIVE CLIQ INTERFACE (ENCODER AS24DQI) SHAFT WITH FITTED KEY, TOLERANCE N; WITH HOLDING BRAKE PROTECTION CLASS IP65, | 3424 | TEM | 1 | MC | 17.9 | 1
1FK71002AC711BB2 | SIMOTICS S SYNCHRONOUS MOTOR 1FK7-CT PN=3 KW; UZK=600V M0=18NM (100K); NN=2000RPM; NATURAL COOLING, FRAME SIZE IMB 5 (IM V1, IM V3) FLANGE 1 POWER CONNECTOR ROTATABLE ABSOLUTE ENCODER SINGLETURN 24 BIT WITH DRIVE CLIQ INTERFACE (ENCODER AS24DQI) SHAFT WITH FITTED KEY, TOLERANCE N; WITH HOLDING BRAKE PROTECTION CLASS IP65, FLANGE ON DRIVE END IP67; | 3424 | TEM | 1 | MC | 17.9 | 1
1FK71002AC711BG0 | SIMOTICS S SYNCHRONOUS MOTOR 1FK7-CT PN=3 KW; UZK=600V M0=18NM (100K); NN=2000RPM; NATURAL COOLING, FRAME SIZE IMB 5 (IM V1, IM V3) FLANGE 1 POWER CONNECTOR ROTATABLE ABSOLUTE ENCODER SINGLETURN 24 BIT WITH DRIVE CLIQ INTERFACE (ENCODER AS24DQI) PLAIN SHAFT, TOLERANCE N; W/O HOLDING BRAKE PROTECTION CLASS IP64; | 2833 | TEM | 1 | MC | 17.601 | 1
1FK71002AC711BG1 | SIMOTICS S SYNCHRONOUS MOTOR 1FK7-CT PN=3 KW; UZK=600V M0=18NM (100K); NN=2000RPM; NATURAL COOLING, FRAME SIZE IMB 5 (IM V1, IM V3) FLANGE 1 POWER CONNECTOR ROTATABLE ABSOLUTE ENCODER SINGLETURN 24 BIT WITH DRIVE CLIQ INTERFACE (ENCODER AS24DQI) PLAIN SHAFT, TOLERANCE N; W/O HOLDING BRAKE PROTECTION CLASS IP65, | 2927 | TEM | 1 | MC | 17.601 | 1
1FK71002AC711BG2 | SIMOTICS S SYNCHRONOUS MOTOR 1FK7-CT PN=3 KW; UZK=600V M0=18NM (100K); NN=2000RPM; NATURAL COOLING, FRAME SIZE IMB 5 (IM V1, IM V3) FLANGE 1 POWER CONNECTOR ROTATABLE ABSOLUTE ENCODER SINGLETURN 24 BIT WITH DRIVE CLIQ INTERFACE (ENCODER AS24DQI) PLAIN SHAFT, TOLERANCE N; W/O HOLDING BRAKE PROTECTION CLASS IP65, FLANGE ON DRIVE END IP67; | 2927 | TEM | 1 | MC | 17.601 | 1
1FK71002AC711BH0 | SIMOTICS S SYNCHRONOUS MOTOR 1FK7-CT PN=3 KW; UZK=600V M0=18NM (100K); NN=2000RPM; NATURAL COOLING, FRAME SIZE IMB 5 (IM V1, IM V3) FLANGE 1 POWER CONNECTOR ROTATABLE ABSOLUTE ENCODER SINGLETURN 24 BIT WITH DRIVE CLIQ INTERFACE (ENCODER AS24DQI) PLAIN SHAFT, TOLERANCE N; WITH HOLDING BRAKE PROTECTION CLASS IP64; | 3244 | TEM | 1 | MC | 17.9 | 1
1FK71002AC711BH1 | SIMOTICS S SYNCHRONOUS MOTOR 1FK7-CT PN=3 KW; UZK=600V M0=18NM (100K); NN=2000RPM; NATURAL COOLING, FRAME SIZE IMB 5 (IM V1, IM V3) FLANGE 1 POWER CONNECTOR ROTATABLE ABSOLUTE ENCODER SINGLETURN 24 BIT WITH DRIVE CLIQ INTERFACE (ENCODER AS24DQI) PLAIN SHAFT, TOLERANCE N; WITH HOLDING BRAKE PROTECTION CLASS IP65, | 3338 | TEM | 1 | MC | 17.9 | 1
1FK71002AC711BH2 | SIMOTICS S SYNCHRONOUS MOTOR 1FK7-CT PN=3 KW; UZK=600V M0=18NM (100K); NN=2000RPM; NATURAL COOLING, FRAME SIZE IMB 5 (IM V1, IM V3) FLANGE 1 POWER CONNECTOR ROTATABLE ABSOLUTE ENCODER SINGLETURN 24 BIT WITH DRIVE CLIQ INTERFACE (ENCODER AS24DQI) PLAIN SHAFT, TOLERANCE N; WITH HOLDING BRAKE PROTECTION CLASS IP65, FLANGE ON DRIVE END IP67; | 3338 | TEM | 1 | MC | 17.9 | 1
1FK71002AC711CA0 | SIMOTICS S SYNCHRONOUS MOTOR 1FK7-CT PN=3 KW; UZK=600V M0=18NM (100K); NN=2000RPM; NATURAL COOLING, FRAME SIZE IMB 5 (IM V1, IM V3) FLANGE 1 POWER CONNECTOR ROTATABLE ABSOLUTE ENCODER 24 BIT + 12 BIT MULTITURN WITH DRIVE-CLIQ INTERFACE (ENCODER AM24DQI) SHAFT WITH FITTED KEY, TOLERANCE N; W/O HOLDING BRAKE PROTECTION CLASS IP64; | 3289 | TEM | 1 | MC | 17.601 | 1
1FK71002AC711CA1 | SIMOTICS S SYNCHRONOUS MOTOR 1FK7-CT PN=3 KW; UZK=600V M0=18NM (100K); NN=2000RPM; NATURAL COOLING, FRAME SIZE IMB 5 (IM V1, IM V3) FLANGE 1 POWER CONNECTOR ROTATABLE ABSOLUTE ENCODER 24 BIT + 12 BIT MULTITURN WITH DRIVE-CLIQ INTERFACE (ENCODER AM24DQI) SHAFT WITH FITTED KEY, TOLERANCE N; W/O HOLDING BRAKE PROTECTION CLASS IP65, | 3382 | TEM | 1 | MC | 17.601 | 1
1FK71002AC711CA2 | SIMOTICS S SYNCHRONOUS MOTOR 1FK7-CT PN=3 KW; UZK=600V M0=18NM (100K); NN=2000RPM; NATURAL COOLING, FRAME SIZE IMB 5 (IM V1, IM V3) FLANGE 1 POWER CONNECTOR ROTATABLE ABSOLUTE ENCODER 24 BIT + 12 BIT MULTITURN WITH DRIVE-CLIQ INTERFACE (ENCODER AM24DQI) SHAFT WITH FITTED KEY, TOLERANCE N; W/O HOLDING BRAKE PROTECTION CLASS IP65, FLANGE ON DRIVE END IP67; | 3382 | TEM | 1 | MC | 17.601 | 1
1FK71002AC711CB0 | SIMOTICS S SYNCHRONOUS MOTOR 1FK7-CT PN=3 KW; UZK=600V M0=18NM (100K); NN=2000RPM; NATURAL COOLING, FRAME SIZE IMB 5 (IM V1, IM V3) FLANGE 1 POWER CONNECTOR ROTATABLE ABSOLUTE ENCODER 24 BIT + 12 BIT MULTITURN WITH DRIVE-CLIQ INTERFACE (ENCODER AM24DQI) SHAFT WITH FITTED KEY, TOLERANCE N; WITH HOLDING BRAKE PROTECTION CLASS IP64; | 3700 | TEM | 1 | MC | 17.9 | 1
1FK71002AC711CB1 | SIMOTICS S SYNCHRONOUS MOTOR 1FK7-CT PN=3 KW; UZK=600V M0=18NM (100K); NN=2000RPM; NATURAL COOLING, FRAME SIZE IMB 5 (IM V1, IM V3) FLANGE 1 POWER CONNECTOR ROTATABLE ABSOLUTE ENCODER 24 BIT + 12 BIT MULTITURN WITH DRIVE-CLIQ INTERFACE (ENCODER AM24DQI) SHAFT WITH FITTED KEY, TOLERANCE N; WITH HOLDING BRAKE PROTECTION CLASS IP65, | 3793 | TEM | 1 | MC | 17.9 | 1
1FK71002AC711CB2 | SIMOTICS S SYNCHRONOUS MOTOR 1FK7-CT PN=3 KW; UZK=600V M0=18NM (100K); NN=2000RPM; NATURAL COOLING, FRAME SIZE IMB 5 (IM V1, IM V3) FLANGE 1 POWER CONNECTOR ROTATABLE ABSOLUTE ENCODER 24 BIT + 12 BIT MULTITURN WITH DRIVE-CLIQ INTERFACE (ENCODER AM24DQI) SHAFT WITH FITTED KEY, TOLERANCE N; WITH HOLDING BRAKE PROTECTION CLASS IP65, FLANGE ON DRIVE END IP67; | 3793 | TEM | 1 | MC | 17.9 | 1
1FK71002AC711CG0 | SIMOTICS S SYNCHRONOUS MOTOR 1FK7-CT PN=3 KW; UZK=600V M0=18NM (100K); NN=2000RPM; NATURAL COOLING, FRAME SIZE IMB 5 (IM V1, IM V3) FLANGE 1 POWER CONNECTOR ROTATABLE ABSOLUTE ENCODER 24 BIT + 12 BIT MULTITURN WITH DRIVE-CLIQ INTERFACE (ENCODER AM24DQI) PLAIN SHAFT, TOLERANCE N; W/O HOLDING BRAKE PROTECTION CLASS IP64; | 3202 | TEM | 1 | MC | 17.601 | 1
1FK71002AC711CG1 | SIMOTICS S SYNCHRONOUS MOTOR 1FK7-CT PN=3 KW; UZK=600V M0=18NM (100K); NN=2000RPM; NATURAL COOLING, FRAME SIZE IMB 5 (IM V1, IM V3) FLANGE 1 POWER CONNECTOR ROTATABLE ABSOLUTE ENCODER 24 BIT + 12 BIT MULTITURN WITH DRIVE-CLIQ INTERFACE (ENCODER AM24DQI) PLAIN SHAFT, TOLERANCE N; W/O HOLDING BRAKE PROTECTION CLASS IP65, | 3296 | TEM | 1 | MC | 17.601 | 1
1FK71002AC711CG2 | SIMOTICS S SYNCHRONOUS MOTOR 1FK7-CT PN=3 KW; UZK=600V M0=18NM (100K); NN=2000RPM; NATURAL COOLING, FRAME SIZE IMB 5 (IM V1, IM V3) FLANGE 1 POWER CONNECTOR ROTATABLE ABSOLUTE ENCODER 24 BIT + 12 BIT MULTITURN WITH DRIVE-CLIQ INTERFACE (ENCODER AM24DQI) PLAIN SHAFT, TOLERANCE N; W/O HOLDING BRAKE PROTECTION CLASS IP65, FLANGE ON DRIVE END IP67; | 3296 | TEM | 1 | MC | 17.601 | 1
1FK71002AC711CH0 | SIMOTICS S SYNCHRONOUS MOTOR 1FK7-CT PN=3 KW; UZK=600V M0=18NM (100K); NN=2000RPM; NATURAL COOLING, FRAME SIZE IMB 5 (IM V1, IM V3) FLANGE 1 POWER CONNECTOR ROTATABLE ABSOLUTE ENCODER 24 BIT + 12 BIT MULTITURN WITH DRIVE-CLIQ INTERFACE (ENCODER AM24DQI) PLAIN SHAFT, TOLERANCE N; WITH HOLDING BRAKE PROTECTION CLASS IP64; | 3614 | TEM | 1 | MC | 17.9 | 1
1FK71002AC711CH1 | SIMOTICS S SYNCHRONOUS MOTOR 1FK7-CT PN=3 KW; UZK=600V M0=18NM (100K); NN=2000RPM; NATURAL COOLING, FRAME SIZE IMB 5 (IM V1, IM V3) FLANGE 1 POWER CONNECTOR ROTATABLE ABSOLUTE ENCODER 24 BIT + 12 BIT MULTITURN WITH DRIVE-CLIQ INTERFACE (ENCODER AM24DQI) PLAIN SHAFT, TOLERANCE N; WITH HOLDING BRAKE PROTECTION CLASS IP65, | 3707 | TEM | 1 | MC | 17.9 | 1
1FK71002AC711CH2 | SIMOTICS S SYNCHRONOUS MOTOR 1FK7-CT PN=3 KW; UZK=600V M0=18NM (100K); NN=2000RPM; NATURAL COOLING, FRAME SIZE IMB 5 (IM V1, IM V3) FLANGE 1 POWER CONNECTOR ROTATABLE ABSOLUTE ENCODER 24 BIT + 12 BIT MULTITURN WITH DRIVE-CLIQ INTERFACE (ENCODER AM24DQI) PLAIN SHAFT, TOLERANCE N; WITH HOLDING BRAKE PROTECTION CLASS IP65, FLANGE ON DRIVE END IP67; | 3707 | TEM | 1 | MC | 17.9 | 1
1FK71002AC711DA0 | SIMOTICS S SYNCHRONOUS MOTOR 1FK7-CT PN=3 KW; UZK=600V M0=18NM (100K); NN=2000RPM; NATURAL COOLING, FRAME SIZE IMB 5 (IM V1, IM V3) FLANGE 1 POWER CONNECTOR ROTATABLE INCREMENTAL ENCODER 22 BIT WITH DRIVE-CLIQ INTERFACE (ENCODER IC22DQ) SHAFT WITH FITTED KEY, TOLERANCE N; W/O HOLDING BRAKE PROTECTION CLASS IP64; | 3000 | TEM | 1 | MC | 17.602 | 1
1FK71002AC711DG0 | SIMOTICS S SYNCHRONOUS MOTOR 1FK7-CT PN=3 KW; UZK=600V M0=18NM (100K); NN=2000RPM; NATURAL COOLING, FRAME SIZE IMB 5 (IM V1, IM V3) FLANGE 1 POWER CONNECTOR ROTATABLE INCREMENTAL ENCODER 22 BIT WITH DRIVE-CLIQ INTERFACE (ENCODER IC22DQ) PLAIN SHAFT, TOLERANCE N; W/O HOLDING BRAKE PROTECTION CLASS IP64; | 2913 | TEM | 1 | MC | 17.602 | 1
1FK71002AC711DH0 | SIMOTICS S SYNCHRONOUS MOTOR 1FK7-CT PN=3 KW; UZK=600V M0=18NM (100K); NN=2000RPM; NATURAL COOLING, FRAME SIZE IMB 5 (IM V1, IM V3) FLANGE 1 POWER CONNECTOR ROTATABLE INCREMENTAL ENCODER 22 BIT WITH DRIVE-CLIQ INTERFACE (ENCODER IC22DQ) PLAIN SHAFT, TOLERANCE N; WITH HOLDING BRAKE PROTECTION CLASS IP64; | 3325 | TEM | 1 | MC | 17.901 | 1
1FK71002AC711DH1 | SIMOTICS S SYNCHRONOUS MOTOR 1FK7-CT PN=3 KW; UZK=600V M0=18NM (100K); NN=2000RPM; NATURAL COOLING, FRAME SIZE IMB 5 (IM V1, IM V3) FLANGE 1 POWER CONNECTOR ROTATABLE INCREMENTAL ENCODER 22 BIT WITH DRIVE-CLIQ INTERFACE (ENCODER IC22DQ) PLAIN SHAFT, TOLERANCE N; WITH HOLDING BRAKE PROTECTION CLASS IP65, | 3418 | TEM | 1 | MC | 17.901 | 1
1FK71002AC711EA0 | SIMOTICS S SYNCHRONOUS MOTOR 1FK7-CT PN=3 KW; UZK=600V M0=18NM (100K); NN=2000RPM; NATURAL COOLING, FRAME SIZE IMB 5 (IM V1, IM V3) FLANGE 1, WITH KTY TEMPERATURESENSOR POWER CONNECTOR ROTATABLE ABSOLUTE ENCODERR 2048 S/R + 4096 UMDREHUNGEN MULTITURN, WITH ENDAT-SCHNITTSTELLE (ENCODER AM2048S/R) SHAFT WITH FITTED KEY, TOLERANCE N; W/O HOLDING BRAKE PROTECTION CLASS IP64; | 3050 | TEM | 1 | MC | 17.601 | 1
1FK71002AC711EA1 | SIMOTICS S SYNCHRONOUS MOTOR 1FK7-CT PN=3 KW; UZK=600V M0=18NM (100K); NN=2000RPM; NATURAL COOLING, FRAME SIZE IMB 5 (IM V1, IM V3) FLANGE 1, WITH KTY TEMPERATURESENSOR POWER CONNECTOR ROTATABLE ABSOLUTE ENCODERR 2048 S/R + 4096 UMDREHUNGEN MULTITURN, WITH ENDAT-SCHNITTSTELLE (ENCODER AM2048S/R) SHAFT WITH FITTED KEY, TOLERANCE N; W/O HOLDING BRAKE PROTECTION CLASS IP65, | 3143 | TEM | 1 | MC | 17.601 | 1
1FK71002AC711EA2 | SIMOTICS S SYNCHRONOUS MOTOR 1FK7-CT PN=3 KW; UZK=600V M0=18NM (100K); NN=2000RPM; NATURAL COOLING, FRAME SIZE IMB 5 (IM V1, IM V3) FLANGE 1, WITH KTY TEMPERATURESENSOR POWER CONNECTOR ROTATABLE ABSOLUTE ENCODERR 2048 S/R + 4096 UMDREHUNGEN MULTITURN, WITH ENDAT-SCHNITTSTELLE (ENCODER AM2048S/R) SHAFT WITH FITTED KEY, TOLERANCE N; W/O HOLDING BRAKE PROTECTION CLASS IP65, FLANGE ON DRIVE END IP67; | 3143 | TEM | 1 | MC | 17.601 | 1
1FK71002AC711EB0 | SIMOTICS S SYNCHRONOUS MOTOR 1FK7-CT PN=3 KW; UZK=600V M0=18NM (100K); NN=2000RPM; NATURAL COOLING, FRAME SIZE IMB 5 (IM V1, IM V3) FLANGE 1, WITH KTY TEMPERATURESENSOR POWER CONNECTOR ROTATABLE ABSOLUTE ENCODERR 2048 S/R + 4096 UMDREHUNGEN MULTITURN, WITH ENDAT-SCHNITTSTELLE (ENCODER AM2048S/R) SHAFT WITH FITTED KEY, TOLERANCE N; WITH HOLDING BRAKE PROTECTION CLASS IP64; | 3461 | TEM | 1 | MC | 17.9 | 1
1FK71002AC711EB1 | SIMOTICS S SYNCHRONOUS MOTOR 1FK7-CT PN=3 KW; UZK=600V M0=18NM (100K); NN=2000RPM; NATURAL COOLING, FRAME SIZE IMB 5 (IM V1, IM V3) FLANGE 1, WITH KTY TEMPERATURESENSOR POWER CONNECTOR ROTATABLE ABSOLUTE ENCODERR 2048 S/R + 4096 UMDREHUNGEN MULTITURN, WITH ENDAT-SCHNITTSTELLE (ENCODER AM2048S/R) SHAFT WITH FITTED KEY, TOLERANCE N; WITH HOLDING BRAKE PROTECTION CLASS IP65, | 3555 | TEM | 1 | MC | 17.9 | 1
1FK71002AC711EB2 | SIMOTICS S SYNCHRONOUS MOTOR 1FK7-CT PN=3 KW; UZK=600V M0=18NM (100K); NN=2000RPM; NATURAL COOLING, FRAME SIZE IMB 5 (IM V1, IM V3) FLANGE 1, WITH KTY TEMPERATURESENSOR POWER CONNECTOR ROTATABLE ABSOLUTE ENCODERR 2048 S/R + 4096 UMDREHUNGEN MULTITURN, WITH ENDAT-SCHNITTSTELLE (ENCODER AM2048S/R) SHAFT WITH FITTED KEY, TOLERANCE N; WITH HOLDING BRAKE PROTECTION CLASS IP65, FLANGE ON DRIVE END IP67; | 3555 | TEM | 1 | MC | 17.9 | 1
1FK71002AC711EG0 | SIMOTICS S SYNCHRONOUS MOTOR 1FK7-CT PN=3 KW; UZK=600V M0=18NM (100K); NN=2000RPM; NATURAL COOLING, FRAME SIZE IMB 5 (IM V1, IM V3) FLANGE 1, WITH KTY TEMPERATURESENSOR POWER CONNECTOR ROTATABLE ABSOLUTE ENCODERR 2048 S/R + 4096 UMDREHUNGEN MULTITURN, WITH ENDAT-SCHNITTSTELLE (ENCODER AM2048S/R) PLAIN SHAFT, TOLERANCE N; W/O HOLDING BRAKE PROTECTION CLASS IP64; | 2964 | TEM | 1 | MC | 17.601 | 1
1FK71002AC711EG1 | SIMOTICS S SYNCHRONOUS MOTOR 1FK7-CT PN=3 KW; UZK=600V M0=18NM (100K); NN=2000RPM; NATURAL COOLING, FRAME SIZE IMB 5 (IM V1, IM V3) FLANGE 1, WITH KTY TEMPERATURESENSOR POWER CONNECTOR ROTATABLE ABSOLUTE ENCODERR 2048 S/R + 4096 UMDREHUNGEN MULTITURN, WITH ENDAT-SCHNITTSTELLE (ENCODER AM2048S/R) PLAIN SHAFT, TOLERANCE N; W/O HOLDING BRAKE PROTECTION CLASS IP65, | 3057 | TEM | 1 | MC | 17.601 | 1
1FK71002AC711EG2 | SIMOTICS S SYNCHRONOUS MOTOR 1FK7-CT PN=3 KW; UZK=600V M0=18NM (100K); NN=2000RPM; NATURAL COOLING, FRAME SIZE IMB 5 (IM V1, IM V3) FLANGE 1, WITH KTY TEMPERATURESENSOR POWER CONNECTOR ROTATABLE ABSOLUTE ENCODERR 2048 S/R + 4096 UMDREHUNGEN MULTITURN, WITH ENDAT-SCHNITTSTELLE (ENCODER AM2048S/R) PLAIN SHAFT, TOLERANCE N; W/O HOLDING BRAKE PROTECTION CLASS IP65, FLANGE ON DRIVE END IP67; | 3057 | TEM | 1 | MC | 17.601 | 1
1FK71002AC711EH0 | SIMOTICS S SYNCHRONOUS MOTOR 1FK7-CT PN=3 KW; UZK=600V M0=18NM (100K); NN=2000RPM; NATURAL COOLING, FRAME SIZE IMB 5 (IM V1, IM V3) FLANGE 1, WITH KTY TEMPERATURESENSOR POWER CONNECTOR ROTATABLE ABSOLUTE ENCODERR 2048 S/R + 4096 UMDREHUNGEN MULTITURN, WITH ENDAT-SCHNITTSTELLE (ENCODER AM2048S/R) PLAIN SHAFT, TOLERANCE N; WITH HOLDING BRAKE PROTECTION CLASS IP64; | 3375 | TEM | 1 | MC | 17.9 | 1
1FK71002AC711EH1 | SIMOTICS S SYNCHRONOUS MOTOR 1FK7-CT PN=3 KW; UZK=600V M0=18NM (100K); NN=2000RPM; NATURAL COOLING, FRAME SIZE IMB 5 (IM V1, IM V3) FLANGE 1, WITH KTY TEMPERATURESENSOR POWER CONNECTOR ROTATABLE ABSOLUTE ENCODERR 2048 S/R + 4096 UMDREHUNGEN MULTITURN, WITH ENDAT-SCHNITTSTELLE (ENCODER AM2048S/R) PLAIN SHAFT, TOLERANCE N; WITH HOLDING BRAKE PROTECTION CLASS IP65, | 3468 | TEM | 1 | MC | 17.9 | 1
1FK71002AC711EH2 | SIMOTICS S SYNCHRONOUS MOTOR 1FK7-CT PN=3 KW; UZK=600V M0=18NM (100K); NN=2000RPM; NATURAL COOLING, FRAME SIZE IMB 5 (IM V1, IM V3) FLANGE 1, WITH KTY TEMPERATURESENSOR POWER CONNECTOR ROTATABLE ABSOLUTE ENCODERR 2048 S/R + 4096 UMDREHUNGEN MULTITURN, WITH ENDAT-SCHNITTSTELLE (ENCODER AM2048S/R) PLAIN SHAFT, TOLERANCE N; WITH HOLDING BRAKE PROTECTION CLASS IP65, FLANGE ON DRIVE END IP67; | 3468 | TEM | 1 | MC | 17.9 | 1
1FK71002AC711FH1 | SIMOTICS S SYNCHRONOUS MOTOR 1FK7-CT PN=3 KW; UZK=600V M0=18NM (100K); NN=2000RPM; NATURAL COOLING, FRAME SIZE IMB 5 (IM V1, IM V3) FLANGE 1 POWER CONNECTOR ROTATABLE ABSOLUTE ENCODER 22BIT + 12 BIT MULTITURN, WITH DRIVE-CLIQ INTERFACE (ENCODER AM22DQ) PLAIN SHAFT, TOLERANCE N; WITH HOLDING BRAKE PROTECTION CLASS IP65, | 3787 | TEM | 1 | MC | 17.9 | 1
1FK71002AC711KA0 | SIMOTICS S SYNCHRONOUS MOTOR 1FK7-CT PN=3 KW; UZK=600V M0=18NM (100K); NN=2000RPM; NATURAL COOLING, FRAME SIZE IMB 5 (IM V1, IM V3) FLANGE 1 POWER CONNECTOR ROTATABLE ABSOLUTE ENCODER 16BIT + 12BIT MULTITURN, WITH DRIVE-CLIQ INTERFACE (ENCODER AM16DQ) SHAFT WITH FITTED KEY, TOLERANCE N; W/O HOLDING BRAKE PROTECTION CLASS IP64; | 2851 | TEM | 1 | MC | 17.601 | 1
1FK71002AC711KA1 | SIMOTICS S SYNCHRONOUS MOTOR 1FK7-CT PN=3 KW; UZK=600V M0=18NM (100K); NN=2000RPM; NATURAL COOLING, FRAME SIZE IMB 5 (IM V1, IM V3) FLANGE 1 POWER CONNECTOR ROTATABLE ABSOLUTE ENCODER 16BIT + 12BIT MULTITURN, WITH DRIVE-CLIQ INTERFACE (ENCODER AM16DQ) SHAFT WITH FITTED KEY, TOLERANCE N; W/O HOLDING BRAKE PROTECTION CLASS IP65, | 2945 | TEM | 1 | MC | 17.601 | 1
1FK71002AC711KA2 | SIMOTICS S SYNCHRONOUS MOTOR 1FK7-CT PN=3 KW; UZK=600V M0=18NM (100K); NN=2000RPM; NATURAL COOLING, FRAME SIZE IMB 5 (IM V1, IM V3) FLANGE 1 POWER CONNECTOR ROTATABLE ABSOLUTE ENCODER 16BIT + 12BIT MULTITURN, WITH DRIVE-CLIQ INTERFACE (ENCODER AM16DQ) SHAFT WITH FITTED KEY, TOLERANCE N; W/O HOLDING BRAKE PROTECTION CLASS IP65, FLANGE ON DRIVE END IP67; | 2945 | TEM | 1 | MC | 17.601 | 1
1FK71002AC711KB0 | SIMOTICS S SYNCHRONOUS MOTOR 1FK7-CT PN=3 KW; UZK=600V M0=18NM (100K); NN=2000RPM; NATURAL COOLING, FRAME SIZE IMB 5 (IM V1, IM V3) FLANGE 1 POWER CONNECTOR ROTATABLE ABSOLUTE ENCODER 16BIT + 12BIT MULTITURN, WITH DRIVE-CLIQ INTERFACE (ENCODER AM16DQ) SHAFT WITH FITTED KEY, TOLERANCE N; WITH HOLDING BRAKE PROTECTION CLASS IP64; | 3263 | TEM | 1 | MC | 17.9 | 1
1FK71002AC711KB1 | SIMOTICS S SYNCHRONOUS MOTOR 1FK7-CT PN=3 KW; UZK=600V M0=18NM (100K); NN=2000RPM; NATURAL COOLING, FRAME SIZE IMB 5 (IM V1, IM V3) FLANGE 1 POWER CONNECTOR ROTATABLE ABSOLUTE ENCODER 16BIT + 12BIT MULTITURN, WITH DRIVE-CLIQ INTERFACE (ENCODER AM16DQ) SHAFT WITH FITTED KEY, TOLERANCE N; WITH HOLDING BRAKE PROTECTION CLASS IP65, | 3356 | TEM | 1 | MC | 17.9 | 1
1FK71002AC711KB2 | SIMOTICS S SYNCHRONOUS MOTOR 1FK7-CT PN=3 KW; UZK=600V M0=18NM (100K); NN=2000RPM; NATURAL COOLING, FRAME SIZE IMB 5 (IM V1, IM V3) FLANGE 1 POWER CONNECTOR ROTATABLE ABSOLUTE ENCODER 16BIT + 12BIT MULTITURN, WITH DRIVE-CLIQ INTERFACE (ENCODER AM16DQ) SHAFT WITH FITTED KEY, TOLERANCE N; WITH HOLDING BRAKE PROTECTION CLASS IP65, FLANGE ON DRIVE END IP67; | 3356 | TEM | 1 | MC | 17.9 | 1
1FK71002AC711KG0 | SIMOTICS S SYNCHRONOUS MOTOR 1FK7-CT PN=3 KW; UZK=600V M0=18NM (100K); NN=2000RPM; NATURAL COOLING, FRAME SIZE IMB 5 (IM V1, IM V3) FLANGE 1 POWER CONNECTOR ROTATABLE ABSOLUTE ENCODER 16BIT + 12BIT MULTITURN, WITH DRIVE-CLIQ INTERFACE (ENCODER AM16DQ) PLAIN SHAFT, TOLERANCE N; W/O HOLDING BRAKE PROTECTION CLASS IP64; | 2765 | TEM | 1 | MC | 17.601 | 1
1FK71002AC711KG1 | SIMOTICS S SYNCHRONOUS MOTOR 1FK7-CT PN=3 KW; UZK=600V M0=18NM (100K); NN=2000RPM; NATURAL COOLING, FRAME SIZE IMB 5 (IM V1, IM V3) FLANGE 1 POWER CONNECTOR ROTATABLE ABSOLUTE ENCODER 16BIT + 12BIT MULTITURN, WITH DRIVE-CLIQ INTERFACE (ENCODER AM16DQ) PLAIN SHAFT, TOLERANCE N; W/O HOLDING BRAKE PROTECTION CLASS IP65, | 2859 | TEM | 1 | MC | 17.601 | 1
1FK71002AC711KG2 | SIMOTICS S SYNCHRONOUS MOTOR 1FK7-CT PN=3 KW; UZK=600V M0=18NM (100K); NN=2000RPM; NATURAL COOLING, FRAME SIZE IMB 5 (IM V1, IM V3) FLANGE 1 POWER CONNECTOR ROTATABLE ABSOLUTE ENCODER 16BIT + 12BIT MULTITURN, WITH DRIVE-CLIQ INTERFACE (ENCODER AM16DQ) PLAIN SHAFT, TOLERANCE N; W/O HOLDING BRAKE PROTECTION CLASS IP65, FLANGE ON DRIVE END IP67; | 2859 | TEM | 1 | MC | 17.601 | 1
1FK71002AC711KH0 | SIMOTICS S SYNCHRONOUS MOTOR 1FK7-CT PN=3 KW; UZK=600V M0=18NM (100K); NN=2000RPM; NATURAL COOLING, FRAME SIZE IMB 5 (IM V1, IM V3) FLANGE 1 POWER CONNECTOR ROTATABLE ABSOLUTE ENCODER 16BIT + 12BIT MULTITURN, WITH DRIVE-CLIQ INTERFACE (ENCODER AM16DQ) PLAIN SHAFT, TOLERANCE N; WITH HOLDING BRAKE PROTECTION CLASS IP64; | 3176 | TEM | 1 | MC | 17.9 | 1
1FK71002AC711KH1 | SIMOTICS S SYNCHRONOUS MOTOR 1FK7-CT PN=3 KW; UZK=600V M0=18NM (100K); NN=2000RPM; NATURAL COOLING, FRAME SIZE IMB 5 (IM V1, IM V3) FLANGE 1 POWER CONNECTOR ROTATABLE ABSOLUTE ENCODER 16BIT + 12BIT MULTITURN, WITH DRIVE-CLIQ INTERFACE (ENCODER AM16DQ) PLAIN SHAFT, TOLERANCE N; WITH HOLDING BRAKE PROTECTION CLASS IP65, | 3270 | TEM | 1 | MC | 17.9 | 1
1FK71002AC711KH2 | SIMOTICS S SYNCHRONOUS MOTOR 1FK7-CT PN=3 KW; UZK=600V M0=18NM (100K); NN=2000RPM; NATURAL COOLING, FRAME SIZE IMB 5 (IM V1, IM V3) FLANGE 1 POWER CONNECTOR ROTATABLE ABSOLUTE ENCODER 16BIT + 12BIT MULTITURN, WITH DRIVE-CLIQ INTERFACE (ENCODER AM16DQ) PLAIN SHAFT, TOLERANCE N; WITH HOLDING BRAKE PROTECTION CLASS IP65, FLANGE ON DRIVE END IP67; | 3270 | TEM | 1 | MC | 17.9 | 1
1FK71002AC711PA0 | SIMOTICS S SYNCHRONOUS MOTOR 1FK7-CT PN=3 KW; UZK=600V M0=18NM (100K); NN=2000RPM; NATURAL COOLING, FRAME SIZE IMB 5 (IM V1, IM V3) FLANGE 1 POWER CONNECTOR ROTATABLE RESOLVER 2-POLE, WITH DRIVE CLIQ-INTERFACE SHAFT WITH FITTED KEY, TOLERANCE N; W/O HOLDING BRAKE PROTECTION CLASS IP64; | 2333 | TEM | 1 | MC | 17.701 | 1
1FK71002AC711PA1 | SIMOTICS S SYNCHRONOUS MOTOR 1FK7-CT PN=3 KW; UZK=600V M0=18NM (100K); NN=2000RPM; NATURAL COOLING, FRAME SIZE IMB 5 (IM V1, IM V3) FLANGE 1 POWER CONNECTOR ROTATABLE RESOLVER 2-POLE, WITH DRIVE CLIQ-INTERFACE SHAFT WITH FITTED KEY, TOLERANCE N; W/O HOLDING BRAKE PROTECTION CLASS IP65, | 2427 | TEM | 1 | MC | 17.701 | 1
1FK71002AC711PA2 | SIMOTICS S SYNCHRONOUS MOTOR 1FK7-CT PN=3 KW; UZK=600V M0=18NM (100K); NN=2000RPM; NATURAL COOLING, FRAME SIZE IMB 5 (IM V1, IM V3) FLANGE 1 POWER CONNECTOR ROTATABLE RESOLVER 2-POLE, WITH DRIVE CLIQ-INTERFACE SHAFT WITH FITTED KEY, TOLERANCE N; W/O HOLDING BRAKE PROTECTION CLASS IP65, FLANGE ON DRIVE END IP67; | 2427 | TEM | 1 | MC | 17.701 | 1
1FK71002AC711PB0 | SIMOTICS S SYNCHRONOUS MOTOR 1FK7-CT PN=3 KW; UZK=600V M0=18NM (100K); NN=2000RPM; NATURAL COOLING, FRAME SIZE IMB 5 (IM V1, IM V3) FLANGE 1 POWER CONNECTOR ROTATABLE RESOLVER 2-POLE, WITH DRIVE CLIQ-INTERFACE SHAFT WITH FITTED KEY, TOLERANCE N; WITH HOLDING BRAKE PROTECTION CLASS IP64; | 2745 | TEM | 1 | MC | 18 | 1
1FK71002AC711PB1 | SIMOTICS S SYNCHRONOUS MOTOR 1FK7-CT PN=3 KW; UZK=600V M0=18NM (100K); NN=2000RPM; NATURAL COOLING, FRAME SIZE IMB 5 (IM V1, IM V3) FLANGE 1 POWER CONNECTOR ROTATABLE RESOLVER 2-POLE, WITH DRIVE CLIQ-INTERFACE SHAFT WITH FITTED KEY, TOLERANCE N; WITH HOLDING BRAKE PROTECTION CLASS IP65, | 2838 | TEM | 1 | MC | 18 | 1
1FK71002AC711PB2 | SIMOTICS S SYNCHRONOUS MOTOR 1FK7-CT PN=3 KW; UZK=600V M0=18NM (100K); NN=2000RPM; NATURAL COOLING, FRAME SIZE IMB 5 (IM V1, IM V3) FLANGE 1 POWER CONNECTOR ROTATABLE RESOLVER 2-POLE, WITH DRIVE CLIQ-INTERFACE SHAFT WITH FITTED KEY, TOLERANCE N; WITH HOLDING BRAKE PROTECTION CLASS IP65, FLANGE ON DRIVE END IP67; | 2838 | TEM | 1 | MC | 18 | 1
1FK71002AC711PG0 | SIMOTICS S SYNCHRONOUS MOTOR 1FK7-CT PN=3 KW; UZK=600V M0=18NM (100K); NN=2000RPM; NATURAL COOLING, FRAME SIZE IMB 5 (IM V1, IM V3) FLANGE 1 POWER CONNECTOR ROTATABLE RESOLVER 2-POLE, WITH DRIVE CLIQ-INTERFACE PLAIN SHAFT, TOLERANCE N; W/O HOLDING BRAKE PROTECTION CLASS IP64; | 2247 | TEM | 1 | MC | 17.701 | 1
1FK71002AC711PG1 | SIMOTICS S SYNCHRONOUS MOTOR 1FK7-CT PN=3 KW; UZK=600V M0=18NM (100K); NN=2000RPM; NATURAL COOLING, FRAME SIZE IMB 5 (IM V1, IM V3) FLANGE 1 POWER CONNECTOR ROTATABLE RESOLVER 2-POLE, WITH DRIVE CLIQ-INTERFACE PLAIN SHAFT, TOLERANCE N; W/O HOLDING BRAKE PROTECTION CLASS IP65, | 2341 | TEM | 1 | MC | 17.701 | 1
1FK71002AC711PG2 | SIMOTICS S SYNCHRONOUS MOTOR 1FK7-CT PN=3 KW; UZK=600V M0=18NM (100K); NN=2000RPM; NATURAL COOLING, FRAME SIZE IMB 5 (IM V1, IM V3) FLANGE 1 POWER CONNECTOR ROTATABLE RESOLVER 2-POLE, WITH DRIVE CLIQ-INTERFACE PLAIN SHAFT, TOLERANCE N; W/O HOLDING BRAKE PROTECTION CLASS IP65, FLANGE ON DRIVE END IP67; | 2341 | TEM | 1 | MC | 17.701 | 1
1FK71002AC711PH0 | SIMOTICS S SYNCHRONOUS MOTOR 1FK7-CT PN=3 KW; UZK=600V M0=18NM (100K); NN=2000RPM; NATURAL COOLING, FRAME SIZE IMB 5 (IM V1, IM V3) FLANGE 1 POWER CONNECTOR ROTATABLE RESOLVER 2-POLE, WITH DRIVE CLIQ-INTERFACE PLAIN SHAFT, TOLERANCE N; WITH HOLDING BRAKE PROTECTION CLASS IP64; | 2658 | TEM | 1 | MC | 18 | 1
1FK71002AC711PH1 | SIMOTICS S SYNCHRONOUS MOTOR 1FK7-CT PN=3 KW; UZK=600V M0=18NM (100K); NN=2000RPM; NATURAL COOLING, FRAME SIZE IMB 5 (IM V1, IM V3) FLANGE 1 POWER CONNECTOR ROTATABLE RESOLVER 2-POLE, WITH DRIVE CLIQ-INTERFACE PLAIN SHAFT, TOLERANCE N; WITH HOLDING BRAKE PROTECTION CLASS IP65, | 2752 | TEM | 1 | MC | 18 | 1
1FK71002AC711PH2 | SIMOTICS S SYNCHRONOUS MOTOR 1FK7-CT PN=3 KW; UZK=600V M0=18NM (100K); NN=2000RPM; NATURAL COOLING, FRAME SIZE IMB 5 (IM V1, IM V3) FLANGE 1 POWER CONNECTOR ROTATABLE RESOLVER 2-POLE, WITH DRIVE CLIQ-INTERFACE PLAIN SHAFT, TOLERANCE N; WITH HOLDING BRAKE PROTECTION CLASS IP65, FLANGE ON DRIVE END IP67; | 2752 | TEM | 1 | MC | 18 | 1
1FK71002AC711QA0 | SIMOTICS S SYNCHRONOUS MOTOR 1FK7-CT PN=3 KW; UZK=600V M0=18NM (100K); NN=2000RPM; NATURAL COOLING, FRAME SIZE IMB 5 (IM V1, IM V3) FLANGE 1 POWER CONNECTOR ROTATABLE ABSOLUTE ENCODER SINGLETURN 20 BIT WITH DRIVE-CLIQ INTERFACE (ENCODER AS20DQI) SHAFT WITH FITTED KEY, TOLERANCE N; W/O HOLDING BRAKE PROTECTION CLASS IP64; | 2436 | TEM | 1 | MC | 17.601 | 1
1FK71002AC711QA1 | SIMOTICS S SYNCHRONOUS MOTOR 1FK7-CT PN=3 KW; UZK=600V M0=18NM (100K); NN=2000RPM; NATURAL COOLING, FRAME SIZE IMB 5 (IM V1, IM V3) FLANGE 1 POWER CONNECTOR ROTATABLE ABSOLUTE ENCODER SINGLETURN 20 BIT WITH DRIVE-CLIQ INTERFACE (ENCODER AS20DQI) SHAFT WITH FITTED KEY, TOLERANCE N; W/O HOLDING BRAKE PROTECTION CLASS IP65, | 2530 | TEM | 1 | MC | 17.601 | 1
1FK71002AC711QA2 | SIMOTICS S SYNCHRONOUS MOTOR 1FK7-CT PN=3 KW; UZK=600V M0=18NM (100K); NN=2000RPM; NATURAL COOLING, FRAME SIZE IMB 5 (IM V1, IM V3) FLANGE 1 POWER CONNECTOR ROTATABLE ABSOLUTE ENCODER SINGLETURN 20 BIT WITH DRIVE-CLIQ INTERFACE (ENCODER AS20DQI) SHAFT WITH FITTED KEY, TOLERANCE N; W/O HOLDING BRAKE PROTECTION CLASS IP65, FLANGE ON DRIVE END IP67; | 2530 | TEM | 1 | MC | 17.601 | 1
1FK71002AC711QB0 | SIMOTICS S SYNCHRONOUS MOTOR 1FK7-CT PN=3 KW; UZK=600V M0=18NM (100K); NN=2000RPM; NATURAL COOLING, FRAME SIZE IMB 5 (IM V1, IM V3) FLANGE 1 POWER CONNECTOR ROTATABLE ABSOLUTE ENCODER SINGLETURN 20 BIT WITH DRIVE-CLIQ INTERFACE (ENCODER AS20DQI) SHAFT WITH FITTED KEY, TOLERANCE N; WITH HOLDING BRAKE PROTECTION CLASS IP64; | 2848 | TEM | 1 | MC | 17.9 | 1
1FK71002AC711QB1 | SIMOTICS S SYNCHRONOUS MOTOR 1FK7-CT PN=3 KW; UZK=600V M0=18NM (100K); NN=2000RPM; NATURAL COOLING, FRAME SIZE IMB 5 (IM V1, IM V3) FLANGE 1 POWER CONNECTOR ROTATABLE ABSOLUTE ENCODER SINGLETURN 20 BIT WITH DRIVE-CLIQ INTERFACE (ENCODER AS20DQI) SHAFT WITH FITTED KEY, TOLERANCE N; WITH HOLDING BRAKE PROTECTION CLASS IP65, | 2941 | TEM | 1 | MC | 17.9 | 1
1FK71002AC711QB2 | SIMOTICS S SYNCHRONOUS MOTOR 1FK7-CT PN=3 KW; UZK=600V M0=18NM (100K); NN=2000RPM; NATURAL COOLING, FRAME SIZE IMB 5 (IM V1, IM V3) FLANGE 1 POWER CONNECTOR ROTATABLE ABSOLUTE ENCODER SINGLETURN 20 BIT WITH DRIVE-CLIQ INTERFACE (ENCODER AS20DQI) SHAFT WITH FITTED KEY, TOLERANCE N; WITH HOLDING BRAKE PROTECTION CLASS IP65, FLANGE ON DRIVE END IP67; | 2941 | TEM | 1 | MC | 17.9 | 1
1FK71002AC711QG0 | SIMOTICS S SYNCHRONOUS MOTOR 1FK7-CT PN=3 KW; UZK=600V M0=18NM (100K); NN=2000RPM; NATURAL COOLING, FRAME SIZE IMB 5 (IM V1, IM V3) FLANGE 1 POWER CONNECTOR ROTATABLE ABSOLUTE ENCODER SINGLETURN 20 BIT WITH DRIVE-CLIQ INTERFACE (ENCODER AS20DQI) PLAIN SHAFT, TOLERANCE N; W/O HOLDING BRAKE PROTECTION CLASS IP64; | 2350 | TEM | 1 | MC | 17.601 | 1
1FK71002AC711QG1 | SIMOTICS S SYNCHRONOUS MOTOR 1FK7-CT PN=3 KW; UZK=600V M0=18NM (100K); NN=2000RPM; NATURAL COOLING, FRAME SIZE IMB 5 (IM V1, IM V3) FLANGE 1 POWER CONNECTOR ROTATABLE ABSOLUTE ENCODER SINGLETURN 20 BIT WITH DRIVE-CLIQ INTERFACE (ENCODER AS20DQI) PLAIN SHAFT, TOLERANCE N; W/O HOLDING BRAKE PROTECTION CLASS IP65, | 2444 | TEM | 1 | MC | 17.601 | 1
1FK71002AC711QG2 | SIMOTICS S SYNCHRONOUS MOTOR 1FK7-CT PN=3 KW; UZK=600V M0=18NM (100K); NN=2000RPM; NATURAL COOLING, FRAME SIZE IMB 5 (IM V1, IM V3) FLANGE 1 POWER CONNECTOR ROTATABLE ABSOLUTE ENCODER SINGLETURN 20 BIT WITH DRIVE-CLIQ INTERFACE (ENCODER AS20DQI) PLAIN SHAFT, TOLERANCE N; W/O HOLDING BRAKE PROTECTION CLASS IP65, FLANGE ON DRIVE END IP67; | 2444 | TEM | 1 | MC | 17.601 | 1
1FK71002AC711QH0 | SIMOTICS S SYNCHRONOUS MOTOR 1FK7-CT PN=3 KW; UZK=600V M0=18NM (100K); NN=2000RPM; NATURAL COOLING, FRAME SIZE IMB 5 (IM V1, IM V3) FLANGE 1 POWER CONNECTOR ROTATABLE ABSOLUTE ENCODER SINGLETURN 20 BIT WITH DRIVE-CLIQ INTERFACE (ENCODER AS20DQI) PLAIN SHAFT, TOLERANCE N; WITH HOLDING BRAKE PROTECTION CLASS IP64; | 2762 | TEM | 1 | MC | 17.9 | 1
1FK71002AC711QH1 | SIMOTICS S SYNCHRONOUS MOTOR 1FK7-CT PN=3 KW; UZK=600V M0=18NM (100K); NN=2000RPM; NATURAL COOLING, FRAME SIZE IMB 5 (IM V1, IM V3) FLANGE 1 POWER CONNECTOR ROTATABLE ABSOLUTE ENCODER SINGLETURN 20 BIT WITH DRIVE-CLIQ INTERFACE (ENCODER AS20DQI) PLAIN SHAFT, TOLERANCE N; WITH HOLDING BRAKE PROTECTION CLASS IP65, | 2855 | TEM | 1 | MC | 17.9 | 1
1FK71002AC711QH2 | SIMOTICS S SYNCHRONOUS MOTOR 1FK7-CT PN=3 KW; UZK=600V M0=18NM (100K); NN=2000RPM; NATURAL COOLING, FRAME SIZE IMB 5 (IM V1, IM V3) FLANGE 1 POWER CONNECTOR ROTATABLE ABSOLUTE ENCODER SINGLETURN 20 BIT WITH DRIVE-CLIQ INTERFACE (ENCODER AS20DQI) PLAIN SHAFT, TOLERANCE N; WITH HOLDING BRAKE PROTECTION CLASS IP65, FLANGE ON DRIVE END IP67; | 2855 | TEM | 1 | MC | 17.9 | 1
1FK71002AC711RA0 | SIMOTICS S SYNCHRONOUS MOTOR 1FK7-CT PN=3 KW; UZK=600V M0=18NM (100K); NN=2000RPM; NATURAL COOLING, FRAME SIZE IMB 5 (IM V1, IM V3) FLANGE 1 POWER CONNECTOR ROTATABLE ABSOLUTE ENCODER 20 BIT + 12 BIT MULTITURN WITH DRIVE-CLIQ INTERFACE (ENCODER AM20DQI) SHAFT WITH FITTED KEY, TOLERANCE N; W/O HOLDING BRAKE PROTECTION CLASS IP64; | 2811 | TEM | 1 | MC | 17.601 | 1
1FK71002AC711RA1 | SIMOTICS S SYNCHRONOUS MOTOR 1FK7-CT PN=3 KW; UZK=600V M0=18NM (100K); NN=2000RPM; NATURAL COOLING, FRAME SIZE IMB 5 (IM V1, IM V3) FLANGE 1 POWER CONNECTOR ROTATABLE ABSOLUTE ENCODER 20 BIT + 12 BIT MULTITURN WITH DRIVE-CLIQ INTERFACE (ENCODER AM20DQI) SHAFT WITH FITTED KEY, TOLERANCE N; W/O HOLDING BRAKE PROTECTION CLASS IP65, | 2904 | TEM | 1 | MC | 17.601 | 1
1FK71002AC711RA2 | SIMOTICS S SYNCHRONOUS MOTOR 1FK7-CT PN=3 KW; UZK=600V M0=18NM (100K); NN=2000RPM; NATURAL COOLING, FRAME SIZE IMB 5 (IM V1, IM V3) FLANGE 1 POWER CONNECTOR ROTATABLE ABSOLUTE ENCODER 20 BIT + 12 BIT MULTITURN WITH DRIVE-CLIQ INTERFACE (ENCODER AM20DQI) SHAFT WITH FITTED KEY, TOLERANCE N; W/O HOLDING BRAKE PROTECTION CLASS IP65, FLANGE ON DRIVE END IP67; | 2904 | TEM | 1 | MC | 17.601 | 1
1FK71002AC711RB0 | SIMOTICS S SYNCHRONOUS MOTOR 1FK7-CT PN=3 KW; UZK=600V M0=18NM (100K); NN=2000RPM; NATURAL COOLING, FRAME SIZE IMB 5 (IM V1, IM V3) FLANGE 1 POWER CONNECTOR ROTATABLE ABSOLUTE ENCODER 20 BIT + 12 BIT MULTITURN WITH DRIVE-CLIQ INTERFACE (ENCODER AM20DQI) SHAFT WITH FITTED KEY, TOLERANCE N; WITH HOLDING BRAKE PROTECTION CLASS IP64; | 3222 | TEM | 1 | MC | 17.9 | 1
1FK71002AC711RB1 | SIMOTICS S SYNCHRONOUS MOTOR 1FK7-CT PN=3 KW; UZK=600V M0=18NM (100K); NN=2000RPM; NATURAL COOLING, FRAME SIZE IMB 5 (IM V1, IM V3) FLANGE 1 POWER CONNECTOR ROTATABLE ABSOLUTE ENCODER 20 BIT + 12 BIT MULTITURN WITH DRIVE-CLIQ INTERFACE (ENCODER AM20DQI) SHAFT WITH FITTED KEY, TOLERANCE N; WITH HOLDING BRAKE PROTECTION CLASS IP65, | 3315 | TEM | 1 | MC | 17.9 | 1
1FK71002AC711RB2 | SIMOTICS S SYNCHRONOUS MOTOR 1FK7-CT PN=3 KW; UZK=600V M0=18NM (100K); NN=2000RPM; NATURAL COOLING, FRAME SIZE IMB 5 (IM V1, IM V3) FLANGE 1 POWER CONNECTOR ROTATABLE ABSOLUTE ENCODER 20 BIT + 12 BIT MULTITURN WITH DRIVE-CLIQ INTERFACE (ENCODER AM20DQI) SHAFT WITH FITTED KEY, TOLERANCE N; WITH HOLDING BRAKE PROTECTION CLASS IP65, FLANGE ON DRIVE END IP67; | 3315 | TEM | 1 | MC | 17.9 | 1
1FK71002AC711RG0 | SIMOTICS S SYNCHRONOUS MOTOR 1FK7-CT PN=3 KW; UZK=600V M0=18NM (100K); NN=2000RPM; NATURAL COOLING, FRAME SIZE IMB 5 (IM V1, IM V3) FLANGE 1 POWER CONNECTOR ROTATABLE ABSOLUTE ENCODER 20 BIT + 12 BIT MULTITURN WITH DRIVE-CLIQ INTERFACE (ENCODER AM20DQI) PLAIN SHAFT, TOLERANCE N; W/O HOLDING BRAKE PROTECTION CLASS IP64; | 2724 | TEM | 1 | MC | 17.601 | 1
1FK71002AC711RG1 | SIMOTICS S SYNCHRONOUS MOTOR 1FK7-CT PN=3 KW; UZK=600V M0=18NM (100K); NN=2000RPM; NATURAL COOLING, FRAME SIZE IMB 5 (IM V1, IM V3) FLANGE 1 POWER CONNECTOR ROTATABLE ABSOLUTE ENCODER 20 BIT + 12 BIT MULTITURN WITH DRIVE-CLIQ INTERFACE (ENCODER AM20DQI) PLAIN SHAFT, TOLERANCE N; W/O HOLDING BRAKE PROTECTION CLASS IP65, | 2818 | TEM | 1 | MC | 17.601 | 1
1FK71002AC711RG2 | SIMOTICS S SYNCHRONOUS MOTOR 1FK7-CT PN=3 KW; UZK=600V M0=18NM (100K); NN=2000RPM; NATURAL COOLING, FRAME SIZE IMB 5 (IM V1, IM V3) FLANGE 1 POWER CONNECTOR ROTATABLE ABSOLUTE ENCODER 20 BIT + 12 BIT MULTITURN WITH DRIVE-CLIQ INTERFACE (ENCODER AM20DQI) PLAIN SHAFT, TOLERANCE N; W/O HOLDING BRAKE PROTECTION CLASS IP65, FLANGE ON DRIVE END IP67; | 2818 | TEM | 1 | MC | 17.601 | 1
1FK71002AC711RH0 | SIMOTICS S SYNCHRONOUS MOTOR 1FK7-CT PN=3 KW; UZK=600V M0=18NM (100K); NN=2000RPM; NATURAL COOLING, FRAME SIZE IMB 5 (IM V1, IM V3) FLANGE 1 POWER CONNECTOR ROTATABLE ABSOLUTE ENCODER 20 BIT + 12 BIT MULTITURN WITH DRIVE-CLIQ INTERFACE (ENCODER AM20DQI) PLAIN SHAFT, TOLERANCE N; WITH HOLDING BRAKE PROTECTION CLASS IP64; | 3136 | TEM | 1 | MC | 17.9 | 1
1FK71002AC711RH1 | SIMOTICS S SYNCHRONOUS MOTOR 1FK7-CT PN=3 KW; UZK=600V M0=18NM (100K); NN=2000RPM; NATURAL COOLING, FRAME SIZE IMB 5 (IM V1, IM V3) FLANGE 1 POWER CONNECTOR ROTATABLE ABSOLUTE ENCODER 20 BIT + 12 BIT MULTITURN WITH DRIVE-CLIQ INTERFACE (ENCODER AM20DQI) PLAIN SHAFT, TOLERANCE N; WITH HOLDING BRAKE PROTECTION CLASS IP65, | 3229 | TEM | 1 | MC | 17.9 | 1
1FK71002AC711RH2 | SIMOTICS S SYNCHRONOUS MOTOR 1FK7-CT PN=3 KW; UZK=600V M0=18NM (100K); NN=2000RPM; NATURAL COOLING, FRAME SIZE IMB 5 (IM V1, IM V3) FLANGE 1 POWER CONNECTOR ROTATABLE ABSOLUTE ENCODER 20 BIT + 12 BIT MULTITURN WITH DRIVE-CLIQ INTERFACE (ENCODER AM20DQI) PLAIN SHAFT, TOLERANCE N; WITH HOLDING BRAKE PROTECTION CLASS IP65, FLANGE ON DRIVE END IP67; | 3229 | TEM | 1 | MC | 17.9 | 1
1FK71002AC711SA0 | SIMOTICS S SYNCHRONOUS MOTOR 1FK7-CT PN=3 KW; UZK=600V M0=18NM (100K); NN=2000RPM; NATURAL COOLING, FRAME SIZE IMB 5 (IM V1, IM V3) FLANGE 1, WITH KTY TEMPERATURESENSOR POWER CONNECTOR ROTATABLE RESOLVER MULTI-POLE (RESOLVER P=4); SHAFT WITH FITTED KEY, TOLERANCE N; W/O HOLDING BRAKE PROTECTION CLASS IP64; | 2092 | TEM | 1 | MC | 17.602 | 1
1FK71002AC711SA1 | SIMOTICS S SYNCHRONOUS MOTOR 1FK7-CT PN=3 KW; UZK=600V M0=18NM (100K); NN=2000RPM; NATURAL COOLING, FRAME SIZE IMB 5 (IM V1, IM V3) FLANGE 1, WITH KTY TEMPERATURESENSOR POWER CONNECTOR ROTATABLE RESOLVER MULTI-POLE (RESOLVER P=4); SHAFT WITH FITTED KEY, TOLERANCE N; W/O HOLDING BRAKE PROTECTION CLASS IP65, | 2186 | TEM | 1 | MC | 17.602 | 1
1FK71002AC711SA2 | SIMOTICS S SYNCHRONOUS MOTOR 1FK7-CT PN=3 KW; UZK=600V M0=18NM (100K); NN=2000RPM; NATURAL COOLING, FRAME SIZE IMB 5 (IM V1, IM V3) FLANGE 1, WITH KTY TEMPERATURESENSOR POWER CONNECTOR ROTATABLE RESOLVER MULTI-POLE (RESOLVER P=4); SHAFT WITH FITTED KEY, TOLERANCE N; W/O HOLDING BRAKE PROTECTION CLASS IP65, FLANGE ON DRIVE END IP67; | 2186 | TEM | 1 | MC | 17.602 | 1
1FK71002AC711SB0 | SIMOTICS S SYNCHRONOUS MOTOR 1FK7-CT PN=3 KW; UZK=600V M0=18NM (100K); NN=2000RPM; NATURAL COOLING, FRAME SIZE IMB 5 (IM V1, IM V3) FLANGE 1, WITH KTY TEMPERATURESENSOR POWER CONNECTOR ROTATABLE RESOLVER MULTI-POLE (RESOLVER P=4); SHAFT WITH FITTED KEY, TOLERANCE N; WITH HOLDING BRAKE PROTECTION CLASS IP64; | 2504 | TEM | 1 | MC | 17.901 | 1
1FK71002AC711SB1 | SIMOTICS S SYNCHRONOUS MOTOR 1FK7-CT PN=3 KW; UZK=600V M0=18NM (100K); NN=2000RPM; NATURAL COOLING, FRAME SIZE IMB 5 (IM V1, IM V3) FLANGE 1, WITH KTY TEMPERATURESENSOR POWER CONNECTOR ROTATABLE RESOLVER MULTI-POLE (RESOLVER P=4); SHAFT WITH FITTED KEY, TOLERANCE N; WITH HOLDING BRAKE PROTECTION CLASS IP65, | 2597 | TEM | 1 | MC | 17.901 | 1
1FK71002AC711SB2 | SIMOTICS S SYNCHRONOUS MOTOR 1FK7-CT PN=3 KW; UZK=600V M0=18NM (100K); NN=2000RPM; NATURAL COOLING, FRAME SIZE IMB 5 (IM V1, IM V3) FLANGE 1, WITH KTY TEMPERATURESENSOR POWER CONNECTOR ROTATABLE RESOLVER MULTI-POLE (RESOLVER P=4); SHAFT WITH FITTED KEY, TOLERANCE N; WITH HOLDING BRAKE PROTECTION CLASS IP65, FLANGE ON DRIVE END IP67; | 2597 | TEM | 1 | MC | 17.901 | 1
1FK71002AC711SG0 | SIMOTICS S SYNCHRONOUS MOTOR 1FK7-CT PN=3 KW; UZK=600V M0=18NM (100K); NN=2000RPM; NATURAL COOLING, FRAME SIZE IMB 5 (IM V1, IM V3) FLANGE 1, WITH KTY TEMPERATURESENSOR POWER CONNECTOR ROTATABLE RESOLVER MULTI-POLE (RESOLVER P=4); PLAIN SHAFT, TOLERANCE N; W/O HOLDING BRAKE PROTECTION CLASS IP64; | 2006 | TEM | 1 | MC | 17.602 | 1
1FK71002AC711SG1 | SIMOTICS S SYNCHRONOUS MOTOR 1FK7-CT PN=3 KW; UZK=600V M0=18NM (100K); NN=2000RPM; NATURAL COOLING, FRAME SIZE IMB 5 (IM V1, IM V3) FLANGE 1, WITH KTY TEMPERATURESENSOR POWER CONNECTOR ROTATABLE RESOLVER MULTI-POLE (RESOLVER P=4); PLAIN SHAFT, TOLERANCE N; W/O HOLDING BRAKE PROTECTION CLASS IP65, | 2100 | TEM | 1 | MC | 17.602 | 1
1FK71002AC711SG2 | SIMOTICS S SYNCHRONOUS MOTOR 1FK7-CT PN=3 KW; UZK=600V M0=18NM (100K); NN=2000RPM; NATURAL COOLING, FRAME SIZE IMB 5 (IM V1, IM V3) FLANGE 1, WITH KTY TEMPERATURESENSOR POWER CONNECTOR ROTATABLE RESOLVER MULTI-POLE (RESOLVER P=4); PLAIN SHAFT, TOLERANCE N; W/O HOLDING BRAKE PROTECTION CLASS IP65, FLANGE ON DRIVE END IP67; | 2100 | TEM | 1 | MC | 17.602 | 1
1FK71002AC711SH0 | SIMOTICS S SYNCHRONOUS MOTOR 1FK7-CT PN=3 KW; UZK=600V M0=18NM (100K); NN=2000RPM; NATURAL COOLING, FRAME SIZE IMB 5 (IM V1, IM V3) FLANGE 1, WITH KTY TEMPERATURESENSOR POWER CONNECTOR ROTATABLE RESOLVER MULTI-POLE (RESOLVER P=4); PLAIN SHAFT, TOLERANCE N; WITH HOLDING BRAKE PROTECTION CLASS IP64; | 2417 | TEM | 1 | MC | 17.901 | 1
1FK71002AC711SH1 | SIMOTICS S SYNCHRONOUS MOTOR 1FK7-CT PN=3 KW; UZK=600V M0=18NM (100K); NN=2000RPM; NATURAL COOLING, FRAME SIZE IMB 5 (IM V1, IM V3) FLANGE 1, WITH KTY TEMPERATURESENSOR POWER CONNECTOR ROTATABLE RESOLVER MULTI-POLE (RESOLVER P=4); PLAIN SHAFT, TOLERANCE N; WITH HOLDING BRAKE PROTECTION CLASS IP65, | 2511 | TEM | 1 | MC | 17.901 | 1
1FK71002AC711SH2 | SIMOTICS S SYNCHRONOUS MOTOR 1FK7-CT PN=3 KW; UZK=600V M0=18NM (100K); NN=2000RPM; NATURAL COOLING, FRAME SIZE IMB 5 (IM V1, IM V3) FLANGE 1, WITH KTY TEMPERATURESENSOR POWER CONNECTOR ROTATABLE RESOLVER MULTI-POLE (RESOLVER P=4); PLAIN SHAFT, TOLERANCE N; WITH HOLDING BRAKE PROTECTION CLASS IP65, FLANGE ON DRIVE END IP67; | 2511 | TEM | 1 | MC | 17.901 | 1
1FK71002AC711TA0 | SIMOTICS S SYNCHRONOUS MOTOR 1FK7-CT PN=3 KW; UZK=600V M0=18NM (100K); NN=2000RPM; NATURAL COOLING, FRAME SIZE IMB 5 (IM V1, IM V3) FLANGE 1, WITH KTY TEMPERATURESENSOR POWER CONNECTOR ROTATABLE RESOLVER 2-POLE (RESOLVER P=1); SHAFT WITH FITTED KEY, TOLERANCE N; W/O HOLDING BRAKE PROTECTION CLASS IP64; | 2092 | TEM | 1 | MC | 17.602 | 1
1FK71002AC711TA1 | SIMOTICS S SYNCHRONOUS MOTOR 1FK7-CT PN=3 KW; UZK=600V M0=18NM (100K); NN=2000RPM; NATURAL COOLING, FRAME SIZE IMB 5 (IM V1, IM V3) FLANGE 1, WITH KTY TEMPERATURESENSOR POWER CONNECTOR ROTATABLE RESOLVER 2-POLE (RESOLVER P=1); SHAFT WITH FITTED KEY, TOLERANCE N; W/O HOLDING BRAKE PROTECTION CLASS IP65, | 2186 | TEM | 1 | MC | 17.602 | 1
1FK71002AC711TA2 | SIMOTICS S SYNCHRONOUS MOTOR 1FK7-CT PN=3 KW; UZK=600V M0=18NM (100K); NN=2000RPM; NATURAL COOLING, FRAME SIZE IMB 5 (IM V1, IM V3) FLANGE 1, WITH KTY TEMPERATURESENSOR POWER CONNECTOR ROTATABLE RESOLVER 2-POLE (RESOLVER P=1); SHAFT WITH FITTED KEY, TOLERANCE N; W/O HOLDING BRAKE PROTECTION CLASS IP65, FLANGE ON DRIVE END IP67; | 2186 | TEM | 1 | MC | 17.602 | 1
1FK71002AC711TB0 | SIMOTICS S SYNCHRONOUS MOTOR 1FK7-CT PN=3 KW; UZK=600V M0=18NM (100K); NN=2000RPM; NATURAL COOLING, FRAME SIZE IMB 5 (IM V1, IM V3) FLANGE 1, WITH KTY TEMPERATURESENSOR POWER CONNECTOR ROTATABLE RESOLVER 2-POLE (RESOLVER P=1); SHAFT WITH FITTED KEY, TOLERANCE N; WITH HOLDING BRAKE PROTECTION CLASS IP64; | 2504 | TEM | 1 | MC | 17.901 | 1
1FK71002AC711TB1 | SIMOTICS S SYNCHRONOUS MOTOR 1FK7-CT PN=3 KW; UZK=600V M0=18NM (100K); NN=2000RPM; NATURAL COOLING, FRAME SIZE IMB 5 (IM V1, IM V3) FLANGE 1, WITH KTY TEMPERATURESENSOR POWER CONNECTOR ROTATABLE RESOLVER 2-POLE (RESOLVER P=1); SHAFT WITH FITTED KEY, TOLERANCE N; WITH HOLDING BRAKE PROTECTION CLASS IP65, | 2597 | TEM | 1 | MC | 17.901 | 1
1FK71002AC711TB2 | SIMOTICS S SYNCHRONOUS MOTOR 1FK7-CT PN=3 KW; UZK=600V M0=18NM (100K); NN=2000RPM; NATURAL COOLING, FRAME SIZE IMB 5 (IM V1, IM V3) FLANGE 1, WITH KTY TEMPERATURESENSOR POWER CONNECTOR ROTATABLE RESOLVER 2-POLE (RESOLVER P=1); SHAFT WITH FITTED KEY, TOLERANCE N; WITH HOLDING BRAKE PROTECTION CLASS IP65, FLANGE ON DRIVE END IP67; | 2597 | TEM | 1 | MC | 17.901 | 1
1FK71002AC711TG0 | SIMOTICS S SYNCHRONOUS MOTOR 1FK7-CT PN=3 KW; UZK=600V M0=18NM (100K); NN=2000RPM; NATURAL COOLING, FRAME SIZE IMB 5 (IM V1, IM V3) FLANGE 1, WITH KTY TEMPERATURESENSOR POWER CONNECTOR ROTATABLE RESOLVER 2-POLE (RESOLVER P=1); PLAIN SHAFT, TOLERANCE N; W/O HOLDING BRAKE PROTECTION CLASS IP64; | 2006 | TEM | 1 | MC | 17.602 | 1
1FK71002AC711TG1 | SIMOTICS S SYNCHRONOUS MOTOR 1FK7-CT PN=3 KW; UZK=600V M0=18NM (100K); NN=2000RPM; NATURAL COOLING, FRAME SIZE IMB 5 (IM V1, IM V3) FLANGE 1, WITH KTY TEMPERATURESENSOR POWER CONNECTOR ROTATABLE RESOLVER 2-POLE (RESOLVER P=1); PLAIN SHAFT, TOLERANCE N; W/O HOLDING BRAKE PROTECTION CLASS IP65, | 2100 | TEM | 1 | MC | 17.602 | 1
1FK71002AC711TG2 | SIMOTICS S SYNCHRONOUS MOTOR 1FK7-CT PN=3 KW; UZK=600V M0=18NM (100K); NN=2000RPM; NATURAL COOLING, FRAME SIZE IMB 5 (IM V1, IM V3) FLANGE 1, WITH KTY TEMPERATURESENSOR POWER CONNECTOR ROTATABLE RESOLVER 2-POLE (RESOLVER P=1); PLAIN SHAFT, TOLERANCE N; W/O HOLDING BRAKE PROTECTION CLASS IP65, FLANGE ON DRIVE END IP67; | 2100 | TEM | 1 | MC | 17.602 | 1
1FK71002AC711TH0 | SIMOTICS S SYNCHRONOUS MOTOR 1FK7-CT PN=3 KW; UZK=600V M0=18NM (100K); NN=2000RPM; NATURAL COOLING, FRAME SIZE IMB 5 (IM V1, IM V3) FLANGE 1, WITH KTY TEMPERATURESENSOR POWER CONNECTOR ROTATABLE RESOLVER 2-POLE (RESOLVER P=1); PLAIN SHAFT, TOLERANCE N; WITH HOLDING BRAKE PROTECTION CLASS IP64; | 2417 | TEM | 1 | MC | 17.901 | 1
1FK71002AC711TH1 | SIMOTICS S SYNCHRONOUS MOTOR 1FK7-CT PN=3 KW; UZK=600V M0=18NM (100K); NN=2000RPM; NATURAL COOLING, FRAME SIZE IMB 5 (IM V1, IM V3) FLANGE 1, WITH KTY TEMPERATURESENSOR POWER CONNECTOR ROTATABLE RESOLVER 2-POLE (RESOLVER P=1); PLAIN SHAFT, TOLERANCE N; WITH HOLDING BRAKE PROTECTION CLASS IP65, | 2511 | TEM | 1 | MC | 17.901 | 1
1FK71002AC711TH2 | SIMOTICS S SYNCHRONOUS MOTOR 1FK7-CT PN=3 KW; UZK=600V M0=18NM (100K); NN=2000RPM; NATURAL COOLING, FRAME SIZE IMB 5 (IM V1, IM V3) FLANGE 1, WITH KTY TEMPERATURESENSOR POWER CONNECTOR ROTATABLE RESOLVER 2-POLE (RESOLVER P=1); PLAIN SHAFT, TOLERANCE N; WITH HOLDING BRAKE PROTECTION CLASS IP65, FLANGE ON DRIVE END IP67; | 2511 | TEM | 1 | MC | 17.901 | 1
1FK71002AC711UA0 | SIMOTICS S SYNCHRONOUS MOTOR 1FK7-CT PN=3 KW; UZK=600V M0=18NM (100K); NN=2000RPM; NATURAL COOLING, FRAME SIZE IMB 5 (IM V1, IM V3) FLANGE 1 POWER CONNECTOR ROTATABLE RESOLVER MULTI-POLE WITH DRIVE-CLIQ INTERFACE; SHAFT WITH FITTED KEY, TOLERANCE N; W/O HOLDING BRAKE PROTECTION CLASS IP64; | 2333 | TEM | 1 | MC | 17.602 | 1
1FK71002AC711UA1 | SIMOTICS S SYNCHRONOUS MOTOR 1FK7-CT PN=3 KW; UZK=600V M0=18NM (100K); NN=2000RPM; NATURAL COOLING, FRAME SIZE IMB 5 (IM V1, IM V3) FLANGE 1 POWER CONNECTOR ROTATABLE RESOLVER MULTI-POLE WITH DRIVE-CLIQ INTERFACE; SHAFT WITH FITTED KEY, TOLERANCE N; W/O HOLDING BRAKE PROTECTION CLASS IP65, | 2427 | TEM | 1 | MC | 17.602 | 1
1FK71002AC711UA2 | SIMOTICS S SYNCHRONOUS MOTOR 1FK7-CT PN=3 KW; UZK=600V M0=18NM (100K); NN=2000RPM; NATURAL COOLING, FRAME SIZE IMB 5 (IM V1, IM V3) FLANGE 1 POWER CONNECTOR ROTATABLE RESOLVER MULTI-POLE WITH DRIVE-CLIQ INTERFACE; SHAFT WITH FITTED KEY, TOLERANCE N; W/O HOLDING BRAKE PROTECTION CLASS IP65, FLANGE ON DRIVE END IP67; | 2427 | TEM | 1 | MC | 17.602 | 1
1FK71002AC711UB0 | SIMOTICS S SYNCHRONOUS MOTOR 1FK7-CT PN=3 KW; UZK=600V M0=18NM (100K); NN=2000RPM; NATURAL COOLING, FRAME SIZE IMB 5 (IM V1, IM V3) FLANGE 1 POWER CONNECTOR ROTATABLE RESOLVER MULTI-POLE WITH DRIVE-CLIQ INTERFACE; SHAFT WITH FITTED KEY, TOLERANCE N; WITH HOLDING BRAKE PROTECTION CLASS IP64; | 2745 | TEM | 1 | MC | 17.901 | 1
1FK71002AC711UB1 | SIMOTICS S SYNCHRONOUS MOTOR 1FK7-CT PN=3 KW; UZK=600V M0=18NM (100K); NN=2000RPM; NATURAL COOLING, FRAME SIZE IMB 5 (IM V1, IM V3) FLANGE 1 POWER CONNECTOR ROTATABLE RESOLVER MULTI-POLE WITH DRIVE-CLIQ INTERFACE; SHAFT WITH FITTED KEY, TOLERANCE N; WITH HOLDING BRAKE PROTECTION CLASS IP65, | 2838 | TEM | 1 | MC | 17.901 | 1
1FK71002AC711UB2 | SIMOTICS S SYNCHRONOUS MOTOR 1FK7-CT PN=3 KW; UZK=600V M0=18NM (100K); NN=2000RPM; NATURAL COOLING, FRAME SIZE IMB 5 (IM V1, IM V3) FLANGE 1 POWER CONNECTOR ROTATABLE RESOLVER MULTI-POLE WITH DRIVE-CLIQ INTERFACE; SHAFT WITH FITTED KEY, TOLERANCE N; WITH HOLDING BRAKE PROTECTION CLASS IP65, FLANGE ON DRIVE END IP67; | 2838 | TEM | 1 | MC | 17.901 | 1
1FK71002AC711UG0 | SIMOTICS S SYNCHRONOUS MOTOR 1FK7-CT PN=3 KW; UZK=600V M0=18NM (100K); NN=2000RPM; NATURAL COOLING, FRAME SIZE IMB 5 (IM V1, IM V3) FLANGE 1 POWER CONNECTOR ROTATABLE RESOLVER MULTI-POLE WITH DRIVE-CLIQ INTERFACE; PLAIN SHAFT, TOLERANCE N; W/O HOLDING BRAKE PROTECTION CLASS IP64; | 2247 | TEM | 1 | MC | 17.602 | 1
1FK71002AC711UG1 | SIMOTICS S SYNCHRONOUS MOTOR 1FK7-CT PN=3 KW; UZK=600V M0=18NM (100K); NN=2000RPM; NATURAL COOLING, FRAME SIZE IMB 5 (IM V1, IM V3) FLANGE 1 POWER CONNECTOR ROTATABLE RESOLVER MULTI-POLE WITH DRIVE-CLIQ INTERFACE; PLAIN SHAFT, TOLERANCE N; W/O HOLDING BRAKE PROTECTION CLASS IP65, | 2341 | TEM | 1 | MC | 17.602 | 1
1FK71002AC711UG2 | SIMOTICS S SYNCHRONOUS MOTOR 1FK7-CT PN=3 KW; UZK=600V M0=18NM (100K); NN=2000RPM; NATURAL COOLING, FRAME SIZE IMB 5 (IM V1, IM V3) FLANGE 1 POWER CONNECTOR ROTATABLE RESOLVER MULTI-POLE WITH DRIVE-CLIQ INTERFACE; PLAIN SHAFT, TOLERANCE N; W/O HOLDING BRAKE PROTECTION CLASS IP65, FLANGE ON DRIVE END IP67; | 2341 | TEM | 1 | MC | 17.602 | 1
1FK71002AC711UH0 | SIMOTICS S SYNCHRONOUS MOTOR 1FK7-CT PN=3 KW; UZK=600V M0=18NM (100K); NN=2000RPM; NATURAL COOLING, FRAME SIZE IMB 5 (IM V1, IM V3) FLANGE 1 POWER CONNECTOR ROTATABLE RESOLVER MULTI-POLE WITH DRIVE-CLIQ INTERFACE; PLAIN SHAFT, TOLERANCE N; WITH HOLDING BRAKE PROTECTION CLASS IP64; | 2658 | TEM | 1 | MC | 17.901 | 1
1FK71002AC711UH1 | SIMOTICS S SYNCHRONOUS MOTOR 1FK7-CT PN=3 KW; UZK=600V M0=18NM (100K); NN=2000RPM; NATURAL COOLING, FRAME SIZE IMB 5 (IM V1, IM V3) FLANGE 1 POWER CONNECTOR ROTATABLE RESOLVER MULTI-POLE WITH DRIVE-CLIQ INTERFACE; PLAIN SHAFT, TOLERANCE N; WITH HOLDING BRAKE PROTECTION CLASS IP65, | 2752 | TEM | 1 | MC | 17.901 | 1
1FK71002AC711UH2 | SIMOTICS S SYNCHRONOUS MOTOR 1FK7-CT PN=3 KW; UZK=600V M0=18NM (100K); NN=2000RPM; NATURAL COOLING, FRAME SIZE IMB 5 (IM V1, IM V3) FLANGE 1 POWER CONNECTOR ROTATABLE RESOLVER MULTI-POLE WITH DRIVE-CLIQ INTERFACE; PLAIN SHAFT, TOLERANCE N; WITH HOLDING BRAKE PROTECTION CLASS IP65, FLANGE ON DRIVE END IP67; | 2752 | TEM | 1 | MC | 17.901 | 1
1FK71002AF711AA0 | SIMOTICS S SYNCHRONOUS MOTOR 1FK7-CT PN=3,8 KW; UZK=600V M0=18NM (100K); NN=3000RPM; NATURAL COOLING, FRAME SIZE IMB 5 (IM V1, IM V3) FLANGE 1, WITH KTY TEMPERATURESENSOR POWER CONNECTOR ROTATABLE INCREMENTAL ENCODER SIN/COS 1VPP;2048 S/R W. C-AND D-SPUR (ENCODER IC2048S/R) SHAFT WITH FITTED KEY, TOLERANCE N; W/O HOLDING BRAKE PROTECTION CLASS IP64; | 2678 | TEM | 1 | MC | 17.601 | 1
1FK71002AF711AA1 | SIMOTICS S SYNCHRONOUS MOTOR 1FK7-CT PN=3,8 KW; UZK=600V M0=18NM (100K); NN=3000RPM; NATURAL COOLING, FRAME SIZE IMB 5 (IM V1, IM V3) FLANGE 1, WITH KTY TEMPERATURESENSOR POWER CONNECTOR ROTATABLE INCREMENTAL ENCODER SIN/COS 1VPP;2048 S/R W. C-AND D-SPUR (ENCODER IC2048S/R) SHAFT WITH FITTED KEY, TOLERANCE N; W/O HOLDING BRAKE PROTECTION CLASS IP65, | 2772 | TEM | 1 | MC | 17.601 | 1
1FK71002AF711AA2 | SIMOTICS S SYNCHRONOUS MOTOR 1FK7-CT PN=3,8 KW; UZK=600V M0=18NM (100K); NN=3000RPM; NATURAL COOLING, FRAME SIZE IMB 5 (IM V1, IM V3) FLANGE 1, WITH KTY TEMPERATURESENSOR POWER CONNECTOR ROTATABLE INCREMENTAL ENCODER SIN/COS 1VPP;2048 S/R W. C-AND D-SPUR (ENCODER IC2048S/R) SHAFT WITH FITTED KEY, TOLERANCE N; W/O HOLDING BRAKE PROTECTION CLASS IP65, FLANGE ON DRIVE END IP67; | 2772 | TEM | 1 | MC | 17.601 | 1
1FK71002AF711AB0 | SIMOTICS S SYNCHRONOUS MOTOR 1FK7-CT PN=3,8 KW; UZK=600V M0=18NM (100K); NN=3000RPM; NATURAL COOLING, FRAME SIZE IMB 5 (IM V1, IM V3) FLANGE 1, WITH KTY TEMPERATURESENSOR POWER CONNECTOR ROTATABLE INCREMENTAL ENCODER SIN/COS 1VPP;2048 S/R W. C-AND D-SPUR (ENCODER IC2048S/R) SHAFT WITH FITTED KEY, TOLERANCE N; WITH HOLDING BRAKE PROTECTION CLASS IP64; | 3090 | TEM | 1 | MC | 17.9 | 1
1FK71002AF711AB1 | SIMOTICS S SYNCHRONOUS MOTOR 1FK7-CT PN=3,8 KW; UZK=600V M0=18NM (100K); NN=3000RPM; NATURAL COOLING, FRAME SIZE IMB 5 (IM V1, IM V3) FLANGE 1, WITH KTY TEMPERATURESENSOR POWER CONNECTOR ROTATABLE INCREMENTAL ENCODER SIN/COS 1VPP;2048 S/R W. C-AND D-SPUR (ENCODER IC2048S/R) SHAFT WITH FITTED KEY, TOLERANCE N; WITH HOLDING BRAKE PROTECTION CLASS IP65, | 3183 | TEM | 1 | MC | 17.9 | 1
1FK71002AF711AB2 | SIMOTICS S SYNCHRONOUS MOTOR 1FK7-CT PN=3,8 KW; UZK=600V M0=18NM (100K); NN=3000RPM; NATURAL COOLING, FRAME SIZE IMB 5 (IM V1, IM V3) FLANGE 1, WITH KTY TEMPERATURESENSOR POWER CONNECTOR ROTATABLE INCREMENTAL ENCODER SIN/COS 1VPP;2048 S/R W. C-AND D-SPUR (ENCODER IC2048S/R) SHAFT WITH FITTED KEY, TOLERANCE N; WITH HOLDING BRAKE PROTECTION CLASS IP65, FLANGE ON DRIVE END IP67; | 3183 | TEM | 1 | MC | 17.9 | 1
1FK71002AF711AG0 | SIMOTICS S SYNCHRONOUS MOTOR 1FK7-CT PN=3,8 KW; UZK=600V M0=18NM (100K); NN=3000RPM; NATURAL COOLING, FRAME SIZE IMB 5 (IM V1, IM V3) FLANGE 1, WITH KTY TEMPERATURESENSOR POWER CONNECTOR ROTATABLE INCREMENTAL ENCODER SIN/COS 1VPP;2048 S/R W. C-AND D-SPUR (ENCODER IC2048S/R) PLAIN SHAFT, TOLERANCE N; W/O HOLDING BRAKE PROTECTION CLASS IP64; | 2592 | TEM | 1 | MC | 17.601 | 1
1FK71002AF711AG1 | SIMOTICS S SYNCHRONOUS MOTOR 1FK7-CT PN=3,8 KW; UZK=600V M0=18NM (100K); NN=3000RPM; NATURAL COOLING, FRAME SIZE IMB 5 (IM V1, IM V3) FLANGE 1, WITH KTY TEMPERATURESENSOR POWER CONNECTOR ROTATABLE INCREMENTAL ENCODER SIN/COS 1VPP;2048 S/R W. C-AND D-SPUR (ENCODER IC2048S/R) PLAIN SHAFT, TOLERANCE N; W/O HOLDING BRAKE PROTECTION CLASS IP65, | 2686 | TEM | 1 | MC | 17.601 | 1
1FK71002AF711AG2 | SIMOTICS S SYNCHRONOUS MOTOR 1FK7-CT PN=3,8 KW; UZK=600V M0=18NM (100K); NN=3000RPM; NATURAL COOLING, FRAME SIZE IMB 5 (IM V1, IM V3) FLANGE 1, WITH KTY TEMPERATURESENSOR POWER CONNECTOR ROTATABLE INCREMENTAL ENCODER SIN/COS 1VPP;2048 S/R W. C-AND D-SPUR (ENCODER IC2048S/R) PLAIN SHAFT, TOLERANCE N; W/O HOLDING BRAKE PROTECTION CLASS IP65, FLANGE ON DRIVE END IP67; | 2686 | TEM | 1 | MC | 17.601 | 1
1FK71002AF711AH0 | SIMOTICS S SYNCHRONOUS MOTOR 1FK7-CT PN=3,8 KW; UZK=600V M0=18NM (100K); NN=3000RPM; NATURAL COOLING, FRAME SIZE IMB 5 (IM V1, IM V3) FLANGE 1, WITH KTY TEMPERATURESENSOR POWER CONNECTOR ROTATABLE INCREMENTAL ENCODER SIN/COS 1VPP;2048 S/R W. C-AND D-SPUR (ENCODER IC2048S/R) PLAIN SHAFT, TOLERANCE N; WITH HOLDING BRAKE PROTECTION CLASS IP64; | 3003 | TEM | 1 | MC | 17.9 | 1
1FK71002AF711AH1 | SIMOTICS S SYNCHRONOUS MOTOR 1FK7-CT PN=3,8 KW; UZK=600V M0=18NM (100K); NN=3000RPM; NATURAL COOLING, FRAME SIZE IMB 5 (IM V1, IM V3) FLANGE 1, WITH KTY TEMPERATURESENSOR POWER CONNECTOR ROTATABLE INCREMENTAL ENCODER SIN/COS 1VPP;2048 S/R W. C-AND D-SPUR (ENCODER IC2048S/R) PLAIN SHAFT, TOLERANCE N; WITH HOLDING BRAKE PROTECTION CLASS IP65, | 3097 | TEM | 1 | MC | 17.9 | 1
1FK71002AF711AH2 | SIMOTICS S SYNCHRONOUS MOTOR 1FK7-CT PN=3,8 KW; UZK=600V M0=18NM (100K); NN=3000RPM; NATURAL COOLING, FRAME SIZE IMB 5 (IM V1, IM V3) FLANGE 1, WITH KTY TEMPERATURESENSOR POWER CONNECTOR ROTATABLE INCREMENTAL ENCODER SIN/COS 1VPP;2048 S/R W. C-AND D-SPUR (ENCODER IC2048S/R) PLAIN SHAFT, TOLERANCE N; WITH HOLDING BRAKE PROTECTION CLASS IP65, FLANGE ON DRIVE END IP67; | 3097 | TEM | 1 | MC | 17.9 | 1
1FK71002AF711BA0 | SIMOTICS S SYNCHRONOUS MOTOR 1FK7-CT PN=3,8 KW; UZK=600V M0=18NM (100K); NN=3000RPM; NATURAL COOLING, FRAME SIZE IMB 5 (IM V1, IM V3) FLANGE 1 POWER CONNECTOR ROTATABLE ABSOLUTE ENCODER SINGLETURN 24 BIT WITH DRIVE CLIQ INTERFACE (ENCODER AS24DQI) SHAFT WITH FITTED KEY, TOLERANCE N; W/O HOLDING BRAKE PROTECTION CLASS IP64; | 2919 | TEM | 1 | MC | 17.601 | 1
1FK71002AF711BA1 | SIMOTICS S SYNCHRONOUS MOTOR 1FK7-CT PN=3,8 KW; UZK=600V M0=18NM (100K); NN=3000RPM; NATURAL COOLING, FRAME SIZE IMB 5 (IM V1, IM V3) FLANGE 1 POWER CONNECTOR ROTATABLE ABSOLUTE ENCODER SINGLETURN 24 BIT WITH DRIVE CLIQ INTERFACE (ENCODER AS24DQI) SHAFT WITH FITTED KEY, TOLERANCE N; W/O HOLDING BRAKE PROTECTION CLASS IP65, | 3013 | TEM | 1 | MC | 17.601 | 1
1FK71002AF711BA2 | SIMOTICS S SYNCHRONOUS MOTOR 1FK7-CT PN=3,8 KW; UZK=600V M0=18NM (100K); NN=3000RPM; NATURAL COOLING, FRAME SIZE IMB 5 (IM V1, IM V3) FLANGE 1 POWER CONNECTOR ROTATABLE ABSOLUTE ENCODER SINGLETURN 24 BIT WITH DRIVE CLIQ INTERFACE (ENCODER AS24DQI) SHAFT WITH FITTED KEY, TOLERANCE N; W/O HOLDING BRAKE PROTECTION CLASS IP65, FLANGE ON DRIVE END IP67; | 3013 | TEM | 1 | MC | 17.601 | 1
1FK71002AF711BB0 | SIMOTICS S SYNCHRONOUS MOTOR 1FK7-CT PN=3,8 KW; UZK=600V M0=18NM (100K); NN=3000RPM; NATURAL COOLING, FRAME SIZE IMB 5 (IM V1, IM V3) FLANGE 1 POWER CONNECTOR ROTATABLE ABSOLUTE ENCODER SINGLETURN 24 BIT WITH DRIVE CLIQ INTERFACE (ENCODER AS24DQI) SHAFT WITH FITTED KEY, TOLERANCE N; WITH HOLDING BRAKE PROTECTION CLASS IP64; | 3331 | TEM | 1 | MC | 17.9 | 1
1FK71002AF711BB1 | SIMOTICS S SYNCHRONOUS MOTOR 1FK7-CT PN=3,8 KW; UZK=600V M0=18NM (100K); NN=3000RPM; NATURAL COOLING, FRAME SIZE IMB 5 (IM V1, IM V3) FLANGE 1 POWER CONNECTOR ROTATABLE ABSOLUTE ENCODER SINGLETURN 24 BIT WITH DRIVE CLIQ INTERFACE (ENCODER AS24DQI) SHAFT WITH FITTED KEY, TOLERANCE N; WITH HOLDING BRAKE PROTECTION CLASS IP65, | 3424 | TEM | 1 | MC | 17.9 | 1
1FK71002AF711BB2 | SIMOTICS S SYNCHRONOUS MOTOR 1FK7-CT PN=3,8 KW; UZK=600V M0=18NM (100K); NN=3000RPM; NATURAL COOLING, FRAME SIZE IMB 5 (IM V1, IM V3) FLANGE 1 POWER CONNECTOR ROTATABLE ABSOLUTE ENCODER SINGLETURN 24 BIT WITH DRIVE CLIQ INTERFACE (ENCODER AS24DQI) SHAFT WITH FITTED KEY, TOLERANCE N; WITH HOLDING BRAKE PROTECTION CLASS IP65, FLANGE ON DRIVE END IP67; | 3424 | TEM | 1 | MC | 17.9 | 1
1FK71002AF711BG0 | SIMOTICS S SYNCHRONOUS MOTOR 1FK7-CT PN=3,8 KW; UZK=600V M0=18NM (100K); NN=3000RPM; NATURAL COOLING, FRAME SIZE IMB 5 (IM V1, IM V3) FLANGE 1 POWER CONNECTOR ROTATABLE ABSOLUTE ENCODER SINGLETURN 24 BIT WITH DRIVE CLIQ INTERFACE (ENCODER AS24DQI) PLAIN SHAFT, TOLERANCE N; W/O HOLDING BRAKE PROTECTION CLASS IP64; | 2833 | TEM | 1 | MC | 17.601 | 1
1FK71002AF711BG1 | SIMOTICS S SYNCHRONOUS MOTOR 1FK7-CT PN=3,8 KW; UZK=600V M0=18NM (100K); NN=3000RPM; NATURAL COOLING, FRAME SIZE IMB 5 (IM V1, IM V3) FLANGE 1 POWER CONNECTOR ROTATABLE ABSOLUTE ENCODER SINGLETURN 24 BIT WITH DRIVE CLIQ INTERFACE (ENCODER AS24DQI) PLAIN SHAFT, TOLERANCE N; W/O HOLDING BRAKE PROTECTION CLASS IP65, | 2927 | TEM | 1 | MC | 17.601 | 1
1FK71002AF711BG2 | SIMOTICS S SYNCHRONOUS MOTOR 1FK7-CT PN=3,8 KW; UZK=600V M0=18NM (100K); NN=3000RPM; NATURAL COOLING, FRAME SIZE IMB 5 (IM V1, IM V3) FLANGE 1 POWER CONNECTOR ROTATABLE ABSOLUTE ENCODER SINGLETURN 24 BIT WITH DRIVE CLIQ INTERFACE (ENCODER AS24DQI) PLAIN SHAFT, TOLERANCE N; W/O HOLDING BRAKE PROTECTION CLASS IP65, FLANGE ON DRIVE END IP67; | 2927 | TEM | 1 | MC | 17.601 | 1
1FK71002AF711BH0 | SIMOTICS S SYNCHRONOUS MOTOR 1FK7-CT PN=3,8 KW; UZK=600V M0=18NM (100K); NN=3000RPM; NATURAL COOLING, FRAME SIZE IMB 5 (IM V1, IM V3) FLANGE 1 POWER CONNECTOR ROTATABLE ABSOLUTE ENCODER SINGLETURN 24 BIT WITH DRIVE CLIQ INTERFACE (ENCODER AS24DQI) PLAIN SHAFT, TOLERANCE N; WITH HOLDING BRAKE PROTECTION CLASS IP64; | 3244 | TEM | 1 | MC | 17.9 | 1
1FK71002AF711BH1 | SIMOTICS S SYNCHRONOUS MOTOR 1FK7-CT PN=3,8 KW; UZK=600V M0=18NM (100K); NN=3000RPM; NATURAL COOLING, FRAME SIZE IMB 5 (IM V1, IM V3) FLANGE 1 POWER CONNECTOR ROTATABLE ABSOLUTE ENCODER SINGLETURN 24 BIT WITH DRIVE CLIQ INTERFACE (ENCODER AS24DQI) PLAIN SHAFT, TOLERANCE N; WITH HOLDING BRAKE PROTECTION CLASS IP65, | 3338 | TEM | 1 | MC | 17.9 | 1
1FK71002AF711BH2 | SIMOTICS S SYNCHRONOUS MOTOR 1FK7-CT PN=3,8 KW; UZK=600V M0=18NM (100K); NN=3000RPM; NATURAL COOLING, FRAME SIZE IMB 5 (IM V1, IM V3) FLANGE 1 POWER CONNECTOR ROTATABLE ABSOLUTE ENCODER SINGLETURN 24 BIT WITH DRIVE CLIQ INTERFACE (ENCODER AS24DQI) PLAIN SHAFT, TOLERANCE N; WITH HOLDING BRAKE PROTECTION CLASS IP65, FLANGE ON DRIVE END IP67; | 3338 | TEM | 1 | MC | 17.9 | 1
1FK71002AF711CA0 | SIMOTICS S SYNCHRONOUS MOTOR 1FK7-CT PN=3,8 KW; UZK=600V M0=18NM (100K); NN=3000RPM; NATURAL COOLING, FRAME SIZE IMB 5 (IM V1, IM V3) FLANGE 1 POWER CONNECTOR ROTATABLE ABSOLUTE ENCODER 24 BIT + 12 BIT MULTITURN WITH DRIVE-CLIQ INTERFACE (ENCODER AM24DQI) SHAFT WITH FITTED KEY, TOLERANCE N; W/O HOLDING BRAKE PROTECTION CLASS IP64; | 3289 | TEM | 1 | MC | 17.601 | 1
1FK71002AF711CA1 | SIMOTICS S SYNCHRONOUS MOTOR 1FK7-CT PN=3,8 KW; UZK=600V M0=18NM (100K); NN=3000RPM; NATURAL COOLING, FRAME SIZE IMB 5 (IM V1, IM V3) FLANGE 1 POWER CONNECTOR ROTATABLE ABSOLUTE ENCODER 24 BIT + 12 BIT MULTITURN WITH DRIVE-CLIQ INTERFACE (ENCODER AM24DQI) SHAFT WITH FITTED KEY, TOLERANCE N; W/O HOLDING BRAKE PROTECTION CLASS IP65, | 3382 | TEM | 1 | MC | 17.601 | 1
1FK71002AF711CA2 | SIMOTICS S SYNCHRONOUS MOTOR 1FK7-CT PN=3,8 KW; UZK=600V M0=18NM (100K); NN=3000RPM; NATURAL COOLING, FRAME SIZE IMB 5 (IM V1, IM V3) FLANGE 1 POWER CONNECTOR ROTATABLE ABSOLUTE ENCODER 24 BIT + 12 BIT MULTITURN WITH DRIVE-CLIQ INTERFACE (ENCODER AM24DQI) SHAFT WITH FITTED KEY, TOLERANCE N; W/O HOLDING BRAKE PROTECTION CLASS IP65, FLANGE ON DRIVE END IP67; | 3382 | TEM | 1 | MC | 17.601 | 1
1FK71002AF711CB0 | SIMOTICS S SYNCHRONOUS MOTOR 1FK7-CT PN=3,8 KW; UZK=600V M0=18NM (100K); NN=3000RPM; NATURAL COOLING, FRAME SIZE IMB 5 (IM V1, IM V3) FLANGE 1 POWER CONNECTOR ROTATABLE ABSOLUTE ENCODER 24 BIT + 12 BIT MULTITURN WITH DRIVE-CLIQ INTERFACE (ENCODER AM24DQI) SHAFT WITH FITTED KEY, TOLERANCE N; WITH HOLDING BRAKE PROTECTION CLASS IP64; | 3700 | TEM | 1 | MC | 17.9 | 1
1FK71002AF711CB1 | SIMOTICS S SYNCHRONOUS MOTOR 1FK7-CT PN=3,8 KW; UZK=600V M0=18NM (100K); NN=3000RPM; NATURAL COOLING, FRAME SIZE IMB 5 (IM V1, IM V3) FLANGE 1 POWER CONNECTOR ROTATABLE ABSOLUTE ENCODER 24 BIT + 12 BIT MULTITURN WITH DRIVE-CLIQ INTERFACE (ENCODER AM24DQI) SHAFT WITH FITTED KEY, TOLERANCE N; WITH HOLDING BRAKE PROTECTION CLASS IP65, | 3793 | TEM | 1 | MC | 17.9 | 1
1FK71002AF711CB2 | SIMOTICS S SYNCHRONOUS MOTOR 1FK7-CT PN=3,8 KW; UZK=600V M0=18NM (100K); NN=3000RPM; NATURAL COOLING, FRAME SIZE IMB 5 (IM V1, IM V3) FLANGE 1 POWER CONNECTOR ROTATABLE ABSOLUTE ENCODER 24 BIT + 12 BIT MULTITURN WITH DRIVE-CLIQ INTERFACE (ENCODER AM24DQI) SHAFT WITH FITTED KEY, TOLERANCE N; WITH HOLDING BRAKE PROTECTION CLASS IP65, FLANGE ON DRIVE END IP67; | 3793 | TEM | 1 | MC | 17.9 | 1
1FK71002AF711CG0 | SIMOTICS S SYNCHRONOUS MOTOR 1FK7-CT PN=3,8 KW; UZK=600V M0=18NM (100K); NN=3000RPM; NATURAL COOLING, FRAME SIZE IMB 5 (IM V1, IM V3) FLANGE 1 POWER CONNECTOR ROTATABLE ABSOLUTE ENCODER 24 BIT + 12 BIT MULTITURN WITH DRIVE-CLIQ INTERFACE (ENCODER AM24DQI) PLAIN SHAFT, TOLERANCE N; W/O HOLDING BRAKE PROTECTION CLASS IP64; | 3202 | TEM | 1 | MC | 17.601 | 1
1FK71002AF711CG1 | SIMOTICS S SYNCHRONOUS MOTOR 1FK7-CT PN=3,8 KW; UZK=600V M0=18NM (100K); NN=3000RPM; NATURAL COOLING, FRAME SIZE IMB 5 (IM V1, IM V3) FLANGE 1 POWER CONNECTOR ROTATABLE ABSOLUTE ENCODER 24 BIT + 12 BIT MULTITURN WITH DRIVE-CLIQ INTERFACE (ENCODER AM24DQI) PLAIN SHAFT, TOLERANCE N; W/O HOLDING BRAKE PROTECTION CLASS IP65, | 3296 | TEM | 1 | MC | 17.601 | 1
1FK71002AF711CG2 | SIMOTICS S SYNCHRONOUS MOTOR 1FK7-CT PN=3,8 KW; UZK=600V M0=18NM (100K); NN=3000RPM; NATURAL COOLING, FRAME SIZE IMB 5 (IM V1, IM V3) FLANGE 1 POWER CONNECTOR ROTATABLE ABSOLUTE ENCODER 24 BIT + 12 BIT MULTITURN WITH DRIVE-CLIQ INTERFACE (ENCODER AM24DQI) PLAIN SHAFT, TOLERANCE N; W/O HOLDING BRAKE PROTECTION CLASS IP65, FLANGE ON DRIVE END IP67; | 3296 | TEM | 1 | MC | 17.601 | 1
1FK71002AF711CH0 | SIMOTICS S SYNCHRONOUS MOTOR 1FK7-CT PN=3,8 KW; UZK=600V M0=18NM (100K); NN=3000RPM; NATURAL COOLING, FRAME SIZE IMB 5 (IM V1, IM V3) FLANGE 1 POWER CONNECTOR ROTATABLE ABSOLUTE ENCODER 24 BIT + 12 BIT MULTITURN WITH DRIVE-CLIQ INTERFACE (ENCODER AM24DQI) PLAIN SHAFT, TOLERANCE N; WITH HOLDING BRAKE PROTECTION CLASS IP64; | 3614 | TEM | 1 | MC | 17.9 | 1
1FK71002AF711CH1 | SIMOTICS S SYNCHRONOUS MOTOR 1FK7-CT PN=3,8 KW; UZK=600V M0=18NM (100K); NN=3000RPM; NATURAL COOLING, FRAME SIZE IMB 5 (IM V1, IM V3) FLANGE 1 POWER CONNECTOR ROTATABLE ABSOLUTE ENCODER 24 BIT + 12 BIT MULTITURN WITH DRIVE-CLIQ INTERFACE (ENCODER AM24DQI) PLAIN SHAFT, TOLERANCE N; WITH HOLDING BRAKE PROTECTION CLASS IP65, | 3707 | TEM | 1 | MC | 17.9 | 1
1FK71002AF711CH2 | SIMOTICS S SYNCHRONOUS MOTOR 1FK7-CT PN=3,8 KW; UZK=600V M0=18NM (100K); NN=3000RPM; NATURAL COOLING, FRAME SIZE IMB 5 (IM V1, IM V3) FLANGE 1 POWER CONNECTOR ROTATABLE ABSOLUTE ENCODER 24 BIT + 12 BIT MULTITURN WITH DRIVE-CLIQ INTERFACE (ENCODER AM24DQI) PLAIN SHAFT, TOLERANCE N; WITH HOLDING BRAKE PROTECTION CLASS IP65, FLANGE ON DRIVE END IP67; | 3707 | TEM | 1 | MC | 17.9 | 1
1FK71002AF711DA0 | SIMOTICS S SYNCHRONOUS MOTOR 1FK7-CT PN=3,8 KW; UZK=600V M0=18NM (100K); NN=3000RPM; NATURAL COOLING, FRAME SIZE IMB 5 (IM V1, IM V3) FLANGE 1 POWER CONNECTOR ROTATABLE INCREMENTAL ENCODER 22 BIT WITH DRIVE-CLIQ INTERFACE (ENCODER IC22DQ) SHAFT WITH FITTED KEY, TOLERANCE N; W/O HOLDING BRAKE PROTECTION CLASS IP64; | 3000 | TEM | 1 | MC | 17.602 | 1
1FK71002AF711DA2 | SIMOTICS S SYNCHRONOUS MOTOR 1FK7-CT PN=3,8 KW; UZK=600V M0=18NM (100K); NN=3000RPM; NATURAL COOLING, FRAME SIZE IMB 5 (IM V1, IM V3) FLANGE 1 POWER CONNECTOR ROTATABLE INCREMENTAL ENCODER 22 BIT WITH DRIVE-CLIQ INTERFACE (ENCODER IC22DQ) SHAFT WITH FITTED KEY, TOLERANCE N; W/O HOLDING BRAKE PROTECTION CLASS IP65, FLANGE ON DRIVE END IP67; | 3093 | TEM | 1 | MC | 17.602 | 1
1FK71002AF711DG0 | SIMOTICS S SYNCHRONOUS MOTOR 1FK7-CT PN=3,8 KW; UZK=600V M0=18NM (100K); NN=3000RPM; NATURAL COOLING, FRAME SIZE IMB 5 (IM V1, IM V3) FLANGE 1 POWER CONNECTOR ROTATABLE INCREMENTAL ENCODER 22 BIT WITH DRIVE-CLIQ INTERFACE (ENCODER IC22DQ) PLAIN SHAFT, TOLERANCE N; W/O HOLDING BRAKE PROTECTION CLASS IP64; | 2913 | TEM | 1 | MC | 17.602 | 1
1FK71002AF711DG1 | SIMOTICS S SYNCHRONOUS MOTOR 1FK7-CT PN=3,8 KW; UZK=600V M0=18NM (100K); NN=3000RPM; NATURAL COOLING, FRAME SIZE IMB 5 (IM V1, IM V3) FLANGE 1 POWER CONNECTOR ROTATABLE INCREMENTAL ENCODER 22 BIT WITH DRIVE-CLIQ INTERFACE (ENCODER IC22DQ) PLAIN SHAFT, TOLERANCE N; W/O HOLDING BRAKE PROTECTION CLASS IP65, | 3007 | TEM | 1 | MC | 17.602 | 1
1FK71002AF711DH0 | SIMOTICS S SYNCHRONOUS MOTOR 1FK7-CT PN=3,8 KW; UZK=600V M0=18NM (100K); NN=3000RPM; NATURAL COOLING, FRAME SIZE IMB 5 (IM V1, IM V3) FLANGE 1 POWER CONNECTOR ROTATABLE INCREMENTAL ENCODER 22 BIT WITH DRIVE-CLIQ INTERFACE (ENCODER IC22DQ) PLAIN SHAFT, TOLERANCE N; WITH HOLDING BRAKE PROTECTION CLASS IP64; | 3325 | TEM | 1 | MC | 17.901 | 1
1FK71002AF711DH1 | SIMOTICS S SYNCHRONOUS MOTOR 1FK7-CT PN=3,8 KW; UZK=600V M0=18NM (100K); NN=3000RPM; NATURAL COOLING, FRAME SIZE IMB 5 (IM V1, IM V3) FLANGE 1 POWER CONNECTOR ROTATABLE INCREMENTAL ENCODER 22 BIT WITH DRIVE-CLIQ INTERFACE (ENCODER IC22DQ) PLAIN SHAFT, TOLERANCE N; WITH HOLDING BRAKE PROTECTION CLASS IP65, | 3418 | TEM | 1 | MC | 17.901 | 1
1FK71002AF711EA0 | SIMOTICS S SYNCHRONOUS MOTOR 1FK7-CT PN=3,8 KW; UZK=600V M0=18NM (100K); NN=3000RPM; NATURAL COOLING, FRAME SIZE IMB 5 (IM V1, IM V3) FLANGE 1, WITH KTY TEMPERATURESENSOR POWER CONNECTOR ROTATABLE ABSOLUTE ENCODERR 2048 S/R + 4096 UMDREHUNGEN MULTITURN, WITH ENDAT-SCHNITTSTELLE (ENCODER AM2048S/R) SHAFT WITH FITTED KEY, TOLERANCE N; W/O HOLDING BRAKE PROTECTION CLASS IP64; | 3050 | TEM | 1 | MC | 17.601 | 1
1FK71002AF711EA1 | SIMOTICS S SYNCHRONOUS MOTOR 1FK7-CT PN=3,8 KW; UZK=600V M0=18NM (100K); NN=3000RPM; NATURAL COOLING, FRAME SIZE IMB 5 (IM V1, IM V3) FLANGE 1, WITH KTY TEMPERATURESENSOR POWER CONNECTOR ROTATABLE ABSOLUTE ENCODERR 2048 S/R + 4096 UMDREHUNGEN MULTITURN, WITH ENDAT-SCHNITTSTELLE (ENCODER AM2048S/R) SHAFT WITH FITTED KEY, TOLERANCE N; W/O HOLDING BRAKE PROTECTION CLASS IP65, | 3143 | TEM | 1 | MC | 17.601 | 1
1FK71002AF711EA2 | SIMOTICS S SYNCHRONOUS MOTOR 1FK7-CT PN=3,8 KW; UZK=600V M0=18NM (100K); NN=3000RPM; NATURAL COOLING, FRAME SIZE IMB 5 (IM V1, IM V3) FLANGE 1, WITH KTY TEMPERATURESENSOR POWER CONNECTOR ROTATABLE ABSOLUTE ENCODERR 2048 S/R + 4096 UMDREHUNGEN MULTITURN, WITH ENDAT-SCHNITTSTELLE (ENCODER AM2048S/R) SHAFT WITH FITTED KEY, TOLERANCE N; W/O HOLDING BRAKE PROTECTION CLASS IP65, FLANGE ON DRIVE END IP67; | 3143 | TEM | 1 | MC | 17.601 | 1
1FK71002AF711EB0 | SIMOTICS S SYNCHRONOUS MOTOR 1FK7-CT PN=3,8 KW; UZK=600V M0=18NM (100K); NN=3000RPM; NATURAL COOLING, FRAME SIZE IMB 5 (IM V1, IM V3) FLANGE 1, WITH KTY TEMPERATURESENSOR POWER CONNECTOR ROTATABLE ABSOLUTE ENCODERR 2048 S/R + 4096 UMDREHUNGEN MULTITURN, WITH ENDAT-SCHNITTSTELLE (ENCODER AM2048S/R) SHAFT WITH FITTED KEY, TOLERANCE N; WITH HOLDING BRAKE PROTECTION CLASS IP64; | 3461 | TEM | 1 | MC | 17.9 | 1
1FK71002AF711EB1 | SIMOTICS S SYNCHRONOUS MOTOR 1FK7-CT PN=3,8 KW; UZK=600V M0=18NM (100K); NN=3000RPM; NATURAL COOLING, FRAME SIZE IMB 5 (IM V1, IM V3) FLANGE 1, WITH KTY TEMPERATURESENSOR POWER CONNECTOR ROTATABLE ABSOLUTE ENCODERR 2048 S/R + 4096 UMDREHUNGEN MULTITURN, WITH ENDAT-SCHNITTSTELLE (ENCODER AM2048S/R) SHAFT WITH FITTED KEY, TOLERANCE N; WITH HOLDING BRAKE PROTECTION CLASS IP65, | 3555 | TEM | 1 | MC | 17.9 | 1
1FK71002AF711EB2 | SIMOTICS S SYNCHRONOUS MOTOR 1FK7-CT PN=3,8 KW; UZK=600V M0=18NM (100K); NN=3000RPM; NATURAL COOLING, FRAME SIZE IMB 5 (IM V1, IM V3) FLANGE 1, WITH KTY TEMPERATURESENSOR POWER CONNECTOR ROTATABLE ABSOLUTE ENCODERR 2048 S/R + 4096 UMDREHUNGEN MULTITURN, WITH ENDAT-SCHNITTSTELLE (ENCODER AM2048S/R) SHAFT WITH FITTED KEY, TOLERANCE N; WITH HOLDING BRAKE PROTECTION CLASS IP65, FLANGE ON DRIVE END IP67; | 3555 | TEM | 1 | MC | 17.9 | 1
1FK71002AF711EG0 | SIMOTICS S SYNCHRONOUS MOTOR 1FK7-CT PN=3,8 KW; UZK=600V M0=18NM (100K); NN=3000RPM; NATURAL COOLING, FRAME SIZE IMB 5 (IM V1, IM V3) FLANGE 1, WITH KTY TEMPERATURESENSOR POWER CONNECTOR ROTATABLE ABSOLUTE ENCODERR 2048 S/R + 4096 UMDREHUNGEN MULTITURN, WITH ENDAT-SCHNITTSTELLE (ENCODER AM2048S/R) PLAIN SHAFT, TOLERANCE N; W/O HOLDING BRAKE PROTECTION CLASS IP64; | 2964 | TEM | 1 | MC | 17.601 | 1
1FK71002AF711EG1 | SIMOTICS S SYNCHRONOUS MOTOR 1FK7-CT PN=3,8 KW; UZK=600V M0=18NM (100K); NN=3000RPM; NATURAL COOLING, FRAME SIZE IMB 5 (IM V1, IM V3) FLANGE 1, WITH KTY TEMPERATURESENSOR POWER CONNECTOR ROTATABLE ABSOLUTE ENCODERR 2048 S/R + 4096 UMDREHUNGEN MULTITURN, WITH ENDAT-SCHNITTSTELLE (ENCODER AM2048S/R) PLAIN SHAFT, TOLERANCE N; W/O HOLDING BRAKE PROTECTION CLASS IP65, | 3057 | TEM | 1 | MC | 17.601 | 1
1FK71002AF711EG2 | SIMOTICS S SYNCHRONOUS MOTOR 1FK7-CT PN=3,8 KW; UZK=600V M0=18NM (100K); NN=3000RPM; NATURAL COOLING, FRAME SIZE IMB 5 (IM V1, IM V3) FLANGE 1, WITH KTY TEMPERATURESENSOR POWER CONNECTOR ROTATABLE ABSOLUTE ENCODERR 2048 S/R + 4096 UMDREHUNGEN MULTITURN, WITH ENDAT-SCHNITTSTELLE (ENCODER AM2048S/R) PLAIN SHAFT, TOLERANCE N; W/O HOLDING BRAKE PROTECTION CLASS IP65, FLANGE ON DRIVE END IP67; | 3057 | TEM | 1 | MC | 17.601 | 1
1FK71002AF711EH0 | SIMOTICS S SYNCHRONOUS MOTOR 1FK7-CT PN=3,8 KW; UZK=600V M0=18NM (100K); NN=3000RPM; NATURAL COOLING, FRAME SIZE IMB 5 (IM V1, IM V3) FLANGE 1, WITH KTY TEMPERATURESENSOR POWER CONNECTOR ROTATABLE ABSOLUTE ENCODERR 2048 S/R + 4096 UMDREHUNGEN MULTITURN, WITH ENDAT-SCHNITTSTELLE (ENCODER AM2048S/R) PLAIN SHAFT, TOLERANCE N; WITH HOLDING BRAKE PROTECTION CLASS IP64; | 3375 | TEM | 1 | MC | 17.9 | 1
1FK71002AF711EH1 | SIMOTICS S SYNCHRONOUS MOTOR 1FK7-CT PN=3,8 KW; UZK=600V M0=18NM (100K); NN=3000RPM; NATURAL COOLING, FRAME SIZE IMB 5 (IM V1, IM V3) FLANGE 1, WITH KTY TEMPERATURESENSOR POWER CONNECTOR ROTATABLE ABSOLUTE ENCODERR 2048 S/R + 4096 UMDREHUNGEN MULTITURN, WITH ENDAT-SCHNITTSTELLE (ENCODER AM2048S/R) PLAIN SHAFT, TOLERANCE N; WITH HOLDING BRAKE PROTECTION CLASS IP65, | 3468 | TEM | 1 | MC | 17.9 | 1
1FK71002AF711EH2 | SIMOTICS S SYNCHRONOUS MOTOR 1FK7-CT PN=3,8 KW; UZK=600V M0=18NM (100K); NN=3000RPM; NATURAL COOLING, FRAME SIZE IMB 5 (IM V1, IM V3) FLANGE 1, WITH KTY TEMPERATURESENSOR POWER CONNECTOR ROTATABLE ABSOLUTE ENCODERR 2048 S/R + 4096 UMDREHUNGEN MULTITURN, WITH ENDAT-SCHNITTSTELLE (ENCODER AM2048S/R) PLAIN SHAFT, TOLERANCE N; WITH HOLDING BRAKE PROTECTION CLASS IP65, FLANGE ON DRIVE END IP67; | 3468 | TEM | 1 | MC | 17.9 | 1
1FK71002AF711FB0 | SIMOTICS S SYNCHRONOUS MOTOR 1FK7-CT PN=3,8 KW; UZK=600V M0=18NM (100K); NN=3000RPM; NATURAL COOLING, FRAME SIZE IMB 5 (IM V1, IM V3) FLANGE 1 POWER CONNECTOR ROTATABLE ABSOLUTE ENCODER 22BIT + 12 BIT MULTITURN, WITH DRIVE-CLIQ INTERFACE (ENCODER AM22DQ) SHAFT WITH FITTED KEY, TOLERANCE N; WITH HOLDING BRAKE PROTECTION CLASS IP64; | 3780 | TEM | 1 | MC | 17.9 | 1
1FK71002AF711FB1 | SIMOTICS S SYNCHRONOUS MOTOR 1FK7-CT PN=3,8 KW; UZK=600V M0=18NM (100K); NN=3000RPM; NATURAL COOLING, FRAME SIZE IMB 5 (IM V1, IM V3) FLANGE 1 POWER CONNECTOR ROTATABLE ABSOLUTE ENCODER 22BIT + 12 BIT MULTITURN, WITH DRIVE-CLIQ INTERFACE (ENCODER AM22DQ) SHAFT WITH FITTED KEY, TOLERANCE N; WITH HOLDING BRAKE PROTECTION CLASS IP65, | 3874 | TEM | 1 | MC | 17.9 | 1
1FK71002AF711FH1 | SIMOTICS S SYNCHRONOUS MOTOR 1FK7-CT PN=3,8 KW; UZK=600V M0=18NM (100K); NN=3000RPM; NATURAL COOLING, FRAME SIZE IMB 5 (IM V1, IM V3) FLANGE 1 POWER CONNECTOR ROTATABLE ABSOLUTE ENCODER 22BIT + 12 BIT MULTITURN, WITH DRIVE-CLIQ INTERFACE (ENCODER AM22DQ) PLAIN SHAFT, TOLERANCE N; WITH HOLDING BRAKE PROTECTION CLASS IP65, | 3787 | TEM | 1 | MC | 17.9 | 1
1FK71002AF711KA0 | SIMOTICS S SYNCHRONOUS MOTOR 1FK7-CT PN=3,8 KW; UZK=600V M0=18NM (100K); NN=3000RPM; NATURAL COOLING, FRAME SIZE IMB 5 (IM V1, IM V3) FLANGE 1 POWER CONNECTOR ROTATABLE ABSOLUTE ENCODER 16BIT + 12BIT MULTITURN, WITH DRIVE-CLIQ INTERFACE (ENCODER AM16DQ) SHAFT WITH FITTED KEY, TOLERANCE N; W/O HOLDING BRAKE PROTECTION CLASS IP64; | 2851 | TEM | 1 | MC | 17.601 | 1
1FK71002AF711KA1 | SIMOTICS S SYNCHRONOUS MOTOR 1FK7-CT PN=3,8 KW; UZK=600V M0=18NM (100K); NN=3000RPM; NATURAL COOLING, FRAME SIZE IMB 5 (IM V1, IM V3) FLANGE 1 POWER CONNECTOR ROTATABLE ABSOLUTE ENCODER 16BIT + 12BIT MULTITURN, WITH DRIVE-CLIQ INTERFACE (ENCODER AM16DQ) SHAFT WITH FITTED KEY, TOLERANCE N; W/O HOLDING BRAKE PROTECTION CLASS IP65, | 2945 | TEM | 1 | MC | 17.601 | 1
1FK71002AF711KA2 | SIMOTICS S SYNCHRONOUS MOTOR 1FK7-CT PN=3,8 KW; UZK=600V M0=18NM (100K); NN=3000RPM; NATURAL COOLING, FRAME SIZE IMB 5 (IM V1, IM V3) FLANGE 1 POWER CONNECTOR ROTATABLE ABSOLUTE ENCODER 16BIT + 12BIT MULTITURN, WITH DRIVE-CLIQ INTERFACE (ENCODER AM16DQ) SHAFT WITH FITTED KEY, TOLERANCE N; W/O HOLDING BRAKE PROTECTION CLASS IP65, FLANGE ON DRIVE END IP67; | 2945 | TEM | 1 | MC | 17.601 | 1
1FK71002AF711KB0 | SIMOTICS S SYNCHRONOUS MOTOR 1FK7-CT PN=3,8 KW; UZK=600V M0=18NM (100K); NN=3000RPM; NATURAL COOLING, FRAME SIZE IMB 5 (IM V1, IM V3) FLANGE 1 POWER CONNECTOR ROTATABLE ABSOLUTE ENCODER 16BIT + 12BIT MULTITURN, WITH DRIVE-CLIQ INTERFACE (ENCODER AM16DQ) SHAFT WITH FITTED KEY, TOLERANCE N; WITH HOLDING BRAKE PROTECTION CLASS IP64; | 3263 | TEM | 1 | MC | 17.9 | 1
1FK71002AF711KB1 | SIMOTICS S SYNCHRONOUS MOTOR 1FK7-CT PN=3,8 KW; UZK=600V M0=18NM (100K); NN=3000RPM; NATURAL COOLING, FRAME SIZE IMB 5 (IM V1, IM V3) FLANGE 1 POWER CONNECTOR ROTATABLE ABSOLUTE ENCODER 16BIT + 12BIT MULTITURN, WITH DRIVE-CLIQ INTERFACE (ENCODER AM16DQ) SHAFT WITH FITTED KEY, TOLERANCE N; WITH HOLDING BRAKE PROTECTION CLASS IP65, | 3356 | TEM | 1 | MC | 17.9 | 1
1FK71002AF711KB2 | SIMOTICS S SYNCHRONOUS MOTOR 1FK7-CT PN=3,8 KW; UZK=600V M0=18NM (100K); NN=3000RPM; NATURAL COOLING, FRAME SIZE IMB 5 (IM V1, IM V3) FLANGE 1 POWER CONNECTOR ROTATABLE ABSOLUTE ENCODER 16BIT + 12BIT MULTITURN, WITH DRIVE-CLIQ INTERFACE (ENCODER AM16DQ) SHAFT WITH FITTED KEY, TOLERANCE N; WITH HOLDING BRAKE PROTECTION CLASS IP65, FLANGE ON DRIVE END IP67; | 3356 | TEM | 1 | MC | 17.9 | 1
1FK71002AF711KG0 | SIMOTICS S SYNCHRONOUS MOTOR 1FK7-CT PN=3,8 KW; UZK=600V M0=18NM (100K); NN=3000RPM; NATURAL COOLING, FRAME SIZE IMB 5 (IM V1, IM V3) FLANGE 1 POWER CONNECTOR ROTATABLE ABSOLUTE ENCODER 16BIT + 12BIT MULTITURN, WITH DRIVE-CLIQ INTERFACE (ENCODER AM16DQ) PLAIN SHAFT, TOLERANCE N; W/O HOLDING BRAKE PROTECTION CLASS IP64; | 2765 | TEM | 1 | MC | 17.601 | 1
1FK71002AF711KG1 | SIMOTICS S SYNCHRONOUS MOTOR 1FK7-CT PN=3,8 KW; UZK=600V M0=18NM (100K); NN=3000RPM; NATURAL COOLING, FRAME SIZE IMB 5 (IM V1, IM V3) FLANGE 1 POWER CONNECTOR ROTATABLE ABSOLUTE ENCODER 16BIT + 12BIT MULTITURN, WITH DRIVE-CLIQ INTERFACE (ENCODER AM16DQ) PLAIN SHAFT, TOLERANCE N; W/O HOLDING BRAKE PROTECTION CLASS IP65, | 2859 | TEM | 1 | MC | 17.601 | 1
1FK71002AF711KG2 | SIMOTICS S SYNCHRONOUS MOTOR 1FK7-CT PN=3,8 KW; UZK=600V M0=18NM (100K); NN=3000RPM; NATURAL COOLING, FRAME SIZE IMB 5 (IM V1, IM V3) FLANGE 1 POWER CONNECTOR ROTATABLE ABSOLUTE ENCODER 16BIT + 12BIT MULTITURN, WITH DRIVE-CLIQ INTERFACE (ENCODER AM16DQ) PLAIN SHAFT, TOLERANCE N; W/O HOLDING BRAKE PROTECTION CLASS IP65, FLANGE ON DRIVE END IP67; | 2859 | TEM | 1 | MC | 17.601 | 1
1FK71002AF711KH0 | SIMOTICS S SYNCHRONOUS MOTOR 1FK7-CT PN=3,8 KW; UZK=600V M0=18NM (100K); NN=3000RPM; NATURAL COOLING, FRAME SIZE IMB 5 (IM V1, IM V3) FLANGE 1 POWER CONNECTOR ROTATABLE ABSOLUTE ENCODER 16BIT + 12BIT MULTITURN, WITH DRIVE-CLIQ INTERFACE (ENCODER AM16DQ) PLAIN SHAFT, TOLERANCE N; WITH HOLDING BRAKE PROTECTION CLASS IP64; | 3176 | TEM | 1 | MC | 17.9 | 1
1FK71002AF711KH1 | SIMOTICS S SYNCHRONOUS MOTOR 1FK7-CT PN=3,8 KW; UZK=600V M0=18NM (100K); NN=3000RPM; NATURAL COOLING, FRAME SIZE IMB 5 (IM V1, IM V3) FLANGE 1 POWER CONNECTOR ROTATABLE ABSOLUTE ENCODER 16BIT + 12BIT MULTITURN, WITH DRIVE-CLIQ INTERFACE (ENCODER AM16DQ) PLAIN SHAFT, TOLERANCE N; WITH HOLDING BRAKE PROTECTION CLASS IP65, | 3270 | TEM | 1 | MC | 17.9 | 1
1FK71002AF711KH2 | SIMOTICS S SYNCHRONOUS MOTOR 1FK7-CT PN=3,8 KW; UZK=600V M0=18NM (100K); NN=3000RPM; NATURAL COOLING, FRAME SIZE IMB 5 (IM V1, IM V3) FLANGE 1 POWER CONNECTOR ROTATABLE ABSOLUTE ENCODER 16BIT + 12BIT MULTITURN, WITH DRIVE-CLIQ INTERFACE (ENCODER AM16DQ) PLAIN SHAFT, TOLERANCE N; WITH HOLDING BRAKE PROTECTION CLASS IP65, FLANGE ON DRIVE END IP67; | 3270 | TEM | 1 | MC | 17.9 | 1
1FK71002AF711PA0 | SIMOTICS S SYNCHRONOUS MOTOR 1FK7-CT PN=3,8 KW; UZK=600V M0=18NM (100K); NN=3000RPM; NATURAL COOLING, FRAME SIZE IMB 5 (IM V1, IM V3) FLANGE 1 POWER CONNECTOR ROTATABLE RESOLVER 2-POLE, WITH DRIVE CLIQ-INTERFACE SHAFT WITH FITTED KEY, TOLERANCE N; W/O HOLDING BRAKE PROTECTION CLASS IP64; | 2333 | TEM | 1 | MC | 17.701 | 1
1FK71002AF711PA1 | SIMOTICS S SYNCHRONOUS MOTOR 1FK7-CT PN=3,8 KW; UZK=600V M0=18NM (100K); NN=3000RPM; NATURAL COOLING, FRAME SIZE IMB 5 (IM V1, IM V3) FLANGE 1 POWER CONNECTOR ROTATABLE RESOLVER 2-POLE, WITH DRIVE CLIQ-INTERFACE SHAFT WITH FITTED KEY, TOLERANCE N; W/O HOLDING BRAKE PROTECTION CLASS IP65, | 2427 | TEM | 1 | MC | 17.701 | 1
1FK71002AF711PA2 | SIMOTICS S SYNCHRONOUS MOTOR 1FK7-CT PN=3,8 KW; UZK=600V M0=18NM (100K); NN=3000RPM; NATURAL COOLING, FRAME SIZE IMB 5 (IM V1, IM V3) FLANGE 1 POWER CONNECTOR ROTATABLE RESOLVER 2-POLE, WITH DRIVE CLIQ-INTERFACE SHAFT WITH FITTED KEY, TOLERANCE N; W/O HOLDING BRAKE PROTECTION CLASS IP65, FLANGE ON DRIVE END IP67; | 2427 | TEM | 1 | MC | 17.701 | 1
1FK71002AF711PB0 | SIMOTICS S SYNCHRONOUS MOTOR 1FK7-CT PN=3,8 KW; UZK=600V M0=18NM (100K); NN=3000RPM; NATURAL COOLING, FRAME SIZE IMB 5 (IM V1, IM V3) FLANGE 1 POWER CONNECTOR ROTATABLE RESOLVER 2-POLE, WITH DRIVE CLIQ-INTERFACE SHAFT WITH FITTED KEY, TOLERANCE N; WITH HOLDING BRAKE PROTECTION CLASS IP64; | 2745 | TEM | 1 | MC | 18 | 1
1FK71002AF711PB1 | SIMOTICS S SYNCHRONOUS MOTOR 1FK7-CT PN=3,8 KW; UZK=600V M0=18NM (100K); NN=3000RPM; NATURAL COOLING, FRAME SIZE IMB 5 (IM V1, IM V3) FLANGE 1 POWER CONNECTOR ROTATABLE RESOLVER 2-POLE, WITH DRIVE CLIQ-INTERFACE SHAFT WITH FITTED KEY, TOLERANCE N; WITH HOLDING BRAKE PROTECTION CLASS IP65, | 2838 | TEM | 1 | MC | 18 | 1
1FK71002AF711PB2 | SIMOTICS S SYNCHRONOUS MOTOR 1FK7-CT PN=3,8 KW; UZK=600V M0=18NM (100K); NN=3000RPM; NATURAL COOLING, FRAME SIZE IMB 5 (IM V1, IM V3) FLANGE 1 POWER CONNECTOR ROTATABLE RESOLVER 2-POLE, WITH DRIVE CLIQ-INTERFACE SHAFT WITH FITTED KEY, TOLERANCE N; WITH HOLDING BRAKE PROTECTION CLASS IP65, FLANGE ON DRIVE END IP67; | 2838 | TEM | 1 | MC | 18 | 1
1FK71002AF711PG0 | SIMOTICS S SYNCHRONOUS MOTOR 1FK7-CT PN=3,8 KW; UZK=600V M0=18NM (100K); NN=3000RPM; NATURAL COOLING, FRAME SIZE IMB 5 (IM V1, IM V3) FLANGE 1 POWER CONNECTOR ROTATABLE RESOLVER 2-POLE, WITH DRIVE CLIQ-INTERFACE PLAIN SHAFT, TOLERANCE N; W/O HOLDING BRAKE PROTECTION CLASS IP64; | 2247 | TEM | 1 | MC | 17.701 | 1
1FK71002AF711PG1 | SIMOTICS S SYNCHRONOUS MOTOR 1FK7-CT PN=3,8 KW; UZK=600V M0=18NM (100K); NN=3000RPM; NATURAL COOLING, FRAME SIZE IMB 5 (IM V1, IM V3) FLANGE 1 POWER CONNECTOR ROTATABLE RESOLVER 2-POLE, WITH DRIVE CLIQ-INTERFACE PLAIN SHAFT, TOLERANCE N; W/O HOLDING BRAKE PROTECTION CLASS IP65, | 2341 | TEM | 1 | MC | 17.701 | 1
1FK71002AF711PG2 | SIMOTICS S SYNCHRONOUS MOTOR 1FK7-CT PN=3,8 KW; UZK=600V M0=18NM (100K); NN=3000RPM; NATURAL COOLING, FRAME SIZE IMB 5 (IM V1, IM V3) FLANGE 1 POWER CONNECTOR ROTATABLE RESOLVER 2-POLE, WITH DRIVE CLIQ-INTERFACE PLAIN SHAFT, TOLERANCE N; W/O HOLDING BRAKE PROTECTION CLASS IP65, FLANGE ON DRIVE END IP67; | 2341 | TEM | 1 | MC | 17.701 | 1
1FK71002AF711PH0 | SIMOTICS S SYNCHRONOUS MOTOR 1FK7-CT PN=3,8 KW; UZK=600V M0=18NM (100K); NN=3000RPM; NATURAL COOLING, FRAME SIZE IMB 5 (IM V1, IM V3) FLANGE 1 POWER CONNECTOR ROTATABLE RESOLVER 2-POLE, WITH DRIVE CLIQ-INTERFACE PLAIN SHAFT, TOLERANCE N; WITH HOLDING BRAKE PROTECTION CLASS IP64; | 2658 | TEM | 1 | MC | 18 | 1
1FK71002AF711PH1 | SIMOTICS S SYNCHRONOUS MOTOR 1FK7-CT PN=3,8 KW; UZK=600V M0=18NM (100K); NN=3000RPM; NATURAL COOLING, FRAME SIZE IMB 5 (IM V1, IM V3) FLANGE 1 POWER CONNECTOR ROTATABLE RESOLVER 2-POLE, WITH DRIVE CLIQ-INTERFACE PLAIN SHAFT, TOLERANCE N; WITH HOLDING BRAKE PROTECTION CLASS IP65, | 2752 | TEM | 1 | MC | 18 | 1
1FK71002AF711PH2 | SIMOTICS S SYNCHRONOUS MOTOR 1FK7-CT PN=3,8 KW; UZK=600V M0=18NM (100K); NN=3000RPM; NATURAL COOLING, FRAME SIZE IMB 5 (IM V1, IM V3) FLANGE 1 POWER CONNECTOR ROTATABLE RESOLVER 2-POLE, WITH DRIVE CLIQ-INTERFACE PLAIN SHAFT, TOLERANCE N; WITH HOLDING BRAKE PROTECTION CLASS IP65, FLANGE ON DRIVE END IP67; | 2752 | TEM | 1 | MC | 18 | 1
1FK71002AF711QA0 | SIMOTICS S SYNCHRONOUS MOTOR 1FK7-CT PN=3,8 KW; UZK=600V M0=18NM (100K); NN=3000RPM; NATURAL COOLING, FRAME SIZE IMB 5 (IM V1, IM V3) FLANGE 1 POWER CONNECTOR ROTATABLE ABSOLUTE ENCODER SINGLETURN 20 BIT WITH DRIVE-CLIQ INTERFACE (ENCODER AS20DQI) SHAFT WITH FITTED KEY, TOLERANCE N; W/O HOLDING BRAKE PROTECTION CLASS IP64; | 2436 | TEM | 1 | MC | 17.601 | 1
1FK71002AF711QA1 | SIMOTICS S SYNCHRONOUS MOTOR 1FK7-CT PN=3,8 KW; UZK=600V M0=18NM (100K); NN=3000RPM; NATURAL COOLING, FRAME SIZE IMB 5 (IM V1, IM V3) FLANGE 1 POWER CONNECTOR ROTATABLE ABSOLUTE ENCODER SINGLETURN 20 BIT WITH DRIVE-CLIQ INTERFACE (ENCODER AS20DQI) SHAFT WITH FITTED KEY, TOLERANCE N; W/O HOLDING BRAKE PROTECTION CLASS IP65, | 2530 | TEM | 1 | MC | 17.601 | 1
1FK71002AF711QA2 | SIMOTICS S SYNCHRONOUS MOTOR 1FK7-CT PN=3,8 KW; UZK=600V M0=18NM (100K); NN=3000RPM; NATURAL COOLING, FRAME SIZE IMB 5 (IM V1, IM V3) FLANGE 1 POWER CONNECTOR ROTATABLE ABSOLUTE ENCODER SINGLETURN 20 BIT WITH DRIVE-CLIQ INTERFACE (ENCODER AS20DQI) SHAFT WITH FITTED KEY, TOLERANCE N; W/O HOLDING BRAKE PROTECTION CLASS IP65, FLANGE ON DRIVE END IP67; | 2530 | TEM | 1 | MC | 17.601 | 1
1FK71002AF711QB0 | SIMOTICS S SYNCHRONOUS MOTOR 1FK7-CT PN=3,8 KW; UZK=600V M0=18NM (100K); NN=3000RPM; NATURAL COOLING, FRAME SIZE IMB 5 (IM V1, IM V3) FLANGE 1 POWER CONNECTOR ROTATABLE ABSOLUTE ENCODER SINGLETURN 20 BIT WITH DRIVE-CLIQ INTERFACE (ENCODER AS20DQI) SHAFT WITH FITTED KEY, TOLERANCE N; WITH HOLDING BRAKE PROTECTION CLASS IP64; | 2848 | TEM | 1 | MC | 17.9 | 1
1FK71002AF711QB1 | SIMOTICS S SYNCHRONOUS MOTOR 1FK7-CT PN=3,8 KW; UZK=600V M0=18NM (100K); NN=3000RPM; NATURAL COOLING, FRAME SIZE IMB 5 (IM V1, IM V3) FLANGE 1 POWER CONNECTOR ROTATABLE ABSOLUTE ENCODER SINGLETURN 20 BIT WITH DRIVE-CLIQ INTERFACE (ENCODER AS20DQI) SHAFT WITH FITTED KEY, TOLERANCE N; WITH HOLDING BRAKE PROTECTION CLASS IP65, | 2941 | TEM | 1 | MC | 17.9 | 1
1FK71002AF711QB2 | SIMOTICS S SYNCHRONOUS MOTOR 1FK7-CT PN=3,8 KW; UZK=600V M0=18NM (100K); NN=3000RPM; NATURAL COOLING, FRAME SIZE IMB 5 (IM V1, IM V3) FLANGE 1 POWER CONNECTOR ROTATABLE ABSOLUTE ENCODER SINGLETURN 20 BIT WITH DRIVE-CLIQ INTERFACE (ENCODER AS20DQI) SHAFT WITH FITTED KEY, TOLERANCE N; WITH HOLDING BRAKE PROTECTION CLASS IP65, FLANGE ON DRIVE END IP67; | 2941 | TEM | 1 | MC | 17.9 | 1
1FK71002AF711QG0 | SIMOTICS S SYNCHRONOUS MOTOR 1FK7-CT PN=3,8 KW; UZK=600V M0=18NM (100K); NN=3000RPM; NATURAL COOLING, FRAME SIZE IMB 5 (IM V1, IM V3) FLANGE 1 POWER CONNECTOR ROTATABLE ABSOLUTE ENCODER SINGLETURN 20 BIT WITH DRIVE-CLIQ INTERFACE (ENCODER AS20DQI) PLAIN SHAFT, TOLERANCE N; W/O HOLDING BRAKE PROTECTION CLASS IP64; | 2350 | TEM | 1 | MC | 17.601 | 1
1FK71002AF711QG1 | SIMOTICS S SYNCHRONOUS MOTOR 1FK7-CT PN=3,8 KW; UZK=600V M0=18NM (100K); NN=3000RPM; NATURAL COOLING, FRAME SIZE IMB 5 (IM V1, IM V3) FLANGE 1 POWER CONNECTOR ROTATABLE ABSOLUTE ENCODER SINGLETURN 20 BIT WITH DRIVE-CLIQ INTERFACE (ENCODER AS20DQI) PLAIN SHAFT, TOLERANCE N; W/O HOLDING BRAKE PROTECTION CLASS IP65, | 2444 | TEM | 1 | MC | 17.601 | 1
1FK71002AF711QG2 | SIMOTICS S SYNCHRONOUS MOTOR 1FK7-CT PN=3,8 KW; UZK=600V M0=18NM (100K); NN=3000RPM; NATURAL COOLING, FRAME SIZE IMB 5 (IM V1, IM V3) FLANGE 1 POWER CONNECTOR ROTATABLE ABSOLUTE ENCODER SINGLETURN 20 BIT WITH DRIVE-CLIQ INTERFACE (ENCODER AS20DQI) PLAIN SHAFT, TOLERANCE N; W/O HOLDING BRAKE PROTECTION CLASS IP65, FLANGE ON DRIVE END IP67; | 2444 | TEM | 1 | MC | 17.601 | 1
1FK71002AF711QH0 | SIMOTICS S SYNCHRONOUS MOTOR 1FK7-CT PN=3,8 KW; UZK=600V M0=18NM (100K); NN=3000RPM; NATURAL COOLING, FRAME SIZE IMB 5 (IM V1, IM V3) FLANGE 1 POWER CONNECTOR ROTATABLE ABSOLUTE ENCODER SINGLETURN 20 BIT WITH DRIVE-CLIQ INTERFACE (ENCODER AS20DQI) PLAIN SHAFT, TOLERANCE N; WITH HOLDING BRAKE PROTECTION CLASS IP64; | 2762 | TEM | 1 | MC | 17.9 | 1
1FK71002AF711QH1 | SIMOTICS S SYNCHRONOUS MOTOR 1FK7-CT PN=3,8 KW; UZK=600V M0=18NM (100K); NN=3000RPM; NATURAL COOLING, FRAME SIZE IMB 5 (IM V1, IM V3) FLANGE 1 POWER CONNECTOR ROTATABLE ABSOLUTE ENCODER SINGLETURN 20 BIT WITH DRIVE-CLIQ INTERFACE (ENCODER AS20DQI) PLAIN SHAFT, TOLERANCE N; WITH HOLDING BRAKE PROTECTION CLASS IP65, | 2855 | TEM | 1 | MC | 17.9 | 1
1FK71002AF711QH2 | SIMOTICS S SYNCHRONOUS MOTOR 1FK7-CT PN=3,8 KW; UZK=600V M0=18NM (100K); NN=3000RPM; NATURAL COOLING, FRAME SIZE IMB 5 (IM V1, IM V3) FLANGE 1 POWER CONNECTOR ROTATABLE ABSOLUTE ENCODER SINGLETURN 20 BIT WITH DRIVE-CLIQ INTERFACE (ENCODER AS20DQI) PLAIN SHAFT, TOLERANCE N; WITH HOLDING BRAKE PROTECTION CLASS IP65, FLANGE ON DRIVE END IP67; | 2855 | TEM | 1 | MC | 17.9 | 1
1FK71002AF711RA0 | SIMOTICS S SYNCHRONOUS MOTOR 1FK7-CT PN=3,8 KW; UZK=600V M0=18NM (100K); NN=3000RPM; NATURAL COOLING, FRAME SIZE IMB 5 (IM V1, IM V3) FLANGE 1 POWER CONNECTOR ROTATABLE ABSOLUTE ENCODER 20 BIT + 12 BIT MULTITURN WITH DRIVE-CLIQ INTERFACE (ENCODER AM20DQI) SHAFT WITH FITTED KEY, TOLERANCE N; W/O HOLDING BRAKE PROTECTION CLASS IP64; | 2811 | TEM | 1 | MC | 17.601 | 1
1FK71002AF711RA1 | SIMOTICS S SYNCHRONOUS MOTOR 1FK7-CT PN=3,8 KW; UZK=600V M0=18NM (100K); NN=3000RPM; NATURAL COOLING, FRAME SIZE IMB 5 (IM V1, IM V3) FLANGE 1 POWER CONNECTOR ROTATABLE ABSOLUTE ENCODER 20 BIT + 12 BIT MULTITURN WITH DRIVE-CLIQ INTERFACE (ENCODER AM20DQI) SHAFT WITH FITTED KEY, TOLERANCE N; W/O HOLDING BRAKE PROTECTION CLASS IP65, | 2904 | TEM | 1 | MC | 17.601 | 1
1FK71002AF711RA2 | SIMOTICS S SYNCHRONOUS MOTOR 1FK7-CT PN=3,8 KW; UZK=600V M0=18NM (100K); NN=3000RPM; NATURAL COOLING, FRAME SIZE IMB 5 (IM V1, IM V3) FLANGE 1 POWER CONNECTOR ROTATABLE ABSOLUTE ENCODER 20 BIT + 12 BIT MULTITURN WITH DRIVE-CLIQ INTERFACE (ENCODER AM20DQI) SHAFT WITH FITTED KEY, TOLERANCE N; W/O HOLDING BRAKE PROTECTION CLASS IP65, FLANGE ON DRIVE END IP67; | 2904 | TEM | 1 | MC | 17.601 | 1
1FK71002AF711RB0 | SIMOTICS S SYNCHRONOUS MOTOR 1FK7-CT PN=3,8 KW; UZK=600V M0=18NM (100K); NN=3000RPM; NATURAL COOLING, FRAME SIZE IMB 5 (IM V1, IM V3) FLANGE 1 POWER CONNECTOR ROTATABLE ABSOLUTE ENCODER 20 BIT + 12 BIT MULTITURN WITH DRIVE-CLIQ INTERFACE (ENCODER AM20DQI) SHAFT WITH FITTED KEY, TOLERANCE N; WITH HOLDING BRAKE PROTECTION CLASS IP64; | 3222 | TEM | 1 | MC | 17.9 | 1
1FK71002AF711RB1 | SIMOTICS S SYNCHRONOUS MOTOR 1FK7-CT PN=3,8 KW; UZK=600V M0=18NM (100K); NN=3000RPM; NATURAL COOLING, FRAME SIZE IMB 5 (IM V1, IM V3) FLANGE 1 POWER CONNECTOR ROTATABLE ABSOLUTE ENCODER 20 BIT + 12 BIT MULTITURN WITH DRIVE-CLIQ INTERFACE (ENCODER AM20DQI) SHAFT WITH FITTED KEY, TOLERANCE N; WITH HOLDING BRAKE PROTECTION CLASS IP65, | 3315 | TEM | 1 | MC | 17.9 | 1
1FK71002AF711RB2 | SIMOTICS S SYNCHRONOUS MOTOR 1FK7-CT PN=3,8 KW; UZK=600V M0=18NM (100K); NN=3000RPM; NATURAL COOLING, FRAME SIZE IMB 5 (IM V1, IM V3) FLANGE 1 POWER CONNECTOR ROTATABLE ABSOLUTE ENCODER 20 BIT + 12 BIT MULTITURN WITH DRIVE-CLIQ INTERFACE (ENCODER AM20DQI) SHAFT WITH FITTED KEY, TOLERANCE N; WITH HOLDING BRAKE PROTECTION CLASS IP65, FLANGE ON DRIVE END IP67; | 3315 | TEM | 1 | MC | 17.9 | 1
1FK71002AF711RG0 | SIMOTICS S SYNCHRONOUS MOTOR 1FK7-CT PN=3,8 KW; UZK=600V M0=18NM (100K); NN=3000RPM; NATURAL COOLING, FRAME SIZE IMB 5 (IM V1, IM V3) FLANGE 1 POWER CONNECTOR ROTATABLE ABSOLUTE ENCODER 20 BIT + 12 BIT MULTITURN WITH DRIVE-CLIQ INTERFACE (ENCODER AM20DQI) PLAIN SHAFT, TOLERANCE N; W/O HOLDING BRAKE PROTECTION CLASS IP64; | 2724 | TEM | 1 | MC | 17.601 | 1
1FK71002AF711RG1 | SIMOTICS S SYNCHRONOUS MOTOR 1FK7-CT PN=3,8 KW; UZK=600V M0=18NM (100K); NN=3000RPM; NATURAL COOLING, FRAME SIZE IMB 5 (IM V1, IM V3) FLANGE 1 POWER CONNECTOR ROTATABLE ABSOLUTE ENCODER 20 BIT + 12 BIT MULTITURN WITH DRIVE-CLIQ INTERFACE (ENCODER AM20DQI) PLAIN SHAFT, TOLERANCE N; W/O HOLDING BRAKE PROTECTION CLASS IP65, | 2818 | TEM | 1 | MC | 17.601 | 1
1FK71002AF711RG2 | SIMOTICS S SYNCHRONOUS MOTOR 1FK7-CT PN=3,8 KW; UZK=600V M0=18NM (100K); NN=3000RPM; NATURAL COOLING, FRAME SIZE IMB 5 (IM V1, IM V3) FLANGE 1 POWER CONNECTOR ROTATABLE ABSOLUTE ENCODER 20 BIT + 12 BIT MULTITURN WITH DRIVE-CLIQ INTERFACE (ENCODER AM20DQI) PLAIN SHAFT, TOLERANCE N; W/O HOLDING BRAKE PROTECTION CLASS IP65, FLANGE ON DRIVE END IP67; | 2818 | TEM | 1 | MC | 17.601 | 1
1FK71002AF711RH0 | SIMOTICS S SYNCHRONOUS MOTOR 1FK7-CT PN=3,8 KW; UZK=600V M0=18NM (100K); NN=3000RPM; NATURAL COOLING, FRAME SIZE IMB 5 (IM V1, IM V3) FLANGE 1 POWER CONNECTOR ROTATABLE ABSOLUTE ENCODER 20 BIT + 12 BIT MULTITURN WITH DRIVE-CLIQ INTERFACE (ENCODER AM20DQI) PLAIN SHAFT, TOLERANCE N; WITH HOLDING BRAKE PROTECTION CLASS IP64; | 3136 | TEM | 1 | MC | 17.9 | 1
1FK71002AF711RH1 | SIMOTICS S SYNCHRONOUS MOTOR 1FK7-CT PN=3,8 KW; UZK=600V M0=18NM (100K); NN=3000RPM; NATURAL COOLING, FRAME SIZE IMB 5 (IM V1, IM V3) FLANGE 1 POWER CONNECTOR ROTATABLE ABSOLUTE ENCODER 20 BIT + 12 BIT MULTITURN WITH DRIVE-CLIQ INTERFACE (ENCODER AM20DQI) PLAIN SHAFT, TOLERANCE N; WITH HOLDING BRAKE PROTECTION CLASS IP65, | 3229 | TEM | 1 | MC | 17.9 | 1
1FK71002AF711RH2 | SIMOTICS S SYNCHRONOUS MOTOR 1FK7-CT PN=3,8 KW; UZK=600V M0=18NM (100K); NN=3000RPM; NATURAL COOLING, FRAME SIZE IMB 5 (IM V1, IM V3) FLANGE 1 POWER CONNECTOR ROTATABLE ABSOLUTE ENCODER 20 BIT + 12 BIT MULTITURN WITH DRIVE-CLIQ INTERFACE (ENCODER AM20DQI) PLAIN SHAFT, TOLERANCE N; WITH HOLDING BRAKE PROTECTION CLASS IP65, FLANGE ON DRIVE END IP67; | 3229 | TEM | 1 | MC | 17.9 | 1
1FK71002AF711SA0 | SIMOTICS S SYNCHRONOUS MOTOR 1FK7-CT PN=3,8 KW; UZK=600V M0=18NM (100K); NN=3000RPM; NATURAL COOLING, FRAME SIZE IMB 5 (IM V1, IM V3) FLANGE 1, WITH KTY TEMPERATURESENSOR POWER CONNECTOR ROTATABLE RESOLVER MULTI-POLE (RESOLVER P=4); SHAFT WITH FITTED KEY, TOLERANCE N; W/O HOLDING BRAKE PROTECTION CLASS IP64; | 2092 | TEM | 1 | MC | 17.602 | 1
1FK71002AF711SA1 | SIMOTICS S SYNCHRONOUS MOTOR 1FK7-CT PN=3,8 KW; UZK=600V M0=18NM (100K); NN=3000RPM; NATURAL COOLING, FRAME SIZE IMB 5 (IM V1, IM V3) FLANGE 1, WITH KTY TEMPERATURESENSOR POWER CONNECTOR ROTATABLE RESOLVER MULTI-POLE (RESOLVER P=4); SHAFT WITH FITTED KEY, TOLERANCE N; W/O HOLDING BRAKE PROTECTION CLASS IP65, | 2186 | TEM | 1 | MC | 17.602 | 1
1FK71002AF711SA2 | SIMOTICS S SYNCHRONOUS MOTOR 1FK7-CT PN=3,8 KW; UZK=600V M0=18NM (100K); NN=3000RPM; NATURAL COOLING, FRAME SIZE IMB 5 (IM V1, IM V3) FLANGE 1, WITH KTY TEMPERATURESENSOR POWER CONNECTOR ROTATABLE RESOLVER MULTI-POLE (RESOLVER P=4); SHAFT WITH FITTED KEY, TOLERANCE N; W/O HOLDING BRAKE PROTECTION CLASS IP65, FLANGE ON DRIVE END IP67; | 2186 | TEM | 1 | MC | 17.602 | 1
1FK71002AF711SB0 | SIMOTICS S SYNCHRONOUS MOTOR 1FK7-CT PN=3,8 KW; UZK=600V M0=18NM (100K); NN=3000RPM; NATURAL COOLING, FRAME SIZE IMB 5 (IM V1, IM V3) FLANGE 1, WITH KTY TEMPERATURESENSOR POWER CONNECTOR ROTATABLE RESOLVER MULTI-POLE (RESOLVER P=4); SHAFT WITH FITTED KEY, TOLERANCE N; WITH HOLDING BRAKE PROTECTION CLASS IP64; | 2504 | TEM | 1 | MC | 17.901 | 1
1FK71002AF711SB1 | SIMOTICS S SYNCHRONOUS MOTOR 1FK7-CT PN=3,8 KW; UZK=600V M0=18NM (100K); NN=3000RPM; NATURAL COOLING, FRAME SIZE IMB 5 (IM V1, IM V3) FLANGE 1, WITH KTY TEMPERATURESENSOR POWER CONNECTOR ROTATABLE RESOLVER MULTI-POLE (RESOLVER P=4); SHAFT WITH FITTED KEY, TOLERANCE N; WITH HOLDING BRAKE PROTECTION CLASS IP65, | 2597 | TEM | 1 | MC | 17.901 | 1
1FK71002AF711SB2 | SIMOTICS S SYNCHRONOUS MOTOR 1FK7-CT PN=3,8 KW; UZK=600V M0=18NM (100K); NN=3000RPM; NATURAL COOLING, FRAME SIZE IMB 5 (IM V1, IM V3) FLANGE 1, WITH KTY TEMPERATURESENSOR POWER CONNECTOR ROTATABLE RESOLVER MULTI-POLE (RESOLVER P=4); SHAFT WITH FITTED KEY, TOLERANCE N; WITH HOLDING BRAKE PROTECTION CLASS IP65, FLANGE ON DRIVE END IP67; | 2597 | TEM | 1 | MC | 17.901 | 1
1FK71002AF711SG0 | SIMOTICS S SYNCHRONOUS MOTOR 1FK7-CT PN=3,8 KW; UZK=600V M0=18NM (100K); NN=3000RPM; NATURAL COOLING, FRAME SIZE IMB 5 (IM V1, IM V3) FLANGE 1, WITH KTY TEMPERATURESENSOR POWER CONNECTOR ROTATABLE RESOLVER MULTI-POLE (RESOLVER P=4); PLAIN SHAFT, TOLERANCE N; W/O HOLDING BRAKE PROTECTION CLASS IP64; | 2006 | TEM | 1 | MC | 17.602 | 1
1FK71002AF711SG1 | SIMOTICS S SYNCHRONOUS MOTOR 1FK7-CT PN=3,8 KW; UZK=600V M0=18NM (100K); NN=3000RPM; NATURAL COOLING, FRAME SIZE IMB 5 (IM V1, IM V3) FLANGE 1, WITH KTY TEMPERATURESENSOR POWER CONNECTOR ROTATABLE RESOLVER MULTI-POLE (RESOLVER P=4); PLAIN SHAFT, TOLERANCE N; W/O HOLDING BRAKE PROTECTION CLASS IP65, | 2100 | TEM | 1 | MC | 17.602 | 1
1FK71002AF711SG2 | SIMOTICS S SYNCHRONOUS MOTOR 1FK7-CT PN=3,8 KW; UZK=600V M0=18NM (100K); NN=3000RPM; NATURAL COOLING, FRAME SIZE IMB 5 (IM V1, IM V3) FLANGE 1, WITH KTY TEMPERATURESENSOR POWER CONNECTOR ROTATABLE RESOLVER MULTI-POLE (RESOLVER P=4); PLAIN SHAFT, TOLERANCE N; W/O HOLDING BRAKE PROTECTION CLASS IP65, FLANGE ON DRIVE END IP67; | 2100 | TEM | 1 | MC | 17.602 | 1
1FK71002AF711SH0 | SIMOTICS S SYNCHRONOUS MOTOR 1FK7-CT PN=3,8 KW; UZK=600V M0=18NM (100K); NN=3000RPM; NATURAL COOLING, FRAME SIZE IMB 5 (IM V1, IM V3) FLANGE 1, WITH KTY TEMPERATURESENSOR POWER CONNECTOR ROTATABLE RESOLVER MULTI-POLE (RESOLVER P=4); PLAIN SHAFT, TOLERANCE N; WITH HOLDING BRAKE PROTECTION CLASS IP64; | 2417 | TEM | 1 | MC | 17.901 | 1
1FK71002AF711SH1 | SIMOTICS S SYNCHRONOUS MOTOR 1FK7-CT PN=3,8 KW; UZK=600V M0=18NM (100K); NN=3000RPM; NATURAL COOLING, FRAME SIZE IMB 5 (IM V1, IM V3) FLANGE 1, WITH KTY TEMPERATURESENSOR POWER CONNECTOR ROTATABLE RESOLVER MULTI-POLE (RESOLVER P=4); PLAIN SHAFT, TOLERANCE N; WITH HOLDING BRAKE PROTECTION CLASS IP65, | 2511 | TEM | 1 | MC | 17.901 | 1
1FK71002AF711SH2 | SIMOTICS S SYNCHRONOUS MOTOR 1FK7-CT PN=3,8 KW; UZK=600V M0=18NM (100K); NN=3000RPM; NATURAL COOLING, FRAME SIZE IMB 5 (IM V1, IM V3) FLANGE 1, WITH KTY TEMPERATURESENSOR POWER CONNECTOR ROTATABLE RESOLVER MULTI-POLE (RESOLVER P=4); PLAIN SHAFT, TOLERANCE N; WITH HOLDING BRAKE PROTECTION CLASS IP65, FLANGE ON DRIVE END IP67; | 2511 | TEM | 1 | MC | 17.901 | 1
1FK71002AF711TA0 | SIMOTICS S SYNCHRONOUS MOTOR 1FK7-CT PN=3,8 KW; UZK=600V M0=18NM (100K); NN=3000RPM; NATURAL COOLING, FRAME SIZE IMB 5 (IM V1, IM V3) FLANGE 1, WITH KTY TEMPERATURESENSOR POWER CONNECTOR ROTATABLE RESOLVER 2-POLE (RESOLVER P=1); SHAFT WITH FITTED KEY, TOLERANCE N; W/O HOLDING BRAKE PROTECTION CLASS IP64; | 2092 | TEM | 1 | MC | 17.602 | 1
1FK71002AF711TA1 | SIMOTICS S SYNCHRONOUS MOTOR 1FK7-CT PN=3,8 KW; UZK=600V M0=18NM (100K); NN=3000RPM; NATURAL COOLING, FRAME SIZE IMB 5 (IM V1, IM V3) FLANGE 1, WITH KTY TEMPERATURESENSOR POWER CONNECTOR ROTATABLE RESOLVER 2-POLE (RESOLVER P=1); SHAFT WITH FITTED KEY, TOLERANCE N; W/O HOLDING BRAKE PROTECTION CLASS IP65, | 2186 | TEM | 1 | MC | 17.602 | 1
1FK71002AF711TA2 | SIMOTICS S SYNCHRONOUS MOTOR 1FK7-CT PN=3,8 KW; UZK=600V M0=18NM (100K); NN=3000RPM; NATURAL COOLING, FRAME SIZE IMB 5 (IM V1, IM V3) FLANGE 1, WITH KTY TEMPERATURESENSOR POWER CONNECTOR ROTATABLE RESOLVER 2-POLE (RESOLVER P=1); SHAFT WITH FITTED KEY, TOLERANCE N; W/O HOLDING BRAKE PROTECTION CLASS IP65, FLANGE ON DRIVE END IP67; | 2186 | TEM | 1 | MC | 17.602 | 1
1FK71002AF711TB0 | SIMOTICS S SYNCHRONOUS MOTOR 1FK7-CT PN=3,8 KW; UZK=600V M0=18NM (100K); NN=3000RPM; NATURAL COOLING, FRAME SIZE IMB 5 (IM V1, IM V3) FLANGE 1, WITH KTY TEMPERATURESENSOR POWER CONNECTOR ROTATABLE RESOLVER 2-POLE (RESOLVER P=1); SHAFT WITH FITTED KEY, TOLERANCE N; WITH HOLDING BRAKE PROTECTION CLASS IP64; | 2504 | TEM | 1 | MC | 17.901 | 1
1FK71002AF711TB1 | SIMOTICS S SYNCHRONOUS MOTOR 1FK7-CT PN=3,8 KW; UZK=600V M0=18NM (100K); NN=3000RPM; NATURAL COOLING, FRAME SIZE IMB 5 (IM V1, IM V3) FLANGE 1, WITH KTY TEMPERATURESENSOR POWER CONNECTOR ROTATABLE RESOLVER 2-POLE (RESOLVER P=1); SHAFT WITH FITTED KEY, TOLERANCE N; WITH HOLDING BRAKE PROTECTION CLASS IP65, | 2597 | TEM | 1 | MC | 17.901 | 1
1FK71002AF711TB2 | SIMOTICS S SYNCHRONOUS MOTOR 1FK7-CT PN=3,8 KW; UZK=600V M0=18NM (100K); NN=3000RPM; NATURAL COOLING, FRAME SIZE IMB 5 (IM V1, IM V3) FLANGE 1, WITH KTY TEMPERATURESENSOR POWER CONNECTOR ROTATABLE RESOLVER 2-POLE (RESOLVER P=1); SHAFT WITH FITTED KEY, TOLERANCE N; WITH HOLDING BRAKE PROTECTION CLASS IP65, FLANGE ON DRIVE END IP67; | 2597 | TEM | 1 | MC | 17.901 | 1
1FK71002AF711TG0 | SIMOTICS S SYNCHRONOUS MOTOR 1FK7-CT PN=3,8 KW; UZK=600V M0=18NM (100K); NN=3000RPM; NATURAL COOLING, FRAME SIZE IMB 5 (IM V1, IM V3) FLANGE 1, WITH KTY TEMPERATURESENSOR POWER CONNECTOR ROTATABLE RESOLVER 2-POLE (RESOLVER P=1); PLAIN SHAFT, TOLERANCE N; W/O HOLDING BRAKE PROTECTION CLASS IP64; | 2006 | TEM | 1 | MC | 17.602 | 1
1FK71002AF711TG1 | SIMOTICS S SYNCHRONOUS MOTOR 1FK7-CT PN=3,8 KW; UZK=600V M0=18NM (100K); NN=3000RPM; NATURAL COOLING, FRAME SIZE IMB 5 (IM V1, IM V3) FLANGE 1, WITH KTY TEMPERATURESENSOR POWER CONNECTOR ROTATABLE RESOLVER 2-POLE (RESOLVER P=1); PLAIN SHAFT, TOLERANCE N; W/O HOLDING BRAKE PROTECTION CLASS IP65, | 2100 | TEM | 1 | MC | 17.602 | 1
1FK71002AF711TG2 | SIMOTICS S SYNCHRONOUS MOTOR 1FK7-CT PN=3,8 KW; UZK=600V M0=18NM (100K); NN=3000RPM; NATURAL COOLING, FRAME SIZE IMB 5 (IM V1, IM V3) FLANGE 1, WITH KTY TEMPERATURESENSOR POWER CONNECTOR ROTATABLE RESOLVER 2-POLE (RESOLVER P=1); PLAIN SHAFT, TOLERANCE N; W/O HOLDING BRAKE PROTECTION CLASS IP65, FLANGE ON DRIVE END IP67; | 2100 | TEM | 1 | MC | 17.602 | 1
1FK71002AF711TH0 | SIMOTICS S SYNCHRONOUS MOTOR 1FK7-CT PN=3,8 KW; UZK=600V M0=18NM (100K); NN=3000RPM; NATURAL COOLING, FRAME SIZE IMB 5 (IM V1, IM V3) FLANGE 1, WITH KTY TEMPERATURESENSOR POWER CONNECTOR ROTATABLE RESOLVER 2-POLE (RESOLVER P=1); PLAIN SHAFT, TOLERANCE N; WITH HOLDING BRAKE PROTECTION CLASS IP64; | 2417 | TEM | 1 | MC | 17.901 | 1
1FK71002AF711TH1 | SIMOTICS S SYNCHRONOUS MOTOR 1FK7-CT PN=3,8 KW; UZK=600V M0=18NM (100K); NN=3000RPM; NATURAL COOLING, FRAME SIZE IMB 5 (IM V1, IM V3) FLANGE 1, WITH KTY TEMPERATURESENSOR POWER CONNECTOR ROTATABLE RESOLVER 2-POLE (RESOLVER P=1); PLAIN SHAFT, TOLERANCE N; WITH HOLDING BRAKE PROTECTION CLASS IP65, | 2511 | TEM | 1 | MC | 17.901 | 1
1FK71002AF711TH2 | SIMOTICS S SYNCHRONOUS MOTOR 1FK7-CT PN=3,8 KW; UZK=600V M0=18NM (100K); NN=3000RPM; NATURAL COOLING, FRAME SIZE IMB 5 (IM V1, IM V3) FLANGE 1, WITH KTY TEMPERATURESENSOR POWER CONNECTOR ROTATABLE RESOLVER 2-POLE (RESOLVER P=1); PLAIN SHAFT, TOLERANCE N; WITH HOLDING BRAKE PROTECTION CLASS IP65, FLANGE ON DRIVE END IP67; | 2511 | TEM | 1 | MC | 17.901 | 1
1FK71002AF711UA0 | SIMOTICS S SYNCHRONOUS MOTOR 1FK7-CT PN=3,8 KW; UZK=600V M0=18NM (100K); NN=3000RPM; NATURAL COOLING, FRAME SIZE IMB 5 (IM V1, IM V3) FLANGE 1 POWER CONNECTOR ROTATABLE RESOLVER MULTI-POLE WITH DRIVE-CLIQ INTERFACE; SHAFT WITH FITTED KEY, TOLERANCE N; W/O HOLDING BRAKE PROTECTION CLASS IP64; | 2333 | TEM | 1 | MC | 17.602 | 1
1FK71002AF711UA1 | SIMOTICS S SYNCHRONOUS MOTOR 1FK7-CT PN=3,8 KW; UZK=600V M0=18NM (100K); NN=3000RPM; NATURAL COOLING, FRAME SIZE IMB 5 (IM V1, IM V3) FLANGE 1 POWER CONNECTOR ROTATABLE RESOLVER MULTI-POLE WITH DRIVE-CLIQ INTERFACE; SHAFT WITH FITTED KEY, TOLERANCE N; W/O HOLDING BRAKE PROTECTION CLASS IP65, | 2427 | TEM | 1 | MC | 17.602 | 1
1FK71002AF711UA2 | SIMOTICS S SYNCHRONOUS MOTOR 1FK7-CT PN=3,8 KW; UZK=600V M0=18NM (100K); NN=3000RPM; NATURAL COOLING, FRAME SIZE IMB 5 (IM V1, IM V3) FLANGE 1 POWER CONNECTOR ROTATABLE RESOLVER MULTI-POLE WITH DRIVE-CLIQ INTERFACE; SHAFT WITH FITTED KEY, TOLERANCE N; W/O HOLDING BRAKE PROTECTION CLASS IP65, FLANGE ON DRIVE END IP67; | 2427 | TEM | 1 | MC | 17.602 | 1
1FK71002AF711UB0 | SIMOTICS S SYNCHRONOUS MOTOR 1FK7-CT PN=3,8 KW; UZK=600V M0=18NM (100K); NN=3000RPM; NATURAL COOLING, FRAME SIZE IMB 5 (IM V1, IM V3) FLANGE 1 POWER CONNECTOR ROTATABLE RESOLVER MULTI-POLE WITH DRIVE-CLIQ INTERFACE; SHAFT WITH FITTED KEY, TOLERANCE N; WITH HOLDING BRAKE PROTECTION CLASS IP64; | 2745 | TEM | 1 | MC | 17.901 | 1
1FK71002AF711UB1 | SIMOTICS S SYNCHRONOUS MOTOR 1FK7-CT PN=3,8 KW; UZK=600V M0=18NM (100K); NN=3000RPM; NATURAL COOLING, FRAME SIZE IMB 5 (IM V1, IM V3) FLANGE 1 POWER CONNECTOR ROTATABLE RESOLVER MULTI-POLE WITH DRIVE-CLIQ INTERFACE; SHAFT WITH FITTED KEY, TOLERANCE N; WITH HOLDING BRAKE PROTECTION CLASS IP65, | 2838 | TEM | 1 | MC | 17.901 | 1
1FK71002AF711UB2 | SIMOTICS S SYNCHRONOUS MOTOR 1FK7-CT PN=3,8 KW; UZK=600V M0=18NM (100K); NN=3000RPM; NATURAL COOLING, FRAME SIZE IMB 5 (IM V1, IM V3) FLANGE 1 POWER CONNECTOR ROTATABLE RESOLVER MULTI-POLE WITH DRIVE-CLIQ INTERFACE; SHAFT WITH FITTED KEY, TOLERANCE N; WITH HOLDING BRAKE PROTECTION CLASS IP65, FLANGE ON DRIVE END IP67; | 2838 | TEM | 1 | MC | 17.901 | 1
1FK71002AF711UG0 | SIMOTICS S SYNCHRONOUS MOTOR 1FK7-CT PN=3,8 KW; UZK=600V M0=18NM (100K); NN=3000RPM; NATURAL COOLING, FRAME SIZE IMB 5 (IM V1, IM V3) FLANGE 1 POWER CONNECTOR ROTATABLE RESOLVER MULTI-POLE WITH DRIVE-CLIQ INTERFACE; PLAIN SHAFT, TOLERANCE N; W/O HOLDING BRAKE PROTECTION CLASS IP64; | 2247 | TEM | 1 | MC | 17.602 | 1
1FK71002AF711UG1 | SIMOTICS S SYNCHRONOUS MOTOR 1FK7-CT PN=3,8 KW; UZK=600V M0=18NM (100K); NN=3000RPM; NATURAL COOLING, FRAME SIZE IMB 5 (IM V1, IM V3) FLANGE 1 POWER CONNECTOR ROTATABLE RESOLVER MULTI-POLE WITH DRIVE-CLIQ INTERFACE; PLAIN SHAFT, TOLERANCE N; W/O HOLDING BRAKE PROTECTION CLASS IP65, | 2341 | TEM | 1 | MC | 17.602 | 1
1FK71002AF711UG2 | SIMOTICS S SYNCHRONOUS MOTOR 1FK7-CT PN=3,8 KW; UZK=600V M0=18NM (100K); NN=3000RPM; NATURAL COOLING, FRAME SIZE IMB 5 (IM V1, IM V3) FLANGE 1 POWER CONNECTOR ROTATABLE RESOLVER MULTI-POLE WITH DRIVE-CLIQ INTERFACE; PLAIN SHAFT, TOLERANCE N; W/O HOLDING BRAKE PROTECTION CLASS IP65, FLANGE ON DRIVE END IP67; | 2341 | TEM | 1 | MC | 17.602 | 1
1FK71002AF711UH0 | SIMOTICS S SYNCHRONOUS MOTOR 1FK7-CT PN=3,8 KW; UZK=600V M0=18NM (100K); NN=3000RPM; NATURAL COOLING, FRAME SIZE IMB 5 (IM V1, IM V3) FLANGE 1 POWER CONNECTOR ROTATABLE RESOLVER MULTI-POLE WITH DRIVE-CLIQ INTERFACE; PLAIN SHAFT, TOLERANCE N; WITH HOLDING BRAKE PROTECTION CLASS IP64; | 2658 | TEM | 1 | MC | 17.901 | 1
1FK71002AF711UH1 | SIMOTICS S SYNCHRONOUS MOTOR 1FK7-CT PN=3,8 KW; UZK=600V M0=18NM (100K); NN=3000RPM; NATURAL COOLING, FRAME SIZE IMB 5 (IM V1, IM V3) FLANGE 1 POWER CONNECTOR ROTATABLE RESOLVER MULTI-POLE WITH DRIVE-CLIQ INTERFACE; PLAIN SHAFT, TOLERANCE N; WITH HOLDING BRAKE PROTECTION CLASS IP65, | 2752 | TEM | 1 | MC | 17.901 | 1
1FK71002AF711UH2 | SIMOTICS S SYNCHRONOUS MOTOR 1FK7-CT PN=3,8 KW; UZK=600V M0=18NM (100K); NN=3000RPM; NATURAL COOLING, FRAME SIZE IMB 5 (IM V1, IM V3) FLANGE 1 POWER CONNECTOR ROTATABLE RESOLVER MULTI-POLE WITH DRIVE-CLIQ INTERFACE; PLAIN SHAFT, TOLERANCE N; WITH HOLDING BRAKE PROTECTION CLASS IP65, FLANGE ON DRIVE END IP67; | 2752 | TEM | 1 | MC | 17.901 | 1
1FK71003BC711CG0 | SIMOTICS S SYNCHRONOUS MOTOR 1FK7-HI PN=3 KW; UZK=600V M0=18NM (100K); NN=2000RPM; NATURAL COOLING, FRAME SIZE IMB 5 (IM V1, IM V3) FLANGE 1 POWER CONNECTOR ROTATABLE ABSOLUTE ENCODER 24 BIT + 12 BIT MULTITURN WITH DRIVE-CLIQ INTERFACE (ENCODER AM24DQI) PLAIN SHAFT, TOLERANCE N; W/O HOLDING BRAKE PROTECTION CLASS IP64; | 3194 | TEM | 1 | MC | 19.401 | 1
1FK71003BC711CH2 | SIMOTICS S SYNCHRONOUS MOTOR 1FK7-HI PN=3 KW; UZK=600V M0=18NM (100K); NN=2000RPM; NATURAL COOLING, FRAME SIZE IMB 5 (IM V1, IM V3) FLANGE 1 POWER CONNECTOR ROTATABLE ABSOLUTE ENCODER 24 BIT + 12 BIT MULTITURN WITH DRIVE-CLIQ INTERFACE (ENCODER AM24DQI) PLAIN SHAFT, TOLERANCE N; WITH HOLDING BRAKE PROTECTION CLASS IP65, FLANGE ON DRIVE END IP67; | 3699 | TEM | 1 | MC | 19.7 | 1
1FK71003BC711RH1 | SIMOTICS S SYNCHRONOUS MOTOR 1FK7-HI PN=3 KW; UZK=600V M0=18NM (100K); NN=2000RPM; NATURAL COOLING, FRAME SIZE IMB 5 (IM V1, IM V3) FLANGE 1 POWER CONNECTOR ROTATABLE ABSOLUTE ENCODER 20 BIT + 12 BIT MULTITURN WITH DRIVE-CLIQ INTERFACE (ENCODER AM20DQI) PLAIN SHAFT, TOLERANCE N; WITH HOLDING BRAKE PROTECTION CLASS IP65, | 3221 | TEM | 1 | MC | 19.7 | 1
1FK71005AC711AA0 | SIMOTICS S SYNCHRONOUS SERVOMOTORS 1FK7 COMPACT, 18 NM, 100 K, 2000 RPM, 3,05KW NATURAL AIR COOLING, IM B5 (IM V1, IM V3) POWER/SIGNAL CONNECTORS CONN. CAN BE ROTATED BY 270 DEGR., INCREM. ENCODER, SIN/COS 1 VPP 2048 P/REV (ENCODER I-2048); SHAFT WITH FITTED KEY, TOLERANCE N; W/O HOLDING BRAKE DEGREE OF PROTECTION IP64 | 2909 | TEM | 1 | MC | 19.003 | 1
1FK71005AC711AG0 | SIMOTICS S SYNCHRONOUS SERVOMOTORS 1FK7 COMPACT, 18 NM, 100 K, 2000 RPM, 3,05KW NATURAL AIR COOLING, IM B5 (IM V1, IM V3) POWER/SIGNAL CONNECTORS CONN. CAN BE ROTATED BY 270 DEGR., INCREM. ENCODER, SIN/COS 1 VPP 2048 P/REV (ENCODER I-2048); PLAIN SHAFT, TOLERANCE N; W/O HOLDING BRAKE DEGREE OF PROTECTION IP64 | 2815 | TEM | 1 | MC | 19.003 | 1
1FK71005AC711AG3 | SIMOTICS S SYNCHRONOUS SERVOMOTORS 1FK7 COMPACT, 18 NM, 100 K, 2000 RPM, 3,05KW NATURAL AIR COOLING, IM B5 (IM V1, IM V3) POWER/SIGNAL CONNECTORS CONN. CAN BE ROTATED BY 270 DEGR., INCREM. ENCODER, SIN/COS 1 VPP 2048 P/REV (ENCODER I-2048); PLAIN SHAFT, TOLERANCE N; W/O HOLDING BRAKE DEGREE OF PROTECTION IP64; PAINT FINISH RAL7016 | 2864 | TEM | 1 | MC | 19.003 | 1
1FK71005AC711AH0 | SIMOTICS S SYNCHRONOUS SERVOMOTORS 1FK7 COMPACT, 18 NM, 100 K, 2000 RPM, 3,05KW NATURAL AIR COOLING, IM B5 (IM V1, IM V3) POWER/SIGNAL CONNECTORS CONN. CAN BE ROTATED BY 270 DEGR., INCREM. ENCODER, SIN/COS 1 VPP 2048 P/REV (ENCODER I-2048); PLAIN SHAFT, TOLERANCE N; WITH HOLDING BRAKE DEGREE OF PROTECTION IP64 | 3262 | TEM | 1 | MC | 22.002 | 1
1FK71005AC711DA0 | SIMOTICS S SYNCHRONOUS SERVOMOTORS 1FK7 COMPACT, 18 NM, 100 K, 2000 RPM, 3,05KW NATURAL AIR COOLING, IM B5 (IM V1, IM V3) POWER/SIGNAL CONNECTORS CONN. CAN BE ROTATED BY 270 DEGR., INCREMENTAL ENCODER 2048 P/REV (ENCODER I-2048) WITH DRIVE-CLIQ INTERFACE; SHAFT WITH FITTED KEY, TOLERANCE N; W/O HOLDING BRAKE DEGREE OF PROTECTION IP64 | 3171 | TEM | 1 | MC | 19.003 | 1
1FK71005AC711DB0 | SIMOTICS S SYNCHRONOUS SERVOMOTORS 1FK7 COMPACT, 18 NM, 100 K, 2000 RPM, 3,05KW NATURAL AIR COOLING, IM B5 (IM V1, IM V3) POWER/SIGNAL CONNECTORS CONN. CAN BE ROTATED BY 270 DEGR., INCREMENTAL ENCODER 2048 P/REV (ENCODER I-2048) WITH DRIVE-CLIQ INTERFACE; SHAFT WITH FITTED KEY, TOLERANCE N; WITH HOLDING BRAKE DEGREE OF PROTECTION IP64 | 3617 | TEM | 1 | MC | 22.002 | 1
1FK71005AC711DB2 | SIMOTICS S SYNCHRONOUS SERVOMOTORS 1FK7 COMPACT, 18 NM, 100 K, 2000 RPM, 3,05KW NATURAL AIR COOLING, IM B5 (IM V1, IM V3) POWER/SIGNAL CONNECTORS CONN. CAN BE ROTATED BY 270 DEGR., INCREMENTAL ENCODER 2048 P/REV (ENCODER I-2048) WITH DRIVE-CLIQ INTERFACE; SHAFT WITH FITTED KEY, TOLERANCE N; WITH HOLDING BRAKE DEGREE OF PROTECTION IP65 FLANGE ON DRIVE END IP67 | 3719 | TEM | 1 | MC | 22.002 | 1
1FK71005AC711DG0 | SIMOTICS S SYNCHRONOUS SERVOMOTORS 1FK7 COMPACT, 18 NM, 100 K, 2000 RPM, 3,05KW NATURAL AIR COOLING, IM B5 (IM V1, IM V3) POWER/SIGNAL CONNECTORS CONN. CAN BE ROTATED BY 270 DEGR., INCREMENTAL ENCODER 2048 P/REV (ENCODER I-2048) WITH DRIVE-CLIQ INTERFACE; PLAIN SHAFT, TOLERANCE N; W/O HOLDING BRAKE DEGREE OF PROTECTION IP64 | 3077 | TEM | 1 | MC | 19.003 | 1
1FK71005AC711DG2 | SIMOTICS S SYNCHRONOUS SERVOMOTORS 1FK7 COMPACT, 18 NM, 100 K, 2000 RPM, 3,05KW NATURAL AIR COOLING, IM B5 (IM V1, IM V3) POWER/SIGNAL CONNECTORS CONN. CAN BE ROTATED BY 270 DEGR., INCREMENTAL ENCODER 2048 P/REV (ENCODER I-2048) WITH DRIVE-CLIQ INTERFACE; PLAIN SHAFT, TOLERANCE N; W/O HOLDING BRAKE DEGREE OF PROTECTION IP65 FLANGE ON DRIVE END IP67 | 3179 | TEM | 1 | MC | 19.003 | 1
1FK71005AC711DG3 | SIMOTICS S SYNCHRONOUS SERVOMOTORS 1FK7 COMPACT, 18 NM, 100 K, 2000 RPM, 3,05KW NATURAL AIR COOLING, IM B5 (IM V1, IM V3) POWER/SIGNAL CONNECTORS CONN. CAN BE ROTATED BY 270 DEGR., INCREMENTAL ENCODER 2048 P/REV (ENCODER I-2048) WITH DRIVE-CLIQ INTERFACE; PLAIN SHAFT, TOLERANCE N; W/O HOLDING BRAKE DEGREE OF PROTECTION IP64; PAINT FINISH RAL7016 | 3126 | TEM | 1 | MC | 19.003 | 1
1FK71005AC711DG5 | SIMOTICS S SYNCHRONOUS SERVOMOTORS 1FK7 COMPACT, 18 NM, 100 K, 2000 RPM, 3,05KW NATURAL AIR COOLING, IM B5 (IM V1, IM V3) POWER/SIGNAL CONNECTORS CONN. CAN BE ROTATED BY 270 DEGR., INCREMENTAL ENCODER 2048 P/REV (ENCODER I-2048) WITH DRIVE-CLIQ INTERFACE; PLAIN SHAFT, TOLERANCE N; W/O HOLDING BRAKE DEGREE OF PROTECTION IP65 AS FLANGE IP67; PAINT FINISH RAL7016 | 3228 | TEM | 1 | MC | 19.003 | 1
1FK71005AC711DH0 | SIMOTICS S SYNCHRONOUS SERVOMOTORS 1FK7 COMPACT, 18 NM, 100 K, 2000 RPM, 3,05KW NATURAL AIR COOLING, IM B5 (IM V1, IM V3) POWER/SIGNAL CONNECTORS CONN. CAN BE ROTATED BY 270 DEGR., INCREMENTAL ENCODER 2048 P/REV (ENCODER I-2048) WITH DRIVE-CLIQ INTERFACE; PLAIN SHAFT, TOLERANCE N; WITH HOLDING BRAKE DEGREE OF PROTECTION IP64 | 3524 | TEM | 1 | MC | 22.002 | 1
1FK71005AC711DH3 | SIMOTICS S SYNCHRONOUS SERVOMOTORS 1FK7 COMPACT, 18 NM, 100 K, 2000 RPM, 3,05KW NATURAL AIR COOLING, IM B5 (IM V1, IM V3) POWER/SIGNAL CONNECTORS CONN. CAN BE ROTATED BY 270 DEGR., INCREMENTAL ENCODER 2048 P/REV (ENCODER I-2048) WITH DRIVE-CLIQ INTERFACE; PLAIN SHAFT, TOLERANCE N; WITH HOLDING BRAKE DEGREE OF PROTECTION IP64; PAINT FINISH RAL7016 | 3573 | TEM | 1 | MC | 22.002 | 1
1FK71005AC711DH5 | SIMOTICS S SYNCHRONOUS SERVOMOTORS 1FK7 COMPACT, 18 NM, 100 K, 2000 RPM, 3,05KW NATURAL AIR COOLING, IM B5 (IM V1, IM V3) POWER/SIGNAL CONNECTORS CONN. CAN BE ROTATED BY 270 DEGR., INCREMENTAL ENCODER 2048 P/REV (ENCODER I-2048) WITH DRIVE-CLIQ INTERFACE; PLAIN SHAFT, TOLERANCE N; WITH HOLDING BRAKE DEGREE OF PROTECTION IP65 AS FLANGE IP67; PAINT FINISH RAL7016 | 3675 | TEM | 1 | MC | 22.002 | 1
1FK71005AC711EA0 | SIMOTICS S SYNCHRONOUS SERVOMOTORS 1FK7 COMPACT, 18 NM, 100 K, 2000 RPM, 3,05KW NATURAL AIR COOLING, IM B5 (IM V1, IM V3) POWER/SIGNAL CONNECTORS CONN. CAN BE ROTATED BY 270 DEGR., ABSOLUTE ENCODER ENDAT 2048 P/REV (ENCODER A-2048); PERFORMANCE REDUCTION BY 10% DUE TO ABSOLUTE ENCODER; SHAFT WITH FITTED KEY, TOLERANCE N; W/O HOLDING BRAKE DEGREE OF PROTECTION IP64 | 3312 | TEM | 1 | MC | 19.003 | 1
1FK71005AC711EA2 | SIMOTICS S SYNCHRONOUS SERVOMOTORS 1FK7 COMPACT, 18 NM, 100 K, 2000 RPM, 3,05KW NATURAL AIR COOLING, IM B5 (IM V1, IM V3) POWER/SIGNAL CONNECTORS CONN. CAN BE ROTATED BY 270 DEGR., ABSOLUTE ENCODER ENDAT 2048 P/REV (ENCODER A-2048); PERFORMANCE REDUCTION BY 10% DUE TO ABSOLUTE ENCODER; SHAFT WITH FITTED KEY, TOLERANCE N; W/O HOLDING BRAKE DEGREE OF PROTECTION IP65 FLANGE ON DRIVE END IP67 | 3414 | TEM | 1 | MC | 19.003 | 1
1FK71005AC711EB2 | SIMOTICS S SYNCHRONOUS SERVOMOTORS 1FK7 COMPACT, 18 NM, 100 K, 2000 RPM, 3,05KW NATURAL AIR COOLING, IM B5 (IM V1, IM V3) POWER/SIGNAL CONNECTORS CONN. CAN BE ROTATED BY 270 DEGR., ABSOLUTE ENCODER ENDAT 2048 P/REV (ENCODER A-2048); PERFORMANCE REDUCTION BY 10% DUE TO ABSOLUTE ENCODER; SHAFT WITH FITTED KEY, TOLERANCE N; WITH HOLDING BRAKE DEGREE OF PROTECTION IP65 FLANGE ON DRIVE END IP67 | 3861 | TEM | 1 | MC | 22.002 | 1
1FK71005AC711EG0 | SIMOTICS S SYNCHRONOUS SERVOMOTORS 1FK7 COMPACT, 18 NM, 100 K, 2000 RPM, 3,05KW NATURAL AIR COOLING, IM B5 (IM V1, IM V3) POWER/SIGNAL CONNECTORS CONN. CAN BE ROTATED BY 270 DEGR., ABSOLUTE ENCODER ENDAT 2048 P/REV (ENCODER A-2048); PERFORMANCE REDUCTION BY 10% DUE TO ABSOLUTE ENCODER; PLAIN SHAFT, TOLERANCE N; W/O HOLDING BRAKE DEGREE OF PROTECTION IP64 | 3219 | TEM | 1 | MC | 19.003 | 1
1FK71005AC711EH0 | SIMOTICS S SYNCHRONOUS SERVOMOTORS 1FK7 COMPACT, 18 NM, 100 K, 2000 RPM, 3,05KW NATURAL AIR COOLING, IM B5 (IM V1, IM V3) POWER/SIGNAL CONNECTORS CONN. CAN BE ROTATED BY 270 DEGR., ABSOLUTE ENCODER ENDAT 2048 P/REV (ENCODER A-2048); PERFORMANCE REDUCTION BY 10% DUE TO ABSOLUTE ENCODER; PLAIN SHAFT, TOLERANCE N; WITH HOLDING BRAKE DEGREE OF PROTECTION IP64 | 3665 | TEM | 1 | MC | 22.002 | 1
1FK71005AC711FA0 | SIMOTICS S SYNCHRONOUS SERVOMOTORS 1FK7 COMPACT, 18 NM, 100 K, 2000 RPM, 3,05KW NATURAL AIR COOLING, IM B5 (IM V1, IM V3) POWER/SIGNAL CONNECTORS CONN. CAN BE ROTATED BY 270 DEGR., ABSOLUTE ENCODER 2048 P/REV (ENCODER A-2048) WITH DRIVE-CLIQ INTERFACE; PERFORMANCE REDUCTION BY 10% DUE TO ABSOLUTE ENCODER; SHAFT WITH FITTED KEY, TOLERANCE N; W/O HOLDING BRAKE DEGREE OF PROTECTION IP64 | 3572 | TEM | 1 | MC | 19.003 | 1
1FK71005AC711FA2 | SIMOTICS S SYNCHRONOUS SERVOMOTORS 1FK7 COMPACT, 18 NM, 100 K, 2000 RPM, 3,05KW NATURAL AIR COOLING, IM B5 (IM V1, IM V3) POWER/SIGNAL CONNECTORS CONN. CAN BE ROTATED BY 270 DEGR., ABSOLUTE ENCODER 2048 P/REV (ENCODER A-2048) WITH DRIVE-CLIQ INTERFACE; PERFORMANCE REDUCTION BY 10% DUE TO ABSOLUTE ENCODER; SHAFT WITH FITTED KEY, TOLERANCE N; W/O HOLDING BRAKE DEGREE OF PROTECTION IP65 FLANGE ON DRIVE END IP67 | 3673 | TEM | 1 | MC | 19.003 | 1
1FK71005AC711FA5 | SIMOTICS S SYNCHRONOUS SERVOMOTORS 1FK7 COMPACT, 18 NM, 100 K, 2000 RPM, 3,05KW NATURAL AIR COOLING, IM B5 (IM V1, IM V3) POWER/SIGNAL CONNECTORS CONN. CAN BE ROTATED BY 270 DEGR., ABSOLUTE ENCODER 2048 P/REV (ENCODER A-2048) WITH DRIVE-CLIQ INTERFACE; PERFORMANCE REDUCTION BY 10% DUE TO ABSOLUTE ENCODER; SHAFT WITH FITTED KEY, TOLERANCE N; W/O HOLDING BRAKE DEGREE OF PROTECTION IP65 AS FLANGE IP67; PAINT FINISH RAL7016 | 3723 | TEM | 1 | MC | 19.003 | 1
1FK71005AC711FB0 | SIMOTICS S SYNCHRONOUS SERVOMOTORS 1FK7 COMPACT, 18 NM, 100 K, 2000 RPM, 3,05KW NATURAL AIR COOLING, IM B5 (IM V1, IM V3) POWER/SIGNAL CONNECTORS CONN. CAN BE ROTATED BY 270 DEGR., ABSOLUTE ENCODER 2048 P/REV (ENCODER A-2048) WITH DRIVE-CLIQ INTERFACE; PERFORMANCE REDUCTION BY 10% DUE TO ABSOLUTE ENCODER; SHAFT WITH FITTED KEY, TOLERANCE N; WITH HOLDING BRAKE DEGREE OF PROTECTION IP64 | 4018 | TEM | 1 | MC | 22.002 | 1
1FK71005AC711FG0 | SIMOTICS S SYNCHRONOUS SERVOMOTORS 1FK7 COMPACT, 18 NM, 100 K, 2000 RPM, 3,05KW NATURAL AIR COOLING, IM B5 (IM V1, IM V3) POWER/SIGNAL CONNECTORS CONN. CAN BE ROTATED BY 270 DEGR., ABSOLUTE ENCODER 2048 P/REV (ENCODER A-2048) WITH DRIVE-CLIQ INTERFACE; PERFORMANCE REDUCTION BY 10% DUE TO ABSOLUTE ENCODER; PLAIN SHAFT, TOLERANCE N; W/O HOLDING BRAKE DEGREE OF PROTECTION IP64 | 3478 | TEM | 1 | MC | 19.003 | 1
1FK71005AC711FG3 | SIMOTICS S SYNCHRONOUS SERVOMOTORS 1FK7 COMPACT, 18 NM, 100 K, 2000 RPM, 3,05KW NATURAL AIR COOLING, IM B5 (IM V1, IM V3) POWER/SIGNAL CONNECTORS CONN. CAN BE ROTATED BY 270 DEGR., ABSOLUTE ENCODER 2048 P/REV (ENCODER A-2048) WITH DRIVE-CLIQ INTERFACE; PERFORMANCE REDUCTION BY 10% DUE TO ABSOLUTE ENCODER; PLAIN SHAFT, TOLERANCE N; W/O HOLDING BRAKE DEGREE OF PROTECTION IP64; PAINT FINISH RAL7016 | 3527 | TEM | 1 | MC | 19.003 | 1
1FK71005AC711FG5 | SIMOTICS S SYNCHRONOUS SERVOMOTORS 1FK7 COMPACT, 18 NM, 100 K, 2000 RPM, 3,05KW NATURAL AIR COOLING, IM B5 (IM V1, IM V3) POWER/SIGNAL CONNECTORS CONN. CAN BE ROTATED BY 270 DEGR., ABSOLUTE ENCODER 2048 P/REV (ENCODER A-2048) WITH DRIVE-CLIQ INTERFACE; PERFORMANCE REDUCTION BY 10% DUE TO ABSOLUTE ENCODER; PLAIN SHAFT, TOLERANCE N; W/O HOLDING BRAKE DEGREE OF PROTECTION IP65 AS FLANGE IP67; PAINT FINISH RAL7016 | 3629 | TEM | 1 | MC | 19.003 | 1
1FK71005AC711FH0 | SIMOTICS S SYNCHRONOUS SERVOMOTORS 1FK7 COMPACT, 18 NM, 100 K, 2000 RPM, 3,05KW NATURAL AIR COOLING, IM B5 (IM V1, IM V3) POWER/SIGNAL CONNECTORS CONN. CAN BE ROTATED BY 270 DEGR., ABSOLUTE ENCODER 2048 P/REV (ENCODER A-2048) WITH DRIVE-CLIQ INTERFACE; PERFORMANCE REDUCTION BY 10% DUE TO ABSOLUTE ENCODER; PLAIN SHAFT, TOLERANCE N; WITH HOLDING BRAKE DEGREE OF PROTECTION IP64 | 3925 | TEM | 1 | MC | 22.002 | 1
1FK71005AC711FH3 | SIMOTICS S SYNCHRONOUS SERVOMOTORS 1FK7 COMPACT, 18 NM, 100 K, 2000 RPM, 3,05KW NATURAL AIR COOLING, IM B5 (IM V1, IM V3) POWER/SIGNAL CONNECTORS CONN. CAN BE ROTATED BY 270 DEGR., ABSOLUTE ENCODER 2048 P/REV (ENCODER A-2048) WITH DRIVE-CLIQ INTERFACE; PERFORMANCE REDUCTION BY 10% DUE TO ABSOLUTE ENCODER; PLAIN SHAFT, TOLERANCE N; WITH HOLDING BRAKE DEGREE OF PROTECTION IP64; PAINT FINISH RAL7016 | 3974 | TEM | 1 | MC | 22.002 | 1
1FK71005AC711KG5 | SIMOTICS S SYNCHRONOUS SERVOMOTORS 1FK7 COMPACT, 18 NM, 100 K, 2000 RPM, 3,05KW NATURAL AIR COOLING, IM B5 (IM V1, IM V3) POWER/SIGNAL CONNECTORS CONN. CAN BE ROTATED BY 270 DEGR., BASIC ABSOLUTE ENCODER 32 P/REV (ENCODER A-32) WITH DRIVE-CLIQ INTERFACE; PERFORMANCE REDUCTION BY 10% DUE TO ABSOLUTE ENCODER; PLAIN SHAFT, TOLERANCE N; W/O HOLDING BRAKE DEGREE OF PROTECTION IP65 AS FLANGE IP67; PAINT FINISH RAL7016 | 3067 | TEM | 1 | MC | 19.003 | 1
1FK71005AC711PA0 | SIMOTICS S SYNCHRONOUS SERVOMOTORS 1FK7 COMPACT, 18 NM, 100 K, 2000 RPM, 3,05KW NATURAL AIR COOLING, IM B5 (IM V1, IM V3) POWER/SIGNAL CONNECTORS CONN. CAN BE ROTATED BY 270 DEGR., RESOLVER 2-POLE (RESOLVER P=1) WITH DRIVE-CLIQ INTERFACE; SHAFT WITH FITTED KEY, TOLERANCE N; W/O HOLDING BRAKE DEGREE OF PROTECTION IP64 | 2534 | TEM | 1 | MC | 19.003 | 1
1FK71005AC711PA2 | SIMOTICS S SYNCHRONOUS SERVOMOTORS 1FK7 COMPACT, 18 NM, 100 K, 2000 RPM, 3,05KW NATURAL AIR COOLING, IM B5 (IM V1, IM V3) POWER/SIGNAL CONNECTORS CONN. CAN BE ROTATED BY 270 DEGR., RESOLVER 2-POLE (RESOLVER P=1) WITH DRIVE-CLIQ INTERFACE; SHAFT WITH FITTED KEY, TOLERANCE N; W/O HOLDING BRAKE DEGREE OF PROTECTION IP65 FLANGE ON DRIVE END IP67 | 2636 | TEM | 1 | MC | 19.003 | 1
1FK71005AC711PA3 | SIMOTICS S SYNCHRONOUS SERVOMOTORS 1FK7 COMPACT, 18 NM, 100 K, 2000 RPM, 3,05KW NATURAL AIR COOLING, IM B5 (IM V1, IM V3) POWER/SIGNAL CONNECTORS CONN. CAN BE ROTATED BY 270 DEGR., RESOLVER 2-POLE (RESOLVER P=1) WITH DRIVE-CLIQ INTERFACE; SHAFT WITH FITTED KEY, TOLERANCE N; W/O HOLDING BRAKE DEGREE OF PROTECTION IP64; PAINT FINISH RAL7016 | 2583 | TEM | 1 | MC | 19.003 | 1
1FK71005AC711PA5 | SIMOTICS S SYNCHRONOUS SERVOMOTORS 1FK7 COMPACT, 18 NM, 100 K, 2000 RPM, 3,05KW NATURAL AIR COOLING, IM B5 (IM V1, IM V3) POWER/SIGNAL CONNECTORS CONN. CAN BE ROTATED BY 270 DEGR., RESOLVER 2-POLE (RESOLVER P=1) WITH DRIVE-CLIQ INTERFACE; SHAFT WITH FITTED KEY, TOLERANCE N; W/O HOLDING BRAKE DEGREE OF PROTECTION IP65 AS FLANGE IP67; PAINT FINISH RAL7016 | 2685 | TEM | 1 | MC | 19.003 | 1
1FK71005AC711SA0 | SIMOTICS S SYNCHRONOUS SERVOMOTORS 1FK7 COMPACT, 18 NM, 100 K, 2000 RPM, 3,05KW NATURAL AIR COOLING, IM B5 (IM V1, IM V3) POWER/SIGNAL CONNECTORS CONN. CAN BE ROTATED BY 270 DEGR., RESOLVER MULTI-POLE (RESOLVER P=4); SHAFT WITH FITTED KEY, TOLERANCE N; W/O HOLDING BRAKE DEGREE OF PROTECTION IP64 | 2272 | TEM | 1 | MC | 19.003 | 1
1FK71005AC711UA3 | SIMOTICS S SYNCHRONOUS SERVOMOTOR1FK7 COMPACT, 18 NM, 100 K, 2000 U/MIN, 3,05KW NATURAL COOLING IM B5 (IM V1, IM V3) POWER/SIGNAL CONNECTORS CONNECTOR ROTAT. BY 270 DEG., RESOLVER MULTI-POLE SMI; SHAFT WITH FITTED KEY TOLERANCE N WITHOUT HOLDING BRAKE DEGREE OF PROTECTION IP64; PAINT FINISH RAL7016 | 2583 | TEM | 1 | MC | 19 | 1
1FK71005AC711UG3 | SIMOTICS S SYNCHRONOUS SERVOMOTOR 1FK7 COMPACT, 18 NM, 100 K, 2000 U/MIN, 3,05KW NATURAL COOLING IM B5 (IM V1, IM V3) POWER/SIGNAL CONNECTORS CONNECTOR ROTAT. BY 270 DEG., RESOLVER MULTI-POLE SMI PLAIN SHAFT TOLERANCE N WITHOUT HOLDING BRAKE DEGREE OF PROTECTION IP64; PAINT FINISH RAL7016 | 2490 | TEM | 1 | MC | 19 | 1
1FK71005AF711AA0 | SIMOTICS S SYNCHRONOUS SERVOMOTORS 1FK7 COMPACT,18 NM, 100 K, 3000 RPM, 3,77KW NATURAL AIR COOLING, IM B5 (IM V1, IM V3) POWER/SIGNAL CONNECTORS CONN. CAN BE ROTATED BY 270 DEGR., INCREM. ENCODER, SIN/COS 1 VPP 2048 P/REV (ENCODER I-2048); SHAFT WITH FITTED KEY, TOLERANCE N; W/O HOLDING BRAKE DEGREE OF PROTECTION IP64 | 2909 | TEM | 1 | MC | 19.003 | 1
1FK71005AF711AA2 | SIMOTICS S SYNCHRONOUS SERVOMOTORS 1FK7 COMPACT,18 NM, 100 K, 3000 RPM, 3,77KW NATURAL AIR COOLING, IM B5 (IM V1, IM V3) POWER/SIGNAL CONNECTORS CONN. CAN BE ROTATED BY 270 DEGR., INCREM. ENCODER, SIN/COS 1 VPP 2048 P/REV (ENCODER I-2048); SHAFT WITH FITTED KEY, TOLERANCE N; W/O HOLDING BRAKE DEGREE OF PROTECTION IP65 FLANGE ON DRIVE END IP67 | 3010 | TEM | 1 | MC | 19.003 | 1
1FK71005AF711AA3 | SIMOTICS S SYNCHRONOUS SERVOMOTORS 1FK7 COMPACT,18 NM, 100 K, 3000 RPM, 3,77KW NATURAL AIR COOLING, IM B5 (IM V1, IM V3) POWER/SIGNAL CONNECTORS CONN. CAN BE ROTATED BY 270 DEGR., INCREM. ENCODER, SIN/COS 1 VPP 2048 P/REV (ENCODER I-2048); SHAFT WITH FITTED KEY, TOLERANCE N; W/O HOLDING BRAKE DEGREE OF PROTECTION IP64; PAINT FINISH RAL7016 | 2958 | TEM | 1 | MC | 19.003 | 1
1FK71005AF711AA5 | SIMOTICS S SYNCHRONOUS SERVOMOTORS 1FK7 COMPACT,18 NM, 100 K, 3000 RPM, 3,77KW NATURAL AIR COOLING, IM B5 (IM V1, IM V3) POWER/SIGNAL CONNECTORS CONN. CAN BE ROTATED BY 270 DEGR., INCREM. ENCODER, SIN/COS 1 VPP 2048 P/REV (ENCODER I-2048); SHAFT WITH FITTED KEY, TOLERANCE N; W/O HOLDING BRAKE DEGREE OF PROTECTION IP65 AS FLANGE IP67; PAINT FINISH RAL7016 | 3060 | TEM | 1 | MC | 19.003 | 1
1FK71005AF711AA8 | SIMOTICS S SYNCHRONOUS SERVOMOTORS 1FK7 COMPACT,18 NM, 100 K, 3000 RPM, 3,77KW NATURAL AIR COOLING, IM B5 (IM V1, IM V3) POWER/SIGNAL CONNECTORS CONN. CAN BE ROTATED BY 270 DEGR., INCREM. ENCODER, SIN/COS 1 VPP 2048 P/REV (ENCODER I-2048); SHAFT WITH FITTED KEY, TOLERANCE N; W/O HOLDING BRAKE DEGREE OF PROTECTION IP65 IP67 D-END FLANGE; RAL7016 COATING; METALLIC RATING PLATE AT MOTOR | 3168 | TEM | 1 | MC | 19.003 | 1
1FK71005AF711AB0 | SIMOTICS S SYNCHRONOUS SERVOMOTORS 1FK7 COMPACT,18 NM, 100 K, 3000 RPM, 3,77KW NATURAL AIR COOLING, IM B5 (IM V1, IM V3) POWER/SIGNAL CONNECTORS CONN. CAN BE ROTATED BY 270 DEGR., INCREM. ENCODER, SIN/COS 1 VPP 2048 P/REV (ENCODER I-2048); SHAFT WITH FITTED KEY, TOLERANCE N; WITH HOLDING BRAKE DEGREE OF PROTECTION IP64 | 3356 | TEM | 1 | MC | 22.002 | 1
1FK71005AF711AB2 | SIMOTICS S SYNCHRONOUS SERVOMOTORS 1FK7 COMPACT,18 NM, 100 K, 3000 RPM, 3,77KW NATURAL AIR COOLING, IM B5 (IM V1, IM V3) POWER/SIGNAL CONNECTORS CONN. CAN BE ROTATED BY 270 DEGR., INCREM. ENCODER, SIN/COS 1 VPP 2048 P/REV (ENCODER I-2048); SHAFT WITH FITTED KEY, TOLERANCE N; WITH HOLDING BRAKE DEGREE OF PROTECTION IP65 FLANGE ON DRIVE END IP67 | 3457 | TEM | 1 | MC | 22.002 | 1
1FK71005AF711AB3 | SIMOTICS S SYNCHRONOUS SERVOMOTORS 1FK7 COMPACT,18 NM, 100 K, 3000 RPM, 3,77KW NATURAL AIR COOLING, IM B5 (IM V1, IM V3) POWER/SIGNAL CONNECTORS CONN. CAN BE ROTATED BY 270 DEGR., INCREM. ENCODER, SIN/COS 1 VPP 2048 P/REV (ENCODER I-2048); SHAFT WITH FITTED KEY, TOLERANCE N; WITH HOLDING BRAKE DEGREE OF PROTECTION IP64; PAINT FINISH RAL7016 | 3405 | TEM | 1 | MC | 22.002 | 1
1FK71005AF711AB5 | SIMOTICS S SYNCHRONOUS SERVOMOTORS 1FK7 COMPACT,18 NM, 100 K, 3000 RPM, 3,77KW NATURAL AIR COOLING, IM B5 (IM V1, IM V3) POWER/SIGNAL CONNECTORS CONN. CAN BE ROTATED BY 270 DEGR., INCREM. ENCODER, SIN/COS 1 VPP 2048 P/REV (ENCODER I-2048); SHAFT WITH FITTED KEY, TOLERANCE N; WITH HOLDING BRAKE DEGREE OF PROTECTION IP65 AS FLANGE IP67; PAINT FINISH RAL7016 | 3506 | TEM | 1 | MC | 22.002 | 1
1FK71005AF711AB8 | SIMOTICS S SYNCHRONOUS SERVOMOTORS 1FK7 COMPACT,18 NM, 100 K, 3000 RPM, 3,77KW NATURAL AIR COOLING, IM B5 (IM V1, IM V3) POWER/SIGNAL CONNECTORS CONN. CAN BE ROTATED BY 270 DEGR., INCREM. ENCODER, SIN/COS 1 VPP 2048 P/REV (ENCODER I-2048); SHAFT WITH FITTED KEY, TOLERANCE N; WITH HOLDING BRAKE DEGREE OF PROTECTION IP65 IP67 D-END FLANGE; RAL7016 COATING; METALLIC RATING PLATE AT MOTOR | 3615 | TEM | 1 | MC | 22.002 | 1
1FK71005AF711AG0 | SIMOTICS S SYNCHRONOUS SERVOMOTORS 1FK7 COMPACT,18 NM, 100 K, 3000 RPM, 3,77KW NATURAL AIR COOLING, IM B5 (IM V1, IM V3) POWER/SIGNAL CONNECTORS CONN. CAN BE ROTATED BY 270 DEGR., INCREM. ENCODER, SIN/COS 1 VPP 2048 P/REV (ENCODER I-2048); PLAIN SHAFT, TOLERANCE N; W/O HOLDING BRAKE DEGREE OF PROTECTION IP64 | 2815 | TEM | 1 | MC | 19.003 | 1
1FK71005AF711AG2 | SIMOTICS S SYNCHRONOUS SERVOMOTORS 1FK7 COMPACT,18 NM, 100 K, 3000 RPM, 3,77KW NATURAL AIR COOLING, IM B5 (IM V1, IM V3) POWER/SIGNAL CONNECTORS CONN. CAN BE ROTATED BY 270 DEGR., INCREM. ENCODER, SIN/COS 1 VPP 2048 P/REV (ENCODER I-2048); PLAIN SHAFT, TOLERANCE N; W/O HOLDING BRAKE DEGREE OF PROTECTION IP65 FLANGE ON DRIVE END IP67 | 2917 | TEM | 1 | MC | 19.003 | 1
1FK71005AF711AG3 | SIMOTICS S SYNCHRONOUS SERVOMOTORS 1FK7 COMPACT,18 NM, 100 K, 3000 RPM, 3,77KW NATURAL AIR COOLING, IM B5 (IM V1, IM V3) POWER/SIGNAL CONNECTORS CONN. CAN BE ROTATED BY 270 DEGR., INCREM. ENCODER, SIN/COS 1 VPP 2048 P/REV (ENCODER I-2048); PLAIN SHAFT, TOLERANCE N; W/O HOLDING BRAKE DEGREE OF PROTECTION IP64; PAINT FINISH RAL7016 | 2864 | TEM | 1 | MC | 19.003 | 1
1FK71005AF711AG5 | SIMOTICS S SYNCHRONOUS SERVOMOTORS 1FK7 COMPACT,18 NM, 100 K, 3000 RPM, 3,77KW NATURAL AIR COOLING, IM B5 (IM V1, IM V3) POWER/SIGNAL CONNECTORS CONN. CAN BE ROTATED BY 270 DEGR., INCREM. ENCODER, SIN/COS 1 VPP 2048 P/REV (ENCODER I-2048); PLAIN SHAFT, TOLERANCE N; W/O HOLDING BRAKE DEGREE OF PROTECTION IP65 AS FLANGE IP67; PAINT FINISH RAL7016 | 2966 | TEM | 1 | MC | 19.003 | 1
1FK71005AF711AG8 | SIMOTICS S SYNCHRONOUS SERVOMOTORS 1FK7 COMPACT,18 NM, 100 K, 3000 RPM, 3,77KW NATURAL AIR COOLING, IM B5 (IM V1, IM V3) POWER/SIGNAL CONNECTORS CONN. CAN BE ROTATED BY 270 DEGR., INCREM. ENCODER, SIN/COS 1 VPP 2048 P/REV (ENCODER I-2048); PLAIN SHAFT, TOLERANCE N; W/O HOLDING BRAKE DEGREE OF PROTECTION IP65 IP67 D-END FLANGE; RAL7016 COATING; METALLIC RATING PLATE AT MOTOR | 3075 | TEM | 1 | MC | 19.003 | 1
1FK71005AF711AH0 | SIMOTICS S SYNCHRONOUS SERVOMOTORS 1FK7 COMPACT,18 NM, 100 K, 3000 RPM, 3,77KW NATURAL AIR COOLING, IM B5 (IM V1, IM V3) POWER/SIGNAL CONNECTORS CONN. CAN BE ROTATED BY 270 DEGR., INCREM. ENCODER, SIN/COS 1 VPP 2048 P/REV (ENCODER I-2048); PLAIN SHAFT, TOLERANCE N; WITH HOLDING BRAKE DEGREE OF PROTECTION IP64 | 3262 | TEM | 1 | MC | 22.002 | 1
1FK71005AF711AH2 | SIMOTICS S SYNCHRONOUS SERVOMOTORS 1FK7 COMPACT,18 NM, 100 K, 3000 RPM, 3,77KW NATURAL AIR COOLING, IM B5 (IM V1, IM V3) POWER/SIGNAL CONNECTORS CONN. CAN BE ROTATED BY 270 DEGR., INCREM. ENCODER, SIN/COS 1 VPP 2048 P/REV (ENCODER I-2048); PLAIN SHAFT, TOLERANCE N; WITH HOLDING BRAKE DEGREE OF PROTECTION IP65 FLANGE ON DRIVE END IP67 | 3363 | TEM | 1 | MC | 22.002 | 1
1FK71005AF711AH3 | SIMOTICS S SYNCHRONOUS SERVOMOTORS 1FK7 COMPACT,18 NM, 100 K, 3000 RPM, 3,77KW NATURAL AIR COOLING, IM B5 (IM V1, IM V3) POWER/SIGNAL CONNECTORS CONN. CAN BE ROTATED BY 270 DEGR., INCREM. ENCODER, SIN/COS 1 VPP 2048 P/REV (ENCODER I-2048); PLAIN SHAFT, TOLERANCE N; WITH HOLDING BRAKE DEGREE OF PROTECTION IP64; PAINT FINISH RAL7016 | 3311 | TEM | 1 | MC | 22.002 | 1
1FK71005AF711AH5 | SIMOTICS S SYNCHRONOUS SERVOMOTORS 1FK7 COMPACT,18 NM, 100 K, 3000 RPM, 3,77KW NATURAL AIR COOLING, IM B5 (IM V1, IM V3) POWER/SIGNAL CONNECTORS CONN. CAN BE ROTATED BY 270 DEGR., INCREM. ENCODER, SIN/COS 1 VPP 2048 P/REV (ENCODER I-2048); PLAIN SHAFT, TOLERANCE N; WITH HOLDING BRAKE DEGREE OF PROTECTION IP65 AS FLANGE IP67; PAINT FINISH RAL7016 | 3413 | TEM | 1 | MC | 22.002 | 1
1FK71005AF711AH8 | SIMOTICS S SYNCHRONOUS SERVOMOTORS 1FK7 COMPACT,18 NM, 100 K, 3000 RPM, 3,77KW NATURAL AIR COOLING, IM B5 (IM V1, IM V3) POWER/SIGNAL CONNECTORS CONN. CAN BE ROTATED BY 270 DEGR., INCREM. ENCODER, SIN/COS 1 VPP 2048 P/REV (ENCODER I-2048); PLAIN SHAFT, TOLERANCE N; WITH HOLDING BRAKE DEGREE OF PROTECTION IP65 IP67 D-END FLANGE; RAL7016 COATING; METALLIC RATING PLATE AT MOTOR | 3521 | TEM | 1 | MC | 22.002 | 1
1FK71005AF711DA0 | SIMOTICS S SYNCHRONOUS SERVOMOTORS 1FK7 COMPACT,18 NM, 100 K, 3000 RPM, 3,77KW NATURAL AIR COOLING, IM B5 (IM V1, IM V3) POWER/SIGNAL CONNECTORS CONN. CAN BE ROTATED BY 270 DEGR., INCREMENTAL ENCODER 2048 P/REV (ENCODER I-2048) WITH DRIVE-CLIQ INTERFACE; SHAFT WITH FITTED KEY, TOLERANCE N; W/O HOLDING BRAKE DEGREE OF PROTECTION IP64 | 3171 | TEM | 1 | MC | 19.003 | 1
1FK71005AF711DA2 | SIMOTICS S SYNCHRONOUS SERVOMOTORS 1FK7 COMPACT,18 NM, 100 K, 3000 RPM, 3,77KW NATURAL AIR COOLING, IM B5 (IM V1, IM V3) POWER/SIGNAL CONNECTORS CONN. CAN BE ROTATED BY 270 DEGR., INCREMENTAL ENCODER 2048 P/REV (ENCODER I-2048) WITH DRIVE-CLIQ INTERFACE; SHAFT WITH FITTED KEY, TOLERANCE N; W/O HOLDING BRAKE DEGREE OF PROTECTION IP65 FLANGE ON DRIVE END IP67 | 3272 | TEM | 1 | MC | 19.003 | 1
1FK71005AF711DA3 | SIMOTICS S SYNCHRONOUS SERVOMOTORS 1FK7 COMPACT,18 NM, 100 K, 3000 RPM, 3,77KW NATURAL AIR COOLING, IM B5 (IM V1, IM V3) POWER/SIGNAL CONNECTORS CONN. CAN BE ROTATED BY 270 DEGR., INCREMENTAL ENCODER 2048 P/REV (ENCODER I-2048) WITH DRIVE-CLIQ INTERFACE; SHAFT WITH FITTED KEY, TOLERANCE N; W/O HOLDING BRAKE DEGREE OF PROTECTION IP64; PAINT FINISH RAL7016 | 3220 | TEM | 1 | MC | 19.003 | 1
1FK71005AF711DA5 | SIMOTICS S SYNCHRONOUS SERVOMOTORS 1FK7 COMPACT,18 NM, 100 K, 3000 RPM, 3,77KW NATURAL AIR COOLING, IM B5 (IM V1, IM V3) POWER/SIGNAL CONNECTORS CONN. CAN BE ROTATED BY 270 DEGR., INCREMENTAL ENCODER 2048 P/REV (ENCODER I-2048) WITH DRIVE-CLIQ INTERFACE; SHAFT WITH FITTED KEY, TOLERANCE N; W/O HOLDING BRAKE DEGREE OF PROTECTION IP65 AS FLANGE IP67; PAINT FINISH RAL7016 | 3321 | TEM | 1 | MC | 19.003 | 1
1FK71005AF711DA8 | SIMOTICS S SYNCHRONOUS SERVOMOTORS 1FK7 COMPACT,18 NM, 100 K, 3000 RPM, 3,77KW NATURAL AIR COOLING, IM B5 (IM V1, IM V3) POWER/SIGNAL CONNECTORS CONN. CAN BE ROTATED BY 270 DEGR., INCREMENTAL ENCODER 2048 P/REV (ENCODER I-2048) WITH DRIVE-CLIQ INTERFACE; SHAFT WITH FITTED KEY, TOLERANCE N; W/O HOLDING BRAKE DEGREE OF PROTECTION IP65 IP67 D-END FLANGE; RAL7016 COATING; METALLIC RATING PLATE AT MOTOR | 3430 | TEM | 1 | MC | 19.003 | 1
1FK71005AF711DB0 | SIMOTICS S SYNCHRONOUS SERVOMOTORS 1FK7 COMPACT,18 NM, 100 K, 3000 RPM, 3,77KW NATURAL AIR COOLING, IM B5 (IM V1, IM V3) POWER/SIGNAL CONNECTORS CONN. CAN BE ROTATED BY 270 DEGR., INCREMENTAL ENCODER 2048 P/REV (ENCODER I-2048) WITH DRIVE-CLIQ INTERFACE; SHAFT WITH FITTED KEY, TOLERANCE N; WITH HOLDING BRAKE DEGREE OF PROTECTION IP64 | 3617 | TEM | 1 | MC | 22.002 | 1
1FK71005AF711DB2 | SIMOTICS S SYNCHRONOUS SERVOMOTORS 1FK7 COMPACT,18 NM, 100 K, 3000 RPM, 3,77KW NATURAL AIR COOLING, IM B5 (IM V1, IM V3) POWER/SIGNAL CONNECTORS CONN. CAN BE ROTATED BY 270 DEGR., INCREMENTAL ENCODER 2048 P/REV (ENCODER I-2048) WITH DRIVE-CLIQ INTERFACE; SHAFT WITH FITTED KEY, TOLERANCE N; WITH HOLDING BRAKE DEGREE OF PROTECTION IP65 FLANGE ON DRIVE END IP67 | 3719 | TEM | 1 | MC | 22.002 | 1
1FK71005AF711DB3 | SIMOTICS S SYNCHRONOUS SERVOMOTORS 1FK7 COMPACT,18 NM, 100 K, 3000 RPM, 3,77KW NATURAL AIR COOLING, IM B5 (IM V1, IM V3) POWER/SIGNAL CONNECTORS CONN. CAN BE ROTATED BY 270 DEGR., INCREMENTAL ENCODER 2048 P/REV (ENCODER I-2048) WITH DRIVE-CLIQ INTERFACE; SHAFT WITH FITTED KEY, TOLERANCE N; WITH HOLDING BRAKE DEGREE OF PROTECTION IP64; PAINT FINISH RAL7016 | 3667 | TEM | 1 | MC | 22.002 | 1
1FK71005AF711DB5 | SIMOTICS S SYNCHRONOUS SERVOMOTORS 1FK7 COMPACT,18 NM, 100 K, 3000 RPM, 3,77KW NATURAL AIR COOLING, IM B5 (IM V1, IM V3) POWER/SIGNAL CONNECTORS CONN. CAN BE ROTATED BY 270 DEGR., INCREMENTAL ENCODER 2048 P/REV (ENCODER I-2048) WITH DRIVE-CLIQ INTERFACE; SHAFT WITH FITTED KEY, TOLERANCE N; WITH HOLDING BRAKE DEGREE OF PROTECTION IP65 AS FLANGE IP67; PAINT FINISH RAL7016 | 3768 | TEM | 1 | MC | 22.002 | 1
1FK71005AF711DB8 | SIMOTICS S SYNCHRONOUS SERVOMOTORS 1FK7 COMPACT,18 NM, 100 K, 3000 RPM, 3,77KW NATURAL AIR COOLING, IM B5 (IM V1, IM V3) POWER/SIGNAL CONNECTORS CONN. CAN BE ROTATED BY 270 DEGR., INCREMENTAL ENCODER 2048 P/REV (ENCODER I-2048) WITH DRIVE-CLIQ INTERFACE; SHAFT WITH FITTED KEY, TOLERANCE N; WITH HOLDING BRAKE DEGREE OF PROTECTION IP65 IP67 D-END FLANGE; RAL7016 COATING; METALLIC RATING PLATE AT MOTOR | 3877 | TEM | 1 | MC | 22.002 | 1
1FK71005AF711DG0 | SIMOTICS S SYNCHRONOUS SERVOMOTORS 1FK7 COMPACT,18 NM, 100 K, 3000 RPM, 3,77KW NATURAL AIR COOLING, IM B5 (IM V1, IM V3) POWER/SIGNAL CONNECTORS CONN. CAN BE ROTATED BY 270 DEGR., INCREMENTAL ENCODER 2048 P/REV (ENCODER I-2048) WITH DRIVE-CLIQ INTERFACE; PLAIN SHAFT, TOLERANCE N; W/O HOLDING BRAKE DEGREE OF PROTECTION IP64 | 3077 | TEM | 1 | MC | 19.003 | 1
1FK71005AF711DG2 | SIMOTICS S SYNCHRONOUS SERVOMOTORS 1FK7 COMPACT,18 NM, 100 K, 3000 RPM, 3,77KW NATURAL AIR COOLING, IM B5 (IM V1, IM V3) POWER/SIGNAL CONNECTORS CONN. CAN BE ROTATED BY 270 DEGR., INCREMENTAL ENCODER 2048 P/REV (ENCODER I-2048) WITH DRIVE-CLIQ INTERFACE; PLAIN SHAFT, TOLERANCE N; W/O HOLDING BRAKE DEGREE OF PROTECTION IP65 FLANGE ON DRIVE END IP67 | 3179 | TEM | 1 | MC | 19.003 | 1
1FK71005AF711DG3 | SIMOTICS S SYNCHRONOUS SERVOMOTORS 1FK7 COMPACT,18 NM, 100 K, 3000 RPM, 3,77KW NATURAL AIR COOLING, IM B5 (IM V1, IM V3) POWER/SIGNAL CONNECTORS CONN. CAN BE ROTATED BY 270 DEGR., INCREMENTAL ENCODER 2048 P/REV (ENCODER I-2048) WITH DRIVE-CLIQ INTERFACE; PLAIN SHAFT, TOLERANCE N; W/O HOLDING BRAKE DEGREE OF PROTECTION IP64; PAINT FINISH RAL7016 | 3126 | TEM | 1 | MC | 19.003 | 1
1FK71005AF711DG5 | SIMOTICS S SYNCHRONOUS SERVOMOTORS 1FK7 COMPACT,18 NM, 100 K, 3000 RPM, 3,77KW NATURAL AIR COOLING, IM B5 (IM V1, IM V3) POWER/SIGNAL CONNECTORS CONN. CAN BE ROTATED BY 270 DEGR., INCREMENTAL ENCODER 2048 P/REV (ENCODER I-2048) WITH DRIVE-CLIQ INTERFACE; PLAIN SHAFT, TOLERANCE N; W/O HOLDING BRAKE DEGREE OF PROTECTION IP65 AS FLANGE IP67; PAINT FINISH RAL7016 | 3228 | TEM | 1 | MC | 19.003 | 1
1FK71005AF711DG8 | SIMOTICS S SYNCHRONOUS SERVOMOTORS 1FK7 COMPACT,18 NM, 100 K, 3000 RPM, 3,77KW NATURAL AIR COOLING, IM B5 (IM V1, IM V3) POWER/SIGNAL CONNECTORS CONN. CAN BE ROTATED BY 270 DEGR., INCREMENTAL ENCODER 2048 P/REV (ENCODER I-2048) WITH DRIVE-CLIQ INTERFACE; PLAIN SHAFT, TOLERANCE N; W/O HOLDING BRAKE DEGREE OF PROTECTION IP65 IP67 D-END FLANGE; RAL7016 COATING; METALLIC RATING PLATE AT MOTOR | 3336 | TEM | 1 | MC | 19.003 | 1
1FK71005AF711DH0 | SIMOTICS S SYNCHRONOUS SERVOMOTORS 1FK7 COMPACT,18 NM, 100 K, 3000 RPM, 3,77KW NATURAL AIR COOLING, IM B5 (IM V1, IM V3) POWER/SIGNAL CONNECTORS CONN. CAN BE ROTATED BY 270 DEGR., INCREMENTAL ENCODER 2048 P/REV (ENCODER I-2048) WITH DRIVE-CLIQ INTERFACE; PLAIN SHAFT, TOLERANCE N; WITH HOLDING BRAKE DEGREE OF PROTECTION IP64 | 3524 | TEM | 1 | MC | 22.002 | 1
1FK71005AF711DH2 | SIMOTICS S SYNCHRONOUS SERVOMOTORS 1FK7 COMPACT,18 NM, 100 K, 3000 RPM, 3,77KW NATURAL AIR COOLING, IM B5 (IM V1, IM V3) POWER/SIGNAL CONNECTORS CONN. CAN BE ROTATED BY 270 DEGR., INCREMENTAL ENCODER 2048 P/REV (ENCODER I-2048) WITH DRIVE-CLIQ INTERFACE; PLAIN SHAFT, TOLERANCE N; WITH HOLDING BRAKE DEGREE OF PROTECTION IP65 FLANGE ON DRIVE END IP67 | 3625 | TEM | 1 | MC | 22.002 | 1
1FK71005AF711DH3 | SIMOTICS S SYNCHRONOUS SERVOMOTORS 1FK7 COMPACT,18 NM, 100 K, 3000 RPM, 3,77KW NATURAL AIR COOLING, IM B5 (IM V1, IM V3) POWER/SIGNAL CONNECTORS CONN. CAN BE ROTATED BY 270 DEGR., INCREMENTAL ENCODER 2048 P/REV (ENCODER I-2048) WITH DRIVE-CLIQ INTERFACE; PLAIN SHAFT, TOLERANCE N; WITH HOLDING BRAKE DEGREE OF PROTECTION IP64; PAINT FINISH RAL7016 | 3573 | TEM | 1 | MC | 22.002 | 1
1FK71005AF711DH5 | SIMOTICS S SYNCHRONOUS SERVOMOTORS 1FK7 COMPACT,18 NM, 100 K, 3000 RPM, 3,77KW NATURAL AIR COOLING, IM B5 (IM V1, IM V3) POWER/SIGNAL CONNECTORS CONN. CAN BE ROTATED BY 270 DEGR., INCREMENTAL ENCODER 2048 P/REV (ENCODER I-2048) WITH DRIVE-CLIQ INTERFACE; PLAIN SHAFT, TOLERANCE N; WITH HOLDING BRAKE DEGREE OF PROTECTION IP65 AS FLANGE IP67; PAINT FINISH RAL7016 | 3675 | TEM | 1 | MC | 22.002 | 1
1FK71005AF711DH8 | SIMOTICS S SYNCHRONOUS SERVOMOTORS 1FK7 COMPACT,18 NM, 100 K, 3000 RPM, 3,77KW NATURAL AIR COOLING, IM B5 (IM V1, IM V3) POWER/SIGNAL CONNECTORS CONN. CAN BE ROTATED BY 270 DEGR., INCREMENTAL ENCODER 2048 P/REV (ENCODER I-2048) WITH DRIVE-CLIQ INTERFACE; PLAIN SHAFT, TOLERANCE N; WITH HOLDING BRAKE DEGREE OF PROTECTION IP65 IP67 D-END FLANGE; RAL7016 COATING; METALLIC RATING PLATE AT MOTOR | 3783 | TEM | 1 | MC | 22.002 | 1
1FK71005AF711EA0 | SIMOTICS S SYNCHRONOUS SERVOMOTORS 1FK7 COMPACT,18 NM, 100 K, 3000 RPM, 3,77KW NATURAL AIR COOLING, IM B5 (IM V1, IM V3) POWER/SIGNAL CONNECTORS CONN. CAN BE ROTATED BY 270 DEGR., ABSOLUTE ENCODER ENDAT 2048 P/REV (ENCODER A-2048); PERFORMANCE REDUCTION BY 10% DUE TO ABSOLUTE ENCODER; SHAFT WITH FITTED KEY, TOLERANCE N; W/O HOLDING BRAKE DEGREE OF PROTECTION IP64 | 3312 | TEM | 1 | MC | 19.003 | 1
1FK71005AF711EA2 | SIMOTICS S SYNCHRONOUS SERVOMOTORS 1FK7 COMPACT,18 NM, 100 K, 3000 RPM, 3,77KW NATURAL AIR COOLING, IM B5 (IM V1, IM V3) POWER/SIGNAL CONNECTORS CONN. CAN BE ROTATED BY 270 DEGR., ABSOLUTE ENCODER ENDAT 2048 P/REV (ENCODER A-2048); PERFORMANCE REDUCTION BY 10% DUE TO ABSOLUTE ENCODER; SHAFT WITH FITTED KEY, TOLERANCE N; W/O HOLDING BRAKE DEGREE OF PROTECTION IP65 FLANGE ON DRIVE END IP67 | 3414 | TEM | 1 | MC | 19.003 | 1
1FK71005AF711EA3 | SIMOTICS S SYNCHRONOUS SERVOMOTORS 1FK7 COMPACT,18 NM, 100 K, 3000 RPM, 3,77KW NATURAL AIR COOLING, IM B5 (IM V1, IM V3) POWER/SIGNAL CONNECTORS CONN. CAN BE ROTATED BY 270 DEGR., ABSOLUTE ENCODER ENDAT 2048 P/REV (ENCODER A-2048); PERFORMANCE REDUCTION BY 10% DUE TO ABSOLUTE ENCODER; SHAFT WITH FITTED KEY, TOLERANCE N; W/O HOLDING BRAKE DEGREE OF PROTECTION IP64; PAINT FINISH RAL7016 | 3362 | TEM | 1 | MC | 19.003 | 1
1FK71005AF711EA5 | SIMOTICS S SYNCHRONOUS SERVOMOTORS 1FK7 COMPACT,18 NM, 100 K, 3000 RPM, 3,77KW NATURAL AIR COOLING, IM B5 (IM V1, IM V3) POWER/SIGNAL CONNECTORS CONN. CAN BE ROTATED BY 270 DEGR., ABSOLUTE ENCODER ENDAT 2048 P/REV (ENCODER A-2048); PERFORMANCE REDUCTION BY 10% DUE TO ABSOLUTE ENCODER; SHAFT WITH FITTED KEY, TOLERANCE N; W/O HOLDING BRAKE DEGREE OF PROTECTION IP65 AS FLANGE IP67; PAINT FINISH RAL7016 | 3463 | TEM | 1 | MC | 19.003 | 1
1FK71005AF711EA8 | SIMOTICS S SYNCHRONOUS SERVOMOTORS 1FK7 COMPACT,18 NM, 100 K, 3000 RPM, 3,77KW NATURAL AIR COOLING, IM B5 (IM V1, IM V3) POWER/SIGNAL CONNECTORS CONN. CAN BE ROTATED BY 270 DEGR., ABSOLUTE ENCODER ENDAT 2048 P/REV (ENCODER A-2048); PERFORMANCE REDUCTION BY 10% DUE TO ABSOLUTE ENCODER; SHAFT WITH FITTED KEY, TOLERANCE N; W/O HOLDING BRAKE DEGREE OF PROTECTION IP65 IP67 D-END FLANGE; RAL7016 COATING; METALLIC RATING PLATE AT MOTOR | 3572 | TEM | 1 | MC | 19.003 | 1
1FK71005AF711EB0 | SIMOTICS S SYNCHRONOUS SERVOMOTORS 1FK7 COMPACT,18 NM, 100 K, 3000 RPM, 3,77KW NATURAL AIR COOLING, IM B5 (IM V1, IM V3) POWER/SIGNAL CONNECTORS CONN. CAN BE ROTATED BY 270 DEGR., ABSOLUTE ENCODER ENDAT 2048 P/REV (ENCODER A-2048); PERFORMANCE REDUCTION BY 10% DUE TO ABSOLUTE ENCODER; SHAFT WITH FITTED KEY, TOLERANCE N; WITH HOLDING BRAKE DEGREE OF PROTECTION IP64 | 3759 | TEM | 1 | MC | 22.002 | 1
1FK71005AF711EB2 | SIMOTICS S SYNCHRONOUS SERVOMOTORS 1FK7 COMPACT,18 NM, 100 K, 3000 RPM, 3,77KW NATURAL AIR COOLING, IM B5 (IM V1, IM V3) POWER/SIGNAL CONNECTORS CONN. CAN BE ROTATED BY 270 DEGR., ABSOLUTE ENCODER ENDAT 2048 P/REV (ENCODER A-2048); PERFORMANCE REDUCTION BY 10% DUE TO ABSOLUTE ENCODER; SHAFT WITH FITTED KEY, TOLERANCE N; WITH HOLDING BRAKE DEGREE OF PROTECTION IP65 FLANGE ON DRIVE END IP67 | 3861 | TEM | 1 | MC | 22.002 | 1
1FK71005AF711EB3 | SIMOTICS S SYNCHRONOUS SERVOMOTORS 1FK7 COMPACT,18 NM, 100 K, 3000 RPM, 3,77KW NATURAL AIR COOLING, IM B5 (IM V1, IM V3) POWER/SIGNAL CONNECTORS CONN. CAN BE ROTATED BY 270 DEGR., ABSOLUTE ENCODER ENDAT 2048 P/REV (ENCODER A-2048); PERFORMANCE REDUCTION BY 10% DUE TO ABSOLUTE ENCODER; SHAFT WITH FITTED KEY, TOLERANCE N; WITH HOLDING BRAKE DEGREE OF PROTECTION IP64; PAINT FINISH RAL7016 | 3808 | TEM | 1 | MC | 22.002 | 1
1FK71005AF711EB5 | SIMOTICS S SYNCHRONOUS SERVOMOTORS 1FK7 COMPACT,18 NM, 100 K, 3000 RPM, 3,77KW NATURAL AIR COOLING, IM B5 (IM V1, IM V3) POWER/SIGNAL CONNECTORS CONN. CAN BE ROTATED BY 270 DEGR., ABSOLUTE ENCODER ENDAT 2048 P/REV (ENCODER A-2048); PERFORMANCE REDUCTION BY 10% DUE TO ABSOLUTE ENCODER; SHAFT WITH FITTED KEY, TOLERANCE N; WITH HOLDING BRAKE DEGREE OF PROTECTION IP65 AS FLANGE IP67; PAINT FINISH RAL7016 | 3910 | TEM | 1 | MC | 22.002 | 1
1FK71005AF711EB8 | SIMOTICS S SYNCHRONOUS SERVOMOTORS 1FK7 COMPACT,18 NM, 100 K, 3000 RPM, 3,77KW NATURAL AIR COOLING, IM B5 (IM V1, IM V3) POWER/SIGNAL CONNECTORS CONN. CAN BE ROTATED BY 270 DEGR., ABSOLUTE ENCODER ENDAT 2048 P/REV (ENCODER A-2048); PERFORMANCE REDUCTION BY 10% DUE TO ABSOLUTE ENCODER; SHAFT WITH FITTED KEY, TOLERANCE N; WITH HOLDING BRAKE DEGREE OF PROTECTION IP65 IP67 D-END FLANGE; RAL7016 COATING; METALLIC RATING PLATE AT MOTOR | 4018 | TEM | 1 | MC | 22.002 | 1
1FK71005AF711EG0 | SIMOTICS S SYNCHRONOUS SERVOMOTORS 1FK7 COMPACT,18 NM, 100 K, 3000 RPM, 3,77KW NATURAL AIR COOLING, IM B5 (IM V1, IM V3) POWER/SIGNAL CONNECTORS CONN. CAN BE ROTATED BY 270 DEGR., ABSOLUTE ENCODER ENDAT 2048 P/REV (ENCODER A-2048); PERFORMANCE REDUCTION BY 10% DUE TO ABSOLUTE ENCODER; PLAIN SHAFT, TOLERANCE N; W/O HOLDING BRAKE DEGREE OF PROTECTION IP64 | 3219 | TEM | 1 | MC | 19.003 | 1
1FK71005AF711EG2 | SIMOTICS S SYNCHRONOUS SERVOMOTORS 1FK7 COMPACT,18 NM, 100 K, 3000 RPM, 3,77KW NATURAL AIR COOLING, IM B5 (IM V1, IM V3) POWER/SIGNAL CONNECTORS CONN. CAN BE ROTATED BY 270 DEGR., ABSOLUTE ENCODER ENDAT 2048 P/REV (ENCODER A-2048); PERFORMANCE REDUCTION BY 10% DUE TO ABSOLUTE ENCODER; PLAIN SHAFT, TOLERANCE N; W/O HOLDING BRAKE DEGREE OF PROTECTION IP65 FLANGE ON DRIVE END IP67 | 3320 | TEM | 1 | MC | 19.003 | 1
1FK71005AF711EG3 | SIMOTICS S SYNCHRONOUS SERVOMOTORS 1FK7 COMPACT,18 NM, 100 K, 3000 RPM, 3,77KW NATURAL AIR COOLING, IM B5 (IM V1, IM V3) POWER/SIGNAL CONNECTORS CONN. CAN BE ROTATED BY 270 DEGR., ABSOLUTE ENCODER ENDAT 2048 P/REV (ENCODER A-2048); PERFORMANCE REDUCTION BY 10% DUE TO ABSOLUTE ENCODER; PLAIN SHAFT, TOLERANCE N; W/O HOLDING BRAKE DEGREE OF PROTECTION IP64; PAINT FINISH RAL7016 | 3268 | TEM | 1 | MC | 19.003 | 1
1FK71005AF711EG5 | SIMOTICS S SYNCHRONOUS SERVOMOTORS 1FK7 COMPACT,18 NM, 100 K, 3000 RPM, 3,77KW NATURAL AIR COOLING, IM B5 (IM V1, IM V3) POWER/SIGNAL CONNECTORS CONN. CAN BE ROTATED BY 270 DEGR., ABSOLUTE ENCODER ENDAT 2048 P/REV (ENCODER A-2048); PERFORMANCE REDUCTION BY 10% DUE TO ABSOLUTE ENCODER; PLAIN SHAFT, TOLERANCE N; W/O HOLDING BRAKE DEGREE OF PROTECTION IP65 AS FLANGE IP67; PAINT FINISH RAL7016 | 3370 | TEM | 1 | MC | 19.003 | 1
1FK71005AF711EG8 | SIMOTICS S SYNCHRONOUS SERVOMOTORS 1FK7 COMPACT,18 NM, 100 K, 3000 RPM, 3,77KW NATURAL AIR COOLING, IM B5 (IM V1, IM V3) POWER/SIGNAL CONNECTORS CONN. CAN BE ROTATED BY 270 DEGR., ABSOLUTE ENCODER ENDAT 2048 P/REV (ENCODER A-2048); PERFORMANCE REDUCTION BY 10% DUE TO ABSOLUTE ENCODER; PLAIN SHAFT, TOLERANCE N; W/O HOLDING BRAKE DEGREE OF PROTECTION IP65 IP67 D-END FLANGE; RAL7016 COATING; METALLIC RATING PLATE AT MOTOR | 3478 | TEM | 1 | MC | 19.003 | 1
1FK71005AF711EH0 | SIMOTICS S SYNCHRONOUS SERVOMOTORS 1FK7 COMPACT,18 NM, 100 K, 3000 RPM, 3,77KW NATURAL AIR COOLING, IM B5 (IM V1, IM V3) POWER/SIGNAL CONNECTORS CONN. CAN BE ROTATED BY 270 DEGR., ABSOLUTE ENCODER ENDAT 2048 P/REV (ENCODER A-2048); PERFORMANCE REDUCTION BY 10% DUE TO ABSOLUTE ENCODER; PLAIN SHAFT, TOLERANCE N; WITH HOLDING BRAKE DEGREE OF PROTECTION IP64 | 3665 | TEM | 1 | MC | 22.002 | 1
1FK71005AF711EH2 | SIMOTICS S SYNCHRONOUS SERVOMOTORS 1FK7 COMPACT,18 NM, 100 K, 3000 RPM, 3,77KW NATURAL AIR COOLING, IM B5 (IM V1, IM V3) POWER/SIGNAL CONNECTORS CONN. CAN BE ROTATED BY 270 DEGR., ABSOLUTE ENCODER ENDAT 2048 P/REV (ENCODER A-2048); PERFORMANCE REDUCTION BY 10% DUE TO ABSOLUTE ENCODER; PLAIN SHAFT, TOLERANCE N; WITH HOLDING BRAKE DEGREE OF PROTECTION IP65 FLANGE ON DRIVE END IP67 | 3767 | TEM | 1 | MC | 22.002 | 1
1FK71005AF711EH3 | SIMOTICS S SYNCHRONOUS SERVOMOTORS 1FK7 COMPACT,18 NM, 100 K, 3000 RPM, 3,77KW NATURAL AIR COOLING, IM B5 (IM V1, IM V3) POWER/SIGNAL CONNECTORS CONN. CAN BE ROTATED BY 270 DEGR., ABSOLUTE ENCODER ENDAT 2048 P/REV (ENCODER A-2048); PERFORMANCE REDUCTION BY 10% DUE TO ABSOLUTE ENCODER; PLAIN SHAFT, TOLERANCE N; WITH HOLDING BRAKE DEGREE OF PROTECTION IP64; PAINT FINISH RAL7016 | 3715 | TEM | 1 | MC | 22.002 | 1
1FK71005AF711EH5 | SIMOTICS S SYNCHRONOUS SERVOMOTORS 1FK7 COMPACT,18 NM, 100 K, 3000 RPM, 3,77KW NATURAL AIR COOLING, IM B5 (IM V1, IM V3) POWER/SIGNAL CONNECTORS CONN. CAN BE ROTATED BY 270 DEGR., ABSOLUTE ENCODER ENDAT 2048 P/REV (ENCODER A-2048); PERFORMANCE REDUCTION BY 10% DUE TO ABSOLUTE ENCODER; PLAIN SHAFT, TOLERANCE N; WITH HOLDING BRAKE DEGREE OF PROTECTION IP65 AS FLANGE IP67; PAINT FINISH RAL7016 | 3816 | TEM | 1 | MC | 22.002 | 1
1FK71005AF711EH8 | SIMOTICS S SYNCHRONOUS SERVOMOTORS 1FK7 COMPACT,18 NM, 100 K, 3000 RPM, 3,77KW NATURAL AIR COOLING, IM B5 (IM V1, IM V3) POWER/SIGNAL CONNECTORS CONN. CAN BE ROTATED BY 270 DEGR., ABSOLUTE ENCODER ENDAT 2048 P/REV (ENCODER A-2048); PERFORMANCE REDUCTION BY 10% DUE TO ABSOLUTE ENCODER; PLAIN SHAFT, TOLERANCE N; WITH HOLDING BRAKE DEGREE OF PROTECTION IP65 IP67 D-END FLANGE; RAL7016 COATING; METALLIC RATING PLATE AT MOTOR | 3925 | TEM | 1 | MC | 22.002 | 1
1FK71005AF711EV5 | SIMOTICS S SYNCHRONOUS SERVO GEARMOTOR 1FK7 COMPACT, 3,77KW NATURAL COOLINGPOWER/ SIGNAL CONNECTOR CONNECTOR CAN BE ROTATED BY 270 DEGR. MOTOR WITH HOLDING BRAKE, GEAR DIRECT MOUNTING ABSOLUTE-VALUE ENCODER (ENDAT) 2048 S/R PERFORMANCE REDUCTION BY 10% DUE TO ABSOLUTE ENCODER; RADIAL SHAFT SEAL, DEGREE OF PROTECTION IP65, PAINT FINISH RAL 7016 | 3682 | TEM | 1 | MC | 19.1 | 1
1FK71005AF711FA0 | SIMOTICS S SYNCHRONOUS SERVOMOTORS 1FK7 COMPACT,18 NM, 100 K, 3000 RPM, 3,77KW NATURAL AIR COOLING, IM B5 (IM V1, IM V3) POWER/SIGNAL CONNECTORS CONN. CAN BE ROTATED BY 270 DEGR., ABSOLUTE ENCODER 2048 P/REV (ENCODER A-2048) WITH DRIVE-CLIQ INTERFACE; PERFORMANCE REDUCTION BY 10% DUE TO ABSOLUTE ENCODER; SHAFT WITH FITTED KEY, TOLERANCE N; W/O HOLDING BRAKE DEGREE OF PROTECTION IP64 | 3572 | TEM | 1 | MC | 19.003 | 1
1FK71005AF711FA2 | SIMOTICS S SYNCHRONOUS SERVOMOTORS 1FK7 COMPACT,18 NM, 100 K, 3000 RPM, 3,77KW NATURAL AIR COOLING, IM B5 (IM V1, IM V3) POWER/SIGNAL CONNECTORS CONN. CAN BE ROTATED BY 270 DEGR., ABSOLUTE ENCODER 2048 P/REV (ENCODER A-2048) WITH DRIVE-CLIQ INTERFACE; PERFORMANCE REDUCTION BY 10% DUE TO ABSOLUTE ENCODER; SHAFT WITH FITTED KEY, TOLERANCE N; W/O HOLDING BRAKE DEGREE OF PROTECTION IP65 FLANGE ON DRIVE END IP67 | 3673 | TEM | 1 | MC | 19.003 | 1
1FK71005AF711FA3 | SIMOTICS S SYNCHRONOUS SERVOMOTORS 1FK7 COMPACT,18 NM, 100 K, 3000 RPM, 3,77KW NATURAL AIR COOLING, IM B5 (IM V1, IM V3) POWER/SIGNAL CONNECTORS CONN. CAN BE ROTATED BY 270 DEGR., ABSOLUTE ENCODER 2048 P/REV (ENCODER A-2048) WITH DRIVE-CLIQ INTERFACE; PERFORMANCE REDUCTION BY 10% DUE TO ABSOLUTE ENCODER; SHAFT WITH FITTED KEY, TOLERANCE N; W/O HOLDING BRAKE DEGREE OF PROTECTION IP64; PAINT FINISH RAL7016 | 3621 | TEM | 1 | MC | 19.003 | 1
1FK71005AF711FA5 | SIMOTICS S SYNCHRONOUS SERVOMOTORS 1FK7 COMPACT,18 NM, 100 K, 3000 RPM, 3,77KW NATURAL AIR COOLING, IM B5 (IM V1, IM V3) POWER/SIGNAL CONNECTORS CONN. CAN BE ROTATED BY 270 DEGR., ABSOLUTE ENCODER 2048 P/REV (ENCODER A-2048) WITH DRIVE-CLIQ INTERFACE; PERFORMANCE REDUCTION BY 10% DUE TO ABSOLUTE ENCODER; SHAFT WITH FITTED KEY, TOLERANCE N; W/O HOLDING BRAKE DEGREE OF PROTECTION IP65 AS FLANGE IP67; PAINT FINISH RAL7016 | 3723 | TEM | 1 | MC | 19.003 | 1
1FK71005AF711FA8 | SIMOTICS S SYNCHRONOUS SERVOMOTORS 1FK7 COMPACT,18 NM, 100 K, 3000 RPM, 3,77KW NATURAL AIR COOLING, IM B5 (IM V1, IM V3) POWER/SIGNAL CONNECTORS CONN. CAN BE ROTATED BY 270 DEGR., ABSOLUTE ENCODER 2048 P/REV (ENCODER A-2048) WITH DRIVE-CLIQ INTERFACE; PERFORMANCE REDUCTION BY 10% DUE TO ABSOLUTE ENCODER; SHAFT WITH FITTED KEY, TOLERANCE N; W/O HOLDING BRAKE DEGREE OF PROTECTION IP65 IP67 D-END FLANGE; RAL7016 COATING; METALLIC RATING PLATE AT MOTOR | 3831 | TEM | 1 | MC | 19.003 | 1
1FK71005AF711FB0 | SIMOTICS S SYNCHRONOUS SERVOMOTORS 1FK7 COMPACT,18 NM, 100 K, 3000 RPM, 3,77KW NATURAL AIR COOLING, IM B5 (IM V1, IM V3) POWER/SIGNAL CONNECTORS CONN. CAN BE ROTATED BY 270 DEGR., ABSOLUTE ENCODER 2048 P/REV (ENCODER A-2048) WITH DRIVE-CLIQ INTERFACE; PERFORMANCE REDUCTION BY 10% DUE TO ABSOLUTE ENCODER; SHAFT WITH FITTED KEY, TOLERANCE N; WITH HOLDING BRAKE DEGREE OF PROTECTION IP64 | 4018 | TEM | 1 | MC | 22.002 | 1
1FK71005AF711FB2 | SIMOTICS S SYNCHRONOUS SERVOMOTORS 1FK7 COMPACT,18 NM, 100 K, 3000 RPM, 3,77KW NATURAL AIR COOLING, IM B5 (IM V1, IM V3) POWER/SIGNAL CONNECTORS CONN. CAN BE ROTATED BY 270 DEGR., ABSOLUTE ENCODER 2048 P/REV (ENCODER A-2048) WITH DRIVE-CLIQ INTERFACE; PERFORMANCE REDUCTION BY 10% DUE TO ABSOLUTE ENCODER; SHAFT WITH FITTED KEY, TOLERANCE N; WITH HOLDING BRAKE DEGREE OF PROTECTION IP65 FLANGE ON DRIVE END IP67 | 4120 | TEM | 1 | MC | 22.002 | 1
1FK71005AF711FB3 | SIMOTICS S SYNCHRONOUS SERVOMOTORS 1FK7 COMPACT,18 NM, 100 K, 3000 RPM, 3,77KW NATURAL AIR COOLING, IM B5 (IM V1, IM V3) POWER/SIGNAL CONNECTORS CONN. CAN BE ROTATED BY 270 DEGR., ABSOLUTE ENCODER 2048 P/REV (ENCODER A-2048) WITH DRIVE-CLIQ INTERFACE; PERFORMANCE REDUCTION BY 10% DUE TO ABSOLUTE ENCODER; SHAFT WITH FITTED KEY, TOLERANCE N; WITH HOLDING BRAKE DEGREE OF PROTECTION IP64; PAINT FINISH RAL7016 | 4068 | TEM | 1 | MC | 22.002 | 1
1FK71005AF711FB5 | SIMOTICS S SYNCHRONOUS SERVOMOTORS 1FK7 COMPACT,18 NM, 100 K, 3000 RPM, 3,77KW NATURAL AIR COOLING, IM B5 (IM V1, IM V3) POWER/SIGNAL CONNECTORS CONN. CAN BE ROTATED BY 270 DEGR., ABSOLUTE ENCODER 2048 P/REV (ENCODER A-2048) WITH DRIVE-CLIQ INTERFACE; PERFORMANCE REDUCTION BY 10% DUE TO ABSOLUTE ENCODER; SHAFT WITH FITTED KEY, TOLERANCE N; WITH HOLDING BRAKE DEGREE OF PROTECTION IP65 AS FLANGE IP67; PAINT FINISH RAL7016 | 4169 | TEM | 1 | MC | 22.002 | 1
1FK71005AF711FB8 | SIMOTICS S SYNCHRONOUS SERVOMOTORS 1FK7 COMPACT,18 NM, 100 K, 3000 RPM, 3,77KW NATURAL AIR COOLING, IM B5 (IM V1, IM V3) POWER/SIGNAL CONNECTORS CONN. CAN BE ROTATED BY 270 DEGR., ABSOLUTE ENCODER 2048 P/REV (ENCODER A-2048) WITH DRIVE-CLIQ INTERFACE; PERFORMANCE REDUCTION BY 10% DUE TO ABSOLUTE ENCODER; SHAFT WITH FITTED KEY, TOLERANCE N; WITH HOLDING BRAKE DEGREE OF PROTECTION IP65 IP67 D-END FLANGE; RAL7016 COATING; METALLIC RATING PLATE AT MOTOR | 4278 | TEM | 1 | MC | 22.002 | 1
1FK71005AF711FG0 | SIMOTICS S SYNCHRONOUS SERVOMOTORS 1FK7 COMPACT,18 NM, 100 K, 3000 RPM, 3,77KW NATURAL AIR COOLING, IM B5 (IM V1, IM V3) POWER/SIGNAL CONNECTORS CONN. CAN BE ROTATED BY 270 DEGR., ABSOLUTE ENCODER 2048 P/REV (ENCODER A-2048) WITH DRIVE-CLIQ INTERFACE; PERFORMANCE REDUCTION BY 10% DUE TO ABSOLUTE ENCODER; PLAIN SHAFT, TOLERANCE N; W/O HOLDING BRAKE DEGREE OF PROTECTION IP64 | 3478 | TEM | 1 | MC | 19.003 | 1
1FK71005AF711FG2 | SIMOTICS S SYNCHRONOUS SERVOMOTORS 1FK7 COMPACT,18 NM, 100 K, 3000 RPM, 3,77KW NATURAL AIR COOLING, IM B5 (IM V1, IM V3) POWER/SIGNAL CONNECTORS CONN. CAN BE ROTATED BY 270 DEGR., ABSOLUTE ENCODER 2048 P/REV (ENCODER A-2048) WITH DRIVE-CLIQ INTERFACE; PERFORMANCE REDUCTION BY 10% DUE TO ABSOLUTE ENCODER; PLAIN SHAFT, TOLERANCE N; W/O HOLDING BRAKE DEGREE OF PROTECTION IP65 FLANGE ON DRIVE END IP67 | 3580 | TEM | 1 | MC | 19.003 | 1
1FK71005AF711FG3 | SIMOTICS S SYNCHRONOUS SERVOMOTORS 1FK7 COMPACT,18 NM, 100 K, 3000 RPM, 3,77KW NATURAL AIR COOLING, IM B5 (IM V1, IM V3) POWER/SIGNAL CONNECTORS CONN. CAN BE ROTATED BY 270 DEGR., ABSOLUTE ENCODER 2048 P/REV (ENCODER A-2048) WITH DRIVE-CLIQ INTERFACE; PERFORMANCE REDUCTION BY 10% DUE TO ABSOLUTE ENCODER; PLAIN SHAFT, TOLERANCE N; W/O HOLDING BRAKE DEGREE OF PROTECTION IP64; PAINT FINISH RAL7016 | 3527 | TEM | 1 | MC | 19.003 | 1
1FK71005AF711FG5 | SIMOTICS S SYNCHRONOUS SERVOMOTORS 1FK7 COMPACT,18 NM, 100 K, 3000 RPM, 3,77KW NATURAL AIR COOLING, IM B5 (IM V1, IM V3) POWER/SIGNAL CONNECTORS CONN. CAN BE ROTATED BY 270 DEGR., ABSOLUTE ENCODER 2048 P/REV (ENCODER A-2048) WITH DRIVE-CLIQ INTERFACE; PERFORMANCE REDUCTION BY 10% DUE TO ABSOLUTE ENCODER; PLAIN SHAFT, TOLERANCE N; W/O HOLDING BRAKE DEGREE OF PROTECTION IP65 AS FLANGE IP67; PAINT FINISH RAL7016 | 3629 | TEM | 1 | MC | 19.003 | 1
1FK71005AF711FG8 | SIMOTICS S SYNCHRONOUS SERVOMOTORS 1FK7 COMPACT,18 NM, 100 K, 3000 RPM, 3,77KW NATURAL AIR COOLING, IM B5 (IM V1, IM V3) POWER/SIGNAL CONNECTORS CONN. CAN BE ROTATED BY 270 DEGR., ABSOLUTE ENCODER 2048 P/REV (ENCODER A-2048) WITH DRIVE-CLIQ INTERFACE; PERFORMANCE REDUCTION BY 10% DUE TO ABSOLUTE ENCODER; PLAIN SHAFT, TOLERANCE N; W/O HOLDING BRAKE DEGREE OF PROTECTION IP65 IP67 D-END FLANGE; RAL7016 COATING; METALLIC RATING PLATE AT MOTOR | 3737 | TEM | 1 | MC | 19.003 | 1
1FK71005AF711FH0 | SIMOTICS S SYNCHRONOUS SERVOMOTORS 1FK7 COMPACT,18 NM, 100 K, 3000 RPM, 3,77KW NATURAL AIR COOLING, IM B5 (IM V1, IM V3) POWER/SIGNAL CONNECTORS CONN. CAN BE ROTATED BY 270 DEGR., ABSOLUTE ENCODER 2048 P/REV (ENCODER A-2048) WITH DRIVE-CLIQ INTERFACE; PERFORMANCE REDUCTION BY 10% DUE TO ABSOLUTE ENCODER; PLAIN SHAFT, TOLERANCE N; WITH HOLDING BRAKE DEGREE OF PROTECTION IP64 | 3925 | TEM | 1 | MC | 22.002 | 1
1FK71005AF711FH2 | SIMOTICS S SYNCHRONOUS SERVOMOTORS 1FK7 COMPACT,18 NM, 100 K, 3000 RPM, 3,77KW NATURAL AIR COOLING, IM B5 (IM V1, IM V3) POWER/SIGNAL CONNECTORS CONN. CAN BE ROTATED BY 270 DEGR., ABSOLUTE ENCODER 2048 P/REV (ENCODER A-2048) WITH DRIVE-CLIQ INTERFACE; PERFORMANCE REDUCTION BY 10% DUE TO ABSOLUTE ENCODER; PLAIN SHAFT, TOLERANCE N; WITH HOLDING BRAKE DEGREE OF PROTECTION IP65 FLANGE ON DRIVE END IP67 | 4026 | TEM | 1 | MC | 22.002 | 1
1FK71005AF711FH3 | SIMOTICS S SYNCHRONOUS SERVOMOTORS 1FK7 COMPACT,18 NM, 100 K, 3000 RPM, 3,77KW NATURAL AIR COOLING, IM B5 (IM V1, IM V3) POWER/SIGNAL CONNECTORS CONN. CAN BE ROTATED BY 270 DEGR., ABSOLUTE ENCODER 2048 P/REV (ENCODER A-2048) WITH DRIVE-CLIQ INTERFACE; PERFORMANCE REDUCTION BY 10% DUE TO ABSOLUTE ENCODER; PLAIN SHAFT, TOLERANCE N; WITH HOLDING BRAKE DEGREE OF PROTECTION IP64; PAINT FINISH RAL7016 | 3974 | TEM | 1 | MC | 22.002 | 1
1FK71005AF711FH5 | SIMOTICS S SYNCHRONOUS SERVOMOTORS 1FK7 COMPACT,18 NM, 100 K, 3000 RPM, 3,77KW NATURAL AIR COOLING, IM B5 (IM V1, IM V3) POWER/SIGNAL CONNECTORS CONN. CAN BE ROTATED BY 270 DEGR., ABSOLUTE ENCODER 2048 P/REV (ENCODER A-2048) WITH DRIVE-CLIQ INTERFACE; PERFORMANCE REDUCTION BY 10% DUE TO ABSOLUTE ENCODER; PLAIN SHAFT, TOLERANCE N; WITH HOLDING BRAKE DEGREE OF PROTECTION IP65 AS FLANGE IP67; PAINT FINISH RAL7016 | 4076 | TEM | 1 | MC | 22.002 | 1
1FK71005AF711FH8 | SIMOTICS S SYNCHRONOUS SERVOMOTORS 1FK7 COMPACT,18 NM, 100 K, 3000 RPM, 3,77KW NATURAL AIR COOLING, IM B5 (IM V1, IM V3) POWER/SIGNAL CONNECTORS CONN. CAN BE ROTATED BY 270 DEGR., ABSOLUTE ENCODER 2048 P/REV (ENCODER A-2048) WITH DRIVE-CLIQ INTERFACE; PERFORMANCE REDUCTION BY 10% DUE TO ABSOLUTE ENCODER; PLAIN SHAFT, TOLERANCE N; WITH HOLDING BRAKE DEGREE OF PROTECTION IP65 IP67 D-END FLANGE; RAL7016 COATING; METALLIC RATING PLATE AT MOTOR | 4184 | TEM | 1 | MC | 22.002 | 1
1FK71005AF711GA0 | SIMOTICS S SYNCHRONOUS SERVOMOTORS 1FK7 COMPACT,18 NM, 100 K, 3000 RPM, 3,77KW NATURAL AIR COOLING, IM B5 (IM V1, IM V3) POWER/SIGNAL CONNECTORS CONN. CAN BE ROTATED BY 270 DEGR., BASIC ABSOLUTE ENCODER 32 P/REV (ENCODER A-32); PERFORMANCE REDUCTION BY 10% DUE TO ABSOLUTE ENCODER; SHAFT WITH FITTED KEY, TOLERANCE N; W/O HOLDING BRAKE DEGREE OF PROTECTION IP64 | 2750 | TEM | 1 | MC | 19.003 | 1
1FK71005AF711GA2 | SIMOTICS S SYNCHRONOUS SERVOMOTORS 1FK7 COMPACT,18 NM, 100 K, 3000 RPM, 3,77KW NATURAL AIR COOLING, IM B5 (IM V1, IM V3) POWER/SIGNAL CONNECTORS CONN. CAN BE ROTATED BY 270 DEGR., BASIC ABSOLUTE ENCODER 32 P/REV (ENCODER A-32); PERFORMANCE REDUCTION BY 10% DUE TO ABSOLUTE ENCODER; SHAFT WITH FITTED KEY, TOLERANCE N; W/O HOLDING BRAKE DEGREE OF PROTECTION IP65 FLANGE ON DRIVE END IP67 | 2852 | TEM | 1 | MC | 19.003 | 1
1FK71005AF711GA3 | SIMOTICS S SYNCHRONOUS SERVOMOTORS 1FK7 COMPACT,18 NM, 100 K, 3000 RPM, 3,77KW NATURAL AIR COOLING, IM B5 (IM V1, IM V3) POWER/SIGNAL CONNECTORS CONN. CAN BE ROTATED BY 270 DEGR., BASIC ABSOLUTE ENCODER 32 P/REV (ENCODER A-32); PERFORMANCE REDUCTION BY 10% DUE TO ABSOLUTE ENCODER; SHAFT WITH FITTED KEY, TOLERANCE N; W/O HOLDING BRAKE DEGREE OF PROTECTION IP64; PAINT FINISH RAL7016 | 2800 | TEM | 1 | MC | 19.003 | 1
1FK71005AF711GA5 | SIMOTICS S SYNCHRONOUS SERVOMOTORS 1FK7 COMPACT,18 NM, 100 K, 3000 RPM, 3,77KW NATURAL AIR COOLING, IM B5 (IM V1, IM V3) POWER/SIGNAL CONNECTORS CONN. CAN BE ROTATED BY 270 DEGR., BASIC ABSOLUTE ENCODER 32 P/REV (ENCODER A-32); PERFORMANCE REDUCTION BY 10% DUE TO ABSOLUTE ENCODER; SHAFT WITH FITTED KEY, TOLERANCE N; W/O HOLDING BRAKE DEGREE OF PROTECTION IP65 AS FLANGE IP67; PAINT FINISH RAL7016 | 2901 | TEM | 1 | MC | 19.003 | 1
1FK71005AF711GA8 | SIMOTICS S SYNCHRONOUS SERVOMOTORS 1FK7 COMPACT,18 NM, 100 K, 3000 RPM, 3,77KW NATURAL AIR COOLING, IM B5 (IM V1, IM V3) POWER/SIGNAL CONNECTORS CONN. CAN BE ROTATED BY 270 DEGR., BASIC ABSOLUTE ENCODER 32 P/REV (ENCODER A-32); PERFORMANCE REDUCTION BY 10% DUE TO ABSOLUTE ENCODER; SHAFT WITH FITTED KEY, TOLERANCE N; W/O HOLDING BRAKE DEGREE OF PROTECTION IP65 IP67 D-END FLANGE; RAL7016 COATING; METALLIC RATING PLATE AT MOTOR | 3010 | TEM | 1 | MC | 19.003 | 1
1FK71005AF711GB0 | SIMOTICS S SYNCHRONOUS SERVOMOTORS 1FK7 COMPACT,18 NM, 100 K, 3000 RPM, 3,77KW NATURAL AIR COOLING, IM B5 (IM V1, IM V3) POWER/SIGNAL CONNECTORS CONN. CAN BE ROTATED BY 270 DEGR., BASIC ABSOLUTE ENCODER 32 P/REV (ENCODER A-32); PERFORMANCE REDUCTION BY 10% DUE TO ABSOLUTE ENCODER; SHAFT WITH FITTED KEY, TOLERANCE N; WITH HOLDING BRAKE DEGREE OF PROTECTION IP64 | 3197 | TEM | 1 | MC | 22.002 | 1
1FK71005AF711GB2 | SIMOTICS S SYNCHRONOUS SERVOMOTORS 1FK7 COMPACT,18 NM, 100 K, 3000 RPM, 3,77KW NATURAL AIR COOLING, IM B5 (IM V1, IM V3) POWER/SIGNAL CONNECTORS CONN. CAN BE ROTATED BY 270 DEGR., BASIC ABSOLUTE ENCODER 32 P/REV (ENCODER A-32); PERFORMANCE REDUCTION BY 10% DUE TO ABSOLUTE ENCODER; SHAFT WITH FITTED KEY, TOLERANCE N; WITH HOLDING BRAKE DEGREE OF PROTECTION IP65 FLANGE ON DRIVE END IP67 | 3299 | TEM | 1 | MC | 22.002 | 1
1FK71005AF711GB3 | SIMOTICS S SYNCHRONOUS SERVOMOTORS 1FK7 COMPACT,18 NM, 100 K, 3000 RPM, 3,77KW NATURAL AIR COOLING, IM B5 (IM V1, IM V3) POWER/SIGNAL CONNECTORS CONN. CAN BE ROTATED BY 270 DEGR., BASIC ABSOLUTE ENCODER 32 P/REV (ENCODER A-32); PERFORMANCE REDUCTION BY 10% DUE TO ABSOLUTE ENCODER; SHAFT WITH FITTED KEY, TOLERANCE N; WITH HOLDING BRAKE DEGREE OF PROTECTION IP64; PAINT FINISH RAL7016 | 3246 | TEM | 1 | MC | 22.002 | 1
1FK71005AF711GB5 | SIMOTICS S SYNCHRONOUS SERVOMOTORS 1FK7 COMPACT,18 NM, 100 K, 3000 RPM, 3,77KW NATURAL AIR COOLING, IM B5 (IM V1, IM V3) POWER/SIGNAL CONNECTORS CONN. CAN BE ROTATED BY 270 DEGR., BASIC ABSOLUTE ENCODER 32 P/REV (ENCODER A-32); PERFORMANCE REDUCTION BY 10% DUE TO ABSOLUTE ENCODER; SHAFT WITH FITTED KEY, TOLERANCE N; WITH HOLDING BRAKE DEGREE OF PROTECTION IP65 AS FLANGE IP67; PAINT FINISH RAL7016 | 3348 | TEM | 1 | MC | 22.002 | 1
1FK71005AF711GB8 | SIMOTICS S SYNCHRONOUS SERVOMOTORS 1FK7 COMPACT,18 NM, 100 K, 3000 RPM, 3,77KW NATURAL AIR COOLING, IM B5 (IM V1, IM V3) POWER/SIGNAL CONNECTORS CONN. CAN BE ROTATED BY 270 DEGR., BASIC ABSOLUTE ENCODER 32 P/REV (ENCODER A-32); PERFORMANCE REDUCTION BY 10% DUE TO ABSOLUTE ENCODER; SHAFT WITH FITTED KEY, TOLERANCE N; WITH HOLDING BRAKE DEGREE OF PROTECTION IP65 IP67 D-END FLANGE; RAL7016 COATING; METALLIC RATING PLATE AT MOTOR | 3456 | TEM | 1 | MC | 22.002 | 1
1FK71005AF711GG0 | SIMOTICS S SYNCHRONOUS SERVOMOTORS 1FK7 COMPACT,18 NM, 100 K, 3000 RPM, 3,77KW NATURAL AIR COOLING, IM B5 (IM V1, IM V3) POWER/SIGNAL CONNECTORS CONN. CAN BE ROTATED BY 270 DEGR., BASIC ABSOLUTE ENCODER 32 P/REV (ENCODER A-32); PERFORMANCE REDUCTION BY 10% DUE TO ABSOLUTE ENCODER; PLAIN SHAFT, TOLERANCE N; W/O HOLDING BRAKE DEGREE OF PROTECTION IP64 | 2657 | TEM | 1 | MC | 19.003 | 1
1FK71005AF711GG2 | SIMOTICS S SYNCHRONOUS SERVOMOTORS 1FK7 COMPACT,18 NM, 100 K, 3000 RPM, 3,77KW NATURAL AIR COOLING, IM B5 (IM V1, IM V3) POWER/SIGNAL CONNECTORS CONN. CAN BE ROTATED BY 270 DEGR., BASIC ABSOLUTE ENCODER 32 P/REV (ENCODER A-32); PERFORMANCE REDUCTION BY 10% DUE TO ABSOLUTE ENCODER; PLAIN SHAFT, TOLERANCE N; W/O HOLDING BRAKE DEGREE OF PROTECTION IP65 FLANGE ON DRIVE END IP67 | 2758 | TEM | 1 | MC | 19.003 | 1
1FK71005AF711GG3 | SIMOTICS S SYNCHRONOUS SERVOMOTORS 1FK7 COMPACT,18 NM, 100 K, 3000 RPM, 3,77KW NATURAL AIR COOLING, IM B5 (IM V1, IM V3) POWER/SIGNAL CONNECTORS CONN. CAN BE ROTATED BY 270 DEGR., BASIC ABSOLUTE ENCODER 32 P/REV (ENCODER A-32); PERFORMANCE REDUCTION BY 10% DUE TO ABSOLUTE ENCODER; PLAIN SHAFT, TOLERANCE N; W/O HOLDING BRAKE DEGREE OF PROTECTION IP64; PAINT FINISH RAL7016 | 2706 | TEM | 1 | MC | 19.003 | 1
1FK71005AF711GG5 | SIMOTICS S SYNCHRONOUS SERVOMOTORS 1FK7 COMPACT,18 NM, 100 K, 3000 RPM, 3,77KW NATURAL AIR COOLING, IM B5 (IM V1, IM V3) POWER/SIGNAL CONNECTORS CONN. CAN BE ROTATED BY 270 DEGR., BASIC ABSOLUTE ENCODER 32 P/REV (ENCODER A-32); PERFORMANCE REDUCTION BY 10% DUE TO ABSOLUTE ENCODER; PLAIN SHAFT, TOLERANCE N; W/O HOLDING BRAKE DEGREE OF PROTECTION IP65 AS FLANGE IP67; PAINT FINISH RAL7016 | 2808 | TEM | 1 | MC | 19.003 | 1
1FK71005AF711GG8 | SIMOTICS S SYNCHRONOUS SERVOMOTORS 1FK7 COMPACT,18 NM, 100 K, 3000 RPM, 3,77KW NATURAL AIR COOLING, IM B5 (IM V1, IM V3) POWER/SIGNAL CONNECTORS CONN. CAN BE ROTATED BY 270 DEGR., BASIC ABSOLUTE ENCODER 32 P/REV (ENCODER A-32); PERFORMANCE REDUCTION BY 10% DUE TO ABSOLUTE ENCODER; PLAIN SHAFT, TOLERANCE N; W/O HOLDING BRAKE DEGREE OF PROTECTION IP65 IP67 D-END FLANGE; RAL7016 COATING; METALLIC RATING PLATE AT MOTOR | 2916 | TEM | 1 | MC | 19.003 | 1
1FK71005AF711GH0 | SIMOTICS S SYNCHRONOUS SERVOMOTORS 1FK7 COMPACT,18 NM, 100 K, 3000 RPM, 3,77KW NATURAL AIR COOLING, IM B5 (IM V1, IM V3) POWER/SIGNAL CONNECTORS CONN. CAN BE ROTATED BY 270 DEGR., BASIC ABSOLUTE ENCODER 32 P/REV (ENCODER A-32); PERFORMANCE REDUCTION BY 10% DUE TO ABSOLUTE ENCODER; PLAIN SHAFT, TOLERANCE N; WITH HOLDING BRAKE DEGREE OF PROTECTION IP64 | 3103 | TEM | 1 | MC | 22.002 | 1
1FK71005AF711GH2 | SIMOTICS S SYNCHRONOUS SERVOMOTORS 1FK7 COMPACT,18 NM, 100 K, 3000 RPM, 3,77KW NATURAL AIR COOLING, IM B5 (IM V1, IM V3) POWER/SIGNAL CONNECTORS CONN. CAN BE ROTATED BY 270 DEGR., BASIC ABSOLUTE ENCODER 32 P/REV (ENCODER A-32); PERFORMANCE REDUCTION BY 10% DUE TO ABSOLUTE ENCODER; PLAIN SHAFT, TOLERANCE N; WITH HOLDING BRAKE DEGREE OF PROTECTION IP65 FLANGE ON DRIVE END IP67 | 3205 | TEM | 1 | MC | 22.002 | 1
1FK71005AF711GH3 | SIMOTICS S SYNCHRONOUS SERVOMOTORS 1FK7 COMPACT,18 NM, 100 K, 3000 RPM, 3,77KW NATURAL AIR COOLING, IM B5 (IM V1, IM V3) POWER/SIGNAL CONNECTORS CONN. CAN BE ROTATED BY 270 DEGR., BASIC ABSOLUTE ENCODER 32 P/REV (ENCODER A-32); PERFORMANCE REDUCTION BY 10% DUE TO ABSOLUTE ENCODER; PLAIN SHAFT, TOLERANCE N; WITH HOLDING BRAKE DEGREE OF PROTECTION IP64; PAINT FINISH RAL7016 | 3153 | TEM | 1 | MC | 22.002 | 1
1FK71005AF711GH5 | SIMOTICS S SYNCHRONOUS SERVOMOTORS 1FK7 COMPACT,18 NM, 100 K, 3000 RPM, 3,77KW NATURAL AIR COOLING, IM B5 (IM V1, IM V3) POWER/SIGNAL CONNECTORS CONN. CAN BE ROTATED BY 270 DEGR., BASIC ABSOLUTE ENCODER 32 P/REV (ENCODER A-32); PERFORMANCE REDUCTION BY 10% DUE TO ABSOLUTE ENCODER; PLAIN SHAFT, TOLERANCE N; WITH HOLDING BRAKE DEGREE OF PROTECTION IP65 AS FLANGE IP67; PAINT FINISH RAL7016 | 3254 | TEM | 1 | MC | 22.002 | 1
1FK71005AF711GH8 | SIMOTICS S SYNCHRONOUS SERVOMOTORS 1FK7 COMPACT,18 NM, 100 K, 3000 RPM, 3,77KW NATURAL AIR COOLING, IM B5 (IM V1, IM V3) POWER/SIGNAL CONNECTORS CONN. CAN BE ROTATED BY 270 DEGR., BASIC ABSOLUTE ENCODER 32 P/REV (ENCODER A-32); PERFORMANCE REDUCTION BY 10% DUE TO ABSOLUTE ENCODER; PLAIN SHAFT, TOLERANCE N; WITH HOLDING BRAKE DEGREE OF PROTECTION IP65 IP67 D-END FLANGE; RAL7016 COATING; METALLIC RATING PLATE AT MOTOR | 3363 | TEM | 1 | MC | 22.002 | 1
1FK71005AF711KA0 | SIMOTICS S SYNCHRONOUS SERVOMOTORS 1FK7 COMPACT,18 NM, 100 K, 3000 RPM, 3,77KW NATURAL AIR COOLING, IM B5 (IM V1, IM V3) POWER/SIGNAL CONNECTORS CONN. CAN BE ROTATED BY 270 DEGR., BASIC ABSOLUTE ENCODER 32 P/REV (ENCODER A-32) WITH DRIVE-CLIQ INTERFACE; PERFORMANCE REDUCTION BY 10% DUE TO ABSOLUTE ENCODER; SHAFT WITH FITTED KEY, TOLERANCE N; W/O HOLDING BRAKE DEGREE OF PROTECTION IP64 | 3010 | TEM | 1 | MC | 19.003 | 1
1FK71005AF711KA2 | SIMOTICS S SYNCHRONOUS SERVOMOTORS 1FK7 COMPACT,18 NM, 100 K, 3000 RPM, 3,77KW NATURAL AIR COOLING, IM B5 (IM V1, IM V3) POWER/SIGNAL CONNECTORS CONN. CAN BE ROTATED BY 270 DEGR., BASIC ABSOLUTE ENCODER 32 P/REV (ENCODER A-32) WITH DRIVE-CLIQ INTERFACE; PERFORMANCE REDUCTION BY 10% DUE TO ABSOLUTE ENCODER; SHAFT WITH FITTED KEY, TOLERANCE N; W/O HOLDING BRAKE DEGREE OF PROTECTION IP65 FLANGE ON DRIVE END IP67 | 3111 | TEM | 1 | MC | 19.003 | 1
1FK71005AF711KA3 | SIMOTICS S SYNCHRONOUS SERVOMOTORS 1FK7 COMPACT,18 NM, 100 K, 3000 RPM, 3,77KW NATURAL AIR COOLING, IM B5 (IM V1, IM V3) POWER/SIGNAL CONNECTORS CONN. CAN BE ROTATED BY 270 DEGR., BASIC ABSOLUTE ENCODER 32 P/REV (ENCODER A-32) WITH DRIVE-CLIQ INTERFACE; PERFORMANCE REDUCTION BY 10% DUE TO ABSOLUTE ENCODER; SHAFT WITH FITTED KEY, TOLERANCE N; W/O HOLDING BRAKE DEGREE OF PROTECTION IP64; PAINT FINISH RAL7016 | 3059 | TEM | 1 | MC | 19.003 | 1
1FK71005AF711KA5 | SIMOTICS S SYNCHRONOUS SERVOMOTORS 1FK7 COMPACT,18 NM, 100 K, 3000 RPM, 3,77KW NATURAL AIR COOLING, IM B5 (IM V1, IM V3) POWER/SIGNAL CONNECTORS CONN. CAN BE ROTATED BY 270 DEGR., BASIC ABSOLUTE ENCODER 32 P/REV (ENCODER A-32) WITH DRIVE-CLIQ INTERFACE; PERFORMANCE REDUCTION BY 10% DUE TO ABSOLUTE ENCODER; SHAFT WITH FITTED KEY, TOLERANCE N; W/O HOLDING BRAKE DEGREE OF PROTECTION IP65 AS FLANGE IP67; PAINT FINISH RAL7016 | 3161 | TEM | 1 | MC | 19.003 | 1
1FK71005AF711KA8 | SIMOTICS S SYNCHRONOUS SERVOMOTORS 1FK7 COMPACT,18 NM, 100 K, 3000 RPM, 3,77KW NATURAL AIR COOLING, IM B5 (IM V1, IM V3) POWER/SIGNAL CONNECTORS CONN. CAN BE ROTATED BY 270 DEGR., BASIC ABSOLUTE ENCODER 32 P/REV (ENCODER A-32) WITH DRIVE-CLIQ INTERFACE; PERFORMANCE REDUCTION BY 10% DUE TO ABSOLUTE ENCODER; SHAFT WITH FITTED KEY, TOLERANCE N; W/O HOLDING BRAKE DEGREE OF PROTECTION IP65 IP67 D-END FLANGE; RAL7016 COATING; METALLIC RATING PLATE AT MOTOR | 3269 | TEM | 1 | MC | 19.003 | 1
1FK71005AF711KB0 | SIMOTICS S SYNCHRONOUS SERVOMOTORS 1FK7 COMPACT,18 NM, 100 K, 3000 RPM, 3,77KW NATURAL AIR COOLING, IM B5 (IM V1, IM V3) POWER/SIGNAL CONNECTORS CONN. CAN BE ROTATED BY 270 DEGR., BASIC ABSOLUTE ENCODER 32 P/REV (ENCODER A-32) WITH DRIVE-CLIQ INTERFACE; PERFORMANCE REDUCTION BY 10% DUE TO ABSOLUTE ENCODER; SHAFT WITH FITTED KEY, TOLERANCE N; WITH HOLDING BRAKE DEGREE OF PROTECTION IP64 | 3456 | TEM | 1 | MC | 22.002 | 1
1FK71005AF711KB2 | SIMOTICS S SYNCHRONOUS SERVOMOTORS 1FK7 COMPACT,18 NM, 100 K, 3000 RPM, 3,77KW NATURAL AIR COOLING, IM B5 (IM V1, IM V3) POWER/SIGNAL CONNECTORS CONN. CAN BE ROTATED BY 270 DEGR., BASIC ABSOLUTE ENCODER 32 P/REV (ENCODER A-32) WITH DRIVE-CLIQ INTERFACE; PERFORMANCE REDUCTION BY 10% DUE TO ABSOLUTE ENCODER; SHAFT WITH FITTED KEY, TOLERANCE N; WITH HOLDING BRAKE DEGREE OF PROTECTION IP65 FLANGE ON DRIVE END IP67 | 3558 | TEM | 1 | MC | 22.002 | 1
1FK71005AF711KB3 | SIMOTICS S SYNCHRONOUS SERVOMOTORS 1FK7 COMPACT,18 NM, 100 K, 3000 RPM, 3,77KW NATURAL AIR COOLING, IM B5 (IM V1, IM V3) POWER/SIGNAL CONNECTORS CONN. CAN BE ROTATED BY 270 DEGR., BASIC ABSOLUTE ENCODER 32 P/REV (ENCODER A-32) WITH DRIVE-CLIQ INTERFACE; PERFORMANCE REDUCTION BY 10% DUE TO ABSOLUTE ENCODER; SHAFT WITH FITTED KEY, TOLERANCE N; WITH HOLDING BRAKE DEGREE OF PROTECTION IP64; PAINT FINISH RAL7016 | 3506 | TEM | 1 | MC | 22.002 | 1
1FK71005AF711KB5 | SIMOTICS S SYNCHRONOUS SERVOMOTORS 1FK7 COMPACT,18 NM, 100 K, 3000 RPM, 3,77KW NATURAL AIR COOLING, IM B5 (IM V1, IM V3) POWER/SIGNAL CONNECTORS CONN. CAN BE ROTATED BY 270 DEGR., BASIC ABSOLUTE ENCODER 32 P/REV (ENCODER A-32) WITH DRIVE-CLIQ INTERFACE; PERFORMANCE REDUCTION BY 10% DUE TO ABSOLUTE ENCODER; SHAFT WITH FITTED KEY, TOLERANCE N; WITH HOLDING BRAKE DEGREE OF PROTECTION IP65 AS FLANGE IP67; PAINT FINISH RAL7016 | 3607 | TEM | 1 | MC | 22.002 | 1
1FK71005AF711KB8 | SIMOTICS S SYNCHRONOUS SERVOMOTORS 1FK7 COMPACT,18 NM, 100 K, 3000 RPM, 3,77KW NATURAL AIR COOLING, IM B5 (IM V1, IM V3) POWER/SIGNAL CONNECTORS CONN. CAN BE ROTATED BY 270 DEGR., BASIC ABSOLUTE ENCODER 32 P/REV (ENCODER A-32) WITH DRIVE-CLIQ INTERFACE; PERFORMANCE REDUCTION BY 10% DUE TO ABSOLUTE ENCODER; SHAFT WITH FITTED KEY, TOLERANCE N; WITH HOLDING BRAKE DEGREE OF PROTECTION IP65 IP67 D-END FLANGE; RAL7016 COATING; METALLIC RATING PLATE AT MOTOR | 3716 | TEM | 1 | MC | 22.002 | 1
1FK71005AF711KG0 | SIMOTICS S SYNCHRONOUS SERVOMOTORS 1FK7 COMPACT,18 NM, 100 K, 3000 RPM, 3,77KW NATURAL AIR COOLING, IM B5 (IM V1, IM V3) POWER/SIGNAL CONNECTORS CONN. CAN BE ROTATED BY 270 DEGR., BASIC ABSOLUTE ENCODER 32 P/REV (ENCODER A-32) WITH DRIVE-CLIQ INTERFACE; PERFORMANCE REDUCTION BY 10% DUE TO ABSOLUTE ENCODER; PLAIN SHAFT, TOLERANCE N; W/O HOLDING BRAKE DEGREE OF PROTECTION IP64 | 2916 | TEM | 1 | MC | 19.003 | 1
1FK71005AF711KG2 | SIMOTICS S SYNCHRONOUS SERVOMOTORS 1FK7 COMPACT,18 NM, 100 K, 3000 RPM, 3,77KW NATURAL AIR COOLING, IM B5 (IM V1, IM V3) POWER/SIGNAL CONNECTORS CONN. CAN BE ROTATED BY 270 DEGR., BASIC ABSOLUTE ENCODER 32 P/REV (ENCODER A-32) WITH DRIVE-CLIQ INTERFACE; PERFORMANCE REDUCTION BY 10% DUE TO ABSOLUTE ENCODER; PLAIN SHAFT, TOLERANCE N; W/O HOLDING BRAKE DEGREE OF PROTECTION IP65 FLANGE ON DRIVE END IP67 | 3018 | TEM | 1 | MC | 19.003 | 1
1FK71005AF711KG3 | SIMOTICS S SYNCHRONOUS SERVOMOTORS 1FK7 COMPACT,18 NM, 100 K, 3000 RPM, 3,77KW NATURAL AIR COOLING, IM B5 (IM V1, IM V3) POWER/SIGNAL CONNECTORS CONN. CAN BE ROTATED BY 270 DEGR., BASIC ABSOLUTE ENCODER 32 P/REV (ENCODER A-32) WITH DRIVE-CLIQ INTERFACE; PERFORMANCE REDUCTION BY 10% DUE TO ABSOLUTE ENCODER; PLAIN SHAFT, TOLERANCE N; W/O HOLDING BRAKE DEGREE OF PROTECTION IP64; PAINT FINISH RAL7016 | 2965 | TEM | 1 | MC | 19.003 | 1
1FK71005AF711KG5 | SIMOTICS S SYNCHRONOUS SERVOMOTORS 1FK7 COMPACT,18 NM, 100 K, 3000 RPM, 3,77KW NATURAL AIR COOLING, IM B5 (IM V1, IM V3) POWER/SIGNAL CONNECTORS CONN. CAN BE ROTATED BY 270 DEGR., BASIC ABSOLUTE ENCODER 32 P/REV (ENCODER A-32) WITH DRIVE-CLIQ INTERFACE; PERFORMANCE REDUCTION BY 10% DUE TO ABSOLUTE ENCODER; PLAIN SHAFT, TOLERANCE N; W/O HOLDING BRAKE DEGREE OF PROTECTION IP65 AS FLANGE IP67; PAINT FINISH RAL7016 | 3067 | TEM | 1 | MC | 19.003 | 1
1FK71005AF711KG8 | SIMOTICS S SYNCHRONOUS SERVOMOTORS 1FK7 COMPACT,18 NM, 100 K, 3000 RPM, 3,77KW NATURAL AIR COOLING, IM B5 (IM V1, IM V3) POWER/SIGNAL CONNECTORS CONN. CAN BE ROTATED BY 270 DEGR., BASIC ABSOLUTE ENCODER 32 P/REV (ENCODER A-32) WITH DRIVE-CLIQ INTERFACE; PERFORMANCE REDUCTION BY 10% DUE TO ABSOLUTE ENCODER; PLAIN SHAFT, TOLERANCE N; W/O HOLDING BRAKE DEGREE OF PROTECTION IP65 IP67 D-END FLANGE; RAL7016 COATING; METALLIC RATING PLATE AT MOTOR | 3175 | TEM | 1 | MC | 19.003 | 1
1FK71005AF711KH0 | SIMOTICS S SYNCHRONOUS SERVOMOTORS 1FK7 COMPACT,18 NM, 100 K, 3000 RPM, 3,77KW NATURAL AIR COOLING, IM B5 (IM V1, IM V3) POWER/SIGNAL CONNECTORS CONN. CAN BE ROTATED BY 270 DEGR., BASIC ABSOLUTE ENCODER 32 P/REV (ENCODER A-32) WITH DRIVE-CLIQ INTERFACE; PERFORMANCE REDUCTION BY 10% DUE TO ABSOLUTE ENCODER; PLAIN SHAFT, TOLERANCE N; WITH HOLDING BRAKE DEGREE OF PROTECTION IP64 | 3363 | TEM | 1 | MC | 22.002 | 1
1FK71005AF711KH2 | SIMOTICS S SYNCHRONOUS SERVOMOTORS 1FK7 COMPACT,18 NM, 100 K, 3000 RPM, 3,77KW NATURAL AIR COOLING, IM B5 (IM V1, IM V3) POWER/SIGNAL CONNECTORS CONN. CAN BE ROTATED BY 270 DEGR., BASIC ABSOLUTE ENCODER 32 P/REV (ENCODER A-32) WITH DRIVE-CLIQ INTERFACE; PERFORMANCE REDUCTION BY 10% DUE TO ABSOLUTE ENCODER; PLAIN SHAFT, TOLERANCE N; WITH HOLDING BRAKE DEGREE OF PROTECTION IP65 FLANGE ON DRIVE END IP67 | 3464 | TEM | 1 | MC | 22.002 | 1
1FK71005AF711KH3 | SIMOTICS S SYNCHRONOUS SERVOMOTORS 1FK7 COMPACT,18 NM, 100 K, 3000 RPM, 3,77KW NATURAL AIR COOLING, IM B5 (IM V1, IM V3) POWER/SIGNAL CONNECTORS CONN. CAN BE ROTATED BY 270 DEGR., BASIC ABSOLUTE ENCODER 32 P/REV (ENCODER A-32) WITH DRIVE-CLIQ INTERFACE; PERFORMANCE REDUCTION BY 10% DUE TO ABSOLUTE ENCODER; PLAIN SHAFT, TOLERANCE N; WITH HOLDING BRAKE DEGREE OF PROTECTION IP64; PAINT FINISH RAL7016 | 3412 | TEM | 1 | MC | 22.002 | 1
1FK71005AF711KH5 | SIMOTICS S SYNCHRONOUS SERVOMOTORS 1FK7 COMPACT,18 NM, 100 K, 3000 RPM, 3,77KW NATURAL AIR COOLING, IM B5 (IM V1, IM V3) POWER/SIGNAL CONNECTORS CONN. CAN BE ROTATED BY 270 DEGR., BASIC ABSOLUTE ENCODER 32 P/REV (ENCODER A-32) WITH DRIVE-CLIQ INTERFACE; PERFORMANCE REDUCTION BY 10% DUE TO ABSOLUTE ENCODER; PLAIN SHAFT, TOLERANCE N; WITH HOLDING BRAKE DEGREE OF PROTECTION IP65 AS FLANGE IP67; PAINT FINISH RAL7016 | 3514 | TEM | 1 | MC | 22.002 | 1
1FK71005AF711KH8 | SIMOTICS S SYNCHRONOUS SERVOMOTORS 1FK7 COMPACT,18 NM, 100 K, 3000 RPM, 3,77KW NATURAL AIR COOLING, IM B5 (IM V1, IM V3) POWER/SIGNAL CONNECTORS CONN. CAN BE ROTATED BY 270 DEGR., BASIC ABSOLUTE ENCODER 32 P/REV (ENCODER A-32) WITH DRIVE-CLIQ INTERFACE; PERFORMANCE REDUCTION BY 10% DUE TO ABSOLUTE ENCODER; PLAIN SHAFT, TOLERANCE N; WITH HOLDING BRAKE DEGREE OF PROTECTION IP65 IP67 D-END FLANGE; RAL7016 COATING; METALLIC RATING PLATE AT MOTOR | 3622 | TEM | 1 | MC | 22.002 | 1
1FK71005AF711PA0 | SIMOTICS S SYNCHRONOUS SERVOMOTORS 1FK7 COMPACT,18 NM, 100 K, 3000 RPM, 3,77KW NATURAL AIR COOLING, IM B5 (IM V1, IM V3) POWER/SIGNAL CONNECTORS CONN. CAN BE ROTATED BY 270 DEGR., RESOLVER 2-POLE (RESOLVER P=1) WITH DRIVE-CLIQ INTERFACE; SHAFT WITH FITTED KEY, TOLERANCE N; W/O HOLDING BRAKE DEGREE OF PROTECTION IP64 | 2534 | TEM | 1 | MC | 19.003 | 1
1FK71005AF711PA2 | SIMOTICS S SYNCHRONOUS SERVOMOTORS 1FK7 COMPACT,18 NM, 100 K, 3000 RPM, 3,77KW NATURAL AIR COOLING, IM B5 (IM V1, IM V3) POWER/SIGNAL CONNECTORS CONN. CAN BE ROTATED BY 270 DEGR., RESOLVER 2-POLE (RESOLVER P=1) WITH DRIVE-CLIQ INTERFACE; SHAFT WITH FITTED KEY, TOLERANCE N; W/O HOLDING BRAKE DEGREE OF PROTECTION IP65 FLANGE ON DRIVE END IP67 | 2636 | TEM | 1 | MC | 19.003 | 1
1FK71005AF711PA3 | SIMOTICS S SYNCHRONOUS SERVOMOTORS 1FK7 COMPACT,18 NM, 100 K, 3000 RPM, 3,77KW NATURAL AIR COOLING, IM B5 (IM V1, IM V3) POWER/SIGNAL CONNECTORS CONN. CAN BE ROTATED BY 270 DEGR., RESOLVER 2-POLE (RESOLVER P=1) WITH DRIVE-CLIQ INTERFACE; SHAFT WITH FITTED KEY, TOLERANCE N; W/O HOLDING BRAKE DEGREE OF PROTECTION IP64; PAINT FINISH RAL7016 | 2583 | TEM | 1 | MC | 19.003 | 1
1FK71005AF711PA5 | SIMOTICS S SYNCHRONOUS SERVOMOTORS 1FK7 COMPACT,18 NM, 100 K, 3000 RPM, 3,77KW NATURAL AIR COOLING, IM B5 (IM V1, IM V3) POWER/SIGNAL CONNECTORS CONN. CAN BE ROTATED BY 270 DEGR., RESOLVER 2-POLE (RESOLVER P=1) WITH DRIVE-CLIQ INTERFACE; SHAFT WITH FITTED KEY, TOLERANCE N; W/O HOLDING BRAKE DEGREE OF PROTECTION IP65 AS FLANGE IP67; PAINT FINISH RAL7016 | 2685 | TEM | 1 | MC | 19.003 | 1
1FK71005AF711PA8 | SIMOTICS S SYNCHRONOUS SERVOMOTORS 1FK7 COMPACT,18 NM, 100 K, 3000 RPM, 3,77KW NATURAL AIR COOLING, IM B5 (IM V1, IM V3) POWER/SIGNAL CONNECTORS CONN. CAN BE ROTATED BY 270 DEGR., RESOLVER 2-POLE (RESOLVER P=1) WITH DRIVE-CLIQ INTERFACE; SHAFT WITH FITTED KEY, TOLERANCE N; W/O HOLDING BRAKE DEGREE OF PROTECTION IP65 IP67 D-END FLANGE; RAL7016 COATING; METALLIC RATING PLATE AT MOTOR | 2794 | TEM | 1 | MC | 19.003 | 1
1FK71005AF711PB0 | SIMOTICS S SYNCHRONOUS SERVOMOTORS 1FK7 COMPACT,18 NM, 100 K, 3000 RPM, 3,77KW NATURAL AIR COOLING, IM B5 (IM V1, IM V3) POWER/SIGNAL CONNECTORS CONN. CAN BE ROTATED BY 270 DEGR., RESOLVER 2-POLE (RESOLVER P=1) WITH DRIVE-CLIQ INTERFACE; SHAFT WITH FITTED KEY, TOLERANCE N; WITH HOLDING BRAKE DEGREE OF PROTECTION IP64 | 2981 | TEM | 1 | MC | 22.002 | 1
1FK71005AF711PB2 | SIMOTICS S SYNCHRONOUS SERVOMOTORS 1FK7 COMPACT,18 NM, 100 K, 3000 RPM, 3,77KW NATURAL AIR COOLING, IM B5 (IM V1, IM V3) POWER/SIGNAL CONNECTORS CONN. CAN BE ROTATED BY 270 DEGR., RESOLVER 2-POLE (RESOLVER P=1) WITH DRIVE-CLIQ INTERFACE; SHAFT WITH FITTED KEY, TOLERANCE N; WITH HOLDING BRAKE DEGREE OF PROTECTION IP65 FLANGE ON DRIVE END IP67 | 3083 | TEM | 1 | MC | 22.002 | 1
1FK71005AF711PB3 | SIMOTICS S SYNCHRONOUS SERVOMOTORS 1FK7 COMPACT,18 NM, 100 K, 3000 RPM, 3,77KW NATURAL AIR COOLING, IM B5 (IM V1, IM V3) POWER/SIGNAL CONNECTORS CONN. CAN BE ROTATED BY 270 DEGR., RESOLVER 2-POLE (RESOLVER P=1) WITH DRIVE-CLIQ INTERFACE; SHAFT WITH FITTED KEY, TOLERANCE N; WITH HOLDING BRAKE DEGREE OF PROTECTION IP64; PAINT FINISH RAL7016 | 3030 | TEM | 1 | MC | 22.002 | 1
1FK71005AF711PB5 | SIMOTICS S SYNCHRONOUS SERVOMOTORS 1FK7 COMPACT,18 NM, 100 K, 3000 RPM, 3,77KW NATURAL AIR COOLING, IM B5 (IM V1, IM V3) POWER/SIGNAL CONNECTORS CONN. CAN BE ROTATED BY 270 DEGR., RESOLVER 2-POLE (RESOLVER P=1) WITH DRIVE-CLIQ INTERFACE; SHAFT WITH FITTED KEY, TOLERANCE N; WITH HOLDING BRAKE DEGREE OF PROTECTION IP65 AS FLANGE IP67; PAINT FINISH RAL7016 | 3132 | TEM | 1 | MC | 22.002 | 1
1FK71005AF711PB8 | SIMOTICS S SYNCHRONOUS SERVOMOTORS 1FK7 COMPACT,18 NM, 100 K, 3000 RPM, 3,77KW NATURAL AIR COOLING, IM B5 (IM V1, IM V3) POWER/SIGNAL CONNECTORS CONN. CAN BE ROTATED BY 270 DEGR., RESOLVER 2-POLE (RESOLVER P=1) WITH DRIVE-CLIQ INTERFACE; SHAFT WITH FITTED KEY, TOLERANCE N; WITH HOLDING BRAKE DEGREE OF PROTECTION IP65 IP67 D-END FLANGE; RAL7016 COATING; METALLIC RATING PLATE AT MOTOR | 3240 | TEM | 1 | MC | 22.002 | 1
1FK71005AF711PG0 | SIMOTICS S SYNCHRONOUS SERVOMOTORS 1FK7 COMPACT,18 NM, 100 K, 3000 RPM, 3,77KW NATURAL AIR COOLING, IM B5 (IM V1, IM V3) POWER/SIGNAL CONNECTORS CONN. CAN BE ROTATED BY 270 DEGR., RESOLVER 2-POLE (RESOLVER P=1) WITH DRIVE-CLIQ INTERFACE; PLAIN SHAFT, TOLERANCE N; W/O HOLDING BRAKE DEGREE OF PROTECTION IP64 | 2441 | TEM | 1 | MC | 19.003 | 1
1FK71005AF711PG2 | SIMOTICS S SYNCHRONOUS SERVOMOTORS 1FK7 COMPACT,18 NM, 100 K, 3000 RPM, 3,77KW NATURAL AIR COOLING, IM B5 (IM V1, IM V3) POWER/SIGNAL CONNECTORS CONN. CAN BE ROTATED BY 270 DEGR., RESOLVER 2-POLE (RESOLVER P=1) WITH DRIVE-CLIQ INTERFACE; PLAIN SHAFT, TOLERANCE N; W/O HOLDING BRAKE DEGREE OF PROTECTION IP65 FLANGE ON DRIVE END IP67 | 2542 | TEM | 1 | MC | 19.003 | 1
1FK71005AF711PG3 | SIMOTICS S SYNCHRONOUS SERVOMOTORS 1FK7 COMPACT,18 NM, 100 K, 3000 RPM, 3,77KW NATURAL AIR COOLING, IM B5 (IM V1, IM V3) POWER/SIGNAL CONNECTORS CONN. CAN BE ROTATED BY 270 DEGR., RESOLVER 2-POLE (RESOLVER P=1) WITH DRIVE-CLIQ INTERFACE; PLAIN SHAFT, TOLERANCE N; W/O HOLDING BRAKE DEGREE OF PROTECTION IP64; PAINT FINISH RAL7016 | 2490 | TEM | 1 | MC | 19.003 | 1
1FK71005AF711PG5 | SIMOTICS S SYNCHRONOUS SERVOMOTORS 1FK7 COMPACT,18 NM, 100 K, 3000 RPM, 3,77KW NATURAL AIR COOLING, IM B5 (IM V1, IM V3) POWER/SIGNAL CONNECTORS CONN. CAN BE ROTATED BY 270 DEGR., RESOLVER 2-POLE (RESOLVER P=1) WITH DRIVE-CLIQ INTERFACE; PLAIN SHAFT, TOLERANCE N; W/O HOLDING BRAKE DEGREE OF PROTECTION IP65 AS FLANGE IP67; PAINT FINISH RAL7016 | 2591 | TEM | 1 | MC | 19.003 | 1
1FK71005AF711PG8 | SIMOTICS S SYNCHRONOUS SERVOMOTORS 1FK7 COMPACT,18 NM, 100 K, 3000 RPM, 3,77KW NATURAL AIR COOLING, IM B5 (IM V1, IM V3) POWER/SIGNAL CONNECTORS CONN. CAN BE ROTATED BY 270 DEGR., RESOLVER 2-POLE (RESOLVER P=1) WITH DRIVE-CLIQ INTERFACE; PLAIN SHAFT, TOLERANCE N; W/O HOLDING BRAKE DEGREE OF PROTECTION IP65 IP67 D-END FLANGE; RAL7016 COATING; METALLIC RATING PLATE AT MOTOR | 2700 | TEM | 1 | MC | 19.003 | 1
1FK71005AF711PH0 | SIMOTICS S SYNCHRONOUS SERVOMOTORS 1FK7 COMPACT,18 NM, 100 K, 3000 RPM, 3,77KW NATURAL AIR COOLING, IM B5 (IM V1, IM V3) POWER/SIGNAL CONNECTORS CONN. CAN BE ROTATED BY 270 DEGR., RESOLVER 2-POLE (RESOLVER P=1) WITH DRIVE-CLIQ INTERFACE; PLAIN SHAFT, TOLERANCE N; WITH HOLDING BRAKE DEGREE OF PROTECTION IP64 | 2887 | TEM | 1 | MC | 22.002 | 1
1FK71005AF711PH2 | SIMOTICS S SYNCHRONOUS SERVOMOTORS 1FK7 COMPACT,18 NM, 100 K, 3000 RPM, 3,77KW NATURAL AIR COOLING, IM B5 (IM V1, IM V3) POWER/SIGNAL CONNECTORS CONN. CAN BE ROTATED BY 270 DEGR., RESOLVER 2-POLE (RESOLVER P=1) WITH DRIVE-CLIQ INTERFACE; PLAIN SHAFT, TOLERANCE N; WITH HOLDING BRAKE DEGREE OF PROTECTION IP65 FLANGE ON DRIVE END IP67 | 2989 | TEM | 1 | MC | 22.002 | 1
1FK71005AF711PH3 | SIMOTICS S SYNCHRONOUS SERVOMOTORS 1FK7 COMPACT,18 NM, 100 K, 3000 RPM, 3,77KW NATURAL AIR COOLING, IM B5 (IM V1, IM V3) POWER/SIGNAL CONNECTORS CONN. CAN BE ROTATED BY 270 DEGR., RESOLVER 2-POLE (RESOLVER P=1) WITH DRIVE-CLIQ INTERFACE; PLAIN SHAFT, TOLERANCE N; WITH HOLDING BRAKE DEGREE OF PROTECTION IP64; PAINT FINISH RAL7016 | 2936 | TEM | 1 | MC | 22.002 | 1
1FK71005AF711PH5 | SIMOTICS S SYNCHRONOUS SERVOMOTORS 1FK7 COMPACT,18 NM, 100 K, 3000 RPM, 3,77KW NATURAL AIR COOLING, IM B5 (IM V1, IM V3) POWER/SIGNAL CONNECTORS CONN. CAN BE ROTATED BY 270 DEGR., RESOLVER 2-POLE (RESOLVER P=1) WITH DRIVE-CLIQ INTERFACE; PLAIN SHAFT, TOLERANCE N; WITH HOLDING BRAKE DEGREE OF PROTECTION IP65 AS FLANGE IP67; PAINT FINISH RAL7016 | 3038 | TEM | 1 | MC | 22.002 | 1
1FK71005AF711PH8 | SIMOTICS S SYNCHRONOUS SERVOMOTORS 1FK7 COMPACT,18 NM, 100 K, 3000 RPM, 3,77KW NATURAL AIR COOLING, IM B5 (IM V1, IM V3) POWER/SIGNAL CONNECTORS CONN. CAN BE ROTATED BY 270 DEGR., RESOLVER 2-POLE (RESOLVER P=1) WITH DRIVE-CLIQ INTERFACE; PLAIN SHAFT, TOLERANCE N; WITH HOLDING BRAKE DEGREE OF PROTECTION IP65 IP67 D-END FLANGE; RAL7016 COATING; METALLIC RATING PLATE AT MOTOR | 3147 | TEM | 1 | MC | 22.002 | 1
1FK71005AF711SA0 | SIMOTICS S SYNCHRONOUS SERVOMOTORS 1FK7 COMPACT,18 NM, 100 K, 3000 RPM, 3,77KW NATURAL AIR COOLING, IM B5 (IM V1, IM V3) POWER/SIGNAL CONNECTORS CONN. CAN BE ROTATED BY 270 DEGR., RESOLVER MULTI-POLE (RESOLVER P=4); SHAFT WITH FITTED KEY, TOLERANCE N; W/O HOLDING BRAKE DEGREE OF PROTECTION IP64 | 2272 | TEM | 1 | MC | 19.003 | 1
1FK71005AF711SA2 | SIMOTICS S SYNCHRONOUS SERVOMOTORS 1FK7 COMPACT,18 NM, 100 K, 3000 RPM, 3,77KW NATURAL AIR COOLING, IM B5 (IM V1, IM V3) POWER/SIGNAL CONNECTORS CONN. CAN BE ROTATED BY 270 DEGR., RESOLVER MULTI-POLE (RESOLVER P=4); SHAFT WITH FITTED KEY, TOLERANCE N; W/O HOLDING BRAKE DEGREE OF PROTECTION IP65 FLANGE ON DRIVE END IP67 | 2374 | TEM | 1 | MC | 19.003 | 1
1FK71005AF711SA3 | SIMOTICS S SYNCHRONOUS SERVOMOTORS 1FK7 COMPACT,18 NM, 100 K, 3000 RPM, 3,77KW NATURAL AIR COOLING, IM B5 (IM V1, IM V3) POWER/SIGNAL CONNECTORS CONN. CAN BE ROTATED BY 270 DEGR., RESOLVER MULTI-POLE (RESOLVER P=4); SHAFT WITH FITTED KEY, TOLERANCE N; W/O HOLDING BRAKE DEGREE OF PROTECTION IP64; PAINT FINISH RAL7016 | 2322 | TEM | 1 | MC | 19.003 | 1
1FK71005AF711SA5 | SIMOTICS S SYNCHRONOUS SERVOMOTORS 1FK7 COMPACT,18 NM, 100 K, 3000 RPM, 3,77KW NATURAL AIR COOLING, IM B5 (IM V1, IM V3) POWER/SIGNAL CONNECTORS CONN. CAN BE ROTATED BY 270 DEGR., RESOLVER MULTI-POLE (RESOLVER P=4); SHAFT WITH FITTED KEY, TOLERANCE N; W/O HOLDING BRAKE DEGREE OF PROTECTION IP65 AS FLANGE IP67; PAINT FINISH RAL7016 | 2423 | TEM | 1 | MC | 19.003 | 1
1FK71005AF711SA8 | SIMOTICS S SYNCHRONOUS SERVOMOTORS 1FK7 COMPACT,18 NM, 100 K, 3000 RPM, 3,77KW NATURAL AIR COOLING, IM B5 (IM V1, IM V3) POWER/SIGNAL CONNECTORS CONN. CAN BE ROTATED BY 270 DEGR., RESOLVER MULTI-POLE (RESOLVER P=4); SHAFT WITH FITTED KEY, TOLERANCE N; W/O HOLDING BRAKE DEGREE OF PROTECTION IP65 IP67 D-END FLANGE; RAL7016 COATING; METALLIC RATING PLATE AT MOTOR | 2532 | TEM | 1 | MC | 19.003 | 1
1FK71005AF711SB0 | SIMOTICS S SYNCHRONOUS SERVOMOTORS 1FK7 COMPACT,18 NM, 100 K, 3000 RPM, 3,77KW NATURAL AIR COOLING, IM B5 (IM V1, IM V3) POWER/SIGNAL CONNECTORS CONN. CAN BE ROTATED BY 270 DEGR., RESOLVER MULTI-POLE (RESOLVER P=4); SHAFT WITH FITTED KEY, TOLERANCE N; WITH HOLDING BRAKE DEGREE OF PROTECTION IP64 | 2719 | TEM | 1 | MC | 22.002 | 1
1FK71005AF711SB2 | SIMOTICS S SYNCHRONOUS SERVOMOTORS 1FK7 COMPACT,18 NM, 100 K, 3000 RPM, 3,77KW NATURAL AIR COOLING, IM B5 (IM V1, IM V3) POWER/SIGNAL CONNECTORS CONN. CAN BE ROTATED BY 270 DEGR., RESOLVER MULTI-POLE (RESOLVER P=4); SHAFT WITH FITTED KEY, TOLERANCE N; WITH HOLDING BRAKE DEGREE OF PROTECTION IP65 FLANGE ON DRIVE END IP67 | 2821 | TEM | 1 | MC | 22.002 | 1
1FK71005AF711SB3 | SIMOTICS S SYNCHRONOUS SERVOMOTORS 1FK7 COMPACT,18 NM, 100 K, 3000 RPM, 3,77KW NATURAL AIR COOLING, IM B5 (IM V1, IM V3) POWER/SIGNAL CONNECTORS CONN. CAN BE ROTATED BY 270 DEGR., RESOLVER MULTI-POLE (RESOLVER P=4); SHAFT WITH FITTED KEY, TOLERANCE N; WITH HOLDING BRAKE DEGREE OF PROTECTION IP64; PAINT FINISH RAL7016 | 2768 | TEM | 1 | MC | 22.002 | 1
1FK71005AF711SB5 | SIMOTICS S SYNCHRONOUS SERVOMOTORS 1FK7 COMPACT,18 NM, 100 K, 3000 RPM, 3,77KW NATURAL AIR COOLING, IM B5 (IM V1, IM V3) POWER/SIGNAL CONNECTORS CONN. CAN BE ROTATED BY 270 DEGR., RESOLVER MULTI-POLE (RESOLVER P=4); SHAFT WITH FITTED KEY, TOLERANCE N; WITH HOLDING BRAKE DEGREE OF PROTECTION IP65 AS FLANGE IP67; PAINT FINISH RAL7016 | 2870 | TEM | 1 | MC | 22.002 | 1
1FK71005AF711SB8 | SIMOTICS S SYNCHRONOUS SERVOMOTORS 1FK7 COMPACT,18 NM, 100 K, 3000 RPM, 3,77KW NATURAL AIR COOLING, IM B5 (IM V1, IM V3) POWER/SIGNAL CONNECTORS CONN. CAN BE ROTATED BY 270 DEGR., RESOLVER MULTI-POLE (RESOLVER P=4); SHAFT WITH FITTED KEY, TOLERANCE N; WITH HOLDING BRAKE DEGREE OF PROTECTION IP65 IP67 D-END FLANGE; RAL7016 COATING; METALLIC RATING PLATE AT MOTOR | 2979 | TEM | 1 | MC | 22.002 | 1
1FK71005AF711SG0 | SIMOTICS S SYNCHRONOUS SERVOMOTORS 1FK7 COMPACT,18 NM, 100 K, 3000 RPM, 3,77KW NATURAL AIR COOLING, IM B5 (IM V1, IM V3) POWER/SIGNAL CONNECTORS CONN. CAN BE ROTATED BY 270 DEGR., RESOLVER MULTI-POLE (RESOLVER P=4); PLAIN SHAFT, TOLERANCE N; W/O HOLDING BRAKE DEGREE OF PROTECTION IP64 | 2179 | TEM | 1 | MC | 19.003 | 1
1FK71005AF711SG2 | SIMOTICS S SYNCHRONOUS SERVOMOTORS 1FK7 COMPACT,18 NM, 100 K, 3000 RPM, 3,77KW NATURAL AIR COOLING, IM B5 (IM V1, IM V3) POWER/SIGNAL CONNECTORS CONN. CAN BE ROTATED BY 270 DEGR., RESOLVER MULTI-POLE (RESOLVER P=4); PLAIN SHAFT, TOLERANCE N; W/O HOLDING BRAKE DEGREE OF PROTECTION IP65 FLANGE ON DRIVE END IP67 | 2280 | TEM | 1 | MC | 19.003 | 1
1FK71005AF711SG3 | SIMOTICS S SYNCHRONOUS SERVOMOTORS 1FK7 COMPACT,18 NM, 100 K, 3000 RPM, 3,77KW NATURAL AIR COOLING, IM B5 (IM V1, IM V3) POWER/SIGNAL CONNECTORS CONN. CAN BE ROTATED BY 270 DEGR., RESOLVER MULTI-POLE (RESOLVER P=4); PLAIN SHAFT, TOLERANCE N; W/O HOLDING BRAKE DEGREE OF PROTECTION IP64; PAINT FINISH RAL7016 | 2228 | TEM | 1 | MC | 19.003 | 1
1FK71005AF711SG5 | SIMOTICS S SYNCHRONOUS SERVOMOTORS 1FK7 COMPACT,18 NM, 100 K, 3000 RPM, 3,77KW NATURAL AIR COOLING, IM B5 (IM V1, IM V3) POWER/SIGNAL CONNECTORS CONN. CAN BE ROTATED BY 270 DEGR., RESOLVER MULTI-POLE (RESOLVER P=4); PLAIN SHAFT, TOLERANCE N; W/O HOLDING BRAKE DEGREE OF PROTECTION IP65 AS FLANGE IP67; PAINT FINISH RAL7016 | 2330 | TEM | 1 | MC | 19.003 | 1
1FK71005AF711SG8 | SIMOTICS S SYNCHRONOUS SERVOMOTORS 1FK7 COMPACT,18 NM, 100 K, 3000 RPM, 3,77KW NATURAL AIR COOLING, IM B5 (IM V1, IM V3) POWER/SIGNAL CONNECTORS CONN. CAN BE ROTATED BY 270 DEGR., RESOLVER MULTI-POLE (RESOLVER P=4); PLAIN SHAFT, TOLERANCE N; W/O HOLDING BRAKE DEGREE OF PROTECTION IP65 IP67 D-END FLANGE; RAL7016 COATING; METALLIC RATING PLATE AT MOTOR | 2438 | TEM | 1 | MC | 19.003 | 1
1FK71005AF711SH0 | SIMOTICS S SYNCHRONOUS SERVOMOTORS 1FK7 COMPACT,18 NM, 100 K, 3000 RPM, 3,77KW NATURAL AIR COOLING, IM B5 (IM V1, IM V3) POWER/SIGNAL CONNECTORS CONN. CAN BE ROTATED BY 270 DEGR., RESOLVER MULTI-POLE (RESOLVER P=4); PLAIN SHAFT, TOLERANCE N; WITH HOLDING BRAKE DEGREE OF PROTECTION IP64 | 2625 | TEM | 1 | MC | 22.002 | 1
1FK71005AF711SH2 | SIMOTICS S SYNCHRONOUS SERVOMOTORS 1FK7 COMPACT,18 NM, 100 K, 3000 RPM, 3,77KW NATURAL AIR COOLING, IM B5 (IM V1, IM V3) POWER/SIGNAL CONNECTORS CONN. CAN BE ROTATED BY 270 DEGR., RESOLVER MULTI-POLE (RESOLVER P=4); PLAIN SHAFT, TOLERANCE N; WITH HOLDING BRAKE DEGREE OF PROTECTION IP65 FLANGE ON DRIVE END IP67 | 2727 | TEM | 1 | MC | 22.002 | 1
1FK71005AF711SH3 | SIMOTICS S SYNCHRONOUS SERVOMOTORS 1FK7 COMPACT,18 NM, 100 K, 3000 RPM, 3,77KW NATURAL AIR COOLING, IM B5 (IM V1, IM V3) POWER/SIGNAL CONNECTORS CONN. CAN BE ROTATED BY 270 DEGR., RESOLVER MULTI-POLE (RESOLVER P=4); PLAIN SHAFT, TOLERANCE N; WITH HOLDING BRAKE DEGREE OF PROTECTION IP64; PAINT FINISH RAL7016 | 2675 | TEM | 1 | MC | 22.002 | 1
1FK71005AF711SH5 | SIMOTICS S SYNCHRONOUS SERVOMOTORS 1FK7 COMPACT,18 NM, 100 K, 3000 RPM, 3,77KW NATURAL AIR COOLING, IM B5 (IM V1, IM V3) POWER/SIGNAL CONNECTORS CONN. CAN BE ROTATED BY 270 DEGR., RESOLVER MULTI-POLE (RESOLVER P=4); PLAIN SHAFT, TOLERANCE N; WITH HOLDING BRAKE DEGREE OF PROTECTION IP65 AS FLANGE IP67; PAINT FINISH RAL7016 | 2776 | TEM | 1 | MC | 22.002 | 1
1FK71005AF711SH8 | SIMOTICS S SYNCHRONOUS SERVOMOTORS 1FK7 COMPACT,18 NM, 100 K, 3000 RPM, 3,77KW NATURAL AIR COOLING, IM B5 (IM V1, IM V3) POWER/SIGNAL CONNECTORS CONN. CAN BE ROTATED BY 270 DEGR., RESOLVER MULTI-POLE (RESOLVER P=4); PLAIN SHAFT, TOLERANCE N; WITH HOLDING BRAKE DEGREE OF PROTECTION IP65 IP67 D-END FLANGE; RAL7016 COATING; METALLIC RATING PLATE AT MOTOR | 2885 | TEM | 1 | MC | 22.002 | 1
1FK71005AF711TA0 | SIMOTICS S SYNCHRONOUS SERVOMOTORS 1FK7 COMPACT,18 NM, 100 K, 3000 RPM, 3,77KW NATURAL AIR COOLING, IM B5 (IM V1, IM V3) POWER/SIGNAL CONNECTORS CONN. CAN BE ROTATED BY 270 DEGR., RESOLVER 2-POLE (RESOLVER P=1); SHAFT WITH FITTED KEY, TOLERANCE N; W/O HOLDING BRAKE DEGREE OF PROTECTION IP64 | 2272 | TEM | 1 | MC | 19.003 | 1
1FK71005AF711TA2 | SIMOTICS S SYNCHRONOUS SERVOMOTORS 1FK7 COMPACT,18 NM, 100 K, 3000 RPM, 3,77KW NATURAL AIR COOLING, IM B5 (IM V1, IM V3) POWER/SIGNAL CONNECTORS CONN. CAN BE ROTATED BY 270 DEGR., RESOLVER 2-POLE (RESOLVER P=1); SHAFT WITH FITTED KEY, TOLERANCE N; W/O HOLDING BRAKE DEGREE OF PROTECTION IP65 FLANGE ON DRIVE END IP67 | 2374 | TEM | 1 | MC | 19.003 | 1
1FK71005AF711TA3 | SIMOTICS S SYNCHRONOUS SERVOMOTORS 1FK7 COMPACT,18 NM, 100 K, 3000 RPM, 3,77KW NATURAL AIR COOLING, IM B5 (IM V1, IM V3) POWER/SIGNAL CONNECTORS CONN. CAN BE ROTATED BY 270 DEGR., RESOLVER 2-POLE (RESOLVER P=1); SHAFT WITH FITTED KEY, TOLERANCE N; W/O HOLDING BRAKE DEGREE OF PROTECTION IP64; PAINT FINISH RAL7016 | 2322 | TEM | 1 | MC | 19.003 | 1
1FK71005AF711TA5 | SIMOTICS S SYNCHRONOUS SERVOMOTORS 1FK7 COMPACT,18 NM, 100 K, 3000 RPM, 3,77KW NATURAL AIR COOLING, IM B5 (IM V1, IM V3) POWER/SIGNAL CONNECTORS CONN. CAN BE ROTATED BY 270 DEGR., RESOLVER 2-POLE (RESOLVER P=1); SHAFT WITH FITTED KEY, TOLERANCE N; W/O HOLDING BRAKE DEGREE OF PROTECTION IP65 AS FLANGE IP67; PAINT FINISH RAL7016 | 2423 | TEM | 1 | MC | 19.003 | 1
1FK71005AF711TA8 | SIMOTICS S SYNCHRONOUS SERVOMOTORS 1FK7 COMPACT,18 NM, 100 K, 3000 RPM, 3,77KW NATURAL AIR COOLING, IM B5 (IM V1, IM V3) POWER/SIGNAL CONNECTORS CONN. CAN BE ROTATED BY 270 DEGR., RESOLVER 2-POLE (RESOLVER P=1); SHAFT WITH FITTED KEY, TOLERANCE N; W/O HOLDING BRAKE DEGREE OF PROTECTION IP65 IP67 D-END FLANGE; RAL7016 COATING; METALLIC RATING PLATE AT MOTOR | 2532 | TEM | 1 | MC | 19.003 | 1
1FK71005AF711TB0 | SIMOTICS S SYNCHRONOUS SERVOMOTORS 1FK7 COMPACT,18 NM, 100 K, 3000 RPM, 3,77KW NATURAL AIR COOLING, IM B5 (IM V1, IM V3) POWER/SIGNAL CONNECTORS CONN. CAN BE ROTATED BY 270 DEGR., RESOLVER 2-POLE (RESOLVER P=1); SHAFT WITH FITTED KEY, TOLERANCE N; WITH HOLDING BRAKE DEGREE OF PROTECTION IP64 | 2719 | TEM | 1 | MC | 22.002 | 1
1FK71005AF711TB2 | SIMOTICS S SYNCHRONOUS SERVOMOTORS 1FK7 COMPACT,18 NM, 100 K, 3000 RPM, 3,77KW NATURAL AIR COOLING, IM B5 (IM V1, IM V3) POWER/SIGNAL CONNECTORS CONN. CAN BE ROTATED BY 270 DEGR., RESOLVER 2-POLE (RESOLVER P=1); SHAFT WITH FITTED KEY, TOLERANCE N; WITH HOLDING BRAKE DEGREE OF PROTECTION IP65 FLANGE ON DRIVE END IP67 | 2821 | TEM | 1 | MC | 22.002 | 1
1FK71005AF711TB3 | SIMOTICS S SYNCHRONOUS SERVOMOTORS 1FK7 COMPACT,18 NM, 100 K, 3000 RPM, 3,77KW NATURAL AIR COOLING, IM B5 (IM V1, IM V3) POWER/SIGNAL CONNECTORS CONN. CAN BE ROTATED BY 270 DEGR., RESOLVER 2-POLE (RESOLVER P=1); SHAFT WITH FITTED KEY, TOLERANCE N; WITH HOLDING BRAKE DEGREE OF PROTECTION IP64; PAINT FINISH RAL7016 | 2768 | TEM | 1 | MC | 22.002 | 1
1FK71005AF711TB5 | SIMOTICS S SYNCHRONOUS SERVOMOTORS 1FK7 COMPACT,18 NM, 100 K, 3000 RPM, 3,77KW NATURAL AIR COOLING, IM B5 (IM V1, IM V3) POWER/SIGNAL CONNECTORS CONN. CAN BE ROTATED BY 270 DEGR., RESOLVER 2-POLE (RESOLVER P=1); SHAFT WITH FITTED KEY, TOLERANCE N; WITH HOLDING BRAKE DEGREE OF PROTECTION IP65 AS FLANGE IP67; PAINT FINISH RAL7016 | 2870 | TEM | 1 | MC | 22.002 | 1
1FK71005AF711TB8 | SIMOTICS S SYNCHRONOUS SERVOMOTORS 1FK7 COMPACT,18 NM, 100 K, 3000 RPM, 3,77KW NATURAL AIR COOLING, IM B5 (IM V1, IM V3) POWER/SIGNAL CONNECTORS CONN. CAN BE ROTATED BY 270 DEGR., RESOLVER 2-POLE (RESOLVER P=1); SHAFT WITH FITTED KEY, TOLERANCE N; WITH HOLDING BRAKE DEGREE OF PROTECTION IP65 IP67 D-END FLANGE; RAL7016 COATING; METALLIC RATING PLATE AT MOTOR | 2979 | TEM | 1 | MC | 22.002 | 1
1FK71005AF711TG0 | SIMOTICS S SYNCHRONOUS SERVOMOTORS 1FK7 COMPACT,18 NM, 100 K, 3000 RPM, 3,77KW NATURAL AIR COOLING, IM B5 (IM V1, IM V3) POWER/SIGNAL CONNECTORS CONN. CAN BE ROTATED BY 270 DEGR., RESOLVER 2-POLE (RESOLVER P=1); PLAIN SHAFT, TOLERANCE N; W/O HOLDING BRAKE DEGREE OF PROTECTION IP64 | 2179 | TEM | 1 | MC | 19.003 | 1
1FK71005AF711TG2 | SIMOTICS S SYNCHRONOUS SERVOMOTORS 1FK7 COMPACT,18 NM, 100 K, 3000 RPM, 3,77KW NATURAL AIR COOLING, IM B5 (IM V1, IM V3) POWER/SIGNAL CONNECTORS CONN. CAN BE ROTATED BY 270 DEGR., RESOLVER 2-POLE (RESOLVER P=1); PLAIN SHAFT, TOLERANCE N; W/O HOLDING BRAKE DEGREE OF PROTECTION IP65 FLANGE ON DRIVE END IP67 | 2280 | TEM | 1 | MC | 19.003 | 1
1FK71005AF711TG3 | SIMOTICS S SYNCHRONOUS SERVOMOTORS 1FK7 COMPACT,18 NM, 100 K, 3000 RPM, 3,77KW NATURAL AIR COOLING, IM B5 (IM V1, IM V3) POWER/SIGNAL CONNECTORS CONN. CAN BE ROTATED BY 270 DEGR., RESOLVER 2-POLE (RESOLVER P=1); PLAIN SHAFT, TOLERANCE N; W/O HOLDING BRAKE DEGREE OF PROTECTION IP64; PAINT FINISH RAL7016 | 2228 | TEM | 1 | MC | 19.003 | 1
1FK71005AF711TG5 | SIMOTICS S SYNCHRONOUS SERVOMOTORS 1FK7 COMPACT,18 NM, 100 K, 3000 RPM, 3,77KW NATURAL AIR COOLING, IM B5 (IM V1, IM V3) POWER/SIGNAL CONNECTORS CONN. CAN BE ROTATED BY 270 DEGR., RESOLVER 2-POLE (RESOLVER P=1); PLAIN SHAFT, TOLERANCE N; W/O HOLDING BRAKE DEGREE OF PROTECTION IP65 AS FLANGE IP67; PAINT FINISH RAL7016 | 2330 | TEM | 1 | MC | 19.003 | 1
1FK71005AF711TG8 | SIMOTICS S SYNCHRONOUS SERVOMOTORS 1FK7 COMPACT,18 NM, 100 K, 3000 RPM, 3,77KW NATURAL AIR COOLING, IM B5 (IM V1, IM V3) POWER/SIGNAL CONNECTORS CONN. CAN BE ROTATED BY 270 DEGR., RESOLVER 2-POLE (RESOLVER P=1); PLAIN SHAFT, TOLERANCE N; W/O HOLDING BRAKE DEGREE OF PROTECTION IP65 IP67 D-END FLANGE; RAL7016 COATING; METALLIC RATING PLATE AT MOTOR | 2438 | TEM | 1 | MC | 19.003 | 1
1FK71005AF711TH0 | SIMOTICS S SYNCHRONOUS SERVOMOTORS 1FK7 COMPACT,18 NM, 100 K, 3000 RPM, 3,77KW NATURAL AIR COOLING, IM B5 (IM V1, IM V3) POWER/SIGNAL CONNECTORS CONN. CAN BE ROTATED BY 270 DEGR., RESOLVER 2-POLE (RESOLVER P=1); PLAIN SHAFT, TOLERANCE N; WITH HOLDING BRAKE DEGREE OF PROTECTION IP64 | 2625 | TEM | 1 | MC | 22.002 | 1
1FK71005AF711TH2 | SIMOTICS S SYNCHRONOUS SERVOMOTORS 1FK7 COMPACT,18 NM, 100 K, 3000 RPM, 3,77KW NATURAL AIR COOLING, IM B5 (IM V1, IM V3) POWER/SIGNAL CONNECTORS CONN. CAN BE ROTATED BY 270 DEGR., RESOLVER 2-POLE (RESOLVER P=1); PLAIN SHAFT, TOLERANCE N; WITH HOLDING BRAKE DEGREE OF PROTECTION IP65 FLANGE ON DRIVE END IP67 | 2727 | TEM | 1 | MC | 22.002 | 1
1FK71005AF711TH3 | SIMOTICS S SYNCHRONOUS SERVOMOTORS 1FK7 COMPACT,18 NM, 100 K, 3000 RPM, 3,77KW NATURAL AIR COOLING, IM B5 (IM V1, IM V3) POWER/SIGNAL CONNECTORS CONN. CAN BE ROTATED BY 270 DEGR., RESOLVER 2-POLE (RESOLVER P=1); PLAIN SHAFT, TOLERANCE N; WITH HOLDING BRAKE DEGREE OF PROTECTION IP64; PAINT FINISH RAL7016 | 2675 | TEM | 1 | MC | 22.002 | 1
1FK71005AF711TH5 | SIMOTICS S SYNCHRONOUS SERVOMOTORS 1FK7 COMPACT,18 NM, 100 K, 3000 RPM, 3,77KW NATURAL AIR COOLING, IM B5 (IM V1, IM V3) POWER/SIGNAL CONNECTORS CONN. CAN BE ROTATED BY 270 DEGR., RESOLVER 2-POLE (RESOLVER P=1); PLAIN SHAFT, TOLERANCE N; WITH HOLDING BRAKE DEGREE OF PROTECTION IP65 AS FLANGE IP67; PAINT FINISH RAL7016 | 2776 | TEM | 1 | MC | 22.002 | 1
1FK71005AF711TH8 | SIMOTICS S SYNCHRONOUS SERVOMOTORS 1FK7 COMPACT,18 NM, 100 K, 3000 RPM, 3,77KW NATURAL AIR COOLING, IM B5 (IM V1, IM V3) POWER/SIGNAL CONNECTORS CONN. CAN BE ROTATED BY 270 DEGR., RESOLVER 2-POLE (RESOLVER P=1); PLAIN SHAFT, TOLERANCE N; WITH HOLDING BRAKE DEGREE OF PROTECTION IP65 IP67 D-END FLANGE; RAL7016 COATING; METALLIC RATING PLATE AT MOTOR | 2885 | TEM | 1 | MC | 22.002 | 1
1FK71005AF711UA0 | SIMOTICS S SYNCHRONOUS SERVOMOTORS 1FK7 COMPACT,18 NM, 100 K, 3000 RPM, 3,77KW NATURAL AIR COOLING, IM B5 (IM V1, IM V3) POWER/SIGNAL CONNECTORS CONN. CAN BE ROTATED BY 270 DEGR., RESOLVER MULTI-POLE (RESOLVER P=4) WITH DRIVE-CLIQ INTERFACE; SHAFT WITH FITTED KEY, TOLERANCE N; W/O HOLDING BRAKE DEGREE OF PROTECTION IP64 | 2534 | TEM | 1 | MC | 19.003 | 1
1FK71005AF711UA2 | SIMOTICS S SYNCHRONOUS SERVOMOTORS 1FK7 COMPACT,18 NM, 100 K, 3000 RPM, 3,77KW NATURAL AIR COOLING, IM B5 (IM V1, IM V3) POWER/SIGNAL CONNECTORS CONN. CAN BE ROTATED BY 270 DEGR., RESOLVER MULTI-POLE (RESOLVER P=4) WITH DRIVE-CLIQ INTERFACE; SHAFT WITH FITTED KEY, TOLERANCE N; W/O HOLDING BRAKE DEGREE OF PROTECTION IP65 FLANGE ON DRIVE END IP67 | 2636 | TEM | 1 | MC | 19.003 | 1
1FK71005AF711UA3 | SIMOTICS S SYNCHRONOUS SERVOMOTORS 1FK7 COMPACT,18 NM, 100 K, 3000 RPM, 3,77KW NATURAL AIR COOLING, IM B5 (IM V1, IM V3) POWER/SIGNAL CONNECTORS CONN. CAN BE ROTATED BY 270 DEGR., RESOLVER MULTI-POLE (RESOLVER P=4) WITH DRIVE-CLIQ INTERFACE; SHAFT WITH FITTED KEY, TOLERANCE N; W/O HOLDING BRAKE DEGREE OF PROTECTION IP64; PAINT FINISH RAL7016 | 2583 | TEM | 1 | MC | 19.003 | 1
1FK71005AF711UA5 | SIMOTICS S SYNCHRONOUS SERVOMOTORS 1FK7 COMPACT,18 NM, 100 K, 3000 RPM, 3,77KW NATURAL AIR COOLING, IM B5 (IM V1, IM V3) POWER/SIGNAL CONNECTORS CONN. CAN BE ROTATED BY 270 DEGR., RESOLVER MULTI-POLE (RESOLVER P=4) WITH DRIVE-CLIQ INTERFACE; SHAFT WITH FITTED KEY, TOLERANCE N; W/O HOLDING BRAKE DEGREE OF PROTECTION IP65 AS FLANGE IP67; PAINT FINISH RAL7016 | 2685 | TEM | 1 | MC | 19.003 | 1
1FK71005AF711UA8 | SIMOTICS S SYNCHRONOUS SERVOMOTORS 1FK7 COMPACT,18 NM, 100 K, 3000 RPM, 3,77KW NATURAL AIR COOLING, IM B5 (IM V1, IM V3) POWER/SIGNAL CONNECTORS CONN. CAN BE ROTATED BY 270 DEGR., RESOLVER MULTI-POLE (RESOLVER P=4) WITH DRIVE-CLIQ INTERFACE; SHAFT WITH FITTED KEY, TOLERANCE N; W/O HOLDING BRAKE DEGREE OF PROTECTION IP65 IP67 D-END FLANGE; RAL7016 COATING; METALLIC RATING PLATE AT MOTOR | 2794 | TEM | 1 | MC | 19.003 | 1
1FK71005AF711UB0 | SIMOTICS S SYNCHRONOUS SERVOMOTORS 1FK7 COMPACT,18 NM, 100 K, 3000 RPM, 3,77KW NATURAL AIR COOLING, IM B5 (IM V1, IM V3) POWER/SIGNAL CONNECTORS CONN. CAN BE ROTATED BY 270 DEGR., RESOLVER MULTI-POLE (RESOLVER P=4) WITH DRIVE-CLIQ INTERFACE; SHAFT WITH FITTED KEY, TOLERANCE N; WITH HOLDING BRAKE DEGREE OF PROTECTION IP64 | 2981 | TEM | 1 | MC | 22.002 | 1
1FK71005AF711UB2 | SIMOTICS S SYNCHRONOUS SERVOMOTORS 1FK7 COMPACT,18 NM, 100 K, 3000 RPM, 3,77KW NATURAL AIR COOLING, IM B5 (IM V1, IM V3) POWER/SIGNAL CONNECTORS CONN. CAN BE ROTATED BY 270 DEGR., RESOLVER MULTI-POLE (RESOLVER P=4) WITH DRIVE-CLIQ INTERFACE; SHAFT WITH FITTED KEY, TOLERANCE N; WITH HOLDING BRAKE DEGREE OF PROTECTION IP65 FLANGE ON DRIVE END IP67 | 3083 | TEM | 1 | MC | 22.002 | 1
1FK71005AF711UB3 | SIMOTICS S SYNCHRONOUS SERVOMOTORS 1FK7 COMPACT,18 NM, 100 K, 3000 RPM, 3,77KW NATURAL AIR COOLING, IM B5 (IM V1, IM V3) POWER/SIGNAL CONNECTORS CONN. CAN BE ROTATED BY 270 DEGR., RESOLVER MULTI-POLE (RESOLVER P=4) WITH DRIVE-CLIQ INTERFACE; SHAFT WITH FITTED KEY, TOLERANCE N; WITH HOLDING BRAKE DEGREE OF PROTECTION IP64; PAINT FINISH RAL7016 | 3030 | TEM | 1 | MC | 22.002 | 1
1FK71005AF711UB5 | SIMOTICS S SYNCHRONOUS SERVOMOTORS 1FK7 COMPACT,18 NM, 100 K, 3000 RPM, 3,77KW NATURAL AIR COOLING, IM B5 (IM V1, IM V3) POWER/SIGNAL CONNECTORS CONN. CAN BE ROTATED BY 270 DEGR., RESOLVER MULTI-POLE (RESOLVER P=4) WITH DRIVE-CLIQ INTERFACE; SHAFT WITH FITTED KEY, TOLERANCE N; WITH HOLDING BRAKE DEGREE OF PROTECTION IP65 AS FLANGE IP67; PAINT FINISH RAL7016 | 3132 | TEM | 1 | MC | 22.002 | 1
1FK71005AF711UB8 | SIMOTICS S SYNCHRONOUS SERVOMOTORS 1FK7 COMPACT,18 NM, 100 K, 3000 RPM, 3,77KW NATURAL AIR COOLING, IM B5 (IM V1, IM V3) POWER/SIGNAL CONNECTORS CONN. CAN BE ROTATED BY 270 DEGR., RESOLVER MULTI-POLE (RESOLVER P=4) WITH DRIVE-CLIQ INTERFACE; SHAFT WITH FITTED KEY, TOLERANCE N; WITH HOLDING BRAKE DEGREE OF PROTECTION IP65 IP67 D-END FLANGE; RAL7016 COATING; METALLIC RATING PLATE AT MOTOR | 3240 | TEM | 1 | MC | 22.002 | 1
1FK71005AF711UG0 | SIMOTICS S SYNCHRONOUS SERVOMOTORS 1FK7 COMPACT,18 NM, 100 K, 3000 RPM, 3,77KW NATURAL AIR COOLING, IM B5 (IM V1, IM V3) POWER/SIGNAL CONNECTORS CONN. CAN BE ROTATED BY 270 DEGR., RESOLVER MULTI-POLE (RESOLVER P=4) WITH DRIVE-CLIQ INTERFACE; PLAIN SHAFT, TOLERANCE N; W/O HOLDING BRAKE DEGREE OF PROTECTION IP64 | 2441 | TEM | 1 | MC | 19.003 | 1
1FK71005AF711UG2 | SIMOTICS S SYNCHRONOUS SERVOMOTORS 1FK7 COMPACT,18 NM, 100 K, 3000 RPM, 3,77KW NATURAL AIR COOLING, IM B5 (IM V1, IM V3) POWER/SIGNAL CONNECTORS CONN. CAN BE ROTATED BY 270 DEGR., RESOLVER MULTI-POLE (RESOLVER P=4) WITH DRIVE-CLIQ INTERFACE; PLAIN SHAFT, TOLERANCE N; W/O HOLDING BRAKE DEGREE OF PROTECTION IP65 FLANGE ON DRIVE END IP67 | 2542 | TEM | 1 | MC | 19.003 | 1
1FK71005AF711UG3 | SIMOTICS S SYNCHRONOUS SERVOMOTORS 1FK7 COMPACT,18 NM, 100 K, 3000 RPM, 3,77KW NATURAL AIR COOLING, IM B5 (IM V1, IM V3) POWER/SIGNAL CONNECTORS CONN. CAN BE ROTATED BY 270 DEGR., RESOLVER MULTI-POLE (RESOLVER P=4) WITH DRIVE-CLIQ INTERFACE; PLAIN SHAFT, TOLERANCE N; W/O HOLDING BRAKE DEGREE OF PROTECTION IP64; PAINT FINISH RAL7016 | 2490 | TEM | 1 | MC | 19.003 | 1
1FK71005AF711UG5 | SIMOTICS S SYNCHRONOUS SERVOMOTORS 1FK7 COMPACT,18 NM, 100 K, 3000 RPM, 3,77KW NATURAL AIR COOLING, IM B5 (IM V1, IM V3) POWER/SIGNAL CONNECTORS CONN. CAN BE ROTATED BY 270 DEGR., RESOLVER MULTI-POLE (RESOLVER P=4) WITH DRIVE-CLIQ INTERFACE; PLAIN SHAFT, TOLERANCE N; W/O HOLDING BRAKE DEGREE OF PROTECTION IP65 AS FLANGE IP67; PAINT FINISH RAL7016 | 2591 | TEM | 1 | MC | 19.003 | 1
1FK71005AF711UG8 | SIMOTICS S SYNCHRONOUS SERVOMOTORS 1FK7 COMPACT,18 NM, 100 K, 3000 RPM, 3,77KW NATURAL AIR COOLING, IM B5 (IM V1, IM V3) POWER/SIGNAL CONNECTORS CONN. CAN BE ROTATED BY 270 DEGR., RESOLVER MULTI-POLE (RESOLVER P=4) WITH DRIVE-CLIQ INTERFACE; PLAIN SHAFT, TOLERANCE N; W/O HOLDING BRAKE DEGREE OF PROTECTION IP65 IP67 D-END FLANGE; RAL7016 COATING; METALLIC RATING PLATE AT MOTOR | 2700 | TEM | 1 | MC | 19.003 | 1
1FK71005AF711UH0 | SIMOTICS S SYNCHRONOUS SERVOMOTORS 1FK7 COMPACT,18 NM, 100 K, 3000 RPM, 3,77KW NATURAL AIR COOLING, IM B5 (IM V1, IM V3) POWER/SIGNAL CONNECTORS CONN. CAN BE ROTATED BY 270 DEGR., RESOLVER MULTI-POLE (RESOLVER P=4) WITH DRIVE-CLIQ INTERFACE; PLAIN SHAFT, TOLERANCE N; WITH HOLDING BRAKE DEGREE OF PROTECTION IP64 | 2887 | TEM | 1 | MC | 22.002 | 1
1FK71005AF711UH2 | SIMOTICS S SYNCHRONOUS SERVOMOTORS 1FK7 COMPACT,18 NM, 100 K, 3000 RPM, 3,77KW NATURAL AIR COOLING, IM B5 (IM V1, IM V3) POWER/SIGNAL CONNECTORS CONN. CAN BE ROTATED BY 270 DEGR., RESOLVER MULTI-POLE (RESOLVER P=4) WITH DRIVE-CLIQ INTERFACE; PLAIN SHAFT, TOLERANCE N; WITH HOLDING BRAKE DEGREE OF PROTECTION IP65 FLANGE ON DRIVE END IP67 | 2989 | TEM | 1 | MC | 22.002 | 1
1FK71005AF711UH3 | SIMOTICS S SYNCHRONOUS SERVOMOTORS 1FK7 COMPACT,18 NM, 100 K, 3000 RPM, 3,77KW NATURAL AIR COOLING, IM B5 (IM V1, IM V3) POWER/SIGNAL CONNECTORS CONN. CAN BE ROTATED BY 270 DEGR., RESOLVER MULTI-POLE (RESOLVER P=4) WITH DRIVE-CLIQ INTERFACE; PLAIN SHAFT, TOLERANCE N; WITH HOLDING BRAKE DEGREE OF PROTECTION IP64; PAINT FINISH RAL7016 | 2936 | TEM | 1 | MC | 22.002 | 1
1FK71005AF711UH5 | SIMOTICS S SYNCHRONOUS SERVOMOTORS 1FK7 COMPACT,18 NM, 100 K, 3000 RPM, 3,77KW NATURAL AIR COOLING, IM B5 (IM V1, IM V3) POWER/SIGNAL CONNECTORS CONN. CAN BE ROTATED BY 270 DEGR., RESOLVER MULTI-POLE (RESOLVER P=4) WITH DRIVE-CLIQ INTERFACE; PLAIN SHAFT, TOLERANCE N; WITH HOLDING BRAKE DEGREE OF PROTECTION IP65 AS FLANGE IP67; PAINT FINISH RAL7016 | 3038 | TEM | 1 | MC | 22.002 | 1
1FK71005AF711UH8 | SIMOTICS S SYNCHRONOUS SERVOMOTORS 1FK7 COMPACT,18 NM, 100 K, 3000 RPM, 3,77KW NATURAL AIR COOLING, IM B5 (IM V1, IM V3) POWER/SIGNAL CONNECTORS CONN. CAN BE ROTATED BY 270 DEGR., RESOLVER MULTI-POLE (RESOLVER P=4) WITH DRIVE-CLIQ INTERFACE; PLAIN SHAFT, TOLERANCE N; WITH HOLDING BRAKE DEGREE OF PROTECTION IP65 IP67 D-END FLANGE; RAL7016 COATING; METALLIC RATING PLATE AT MOTOR | 3147 | TEM | 1 | MC | 22.002 | 1
1FK71012AC711AA0 | SIMOTICS S SYNCHRONOUS MOTOR 1FK7-CT PN=4,3 KW; UZK=600V M0=27NM (100K); NN=2000RPM; NATURAL COOLING; FRAME SIZE IMB 5 (IM V1, IM V3) FLANGE 1, WITH KTY TEMPERATURESENSOR POWER CONNECTOR ROTATABLE INCREMENTAL ENCODER SIN/COS 1VPP;2048 S/R W. C-AND D-SPUR (ENCODER IC2048S/R) SHAFT WITH FITTED KEY, TOLERANCE N; W/O HOLDING BRAKE PROTECTION CLASS IP64; | 2999 | TEM | 1 | MC | 23.001 | 1
1FK71012AC711AA1 | SIMOTICS S SYNCHRONOUS MOTOR 1FK7-CT PN=4,3 KW; UZK=600V M0=27NM (100K); NN=2000RPM; NATURAL COOLING; FRAME SIZE IMB 5 (IM V1, IM V3) FLANGE 1, WITH KTY TEMPERATURESENSOR POWER CONNECTOR ROTATABLE INCREMENTAL ENCODER SIN/COS 1VPP;2048 S/R W. C-AND D-SPUR (ENCODER IC2048S/R) SHAFT WITH FITTED KEY, TOLERANCE N; W/O HOLDING BRAKE PROTECTION CLASS IP65, | 3092 | TEM | 1 | MC | 23.001 | 1
1FK71012AC711AA2 | SIMOTICS S SYNCHRONOUS MOTOR 1FK7-CT PN=4,3 KW; UZK=600V M0=27NM (100K); NN=2000RPM; NATURAL COOLING; FRAME SIZE IMB 5 (IM V1, IM V3) FLANGE 1, WITH KTY TEMPERATURESENSOR POWER CONNECTOR ROTATABLE INCREMENTAL ENCODER SIN/COS 1VPP;2048 S/R W. C-AND D-SPUR (ENCODER IC2048S/R) SHAFT WITH FITTED KEY, TOLERANCE N; W/O HOLDING BRAKE PROTECTION CLASS IP65, FLANGE ON DRIVE END IP67; | 3092 | TEM | 1 | MC | 23.001 | 1
1FK71012AC711AB0 | SIMOTICS S SYNCHRONOUS MOTOR 1FK7-CT PN=4,3 KW; UZK=600V M0=27NM (100K); NN=2000RPM; NATURAL COOLING; FRAME SIZE IMB 5 (IM V1, IM V3) FLANGE 1, WITH KTY TEMPERATURESENSOR POWER CONNECTOR ROTATABLE INCREMENTAL ENCODER SIN/COS 1VPP;2048 S/R W. C-AND D-SPUR (ENCODER IC2048S/R) SHAFT WITH FITTED KEY, TOLERANCE N; WITH HOLDING BRAKE PROTECTION CLASS IP64; | 3410 | TEM | 1 | MC | 23.3 | 1
1FK71012AC711AB1 | SIMOTICS S SYNCHRONOUS MOTOR 1FK7-CT PN=4,3 KW; UZK=600V M0=27NM (100K); NN=2000RPM; NATURAL COOLING; FRAME SIZE IMB 5 (IM V1, IM V3) FLANGE 1, WITH KTY TEMPERATURESENSOR POWER CONNECTOR ROTATABLE INCREMENTAL ENCODER SIN/COS 1VPP;2048 S/R W. C-AND D-SPUR (ENCODER IC2048S/R) SHAFT WITH FITTED KEY, TOLERANCE N; WITH HOLDING BRAKE PROTECTION CLASS IP65, | 3504 | TEM | 1 | MC | 23.3 | 1
1FK71012AC711AB2 | SIMOTICS S SYNCHRONOUS MOTOR 1FK7-CT PN=4,3 KW; UZK=600V M0=27NM (100K); NN=2000RPM; NATURAL COOLING; FRAME SIZE IMB 5 (IM V1, IM V3) FLANGE 1, WITH KTY TEMPERATURESENSOR POWER CONNECTOR ROTATABLE INCREMENTAL ENCODER SIN/COS 1VPP;2048 S/R W. C-AND D-SPUR (ENCODER IC2048S/R) SHAFT WITH FITTED KEY, TOLERANCE N; WITH HOLDING BRAKE PROTECTION CLASS IP65, FLANGE ON DRIVE END IP67; | 3504 | TEM | 1 | MC | 23.3 | 1
1FK71012AC711AG0 | SIMOTICS S SYNCHRONOUS MOTOR 1FK7-CT PN=4,3 KW; UZK=600V M0=27NM (100K); NN=2000RPM; NATURAL COOLING; FRAME SIZE IMB 5 (IM V1, IM V3) FLANGE 1, WITH KTY TEMPERATURESENSOR POWER CONNECTOR ROTATABLE INCREMENTAL ENCODER SIN/COS 1VPP;2048 S/R W. C-AND D-SPUR (ENCODER IC2048S/R) PLAIN SHAFT, TOLERANCE N; W/O HOLDING BRAKE PROTECTION CLASS IP64; | 2913 | TEM | 1 | MC | 23.001 | 1
1FK71012AC711AG1 | SIMOTICS S SYNCHRONOUS MOTOR 1FK7-CT PN=4,3 KW; UZK=600V M0=27NM (100K); NN=2000RPM; NATURAL COOLING; FRAME SIZE IMB 5 (IM V1, IM V3) FLANGE 1, WITH KTY TEMPERATURESENSOR POWER CONNECTOR ROTATABLE INCREMENTAL ENCODER SIN/COS 1VPP;2048 S/R W. C-AND D-SPUR (ENCODER IC2048S/R) PLAIN SHAFT, TOLERANCE N; W/O HOLDING BRAKE PROTECTION CLASS IP65, | 3006 | TEM | 1 | MC | 23.001 | 1
1FK71012AC711AG2 | SIMOTICS S SYNCHRONOUS MOTOR 1FK7-CT PN=4,3 KW; UZK=600V M0=27NM (100K); NN=2000RPM; NATURAL COOLING; FRAME SIZE IMB 5 (IM V1, IM V3) FLANGE 1, WITH KTY TEMPERATURESENSOR POWER CONNECTOR ROTATABLE INCREMENTAL ENCODER SIN/COS 1VPP;2048 S/R W. C-AND D-SPUR (ENCODER IC2048S/R) PLAIN SHAFT, TOLERANCE N; W/O HOLDING BRAKE PROTECTION CLASS IP65, FLANGE ON DRIVE END IP67; | 3006 | TEM | 1 | MC | 23.001 | 1
1FK71012AC711AH0 | SIMOTICS S SYNCHRONOUS MOTOR 1FK7-CT PN=4,3 KW; UZK=600V M0=27NM (100K); NN=2000RPM; NATURAL COOLING; FRAME SIZE IMB 5 (IM V1, IM V3) FLANGE 1, WITH KTY TEMPERATURESENSOR POWER CONNECTOR ROTATABLE INCREMENTAL ENCODER SIN/COS 1VPP;2048 S/R W. C-AND D-SPUR (ENCODER IC2048S/R) PLAIN SHAFT, TOLERANCE N; WITH HOLDING BRAKE PROTECTION CLASS IP64; | 3324 | TEM | 1 | MC | 23.3 | 1
1FK71012AC711AH1 | SIMOTICS S SYNCHRONOUS MOTOR 1FK7-CT PN=4,3 KW; UZK=600V M0=27NM (100K); NN=2000RPM; NATURAL COOLING; FRAME SIZE IMB 5 (IM V1, IM V3) FLANGE 1, WITH KTY TEMPERATURESENSOR POWER CONNECTOR ROTATABLE INCREMENTAL ENCODER SIN/COS 1VPP;2048 S/R W. C-AND D-SPUR (ENCODER IC2048S/R) PLAIN SHAFT, TOLERANCE N; WITH HOLDING BRAKE PROTECTION CLASS IP65, | 3417 | TEM | 1 | MC | 23.3 | 1
1FK71012AC711AH2 | SIMOTICS S SYNCHRONOUS MOTOR 1FK7-CT PN=4,3 KW; UZK=600V M0=27NM (100K); NN=2000RPM; NATURAL COOLING; FRAME SIZE IMB 5 (IM V1, IM V3) FLANGE 1, WITH KTY TEMPERATURESENSOR POWER CONNECTOR ROTATABLE INCREMENTAL ENCODER SIN/COS 1VPP;2048 S/R W. C-AND D-SPUR (ENCODER IC2048S/R) PLAIN SHAFT, TOLERANCE N; WITH HOLDING BRAKE PROTECTION CLASS IP65, FLANGE ON DRIVE END IP67; | 3417 | TEM | 1 | MC | 23.3 | 1
1FK71012AC711BA0 | SIMOTICS S SYNCHRONOUS MOTOR 1FK7-CT PN=4,3 KW; UZK=600V M0=27NM (100K); NN=2000RPM; NATURAL COOLING; FRAME SIZE IMB 5 (IM V1, IM V3) FLANGE 1 POWER CONNECTOR ROTATABLE ABSOLUTE ENCODER SINGLETURN 24 BIT WITH DRIVE CLIQ INTERFACE (ENCODER AS24DQI) SHAFT WITH FITTED KEY, TOLERANCE N; W/O HOLDING BRAKE PROTECTION CLASS IP64; | 3240 | TEM | 1 | MC | 23.001 | 1
1FK71012AC711BA1 | SIMOTICS S SYNCHRONOUS MOTOR 1FK7-CT PN=4,3 KW; UZK=600V M0=27NM (100K); NN=2000RPM; NATURAL COOLING; FRAME SIZE IMB 5 (IM V1, IM V3) FLANGE 1 POWER CONNECTOR ROTATABLE ABSOLUTE ENCODER SINGLETURN 24 BIT WITH DRIVE CLIQ INTERFACE (ENCODER AS24DQI) SHAFT WITH FITTED KEY, TOLERANCE N; W/O HOLDING BRAKE PROTECTION CLASS IP65, | 3333 | TEM | 1 | MC | 23.001 | 1
1FK71012AC711BA2 | SIMOTICS S SYNCHRONOUS MOTOR 1FK7-CT PN=4,3 KW; UZK=600V M0=27NM (100K); NN=2000RPM; NATURAL COOLING; FRAME SIZE IMB 5 (IM V1, IM V3) FLANGE 1 POWER CONNECTOR ROTATABLE ABSOLUTE ENCODER SINGLETURN 24 BIT WITH DRIVE CLIQ INTERFACE (ENCODER AS24DQI) SHAFT WITH FITTED KEY, TOLERANCE N; W/O HOLDING BRAKE PROTECTION CLASS IP65, FLANGE ON DRIVE END IP67; | 3333 | TEM | 1 | MC | 23.001 | 1
1FK71012AC711BB0 | SIMOTICS S SYNCHRONOUS MOTOR 1FK7-CT PN=4,3 KW; UZK=600V M0=27NM (100K); NN=2000RPM; NATURAL COOLING; FRAME SIZE IMB 5 (IM V1, IM V3) FLANGE 1 POWER CONNECTOR ROTATABLE ABSOLUTE ENCODER SINGLETURN 24 BIT WITH DRIVE CLIQ INTERFACE (ENCODER AS24DQI) SHAFT WITH FITTED KEY, TOLERANCE N; WITH HOLDING BRAKE PROTECTION CLASS IP64; | 3651 | TEM | 1 | MC | 23.3 | 1
1FK71012AC711BB1 | SIMOTICS S SYNCHRONOUS MOTOR 1FK7-CT PN=4,3 KW; UZK=600V M0=27NM (100K); NN=2000RPM; NATURAL COOLING; FRAME SIZE IMB 5 (IM V1, IM V3) FLANGE 1 POWER CONNECTOR ROTATABLE ABSOLUTE ENCODER SINGLETURN 24 BIT WITH DRIVE CLIQ INTERFACE (ENCODER AS24DQI) SHAFT WITH FITTED KEY, TOLERANCE N; WITH HOLDING BRAKE PROTECTION CLASS IP65, | 3745 | TEM | 1 | MC | 23.3 | 1
1FK71012AC711BB2 | SIMOTICS S SYNCHRONOUS MOTOR 1FK7-CT PN=4,3 KW; UZK=600V M0=27NM (100K); NN=2000RPM; NATURAL COOLING; FRAME SIZE IMB 5 (IM V1, IM V3) FLANGE 1 POWER CONNECTOR ROTATABLE ABSOLUTE ENCODER SINGLETURN 24 BIT WITH DRIVE CLIQ INTERFACE (ENCODER AS24DQI) SHAFT WITH FITTED KEY, TOLERANCE N; WITH HOLDING BRAKE PROTECTION CLASS IP65, FLANGE ON DRIVE END IP67; | 3745 | TEM | 1 | MC | 23.3 | 1
1FK71012AC711BG0 | SIMOTICS S SYNCHRONOUS MOTOR 1FK7-CT PN=4,3 KW; UZK=600V M0=27NM (100K); NN=2000RPM; NATURAL COOLING; FRAME SIZE IMB 5 (IM V1, IM V3) FLANGE 1 POWER CONNECTOR ROTATABLE ABSOLUTE ENCODER SINGLETURN 24 BIT WITH DRIVE CLIQ INTERFACE (ENCODER AS24DQI) PLAIN SHAFT, TOLERANCE N; W/O HOLDING BRAKE PROTECTION CLASS IP64; | 3154 | TEM | 1 | MC | 23.001 | 1
1FK71012AC711BG1 | SIMOTICS S SYNCHRONOUS MOTOR 1FK7-CT PN=4,3 KW; UZK=600V M0=27NM (100K); NN=2000RPM; NATURAL COOLING; FRAME SIZE IMB 5 (IM V1, IM V3) FLANGE 1 POWER CONNECTOR ROTATABLE ABSOLUTE ENCODER SINGLETURN 24 BIT WITH DRIVE CLIQ INTERFACE (ENCODER AS24DQI) PLAIN SHAFT, TOLERANCE N; W/O HOLDING BRAKE PROTECTION CLASS IP65, | 3247 | TEM | 1 | MC | 23.001 | 1
1FK71012AC711BG2 | SIMOTICS S SYNCHRONOUS MOTOR 1FK7-CT PN=4,3 KW; UZK=600V M0=27NM (100K); NN=2000RPM; NATURAL COOLING; FRAME SIZE IMB 5 (IM V1, IM V3) FLANGE 1 POWER CONNECTOR ROTATABLE ABSOLUTE ENCODER SINGLETURN 24 BIT WITH DRIVE CLIQ INTERFACE (ENCODER AS24DQI) PLAIN SHAFT, TOLERANCE N; W/O HOLDING BRAKE PROTECTION CLASS IP65, FLANGE ON DRIVE END IP67; | 3247 | TEM | 1 | MC | 23.001 | 1
1FK71012AC711BH0 | SIMOTICS S SYNCHRONOUS MOTOR 1FK7-CT PN=4,3 KW; UZK=600V M0=27NM (100K); NN=2000RPM; NATURAL COOLING; FRAME SIZE IMB 5 (IM V1, IM V3) FLANGE 1 POWER CONNECTOR ROTATABLE ABSOLUTE ENCODER SINGLETURN 24 BIT WITH DRIVE CLIQ INTERFACE (ENCODER AS24DQI) PLAIN SHAFT, TOLERANCE N; WITH HOLDING BRAKE PROTECTION CLASS IP64; | 3565 | TEM | 1 | MC | 23.3 | 1
1FK71012AC711BH1 | SIMOTICS S SYNCHRONOUS MOTOR 1FK7-CT PN=4,3 KW; UZK=600V M0=27NM (100K); NN=2000RPM; NATURAL COOLING; FRAME SIZE IMB 5 (IM V1, IM V3) FLANGE 1 POWER CONNECTOR ROTATABLE ABSOLUTE ENCODER SINGLETURN 24 BIT WITH DRIVE CLIQ INTERFACE (ENCODER AS24DQI) PLAIN SHAFT, TOLERANCE N; WITH HOLDING BRAKE PROTECTION CLASS IP65, | 3659 | TEM | 1 | MC | 23.3 | 1
1FK71012AC711BH2 | SIMOTICS S SYNCHRONOUS MOTOR 1FK7-CT PN=4,3 KW; UZK=600V M0=27NM (100K); NN=2000RPM; NATURAL COOLING; FRAME SIZE IMB 5 (IM V1, IM V3) FLANGE 1 POWER CONNECTOR ROTATABLE ABSOLUTE ENCODER SINGLETURN 24 BIT WITH DRIVE CLIQ INTERFACE (ENCODER AS24DQI) PLAIN SHAFT, TOLERANCE N; WITH HOLDING BRAKE PROTECTION CLASS IP65, FLANGE ON DRIVE END IP67; | 3659 | TEM | 1 | MC | 23.3 | 1
1FK71012AC711CA0 | SIMOTICS S SYNCHRONOUS MOTOR 1FK7-CT PN=4,3 KW; UZK=600V M0=27NM (100K); NN=2000RPM; NATURAL COOLING; FRAME SIZE IMB 5 (IM V1, IM V3) FLANGE 1 POWER CONNECTOR ROTATABLE ABSOLUTE ENCODER 24 BIT + 12 BIT MULTITURN WITH DRIVE-CLIQ INTERFACE (ENCODER AM24DQI) SHAFT WITH FITTED KEY, TOLERANCE N; W/O HOLDING BRAKE PROTECTION CLASS IP64; | 3609 | TEM | 1 | MC | 23.001 | 1
1FK71012AC711CA1 | SIMOTICS S SYNCHRONOUS MOTOR 1FK7-CT PN=4,3 KW; UZK=600V M0=27NM (100K); NN=2000RPM; NATURAL COOLING; FRAME SIZE IMB 5 (IM V1, IM V3) FLANGE 1 POWER CONNECTOR ROTATABLE ABSOLUTE ENCODER 24 BIT + 12 BIT MULTITURN WITH DRIVE-CLIQ INTERFACE (ENCODER AM24DQI) SHAFT WITH FITTED KEY, TOLERANCE N; W/O HOLDING BRAKE PROTECTION CLASS IP65, | 3703 | TEM | 1 | MC | 23.001 | 1
1FK71012AC711CA2 | SIMOTICS S SYNCHRONOUS MOTOR 1FK7-CT PN=4,3 KW; UZK=600V M0=27NM (100K); NN=2000RPM; NATURAL COOLING; FRAME SIZE IMB 5 (IM V1, IM V3) FLANGE 1 POWER CONNECTOR ROTATABLE ABSOLUTE ENCODER 24 BIT + 12 BIT MULTITURN WITH DRIVE-CLIQ INTERFACE (ENCODER AM24DQI) SHAFT WITH FITTED KEY, TOLERANCE N; W/O HOLDING BRAKE PROTECTION CLASS IP65, FLANGE ON DRIVE END IP67; | 3703 | TEM | 1 | MC | 23.001 | 1
1FK71012AC711CB0 | SIMOTICS S SYNCHRONOUS MOTOR 1FK7-CT PN=4,3 KW; UZK=600V M0=27NM (100K); NN=2000RPM; NATURAL COOLING; FRAME SIZE IMB 5 (IM V1, IM V3) FLANGE 1 POWER CONNECTOR ROTATABLE ABSOLUTE ENCODER 24 BIT + 12 BIT MULTITURN WITH DRIVE-CLIQ INTERFACE (ENCODER AM24DQI) SHAFT WITH FITTED KEY, TOLERANCE N; WITH HOLDING BRAKE PROTECTION CLASS IP64; | 4021 | TEM | 1 | MC | 23.3 | 1
1FK71012AC711CB1 | SIMOTICS S SYNCHRONOUS MOTOR 1FK7-CT PN=4,3 KW; UZK=600V M0=27NM (100K); NN=2000RPM; NATURAL COOLING; FRAME SIZE IMB 5 (IM V1, IM V3) FLANGE 1 POWER CONNECTOR ROTATABLE ABSOLUTE ENCODER 24 BIT + 12 BIT MULTITURN WITH DRIVE-CLIQ INTERFACE (ENCODER AM24DQI) SHAFT WITH FITTED KEY, TOLERANCE N; WITH HOLDING BRAKE PROTECTION CLASS IP65, | 4114 | TEM | 1 | MC | 23.3 | 1
1FK71012AC711CB2 | SIMOTICS S SYNCHRONOUS MOTOR 1FK7-CT PN=4,3 KW; UZK=600V M0=27NM (100K); NN=2000RPM; NATURAL COOLING; FRAME SIZE IMB 5 (IM V1, IM V3) FLANGE 1 POWER CONNECTOR ROTATABLE ABSOLUTE ENCODER 24 BIT + 12 BIT MULTITURN WITH DRIVE-CLIQ INTERFACE (ENCODER AM24DQI) SHAFT WITH FITTED KEY, TOLERANCE N; WITH HOLDING BRAKE PROTECTION CLASS IP65, FLANGE ON DRIVE END IP67; | 4114 | TEM | 1 | MC | 23.3 | 1
1FK71012AC711CG0 | SIMOTICS S SYNCHRONOUS MOTOR 1FK7-CT PN=4,3 KW; UZK=600V M0=27NM (100K); NN=2000RPM; NATURAL COOLING; FRAME SIZE IMB 5 (IM V1, IM V3) FLANGE 1 POWER CONNECTOR ROTATABLE ABSOLUTE ENCODER 24 BIT + 12 BIT MULTITURN WITH DRIVE-CLIQ INTERFACE (ENCODER AM24DQI) PLAIN SHAFT, TOLERANCE N; W/O HOLDING BRAKE PROTECTION CLASS IP64; | 3523 | TEM | 1 | MC | 23.001 | 1
1FK71012AC711CG1 | SIMOTICS S SYNCHRONOUS MOTOR 1FK7-CT PN=4,3 KW; UZK=600V M0=27NM (100K); NN=2000RPM; NATURAL COOLING; FRAME SIZE IMB 5 (IM V1, IM V3) FLANGE 1 POWER CONNECTOR ROTATABLE ABSOLUTE ENCODER 24 BIT + 12 BIT MULTITURN WITH DRIVE-CLIQ INTERFACE (ENCODER AM24DQI) PLAIN SHAFT, TOLERANCE N; W/O HOLDING BRAKE PROTECTION CLASS IP65, | 3616 | TEM | 1 | MC | 23.001 | 1
1FK71012AC711CG2 | SIMOTICS S SYNCHRONOUS MOTOR 1FK7-CT PN=4,3 KW; UZK=600V M0=27NM (100K); NN=2000RPM; NATURAL COOLING; FRAME SIZE IMB 5 (IM V1, IM V3) FLANGE 1 POWER CONNECTOR ROTATABLE ABSOLUTE ENCODER 24 BIT + 12 BIT MULTITURN WITH DRIVE-CLIQ INTERFACE (ENCODER AM24DQI) PLAIN SHAFT, TOLERANCE N; W/O HOLDING BRAKE PROTECTION CLASS IP65, FLANGE ON DRIVE END IP67; | 3616 | TEM | 1 | MC | 23.001 | 1
1FK71012AC711CH0 | SIMOTICS S SYNCHRONOUS MOTOR 1FK7-CT PN=4,3 KW; UZK=600V M0=27NM (100K); NN=2000RPM; NATURAL COOLING; FRAME SIZE IMB 5 (IM V1, IM V3) FLANGE 1 POWER CONNECTOR ROTATABLE ABSOLUTE ENCODER 24 BIT + 12 BIT MULTITURN WITH DRIVE-CLIQ INTERFACE (ENCODER AM24DQI) PLAIN SHAFT, TOLERANCE N; WITH HOLDING BRAKE PROTECTION CLASS IP64; | 3934 | TEM | 1 | MC | 23.3 | 1
1FK71012AC711CH1 | SIMOTICS S SYNCHRONOUS MOTOR 1FK7-CT PN=4,3 KW; UZK=600V M0=27NM (100K); NN=2000RPM; NATURAL COOLING; FRAME SIZE IMB 5 (IM V1, IM V3) FLANGE 1 POWER CONNECTOR ROTATABLE ABSOLUTE ENCODER 24 BIT + 12 BIT MULTITURN WITH DRIVE-CLIQ INTERFACE (ENCODER AM24DQI) PLAIN SHAFT, TOLERANCE N; WITH HOLDING BRAKE PROTECTION CLASS IP65, | 4028 | TEM | 1 | MC | 23.3 | 1
1FK71012AC711CH2 | SIMOTICS S SYNCHRONOUS MOTOR 1FK7-CT PN=4,3 KW; UZK=600V M0=27NM (100K); NN=2000RPM; NATURAL COOLING; FRAME SIZE IMB 5 (IM V1, IM V3) FLANGE 1 POWER CONNECTOR ROTATABLE ABSOLUTE ENCODER 24 BIT + 12 BIT MULTITURN WITH DRIVE-CLIQ INTERFACE (ENCODER AM24DQI) PLAIN SHAFT, TOLERANCE N; WITH HOLDING BRAKE PROTECTION CLASS IP65, FLANGE ON DRIVE END IP67; | 4028 | TEM | 1 | MC | 23.3 | 1
1FK71012AC711DA0 | SIMOTICS S SYNCHRONOUS MOTOR 1FK7-CT PN=4,3 KW; UZK=600V M0=27NM (100K); NN=2000RPM; NATURAL COOLING; FRAME SIZE IMB 5 (IM V1, IM V3) FLANGE 1 POWER CONNECTOR ROTATABLE INCREMENTAL ENCODER 22 BIT WITH DRIVE-CLIQ INTERFACE (ENCODER IC22DQ) SHAFT WITH FITTED KEY, TOLERANCE N; W/O HOLDING BRAKE PROTECTION CLASS IP64; | 3320 | TEM | 1 | MC | 23.002 | 1
1FK71012AC711DA1 | SIMOTICS S SYNCHRONOUS MOTOR 1FK7-CT PN=4,3 KW; UZK=600V M0=27NM (100K); NN=2000RPM; NATURAL COOLING; FRAME SIZE IMB 5 (IM V1, IM V3) FLANGE 1 POWER CONNECTOR ROTATABLE INCREMENTAL ENCODER 22 BIT WITH DRIVE-CLIQ INTERFACE (ENCODER IC22DQ) SHAFT WITH FITTED KEY, TOLERANCE N; W/O HOLDING BRAKE PROTECTION CLASS IP65, | 3414 | TEM | 1 | MC | 23.002 | 1
1FK71012AC711DB0 | SIMOTICS S SYNCHRONOUS MOTOR 1FK7-CT PN=4,3 KW; UZK=600V M0=27NM (100K); NN=2000RPM; NATURAL COOLING; FRAME SIZE IMB 5 (IM V1, IM V3) FLANGE 1 POWER CONNECTOR ROTATABLE INCREMENTAL ENCODER 22 BIT WITH DRIVE-CLIQ INTERFACE (ENCODER IC22DQ) SHAFT WITH FITTED KEY, TOLERANCE N; WITH HOLDING BRAKE PROTECTION CLASS IP64; | 3731 | TEM | 1 | MC | 23.301 | 1
1FK71012AC711DB1 | SIMOTICS S SYNCHRONOUS MOTOR 1FK7-CT PN=4,3 KW; UZK=600V M0=27NM (100K); NN=2000RPM; NATURAL COOLING; FRAME SIZE IMB 5 (IM V1, IM V3) FLANGE 1 POWER CONNECTOR ROTATABLE INCREMENTAL ENCODER 22 BIT WITH DRIVE-CLIQ INTERFACE (ENCODER IC22DQ) SHAFT WITH FITTED KEY, TOLERANCE N; WITH HOLDING BRAKE PROTECTION CLASS IP65, | 3825 | TEM | 1 | MC | 23.301 | 1
1FK71012AC711DG0 | SIMOTICS S SYNCHRONOUS MOTOR 1FK7-CT PN=4,3 KW; UZK=600V M0=27NM (100K); NN=2000RPM; NATURAL COOLING; FRAME SIZE IMB 5 (IM V1, IM V3) FLANGE 1 POWER CONNECTOR ROTATABLE INCREMENTAL ENCODER 22 BIT WITH DRIVE-CLIQ INTERFACE (ENCODER IC22DQ) PLAIN SHAFT, TOLERANCE N; W/O HOLDING BRAKE PROTECTION CLASS IP64; | 3234 | TEM | 1 | MC | 23.002 | 1
1FK71012AC711DG2 | SIMOTICS S SYNCHRONOUS MOTOR 1FK7-CT PN=4,3 KW; UZK=600V M0=27NM (100K); NN=2000RPM; NATURAL COOLING; FRAME SIZE IMB 5 (IM V1, IM V3) FLANGE 1 POWER CONNECTOR ROTATABLE INCREMENTAL ENCODER 22 BIT WITH DRIVE-CLIQ INTERFACE (ENCODER IC22DQ) PLAIN SHAFT, TOLERANCE N; W/O HOLDING BRAKE PROTECTION CLASS IP65, FLANGE ON DRIVE END IP67; | 3327 | TEM | 1 | MC | 23.002 | 1
1FK71012AC711DH0 | SIMOTICS S SYNCHRONOUS MOTOR 1FK7-CT PN=4,3 KW; UZK=600V M0=27NM (100K); NN=2000RPM; NATURAL COOLING; FRAME SIZE IMB 5 (IM V1, IM V3) FLANGE 1 POWER CONNECTOR ROTATABLE INCREMENTAL ENCODER 22 BIT WITH DRIVE-CLIQ INTERFACE (ENCODER IC22DQ) PLAIN SHAFT, TOLERANCE N; WITH HOLDING BRAKE PROTECTION CLASS IP64; | 3645 | TEM | 1 | MC | 23.301 | 1
1FK71012AC711DH1 | SIMOTICS S SYNCHRONOUS MOTOR 1FK7-CT PN=4,3 KW; UZK=600V M0=27NM (100K); NN=2000RPM; NATURAL COOLING; FRAME SIZE IMB 5 (IM V1, IM V3) FLANGE 1 POWER CONNECTOR ROTATABLE INCREMENTAL ENCODER 22 BIT WITH DRIVE-CLIQ INTERFACE (ENCODER IC22DQ) PLAIN SHAFT, TOLERANCE N; WITH HOLDING BRAKE PROTECTION CLASS IP65, | 3739 | TEM | 1 | MC | 23.301 | 1
1FK71012AC711EA0 | SIMOTICS S SYNCHRONOUS MOTOR 1FK7-CT PN=4,3 KW; UZK=600V M0=27NM (100K); NN=2000RPM; NATURAL COOLING; FRAME SIZE IMB 5 (IM V1, IM V3) FLANGE 1, WITH KTY TEMPERATURESENSOR POWER CONNECTOR ROTATABLE ABSOLUTE ENCODERR 2048 S/R + 4096 UMDREHUNGEN MULTITURN, WITH ENDAT-SCHNITTSTELLE (ENCODER AM2048S/R) SHAFT WITH FITTED KEY, TOLERANCE N; W/O HOLDING BRAKE PROTECTION CLASS IP64; | 3370 | TEM | 1 | MC | 23.001 | 1
1FK71012AC711EA1 | SIMOTICS S SYNCHRONOUS MOTOR 1FK7-CT PN=4,3 KW; UZK=600V M0=27NM (100K); NN=2000RPM; NATURAL COOLING; FRAME SIZE IMB 5 (IM V1, IM V3) FLANGE 1, WITH KTY TEMPERATURESENSOR POWER CONNECTOR ROTATABLE ABSOLUTE ENCODERR 2048 S/R + 4096 UMDREHUNGEN MULTITURN, WITH ENDAT-SCHNITTSTELLE (ENCODER AM2048S/R) SHAFT WITH FITTED KEY, TOLERANCE N; W/O HOLDING BRAKE PROTECTION CLASS IP65, | 3464 | TEM | 1 | MC | 23.001 | 1
1FK71012AC711EA2 | SIMOTICS S SYNCHRONOUS MOTOR 1FK7-CT PN=4,3 KW; UZK=600V M0=27NM (100K); NN=2000RPM; NATURAL COOLING; FRAME SIZE IMB 5 (IM V1, IM V3) FLANGE 1, WITH KTY TEMPERATURESENSOR POWER CONNECTOR ROTATABLE ABSOLUTE ENCODERR 2048 S/R + 4096 UMDREHUNGEN MULTITURN, WITH ENDAT-SCHNITTSTELLE (ENCODER AM2048S/R) SHAFT WITH FITTED KEY, TOLERANCE N; W/O HOLDING BRAKE PROTECTION CLASS IP65, FLANGE ON DRIVE END IP67; | 3464 | TEM | 1 | MC | 23.001 | 1
1FK71012AC711EB0 | SIMOTICS S SYNCHRONOUS MOTOR 1FK7-CT PN=4,3 KW; UZK=600V M0=27NM (100K); NN=2000RPM; NATURAL COOLING; FRAME SIZE IMB 5 (IM V1, IM V3) FLANGE 1, WITH KTY TEMPERATURESENSOR POWER CONNECTOR ROTATABLE ABSOLUTE ENCODERR 2048 S/R + 4096 UMDREHUNGEN MULTITURN, WITH ENDAT-SCHNITTSTELLE (ENCODER AM2048S/R) SHAFT WITH FITTED KEY, TOLERANCE N; WITH HOLDING BRAKE PROTECTION CLASS IP64; | 3782 | TEM | 1 | MC | 23.3 | 1
1FK71012AC711EB1 | SIMOTICS S SYNCHRONOUS MOTOR 1FK7-CT PN=4,3 KW; UZK=600V M0=27NM (100K); NN=2000RPM; NATURAL COOLING; FRAME SIZE IMB 5 (IM V1, IM V3) FLANGE 1, WITH KTY TEMPERATURESENSOR POWER CONNECTOR ROTATABLE ABSOLUTE ENCODERR 2048 S/R + 4096 UMDREHUNGEN MULTITURN, WITH ENDAT-SCHNITTSTELLE (ENCODER AM2048S/R) SHAFT WITH FITTED KEY, TOLERANCE N; WITH HOLDING BRAKE PROTECTION CLASS IP65, | 3875 | TEM | 1 | MC | 23.3 | 1
1FK71012AC711EB2 | SIMOTICS S SYNCHRONOUS MOTOR 1FK7-CT PN=4,3 KW; UZK=600V M0=27NM (100K); NN=2000RPM; NATURAL COOLING; FRAME SIZE IMB 5 (IM V1, IM V3) FLANGE 1, WITH KTY TEMPERATURESENSOR POWER CONNECTOR ROTATABLE ABSOLUTE ENCODERR 2048 S/R + 4096 UMDREHUNGEN MULTITURN, WITH ENDAT-SCHNITTSTELLE (ENCODER AM2048S/R) SHAFT WITH FITTED KEY, TOLERANCE N; WITH HOLDING BRAKE PROTECTION CLASS IP65, FLANGE ON DRIVE END IP67; | 3875 | TEM | 1 | MC | 23.3 | 1
1FK71012AC711EG0 | SIMOTICS S SYNCHRONOUS MOTOR 1FK7-CT PN=4,3 KW; UZK=600V M0=27NM (100K); NN=2000RPM; NATURAL COOLING; FRAME SIZE IMB 5 (IM V1, IM V3) FLANGE 1, WITH KTY TEMPERATURESENSOR POWER CONNECTOR ROTATABLE ABSOLUTE ENCODERR 2048 S/R + 4096 UMDREHUNGEN MULTITURN, WITH ENDAT-SCHNITTSTELLE (ENCODER AM2048S/R) PLAIN SHAFT, TOLERANCE N; W/O HOLDING BRAKE PROTECTION CLASS IP64; | 3284 | TEM | 1 | MC | 23.001 | 1
1FK71012AC711EG1 | SIMOTICS S SYNCHRONOUS MOTOR 1FK7-CT PN=4,3 KW; UZK=600V M0=27NM (100K); NN=2000RPM; NATURAL COOLING; FRAME SIZE IMB 5 (IM V1, IM V3) FLANGE 1, WITH KTY TEMPERATURESENSOR POWER CONNECTOR ROTATABLE ABSOLUTE ENCODERR 2048 S/R + 4096 UMDREHUNGEN MULTITURN, WITH ENDAT-SCHNITTSTELLE (ENCODER AM2048S/R) PLAIN SHAFT, TOLERANCE N; W/O HOLDING BRAKE PROTECTION CLASS IP65, | 3378 | TEM | 1 | MC | 23.001 | 1
1FK71012AC711EG2 | SIMOTICS S SYNCHRONOUS MOTOR 1FK7-CT PN=4,3 KW; UZK=600V M0=27NM (100K); NN=2000RPM; NATURAL COOLING; FRAME SIZE IMB 5 (IM V1, IM V3) FLANGE 1, WITH KTY TEMPERATURESENSOR POWER CONNECTOR ROTATABLE ABSOLUTE ENCODERR 2048 S/R + 4096 UMDREHUNGEN MULTITURN, WITH ENDAT-SCHNITTSTELLE (ENCODER AM2048S/R) PLAIN SHAFT, TOLERANCE N; W/O HOLDING BRAKE PROTECTION CLASS IP65, FLANGE ON DRIVE END IP67; | 3378 | TEM | 1 | MC | 23.001 | 1
1FK71012AC711EH0 | SIMOTICS S SYNCHRONOUS MOTOR 1FK7-CT PN=4,3 KW; UZK=600V M0=27NM (100K); NN=2000RPM; NATURAL COOLING; FRAME SIZE IMB 5 (IM V1, IM V3) FLANGE 1, WITH KTY TEMPERATURESENSOR POWER CONNECTOR ROTATABLE ABSOLUTE ENCODERR 2048 S/R + 4096 UMDREHUNGEN MULTITURN, WITH ENDAT-SCHNITTSTELLE (ENCODER AM2048S/R) PLAIN SHAFT, TOLERANCE N; WITH HOLDING BRAKE PROTECTION CLASS IP64; | 3695 | TEM | 1 | MC | 23.3 | 1
1FK71012AC711EH1 | SIMOTICS S SYNCHRONOUS MOTOR 1FK7-CT PN=4,3 KW; UZK=600V M0=27NM (100K); NN=2000RPM; NATURAL COOLING; FRAME SIZE IMB 5 (IM V1, IM V3) FLANGE 1, WITH KTY TEMPERATURESENSOR POWER CONNECTOR ROTATABLE ABSOLUTE ENCODERR 2048 S/R + 4096 UMDREHUNGEN MULTITURN, WITH ENDAT-SCHNITTSTELLE (ENCODER AM2048S/R) PLAIN SHAFT, TOLERANCE N; WITH HOLDING BRAKE PROTECTION CLASS IP65, | 3789 | TEM | 1 | MC | 23.3 | 1
1FK71012AC711EH2 | SIMOTICS S SYNCHRONOUS MOTOR 1FK7-CT PN=4,3 KW; UZK=600V M0=27NM (100K); NN=2000RPM; NATURAL COOLING; FRAME SIZE IMB 5 (IM V1, IM V3) FLANGE 1, WITH KTY TEMPERATURESENSOR POWER CONNECTOR ROTATABLE ABSOLUTE ENCODERR 2048 S/R + 4096 UMDREHUNGEN MULTITURN, WITH ENDAT-SCHNITTSTELLE (ENCODER AM2048S/R) PLAIN SHAFT, TOLERANCE N; WITH HOLDING BRAKE PROTECTION CLASS IP65, FLANGE ON DRIVE END IP67; | 3789 | TEM | 1 | MC | 23.3 | 1
1FK71012AC711FA0 | SIMOTICS S SYNCHRONOUS MOTOR 1FK7-CT PN=4,3 KW; UZK=600V M0=27NM (100K); NN=2000RPM; NATURAL COOLING; FRAME SIZE IMB 5 (IM V1, IM V3) FLANGE 1 POWER CONNECTOR ROTATABLE ABSOLUTE ENCODER 22BIT + 12 BIT MULTITURN, WITH DRIVE-CLIQ INTERFACE (ENCODER AM22DQ) SHAFT WITH FITTED KEY, TOLERANCE N; W/O HOLDING BRAKE PROTECTION CLASS IP64; | 3689 | TEM | 1 | MC | 23.001 | 1
1FK71012AC711FB0 | SIMOTICS S SYNCHRONOUS MOTOR 1FK7-CT PN=4,3 KW; UZK=600V M0=27NM (100K); NN=2000RPM; NATURAL COOLING; FRAME SIZE IMB 5 (IM V1, IM V3) FLANGE 1 POWER CONNECTOR ROTATABLE ABSOLUTE ENCODER 22BIT + 12 BIT MULTITURN, WITH DRIVE-CLIQ INTERFACE (ENCODER AM22DQ) SHAFT WITH FITTED KEY, TOLERANCE N; WITH HOLDING BRAKE PROTECTION CLASS IP64; | 4101 | TEM | 1 | MC | 23.3 | 1
1FK71012AC711GH1 | SIMOTICS S SYNCHRONOUS MOTOR 1FK7-CT PN=4,3 KW; UZK=600V M0=27NM (100K); NN=2000RPM; NATURAL COOLING; FRAME SIZE IMB 5 (IM V1, IM V3) FLANGE 1, WITH KTY TEMPERATURESENSOR POWER CONNECTOR ROTATABLE ABSOLUTE ENCODER 32 S/R SINGLETURN, 4096 ROTATION MULTITURN, WITH ENDAT- INTERFACE (ENCODER AM32S/R) PLAIN SHAFT, TOLERANCE N; WITH HOLDING BRAKE PROTECTION CLASS IP65, | 3272 | TEM | 1 | MC | 23.3 | 1
1FK71012AC711KA0 | SIMOTICS S SYNCHRONOUS MOTOR 1FK7-CT PN=4,3 KW; UZK=600V M0=27NM (100K); NN=2000RPM; NATURAL COOLING; FRAME SIZE IMB 5 (IM V1, IM V3) FLANGE 1 POWER CONNECTOR ROTATABLE ABSOLUTE ENCODER 16BIT + 12BIT MULTITURN, WITH DRIVE-CLIQ INTERFACE (ENCODER AM16DQ) SHAFT WITH FITTED KEY, TOLERANCE N; W/O HOLDING BRAKE PROTECTION CLASS IP64; | 3172 | TEM | 1 | MC | 23.001 | 1
1FK71012AC711KA1 | SIMOTICS S SYNCHRONOUS MOTOR 1FK7-CT PN=4,3 KW; UZK=600V M0=27NM (100K); NN=2000RPM; NATURAL COOLING; FRAME SIZE IMB 5 (IM V1, IM V3) FLANGE 1 POWER CONNECTOR ROTATABLE ABSOLUTE ENCODER 16BIT + 12BIT MULTITURN, WITH DRIVE-CLIQ INTERFACE (ENCODER AM16DQ) SHAFT WITH FITTED KEY, TOLERANCE N; W/O HOLDING BRAKE PROTECTION CLASS IP65, | 3265 | TEM | 1 | MC | 23.001 | 1
1FK71012AC711KA2 | SIMOTICS S SYNCHRONOUS MOTOR 1FK7-CT PN=4,3 KW; UZK=600V M0=27NM (100K); NN=2000RPM; NATURAL COOLING; FRAME SIZE IMB 5 (IM V1, IM V3) FLANGE 1 POWER CONNECTOR ROTATABLE ABSOLUTE ENCODER 16BIT + 12BIT MULTITURN, WITH DRIVE-CLIQ INTERFACE (ENCODER AM16DQ) SHAFT WITH FITTED KEY, TOLERANCE N; W/O HOLDING BRAKE PROTECTION CLASS IP65, FLANGE ON DRIVE END IP67; | 3265 | TEM | 1 | MC | 23.001 | 1
1FK71012AC711KB0 | SIMOTICS S SYNCHRONOUS MOTOR 1FK7-CT PN=4,3 KW; UZK=600V M0=27NM (100K); NN=2000RPM; NATURAL COOLING; FRAME SIZE IMB 5 (IM V1, IM V3) FLANGE 1 POWER CONNECTOR ROTATABLE ABSOLUTE ENCODER 16BIT + 12BIT MULTITURN, WITH DRIVE-CLIQ INTERFACE (ENCODER AM16DQ) SHAFT WITH FITTED KEY, TOLERANCE N; WITH HOLDING BRAKE PROTECTION CLASS IP64; | 3583 | TEM | 1 | MC | 23.3 | 1
1FK71012AC711KB1 | SIMOTICS S SYNCHRONOUS MOTOR 1FK7-CT PN=4,3 KW; UZK=600V M0=27NM (100K); NN=2000RPM; NATURAL COOLING; FRAME SIZE IMB 5 (IM V1, IM V3) FLANGE 1 POWER CONNECTOR ROTATABLE ABSOLUTE ENCODER 16BIT + 12BIT MULTITURN, WITH DRIVE-CLIQ INTERFACE (ENCODER AM16DQ) SHAFT WITH FITTED KEY, TOLERANCE N; WITH HOLDING BRAKE PROTECTION CLASS IP65, | 3677 | TEM | 1 | MC | 23.3 | 1
1FK71012AC711KB2 | SIMOTICS S SYNCHRONOUS MOTOR 1FK7-CT PN=4,3 KW; UZK=600V M0=27NM (100K); NN=2000RPM; NATURAL COOLING; FRAME SIZE IMB 5 (IM V1, IM V3) FLANGE 1 POWER CONNECTOR ROTATABLE ABSOLUTE ENCODER 16BIT + 12BIT MULTITURN, WITH DRIVE-CLIQ INTERFACE (ENCODER AM16DQ) SHAFT WITH FITTED KEY, TOLERANCE N; WITH HOLDING BRAKE PROTECTION CLASS IP65, FLANGE ON DRIVE END IP67; | 3677 | TEM | 1 | MC | 23.3 | 1
1FK71012AC711KG0 | SIMOTICS S SYNCHRONOUS MOTOR 1FK7-CT PN=4,3 KW; UZK=600V M0=27NM (100K); NN=2000RPM; NATURAL COOLING; FRAME SIZE IMB 5 (IM V1, IM V3) FLANGE 1 POWER CONNECTOR ROTATABLE ABSOLUTE ENCODER 16BIT + 12BIT MULTITURN, WITH DRIVE-CLIQ INTERFACE (ENCODER AM16DQ) PLAIN SHAFT, TOLERANCE N; W/O HOLDING BRAKE PROTECTION CLASS IP64; | 3086 | TEM | 1 | MC | 23.001 | 1
1FK71012AC711KG1 | SIMOTICS S SYNCHRONOUS MOTOR 1FK7-CT PN=4,3 KW; UZK=600V M0=27NM (100K); NN=2000RPM; NATURAL COOLING; FRAME SIZE IMB 5 (IM V1, IM V3) FLANGE 1 POWER CONNECTOR ROTATABLE ABSOLUTE ENCODER 16BIT + 12BIT MULTITURN, WITH DRIVE-CLIQ INTERFACE (ENCODER AM16DQ) PLAIN SHAFT, TOLERANCE N; W/O HOLDING BRAKE PROTECTION CLASS IP65, | 3179 | TEM | 1 | MC | 23.001 | 1
1FK71012AC711KG2 | SIMOTICS S SYNCHRONOUS MOTOR 1FK7-CT PN=4,3 KW; UZK=600V M0=27NM (100K); NN=2000RPM; NATURAL COOLING; FRAME SIZE IMB 5 (IM V1, IM V3) FLANGE 1 POWER CONNECTOR ROTATABLE ABSOLUTE ENCODER 16BIT + 12BIT MULTITURN, WITH DRIVE-CLIQ INTERFACE (ENCODER AM16DQ) PLAIN SHAFT, TOLERANCE N; W/O HOLDING BRAKE PROTECTION CLASS IP65, FLANGE ON DRIVE END IP67; | 3179 | TEM | 1 | MC | 23.001 | 1
1FK71012AC711KH0 | SIMOTICS S SYNCHRONOUS MOTOR 1FK7-CT PN=4,3 KW; UZK=600V M0=27NM (100K); NN=2000RPM; NATURAL COOLING; FRAME SIZE IMB 5 (IM V1, IM V3) FLANGE 1 POWER CONNECTOR ROTATABLE ABSOLUTE ENCODER 16BIT + 12BIT MULTITURN, WITH DRIVE-CLIQ INTERFACE (ENCODER AM16DQ) PLAIN SHAFT, TOLERANCE N; WITH HOLDING BRAKE PROTECTION CLASS IP64; | 3497 | TEM | 1 | MC | 23.3 | 1
1FK71012AC711KH1 | SIMOTICS S SYNCHRONOUS MOTOR 1FK7-CT PN=4,3 KW; UZK=600V M0=27NM (100K); NN=2000RPM; NATURAL COOLING; FRAME SIZE IMB 5 (IM V1, IM V3) FLANGE 1 POWER CONNECTOR ROTATABLE ABSOLUTE ENCODER 16BIT + 12BIT MULTITURN, WITH DRIVE-CLIQ INTERFACE (ENCODER AM16DQ) PLAIN SHAFT, TOLERANCE N; WITH HOLDING BRAKE PROTECTION CLASS IP65, | 3591 | TEM | 1 | MC | 23.3 | 1
1FK71012AC711KH2 | SIMOTICS S SYNCHRONOUS MOTOR 1FK7-CT PN=4,3 KW; UZK=600V M0=27NM (100K); NN=2000RPM; NATURAL COOLING; FRAME SIZE IMB 5 (IM V1, IM V3) FLANGE 1 POWER CONNECTOR ROTATABLE ABSOLUTE ENCODER 16BIT + 12BIT MULTITURN, WITH DRIVE-CLIQ INTERFACE (ENCODER AM16DQ) PLAIN SHAFT, TOLERANCE N; WITH HOLDING BRAKE PROTECTION CLASS IP65, FLANGE ON DRIVE END IP67; | 3591 | TEM | 1 | MC | 23.3 | 1
1FK71012AC711PA0 | SIMOTICS S SYNCHRONOUS MOTOR 1FK7-CT PN=4,3 KW; UZK=600V M0=27NM (100K); NN=2000RPM; NATURAL COOLING; FRAME SIZE IMB 5 (IM V1, IM V3) FLANGE 1 POWER CONNECTOR ROTATABLE RESOLVER 2-POLE, WITH DRIVE CLIQ-INTERFACE SHAFT WITH FITTED KEY, TOLERANCE N; W/O HOLDING BRAKE PROTECTION CLASS IP64; | 2654 | TEM | 1 | MC | 23.101 | 1
1FK71012AC711PA1 | SIMOTICS S SYNCHRONOUS MOTOR 1FK7-CT PN=4,3 KW; UZK=600V M0=27NM (100K); NN=2000RPM; NATURAL COOLING; FRAME SIZE IMB 5 (IM V1, IM V3) FLANGE 1 POWER CONNECTOR ROTATABLE RESOLVER 2-POLE, WITH DRIVE CLIQ-INTERFACE SHAFT WITH FITTED KEY, TOLERANCE N; W/O HOLDING BRAKE PROTECTION CLASS IP65, | 2747 | TEM | 1 | MC | 23.101 | 1
1FK71012AC711PA2 | SIMOTICS S SYNCHRONOUS MOTOR 1FK7-CT PN=4,3 KW; UZK=600V M0=27NM (100K); NN=2000RPM; NATURAL COOLING; FRAME SIZE IMB 5 (IM V1, IM V3) FLANGE 1 POWER CONNECTOR ROTATABLE RESOLVER 2-POLE, WITH DRIVE CLIQ-INTERFACE SHAFT WITH FITTED KEY, TOLERANCE N; W/O HOLDING BRAKE PROTECTION CLASS IP65, FLANGE ON DRIVE END IP67; | 2747 | TEM | 1 | MC | 23.101 | 1
1FK71012AC711PB0 | SIMOTICS S SYNCHRONOUS MOTOR 1FK7-CT PN=4,3 KW; UZK=600V M0=27NM (100K); NN=2000RPM; NATURAL COOLING; FRAME SIZE IMB 5 (IM V1, IM V3) FLANGE 1 POWER CONNECTOR ROTATABLE RESOLVER 2-POLE, WITH DRIVE CLIQ-INTERFACE SHAFT WITH FITTED KEY, TOLERANCE N; WITH HOLDING BRAKE PROTECTION CLASS IP64; | 3065 | TEM | 1 | MC | 23.4 | 1
1FK71012AC711PB1 | SIMOTICS S SYNCHRONOUS MOTOR 1FK7-CT PN=4,3 KW; UZK=600V M0=27NM (100K); NN=2000RPM; NATURAL COOLING; FRAME SIZE IMB 5 (IM V1, IM V3) FLANGE 1 POWER CONNECTOR ROTATABLE RESOLVER 2-POLE, WITH DRIVE CLIQ-INTERFACE SHAFT WITH FITTED KEY, TOLERANCE N; WITH HOLDING BRAKE PROTECTION CLASS IP65, | 3159 | TEM | 1 | MC | 23.4 | 1
1FK71012AC711PB2 | SIMOTICS S SYNCHRONOUS MOTOR 1FK7-CT PN=4,3 KW; UZK=600V M0=27NM (100K); NN=2000RPM; NATURAL COOLING; FRAME SIZE IMB 5 (IM V1, IM V3) FLANGE 1 POWER CONNECTOR ROTATABLE RESOLVER 2-POLE, WITH DRIVE CLIQ-INTERFACE SHAFT WITH FITTED KEY, TOLERANCE N; WITH HOLDING BRAKE PROTECTION CLASS IP65, FLANGE ON DRIVE END IP67; | 3159 | TEM | 1 | MC | 23.4 | 1
1FK71012AC711PG0 | SIMOTICS S SYNCHRONOUS MOTOR 1FK7-CT PN=4,3 KW; UZK=600V M0=27NM (100K); NN=2000RPM; NATURAL COOLING; FRAME SIZE IMB 5 (IM V1, IM V3) FLANGE 1 POWER CONNECTOR ROTATABLE RESOLVER 2-POLE, WITH DRIVE CLIQ-INTERFACE PLAIN SHAFT, TOLERANCE N; W/O HOLDING BRAKE PROTECTION CLASS IP64; | 2568 | TEM | 1 | MC | 23.101 | 1
1FK71012AC711PG1 | SIMOTICS S SYNCHRONOUS MOTOR 1FK7-CT PN=4,3 KW; UZK=600V M0=27NM (100K); NN=2000RPM; NATURAL COOLING; FRAME SIZE IMB 5 (IM V1, IM V3) FLANGE 1 POWER CONNECTOR ROTATABLE RESOLVER 2-POLE, WITH DRIVE CLIQ-INTERFACE PLAIN SHAFT, TOLERANCE N; W/O HOLDING BRAKE PROTECTION CLASS IP65, | 2661 | TEM | 1 | MC | 23.101 | 1
1FK71012AC711PG2 | SIMOTICS S SYNCHRONOUS MOTOR 1FK7-CT PN=4,3 KW; UZK=600V M0=27NM (100K); NN=2000RPM; NATURAL COOLING; FRAME SIZE IMB 5 (IM V1, IM V3) FLANGE 1 POWER CONNECTOR ROTATABLE RESOLVER 2-POLE, WITH DRIVE CLIQ-INTERFACE PLAIN SHAFT, TOLERANCE N; W/O HOLDING BRAKE PROTECTION CLASS IP65, FLANGE ON DRIVE END IP67; | 2661 | TEM | 1 | MC | 23.101 | 1
1FK71012AC711PH0 | SIMOTICS S SYNCHRONOUS MOTOR 1FK7-CT PN=4,3 KW; UZK=600V M0=27NM (100K); NN=2000RPM; NATURAL COOLING; FRAME SIZE IMB 5 (IM V1, IM V3) FLANGE 1 POWER CONNECTOR ROTATABLE RESOLVER 2-POLE, WITH DRIVE CLIQ-INTERFACE PLAIN SHAFT, TOLERANCE N; WITH HOLDING BRAKE PROTECTION CLASS IP64; | 2979 | TEM | 1 | MC | 23.4 | 1
1FK71012AC711PH1 | SIMOTICS S SYNCHRONOUS MOTOR 1FK7-CT PN=4,3 KW; UZK=600V M0=27NM (100K); NN=2000RPM; NATURAL COOLING; FRAME SIZE IMB 5 (IM V1, IM V3) FLANGE 1 POWER CONNECTOR ROTATABLE RESOLVER 2-POLE, WITH DRIVE CLIQ-INTERFACE PLAIN SHAFT, TOLERANCE N; WITH HOLDING BRAKE PROTECTION CLASS IP65, | 3073 | TEM | 1 | MC | 23.4 | 1
1FK71012AC711PH2 | SIMOTICS S SYNCHRONOUS MOTOR 1FK7-CT PN=4,3 KW; UZK=600V M0=27NM (100K); NN=2000RPM; NATURAL COOLING; FRAME SIZE IMB 5 (IM V1, IM V3) FLANGE 1 POWER CONNECTOR ROTATABLE RESOLVER 2-POLE, WITH DRIVE CLIQ-INTERFACE PLAIN SHAFT, TOLERANCE N; WITH HOLDING BRAKE PROTECTION CLASS IP65, FLANGE ON DRIVE END IP67; | 3073 | TEM | 1 | MC | 23.4 | 1
1FK71012AC711QA0 | SIMOTICS S SYNCHRONOUS MOTOR 1FK7-CT PN=4,3 KW; UZK=600V M0=27NM (100K); NN=2000RPM; NATURAL COOLING; FRAME SIZE IMB 5 (IM V1, IM V3) FLANGE 1 POWER CONNECTOR ROTATABLE ABSOLUTE ENCODER SINGLETURN 20 BIT WITH DRIVE-CLIQ INTERFACE (ENCODER AS20DQI) SHAFT WITH FITTED KEY, TOLERANCE N; W/O HOLDING BRAKE PROTECTION CLASS IP64; | 2757 | TEM | 1 | MC | 23.001 | 1
1FK71012AC711QA1 | SIMOTICS S SYNCHRONOUS MOTOR 1FK7-CT PN=4,3 KW; UZK=600V M0=27NM (100K); NN=2000RPM; NATURAL COOLING; FRAME SIZE IMB 5 (IM V1, IM V3) FLANGE 1 POWER CONNECTOR ROTATABLE ABSOLUTE ENCODER SINGLETURN 20 BIT WITH DRIVE-CLIQ INTERFACE (ENCODER AS20DQI) SHAFT WITH FITTED KEY, TOLERANCE N; W/O HOLDING BRAKE PROTECTION CLASS IP65, | 2851 | TEM | 1 | MC | 23.001 | 1
1FK71012AC711QA2 | SIMOTICS S SYNCHRONOUS MOTOR 1FK7-CT PN=4,3 KW; UZK=600V M0=27NM (100K); NN=2000RPM; NATURAL COOLING; FRAME SIZE IMB 5 (IM V1, IM V3) FLANGE 1 POWER CONNECTOR ROTATABLE ABSOLUTE ENCODER SINGLETURN 20 BIT WITH DRIVE-CLIQ INTERFACE (ENCODER AS20DQI) SHAFT WITH FITTED KEY, TOLERANCE N; W/O HOLDING BRAKE PROTECTION CLASS IP65, FLANGE ON DRIVE END IP67; | 2851 | TEM | 1 | MC | 23.001 | 1
1FK71012AC711QB0 | SIMOTICS S SYNCHRONOUS MOTOR 1FK7-CT PN=4,3 KW; UZK=600V M0=27NM (100K); NN=2000RPM; NATURAL COOLING; FRAME SIZE IMB 5 (IM V1, IM V3) FLANGE 1 POWER CONNECTOR ROTATABLE ABSOLUTE ENCODER SINGLETURN 20 BIT WITH DRIVE-CLIQ INTERFACE (ENCODER AS20DQI) SHAFT WITH FITTED KEY, TOLERANCE N; WITH HOLDING BRAKE PROTECTION CLASS IP64; | 3168 | TEM | 1 | MC | 23.3 | 1
1FK71012AC711QB1 | SIMOTICS S SYNCHRONOUS MOTOR 1FK7-CT PN=4,3 KW; UZK=600V M0=27NM (100K); NN=2000RPM; NATURAL COOLING; FRAME SIZE IMB 5 (IM V1, IM V3) FLANGE 1 POWER CONNECTOR ROTATABLE ABSOLUTE ENCODER SINGLETURN 20 BIT WITH DRIVE-CLIQ INTERFACE (ENCODER AS20DQI) SHAFT WITH FITTED KEY, TOLERANCE N; WITH HOLDING BRAKE PROTECTION CLASS IP65, | 3262 | TEM | 1 | MC | 23.3 | 1
1FK71012AC711QB2 | SIMOTICS S SYNCHRONOUS MOTOR 1FK7-CT PN=4,3 KW; UZK=600V M0=27NM (100K); NN=2000RPM; NATURAL COOLING; FRAME SIZE IMB 5 (IM V1, IM V3) FLANGE 1 POWER CONNECTOR ROTATABLE ABSOLUTE ENCODER SINGLETURN 20 BIT WITH DRIVE-CLIQ INTERFACE (ENCODER AS20DQI) SHAFT WITH FITTED KEY, TOLERANCE N; WITH HOLDING BRAKE PROTECTION CLASS IP65, FLANGE ON DRIVE END IP67; | 3262 | TEM | 1 | MC | 23.3 | 1
1FK71012AC711QG0 | SIMOTICS S SYNCHRONOUS MOTOR 1FK7-CT PN=4,3 KW; UZK=600V M0=27NM (100K); NN=2000RPM; NATURAL COOLING; FRAME SIZE IMB 5 (IM V1, IM V3) FLANGE 1 POWER CONNECTOR ROTATABLE ABSOLUTE ENCODER SINGLETURN 20 BIT WITH DRIVE-CLIQ INTERFACE (ENCODER AS20DQI) PLAIN SHAFT, TOLERANCE N; W/O HOLDING BRAKE PROTECTION CLASS IP64; | 2671 | TEM | 1 | MC | 23.001 | 1
1FK71012AC711QG1 | SIMOTICS S SYNCHRONOUS MOTOR 1FK7-CT PN=4,3 KW; UZK=600V M0=27NM (100K); NN=2000RPM; NATURAL COOLING; FRAME SIZE IMB 5 (IM V1, IM V3) FLANGE 1 POWER CONNECTOR ROTATABLE ABSOLUTE ENCODER SINGLETURN 20 BIT WITH DRIVE-CLIQ INTERFACE (ENCODER AS20DQI) PLAIN SHAFT, TOLERANCE N; W/O HOLDING BRAKE PROTECTION CLASS IP65, | 2764 | TEM | 1 | MC | 23.001 | 1
1FK71012AC711QG2 | SIMOTICS S SYNCHRONOUS MOTOR 1FK7-CT PN=4,3 KW; UZK=600V M0=27NM (100K); NN=2000RPM; NATURAL COOLING; FRAME SIZE IMB 5 (IM V1, IM V3) FLANGE 1 POWER CONNECTOR ROTATABLE ABSOLUTE ENCODER SINGLETURN 20 BIT WITH DRIVE-CLIQ INTERFACE (ENCODER AS20DQI) PLAIN SHAFT, TOLERANCE N; W/O HOLDING BRAKE PROTECTION CLASS IP65, FLANGE ON DRIVE END IP67; | 2764 | TEM | 1 | MC | 23.001 | 1
1FK71012AC711QH0 | SIMOTICS S SYNCHRONOUS MOTOR 1FK7-CT PN=4,3 KW; UZK=600V M0=27NM (100K); NN=2000RPM; NATURAL COOLING; FRAME SIZE IMB 5 (IM V1, IM V3) FLANGE 1 POWER CONNECTOR ROTATABLE ABSOLUTE ENCODER SINGLETURN 20 BIT WITH DRIVE-CLIQ INTERFACE (ENCODER AS20DQI) PLAIN SHAFT, TOLERANCE N; WITH HOLDING BRAKE PROTECTION CLASS IP64; | 3082 | TEM | 1 | MC | 23.3 | 1
1FK71012AC711QH1 | SIMOTICS S SYNCHRONOUS MOTOR 1FK7-CT PN=4,3 KW; UZK=600V M0=27NM (100K); NN=2000RPM; NATURAL COOLING; FRAME SIZE IMB 5 (IM V1, IM V3) FLANGE 1 POWER CONNECTOR ROTATABLE ABSOLUTE ENCODER SINGLETURN 20 BIT WITH DRIVE-CLIQ INTERFACE (ENCODER AS20DQI) PLAIN SHAFT, TOLERANCE N; WITH HOLDING BRAKE PROTECTION CLASS IP65, | 3176 | TEM | 1 | MC | 23.3 | 1
1FK71012AC711QH2 | SIMOTICS S SYNCHRONOUS MOTOR 1FK7-CT PN=4,3 KW; UZK=600V M0=27NM (100K); NN=2000RPM; NATURAL COOLING; FRAME SIZE IMB 5 (IM V1, IM V3) FLANGE 1 POWER CONNECTOR ROTATABLE ABSOLUTE ENCODER SINGLETURN 20 BIT WITH DRIVE-CLIQ INTERFACE (ENCODER AS20DQI) PLAIN SHAFT, TOLERANCE N; WITH HOLDING BRAKE PROTECTION CLASS IP65, FLANGE ON DRIVE END IP67; | 3176 | TEM | 1 | MC | 23.3 | 1
1FK71012AC711RA0 | SIMOTICS S SYNCHRONOUS MOTOR 1FK7-CT PN=4,3 KW; UZK=600V M0=27NM (100K); NN=2000RPM; NATURAL COOLING; FRAME SIZE IMB 5 (IM V1, IM V3) FLANGE 1 POWER CONNECTOR ROTATABLE ABSOLUTE ENCODER 20 BIT + 12 BIT MULTITURN WITH DRIVE-CLIQ INTERFACE (ENCODER AM20DQI) SHAFT WITH FITTED KEY, TOLERANCE N; W/O HOLDING BRAKE PROTECTION CLASS IP64; | 3131 | TEM | 1 | MC | 23.001 | 1
1FK71012AC711RA1 | SIMOTICS S SYNCHRONOUS MOTOR 1FK7-CT PN=4,3 KW; UZK=600V M0=27NM (100K); NN=2000RPM; NATURAL COOLING; FRAME SIZE IMB 5 (IM V1, IM V3) FLANGE 1 POWER CONNECTOR ROTATABLE ABSOLUTE ENCODER 20 BIT + 12 BIT MULTITURN WITH DRIVE-CLIQ INTERFACE (ENCODER AM20DQI) SHAFT WITH FITTED KEY, TOLERANCE N; W/O HOLDING BRAKE PROTECTION CLASS IP65, | 3225 | TEM | 1 | MC | 23.001 | 1
1FK71012AC711RA2 | SIMOTICS S SYNCHRONOUS MOTOR 1FK7-CT PN=4,3 KW; UZK=600V M0=27NM (100K); NN=2000RPM; NATURAL COOLING; FRAME SIZE IMB 5 (IM V1, IM V3) FLANGE 1 POWER CONNECTOR ROTATABLE ABSOLUTE ENCODER 20 BIT + 12 BIT MULTITURN WITH DRIVE-CLIQ INTERFACE (ENCODER AM20DQI) SHAFT WITH FITTED KEY, TOLERANCE N; W/O HOLDING BRAKE PROTECTION CLASS IP65, FLANGE ON DRIVE END IP67; | 3225 | TEM | 1 | MC | 23.001 | 1
1FK71012AC711RB0 | SIMOTICS S SYNCHRONOUS MOTOR 1FK7-CT PN=4,3 KW; UZK=600V M0=27NM (100K); NN=2000RPM; NATURAL COOLING; FRAME SIZE IMB 5 (IM V1, IM V3) FLANGE 1 POWER CONNECTOR ROTATABLE ABSOLUTE ENCODER 20 BIT + 12 BIT MULTITURN WITH DRIVE-CLIQ INTERFACE (ENCODER AM20DQI) SHAFT WITH FITTED KEY, TOLERANCE N; WITH HOLDING BRAKE PROTECTION CLASS IP64; | 3542 | TEM | 1 | MC | 23.3 | 1
1FK71012AC711RB1 | SIMOTICS S SYNCHRONOUS MOTOR 1FK7-CT PN=4,3 KW; UZK=600V M0=27NM (100K); NN=2000RPM; NATURAL COOLING; FRAME SIZE IMB 5 (IM V1, IM V3) FLANGE 1 POWER CONNECTOR ROTATABLE ABSOLUTE ENCODER 20 BIT + 12 BIT MULTITURN WITH DRIVE-CLIQ INTERFACE (ENCODER AM20DQI) SHAFT WITH FITTED KEY, TOLERANCE N; WITH HOLDING BRAKE PROTECTION CLASS IP65, | 3636 | TEM | 1 | MC | 23.3 | 1
1FK71012AC711RB2 | SIMOTICS S SYNCHRONOUS MOTOR 1FK7-CT PN=4,3 KW; UZK=600V M0=27NM (100K); NN=2000RPM; NATURAL COOLING; FRAME SIZE IMB 5 (IM V1, IM V3) FLANGE 1 POWER CONNECTOR ROTATABLE ABSOLUTE ENCODER 20 BIT + 12 BIT MULTITURN WITH DRIVE-CLIQ INTERFACE (ENCODER AM20DQI) SHAFT WITH FITTED KEY, TOLERANCE N; WITH HOLDING BRAKE PROTECTION CLASS IP65, FLANGE ON DRIVE END IP67; | 3636 | TEM | 1 | MC | 23.3 | 1
1FK71012AC711RG0 | SIMOTICS S SYNCHRONOUS MOTOR 1FK7-CT PN=4,3 KW; UZK=600V M0=27NM (100K); NN=2000RPM; NATURAL COOLING; FRAME SIZE IMB 5 (IM V1, IM V3) FLANGE 1 POWER CONNECTOR ROTATABLE ABSOLUTE ENCODER 20 BIT + 12 BIT MULTITURN WITH DRIVE-CLIQ INTERFACE (ENCODER AM20DQI) PLAIN SHAFT, TOLERANCE N; W/O HOLDING BRAKE PROTECTION CLASS IP64; | 3045 | TEM | 1 | MC | 23.001 | 1
1FK71012AC711RG1 | SIMOTICS S SYNCHRONOUS MOTOR 1FK7-CT PN=4,3 KW; UZK=600V M0=27NM (100K); NN=2000RPM; NATURAL COOLING; FRAME SIZE IMB 5 (IM V1, IM V3) FLANGE 1 POWER CONNECTOR ROTATABLE ABSOLUTE ENCODER 20 BIT + 12 BIT MULTITURN WITH DRIVE-CLIQ INTERFACE (ENCODER AM20DQI) PLAIN SHAFT, TOLERANCE N; W/O HOLDING BRAKE PROTECTION CLASS IP65, | 3138 | TEM | 1 | MC | 23.001 | 1
1FK71012AC711RG2 | SIMOTICS S SYNCHRONOUS MOTOR 1FK7-CT PN=4,3 KW; UZK=600V M0=27NM (100K); NN=2000RPM; NATURAL COOLING; FRAME SIZE IMB 5 (IM V1, IM V3) FLANGE 1 POWER CONNECTOR ROTATABLE ABSOLUTE ENCODER 20 BIT + 12 BIT MULTITURN WITH DRIVE-CLIQ INTERFACE (ENCODER AM20DQI) PLAIN SHAFT, TOLERANCE N; W/O HOLDING BRAKE PROTECTION CLASS IP65, FLANGE ON DRIVE END IP67; | 3138 | TEM | 1 | MC | 23.001 | 1
1FK71012AC711RH0 | SIMOTICS S SYNCHRONOUS MOTOR 1FK7-CT PN=4,3 KW; UZK=600V M0=27NM (100K); NN=2000RPM; NATURAL COOLING; FRAME SIZE IMB 5 (IM V1, IM V3) FLANGE 1 POWER CONNECTOR ROTATABLE ABSOLUTE ENCODER 20 BIT + 12 BIT MULTITURN WITH DRIVE-CLIQ INTERFACE (ENCODER AM20DQI) PLAIN SHAFT, TOLERANCE N; WITH HOLDING BRAKE PROTECTION CLASS IP64; | 3456 | TEM | 1 | MC | 23.3 | 1
1FK71012AC711RH1 | SIMOTICS S SYNCHRONOUS MOTOR 1FK7-CT PN=4,3 KW; UZK=600V M0=27NM (100K); NN=2000RPM; NATURAL COOLING; FRAME SIZE IMB 5 (IM V1, IM V3) FLANGE 1 POWER CONNECTOR ROTATABLE ABSOLUTE ENCODER 20 BIT + 12 BIT MULTITURN WITH DRIVE-CLIQ INTERFACE (ENCODER AM20DQI) PLAIN SHAFT, TOLERANCE N; WITH HOLDING BRAKE PROTECTION CLASS IP65, | 3550 | TEM | 1 | MC | 23.3 | 1
1FK71012AC711RH2 | SIMOTICS S SYNCHRONOUS MOTOR 1FK7-CT PN=4,3 KW; UZK=600V M0=27NM (100K); NN=2000RPM; NATURAL COOLING; FRAME SIZE IMB 5 (IM V1, IM V3) FLANGE 1 POWER CONNECTOR ROTATABLE ABSOLUTE ENCODER 20 BIT + 12 BIT MULTITURN WITH DRIVE-CLIQ INTERFACE (ENCODER AM20DQI) PLAIN SHAFT, TOLERANCE N; WITH HOLDING BRAKE PROTECTION CLASS IP65, FLANGE ON DRIVE END IP67; | 3550 | TEM | 1 | MC | 23.3 | 1
1FK71012AC711SA0 | SIMOTICS S SYNCHRONOUS MOTOR 1FK7-CT PN=4,3 KW; UZK=600V M0=27NM (100K); NN=2000RPM; NATURAL COOLING; FRAME SIZE IMB 5 (IM V1, IM V3) FLANGE 1, WITH KTY TEMPERATURESENSOR POWER CONNECTOR ROTATABLE RESOLVER MULTI-POLE (RESOLVER P=4); SHAFT WITH FITTED KEY, TOLERANCE N; W/O HOLDING BRAKE PROTECTION CLASS IP64; | 2413 | TEM | 1 | MC | 23.002 | 1
1FK71012AC711SA1 | SIMOTICS S SYNCHRONOUS MOTOR 1FK7-CT PN=4,3 KW; UZK=600V M0=27NM (100K); NN=2000RPM; NATURAL COOLING; FRAME SIZE IMB 5 (IM V1, IM V3) FLANGE 1, WITH KTY TEMPERATURESENSOR POWER CONNECTOR ROTATABLE RESOLVER MULTI-POLE (RESOLVER P=4); SHAFT WITH FITTED KEY, TOLERANCE N; W/O HOLDING BRAKE PROTECTION CLASS IP65, | 2506 | TEM | 1 | MC | 23.002 | 1
1FK71012AC711SA2 | SIMOTICS S SYNCHRONOUS MOTOR 1FK7-CT PN=4,3 KW; UZK=600V M0=27NM (100K); NN=2000RPM; NATURAL COOLING; FRAME SIZE IMB 5 (IM V1, IM V3) FLANGE 1, WITH KTY TEMPERATURESENSOR POWER CONNECTOR ROTATABLE RESOLVER MULTI-POLE (RESOLVER P=4); SHAFT WITH FITTED KEY, TOLERANCE N; W/O HOLDING BRAKE PROTECTION CLASS IP65, FLANGE ON DRIVE END IP67; | 2506 | TEM | 1 | MC | 23.002 | 1
1FK71012AC711SB0 | SIMOTICS S SYNCHRONOUS MOTOR 1FK7-CT PN=4,3 KW; UZK=600V M0=27NM (100K); NN=2000RPM; NATURAL COOLING; FRAME SIZE IMB 5 (IM V1, IM V3) FLANGE 1, WITH KTY TEMPERATURESENSOR POWER CONNECTOR ROTATABLE RESOLVER MULTI-POLE (RESOLVER P=4); SHAFT WITH FITTED KEY, TOLERANCE N; WITH HOLDING BRAKE PROTECTION CLASS IP64; | 2824 | TEM | 1 | MC | 23.301 | 1
1FK71012AC711SB1 | SIMOTICS S SYNCHRONOUS MOTOR 1FK7-CT PN=4,3 KW; UZK=600V M0=27NM (100K); NN=2000RPM; NATURAL COOLING; FRAME SIZE IMB 5 (IM V1, IM V3) FLANGE 1, WITH KTY TEMPERATURESENSOR POWER CONNECTOR ROTATABLE RESOLVER MULTI-POLE (RESOLVER P=4); SHAFT WITH FITTED KEY, TOLERANCE N; WITH HOLDING BRAKE PROTECTION CLASS IP65, | 2918 | TEM | 1 | MC | 23.301 | 1
1FK71012AC711SB2 | SIMOTICS S SYNCHRONOUS MOTOR 1FK7-CT PN=4,3 KW; UZK=600V M0=27NM (100K); NN=2000RPM; NATURAL COOLING; FRAME SIZE IMB 5 (IM V1, IM V3) FLANGE 1, WITH KTY TEMPERATURESENSOR POWER CONNECTOR ROTATABLE RESOLVER MULTI-POLE (RESOLVER P=4); SHAFT WITH FITTED KEY, TOLERANCE N; WITH HOLDING BRAKE PROTECTION CLASS IP65, FLANGE ON DRIVE END IP67; | 2918 | TEM | 1 | MC | 23.301 | 1
1FK71012AC711SG0 | SIMOTICS S SYNCHRONOUS MOTOR 1FK7-CT PN=4,3 KW; UZK=600V M0=27NM (100K); NN=2000RPM; NATURAL COOLING; FRAME SIZE IMB 5 (IM V1, IM V3) FLANGE 1, WITH KTY TEMPERATURESENSOR POWER CONNECTOR ROTATABLE RESOLVER MULTI-POLE (RESOLVER P=4); PLAIN SHAFT, TOLERANCE N; W/O HOLDING BRAKE PROTECTION CLASS IP64; | 2327 | TEM | 1 | MC | 23.002 | 1
1FK71012AC711SG1 | SIMOTICS S SYNCHRONOUS MOTOR 1FK7-CT PN=4,3 KW; UZK=600V M0=27NM (100K); NN=2000RPM; NATURAL COOLING; FRAME SIZE IMB 5 (IM V1, IM V3) FLANGE 1, WITH KTY TEMPERATURESENSOR POWER CONNECTOR ROTATABLE RESOLVER MULTI-POLE (RESOLVER P=4); PLAIN SHAFT, TOLERANCE N; W/O HOLDING BRAKE PROTECTION CLASS IP65, | 2420 | TEM | 1 | MC | 23.002 | 1
1FK71012AC711SG2 | SIMOTICS S SYNCHRONOUS MOTOR 1FK7-CT PN=4,3 KW; UZK=600V M0=27NM (100K); NN=2000RPM; NATURAL COOLING; FRAME SIZE IMB 5 (IM V1, IM V3) FLANGE 1, WITH KTY TEMPERATURESENSOR POWER CONNECTOR ROTATABLE RESOLVER MULTI-POLE (RESOLVER P=4); PLAIN SHAFT, TOLERANCE N; W/O HOLDING BRAKE PROTECTION CLASS IP65, FLANGE ON DRIVE END IP67; | 2420 | TEM | 1 | MC | 23.002 | 1
1FK71012AC711SH0 | SIMOTICS S SYNCHRONOUS MOTOR 1FK7-CT PN=4,3 KW; UZK=600V M0=27NM (100K); NN=2000RPM; NATURAL COOLING; FRAME SIZE IMB 5 (IM V1, IM V3) FLANGE 1, WITH KTY TEMPERATURESENSOR POWER CONNECTOR ROTATABLE RESOLVER MULTI-POLE (RESOLVER P=4); PLAIN SHAFT, TOLERANCE N; WITH HOLDING BRAKE PROTECTION CLASS IP64; | 2738 | TEM | 1 | MC | 23.301 | 1
1FK71012AC711SH1 | SIMOTICS S SYNCHRONOUS MOTOR 1FK7-CT PN=4,3 KW; UZK=600V M0=27NM (100K); NN=2000RPM; NATURAL COOLING; FRAME SIZE IMB 5 (IM V1, IM V3) FLANGE 1, WITH KTY TEMPERATURESENSOR POWER CONNECTOR ROTATABLE RESOLVER MULTI-POLE (RESOLVER P=4); PLAIN SHAFT, TOLERANCE N; WITH HOLDING BRAKE PROTECTION CLASS IP65, | 2832 | TEM | 1 | MC | 23.301 | 1
1FK71012AC711SH2 | SIMOTICS S SYNCHRONOUS MOTOR 1FK7-CT PN=4,3 KW; UZK=600V M0=27NM (100K); NN=2000RPM; NATURAL COOLING; FRAME SIZE IMB 5 (IM V1, IM V3) FLANGE 1, WITH KTY TEMPERATURESENSOR POWER CONNECTOR ROTATABLE RESOLVER MULTI-POLE (RESOLVER P=4); PLAIN SHAFT, TOLERANCE N; WITH HOLDING BRAKE PROTECTION CLASS IP65, FLANGE ON DRIVE END IP67; | 2832 | TEM | 1 | MC | 23.301 | 1
1FK71012AC711TA0 | SIMOTICS S SYNCHRONOUS MOTOR 1FK7-CT PN=4,3 KW; UZK=600V M0=27NM (100K); NN=2000RPM; NATURAL COOLING; FRAME SIZE IMB 5 (IM V1, IM V3) FLANGE 1, WITH KTY TEMPERATURESENSOR POWER CONNECTOR ROTATABLE RESOLVER 2-POLE (RESOLVER P=1); SHAFT WITH FITTED KEY, TOLERANCE N; W/O HOLDING BRAKE PROTECTION CLASS IP64; | 2413 | TEM | 1 | MC | 23.002 | 1
1FK71012AC711TA1 | SIMOTICS S SYNCHRONOUS MOTOR 1FK7-CT PN=4,3 KW; UZK=600V M0=27NM (100K); NN=2000RPM; NATURAL COOLING; FRAME SIZE IMB 5 (IM V1, IM V3) FLANGE 1, WITH KTY TEMPERATURESENSOR POWER CONNECTOR ROTATABLE RESOLVER 2-POLE (RESOLVER P=1); SHAFT WITH FITTED KEY, TOLERANCE N; W/O HOLDING BRAKE PROTECTION CLASS IP65, | 2506 | TEM | 1 | MC | 23.002 | 1
1FK71012AC711TA2 | SIMOTICS S SYNCHRONOUS MOTOR 1FK7-CT PN=4,3 KW; UZK=600V M0=27NM (100K); NN=2000RPM; NATURAL COOLING; FRAME SIZE IMB 5 (IM V1, IM V3) FLANGE 1, WITH KTY TEMPERATURESENSOR POWER CONNECTOR ROTATABLE RESOLVER 2-POLE (RESOLVER P=1); SHAFT WITH FITTED KEY, TOLERANCE N; W/O HOLDING BRAKE PROTECTION CLASS IP65, FLANGE ON DRIVE END IP67; | 2506 | TEM | 1 | MC | 23.002 | 1
1FK71012AC711TB0 | SIMOTICS S SYNCHRONOUS MOTOR 1FK7-CT PN=4,3 KW; UZK=600V M0=27NM (100K); NN=2000RPM; NATURAL COOLING; FRAME SIZE IMB 5 (IM V1, IM V3) FLANGE 1, WITH KTY TEMPERATURESENSOR POWER CONNECTOR ROTATABLE RESOLVER 2-POLE (RESOLVER P=1); SHAFT WITH FITTED KEY, TOLERANCE N; WITH HOLDING BRAKE PROTECTION CLASS IP64; | 2824 | TEM | 1 | MC | 23.301 | 1
1FK71012AC711TB1 | SIMOTICS S SYNCHRONOUS MOTOR 1FK7-CT PN=4,3 KW; UZK=600V M0=27NM (100K); NN=2000RPM; NATURAL COOLING; FRAME SIZE IMB 5 (IM V1, IM V3) FLANGE 1, WITH KTY TEMPERATURESENSOR POWER CONNECTOR ROTATABLE RESOLVER 2-POLE (RESOLVER P=1); SHAFT WITH FITTED KEY, TOLERANCE N; WITH HOLDING BRAKE PROTECTION CLASS IP65, | 2918 | TEM | 1 | MC | 23.301 | 1
1FK71012AC711TB2 | SIMOTICS S SYNCHRONOUS MOTOR 1FK7-CT PN=4,3 KW; UZK=600V M0=27NM (100K); NN=2000RPM; NATURAL COOLING; FRAME SIZE IMB 5 (IM V1, IM V3) FLANGE 1, WITH KTY TEMPERATURESENSOR POWER CONNECTOR ROTATABLE RESOLVER 2-POLE (RESOLVER P=1); SHAFT WITH FITTED KEY, TOLERANCE N; WITH HOLDING BRAKE PROTECTION CLASS IP65, FLANGE ON DRIVE END IP67; | 2918 | TEM | 1 | MC | 23.301 | 1
1FK71012AC711TG0 | SIMOTICS S SYNCHRONOUS MOTOR 1FK7-CT PN=4,3 KW; UZK=600V M0=27NM (100K); NN=2000RPM; NATURAL COOLING; FRAME SIZE IMB 5 (IM V1, IM V3) FLANGE 1, WITH KTY TEMPERATURESENSOR POWER CONNECTOR ROTATABLE RESOLVER 2-POLE (RESOLVER P=1); PLAIN SHAFT, TOLERANCE N; W/O HOLDING BRAKE PROTECTION CLASS IP64; | 2327 | TEM | 1 | MC | 23.002 | 1
1FK71012AC711TG1 | SIMOTICS S SYNCHRONOUS MOTOR 1FK7-CT PN=4,3 KW; UZK=600V M0=27NM (100K); NN=2000RPM; NATURAL COOLING; FRAME SIZE IMB 5 (IM V1, IM V3) FLANGE 1, WITH KTY TEMPERATURESENSOR POWER CONNECTOR ROTATABLE RESOLVER 2-POLE (RESOLVER P=1); PLAIN SHAFT, TOLERANCE N; W/O HOLDING BRAKE PROTECTION CLASS IP65, | 2420 | TEM | 1 | MC | 23.002 | 1
1FK71012AC711TG2 | SIMOTICS S SYNCHRONOUS MOTOR 1FK7-CT PN=4,3 KW; UZK=600V M0=27NM (100K); NN=2000RPM; NATURAL COOLING; FRAME SIZE IMB 5 (IM V1, IM V3) FLANGE 1, WITH KTY TEMPERATURESENSOR POWER CONNECTOR ROTATABLE RESOLVER 2-POLE (RESOLVER P=1); PLAIN SHAFT, TOLERANCE N; W/O HOLDING BRAKE PROTECTION CLASS IP65, FLANGE ON DRIVE END IP67; | 2420 | TEM | 1 | MC | 23.002 | 1
1FK71012AC711TH0 | SIMOTICS S SYNCHRONOUS MOTOR 1FK7-CT PN=4,3 KW; UZK=600V M0=27NM (100K); NN=2000RPM; NATURAL COOLING; FRAME SIZE IMB 5 (IM V1, IM V3) FLANGE 1, WITH KTY TEMPERATURESENSOR POWER CONNECTOR ROTATABLE RESOLVER 2-POLE (RESOLVER P=1); PLAIN SHAFT, TOLERANCE N; WITH HOLDING BRAKE PROTECTION CLASS IP64; | 2738 | TEM | 1 | MC | 23.301 | 1
1FK71012AC711TH1 | SIMOTICS S SYNCHRONOUS MOTOR 1FK7-CT PN=4,3 KW; UZK=600V M0=27NM (100K); NN=2000RPM; NATURAL COOLING; FRAME SIZE IMB 5 (IM V1, IM V3) FLANGE 1, WITH KTY TEMPERATURESENSOR POWER CONNECTOR ROTATABLE RESOLVER 2-POLE (RESOLVER P=1); PLAIN SHAFT, TOLERANCE N; WITH HOLDING BRAKE PROTECTION CLASS IP65, | 2832 | TEM | 1 | MC | 23.301 | 1
1FK71012AC711TH2 | SIMOTICS S SYNCHRONOUS MOTOR 1FK7-CT PN=4,3 KW; UZK=600V M0=27NM (100K); NN=2000RPM; NATURAL COOLING; FRAME SIZE IMB 5 (IM V1, IM V3) FLANGE 1, WITH KTY TEMPERATURESENSOR POWER CONNECTOR ROTATABLE RESOLVER 2-POLE (RESOLVER P=1); PLAIN SHAFT, TOLERANCE N; WITH HOLDING BRAKE PROTECTION CLASS IP65, FLANGE ON DRIVE END IP67; | 2832 | TEM | 1 | MC | 23.301 | 1
1FK71012AC711UA0 | SIMOTICS S SYNCHRONOUS MOTOR 1FK7-CT PN=4,3 KW; UZK=600V M0=27NM (100K); NN=2000RPM; NATURAL COOLING; FRAME SIZE IMB 5 (IM V1, IM V3) FLANGE 1 POWER CONNECTOR ROTATABLE RESOLVER MULTI-POLE WITH DRIVE-CLIQ INTERFACE; SHAFT WITH FITTED KEY, TOLERANCE N; W/O HOLDING BRAKE PROTECTION CLASS IP64; | 2654 | TEM | 1 | MC | 23.002 | 1
1FK71012AC711UA1 | SIMOTICS S SYNCHRONOUS MOTOR 1FK7-CT PN=4,3 KW; UZK=600V M0=27NM (100K); NN=2000RPM; NATURAL COOLING; FRAME SIZE IMB 5 (IM V1, IM V3) FLANGE 1 POWER CONNECTOR ROTATABLE RESOLVER MULTI-POLE WITH DRIVE-CLIQ INTERFACE; SHAFT WITH FITTED KEY, TOLERANCE N; W/O HOLDING BRAKE PROTECTION CLASS IP65, | 2747 | TEM | 1 | MC | 23.002 | 1
1FK71012AC711UA2 | SIMOTICS S SYNCHRONOUS MOTOR 1FK7-CT PN=4,3 KW; UZK=600V M0=27NM (100K); NN=2000RPM; NATURAL COOLING; FRAME SIZE IMB 5 (IM V1, IM V3) FLANGE 1 POWER CONNECTOR ROTATABLE RESOLVER MULTI-POLE WITH DRIVE-CLIQ INTERFACE; SHAFT WITH FITTED KEY, TOLERANCE N; W/O HOLDING BRAKE PROTECTION CLASS IP65, FLANGE ON DRIVE END IP67; | 2747 | TEM | 1 | MC | 23.002 | 1
1FK71012AC711UB0 | SIMOTICS S SYNCHRONOUS MOTOR 1FK7-CT PN=4,3 KW; UZK=600V M0=27NM (100K); NN=2000RPM; NATURAL COOLING; FRAME SIZE IMB 5 (IM V1, IM V3) FLANGE 1 POWER CONNECTOR ROTATABLE RESOLVER MULTI-POLE WITH DRIVE-CLIQ INTERFACE; SHAFT WITH FITTED KEY, TOLERANCE N; WITH HOLDING BRAKE PROTECTION CLASS IP64; | 3065 | TEM | 1 | MC | 23.301 | 1
1FK71012AC711UB1 | SIMOTICS S SYNCHRONOUS MOTOR 1FK7-CT PN=4,3 KW; UZK=600V M0=27NM (100K); NN=2000RPM; NATURAL COOLING; FRAME SIZE IMB 5 (IM V1, IM V3) FLANGE 1 POWER CONNECTOR ROTATABLE RESOLVER MULTI-POLE WITH DRIVE-CLIQ INTERFACE; SHAFT WITH FITTED KEY, TOLERANCE N; WITH HOLDING BRAKE PROTECTION CLASS IP65, | 3159 | TEM | 1 | MC | 23.301 | 1
1FK71012AC711UB2 | SIMOTICS S SYNCHRONOUS MOTOR 1FK7-CT PN=4,3 KW; UZK=600V M0=27NM (100K); NN=2000RPM; NATURAL COOLING; FRAME SIZE IMB 5 (IM V1, IM V3) FLANGE 1 POWER CONNECTOR ROTATABLE RESOLVER MULTI-POLE WITH DRIVE-CLIQ INTERFACE; SHAFT WITH FITTED KEY, TOLERANCE N; WITH HOLDING BRAKE PROTECTION CLASS IP65, FLANGE ON DRIVE END IP67; | 3159 | TEM | 1 | MC | 23.301 | 1
1FK71012AC711UG0 | SIMOTICS S SYNCHRONOUS MOTOR 1FK7-CT PN=4,3 KW; UZK=600V M0=27NM (100K); NN=2000RPM; NATURAL COOLING; FRAME SIZE IMB 5 (IM V1, IM V3) FLANGE 1 POWER CONNECTOR ROTATABLE RESOLVER MULTI-POLE WITH DRIVE-CLIQ INTERFACE; PLAIN SHAFT, TOLERANCE N; W/O HOLDING BRAKE PROTECTION CLASS IP64; | 2568 | TEM | 1 | MC | 23.002 | 1
1FK71012AC711UG1 | SIMOTICS S SYNCHRONOUS MOTOR 1FK7-CT PN=4,3 KW; UZK=600V M0=27NM (100K); NN=2000RPM; NATURAL COOLING; FRAME SIZE IMB 5 (IM V1, IM V3) FLANGE 1 POWER CONNECTOR ROTATABLE RESOLVER MULTI-POLE WITH DRIVE-CLIQ INTERFACE; PLAIN SHAFT, TOLERANCE N; W/O HOLDING BRAKE PROTECTION CLASS IP65, | 2661 | TEM | 1 | MC | 23.002 | 1
1FK71012AC711UG2 | SIMOTICS S SYNCHRONOUS MOTOR 1FK7-CT PN=4,3 KW; UZK=600V M0=27NM (100K); NN=2000RPM; NATURAL COOLING; FRAME SIZE IMB 5 (IM V1, IM V3) FLANGE 1 POWER CONNECTOR ROTATABLE RESOLVER MULTI-POLE WITH DRIVE-CLIQ INTERFACE; PLAIN SHAFT, TOLERANCE N; W/O HOLDING BRAKE PROTECTION CLASS IP65, FLANGE ON DRIVE END IP67; | 2661 | TEM | 1 | MC | 23.002 | 1
1FK71012AC711UH0 | SIMOTICS S SYNCHRONOUS MOTOR 1FK7-CT PN=4,3 KW; UZK=600V M0=27NM (100K); NN=2000RPM; NATURAL COOLING; FRAME SIZE IMB 5 (IM V1, IM V3) FLANGE 1 POWER CONNECTOR ROTATABLE RESOLVER MULTI-POLE WITH DRIVE-CLIQ INTERFACE; PLAIN SHAFT, TOLERANCE N; WITH HOLDING BRAKE PROTECTION CLASS IP64; | 2979 | TEM | 1 | MC | 23.301 | 1
1FK71012AC711UH1 | SIMOTICS S SYNCHRONOUS MOTOR 1FK7-CT PN=4,3 KW; UZK=600V M0=27NM (100K); NN=2000RPM; NATURAL COOLING; FRAME SIZE IMB 5 (IM V1, IM V3) FLANGE 1 POWER CONNECTOR ROTATABLE RESOLVER MULTI-POLE WITH DRIVE-CLIQ INTERFACE; PLAIN SHAFT, TOLERANCE N; WITH HOLDING BRAKE PROTECTION CLASS IP65, | 3073 | TEM | 1 | MC | 23.301 | 1
1FK71012AC711UH2 | SIMOTICS S SYNCHRONOUS MOTOR 1FK7-CT PN=4,3 KW; UZK=600V M0=27NM (100K); NN=2000RPM; NATURAL COOLING; FRAME SIZE IMB 5 (IM V1, IM V3) FLANGE 1 POWER CONNECTOR ROTATABLE RESOLVER MULTI-POLE WITH DRIVE-CLIQ INTERFACE; PLAIN SHAFT, TOLERANCE N; WITH HOLDING BRAKE PROTECTION CLASS IP65, FLANGE ON DRIVE END IP67; | 3073 | TEM | 1 | MC | 23.301 | 1
1FK71012AF711AA0 | SIMOTICS S SYNCHRONOUS MOTOR 1FK7-CT PN=4,9 KW; UZK=600V M0=27NM (100K); NN=3000RPM; NATURAL COOLING; FRAME SIZE IMB 5 (IM V1, IM V3) FLANGE 1, WITH KTY TEMPERATURESENSOR POWER CONNECTOR ROTATABLE INCREMENTAL ENCODER SIN/COS 1VPP;2048 S/R W. C-AND D-SPUR (ENCODER IC2048S/R) SHAFT WITH FITTED KEY, TOLERANCE N; W/O HOLDING BRAKE PROTECTION CLASS IP64; | 2999 | TEM | 1 | MC | 23.001 | 1
1FK71012AF711AA1 | SIMOTICS S SYNCHRONOUS MOTOR 1FK7-CT PN=4,9 KW; UZK=600V M0=27NM (100K); NN=3000RPM; NATURAL COOLING; FRAME SIZE IMB 5 (IM V1, IM V3) FLANGE 1, WITH KTY TEMPERATURESENSOR POWER CONNECTOR ROTATABLE INCREMENTAL ENCODER SIN/COS 1VPP;2048 S/R W. C-AND D-SPUR (ENCODER IC2048S/R) SHAFT WITH FITTED KEY, TOLERANCE N; W/O HOLDING BRAKE PROTECTION CLASS IP65, | 3092 | TEM | 1 | MC | 23.001 | 1
1FK71012AF711AA2 | SIMOTICS S SYNCHRONOUS MOTOR 1FK7-CT PN=4,9 KW; UZK=600V M0=27NM (100K); NN=3000RPM; NATURAL COOLING; FRAME SIZE IMB 5 (IM V1, IM V3) FLANGE 1, WITH KTY TEMPERATURESENSOR POWER CONNECTOR ROTATABLE INCREMENTAL ENCODER SIN/COS 1VPP;2048 S/R W. C-AND D-SPUR (ENCODER IC2048S/R) SHAFT WITH FITTED KEY, TOLERANCE N; W/O HOLDING BRAKE PROTECTION CLASS IP65, FLANGE ON DRIVE END IP67; | 3092 | TEM | 1 | MC | 23.001 | 1
1FK71012AF711AB0 | SIMOTICS S SYNCHRONOUS MOTOR 1FK7-CT PN=4,9 KW; UZK=600V M0=27NM (100K); NN=3000RPM; NATURAL COOLING; FRAME SIZE IMB 5 (IM V1, IM V3) FLANGE 1, WITH KTY TEMPERATURESENSOR POWER CONNECTOR ROTATABLE INCREMENTAL ENCODER SIN/COS 1VPP;2048 S/R W. C-AND D-SPUR (ENCODER IC2048S/R) SHAFT WITH FITTED KEY, TOLERANCE N; WITH HOLDING BRAKE PROTECTION CLASS IP64; | 3410 | TEM | 1 | MC | 23.3 | 1
1FK71012AF711AB1 | SIMOTICS S SYNCHRONOUS MOTOR 1FK7-CT PN=4,9 KW; UZK=600V M0=27NM (100K); NN=3000RPM; NATURAL COOLING; FRAME SIZE IMB 5 (IM V1, IM V3) FLANGE 1, WITH KTY TEMPERATURESENSOR POWER CONNECTOR ROTATABLE INCREMENTAL ENCODER SIN/COS 1VPP;2048 S/R W. C-AND D-SPUR (ENCODER IC2048S/R) SHAFT WITH FITTED KEY, TOLERANCE N; WITH HOLDING BRAKE PROTECTION CLASS IP65, | 3504 | TEM | 1 | MC | 23.3 | 1
1FK71012AF711AB2 | SIMOTICS S SYNCHRONOUS MOTOR 1FK7-CT PN=4,9 KW; UZK=600V M0=27NM (100K); NN=3000RPM; NATURAL COOLING; FRAME SIZE IMB 5 (IM V1, IM V3) FLANGE 1, WITH KTY TEMPERATURESENSOR POWER CONNECTOR ROTATABLE INCREMENTAL ENCODER SIN/COS 1VPP;2048 S/R W. C-AND D-SPUR (ENCODER IC2048S/R) SHAFT WITH FITTED KEY, TOLERANCE N; WITH HOLDING BRAKE PROTECTION CLASS IP65, FLANGE ON DRIVE END IP67; | 3504 | TEM | 1 | MC | 23.3 | 1
1FK71012AF711AG0 | SIMOTICS S SYNCHRONOUS MOTOR 1FK7-CT PN=4,9 KW; UZK=600V M0=27NM (100K); NN=3000RPM; NATURAL COOLING; FRAME SIZE IMB 5 (IM V1, IM V3) FLANGE 1, WITH KTY TEMPERATURESENSOR POWER CONNECTOR ROTATABLE INCREMENTAL ENCODER SIN/COS 1VPP;2048 S/R W. C-AND D-SPUR (ENCODER IC2048S/R) PLAIN SHAFT, TOLERANCE N; W/O HOLDING BRAKE PROTECTION CLASS IP64; | 2913 | TEM | 1 | MC | 23.001 | 1
1FK71012AF711AG1 | SIMOTICS S SYNCHRONOUS MOTOR 1FK7-CT PN=4,9 KW; UZK=600V M0=27NM (100K); NN=3000RPM; NATURAL COOLING; FRAME SIZE IMB 5 (IM V1, IM V3) FLANGE 1, WITH KTY TEMPERATURESENSOR POWER CONNECTOR ROTATABLE INCREMENTAL ENCODER SIN/COS 1VPP;2048 S/R W. C-AND D-SPUR (ENCODER IC2048S/R) PLAIN SHAFT, TOLERANCE N; W/O HOLDING BRAKE PROTECTION CLASS IP65, | 3006 | TEM | 1 | MC | 23.001 | 1
1FK71012AF711AG2 | SIMOTICS S SYNCHRONOUS MOTOR 1FK7-CT PN=4,9 KW; UZK=600V M0=27NM (100K); NN=3000RPM; NATURAL COOLING; FRAME SIZE IMB 5 (IM V1, IM V3) FLANGE 1, WITH KTY TEMPERATURESENSOR POWER CONNECTOR ROTATABLE INCREMENTAL ENCODER SIN/COS 1VPP;2048 S/R W. C-AND D-SPUR (ENCODER IC2048S/R) PLAIN SHAFT, TOLERANCE N; W/O HOLDING BRAKE PROTECTION CLASS IP65, FLANGE ON DRIVE END IP67; | 3006 | TEM | 1 | MC | 23.001 | 1
1FK71012AF711AH0 | SIMOTICS S SYNCHRONOUS MOTOR 1FK7-CT PN=4,9 KW; UZK=600V M0=27NM (100K); NN=3000RPM; NATURAL COOLING; FRAME SIZE IMB 5 (IM V1, IM V3) FLANGE 1, WITH KTY TEMPERATURESENSOR POWER CONNECTOR ROTATABLE INCREMENTAL ENCODER SIN/COS 1VPP;2048 S/R W. C-AND D-SPUR (ENCODER IC2048S/R) PLAIN SHAFT, TOLERANCE N; WITH HOLDING BRAKE PROTECTION CLASS IP64; | 3324 | TEM | 1 | MC | 23.3 | 1
1FK71012AF711AH1 | SIMOTICS S SYNCHRONOUS MOTOR 1FK7-CT PN=4,9 KW; UZK=600V M0=27NM (100K); NN=3000RPM; NATURAL COOLING; FRAME SIZE IMB 5 (IM V1, IM V3) FLANGE 1, WITH KTY TEMPERATURESENSOR POWER CONNECTOR ROTATABLE INCREMENTAL ENCODER SIN/COS 1VPP;2048 S/R W. C-AND D-SPUR (ENCODER IC2048S/R) PLAIN SHAFT, TOLERANCE N; WITH HOLDING BRAKE PROTECTION CLASS IP65, | 3417 | TEM | 1 | MC | 23.3 | 1
1FK71012AF711AH2 | SIMOTICS S SYNCHRONOUS MOTOR 1FK7-CT PN=4,9 KW; UZK=600V M0=27NM (100K); NN=3000RPM; NATURAL COOLING; FRAME SIZE IMB 5 (IM V1, IM V3) FLANGE 1, WITH KTY TEMPERATURESENSOR POWER CONNECTOR ROTATABLE INCREMENTAL ENCODER SIN/COS 1VPP;2048 S/R W. C-AND D-SPUR (ENCODER IC2048S/R) PLAIN SHAFT, TOLERANCE N; WITH HOLDING BRAKE PROTECTION CLASS IP65, FLANGE ON DRIVE END IP67; | 3417 | TEM | 1 | MC | 23.3 | 1
1FK71012AF711BA0 | SIMOTICS S SYNCHRONOUS MOTOR 1FK7-CT PN=4,9 KW; UZK=600V M0=27NM (100K); NN=3000RPM; NATURAL COOLING; FRAME SIZE IMB 5 (IM V1, IM V3) FLANGE 1 POWER CONNECTOR ROTATABLE ABSOLUTE ENCODER SINGLETURN 24 BIT WITH DRIVE CLIQ INTERFACE (ENCODER AS24DQI) SHAFT WITH FITTED KEY, TOLERANCE N; W/O HOLDING BRAKE PROTECTION CLASS IP64; | 3240 | TEM | 1 | MC | 23.001 | 1
1FK71012AF711BA1 | SIMOTICS S SYNCHRONOUS MOTOR 1FK7-CT PN=4,9 KW; UZK=600V M0=27NM (100K); NN=3000RPM; NATURAL COOLING; FRAME SIZE IMB 5 (IM V1, IM V3) FLANGE 1 POWER CONNECTOR ROTATABLE ABSOLUTE ENCODER SINGLETURN 24 BIT WITH DRIVE CLIQ INTERFACE (ENCODER AS24DQI) SHAFT WITH FITTED KEY, TOLERANCE N; W/O HOLDING BRAKE PROTECTION CLASS IP65, | 3333 | TEM | 1 | MC | 23.001 | 1
1FK71012AF711BA2 | SIMOTICS S SYNCHRONOUS MOTOR 1FK7-CT PN=4,9 KW; UZK=600V M0=27NM (100K); NN=3000RPM; NATURAL COOLING; FRAME SIZE IMB 5 (IM V1, IM V3) FLANGE 1 POWER CONNECTOR ROTATABLE ABSOLUTE ENCODER SINGLETURN 24 BIT WITH DRIVE CLIQ INTERFACE (ENCODER AS24DQI) SHAFT WITH FITTED KEY, TOLERANCE N; W/O HOLDING BRAKE PROTECTION CLASS IP65, FLANGE ON DRIVE END IP67; | 3333 | TEM | 1 | MC | 23.001 | 1
1FK71012AF711BB0 | SIMOTICS S SYNCHRONOUS MOTOR 1FK7-CT PN=4,9 KW; UZK=600V M0=27NM (100K); NN=3000RPM; NATURAL COOLING; FRAME SIZE IMB 5 (IM V1, IM V3) FLANGE 1 POWER CONNECTOR ROTATABLE ABSOLUTE ENCODER SINGLETURN 24 BIT WITH DRIVE CLIQ INTERFACE (ENCODER AS24DQI) SHAFT WITH FITTED KEY, TOLERANCE N; WITH HOLDING BRAKE PROTECTION CLASS IP64; | 3651 | TEM | 1 | MC | 23.3 | 1
1FK71012AF711BB1 | SIMOTICS S SYNCHRONOUS MOTOR 1FK7-CT PN=4,9 KW; UZK=600V M0=27NM (100K); NN=3000RPM; NATURAL COOLING; FRAME SIZE IMB 5 (IM V1, IM V3) FLANGE 1 POWER CONNECTOR ROTATABLE ABSOLUTE ENCODER SINGLETURN 24 BIT WITH DRIVE CLIQ INTERFACE (ENCODER AS24DQI) SHAFT WITH FITTED KEY, TOLERANCE N; WITH HOLDING BRAKE PROTECTION CLASS IP65, | 3745 | TEM | 1 | MC | 23.3 | 1
1FK71012AF711BB2 | SIMOTICS S SYNCHRONOUS MOTOR 1FK7-CT PN=4,9 KW; UZK=600V M0=27NM (100K); NN=3000RPM; NATURAL COOLING; FRAME SIZE IMB 5 (IM V1, IM V3) FLANGE 1 POWER CONNECTOR ROTATABLE ABSOLUTE ENCODER SINGLETURN 24 BIT WITH DRIVE CLIQ INTERFACE (ENCODER AS24DQI) SHAFT WITH FITTED KEY, TOLERANCE N; WITH HOLDING BRAKE PROTECTION CLASS IP65, FLANGE ON DRIVE END IP67; | 3745 | TEM | 1 | MC | 23.3 | 1
1FK71012AF711BG0 | SIMOTICS S SYNCHRONOUS MOTOR 1FK7-CT PN=4,9 KW; UZK=600V M0=27NM (100K); NN=3000RPM; NATURAL COOLING; FRAME SIZE IMB 5 (IM V1, IM V3) FLANGE 1 POWER CONNECTOR ROTATABLE ABSOLUTE ENCODER SINGLETURN 24 BIT WITH DRIVE CLIQ INTERFACE (ENCODER AS24DQI) PLAIN SHAFT, TOLERANCE N; W/O HOLDING BRAKE PROTECTION CLASS IP64; | 3154 | TEM | 1 | MC | 23.001 | 1
1FK71012AF711BG1 | SIMOTICS S SYNCHRONOUS MOTOR 1FK7-CT PN=4,9 KW; UZK=600V M0=27NM (100K); NN=3000RPM; NATURAL COOLING; FRAME SIZE IMB 5 (IM V1, IM V3) FLANGE 1 POWER CONNECTOR ROTATABLE ABSOLUTE ENCODER SINGLETURN 24 BIT WITH DRIVE CLIQ INTERFACE (ENCODER AS24DQI) PLAIN SHAFT, TOLERANCE N; W/O HOLDING BRAKE PROTECTION CLASS IP65, | 3247 | TEM | 1 | MC | 23.001 | 1
1FK71012AF711BG2 | SIMOTICS S SYNCHRONOUS MOTOR 1FK7-CT PN=4,9 KW; UZK=600V M0=27NM (100K); NN=3000RPM; NATURAL COOLING; FRAME SIZE IMB 5 (IM V1, IM V3) FLANGE 1 POWER CONNECTOR ROTATABLE ABSOLUTE ENCODER SINGLETURN 24 BIT WITH DRIVE CLIQ INTERFACE (ENCODER AS24DQI) PLAIN SHAFT, TOLERANCE N; W/O HOLDING BRAKE PROTECTION CLASS IP65, FLANGE ON DRIVE END IP67; | 3247 | TEM | 1 | MC | 23.001 | 1
1FK71012AF711BH0 | SIMOTICS S SYNCHRONOUS MOTOR 1FK7-CT PN=4,9 KW; UZK=600V M0=27NM (100K); NN=3000RPM; NATURAL COOLING; FRAME SIZE IMB 5 (IM V1, IM V3) FLANGE 1 POWER CONNECTOR ROTATABLE ABSOLUTE ENCODER SINGLETURN 24 BIT WITH DRIVE CLIQ INTERFACE (ENCODER AS24DQI) PLAIN SHAFT, TOLERANCE N; WITH HOLDING BRAKE PROTECTION CLASS IP64; | 3565 | TEM | 1 | MC | 23.3 | 1
1FK71012AF711BH1 | SIMOTICS S SYNCHRONOUS MOTOR 1FK7-CT PN=4,9 KW; UZK=600V M0=27NM (100K); NN=3000RPM; NATURAL COOLING; FRAME SIZE IMB 5 (IM V1, IM V3) FLANGE 1 POWER CONNECTOR ROTATABLE ABSOLUTE ENCODER SINGLETURN 24 BIT WITH DRIVE CLIQ INTERFACE (ENCODER AS24DQI) PLAIN SHAFT, TOLERANCE N; WITH HOLDING BRAKE PROTECTION CLASS IP65, | 3659 | TEM | 1 | MC | 23.3 | 1
1FK71012AF711BH2 | SIMOTICS S SYNCHRONOUS MOTOR 1FK7-CT PN=4,9 KW; UZK=600V M0=27NM (100K); NN=3000RPM; NATURAL COOLING; FRAME SIZE IMB 5 (IM V1, IM V3) FLANGE 1 POWER CONNECTOR ROTATABLE ABSOLUTE ENCODER SINGLETURN 24 BIT WITH DRIVE CLIQ INTERFACE (ENCODER AS24DQI) PLAIN SHAFT, TOLERANCE N; WITH HOLDING BRAKE PROTECTION CLASS IP65, FLANGE ON DRIVE END IP67; | 3659 | TEM | 1 | MC | 23.3 | 1
1FK71012AF711CA0 | SIMOTICS S SYNCHRONOUS MOTOR 1FK7-CT PN=4,9 KW; UZK=600V M0=27NM (100K); NN=3000RPM; NATURAL COOLING; FRAME SIZE IMB 5 (IM V1, IM V3) FLANGE 1 POWER CONNECTOR ROTATABLE ABSOLUTE ENCODER 24 BIT + 12 BIT MULTITURN WITH DRIVE-CLIQ INTERFACE (ENCODER AM24DQI) SHAFT WITH FITTED KEY, TOLERANCE N; W/O HOLDING BRAKE PROTECTION CLASS IP64; | 3609 | TEM | 1 | MC | 23.001 | 1
1FK71012AF711CA1 | SIMOTICS S SYNCHRONOUS MOTOR 1FK7-CT PN=4,9 KW; UZK=600V M0=27NM (100K); NN=3000RPM; NATURAL COOLING; FRAME SIZE IMB 5 (IM V1, IM V3) FLANGE 1 POWER CONNECTOR ROTATABLE ABSOLUTE ENCODER 24 BIT + 12 BIT MULTITURN WITH DRIVE-CLIQ INTERFACE (ENCODER AM24DQI) SHAFT WITH FITTED KEY, TOLERANCE N; W/O HOLDING BRAKE PROTECTION CLASS IP65, | 3703 | TEM | 1 | MC | 23.001 | 1
1FK71012AF711CA2 | SIMOTICS S SYNCHRONOUS MOTOR 1FK7-CT PN=4,9 KW; UZK=600V M0=27NM (100K); NN=3000RPM; NATURAL COOLING; FRAME SIZE IMB 5 (IM V1, IM V3) FLANGE 1 POWER CONNECTOR ROTATABLE ABSOLUTE ENCODER 24 BIT + 12 BIT MULTITURN WITH DRIVE-CLIQ INTERFACE (ENCODER AM24DQI) SHAFT WITH FITTED KEY, TOLERANCE N; W/O HOLDING BRAKE PROTECTION CLASS IP65, FLANGE ON DRIVE END IP67; | 3703 | TEM | 1 | MC | 23.001 | 1
1FK71012AF711CB0 | SIMOTICS S SYNCHRONOUS MOTOR 1FK7-CT PN=4,9 KW; UZK=600V M0=27NM (100K); NN=3000RPM; NATURAL COOLING; FRAME SIZE IMB 5 (IM V1, IM V3) FLANGE 1 POWER CONNECTOR ROTATABLE ABSOLUTE ENCODER 24 BIT + 12 BIT MULTITURN WITH DRIVE-CLIQ INTERFACE (ENCODER AM24DQI) SHAFT WITH FITTED KEY, TOLERANCE N; WITH HOLDING BRAKE PROTECTION CLASS IP64; | 4021 | TEM | 1 | MC | 23.3 | 1
1FK71012AF711CB1 | SIMOTICS S SYNCHRONOUS MOTOR 1FK7-CT PN=4,9 KW; UZK=600V M0=27NM (100K); NN=3000RPM; NATURAL COOLING; FRAME SIZE IMB 5 (IM V1, IM V3) FLANGE 1 POWER CONNECTOR ROTATABLE ABSOLUTE ENCODER 24 BIT + 12 BIT MULTITURN WITH DRIVE-CLIQ INTERFACE (ENCODER AM24DQI) SHAFT WITH FITTED KEY, TOLERANCE N; WITH HOLDING BRAKE PROTECTION CLASS IP65, | 4114 | TEM | 1 | MC | 23.3 | 1
1FK71012AF711CB2 | SIMOTICS S SYNCHRONOUS MOTOR 1FK7-CT PN=4,9 KW; UZK=600V M0=27NM (100K); NN=3000RPM; NATURAL COOLING; FRAME SIZE IMB 5 (IM V1, IM V3) FLANGE 1 POWER CONNECTOR ROTATABLE ABSOLUTE ENCODER 24 BIT + 12 BIT MULTITURN WITH DRIVE-CLIQ INTERFACE (ENCODER AM24DQI) SHAFT WITH FITTED KEY, TOLERANCE N; WITH HOLDING BRAKE PROTECTION CLASS IP65, FLANGE ON DRIVE END IP67; | 4114 | TEM | 1 | MC | 23.3 | 1
1FK71012AF711CG0 | SIMOTICS S SYNCHRONOUS MOTOR 1FK7-CT PN=4,9 KW; UZK=600V M0=27NM (100K); NN=3000RPM; NATURAL COOLING; FRAME SIZE IMB 5 (IM V1, IM V3) FLANGE 1 POWER CONNECTOR ROTATABLE ABSOLUTE ENCODER 24 BIT + 12 BIT MULTITURN WITH DRIVE-CLIQ INTERFACE (ENCODER AM24DQI) PLAIN SHAFT, TOLERANCE N; W/O HOLDING BRAKE PROTECTION CLASS IP64; | 3523 | TEM | 1 | MC | 23.001 | 1
1FK71012AF711CG1 | SIMOTICS S SYNCHRONOUS MOTOR 1FK7-CT PN=4,9 KW; UZK=600V M0=27NM (100K); NN=3000RPM; NATURAL COOLING; FRAME SIZE IMB 5 (IM V1, IM V3) FLANGE 1 POWER CONNECTOR ROTATABLE ABSOLUTE ENCODER 24 BIT + 12 BIT MULTITURN WITH DRIVE-CLIQ INTERFACE (ENCODER AM24DQI) PLAIN SHAFT, TOLERANCE N; W/O HOLDING BRAKE PROTECTION CLASS IP65, | 3616 | TEM | 1 | MC | 23.001 | 1
1FK71012AF711CG2 | SIMOTICS S SYNCHRONOUS MOTOR 1FK7-CT PN=4,9 KW; UZK=600V M0=27NM (100K); NN=3000RPM; NATURAL COOLING; FRAME SIZE IMB 5 (IM V1, IM V3) FLANGE 1 POWER CONNECTOR ROTATABLE ABSOLUTE ENCODER 24 BIT + 12 BIT MULTITURN WITH DRIVE-CLIQ INTERFACE (ENCODER AM24DQI) PLAIN SHAFT, TOLERANCE N; W/O HOLDING BRAKE PROTECTION CLASS IP65, FLANGE ON DRIVE END IP67; | 3616 | TEM | 1 | MC | 23.001 | 1
1FK71012AF711CH0 | SIMOTICS S SYNCHRONOUS MOTOR 1FK7-CT PN=4,9 KW; UZK=600V M0=27NM (100K); NN=3000RPM; NATURAL COOLING; FRAME SIZE IMB 5 (IM V1, IM V3) FLANGE 1 POWER CONNECTOR ROTATABLE ABSOLUTE ENCODER 24 BIT + 12 BIT MULTITURN WITH DRIVE-CLIQ INTERFACE (ENCODER AM24DQI) PLAIN SHAFT, TOLERANCE N; WITH HOLDING BRAKE PROTECTION CLASS IP64; | 3934 | TEM | 1 | MC | 23.3 | 1
1FK71012AF711CH1 | SIMOTICS S SYNCHRONOUS MOTOR 1FK7-CT PN=4,9 KW; UZK=600V M0=27NM (100K); NN=3000RPM; NATURAL COOLING; FRAME SIZE IMB 5 (IM V1, IM V3) FLANGE 1 POWER CONNECTOR ROTATABLE ABSOLUTE ENCODER 24 BIT + 12 BIT MULTITURN WITH DRIVE-CLIQ INTERFACE (ENCODER AM24DQI) PLAIN SHAFT, TOLERANCE N; WITH HOLDING BRAKE PROTECTION CLASS IP65, | 4028 | TEM | 1 | MC | 23.3 | 1
1FK71012AF711CH2 | SIMOTICS S SYNCHRONOUS MOTOR 1FK7-CT PN=4,9 KW; UZK=600V M0=27NM (100K); NN=3000RPM; NATURAL COOLING; FRAME SIZE IMB 5 (IM V1, IM V3) FLANGE 1 POWER CONNECTOR ROTATABLE ABSOLUTE ENCODER 24 BIT + 12 BIT MULTITURN WITH DRIVE-CLIQ INTERFACE (ENCODER AM24DQI) PLAIN SHAFT, TOLERANCE N; WITH HOLDING BRAKE PROTECTION CLASS IP65, FLANGE ON DRIVE END IP67; | 4028 | TEM | 1 | MC | 23.3 | 1
1FK71012AF711DA0 | SIMOTICS S SYNCHRONOUS MOTOR 1FK7-CT PN=4,9 KW; UZK=600V M0=27NM (100K); NN=3000RPM; NATURAL COOLING; FRAME SIZE IMB 5 (IM V1, IM V3) FLANGE 1 POWER CONNECTOR ROTATABLE INCREMENTAL ENCODER 22 BIT WITH DRIVE-CLIQ INTERFACE (ENCODER IC22DQ) SHAFT WITH FITTED KEY, TOLERANCE N; W/O HOLDING BRAKE PROTECTION CLASS IP64; | 3320 | TEM | 1 | MC | 23.002 | 1
1FK71012AF711DA1 | SIMOTICS S SYNCHRONOUS MOTOR 1FK7-CT PN=4,9 KW; UZK=600V M0=27NM (100K); NN=3000RPM; NATURAL COOLING; FRAME SIZE IMB 5 (IM V1, IM V3) FLANGE 1 POWER CONNECTOR ROTATABLE INCREMENTAL ENCODER 22 BIT WITH DRIVE-CLIQ INTERFACE (ENCODER IC22DQ) SHAFT WITH FITTED KEY, TOLERANCE N; W/O HOLDING BRAKE PROTECTION CLASS IP65, | 3414 | TEM | 1 | MC | 23.002 | 1
1FK71012AF711DA2 | SIMOTICS S SYNCHRONOUS MOTOR 1FK7-CT PN=4,9 KW; UZK=600V M0=27NM (100K); NN=3000RPM; NATURAL COOLING; FRAME SIZE IMB 5 (IM V1, IM V3) FLANGE 1 POWER CONNECTOR ROTATABLE INCREMENTAL ENCODER 22 BIT WITH DRIVE-CLIQ INTERFACE (ENCODER IC22DQ) SHAFT WITH FITTED KEY, TOLERANCE N; W/O HOLDING BRAKE PROTECTION CLASS IP65, FLANGE ON DRIVE END IP67; | 3414 | TEM | 1 | MC | 23.002 | 1
1FK71012AF711DB0 | SIMOTICS S SYNCHRONOUS MOTOR 1FK7-CT PN=4,9 KW; UZK=600V M0=27NM (100K); NN=3000RPM; NATURAL COOLING; FRAME SIZE IMB 5 (IM V1, IM V3) FLANGE 1 POWER CONNECTOR ROTATABLE INCREMENTAL ENCODER 22 BIT WITH DRIVE-CLIQ INTERFACE (ENCODER IC22DQ) SHAFT WITH FITTED KEY, TOLERANCE N; WITH HOLDING BRAKE PROTECTION CLASS IP64; | 3731 | TEM | 1 | MC | 23.301 | 1
1FK71012AF711DG0 | SIMOTICS S SYNCHRONOUS MOTOR 1FK7-CT PN=4,9 KW; UZK=600V M0=27NM (100K); NN=3000RPM; NATURAL COOLING; FRAME SIZE IMB 5 (IM V1, IM V3) FLANGE 1 POWER CONNECTOR ROTATABLE INCREMENTAL ENCODER 22 BIT WITH DRIVE-CLIQ INTERFACE (ENCODER IC22DQ) PLAIN SHAFT, TOLERANCE N; W/O HOLDING BRAKE PROTECTION CLASS IP64; | 3234 | TEM | 1 | MC | 23.002 | 1
1FK71012AF711DG2 | SIMOTICS S SYNCHRONOUS MOTOR 1FK7-CT PN=4,9 KW; UZK=600V M0=27NM (100K); NN=3000RPM; NATURAL COOLING; FRAME SIZE IMB 5 (IM V1, IM V3) FLANGE 1 POWER CONNECTOR ROTATABLE INCREMENTAL ENCODER 22 BIT WITH DRIVE-CLIQ INTERFACE (ENCODER IC22DQ) PLAIN SHAFT, TOLERANCE N; W/O HOLDING BRAKE PROTECTION CLASS IP65, FLANGE ON DRIVE END IP67; | 3327 | TEM | 1 | MC | 23.002 | 1
1FK71012AF711DH0 | SIMOTICS S SYNCHRONOUS MOTOR 1FK7-CT PN=4,9 KW; UZK=600V M0=27NM (100K); NN=3000RPM; NATURAL COOLING; FRAME SIZE IMB 5 (IM V1, IM V3) FLANGE 1 POWER CONNECTOR ROTATABLE INCREMENTAL ENCODER 22 BIT WITH DRIVE-CLIQ INTERFACE (ENCODER IC22DQ) PLAIN SHAFT, TOLERANCE N; WITH HOLDING BRAKE PROTECTION CLASS IP64; | 3645 | TEM | 1 | MC | 23.301 | 1
1FK71012AF711DH1 | SIMOTICS S SYNCHRONOUS MOTOR 1FK7-CT PN=4,9 KW; UZK=600V M0=27NM (100K); NN=3000RPM; NATURAL COOLING; FRAME SIZE IMB 5 (IM V1, IM V3) FLANGE 1 POWER CONNECTOR ROTATABLE INCREMENTAL ENCODER 22 BIT WITH DRIVE-CLIQ INTERFACE (ENCODER IC22DQ) PLAIN SHAFT, TOLERANCE N; WITH HOLDING BRAKE PROTECTION CLASS IP65, | 3739 | TEM | 1 | MC | 23.301 | 1
1FK71012AF711EA0 | SIMOTICS S SYNCHRONOUS MOTOR 1FK7-CT PN=4,9 KW; UZK=600V M0=27NM (100K); NN=3000RPM; NATURAL COOLING; FRAME SIZE IMB 5 (IM V1, IM V3) FLANGE 1, WITH KTY TEMPERATURESENSOR POWER CONNECTOR ROTATABLE ABSOLUTE ENCODERR 2048 S/R + 4096 UMDREHUNGEN MULTITURN, WITH ENDAT-SCHNITTSTELLE (ENCODER AM2048S/R) SHAFT WITH FITTED KEY, TOLERANCE N; W/O HOLDING BRAKE PROTECTION CLASS IP64; | 3370 | TEM | 1 | MC | 23.001 | 1
1FK71012AF711EA1 | SIMOTICS S SYNCHRONOUS MOTOR 1FK7-CT PN=4,9 KW; UZK=600V M0=27NM (100K); NN=3000RPM; NATURAL COOLING; FRAME SIZE IMB 5 (IM V1, IM V3) FLANGE 1, WITH KTY TEMPERATURESENSOR POWER CONNECTOR ROTATABLE ABSOLUTE ENCODERR 2048 S/R + 4096 UMDREHUNGEN MULTITURN, WITH ENDAT-SCHNITTSTELLE (ENCODER AM2048S/R) SHAFT WITH FITTED KEY, TOLERANCE N; W/O HOLDING BRAKE PROTECTION CLASS IP65, | 3464 | TEM | 1 | MC | 23.001 | 1
1FK71012AF711EA2 | SIMOTICS S SYNCHRONOUS MOTOR 1FK7-CT PN=4,9 KW; UZK=600V M0=27NM (100K); NN=3000RPM; NATURAL COOLING; FRAME SIZE IMB 5 (IM V1, IM V3) FLANGE 1, WITH KTY TEMPERATURESENSOR POWER CONNECTOR ROTATABLE ABSOLUTE ENCODERR 2048 S/R + 4096 UMDREHUNGEN MULTITURN, WITH ENDAT-SCHNITTSTELLE (ENCODER AM2048S/R) SHAFT WITH FITTED KEY, TOLERANCE N; W/O HOLDING BRAKE PROTECTION CLASS IP65, FLANGE ON DRIVE END IP67; | 3464 | TEM | 1 | MC | 23.001 | 1
1FK71012AF711EB0 | SIMOTICS S SYNCHRONOUS MOTOR 1FK7-CT PN=4,9 KW; UZK=600V M0=27NM (100K); NN=3000RPM; NATURAL COOLING; FRAME SIZE IMB 5 (IM V1, IM V3) FLANGE 1, WITH KTY TEMPERATURESENSOR POWER CONNECTOR ROTATABLE ABSOLUTE ENCODERR 2048 S/R + 4096 UMDREHUNGEN MULTITURN, WITH ENDAT-SCHNITTSTELLE (ENCODER AM2048S/R) SHAFT WITH FITTED KEY, TOLERANCE N; WITH HOLDING BRAKE PROTECTION CLASS IP64; | 3782 | TEM | 1 | MC | 23.3 | 1
1FK71012AF711EB1 | SIMOTICS S SYNCHRONOUS MOTOR 1FK7-CT PN=4,9 KW; UZK=600V M0=27NM (100K); NN=3000RPM; NATURAL COOLING; FRAME SIZE IMB 5 (IM V1, IM V3) FLANGE 1, WITH KTY TEMPERATURESENSOR POWER CONNECTOR ROTATABLE ABSOLUTE ENCODERR 2048 S/R + 4096 UMDREHUNGEN MULTITURN, WITH ENDAT-SCHNITTSTELLE (ENCODER AM2048S/R) SHAFT WITH FITTED KEY, TOLERANCE N; WITH HOLDING BRAKE PROTECTION CLASS IP65, | 3875 | TEM | 1 | MC | 23.3 | 1
1FK71012AF711EB2 | SIMOTICS S SYNCHRONOUS MOTOR 1FK7-CT PN=4,9 KW; UZK=600V M0=27NM (100K); NN=3000RPM; NATURAL COOLING; FRAME SIZE IMB 5 (IM V1, IM V3) FLANGE 1, WITH KTY TEMPERATURESENSOR POWER CONNECTOR ROTATABLE ABSOLUTE ENCODERR 2048 S/R + 4096 UMDREHUNGEN MULTITURN, WITH ENDAT-SCHNITTSTELLE (ENCODER AM2048S/R) SHAFT WITH FITTED KEY, TOLERANCE N; WITH HOLDING BRAKE PROTECTION CLASS IP65, FLANGE ON DRIVE END IP67; | 3875 | TEM | 1 | MC | 23.3 | 1
1FK71012AF711EG0 | SIMOTICS S SYNCHRONOUS MOTOR 1FK7-CT PN=4,9 KW; UZK=600V M0=27NM (100K); NN=3000RPM; NATURAL COOLING; FRAME SIZE IMB 5 (IM V1, IM V3) FLANGE 1, WITH KTY TEMPERATURESENSOR POWER CONNECTOR ROTATABLE ABSOLUTE ENCODERR 2048 S/R + 4096 UMDREHUNGEN MULTITURN, WITH ENDAT-SCHNITTSTELLE (ENCODER AM2048S/R) PLAIN SHAFT, TOLERANCE N; W/O HOLDING BRAKE PROTECTION CLASS IP64; | 3284 | TEM | 1 | MC | 23.001 | 1
1FK71012AF711EG1 | SIMOTICS S SYNCHRONOUS MOTOR 1FK7-CT PN=4,9 KW; UZK=600V M0=27NM (100K); NN=3000RPM; NATURAL COOLING; FRAME SIZE IMB 5 (IM V1, IM V3) FLANGE 1, WITH KTY TEMPERATURESENSOR POWER CONNECTOR ROTATABLE ABSOLUTE ENCODERR 2048 S/R + 4096 UMDREHUNGEN MULTITURN, WITH ENDAT-SCHNITTSTELLE (ENCODER AM2048S/R) PLAIN SHAFT, TOLERANCE N; W/O HOLDING BRAKE PROTECTION CLASS IP65, | 3378 | TEM | 1 | MC | 23.001 | 1
1FK71012AF711EG2 | SIMOTICS S SYNCHRONOUS MOTOR 1FK7-CT PN=4,9 KW; UZK=600V M0=27NM (100K); NN=3000RPM; NATURAL COOLING; FRAME SIZE IMB 5 (IM V1, IM V3) FLANGE 1, WITH KTY TEMPERATURESENSOR POWER CONNECTOR ROTATABLE ABSOLUTE ENCODERR 2048 S/R + 4096 UMDREHUNGEN MULTITURN, WITH ENDAT-SCHNITTSTELLE (ENCODER AM2048S/R) PLAIN SHAFT, TOLERANCE N; W/O HOLDING BRAKE PROTECTION CLASS IP65, FLANGE ON DRIVE END IP67; | 3378 | TEM | 1 | MC | 23.001 | 1
1FK71012AF711EH0 | SIMOTICS S SYNCHRONOUS MOTOR 1FK7-CT PN=4,9 KW; UZK=600V M0=27NM (100K); NN=3000RPM; NATURAL COOLING; FRAME SIZE IMB 5 (IM V1, IM V3) FLANGE 1, WITH KTY TEMPERATURESENSOR POWER CONNECTOR ROTATABLE ABSOLUTE ENCODERR 2048 S/R + 4096 UMDREHUNGEN MULTITURN, WITH ENDAT-SCHNITTSTELLE (ENCODER AM2048S/R) PLAIN SHAFT, TOLERANCE N; WITH HOLDING BRAKE PROTECTION CLASS IP64; | 3695 | TEM | 1 | MC | 23.3 | 1
1FK71012AF711EH1 | SIMOTICS S SYNCHRONOUS MOTOR 1FK7-CT PN=4,9 KW; UZK=600V M0=27NM (100K); NN=3000RPM; NATURAL COOLING; FRAME SIZE IMB 5 (IM V1, IM V3) FLANGE 1, WITH KTY TEMPERATURESENSOR POWER CONNECTOR ROTATABLE ABSOLUTE ENCODERR 2048 S/R + 4096 UMDREHUNGEN MULTITURN, WITH ENDAT-SCHNITTSTELLE (ENCODER AM2048S/R) PLAIN SHAFT, TOLERANCE N; WITH HOLDING BRAKE PROTECTION CLASS IP65, | 3789 | TEM | 1 | MC | 23.3 | 1
1FK71012AF711EH2 | SIMOTICS S SYNCHRONOUS MOTOR 1FK7-CT PN=4,9 KW; UZK=600V M0=27NM (100K); NN=3000RPM; NATURAL COOLING; FRAME SIZE IMB 5 (IM V1, IM V3) FLANGE 1, WITH KTY TEMPERATURESENSOR POWER CONNECTOR ROTATABLE ABSOLUTE ENCODERR 2048 S/R + 4096 UMDREHUNGEN MULTITURN, WITH ENDAT-SCHNITTSTELLE (ENCODER AM2048S/R) PLAIN SHAFT, TOLERANCE N; WITH HOLDING BRAKE PROTECTION CLASS IP65, FLANGE ON DRIVE END IP67; | 3789 | TEM | 1 | MC | 23.3 | 1
1FK71012AF711FA0 | SIMOTICS S SYNCHRONOUS MOTOR 1FK7-CT PN=4,9 KW; UZK=600V M0=27NM (100K); NN=3000RPM; NATURAL COOLING; FRAME SIZE IMB 5 (IM V1, IM V3) FLANGE 1 POWER CONNECTOR ROTATABLE ABSOLUTE ENCODER 22BIT + 12 BIT MULTITURN, WITH DRIVE-CLIQ INTERFACE (ENCODER AM22DQ) SHAFT WITH FITTED KEY, TOLERANCE N; W/O HOLDING BRAKE PROTECTION CLASS IP64; | 3689 | TEM | 1 | MC | 23.001 | 1
1FK71012AF711FB0 | SIMOTICS S SYNCHRONOUS MOTOR 1FK7-CT PN=4,9 KW; UZK=600V M0=27NM (100K); NN=3000RPM; NATURAL COOLING; FRAME SIZE IMB 5 (IM V1, IM V3) FLANGE 1 POWER CONNECTOR ROTATABLE ABSOLUTE ENCODER 22BIT + 12 BIT MULTITURN, WITH DRIVE-CLIQ INTERFACE (ENCODER AM22DQ) SHAFT WITH FITTED KEY, TOLERANCE N; WITH HOLDING BRAKE PROTECTION CLASS IP64; | 4101 | TEM | 1 | MC | 23.3 | 1
1FK71012AF711FH0 | SIMOTICS S SYNCHRONOUS MOTOR 1FK7-CT PN=4,9 KW; UZK=600V M0=27NM (100K); NN=3000RPM; NATURAL COOLING; FRAME SIZE IMB 5 (IM V1, IM V3) FLANGE 1 POWER CONNECTOR ROTATABLE ABSOLUTE ENCODER 22BIT + 12 BIT MULTITURN, WITH DRIVE-CLIQ INTERFACE (ENCODER AM22DQ) PLAIN SHAFT, TOLERANCE N; WITH HOLDING BRAKE PROTECTION CLASS IP64; | 4014 | TEM | 1 | MC | 23.3 | 1
1FK71012AF711KA0 | SIMOTICS S SYNCHRONOUS MOTOR 1FK7-CT PN=4,9 KW; UZK=600V M0=27NM (100K); NN=3000RPM; NATURAL COOLING; FRAME SIZE IMB 5 (IM V1, IM V3) FLANGE 1 POWER CONNECTOR ROTATABLE ABSOLUTE ENCODER 16BIT + 12BIT MULTITURN, WITH DRIVE-CLIQ INTERFACE (ENCODER AM16DQ) SHAFT WITH FITTED KEY, TOLERANCE N; W/O HOLDING BRAKE PROTECTION CLASS IP64; | 3172 | TEM | 1 | MC | 23.001 | 1
1FK71012AF711KA1 | SIMOTICS S SYNCHRONOUS MOTOR 1FK7-CT PN=4,9 KW; UZK=600V M0=27NM (100K); NN=3000RPM; NATURAL COOLING; FRAME SIZE IMB 5 (IM V1, IM V3) FLANGE 1 POWER CONNECTOR ROTATABLE ABSOLUTE ENCODER 16BIT + 12BIT MULTITURN, WITH DRIVE-CLIQ INTERFACE (ENCODER AM16DQ) SHAFT WITH FITTED KEY, TOLERANCE N; W/O HOLDING BRAKE PROTECTION CLASS IP65, | 3265 | TEM | 1 | MC | 23.001 | 1
1FK71012AF711KA2 | SIMOTICS S SYNCHRONOUS MOTOR 1FK7-CT PN=4,9 KW; UZK=600V M0=27NM (100K); NN=3000RPM; NATURAL COOLING; FRAME SIZE IMB 5 (IM V1, IM V3) FLANGE 1 POWER CONNECTOR ROTATABLE ABSOLUTE ENCODER 16BIT + 12BIT MULTITURN, WITH DRIVE-CLIQ INTERFACE (ENCODER AM16DQ) SHAFT WITH FITTED KEY, TOLERANCE N; W/O HOLDING BRAKE PROTECTION CLASS IP65, FLANGE ON DRIVE END IP67; | 3265 | TEM | 1 | MC | 23.001 | 1
1FK71012AF711KB0 | SIMOTICS S SYNCHRONOUS MOTOR 1FK7-CT PN=4,9 KW; UZK=600V M0=27NM (100K); NN=3000RPM; NATURAL COOLING; FRAME SIZE IMB 5 (IM V1, IM V3) FLANGE 1 POWER CONNECTOR ROTATABLE ABSOLUTE ENCODER 16BIT + 12BIT MULTITURN, WITH DRIVE-CLIQ INTERFACE (ENCODER AM16DQ) SHAFT WITH FITTED KEY, TOLERANCE N; WITH HOLDING BRAKE PROTECTION CLASS IP64; | 3583 | TEM | 1 | MC | 23.3 | 1
1FK71012AF711KB1 | SIMOTICS S SYNCHRONOUS MOTOR 1FK7-CT PN=4,9 KW; UZK=600V M0=27NM (100K); NN=3000RPM; NATURAL COOLING; FRAME SIZE IMB 5 (IM V1, IM V3) FLANGE 1 POWER CONNECTOR ROTATABLE ABSOLUTE ENCODER 16BIT + 12BIT MULTITURN, WITH DRIVE-CLIQ INTERFACE (ENCODER AM16DQ) SHAFT WITH FITTED KEY, TOLERANCE N; WITH HOLDING BRAKE PROTECTION CLASS IP65, | 3677 | TEM | 1 | MC | 23.3 | 1
1FK71012AF711KB2 | SIMOTICS S SYNCHRONOUS MOTOR 1FK7-CT PN=4,9 KW; UZK=600V M0=27NM (100K); NN=3000RPM; NATURAL COOLING; FRAME SIZE IMB 5 (IM V1, IM V3) FLANGE 1 POWER CONNECTOR ROTATABLE ABSOLUTE ENCODER 16BIT + 12BIT MULTITURN, WITH DRIVE-CLIQ INTERFACE (ENCODER AM16DQ) SHAFT WITH FITTED KEY, TOLERANCE N; WITH HOLDING BRAKE PROTECTION CLASS IP65, FLANGE ON DRIVE END IP67; | 3677 | TEM | 1 | MC | 23.3 | 1
1FK71012AF711KG0 | SIMOTICS S SYNCHRONOUS MOTOR 1FK7-CT PN=4,9 KW; UZK=600V M0=27NM (100K); NN=3000RPM; NATURAL COOLING; FRAME SIZE IMB 5 (IM V1, IM V3) FLANGE 1 POWER CONNECTOR ROTATABLE ABSOLUTE ENCODER 16BIT + 12BIT MULTITURN, WITH DRIVE-CLIQ INTERFACE (ENCODER AM16DQ) PLAIN SHAFT, TOLERANCE N; W/O HOLDING BRAKE PROTECTION CLASS IP64; | 3086 | TEM | 1 | MC | 23.001 | 1
1FK71012AF711KG1 | SIMOTICS S SYNCHRONOUS MOTOR 1FK7-CT PN=4,9 KW; UZK=600V M0=27NM (100K); NN=3000RPM; NATURAL COOLING; FRAME SIZE IMB 5 (IM V1, IM V3) FLANGE 1 POWER CONNECTOR ROTATABLE ABSOLUTE ENCODER 16BIT + 12BIT MULTITURN, WITH DRIVE-CLIQ INTERFACE (ENCODER AM16DQ) PLAIN SHAFT, TOLERANCE N; W/O HOLDING BRAKE PROTECTION CLASS IP65, | 3179 | TEM | 1 | MC | 23.001 | 1
1FK71012AF711KG2 | SIMOTICS S SYNCHRONOUS MOTOR 1FK7-CT PN=4,9 KW; UZK=600V M0=27NM (100K); NN=3000RPM; NATURAL COOLING; FRAME SIZE IMB 5 (IM V1, IM V3) FLANGE 1 POWER CONNECTOR ROTATABLE ABSOLUTE ENCODER 16BIT + 12BIT MULTITURN, WITH DRIVE-CLIQ INTERFACE (ENCODER AM16DQ) PLAIN SHAFT, TOLERANCE N; W/O HOLDING BRAKE PROTECTION CLASS IP65, FLANGE ON DRIVE END IP67; | 3179 | TEM | 1 | MC | 23.001 | 1
1FK71012AF711KH0 | SIMOTICS S SYNCHRONOUS MOTOR 1FK7-CT PN=4,9 KW; UZK=600V M0=27NM (100K); NN=3000RPM; NATURAL COOLING; FRAME SIZE IMB 5 (IM V1, IM V3) FLANGE 1 POWER CONNECTOR ROTATABLE ABSOLUTE ENCODER 16BIT + 12BIT MULTITURN, WITH DRIVE-CLIQ INTERFACE (ENCODER AM16DQ) PLAIN SHAFT, TOLERANCE N; WITH HOLDING BRAKE PROTECTION CLASS IP64; | 3497 | TEM | 1 | MC | 23.3 | 1
1FK71012AF711KH1 | SIMOTICS S SYNCHRONOUS MOTOR 1FK7-CT PN=4,9 KW; UZK=600V M0=27NM (100K); NN=3000RPM; NATURAL COOLING; FRAME SIZE IMB 5 (IM V1, IM V3) FLANGE 1 POWER CONNECTOR ROTATABLE ABSOLUTE ENCODER 16BIT + 12BIT MULTITURN, WITH DRIVE-CLIQ INTERFACE (ENCODER AM16DQ) PLAIN SHAFT, TOLERANCE N; WITH HOLDING BRAKE PROTECTION CLASS IP65, | 3591 | TEM | 1 | MC | 23.3 | 1
1FK71012AF711KH2 | SIMOTICS S SYNCHRONOUS MOTOR 1FK7-CT PN=4,9 KW; UZK=600V M0=27NM (100K); NN=3000RPM; NATURAL COOLING; FRAME SIZE IMB 5 (IM V1, IM V3) FLANGE 1 POWER CONNECTOR ROTATABLE ABSOLUTE ENCODER 16BIT + 12BIT MULTITURN, WITH DRIVE-CLIQ INTERFACE (ENCODER AM16DQ) PLAIN SHAFT, TOLERANCE N; WITH HOLDING BRAKE PROTECTION CLASS IP65, FLANGE ON DRIVE END IP67; | 3591 | TEM | 1 | MC | 23.3 | 1
1FK71012AF711PA0 | SIMOTICS S SYNCHRONOUS MOTOR 1FK7-CT PN=4,9 KW; UZK=600V M0=27NM (100K); NN=3000RPM; NATURAL COOLING; FRAME SIZE IMB 5 (IM V1, IM V3) FLANGE 1 POWER CONNECTOR ROTATABLE RESOLVER 2-POLE, WITH DRIVE CLIQ-INTERFACE SHAFT WITH FITTED KEY, TOLERANCE N; W/O HOLDING BRAKE PROTECTION CLASS IP64; | 2654 | TEM | 1 | MC | 23.101 | 1
1FK71012AF711PA1 | SIMOTICS S SYNCHRONOUS MOTOR 1FK7-CT PN=4,9 KW; UZK=600V M0=27NM (100K); NN=3000RPM; NATURAL COOLING; FRAME SIZE IMB 5 (IM V1, IM V3) FLANGE 1 POWER CONNECTOR ROTATABLE RESOLVER 2-POLE, WITH DRIVE CLIQ-INTERFACE SHAFT WITH FITTED KEY, TOLERANCE N; W/O HOLDING BRAKE PROTECTION CLASS IP65, | 2747 | TEM | 1 | MC | 23.101 | 1
1FK71012AF711PA2 | SIMOTICS S SYNCHRONOUS MOTOR 1FK7-CT PN=4,9 KW; UZK=600V M0=27NM (100K); NN=3000RPM; NATURAL COOLING; FRAME SIZE IMB 5 (IM V1, IM V3) FLANGE 1 POWER CONNECTOR ROTATABLE RESOLVER 2-POLE, WITH DRIVE CLIQ-INTERFACE SHAFT WITH FITTED KEY, TOLERANCE N; W/O HOLDING BRAKE PROTECTION CLASS IP65, FLANGE ON DRIVE END IP67; | 2747 | TEM | 1 | MC | 23.101 | 1
1FK71012AF711PB0 | SIMOTICS S SYNCHRONOUS MOTOR 1FK7-CT PN=4,9 KW; UZK=600V M0=27NM (100K); NN=3000RPM; NATURAL COOLING; FRAME SIZE IMB 5 (IM V1, IM V3) FLANGE 1 POWER CONNECTOR ROTATABLE RESOLVER 2-POLE, WITH DRIVE CLIQ-INTERFACE SHAFT WITH FITTED KEY, TOLERANCE N; WITH HOLDING BRAKE PROTECTION CLASS IP64; | 3065 | TEM | 1 | MC | 23.4 | 1
1FK71012AF711PB1 | SIMOTICS S SYNCHRONOUS MOTOR 1FK7-CT PN=4,9 KW; UZK=600V M0=27NM (100K); NN=3000RPM; NATURAL COOLING; FRAME SIZE IMB 5 (IM V1, IM V3) FLANGE 1 POWER CONNECTOR ROTATABLE RESOLVER 2-POLE, WITH DRIVE CLIQ-INTERFACE SHAFT WITH FITTED KEY, TOLERANCE N; WITH HOLDING BRAKE PROTECTION CLASS IP65, | 3159 | TEM | 1 | MC | 23.4 | 1
1FK71012AF711PB2 | SIMOTICS S SYNCHRONOUS MOTOR 1FK7-CT PN=4,9 KW; UZK=600V M0=27NM (100K); NN=3000RPM; NATURAL COOLING; FRAME SIZE IMB 5 (IM V1, IM V3) FLANGE 1 POWER CONNECTOR ROTATABLE RESOLVER 2-POLE, WITH DRIVE CLIQ-INTERFACE SHAFT WITH FITTED KEY, TOLERANCE N; WITH HOLDING BRAKE PROTECTION CLASS IP65, FLANGE ON DRIVE END IP67; | 3159 | TEM | 1 | MC | 23.4 | 1
1FK71012AF711PG0 | SIMOTICS S SYNCHRONOUS MOTOR 1FK7-CT PN=4,9 KW; UZK=600V M0=27NM (100K); NN=3000RPM; NATURAL COOLING; FRAME SIZE IMB 5 (IM V1, IM V3) FLANGE 1 POWER CONNECTOR ROTATABLE RESOLVER 2-POLE, WITH DRIVE CLIQ-INTERFACE PLAIN SHAFT, TOLERANCE N; W/O HOLDING BRAKE PROTECTION CLASS IP64; | 2568 | TEM | 1 | MC | 23.101 | 1
1FK71012AF711PG1 | SIMOTICS S SYNCHRONOUS MOTOR 1FK7-CT PN=4,9 KW; UZK=600V M0=27NM (100K); NN=3000RPM; NATURAL COOLING; FRAME SIZE IMB 5 (IM V1, IM V3) FLANGE 1 POWER CONNECTOR ROTATABLE RESOLVER 2-POLE, WITH DRIVE CLIQ-INTERFACE PLAIN SHAFT, TOLERANCE N; W/O HOLDING BRAKE PROTECTION CLASS IP65, | 2661 | TEM | 1 | MC | 23.101 | 1
1FK71012AF711PG2 | SIMOTICS S SYNCHRONOUS MOTOR 1FK7-CT PN=4,9 KW; UZK=600V M0=27NM (100K); NN=3000RPM; NATURAL COOLING; FRAME SIZE IMB 5 (IM V1, IM V3) FLANGE 1 POWER CONNECTOR ROTATABLE RESOLVER 2-POLE, WITH DRIVE CLIQ-INTERFACE PLAIN SHAFT, TOLERANCE N; W/O HOLDING BRAKE PROTECTION CLASS IP65, FLANGE ON DRIVE END IP67; | 2661 | TEM | 1 | MC | 23.101 | 1
1FK71012AF711PH0 | SIMOTICS S SYNCHRONOUS MOTOR 1FK7-CT PN=4,9 KW; UZK=600V M0=27NM (100K); NN=3000RPM; NATURAL COOLING; FRAME SIZE IMB 5 (IM V1, IM V3) FLANGE 1 POWER CONNECTOR ROTATABLE RESOLVER 2-POLE, WITH DRIVE CLIQ-INTERFACE PLAIN SHAFT, TOLERANCE N; WITH HOLDING BRAKE PROTECTION CLASS IP64; | 2979 | TEM | 1 | MC | 23.4 | 1
1FK71012AF711PH1 | SIMOTICS S SYNCHRONOUS MOTOR 1FK7-CT PN=4,9 KW; UZK=600V M0=27NM (100K); NN=3000RPM; NATURAL COOLING; FRAME SIZE IMB 5 (IM V1, IM V3) FLANGE 1 POWER CONNECTOR ROTATABLE RESOLVER 2-POLE, WITH DRIVE CLIQ-INTERFACE PLAIN SHAFT, TOLERANCE N; WITH HOLDING BRAKE PROTECTION CLASS IP65, | 3073 | TEM | 1 | MC | 23.4 | 1
1FK71012AF711PH2 | SIMOTICS S SYNCHRONOUS MOTOR 1FK7-CT PN=4,9 KW; UZK=600V M0=27NM (100K); NN=3000RPM; NATURAL COOLING; FRAME SIZE IMB 5 (IM V1, IM V3) FLANGE 1 POWER CONNECTOR ROTATABLE RESOLVER 2-POLE, WITH DRIVE CLIQ-INTERFACE PLAIN SHAFT, TOLERANCE N; WITH HOLDING BRAKE PROTECTION CLASS IP65, FLANGE ON DRIVE END IP67; | 3073 | TEM | 1 | MC | 23.4 | 1
1FK71012AF711QA0 | SIMOTICS S SYNCHRONOUS MOTOR 1FK7-CT PN=4,9 KW; UZK=600V M0=27NM (100K); NN=3000RPM; NATURAL COOLING; FRAME SIZE IMB 5 (IM V1, IM V3) FLANGE 1 POWER CONNECTOR ROTATABLE ABSOLUTE ENCODER SINGLETURN 20 BIT WITH DRIVE-CLIQ INTERFACE (ENCODER AS20DQI) SHAFT WITH FITTED KEY, TOLERANCE N; W/O HOLDING BRAKE PROTECTION CLASS IP64; | 2757 | TEM | 1 | MC | 23.001 | 1
1FK71012AF711QA1 | SIMOTICS S SYNCHRONOUS MOTOR 1FK7-CT PN=4,9 KW; UZK=600V M0=27NM (100K); NN=3000RPM; NATURAL COOLING; FRAME SIZE IMB 5 (IM V1, IM V3) FLANGE 1 POWER CONNECTOR ROTATABLE ABSOLUTE ENCODER SINGLETURN 20 BIT WITH DRIVE-CLIQ INTERFACE (ENCODER AS20DQI) SHAFT WITH FITTED KEY, TOLERANCE N; W/O HOLDING BRAKE PROTECTION CLASS IP65, | 2851 | TEM | 1 | MC | 23.001 | 1
1FK71012AF711QA2 | SIMOTICS S SYNCHRONOUS MOTOR 1FK7-CT PN=4,9 KW; UZK=600V M0=27NM (100K); NN=3000RPM; NATURAL COOLING; FRAME SIZE IMB 5 (IM V1, IM V3) FLANGE 1 POWER CONNECTOR ROTATABLE ABSOLUTE ENCODER SINGLETURN 20 BIT WITH DRIVE-CLIQ INTERFACE (ENCODER AS20DQI) SHAFT WITH FITTED KEY, TOLERANCE N; W/O HOLDING BRAKE PROTECTION CLASS IP65, FLANGE ON DRIVE END IP67; | 2851 | TEM | 1 | MC | 23.001 | 1
1FK71012AF711QB0 | SIMOTICS S SYNCHRONOUS MOTOR 1FK7-CT PN=4,9 KW; UZK=600V M0=27NM (100K); NN=3000RPM; NATURAL COOLING; FRAME SIZE IMB 5 (IM V1, IM V3) FLANGE 1 POWER CONNECTOR ROTATABLE ABSOLUTE ENCODER SINGLETURN 20 BIT WITH DRIVE-CLIQ INTERFACE (ENCODER AS20DQI) SHAFT WITH FITTED KEY, TOLERANCE N; WITH HOLDING BRAKE PROTECTION CLASS IP64; | 3168 | TEM | 1 | MC | 23.3 | 1
1FK71012AF711QB1 | SIMOTICS S SYNCHRONOUS MOTOR 1FK7-CT PN=4,9 KW; UZK=600V M0=27NM (100K); NN=3000RPM; NATURAL COOLING; FRAME SIZE IMB 5 (IM V1, IM V3) FLANGE 1 POWER CONNECTOR ROTATABLE ABSOLUTE ENCODER SINGLETURN 20 BIT WITH DRIVE-CLIQ INTERFACE (ENCODER AS20DQI) SHAFT WITH FITTED KEY, TOLERANCE N; WITH HOLDING BRAKE PROTECTION CLASS IP65, | 3262 | TEM | 1 | MC | 23.3 | 1
1FK71012AF711QB2 | SIMOTICS S SYNCHRONOUS MOTOR 1FK7-CT PN=4,9 KW; UZK=600V M0=27NM (100K); NN=3000RPM; NATURAL COOLING; FRAME SIZE IMB 5 (IM V1, IM V3) FLANGE 1 POWER CONNECTOR ROTATABLE ABSOLUTE ENCODER SINGLETURN 20 BIT WITH DRIVE-CLIQ INTERFACE (ENCODER AS20DQI) SHAFT WITH FITTED KEY, TOLERANCE N; WITH HOLDING BRAKE PROTECTION CLASS IP65, FLANGE ON DRIVE END IP67; | 3262 | TEM | 1 | MC | 23.3 | 1
1FK71012AF711QG0 | SIMOTICS S SYNCHRONOUS MOTOR 1FK7-CT PN=4,9 KW; UZK=600V M0=27NM (100K); NN=3000RPM; NATURAL COOLING; FRAME SIZE IMB 5 (IM V1, IM V3) FLANGE 1 POWER CONNECTOR ROTATABLE ABSOLUTE ENCODER SINGLETURN 20 BIT WITH DRIVE-CLIQ INTERFACE (ENCODER AS20DQI) PLAIN SHAFT, TOLERANCE N; W/O HOLDING BRAKE PROTECTION CLASS IP64; | 2671 | TEM | 1 | MC | 23.001 | 1
1FK71012AF711QG1 | SIMOTICS S SYNCHRONOUS MOTOR 1FK7-CT PN=4,9 KW; UZK=600V M0=27NM (100K); NN=3000RPM; NATURAL COOLING; FRAME SIZE IMB 5 (IM V1, IM V3) FLANGE 1 POWER CONNECTOR ROTATABLE ABSOLUTE ENCODER SINGLETURN 20 BIT WITH DRIVE-CLIQ INTERFACE (ENCODER AS20DQI) PLAIN SHAFT, TOLERANCE N; W/O HOLDING BRAKE PROTECTION CLASS IP65, | 2764 | TEM | 1 | MC | 23.001 | 1
1FK71012AF711QG2 | SIMOTICS S SYNCHRONOUS MOTOR 1FK7-CT PN=4,9 KW; UZK=600V M0=27NM (100K); NN=3000RPM; NATURAL COOLING; FRAME SIZE IMB 5 (IM V1, IM V3) FLANGE 1 POWER CONNECTOR ROTATABLE ABSOLUTE ENCODER SINGLETURN 20 BIT WITH DRIVE-CLIQ INTERFACE (ENCODER AS20DQI) PLAIN SHAFT, TOLERANCE N; W/O HOLDING BRAKE PROTECTION CLASS IP65, FLANGE ON DRIVE END IP67; | 2764 | TEM | 1 | MC | 23.001 | 1
1FK71012AF711QH0 | SIMOTICS S SYNCHRONOUS MOTOR 1FK7-CT PN=4,9 KW; UZK=600V M0=27NM (100K); NN=3000RPM; NATURAL COOLING; FRAME SIZE IMB 5 (IM V1, IM V3) FLANGE 1 POWER CONNECTOR ROTATABLE ABSOLUTE ENCODER SINGLETURN 20 BIT WITH DRIVE-CLIQ INTERFACE (ENCODER AS20DQI) PLAIN SHAFT, TOLERANCE N; WITH HOLDING BRAKE PROTECTION CLASS IP64; | 3082 | TEM | 1 | MC | 23.3 | 1
1FK71012AF711QH1 | SIMOTICS S SYNCHRONOUS MOTOR 1FK7-CT PN=4,9 KW; UZK=600V M0=27NM (100K); NN=3000RPM; NATURAL COOLING; FRAME SIZE IMB 5 (IM V1, IM V3) FLANGE 1 POWER CONNECTOR ROTATABLE ABSOLUTE ENCODER SINGLETURN 20 BIT WITH DRIVE-CLIQ INTERFACE (ENCODER AS20DQI) PLAIN SHAFT, TOLERANCE N; WITH HOLDING BRAKE PROTECTION CLASS IP65, | 3176 | TEM | 1 | MC | 23.3 | 1
1FK71012AF711QH2 | SIMOTICS S SYNCHRONOUS MOTOR 1FK7-CT PN=4,9 KW; UZK=600V M0=27NM (100K); NN=3000RPM; NATURAL COOLING; FRAME SIZE IMB 5 (IM V1, IM V3) FLANGE 1 POWER CONNECTOR ROTATABLE ABSOLUTE ENCODER SINGLETURN 20 BIT WITH DRIVE-CLIQ INTERFACE (ENCODER AS20DQI) PLAIN SHAFT, TOLERANCE N; WITH HOLDING BRAKE PROTECTION CLASS IP65, FLANGE ON DRIVE END IP67; | 3176 | TEM | 1 | MC | 23.3 | 1
1FK71012AF711RA0 | SIMOTICS S SYNCHRONOUS MOTOR 1FK7-CT PN=4,9 KW; UZK=600V M0=27NM (100K); NN=3000RPM; NATURAL COOLING; FRAME SIZE IMB 5 (IM V1, IM V3) FLANGE 1 POWER CONNECTOR ROTATABLE ABSOLUTE ENCODER 20 BIT + 12 BIT MULTITURN WITH DRIVE-CLIQ INTERFACE (ENCODER AM20DQI) SHAFT WITH FITTED KEY, TOLERANCE N; W/O HOLDING BRAKE PROTECTION CLASS IP64; | 3131 | TEM | 1 | MC | 23.001 | 1
1FK71012AF711RA1 | SIMOTICS S SYNCHRONOUS MOTOR 1FK7-CT PN=4,9 KW; UZK=600V M0=27NM (100K); NN=3000RPM; NATURAL COOLING; FRAME SIZE IMB 5 (IM V1, IM V3) FLANGE 1 POWER CONNECTOR ROTATABLE ABSOLUTE ENCODER 20 BIT + 12 BIT MULTITURN WITH DRIVE-CLIQ INTERFACE (ENCODER AM20DQI) SHAFT WITH FITTED KEY, TOLERANCE N; W/O HOLDING BRAKE PROTECTION CLASS IP65, | 3225 | TEM | 1 | MC | 23.001 | 1
1FK71012AF711RA2 | SIMOTICS S SYNCHRONOUS MOTOR 1FK7-CT PN=4,9 KW; UZK=600V M0=27NM (100K); NN=3000RPM; NATURAL COOLING; FRAME SIZE IMB 5 (IM V1, IM V3) FLANGE 1 POWER CONNECTOR ROTATABLE ABSOLUTE ENCODER 20 BIT + 12 BIT MULTITURN WITH DRIVE-CLIQ INTERFACE (ENCODER AM20DQI) SHAFT WITH FITTED KEY, TOLERANCE N; W/O HOLDING BRAKE PROTECTION CLASS IP65, FLANGE ON DRIVE END IP67; | 3225 | TEM | 1 | MC | 23.001 | 1
1FK71012AF711RB0 | SIMOTICS S SYNCHRONOUS MOTOR 1FK7-CT PN=4,9 KW; UZK=600V M0=27NM (100K); NN=3000RPM; NATURAL COOLING; FRAME SIZE IMB 5 (IM V1, IM V3) FLANGE 1 POWER CONNECTOR ROTATABLE ABSOLUTE ENCODER 20 BIT + 12 BIT MULTITURN WITH DRIVE-CLIQ INTERFACE (ENCODER AM20DQI) SHAFT WITH FITTED KEY, TOLERANCE N; WITH HOLDING BRAKE PROTECTION CLASS IP64; | 3542 | TEM | 1 | MC | 23.3 | 1
1FK71012AF711RB1 | SIMOTICS S SYNCHRONOUS MOTOR 1FK7-CT PN=4,9 KW; UZK=600V M0=27NM (100K); NN=3000RPM; NATURAL COOLING; FRAME SIZE IMB 5 (IM V1, IM V3) FLANGE 1 POWER CONNECTOR ROTATABLE ABSOLUTE ENCODER 20 BIT + 12 BIT MULTITURN WITH DRIVE-CLIQ INTERFACE (ENCODER AM20DQI) SHAFT WITH FITTED KEY, TOLERANCE N; WITH HOLDING BRAKE PROTECTION CLASS IP65, | 3636 | TEM | 1 | MC | 23.3 | 1
1FK71012AF711RB2 | SIMOTICS S SYNCHRONOUS MOTOR 1FK7-CT PN=4,9 KW; UZK=600V M0=27NM (100K); NN=3000RPM; NATURAL COOLING; FRAME SIZE IMB 5 (IM V1, IM V3) FLANGE 1 POWER CONNECTOR ROTATABLE ABSOLUTE ENCODER 20 BIT + 12 BIT MULTITURN WITH DRIVE-CLIQ INTERFACE (ENCODER AM20DQI) SHAFT WITH FITTED KEY, TOLERANCE N; WITH HOLDING BRAKE PROTECTION CLASS IP65, FLANGE ON DRIVE END IP67; | 3636 | TEM | 1 | MC | 23.3 | 1
1FK71012AF711RG0 | SIMOTICS S SYNCHRONOUS MOTOR 1FK7-CT PN=4,9 KW; UZK=600V M0=27NM (100K); NN=3000RPM; NATURAL COOLING; FRAME SIZE IMB 5 (IM V1, IM V3) FLANGE 1 POWER CONNECTOR ROTATABLE ABSOLUTE ENCODER 20 BIT + 12 BIT MULTITURN WITH DRIVE-CLIQ INTERFACE (ENCODER AM20DQI) PLAIN SHAFT, TOLERANCE N; W/O HOLDING BRAKE PROTECTION CLASS IP64; | 3045 | TEM | 1 | MC | 23.001 | 1
1FK71012AF711RG1 | SIMOTICS S SYNCHRONOUS MOTOR 1FK7-CT PN=4,9 KW; UZK=600V M0=27NM (100K); NN=3000RPM; NATURAL COOLING; FRAME SIZE IMB 5 (IM V1, IM V3) FLANGE 1 POWER CONNECTOR ROTATABLE ABSOLUTE ENCODER 20 BIT + 12 BIT MULTITURN WITH DRIVE-CLIQ INTERFACE (ENCODER AM20DQI) PLAIN SHAFT, TOLERANCE N; W/O HOLDING BRAKE PROTECTION CLASS IP65, | 3138 | TEM | 1 | MC | 23.001 | 1
1FK71012AF711RG2 | SIMOTICS S SYNCHRONOUS MOTOR 1FK7-CT PN=4,9 KW; UZK=600V M0=27NM (100K); NN=3000RPM; NATURAL COOLING; FRAME SIZE IMB 5 (IM V1, IM V3) FLANGE 1 POWER CONNECTOR ROTATABLE ABSOLUTE ENCODER 20 BIT + 12 BIT MULTITURN WITH DRIVE-CLIQ INTERFACE (ENCODER AM20DQI) PLAIN SHAFT, TOLERANCE N; W/O HOLDING BRAKE PROTECTION CLASS IP65, FLANGE ON DRIVE END IP67; | 3138 | TEM | 1 | MC | 23.001 | 1
1FK71012AF711RH0 | SIMOTICS S SYNCHRONOUS MOTOR 1FK7-CT PN=4,9 KW; UZK=600V M0=27NM (100K); NN=3000RPM; NATURAL COOLING; FRAME SIZE IMB 5 (IM V1, IM V3) FLANGE 1 POWER CONNECTOR ROTATABLE ABSOLUTE ENCODER 20 BIT + 12 BIT MULTITURN WITH DRIVE-CLIQ INTERFACE (ENCODER AM20DQI) PLAIN SHAFT, TOLERANCE N; WITH HOLDING BRAKE PROTECTION CLASS IP64; | 3456 | TEM | 1 | MC | 23.3 | 1
1FK71012AF711RH1 | SIMOTICS S SYNCHRONOUS MOTOR 1FK7-CT PN=4,9 KW; UZK=600V M0=27NM (100K); NN=3000RPM; NATURAL COOLING; FRAME SIZE IMB 5 (IM V1, IM V3) FLANGE 1 POWER CONNECTOR ROTATABLE ABSOLUTE ENCODER 20 BIT + 12 BIT MULTITURN WITH DRIVE-CLIQ INTERFACE (ENCODER AM20DQI) PLAIN SHAFT, TOLERANCE N; WITH HOLDING BRAKE PROTECTION CLASS IP65, | 3550 | TEM | 1 | MC | 23.3 | 1
1FK71012AF711RH2 | SIMOTICS S SYNCHRONOUS MOTOR 1FK7-CT PN=4,9 KW; UZK=600V M0=27NM (100K); NN=3000RPM; NATURAL COOLING; FRAME SIZE IMB 5 (IM V1, IM V3) FLANGE 1 POWER CONNECTOR ROTATABLE ABSOLUTE ENCODER 20 BIT + 12 BIT MULTITURN WITH DRIVE-CLIQ INTERFACE (ENCODER AM20DQI) PLAIN SHAFT, TOLERANCE N; WITH HOLDING BRAKE PROTECTION CLASS IP65, FLANGE ON DRIVE END IP67; | 3550 | TEM | 1 | MC | 23.3 | 1
1FK71012AF711SA0 | SIMOTICS S SYNCHRONOUS MOTOR 1FK7-CT PN=4,9 KW; UZK=600V M0=27NM (100K); NN=3000RPM; NATURAL COOLING; FRAME SIZE IMB 5 (IM V1, IM V3) FLANGE 1, WITH KTY TEMPERATURESENSOR POWER CONNECTOR ROTATABLE RESOLVER MULTI-POLE (RESOLVER P=4); SHAFT WITH FITTED KEY, TOLERANCE N; W/O HOLDING BRAKE PROTECTION CLASS IP64; | 2413 | TEM | 1 | MC | 23.002 | 1
1FK71012AF711SA1 | SIMOTICS S SYNCHRONOUS MOTOR 1FK7-CT PN=4,9 KW; UZK=600V M0=27NM (100K); NN=3000RPM; NATURAL COOLING; FRAME SIZE IMB 5 (IM V1, IM V3) FLANGE 1, WITH KTY TEMPERATURESENSOR POWER CONNECTOR ROTATABLE RESOLVER MULTI-POLE (RESOLVER P=4); SHAFT WITH FITTED KEY, TOLERANCE N; W/O HOLDING BRAKE PROTECTION CLASS IP65, | 2506 | TEM | 1 | MC | 23.002 | 1
1FK71012AF711SA2 | SIMOTICS S SYNCHRONOUS MOTOR 1FK7-CT PN=4,9 KW; UZK=600V M0=27NM (100K); NN=3000RPM; NATURAL COOLING; FRAME SIZE IMB 5 (IM V1, IM V3) FLANGE 1, WITH KTY TEMPERATURESENSOR POWER CONNECTOR ROTATABLE RESOLVER MULTI-POLE (RESOLVER P=4); SHAFT WITH FITTED KEY, TOLERANCE N; W/O HOLDING BRAKE PROTECTION CLASS IP65, FLANGE ON DRIVE END IP67; | 2506 | TEM | 1 | MC | 23.002 | 1
1FK71012AF711SB0 | SIMOTICS S SYNCHRONOUS MOTOR 1FK7-CT PN=4,9 KW; UZK=600V M0=27NM (100K); NN=3000RPM; NATURAL COOLING; FRAME SIZE IMB 5 (IM V1, IM V3) FLANGE 1, WITH KTY TEMPERATURESENSOR POWER CONNECTOR ROTATABLE RESOLVER MULTI-POLE (RESOLVER P=4); SHAFT WITH FITTED KEY, TOLERANCE N; WITH HOLDING BRAKE PROTECTION CLASS IP64; | 2824 | TEM | 1 | MC | 23.301 | 1
1FK71012AF711SB1 | SIMOTICS S SYNCHRONOUS MOTOR 1FK7-CT PN=4,9 KW; UZK=600V M0=27NM (100K); NN=3000RPM; NATURAL COOLING; FRAME SIZE IMB 5 (IM V1, IM V3) FLANGE 1, WITH KTY TEMPERATURESENSOR POWER CONNECTOR ROTATABLE RESOLVER MULTI-POLE (RESOLVER P=4); SHAFT WITH FITTED KEY, TOLERANCE N; WITH HOLDING BRAKE PROTECTION CLASS IP65, | 2918 | TEM | 1 | MC | 23.301 | 1
1FK71012AF711SB2 | SIMOTICS S SYNCHRONOUS MOTOR 1FK7-CT PN=4,9 KW; UZK=600V M0=27NM (100K); NN=3000RPM; NATURAL COOLING; FRAME SIZE IMB 5 (IM V1, IM V3) FLANGE 1, WITH KTY TEMPERATURESENSOR POWER CONNECTOR ROTATABLE RESOLVER MULTI-POLE (RESOLVER P=4); SHAFT WITH FITTED KEY, TOLERANCE N; WITH HOLDING BRAKE PROTECTION CLASS IP65, FLANGE ON DRIVE END IP67; | 2918 | TEM | 1 | MC | 23.301 | 1
1FK71012AF711SG0 | SIMOTICS S SYNCHRONOUS MOTOR 1FK7-CT PN=4,9 KW; UZK=600V M0=27NM (100K); NN=3000RPM; NATURAL COOLING; FRAME SIZE IMB 5 (IM V1, IM V3) FLANGE 1, WITH KTY TEMPERATURESENSOR POWER CONNECTOR ROTATABLE RESOLVER MULTI-POLE (RESOLVER P=4); PLAIN SHAFT, TOLERANCE N; W/O HOLDING BRAKE PROTECTION CLASS IP64; | 2327 | TEM | 1 | MC | 23.002 | 1
1FK71012AF711SG1 | SIMOTICS S SYNCHRONOUS MOTOR 1FK7-CT PN=4,9 KW; UZK=600V M0=27NM (100K); NN=3000RPM; NATURAL COOLING; FRAME SIZE IMB 5 (IM V1, IM V3) FLANGE 1, WITH KTY TEMPERATURESENSOR POWER CONNECTOR ROTATABLE RESOLVER MULTI-POLE (RESOLVER P=4); PLAIN SHAFT, TOLERANCE N; W/O HOLDING BRAKE PROTECTION CLASS IP65, | 2420 | TEM | 1 | MC | 23.002 | 1
1FK71012AF711SG2 | SIMOTICS S SYNCHRONOUS MOTOR 1FK7-CT PN=4,9 KW; UZK=600V M0=27NM (100K); NN=3000RPM; NATURAL COOLING; FRAME SIZE IMB 5 (IM V1, IM V3) FLANGE 1, WITH KTY TEMPERATURESENSOR POWER CONNECTOR ROTATABLE RESOLVER MULTI-POLE (RESOLVER P=4); PLAIN SHAFT, TOLERANCE N; W/O HOLDING BRAKE PROTECTION CLASS IP65, FLANGE ON DRIVE END IP67; | 2420 | TEM | 1 | MC | 23.002 | 1
1FK71012AF711SH0 | SIMOTICS S SYNCHRONOUS MOTOR 1FK7-CT PN=4,9 KW; UZK=600V M0=27NM (100K); NN=3000RPM; NATURAL COOLING; FRAME SIZE IMB 5 (IM V1, IM V3) FLANGE 1, WITH KTY TEMPERATURESENSOR POWER CONNECTOR ROTATABLE RESOLVER MULTI-POLE (RESOLVER P=4); PLAIN SHAFT, TOLERANCE N; WITH HOLDING BRAKE PROTECTION CLASS IP64; | 2738 | TEM | 1 | MC | 23.301 | 1
1FK71012AF711SH1 | SIMOTICS S SYNCHRONOUS MOTOR 1FK7-CT PN=4,9 KW; UZK=600V M0=27NM (100K); NN=3000RPM; NATURAL COOLING; FRAME SIZE IMB 5 (IM V1, IM V3) FLANGE 1, WITH KTY TEMPERATURESENSOR POWER CONNECTOR ROTATABLE RESOLVER MULTI-POLE (RESOLVER P=4); PLAIN SHAFT, TOLERANCE N; WITH HOLDING BRAKE PROTECTION CLASS IP65, | 2832 | TEM | 1 | MC | 23.301 | 1
1FK71012AF711SH2 | SIMOTICS S SYNCHRONOUS MOTOR 1FK7-CT PN=4,9 KW; UZK=600V M0=27NM (100K); NN=3000RPM; NATURAL COOLING; FRAME SIZE IMB 5 (IM V1, IM V3) FLANGE 1, WITH KTY TEMPERATURESENSOR POWER CONNECTOR ROTATABLE RESOLVER MULTI-POLE (RESOLVER P=4); PLAIN SHAFT, TOLERANCE N; WITH HOLDING BRAKE PROTECTION CLASS IP65, FLANGE ON DRIVE END IP67; | 2832 | TEM | 1 | MC | 23.301 | 1
1FK71012AF711TA0 | SIMOTICS S SYNCHRONOUS MOTOR 1FK7-CT PN=4,9 KW; UZK=600V M0=27NM (100K); NN=3000RPM; NATURAL COOLING; FRAME SIZE IMB 5 (IM V1, IM V3) FLANGE 1, WITH KTY TEMPERATURESENSOR POWER CONNECTOR ROTATABLE RESOLVER 2-POLE (RESOLVER P=1); SHAFT WITH FITTED KEY, TOLERANCE N; W/O HOLDING BRAKE PROTECTION CLASS IP64; | 2413 | TEM | 1 | MC | 23.002 | 1
1FK71012AF711TA1 | SIMOTICS S SYNCHRONOUS MOTOR 1FK7-CT PN=4,9 KW; UZK=600V M0=27NM (100K); NN=3000RPM; NATURAL COOLING; FRAME SIZE IMB 5 (IM V1, IM V3) FLANGE 1, WITH KTY TEMPERATURESENSOR POWER CONNECTOR ROTATABLE RESOLVER 2-POLE (RESOLVER P=1); SHAFT WITH FITTED KEY, TOLERANCE N; W/O HOLDING BRAKE PROTECTION CLASS IP65, | 2506 | TEM | 1 | MC | 23.002 | 1
1FK71012AF711TA2 | SIMOTICS S SYNCHRONOUS MOTOR 1FK7-CT PN=4,9 KW; UZK=600V M0=27NM (100K); NN=3000RPM; NATURAL COOLING; FRAME SIZE IMB 5 (IM V1, IM V3) FLANGE 1, WITH KTY TEMPERATURESENSOR POWER CONNECTOR ROTATABLE RESOLVER 2-POLE (RESOLVER P=1); SHAFT WITH FITTED KEY, TOLERANCE N; W/O HOLDING BRAKE PROTECTION CLASS IP65, FLANGE ON DRIVE END IP67; | 2506 | TEM | 1 | MC | 23.002 | 1
1FK71012AF711TB0 | SIMOTICS S SYNCHRONOUS MOTOR 1FK7-CT PN=4,9 KW; UZK=600V M0=27NM (100K); NN=3000RPM; NATURAL COOLING; FRAME SIZE IMB 5 (IM V1, IM V3) FLANGE 1, WITH KTY TEMPERATURESENSOR POWER CONNECTOR ROTATABLE RESOLVER 2-POLE (RESOLVER P=1); SHAFT WITH FITTED KEY, TOLERANCE N; WITH HOLDING BRAKE PROTECTION CLASS IP64; | 2824 | TEM | 1 | MC | 23.301 | 1
1FK71012AF711TB1 | SIMOTICS S SYNCHRONOUS MOTOR 1FK7-CT PN=4,9 KW; UZK=600V M0=27NM (100K); NN=3000RPM; NATURAL COOLING; FRAME SIZE IMB 5 (IM V1, IM V3) FLANGE 1, WITH KTY TEMPERATURESENSOR POWER CONNECTOR ROTATABLE RESOLVER 2-POLE (RESOLVER P=1); SHAFT WITH FITTED KEY, TOLERANCE N; WITH HOLDING BRAKE PROTECTION CLASS IP65, | 2918 | TEM | 1 | MC | 23.301 | 1
1FK71012AF711TB2 | SIMOTICS S SYNCHRONOUS MOTOR 1FK7-CT PN=4,9 KW; UZK=600V M0=27NM (100K); NN=3000RPM; NATURAL COOLING; FRAME SIZE IMB 5 (IM V1, IM V3) FLANGE 1, WITH KTY TEMPERATURESENSOR POWER CONNECTOR ROTATABLE RESOLVER 2-POLE (RESOLVER P=1); SHAFT WITH FITTED KEY, TOLERANCE N; WITH HOLDING BRAKE PROTECTION CLASS IP65, FLANGE ON DRIVE END IP67; | 2918 | TEM | 1 | MC | 23.301 | 1
1FK71012AF711TG0 | SIMOTICS S SYNCHRONOUS MOTOR 1FK7-CT PN=4,9 KW; UZK=600V M0=27NM (100K); NN=3000RPM; NATURAL COOLING; FRAME SIZE IMB 5 (IM V1, IM V3) FLANGE 1, WITH KTY TEMPERATURESENSOR POWER CONNECTOR ROTATABLE RESOLVER 2-POLE (RESOLVER P=1); PLAIN SHAFT, TOLERANCE N; W/O HOLDING BRAKE PROTECTION CLASS IP64; | 2327 | TEM | 1 | MC | 23.002 | 1
1FK71012AF711TG1 | SIMOTICS S SYNCHRONOUS MOTOR 1FK7-CT PN=4,9 KW; UZK=600V M0=27NM (100K); NN=3000RPM; NATURAL COOLING; FRAME SIZE IMB 5 (IM V1, IM V3) FLANGE 1, WITH KTY TEMPERATURESENSOR POWER CONNECTOR ROTATABLE RESOLVER 2-POLE (RESOLVER P=1); PLAIN SHAFT, TOLERANCE N; W/O HOLDING BRAKE PROTECTION CLASS IP65, | 2420 | TEM | 1 | MC | 23.002 | 1
1FK71012AF711TG2 | SIMOTICS S SYNCHRONOUS MOTOR 1FK7-CT PN=4,9 KW; UZK=600V M0=27NM (100K); NN=3000RPM; NATURAL COOLING; FRAME SIZE IMB 5 (IM V1, IM V3) FLANGE 1, WITH KTY TEMPERATURESENSOR POWER CONNECTOR ROTATABLE RESOLVER 2-POLE (RESOLVER P=1); PLAIN SHAFT, TOLERANCE N; W/O HOLDING BRAKE PROTECTION CLASS IP65, FLANGE ON DRIVE END IP67; | 2420 | TEM | 1 | MC | 23.002 | 1
1FK71012AF711TH0 | SIMOTICS S SYNCHRONOUS MOTOR 1FK7-CT PN=4,9 KW; UZK=600V M0=27NM (100K); NN=3000RPM; NATURAL COOLING; FRAME SIZE IMB 5 (IM V1, IM V3) FLANGE 1, WITH KTY TEMPERATURESENSOR POWER CONNECTOR ROTATABLE RESOLVER 2-POLE (RESOLVER P=1); PLAIN SHAFT, TOLERANCE N; WITH HOLDING BRAKE PROTECTION CLASS IP64; | 2738 | TEM | 1 | MC | 23.301 | 1
1FK71012AF711TH1 | SIMOTICS S SYNCHRONOUS MOTOR 1FK7-CT PN=4,9 KW; UZK=600V M0=27NM (100K); NN=3000RPM; NATURAL COOLING; FRAME SIZE IMB 5 (IM V1, IM V3) FLANGE 1, WITH KTY TEMPERATURESENSOR POWER CONNECTOR ROTATABLE RESOLVER 2-POLE (RESOLVER P=1); PLAIN SHAFT, TOLERANCE N; WITH HOLDING BRAKE PROTECTION CLASS IP65, | 2832 | TEM | 1 | MC | 23.301 | 1
1FK71012AF711TH2 | SIMOTICS S SYNCHRONOUS MOTOR 1FK7-CT PN=4,9 KW; UZK=600V M0=27NM (100K); NN=3000RPM; NATURAL COOLING; FRAME SIZE IMB 5 (IM V1, IM V3) FLANGE 1, WITH KTY TEMPERATURESENSOR POWER CONNECTOR ROTATABLE RESOLVER 2-POLE (RESOLVER P=1); PLAIN SHAFT, TOLERANCE N; WITH HOLDING BRAKE PROTECTION CLASS IP65, FLANGE ON DRIVE END IP67; | 2832 | TEM | 1 | MC | 23.301 | 1
1FK71012AF711UA0 | SIMOTICS S SYNCHRONOUS MOTOR 1FK7-CT PN=4,9 KW; UZK=600V M0=27NM (100K); NN=3000RPM; NATURAL COOLING; FRAME SIZE IMB 5 (IM V1, IM V3) FLANGE 1 POWER CONNECTOR ROTATABLE RESOLVER MULTI-POLE WITH DRIVE-CLIQ INTERFACE; SHAFT WITH FITTED KEY, TOLERANCE N; W/O HOLDING BRAKE PROTECTION CLASS IP64; | 2654 | TEM | 1 | MC | 23.002 | 1
1FK71012AF711UA1 | SIMOTICS S SYNCHRONOUS MOTOR 1FK7-CT PN=4,9 KW; UZK=600V M0=27NM (100K); NN=3000RPM; NATURAL COOLING; FRAME SIZE IMB 5 (IM V1, IM V3) FLANGE 1 POWER CONNECTOR ROTATABLE RESOLVER MULTI-POLE WITH DRIVE-CLIQ INTERFACE; SHAFT WITH FITTED KEY, TOLERANCE N; W/O HOLDING BRAKE PROTECTION CLASS IP65, | 2747 | TEM | 1 | MC | 23.002 | 1
1FK71012AF711UA2 | SIMOTICS S SYNCHRONOUS MOTOR 1FK7-CT PN=4,9 KW; UZK=600V M0=27NM (100K); NN=3000RPM; NATURAL COOLING; FRAME SIZE IMB 5 (IM V1, IM V3) FLANGE 1 POWER CONNECTOR ROTATABLE RESOLVER MULTI-POLE WITH DRIVE-CLIQ INTERFACE; SHAFT WITH FITTED KEY, TOLERANCE N; W/O HOLDING BRAKE PROTECTION CLASS IP65, FLANGE ON DRIVE END IP67; | 2747 | TEM | 1 | MC | 23.002 | 1
1FK71012AF711UB0 | SIMOTICS S SYNCHRONOUS MOTOR 1FK7-CT PN=4,9 KW; UZK=600V M0=27NM (100K); NN=3000RPM; NATURAL COOLING; FRAME SIZE IMB 5 (IM V1, IM V3) FLANGE 1 POWER CONNECTOR ROTATABLE RESOLVER MULTI-POLE WITH DRIVE-CLIQ INTERFACE; SHAFT WITH FITTED KEY, TOLERANCE N; WITH HOLDING BRAKE PROTECTION CLASS IP64; | 3065 | TEM | 1 | MC | 23.301 | 1
1FK71012AF711UB1 | SIMOTICS S SYNCHRONOUS MOTOR 1FK7-CT PN=4,9 KW; UZK=600V M0=27NM (100K); NN=3000RPM; NATURAL COOLING; FRAME SIZE IMB 5 (IM V1, IM V3) FLANGE 1 POWER CONNECTOR ROTATABLE RESOLVER MULTI-POLE WITH DRIVE-CLIQ INTERFACE; SHAFT WITH FITTED KEY, TOLERANCE N; WITH HOLDING BRAKE PROTECTION CLASS IP65, | 3159 | TEM | 1 | MC | 23.301 | 1
1FK71012AF711UB2 | SIMOTICS S SYNCHRONOUS MOTOR 1FK7-CT PN=4,9 KW; UZK=600V M0=27NM (100K); NN=3000RPM; NATURAL COOLING; FRAME SIZE IMB 5 (IM V1, IM V3) FLANGE 1 POWER CONNECTOR ROTATABLE RESOLVER MULTI-POLE WITH DRIVE-CLIQ INTERFACE; SHAFT WITH FITTED KEY, TOLERANCE N; WITH HOLDING BRAKE PROTECTION CLASS IP65, FLANGE ON DRIVE END IP67; | 3159 | TEM | 1 | MC | 23.301 | 1
1FK71012AF711UG0 | SIMOTICS S SYNCHRONOUS MOTOR 1FK7-CT PN=4,9 KW; UZK=600V M0=27NM (100K); NN=3000RPM; NATURAL COOLING; FRAME SIZE IMB 5 (IM V1, IM V3) FLANGE 1 POWER CONNECTOR ROTATABLE RESOLVER MULTI-POLE WITH DRIVE-CLIQ INTERFACE; PLAIN SHAFT, TOLERANCE N; W/O HOLDING BRAKE PROTECTION CLASS IP64; | 2568 | TEM | 1 | MC | 23.002 | 1
1FK71012AF711UG1 | SIMOTICS S SYNCHRONOUS MOTOR 1FK7-CT PN=4,9 KW; UZK=600V M0=27NM (100K); NN=3000RPM; NATURAL COOLING; FRAME SIZE IMB 5 (IM V1, IM V3) FLANGE 1 POWER CONNECTOR ROTATABLE RESOLVER MULTI-POLE WITH DRIVE-CLIQ INTERFACE; PLAIN SHAFT, TOLERANCE N; W/O HOLDING BRAKE PROTECTION CLASS IP65, | 2661 | TEM | 1 | MC | 23.002 | 1
1FK71012AF711UG2 | SIMOTICS S SYNCHRONOUS MOTOR 1FK7-CT PN=4,9 KW; UZK=600V M0=27NM (100K); NN=3000RPM; NATURAL COOLING; FRAME SIZE IMB 5 (IM V1, IM V3) FLANGE 1 POWER CONNECTOR ROTATABLE RESOLVER MULTI-POLE WITH DRIVE-CLIQ INTERFACE; PLAIN SHAFT, TOLERANCE N; W/O HOLDING BRAKE PROTECTION CLASS IP65, FLANGE ON DRIVE END IP67; | 2661 | TEM | 1 | MC | 23.002 | 1
1FK71012AF711UH0 | SIMOTICS S SYNCHRONOUS MOTOR 1FK7-CT PN=4,9 KW; UZK=600V M0=27NM (100K); NN=3000RPM; NATURAL COOLING; FRAME SIZE IMB 5 (IM V1, IM V3) FLANGE 1 POWER CONNECTOR ROTATABLE RESOLVER MULTI-POLE WITH DRIVE-CLIQ INTERFACE; PLAIN SHAFT, TOLERANCE N; WITH HOLDING BRAKE PROTECTION CLASS IP64; | 2979 | TEM | 1 | MC | 23.301 | 1
1FK71012AF711UH1 | SIMOTICS S SYNCHRONOUS MOTOR 1FK7-CT PN=4,9 KW; UZK=600V M0=27NM (100K); NN=3000RPM; NATURAL COOLING; FRAME SIZE IMB 5 (IM V1, IM V3) FLANGE 1 POWER CONNECTOR ROTATABLE RESOLVER MULTI-POLE WITH DRIVE-CLIQ INTERFACE; PLAIN SHAFT, TOLERANCE N; WITH HOLDING BRAKE PROTECTION CLASS IP65, | 3073 | TEM | 1 | MC | 23.301 | 1
1FK71012AF711UH2 | SIMOTICS S SYNCHRONOUS MOTOR 1FK7-CT PN=4,9 KW; UZK=600V M0=27NM (100K); NN=3000RPM; NATURAL COOLING; FRAME SIZE IMB 5 (IM V1, IM V3) FLANGE 1 POWER CONNECTOR ROTATABLE RESOLVER MULTI-POLE WITH DRIVE-CLIQ INTERFACE; PLAIN SHAFT, TOLERANCE N; WITH HOLDING BRAKE PROTECTION CLASS IP65, FLANGE ON DRIVE END IP67; | 3073 | TEM | 1 | MC | 23.301 | 1
1FK71013BC711CB0 | SIMOTICS S SYNCHRONOUS MOTOR 1FK7-HI PN=4,3 KW; UZK=600V M0=27NM (100K); NN=2000RPM; NATURAL COOLING; FRAME SIZE IMB 5 (IM V1, IM V3) FLANGE 1 POWER CONNECTOR ROTATABLE ABSOLUTE ENCODER 24 BIT + 12 BIT MULTITURN WITH DRIVE-CLIQ INTERFACE (ENCODER AM24DQI) SHAFT WITH FITTED KEY, TOLERANCE N; WITH HOLDING BRAKE PROTECTION CLASS IP64; | 4008 | TEM | 1 | MC | 26 | 1
1FK71013BC711QA0 | SIMOTICS S SYNCHRONOUS MOTOR 1FK7-HI PN=4,3 KW; UZK=600V M0=27NM (100K); NN=2000RPM; NATURAL COOLING; FRAME SIZE IMB 5 (IM V1, IM V3) FLANGE 1 POWER CONNECTOR ROTATABLE ABSOLUTE ENCODER SINGLETURN 20 BIT WITH DRIVE-CLIQ INTERFACE (ENCODER AS20DQI) SHAFT WITH FITTED KEY, TOLERANCE N; W/O HOLDING BRAKE PROTECTION CLASS IP64; | 2744 | TEM | 1 | MC | 25.701 | 1
1FK71013BC711QG0 | SIMOTICS S SYNCHRONOUS MOTOR 1FK7-HI PN=4,3 KW; UZK=600V M0=27NM (100K); NN=2000RPM; NATURAL COOLING; FRAME SIZE IMB 5 (IM V1, IM V3) FLANGE 1 POWER CONNECTOR ROTATABLE ABSOLUTE ENCODER SINGLETURN 20 BIT WITH DRIVE-CLIQ INTERFACE (ENCODER AS20DQI) PLAIN SHAFT, TOLERANCE N; W/O HOLDING BRAKE PROTECTION CLASS IP64; | 2658 | TEM | 1 | MC | 25.701 | 1
1FK71013BC711RA0 | SIMOTICS S SYNCHRONOUS MOTOR 1FK7-HI PN=4,3 KW; UZK=600V M0=27NM (100K); NN=2000RPM; NATURAL COOLING; FRAME SIZE IMB 5 (IM V1, IM V3) FLANGE 1 POWER CONNECTOR ROTATABLE ABSOLUTE ENCODER 20 BIT + 12 BIT MULTITURN WITH DRIVE-CLIQ INTERFACE (ENCODER AM20DQI) SHAFT WITH FITTED KEY, TOLERANCE N; W/O HOLDING BRAKE PROTECTION CLASS IP64; | 3118 | TEM | 1 | MC | 25.701 | 1
1FK71013BC711RB1 | SIMOTICS S SYNCHRONOUS MOTOR 1FK7-HI PN=4,3 KW; UZK=600V M0=27NM (100K); NN=2000RPM; NATURAL COOLING; FRAME SIZE IMB 5 (IM V1, IM V3) FLANGE 1 POWER CONNECTOR ROTATABLE ABSOLUTE ENCODER 20 BIT + 12 BIT MULTITURN WITH DRIVE-CLIQ INTERFACE (ENCODER AM20DQI) SHAFT WITH FITTED KEY, TOLERANCE N; WITH HOLDING BRAKE PROTECTION CLASS IP65, | 3623 | TEM | 1 | MC | 26 | 1
1FK71013BC711RG0 | SIMOTICS S SYNCHRONOUS MOTOR 1FK7-HI PN=4,3 KW; UZK=600V M0=27NM (100K); NN=2000RPM; NATURAL COOLING; FRAME SIZE IMB 5 (IM V1, IM V3) FLANGE 1 POWER CONNECTOR ROTATABLE ABSOLUTE ENCODER 20 BIT + 12 BIT MULTITURN WITH DRIVE-CLIQ INTERFACE (ENCODER AM20DQI) PLAIN SHAFT, TOLERANCE N; W/O HOLDING BRAKE PROTECTION CLASS IP64; | 3032 | TEM | 1 | MC | 25.701 | 1
1FK71013BC711RH1 | SIMOTICS S SYNCHRONOUS MOTOR 1FK7-HI PN=4,3 KW; UZK=600V M0=27NM (100K); NN=2000RPM; NATURAL COOLING; FRAME SIZE IMB 5 (IM V1, IM V3) FLANGE 1 POWER CONNECTOR ROTATABLE ABSOLUTE ENCODER 20 BIT + 12 BIT MULTITURN WITH DRIVE-CLIQ INTERFACE (ENCODER AM20DQI) PLAIN SHAFT, TOLERANCE N; WITH HOLDING BRAKE PROTECTION CLASS IP65, | 3537 | TEM | 1 | MC | 26 | 1
1FK71013BF711CA0 | SIMOTICS S SYNCHRONOUS MOTOR 1FK7-HI PN=4,9 KW; UZK=600V M0=27NM (100K); NN=3000RPM; NATURAL COOLING; FRAME SIZE IMB 5 (IM V1, IM V3) FLANGE 1 POWER CONNECTOR ROTATABLE ABSOLUTE ENCODER 24 BIT + 12 BIT MULTITURN WITH DRIVE-CLIQ INTERFACE (ENCODER AM24DQI) SHAFT WITH FITTED KEY, TOLERANCE N; W/O HOLDING BRAKE PROTECTION CLASS IP64; | 3596 | TEM | 1 | MC | 25.701 | 1
1FK71013BF711CB0 | SIMOTICS S SYNCHRONOUS MOTOR 1FK7-HI PN=4,9 KW; UZK=600V M0=27NM (100K); NN=3000RPM; NATURAL COOLING; FRAME SIZE IMB 5 (IM V1, IM V3) FLANGE 1 POWER CONNECTOR ROTATABLE ABSOLUTE ENCODER 24 BIT + 12 BIT MULTITURN WITH DRIVE-CLIQ INTERFACE (ENCODER AM24DQI) SHAFT WITH FITTED KEY, TOLERANCE N; WITH HOLDING BRAKE PROTECTION CLASS IP64; | 4008 | TEM | 1 | MC | 26 | 1
1FK71013BF711CG0 | SIMOTICS S SYNCHRONOUS MOTOR 1FK7-HI PN=4,9 KW; UZK=600V M0=27NM (100K); NN=3000RPM; NATURAL COOLING; FRAME SIZE IMB 5 (IM V1, IM V3) FLANGE 1 POWER CONNECTOR ROTATABLE ABSOLUTE ENCODER 24 BIT + 12 BIT MULTITURN WITH DRIVE-CLIQ INTERFACE (ENCODER AM24DQI) PLAIN SHAFT, TOLERANCE N; W/O HOLDING BRAKE PROTECTION CLASS IP64; | 3510 | TEM | 1 | MC | 25.701 | 1
1FK71013BF711CH1 | SIMOTICS S SYNCHRONOUS MOTOR 1FK7-HI PN=4,9 KW; UZK=600V M0=27NM (100K); NN=3000RPM; NATURAL COOLING; FRAME SIZE IMB 5 (IM V1, IM V3) FLANGE 1 POWER CONNECTOR ROTATABLE ABSOLUTE ENCODER 24 BIT + 12 BIT MULTITURN WITH DRIVE-CLIQ INTERFACE (ENCODER AM24DQI) PLAIN SHAFT, TOLERANCE N; WITH HOLDING BRAKE PROTECTION CLASS IP65, | 4015 | TEM | 1 | MC | 26 | 1
1FK71013BF711QA0 | SIMOTICS S SYNCHRONOUS MOTOR 1FK7-HI PN=4,9 KW; UZK=600V M0=27NM (100K); NN=3000RPM; NATURAL COOLING; FRAME SIZE IMB 5 (IM V1, IM V3) FLANGE 1 POWER CONNECTOR ROTATABLE ABSOLUTE ENCODER SINGLETURN 20 BIT WITH DRIVE-CLIQ INTERFACE (ENCODER AS20DQI) SHAFT WITH FITTED KEY, TOLERANCE N; W/O HOLDING BRAKE PROTECTION CLASS IP64; | 2744 | TEM | 1 | MC | 25.701 | 1
1FK71013BF711QB0 | SIMOTICS S SYNCHRONOUS MOTOR 1FK7-HI PN=4,9 KW; UZK=600V M0=27NM (100K); NN=3000RPM; NATURAL COOLING; FRAME SIZE IMB 5 (IM V1, IM V3) FLANGE 1 POWER CONNECTOR ROTATABLE ABSOLUTE ENCODER SINGLETURN 20 BIT WITH DRIVE-CLIQ INTERFACE (ENCODER AS20DQI) SHAFT WITH FITTED KEY, TOLERANCE N; WITH HOLDING BRAKE PROTECTION CLASS IP64; | 3156 | TEM | 1 | MC | 26 | 1
1FK71013BF711QG0 | SIMOTICS S SYNCHRONOUS MOTOR 1FK7-HI PN=4,9 KW; UZK=600V M0=27NM (100K); NN=3000RPM; NATURAL COOLING; FRAME SIZE IMB 5 (IM V1, IM V3) FLANGE 1 POWER CONNECTOR ROTATABLE ABSOLUTE ENCODER SINGLETURN 20 BIT WITH DRIVE-CLIQ INTERFACE (ENCODER AS20DQI) PLAIN SHAFT, TOLERANCE N; W/O HOLDING BRAKE PROTECTION CLASS IP64; | 2658 | TEM | 1 | MC | 25.701 | 1
1FK71013BF711QH1 | SIMOTICS S SYNCHRONOUS MOTOR 1FK7-HI PN=4,9 KW; UZK=600V M0=27NM (100K); NN=3000RPM; NATURAL COOLING; FRAME SIZE IMB 5 (IM V1, IM V3) FLANGE 1 POWER CONNECTOR ROTATABLE ABSOLUTE ENCODER SINGLETURN 20 BIT WITH DRIVE-CLIQ INTERFACE (ENCODER AS20DQI) PLAIN SHAFT, TOLERANCE N; WITH HOLDING BRAKE PROTECTION CLASS IP65, | 3163 | TEM | 1 | MC | 26 | 1
1FK71013BF711RB0 | SIMOTICS S SYNCHRONOUS MOTOR 1FK7-HI PN=4,9 KW; UZK=600V M0=27NM (100K); NN=3000RPM; NATURAL COOLING; FRAME SIZE IMB 5 (IM V1, IM V3) FLANGE 1 POWER CONNECTOR ROTATABLE ABSOLUTE ENCODER 20 BIT + 12 BIT MULTITURN WITH DRIVE-CLIQ INTERFACE (ENCODER AM20DQI) SHAFT WITH FITTED KEY, TOLERANCE N; WITH HOLDING BRAKE PROTECTION CLASS IP64; | 3530 | TEM | 1 | MC | 26 | 1
1FK71013BF711RG0 | SIMOTICS S SYNCHRONOUS MOTOR 1FK7-HI PN=4,9 KW; UZK=600V M0=27NM (100K); NN=3000RPM; NATURAL COOLING; FRAME SIZE IMB 5 (IM V1, IM V3) FLANGE 1 POWER CONNECTOR ROTATABLE ABSOLUTE ENCODER 20 BIT + 12 BIT MULTITURN WITH DRIVE-CLIQ INTERFACE (ENCODER AM20DQI) PLAIN SHAFT, TOLERANCE N; W/O HOLDING BRAKE PROTECTION CLASS IP64; | 3032 | TEM | 1 | MC | 25.701 | 1
1FK71013BF711RG1 | SIMOTICS S SYNCHRONOUS MOTOR 1FK7-HI PN=4,9 KW; UZK=600V M0=27NM (100K); NN=3000RPM; NATURAL COOLING; FRAME SIZE IMB 5 (IM V1, IM V3) FLANGE 1 POWER CONNECTOR ROTATABLE ABSOLUTE ENCODER 20 BIT + 12 BIT MULTITURN WITH DRIVE-CLIQ INTERFACE (ENCODER AM20DQI) PLAIN SHAFT, TOLERANCE N; W/O HOLDING BRAKE PROTECTION CLASS IP65, | 3126 | TEM | 1 | MC | 25.701 | 1
1FK71013BF711RH1 | SIMOTICS S SYNCHRONOUS MOTOR 1FK7-HI PN=4,9 KW; UZK=600V M0=27NM (100K); NN=3000RPM; NATURAL COOLING; FRAME SIZE IMB 5 (IM V1, IM V3) FLANGE 1 POWER CONNECTOR ROTATABLE ABSOLUTE ENCODER 20 BIT + 12 BIT MULTITURN WITH DRIVE-CLIQ INTERFACE (ENCODER AM20DQI) PLAIN SHAFT, TOLERANCE N; WITH HOLDING BRAKE PROTECTION CLASS IP65, | 3537 | TEM | 1 | MC | 26 | 1
1FK71015AC711AA0 | SIMOTICS S SYNCHRONOUS SERVOMOTORS 1FK7 COMPACT,27 NM, 100 K, 2000 RPM, 4,29KW NATURAL AIR COOLING, IM B5 (IM V1, IM V3) POWER/SIGNAL CONNECTORS CONN. CAN BE ROTATED BY 270 DEGR., INCREM. ENCODER, SIN/COS 1 VPP 2048 P/REV (ENCODER I-2048); SHAFT WITH FITTED KEY, TOLERANCE N; W/O HOLDING BRAKE DEGREE OF PROTECTION IP64 | 3257 | TEM | 1 | MC | 21.003 | 1
1FK71015AC711AA2 | SIMOTICS S SYNCHRONOUS SERVOMOTORS 1FK7 COMPACT,27 NM, 100 K, 2000 RPM, 4,29KW NATURAL AIR COOLING, IM B5 (IM V1, IM V3) POWER/SIGNAL CONNECTORS CONN. CAN BE ROTATED BY 270 DEGR., INCREM. ENCODER, SIN/COS 1 VPP 2048 P/REV (ENCODER I-2048); SHAFT WITH FITTED KEY, TOLERANCE N; W/O HOLDING BRAKE DEGREE OF PROTECTION IP65 FLANGE ON DRIVE END IP67 | 3359 | TEM | 1 | MC | 21.003 | 1
1FK71015AC711AA3 | SIMOTICS S SYNCHRONOUS SERVOMOTORS 1FK7 COMPACT,27 NM, 100 K, 2000 RPM, 4,29KW NATURAL AIR COOLING, IM B5 (IM V1, IM V3) POWER/SIGNAL CONNECTORS CONN. CAN BE ROTATED BY 270 DEGR., INCREM. ENCODER, SIN/COS 1 VPP 2048 P/REV (ENCODER I-2048); SHAFT WITH FITTED KEY, TOLERANCE N; W/O HOLDING BRAKE DEGREE OF PROTECTION IP64; PAINT FINISH RAL7016 | 3306 | TEM | 1 | MC | 21.003 | 1
1FK71015AC711AA5 | SIMOTICS S SYNCHRONOUS SERVOMOTORS 1FK7 COMPACT,27 NM, 100 K, 2000 RPM, 4,29KW NATURAL AIR COOLING, IM B5 (IM V1, IM V3) POWER/SIGNAL CONNECTORS CONN. CAN BE ROTATED BY 270 DEGR., INCREM. ENCODER, SIN/COS 1 VPP 2048 P/REV (ENCODER I-2048); SHAFT WITH FITTED KEY, TOLERANCE N; W/O HOLDING BRAKE DEGREE OF PROTECTION IP65 AS FLANGE IP67; PAINT FINISH RAL7016 | 3408 | TEM | 1 | MC | 21.003 | 1
1FK71015AC711AA8 | SIMOTICS S SYNCHRONOUS SERVOMOTORS 1FK7 COMPACT,27 NM, 100 K, 2000 RPM, 4,29KW NATURAL AIR COOLING, IM B5 (IM V1, IM V3) POWER/SIGNAL CONNECTORS CONN. CAN BE ROTATED BY 270 DEGR., INCREM. ENCODER, SIN/COS 1 VPP 2048 P/REV (ENCODER I-2048); SHAFT WITH FITTED KEY, TOLERANCE N; W/O HOLDING BRAKE DEGREE OF PROTECTION IP65 IP67 D-END FLANGE; RAL7016 COATING; METALLIC RATING PLATE AT MOTOR | 3516 | TEM | 1 | MC | 21.003 | 1
1FK71015AC711AB0 | SIMOTICS S SYNCHRONOUS SERVOMOTORS 1FK7 COMPACT,27 NM, 100 K, 2000 RPM, 4,29KW NATURAL AIR COOLING, IM B5 (IM V1, IM V3) POWER/SIGNAL CONNECTORS CONN. CAN BE ROTATED BY 270 DEGR., INCREM. ENCODER, SIN/COS 1 VPP 2048 P/REV (ENCODER I-2048); SHAFT WITH FITTED KEY, TOLERANCE N; WITH HOLDING BRAKE DEGREE OF PROTECTION IP64 | 3704 | TEM | 1 | MC | 24.002 | 1
1FK71015AC711AB2 | SIMOTICS S SYNCHRONOUS SERVOMOTORS 1FK7 COMPACT,27 NM, 100 K, 2000 RPM, 4,29KW NATURAL AIR COOLING, IM B5 (IM V1, IM V3) POWER/SIGNAL CONNECTORS CONN. CAN BE ROTATED BY 270 DEGR., INCREM. ENCODER, SIN/COS 1 VPP 2048 P/REV (ENCODER I-2048); SHAFT WITH FITTED KEY, TOLERANCE N; WITH HOLDING BRAKE DEGREE OF PROTECTION IP65 FLANGE ON DRIVE END IP67 | 3805 | TEM | 1 | MC | 24.002 | 1
1FK71015AC711AB3 | SIMOTICS S SYNCHRONOUS SERVOMOTORS 1FK7 COMPACT,27 NM, 100 K, 2000 RPM, 4,29KW NATURAL AIR COOLING, IM B5 (IM V1, IM V3) POWER/SIGNAL CONNECTORS CONN. CAN BE ROTATED BY 270 DEGR., INCREM. ENCODER, SIN/COS 1 VPP 2048 P/REV (ENCODER I-2048); SHAFT WITH FITTED KEY, TOLERANCE N; WITH HOLDING BRAKE DEGREE OF PROTECTION IP64; PAINT FINISH RAL7016 | 3753 | TEM | 1 | MC | 24.002 | 1
1FK71015AC711AB5 | SIMOTICS S SYNCHRONOUS SERVOMOTORS 1FK7 COMPACT,27 NM, 100 K, 2000 RPM, 4,29KW NATURAL AIR COOLING, IM B5 (IM V1, IM V3) POWER/SIGNAL CONNECTORS CONN. CAN BE ROTATED BY 270 DEGR., INCREM. ENCODER, SIN/COS 1 VPP 2048 P/REV (ENCODER I-2048); SHAFT WITH FITTED KEY, TOLERANCE N; WITH HOLDING BRAKE DEGREE OF PROTECTION IP65 AS FLANGE IP67; PAINT FINISH RAL7016 | 3855 | TEM | 1 | MC | 24.002 | 1
1FK71015AC711AB8 | SIMOTICS S SYNCHRONOUS SERVOMOTORS 1FK7 COMPACT,27 NM, 100 K, 2000 RPM, 4,29KW NATURAL AIR COOLING, IM B5 (IM V1, IM V3) POWER/SIGNAL CONNECTORS CONN. CAN BE ROTATED BY 270 DEGR., INCREM. ENCODER, SIN/COS 1 VPP 2048 P/REV (ENCODER I-2048); SHAFT WITH FITTED KEY, TOLERANCE N; WITH HOLDING BRAKE DEGREE OF PROTECTION IP65 IP67 D-END FLANGE; RAL7016 COATING; METALLIC RATING PLATE AT MOTOR | 3963 | TEM | 1 | MC | 24.002 | 1
1FK71015AC711AG0 | SIMOTICS S SYNCHRONOUS SERVOMOTORS 1FK7 COMPACT,27 NM, 100 K, 2000 RPM, 4,29KW NATURAL AIR COOLING, IM B5 (IM V1, IM V3) POWER/SIGNAL CONNECTORS CONN. CAN BE ROTATED BY 270 DEGR., INCREM. ENCODER, SIN/COS 1 VPP 2048 P/REV (ENCODER I-2048); PLAIN SHAFT, TOLERANCE N; W/O HOLDING BRAKE DEGREE OF PROTECTION IP64 | 3163 | TEM | 1 | MC | 21.003 | 1
1FK71015AC711AG2 | SIMOTICS S SYNCHRONOUS SERVOMOTORS 1FK7 COMPACT,27 NM, 100 K, 2000 RPM, 4,29KW NATURAL AIR COOLING, IM B5 (IM V1, IM V3) POWER/SIGNAL CONNECTORS CONN. CAN BE ROTATED BY 270 DEGR., INCREM. ENCODER, SIN/COS 1 VPP 2048 P/REV (ENCODER I-2048); PLAIN SHAFT, TOLERANCE N; W/O HOLDING BRAKE DEGREE OF PROTECTION IP65 FLANGE ON DRIVE END IP67 | 3265 | TEM | 1 | MC | 21.003 | 1
1FK71015AC711AG3 | SIMOTICS S SYNCHRONOUS SERVOMOTORS 1FK7 COMPACT,27 NM, 100 K, 2000 RPM, 4,29KW NATURAL AIR COOLING, IM B5 (IM V1, IM V3) POWER/SIGNAL CONNECTORS CONN. CAN BE ROTATED BY 270 DEGR., INCREM. ENCODER, SIN/COS 1 VPP 2048 P/REV (ENCODER I-2048); PLAIN SHAFT, TOLERANCE N; W/O HOLDING BRAKE DEGREE OF PROTECTION IP64; PAINT FINISH RAL7016 | 3213 | TEM | 1 | MC | 21.003 | 1
1FK71015AC711AG5 | SIMOTICS S SYNCHRONOUS SERVOMOTORS 1FK7 COMPACT,27 NM, 100 K, 2000 RPM, 4,29KW NATURAL AIR COOLING, IM B5 (IM V1, IM V3) POWER/SIGNAL CONNECTORS CONN. CAN BE ROTATED BY 270 DEGR., INCREM. ENCODER, SIN/COS 1 VPP 2048 P/REV (ENCODER I-2048); PLAIN SHAFT, TOLERANCE N; W/O HOLDING BRAKE DEGREE OF PROTECTION IP65 AS FLANGE IP67; PAINT FINISH RAL7016 | 3314 | TEM | 1 | MC | 21.003 | 1
1FK71015AC711AG8 | SIMOTICS S SYNCHRONOUS SERVOMOTORS 1FK7 COMPACT,27 NM, 100 K, 2000 RPM, 4,29KW NATURAL AIR COOLING, IM B5 (IM V1, IM V3) POWER/SIGNAL CONNECTORS CONN. CAN BE ROTATED BY 270 DEGR., INCREM. ENCODER, SIN/COS 1 VPP 2048 P/REV (ENCODER I-2048); PLAIN SHAFT, TOLERANCE N; W/O HOLDING BRAKE DEGREE OF PROTECTION IP65 IP67 D-END FLANGE; RAL7016 COATING; METALLIC RATING PLATE AT MOTOR | 3423 | TEM | 1 | MC | 21.003 | 1
1FK71015AC711AH0 | SIMOTICS S SYNCHRONOUS SERVOMOTORS 1FK7 COMPACT,27 NM, 100 K, 2000 RPM, 4,29KW NATURAL AIR COOLING, IM B5 (IM V1, IM V3) POWER/SIGNAL CONNECTORS CONN. CAN BE ROTATED BY 270 DEGR., INCREM. ENCODER, SIN/COS 1 VPP 2048 P/REV (ENCODER I-2048); PLAIN SHAFT, TOLERANCE N; WITH HOLDING BRAKE DEGREE OF PROTECTION IP64 | 3610 | TEM | 1 | MC | 24.002 | 1
1FK71015AC711AH2 | SIMOTICS S SYNCHRONOUS SERVOMOTORS 1FK7 COMPACT,27 NM, 100 K, 2000 RPM, 4,29KW NATURAL AIR COOLING, IM B5 (IM V1, IM V3) POWER/SIGNAL CONNECTORS CONN. CAN BE ROTATED BY 270 DEGR., INCREM. ENCODER, SIN/COS 1 VPP 2048 P/REV (ENCODER I-2048); PLAIN SHAFT, TOLERANCE N; WITH HOLDING BRAKE DEGREE OF PROTECTION IP65 FLANGE ON DRIVE END IP67 | 3712 | TEM | 1 | MC | 24.002 | 1
1FK71015AC711AH3 | SIMOTICS S SYNCHRONOUS SERVOMOTORS 1FK7 COMPACT,27 NM, 100 K, 2000 RPM, 4,29KW NATURAL AIR COOLING, IM B5 (IM V1, IM V3) POWER/SIGNAL CONNECTORS CONN. CAN BE ROTATED BY 270 DEGR., INCREM. ENCODER, SIN/COS 1 VPP 2048 P/REV (ENCODER I-2048); PLAIN SHAFT, TOLERANCE N; WITH HOLDING BRAKE DEGREE OF PROTECTION IP64; PAINT FINISH RAL7016 | 3659 | TEM | 1 | MC | 24.002 | 1
1FK71015AC711AH5 | SIMOTICS S SYNCHRONOUS SERVOMOTORS 1FK7 COMPACT,27 NM, 100 K, 2000 RPM, 4,29KW NATURAL AIR COOLING, IM B5 (IM V1, IM V3) POWER/SIGNAL CONNECTORS CONN. CAN BE ROTATED BY 270 DEGR., INCREM. ENCODER, SIN/COS 1 VPP 2048 P/REV (ENCODER I-2048); PLAIN SHAFT, TOLERANCE N; WITH HOLDING BRAKE DEGREE OF PROTECTION IP65 AS FLANGE IP67; PAINT FINISH RAL7016 | 3761 | TEM | 1 | MC | 24.002 | 1
1FK71015AC711AH8 | SIMOTICS S SYNCHRONOUS SERVOMOTORS 1FK7 COMPACT,27 NM, 100 K, 2000 RPM, 4,29KW NATURAL AIR COOLING, IM B5 (IM V1, IM V3) POWER/SIGNAL CONNECTORS CONN. CAN BE ROTATED BY 270 DEGR., INCREM. ENCODER, SIN/COS 1 VPP 2048 P/REV (ENCODER I-2048); PLAIN SHAFT, TOLERANCE N; WITH HOLDING BRAKE DEGREE OF PROTECTION IP65 IP67 D-END FLANGE; RAL7016 COATING; METALLIC RATING PLATE AT MOTOR | 3869 | TEM | 1 | MC | 24.002 | 1
1FK71015AC711DA0 | SIMOTICS S SYNCHRONOUS SERVOMOTORS 1FK7 COMPACT,27 NM, 100 K, 2000 RPM, 4,29KW NATURAL AIR COOLING, IM B5 (IM V1, IM V3) POWER/SIGNAL CONNECTORS CONN. CAN BE ROTATED BY 270 DEGR., INCREMENTAL ENCODER 2048 P/REV (ENCODER I-2048) WITH DRIVE-CLIQ INTERFACE; SHAFT WITH FITTED KEY, TOLERANCE N; W/O HOLDING BRAKE DEGREE OF PROTECTION IP64 | 3519 | TEM | 1 | MC | 21.003 | 1
1FK71015AC711DA2 | SIMOTICS S SYNCHRONOUS SERVOMOTORS 1FK7 COMPACT,27 NM, 100 K, 2000 RPM, 4,29KW NATURAL AIR COOLING, IM B5 (IM V1, IM V3) POWER/SIGNAL CONNECTORS CONN. CAN BE ROTATED BY 270 DEGR., INCREMENTAL ENCODER 2048 P/REV (ENCODER I-2048) WITH DRIVE-CLIQ INTERFACE; SHAFT WITH FITTED KEY, TOLERANCE N; W/O HOLDING BRAKE DEGREE OF PROTECTION IP65 FLANGE ON DRIVE END IP67 | 3620 | TEM | 1 | MC | 21.003 | 1
1FK71015AC711DA3 | SIMOTICS S SYNCHRONOUS SERVOMOTORS 1FK7 COMPACT,27 NM, 100 K, 2000 RPM, 4,29KW NATURAL AIR COOLING, IM B5 (IM V1, IM V3) POWER/SIGNAL CONNECTORS CONN. CAN BE ROTATED BY 270 DEGR., INCREMENTAL ENCODER 2048 P/REV (ENCODER I-2048) WITH DRIVE-CLIQ INTERFACE; SHAFT WITH FITTED KEY, TOLERANCE N; W/O HOLDING BRAKE DEGREE OF PROTECTION IP64; PAINT FINISH RAL7016 | 3568 | TEM | 1 | MC | 21.003 | 1
1FK71015AC711DA5 | SIMOTICS S SYNCHRONOUS SERVOMOTORS 1FK7 COMPACT,27 NM, 100 K, 2000 RPM, 4,29KW NATURAL AIR COOLING, IM B5 (IM V1, IM V3) POWER/SIGNAL CONNECTORS CONN. CAN BE ROTATED BY 270 DEGR., INCREMENTAL ENCODER 2048 P/REV (ENCODER I-2048) WITH DRIVE-CLIQ INTERFACE; SHAFT WITH FITTED KEY, TOLERANCE N; W/O HOLDING BRAKE DEGREE OF PROTECTION IP65 AS FLANGE IP67; PAINT FINISH RAL7016 | 3670 | TEM | 1 | MC | 21.003 | 1
1FK71015AC711DA8 | SIMOTICS S SYNCHRONOUS SERVOMOTORS 1FK7 COMPACT,27 NM, 100 K, 2000 RPM, 4,29KW NATURAL AIR COOLING, IM B5 (IM V1, IM V3) POWER/SIGNAL CONNECTORS CONN. CAN BE ROTATED BY 270 DEGR., INCREMENTAL ENCODER 2048 P/REV (ENCODER I-2048) WITH DRIVE-CLIQ INTERFACE; SHAFT WITH FITTED KEY, TOLERANCE N; W/O HOLDING BRAKE DEGREE OF PROTECTION IP65 IP67 D-END FLANGE; RAL7016 COATING; METALLIC RATING PLATE AT MOTOR | 3778 | TEM | 1 | MC | 21.003 | 1
1FK71015AC711DB0 | SIMOTICS S SYNCHRONOUS SERVOMOTORS 1FK7 COMPACT,27 NM, 100 K, 2000 RPM, 4,29KW NATURAL AIR COOLING, IM B5 (IM V1, IM V3) POWER/SIGNAL CONNECTORS CONN. CAN BE ROTATED BY 270 DEGR., INCREMENTAL ENCODER 2048 P/REV (ENCODER I-2048) WITH DRIVE-CLIQ INTERFACE; SHAFT WITH FITTED KEY, TOLERANCE N; WITH HOLDING BRAKE DEGREE OF PROTECTION IP64 | 3966 | TEM | 1 | MC | 24.002 | 1
1FK71015AC711DB2 | SIMOTICS S SYNCHRONOUS SERVOMOTORS 1FK7 COMPACT,27 NM, 100 K, 2000 RPM, 4,29KW NATURAL AIR COOLING, IM B5 (IM V1, IM V3) POWER/SIGNAL CONNECTORS CONN. CAN BE ROTATED BY 270 DEGR., INCREMENTAL ENCODER 2048 P/REV (ENCODER I-2048) WITH DRIVE-CLIQ INTERFACE; SHAFT WITH FITTED KEY, TOLERANCE N; WITH HOLDING BRAKE DEGREE OF PROTECTION IP65 FLANGE ON DRIVE END IP67 | 4067 | TEM | 1 | MC | 24.002 | 1
1FK71015AC711DB3 | SIMOTICS S SYNCHRONOUS SERVOMOTORS 1FK7 COMPACT,27 NM, 100 K, 2000 RPM, 4,29KW NATURAL AIR COOLING, IM B5 (IM V1, IM V3) POWER/SIGNAL CONNECTORS CONN. CAN BE ROTATED BY 270 DEGR., INCREMENTAL ENCODER 2048 P/REV (ENCODER I-2048) WITH DRIVE-CLIQ INTERFACE; SHAFT WITH FITTED KEY, TOLERANCE N; WITH HOLDING BRAKE DEGREE OF PROTECTION IP64; PAINT FINISH RAL7016 | 4015 | TEM | 1 | MC | 24.002 | 1
1FK71015AC711DB5 | SIMOTICS S SYNCHRONOUS SERVOMOTORS 1FK7 COMPACT,27 NM, 100 K, 2000 RPM, 4,29KW NATURAL AIR COOLING, IM B5 (IM V1, IM V3) POWER/SIGNAL CONNECTORS CONN. CAN BE ROTATED BY 270 DEGR., INCREMENTAL ENCODER 2048 P/REV (ENCODER I-2048) WITH DRIVE-CLIQ INTERFACE; SHAFT WITH FITTED KEY, TOLERANCE N; WITH HOLDING BRAKE DEGREE OF PROTECTION IP65 AS FLANGE IP67; PAINT FINISH RAL7016 | 4116 | TEM | 1 | MC | 24.002 | 1
1FK71015AC711DB8 | SIMOTICS S SYNCHRONOUS SERVOMOTORS 1FK7 COMPACT,27 NM, 100 K, 2000 RPM, 4,29KW NATURAL AIR COOLING, IM B5 (IM V1, IM V3) POWER/SIGNAL CONNECTORS CONN. CAN BE ROTATED BY 270 DEGR., INCREMENTAL ENCODER 2048 P/REV (ENCODER I-2048) WITH DRIVE-CLIQ INTERFACE; SHAFT WITH FITTED KEY, TOLERANCE N; WITH HOLDING BRAKE DEGREE OF PROTECTION IP65 IP67 D-END FLANGE; RAL7016 COATING; METALLIC RATING PLATE AT MOTOR | 4225 | TEM | 1 | MC | 24.002 | 1
1FK71015AC711DG0 | SIMOTICS S SYNCHRONOUS SERVOMOTORS 1FK7 COMPACT,27 NM, 100 K, 2000 RPM, 4,29KW NATURAL AIR COOLING, IM B5 (IM V1, IM V3) POWER/SIGNAL CONNECTORS CONN. CAN BE ROTATED BY 270 DEGR., INCREMENTAL ENCODER 2048 P/REV (ENCODER I-2048) WITH DRIVE-CLIQ INTERFACE; PLAIN SHAFT, TOLERANCE N; W/O HOLDING BRAKE DEGREE OF PROTECTION IP64 | 3425 | TEM | 1 | MC | 21.003 | 1
1FK71015AC711DG2 | SIMOTICS S SYNCHRONOUS SERVOMOTORS 1FK7 COMPACT,27 NM, 100 K, 2000 RPM, 4,29KW NATURAL AIR COOLING, IM B5 (IM V1, IM V3) POWER/SIGNAL CONNECTORS CONN. CAN BE ROTATED BY 270 DEGR., INCREMENTAL ENCODER 2048 P/REV (ENCODER I-2048) WITH DRIVE-CLIQ INTERFACE; PLAIN SHAFT, TOLERANCE N; W/O HOLDING BRAKE DEGREE OF PROTECTION IP65 FLANGE ON DRIVE END IP67 | 3527 | TEM | 1 | MC | 21.003 | 1
1FK71015AC711DG3 | SIMOTICS S SYNCHRONOUS SERVOMOTORS 1FK7 COMPACT,27 NM, 100 K, 2000 RPM, 4,29KW NATURAL AIR COOLING, IM B5 (IM V1, IM V3) POWER/SIGNAL CONNECTORS CONN. CAN BE ROTATED BY 270 DEGR., INCREMENTAL ENCODER 2048 P/REV (ENCODER I-2048) WITH DRIVE-CLIQ INTERFACE; PLAIN SHAFT, TOLERANCE N; W/O HOLDING BRAKE DEGREE OF PROTECTION IP64; PAINT FINISH RAL7016 | 3474 | TEM | 1 | MC | 21.003 | 1
1FK71015AC711DG5 | SIMOTICS S SYNCHRONOUS SERVOMOTORS 1FK7 COMPACT,27 NM, 100 K, 2000 RPM, 4,29KW NATURAL AIR COOLING, IM B5 (IM V1, IM V3) POWER/SIGNAL CONNECTORS CONN. CAN BE ROTATED BY 270 DEGR., INCREMENTAL ENCODER 2048 P/REV (ENCODER I-2048) WITH DRIVE-CLIQ INTERFACE; PLAIN SHAFT, TOLERANCE N; W/O HOLDING BRAKE DEGREE OF PROTECTION IP65 AS FLANGE IP67; PAINT FINISH RAL7016 | 3576 | TEM | 1 | MC | 21.003 | 1
1FK71015AC711DG8 | SIMOTICS S SYNCHRONOUS SERVOMOTORS 1FK7 COMPACT,27 NM, 100 K, 2000 RPM, 4,29KW NATURAL AIR COOLING, IM B5 (IM V1, IM V3) POWER/SIGNAL CONNECTORS CONN. CAN BE ROTATED BY 270 DEGR., INCREMENTAL ENCODER 2048 P/REV (ENCODER I-2048) WITH DRIVE-CLIQ INTERFACE; PLAIN SHAFT, TOLERANCE N; W/O HOLDING BRAKE DEGREE OF PROTECTION IP65 IP67 D-END FLANGE; RAL7016 COATING; METALLIC RATING PLATE AT MOTOR | 3685 | TEM | 1 | MC | 21.003 | 1
1FK71015AC711DH0 | SIMOTICS S SYNCHRONOUS SERVOMOTORS 1FK7 COMPACT,27 NM, 100 K, 2000 RPM, 4,29KW NATURAL AIR COOLING, IM B5 (IM V1, IM V3) POWER/SIGNAL CONNECTORS CONN. CAN BE ROTATED BY 270 DEGR., INCREMENTAL ENCODER 2048 P/REV (ENCODER I-2048) WITH DRIVE-CLIQ INTERFACE; PLAIN SHAFT, TOLERANCE N; WITH HOLDING BRAKE DEGREE OF PROTECTION IP64 | 3872 | TEM | 1 | MC | 24.002 | 1
1FK71015AC711DH2 | SIMOTICS S SYNCHRONOUS SERVOMOTORS 1FK7 COMPACT,27 NM, 100 K, 2000 RPM, 4,29KW NATURAL AIR COOLING, IM B5 (IM V1, IM V3) POWER/SIGNAL CONNECTORS CONN. CAN BE ROTATED BY 270 DEGR., INCREMENTAL ENCODER 2048 P/REV (ENCODER I-2048) WITH DRIVE-CLIQ INTERFACE; PLAIN SHAFT, TOLERANCE N; WITH HOLDING BRAKE DEGREE OF PROTECTION IP65 FLANGE ON DRIVE END IP67 | 3974 | TEM | 1 | MC | 24.002 | 1
1FK71015AC711DH3 | SIMOTICS S SYNCHRONOUS SERVOMOTORS 1FK7 COMPACT,27 NM, 100 K, 2000 RPM, 4,29KW NATURAL AIR COOLING, IM B5 (IM V1, IM V3) POWER/SIGNAL CONNECTORS CONN. CAN BE ROTATED BY 270 DEGR., INCREMENTAL ENCODER 2048 P/REV (ENCODER I-2048) WITH DRIVE-CLIQ INTERFACE; PLAIN SHAFT, TOLERANCE N; WITH HOLDING BRAKE DEGREE OF PROTECTION IP64; PAINT FINISH RAL7016 | 3921 | TEM | 1 | MC | 24.002 | 1
1FK71015AC711DH5 | SIMOTICS S SYNCHRONOUS SERVOMOTORS 1FK7 COMPACT,27 NM, 100 K, 2000 RPM, 4,29KW NATURAL AIR COOLING, IM B5 (IM V1, IM V3) POWER/SIGNAL CONNECTORS CONN. CAN BE ROTATED BY 270 DEGR., INCREMENTAL ENCODER 2048 P/REV (ENCODER I-2048) WITH DRIVE-CLIQ INTERFACE; PLAIN SHAFT, TOLERANCE N; WITH HOLDING BRAKE DEGREE OF PROTECTION IP65 AS FLANGE IP67; PAINT FINISH RAL7016 | 4023 | TEM | 1 | MC | 24.002 | 1
1FK71015AC711DH8 | SIMOTICS S SYNCHRONOUS SERVOMOTORS 1FK7 COMPACT,27 NM, 100 K, 2000 RPM, 4,29KW NATURAL AIR COOLING, IM B5 (IM V1, IM V3) POWER/SIGNAL CONNECTORS CONN. CAN BE ROTATED BY 270 DEGR., INCREMENTAL ENCODER 2048 P/REV (ENCODER I-2048) WITH DRIVE-CLIQ INTERFACE; PLAIN SHAFT, TOLERANCE N; WITH HOLDING BRAKE DEGREE OF PROTECTION IP65 IP67 D-END FLANGE; RAL7016 COATING; METALLIC RATING PLATE AT MOTOR | 4131 | TEM | 1 | MC | 24.002 | 1
1FK71015AC711EA0 | SIMOTICS S SYNCHRONOUS SERVOMOTORS 1FK7 COMPACT,27 NM, 100 K, 2000 RPM, 4,29KW NATURAL AIR COOLING, IM B5 (IM V1, IM V3) POWER/SIGNAL CONNECTORS CONN. CAN BE ROTATED BY 270 DEGR., ABSOLUTE ENCODER ENDAT 2048 P/REV (ENCODER A-2048); PERFORMANCE REDUCTION BY 10% DUE TO ABSOLUTE ENCODER; SHAFT WITH FITTED KEY, TOLERANCE N; W/O HOLDING BRAKE DEGREE OF PROTECTION IP64 | 3661 | TEM | 1 | MC | 21.003 | 1
1FK71015AC711EA2 | SIMOTICS S SYNCHRONOUS SERVOMOTORS 1FK7 COMPACT,27 NM, 100 K, 2000 RPM, 4,29KW NATURAL AIR COOLING, IM B5 (IM V1, IM V3) POWER/SIGNAL CONNECTORS CONN. CAN BE ROTATED BY 270 DEGR., ABSOLUTE ENCODER ENDAT 2048 P/REV (ENCODER A-2048); PERFORMANCE REDUCTION BY 10% DUE TO ABSOLUTE ENCODER; SHAFT WITH FITTED KEY, TOLERANCE N; W/O HOLDING BRAKE DEGREE OF PROTECTION IP65 FLANGE ON DRIVE END IP67 | 3762 | TEM | 1 | MC | 21.003 | 1
1FK71015AC711EA3 | SIMOTICS S SYNCHRONOUS SERVOMOTORS 1FK7 COMPACT,27 NM, 100 K, 2000 RPM, 4,29KW NATURAL AIR COOLING, IM B5 (IM V1, IM V3) POWER/SIGNAL CONNECTORS CONN. CAN BE ROTATED BY 270 DEGR., ABSOLUTE ENCODER ENDAT 2048 P/REV (ENCODER A-2048); PERFORMANCE REDUCTION BY 10% DUE TO ABSOLUTE ENCODER; SHAFT WITH FITTED KEY, TOLERANCE N; W/O HOLDING BRAKE DEGREE OF PROTECTION IP64; PAINT FINISH RAL7016 | 3710 | TEM | 1 | MC | 21.003 | 1
1FK71015AC711EA5 | SIMOTICS S SYNCHRONOUS SERVOMOTORS 1FK7 COMPACT,27 NM, 100 K, 2000 RPM, 4,29KW NATURAL AIR COOLING, IM B5 (IM V1, IM V3) POWER/SIGNAL CONNECTORS CONN. CAN BE ROTATED BY 270 DEGR., ABSOLUTE ENCODER ENDAT 2048 P/REV (ENCODER A-2048); PERFORMANCE REDUCTION BY 10% DUE TO ABSOLUTE ENCODER; SHAFT WITH FITTED KEY, TOLERANCE N; W/O HOLDING BRAKE DEGREE OF PROTECTION IP65 AS FLANGE IP67; PAINT FINISH RAL7016 | 3811 | TEM | 1 | MC | 21.003 | 1
1FK71015AC711EA8 | SIMOTICS S SYNCHRONOUS SERVOMOTORS 1FK7 COMPACT,27 NM, 100 K, 2000 RPM, 4,29KW NATURAL AIR COOLING, IM B5 (IM V1, IM V3) POWER/SIGNAL CONNECTORS CONN. CAN BE ROTATED BY 270 DEGR., ABSOLUTE ENCODER ENDAT 2048 P/REV (ENCODER A-2048); PERFORMANCE REDUCTION BY 10% DUE TO ABSOLUTE ENCODER; SHAFT WITH FITTED KEY, TOLERANCE N; W/O HOLDING BRAKE DEGREE OF PROTECTION IP65 IP67 D-END FLANGE; RAL7016 COATING; METALLIC RATING PLATE AT MOTOR | 3920 | TEM | 1 | MC | 21.003 | 1
1FK71015AC711EB0 | SIMOTICS S SYNCHRONOUS SERVOMOTORS 1FK7 COMPACT,27 NM, 100 K, 2000 RPM, 4,29KW NATURAL AIR COOLING, IM B5 (IM V1, IM V3) POWER/SIGNAL CONNECTORS CONN. CAN BE ROTATED BY 270 DEGR., ABSOLUTE ENCODER ENDAT 2048 P/REV (ENCODER A-2048); PERFORMANCE REDUCTION BY 10% DUE TO ABSOLUTE ENCODER; SHAFT WITH FITTED KEY, TOLERANCE N; WITH HOLDING BRAKE DEGREE OF PROTECTION IP64 | 4107 | TEM | 1 | MC | 24.002 | 1
1FK71015AC711EB2 | SIMOTICS S SYNCHRONOUS SERVOMOTORS 1FK7 COMPACT,27 NM, 100 K, 2000 RPM, 4,29KW NATURAL AIR COOLING, IM B5 (IM V1, IM V3) POWER/SIGNAL CONNECTORS CONN. CAN BE ROTATED BY 270 DEGR., ABSOLUTE ENCODER ENDAT 2048 P/REV (ENCODER A-2048); PERFORMANCE REDUCTION BY 10% DUE TO ABSOLUTE ENCODER; SHAFT WITH FITTED KEY, TOLERANCE N; WITH HOLDING BRAKE DEGREE OF PROTECTION IP65 FLANGE ON DRIVE END IP67 | 4209 | TEM | 1 | MC | 24.002 | 1
1FK71015AC711EB3 | SIMOTICS S SYNCHRONOUS SERVOMOTORS 1FK7 COMPACT,27 NM, 100 K, 2000 RPM, 4,29KW NATURAL AIR COOLING, IM B5 (IM V1, IM V3) POWER/SIGNAL CONNECTORS CONN. CAN BE ROTATED BY 270 DEGR., ABSOLUTE ENCODER ENDAT 2048 P/REV (ENCODER A-2048); PERFORMANCE REDUCTION BY 10% DUE TO ABSOLUTE ENCODER; SHAFT WITH FITTED KEY, TOLERANCE N; WITH HOLDING BRAKE DEGREE OF PROTECTION IP64; PAINT FINISH RAL7016 | 4157 | TEM | 1 | MC | 24.002 | 1
1FK71015AC711EB5 | SIMOTICS S SYNCHRONOUS SERVOMOTORS 1FK7 COMPACT,27 NM, 100 K, 2000 RPM, 4,29KW NATURAL AIR COOLING, IM B5 (IM V1, IM V3) POWER/SIGNAL CONNECTORS CONN. CAN BE ROTATED BY 270 DEGR., ABSOLUTE ENCODER ENDAT 2048 P/REV (ENCODER A-2048); PERFORMANCE REDUCTION BY 10% DUE TO ABSOLUTE ENCODER; SHAFT WITH FITTED KEY, TOLERANCE N; WITH HOLDING BRAKE DEGREE OF PROTECTION IP65 AS FLANGE IP67; PAINT FINISH RAL7016 | 4258 | TEM | 1 | MC | 24.002 | 1
1FK71015AC711EB8 | SIMOTICS S SYNCHRONOUS SERVOMOTORS 1FK7 COMPACT,27 NM, 100 K, 2000 RPM, 4,29KW NATURAL AIR COOLING, IM B5 (IM V1, IM V3) POWER/SIGNAL CONNECTORS CONN. CAN BE ROTATED BY 270 DEGR., ABSOLUTE ENCODER ENDAT 2048 P/REV (ENCODER A-2048); PERFORMANCE REDUCTION BY 10% DUE TO ABSOLUTE ENCODER; SHAFT WITH FITTED KEY, TOLERANCE N; WITH HOLDING BRAKE DEGREE OF PROTECTION IP65 IP67 D-END FLANGE; RAL7016 COATING; METALLIC RATING PLATE AT MOTOR | 4367 | TEM | 1 | MC | 24.002 | 1
1FK71015AC711EG0 | SIMOTICS S SYNCHRONOUS SERVOMOTORS 1FK7 COMPACT,27 NM, 100 K, 2000 RPM, 4,29KW NATURAL AIR COOLING, IM B5 (IM V1, IM V3) POWER/SIGNAL CONNECTORS CONN. CAN BE ROTATED BY 270 DEGR., ABSOLUTE ENCODER ENDAT 2048 P/REV (ENCODER A-2048); PERFORMANCE REDUCTION BY 10% DUE TO ABSOLUTE ENCODER; PLAIN SHAFT, TOLERANCE N; W/O HOLDING BRAKE DEGREE OF PROTECTION IP64 | 3567 | TEM | 1 | MC | 21.003 | 1
1FK71015AC711EG2 | SIMOTICS S SYNCHRONOUS SERVOMOTORS 1FK7 COMPACT,27 NM, 100 K, 2000 RPM, 4,29KW NATURAL AIR COOLING, IM B5 (IM V1, IM V3) POWER/SIGNAL CONNECTORS CONN. CAN BE ROTATED BY 270 DEGR., ABSOLUTE ENCODER ENDAT 2048 P/REV (ENCODER A-2048); PERFORMANCE REDUCTION BY 10% DUE TO ABSOLUTE ENCODER; PLAIN SHAFT, TOLERANCE N; W/O HOLDING BRAKE DEGREE OF PROTECTION IP65 FLANGE ON DRIVE END IP67 | 3669 | TEM | 1 | MC | 21.003 | 1
1FK71015AC711EG3 | SIMOTICS S SYNCHRONOUS SERVOMOTORS 1FK7 COMPACT,27 NM, 100 K, 2000 RPM, 4,29KW NATURAL AIR COOLING, IM B5 (IM V1, IM V3) POWER/SIGNAL CONNECTORS CONN. CAN BE ROTATED BY 270 DEGR., ABSOLUTE ENCODER ENDAT 2048 P/REV (ENCODER A-2048); PERFORMANCE REDUCTION BY 10% DUE TO ABSOLUTE ENCODER; PLAIN SHAFT, TOLERANCE N; W/O HOLDING BRAKE DEGREE OF PROTECTION IP64; PAINT FINISH RAL7016 | 3616 | TEM | 1 | MC | 21.003 | 1
1FK71015AC711EG5 | SIMOTICS S SYNCHRONOUS SERVOMOTORS 1FK7 COMPACT,27 NM, 100 K, 2000 RPM, 4,29KW NATURAL AIR COOLING, IM B5 (IM V1, IM V3) POWER/SIGNAL CONNECTORS CONN. CAN BE ROTATED BY 270 DEGR., ABSOLUTE ENCODER ENDAT 2048 P/REV (ENCODER A-2048); PERFORMANCE REDUCTION BY 10% DUE TO ABSOLUTE ENCODER; PLAIN SHAFT, TOLERANCE N; W/O HOLDING BRAKE DEGREE OF PROTECTION IP65 AS FLANGE IP67; PAINT FINISH RAL7016 | 3718 | TEM | 1 | MC | 21.003 | 1
1FK71015AC711EG8 | SIMOTICS S SYNCHRONOUS SERVOMOTORS 1FK7 COMPACT,27 NM, 100 K, 2000 RPM, 4,29KW NATURAL AIR COOLING, IM B5 (IM V1, IM V3) POWER/SIGNAL CONNECTORS CONN. CAN BE ROTATED BY 270 DEGR., ABSOLUTE ENCODER ENDAT 2048 P/REV (ENCODER A-2048); PERFORMANCE REDUCTION BY 10% DUE TO ABSOLUTE ENCODER; PLAIN SHAFT, TOLERANCE N; W/O HOLDING BRAKE DEGREE OF PROTECTION IP65 IP67 D-END FLANGE; RAL7016 COATING; METALLIC RATING PLATE AT MOTOR | 3826 | TEM | 1 | MC | 21.003 | 1
1FK71015AC711EH0 | SIMOTICS S SYNCHRONOUS SERVOMOTORS 1FK7 COMPACT,27 NM, 100 K, 2000 RPM, 4,29KW NATURAL AIR COOLING, IM B5 (IM V1, IM V3) POWER/SIGNAL CONNECTORS CONN. CAN BE ROTATED BY 270 DEGR., ABSOLUTE ENCODER ENDAT 2048 P/REV (ENCODER A-2048); PERFORMANCE REDUCTION BY 10% DUE TO ABSOLUTE ENCODER; PLAIN SHAFT, TOLERANCE N; WITH HOLDING BRAKE DEGREE OF PROTECTION IP64 | 4014 | TEM | 1 | MC | 24.002 | 1
1FK71015AC711EH2 | SIMOTICS S SYNCHRONOUS SERVOMOTORS 1FK7 COMPACT,27 NM, 100 K, 2000 RPM, 4,29KW NATURAL AIR COOLING, IM B5 (IM V1, IM V3) POWER/SIGNAL CONNECTORS CONN. CAN BE ROTATED BY 270 DEGR., ABSOLUTE ENCODER ENDAT 2048 P/REV (ENCODER A-2048); PERFORMANCE REDUCTION BY 10% DUE TO ABSOLUTE ENCODER; PLAIN SHAFT, TOLERANCE N; WITH HOLDING BRAKE DEGREE OF PROTECTION IP65 FLANGE ON DRIVE END IP67 | 4115 | TEM | 1 | MC | 24.002 | 1
1FK71015AC711EH3 | SIMOTICS S SYNCHRONOUS SERVOMOTORS 1FK7 COMPACT,27 NM, 100 K, 2000 RPM, 4,29KW NATURAL AIR COOLING, IM B5 (IM V1, IM V3) POWER/SIGNAL CONNECTORS CONN. CAN BE ROTATED BY 270 DEGR., ABSOLUTE ENCODER ENDAT 2048 P/REV (ENCODER A-2048); PERFORMANCE REDUCTION BY 10% DUE TO ABSOLUTE ENCODER; PLAIN SHAFT, TOLERANCE N; WITH HOLDING BRAKE DEGREE OF PROTECTION IP64; PAINT FINISH RAL7016 | 4063 | TEM | 1 | MC | 24.002 | 1
1FK71015AC711EH5 | SIMOTICS S SYNCHRONOUS SERVOMOTORS 1FK7 COMPACT,27 NM, 100 K, 2000 RPM, 4,29KW NATURAL AIR COOLING, IM B5 (IM V1, IM V3) POWER/SIGNAL CONNECTORS CONN. CAN BE ROTATED BY 270 DEGR., ABSOLUTE ENCODER ENDAT 2048 P/REV (ENCODER A-2048); PERFORMANCE REDUCTION BY 10% DUE TO ABSOLUTE ENCODER; PLAIN SHAFT, TOLERANCE N; WITH HOLDING BRAKE DEGREE OF PROTECTION IP65 AS FLANGE IP67; PAINT FINISH RAL7016 | 4164 | TEM | 1 | MC | 24.002 | 1
1FK71015AC711EH8 | SIMOTICS S SYNCHRONOUS SERVOMOTORS 1FK7 COMPACT,27 NM, 100 K, 2000 RPM, 4,29KW NATURAL AIR COOLING, IM B5 (IM V1, IM V3) POWER/SIGNAL CONNECTORS CONN. CAN BE ROTATED BY 270 DEGR., ABSOLUTE ENCODER ENDAT 2048 P/REV (ENCODER A-2048); PERFORMANCE REDUCTION BY 10% DUE TO ABSOLUTE ENCODER; PLAIN SHAFT, TOLERANCE N; WITH HOLDING BRAKE DEGREE OF PROTECTION IP65 IP67 D-END FLANGE; RAL7016 COATING; METALLIC RATING PLATE AT MOTOR | 4273 | TEM | 1 | MC | 24.002 | 1
1FK71015AC711FA0 | SIMOTICS S SYNCHRONOUS SERVOMOTORS 1FK7 COMPACT,27 NM, 100 K, 2000 RPM, 4,29KW NATURAL AIR COOLING, IM B5 (IM V1, IM V3) POWER/SIGNAL CONNECTORS CONN. CAN BE ROTATED BY 270 DEGR., ABSOLUTE ENCODER 2048 P/REV (ENCODER A-2048) WITH DRIVE-CLIQ INTERFACE; PERFORMANCE REDUCTION BY 10% DUE TO ABSOLUTE ENCODER; SHAFT WITH FITTED KEY, TOLERANCE N; W/O HOLDING BRAKE DEGREE OF PROTECTION IP64 | 3920 | TEM | 1 | MC | 21.003 | 1
1FK71015AC711FA2 | SIMOTICS S SYNCHRONOUS SERVOMOTORS 1FK7 COMPACT,27 NM, 100 K, 2000 RPM, 4,29KW NATURAL AIR COOLING, IM B5 (IM V1, IM V3) POWER/SIGNAL CONNECTORS CONN. CAN BE ROTATED BY 270 DEGR., ABSOLUTE ENCODER 2048 P/REV (ENCODER A-2048) WITH DRIVE-CLIQ INTERFACE; PERFORMANCE REDUCTION BY 10% DUE TO ABSOLUTE ENCODER; SHAFT WITH FITTED KEY, TOLERANCE N; W/O HOLDING BRAKE DEGREE OF PROTECTION IP65 FLANGE ON DRIVE END IP67 | 4022 | TEM | 1 | MC | 21.003 | 1
1FK71015AC711FA3 | SIMOTICS S SYNCHRONOUS SERVOMOTORS 1FK7 COMPACT,27 NM, 100 K, 2000 RPM, 4,29KW NATURAL AIR COOLING, IM B5 (IM V1, IM V3) POWER/SIGNAL CONNECTORS CONN. CAN BE ROTATED BY 270 DEGR., ABSOLUTE ENCODER 2048 P/REV (ENCODER A-2048) WITH DRIVE-CLIQ INTERFACE; PERFORMANCE REDUCTION BY 10% DUE TO ABSOLUTE ENCODER; SHAFT WITH FITTED KEY, TOLERANCE N; W/O HOLDING BRAKE DEGREE OF PROTECTION IP64; PAINT FINISH RAL7016 | 3969 | TEM | 1 | MC | 21.003 | 1
1FK71015AC711FA5 | SIMOTICS S SYNCHRONOUS SERVOMOTORS 1FK7 COMPACT,27 NM, 100 K, 2000 RPM, 4,29KW NATURAL AIR COOLING, IM B5 (IM V1, IM V3) POWER/SIGNAL CONNECTORS CONN. CAN BE ROTATED BY 270 DEGR., ABSOLUTE ENCODER 2048 P/REV (ENCODER A-2048) WITH DRIVE-CLIQ INTERFACE; PERFORMANCE REDUCTION BY 10% DUE TO ABSOLUTE ENCODER; SHAFT WITH FITTED KEY, TOLERANCE N; W/O HOLDING BRAKE DEGREE OF PROTECTION IP65 AS FLANGE IP67; PAINT FINISH RAL7016 | 4071 | TEM | 1 | MC | 21.003 | 1
1FK71015AC711FA8 | SIMOTICS S SYNCHRONOUS SERVOMOTORS 1FK7 COMPACT,27 NM, 100 K, 2000 RPM, 4,29KW NATURAL AIR COOLING, IM B5 (IM V1, IM V3) POWER/SIGNAL CONNECTORS CONN. CAN BE ROTATED BY 270 DEGR., ABSOLUTE ENCODER 2048 P/REV (ENCODER A-2048) WITH DRIVE-CLIQ INTERFACE; PERFORMANCE REDUCTION BY 10% DUE TO ABSOLUTE ENCODER; SHAFT WITH FITTED KEY, TOLERANCE N; W/O HOLDING BRAKE DEGREE OF PROTECTION IP65 IP67 D-END FLANGE; RAL7016 COATING; METALLIC RATING PLATE AT MOTOR | 4179 | TEM | 1 | MC | 21.003 | 1
1FK71015AC711FB0 | SIMOTICS S SYNCHRONOUS SERVOMOTORS 1FK7 COMPACT,27 NM, 100 K, 2000 RPM, 4,29KW NATURAL AIR COOLING, IM B5 (IM V1, IM V3) POWER/SIGNAL CONNECTORS CONN. CAN BE ROTATED BY 270 DEGR., ABSOLUTE ENCODER 2048 P/REV (ENCODER A-2048) WITH DRIVE-CLIQ INTERFACE; PERFORMANCE REDUCTION BY 10% DUE TO ABSOLUTE ENCODER; SHAFT WITH FITTED KEY, TOLERANCE N; WITH HOLDING BRAKE DEGREE OF PROTECTION IP64 | 4367 | TEM | 1 | MC | 24.002 | 1
1FK71015AC711FB2 | SIMOTICS S SYNCHRONOUS SERVOMOTORS 1FK7 COMPACT,27 NM, 100 K, 2000 RPM, 4,29KW NATURAL AIR COOLING, IM B5 (IM V1, IM V3) POWER/SIGNAL CONNECTORS CONN. CAN BE ROTATED BY 270 DEGR., ABSOLUTE ENCODER 2048 P/REV (ENCODER A-2048) WITH DRIVE-CLIQ INTERFACE; PERFORMANCE REDUCTION BY 10% DUE TO ABSOLUTE ENCODER; SHAFT WITH FITTED KEY, TOLERANCE N; WITH HOLDING BRAKE DEGREE OF PROTECTION IP65 FLANGE ON DRIVE END IP67 | 4468 | TEM | 1 | MC | 24.002 | 1
1FK71015AC711FB3 | SIMOTICS S SYNCHRONOUS SERVOMOTORS 1FK7 COMPACT,27 NM, 100 K, 2000 RPM, 4,29KW NATURAL AIR COOLING, IM B5 (IM V1, IM V3) POWER/SIGNAL CONNECTORS CONN. CAN BE ROTATED BY 270 DEGR., ABSOLUTE ENCODER 2048 P/REV (ENCODER A-2048) WITH DRIVE-CLIQ INTERFACE; PERFORMANCE REDUCTION BY 10% DUE TO ABSOLUTE ENCODER; SHAFT WITH FITTED KEY, TOLERANCE N; WITH HOLDING BRAKE DEGREE OF PROTECTION IP64; PAINT FINISH RAL7016 | 4416 | TEM | 1 | MC | 24.002 | 1
1FK71015AC711FB5 | SIMOTICS S SYNCHRONOUS SERVOMOTORS 1FK7 COMPACT,27 NM, 100 K, 2000 RPM, 4,29KW NATURAL AIR COOLING, IM B5 (IM V1, IM V3) POWER/SIGNAL CONNECTORS CONN. CAN BE ROTATED BY 270 DEGR., ABSOLUTE ENCODER 2048 P/REV (ENCODER A-2048) WITH DRIVE-CLIQ INTERFACE; PERFORMANCE REDUCTION BY 10% DUE TO ABSOLUTE ENCODER; SHAFT WITH FITTED KEY, TOLERANCE N; WITH HOLDING BRAKE DEGREE OF PROTECTION IP65 AS FLANGE IP67; PAINT FINISH RAL7016 | 4517 | TEM | 1 | MC | 24.002 | 1
1FK71015AC711FB8 | SIMOTICS S SYNCHRONOUS SERVOMOTORS 1FK7 COMPACT,27 NM, 100 K, 2000 RPM, 4,29KW NATURAL AIR COOLING, IM B5 (IM V1, IM V3) POWER/SIGNAL CONNECTORS CONN. CAN BE ROTATED BY 270 DEGR., ABSOLUTE ENCODER 2048 P/REV (ENCODER A-2048) WITH DRIVE-CLIQ INTERFACE; PERFORMANCE REDUCTION BY 10% DUE TO ABSOLUTE ENCODER; SHAFT WITH FITTED KEY, TOLERANCE N; WITH HOLDING BRAKE DEGREE OF PROTECTION IP65 IP67 D-END FLANGE; RAL7016 COATING; METALLIC RATING PLATE AT MOTOR | 4626 | TEM | 1 | MC | 24.002 | 1
1FK71015AC711FG0 | SIMOTICS S SYNCHRONOUS SERVOMOTORS 1FK7 COMPACT,27 NM, 100 K, 2000 RPM, 4,29KW NATURAL AIR COOLING, IM B5 (IM V1, IM V3) POWER/SIGNAL CONNECTORS CONN. CAN BE ROTATED BY 270 DEGR., ABSOLUTE ENCODER 2048 P/REV (ENCODER A-2048) WITH DRIVE-CLIQ INTERFACE; PERFORMANCE REDUCTION BY 10% DUE TO ABSOLUTE ENCODER; PLAIN SHAFT, TOLERANCE N; W/O HOLDING BRAKE DEGREE OF PROTECTION IP64 | 3826 | TEM | 1 | MC | 21.003 | 1
1FK71015AC711FG2 | SIMOTICS S SYNCHRONOUS SERVOMOTORS 1FK7 COMPACT,27 NM, 100 K, 2000 RPM, 4,29KW NATURAL AIR COOLING, IM B5 (IM V1, IM V3) POWER/SIGNAL CONNECTORS CONN. CAN BE ROTATED BY 270 DEGR., ABSOLUTE ENCODER 2048 P/REV (ENCODER A-2048) WITH DRIVE-CLIQ INTERFACE; PERFORMANCE REDUCTION BY 10% DUE TO ABSOLUTE ENCODER; PLAIN SHAFT, TOLERANCE N; W/O HOLDING BRAKE DEGREE OF PROTECTION IP65 FLANGE ON DRIVE END IP67 | 3928 | TEM | 1 | MC | 21.003 | 1
1FK71015AC711FG3 | SIMOTICS S SYNCHRONOUS SERVOMOTORS 1FK7 COMPACT,27 NM, 100 K, 2000 RPM, 4,29KW NATURAL AIR COOLING, IM B5 (IM V1, IM V3) POWER/SIGNAL CONNECTORS CONN. CAN BE ROTATED BY 270 DEGR., ABSOLUTE ENCODER 2048 P/REV (ENCODER A-2048) WITH DRIVE-CLIQ INTERFACE; PERFORMANCE REDUCTION BY 10% DUE TO ABSOLUTE ENCODER; PLAIN SHAFT, TOLERANCE N; W/O HOLDING BRAKE DEGREE OF PROTECTION IP64; PAINT FINISH RAL7016 | 3875 | TEM | 1 | MC | 21.003 | 1
1FK71015AC711FG5 | SIMOTICS S SYNCHRONOUS SERVOMOTORS 1FK7 COMPACT,27 NM, 100 K, 2000 RPM, 4,29KW NATURAL AIR COOLING, IM B5 (IM V1, IM V3) POWER/SIGNAL CONNECTORS CONN. CAN BE ROTATED BY 270 DEGR., ABSOLUTE ENCODER 2048 P/REV (ENCODER A-2048) WITH DRIVE-CLIQ INTERFACE; PERFORMANCE REDUCTION BY 10% DUE TO ABSOLUTE ENCODER; PLAIN SHAFT, TOLERANCE N; W/O HOLDING BRAKE DEGREE OF PROTECTION IP65 AS FLANGE IP67; PAINT FINISH RAL7016 | 3977 | TEM | 1 | MC | 21.003 | 1
1FK71015AC711FG8 | SIMOTICS S SYNCHRONOUS SERVOMOTORS 1FK7 COMPACT,27 NM, 100 K, 2000 RPM, 4,29KW NATURAL AIR COOLING, IM B5 (IM V1, IM V3) POWER/SIGNAL CONNECTORS CONN. CAN BE ROTATED BY 270 DEGR., ABSOLUTE ENCODER 2048 P/REV (ENCODER A-2048) WITH DRIVE-CLIQ INTERFACE; PERFORMANCE REDUCTION BY 10% DUE TO ABSOLUTE ENCODER; PLAIN SHAFT, TOLERANCE N; W/O HOLDING BRAKE DEGREE OF PROTECTION IP65 IP67 D-END FLANGE; RAL7016 COATING; METALLIC RATING PLATE AT MOTOR | 4086 | TEM | 1 | MC | 21.003 | 1
1FK71015AC711FH0 | SIMOTICS S SYNCHRONOUS SERVOMOTORS 1FK7 COMPACT,27 NM, 100 K, 2000 RPM, 4,29KW NATURAL AIR COOLING, IM B5 (IM V1, IM V3) POWER/SIGNAL CONNECTORS CONN. CAN BE ROTATED BY 270 DEGR., ABSOLUTE ENCODER 2048 P/REV (ENCODER A-2048) WITH DRIVE-CLIQ INTERFACE; PERFORMANCE REDUCTION BY 10% DUE TO ABSOLUTE ENCODER; PLAIN SHAFT, TOLERANCE N; WITH HOLDING BRAKE DEGREE OF PROTECTION IP64 | 4273 | TEM | 1 | MC | 24.002 | 1
1FK71015AC711FH2 | SIMOTICS S SYNCHRONOUS SERVOMOTORS 1FK7 COMPACT,27 NM, 100 K, 2000 RPM, 4,29KW NATURAL AIR COOLING, IM B5 (IM V1, IM V3) POWER/SIGNAL CONNECTORS CONN. CAN BE ROTATED BY 270 DEGR., ABSOLUTE ENCODER 2048 P/REV (ENCODER A-2048) WITH DRIVE-CLIQ INTERFACE; PERFORMANCE REDUCTION BY 10% DUE TO ABSOLUTE ENCODER; PLAIN SHAFT, TOLERANCE N; WITH HOLDING BRAKE DEGREE OF PROTECTION IP65 FLANGE ON DRIVE END IP67 | 4375 | TEM | 1 | MC | 24.002 | 1
1FK71015AC711FH3 | SIMOTICS S SYNCHRONOUS SERVOMOTORS 1FK7 COMPACT,27 NM, 100 K, 2000 RPM, 4,29KW NATURAL AIR COOLING, IM B5 (IM V1, IM V3) POWER/SIGNAL CONNECTORS CONN. CAN BE ROTATED BY 270 DEGR., ABSOLUTE ENCODER 2048 P/REV (ENCODER A-2048) WITH DRIVE-CLIQ INTERFACE; PERFORMANCE REDUCTION BY 10% DUE TO ABSOLUTE ENCODER; PLAIN SHAFT, TOLERANCE N; WITH HOLDING BRAKE DEGREE OF PROTECTION IP64; PAINT FINISH RAL7016 | 4322 | TEM | 1 | MC | 24.002 | 1
1FK71015AC711FH5 | SIMOTICS S SYNCHRONOUS SERVOMOTORS 1FK7 COMPACT,27 NM, 100 K, 2000 RPM, 4,29KW NATURAL AIR COOLING, IM B5 (IM V1, IM V3) POWER/SIGNAL CONNECTORS CONN. CAN BE ROTATED BY 270 DEGR., ABSOLUTE ENCODER 2048 P/REV (ENCODER A-2048) WITH DRIVE-CLIQ INTERFACE; PERFORMANCE REDUCTION BY 10% DUE TO ABSOLUTE ENCODER; PLAIN SHAFT, TOLERANCE N; WITH HOLDING BRAKE DEGREE OF PROTECTION IP65 AS FLANGE IP67; PAINT FINISH RAL7016 | 4424 | TEM | 1 | MC | 24.002 | 1
1FK71015AC711FH8 | SIMOTICS S SYNCHRONOUS SERVOMOTORS 1FK7 COMPACT,27 NM, 100 K, 2000 RPM, 4,29KW NATURAL AIR COOLING, IM B5 (IM V1, IM V3) POWER/SIGNAL CONNECTORS CONN. CAN BE ROTATED BY 270 DEGR., ABSOLUTE ENCODER 2048 P/REV (ENCODER A-2048) WITH DRIVE-CLIQ INTERFACE; PERFORMANCE REDUCTION BY 10% DUE TO ABSOLUTE ENCODER; PLAIN SHAFT, TOLERANCE N; WITH HOLDING BRAKE DEGREE OF PROTECTION IP65 IP67 D-END FLANGE; RAL7016 COATING; METALLIC RATING PLATE AT MOTOR | 4532 | TEM | 1 | MC | 24.002 | 1
1FK71015AC711GA0 | SIMOTICS S SYNCHRONOUS SERVOMOTORS 1FK7 COMPACT,27 NM, 100 K, 2000 RPM, 4,29KW NATURAL AIR COOLING, IM B5 (IM V1, IM V3) POWER/SIGNAL CONNECTORS CONN. CAN BE ROTATED BY 270 DEGR., BASIC ABSOLUTE ENCODER 32 P/REV (ENCODER A-32); PERFORMANCE REDUCTION BY 10% DUE TO ABSOLUTE ENCODER; SHAFT WITH FITTED KEY, TOLERANCE N; W/O HOLDING BRAKE DEGREE OF PROTECTION IP64 | 3099 | TEM | 1 | MC | 21.003 | 1
1FK71015AC711GA2 | SIMOTICS S SYNCHRONOUS SERVOMOTORS 1FK7 COMPACT,27 NM, 100 K, 2000 RPM, 4,29KW NATURAL AIR COOLING, IM B5 (IM V1, IM V3) POWER/SIGNAL CONNECTORS CONN. CAN BE ROTATED BY 270 DEGR., BASIC ABSOLUTE ENCODER 32 P/REV (ENCODER A-32); PERFORMANCE REDUCTION BY 10% DUE TO ABSOLUTE ENCODER; SHAFT WITH FITTED KEY, TOLERANCE N; W/O HOLDING BRAKE DEGREE OF PROTECTION IP65 FLANGE ON DRIVE END IP67 | 3200 | TEM | 1 | MC | 21.003 | 1
1FK71015AC711GA3 | SIMOTICS S SYNCHRONOUS SERVOMOTORS 1FK7 COMPACT,27 NM, 100 K, 2000 RPM, 4,29KW NATURAL AIR COOLING, IM B5 (IM V1, IM V3) POWER/SIGNAL CONNECTORS CONN. CAN BE ROTATED BY 270 DEGR., BASIC ABSOLUTE ENCODER 32 P/REV (ENCODER A-32); PERFORMANCE REDUCTION BY 10% DUE TO ABSOLUTE ENCODER; SHAFT WITH FITTED KEY, TOLERANCE N; W/O HOLDING BRAKE DEGREE OF PROTECTION IP64; PAINT FINISH RAL7016 | 3148 | TEM | 1 | MC | 21.003 | 1
1FK71015AC711GA5 | SIMOTICS S SYNCHRONOUS SERVOMOTORS 1FK7 COMPACT,27 NM, 100 K, 2000 RPM, 4,29KW NATURAL AIR COOLING, IM B5 (IM V1, IM V3) POWER/SIGNAL CONNECTORS CONN. CAN BE ROTATED BY 270 DEGR., BASIC ABSOLUTE ENCODER 32 P/REV (ENCODER A-32); PERFORMANCE REDUCTION BY 10% DUE TO ABSOLUTE ENCODER; SHAFT WITH FITTED KEY, TOLERANCE N; W/O HOLDING BRAKE DEGREE OF PROTECTION IP65 AS FLANGE IP67; PAINT FINISH RAL7016 | 3249 | TEM | 1 | MC | 21.003 | 1
1FK71015AC711GA8 | SIMOTICS S SYNCHRONOUS SERVOMOTORS 1FK7 COMPACT,27 NM, 100 K, 2000 RPM, 4,29KW NATURAL AIR COOLING, IM B5 (IM V1, IM V3) POWER/SIGNAL CONNECTORS CONN. CAN BE ROTATED BY 270 DEGR., BASIC ABSOLUTE ENCODER 32 P/REV (ENCODER A-32); PERFORMANCE REDUCTION BY 10% DUE TO ABSOLUTE ENCODER; SHAFT WITH FITTED KEY, TOLERANCE N; W/O HOLDING BRAKE DEGREE OF PROTECTION IP65 IP67 D-END FLANGE; RAL7016 COATING; METALLIC RATING PLATE AT MOTOR | 3358 | TEM | 1 | MC | 21.003 | 1
1FK71015AC711GB0 | SIMOTICS S SYNCHRONOUS SERVOMOTORS 1FK7 COMPACT,27 NM, 100 K, 2000 RPM, 4,29KW NATURAL AIR COOLING, IM B5 (IM V1, IM V3) POWER/SIGNAL CONNECTORS CONN. CAN BE ROTATED BY 270 DEGR., BASIC ABSOLUTE ENCODER 32 P/REV (ENCODER A-32); PERFORMANCE REDUCTION BY 10% DUE TO ABSOLUTE ENCODER; SHAFT WITH FITTED KEY, TOLERANCE N; WITH HOLDING BRAKE DEGREE OF PROTECTION IP64 | 3545 | TEM | 1 | MC | 24.002 | 1
1FK71015AC711GB2 | SIMOTICS S SYNCHRONOUS SERVOMOTORS 1FK7 COMPACT,27 NM, 100 K, 2000 RPM, 4,29KW NATURAL AIR COOLING, IM B5 (IM V1, IM V3) POWER/SIGNAL CONNECTORS CONN. CAN BE ROTATED BY 270 DEGR., BASIC ABSOLUTE ENCODER 32 P/REV (ENCODER A-32); PERFORMANCE REDUCTION BY 10% DUE TO ABSOLUTE ENCODER; SHAFT WITH FITTED KEY, TOLERANCE N; WITH HOLDING BRAKE DEGREE OF PROTECTION IP65 FLANGE ON DRIVE END IP67 | 3647 | TEM | 1 | MC | 24.002 | 1
1FK71015AC711GB3 | SIMOTICS S SYNCHRONOUS SERVOMOTORS 1FK7 COMPACT,27 NM, 100 K, 2000 RPM, 4,29KW NATURAL AIR COOLING, IM B5 (IM V1, IM V3) POWER/SIGNAL CONNECTORS CONN. CAN BE ROTATED BY 270 DEGR., BASIC ABSOLUTE ENCODER 32 P/REV (ENCODER A-32); PERFORMANCE REDUCTION BY 10% DUE TO ABSOLUTE ENCODER; SHAFT WITH FITTED KEY, TOLERANCE N; WITH HOLDING BRAKE DEGREE OF PROTECTION IP64; PAINT FINISH RAL7016 | 3594 | TEM | 1 | MC | 24.002 | 1
1FK71015AC711GB5 | SIMOTICS S SYNCHRONOUS SERVOMOTORS 1FK7 COMPACT,27 NM, 100 K, 2000 RPM, 4,29KW NATURAL AIR COOLING, IM B5 (IM V1, IM V3) POWER/SIGNAL CONNECTORS CONN. CAN BE ROTATED BY 270 DEGR., BASIC ABSOLUTE ENCODER 32 P/REV (ENCODER A-32); PERFORMANCE REDUCTION BY 10% DUE TO ABSOLUTE ENCODER; SHAFT WITH FITTED KEY, TOLERANCE N; WITH HOLDING BRAKE DEGREE OF PROTECTION IP65 AS FLANGE IP67; PAINT FINISH RAL7016 | 3696 | TEM | 1 | MC | 24.002 | 1
1FK71015AC711GB8 | SIMOTICS S SYNCHRONOUS SERVOMOTORS 1FK7 COMPACT,27 NM, 100 K, 2000 RPM, 4,29KW NATURAL AIR COOLING, IM B5 (IM V1, IM V3) POWER/SIGNAL CONNECTORS CONN. CAN BE ROTATED BY 270 DEGR., BASIC ABSOLUTE ENCODER 32 P/REV (ENCODER A-32); PERFORMANCE REDUCTION BY 10% DUE TO ABSOLUTE ENCODER; SHAFT WITH FITTED KEY, TOLERANCE N; WITH HOLDING BRAKE DEGREE OF PROTECTION IP65 IP67 D-END FLANGE; RAL7016 COATING; METALLIC RATING PLATE AT MOTOR | 3805 | TEM | 1 | MC | 24.002 | 1
1FK71015AC711GG0 | SIMOTICS S SYNCHRONOUS SERVOMOTORS 1FK7 COMPACT,27 NM, 100 K, 2000 RPM, 4,29KW NATURAL AIR COOLING, IM B5 (IM V1, IM V3) POWER/SIGNAL CONNECTORS CONN. CAN BE ROTATED BY 270 DEGR., BASIC ABSOLUTE ENCODER 32 P/REV (ENCODER A-32); PERFORMANCE REDUCTION BY 10% DUE TO ABSOLUTE ENCODER; PLAIN SHAFT, TOLERANCE N; W/O HOLDING BRAKE DEGREE OF PROTECTION IP64 | 3005 | TEM | 1 | MC | 21.003 | 1
1FK71015AC711GG2 | SIMOTICS S SYNCHRONOUS SERVOMOTORS 1FK7 COMPACT,27 NM, 100 K, 2000 RPM, 4,29KW NATURAL AIR COOLING, IM B5 (IM V1, IM V3) POWER/SIGNAL CONNECTORS CONN. CAN BE ROTATED BY 270 DEGR., BASIC ABSOLUTE ENCODER 32 P/REV (ENCODER A-32); PERFORMANCE REDUCTION BY 10% DUE TO ABSOLUTE ENCODER; PLAIN SHAFT, TOLERANCE N; W/O HOLDING BRAKE DEGREE OF PROTECTION IP65 FLANGE ON DRIVE END IP67 | 3106 | TEM | 1 | MC | 21.003 | 1
1FK71015AC711GG3 | SIMOTICS S SYNCHRONOUS SERVOMOTORS 1FK7 COMPACT,27 NM, 100 K, 2000 RPM, 4,29KW NATURAL AIR COOLING, IM B5 (IM V1, IM V3) POWER/SIGNAL CONNECTORS CONN. CAN BE ROTATED BY 270 DEGR., BASIC ABSOLUTE ENCODER 32 P/REV (ENCODER A-32); PERFORMANCE REDUCTION BY 10% DUE TO ABSOLUTE ENCODER; PLAIN SHAFT, TOLERANCE N; W/O HOLDING BRAKE DEGREE OF PROTECTION IP64; PAINT FINISH RAL7016 | 3054 | TEM | 1 | MC | 21.003 | 1
1FK71015AC711GG5 | SIMOTICS S SYNCHRONOUS SERVOMOTORS 1FK7 COMPACT,27 NM, 100 K, 2000 RPM, 4,29KW NATURAL AIR COOLING, IM B5 (IM V1, IM V3) POWER/SIGNAL CONNECTORS CONN. CAN BE ROTATED BY 270 DEGR., BASIC ABSOLUTE ENCODER 32 P/REV (ENCODER A-32); PERFORMANCE REDUCTION BY 10% DUE TO ABSOLUTE ENCODER; PLAIN SHAFT, TOLERANCE N; W/O HOLDING BRAKE DEGREE OF PROTECTION IP65 AS FLANGE IP67; PAINT FINISH RAL7016 | 3156 | TEM | 1 | MC | 21.003 | 1
1FK71015AC711GG8 | SIMOTICS S SYNCHRONOUS SERVOMOTORS 1FK7 COMPACT,27 NM, 100 K, 2000 RPM, 4,29KW NATURAL AIR COOLING, IM B5 (IM V1, IM V3) POWER/SIGNAL CONNECTORS CONN. CAN BE ROTATED BY 270 DEGR., BASIC ABSOLUTE ENCODER 32 P/REV (ENCODER A-32); PERFORMANCE REDUCTION BY 10% DUE TO ABSOLUTE ENCODER; PLAIN SHAFT, TOLERANCE N; W/O HOLDING BRAKE DEGREE OF PROTECTION IP65 IP67 D-END FLANGE; RAL7016 COATING; METALLIC RATING PLATE AT MOTOR | 3264 | TEM | 1 | MC | 21.003 | 1
1FK71015AC711GH0 | SIMOTICS S SYNCHRONOUS SERVOMOTORS 1FK7 COMPACT,27 NM, 100 K, 2000 RPM, 4,29KW NATURAL AIR COOLING, IM B5 (IM V1, IM V3) POWER/SIGNAL CONNECTORS CONN. CAN BE ROTATED BY 270 DEGR., BASIC ABSOLUTE ENCODER 32 P/REV (ENCODER A-32); PERFORMANCE REDUCTION BY 10% DUE TO ABSOLUTE ENCODER; PLAIN SHAFT, TOLERANCE N; WITH HOLDING BRAKE DEGREE OF PROTECTION IP64 | 3452 | TEM | 1 | MC | 24.002 | 1
1FK71015AC711GH2 | SIMOTICS S SYNCHRONOUS SERVOMOTORS 1FK7 COMPACT,27 NM, 100 K, 2000 RPM, 4,29KW NATURAL AIR COOLING, IM B5 (IM V1, IM V3) POWER/SIGNAL CONNECTORS CONN. CAN BE ROTATED BY 270 DEGR., BASIC ABSOLUTE ENCODER 32 P/REV (ENCODER A-32); PERFORMANCE REDUCTION BY 10% DUE TO ABSOLUTE ENCODER; PLAIN SHAFT, TOLERANCE N; WITH HOLDING BRAKE DEGREE OF PROTECTION IP65 FLANGE ON DRIVE END IP67 | 3553 | TEM | 1 | MC | 24.002 | 1
1FK71015AC711GH3 | SIMOTICS S SYNCHRONOUS SERVOMOTORS 1FK7 COMPACT,27 NM, 100 K, 2000 RPM, 4,29KW NATURAL AIR COOLING, IM B5 (IM V1, IM V3) POWER/SIGNAL CONNECTORS CONN. CAN BE ROTATED BY 270 DEGR., BASIC ABSOLUTE ENCODER 32 P/REV (ENCODER A-32); PERFORMANCE REDUCTION BY 10% DUE TO ABSOLUTE ENCODER; PLAIN SHAFT, TOLERANCE N; WITH HOLDING BRAKE DEGREE OF PROTECTION IP64; PAINT FINISH RAL7016 | 3501 | TEM | 1 | MC | 24.002 | 1
1FK71015AC711GH5 | SIMOTICS S SYNCHRONOUS SERVOMOTORS 1FK7 COMPACT,27 NM, 100 K, 2000 RPM, 4,29KW NATURAL AIR COOLING, IM B5 (IM V1, IM V3) POWER/SIGNAL CONNECTORS CONN. CAN BE ROTATED BY 270 DEGR., BASIC ABSOLUTE ENCODER 32 P/REV (ENCODER A-32); PERFORMANCE REDUCTION BY 10% DUE TO ABSOLUTE ENCODER; PLAIN SHAFT, TOLERANCE N; WITH HOLDING BRAKE DEGREE OF PROTECTION IP65 AS FLANGE IP67; PAINT FINISH RAL7016 | 3602 | TEM | 1 | MC | 24.002 | 1
1FK71015AC711GH8 | SIMOTICS S SYNCHRONOUS SERVOMOTORS 1FK7 COMPACT,27 NM, 100 K, 2000 RPM, 4,29KW NATURAL AIR COOLING, IM B5 (IM V1, IM V3) POWER/SIGNAL CONNECTORS CONN. CAN BE ROTATED BY 270 DEGR., BASIC ABSOLUTE ENCODER 32 P/REV (ENCODER A-32); PERFORMANCE REDUCTION BY 10% DUE TO ABSOLUTE ENCODER; PLAIN SHAFT, TOLERANCE N; WITH HOLDING BRAKE DEGREE OF PROTECTION IP65 IP67 D-END FLANGE; RAL7016 COATING; METALLIC RATING PLATE AT MOTOR | 3711 | TEM | 1 | MC | 24.002 | 1
1FK71015AC711KA0 | SIMOTICS S SYNCHRONOUS SERVOMOTORS 1FK7 COMPACT,27 NM, 100 K, 2000 RPM, 4,29KW NATURAL AIR COOLING, IM B5 (IM V1, IM V3) POWER/SIGNAL CONNECTORS CONN. CAN BE ROTATED BY 270 DEGR., BASIC ABSOLUTE ENCODER 32 P/REV (ENCODER A-32) WITH DRIVE-CLIQ INTERFACE; PERFORMANCE REDUCTION BY 10% DUE TO ABSOLUTE ENCODER; SHAFT WITH FITTED KEY, TOLERANCE N; W/O HOLDING BRAKE DEGREE OF PROTECTION IP64 | 3358 | TEM | 1 | MC | 21.003 | 1
1FK71015AC711KA2 | SIMOTICS S SYNCHRONOUS SERVOMOTORS 1FK7 COMPACT,27 NM, 100 K, 2000 RPM, 4,29KW NATURAL AIR COOLING, IM B5 (IM V1, IM V3) POWER/SIGNAL CONNECTORS CONN. CAN BE ROTATED BY 270 DEGR., BASIC ABSOLUTE ENCODER 32 P/REV (ENCODER A-32) WITH DRIVE-CLIQ INTERFACE; PERFORMANCE REDUCTION BY 10% DUE TO ABSOLUTE ENCODER; SHAFT WITH FITTED KEY, TOLERANCE N; W/O HOLDING BRAKE DEGREE OF PROTECTION IP65 FLANGE ON DRIVE END IP67 | 3460 | TEM | 1 | MC | 21.003 | 1
1FK71015AC711KA3 | SIMOTICS S SYNCHRONOUS SERVOMOTORS 1FK7 COMPACT,27 NM, 100 K, 2000 RPM, 4,29KW NATURAL AIR COOLING, IM B5 (IM V1, IM V3) POWER/SIGNAL CONNECTORS CONN. CAN BE ROTATED BY 270 DEGR., BASIC ABSOLUTE ENCODER 32 P/REV (ENCODER A-32) WITH DRIVE-CLIQ INTERFACE; PERFORMANCE REDUCTION BY 10% DUE TO ABSOLUTE ENCODER; SHAFT WITH FITTED KEY, TOLERANCE N; W/O HOLDING BRAKE DEGREE OF PROTECTION IP64; PAINT FINISH RAL7016 | 3407 | TEM | 1 | MC | 21.003 | 1
1FK71015AC711KA5 | SIMOTICS S SYNCHRONOUS SERVOMOTORS 1FK7 COMPACT,27 NM, 100 K, 2000 RPM, 4,29KW NATURAL AIR COOLING, IM B5 (IM V1, IM V3) POWER/SIGNAL CONNECTORS CONN. CAN BE ROTATED BY 270 DEGR., BASIC ABSOLUTE ENCODER 32 P/REV (ENCODER A-32) WITH DRIVE-CLIQ INTERFACE; PERFORMANCE REDUCTION BY 10% DUE TO ABSOLUTE ENCODER; SHAFT WITH FITTED KEY, TOLERANCE N; W/O HOLDING BRAKE DEGREE OF PROTECTION IP65 AS FLANGE IP67; PAINT FINISH RAL7016 | 3509 | TEM | 1 | MC | 21.003 | 1
1FK71015AC711KA8 | SIMOTICS S SYNCHRONOUS SERVOMOTORS 1FK7 COMPACT,27 NM, 100 K, 2000 RPM, 4,29KW NATURAL AIR COOLING, IM B5 (IM V1, IM V3) POWER/SIGNAL CONNECTORS CONN. CAN BE ROTATED BY 270 DEGR., BASIC ABSOLUTE ENCODER 32 P/REV (ENCODER A-32) WITH DRIVE-CLIQ INTERFACE; PERFORMANCE REDUCTION BY 10% DUE TO ABSOLUTE ENCODER; SHAFT WITH FITTED KEY, TOLERANCE N; W/O HOLDING BRAKE DEGREE OF PROTECTION IP65 IP67 D-END FLANGE; RAL7016 COATING; METALLIC RATING PLATE AT MOTOR | 3617 | TEM | 1 | MC | 21.003 | 1
1FK71015AC711KB0 | SIMOTICS S SYNCHRONOUS SERVOMOTORS 1FK7 COMPACT,27 NM, 100 K, 2000 RPM, 4,29KW NATURAL AIR COOLING, IM B5 (IM V1, IM V3) POWER/SIGNAL CONNECTORS CONN. CAN BE ROTATED BY 270 DEGR., BASIC ABSOLUTE ENCODER 32 P/REV (ENCODER A-32) WITH DRIVE-CLIQ INTERFACE; PERFORMANCE REDUCTION BY 10% DUE TO ABSOLUTE ENCODER; SHAFT WITH FITTED KEY, TOLERANCE N; WITH HOLDING BRAKE DEGREE OF PROTECTION IP64 | 3805 | TEM | 1 | MC | 24.002 | 1
1FK71015AC711KB2 | SIMOTICS S SYNCHRONOUS SERVOMOTORS 1FK7 COMPACT,27 NM, 100 K, 2000 RPM, 4,29KW NATURAL AIR COOLING, IM B5 (IM V1, IM V3) POWER/SIGNAL CONNECTORS CONN. CAN BE ROTATED BY 270 DEGR., BASIC ABSOLUTE ENCODER 32 P/REV (ENCODER A-32) WITH DRIVE-CLIQ INTERFACE; PERFORMANCE REDUCTION BY 10% DUE TO ABSOLUTE ENCODER; SHAFT WITH FITTED KEY, TOLERANCE N; WITH HOLDING BRAKE DEGREE OF PROTECTION IP65 FLANGE ON DRIVE END IP67 | 3906 | TEM | 1 | MC | 24.002 | 1
1FK71015AC711KB3 | SIMOTICS S SYNCHRONOUS SERVOMOTORS 1FK7 COMPACT,27 NM, 100 K, 2000 RPM, 4,29KW NATURAL AIR COOLING, IM B5 (IM V1, IM V3) POWER/SIGNAL CONNECTORS CONN. CAN BE ROTATED BY 270 DEGR., BASIC ABSOLUTE ENCODER 32 P/REV (ENCODER A-32) WITH DRIVE-CLIQ INTERFACE; PERFORMANCE REDUCTION BY 10% DUE TO ABSOLUTE ENCODER; SHAFT WITH FITTED KEY, TOLERANCE N; WITH HOLDING BRAKE DEGREE OF PROTECTION IP64; PAINT FINISH RAL7016 | 3854 | TEM | 1 | MC | 24.002 | 1
1FK71015AC711KB5 | SIMOTICS S SYNCHRONOUS SERVOMOTORS 1FK7 COMPACT,27 NM, 100 K, 2000 RPM, 4,29KW NATURAL AIR COOLING, IM B5 (IM V1, IM V3) POWER/SIGNAL CONNECTORS CONN. CAN BE ROTATED BY 270 DEGR., BASIC ABSOLUTE ENCODER 32 P/REV (ENCODER A-32) WITH DRIVE-CLIQ INTERFACE; PERFORMANCE REDUCTION BY 10% DUE TO ABSOLUTE ENCODER; SHAFT WITH FITTED KEY, TOLERANCE N; WITH HOLDING BRAKE DEGREE OF PROTECTION IP65 AS FLANGE IP67; PAINT FINISH RAL7016 | 3955 | TEM | 1 | MC | 24.002 | 1
1FK71015AC711KB8 | SIMOTICS S SYNCHRONOUS SERVOMOTORS 1FK7 COMPACT,27 NM, 100 K, 2000 RPM, 4,29KW NATURAL AIR COOLING, IM B5 (IM V1, IM V3) POWER/SIGNAL CONNECTORS CONN. CAN BE ROTATED BY 270 DEGR., BASIC ABSOLUTE ENCODER 32 P/REV (ENCODER A-32) WITH DRIVE-CLIQ INTERFACE; PERFORMANCE REDUCTION BY 10% DUE TO ABSOLUTE ENCODER; SHAFT WITH FITTED KEY, TOLERANCE N; WITH HOLDING BRAKE DEGREE OF PROTECTION IP65 IP67 D-END FLANGE; RAL7016 COATING; METALLIC RATING PLATE AT MOTOR | 4064 | TEM | 1 | MC | 24.002 | 1
1FK71015AC711KG0 | SIMOTICS S SYNCHRONOUS SERVOMOTORS 1FK7 COMPACT,27 NM, 100 K, 2000 RPM, 4,29KW NATURAL AIR COOLING, IM B5 (IM V1, IM V3) POWER/SIGNAL CONNECTORS CONN. CAN BE ROTATED BY 270 DEGR., BASIC ABSOLUTE ENCODER 32 P/REV (ENCODER A-32) WITH DRIVE-CLIQ INTERFACE; PERFORMANCE REDUCTION BY 10% DUE TO ABSOLUTE ENCODER; PLAIN SHAFT, TOLERANCE N; W/O HOLDING BRAKE DEGREE OF PROTECTION IP64 | 3264 | TEM | 1 | MC | 21.003 | 1
1FK71015AC711KG2 | SIMOTICS S SYNCHRONOUS SERVOMOTORS 1FK7 COMPACT,27 NM, 100 K, 2000 RPM, 4,29KW NATURAL AIR COOLING, IM B5 (IM V1, IM V3) POWER/SIGNAL CONNECTORS CONN. CAN BE ROTATED BY 270 DEGR., BASIC ABSOLUTE ENCODER 32 P/REV (ENCODER A-32) WITH DRIVE-CLIQ INTERFACE; PERFORMANCE REDUCTION BY 10% DUE TO ABSOLUTE ENCODER; PLAIN SHAFT, TOLERANCE N; W/O HOLDING BRAKE DEGREE OF PROTECTION IP65 FLANGE ON DRIVE END IP67 | 3366 | TEM | 1 | MC | 21.003 | 1
1FK71015AC711KG3 | SIMOTICS S SYNCHRONOUS SERVOMOTORS 1FK7 COMPACT,27 NM, 100 K, 2000 RPM, 4,29KW NATURAL AIR COOLING, IM B5 (IM V1, IM V3) POWER/SIGNAL CONNECTORS CONN. CAN BE ROTATED BY 270 DEGR., BASIC ABSOLUTE ENCODER 32 P/REV (ENCODER A-32) WITH DRIVE-CLIQ INTERFACE; PERFORMANCE REDUCTION BY 10% DUE TO ABSOLUTE ENCODER; PLAIN SHAFT, TOLERANCE N; W/O HOLDING BRAKE DEGREE OF PROTECTION IP64; PAINT FINISH RAL7016 | 3314 | TEM | 1 | MC | 21.003 | 1
1FK71015AC711KG5 | SIMOTICS S SYNCHRONOUS SERVOMOTORS 1FK7 COMPACT,27 NM, 100 K, 2000 RPM, 4,29KW NATURAL AIR COOLING, IM B5 (IM V1, IM V3) POWER/SIGNAL CONNECTORS CONN. CAN BE ROTATED BY 270 DEGR., BASIC ABSOLUTE ENCODER 32 P/REV (ENCODER A-32) WITH DRIVE-CLIQ INTERFACE; PERFORMANCE REDUCTION BY 10% DUE TO ABSOLUTE ENCODER; PLAIN SHAFT, TOLERANCE N; W/O HOLDING BRAKE DEGREE OF PROTECTION IP65 AS FLANGE IP67; PAINT FINISH RAL7016 | 3415 | TEM | 1 | MC | 21.003 | 1
1FK71015AC711KG8 | SIMOTICS S SYNCHRONOUS SERVOMOTORS 1FK7 COMPACT,27 NM, 100 K, 2000 RPM, 4,29KW NATURAL AIR COOLING, IM B5 (IM V1, IM V3) POWER/SIGNAL CONNECTORS CONN. CAN BE ROTATED BY 270 DEGR., BASIC ABSOLUTE ENCODER 32 P/REV (ENCODER A-32) WITH DRIVE-CLIQ INTERFACE; PERFORMANCE REDUCTION BY 10% DUE TO ABSOLUTE ENCODER; PLAIN SHAFT, TOLERANCE N; W/O HOLDING BRAKE DEGREE OF PROTECTION IP65 IP67 D-END FLANGE; RAL7016 COATING; METALLIC RATING PLATE AT MOTOR | 3524 | TEM | 1 | MC | 21.003 | 1
1FK71015AC711KH0 | SIMOTICS S SYNCHRONOUS SERVOMOTORS 1FK7 COMPACT,27 NM, 100 K, 2000 RPM, 4,29KW NATURAL AIR COOLING, IM B5 (IM V1, IM V3) POWER/SIGNAL CONNECTORS CONN. CAN BE ROTATED BY 270 DEGR., BASIC ABSOLUTE ENCODER 32 P/REV (ENCODER A-32) WITH DRIVE-CLIQ INTERFACE; PERFORMANCE REDUCTION BY 10% DUE TO ABSOLUTE ENCODER; PLAIN SHAFT, TOLERANCE N; WITH HOLDING BRAKE DEGREE OF PROTECTION IP64 | 3711 | TEM | 1 | MC | 24.002 | 1
1FK71015AC711KH2 | SIMOTICS S SYNCHRONOUS SERVOMOTORS 1FK7 COMPACT,27 NM, 100 K, 2000 RPM, 4,29KW NATURAL AIR COOLING, IM B5 (IM V1, IM V3) POWER/SIGNAL CONNECTORS CONN. CAN BE ROTATED BY 270 DEGR., BASIC ABSOLUTE ENCODER 32 P/REV (ENCODER A-32) WITH DRIVE-CLIQ INTERFACE; PERFORMANCE REDUCTION BY 10% DUE TO ABSOLUTE ENCODER; PLAIN SHAFT, TOLERANCE N; WITH HOLDING BRAKE DEGREE OF PROTECTION IP65 FLANGE ON DRIVE END IP67 | 3813 | TEM | 1 | MC | 24.002 | 1
1FK71015AC711KH3 | SIMOTICS S SYNCHRONOUS SERVOMOTORS 1FK7 COMPACT,27 NM, 100 K, 2000 RPM, 4,29KW NATURAL AIR COOLING, IM B5 (IM V1, IM V3) POWER/SIGNAL CONNECTORS CONN. CAN BE ROTATED BY 270 DEGR., BASIC ABSOLUTE ENCODER 32 P/REV (ENCODER A-32) WITH DRIVE-CLIQ INTERFACE; PERFORMANCE REDUCTION BY 10% DUE TO ABSOLUTE ENCODER; PLAIN SHAFT, TOLERANCE N; WITH HOLDING BRAKE DEGREE OF PROTECTION IP64; PAINT FINISH RAL7016 | 3760 | TEM | 1 | MC | 24.002 | 1
1FK71015AC711KH5 | SIMOTICS S SYNCHRONOUS SERVOMOTORS 1FK7 COMPACT,27 NM, 100 K, 2000 RPM, 4,29KW NATURAL AIR COOLING, IM B5 (IM V1, IM V3) POWER/SIGNAL CONNECTORS CONN. CAN BE ROTATED BY 270 DEGR., BASIC ABSOLUTE ENCODER 32 P/REV (ENCODER A-32) WITH DRIVE-CLIQ INTERFACE; PERFORMANCE REDUCTION BY 10% DUE TO ABSOLUTE ENCODER; PLAIN SHAFT, TOLERANCE N; WITH HOLDING BRAKE DEGREE OF PROTECTION IP65 AS FLANGE IP67; PAINT FINISH RAL7016 | 3862 | TEM | 1 | MC | 24.002 | 1
1FK71015AC711KH8 | SIMOTICS S SYNCHRONOUS SERVOMOTORS 1FK7 COMPACT,27 NM, 100 K, 2000 RPM, 4,29KW NATURAL AIR COOLING, IM B5 (IM V1, IM V3) POWER/SIGNAL CONNECTORS CONN. CAN BE ROTATED BY 270 DEGR., BASIC ABSOLUTE ENCODER 32 P/REV (ENCODER A-32) WITH DRIVE-CLIQ INTERFACE; PERFORMANCE REDUCTION BY 10% DUE TO ABSOLUTE ENCODER; PLAIN SHAFT, TOLERANCE N; WITH HOLDING BRAKE DEGREE OF PROTECTION IP65 IP67 D-END FLANGE; RAL7016 COATING; METALLIC RATING PLATE AT MOTOR | 3970 | TEM | 1 | MC | 24.002 | 1
1FK71015AC711PA0 | SIMOTICS S SYNCHRONOUS SERVOMOTORS 1FK7 COMPACT,27 NM, 100 K, 2000 RPM, 4,29KW NATURAL AIR COOLING, IM B5 (IM V1, IM V3) POWER/SIGNAL CONNECTORS CONN. CAN BE ROTATED BY 270 DEGR., RESOLVER 2-POLE (RESOLVER P=1) WITH DRIVE-CLIQ INTERFACE; SHAFT WITH FITTED KEY, TOLERANCE N; W/O HOLDING BRAKE DEGREE OF PROTECTION IP64 | 2882 | TEM | 1 | MC | 21.003 | 1
1FK71015AC711PA2 | SIMOTICS S SYNCHRONOUS SERVOMOTORS 1FK7 COMPACT,27 NM, 100 K, 2000 RPM, 4,29KW NATURAL AIR COOLING, IM B5 (IM V1, IM V3) POWER/SIGNAL CONNECTORS CONN. CAN BE ROTATED BY 270 DEGR., RESOLVER 2-POLE (RESOLVER P=1) WITH DRIVE-CLIQ INTERFACE; SHAFT WITH FITTED KEY, TOLERANCE N; W/O HOLDING BRAKE DEGREE OF PROTECTION IP65 FLANGE ON DRIVE END IP67 | 2984 | TEM | 1 | MC | 21.003 | 1
1FK71015AC711PA3 | SIMOTICS S SYNCHRONOUS SERVOMOTORS 1FK7 COMPACT,27 NM, 100 K, 2000 RPM, 4,29KW NATURAL AIR COOLING, IM B5 (IM V1, IM V3) POWER/SIGNAL CONNECTORS CONN. CAN BE ROTATED BY 270 DEGR., RESOLVER 2-POLE (RESOLVER P=1) WITH DRIVE-CLIQ INTERFACE; SHAFT WITH FITTED KEY, TOLERANCE N; W/O HOLDING BRAKE DEGREE OF PROTECTION IP64; PAINT FINISH RAL7016 | 2932 | TEM | 1 | MC | 21.003 | 1
1FK71015AC711PA5 | SIMOTICS S SYNCHRONOUS SERVOMOTORS 1FK7 COMPACT,27 NM, 100 K, 2000 RPM, 4,29KW NATURAL AIR COOLING, IM B5 (IM V1, IM V3) POWER/SIGNAL CONNECTORS CONN. CAN BE ROTATED BY 270 DEGR., RESOLVER 2-POLE (RESOLVER P=1) WITH DRIVE-CLIQ INTERFACE; SHAFT WITH FITTED KEY, TOLERANCE N; W/O HOLDING BRAKE DEGREE OF PROTECTION IP65 AS FLANGE IP67; PAINT FINISH RAL7016 | 3033 | TEM | 1 | MC | 21.003 | 1
1FK71015AC711PA8 | SIMOTICS S SYNCHRONOUS SERVOMOTORS 1FK7 COMPACT,27 NM, 100 K, 2000 RPM, 4,29KW NATURAL AIR COOLING, IM B5 (IM V1, IM V3) POWER/SIGNAL CONNECTORS CONN. CAN BE ROTATED BY 270 DEGR., RESOLVER 2-POLE (RESOLVER P=1) WITH DRIVE-CLIQ INTERFACE; SHAFT WITH FITTED KEY, TOLERANCE N; W/O HOLDING BRAKE DEGREE OF PROTECTION IP65 IP67 D-END FLANGE; RAL7016 COATING; METALLIC RATING PLATE AT MOTOR | 3142 | TEM | 1 | MC | 21.003 | 1
1FK71015AC711PB0 | SIMOTICS S SYNCHRONOUS SERVOMOTORS 1FK7 COMPACT,27 NM, 100 K, 2000 RPM, 4,29KW NATURAL AIR COOLING, IM B5 (IM V1, IM V3) POWER/SIGNAL CONNECTORS CONN. CAN BE ROTATED BY 270 DEGR., RESOLVER 2-POLE (RESOLVER P=1) WITH DRIVE-CLIQ INTERFACE; SHAFT WITH FITTED KEY, TOLERANCE N; WITH HOLDING BRAKE DEGREE OF PROTECTION IP64 | 3329 | TEM | 1 | MC | 24.002 | 1
1FK71015AC711PB2 | SIMOTICS S SYNCHRONOUS SERVOMOTORS 1FK7 COMPACT,27 NM, 100 K, 2000 RPM, 4,29KW NATURAL AIR COOLING, IM B5 (IM V1, IM V3) POWER/SIGNAL CONNECTORS CONN. CAN BE ROTATED BY 270 DEGR., RESOLVER 2-POLE (RESOLVER P=1) WITH DRIVE-CLIQ INTERFACE; SHAFT WITH FITTED KEY, TOLERANCE N; WITH HOLDING BRAKE DEGREE OF PROTECTION IP65 FLANGE ON DRIVE END IP67 | 3431 | TEM | 1 | MC | 24.002 | 1
1FK71015AC711PB3 | SIMOTICS S SYNCHRONOUS SERVOMOTORS 1FK7 COMPACT,27 NM, 100 K, 2000 RPM, 4,29KW NATURAL AIR COOLING, IM B5 (IM V1, IM V3) POWER/SIGNAL CONNECTORS CONN. CAN BE ROTATED BY 270 DEGR., RESOLVER 2-POLE (RESOLVER P=1) WITH DRIVE-CLIQ INTERFACE; SHAFT WITH FITTED KEY, TOLERANCE N; WITH HOLDING BRAKE DEGREE OF PROTECTION IP64; PAINT FINISH RAL7016 | 3378 | TEM | 1 | MC | 24.002 | 1
1FK71015AC711PB5 | SIMOTICS S SYNCHRONOUS SERVOMOTORS 1FK7 COMPACT,27 NM, 100 K, 2000 RPM, 4,29KW NATURAL AIR COOLING, IM B5 (IM V1, IM V3) POWER/SIGNAL CONNECTORS CONN. CAN BE ROTATED BY 270 DEGR., RESOLVER 2-POLE (RESOLVER P=1) WITH DRIVE-CLIQ INTERFACE; SHAFT WITH FITTED KEY, TOLERANCE N; WITH HOLDING BRAKE DEGREE OF PROTECTION IP65 AS FLANGE IP67; PAINT FINISH RAL7016 | 3480 | TEM | 1 | MC | 24.002 | 1
1FK71015AC711PB8 | SIMOTICS S SYNCHRONOUS SERVOMOTORS 1FK7 COMPACT,27 NM, 100 K, 2000 RPM, 4,29KW NATURAL AIR COOLING, IM B5 (IM V1, IM V3) POWER/SIGNAL CONNECTORS CONN. CAN BE ROTATED BY 270 DEGR., RESOLVER 2-POLE (RESOLVER P=1) WITH DRIVE-CLIQ INTERFACE; SHAFT WITH FITTED KEY, TOLERANCE N; WITH HOLDING BRAKE DEGREE OF PROTECTION IP65 IP67 D-END FLANGE; RAL7016 COATING; METALLIC RATING PLATE AT MOTOR | 3589 | TEM | 1 | MC | 24.002 | 1
1FK71015AC711PG0 | SIMOTICS S SYNCHRONOUS SERVOMOTORS 1FK7 COMPACT,27 NM, 100 K, 2000 RPM, 4,29KW NATURAL AIR COOLING, IM B5 (IM V1, IM V3) POWER/SIGNAL CONNECTORS CONN. CAN BE ROTATED BY 270 DEGR., RESOLVER 2-POLE (RESOLVER P=1) WITH DRIVE-CLIQ INTERFACE; PLAIN SHAFT, TOLERANCE N; W/O HOLDING BRAKE DEGREE OF PROTECTION IP64 | 2789 | TEM | 1 | MC | 21.003 | 1
1FK71015AC711PG2 | SIMOTICS S SYNCHRONOUS SERVOMOTORS 1FK7 COMPACT,27 NM, 100 K, 2000 RPM, 4,29KW NATURAL AIR COOLING, IM B5 (IM V1, IM V3) POWER/SIGNAL CONNECTORS CONN. CAN BE ROTATED BY 270 DEGR., RESOLVER 2-POLE (RESOLVER P=1) WITH DRIVE-CLIQ INTERFACE; PLAIN SHAFT, TOLERANCE N; W/O HOLDING BRAKE DEGREE OF PROTECTION IP65 FLANGE ON DRIVE END IP67 | 2890 | TEM | 1 | MC | 21.003 | 1
1FK71015AC711PG3 | SIMOTICS S SYNCHRONOUS SERVOMOTORS 1FK7 COMPACT,27 NM, 100 K, 2000 RPM, 4,29KW NATURAL AIR COOLING, IM B5 (IM V1, IM V3) POWER/SIGNAL CONNECTORS CONN. CAN BE ROTATED BY 270 DEGR., RESOLVER 2-POLE (RESOLVER P=1) WITH DRIVE-CLIQ INTERFACE; PLAIN SHAFT, TOLERANCE N; W/O HOLDING BRAKE DEGREE OF PROTECTION IP64; PAINT FINISH RAL7016 | 2838 | TEM | 1 | MC | 21.003 | 1
1FK71015AC711PG5 | SIMOTICS S SYNCHRONOUS SERVOMOTORS 1FK7 COMPACT,27 NM, 100 K, 2000 RPM, 4,29KW NATURAL AIR COOLING, IM B5 (IM V1, IM V3) POWER/SIGNAL CONNECTORS CONN. CAN BE ROTATED BY 270 DEGR., RESOLVER 2-POLE (RESOLVER P=1) WITH DRIVE-CLIQ INTERFACE; PLAIN SHAFT, TOLERANCE N; W/O HOLDING BRAKE DEGREE OF PROTECTION IP65 AS FLANGE IP67; PAINT FINISH RAL7016 | 2940 | TEM | 1 | MC | 21.003 | 1
1FK71015AC711PG8 | SIMOTICS S SYNCHRONOUS SERVOMOTORS 1FK7 COMPACT,27 NM, 100 K, 2000 RPM, 4,29KW NATURAL AIR COOLING, IM B5 (IM V1, IM V3) POWER/SIGNAL CONNECTORS CONN. CAN BE ROTATED BY 270 DEGR., RESOLVER 2-POLE (RESOLVER P=1) WITH DRIVE-CLIQ INTERFACE; PLAIN SHAFT, TOLERANCE N; W/O HOLDING BRAKE DEGREE OF PROTECTION IP65 IP67 D-END FLANGE; RAL7016 COATING; METALLIC RATING PLATE AT MOTOR | 3048 | TEM | 1 | MC | 21.003 | 1
1FK71015AC711PH0 | SIMOTICS S SYNCHRONOUS SERVOMOTORS 1FK7 COMPACT,27 NM, 100 K, 2000 RPM, 4,29KW NATURAL AIR COOLING, IM B5 (IM V1, IM V3) POWER/SIGNAL CONNECTORS CONN. CAN BE ROTATED BY 270 DEGR., RESOLVER 2-POLE (RESOLVER P=1) WITH DRIVE-CLIQ INTERFACE; PLAIN SHAFT, TOLERANCE N; WITH HOLDING BRAKE DEGREE OF PROTECTION IP64 | 3235 | TEM | 1 | MC | 24.002 | 1
1FK71015AC711PH2 | SIMOTICS S SYNCHRONOUS SERVOMOTORS 1FK7 COMPACT,27 NM, 100 K, 2000 RPM, 4,29KW NATURAL AIR COOLING, IM B5 (IM V1, IM V3) POWER/SIGNAL CONNECTORS CONN. CAN BE ROTATED BY 270 DEGR., RESOLVER 2-POLE (RESOLVER P=1) WITH DRIVE-CLIQ INTERFACE; PLAIN SHAFT, TOLERANCE N; WITH HOLDING BRAKE DEGREE OF PROTECTION IP65 FLANGE ON DRIVE END IP67 | 3337 | TEM | 1 | MC | 24.002 | 1
1FK71015AC711PH3 | SIMOTICS S SYNCHRONOUS SERVOMOTORS 1FK7 COMPACT,27 NM, 100 K, 2000 RPM, 4,29KW NATURAL AIR COOLING, IM B5 (IM V1, IM V3) POWER/SIGNAL CONNECTORS CONN. CAN BE ROTATED BY 270 DEGR., RESOLVER 2-POLE (RESOLVER P=1) WITH DRIVE-CLIQ INTERFACE; PLAIN SHAFT, TOLERANCE N; WITH HOLDING BRAKE DEGREE OF PROTECTION IP64; PAINT FINISH RAL7016 | 3285 | TEM | 1 | MC | 24.002 | 1
1FK71015AC711PH5 | SIMOTICS S SYNCHRONOUS SERVOMOTORS 1FK7 COMPACT,27 NM, 100 K, 2000 RPM, 4,29KW NATURAL AIR COOLING, IM B5 (IM V1, IM V3) POWER/SIGNAL CONNECTORS CONN. CAN BE ROTATED BY 270 DEGR., RESOLVER 2-POLE (RESOLVER P=1) WITH DRIVE-CLIQ INTERFACE; PLAIN SHAFT, TOLERANCE N; WITH HOLDING BRAKE DEGREE OF PROTECTION IP65 AS FLANGE IP67; PAINT FINISH RAL7016 | 3386 | TEM | 1 | MC | 24.002 | 1
1FK71015AC711PH8 | SIMOTICS S SYNCHRONOUS SERVOMOTORS 1FK7 COMPACT,27 NM, 100 K, 2000 RPM, 4,29KW NATURAL AIR COOLING, IM B5 (IM V1, IM V3) POWER/SIGNAL CONNECTORS CONN. CAN BE ROTATED BY 270 DEGR., RESOLVER 2-POLE (RESOLVER P=1) WITH DRIVE-CLIQ INTERFACE; PLAIN SHAFT, TOLERANCE N; WITH HOLDING BRAKE DEGREE OF PROTECTION IP65 IP67 D-END FLANGE; RAL7016 COATING; METALLIC RATING PLATE AT MOTOR | 3495 | TEM | 1 | MC | 24.002 | 1
1FK71015AC711SA0 | SIMOTICS S SYNCHRONOUS SERVOMOTORS 1FK7 COMPACT,27 NM, 100 K, 2000 RPM, 4,29KW NATURAL AIR COOLING, IM B5 (IM V1, IM V3) POWER/SIGNAL CONNECTORS CONN. CAN BE ROTATED BY 270 DEGR., RESOLVER MULTI-POLE (RESOLVER P=4); SHAFT WITH FITTED KEY, TOLERANCE N; W/O HOLDING BRAKE DEGREE OF PROTECTION IP64 | 2621 | TEM | 1 | MC | 21.003 | 1
1FK71015AC711SA2 | SIMOTICS S SYNCHRONOUS SERVOMOTORS 1FK7 COMPACT,27 NM, 100 K, 2000 RPM, 4,29KW NATURAL AIR COOLING, IM B5 (IM V1, IM V3) POWER/SIGNAL CONNECTORS CONN. CAN BE ROTATED BY 270 DEGR., RESOLVER MULTI-POLE (RESOLVER P=4); SHAFT WITH FITTED KEY, TOLERANCE N; W/O HOLDING BRAKE DEGREE OF PROTECTION IP65 FLANGE ON DRIVE END IP67 | 2722 | TEM | 1 | MC | 21.003 | 1
1FK71015AC711SA3 | SIMOTICS S SYNCHRONOUS SERVOMOTORS 1FK7 COMPACT,27 NM, 100 K, 2000 RPM, 4,29KW NATURAL AIR COOLING, IM B5 (IM V1, IM V3) POWER/SIGNAL CONNECTORS CONN. CAN BE ROTATED BY 270 DEGR., RESOLVER MULTI-POLE (RESOLVER P=4); SHAFT WITH FITTED KEY, TOLERANCE N; W/O HOLDING BRAKE DEGREE OF PROTECTION IP64; PAINT FINISH RAL7016 | 2670 | TEM | 1 | MC | 21.003 | 1
1FK71015AC711SA5 | SIMOTICS S SYNCHRONOUS SERVOMOTORS 1FK7 COMPACT,27 NM, 100 K, 2000 RPM, 4,29KW NATURAL AIR COOLING, IM B5 (IM V1, IM V3) POWER/SIGNAL CONNECTORS CONN. CAN BE ROTATED BY 270 DEGR., RESOLVER MULTI-POLE (RESOLVER P=4); SHAFT WITH FITTED KEY, TOLERANCE N; W/O HOLDING BRAKE DEGREE OF PROTECTION IP65 AS FLANGE IP67; PAINT FINISH RAL7016 | 2771 | TEM | 1 | MC | 21.003 | 1
1FK71015AC711SA8 | SIMOTICS S SYNCHRONOUS SERVOMOTORS 1FK7 COMPACT,27 NM, 100 K, 2000 RPM, 4,29KW NATURAL AIR COOLING, IM B5 (IM V1, IM V3) POWER/SIGNAL CONNECTORS CONN. CAN BE ROTATED BY 270 DEGR., RESOLVER MULTI-POLE (RESOLVER P=4); SHAFT WITH FITTED KEY, TOLERANCE N; W/O HOLDING BRAKE DEGREE OF PROTECTION IP65 IP67 D-END FLANGE; RAL7016 COATING; METALLIC RATING PLATE AT MOTOR | 2880 | TEM | 1 | MC | 21.003 | 1
1FK71015AC711SB0 | SIMOTICS S SYNCHRONOUS SERVOMOTORS 1FK7 COMPACT,27 NM, 100 K, 2000 RPM, 4,29KW NATURAL AIR COOLING, IM B5 (IM V1, IM V3) POWER/SIGNAL CONNECTORS CONN. CAN BE ROTATED BY 270 DEGR., RESOLVER MULTI-POLE (RESOLVER P=4); SHAFT WITH FITTED KEY, TOLERANCE N; WITH HOLDING BRAKE DEGREE OF PROTECTION IP64 | 3067 | TEM | 1 | MC | 24.002 | 1
1FK71015AC711SB2 | SIMOTICS S SYNCHRONOUS SERVOMOTORS 1FK7 COMPACT,27 NM, 100 K, 2000 RPM, 4,29KW NATURAL AIR COOLING, IM B5 (IM V1, IM V3) POWER/SIGNAL CONNECTORS CONN. CAN BE ROTATED BY 270 DEGR., RESOLVER MULTI-POLE (RESOLVER P=4); SHAFT WITH FITTED KEY, TOLERANCE N; WITH HOLDING BRAKE DEGREE OF PROTECTION IP65 FLANGE ON DRIVE END IP67 | 3169 | TEM | 1 | MC | 24.002 | 1
1FK71015AC711SB3 | SIMOTICS S SYNCHRONOUS SERVOMOTORS 1FK7 COMPACT,27 NM, 100 K, 2000 RPM, 4,29KW NATURAL AIR COOLING, IM B5 (IM V1, IM V3) POWER/SIGNAL CONNECTORS CONN. CAN BE ROTATED BY 270 DEGR., RESOLVER MULTI-POLE (RESOLVER P=4); SHAFT WITH FITTED KEY, TOLERANCE N; WITH HOLDING BRAKE DEGREE OF PROTECTION IP64; PAINT FINISH RAL7016 | 3117 | TEM | 1 | MC | 24.002 | 1
1FK71015AC711SB5 | SIMOTICS S SYNCHRONOUS SERVOMOTORS 1FK7 COMPACT,27 NM, 100 K, 2000 RPM, 4,29KW NATURAL AIR COOLING, IM B5 (IM V1, IM V3) POWER/SIGNAL CONNECTORS CONN. CAN BE ROTATED BY 270 DEGR., RESOLVER MULTI-POLE (RESOLVER P=4); SHAFT WITH FITTED KEY, TOLERANCE N; WITH HOLDING BRAKE DEGREE OF PROTECTION IP65 AS FLANGE IP67; PAINT FINISH RAL7016 | 3218 | TEM | 1 | MC | 24.002 | 1
1FK71015AC711SB8 | SIMOTICS S SYNCHRONOUS SERVOMOTORS 1FK7 COMPACT,27 NM, 100 K, 2000 RPM, 4,29KW NATURAL AIR COOLING, IM B5 (IM V1, IM V3) POWER/SIGNAL CONNECTORS CONN. CAN BE ROTATED BY 270 DEGR., RESOLVER MULTI-POLE (RESOLVER P=4); SHAFT WITH FITTED KEY, TOLERANCE N; WITH HOLDING BRAKE DEGREE OF PROTECTION IP65 IP67 D-END FLANGE; RAL7016 COATING; METALLIC RATING PLATE AT MOTOR | 3327 | TEM | 1 | MC | 24.002 | 1
1FK71015AC711SG0 | SIMOTICS S SYNCHRONOUS SERVOMOTORS 1FK7 COMPACT,27 NM, 100 K, 2000 RPM, 4,29KW NATURAL AIR COOLING, IM B5 (IM V1, IM V3) POWER/SIGNAL CONNECTORS CONN. CAN BE ROTATED BY 270 DEGR., RESOLVER MULTI-POLE (RESOLVER P=4); PLAIN SHAFT, TOLERANCE N; W/O HOLDING BRAKE DEGREE OF PROTECTION IP64 | 2527 | TEM | 1 | MC | 21.003 | 1
1FK71015AC711SG2 | SIMOTICS S SYNCHRONOUS SERVOMOTORS 1FK7 COMPACT,27 NM, 100 K, 2000 RPM, 4,29KW NATURAL AIR COOLING, IM B5 (IM V1, IM V3) POWER/SIGNAL CONNECTORS CONN. CAN BE ROTATED BY 270 DEGR., RESOLVER MULTI-POLE (RESOLVER P=4); PLAIN SHAFT, TOLERANCE N; W/O HOLDING BRAKE DEGREE OF PROTECTION IP65 FLANGE ON DRIVE END IP67 | 2629 | TEM | 1 | MC | 21.003 | 1
1FK71015AC711SG3 | SIMOTICS S SYNCHRONOUS SERVOMOTORS 1FK7 COMPACT,27 NM, 100 K, 2000 RPM, 4,29KW NATURAL AIR COOLING, IM B5 (IM V1, IM V3) POWER/SIGNAL CONNECTORS CONN. CAN BE ROTATED BY 270 DEGR., RESOLVER MULTI-POLE (RESOLVER P=4); PLAIN SHAFT, TOLERANCE N; W/O HOLDING BRAKE DEGREE OF PROTECTION IP64; PAINT FINISH RAL7016 | 2576 | TEM | 1 | MC | 21.003 | 1
1FK71015AC711SG5 | SIMOTICS S SYNCHRONOUS SERVOMOTORS 1FK7 COMPACT,27 NM, 100 K, 2000 RPM, 4,29KW NATURAL AIR COOLING, IM B5 (IM V1, IM V3) POWER/SIGNAL CONNECTORS CONN. CAN BE ROTATED BY 270 DEGR., RESOLVER MULTI-POLE (RESOLVER P=4); PLAIN SHAFT, TOLERANCE N; W/O HOLDING BRAKE DEGREE OF PROTECTION IP65 AS FLANGE IP67; PAINT FINISH RAL7016 | 2678 | TEM | 1 | MC | 21.003 | 1
1FK71015AC711SG8 | SIMOTICS S SYNCHRONOUS SERVOMOTORS 1FK7 COMPACT,27 NM, 100 K, 2000 RPM, 4,29KW NATURAL AIR COOLING, IM B5 (IM V1, IM V3) POWER/SIGNAL CONNECTORS CONN. CAN BE ROTATED BY 270 DEGR., RESOLVER MULTI-POLE (RESOLVER P=4); PLAIN SHAFT, TOLERANCE N; W/O HOLDING BRAKE DEGREE OF PROTECTION IP65 IP67 D-END FLANGE; RAL7016 COATING; METALLIC RATING PLATE AT MOTOR | 2786 | TEM | 1 | MC | 21.003 | 1
1FK71015AC711SH0 | SIMOTICS S SYNCHRONOUS SERVOMOTORS 1FK7 COMPACT,27 NM, 100 K, 2000 RPM, 4,29KW NATURAL AIR COOLING, IM B5 (IM V1, IM V3) POWER/SIGNAL CONNECTORS CONN. CAN BE ROTATED BY 270 DEGR., RESOLVER MULTI-POLE (RESOLVER P=4); PLAIN SHAFT, TOLERANCE N; WITH HOLDING BRAKE DEGREE OF PROTECTION IP64 | 2974 | TEM | 1 | MC | 24.002 | 1
1FK71015AC711SH2 | SIMOTICS S SYNCHRONOUS SERVOMOTORS 1FK7 COMPACT,27 NM, 100 K, 2000 RPM, 4,29KW NATURAL AIR COOLING, IM B5 (IM V1, IM V3) POWER/SIGNAL CONNECTORS CONN. CAN BE ROTATED BY 270 DEGR., RESOLVER MULTI-POLE (RESOLVER P=4); PLAIN SHAFT, TOLERANCE N; WITH HOLDING BRAKE DEGREE OF PROTECTION IP65 FLANGE ON DRIVE END IP67 | 3075 | TEM | 1 | MC | 24.002 | 1
1FK71015AC711SH3 | SIMOTICS S SYNCHRONOUS SERVOMOTORS 1FK7 COMPACT,27 NM, 100 K, 2000 RPM, 4,29KW NATURAL AIR COOLING, IM B5 (IM V1, IM V3) POWER/SIGNAL CONNECTORS CONN. CAN BE ROTATED BY 270 DEGR., RESOLVER MULTI-POLE (RESOLVER P=4); PLAIN SHAFT, TOLERANCE N; WITH HOLDING BRAKE DEGREE OF PROTECTION IP64; PAINT FINISH RAL7016 | 3023 | TEM | 1 | MC | 24.002 | 1
1FK71015AC711SH5 | SIMOTICS S SYNCHRONOUS SERVOMOTORS 1FK7 COMPACT,27 NM, 100 K, 2000 RPM, 4,29KW NATURAL AIR COOLING, IM B5 (IM V1, IM V3) POWER/SIGNAL CONNECTORS CONN. CAN BE ROTATED BY 270 DEGR., RESOLVER MULTI-POLE (RESOLVER P=4); PLAIN SHAFT, TOLERANCE N; WITH HOLDING BRAKE DEGREE OF PROTECTION IP65 AS FLANGE IP67; PAINT FINISH RAL7016 | 3124 | TEM | 1 | MC | 24.002 | 1
1FK71015AC711SH8 | SIMOTICS S SYNCHRONOUS SERVOMOTORS 1FK7 COMPACT,27 NM, 100 K, 2000 RPM, 4,29KW NATURAL AIR COOLING, IM B5 (IM V1, IM V3) POWER/SIGNAL CONNECTORS CONN. CAN BE ROTATED BY 270 DEGR., RESOLVER MULTI-POLE (RESOLVER P=4); PLAIN SHAFT, TOLERANCE N; WITH HOLDING BRAKE DEGREE OF PROTECTION IP65 IP67 D-END FLANGE; RAL7016 COATING; METALLIC RATING PLATE AT MOTOR | 3233 | TEM | 1 | MC | 24.002 | 1
1FK71015AC711TA0 | SIMOTICS S SYNCHRONOUS SERVOMOTORS 1FK7 COMPACT,27 NM, 100 K, 2000 RPM, 4,29KW NATURAL AIR COOLING, IM B5 (IM V1, IM V3) POWER/SIGNAL CONNECTORS CONN. CAN BE ROTATED BY 270 DEGR., RESOLVER 2-POLE (RESOLVER P=1); SHAFT WITH FITTED KEY, TOLERANCE N; W/O HOLDING BRAKE DEGREE OF PROTECTION IP64 | 2621 | TEM | 1 | MC | 21.003 | 1
1FK71015AC711TA2 | SIMOTICS S SYNCHRONOUS SERVOMOTORS 1FK7 COMPACT,27 NM, 100 K, 2000 RPM, 4,29KW NATURAL AIR COOLING, IM B5 (IM V1, IM V3) POWER/SIGNAL CONNECTORS CONN. CAN BE ROTATED BY 270 DEGR., RESOLVER 2-POLE (RESOLVER P=1); SHAFT WITH FITTED KEY, TOLERANCE N; W/O HOLDING BRAKE DEGREE OF PROTECTION IP65 FLANGE ON DRIVE END IP67 | 2722 | TEM | 1 | MC | 21.003 | 1
1FK71015AC711TA3 | SIMOTICS S SYNCHRONOUS SERVOMOTORS 1FK7 COMPACT,27 NM, 100 K, 2000 RPM, 4,29KW NATURAL AIR COOLING, IM B5 (IM V1, IM V3) POWER/SIGNAL CONNECTORS CONN. CAN BE ROTATED BY 270 DEGR., RESOLVER 2-POLE (RESOLVER P=1); SHAFT WITH FITTED KEY, TOLERANCE N; W/O HOLDING BRAKE DEGREE OF PROTECTION IP64; PAINT FINISH RAL7016 | 2670 | TEM | 1 | MC | 21.003 | 1
1FK71015AC711TA5 | SIMOTICS S SYNCHRONOUS SERVOMOTORS 1FK7 COMPACT,27 NM, 100 K, 2000 RPM, 4,29KW NATURAL AIR COOLING, IM B5 (IM V1, IM V3) POWER/SIGNAL CONNECTORS CONN. CAN BE ROTATED BY 270 DEGR., RESOLVER 2-POLE (RESOLVER P=1); SHAFT WITH FITTED KEY, TOLERANCE N; W/O HOLDING BRAKE DEGREE OF PROTECTION IP65 AS FLANGE IP67; PAINT FINISH RAL7016 | 2771 | TEM | 1 | MC | 21.003 | 1
1FK71015AC711TA8 | SIMOTICS S SYNCHRONOUS SERVOMOTORS 1FK7 COMPACT,27 NM, 100 K, 2000 RPM, 4,29KW NATURAL AIR COOLING, IM B5 (IM V1, IM V3) POWER/SIGNAL CONNECTORS CONN. CAN BE ROTATED BY 270 DEGR., RESOLVER 2-POLE (RESOLVER P=1); SHAFT WITH FITTED KEY, TOLERANCE N; W/O HOLDING BRAKE DEGREE OF PROTECTION IP65 IP67 D-END FLANGE; RAL7016 COATING; METALLIC RATING PLATE AT MOTOR | 2880 | TEM | 1 | MC | 21.003 | 1
1FK71015AC711TB0 | SIMOTICS S SYNCHRONOUS SERVOMOTORS 1FK7 COMPACT,27 NM, 100 K, 2000 RPM, 4,29KW NATURAL AIR COOLING, IM B5 (IM V1, IM V3) POWER/SIGNAL CONNECTORS CONN. CAN BE ROTATED BY 270 DEGR., RESOLVER 2-POLE (RESOLVER P=1); SHAFT WITH FITTED KEY, TOLERANCE N; WITH HOLDING BRAKE DEGREE OF PROTECTION IP64 | 3067 | TEM | 1 | MC | 24.002 | 1
1FK71015AC711TB2 | SIMOTICS S SYNCHRONOUS SERVOMOTORS 1FK7 COMPACT,27 NM, 100 K, 2000 RPM, 4,29KW NATURAL AIR COOLING, IM B5 (IM V1, IM V3) POWER/SIGNAL CONNECTORS CONN. CAN BE ROTATED BY 270 DEGR., RESOLVER 2-POLE (RESOLVER P=1); SHAFT WITH FITTED KEY, TOLERANCE N; WITH HOLDING BRAKE DEGREE OF PROTECTION IP65 FLANGE ON DRIVE END IP67 | 3169 | TEM | 1 | MC | 24.002 | 1
1FK71015AC711TB3 | SIMOTICS S SYNCHRONOUS SERVOMOTORS 1FK7 COMPACT,27 NM, 100 K, 2000 RPM, 4,29KW NATURAL AIR COOLING, IM B5 (IM V1, IM V3) POWER/SIGNAL CONNECTORS CONN. CAN BE ROTATED BY 270 DEGR., RESOLVER 2-POLE (RESOLVER P=1); SHAFT WITH FITTED KEY, TOLERANCE N; WITH HOLDING BRAKE DEGREE OF PROTECTION IP64; PAINT FINISH RAL7016 | 3117 | TEM | 1 | MC | 24.002 | 1
1FK71015AC711TB5 | SIMOTICS S SYNCHRONOUS SERVOMOTORS 1FK7 COMPACT,27 NM, 100 K, 2000 RPM, 4,29KW NATURAL AIR COOLING, IM B5 (IM V1, IM V3) POWER/SIGNAL CONNECTORS CONN. CAN BE ROTATED BY 270 DEGR., RESOLVER 2-POLE (RESOLVER P=1); SHAFT WITH FITTED KEY, TOLERANCE N; WITH HOLDING BRAKE DEGREE OF PROTECTION IP65 AS FLANGE IP67; PAINT FINISH RAL7016 | 3218 | TEM | 1 | MC | 24.002 | 1
1FK71015AC711TB8 | SIMOTICS S SYNCHRONOUS SERVOMOTORS 1FK7 COMPACT,27 NM, 100 K, 2000 RPM, 4,29KW NATURAL AIR COOLING, IM B5 (IM V1, IM V3) POWER/SIGNAL CONNECTORS CONN. CAN BE ROTATED BY 270 DEGR., RESOLVER 2-POLE (RESOLVER P=1); SHAFT WITH FITTED KEY, TOLERANCE N; WITH HOLDING BRAKE DEGREE OF PROTECTION IP65 IP67 D-END FLANGE; RAL7016 COATING; METALLIC RATING PLATE AT MOTOR | 3327 | TEM | 1 | MC | 24.002 | 1
1FK71015AC711TG0 | SIMOTICS S SYNCHRONOUS SERVOMOTORS 1FK7 COMPACT,27 NM, 100 K, 2000 RPM, 4,29KW NATURAL AIR COOLING, IM B5 (IM V1, IM V3) POWER/SIGNAL CONNECTORS CONN. CAN BE ROTATED BY 270 DEGR., RESOLVER 2-POLE (RESOLVER P=1); PLAIN SHAFT, TOLERANCE N; W/O HOLDING BRAKE DEGREE OF PROTECTION IP64 | 2527 | TEM | 1 | MC | 21.003 | 1
1FK71015AC711TG2 | SIMOTICS S SYNCHRONOUS SERVOMOTORS 1FK7 COMPACT,27 NM, 100 K, 2000 RPM, 4,29KW NATURAL AIR COOLING, IM B5 (IM V1, IM V3) POWER/SIGNAL CONNECTORS CONN. CAN BE ROTATED BY 270 DEGR., RESOLVER 2-POLE (RESOLVER P=1); PLAIN SHAFT, TOLERANCE N; W/O HOLDING BRAKE DEGREE OF PROTECTION IP65 FLANGE ON DRIVE END IP67 | 2629 | TEM | 1 | MC | 21.003 | 1
1FK71015AC711TG3 | SIMOTICS S SYNCHRONOUS SERVOMOTORS 1FK7 COMPACT,27 NM, 100 K, 2000 RPM, 4,29KW NATURAL AIR COOLING, IM B5 (IM V1, IM V3) POWER/SIGNAL CONNECTORS CONN. CAN BE ROTATED BY 270 DEGR., RESOLVER 2-POLE (RESOLVER P=1); PLAIN SHAFT, TOLERANCE N; W/O HOLDING BRAKE DEGREE OF PROTECTION IP64; PAINT FINISH RAL7016 | 2576 | TEM | 1 | MC | 21.003 | 1
1FK71015AC711TG5 | SIMOTICS S SYNCHRONOUS SERVOMOTORS 1FK7 COMPACT,27 NM, 100 K, 2000 RPM, 4,29KW NATURAL AIR COOLING, IM B5 (IM V1, IM V3) POWER/SIGNAL CONNECTORS CONN. CAN BE ROTATED BY 270 DEGR., RESOLVER 2-POLE (RESOLVER P=1); PLAIN SHAFT, TOLERANCE N; W/O HOLDING BRAKE DEGREE OF PROTECTION IP65 AS FLANGE IP67; PAINT FINISH RAL7016 | 2678 | TEM | 1 | MC | 21.003 | 1
1FK71015AC711TG8 | SIMOTICS S SYNCHRONOUS SERVOMOTORS 1FK7 COMPACT,27 NM, 100 K, 2000 RPM, 4,29KW NATURAL AIR COOLING, IM B5 (IM V1, IM V3) POWER/SIGNAL CONNECTORS CONN. CAN BE ROTATED BY 270 DEGR., RESOLVER 2-POLE (RESOLVER P=1); PLAIN SHAFT, TOLERANCE N; W/O HOLDING BRAKE DEGREE OF PROTECTION IP65 IP67 D-END FLANGE; RAL7016 COATING; METALLIC RATING PLATE AT MOTOR | 2786 | TEM | 1 | MC | 21.003 | 1
1FK71015AC711TH0 | SIMOTICS S SYNCHRONOUS SERVOMOTORS 1FK7 COMPACT,27 NM, 100 K, 2000 RPM, 4,29KW NATURAL AIR COOLING, IM B5 (IM V1, IM V3) POWER/SIGNAL CONNECTORS CONN. CAN BE ROTATED BY 270 DEGR., RESOLVER 2-POLE (RESOLVER P=1); PLAIN SHAFT, TOLERANCE N; WITH HOLDING BRAKE DEGREE OF PROTECTION IP64 | 2974 | TEM | 1 | MC | 24.002 | 1
1FK71015AC711TH2 | SIMOTICS S SYNCHRONOUS SERVOMOTORS 1FK7 COMPACT,27 NM, 100 K, 2000 RPM, 4,29KW NATURAL AIR COOLING, IM B5 (IM V1, IM V3) POWER/SIGNAL CONNECTORS CONN. CAN BE ROTATED BY 270 DEGR., RESOLVER 2-POLE (RESOLVER P=1); PLAIN SHAFT, TOLERANCE N; WITH HOLDING BRAKE DEGREE OF PROTECTION IP65 FLANGE ON DRIVE END IP67 | 3075 | TEM | 1 | MC | 24.002 | 1
1FK71015AC711TH3 | SIMOTICS S SYNCHRONOUS SERVOMOTORS 1FK7 COMPACT,27 NM, 100 K, 2000 RPM, 4,29KW NATURAL AIR COOLING, IM B5 (IM V1, IM V3) POWER/SIGNAL CONNECTORS CONN. CAN BE ROTATED BY 270 DEGR., RESOLVER 2-POLE (RESOLVER P=1); PLAIN SHAFT, TOLERANCE N; WITH HOLDING BRAKE DEGREE OF PROTECTION IP64; PAINT FINISH RAL7016 | 3023 | TEM | 1 | MC | 24.002 | 1
1FK71015AC711TH5 | SIMOTICS S SYNCHRONOUS SERVOMOTORS 1FK7 COMPACT,27 NM, 100 K, 2000 RPM, 4,29KW NATURAL AIR COOLING, IM B5 (IM V1, IM V3) POWER/SIGNAL CONNECTORS CONN. CAN BE ROTATED BY 270 DEGR., RESOLVER 2-POLE (RESOLVER P=1); PLAIN SHAFT, TOLERANCE N; WITH HOLDING BRAKE DEGREE OF PROTECTION IP65 AS FLANGE IP67; PAINT FINISH RAL7016 | 3124 | TEM | 1 | MC | 24.002 | 1
1FK71015AC711TH8 | SIMOTICS S SYNCHRONOUS SERVOMOTORS 1FK7 COMPACT,27 NM, 100 K, 2000 RPM, 4,29KW NATURAL AIR COOLING, IM B5 (IM V1, IM V3) POWER/SIGNAL CONNECTORS CONN. CAN BE ROTATED BY 270 DEGR., RESOLVER 2-POLE (RESOLVER P=1); PLAIN SHAFT, TOLERANCE N; WITH HOLDING BRAKE DEGREE OF PROTECTION IP65 IP67 D-END FLANGE; RAL7016 COATING; METALLIC RATING PLATE AT MOTOR | 3233 | TEM | 1 | MC | 24.002 | 1
1FK71015AC711UA0 | SIMOTICS S SYNCHRONOUS SERVOMOTORS 1FK7 COMPACT,27 NM, 100 K, 2000 RPM, 4,29KW NATURAL AIR COOLING, IM B5 (IM V1, IM V3) POWER/SIGNAL CONNECTORS CONN. CAN BE ROTATED BY 270 DEGR., RESOLVER MULTI-POLE (RESOLVER P=4) WITH DRIVE-CLIQ INTERFACE; SHAFT WITH FITTED KEY, TOLERANCE N; W/O HOLDING BRAKE DEGREE OF PROTECTION IP64 | 2882 | TEM | 1 | MC | 21.003 | 1
1FK71015AC711UA2 | SIMOTICS S SYNCHRONOUS SERVOMOTORS 1FK7 COMPACT,27 NM, 100 K, 2000 RPM, 4,29KW NATURAL AIR COOLING, IM B5 (IM V1, IM V3) POWER/SIGNAL CONNECTORS CONN. CAN BE ROTATED BY 270 DEGR., RESOLVER MULTI-POLE (RESOLVER P=4) WITH DRIVE-CLIQ INTERFACE; SHAFT WITH FITTED KEY, TOLERANCE N; W/O HOLDING BRAKE DEGREE OF PROTECTION IP65 FLANGE ON DRIVE END IP67 | 2984 | TEM | 1 | MC | 21.003 | 1
1FK71015AC711UA3 | SIMOTICS S SYNCHRONOUS SERVOMOTORS 1FK7 COMPACT,27 NM, 100 K, 2000 RPM, 4,29KW NATURAL AIR COOLING, IM B5 (IM V1, IM V3) POWER/SIGNAL CONNECTORS CONN. CAN BE ROTATED BY 270 DEGR., RESOLVER MULTI-POLE (RESOLVER P=4) WITH DRIVE-CLIQ INTERFACE; SHAFT WITH FITTED KEY, TOLERANCE N; W/O HOLDING BRAKE DEGREE OF PROTECTION IP64; PAINT FINISH RAL7016 | 2932 | TEM | 1 | MC | 21.003 | 1
1FK71015AC711UA5 | SIMOTICS S SYNCHRONOUS SERVOMOTORS 1FK7 COMPACT,27 NM, 100 K, 2000 RPM, 4,29KW NATURAL AIR COOLING, IM B5 (IM V1, IM V3) POWER/SIGNAL CONNECTORS CONN. CAN BE ROTATED BY 270 DEGR., RESOLVER MULTI-POLE (RESOLVER P=4) WITH DRIVE-CLIQ INTERFACE; SHAFT WITH FITTED KEY, TOLERANCE N; W/O HOLDING BRAKE DEGREE OF PROTECTION IP65 AS FLANGE IP67; PAINT FINISH RAL7016 | 3033 | TEM | 1 | MC | 21.003 | 1
1FK71015AC711UA8 | SIMOTICS S SYNCHRONOUS SERVOMOTORS 1FK7 COMPACT,27 NM, 100 K, 2000 RPM, 4,29KW NATURAL AIR COOLING, IM B5 (IM V1, IM V3) POWER/SIGNAL CONNECTORS CONN. CAN BE ROTATED BY 270 DEGR., RESOLVER MULTI-POLE (RESOLVER P=4) WITH DRIVE-CLIQ INTERFACE; SHAFT WITH FITTED KEY, TOLERANCE N; W/O HOLDING BRAKE DEGREE OF PROTECTION IP65 IP67 D-END FLANGE; RAL7016 COATING; METALLIC RATING PLATE AT MOTOR | 3142 | TEM | 1 | MC | 21.003 | 1
1FK71015AC711UB0 | SIMOTICS S SYNCHRONOUS SERVOMOTORS 1FK7 COMPACT,27 NM, 100 K, 2000 RPM, 4,29KW NATURAL AIR COOLING, IM B5 (IM V1, IM V3) POWER/SIGNAL CONNECTORS CONN. CAN BE ROTATED BY 270 DEGR., RESOLVER MULTI-POLE (RESOLVER P=4) WITH DRIVE-CLIQ INTERFACE; SHAFT WITH FITTED KEY, TOLERANCE N; WITH HOLDING BRAKE DEGREE OF PROTECTION IP64 | 3329 | TEM | 1 | MC | 24.002 | 1
1FK71015AC711UB2 | SIMOTICS S SYNCHRONOUS SERVOMOTORS 1FK7 COMPACT,27 NM, 100 K, 2000 RPM, 4,29KW NATURAL AIR COOLING, IM B5 (IM V1, IM V3) POWER/SIGNAL CONNECTORS CONN. CAN BE ROTATED BY 270 DEGR., RESOLVER MULTI-POLE (RESOLVER P=4) WITH DRIVE-CLIQ INTERFACE; SHAFT WITH FITTED KEY, TOLERANCE N; WITH HOLDING BRAKE DEGREE OF PROTECTION IP65 FLANGE ON DRIVE END IP67 | 3431 | TEM | 1 | MC | 24.002 | 1
1FK71015AC711UB3 | SIMOTICS S SYNCHRONOUS SERVOMOTORS 1FK7 COMPACT,27 NM, 100 K, 2000 RPM, 4,29KW NATURAL AIR COOLING, IM B5 (IM V1, IM V3) POWER/SIGNAL CONNECTORS CONN. CAN BE ROTATED BY 270 DEGR., RESOLVER MULTI-POLE (RESOLVER P=4) WITH DRIVE-CLIQ INTERFACE; SHAFT WITH FITTED KEY, TOLERANCE N; WITH HOLDING BRAKE DEGREE OF PROTECTION IP64; PAINT FINISH RAL7016 | 3378 | TEM | 1 | MC | 24.002 | 1
1FK71015AC711UB5 | SIMOTICS S SYNCHRONOUS SERVOMOTORS 1FK7 COMPACT,27 NM, 100 K, 2000 RPM, 4,29KW NATURAL AIR COOLING, IM B5 (IM V1, IM V3) POWER/SIGNAL CONNECTORS CONN. CAN BE ROTATED BY 270 DEGR., RESOLVER MULTI-POLE (RESOLVER P=4) WITH DRIVE-CLIQ INTERFACE; SHAFT WITH FITTED KEY, TOLERANCE N; WITH HOLDING BRAKE DEGREE OF PROTECTION IP65 AS FLANGE IP67; PAINT FINISH RAL7016 | 3480 | TEM | 1 | MC | 24.002 | 1
1FK71015AC711UB8 | SIMOTICS S SYNCHRONOUS SERVOMOTORS 1FK7 COMPACT,27 NM, 100 K, 2000 RPM, 4,29KW NATURAL AIR COOLING, IM B5 (IM V1, IM V3) POWER/SIGNAL CONNECTORS CONN. CAN BE ROTATED BY 270 DEGR., RESOLVER MULTI-POLE (RESOLVER P=4) WITH DRIVE-CLIQ INTERFACE; SHAFT WITH FITTED KEY, TOLERANCE N; WITH HOLDING BRAKE DEGREE OF PROTECTION IP65 IP67 D-END FLANGE; RAL7016 COATING; METALLIC RATING PLATE AT MOTOR | 3589 | TEM | 1 | MC | 24.002 | 1
1FK71015AC711UG0 | SIMOTICS S SYNCHRONOUS SERVOMOTORS 1FK7 COMPACT,27 NM, 100 K, 2000 RPM, 4,29KW NATURAL AIR COOLING, IM B5 (IM V1, IM V3) POWER/SIGNAL CONNECTORS CONN. CAN BE ROTATED BY 270 DEGR., RESOLVER MULTI-POLE (RESOLVER P=4) WITH DRIVE-CLIQ INTERFACE; PLAIN SHAFT, TOLERANCE N; W/O HOLDING BRAKE DEGREE OF PROTECTION IP64 | 2789 | TEM | 1 | MC | 21.003 | 1
1FK71015AC711UG2 | SIMOTICS S SYNCHRONOUS SERVOMOTORS 1FK7 COMPACT,27 NM, 100 K, 2000 RPM, 4,29KW NATURAL AIR COOLING, IM B5 (IM V1, IM V3) POWER/SIGNAL CONNECTORS CONN. CAN BE ROTATED BY 270 DEGR., RESOLVER MULTI-POLE (RESOLVER P=4) WITH DRIVE-CLIQ INTERFACE; PLAIN SHAFT, TOLERANCE N; W/O HOLDING BRAKE DEGREE OF PROTECTION IP65 FLANGE ON DRIVE END IP67 | 2890 | TEM | 1 | MC | 21.003 | 1
1FK71015AC711UG3 | SIMOTICS S SYNCHRONOUS SERVOMOTORS 1FK7 COMPACT,27 NM, 100 K, 2000 RPM, 4,29KW NATURAL AIR COOLING, IM B5 (IM V1, IM V3) POWER/SIGNAL CONNECTORS CONN. CAN BE ROTATED BY 270 DEGR., RESOLVER MULTI-POLE (RESOLVER P=4) WITH DRIVE-CLIQ INTERFACE; PLAIN SHAFT, TOLERANCE N; W/O HOLDING BRAKE DEGREE OF PROTECTION IP64; PAINT FINISH RAL7016 | 2838 | TEM | 1 | MC | 21.003 | 1
1FK71015AC711UG5 | SIMOTICS S SYNCHRONOUS SERVOMOTORS 1FK7 COMPACT,27 NM, 100 K, 2000 RPM, 4,29KW NATURAL AIR COOLING, IM B5 (IM V1, IM V3) POWER/SIGNAL CONNECTORS CONN. CAN BE ROTATED BY 270 DEGR., RESOLVER MULTI-POLE (RESOLVER P=4) WITH DRIVE-CLIQ INTERFACE; PLAIN SHAFT, TOLERANCE N; W/O HOLDING BRAKE DEGREE OF PROTECTION IP65 AS FLANGE IP67; PAINT FINISH RAL7016 | 2940 | TEM | 1 | MC | 21.003 | 1
1FK71015AC711UG8 | SIMOTICS S SYNCHRONOUS SERVOMOTORS 1FK7 COMPACT,27 NM, 100 K, 2000 RPM, 4,29KW NATURAL AIR COOLING, IM B5 (IM V1, IM V3) POWER/SIGNAL CONNECTORS CONN. CAN BE ROTATED BY 270 DEGR., RESOLVER MULTI-POLE (RESOLVER P=4) WITH DRIVE-CLIQ INTERFACE; PLAIN SHAFT, TOLERANCE N; W/O HOLDING BRAKE DEGREE OF PROTECTION IP65 IP67 D-END FLANGE; RAL7016 COATING; METALLIC RATING PLATE AT MOTOR | 3048 | TEM | 1 | MC | 21.003 | 1
1FK71015AC711UH0 | SIMOTICS S SYNCHRONOUS SERVOMOTORS 1FK7 COMPACT,27 NM, 100 K, 2000 RPM, 4,29KW NATURAL AIR COOLING, IM B5 (IM V1, IM V3) POWER/SIGNAL CONNECTORS CONN. CAN BE ROTATED BY 270 DEGR., RESOLVER MULTI-POLE (RESOLVER P=4) WITH DRIVE-CLIQ INTERFACE; PLAIN SHAFT, TOLERANCE N; WITH HOLDING BRAKE DEGREE OF PROTECTION IP64 | 3235 | TEM | 1 | MC | 24.002 | 1
1FK71015AC711UH2 | SIMOTICS S SYNCHRONOUS SERVOMOTORS 1FK7 COMPACT,27 NM, 100 K, 2000 RPM, 4,29KW NATURAL AIR COOLING, IM B5 (IM V1, IM V3) POWER/SIGNAL CONNECTORS CONN. CAN BE ROTATED BY 270 DEGR., RESOLVER MULTI-POLE (RESOLVER P=4) WITH DRIVE-CLIQ INTERFACE; PLAIN SHAFT, TOLERANCE N; WITH HOLDING BRAKE DEGREE OF PROTECTION IP65 FLANGE ON DRIVE END IP67 | 3337 | TEM | 1 | MC | 24.002 | 1
1FK71015AC711UH3 | SIMOTICS S SYNCHRONOUS SERVOMOTORS 1FK7 COMPACT,27 NM, 100 K, 2000 RPM, 4,29KW NATURAL AIR COOLING, IM B5 (IM V1, IM V3) POWER/SIGNAL CONNECTORS CONN. CAN BE ROTATED BY 270 DEGR., RESOLVER MULTI-POLE (RESOLVER P=4) WITH DRIVE-CLIQ INTERFACE; PLAIN SHAFT, TOLERANCE N; WITH HOLDING BRAKE DEGREE OF PROTECTION IP64; PAINT FINISH RAL7016 | 3285 | TEM | 1 | MC | 24.002 | 1
1FK71015AC711UH5 | SIMOTICS S SYNCHRONOUS SERVOMOTORS 1FK7 COMPACT,27 NM, 100 K, 2000 RPM, 4,29KW NATURAL AIR COOLING, IM B5 (IM V1, IM V3) POWER/SIGNAL CONNECTORS CONN. CAN BE ROTATED BY 270 DEGR., RESOLVER MULTI-POLE (RESOLVER P=4) WITH DRIVE-CLIQ INTERFACE; PLAIN SHAFT, TOLERANCE N; WITH HOLDING BRAKE DEGREE OF PROTECTION IP65 AS FLANGE IP67; PAINT FINISH RAL7016 | 3386 | TEM | 1 | MC | 24.002 | 1
1FK71015AC711UH8 | SIMOTICS S SYNCHRONOUS SERVOMOTORS 1FK7 COMPACT,27 NM, 100 K, 2000 RPM, 4,29KW NATURAL AIR COOLING, IM B5 (IM V1, IM V3) POWER/SIGNAL CONNECTORS CONN. CAN BE ROTATED BY 270 DEGR., RESOLVER MULTI-POLE (RESOLVER P=4) WITH DRIVE-CLIQ INTERFACE; PLAIN SHAFT, TOLERANCE N; WITH HOLDING BRAKE DEGREE OF PROTECTION IP65 IP67 D-END FLANGE; RAL7016 COATING; METALLIC RATING PLATE AT MOTOR | 3495 | TEM | 1 | MC | 24.002 | 1
1FK71015AF711AA0 | SIMOTICS S SYNCHRONOUS SERVOMOTORS 1FK7 COMPACT, 27 NM, 100 K, 3000 RPM, 4,85KW NATURAL AIR COOLING, IM B5 (IM V1, IM V3) POWER/SIGNAL CONNECTORS CONN. CAN BE ROTATED BY 270 DEGR., INCREM. ENCODER, SIN/COS 1 VPP 2048 P/REV (ENCODER I-2048); SHAFT WITH FITTED KEY, TOLERANCE N; W/O HOLDING BRAKE DEGREE OF PROTECTION IP64 | 3257 | TEM | 1 | MC | 21.003 | 1
1FK71015AF711AA2 | SIMOTICS S SYNCHRONOUS SERVOMOTORS 1FK7 COMPACT, 27 NM, 100 K, 3000 RPM, 4,85KW NATURAL AIR COOLING, IM B5 (IM V1, IM V3) POWER/SIGNAL CONNECTORS CONN. CAN BE ROTATED BY 270 DEGR., INCREM. ENCODER, SIN/COS 1 VPP 2048 P/REV (ENCODER I-2048); SHAFT WITH FITTED KEY, TOLERANCE N; W/O HOLDING BRAKE DEGREE OF PROTECTION IP65 FLANGE ON DRIVE END IP67 | 3359 | TEM | 1 | MC | 21.003 | 1
1FK71015AF711AA3 | SIMOTICS S SYNCHRONOUS SERVOMOTORS 1FK7 COMPACT, 27 NM, 100 K, 3000 RPM, 4,85KW NATURAL AIR COOLING, IM B5 (IM V1, IM V3) POWER/SIGNAL CONNECTORS CONN. CAN BE ROTATED BY 270 DEGR., INCREM. ENCODER, SIN/COS 1 VPP 2048 P/REV (ENCODER I-2048); SHAFT WITH FITTED KEY, TOLERANCE N; W/O HOLDING BRAKE DEGREE OF PROTECTION IP64; PAINT FINISH RAL7016 | 3306 | TEM | 1 | MC | 21.003 | 1
1FK71015AF711AA5 | SIMOTICS S SYNCHRONOUS SERVOMOTORS 1FK7 COMPACT, 27 NM, 100 K, 3000 RPM, 4,85KW NATURAL AIR COOLING, IM B5 (IM V1, IM V3) POWER/SIGNAL CONNECTORS CONN. CAN BE ROTATED BY 270 DEGR., INCREM. ENCODER, SIN/COS 1 VPP 2048 P/REV (ENCODER I-2048); SHAFT WITH FITTED KEY, TOLERANCE N; W/O HOLDING BRAKE DEGREE OF PROTECTION IP65 AS FLANGE IP67; PAINT FINISH RAL7016 | 3408 | TEM | 1 | MC | 21.003 | 1
1FK71015AF711AA8 | SIMOTICS S SYNCHRONOUS SERVOMOTORS 1FK7 COMPACT, 27 NM, 100 K, 3000 RPM, 4,85KW NATURAL AIR COOLING, IM B5 (IM V1, IM V3) POWER/SIGNAL CONNECTORS CONN. CAN BE ROTATED BY 270 DEGR., INCREM. ENCODER, SIN/COS 1 VPP 2048 P/REV (ENCODER I-2048); SHAFT WITH FITTED KEY, TOLERANCE N; W/O HOLDING BRAKE DEGREE OF PROTECTION IP65 IP67 D-END FLANGE; RAL7016 COATING; METALLIC RATING PLATE AT MOTOR | 3516 | TEM | 1 | MC | 21.003 | 1
1FK71015AF711AB0 | SIMOTICS S SYNCHRONOUS SERVOMOTORS 1FK7 COMPACT, 27 NM, 100 K, 3000 RPM, 4,85KW NATURAL AIR COOLING, IM B5 (IM V1, IM V3) POWER/SIGNAL CONNECTORS CONN. CAN BE ROTATED BY 270 DEGR., INCREM. ENCODER, SIN/COS 1 VPP 2048 P/REV (ENCODER I-2048); SHAFT WITH FITTED KEY, TOLERANCE N; WITH HOLDING BRAKE DEGREE OF PROTECTION IP64 | 3704 | TEM | 1 | MC | 24.002 | 1
1FK71015AF711AB2 | SIMOTICS S SYNCHRONOUS SERVOMOTORS 1FK7 COMPACT, 27 NM, 100 K, 3000 RPM, 4,85KW NATURAL AIR COOLING, IM B5 (IM V1, IM V3) POWER/SIGNAL CONNECTORS CONN. CAN BE ROTATED BY 270 DEGR., INCREM. ENCODER, SIN/COS 1 VPP 2048 P/REV (ENCODER I-2048); SHAFT WITH FITTED KEY, TOLERANCE N; WITH HOLDING BRAKE DEGREE OF PROTECTION IP65 FLANGE ON DRIVE END IP67 | 3805 | TEM | 1 | MC | 24.002 | 1
1FK71015AF711AB3 | SIMOTICS S SYNCHRONOUS SERVOMOTORS 1FK7 COMPACT, 27 NM, 100 K, 3000 RPM, 4,85KW NATURAL AIR COOLING, IM B5 (IM V1, IM V3) POWER/SIGNAL CONNECTORS CONN. CAN BE ROTATED BY 270 DEGR., INCREM. ENCODER, SIN/COS 1 VPP 2048 P/REV (ENCODER I-2048); SHAFT WITH FITTED KEY, TOLERANCE N; WITH HOLDING BRAKE DEGREE OF PROTECTION IP64; PAINT FINISH RAL7016 | 3753 | TEM | 1 | MC | 24.002 | 1
1FK71015AF711AB5 | SIMOTICS S SYNCHRONOUS SERVOMOTORS 1FK7 COMPACT, 27 NM, 100 K, 3000 RPM, 4,85KW NATURAL AIR COOLING, IM B5 (IM V1, IM V3) POWER/SIGNAL CONNECTORS CONN. CAN BE ROTATED BY 270 DEGR., INCREM. ENCODER, SIN/COS 1 VPP 2048 P/REV (ENCODER I-2048); SHAFT WITH FITTED KEY, TOLERANCE N; WITH HOLDING BRAKE DEGREE OF PROTECTION IP65 AS FLANGE IP67; PAINT FINISH RAL7016 | 3855 | TEM | 1 | MC | 24.002 | 1
1FK71015AF711AB8 | SIMOTICS S SYNCHRONOUS SERVOMOTORS 1FK7 COMPACT, 27 NM, 100 K, 3000 RPM, 4,85KW NATURAL AIR COOLING, IM B5 (IM V1, IM V3) POWER/SIGNAL CONNECTORS CONN. CAN BE ROTATED BY 270 DEGR., INCREM. ENCODER, SIN/COS 1 VPP 2048 P/REV (ENCODER I-2048); SHAFT WITH FITTED KEY, TOLERANCE N; WITH HOLDING BRAKE DEGREE OF PROTECTION IP65 IP67 D-END FLANGE; RAL7016 COATING; METALLIC RATING PLATE AT MOTOR | 3963 | TEM | 1 | MC | 24.002 | 1
1FK71015AF711AG0 | SIMOTICS S SYNCHRONOUS SERVOMOTORS 1FK7 COMPACT, 27 NM, 100 K, 3000 RPM, 4,85KW NATURAL AIR COOLING, IM B5 (IM V1, IM V3) POWER/SIGNAL CONNECTORS CONN. CAN BE ROTATED BY 270 DEGR., INCREM. ENCODER, SIN/COS 1 VPP 2048 P/REV (ENCODER I-2048); PLAIN SHAFT, TOLERANCE N; W/O HOLDING BRAKE DEGREE OF PROTECTION IP64 | 3163 | TEM | 1 | MC | 21.003 | 1
1FK71015AF711AG2 | SIMOTICS S SYNCHRONOUS SERVOMOTORS 1FK7 COMPACT, 27 NM, 100 K, 3000 RPM, 4,85KW NATURAL AIR COOLING, IM B5 (IM V1, IM V3) POWER/SIGNAL CONNECTORS CONN. CAN BE ROTATED BY 270 DEGR., INCREM. ENCODER, SIN/COS 1 VPP 2048 P/REV (ENCODER I-2048); PLAIN SHAFT, TOLERANCE N; W/O HOLDING BRAKE DEGREE OF PROTECTION IP65 FLANGE ON DRIVE END IP67 | 3265 | TEM | 1 | MC | 21.003 | 1
1FK71015AF711AG3 | SIMOTICS S SYNCHRONOUS SERVOMOTORS 1FK7 COMPACT, 27 NM, 100 K, 3000 RPM, 4,85KW NATURAL AIR COOLING, IM B5 (IM V1, IM V3) POWER/SIGNAL CONNECTORS CONN. CAN BE ROTATED BY 270 DEGR., INCREM. ENCODER, SIN/COS 1 VPP 2048 P/REV (ENCODER I-2048); PLAIN SHAFT, TOLERANCE N; W/O HOLDING BRAKE DEGREE OF PROTECTION IP64; PAINT FINISH RAL7016 | 3213 | TEM | 1 | MC | 21.003 | 1
1FK71015AF711AG5 | SIMOTICS S SYNCHRONOUS SERVOMOTORS 1FK7 COMPACT, 27 NM, 100 K, 3000 RPM, 4,85KW NATURAL AIR COOLING, IM B5 (IM V1, IM V3) POWER/SIGNAL CONNECTORS CONN. CAN BE ROTATED BY 270 DEGR., INCREM. ENCODER, SIN/COS 1 VPP 2048 P/REV (ENCODER I-2048); PLAIN SHAFT, TOLERANCE N; W/O HOLDING BRAKE DEGREE OF PROTECTION IP65 AS FLANGE IP67; PAINT FINISH RAL7016 | 3314 | TEM | 1 | MC | 21.003 | 1
1FK71015AF711AG8 | SIMOTICS S SYNCHRONOUS SERVOMOTORS 1FK7 COMPACT, 27 NM, 100 K, 3000 RPM, 4,85KW NATURAL AIR COOLING, IM B5 (IM V1, IM V3) POWER/SIGNAL CONNECTORS CONN. CAN BE ROTATED BY 270 DEGR., INCREM. ENCODER, SIN/COS 1 VPP 2048 P/REV (ENCODER I-2048); PLAIN SHAFT, TOLERANCE N; W/O HOLDING BRAKE DEGREE OF PROTECTION IP65 IP67 D-END FLANGE; RAL7016 COATING; METALLIC RATING PLATE AT MOTOR | 3423 | TEM | 1 | MC | 21.003 | 1
1FK71015AF711AH0 | SIMOTICS S SYNCHRONOUS SERVOMOTORS 1FK7 COMPACT, 27 NM, 100 K, 3000 RPM, 4,85KW NATURAL AIR COOLING, IM B5 (IM V1, IM V3) POWER/SIGNAL CONNECTORS CONN. CAN BE ROTATED BY 270 DEGR., INCREM. ENCODER, SIN/COS 1 VPP 2048 P/REV (ENCODER I-2048); PLAIN SHAFT, TOLERANCE N; WITH HOLDING BRAKE DEGREE OF PROTECTION IP64 | 3610 | TEM | 1 | MC | 24.002 | 1
1FK71015AF711AH2 | SIMOTICS S SYNCHRONOUS SERVOMOTORS 1FK7 COMPACT, 27 NM, 100 K, 3000 RPM, 4,85KW NATURAL AIR COOLING, IM B5 (IM V1, IM V3) POWER/SIGNAL CONNECTORS CONN. CAN BE ROTATED BY 270 DEGR., INCREM. ENCODER, SIN/COS 1 VPP 2048 P/REV (ENCODER I-2048); PLAIN SHAFT, TOLERANCE N; WITH HOLDING BRAKE DEGREE OF PROTECTION IP65 FLANGE ON DRIVE END IP67 | 3712 | TEM | 1 | MC | 24.002 | 1
1FK71015AF711AH3 | SIMOTICS S SYNCHRONOUS SERVOMOTORS 1FK7 COMPACT, 27 NM, 100 K, 3000 RPM, 4,85KW NATURAL AIR COOLING, IM B5 (IM V1, IM V3) POWER/SIGNAL CONNECTORS CONN. CAN BE ROTATED BY 270 DEGR., INCREM. ENCODER, SIN/COS 1 VPP 2048 P/REV (ENCODER I-2048); PLAIN SHAFT, TOLERANCE N; WITH HOLDING BRAKE DEGREE OF PROTECTION IP64; PAINT FINISH RAL7016 | 3659 | TEM | 1 | MC | 24.002 | 1
1FK71015AF711AH5 | SIMOTICS S SYNCHRONOUS SERVOMOTORS 1FK7 COMPACT, 27 NM, 100 K, 3000 RPM, 4,85KW NATURAL AIR COOLING, IM B5 (IM V1, IM V3) POWER/SIGNAL CONNECTORS CONN. CAN BE ROTATED BY 270 DEGR., INCREM. ENCODER, SIN/COS 1 VPP 2048 P/REV (ENCODER I-2048); PLAIN SHAFT, TOLERANCE N; WITH HOLDING BRAKE DEGREE OF PROTECTION IP65 AS FLANGE IP67; PAINT FINISH RAL7016 | 3761 | TEM | 1 | MC | 24.002 | 1
1FK71015AF711AH8 | SIMOTICS S SYNCHRONOUS SERVOMOTORS 1FK7 COMPACT, 27 NM, 100 K, 3000 RPM, 4,85KW NATURAL AIR COOLING, IM B5 (IM V1, IM V3) POWER/SIGNAL CONNECTORS CONN. CAN BE ROTATED BY 270 DEGR., INCREM. ENCODER, SIN/COS 1 VPP 2048 P/REV (ENCODER I-2048); PLAIN SHAFT, TOLERANCE N; WITH HOLDING BRAKE DEGREE OF PROTECTION IP65 IP67 D-END FLANGE; RAL7016 COATING; METALLIC RATING PLATE AT MOTOR | 3869 | TEM | 1 | MC | 24.002 | 1
1FK71015AF711DA0 | SIMOTICS S SYNCHRONOUS SERVOMOTORS 1FK7 COMPACT, 27 NM, 100 K, 3000 RPM, 4,85KW NATURAL AIR COOLING, IM B5 (IM V1, IM V3) POWER/SIGNAL CONNECTORS CONN. CAN BE ROTATED BY 270 DEGR., INCREMENTAL ENCODER 2048 P/REV (ENCODER I-2048) WITH DRIVE-CLIQ INTERFACE; SHAFT WITH FITTED KEY, TOLERANCE N; W/O HOLDING BRAKE DEGREE OF PROTECTION IP64 | 3519 | TEM | 1 | MC | 21.003 | 1
1FK71015AF711DA2 | SIMOTICS S SYNCHRONOUS SERVOMOTORS 1FK7 COMPACT, 27 NM, 100 K, 3000 RPM, 4,85KW NATURAL AIR COOLING, IM B5 (IM V1, IM V3) POWER/SIGNAL CONNECTORS CONN. CAN BE ROTATED BY 270 DEGR., INCREMENTAL ENCODER 2048 P/REV (ENCODER I-2048) WITH DRIVE-CLIQ INTERFACE; SHAFT WITH FITTED KEY, TOLERANCE N; W/O HOLDING BRAKE DEGREE OF PROTECTION IP65 FLANGE ON DRIVE END IP67 | 3620 | TEM | 1 | MC | 21.003 | 1
1FK71015AF711DA3 | SIMOTICS S SYNCHRONOUS SERVOMOTORS 1FK7 COMPACT, 27 NM, 100 K, 3000 RPM, 4,85KW NATURAL AIR COOLING, IM B5 (IM V1, IM V3) POWER/SIGNAL CONNECTORS CONN. CAN BE ROTATED BY 270 DEGR., INCREMENTAL ENCODER 2048 P/REV (ENCODER I-2048) WITH DRIVE-CLIQ INTERFACE; SHAFT WITH FITTED KEY, TOLERANCE N; W/O HOLDING BRAKE DEGREE OF PROTECTION IP64; PAINT FINISH RAL7016 | 3568 | TEM | 1 | MC | 21.003 | 1
1FK71015AF711DA5 | SIMOTICS S SYNCHRONOUS SERVOMOTORS 1FK7 COMPACT, 27 NM, 100 K, 3000 RPM, 4,85KW NATURAL AIR COOLING, IM B5 (IM V1, IM V3) POWER/SIGNAL CONNECTORS CONN. CAN BE ROTATED BY 270 DEGR., INCREMENTAL ENCODER 2048 P/REV (ENCODER I-2048) WITH DRIVE-CLIQ INTERFACE; SHAFT WITH FITTED KEY, TOLERANCE N; W/O HOLDING BRAKE DEGREE OF PROTECTION IP65 AS FLANGE IP67; PAINT FINISH RAL7016 | 3670 | TEM | 1 | MC | 21.003 | 1
1FK71015AF711DA8 | SIMOTICS S SYNCHRONOUS SERVOMOTORS 1FK7 COMPACT, 27 NM, 100 K, 3000 RPM, 4,85KW NATURAL AIR COOLING, IM B5 (IM V1, IM V3) POWER/SIGNAL CONNECTORS CONN. CAN BE ROTATED BY 270 DEGR., INCREMENTAL ENCODER 2048 P/REV (ENCODER I-2048) WITH DRIVE-CLIQ INTERFACE; SHAFT WITH FITTED KEY, TOLERANCE N; W/O HOLDING BRAKE DEGREE OF PROTECTION IP65 IP67 D-END FLANGE; RAL7016 COATING; METALLIC RATING PLATE AT MOTOR | 3778 | TEM | 1 | MC | 21.003 | 1
1FK71015AF711DB0 | SIMOTICS S SYNCHRONOUS SERVOMOTORS 1FK7 COMPACT, 27 NM, 100 K, 3000 RPM, 4,85KW NATURAL AIR COOLING, IM B5 (IM V1, IM V3) POWER/SIGNAL CONNECTORS CONN. CAN BE ROTATED BY 270 DEGR., INCREMENTAL ENCODER 2048 P/REV (ENCODER I-2048) WITH DRIVE-CLIQ INTERFACE; SHAFT WITH FITTED KEY, TOLERANCE N; WITH HOLDING BRAKE DEGREE OF PROTECTION IP64 | 3966 | TEM | 1 | MC | 24.002 | 1
1FK71015AF711DB2 | SIMOTICS S SYNCHRONOUS SERVOMOTORS 1FK7 COMPACT, 27 NM, 100 K, 3000 RPM, 4,85KW NATURAL AIR COOLING, IM B5 (IM V1, IM V3) POWER/SIGNAL CONNECTORS CONN. CAN BE ROTATED BY 270 DEGR., INCREMENTAL ENCODER 2048 P/REV (ENCODER I-2048) WITH DRIVE-CLIQ INTERFACE; SHAFT WITH FITTED KEY, TOLERANCE N; WITH HOLDING BRAKE DEGREE OF PROTECTION IP65 FLANGE ON DRIVE END IP67 | 4067 | TEM | 1 | MC | 24.002 | 1
1FK71015AF711DB3 | SIMOTICS S SYNCHRONOUS SERVOMOTORS 1FK7 COMPACT, 27 NM, 100 K, 3000 RPM, 4,85KW NATURAL AIR COOLING, IM B5 (IM V1, IM V3) POWER/SIGNAL CONNECTORS CONN. CAN BE ROTATED BY 270 DEGR., INCREMENTAL ENCODER 2048 P/REV (ENCODER I-2048) WITH DRIVE-CLIQ INTERFACE; SHAFT WITH FITTED KEY, TOLERANCE N; WITH HOLDING BRAKE DEGREE OF PROTECTION IP64; PAINT FINISH RAL7016 | 4015 | TEM | 1 | MC | 24.002 | 1
1FK71015AF711DB5 | SIMOTICS S SYNCHRONOUS SERVOMOTORS 1FK7 COMPACT, 27 NM, 100 K, 3000 RPM, 4,85KW NATURAL AIR COOLING, IM B5 (IM V1, IM V3) POWER/SIGNAL CONNECTORS CONN. CAN BE ROTATED BY 270 DEGR., INCREMENTAL ENCODER 2048 P/REV (ENCODER I-2048) WITH DRIVE-CLIQ INTERFACE; SHAFT WITH FITTED KEY, TOLERANCE N; WITH HOLDING BRAKE DEGREE OF PROTECTION IP65 AS FLANGE IP67; PAINT FINISH RAL7016 | 4116 | TEM | 1 | MC | 24.002 | 1
1FK71015AF711DB8 | SIMOTICS S SYNCHRONOUS SERVOMOTORS 1FK7 COMPACT, 27 NM, 100 K, 3000 RPM, 4,85KW NATURAL AIR COOLING, IM B5 (IM V1, IM V3) POWER/SIGNAL CONNECTORS CONN. CAN BE ROTATED BY 270 DEGR., INCREMENTAL ENCODER 2048 P/REV (ENCODER I-2048) WITH DRIVE-CLIQ INTERFACE; SHAFT WITH FITTED KEY, TOLERANCE N; WITH HOLDING BRAKE DEGREE OF PROTECTION IP65 IP67 D-END FLANGE; RAL7016 COATING; METALLIC RATING PLATE AT MOTOR | 4225 | TEM | 1 | MC | 24.002 | 1
1FK71015AF711DG0 | SIMOTICS S SYNCHRONOUS SERVOMOTORS 1FK7 COMPACT, 27 NM, 100 K, 3000 RPM, 4,85KW NATURAL AIR COOLING, IM B5 (IM V1, IM V3) POWER/SIGNAL CONNECTORS CONN. CAN BE ROTATED BY 270 DEGR., INCREMENTAL ENCODER 2048 P/REV (ENCODER I-2048) WITH DRIVE-CLIQ INTERFACE; PLAIN SHAFT, TOLERANCE N; W/O HOLDING BRAKE DEGREE OF PROTECTION IP64 | 3425 | TEM | 1 | MC | 21.003 | 1
1FK71015AF711DG2 | SIMOTICS S SYNCHRONOUS SERVOMOTORS 1FK7 COMPACT, 27 NM, 100 K, 3000 RPM, 4,85KW NATURAL AIR COOLING, IM B5 (IM V1, IM V3) POWER/SIGNAL CONNECTORS CONN. CAN BE ROTATED BY 270 DEGR., INCREMENTAL ENCODER 2048 P/REV (ENCODER I-2048) WITH DRIVE-CLIQ INTERFACE; PLAIN SHAFT, TOLERANCE N; W/O HOLDING BRAKE DEGREE OF PROTECTION IP65 FLANGE ON DRIVE END IP67 | 3527 | TEM | 1 | MC | 21.003 | 1
1FK71015AF711DG3 | SIMOTICS S SYNCHRONOUS SERVOMOTORS 1FK7 COMPACT, 27 NM, 100 K, 3000 RPM, 4,85KW NATURAL AIR COOLING, IM B5 (IM V1, IM V3) POWER/SIGNAL CONNECTORS CONN. CAN BE ROTATED BY 270 DEGR., INCREMENTAL ENCODER 2048 P/REV (ENCODER I-2048) WITH DRIVE-CLIQ INTERFACE; PLAIN SHAFT, TOLERANCE N; W/O HOLDING BRAKE DEGREE OF PROTECTION IP64; PAINT FINISH RAL7016 | 3474 | TEM | 1 | MC | 21.003 | 1
1FK71015AF711DG5 | SIMOTICS S SYNCHRONOUS SERVOMOTORS 1FK7 COMPACT, 27 NM, 100 K, 3000 RPM, 4,85KW NATURAL AIR COOLING, IM B5 (IM V1, IM V3) POWER/SIGNAL CONNECTORS CONN. CAN BE ROTATED BY 270 DEGR., INCREMENTAL ENCODER 2048 P/REV (ENCODER I-2048) WITH DRIVE-CLIQ INTERFACE; PLAIN SHAFT, TOLERANCE N; W/O HOLDING BRAKE DEGREE OF PROTECTION IP65 AS FLANGE IP67; PAINT FINISH RAL7016 | 3576 | TEM | 1 | MC | 21.003 | 1
1FK71015AF711DG8 | SIMOTICS S SYNCHRONOUS SERVOMOTORS 1FK7 COMPACT, 27 NM, 100 K, 3000 RPM, 4,85KW NATURAL AIR COOLING, IM B5 (IM V1, IM V3) POWER/SIGNAL CONNECTORS CONN. CAN BE ROTATED BY 270 DEGR., INCREMENTAL ENCODER 2048 P/REV (ENCODER I-2048) WITH DRIVE-CLIQ INTERFACE; PLAIN SHAFT, TOLERANCE N; W/O HOLDING BRAKE DEGREE OF PROTECTION IP65 IP67 D-END FLANGE; RAL7016 COATING; METALLIC RATING PLATE AT MOTOR | 3685 | TEM | 1 | MC | 21.003 | 1
1FK71015AF711DH0 | SIMOTICS S SYNCHRONOUS SERVOMOTORS 1FK7 COMPACT, 27 NM, 100 K, 3000 RPM, 4,85KW NATURAL AIR COOLING, IM B5 (IM V1, IM V3) POWER/SIGNAL CONNECTORS CONN. CAN BE ROTATED BY 270 DEGR., INCREMENTAL ENCODER 2048 P/REV (ENCODER I-2048) WITH DRIVE-CLIQ INTERFACE; PLAIN SHAFT, TOLERANCE N; WITH HOLDING BRAKE DEGREE OF PROTECTION IP64 | 3872 | TEM | 1 | MC | 24.002 | 1
1FK71015AF711DH2 | SIMOTICS S SYNCHRONOUS SERVOMOTORS 1FK7 COMPACT, 27 NM, 100 K, 3000 RPM, 4,85KW NATURAL AIR COOLING, IM B5 (IM V1, IM V3) POWER/SIGNAL CONNECTORS CONN. CAN BE ROTATED BY 270 DEGR., INCREMENTAL ENCODER 2048 P/REV (ENCODER I-2048) WITH DRIVE-CLIQ INTERFACE; PLAIN SHAFT, TOLERANCE N; WITH HOLDING BRAKE DEGREE OF PROTECTION IP65 FLANGE ON DRIVE END IP67 | 3974 | TEM | 1 | MC | 24.002 | 1
1FK71015AF711DH3 | SIMOTICS S SYNCHRONOUS SERVOMOTORS 1FK7 COMPACT, 27 NM, 100 K, 3000 RPM, 4,85KW NATURAL AIR COOLING, IM B5 (IM V1, IM V3) POWER/SIGNAL CONNECTORS CONN. CAN BE ROTATED BY 270 DEGR., INCREMENTAL ENCODER 2048 P/REV (ENCODER I-2048) WITH DRIVE-CLIQ INTERFACE; PLAIN SHAFT, TOLERANCE N; WITH HOLDING BRAKE DEGREE OF PROTECTION IP64; PAINT FINISH RAL7016 | 3921 | TEM | 1 | MC | 24.002 | 1
1FK71015AF711DH5 | SIMOTICS S SYNCHRONOUS SERVOMOTORS 1FK7 COMPACT, 27 NM, 100 K, 3000 RPM, 4,85KW NATURAL AIR COOLING, IM B5 (IM V1, IM V3) POWER/SIGNAL CONNECTORS CONN. CAN BE ROTATED BY 270 DEGR., INCREMENTAL ENCODER 2048 P/REV (ENCODER I-2048) WITH DRIVE-CLIQ INTERFACE; PLAIN SHAFT, TOLERANCE N; WITH HOLDING BRAKE DEGREE OF PROTECTION IP65 AS FLANGE IP67; PAINT FINISH RAL7016 | 4023 | TEM | 1 | MC | 24.002 | 1
1FK71015AF711DH8 | SIMOTICS S SYNCHRONOUS SERVOMOTORS 1FK7 COMPACT, 27 NM, 100 K, 3000 RPM, 4,85KW NATURAL AIR COOLING, IM B5 (IM V1, IM V3) POWER/SIGNAL CONNECTORS CONN. CAN BE ROTATED BY 270 DEGR., INCREMENTAL ENCODER 2048 P/REV (ENCODER I-2048) WITH DRIVE-CLIQ INTERFACE; PLAIN SHAFT, TOLERANCE N; WITH HOLDING BRAKE DEGREE OF PROTECTION IP65 IP67 D-END FLANGE; RAL7016 COATING; METALLIC RATING PLATE AT MOTOR | 4131 | TEM | 1 | MC | 24.002 | 1
1FK71015AF711EA0 | SIMOTICS S SYNCHRONOUS SERVOMOTORS 1FK7 COMPACT, 27 NM, 100 K, 3000 RPM, 4,85KW NATURAL AIR COOLING, IM B5 (IM V1, IM V3) POWER/SIGNAL CONNECTORS CONN. CAN BE ROTATED BY 270 DEGR., ABSOLUTE ENCODER ENDAT 2048 P/REV (ENCODER A-2048); PERFORMANCE REDUCTION BY 10% DUE TO ABSOLUTE ENCODER; SHAFT WITH FITTED KEY, TOLERANCE N; W/O HOLDING BRAKE DEGREE OF PROTECTION IP64 | 3661 | TEM | 1 | MC | 21.003 | 1
1FK71015AF711EA2 | SIMOTICS S SYNCHRONOUS SERVOMOTORS 1FK7 COMPACT, 27 NM, 100 K, 3000 RPM, 4,85KW NATURAL AIR COOLING, IM B5 (IM V1, IM V3) POWER/SIGNAL CONNECTORS CONN. CAN BE ROTATED BY 270 DEGR., ABSOLUTE ENCODER ENDAT 2048 P/REV (ENCODER A-2048); PERFORMANCE REDUCTION BY 10% DUE TO ABSOLUTE ENCODER; SHAFT WITH FITTED KEY, TOLERANCE N; W/O HOLDING BRAKE DEGREE OF PROTECTION IP65 FLANGE ON DRIVE END IP67 | 3762 | TEM | 1 | MC | 21.003 | 1
1FK71015AF711EA3 | SIMOTICS S SYNCHRONOUS SERVOMOTORS 1FK7 COMPACT, 27 NM, 100 K, 3000 RPM, 4,85KW NATURAL AIR COOLING, IM B5 (IM V1, IM V3) POWER/SIGNAL CONNECTORS CONN. CAN BE ROTATED BY 270 DEGR., ABSOLUTE ENCODER ENDAT 2048 P/REV (ENCODER A-2048); PERFORMANCE REDUCTION BY 10% DUE TO ABSOLUTE ENCODER; SHAFT WITH FITTED KEY, TOLERANCE N; W/O HOLDING BRAKE DEGREE OF PROTECTION IP64; PAINT FINISH RAL7016 | 3710 | TEM | 1 | MC | 21.003 | 1
1FK71015AF711EA5 | SIMOTICS S SYNCHRONOUS SERVOMOTORS 1FK7 COMPACT, 27 NM, 100 K, 3000 RPM, 4,85KW NATURAL AIR COOLING, IM B5 (IM V1, IM V3) POWER/SIGNAL CONNECTORS CONN. CAN BE ROTATED BY 270 DEGR., ABSOLUTE ENCODER ENDAT 2048 P/REV (ENCODER A-2048); PERFORMANCE REDUCTION BY 10% DUE TO ABSOLUTE ENCODER; SHAFT WITH FITTED KEY, TOLERANCE N; W/O HOLDING BRAKE DEGREE OF PROTECTION IP65 AS FLANGE IP67; PAINT FINISH RAL7016 | 3811 | TEM | 1 | MC | 21.003 | 1
1FK71015AF711EA8 | SIMOTICS S SYNCHRONOUS SERVOMOTORS 1FK7 COMPACT, 27 NM, 100 K, 3000 RPM, 4,85KW NATURAL AIR COOLING, IM B5 (IM V1, IM V3) POWER/SIGNAL CONNECTORS CONN. CAN BE ROTATED BY 270 DEGR., ABSOLUTE ENCODER ENDAT 2048 P/REV (ENCODER A-2048); PERFORMANCE REDUCTION BY 10% DUE TO ABSOLUTE ENCODER; SHAFT WITH FITTED KEY, TOLERANCE N; W/O HOLDING BRAKE DEGREE OF PROTECTION IP65 IP67 D-END FLANGE; RAL7016 COATING; METALLIC RATING PLATE AT MOTOR | 3920 | TEM | 1 | MC | 21.003 | 1
1FK71015AF711EB0 | SIMOTICS S SYNCHRONOUS SERVOMOTORS 1FK7 COMPACT, 27 NM, 100 K, 3000 RPM, 4,85KW NATURAL AIR COOLING, IM B5 (IM V1, IM V3) POWER/SIGNAL CONNECTORS CONN. CAN BE ROTATED BY 270 DEGR., ABSOLUTE ENCODER ENDAT 2048 P/REV (ENCODER A-2048); PERFORMANCE REDUCTION BY 10% DUE TO ABSOLUTE ENCODER; SHAFT WITH FITTED KEY, TOLERANCE N; WITH HOLDING BRAKE DEGREE OF PROTECTION IP64 | 4107 | TEM | 1 | MC | 24.002 | 1
1FK71015AF711EB2 | SIMOTICS S SYNCHRONOUS SERVOMOTORS 1FK7 COMPACT, 27 NM, 100 K, 3000 RPM, 4,85KW NATURAL AIR COOLING, IM B5 (IM V1, IM V3) POWER/SIGNAL CONNECTORS CONN. CAN BE ROTATED BY 270 DEGR., ABSOLUTE ENCODER ENDAT 2048 P/REV (ENCODER A-2048); PERFORMANCE REDUCTION BY 10% DUE TO ABSOLUTE ENCODER; SHAFT WITH FITTED KEY, TOLERANCE N; WITH HOLDING BRAKE DEGREE OF PROTECTION IP65 FLANGE ON DRIVE END IP67 | 4209 | TEM | 1 | MC | 24.002 | 1
1FK71015AF711EB3 | SIMOTICS S SYNCHRONOUS SERVOMOTORS 1FK7 COMPACT, 27 NM, 100 K, 3000 RPM, 4,85KW NATURAL AIR COOLING, IM B5 (IM V1, IM V3) POWER/SIGNAL CONNECTORS CONN. CAN BE ROTATED BY 270 DEGR., ABSOLUTE ENCODER ENDAT 2048 P/REV (ENCODER A-2048); PERFORMANCE REDUCTION BY 10% DUE TO ABSOLUTE ENCODER; SHAFT WITH FITTED KEY, TOLERANCE N; WITH HOLDING BRAKE DEGREE OF PROTECTION IP64; PAINT FINISH RAL7016 | 4157 | TEM | 1 | MC | 24.002 | 1
1FK71015AF711EB5 | SIMOTICS S SYNCHRONOUS SERVOMOTORS 1FK7 COMPACT, 27 NM, 100 K, 3000 RPM, 4,85KW NATURAL AIR COOLING, IM B5 (IM V1, IM V3) POWER/SIGNAL CONNECTORS CONN. CAN BE ROTATED BY 270 DEGR., ABSOLUTE ENCODER ENDAT 2048 P/REV (ENCODER A-2048); PERFORMANCE REDUCTION BY 10% DUE TO ABSOLUTE ENCODER; SHAFT WITH FITTED KEY, TOLERANCE N; WITH HOLDING BRAKE DEGREE OF PROTECTION IP65 AS FLANGE IP67; PAINT FINISH RAL7016 | 4258 | TEM | 1 | MC | 24.002 | 1
1FK71015AF711EB8 | SIMOTICS S SYNCHRONOUS SERVOMOTORS 1FK7 COMPACT, 27 NM, 100 K, 3000 RPM, 4,85KW NATURAL AIR COOLING, IM B5 (IM V1, IM V3) POWER/SIGNAL CONNECTORS CONN. CAN BE ROTATED BY 270 DEGR., ABSOLUTE ENCODER ENDAT 2048 P/REV (ENCODER A-2048); PERFORMANCE REDUCTION BY 10% DUE TO ABSOLUTE ENCODER; SHAFT WITH FITTED KEY, TOLERANCE N; WITH HOLDING BRAKE DEGREE OF PROTECTION IP65 IP67 D-END FLANGE; RAL7016 COATING; METALLIC RATING PLATE AT MOTOR | 4367 | TEM | 1 | MC | 24.002 | 1
1FK71015AF711EG0 | SIMOTICS S SYNCHRONOUS SERVOMOTORS 1FK7 COMPACT, 27 NM, 100 K, 3000 RPM, 4,85KW NATURAL AIR COOLING, IM B5 (IM V1, IM V3) POWER/SIGNAL CONNECTORS CONN. CAN BE ROTATED BY 270 DEGR., ABSOLUTE ENCODER ENDAT 2048 P/REV (ENCODER A-2048); PERFORMANCE REDUCTION BY 10% DUE TO ABSOLUTE ENCODER; PLAIN SHAFT, TOLERANCE N; W/O HOLDING BRAKE DEGREE OF PROTECTION IP64 | 3567 | TEM | 1 | MC | 21.003 | 1
1FK71015AF711EG2 | SIMOTICS S SYNCHRONOUS SERVOMOTORS 1FK7 COMPACT, 27 NM, 100 K, 3000 RPM, 4,85KW NATURAL AIR COOLING, IM B5 (IM V1, IM V3) POWER/SIGNAL CONNECTORS CONN. CAN BE ROTATED BY 270 DEGR., ABSOLUTE ENCODER ENDAT 2048 P/REV (ENCODER A-2048); PERFORMANCE REDUCTION BY 10% DUE TO ABSOLUTE ENCODER; PLAIN SHAFT, TOLERANCE N; W/O HOLDING BRAKE DEGREE OF PROTECTION IP65 FLANGE ON DRIVE END IP67 | 3669 | TEM | 1 | MC | 21.003 | 1
1FK71015AF711EG3 | SIMOTICS S SYNCHRONOUS SERVOMOTORS 1FK7 COMPACT, 27 NM, 100 K, 3000 RPM, 4,85KW NATURAL AIR COOLING, IM B5 (IM V1, IM V3) POWER/SIGNAL CONNECTORS CONN. CAN BE ROTATED BY 270 DEGR., ABSOLUTE ENCODER ENDAT 2048 P/REV (ENCODER A-2048); PERFORMANCE REDUCTION BY 10% DUE TO ABSOLUTE ENCODER; PLAIN SHAFT, TOLERANCE N; W/O HOLDING BRAKE DEGREE OF PROTECTION IP64; PAINT FINISH RAL7016 | 3616 | TEM | 1 | MC | 21.003 | 1
1FK71015AF711EG5 | SIMOTICS S SYNCHRONOUS SERVOMOTORS 1FK7 COMPACT, 27 NM, 100 K, 3000 RPM, 4,85KW NATURAL AIR COOLING, IM B5 (IM V1, IM V3) POWER/SIGNAL CONNECTORS CONN. CAN BE ROTATED BY 270 DEGR., ABSOLUTE ENCODER ENDAT 2048 P/REV (ENCODER A-2048); PERFORMANCE REDUCTION BY 10% DUE TO ABSOLUTE ENCODER; PLAIN SHAFT, TOLERANCE N; W/O HOLDING BRAKE DEGREE OF PROTECTION IP65 AS FLANGE IP67; PAINT FINISH RAL7016 | 3718 | TEM | 1 | MC | 21.003 | 1
1FK71015AF711EG8 | SIMOTICS S SYNCHRONOUS SERVOMOTORS 1FK7 COMPACT, 27 NM, 100 K, 3000 RPM, 4,85KW NATURAL AIR COOLING, IM B5 (IM V1, IM V3) POWER/SIGNAL CONNECTORS CONN. CAN BE ROTATED BY 270 DEGR., ABSOLUTE ENCODER ENDAT 2048 P/REV (ENCODER A-2048); PERFORMANCE REDUCTION BY 10% DUE TO ABSOLUTE ENCODER; PLAIN SHAFT, TOLERANCE N; W/O HOLDING BRAKE DEGREE OF PROTECTION IP65 IP67 D-END FLANGE; RAL7016 COATING; METALLIC RATING PLATE AT MOTOR | 3826 | TEM | 1 | MC | 21.003 | 1
1FK71015AF711EH0 | SIMOTICS S SYNCHRONOUS SERVOMOTORS 1FK7 COMPACT, 27 NM, 100 K, 3000 RPM, 4,85KW NATURAL AIR COOLING, IM B5 (IM V1, IM V3) POWER/SIGNAL CONNECTORS CONN. CAN BE ROTATED BY 270 DEGR., ABSOLUTE ENCODER ENDAT 2048 P/REV (ENCODER A-2048); PERFORMANCE REDUCTION BY 10% DUE TO ABSOLUTE ENCODER; PLAIN SHAFT, TOLERANCE N; WITH HOLDING BRAKE DEGREE OF PROTECTION IP64 | 4014 | TEM | 1 | MC | 24.002 | 1
1FK71015AF711EH2 | SIMOTICS S SYNCHRONOUS SERVOMOTORS 1FK7 COMPACT, 27 NM, 100 K, 3000 RPM, 4,85KW NATURAL AIR COOLING, IM B5 (IM V1, IM V3) POWER/SIGNAL CONNECTORS CONN. CAN BE ROTATED BY 270 DEGR., ABSOLUTE ENCODER ENDAT 2048 P/REV (ENCODER A-2048); PERFORMANCE REDUCTION BY 10% DUE TO ABSOLUTE ENCODER; PLAIN SHAFT, TOLERANCE N; WITH HOLDING BRAKE DEGREE OF PROTECTION IP65 FLANGE ON DRIVE END IP67 | 4115 | TEM | 1 | MC | 24.002 | 1
1FK71015AF711EH3 | SIMOTICS S SYNCHRONOUS SERVOMOTORS 1FK7 COMPACT, 27 NM, 100 K, 3000 RPM, 4,85KW NATURAL AIR COOLING, IM B5 (IM V1, IM V3) POWER/SIGNAL CONNECTORS CONN. CAN BE ROTATED BY 270 DEGR., ABSOLUTE ENCODER ENDAT 2048 P/REV (ENCODER A-2048); PERFORMANCE REDUCTION BY 10% DUE TO ABSOLUTE ENCODER; PLAIN SHAFT, TOLERANCE N; WITH HOLDING BRAKE DEGREE OF PROTECTION IP64; PAINT FINISH RAL7016 | 4063 | TEM | 1 | MC | 24.002 | 1
1FK71015AF711EH5 | SIMOTICS S SYNCHRONOUS SERVOMOTORS 1FK7 COMPACT, 27 NM, 100 K, 3000 RPM, 4,85KW NATURAL AIR COOLING, IM B5 (IM V1, IM V3) POWER/SIGNAL CONNECTORS CONN. CAN BE ROTATED BY 270 DEGR., ABSOLUTE ENCODER ENDAT 2048 P/REV (ENCODER A-2048); PERFORMANCE REDUCTION BY 10% DUE TO ABSOLUTE ENCODER; PLAIN SHAFT, TOLERANCE N; WITH HOLDING BRAKE DEGREE OF PROTECTION IP65 AS FLANGE IP67; PAINT FINISH RAL7016 | 4164 | TEM | 1 | MC | 24.002 | 1
1FK71015AF711EH8 | SIMOTICS S SYNCHRONOUS SERVOMOTORS 1FK7 COMPACT, 27 NM, 100 K, 3000 RPM, 4,85KW NATURAL AIR COOLING, IM B5 (IM V1, IM V3) POWER/SIGNAL CONNECTORS CONN. CAN BE ROTATED BY 270 DEGR., ABSOLUTE ENCODER ENDAT 2048 P/REV (ENCODER A-2048); PERFORMANCE REDUCTION BY 10% DUE TO ABSOLUTE ENCODER; PLAIN SHAFT, TOLERANCE N; WITH HOLDING BRAKE DEGREE OF PROTECTION IP65 IP67 D-END FLANGE; RAL7016 COATING; METALLIC RATING PLATE AT MOTOR | 4273 | TEM | 1 | MC | 24.002 | 1
1FK71015AF711FA0 | SIMOTICS S SYNCHRONOUS SERVOMOTORS 1FK7 COMPACT, 27 NM, 100 K, 3000 RPM, 4,85KW NATURAL AIR COOLING, IM B5 (IM V1, IM V3) POWER/SIGNAL CONNECTORS CONN. CAN BE ROTATED BY 270 DEGR., ABSOLUTE ENCODER 2048 P/REV (ENCODER A-2048) WITH DRIVE-CLIQ INTERFACE; PERFORMANCE REDUCTION BY 10% DUE TO ABSOLUTE ENCODER; SHAFT WITH FITTED KEY, TOLERANCE N; W/O HOLDING BRAKE DEGREE OF PROTECTION IP64 | 3920 | TEM | 1 | MC | 21.003 | 1
1FK71015AF711FA2 | SIMOTICS S SYNCHRONOUS SERVOMOTORS 1FK7 COMPACT, 27 NM, 100 K, 3000 RPM, 4,85KW NATURAL AIR COOLING, IM B5 (IM V1, IM V3) POWER/SIGNAL CONNECTORS CONN. CAN BE ROTATED BY 270 DEGR., ABSOLUTE ENCODER 2048 P/REV (ENCODER A-2048) WITH DRIVE-CLIQ INTERFACE; PERFORMANCE REDUCTION BY 10% DUE TO ABSOLUTE ENCODER; SHAFT WITH FITTED KEY, TOLERANCE N; W/O HOLDING BRAKE DEGREE OF PROTECTION IP65 FLANGE ON DRIVE END IP67 | 4022 | TEM | 1 | MC | 21.003 | 1
1FK71015AF711FA3 | SIMOTICS S SYNCHRONOUS SERVOMOTORS 1FK7 COMPACT, 27 NM, 100 K, 3000 RPM, 4,85KW NATURAL AIR COOLING, IM B5 (IM V1, IM V3) POWER/SIGNAL CONNECTORS CONN. CAN BE ROTATED BY 270 DEGR., ABSOLUTE ENCODER 2048 P/REV (ENCODER A-2048) WITH DRIVE-CLIQ INTERFACE; PERFORMANCE REDUCTION BY 10% DUE TO ABSOLUTE ENCODER; SHAFT WITH FITTED KEY, TOLERANCE N; W/O HOLDING BRAKE DEGREE OF PROTECTION IP64; PAINT FINISH RAL7016 | 3969 | TEM | 1 | MC | 21.003 | 1
1FK71015AF711FA5 | SIMOTICS S SYNCHRONOUS SERVOMOTORS 1FK7 COMPACT, 27 NM, 100 K, 3000 RPM, 4,85KW NATURAL AIR COOLING, IM B5 (IM V1, IM V3) POWER/SIGNAL CONNECTORS CONN. CAN BE ROTATED BY 270 DEGR., ABSOLUTE ENCODER 2048 P/REV (ENCODER A-2048) WITH DRIVE-CLIQ INTERFACE; PERFORMANCE REDUCTION BY 10% DUE TO ABSOLUTE ENCODER; SHAFT WITH FITTED KEY, TOLERANCE N; W/O HOLDING BRAKE DEGREE OF PROTECTION IP65 AS FLANGE IP67; PAINT FINISH RAL7016 | 4071 | TEM | 1 | MC | 21.003 | 1
1FK71015AF711FA8 | SIMOTICS S SYNCHRONOUS SERVOMOTORS 1FK7 COMPACT, 27 NM, 100 K, 3000 RPM, 4,85KW NATURAL AIR COOLING, IM B5 (IM V1, IM V3) POWER/SIGNAL CONNECTORS CONN. CAN BE ROTATED BY 270 DEGR., ABSOLUTE ENCODER 2048 P/REV (ENCODER A-2048) WITH DRIVE-CLIQ INTERFACE; PERFORMANCE REDUCTION BY 10% DUE TO ABSOLUTE ENCODER; SHAFT WITH FITTED KEY, TOLERANCE N; W/O HOLDING BRAKE DEGREE OF PROTECTION IP65 IP67 D-END FLANGE; RAL7016 COATING; METALLIC RATING PLATE AT MOTOR | 4179 | TEM | 1 | MC | 21.003 | 1
1FK71015AF711FB0 | SIMOTICS S SYNCHRONOUS SERVOMOTORS 1FK7 COMPACT, 27 NM, 100 K, 3000 RPM, 4,85KW NATURAL AIR COOLING, IM B5 (IM V1, IM V3) POWER/SIGNAL CONNECTORS CONN. CAN BE ROTATED BY 270 DEGR., ABSOLUTE ENCODER 2048 P/REV (ENCODER A-2048) WITH DRIVE-CLIQ INTERFACE; PERFORMANCE REDUCTION BY 10% DUE TO ABSOLUTE ENCODER; SHAFT WITH FITTED KEY, TOLERANCE N; WITH HOLDING BRAKE DEGREE OF PROTECTION IP64 | 4367 | TEM | 1 | MC | 24.002 | 1
1FK71015AF711FB2 | SIMOTICS S SYNCHRONOUS SERVOMOTORS 1FK7 COMPACT, 27 NM, 100 K, 3000 RPM, 4,85KW NATURAL AIR COOLING, IM B5 (IM V1, IM V3) POWER/SIGNAL CONNECTORS CONN. CAN BE ROTATED BY 270 DEGR., ABSOLUTE ENCODER 2048 P/REV (ENCODER A-2048) WITH DRIVE-CLIQ INTERFACE; PERFORMANCE REDUCTION BY 10% DUE TO ABSOLUTE ENCODER; SHAFT WITH FITTED KEY, TOLERANCE N; WITH HOLDING BRAKE DEGREE OF PROTECTION IP65 FLANGE ON DRIVE END IP67 | 4468 | TEM | 1 | MC | 24.002 | 1
1FK71015AF711FB3 | SIMOTICS S SYNCHRONOUS SERVOMOTORS 1FK7 COMPACT, 27 NM, 100 K, 3000 RPM, 4,85KW NATURAL AIR COOLING, IM B5 (IM V1, IM V3) POWER/SIGNAL CONNECTORS CONN. CAN BE ROTATED BY 270 DEGR., ABSOLUTE ENCODER 2048 P/REV (ENCODER A-2048) WITH DRIVE-CLIQ INTERFACE; PERFORMANCE REDUCTION BY 10% DUE TO ABSOLUTE ENCODER; SHAFT WITH FITTED KEY, TOLERANCE N; WITH HOLDING BRAKE DEGREE OF PROTECTION IP64; PAINT FINISH RAL7016 | 4416 | TEM | 1 | MC | 24.002 | 1
1FK71015AF711FB5 | SIMOTICS S SYNCHRONOUS SERVOMOTORS 1FK7 COMPACT, 27 NM, 100 K, 3000 RPM, 4,85KW NATURAL AIR COOLING, IM B5 (IM V1, IM V3) POWER/SIGNAL CONNECTORS CONN. CAN BE ROTATED BY 270 DEGR., ABSOLUTE ENCODER 2048 P/REV (ENCODER A-2048) WITH DRIVE-CLIQ INTERFACE; PERFORMANCE REDUCTION BY 10% DUE TO ABSOLUTE ENCODER; SHAFT WITH FITTED KEY, TOLERANCE N; WITH HOLDING BRAKE DEGREE OF PROTECTION IP65 AS FLANGE IP67; PAINT FINISH RAL7016 | 4517 | TEM | 1 | MC | 24.002 | 1
1FK71015AF711FB8 | SIMOTICS S SYNCHRONOUS SERVOMOTORS 1FK7 COMPACT, 27 NM, 100 K, 3000 RPM, 4,85KW NATURAL AIR COOLING, IM B5 (IM V1, IM V3) POWER/SIGNAL CONNECTORS CONN. CAN BE ROTATED BY 270 DEGR., ABSOLUTE ENCODER 2048 P/REV (ENCODER A-2048) WITH DRIVE-CLIQ INTERFACE; PERFORMANCE REDUCTION BY 10% DUE TO ABSOLUTE ENCODER; SHAFT WITH FITTED KEY, TOLERANCE N; WITH HOLDING BRAKE DEGREE OF PROTECTION IP65 IP67 D-END FLANGE; RAL7016 COATING; METALLIC RATING PLATE AT MOTOR | 4626 | TEM | 1 | MC | 24.002 | 1
1FK71015AF711FG0 | SIMOTICS S SYNCHRONOUS SERVOMOTORS 1FK7 COMPACT, 27 NM, 100 K, 3000 RPM, 4,85KW NATURAL AIR COOLING, IM B5 (IM V1, IM V3) POWER/SIGNAL CONNECTORS CONN. CAN BE ROTATED BY 270 DEGR., ABSOLUTE ENCODER 2048 P/REV (ENCODER A-2048) WITH DRIVE-CLIQ INTERFACE; PERFORMANCE REDUCTION BY 10% DUE TO ABSOLUTE ENCODER; PLAIN SHAFT, TOLERANCE N; W/O HOLDING BRAKE DEGREE OF PROTECTION IP64 | 3826 | TEM | 1 | MC | 21.003 | 1
1FK71015AF711FG2 | SIMOTICS S SYNCHRONOUS SERVOMOTORS 1FK7 COMPACT, 27 NM, 100 K, 3000 RPM, 4,85KW NATURAL AIR COOLING, IM B5 (IM V1, IM V3) POWER/SIGNAL CONNECTORS CONN. CAN BE ROTATED BY 270 DEGR., ABSOLUTE ENCODER 2048 P/REV (ENCODER A-2048) WITH DRIVE-CLIQ INTERFACE; PERFORMANCE REDUCTION BY 10% DUE TO ABSOLUTE ENCODER; PLAIN SHAFT, TOLERANCE N; W/O HOLDING BRAKE DEGREE OF PROTECTION IP65 FLANGE ON DRIVE END IP67 | 3928 | TEM | 1 | MC | 21.003 | 1
1FK71015AF711FG3 | SIMOTICS S SYNCHRONOUS SERVOMOTORS 1FK7 COMPACT, 27 NM, 100 K, 3000 RPM, 4,85KW NATURAL AIR COOLING, IM B5 (IM V1, IM V3) POWER/SIGNAL CONNECTORS CONN. CAN BE ROTATED BY 270 DEGR., ABSOLUTE ENCODER 2048 P/REV (ENCODER A-2048) WITH DRIVE-CLIQ INTERFACE; PERFORMANCE REDUCTION BY 10% DUE TO ABSOLUTE ENCODER; PLAIN SHAFT, TOLERANCE N; W/O HOLDING BRAKE DEGREE OF PROTECTION IP64; PAINT FINISH RAL7016 | 3875 | TEM | 1 | MC | 21.003 | 1
1FK71015AF711FG5 | SIMOTICS S SYNCHRONOUS SERVOMOTORS 1FK7 COMPACT, 27 NM, 100 K, 3000 RPM, 4,85KW NATURAL AIR COOLING, IM B5 (IM V1, IM V3) POWER/SIGNAL CONNECTORS CONN. CAN BE ROTATED BY 270 DEGR., ABSOLUTE ENCODER 2048 P/REV (ENCODER A-2048) WITH DRIVE-CLIQ INTERFACE; PERFORMANCE REDUCTION BY 10% DUE TO ABSOLUTE ENCODER; PLAIN SHAFT, TOLERANCE N; W/O HOLDING BRAKE DEGREE OF PROTECTION IP65 AS FLANGE IP67; PAINT FINISH RAL7016 | 3977 | TEM | 1 | MC | 21.003 | 1
1FK71015AF711FG8 | SIMOTICS S SYNCHRONOUS SERVOMOTORS 1FK7 COMPACT, 27 NM, 100 K, 3000 RPM, 4,85KW NATURAL AIR COOLING, IM B5 (IM V1, IM V3) POWER/SIGNAL CONNECTORS CONN. CAN BE ROTATED BY 270 DEGR., ABSOLUTE ENCODER 2048 P/REV (ENCODER A-2048) WITH DRIVE-CLIQ INTERFACE; PERFORMANCE REDUCTION BY 10% DUE TO ABSOLUTE ENCODER; PLAIN SHAFT, TOLERANCE N; W/O HOLDING BRAKE DEGREE OF PROTECTION IP65 IP67 D-END FLANGE; RAL7016 COATING; METALLIC RATING PLATE AT MOTOR | 4086 | TEM | 1 | MC | 21.003 | 1
1FK71015AF711FH0 | SIMOTICS S SYNCHRONOUS SERVOMOTORS 1FK7 COMPACT, 27 NM, 100 K, 3000 RPM, 4,85KW NATURAL AIR COOLING, IM B5 (IM V1, IM V3) POWER/SIGNAL CONNECTORS CONN. CAN BE ROTATED BY 270 DEGR., ABSOLUTE ENCODER 2048 P/REV (ENCODER A-2048) WITH DRIVE-CLIQ INTERFACE; PERFORMANCE REDUCTION BY 10% DUE TO ABSOLUTE ENCODER; PLAIN SHAFT, TOLERANCE N; WITH HOLDING BRAKE DEGREE OF PROTECTION IP64 | 4273 | TEM | 1 | MC | 24.002 | 1
1FK71015AF711FH2 | SIMOTICS S SYNCHRONOUS SERVOMOTORS 1FK7 COMPACT, 27 NM, 100 K, 3000 RPM, 4,85KW NATURAL AIR COOLING, IM B5 (IM V1, IM V3) POWER/SIGNAL CONNECTORS CONN. CAN BE ROTATED BY 270 DEGR., ABSOLUTE ENCODER 2048 P/REV (ENCODER A-2048) WITH DRIVE-CLIQ INTERFACE; PERFORMANCE REDUCTION BY 10% DUE TO ABSOLUTE ENCODER; PLAIN SHAFT, TOLERANCE N; WITH HOLDING BRAKE DEGREE OF PROTECTION IP65 FLANGE ON DRIVE END IP67 | 4375 | TEM | 1 | MC | 24.002 | 1
1FK71015AF711FH3 | SIMOTICS S SYNCHRONOUS SERVOMOTORS 1FK7 COMPACT, 27 NM, 100 K, 3000 RPM, 4,85KW NATURAL AIR COOLING, IM B5 (IM V1, IM V3) POWER/SIGNAL CONNECTORS CONN. CAN BE ROTATED BY 270 DEGR., ABSOLUTE ENCODER 2048 P/REV (ENCODER A-2048) WITH DRIVE-CLIQ INTERFACE; PERFORMANCE REDUCTION BY 10% DUE TO ABSOLUTE ENCODER; PLAIN SHAFT, TOLERANCE N; WITH HOLDING BRAKE DEGREE OF PROTECTION IP64; PAINT FINISH RAL7016 | 4322 | TEM | 1 | MC | 24.002 | 1
1FK71015AF711FH5 | SIMOTICS S SYNCHRONOUS SERVOMOTORS 1FK7 COMPACT, 27 NM, 100 K, 3000 RPM, 4,85KW NATURAL AIR COOLING, IM B5 (IM V1, IM V3) POWER/SIGNAL CONNECTORS CONN. CAN BE ROTATED BY 270 DEGR., ABSOLUTE ENCODER 2048 P/REV (ENCODER A-2048) WITH DRIVE-CLIQ INTERFACE; PERFORMANCE REDUCTION BY 10% DUE TO ABSOLUTE ENCODER; PLAIN SHAFT, TOLERANCE N; WITH HOLDING BRAKE DEGREE OF PROTECTION IP65 AS FLANGE IP67; PAINT FINISH RAL7016 | 4424 | TEM | 1 | MC | 24.002 | 1
1FK71015AF711FH8 | SIMOTICS S SYNCHRONOUS SERVOMOTORS 1FK7 COMPACT, 27 NM, 100 K, 3000 RPM, 4,85KW NATURAL AIR COOLING, IM B5 (IM V1, IM V3) POWER/SIGNAL CONNECTORS CONN. CAN BE ROTATED BY 270 DEGR., ABSOLUTE ENCODER 2048 P/REV (ENCODER A-2048) WITH DRIVE-CLIQ INTERFACE; PERFORMANCE REDUCTION BY 10% DUE TO ABSOLUTE ENCODER; PLAIN SHAFT, TOLERANCE N; WITH HOLDING BRAKE DEGREE OF PROTECTION IP65 IP67 D-END FLANGE; RAL7016 COATING; METALLIC RATING PLATE AT MOTOR | 4532 | TEM | 1 | MC | 24.002 | 1
1FK71015AF711GA0 | SIMOTICS S SYNCHRONOUS SERVOMOTORS 1FK7 COMPACT, 27 NM, 100 K, 3000 RPM, 4,85KW NATURAL AIR COOLING, IM B5 (IM V1, IM V3) POWER/SIGNAL CONNECTORS CONN. CAN BE ROTATED BY 270 DEGR., BASIC ABSOLUTE ENCODER 32 P/REV (ENCODER A-32); PERFORMANCE REDUCTION BY 10% DUE TO ABSOLUTE ENCODER; SHAFT WITH FITTED KEY, TOLERANCE N; W/O HOLDING BRAKE DEGREE OF PROTECTION IP64 | 3099 | TEM | 1 | MC | 21.003 | 1
1FK71015AF711GA2 | SIMOTICS S SYNCHRONOUS SERVOMOTORS 1FK7 COMPACT, 27 NM, 100 K, 3000 RPM, 4,85KW NATURAL AIR COOLING, IM B5 (IM V1, IM V3) POWER/SIGNAL CONNECTORS CONN. CAN BE ROTATED BY 270 DEGR., BASIC ABSOLUTE ENCODER 32 P/REV (ENCODER A-32); PERFORMANCE REDUCTION BY 10% DUE TO ABSOLUTE ENCODER; SHAFT WITH FITTED KEY, TOLERANCE N; W/O HOLDING BRAKE DEGREE OF PROTECTION IP65 FLANGE ON DRIVE END IP67 | 3200 | TEM | 1 | MC | 21.003 | 1
1FK71015AF711GA3 | SIMOTICS S SYNCHRONOUS SERVOMOTORS 1FK7 COMPACT, 27 NM, 100 K, 3000 RPM, 4,85KW NATURAL AIR COOLING, IM B5 (IM V1, IM V3) POWER/SIGNAL CONNECTORS CONN. CAN BE ROTATED BY 270 DEGR., BASIC ABSOLUTE ENCODER 32 P/REV (ENCODER A-32); PERFORMANCE REDUCTION BY 10% DUE TO ABSOLUTE ENCODER; SHAFT WITH FITTED KEY, TOLERANCE N; W/O HOLDING BRAKE DEGREE OF PROTECTION IP64; PAINT FINISH RAL7016 | 3148 | TEM | 1 | MC | 21.003 | 1
1FK71015AF711GA5 | SIMOTICS S SYNCHRONOUS SERVOMOTORS 1FK7 COMPACT, 27 NM, 100 K, 3000 RPM, 4,85KW NATURAL AIR COOLING, IM B5 (IM V1, IM V3) POWER/SIGNAL CONNECTORS CONN. CAN BE ROTATED BY 270 DEGR., BASIC ABSOLUTE ENCODER 32 P/REV (ENCODER A-32); PERFORMANCE REDUCTION BY 10% DUE TO ABSOLUTE ENCODER; SHAFT WITH FITTED KEY, TOLERANCE N; W/O HOLDING BRAKE DEGREE OF PROTECTION IP65 AS FLANGE IP67; PAINT FINISH RAL7016 | 3249 | TEM | 1 | MC | 21.003 | 1
1FK71015AF711GA8 | SIMOTICS S SYNCHRONOUS SERVOMOTORS 1FK7 COMPACT, 27 NM, 100 K, 3000 RPM, 4,85KW NATURAL AIR COOLING, IM B5 (IM V1, IM V3) POWER/SIGNAL CONNECTORS CONN. CAN BE ROTATED BY 270 DEGR., BASIC ABSOLUTE ENCODER 32 P/REV (ENCODER A-32); PERFORMANCE REDUCTION BY 10% DUE TO ABSOLUTE ENCODER; SHAFT WITH FITTED KEY, TOLERANCE N; W/O HOLDING BRAKE DEGREE OF PROTECTION IP65 IP67 D-END FLANGE; RAL7016 COATING; METALLIC RATING PLATE AT MOTOR | 3358 | TEM | 1 | MC | 21.003 | 1
1FK71015AF711GB0 | SIMOTICS S SYNCHRONOUS SERVOMOTORS 1FK7 COMPACT, 27 NM, 100 K, 3000 RPM, 4,85KW NATURAL AIR COOLING, IM B5 (IM V1, IM V3) POWER/SIGNAL CONNECTORS CONN. CAN BE ROTATED BY 270 DEGR., BASIC ABSOLUTE ENCODER 32 P/REV (ENCODER A-32); PERFORMANCE REDUCTION BY 10% DUE TO ABSOLUTE ENCODER; SHAFT WITH FITTED KEY, TOLERANCE N; WITH HOLDING BRAKE DEGREE OF PROTECTION IP64 | 3545 | TEM | 1 | MC | 24.002 | 1
1FK71015AF711GB2 | SIMOTICS S SYNCHRONOUS SERVOMOTORS 1FK7 COMPACT, 27 NM, 100 K, 3000 RPM, 4,85KW NATURAL AIR COOLING, IM B5 (IM V1, IM V3) POWER/SIGNAL CONNECTORS CONN. CAN BE ROTATED BY 270 DEGR., BASIC ABSOLUTE ENCODER 32 P/REV (ENCODER A-32); PERFORMANCE REDUCTION BY 10% DUE TO ABSOLUTE ENCODER; SHAFT WITH FITTED KEY, TOLERANCE N; WITH HOLDING BRAKE DEGREE OF PROTECTION IP65 FLANGE ON DRIVE END IP67 | 3647 | TEM | 1 | MC | 24.002 | 1
1FK71015AF711GB3 | SIMOTICS S SYNCHRONOUS SERVOMOTORS 1FK7 COMPACT, 27 NM, 100 K, 3000 RPM, 4,85KW NATURAL AIR COOLING, IM B5 (IM V1, IM V3) POWER/SIGNAL CONNECTORS CONN. CAN BE ROTATED BY 270 DEGR., BASIC ABSOLUTE ENCODER 32 P/REV (ENCODER A-32); PERFORMANCE REDUCTION BY 10% DUE TO ABSOLUTE ENCODER; SHAFT WITH FITTED KEY, TOLERANCE N; WITH HOLDING BRAKE DEGREE OF PROTECTION IP64; PAINT FINISH RAL7016 | 3594 | TEM | 1 | MC | 24.002 | 1
1FK71015AF711GB5 | SIMOTICS S SYNCHRONOUS SERVOMOTORS 1FK7 COMPACT, 27 NM, 100 K, 3000 RPM, 4,85KW NATURAL AIR COOLING, IM B5 (IM V1, IM V3) POWER/SIGNAL CONNECTORS CONN. CAN BE ROTATED BY 270 DEGR., BASIC ABSOLUTE ENCODER 32 P/REV (ENCODER A-32); PERFORMANCE REDUCTION BY 10% DUE TO ABSOLUTE ENCODER; SHAFT WITH FITTED KEY, TOLERANCE N; WITH HOLDING BRAKE DEGREE OF PROTECTION IP65 AS FLANGE IP67; PAINT FINISH RAL7016 | 3696 | TEM | 1 | MC | 24.002 | 1
1FK71015AF711GB8 | SIMOTICS S SYNCHRONOUS SERVOMOTORS 1FK7 COMPACT, 27 NM, 100 K, 3000 RPM, 4,85KW NATURAL AIR COOLING, IM B5 (IM V1, IM V3) POWER/SIGNAL CONNECTORS CONN. CAN BE ROTATED BY 270 DEGR., BASIC ABSOLUTE ENCODER 32 P/REV (ENCODER A-32); PERFORMANCE REDUCTION BY 10% DUE TO ABSOLUTE ENCODER; SHAFT WITH FITTED KEY, TOLERANCE N; WITH HOLDING BRAKE DEGREE OF PROTECTION IP65 IP67 D-END FLANGE; RAL7016 COATING; METALLIC RATING PLATE AT MOTOR | 3805 | TEM | 1 | MC | 24.002 | 1
1FK71015AF711GG0 | SIMOTICS S SYNCHRONOUS SERVOMOTORS 1FK7 COMPACT, 27 NM, 100 K, 3000 RPM, 4,85KW NATURAL AIR COOLING, IM B5 (IM V1, IM V3) POWER/SIGNAL CONNECTORS CONN. CAN BE ROTATED BY 270 DEGR., BASIC ABSOLUTE ENCODER 32 P/REV (ENCODER A-32); PERFORMANCE REDUCTION BY 10% DUE TO ABSOLUTE ENCODER; PLAIN SHAFT, TOLERANCE N; W/O HOLDING BRAKE DEGREE OF PROTECTION IP64 | 3005 | TEM | 1 | MC | 21.003 | 1
1FK71015AF711GG2 | SIMOTICS S SYNCHRONOUS SERVOMOTORS 1FK7 COMPACT, 27 NM, 100 K, 3000 RPM, 4,85KW NATURAL AIR COOLING, IM B5 (IM V1, IM V3) POWER/SIGNAL CONNECTORS CONN. CAN BE ROTATED BY 270 DEGR., BASIC ABSOLUTE ENCODER 32 P/REV (ENCODER A-32); PERFORMANCE REDUCTION BY 10% DUE TO ABSOLUTE ENCODER; PLAIN SHAFT, TOLERANCE N; W/O HOLDING BRAKE DEGREE OF PROTECTION IP65 FLANGE ON DRIVE END IP67 | 3106 | TEM | 1 | MC | 21.003 | 1
1FK71015AF711GG3 | SIMOTICS S SYNCHRONOUS SERVOMOTORS 1FK7 COMPACT, 27 NM, 100 K, 3000 RPM, 4,85KW NATURAL AIR COOLING, IM B5 (IM V1, IM V3) POWER/SIGNAL CONNECTORS CONN. CAN BE ROTATED BY 270 DEGR., BASIC ABSOLUTE ENCODER 32 P/REV (ENCODER A-32); PERFORMANCE REDUCTION BY 10% DUE TO ABSOLUTE ENCODER; PLAIN SHAFT, TOLERANCE N; W/O HOLDING BRAKE DEGREE OF PROTECTION IP64; PAINT FINISH RAL7016 | 3054 | TEM | 1 | MC | 21.003 | 1
1FK71015AF711GG5 | SIMOTICS S SYNCHRONOUS SERVOMOTORS 1FK7 COMPACT, 27 NM, 100 K, 3000 RPM, 4,85KW NATURAL AIR COOLING, IM B5 (IM V1, IM V3) POWER/SIGNAL CONNECTORS CONN. CAN BE ROTATED BY 270 DEGR., BASIC ABSOLUTE ENCODER 32 P/REV (ENCODER A-32); PERFORMANCE REDUCTION BY 10% DUE TO ABSOLUTE ENCODER; PLAIN SHAFT, TOLERANCE N; W/O HOLDING BRAKE DEGREE OF PROTECTION IP65 AS FLANGE IP67; PAINT FINISH RAL7016 | 3156 | TEM | 1 | MC | 21.003 | 1
1FK71015AF711GG8 | SIMOTICS S SYNCHRONOUS SERVOMOTORS 1FK7 COMPACT, 27 NM, 100 K, 3000 RPM, 4,85KW NATURAL AIR COOLING, IM B5 (IM V1, IM V3) POWER/SIGNAL CONNECTORS CONN. CAN BE ROTATED BY 270 DEGR., BASIC ABSOLUTE ENCODER 32 P/REV (ENCODER A-32); PERFORMANCE REDUCTION BY 10% DUE TO ABSOLUTE ENCODER; PLAIN SHAFT, TOLERANCE N; W/O HOLDING BRAKE DEGREE OF PROTECTION IP65 IP67 D-END FLANGE; RAL7016 COATING; METALLIC RATING PLATE AT MOTOR | 3264 | TEM | 1 | MC | 21.003 | 1
1FK71015AF711GH0 | SIMOTICS S SYNCHRONOUS SERVOMOTORS 1FK7 COMPACT, 27 NM, 100 K, 3000 RPM, 4,85KW NATURAL AIR COOLING, IM B5 (IM V1, IM V3) POWER/SIGNAL CONNECTORS CONN. CAN BE ROTATED BY 270 DEGR., BASIC ABSOLUTE ENCODER 32 P/REV (ENCODER A-32); PERFORMANCE REDUCTION BY 10% DUE TO ABSOLUTE ENCODER; PLAIN SHAFT, TOLERANCE N; WITH HOLDING BRAKE DEGREE OF PROTECTION IP64 | 3452 | TEM | 1 | MC | 24.002 | 1
1FK71015AF711GH2 | SIMOTICS S SYNCHRONOUS SERVOMOTORS 1FK7 COMPACT, 27 NM, 100 K, 3000 RPM, 4,85KW NATURAL AIR COOLING, IM B5 (IM V1, IM V3) POWER/SIGNAL CONNECTORS CONN. CAN BE ROTATED BY 270 DEGR., BASIC ABSOLUTE ENCODER 32 P/REV (ENCODER A-32); PERFORMANCE REDUCTION BY 10% DUE TO ABSOLUTE ENCODER; PLAIN SHAFT, TOLERANCE N; WITH HOLDING BRAKE DEGREE OF PROTECTION IP65 FLANGE ON DRIVE END IP67 | 3553 | TEM | 1 | MC | 24.002 | 1
1FK71015AF711GH3 | SIMOTICS S SYNCHRONOUS SERVOMOTORS 1FK7 COMPACT, 27 NM, 100 K, 3000 RPM, 4,85KW NATURAL AIR COOLING, IM B5 (IM V1, IM V3) POWER/SIGNAL CONNECTORS CONN. CAN BE ROTATED BY 270 DEGR., BASIC ABSOLUTE ENCODER 32 P/REV (ENCODER A-32); PERFORMANCE REDUCTION BY 10% DUE TO ABSOLUTE ENCODER; PLAIN SHAFT, TOLERANCE N; WITH HOLDING BRAKE DEGREE OF PROTECTION IP64; PAINT FINISH RAL7016 | 3501 | TEM | 1 | MC | 24.002 | 1
1FK71015AF711GH5 | SIMOTICS S SYNCHRONOUS SERVOMOTORS 1FK7 COMPACT, 27 NM, 100 K, 3000 RPM, 4,85KW NATURAL AIR COOLING, IM B5 (IM V1, IM V3) POWER/SIGNAL CONNECTORS CONN. CAN BE ROTATED BY 270 DEGR., BASIC ABSOLUTE ENCODER 32 P/REV (ENCODER A-32); PERFORMANCE REDUCTION BY 10% DUE TO ABSOLUTE ENCODER; PLAIN SHAFT, TOLERANCE N; WITH HOLDING BRAKE DEGREE OF PROTECTION IP65 AS FLANGE IP67; PAINT FINISH RAL7016 | 3602 | TEM | 1 | MC | 24.002 | 1
1FK71015AF711GH8 | SIMOTICS S SYNCHRONOUS SERVOMOTORS 1FK7 COMPACT, 27 NM, 100 K, 3000 RPM, 4,85KW NATURAL AIR COOLING, IM B5 (IM V1, IM V3) POWER/SIGNAL CONNECTORS CONN. CAN BE ROTATED BY 270 DEGR., BASIC ABSOLUTE ENCODER 32 P/REV (ENCODER A-32); PERFORMANCE REDUCTION BY 10% DUE TO ABSOLUTE ENCODER; PLAIN SHAFT, TOLERANCE N; WITH HOLDING BRAKE DEGREE OF PROTECTION IP65 IP67 D-END FLANGE; RAL7016 COATING; METALLIC RATING PLATE AT MOTOR | 3711 | TEM | 1 | MC | 24.002 | 1
1FK71015AF711KA0 | SIMOTICS S SYNCHRONOUS SERVOMOTORS 1FK7 COMPACT, 27 NM, 100 K, 3000 RPM, 4,85KW NATURAL AIR COOLING, IM B5 (IM V1, IM V3) POWER/SIGNAL CONNECTORS CONN. CAN BE ROTATED BY 270 DEGR., BASIC ABSOLUTE ENCODER 32 P/REV (ENCODER A-32) WITH DRIVE-CLIQ INTERFACE; PERFORMANCE REDUCTION BY 10% DUE TO ABSOLUTE ENCODER; SHAFT WITH FITTED KEY, TOLERANCE N; W/O HOLDING BRAKE DEGREE OF PROTECTION IP64 | 3358 | TEM | 1 | MC | 21.003 | 1
1FK71015AF711KA2 | SIMOTICS S SYNCHRONOUS SERVOMOTORS 1FK7 COMPACT, 27 NM, 100 K, 3000 RPM, 4,85KW NATURAL AIR COOLING, IM B5 (IM V1, IM V3) POWER/SIGNAL CONNECTORS CONN. CAN BE ROTATED BY 270 DEGR., BASIC ABSOLUTE ENCODER 32 P/REV (ENCODER A-32) WITH DRIVE-CLIQ INTERFACE; PERFORMANCE REDUCTION BY 10% DUE TO ABSOLUTE ENCODER; SHAFT WITH FITTED KEY, TOLERANCE N; W/O HOLDING BRAKE DEGREE OF PROTECTION IP65 FLANGE ON DRIVE END IP67 | 3460 | TEM | 1 | MC | 21.003 | 1
1FK71015AF711KA3 | SIMOTICS S SYNCHRONOUS SERVOMOTORS 1FK7 COMPACT, 27 NM, 100 K, 3000 RPM, 4,85KW NATURAL AIR COOLING, IM B5 (IM V1, IM V3) POWER/SIGNAL CONNECTORS CONN. CAN BE ROTATED BY 270 DEGR., BASIC ABSOLUTE ENCODER 32 P/REV (ENCODER A-32) WITH DRIVE-CLIQ INTERFACE; PERFORMANCE REDUCTION BY 10% DUE TO ABSOLUTE ENCODER; SHAFT WITH FITTED KEY, TOLERANCE N; W/O HOLDING BRAKE DEGREE OF PROTECTION IP64; PAINT FINISH RAL7016 | 3407 | TEM | 1 | MC | 21.003 | 1
1FK71015AF711KA5 | SIMOTICS S SYNCHRONOUS SERVOMOTORS 1FK7 COMPACT, 27 NM, 100 K, 3000 RPM, 4,85KW NATURAL AIR COOLING, IM B5 (IM V1, IM V3) POWER/SIGNAL CONNECTORS CONN. CAN BE ROTATED BY 270 DEGR., BASIC ABSOLUTE ENCODER 32 P/REV (ENCODER A-32) WITH DRIVE-CLIQ INTERFACE; PERFORMANCE REDUCTION BY 10% DUE TO ABSOLUTE ENCODER; SHAFT WITH FITTED KEY, TOLERANCE N; W/O HOLDING BRAKE DEGREE OF PROTECTION IP65 AS FLANGE IP67; PAINT FINISH RAL7016 | 3509 | TEM | 1 | MC | 21.003 | 1
1FK71015AF711KA8 | SIMOTICS S SYNCHRONOUS SERVOMOTORS 1FK7 COMPACT, 27 NM, 100 K, 3000 RPM, 4,85KW NATURAL AIR COOLING, IM B5 (IM V1, IM V3) POWER/SIGNAL CONNECTORS CONN. CAN BE ROTATED BY 270 DEGR., BASIC ABSOLUTE ENCODER 32 P/REV (ENCODER A-32) WITH DRIVE-CLIQ INTERFACE; PERFORMANCE REDUCTION BY 10% DUE TO ABSOLUTE ENCODER; SHAFT WITH FITTED KEY, TOLERANCE N; W/O HOLDING BRAKE DEGREE OF PROTECTION IP65 IP67 D-END FLANGE; RAL7016 COATING; METALLIC RATING PLATE AT MOTOR | 3617 | TEM | 1 | MC | 21.003 | 1
1FK71015AF711KB0 | SIMOTICS S SYNCHRONOUS SERVOMOTORS 1FK7 COMPACT, 27 NM, 100 K, 3000 RPM, 4,85KW NATURAL AIR COOLING, IM B5 (IM V1, IM V3) POWER/SIGNAL CONNECTORS CONN. CAN BE ROTATED BY 270 DEGR., BASIC ABSOLUTE ENCODER 32 P/REV (ENCODER A-32) WITH DRIVE-CLIQ INTERFACE; PERFORMANCE REDUCTION BY 10% DUE TO ABSOLUTE ENCODER; SHAFT WITH FITTED KEY, TOLERANCE N; WITH HOLDING BRAKE DEGREE OF PROTECTION IP64 | 3805 | TEM | 1 | MC | 24.002 | 1
1FK71015AF711KB2 | SIMOTICS S SYNCHRONOUS SERVOMOTORS 1FK7 COMPACT, 27 NM, 100 K, 3000 RPM, 4,85KW NATURAL AIR COOLING, IM B5 (IM V1, IM V3) POWER/SIGNAL CONNECTORS CONN. CAN BE ROTATED BY 270 DEGR., BASIC ABSOLUTE ENCODER 32 P/REV (ENCODER A-32) WITH DRIVE-CLIQ INTERFACE; PERFORMANCE REDUCTION BY 10% DUE TO ABSOLUTE ENCODER; SHAFT WITH FITTED KEY, TOLERANCE N; WITH HOLDING BRAKE DEGREE OF PROTECTION IP65 FLANGE ON DRIVE END IP67 | 3906 | TEM | 1 | MC | 24.002 | 1
1FK71015AF711KB3 | SIMOTICS S SYNCHRONOUS SERVOMOTORS 1FK7 COMPACT, 27 NM, 100 K, 3000 RPM, 4,85KW NATURAL AIR COOLING, IM B5 (IM V1, IM V3) POWER/SIGNAL CONNECTORS CONN. CAN BE ROTATED BY 270 DEGR., BASIC ABSOLUTE ENCODER 32 P/REV (ENCODER A-32) WITH DRIVE-CLIQ INTERFACE; PERFORMANCE REDUCTION BY 10% DUE TO ABSOLUTE ENCODER; SHAFT WITH FITTED KEY, TOLERANCE N; WITH HOLDING BRAKE DEGREE OF PROTECTION IP64; PAINT FINISH RAL7016 | 3854 | TEM | 1 | MC | 24.002 | 1
1FK71015AF711KB5 | SIMOTICS S SYNCHRONOUS SERVOMOTORS 1FK7 COMPACT, 27 NM, 100 K, 3000 RPM, 4,85KW NATURAL AIR COOLING, IM B5 (IM V1, IM V3) POWER/SIGNAL CONNECTORS CONN. CAN BE ROTATED BY 270 DEGR., BASIC ABSOLUTE ENCODER 32 P/REV (ENCODER A-32) WITH DRIVE-CLIQ INTERFACE; PERFORMANCE REDUCTION BY 10% DUE TO ABSOLUTE ENCODER; SHAFT WITH FITTED KEY, TOLERANCE N; WITH HOLDING BRAKE DEGREE OF PROTECTION IP65 AS FLANGE IP67; PAINT FINISH RAL7016 | 3955 | TEM | 1 | MC | 24.002 | 1
1FK71015AF711KB8 | SIMOTICS S SYNCHRONOUS SERVOMOTORS 1FK7 COMPACT, 27 NM, 100 K, 3000 RPM, 4,85KW NATURAL AIR COOLING, IM B5 (IM V1, IM V3) POWER/SIGNAL CONNECTORS CONN. CAN BE ROTATED BY 270 DEGR., BASIC ABSOLUTE ENCODER 32 P/REV (ENCODER A-32) WITH DRIVE-CLIQ INTERFACE; PERFORMANCE REDUCTION BY 10% DUE TO ABSOLUTE ENCODER; SHAFT WITH FITTED KEY, TOLERANCE N; WITH HOLDING BRAKE DEGREE OF PROTECTION IP65 IP67 D-END FLANGE; RAL7016 COATING; METALLIC RATING PLATE AT MOTOR | 4064 | TEM | 1 | MC | 24.002 | 1
1FK71015AF711KG0 | SIMOTICS S SYNCHRONOUS SERVOMOTORS 1FK7 COMPACT, 27 NM, 100 K, 3000 RPM, 4,85KW NATURAL AIR COOLING, IM B5 (IM V1, IM V3) POWER/SIGNAL CONNECTORS CONN. CAN BE ROTATED BY 270 DEGR., BASIC ABSOLUTE ENCODER 32 P/REV (ENCODER A-32) WITH DRIVE-CLIQ INTERFACE; PERFORMANCE REDUCTION BY 10% DUE TO ABSOLUTE ENCODER; PLAIN SHAFT, TOLERANCE N; W/O HOLDING BRAKE DEGREE OF PROTECTION IP64 | 3264 | TEM | 1 | MC | 21.003 | 1
1FK71015AF711KG2 | SIMOTICS S SYNCHRONOUS SERVOMOTORS 1FK7 COMPACT, 27 NM, 100 K, 3000 RPM, 4,85KW NATURAL AIR COOLING, IM B5 (IM V1, IM V3) POWER/SIGNAL CONNECTORS CONN. CAN BE ROTATED BY 270 DEGR., BASIC ABSOLUTE ENCODER 32 P/REV (ENCODER A-32) WITH DRIVE-CLIQ INTERFACE; PERFORMANCE REDUCTION BY 10% DUE TO ABSOLUTE ENCODER; PLAIN SHAFT, TOLERANCE N; W/O HOLDING BRAKE DEGREE OF PROTECTION IP65 FLANGE ON DRIVE END IP67 | 3366 | TEM | 1 | MC | 21.003 | 1
1FK71015AF711KG3 | SIMOTICS S SYNCHRONOUS SERVOMOTORS 1FK7 COMPACT, 27 NM, 100 K, 3000 RPM, 4,85KW NATURAL AIR COOLING, IM B5 (IM V1, IM V3) POWER/SIGNAL CONNECTORS CONN. CAN BE ROTATED BY 270 DEGR., BASIC ABSOLUTE ENCODER 32 P/REV (ENCODER A-32) WITH DRIVE-CLIQ INTERFACE; PERFORMANCE REDUCTION BY 10% DUE TO ABSOLUTE ENCODER; PLAIN SHAFT, TOLERANCE N; W/O HOLDING BRAKE DEGREE OF PROTECTION IP64; PAINT FINISH RAL7016 | 3314 | TEM | 1 | MC | 21.003 | 1
1FK71015AF711KG5 | SIMOTICS S SYNCHRONOUS SERVOMOTORS 1FK7 COMPACT, 27 NM, 100 K, 3000 RPM, 4,85KW NATURAL AIR COOLING, IM B5 (IM V1, IM V3) POWER/SIGNAL CONNECTORS CONN. CAN BE ROTATED BY 270 DEGR., BASIC ABSOLUTE ENCODER 32 P/REV (ENCODER A-32) WITH DRIVE-CLIQ INTERFACE; PERFORMANCE REDUCTION BY 10% DUE TO ABSOLUTE ENCODER; PLAIN SHAFT, TOLERANCE N; W/O HOLDING BRAKE DEGREE OF PROTECTION IP65 AS FLANGE IP67; PAINT FINISH RAL7016 | 3415 | TEM | 1 | MC | 21.003 | 1
1FK71015AF711KG8 | SIMOTICS S SYNCHRONOUS SERVOMOTORS 1FK7 COMPACT, 27 NM, 100 K, 3000 RPM, 4,85KW NATURAL AIR COOLING, IM B5 (IM V1, IM V3) POWER/SIGNAL CONNECTORS CONN. CAN BE ROTATED BY 270 DEGR., BASIC ABSOLUTE ENCODER 32 P/REV (ENCODER A-32) WITH DRIVE-CLIQ INTERFACE; PERFORMANCE REDUCTION BY 10% DUE TO ABSOLUTE ENCODER; PLAIN SHAFT, TOLERANCE N; W/O HOLDING BRAKE DEGREE OF PROTECTION IP65 IP67 D-END FLANGE; RAL7016 COATING; METALLIC RATING PLATE AT MOTOR | 3524 | TEM | 1 | MC | 21.003 | 1
1FK71015AF711KH0 | SIMOTICS S SYNCHRONOUS SERVOMOTORS 1FK7 COMPACT, 27 NM, 100 K, 3000 RPM, 4,85KW NATURAL AIR COOLING, IM B5 (IM V1, IM V3) POWER/SIGNAL CONNECTORS CONN. CAN BE ROTATED BY 270 DEGR., BASIC ABSOLUTE ENCODER 32 P/REV (ENCODER A-32) WITH DRIVE-CLIQ INTERFACE; PERFORMANCE REDUCTION BY 10% DUE TO ABSOLUTE ENCODER; PLAIN SHAFT, TOLERANCE N; WITH HOLDING BRAKE DEGREE OF PROTECTION IP64 | 3711 | TEM | 1 | MC | 24.002 | 1
1FK71015AF711KH2 | SIMOTICS S SYNCHRONOUS SERVOMOTORS 1FK7 COMPACT, 27 NM, 100 K, 3000 RPM, 4,85KW NATURAL AIR COOLING, IM B5 (IM V1, IM V3) POWER/SIGNAL CONNECTORS CONN. CAN BE ROTATED BY 270 DEGR., BASIC ABSOLUTE ENCODER 32 P/REV (ENCODER A-32) WITH DRIVE-CLIQ INTERFACE; PERFORMANCE REDUCTION BY 10% DUE TO ABSOLUTE ENCODER; PLAIN SHAFT, TOLERANCE N; WITH HOLDING BRAKE DEGREE OF PROTECTION IP65 FLANGE ON DRIVE END IP67 | 3813 | TEM | 1 | MC | 24.002 | 1
1FK71015AF711KH3 | SIMOTICS S SYNCHRONOUS SERVOMOTORS 1FK7 COMPACT, 27 NM, 100 K, 3000 RPM, 4,85KW NATURAL AIR COOLING, IM B5 (IM V1, IM V3) POWER/SIGNAL CONNECTORS CONN. CAN BE ROTATED BY 270 DEGR., BASIC ABSOLUTE ENCODER 32 P/REV (ENCODER A-32) WITH DRIVE-CLIQ INTERFACE; PERFORMANCE REDUCTION BY 10% DUE TO ABSOLUTE ENCODER; PLAIN SHAFT, TOLERANCE N; WITH HOLDING BRAKE DEGREE OF PROTECTION IP64; PAINT FINISH RAL7016 | 3760 | TEM | 1 | MC | 24.002 | 1
1FK71015AF711KH5 | SIMOTICS S SYNCHRONOUS SERVOMOTORS 1FK7 COMPACT, 27 NM, 100 K, 3000 RPM, 4,85KW NATURAL AIR COOLING, IM B5 (IM V1, IM V3) POWER/SIGNAL CONNECTORS CONN. CAN BE ROTATED BY 270 DEGR., BASIC ABSOLUTE ENCODER 32 P/REV (ENCODER A-32) WITH DRIVE-CLIQ INTERFACE; PERFORMANCE REDUCTION BY 10% DUE TO ABSOLUTE ENCODER; PLAIN SHAFT, TOLERANCE N; WITH HOLDING BRAKE DEGREE OF PROTECTION IP65 AS FLANGE IP67; PAINT FINISH RAL7016 | 3862 | TEM | 1 | MC | 24.002 | 1
1FK71015AF711KH8 | SIMOTICS S SYNCHRONOUS SERVOMOTORS 1FK7 COMPACT, 27 NM, 100 K, 3000 RPM, 4,85KW NATURAL AIR COOLING, IM B5 (IM V1, IM V3) POWER/SIGNAL CONNECTORS CONN. CAN BE ROTATED BY 270 DEGR., BASIC ABSOLUTE ENCODER 32 P/REV (ENCODER A-32) WITH DRIVE-CLIQ INTERFACE; PERFORMANCE REDUCTION BY 10% DUE TO ABSOLUTE ENCODER; PLAIN SHAFT, TOLERANCE N; WITH HOLDING BRAKE DEGREE OF PROTECTION IP65 IP67 D-END FLANGE; RAL7016 COATING; METALLIC RATING PLATE AT MOTOR | 3970 | TEM | 1 | MC | 24.002 | 1
1FK71015AF711PA0 | SIMOTICS S SYNCHRONOUS SERVOMOTORS 1FK7 COMPACT, 27 NM, 100 K, 3000 RPM, 4,85KW NATURAL AIR COOLING, IM B5 (IM V1, IM V3) POWER/SIGNAL CONNECTORS CONN. CAN BE ROTATED BY 270 DEGR., RESOLVER 2-POLE (RESOLVER P=1) WITH DRIVE-CLIQ INTERFACE; SHAFT WITH FITTED KEY, TOLERANCE N; W/O HOLDING BRAKE DEGREE OF PROTECTION IP64 | 2882 | TEM | 1 | MC | 21.003 | 1
1FK71015AF711PA2 | SIMOTICS S SYNCHRONOUS SERVOMOTORS 1FK7 COMPACT, 27 NM, 100 K, 3000 RPM, 4,85KW NATURAL AIR COOLING, IM B5 (IM V1, IM V3) POWER/SIGNAL CONNECTORS CONN. CAN BE ROTATED BY 270 DEGR., RESOLVER 2-POLE (RESOLVER P=1) WITH DRIVE-CLIQ INTERFACE; SHAFT WITH FITTED KEY, TOLERANCE N; W/O HOLDING BRAKE DEGREE OF PROTECTION IP65 FLANGE ON DRIVE END IP67 | 2984 | TEM | 1 | MC | 21.003 | 1
1FK71015AF711PA3 | SIMOTICS S SYNCHRONOUS SERVOMOTORS 1FK7 COMPACT, 27 NM, 100 K, 3000 RPM, 4,85KW NATURAL AIR COOLING, IM B5 (IM V1, IM V3) POWER/SIGNAL CONNECTORS CONN. CAN BE ROTATED BY 270 DEGR., RESOLVER 2-POLE (RESOLVER P=1) WITH DRIVE-CLIQ INTERFACE; SHAFT WITH FITTED KEY, TOLERANCE N; W/O HOLDING BRAKE DEGREE OF PROTECTION IP64; PAINT FINISH RAL7016 | 2932 | TEM | 1 | MC | 21.003 | 1
1FK71015AF711PA5 | SIMOTICS S SYNCHRONOUS SERVOMOTORS 1FK7 COMPACT, 27 NM, 100 K, 3000 RPM, 4,85KW NATURAL AIR COOLING, IM B5 (IM V1, IM V3) POWER/SIGNAL CONNECTORS CONN. CAN BE ROTATED BY 270 DEGR., RESOLVER 2-POLE (RESOLVER P=1) WITH DRIVE-CLIQ INTERFACE; SHAFT WITH FITTED KEY, TOLERANCE N; W/O HOLDING BRAKE DEGREE OF PROTECTION IP65 AS FLANGE IP67; PAINT FINISH RAL7016 | 3033 | TEM | 1 | MC | 21.003 | 1
1FK71015AF711PA8 | SIMOTICS S SYNCHRONOUS SERVOMOTORS 1FK7 COMPACT, 27 NM, 100 K, 3000 RPM, 4,85KW NATURAL AIR COOLING, IM B5 (IM V1, IM V3) POWER/SIGNAL CONNECTORS CONN. CAN BE ROTATED BY 270 DEGR., RESOLVER 2-POLE (RESOLVER P=1) WITH DRIVE-CLIQ INTERFACE; SHAFT WITH FITTED KEY, TOLERANCE N; W/O HOLDING BRAKE DEGREE OF PROTECTION IP65 IP67 D-END FLANGE; RAL7016 COATING; METALLIC RATING PLATE AT MOTOR | 3142 | TEM | 1 | MC | 21.003 | 1
1FK71015AF711PB0 | SIMOTICS S SYNCHRONOUS SERVOMOTORS 1FK7 COMPACT, 27 NM, 100 K, 3000 RPM, 4,85KW NATURAL AIR COOLING, IM B5 (IM V1, IM V3) POWER/SIGNAL CONNECTORS CONN. CAN BE ROTATED BY 270 DEGR., RESOLVER 2-POLE (RESOLVER P=1) WITH DRIVE-CLIQ INTERFACE; SHAFT WITH FITTED KEY, TOLERANCE N; WITH HOLDING BRAKE DEGREE OF PROTECTION IP64 | 3329 | TEM | 1 | MC | 24.002 | 1
1FK71015AF711PB2 | SIMOTICS S SYNCHRONOUS SERVOMOTORS 1FK7 COMPACT, 27 NM, 100 K, 3000 RPM, 4,85KW NATURAL AIR COOLING, IM B5 (IM V1, IM V3) POWER/SIGNAL CONNECTORS CONN. CAN BE ROTATED BY 270 DEGR., RESOLVER 2-POLE (RESOLVER P=1) WITH DRIVE-CLIQ INTERFACE; SHAFT WITH FITTED KEY, TOLERANCE N; WITH HOLDING BRAKE DEGREE OF PROTECTION IP65 FLANGE ON DRIVE END IP67 | 3431 | TEM | 1 | MC | 24.002 | 1
1FK71015AF711PB3 | SIMOTICS S SYNCHRONOUS SERVOMOTORS 1FK7 COMPACT, 27 NM, 100 K, 3000 RPM, 4,85KW NATURAL AIR COOLING, IM B5 (IM V1, IM V3) POWER/SIGNAL CONNECTORS CONN. CAN BE ROTATED BY 270 DEGR., RESOLVER 2-POLE (RESOLVER P=1) WITH DRIVE-CLIQ INTERFACE; SHAFT WITH FITTED KEY, TOLERANCE N; WITH HOLDING BRAKE DEGREE OF PROTECTION IP64; PAINT FINISH RAL7016 | 3378 | TEM | 1 | MC | 24.002 | 1
1FK71015AF711PB5 | SIMOTICS S SYNCHRONOUS SERVOMOTORS 1FK7 COMPACT, 27 NM, 100 K, 3000 RPM, 4,85KW NATURAL AIR COOLING, IM B5 (IM V1, IM V3) POWER/SIGNAL CONNECTORS CONN. CAN BE ROTATED BY 270 DEGR., RESOLVER 2-POLE (RESOLVER P=1) WITH DRIVE-CLIQ INTERFACE; SHAFT WITH FITTED KEY, TOLERANCE N; WITH HOLDING BRAKE DEGREE OF PROTECTION IP65 AS FLANGE IP67; PAINT FINISH RAL7016 | 3480 | TEM | 1 | MC | 24.002 | 1
1FK71015AF711PB8 | SIMOTICS S SYNCHRONOUS SERVOMOTORS 1FK7 COMPACT, 27 NM, 100 K, 3000 RPM, 4,85KW NATURAL AIR COOLING, IM B5 (IM V1, IM V3) POWER/SIGNAL CONNECTORS CONN. CAN BE ROTATED BY 270 DEGR., RESOLVER 2-POLE (RESOLVER P=1) WITH DRIVE-CLIQ INTERFACE; SHAFT WITH FITTED KEY, TOLERANCE N; WITH HOLDING BRAKE DEGREE OF PROTECTION IP65 IP67 D-END FLANGE; RAL7016 COATING; METALLIC RATING PLATE AT MOTOR | 3589 | TEM | 1 | MC | 24.002 | 1
1FK71015AF711PG0 | SIMOTICS S SYNCHRONOUS SERVOMOTORS 1FK7 COMPACT, 27 NM, 100 K, 3000 RPM, 4,85KW NATURAL AIR COOLING, IM B5 (IM V1, IM V3) POWER/SIGNAL CONNECTORS CONN. CAN BE ROTATED BY 270 DEGR., RESOLVER 2-POLE (RESOLVER P=1) WITH DRIVE-CLIQ INTERFACE; PLAIN SHAFT, TOLERANCE N; W/O HOLDING BRAKE DEGREE OF PROTECTION IP64 | 2789 | TEM | 1 | MC | 21.003 | 1
1FK71015AF711PG2 | SIMOTICS S SYNCHRONOUS SERVOMOTORS 1FK7 COMPACT, 27 NM, 100 K, 3000 RPM, 4,85KW NATURAL AIR COOLING, IM B5 (IM V1, IM V3) POWER/SIGNAL CONNECTORS CONN. CAN BE ROTATED BY 270 DEGR., RESOLVER 2-POLE (RESOLVER P=1) WITH DRIVE-CLIQ INTERFACE; PLAIN SHAFT, TOLERANCE N; W/O HOLDING BRAKE DEGREE OF PROTECTION IP65 FLANGE ON DRIVE END IP67 | 2890 | TEM | 1 | MC | 21.003 | 1
1FK71015AF711PG3 | SIMOTICS S SYNCHRONOUS SERVOMOTORS 1FK7 COMPACT, 27 NM, 100 K, 3000 RPM, 4,85KW NATURAL AIR COOLING, IM B5 (IM V1, IM V3) POWER/SIGNAL CONNECTORS CONN. CAN BE ROTATED BY 270 DEGR., RESOLVER 2-POLE (RESOLVER P=1) WITH DRIVE-CLIQ INTERFACE; PLAIN SHAFT, TOLERANCE N; W/O HOLDING BRAKE DEGREE OF PROTECTION IP64; PAINT FINISH RAL7016 | 2838 | TEM | 1 | MC | 21.003 | 1
1FK71015AF711PG5 | SIMOTICS S SYNCHRONOUS SERVOMOTORS 1FK7 COMPACT, 27 NM, 100 K, 3000 RPM, 4,85KW NATURAL AIR COOLING, IM B5 (IM V1, IM V3) POWER/SIGNAL CONNECTORS CONN. CAN BE ROTATED BY 270 DEGR., RESOLVER 2-POLE (RESOLVER P=1) WITH DRIVE-CLIQ INTERFACE; PLAIN SHAFT, TOLERANCE N; W/O HOLDING BRAKE DEGREE OF PROTECTION IP65 AS FLANGE IP67; PAINT FINISH RAL7016 | 2940 | TEM | 1 | MC | 21.003 | 1
1FK71015AF711PG8 | SIMOTICS S SYNCHRONOUS SERVOMOTORS 1FK7 COMPACT, 27 NM, 100 K, 3000 RPM, 4,85KW NATURAL AIR COOLING, IM B5 (IM V1, IM V3) POWER/SIGNAL CONNECTORS CONN. CAN BE ROTATED BY 270 DEGR., RESOLVER 2-POLE (RESOLVER P=1) WITH DRIVE-CLIQ INTERFACE; PLAIN SHAFT, TOLERANCE N; W/O HOLDING BRAKE DEGREE OF PROTECTION IP65 IP67 D-END FLANGE; RAL7016 COATING; METALLIC RATING PLATE AT MOTOR | 3048 | TEM | 1 | MC | 21.003 | 1
1FK71015AF711PH0 | SIMOTICS S SYNCHRONOUS SERVOMOTORS 1FK7 COMPACT, 27 NM, 100 K, 3000 RPM, 4,85KW NATURAL AIR COOLING, IM B5 (IM V1, IM V3) POWER/SIGNAL CONNECTORS CONN. CAN BE ROTATED BY 270 DEGR., RESOLVER 2-POLE (RESOLVER P=1) WITH DRIVE-CLIQ INTERFACE; PLAIN SHAFT, TOLERANCE N; WITH HOLDING BRAKE DEGREE OF PROTECTION IP64 | 3235 | TEM | 1 | MC | 24.002 | 1
1FK71015AF711PH2 | SIMOTICS S SYNCHRONOUS SERVOMOTORS 1FK7 COMPACT, 27 NM, 100 K, 3000 RPM, 4,85KW NATURAL AIR COOLING, IM B5 (IM V1, IM V3) POWER/SIGNAL CONNECTORS CONN. CAN BE ROTATED BY 270 DEGR., RESOLVER 2-POLE (RESOLVER P=1) WITH DRIVE-CLIQ INTERFACE; PLAIN SHAFT, TOLERANCE N; WITH HOLDING BRAKE DEGREE OF PROTECTION IP65 FLANGE ON DRIVE END IP67 | 3337 | TEM | 1 | MC | 24.002 | 1
1FK71015AF711PH3 | SIMOTICS S SYNCHRONOUS SERVOMOTORS 1FK7 COMPACT, 27 NM, 100 K, 3000 RPM, 4,85KW NATURAL AIR COOLING, IM B5 (IM V1, IM V3) POWER/SIGNAL CONNECTORS CONN. CAN BE ROTATED BY 270 DEGR., RESOLVER 2-POLE (RESOLVER P=1) WITH DRIVE-CLIQ INTERFACE; PLAIN SHAFT, TOLERANCE N; WITH HOLDING BRAKE DEGREE OF PROTECTION IP64; PAINT FINISH RAL7016 | 3285 | TEM | 1 | MC | 24.002 | 1
1FK71015AF711PH5 | SIMOTICS S SYNCHRONOUS SERVOMOTORS 1FK7 COMPACT, 27 NM, 100 K, 3000 RPM, 4,85KW NATURAL AIR COOLING, IM B5 (IM V1, IM V3) POWER/SIGNAL CONNECTORS CONN. CAN BE ROTATED BY 270 DEGR., RESOLVER 2-POLE (RESOLVER P=1) WITH DRIVE-CLIQ INTERFACE; PLAIN SHAFT, TOLERANCE N; WITH HOLDING BRAKE DEGREE OF PROTECTION IP65 AS FLANGE IP67; PAINT FINISH RAL7016 | 3386 | TEM | 1 | MC | 24.002 | 1
1FK71015AF711PH8 | SIMOTICS S SYNCHRONOUS SERVOMOTORS 1FK7 COMPACT, 27 NM, 100 K, 3000 RPM, 4,85KW NATURAL AIR COOLING, IM B5 (IM V1, IM V3) POWER/SIGNAL CONNECTORS CONN. CAN BE ROTATED BY 270 DEGR., RESOLVER 2-POLE (RESOLVER P=1) WITH DRIVE-CLIQ INTERFACE; PLAIN SHAFT, TOLERANCE N; WITH HOLDING BRAKE DEGREE OF PROTECTION IP65 IP67 D-END FLANGE; RAL7016 COATING; METALLIC RATING PLATE AT MOTOR | 3495 | TEM | 1 | MC | 24.002 | 1
1FK71015AF711SA0 | SIMOTICS S SYNCHRONOUS SERVOMOTORS 1FK7 COMPACT, 27 NM, 100 K, 3000 RPM, 4,85KW NATURAL AIR COOLING, IM B5 (IM V1, IM V3) POWER/SIGNAL CONNECTORS CONN. CAN BE ROTATED BY 270 DEGR., RESOLVER MULTI-POLE (RESOLVER P=4); SHAFT WITH FITTED KEY, TOLERANCE N; W/O HOLDING BRAKE DEGREE OF PROTECTION IP64 | 2621 | TEM | 1 | MC | 21.003 | 1
1FK71015AF711SA2 | SIMOTICS S SYNCHRONOUS SERVOMOTORS 1FK7 COMPACT, 27 NM, 100 K, 3000 RPM, 4,85KW NATURAL AIR COOLING, IM B5 (IM V1, IM V3) POWER/SIGNAL CONNECTORS CONN. CAN BE ROTATED BY 270 DEGR., RESOLVER MULTI-POLE (RESOLVER P=4); SHAFT WITH FITTED KEY, TOLERANCE N; W/O HOLDING BRAKE DEGREE OF PROTECTION IP65 FLANGE ON DRIVE END IP67 | 2722 | TEM | 1 | MC | 21.003 | 1
1FK71015AF711SA3 | SIMOTICS S SYNCHRONOUS SERVOMOTORS 1FK7 COMPACT, 27 NM, 100 K, 3000 RPM, 4,85KW NATURAL AIR COOLING, IM B5 (IM V1, IM V3) POWER/SIGNAL CONNECTORS CONN. CAN BE ROTATED BY 270 DEGR., RESOLVER MULTI-POLE (RESOLVER P=4); SHAFT WITH FITTED KEY, TOLERANCE N; W/O HOLDING BRAKE DEGREE OF PROTECTION IP64; PAINT FINISH RAL7016 | 2670 | TEM | 1 | MC | 21.003 | 1
1FK71015AF711SA5 | SIMOTICS S SYNCHRONOUS SERVOMOTORS 1FK7 COMPACT, 27 NM, 100 K, 3000 RPM, 4,85KW NATURAL AIR COOLING, IM B5 (IM V1, IM V3) POWER/SIGNAL CONNECTORS CONN. CAN BE ROTATED BY 270 DEGR., RESOLVER MULTI-POLE (RESOLVER P=4); SHAFT WITH FITTED KEY, TOLERANCE N; W/O HOLDING BRAKE DEGREE OF PROTECTION IP65 AS FLANGE IP67; PAINT FINISH RAL7016 | 2771 | TEM | 1 | MC | 21.003 | 1
1FK71015AF711SA8 | SIMOTICS S SYNCHRONOUS SERVOMOTORS 1FK7 COMPACT, 27 NM, 100 K, 3000 RPM, 4,85KW NATURAL AIR COOLING, IM B5 (IM V1, IM V3) POWER/SIGNAL CONNECTORS CONN. CAN BE ROTATED BY 270 DEGR., RESOLVER MULTI-POLE (RESOLVER P=4); SHAFT WITH FITTED KEY, TOLERANCE N; W/O HOLDING BRAKE DEGREE OF PROTECTION IP65 IP67 D-END FLANGE; RAL7016 COATING; METALLIC RATING PLATE AT MOTOR | 2880 | TEM | 1 | MC | 21.003 | 1
1FK71015AF711SB0 | SIMOTICS S SYNCHRONOUS SERVOMOTORS 1FK7 COMPACT, 27 NM, 100 K, 3000 RPM, 4,85KW NATURAL AIR COOLING, IM B5 (IM V1, IM V3) POWER/SIGNAL CONNECTORS CONN. CAN BE ROTATED BY 270 DEGR., RESOLVER MULTI-POLE (RESOLVER P=4); SHAFT WITH FITTED KEY, TOLERANCE N; WITH HOLDING BRAKE DEGREE OF PROTECTION IP64 | 3067 | TEM | 1 | MC | 24.002 | 1
1FK71015AF711SB2 | SIMOTICS S SYNCHRONOUS SERVOMOTORS 1FK7 COMPACT, 27 NM, 100 K, 3000 RPM, 4,85KW NATURAL AIR COOLING, IM B5 (IM V1, IM V3) POWER/SIGNAL CONNECTORS CONN. CAN BE ROTATED BY 270 DEGR., RESOLVER MULTI-POLE (RESOLVER P=4); SHAFT WITH FITTED KEY, TOLERANCE N; WITH HOLDING BRAKE DEGREE OF PROTECTION IP65 FLANGE ON DRIVE END IP67 | 3169 | TEM | 1 | MC | 24.002 | 1
1FK71015AF711SB3 | SIMOTICS S SYNCHRONOUS SERVOMOTORS 1FK7 COMPACT, 27 NM, 100 K, 3000 RPM, 4,85KW NATURAL AIR COOLING, IM B5 (IM V1, IM V3) POWER/SIGNAL CONNECTORS CONN. CAN BE ROTATED BY 270 DEGR., RESOLVER MULTI-POLE (RESOLVER P=4); SHAFT WITH FITTED KEY, TOLERANCE N; WITH HOLDING BRAKE DEGREE OF PROTECTION IP64; PAINT FINISH RAL7016 | 3117 | TEM | 1 | MC | 24.002 | 1
1FK71015AF711SB5 | SIMOTICS S SYNCHRONOUS SERVOMOTORS 1FK7 COMPACT, 27 NM, 100 K, 3000 RPM, 4,85KW NATURAL AIR COOLING, IM B5 (IM V1, IM V3) POWER/SIGNAL CONNECTORS CONN. CAN BE ROTATED BY 270 DEGR., RESOLVER MULTI-POLE (RESOLVER P=4); SHAFT WITH FITTED KEY, TOLERANCE N; WITH HOLDING BRAKE DEGREE OF PROTECTION IP65 AS FLANGE IP67; PAINT FINISH RAL7016 | 3218 | TEM | 1 | MC | 24.002 | 1
1FK71015AF711SB8 | SIMOTICS S SYNCHRONOUS SERVOMOTORS 1FK7 COMPACT, 27 NM, 100 K, 3000 RPM, 4,85KW NATURAL AIR COOLING, IM B5 (IM V1, IM V3) POWER/SIGNAL CONNECTORS CONN. CAN BE ROTATED BY 270 DEGR., RESOLVER MULTI-POLE (RESOLVER P=4); SHAFT WITH FITTED KEY, TOLERANCE N; WITH HOLDING BRAKE DEGREE OF PROTECTION IP65 IP67 D-END FLANGE; RAL7016 COATING; METALLIC RATING PLATE AT MOTOR | 3327 | TEM | 1 | MC | 24.002 | 1
1FK71015AF711SG0 | SIMOTICS S SYNCHRONOUS SERVOMOTORS 1FK7 COMPACT, 27 NM, 100 K, 3000 RPM, 4,85KW NATURAL AIR COOLING, IM B5 (IM V1, IM V3) POWER/SIGNAL CONNECTORS CONN. CAN BE ROTATED BY 270 DEGR., RESOLVER MULTI-POLE (RESOLVER P=4); PLAIN SHAFT, TOLERANCE N; W/O HOLDING BRAKE DEGREE OF PROTECTION IP64 | 2527 | TEM | 1 | MC | 21.003 | 1
1FK71015AF711SG2 | SIMOTICS S SYNCHRONOUS SERVOMOTORS 1FK7 COMPACT, 27 NM, 100 K, 3000 RPM, 4,85KW NATURAL AIR COOLING, IM B5 (IM V1, IM V3) POWER/SIGNAL CONNECTORS CONN. CAN BE ROTATED BY 270 DEGR., RESOLVER MULTI-POLE (RESOLVER P=4); PLAIN SHAFT, TOLERANCE N; W/O HOLDING BRAKE DEGREE OF PROTECTION IP65 FLANGE ON DRIVE END IP67 | 2629 | TEM | 1 | MC | 21.003 | 1
1FK71015AF711SG3 | SIMOTICS S SYNCHRONOUS SERVOMOTORS 1FK7 COMPACT, 27 NM, 100 K, 3000 RPM, 4,85KW NATURAL AIR COOLING, IM B5 (IM V1, IM V3) POWER/SIGNAL CONNECTORS CONN. CAN BE ROTATED BY 270 DEGR., RESOLVER MULTI-POLE (RESOLVER P=4); PLAIN SHAFT, TOLERANCE N; W/O HOLDING BRAKE DEGREE OF PROTECTION IP64; PAINT FINISH RAL7016 | 2576 | TEM | 1 | MC | 21.003 | 1
1FK71015AF711SG5 | SIMOTICS S SYNCHRONOUS SERVOMOTORS 1FK7 COMPACT, 27 NM, 100 K, 3000 RPM, 4,85KW NATURAL AIR COOLING, IM B5 (IM V1, IM V3) POWER/SIGNAL CONNECTORS CONN. CAN BE ROTATED BY 270 DEGR., RESOLVER MULTI-POLE (RESOLVER P=4); PLAIN SHAFT, TOLERANCE N; W/O HOLDING BRAKE DEGREE OF PROTECTION IP65 AS FLANGE IP67; PAINT FINISH RAL7016 | 2678 | TEM | 1 | MC | 21.003 | 1
1FK71015AF711SG8 | SIMOTICS S SYNCHRONOUS SERVOMOTORS 1FK7 COMPACT, 27 NM, 100 K, 3000 RPM, 4,85KW NATURAL AIR COOLING, IM B5 (IM V1, IM V3) POWER/SIGNAL CONNECTORS CONN. CAN BE ROTATED BY 270 DEGR., RESOLVER MULTI-POLE (RESOLVER P=4); PLAIN SHAFT, TOLERANCE N; W/O HOLDING BRAKE DEGREE OF PROTECTION IP65 IP67 D-END FLANGE; RAL7016 COATING; METALLIC RATING PLATE AT MOTOR | 2786 | TEM | 1 | MC | 21.003 | 1
1FK71015AF711SH0 | SIMOTICS S SYNCHRONOUS SERVOMOTORS 1FK7 COMPACT, 27 NM, 100 K, 3000 RPM, 4,85KW NATURAL AIR COOLING, IM B5 (IM V1, IM V3) POWER/SIGNAL CONNECTORS CONN. CAN BE ROTATED BY 270 DEGR., RESOLVER MULTI-POLE (RESOLVER P=4); PLAIN SHAFT, TOLERANCE N; WITH HOLDING BRAKE DEGREE OF PROTECTION IP64 | 2974 | TEM | 1 | MC | 24.002 | 1
1FK71015AF711SH2 | SIMOTICS S SYNCHRONOUS SERVOMOTORS 1FK7 COMPACT, 27 NM, 100 K, 3000 RPM, 4,85KW NATURAL AIR COOLING, IM B5 (IM V1, IM V3) POWER/SIGNAL CONNECTORS CONN. CAN BE ROTATED BY 270 DEGR., RESOLVER MULTI-POLE (RESOLVER P=4); PLAIN SHAFT, TOLERANCE N; WITH HOLDING BRAKE DEGREE OF PROTECTION IP65 FLANGE ON DRIVE END IP67 | 3075 | TEM | 1 | MC | 24.002 | 1
1FK71015AF711SH3 | SIMOTICS S SYNCHRONOUS SERVOMOTORS 1FK7 COMPACT, 27 NM, 100 K, 3000 RPM, 4,85KW NATURAL AIR COOLING, IM B5 (IM V1, IM V3) POWER/SIGNAL CONNECTORS CONN. CAN BE ROTATED BY 270 DEGR., RESOLVER MULTI-POLE (RESOLVER P=4); PLAIN SHAFT, TOLERANCE N; WITH HOLDING BRAKE DEGREE OF PROTECTION IP64; PAINT FINISH RAL7016 | 3023 | TEM | 1 | MC | 24.002 | 1
1FK71015AF711SH5 | SIMOTICS S SYNCHRONOUS SERVOMOTORS 1FK7 COMPACT, 27 NM, 100 K, 3000 RPM, 4,85KW NATURAL AIR COOLING, IM B5 (IM V1, IM V3) POWER/SIGNAL CONNECTORS CONN. CAN BE ROTATED BY 270 DEGR., RESOLVER MULTI-POLE (RESOLVER P=4); PLAIN SHAFT, TOLERANCE N; WITH HOLDING BRAKE DEGREE OF PROTECTION IP65 AS FLANGE IP67; PAINT FINISH RAL7016 | 3124 | TEM | 1 | MC | 24.002 | 1
1FK71015AF711SH8 | SIMOTICS S SYNCHRONOUS SERVOMOTORS 1FK7 COMPACT, 27 NM, 100 K, 3000 RPM, 4,85KW NATURAL AIR COOLING, IM B5 (IM V1, IM V3) POWER/SIGNAL CONNECTORS CONN. CAN BE ROTATED BY 270 DEGR., RESOLVER MULTI-POLE (RESOLVER P=4); PLAIN SHAFT, TOLERANCE N; WITH HOLDING BRAKE DEGREE OF PROTECTION IP65 IP67 D-END FLANGE; RAL7016 COATING; METALLIC RATING PLATE AT MOTOR | 3233 | TEM | 1 | MC | 24.002 | 1
1FK71015AF711TA0 | SIMOTICS S SYNCHRONOUS SERVOMOTORS 1FK7 COMPACT, 27 NM, 100 K, 3000 RPM, 4,85KW NATURAL AIR COOLING, IM B5 (IM V1, IM V3) POWER/SIGNAL CONNECTORS CONN. CAN BE ROTATED BY 270 DEGR., RESOLVER 2-POLE (RESOLVER P=1); SHAFT WITH FITTED KEY, TOLERANCE N; W/O HOLDING BRAKE DEGREE OF PROTECTION IP64 | 2621 | TEM | 1 | MC | 21.003 | 1
1FK71015AF711TA2 | SIMOTICS S SYNCHRONOUS SERVOMOTORS 1FK7 COMPACT, 27 NM, 100 K, 3000 RPM, 4,85KW NATURAL AIR COOLING, IM B5 (IM V1, IM V3) POWER/SIGNAL CONNECTORS CONN. CAN BE ROTATED BY 270 DEGR., RESOLVER 2-POLE (RESOLVER P=1); SHAFT WITH FITTED KEY, TOLERANCE N; W/O HOLDING BRAKE DEGREE OF PROTECTION IP65 FLANGE ON DRIVE END IP67 | 2722 | TEM | 1 | MC | 21.003 | 1
1FK71015AF711TA3 | SIMOTICS S SYNCHRONOUS SERVOMOTORS 1FK7 COMPACT, 27 NM, 100 K, 3000 RPM, 4,85KW NATURAL AIR COOLING, IM B5 (IM V1, IM V3) POWER/SIGNAL CONNECTORS CONN. CAN BE ROTATED BY 270 DEGR., RESOLVER 2-POLE (RESOLVER P=1); SHAFT WITH FITTED KEY, TOLERANCE N; W/O HOLDING BRAKE DEGREE OF PROTECTION IP64; PAINT FINISH RAL7016 | 2670 | TEM | 1 | MC | 21.003 | 1
1FK71015AF711TA5 | SIMOTICS S SYNCHRONOUS SERVOMOTORS 1FK7 COMPACT, 27 NM, 100 K, 3000 RPM, 4,85KW NATURAL AIR COOLING, IM B5 (IM V1, IM V3) POWER/SIGNAL CONNECTORS CONN. CAN BE ROTATED BY 270 DEGR., RESOLVER 2-POLE (RESOLVER P=1); SHAFT WITH FITTED KEY, TOLERANCE N; W/O HOLDING BRAKE DEGREE OF PROTECTION IP65 AS FLANGE IP67; PAINT FINISH RAL7016 | 2771 | TEM | 1 | MC | 21.003 | 1
1FK71015AF711TA8 | SIMOTICS S SYNCHRONOUS SERVOMOTORS 1FK7 COMPACT, 27 NM, 100 K, 3000 RPM, 4,85KW NATURAL AIR COOLING, IM B5 (IM V1, IM V3) POWER/SIGNAL CONNECTORS CONN. CAN BE ROTATED BY 270 DEGR., RESOLVER 2-POLE (RESOLVER P=1); SHAFT WITH FITTED KEY, TOLERANCE N; W/O HOLDING BRAKE DEGREE OF PROTECTION IP65 IP67 D-END FLANGE; RAL7016 COATING; METALLIC RATING PLATE AT MOTOR | 2880 | TEM | 1 | MC | 21.003 | 1
1FK71015AF711TB0 | SIMOTICS S SYNCHRONOUS SERVOMOTORS 1FK7 COMPACT, 27 NM, 100 K, 3000 RPM, 4,85KW NATURAL AIR COOLING, IM B5 (IM V1, IM V3) POWER/SIGNAL CONNECTORS CONN. CAN BE ROTATED BY 270 DEGR., RESOLVER 2-POLE (RESOLVER P=1); SHAFT WITH FITTED KEY, TOLERANCE N; WITH HOLDING BRAKE DEGREE OF PROTECTION IP64 | 3067 | TEM | 1 | MC | 24.002 | 1
1FK71015AF711TB2 | SIMOTICS S SYNCHRONOUS SERVOMOTORS 1FK7 COMPACT, 27 NM, 100 K, 3000 RPM, 4,85KW NATURAL AIR COOLING, IM B5 (IM V1, IM V3) POWER/SIGNAL CONNECTORS CONN. CAN BE ROTATED BY 270 DEGR., RESOLVER 2-POLE (RESOLVER P=1); SHAFT WITH FITTED KEY, TOLERANCE N; WITH HOLDING BRAKE DEGREE OF PROTECTION IP65 FLANGE ON DRIVE END IP67 | 3169 | TEM | 1 | MC | 24.002 | 1
1FK71015AF711TB3 | SIMOTICS S SYNCHRONOUS SERVOMOTORS 1FK7 COMPACT, 27 NM, 100 K, 3000 RPM, 4,85KW NATURAL AIR COOLING, IM B5 (IM V1, IM V3) POWER/SIGNAL CONNECTORS CONN. CAN BE ROTATED BY 270 DEGR., RESOLVER 2-POLE (RESOLVER P=1); SHAFT WITH FITTED KEY, TOLERANCE N; WITH HOLDING BRAKE DEGREE OF PROTECTION IP64; PAINT FINISH RAL7016 | 3117 | TEM | 1 | MC | 24.002 | 1
1FK71015AF711TB5 | SIMOTICS S SYNCHRONOUS SERVOMOTORS 1FK7 COMPACT, 27 NM, 100 K, 3000 RPM, 4,85KW NATURAL AIR COOLING, IM B5 (IM V1, IM V3) POWER/SIGNAL CONNECTORS CONN. CAN BE ROTATED BY 270 DEGR., RESOLVER 2-POLE (RESOLVER P=1); SHAFT WITH FITTED KEY, TOLERANCE N; WITH HOLDING BRAKE DEGREE OF PROTECTION IP65 AS FLANGE IP67; PAINT FINISH RAL7016 | 3218 | TEM | 1 | MC | 24.002 | 1
1FK71015AF711TB8 | SIMOTICS S SYNCHRONOUS SERVOMOTORS 1FK7 COMPACT, 27 NM, 100 K, 3000 RPM, 4,85KW NATURAL AIR COOLING, IM B5 (IM V1, IM V3) POWER/SIGNAL CONNECTORS CONN. CAN BE ROTATED BY 270 DEGR., RESOLVER 2-POLE (RESOLVER P=1); SHAFT WITH FITTED KEY, TOLERANCE N; WITH HOLDING BRAKE DEGREE OF PROTECTION IP65 IP67 D-END FLANGE; RAL7016 COATING; METALLIC RATING PLATE AT MOTOR | 3327 | TEM | 1 | MC | 24.002 | 1
1FK71015AF711TG0 | SIMOTICS S SYNCHRONOUS SERVOMOTORS 1FK7 COMPACT, 27 NM, 100 K, 3000 RPM, 4,85KW NATURAL AIR COOLING, IM B5 (IM V1, IM V3) POWER/SIGNAL CONNECTORS CONN. CAN BE ROTATED BY 270 DEGR., RESOLVER 2-POLE (RESOLVER P=1); PLAIN SHAFT, TOLERANCE N; W/O HOLDING BRAKE DEGREE OF PROTECTION IP64 | 2527 | TEM | 1 | MC | 21.003 | 1
1FK71015AF711TG2 | SIMOTICS S SYNCHRONOUS SERVOMOTORS 1FK7 COMPACT, 27 NM, 100 K, 3000 RPM, 4,85KW NATURAL AIR COOLING, IM B5 (IM V1, IM V3) POWER/SIGNAL CONNECTORS CONN. CAN BE ROTATED BY 270 DEGR., RESOLVER 2-POLE (RESOLVER P=1); PLAIN SHAFT, TOLERANCE N; W/O HOLDING BRAKE DEGREE OF PROTECTION IP65 FLANGE ON DRIVE END IP67 | 2629 | TEM | 1 | MC | 21.003 | 1
1FK71015AF711TG3 | SIMOTICS S SYNCHRONOUS SERVOMOTORS 1FK7 COMPACT, 27 NM, 100 K, 3000 RPM, 4,85KW NATURAL AIR COOLING, IM B5 (IM V1, IM V3) POWER/SIGNAL CONNECTORS CONN. CAN BE ROTATED BY 270 DEGR., RESOLVER 2-POLE (RESOLVER P=1); PLAIN SHAFT, TOLERANCE N; W/O HOLDING BRAKE DEGREE OF PROTECTION IP64; PAINT FINISH RAL7016 | 2576 | TEM | 1 | MC | 21.003 | 1
1FK71015AF711TG5 | SIMOTICS S SYNCHRONOUS SERVOMOTORS 1FK7 COMPACT, 27 NM, 100 K, 3000 RPM, 4,85KW NATURAL AIR COOLING, IM B5 (IM V1, IM V3) POWER/SIGNAL CONNECTORS CONN. CAN BE ROTATED BY 270 DEGR., RESOLVER 2-POLE (RESOLVER P=1); PLAIN SHAFT, TOLERANCE N; W/O HOLDING BRAKE DEGREE OF PROTECTION IP65 AS FLANGE IP67; PAINT FINISH RAL7016 | 2678 | TEM | 1 | MC | 21.003 | 1
1FK71015AF711TG8 | SIMOTICS S SYNCHRONOUS SERVOMOTORS 1FK7 COMPACT, 27 NM, 100 K, 3000 RPM, 4,85KW NATURAL AIR COOLING, IM B5 (IM V1, IM V3) POWER/SIGNAL CONNECTORS CONN. CAN BE ROTATED BY 270 DEGR., RESOLVER 2-POLE (RESOLVER P=1); PLAIN SHAFT, TOLERANCE N; W/O HOLDING BRAKE DEGREE OF PROTECTION IP65 IP67 D-END FLANGE; RAL7016 COATING; METALLIC RATING PLATE AT MOTOR | 2786 | TEM | 1 | MC | 21.003 | 1
1FK71015AF711TH0 | SIMOTICS S SYNCHRONOUS SERVOMOTORS 1FK7 COMPACT, 27 NM, 100 K, 3000 RPM, 4,85KW NATURAL AIR COOLING, IM B5 (IM V1, IM V3) POWER/SIGNAL CONNECTORS CONN. CAN BE ROTATED BY 270 DEGR., RESOLVER 2-POLE (RESOLVER P=1); PLAIN SHAFT, TOLERANCE N; WITH HOLDING BRAKE DEGREE OF PROTECTION IP64 | 2974 | TEM | 1 | MC | 24.002 | 1
1FK71015AF711TH2 | SIMOTICS S SYNCHRONOUS SERVOMOTORS 1FK7 COMPACT, 27 NM, 100 K, 3000 RPM, 4,85KW NATURAL AIR COOLING, IM B5 (IM V1, IM V3) POWER/SIGNAL CONNECTORS CONN. CAN BE ROTATED BY 270 DEGR., RESOLVER 2-POLE (RESOLVER P=1); PLAIN SHAFT, TOLERANCE N; WITH HOLDING BRAKE DEGREE OF PROTECTION IP65 FLANGE ON DRIVE END IP67 | 3075 | TEM | 1 | MC | 24.002 | 1
1FK71015AF711TH3 | SIMOTICS S SYNCHRONOUS SERVOMOTORS 1FK7 COMPACT, 27 NM, 100 K, 3000 RPM, 4,85KW NATURAL AIR COOLING, IM B5 (IM V1, IM V3) POWER/SIGNAL CONNECTORS CONN. CAN BE ROTATED BY 270 DEGR., RESOLVER 2-POLE (RESOLVER P=1); PLAIN SHAFT, TOLERANCE N; WITH HOLDING BRAKE DEGREE OF PROTECTION IP64; PAINT FINISH RAL7016 | 3023 | TEM | 1 | MC | 24.002 | 1
1FK71015AF711TH5 | SIMOTICS S SYNCHRONOUS SERVOMOTORS 1FK7 COMPACT, 27 NM, 100 K, 3000 RPM, 4,85KW NATURAL AIR COOLING, IM B5 (IM V1, IM V3) POWER/SIGNAL CONNECTORS CONN. CAN BE ROTATED BY 270 DEGR., RESOLVER 2-POLE (RESOLVER P=1); PLAIN SHAFT, TOLERANCE N; WITH HOLDING BRAKE DEGREE OF PROTECTION IP65 AS FLANGE IP67; PAINT FINISH RAL7016 | 3124 | TEM | 1 | MC | 24.002 | 1
1FK71015AF711TH8 | SIMOTICS S SYNCHRONOUS SERVOMOTORS 1FK7 COMPACT, 27 NM, 100 K, 3000 RPM, 4,85KW NATURAL AIR COOLING, IM B5 (IM V1, IM V3) POWER/SIGNAL CONNECTORS CONN. CAN BE ROTATED BY 270 DEGR., RESOLVER 2-POLE (RESOLVER P=1); PLAIN SHAFT, TOLERANCE N; WITH HOLDING BRAKE DEGREE OF PROTECTION IP65 IP67 D-END FLANGE; RAL7016 COATING; METALLIC RATING PLATE AT MOTOR | 3233 | TEM | 1 | MC | 24.002 | 1
1FK71015AF711UA0 | SIMOTICS S SYNCHRONOUS SERVOMOTORS 1FK7 COMPACT, 27 NM, 100 K, 3000 RPM, 4,85KW NATURAL AIR COOLING, IM B5 (IM V1, IM V3) POWER/SIGNAL CONNECTORS CONN. CAN BE ROTATED BY 270 DEGR., RESOLVER MULTI-POLE (RESOLVER P=4) WITH DRIVE-CLIQ INTERFACE; SHAFT WITH FITTED KEY, TOLERANCE N; W/O HOLDING BRAKE DEGREE OF PROTECTION IP64 | 2882 | TEM | 1 | MC | 21.003 | 1
1FK71015AF711UA2 | SIMOTICS S SYNCHRONOUS SERVOMOTORS 1FK7 COMPACT, 27 NM, 100 K, 3000 RPM, 4,85KW NATURAL AIR COOLING, IM B5 (IM V1, IM V3) POWER/SIGNAL CONNECTORS CONN. CAN BE ROTATED BY 270 DEGR., RESOLVER MULTI-POLE (RESOLVER P=4) WITH DRIVE-CLIQ INTERFACE; SHAFT WITH FITTED KEY, TOLERANCE N; W/O HOLDING BRAKE DEGREE OF PROTECTION IP65 FLANGE ON DRIVE END IP67 | 2984 | TEM | 1 | MC | 21.003 | 1
1FK71015AF711UA3 | SIMOTICS S SYNCHRONOUS SERVOMOTORS 1FK7 COMPACT, 27 NM, 100 K, 3000 RPM, 4,85KW NATURAL AIR COOLING, IM B5 (IM V1, IM V3) POWER/SIGNAL CONNECTORS CONN. CAN BE ROTATED BY 270 DEGR., RESOLVER MULTI-POLE (RESOLVER P=4) WITH DRIVE-CLIQ INTERFACE; SHAFT WITH FITTED KEY, TOLERANCE N; W/O HOLDING BRAKE DEGREE OF PROTECTION IP64; PAINT FINISH RAL7016 | 2932 | TEM | 1 | MC | 21.003 | 1
1FK71015AF711UA5 | SIMOTICS S SYNCHRONOUS SERVOMOTORS 1FK7 COMPACT, 27 NM, 100 K, 3000 RPM, 4,85KW NATURAL AIR COOLING, IM B5 (IM V1, IM V3) POWER/SIGNAL CONNECTORS CONN. CAN BE ROTATED BY 270 DEGR., RESOLVER MULTI-POLE (RESOLVER P=4) WITH DRIVE-CLIQ INTERFACE; SHAFT WITH FITTED KEY, TOLERANCE N; W/O HOLDING BRAKE DEGREE OF PROTECTION IP65 AS FLANGE IP67; PAINT FINISH RAL7016 | 3033 | TEM | 1 | MC | 21.003 | 1
1FK71015AF711UA8 | SIMOTICS S SYNCHRONOUS SERVOMOTORS 1FK7 COMPACT, 27 NM, 100 K, 3000 RPM, 4,85KW NATURAL AIR COOLING, IM B5 (IM V1, IM V3) POWER/SIGNAL CONNECTORS CONN. CAN BE ROTATED BY 270 DEGR., RESOLVER MULTI-POLE (RESOLVER P=4) WITH DRIVE-CLIQ INTERFACE; SHAFT WITH FITTED KEY, TOLERANCE N; W/O HOLDING BRAKE DEGREE OF PROTECTION IP65 IP67 D-END FLANGE; RAL7016 COATING; METALLIC RATING PLATE AT MOTOR | 3142 | TEM | 1 | MC | 21.003 | 1
1FK71015AF711UB0 | SIMOTICS S SYNCHRONOUS SERVOMOTORS 1FK7 COMPACT, 27 NM, 100 K, 3000 RPM, 4,85KW NATURAL AIR COOLING, IM B5 (IM V1, IM V3) POWER/SIGNAL CONNECTORS CONN. CAN BE ROTATED BY 270 DEGR., RESOLVER MULTI-POLE (RESOLVER P=4) WITH DRIVE-CLIQ INTERFACE; SHAFT WITH FITTED KEY, TOLERANCE N; WITH HOLDING BRAKE DEGREE OF PROTECTION IP64 | 3329 | TEM | 1 | MC | 24.002 | 1
1FK71015AF711UB2 | SIMOTICS S SYNCHRONOUS SERVOMOTORS 1FK7 COMPACT, 27 NM, 100 K, 3000 RPM, 4,85KW NATURAL AIR COOLING, IM B5 (IM V1, IM V3) POWER/SIGNAL CONNECTORS CONN. CAN BE ROTATED BY 270 DEGR., RESOLVER MULTI-POLE (RESOLVER P=4) WITH DRIVE-CLIQ INTERFACE; SHAFT WITH FITTED KEY, TOLERANCE N; WITH HOLDING BRAKE DEGREE OF PROTECTION IP65 FLANGE ON DRIVE END IP67 | 3431 | TEM | 1 | MC | 24.002 | 1
1FK71015AF711UB3 | SIMOTICS S SYNCHRONOUS SERVOMOTORS 1FK7 COMPACT, 27 NM, 100 K, 3000 RPM, 4,85KW NATURAL AIR COOLING, IM B5 (IM V1, IM V3) POWER/SIGNAL CONNECTORS CONN. CAN BE ROTATED BY 270 DEGR., RESOLVER MULTI-POLE (RESOLVER P=4) WITH DRIVE-CLIQ INTERFACE; SHAFT WITH FITTED KEY, TOLERANCE N; WITH HOLDING BRAKE DEGREE OF PROTECTION IP64; PAINT FINISH RAL7016 | 3378 | TEM | 1 | MC | 24.002 | 1
1FK71015AF711UB5 | SIMOTICS S SYNCHRONOUS SERVOMOTORS 1FK7 COMPACT, 27 NM, 100 K, 3000 RPM, 4,85KW NATURAL AIR COOLING, IM B5 (IM V1, IM V3) POWER/SIGNAL CONNECTORS CONN. CAN BE ROTATED BY 270 DEGR., RESOLVER MULTI-POLE (RESOLVER P=4) WITH DRIVE-CLIQ INTERFACE; SHAFT WITH FITTED KEY, TOLERANCE N; WITH HOLDING BRAKE DEGREE OF PROTECTION IP65 AS FLANGE IP67; PAINT FINISH RAL7016 | 3480 | TEM | 1 | MC | 24.002 | 1
1FK71015AF711UB8 | SIMOTICS S SYNCHRONOUS SERVOMOTORS 1FK7 COMPACT, 27 NM, 100 K, 3000 RPM, 4,85KW NATURAL AIR COOLING, IM B5 (IM V1, IM V3) POWER/SIGNAL CONNECTORS CONN. CAN BE ROTATED BY 270 DEGR., RESOLVER MULTI-POLE (RESOLVER P=4) WITH DRIVE-CLIQ INTERFACE; SHAFT WITH FITTED KEY, TOLERANCE N; WITH HOLDING BRAKE DEGREE OF PROTECTION IP65 IP67 D-END FLANGE; RAL7016 COATING; METALLIC RATING PLATE AT MOTOR | 3589 | TEM | 1 | MC | 24.002 | 1
1FK71015AF711UG0 | SIMOTICS S SYNCHRONOUS SERVOMOTORS 1FK7 COMPACT, 27 NM, 100 K, 3000 RPM, 4,85KW NATURAL AIR COOLING, IM B5 (IM V1, IM V3) POWER/SIGNAL CONNECTORS CONN. CAN BE ROTATED BY 270 DEGR., RESOLVER MULTI-POLE (RESOLVER P=4) WITH DRIVE-CLIQ INTERFACE; PLAIN SHAFT, TOLERANCE N; W/O HOLDING BRAKE DEGREE OF PROTECTION IP64 | 2789 | TEM | 1 | MC | 21.003 | 1
1FK71015AF711UG2 | SIMOTICS S SYNCHRONOUS SERVOMOTORS 1FK7 COMPACT, 27 NM, 100 K, 3000 RPM, 4,85KW NATURAL AIR COOLING, IM B5 (IM V1, IM V3) POWER/SIGNAL CONNECTORS CONN. CAN BE ROTATED BY 270 DEGR., RESOLVER MULTI-POLE (RESOLVER P=4) WITH DRIVE-CLIQ INTERFACE; PLAIN SHAFT, TOLERANCE N; W/O HOLDING BRAKE DEGREE OF PROTECTION IP65 FLANGE ON DRIVE END IP67 | 2890 | TEM | 1 | MC | 21.003 | 1
1FK71015AF711UG3 | SIMOTICS S SYNCHRONOUS SERVOMOTORS 1FK7 COMPACT, 27 NM, 100 K, 3000 RPM, 4,85KW NATURAL AIR COOLING, IM B5 (IM V1, IM V3) POWER/SIGNAL CONNECTORS CONN. CAN BE ROTATED BY 270 DEGR., RESOLVER MULTI-POLE (RESOLVER P=4) WITH DRIVE-CLIQ INTERFACE; PLAIN SHAFT, TOLERANCE N; W/O HOLDING BRAKE DEGREE OF PROTECTION IP64; PAINT FINISH RAL7016 | 2838 | TEM | 1 | MC | 21.003 | 1
1FK71015AF711UG5 | SIMOTICS S SYNCHRONOUS SERVOMOTORS 1FK7 COMPACT, 27 NM, 100 K, 3000 RPM, 4,85KW NATURAL AIR COOLING, IM B5 (IM V1, IM V3) POWER/SIGNAL CONNECTORS CONN. CAN BE ROTATED BY 270 DEGR., RESOLVER MULTI-POLE (RESOLVER P=4) WITH DRIVE-CLIQ INTERFACE; PLAIN SHAFT, TOLERANCE N; W/O HOLDING BRAKE DEGREE OF PROTECTION IP65 AS FLANGE IP67; PAINT FINISH RAL7016 | 2940 | TEM | 1 | MC | 21.003 | 1
1FK71015AF711UG8 | SIMOTICS S SYNCHRONOUS SERVOMOTORS 1FK7 COMPACT, 27 NM, 100 K, 3000 RPM, 4,85KW NATURAL AIR COOLING, IM B5 (IM V1, IM V3) POWER/SIGNAL CONNECTORS CONN. CAN BE ROTATED BY 270 DEGR., RESOLVER MULTI-POLE (RESOLVER P=4) WITH DRIVE-CLIQ INTERFACE; PLAIN SHAFT, TOLERANCE N; W/O HOLDING BRAKE DEGREE OF PROTECTION IP65 IP67 D-END FLANGE; RAL7016 COATING; METALLIC RATING PLATE AT MOTOR | 3048 | TEM | 1 | MC | 21.003 | 1
1FK71015AF711UH0 | SIMOTICS S SYNCHRONOUS SERVOMOTORS 1FK7 COMPACT, 27 NM, 100 K, 3000 RPM, 4,85KW NATURAL AIR COOLING, IM B5 (IM V1, IM V3) POWER/SIGNAL CONNECTORS CONN. CAN BE ROTATED BY 270 DEGR., RESOLVER MULTI-POLE (RESOLVER P=4) WITH DRIVE-CLIQ INTERFACE; PLAIN SHAFT, TOLERANCE N; WITH HOLDING BRAKE DEGREE OF PROTECTION IP64 | 3235 | TEM | 1 | MC | 24.002 | 1
1FK71015AF711UH2 | SIMOTICS S SYNCHRONOUS SERVOMOTORS 1FK7 COMPACT, 27 NM, 100 K, 3000 RPM, 4,85KW NATURAL AIR COOLING, IM B5 (IM V1, IM V3) POWER/SIGNAL CONNECTORS CONN. CAN BE ROTATED BY 270 DEGR., RESOLVER MULTI-POLE (RESOLVER P=4) WITH DRIVE-CLIQ INTERFACE; PLAIN SHAFT, TOLERANCE N; WITH HOLDING BRAKE DEGREE OF PROTECTION IP65 FLANGE ON DRIVE END IP67 | 3337 | TEM | 1 | MC | 24.002 | 1
1FK71015AF711UH3 | SIMOTICS S SYNCHRONOUS SERVOMOTORS 1FK7 COMPACT, 27 NM, 100 K, 3000 RPM, 4,85KW NATURAL AIR COOLING, IM B5 (IM V1, IM V3) POWER/SIGNAL CONNECTORS CONN. CAN BE ROTATED BY 270 DEGR., RESOLVER MULTI-POLE (RESOLVER P=4) WITH DRIVE-CLIQ INTERFACE; PLAIN SHAFT, TOLERANCE N; WITH HOLDING BRAKE DEGREE OF PROTECTION IP64; PAINT FINISH RAL7016 | 3285 | TEM | 1 | MC | 24.002 | 1
1FK71015AF711UH5 | SIMOTICS S SYNCHRONOUS SERVOMOTORS 1FK7 COMPACT, 27 NM, 100 K, 3000 RPM, 4,85KW NATURAL AIR COOLING, IM B5 (IM V1, IM V3) POWER/SIGNAL CONNECTORS CONN. CAN BE ROTATED BY 270 DEGR., RESOLVER MULTI-POLE (RESOLVER P=4) WITH DRIVE-CLIQ INTERFACE; PLAIN SHAFT, TOLERANCE N; WITH HOLDING BRAKE DEGREE OF PROTECTION IP65 AS FLANGE IP67; PAINT FINISH RAL7016 | 3386 | TEM | 1 | MC | 24.002 | 1
1FK71015AF711UH8 | SIMOTICS S SYNCHRONOUS SERVOMOTORS 1FK7 COMPACT, 27 NM, 100 K, 3000 RPM, 4,85KW NATURAL AIR COOLING, IM B5 (IM V1, IM V3) POWER/SIGNAL CONNECTORS CONN. CAN BE ROTATED BY 270 DEGR., RESOLVER MULTI-POLE (RESOLVER P=4) WITH DRIVE-CLIQ INTERFACE; PLAIN SHAFT, TOLERANCE N; WITH HOLDING BRAKE DEGREE OF PROTECTION IP65 IP67 D-END FLANGE; RAL7016 COATING; METALLIC RATING PLATE AT MOTOR | 3495 | TEM | 1 | MC | 24.002 | 1
1FK71032AC711AA0 | SIMOTICS S SYNCHRONOUS MOTOR 1FK7-CT PN=5,2 KW; UZK=600V M0=36NM (100K); NN=2000RPM; NATURAL COOLING; FRAME SIZE IMB 5 (IM V1, IM V3) FLANGE 1, WITH KTY TEMPERATURESENSOR POWER CONNECTOR ROTATABLE INCREMENTAL ENCODER SIN/COS 1VPP;2048 S/R W. C-AND D-SPUR (ENCODER IC2048S/R) SHAFT WITH FITTED KEY, TOLERANCE N; W/O HOLDING BRAKE PROTECTION CLASS IP64; | 3421 | TEM | 1 | MC | 28.501 | 1
1FK71032AC711AA1 | SIMOTICS S SYNCHRONOUS MOTOR 1FK7-CT PN=5,2 KW; UZK=600V M0=36NM (100K); NN=2000RPM; NATURAL COOLING; FRAME SIZE IMB 5 (IM V1, IM V3) FLANGE 1, WITH KTY TEMPERATURESENSOR POWER CONNECTOR ROTATABLE INCREMENTAL ENCODER SIN/COS 1VPP;2048 S/R W. C-AND D-SPUR (ENCODER IC2048S/R) SHAFT WITH FITTED KEY, TOLERANCE N; W/O HOLDING BRAKE PROTECTION CLASS IP65, | 3515 | TEM | 1 | MC | 28.501 | 1
1FK71032AC711AA2 | SIMOTICS S SYNCHRONOUS MOTOR 1FK7-CT PN=5,2 KW; UZK=600V M0=36NM (100K); NN=2000RPM; NATURAL COOLING; FRAME SIZE IMB 5 (IM V1, IM V3) FLANGE 1, WITH KTY TEMPERATURESENSOR POWER CONNECTOR ROTATABLE INCREMENTAL ENCODER SIN/COS 1VPP;2048 S/R W. C-AND D-SPUR (ENCODER IC2048S/R) SHAFT WITH FITTED KEY, TOLERANCE N; W/O HOLDING BRAKE PROTECTION CLASS IP65, FLANGE ON DRIVE END IP67; | 3515 | TEM | 1 | MC | 28.501 | 1
1FK71032AC711AB0 | SIMOTICS S SYNCHRONOUS MOTOR 1FK7-CT PN=5,2 KW; UZK=600V M0=36NM (100K); NN=2000RPM; NATURAL COOLING; FRAME SIZE IMB 5 (IM V1, IM V3) FLANGE 1, WITH KTY TEMPERATURESENSOR POWER CONNECTOR ROTATABLE INCREMENTAL ENCODER SIN/COS 1VPP;2048 S/R W. C-AND D-SPUR (ENCODER IC2048S/R) SHAFT WITH FITTED KEY, TOLERANCE N; WITH HOLDING BRAKE PROTECTION CLASS IP64; | 3833 | TEM | 1 | MC | 28.8 | 1
1FK71032AC711AB1 | SIMOTICS S SYNCHRONOUS MOTOR 1FK7-CT PN=5,2 KW; UZK=600V M0=36NM (100K); NN=2000RPM; NATURAL COOLING; FRAME SIZE IMB 5 (IM V1, IM V3) FLANGE 1, WITH KTY TEMPERATURESENSOR POWER CONNECTOR ROTATABLE INCREMENTAL ENCODER SIN/COS 1VPP;2048 S/R W. C-AND D-SPUR (ENCODER IC2048S/R) SHAFT WITH FITTED KEY, TOLERANCE N; WITH HOLDING BRAKE PROTECTION CLASS IP65, | 3926 | TEM | 1 | MC | 28.8 | 1
1FK71032AC711AB2 | SIMOTICS S SYNCHRONOUS MOTOR 1FK7-CT PN=5,2 KW; UZK=600V M0=36NM (100K); NN=2000RPM; NATURAL COOLING; FRAME SIZE IMB 5 (IM V1, IM V3) FLANGE 1, WITH KTY TEMPERATURESENSOR POWER CONNECTOR ROTATABLE INCREMENTAL ENCODER SIN/COS 1VPP;2048 S/R W. C-AND D-SPUR (ENCODER IC2048S/R) SHAFT WITH FITTED KEY, TOLERANCE N; WITH HOLDING BRAKE PROTECTION CLASS IP65, FLANGE ON DRIVE END IP67; | 3926 | TEM | 1 | MC | 28.8 | 1
1FK71032AC711AG0 | SIMOTICS S SYNCHRONOUS MOTOR 1FK7-CT PN=5,2 KW; UZK=600V M0=36NM (100K); NN=2000RPM; NATURAL COOLING; FRAME SIZE IMB 5 (IM V1, IM V3) FLANGE 1, WITH KTY TEMPERATURESENSOR POWER CONNECTOR ROTATABLE INCREMENTAL ENCODER SIN/COS 1VPP;2048 S/R W. C-AND D-SPUR (ENCODER IC2048S/R) PLAIN SHAFT, TOLERANCE N; W/O HOLDING BRAKE PROTECTION CLASS IP64; | 3335 | TEM | 1 | MC | 28.501 | 1
1FK71032AC711AG1 | SIMOTICS S SYNCHRONOUS MOTOR 1FK7-CT PN=5,2 KW; UZK=600V M0=36NM (100K); NN=2000RPM; NATURAL COOLING; FRAME SIZE IMB 5 (IM V1, IM V3) FLANGE 1, WITH KTY TEMPERATURESENSOR POWER CONNECTOR ROTATABLE INCREMENTAL ENCODER SIN/COS 1VPP;2048 S/R W. C-AND D-SPUR (ENCODER IC2048S/R) PLAIN SHAFT, TOLERANCE N; W/O HOLDING BRAKE PROTECTION CLASS IP65, | 3429 | TEM | 1 | MC | 28.501 | 1
1FK71032AC711AG2 | SIMOTICS S SYNCHRONOUS MOTOR 1FK7-CT PN=5,2 KW; UZK=600V M0=36NM (100K); NN=2000RPM; NATURAL COOLING; FRAME SIZE IMB 5 (IM V1, IM V3) FLANGE 1, WITH KTY TEMPERATURESENSOR POWER CONNECTOR ROTATABLE INCREMENTAL ENCODER SIN/COS 1VPP;2048 S/R W. C-AND D-SPUR (ENCODER IC2048S/R) PLAIN SHAFT, TOLERANCE N; W/O HOLDING BRAKE PROTECTION CLASS IP65, FLANGE ON DRIVE END IP67; | 3429 | TEM | 1 | MC | 28.501 | 1
1FK71032AC711AH0 | SIMOTICS S SYNCHRONOUS MOTOR 1FK7-CT PN=5,2 KW; UZK=600V M0=36NM (100K); NN=2000RPM; NATURAL COOLING; FRAME SIZE IMB 5 (IM V1, IM V3) FLANGE 1, WITH KTY TEMPERATURESENSOR POWER CONNECTOR ROTATABLE INCREMENTAL ENCODER SIN/COS 1VPP;2048 S/R W. C-AND D-SPUR (ENCODER IC2048S/R) PLAIN SHAFT, TOLERANCE N; WITH HOLDING BRAKE PROTECTION CLASS IP64; | 3746 | TEM | 1 | MC | 28.8 | 1
1FK71032AC711AH1 | SIMOTICS S SYNCHRONOUS MOTOR 1FK7-CT PN=5,2 KW; UZK=600V M0=36NM (100K); NN=2000RPM; NATURAL COOLING; FRAME SIZE IMB 5 (IM V1, IM V3) FLANGE 1, WITH KTY TEMPERATURESENSOR POWER CONNECTOR ROTATABLE INCREMENTAL ENCODER SIN/COS 1VPP;2048 S/R W. C-AND D-SPUR (ENCODER IC2048S/R) PLAIN SHAFT, TOLERANCE N; WITH HOLDING BRAKE PROTECTION CLASS IP65, | 3840 | TEM | 1 | MC | 28.8 | 1
1FK71032AC711AH2 | SIMOTICS S SYNCHRONOUS MOTOR 1FK7-CT PN=5,2 KW; UZK=600V M0=36NM (100K); NN=2000RPM; NATURAL COOLING; FRAME SIZE IMB 5 (IM V1, IM V3) FLANGE 1, WITH KTY TEMPERATURESENSOR POWER CONNECTOR ROTATABLE INCREMENTAL ENCODER SIN/COS 1VPP;2048 S/R W. C-AND D-SPUR (ENCODER IC2048S/R) PLAIN SHAFT, TOLERANCE N; WITH HOLDING BRAKE PROTECTION CLASS IP65, FLANGE ON DRIVE END IP67; | 3840 | TEM | 1 | MC | 28.8 | 1
1FK71032AC711BA0 | SIMOTICS S SYNCHRONOUS MOTOR 1FK7-CT PN=5,2 KW; UZK=600V M0=36NM (100K); NN=2000RPM; NATURAL COOLING; FRAME SIZE IMB 5 (IM V1, IM V3) FLANGE 1 POWER CONNECTOR ROTATABLE ABSOLUTE ENCODER SINGLETURN 24 BIT WITH DRIVE CLIQ INTERFACE (ENCODER AS24DQI) SHAFT WITH FITTED KEY, TOLERANCE N; W/O HOLDING BRAKE PROTECTION CLASS IP64; | 3662 | TEM | 1 | MC | 28.501 | 1
1FK71032AC711BA1 | SIMOTICS S SYNCHRONOUS MOTOR 1FK7-CT PN=5,2 KW; UZK=600V M0=36NM (100K); NN=2000RPM; NATURAL COOLING; FRAME SIZE IMB 5 (IM V1, IM V3) FLANGE 1 POWER CONNECTOR ROTATABLE ABSOLUTE ENCODER SINGLETURN 24 BIT WITH DRIVE CLIQ INTERFACE (ENCODER AS24DQI) SHAFT WITH FITTED KEY, TOLERANCE N; W/O HOLDING BRAKE PROTECTION CLASS IP65, | 3756 | TEM | 1 | MC | 28.501 | 1
1FK71032AC711BA2 | SIMOTICS S SYNCHRONOUS MOTOR 1FK7-CT PN=5,2 KW; UZK=600V M0=36NM (100K); NN=2000RPM; NATURAL COOLING; FRAME SIZE IMB 5 (IM V1, IM V3) FLANGE 1 POWER CONNECTOR ROTATABLE ABSOLUTE ENCODER SINGLETURN 24 BIT WITH DRIVE CLIQ INTERFACE (ENCODER AS24DQI) SHAFT WITH FITTED KEY, TOLERANCE N; W/O HOLDING BRAKE PROTECTION CLASS IP65, FLANGE ON DRIVE END IP67; | 3756 | TEM | 1 | MC | 28.501 | 1
1FK71032AC711BB0 | SIMOTICS S SYNCHRONOUS MOTOR 1FK7-CT PN=5,2 KW; UZK=600V M0=36NM (100K); NN=2000RPM; NATURAL COOLING; FRAME SIZE IMB 5 (IM V1, IM V3) FLANGE 1 POWER CONNECTOR ROTATABLE ABSOLUTE ENCODER SINGLETURN 24 BIT WITH DRIVE CLIQ INTERFACE (ENCODER AS24DQI) SHAFT WITH FITTED KEY, TOLERANCE N; WITH HOLDING BRAKE PROTECTION CLASS IP64; | 4074 | TEM | 1 | MC | 28.8 | 1
1FK71032AC711BB1 | SIMOTICS S SYNCHRONOUS MOTOR 1FK7-CT PN=5,2 KW; UZK=600V M0=36NM (100K); NN=2000RPM; NATURAL COOLING; FRAME SIZE IMB 5 (IM V1, IM V3) FLANGE 1 POWER CONNECTOR ROTATABLE ABSOLUTE ENCODER SINGLETURN 24 BIT WITH DRIVE CLIQ INTERFACE (ENCODER AS24DQI) SHAFT WITH FITTED KEY, TOLERANCE N; WITH HOLDING BRAKE PROTECTION CLASS IP65, | 4167 | TEM | 1 | MC | 28.8 | 1
1FK71032AC711BB2 | SIMOTICS S SYNCHRONOUS MOTOR 1FK7-CT PN=5,2 KW; UZK=600V M0=36NM (100K); NN=2000RPM; NATURAL COOLING; FRAME SIZE IMB 5 (IM V1, IM V3) FLANGE 1 POWER CONNECTOR ROTATABLE ABSOLUTE ENCODER SINGLETURN 24 BIT WITH DRIVE CLIQ INTERFACE (ENCODER AS24DQI) SHAFT WITH FITTED KEY, TOLERANCE N; WITH HOLDING BRAKE PROTECTION CLASS IP65, FLANGE ON DRIVE END IP67; | 4167 | TEM | 1 | MC | 28.8 | 1
1FK71032AC711BG0 | SIMOTICS S SYNCHRONOUS MOTOR 1FK7-CT PN=5,2 KW; UZK=600V M0=36NM (100K); NN=2000RPM; NATURAL COOLING; FRAME SIZE IMB 5 (IM V1, IM V3) FLANGE 1 POWER CONNECTOR ROTATABLE ABSOLUTE ENCODER SINGLETURN 24 BIT WITH DRIVE CLIQ INTERFACE (ENCODER AS24DQI) PLAIN SHAFT, TOLERANCE N; W/O HOLDING BRAKE PROTECTION CLASS IP64; | 3576 | TEM | 1 | MC | 28.501 | 1
1FK71032AC711BG1 | SIMOTICS S SYNCHRONOUS MOTOR 1FK7-CT PN=5,2 KW; UZK=600V M0=36NM (100K); NN=2000RPM; NATURAL COOLING; FRAME SIZE IMB 5 (IM V1, IM V3) FLANGE 1 POWER CONNECTOR ROTATABLE ABSOLUTE ENCODER SINGLETURN 24 BIT WITH DRIVE CLIQ INTERFACE (ENCODER AS24DQI) PLAIN SHAFT, TOLERANCE N; W/O HOLDING BRAKE PROTECTION CLASS IP65, | 3670 | TEM | 1 | MC | 28.501 | 1
1FK71032AC711BG2 | SIMOTICS S SYNCHRONOUS MOTOR 1FK7-CT PN=5,2 KW; UZK=600V M0=36NM (100K); NN=2000RPM; NATURAL COOLING; FRAME SIZE IMB 5 (IM V1, IM V3) FLANGE 1 POWER CONNECTOR ROTATABLE ABSOLUTE ENCODER SINGLETURN 24 BIT WITH DRIVE CLIQ INTERFACE (ENCODER AS24DQI) PLAIN SHAFT, TOLERANCE N; W/O HOLDING BRAKE PROTECTION CLASS IP65, FLANGE ON DRIVE END IP67; | 3670 | TEM | 1 | MC | 28.501 | 1
1FK71032AC711BH0 | SIMOTICS S SYNCHRONOUS MOTOR 1FK7-CT PN=5,2 KW; UZK=600V M0=36NM (100K); NN=2000RPM; NATURAL COOLING; FRAME SIZE IMB 5 (IM V1, IM V3) FLANGE 1 POWER CONNECTOR ROTATABLE ABSOLUTE ENCODER SINGLETURN 24 BIT WITH DRIVE CLIQ INTERFACE (ENCODER AS24DQI) PLAIN SHAFT, TOLERANCE N; WITH HOLDING BRAKE PROTECTION CLASS IP64; | 3987 | TEM | 1 | MC | 28.8 | 1
1FK71032AC711BH1 | SIMOTICS S SYNCHRONOUS MOTOR 1FK7-CT PN=5,2 KW; UZK=600V M0=36NM (100K); NN=2000RPM; NATURAL COOLING; FRAME SIZE IMB 5 (IM V1, IM V3) FLANGE 1 POWER CONNECTOR ROTATABLE ABSOLUTE ENCODER SINGLETURN 24 BIT WITH DRIVE CLIQ INTERFACE (ENCODER AS24DQI) PLAIN SHAFT, TOLERANCE N; WITH HOLDING BRAKE PROTECTION CLASS IP65, | 4081 | TEM | 1 | MC | 28.8 | 1
1FK71032AC711BH2 | SIMOTICS S SYNCHRONOUS MOTOR 1FK7-CT PN=5,2 KW; UZK=600V M0=36NM (100K); NN=2000RPM; NATURAL COOLING; FRAME SIZE IMB 5 (IM V1, IM V3) FLANGE 1 POWER CONNECTOR ROTATABLE ABSOLUTE ENCODER SINGLETURN 24 BIT WITH DRIVE CLIQ INTERFACE (ENCODER AS24DQI) PLAIN SHAFT, TOLERANCE N; WITH HOLDING BRAKE PROTECTION CLASS IP65, FLANGE ON DRIVE END IP67; | 4081 | TEM | 1 | MC | 28.8 | 1
1FK71032AC711CA0 | SIMOTICS S SYNCHRONOUS MOTOR 1FK7-CT PN=5,2 KW; UZK=600V M0=36NM (100K); NN=2000RPM; NATURAL COOLING; FRAME SIZE IMB 5 (IM V1, IM V3) FLANGE 1 POWER CONNECTOR ROTATABLE ABSOLUTE ENCODER 24 BIT + 12 BIT MULTITURN WITH DRIVE-CLIQ INTERFACE (ENCODER AM24DQI) SHAFT WITH FITTED KEY, TOLERANCE N; W/O HOLDING BRAKE PROTECTION CLASS IP64; | 4032 | TEM | 1 | MC | 28.501 | 1
1FK71032AC711CA1 | SIMOTICS S SYNCHRONOUS MOTOR 1FK7-CT PN=5,2 KW; UZK=600V M0=36NM (100K); NN=2000RPM; NATURAL COOLING; FRAME SIZE IMB 5 (IM V1, IM V3) FLANGE 1 POWER CONNECTOR ROTATABLE ABSOLUTE ENCODER 24 BIT + 12 BIT MULTITURN WITH DRIVE-CLIQ INTERFACE (ENCODER AM24DQI) SHAFT WITH FITTED KEY, TOLERANCE N; W/O HOLDING BRAKE PROTECTION CLASS IP65, | 4125 | TEM | 1 | MC | 28.501 | 1
1FK71032AC711CA2 | SIMOTICS S SYNCHRONOUS MOTOR 1FK7-CT PN=5,2 KW; UZK=600V M0=36NM (100K); NN=2000RPM; NATURAL COOLING; FRAME SIZE IMB 5 (IM V1, IM V3) FLANGE 1 POWER CONNECTOR ROTATABLE ABSOLUTE ENCODER 24 BIT + 12 BIT MULTITURN WITH DRIVE-CLIQ INTERFACE (ENCODER AM24DQI) SHAFT WITH FITTED KEY, TOLERANCE N; W/O HOLDING BRAKE PROTECTION CLASS IP65, FLANGE ON DRIVE END IP67; | 4125 | TEM | 1 | MC | 28.501 | 1
1FK71032AC711CB0 | SIMOTICS S SYNCHRONOUS MOTOR 1FK7-CT PN=5,2 KW; UZK=600V M0=36NM (100K); NN=2000RPM; NATURAL COOLING; FRAME SIZE IMB 5 (IM V1, IM V3) FLANGE 1 POWER CONNECTOR ROTATABLE ABSOLUTE ENCODER 24 BIT + 12 BIT MULTITURN WITH DRIVE-CLIQ INTERFACE (ENCODER AM24DQI) SHAFT WITH FITTED KEY, TOLERANCE N; WITH HOLDING BRAKE PROTECTION CLASS IP64; | 4443 | TEM | 1 | MC | 28.8 | 1
1FK71032AC711CB1 | SIMOTICS S SYNCHRONOUS MOTOR 1FK7-CT PN=5,2 KW; UZK=600V M0=36NM (100K); NN=2000RPM; NATURAL COOLING; FRAME SIZE IMB 5 (IM V1, IM V3) FLANGE 1 POWER CONNECTOR ROTATABLE ABSOLUTE ENCODER 24 BIT + 12 BIT MULTITURN WITH DRIVE-CLIQ INTERFACE (ENCODER AM24DQI) SHAFT WITH FITTED KEY, TOLERANCE N; WITH HOLDING BRAKE PROTECTION CLASS IP65, | 4536 | TEM | 1 | MC | 28.8 | 1
1FK71032AC711CB2 | SIMOTICS S SYNCHRONOUS MOTOR 1FK7-CT PN=5,2 KW; UZK=600V M0=36NM (100K); NN=2000RPM; NATURAL COOLING; FRAME SIZE IMB 5 (IM V1, IM V3) FLANGE 1 POWER CONNECTOR ROTATABLE ABSOLUTE ENCODER 24 BIT + 12 BIT MULTITURN WITH DRIVE-CLIQ INTERFACE (ENCODER AM24DQI) SHAFT WITH FITTED KEY, TOLERANCE N; WITH HOLDING BRAKE PROTECTION CLASS IP65, FLANGE ON DRIVE END IP67; | 4536 | TEM | 1 | MC | 28.8 | 1
1FK71032AC711CG0 | SIMOTICS S SYNCHRONOUS MOTOR 1FK7-CT PN=5,2 KW; UZK=600V M0=36NM (100K); NN=2000RPM; NATURAL COOLING; FRAME SIZE IMB 5 (IM V1, IM V3) FLANGE 1 POWER CONNECTOR ROTATABLE ABSOLUTE ENCODER 24 BIT + 12 BIT MULTITURN WITH DRIVE-CLIQ INTERFACE (ENCODER AM24DQI) PLAIN SHAFT, TOLERANCE N; W/O HOLDING BRAKE PROTECTION CLASS IP64; | 3945 | TEM | 1 | MC | 28.501 | 1
1FK71032AC711CG1 | SIMOTICS S SYNCHRONOUS MOTOR 1FK7-CT PN=5,2 KW; UZK=600V M0=36NM (100K); NN=2000RPM; NATURAL COOLING; FRAME SIZE IMB 5 (IM V1, IM V3) FLANGE 1 POWER CONNECTOR ROTATABLE ABSOLUTE ENCODER 24 BIT + 12 BIT MULTITURN WITH DRIVE-CLIQ INTERFACE (ENCODER AM24DQI) PLAIN SHAFT, TOLERANCE N; W/O HOLDING BRAKE PROTECTION CLASS IP65, | 4039 | TEM | 1 | MC | 28.501 | 1
1FK71032AC711CG2 | SIMOTICS S SYNCHRONOUS MOTOR 1FK7-CT PN=5,2 KW; UZK=600V M0=36NM (100K); NN=2000RPM; NATURAL COOLING; FRAME SIZE IMB 5 (IM V1, IM V3) FLANGE 1 POWER CONNECTOR ROTATABLE ABSOLUTE ENCODER 24 BIT + 12 BIT MULTITURN WITH DRIVE-CLIQ INTERFACE (ENCODER AM24DQI) PLAIN SHAFT, TOLERANCE N; W/O HOLDING BRAKE PROTECTION CLASS IP65, FLANGE ON DRIVE END IP67; | 4039 | TEM | 1 | MC | 28.501 | 1
1FK71032AC711CH0 | SIMOTICS S SYNCHRONOUS MOTOR 1FK7-CT PN=5,2 KW; UZK=600V M0=36NM (100K); NN=2000RPM; NATURAL COOLING; FRAME SIZE IMB 5 (IM V1, IM V3) FLANGE 1 POWER CONNECTOR ROTATABLE ABSOLUTE ENCODER 24 BIT + 12 BIT MULTITURN WITH DRIVE-CLIQ INTERFACE (ENCODER AM24DQI) PLAIN SHAFT, TOLERANCE N; WITH HOLDING BRAKE PROTECTION CLASS IP64; | 4357 | TEM | 1 | MC | 28.8 | 1
1FK71032AC711CH1 | SIMOTICS S SYNCHRONOUS MOTOR 1FK7-CT PN=5,2 KW; UZK=600V M0=36NM (100K); NN=2000RPM; NATURAL COOLING; FRAME SIZE IMB 5 (IM V1, IM V3) FLANGE 1 POWER CONNECTOR ROTATABLE ABSOLUTE ENCODER 24 BIT + 12 BIT MULTITURN WITH DRIVE-CLIQ INTERFACE (ENCODER AM24DQI) PLAIN SHAFT, TOLERANCE N; WITH HOLDING BRAKE PROTECTION CLASS IP65, | 4450 | TEM | 1 | MC | 28.8 | 1
1FK71032AC711CH2 | SIMOTICS S SYNCHRONOUS MOTOR 1FK7-CT PN=5,2 KW; UZK=600V M0=36NM (100K); NN=2000RPM; NATURAL COOLING; FRAME SIZE IMB 5 (IM V1, IM V3) FLANGE 1 POWER CONNECTOR ROTATABLE ABSOLUTE ENCODER 24 BIT + 12 BIT MULTITURN WITH DRIVE-CLIQ INTERFACE (ENCODER AM24DQI) PLAIN SHAFT, TOLERANCE N; WITH HOLDING BRAKE PROTECTION CLASS IP65, FLANGE ON DRIVE END IP67; | 4450 | TEM | 1 | MC | 28.8 | 1
1FK71032AC711DA0 | SIMOTICS S SYNCHRONOUS MOTOR 1FK7-CT PN=5,2 KW; UZK=600V M0=36NM (100K); NN=2000RPM; NATURAL COOLING; FRAME SIZE IMB 5 (IM V1, IM V3) FLANGE 1 POWER CONNECTOR ROTATABLE INCREMENTAL ENCODER 22 BIT WITH DRIVE-CLIQ INTERFACE (ENCODER IC22DQ) SHAFT WITH FITTED KEY, TOLERANCE N; W/O HOLDING BRAKE PROTECTION CLASS IP64; | 3742 | TEM | 1 | MC | 28.502 | 1
1FK71032AC711DA1 | SIMOTICS S SYNCHRONOUS MOTOR 1FK7-CT PN=5,2 KW; UZK=600V M0=36NM (100K); NN=2000RPM; NATURAL COOLING; FRAME SIZE IMB 5 (IM V1, IM V3) FLANGE 1 POWER CONNECTOR ROTATABLE INCREMENTAL ENCODER 22 BIT WITH DRIVE-CLIQ INTERFACE (ENCODER IC22DQ) SHAFT WITH FITTED KEY, TOLERANCE N; W/O HOLDING BRAKE PROTECTION CLASS IP65, | 3836 | TEM | 1 | MC | 28.502 | 1
1FK71032AC711DB0 | SIMOTICS S SYNCHRONOUS MOTOR 1FK7-CT PN=5,2 KW; UZK=600V M0=36NM (100K); NN=2000RPM; NATURAL COOLING; FRAME SIZE IMB 5 (IM V1, IM V3) FLANGE 1 POWER CONNECTOR ROTATABLE INCREMENTAL ENCODER 22 BIT WITH DRIVE-CLIQ INTERFACE (ENCODER IC22DQ) SHAFT WITH FITTED KEY, TOLERANCE N; WITH HOLDING BRAKE PROTECTION CLASS IP64; | 4154 | TEM | 1 | MC | 28.801 | 1
1FK71032AC711DB1 | SIMOTICS S SYNCHRONOUS MOTOR 1FK7-CT PN=5,2 KW; UZK=600V M0=36NM (100K); NN=2000RPM; NATURAL COOLING; FRAME SIZE IMB 5 (IM V1, IM V3) FLANGE 1 POWER CONNECTOR ROTATABLE INCREMENTAL ENCODER 22 BIT WITH DRIVE-CLIQ INTERFACE (ENCODER IC22DQ) SHAFT WITH FITTED KEY, TOLERANCE N; WITH HOLDING BRAKE PROTECTION CLASS IP65, | 4247 | TEM | 1 | MC | 28.801 | 1
1FK71032AC711DG0 | SIMOTICS S SYNCHRONOUS MOTOR 1FK7-CT PN=5,2 KW; UZK=600V M0=36NM (100K); NN=2000RPM; NATURAL COOLING; FRAME SIZE IMB 5 (IM V1, IM V3) FLANGE 1 POWER CONNECTOR ROTATABLE INCREMENTAL ENCODER 22 BIT WITH DRIVE-CLIQ INTERFACE (ENCODER IC22DQ) PLAIN SHAFT, TOLERANCE N; W/O HOLDING BRAKE PROTECTION CLASS IP64; | 3656 | TEM | 1 | MC | 28.502 | 1
1FK71032AC711DG1 | SIMOTICS S SYNCHRONOUS MOTOR 1FK7-CT PN=5,2 KW; UZK=600V M0=36NM (100K); NN=2000RPM; NATURAL COOLING; FRAME SIZE IMB 5 (IM V1, IM V3) FLANGE 1 POWER CONNECTOR ROTATABLE INCREMENTAL ENCODER 22 BIT WITH DRIVE-CLIQ INTERFACE (ENCODER IC22DQ) PLAIN SHAFT, TOLERANCE N; W/O HOLDING BRAKE PROTECTION CLASS IP65, | 3750 | TEM | 1 | MC | 28.502 | 1
1FK71032AC711DH0 | SIMOTICS S SYNCHRONOUS MOTOR 1FK7-CT PN=5,2 KW; UZK=600V M0=36NM (100K); NN=2000RPM; NATURAL COOLING; FRAME SIZE IMB 5 (IM V1, IM V3) FLANGE 1 POWER CONNECTOR ROTATABLE INCREMENTAL ENCODER 22 BIT WITH DRIVE-CLIQ INTERFACE (ENCODER IC22DQ) PLAIN SHAFT, TOLERANCE N; WITH HOLDING BRAKE PROTECTION CLASS IP64; | 4068 | TEM | 1 | MC | 28.801 | 1
1FK71032AC711EA0 | SIMOTICS S SYNCHRONOUS MOTOR 1FK7-CT PN=5,2 KW; UZK=600V M0=36NM (100K); NN=2000RPM; NATURAL COOLING; FRAME SIZE IMB 5 (IM V1, IM V3) FLANGE 1, WITH KTY TEMPERATURESENSOR POWER CONNECTOR ROTATABLE ABSOLUTE ENCODERR 2048 S/R + 4096 UMDREHUNGEN MULTITURN, WITH ENDAT-SCHNITTSTELLE (ENCODER AM2048S/R) SHAFT WITH FITTED KEY, TOLERANCE N; W/O HOLDING BRAKE PROTECTION CLASS IP64; | 3793 | TEM | 1 | MC | 28.501 | 1
1FK71032AC711EA1 | SIMOTICS S SYNCHRONOUS MOTOR 1FK7-CT PN=5,2 KW; UZK=600V M0=36NM (100K); NN=2000RPM; NATURAL COOLING; FRAME SIZE IMB 5 (IM V1, IM V3) FLANGE 1, WITH KTY TEMPERATURESENSOR POWER CONNECTOR ROTATABLE ABSOLUTE ENCODERR 2048 S/R + 4096 UMDREHUNGEN MULTITURN, WITH ENDAT-SCHNITTSTELLE (ENCODER AM2048S/R) SHAFT WITH FITTED KEY, TOLERANCE N; W/O HOLDING BRAKE PROTECTION CLASS IP65, | 3886 | TEM | 1 | MC | 28.501 | 1
1FK71032AC711EA2 | SIMOTICS S SYNCHRONOUS MOTOR 1FK7-CT PN=5,2 KW; UZK=600V M0=36NM (100K); NN=2000RPM; NATURAL COOLING; FRAME SIZE IMB 5 (IM V1, IM V3) FLANGE 1, WITH KTY TEMPERATURESENSOR POWER CONNECTOR ROTATABLE ABSOLUTE ENCODERR 2048 S/R + 4096 UMDREHUNGEN MULTITURN, WITH ENDAT-SCHNITTSTELLE (ENCODER AM2048S/R) SHAFT WITH FITTED KEY, TOLERANCE N; W/O HOLDING BRAKE PROTECTION CLASS IP65, FLANGE ON DRIVE END IP67; | 3886 | TEM | 1 | MC | 28.501 | 1
1FK71032AC711EB0 | SIMOTICS S SYNCHRONOUS MOTOR 1FK7-CT PN=5,2 KW; UZK=600V M0=36NM (100K); NN=2000RPM; NATURAL COOLING; FRAME SIZE IMB 5 (IM V1, IM V3) FLANGE 1, WITH KTY TEMPERATURESENSOR POWER CONNECTOR ROTATABLE ABSOLUTE ENCODERR 2048 S/R + 4096 UMDREHUNGEN MULTITURN, WITH ENDAT-SCHNITTSTELLE (ENCODER AM2048S/R) SHAFT WITH FITTED KEY, TOLERANCE N; WITH HOLDING BRAKE PROTECTION CLASS IP64; | 4204 | TEM | 1 | MC | 28.8 | 1
1FK71032AC711EB1 | SIMOTICS S SYNCHRONOUS MOTOR 1FK7-CT PN=5,2 KW; UZK=600V M0=36NM (100K); NN=2000RPM; NATURAL COOLING; FRAME SIZE IMB 5 (IM V1, IM V3) FLANGE 1, WITH KTY TEMPERATURESENSOR POWER CONNECTOR ROTATABLE ABSOLUTE ENCODERR 2048 S/R + 4096 UMDREHUNGEN MULTITURN, WITH ENDAT-SCHNITTSTELLE (ENCODER AM2048S/R) SHAFT WITH FITTED KEY, TOLERANCE N; WITH HOLDING BRAKE PROTECTION CLASS IP65, | 4298 | TEM | 1 | MC | 28.8 | 1
1FK71032AC711EB2 | SIMOTICS S SYNCHRONOUS MOTOR 1FK7-CT PN=5,2 KW; UZK=600V M0=36NM (100K); NN=2000RPM; NATURAL COOLING; FRAME SIZE IMB 5 (IM V1, IM V3) FLANGE 1, WITH KTY TEMPERATURESENSOR POWER CONNECTOR ROTATABLE ABSOLUTE ENCODERR 2048 S/R + 4096 UMDREHUNGEN MULTITURN, WITH ENDAT-SCHNITTSTELLE (ENCODER AM2048S/R) SHAFT WITH FITTED KEY, TOLERANCE N; WITH HOLDING BRAKE PROTECTION CLASS IP65, FLANGE ON DRIVE END IP67; | 4298 | TEM | 1 | MC | 28.8 | 1
1FK71032AC711EG0 | SIMOTICS S SYNCHRONOUS MOTOR 1FK7-CT PN=5,2 KW; UZK=600V M0=36NM (100K); NN=2000RPM; NATURAL COOLING; FRAME SIZE IMB 5 (IM V1, IM V3) FLANGE 1, WITH KTY TEMPERATURESENSOR POWER CONNECTOR ROTATABLE ABSOLUTE ENCODERR 2048 S/R + 4096 UMDREHUNGEN MULTITURN, WITH ENDAT-SCHNITTSTELLE (ENCODER AM2048S/R) PLAIN SHAFT, TOLERANCE N; W/O HOLDING BRAKE PROTECTION CLASS IP64; | 3707 | TEM | 1 | MC | 28.501 | 1
1FK71032AC711EG1 | SIMOTICS S SYNCHRONOUS MOTOR 1FK7-CT PN=5,2 KW; UZK=600V M0=36NM (100K); NN=2000RPM; NATURAL COOLING; FRAME SIZE IMB 5 (IM V1, IM V3) FLANGE 1, WITH KTY TEMPERATURESENSOR POWER CONNECTOR ROTATABLE ABSOLUTE ENCODERR 2048 S/R + 4096 UMDREHUNGEN MULTITURN, WITH ENDAT-SCHNITTSTELLE (ENCODER AM2048S/R) PLAIN SHAFT, TOLERANCE N; W/O HOLDING BRAKE PROTECTION CLASS IP65, | 3800 | TEM | 1 | MC | 28.501 | 1
1FK71032AC711EG2 | SIMOTICS S SYNCHRONOUS MOTOR 1FK7-CT PN=5,2 KW; UZK=600V M0=36NM (100K); NN=2000RPM; NATURAL COOLING; FRAME SIZE IMB 5 (IM V1, IM V3) FLANGE 1, WITH KTY TEMPERATURESENSOR POWER CONNECTOR ROTATABLE ABSOLUTE ENCODERR 2048 S/R + 4096 UMDREHUNGEN MULTITURN, WITH ENDAT-SCHNITTSTELLE (ENCODER AM2048S/R) PLAIN SHAFT, TOLERANCE N; W/O HOLDING BRAKE PROTECTION CLASS IP65, FLANGE ON DRIVE END IP67; | 3800 | TEM | 1 | MC | 28.501 | 1
1FK71032AC711EH0 | SIMOTICS S SYNCHRONOUS MOTOR 1FK7-CT PN=5,2 KW; UZK=600V M0=36NM (100K); NN=2000RPM; NATURAL COOLING; FRAME SIZE IMB 5 (IM V1, IM V3) FLANGE 1, WITH KTY TEMPERATURESENSOR POWER CONNECTOR ROTATABLE ABSOLUTE ENCODERR 2048 S/R + 4096 UMDREHUNGEN MULTITURN, WITH ENDAT-SCHNITTSTELLE (ENCODER AM2048S/R) PLAIN SHAFT, TOLERANCE N; WITH HOLDING BRAKE PROTECTION CLASS IP64; | 4118 | TEM | 1 | MC | 28.8 | 1
1FK71032AC711EH1 | SIMOTICS S SYNCHRONOUS MOTOR 1FK7-CT PN=5,2 KW; UZK=600V M0=36NM (100K); NN=2000RPM; NATURAL COOLING; FRAME SIZE IMB 5 (IM V1, IM V3) FLANGE 1, WITH KTY TEMPERATURESENSOR POWER CONNECTOR ROTATABLE ABSOLUTE ENCODERR 2048 S/R + 4096 UMDREHUNGEN MULTITURN, WITH ENDAT-SCHNITTSTELLE (ENCODER AM2048S/R) PLAIN SHAFT, TOLERANCE N; WITH HOLDING BRAKE PROTECTION CLASS IP65, | 4211 | TEM | 1 | MC | 28.8 | 1
1FK71032AC711EH2 | SIMOTICS S SYNCHRONOUS MOTOR 1FK7-CT PN=5,2 KW; UZK=600V M0=36NM (100K); NN=2000RPM; NATURAL COOLING; FRAME SIZE IMB 5 (IM V1, IM V3) FLANGE 1, WITH KTY TEMPERATURESENSOR POWER CONNECTOR ROTATABLE ABSOLUTE ENCODERR 2048 S/R + 4096 UMDREHUNGEN MULTITURN, WITH ENDAT-SCHNITTSTELLE (ENCODER AM2048S/R) PLAIN SHAFT, TOLERANCE N; WITH HOLDING BRAKE PROTECTION CLASS IP65, FLANGE ON DRIVE END IP67; | 4211 | TEM | 1 | MC | 28.8 | 1
1FK71032AC711FH0 | SIMOTICS S SYNCHRONOUS MOTOR 1FK7-CT PN=5,2 KW; UZK=600V M0=36NM (100K); NN=2000RPM; NATURAL COOLING; FRAME SIZE IMB 5 (IM V1, IM V3) FLANGE 1 POWER CONNECTOR ROTATABLE ABSOLUTE ENCODER 22BIT + 12 BIT MULTITURN, WITH DRIVE-CLIQ INTERFACE (ENCODER AM22DQ) PLAIN SHAFT, TOLERANCE N; WITH HOLDING BRAKE PROTECTION CLASS IP64; | 4437 | TEM | 1 | MC | 28.8 | 1
1FK71032AC711KA0 | SIMOTICS S SYNCHRONOUS MOTOR 1FK7-CT PN=5,2 KW; UZK=600V M0=36NM (100K); NN=2000RPM; NATURAL COOLING; FRAME SIZE IMB 5 (IM V1, IM V3) FLANGE 1 POWER CONNECTOR ROTATABLE ABSOLUTE ENCODER 16BIT + 12BIT MULTITURN, WITH DRIVE-CLIQ INTERFACE (ENCODER AM16DQ) SHAFT WITH FITTED KEY, TOLERANCE N; W/O HOLDING BRAKE PROTECTION CLASS IP64; | 3594 | TEM | 1 | MC | 28.501 | 1
1FK71032AC711KA1 | SIMOTICS S SYNCHRONOUS MOTOR 1FK7-CT PN=5,2 KW; UZK=600V M0=36NM (100K); NN=2000RPM; NATURAL COOLING; FRAME SIZE IMB 5 (IM V1, IM V3) FLANGE 1 POWER CONNECTOR ROTATABLE ABSOLUTE ENCODER 16BIT + 12BIT MULTITURN, WITH DRIVE-CLIQ INTERFACE (ENCODER AM16DQ) SHAFT WITH FITTED KEY, TOLERANCE N; W/O HOLDING BRAKE PROTECTION CLASS IP65, | 3688 | TEM | 1 | MC | 28.501 | 1
1FK71032AC711KA2 | SIMOTICS S SYNCHRONOUS MOTOR 1FK7-CT PN=5,2 KW; UZK=600V M0=36NM (100K); NN=2000RPM; NATURAL COOLING; FRAME SIZE IMB 5 (IM V1, IM V3) FLANGE 1 POWER CONNECTOR ROTATABLE ABSOLUTE ENCODER 16BIT + 12BIT MULTITURN, WITH DRIVE-CLIQ INTERFACE (ENCODER AM16DQ) SHAFT WITH FITTED KEY, TOLERANCE N; W/O HOLDING BRAKE PROTECTION CLASS IP65, FLANGE ON DRIVE END IP67; | 3688 | TEM | 1 | MC | 28.501 | 1
1FK71032AC711KB0 | SIMOTICS S SYNCHRONOUS MOTOR 1FK7-CT PN=5,2 KW; UZK=600V M0=36NM (100K); NN=2000RPM; NATURAL COOLING; FRAME SIZE IMB 5 (IM V1, IM V3) FLANGE 1 POWER CONNECTOR ROTATABLE ABSOLUTE ENCODER 16BIT + 12BIT MULTITURN, WITH DRIVE-CLIQ INTERFACE (ENCODER AM16DQ) SHAFT WITH FITTED KEY, TOLERANCE N; WITH HOLDING BRAKE PROTECTION CLASS IP64; | 4006 | TEM | 1 | MC | 28.8 | 1
1FK71032AC711KB1 | SIMOTICS S SYNCHRONOUS MOTOR 1FK7-CT PN=5,2 KW; UZK=600V M0=36NM (100K); NN=2000RPM; NATURAL COOLING; FRAME SIZE IMB 5 (IM V1, IM V3) FLANGE 1 POWER CONNECTOR ROTATABLE ABSOLUTE ENCODER 16BIT + 12BIT MULTITURN, WITH DRIVE-CLIQ INTERFACE (ENCODER AM16DQ) SHAFT WITH FITTED KEY, TOLERANCE N; WITH HOLDING BRAKE PROTECTION CLASS IP65, | 4099 | TEM | 1 | MC | 28.8 | 1
1FK71032AC711KB2 | SIMOTICS S SYNCHRONOUS MOTOR 1FK7-CT PN=5,2 KW; UZK=600V M0=36NM (100K); NN=2000RPM; NATURAL COOLING; FRAME SIZE IMB 5 (IM V1, IM V3) FLANGE 1 POWER CONNECTOR ROTATABLE ABSOLUTE ENCODER 16BIT + 12BIT MULTITURN, WITH DRIVE-CLIQ INTERFACE (ENCODER AM16DQ) SHAFT WITH FITTED KEY, TOLERANCE N; WITH HOLDING BRAKE PROTECTION CLASS IP65, FLANGE ON DRIVE END IP67; | 4099 | TEM | 1 | MC | 28.8 | 1
1FK71032AC711KG0 | SIMOTICS S SYNCHRONOUS MOTOR 1FK7-CT PN=5,2 KW; UZK=600V M0=36NM (100K); NN=2000RPM; NATURAL COOLING; FRAME SIZE IMB 5 (IM V1, IM V3) FLANGE 1 POWER CONNECTOR ROTATABLE ABSOLUTE ENCODER 16BIT + 12BIT MULTITURN, WITH DRIVE-CLIQ INTERFACE (ENCODER AM16DQ) PLAIN SHAFT, TOLERANCE N; W/O HOLDING BRAKE PROTECTION CLASS IP64; | 3508 | TEM | 1 | MC | 28.501 | 1
1FK71032AC711KG1 | SIMOTICS S SYNCHRONOUS MOTOR 1FK7-CT PN=5,2 KW; UZK=600V M0=36NM (100K); NN=2000RPM; NATURAL COOLING; FRAME SIZE IMB 5 (IM V1, IM V3) FLANGE 1 POWER CONNECTOR ROTATABLE ABSOLUTE ENCODER 16BIT + 12BIT MULTITURN, WITH DRIVE-CLIQ INTERFACE (ENCODER AM16DQ) PLAIN SHAFT, TOLERANCE N; W/O HOLDING BRAKE PROTECTION CLASS IP65, | 3602 | TEM | 1 | MC | 28.501 | 1
1FK71032AC711KG2 | SIMOTICS S SYNCHRONOUS MOTOR 1FK7-CT PN=5,2 KW; UZK=600V M0=36NM (100K); NN=2000RPM; NATURAL COOLING; FRAME SIZE IMB 5 (IM V1, IM V3) FLANGE 1 POWER CONNECTOR ROTATABLE ABSOLUTE ENCODER 16BIT + 12BIT MULTITURN, WITH DRIVE-CLIQ INTERFACE (ENCODER AM16DQ) PLAIN SHAFT, TOLERANCE N; W/O HOLDING BRAKE PROTECTION CLASS IP65, FLANGE ON DRIVE END IP67; | 3602 | TEM | 1 | MC | 28.501 | 1
1FK71032AC711KH0 | SIMOTICS S SYNCHRONOUS MOTOR 1FK7-CT PN=5,2 KW; UZK=600V M0=36NM (100K); NN=2000RPM; NATURAL COOLING; FRAME SIZE IMB 5 (IM V1, IM V3) FLANGE 1 POWER CONNECTOR ROTATABLE ABSOLUTE ENCODER 16BIT + 12BIT MULTITURN, WITH DRIVE-CLIQ INTERFACE (ENCODER AM16DQ) PLAIN SHAFT, TOLERANCE N; WITH HOLDING BRAKE PROTECTION CLASS IP64; | 3919 | TEM | 1 | MC | 28.8 | 1
1FK71032AC711KH1 | SIMOTICS S SYNCHRONOUS MOTOR 1FK7-CT PN=5,2 KW; UZK=600V M0=36NM (100K); NN=2000RPM; NATURAL COOLING; FRAME SIZE IMB 5 (IM V1, IM V3) FLANGE 1 POWER CONNECTOR ROTATABLE ABSOLUTE ENCODER 16BIT + 12BIT MULTITURN, WITH DRIVE-CLIQ INTERFACE (ENCODER AM16DQ) PLAIN SHAFT, TOLERANCE N; WITH HOLDING BRAKE PROTECTION CLASS IP65, | 4013 | TEM | 1 | MC | 28.8 | 1
1FK71032AC711KH2 | SIMOTICS S SYNCHRONOUS MOTOR 1FK7-CT PN=5,2 KW; UZK=600V M0=36NM (100K); NN=2000RPM; NATURAL COOLING; FRAME SIZE IMB 5 (IM V1, IM V3) FLANGE 1 POWER CONNECTOR ROTATABLE ABSOLUTE ENCODER 16BIT + 12BIT MULTITURN, WITH DRIVE-CLIQ INTERFACE (ENCODER AM16DQ) PLAIN SHAFT, TOLERANCE N; WITH HOLDING BRAKE PROTECTION CLASS IP65, FLANGE ON DRIVE END IP67; | 4013 | TEM | 1 | MC | 28.8 | 1
1FK71032AC711PA0 | SIMOTICS S SYNCHRONOUS MOTOR 1FK7-CT PN=5,2 KW; UZK=600V M0=36NM (100K); NN=2000RPM; NATURAL COOLING; FRAME SIZE IMB 5 (IM V1, IM V3) FLANGE 1 POWER CONNECTOR ROTATABLE RESOLVER 2-POLE, WITH DRIVE CLIQ-INTERFACE SHAFT WITH FITTED KEY, TOLERANCE N; W/O HOLDING BRAKE PROTECTION CLASS IP64; | 3076 | TEM | 1 | MC | 28.601 | 1
1FK71032AC711PA1 | SIMOTICS S SYNCHRONOUS MOTOR 1FK7-CT PN=5,2 KW; UZK=600V M0=36NM (100K); NN=2000RPM; NATURAL COOLING; FRAME SIZE IMB 5 (IM V1, IM V3) FLANGE 1 POWER CONNECTOR ROTATABLE RESOLVER 2-POLE, WITH DRIVE CLIQ-INTERFACE SHAFT WITH FITTED KEY, TOLERANCE N; W/O HOLDING BRAKE PROTECTION CLASS IP65, | 3170 | TEM | 1 | MC | 28.601 | 1
1FK71032AC711PA2 | SIMOTICS S SYNCHRONOUS MOTOR 1FK7-CT PN=5,2 KW; UZK=600V M0=36NM (100K); NN=2000RPM; NATURAL COOLING; FRAME SIZE IMB 5 (IM V1, IM V3) FLANGE 1 POWER CONNECTOR ROTATABLE RESOLVER 2-POLE, WITH DRIVE CLIQ-INTERFACE SHAFT WITH FITTED KEY, TOLERANCE N; W/O HOLDING BRAKE PROTECTION CLASS IP65, FLANGE ON DRIVE END IP67; | 3170 | TEM | 1 | MC | 28.601 | 1
1FK71032AC711PB0 | SIMOTICS S SYNCHRONOUS MOTOR 1FK7-CT PN=5,2 KW; UZK=600V M0=36NM (100K); NN=2000RPM; NATURAL COOLING; FRAME SIZE IMB 5 (IM V1, IM V3) FLANGE 1 POWER CONNECTOR ROTATABLE RESOLVER 2-POLE, WITH DRIVE CLIQ-INTERFACE SHAFT WITH FITTED KEY, TOLERANCE N; WITH HOLDING BRAKE PROTECTION CLASS IP64; | 3488 | TEM | 1 | MC | 28.9 | 1
1FK71032AC711PB1 | SIMOTICS S SYNCHRONOUS MOTOR 1FK7-CT PN=5,2 KW; UZK=600V M0=36NM (100K); NN=2000RPM; NATURAL COOLING; FRAME SIZE IMB 5 (IM V1, IM V3) FLANGE 1 POWER CONNECTOR ROTATABLE RESOLVER 2-POLE, WITH DRIVE CLIQ-INTERFACE SHAFT WITH FITTED KEY, TOLERANCE N; WITH HOLDING BRAKE PROTECTION CLASS IP65, | 3581 | TEM | 1 | MC | 28.9 | 1
1FK71032AC711PB2 | SIMOTICS S SYNCHRONOUS MOTOR 1FK7-CT PN=5,2 KW; UZK=600V M0=36NM (100K); NN=2000RPM; NATURAL COOLING; FRAME SIZE IMB 5 (IM V1, IM V3) FLANGE 1 POWER CONNECTOR ROTATABLE RESOLVER 2-POLE, WITH DRIVE CLIQ-INTERFACE SHAFT WITH FITTED KEY, TOLERANCE N; WITH HOLDING BRAKE PROTECTION CLASS IP65, FLANGE ON DRIVE END IP67; | 3581 | TEM | 1 | MC | 28.9 | 1
1FK71032AC711PG0 | SIMOTICS S SYNCHRONOUS MOTOR 1FK7-CT PN=5,2 KW; UZK=600V M0=36NM (100K); NN=2000RPM; NATURAL COOLING; FRAME SIZE IMB 5 (IM V1, IM V3) FLANGE 1 POWER CONNECTOR ROTATABLE RESOLVER 2-POLE, WITH DRIVE CLIQ-INTERFACE PLAIN SHAFT, TOLERANCE N; W/O HOLDING BRAKE PROTECTION CLASS IP64; | 2990 | TEM | 1 | MC | 28.601 | 1
1FK71032AC711PG1 | SIMOTICS S SYNCHRONOUS MOTOR 1FK7-CT PN=5,2 KW; UZK=600V M0=36NM (100K); NN=2000RPM; NATURAL COOLING; FRAME SIZE IMB 5 (IM V1, IM V3) FLANGE 1 POWER CONNECTOR ROTATABLE RESOLVER 2-POLE, WITH DRIVE CLIQ-INTERFACE PLAIN SHAFT, TOLERANCE N; W/O HOLDING BRAKE PROTECTION CLASS IP65, | 3084 | TEM | 1 | MC | 28.601 | 1
1FK71032AC711PG2 | SIMOTICS S SYNCHRONOUS MOTOR 1FK7-CT PN=5,2 KW; UZK=600V M0=36NM (100K); NN=2000RPM; NATURAL COOLING; FRAME SIZE IMB 5 (IM V1, IM V3) FLANGE 1 POWER CONNECTOR ROTATABLE RESOLVER 2-POLE, WITH DRIVE CLIQ-INTERFACE PLAIN SHAFT, TOLERANCE N; W/O HOLDING BRAKE PROTECTION CLASS IP65, FLANGE ON DRIVE END IP67; | 3084 | TEM | 1 | MC | 28.601 | 1
1FK71032AC711PH0 | SIMOTICS S SYNCHRONOUS MOTOR 1FK7-CT PN=5,2 KW; UZK=600V M0=36NM (100K); NN=2000RPM; NATURAL COOLING; FRAME SIZE IMB 5 (IM V1, IM V3) FLANGE 1 POWER CONNECTOR ROTATABLE RESOLVER 2-POLE, WITH DRIVE CLIQ-INTERFACE PLAIN SHAFT, TOLERANCE N; WITH HOLDING BRAKE PROTECTION CLASS IP64; | 3401 | TEM | 1 | MC | 28.9 | 1
1FK71032AC711PH1 | SIMOTICS S SYNCHRONOUS MOTOR 1FK7-CT PN=5,2 KW; UZK=600V M0=36NM (100K); NN=2000RPM; NATURAL COOLING; FRAME SIZE IMB 5 (IM V1, IM V3) FLANGE 1 POWER CONNECTOR ROTATABLE RESOLVER 2-POLE, WITH DRIVE CLIQ-INTERFACE PLAIN SHAFT, TOLERANCE N; WITH HOLDING BRAKE PROTECTION CLASS IP65, | 3495 | TEM | 1 | MC | 28.9 | 1
1FK71032AC711PH2 | SIMOTICS S SYNCHRONOUS MOTOR 1FK7-CT PN=5,2 KW; UZK=600V M0=36NM (100K); NN=2000RPM; NATURAL COOLING; FRAME SIZE IMB 5 (IM V1, IM V3) FLANGE 1 POWER CONNECTOR ROTATABLE RESOLVER 2-POLE, WITH DRIVE CLIQ-INTERFACE PLAIN SHAFT, TOLERANCE N; WITH HOLDING BRAKE PROTECTION CLASS IP65, FLANGE ON DRIVE END IP67; | 3495 | TEM | 1 | MC | 28.9 | 1
1FK71032AC711QA0 | SIMOTICS S SYNCHRONOUS MOTOR 1FK7-CT PN=5,2 KW; UZK=600V M0=36NM (100K); NN=2000RPM; NATURAL COOLING; FRAME SIZE IMB 5 (IM V1, IM V3) FLANGE 1 POWER CONNECTOR ROTATABLE ABSOLUTE ENCODER SINGLETURN 20 BIT WITH DRIVE-CLIQ INTERFACE (ENCODER AS20DQI) SHAFT WITH FITTED KEY, TOLERANCE N; W/O HOLDING BRAKE PROTECTION CLASS IP64; | 3179 | TEM | 1 | MC | 28.501 | 1
1FK71032AC711QA1 | SIMOTICS S SYNCHRONOUS MOTOR 1FK7-CT PN=5,2 KW; UZK=600V M0=36NM (100K); NN=2000RPM; NATURAL COOLING; FRAME SIZE IMB 5 (IM V1, IM V3) FLANGE 1 POWER CONNECTOR ROTATABLE ABSOLUTE ENCODER SINGLETURN 20 BIT WITH DRIVE-CLIQ INTERFACE (ENCODER AS20DQI) SHAFT WITH FITTED KEY, TOLERANCE N; W/O HOLDING BRAKE PROTECTION CLASS IP65, | 3273 | TEM | 1 | MC | 28.501 | 1
1FK71032AC711QA2 | SIMOTICS S SYNCHRONOUS MOTOR 1FK7-CT PN=5,2 KW; UZK=600V M0=36NM (100K); NN=2000RPM; NATURAL COOLING; FRAME SIZE IMB 5 (IM V1, IM V3) FLANGE 1 POWER CONNECTOR ROTATABLE ABSOLUTE ENCODER SINGLETURN 20 BIT WITH DRIVE-CLIQ INTERFACE (ENCODER AS20DQI) SHAFT WITH FITTED KEY, TOLERANCE N; W/O HOLDING BRAKE PROTECTION CLASS IP65, FLANGE ON DRIVE END IP67; | 3273 | TEM | 1 | MC | 28.501 | 1
1FK71032AC711QB0 | SIMOTICS S SYNCHRONOUS MOTOR 1FK7-CT PN=5,2 KW; UZK=600V M0=36NM (100K); NN=2000RPM; NATURAL COOLING; FRAME SIZE IMB 5 (IM V1, IM V3) FLANGE 1 POWER CONNECTOR ROTATABLE ABSOLUTE ENCODER SINGLETURN 20 BIT WITH DRIVE-CLIQ INTERFACE (ENCODER AS20DQI) SHAFT WITH FITTED KEY, TOLERANCE N; WITH HOLDING BRAKE PROTECTION CLASS IP64; | 3591 | TEM | 1 | MC | 28.8 | 1
1FK71032AC711QB1 | SIMOTICS S SYNCHRONOUS MOTOR 1FK7-CT PN=5,2 KW; UZK=600V M0=36NM (100K); NN=2000RPM; NATURAL COOLING; FRAME SIZE IMB 5 (IM V1, IM V3) FLANGE 1 POWER CONNECTOR ROTATABLE ABSOLUTE ENCODER SINGLETURN 20 BIT WITH DRIVE-CLIQ INTERFACE (ENCODER AS20DQI) SHAFT WITH FITTED KEY, TOLERANCE N; WITH HOLDING BRAKE PROTECTION CLASS IP65, | 3684 | TEM | 1 | MC | 28.8 | 1
1FK71032AC711QB2 | SIMOTICS S SYNCHRONOUS MOTOR 1FK7-CT PN=5,2 KW; UZK=600V M0=36NM (100K); NN=2000RPM; NATURAL COOLING; FRAME SIZE IMB 5 (IM V1, IM V3) FLANGE 1 POWER CONNECTOR ROTATABLE ABSOLUTE ENCODER SINGLETURN 20 BIT WITH DRIVE-CLIQ INTERFACE (ENCODER AS20DQI) SHAFT WITH FITTED KEY, TOLERANCE N; WITH HOLDING BRAKE PROTECTION CLASS IP65, FLANGE ON DRIVE END IP67; | 3684 | TEM | 1 | MC | 28.8 | 1
1FK71032AC711QG0 | SIMOTICS S SYNCHRONOUS MOTOR 1FK7-CT PN=5,2 KW; UZK=600V M0=36NM (100K); NN=2000RPM; NATURAL COOLING; FRAME SIZE IMB 5 (IM V1, IM V3) FLANGE 1 POWER CONNECTOR ROTATABLE ABSOLUTE ENCODER SINGLETURN 20 BIT WITH DRIVE-CLIQ INTERFACE (ENCODER AS20DQI) PLAIN SHAFT, TOLERANCE N; W/O HOLDING BRAKE PROTECTION CLASS IP64; | 3093 | TEM | 1 | MC | 28.501 | 1
1FK71032AC711QG1 | SIMOTICS S SYNCHRONOUS MOTOR 1FK7-CT PN=5,2 KW; UZK=600V M0=36NM (100K); NN=2000RPM; NATURAL COOLING; FRAME SIZE IMB 5 (IM V1, IM V3) FLANGE 1 POWER CONNECTOR ROTATABLE ABSOLUTE ENCODER SINGLETURN 20 BIT WITH DRIVE-CLIQ INTERFACE (ENCODER AS20DQI) PLAIN SHAFT, TOLERANCE N; W/O HOLDING BRAKE PROTECTION CLASS IP65, | 3187 | TEM | 1 | MC | 28.501 | 1
1FK71032AC711QG2 | SIMOTICS S SYNCHRONOUS MOTOR 1FK7-CT PN=5,2 KW; UZK=600V M0=36NM (100K); NN=2000RPM; NATURAL COOLING; FRAME SIZE IMB 5 (IM V1, IM V3) FLANGE 1 POWER CONNECTOR ROTATABLE ABSOLUTE ENCODER SINGLETURN 20 BIT WITH DRIVE-CLIQ INTERFACE (ENCODER AS20DQI) PLAIN SHAFT, TOLERANCE N; W/O HOLDING BRAKE PROTECTION CLASS IP65, FLANGE ON DRIVE END IP67; | 3187 | TEM | 1 | MC | 28.501 | 1
1FK71032AC711QH0 | SIMOTICS S SYNCHRONOUS MOTOR 1FK7-CT PN=5,2 KW; UZK=600V M0=36NM (100K); NN=2000RPM; NATURAL COOLING; FRAME SIZE IMB 5 (IM V1, IM V3) FLANGE 1 POWER CONNECTOR ROTATABLE ABSOLUTE ENCODER SINGLETURN 20 BIT WITH DRIVE-CLIQ INTERFACE (ENCODER AS20DQI) PLAIN SHAFT, TOLERANCE N; WITH HOLDING BRAKE PROTECTION CLASS IP64; | 3504 | TEM | 1 | MC | 28.8 | 1
1FK71032AC711QH1 | SIMOTICS S SYNCHRONOUS MOTOR 1FK7-CT PN=5,2 KW; UZK=600V M0=36NM (100K); NN=2000RPM; NATURAL COOLING; FRAME SIZE IMB 5 (IM V1, IM V3) FLANGE 1 POWER CONNECTOR ROTATABLE ABSOLUTE ENCODER SINGLETURN 20 BIT WITH DRIVE-CLIQ INTERFACE (ENCODER AS20DQI) PLAIN SHAFT, TOLERANCE N; WITH HOLDING BRAKE PROTECTION CLASS IP65, | 3598 | TEM | 1 | MC | 28.8 | 1
1FK71032AC711QH2 | SIMOTICS S SYNCHRONOUS MOTOR 1FK7-CT PN=5,2 KW; UZK=600V M0=36NM (100K); NN=2000RPM; NATURAL COOLING; FRAME SIZE IMB 5 (IM V1, IM V3) FLANGE 1 POWER CONNECTOR ROTATABLE ABSOLUTE ENCODER SINGLETURN 20 BIT WITH DRIVE-CLIQ INTERFACE (ENCODER AS20DQI) PLAIN SHAFT, TOLERANCE N; WITH HOLDING BRAKE PROTECTION CLASS IP65, FLANGE ON DRIVE END IP67; | 3598 | TEM | 1 | MC | 28.8 | 1
1FK71032AC711RA0 | SIMOTICS S SYNCHRONOUS MOTOR 1FK7-CT PN=5,2 KW; UZK=600V M0=36NM (100K); NN=2000RPM; NATURAL COOLING; FRAME SIZE IMB 5 (IM V1, IM V3) FLANGE 1 POWER CONNECTOR ROTATABLE ABSOLUTE ENCODER 20 BIT + 12 BIT MULTITURN WITH DRIVE-CLIQ INTERFACE (ENCODER AM20DQI) SHAFT WITH FITTED KEY, TOLERANCE N; W/O HOLDING BRAKE PROTECTION CLASS IP64; | 3553 | TEM | 1 | MC | 28.501 | 1
1FK71032AC711RA1 | SIMOTICS S SYNCHRONOUS MOTOR 1FK7-CT PN=5,2 KW; UZK=600V M0=36NM (100K); NN=2000RPM; NATURAL COOLING; FRAME SIZE IMB 5 (IM V1, IM V3) FLANGE 1 POWER CONNECTOR ROTATABLE ABSOLUTE ENCODER 20 BIT + 12 BIT MULTITURN WITH DRIVE-CLIQ INTERFACE (ENCODER AM20DQI) SHAFT WITH FITTED KEY, TOLERANCE N; W/O HOLDING BRAKE PROTECTION CLASS IP65, | 3647 | TEM | 1 | MC | 28.501 | 1
1FK71032AC711RA2 | SIMOTICS S SYNCHRONOUS MOTOR 1FK7-CT PN=5,2 KW; UZK=600V M0=36NM (100K); NN=2000RPM; NATURAL COOLING; FRAME SIZE IMB 5 (IM V1, IM V3) FLANGE 1 POWER CONNECTOR ROTATABLE ABSOLUTE ENCODER 20 BIT + 12 BIT MULTITURN WITH DRIVE-CLIQ INTERFACE (ENCODER AM20DQI) SHAFT WITH FITTED KEY, TOLERANCE N; W/O HOLDING BRAKE PROTECTION CLASS IP65, FLANGE ON DRIVE END IP67; | 3647 | TEM | 1 | MC | 28.501 | 1
1FK71032AC711RB0 | SIMOTICS S SYNCHRONOUS MOTOR 1FK7-CT PN=5,2 KW; UZK=600V M0=36NM (100K); NN=2000RPM; NATURAL COOLING; FRAME SIZE IMB 5 (IM V1, IM V3) FLANGE 1 POWER CONNECTOR ROTATABLE ABSOLUTE ENCODER 20 BIT + 12 BIT MULTITURN WITH DRIVE-CLIQ INTERFACE (ENCODER AM20DQI) SHAFT WITH FITTED KEY, TOLERANCE N; WITH HOLDING BRAKE PROTECTION CLASS IP64; | 3965 | TEM | 1 | MC | 28.8 | 1
1FK71032AC711RB1 | SIMOTICS S SYNCHRONOUS MOTOR 1FK7-CT PN=5,2 KW; UZK=600V M0=36NM (100K); NN=2000RPM; NATURAL COOLING; FRAME SIZE IMB 5 (IM V1, IM V3) FLANGE 1 POWER CONNECTOR ROTATABLE ABSOLUTE ENCODER 20 BIT + 12 BIT MULTITURN WITH DRIVE-CLIQ INTERFACE (ENCODER AM20DQI) SHAFT WITH FITTED KEY, TOLERANCE N; WITH HOLDING BRAKE PROTECTION CLASS IP65, | 4058 | TEM | 1 | MC | 28.8 | 1
1FK71032AC711RB2 | SIMOTICS S SYNCHRONOUS MOTOR 1FK7-CT PN=5,2 KW; UZK=600V M0=36NM (100K); NN=2000RPM; NATURAL COOLING; FRAME SIZE IMB 5 (IM V1, IM V3) FLANGE 1 POWER CONNECTOR ROTATABLE ABSOLUTE ENCODER 20 BIT + 12 BIT MULTITURN WITH DRIVE-CLIQ INTERFACE (ENCODER AM20DQI) SHAFT WITH FITTED KEY, TOLERANCE N; WITH HOLDING BRAKE PROTECTION CLASS IP65, FLANGE ON DRIVE END IP67; | 4058 | TEM | 1 | MC | 28.8 | 1
1FK71032AC711RG0 | SIMOTICS S SYNCHRONOUS MOTOR 1FK7-CT PN=5,2 KW; UZK=600V M0=36NM (100K); NN=2000RPM; NATURAL COOLING; FRAME SIZE IMB 5 (IM V1, IM V3) FLANGE 1 POWER CONNECTOR ROTATABLE ABSOLUTE ENCODER 20 BIT + 12 BIT MULTITURN WITH DRIVE-CLIQ INTERFACE (ENCODER AM20DQI) PLAIN SHAFT, TOLERANCE N; W/O HOLDING BRAKE PROTECTION CLASS IP64; | 3467 | TEM | 1 | MC | 28.501 | 1
1FK71032AC711RG1 | SIMOTICS S SYNCHRONOUS MOTOR 1FK7-CT PN=5,2 KW; UZK=600V M0=36NM (100K); NN=2000RPM; NATURAL COOLING; FRAME SIZE IMB 5 (IM V1, IM V3) FLANGE 1 POWER CONNECTOR ROTATABLE ABSOLUTE ENCODER 20 BIT + 12 BIT MULTITURN WITH DRIVE-CLIQ INTERFACE (ENCODER AM20DQI) PLAIN SHAFT, TOLERANCE N; W/O HOLDING BRAKE PROTECTION CLASS IP65, | 3561 | TEM | 1 | MC | 28.501 | 1
1FK71032AC711RG2 | SIMOTICS S SYNCHRONOUS MOTOR 1FK7-CT PN=5,2 KW; UZK=600V M0=36NM (100K); NN=2000RPM; NATURAL COOLING; FRAME SIZE IMB 5 (IM V1, IM V3) FLANGE 1 POWER CONNECTOR ROTATABLE ABSOLUTE ENCODER 20 BIT + 12 BIT MULTITURN WITH DRIVE-CLIQ INTERFACE (ENCODER AM20DQI) PLAIN SHAFT, TOLERANCE N; W/O HOLDING BRAKE PROTECTION CLASS IP65, FLANGE ON DRIVE END IP67; | 3561 | TEM | 1 | MC | 28.501 | 1
1FK71032AC711RH0 | SIMOTICS S SYNCHRONOUS MOTOR 1FK7-CT PN=5,2 KW; UZK=600V M0=36NM (100K); NN=2000RPM; NATURAL COOLING; FRAME SIZE IMB 5 (IM V1, IM V3) FLANGE 1 POWER CONNECTOR ROTATABLE ABSOLUTE ENCODER 20 BIT + 12 BIT MULTITURN WITH DRIVE-CLIQ INTERFACE (ENCODER AM20DQI) PLAIN SHAFT, TOLERANCE N; WITH HOLDING BRAKE PROTECTION CLASS IP64; | 3879 | TEM | 1 | MC | 28.8 | 1
1FK71032AC711RH1 | SIMOTICS S SYNCHRONOUS MOTOR 1FK7-CT PN=5,2 KW; UZK=600V M0=36NM (100K); NN=2000RPM; NATURAL COOLING; FRAME SIZE IMB 5 (IM V1, IM V3) FLANGE 1 POWER CONNECTOR ROTATABLE ABSOLUTE ENCODER 20 BIT + 12 BIT MULTITURN WITH DRIVE-CLIQ INTERFACE (ENCODER AM20DQI) PLAIN SHAFT, TOLERANCE N; WITH HOLDING BRAKE PROTECTION CLASS IP65, | 3972 | TEM | 1 | MC | 28.8 | 1
1FK71032AC711RH2 | SIMOTICS S SYNCHRONOUS MOTOR 1FK7-CT PN=5,2 KW; UZK=600V M0=36NM (100K); NN=2000RPM; NATURAL COOLING; FRAME SIZE IMB 5 (IM V1, IM V3) FLANGE 1 POWER CONNECTOR ROTATABLE ABSOLUTE ENCODER 20 BIT + 12 BIT MULTITURN WITH DRIVE-CLIQ INTERFACE (ENCODER AM20DQI) PLAIN SHAFT, TOLERANCE N; WITH HOLDING BRAKE PROTECTION CLASS IP65, FLANGE ON DRIVE END IP67; | 3972 | TEM | 1 | MC | 28.8 | 1
1FK71032AC711SA0 | SIMOTICS S SYNCHRONOUS MOTOR 1FK7-CT PN=5,2 KW; UZK=600V M0=36NM (100K); NN=2000RPM; NATURAL COOLING; FRAME SIZE IMB 5 (IM V1, IM V3) FLANGE 1, WITH KTY TEMPERATURESENSOR POWER CONNECTOR ROTATABLE RESOLVER MULTI-POLE (RESOLVER P=4); SHAFT WITH FITTED KEY, TOLERANCE N; W/O HOLDING BRAKE PROTECTION CLASS IP64; | 2835 | TEM | 1 | MC | 28.502 | 1
1FK71032AC711SA1 | SIMOTICS S SYNCHRONOUS MOTOR 1FK7-CT PN=5,2 KW; UZK=600V M0=36NM (100K); NN=2000RPM; NATURAL COOLING; FRAME SIZE IMB 5 (IM V1, IM V3) FLANGE 1, WITH KTY TEMPERATURESENSOR POWER CONNECTOR ROTATABLE RESOLVER MULTI-POLE (RESOLVER P=4); SHAFT WITH FITTED KEY, TOLERANCE N; W/O HOLDING BRAKE PROTECTION CLASS IP65, | 2929 | TEM | 1 | MC | 28.502 | 1
1FK71032AC711SA2 | SIMOTICS S SYNCHRONOUS MOTOR 1FK7-CT PN=5,2 KW; UZK=600V M0=36NM (100K); NN=2000RPM; NATURAL COOLING; FRAME SIZE IMB 5 (IM V1, IM V3) FLANGE 1, WITH KTY TEMPERATURESENSOR POWER CONNECTOR ROTATABLE RESOLVER MULTI-POLE (RESOLVER P=4); SHAFT WITH FITTED KEY, TOLERANCE N; W/O HOLDING BRAKE PROTECTION CLASS IP65, FLANGE ON DRIVE END IP67; | 2929 | TEM | 1 | MC | 28.502 | 1
1FK71032AC711SB0 | SIMOTICS S SYNCHRONOUS MOTOR 1FK7-CT PN=5,2 KW; UZK=600V M0=36NM (100K); NN=2000RPM; NATURAL COOLING; FRAME SIZE IMB 5 (IM V1, IM V3) FLANGE 1, WITH KTY TEMPERATURESENSOR POWER CONNECTOR ROTATABLE RESOLVER MULTI-POLE (RESOLVER P=4); SHAFT WITH FITTED KEY, TOLERANCE N; WITH HOLDING BRAKE PROTECTION CLASS IP64; | 3247 | TEM | 1 | MC | 28.801 | 1
1FK71032AC711SB1 | SIMOTICS S SYNCHRONOUS MOTOR 1FK7-CT PN=5,2 KW; UZK=600V M0=36NM (100K); NN=2000RPM; NATURAL COOLING; FRAME SIZE IMB 5 (IM V1, IM V3) FLANGE 1, WITH KTY TEMPERATURESENSOR POWER CONNECTOR ROTATABLE RESOLVER MULTI-POLE (RESOLVER P=4); SHAFT WITH FITTED KEY, TOLERANCE N; WITH HOLDING BRAKE PROTECTION CLASS IP65, | 3340 | TEM | 1 | MC | 28.801 | 1
1FK71032AC711SB2 | SIMOTICS S SYNCHRONOUS MOTOR 1FK7-CT PN=5,2 KW; UZK=600V M0=36NM (100K); NN=2000RPM; NATURAL COOLING; FRAME SIZE IMB 5 (IM V1, IM V3) FLANGE 1, WITH KTY TEMPERATURESENSOR POWER CONNECTOR ROTATABLE RESOLVER MULTI-POLE (RESOLVER P=4); SHAFT WITH FITTED KEY, TOLERANCE N; WITH HOLDING BRAKE PROTECTION CLASS IP65, FLANGE ON DRIVE END IP67; | 3340 | TEM | 1 | MC | 28.801 | 1
1FK71032AC711SG0 | SIMOTICS S SYNCHRONOUS MOTOR 1FK7-CT PN=5,2 KW; UZK=600V M0=36NM (100K); NN=2000RPM; NATURAL COOLING; FRAME SIZE IMB 5 (IM V1, IM V3) FLANGE 1, WITH KTY TEMPERATURESENSOR POWER CONNECTOR ROTATABLE RESOLVER MULTI-POLE (RESOLVER P=4); PLAIN SHAFT, TOLERANCE N; W/O HOLDING BRAKE PROTECTION CLASS IP64; | 2749 | TEM | 1 | MC | 28.502 | 1
1FK71032AC711SG1 | SIMOTICS S SYNCHRONOUS MOTOR 1FK7-CT PN=5,2 KW; UZK=600V M0=36NM (100K); NN=2000RPM; NATURAL COOLING; FRAME SIZE IMB 5 (IM V1, IM V3) FLANGE 1, WITH KTY TEMPERATURESENSOR POWER CONNECTOR ROTATABLE RESOLVER MULTI-POLE (RESOLVER P=4); PLAIN SHAFT, TOLERANCE N; W/O HOLDING BRAKE PROTECTION CLASS IP65, | 2843 | TEM | 1 | MC | 28.502 | 1
1FK71032AC711SG2 | SIMOTICS S SYNCHRONOUS MOTOR 1FK7-CT PN=5,2 KW; UZK=600V M0=36NM (100K); NN=2000RPM; NATURAL COOLING; FRAME SIZE IMB 5 (IM V1, IM V3) FLANGE 1, WITH KTY TEMPERATURESENSOR POWER CONNECTOR ROTATABLE RESOLVER MULTI-POLE (RESOLVER P=4); PLAIN SHAFT, TOLERANCE N; W/O HOLDING BRAKE PROTECTION CLASS IP65, FLANGE ON DRIVE END IP67; | 2843 | TEM | 1 | MC | 28.502 | 1
1FK71032AC711SH0 | SIMOTICS S SYNCHRONOUS MOTOR 1FK7-CT PN=5,2 KW; UZK=600V M0=36NM (100K); NN=2000RPM; NATURAL COOLING; FRAME SIZE IMB 5 (IM V1, IM V3) FLANGE 1, WITH KTY TEMPERATURESENSOR POWER CONNECTOR ROTATABLE RESOLVER MULTI-POLE (RESOLVER P=4); PLAIN SHAFT, TOLERANCE N; WITH HOLDING BRAKE PROTECTION CLASS IP64; | 3160 | TEM | 1 | MC | 28.801 | 1
1FK71032AC711SH1 | SIMOTICS S SYNCHRONOUS MOTOR 1FK7-CT PN=5,2 KW; UZK=600V M0=36NM (100K); NN=2000RPM; NATURAL COOLING; FRAME SIZE IMB 5 (IM V1, IM V3) FLANGE 1, WITH KTY TEMPERATURESENSOR POWER CONNECTOR ROTATABLE RESOLVER MULTI-POLE (RESOLVER P=4); PLAIN SHAFT, TOLERANCE N; WITH HOLDING BRAKE PROTECTION CLASS IP65, | 3254 | TEM | 1 | MC | 28.801 | 1
1FK71032AC711SH2 | SIMOTICS S SYNCHRONOUS MOTOR 1FK7-CT PN=5,2 KW; UZK=600V M0=36NM (100K); NN=2000RPM; NATURAL COOLING; FRAME SIZE IMB 5 (IM V1, IM V3) FLANGE 1, WITH KTY TEMPERATURESENSOR POWER CONNECTOR ROTATABLE RESOLVER MULTI-POLE (RESOLVER P=4); PLAIN SHAFT, TOLERANCE N; WITH HOLDING BRAKE PROTECTION CLASS IP65, FLANGE ON DRIVE END IP67; | 3254 | TEM | 1 | MC | 28.801 | 1
1FK71032AC711TA0 | SIMOTICS S SYNCHRONOUS MOTOR 1FK7-CT PN=5,2 KW; UZK=600V M0=36NM (100K); NN=2000RPM; NATURAL COOLING; FRAME SIZE IMB 5 (IM V1, IM V3) FLANGE 1, WITH KTY TEMPERATURESENSOR POWER CONNECTOR ROTATABLE RESOLVER 2-POLE (RESOLVER P=1); SHAFT WITH FITTED KEY, TOLERANCE N; W/O HOLDING BRAKE PROTECTION CLASS IP64; | 2835 | TEM | 1 | MC | 28.502 | 1
1FK71032AC711TA1 | SIMOTICS S SYNCHRONOUS MOTOR 1FK7-CT PN=5,2 KW; UZK=600V M0=36NM (100K); NN=2000RPM; NATURAL COOLING; FRAME SIZE IMB 5 (IM V1, IM V3) FLANGE 1, WITH KTY TEMPERATURESENSOR POWER CONNECTOR ROTATABLE RESOLVER 2-POLE (RESOLVER P=1); SHAFT WITH FITTED KEY, TOLERANCE N; W/O HOLDING BRAKE PROTECTION CLASS IP65, | 2929 | TEM | 1 | MC | 28.502 | 1
1FK71032AC711TA2 | SIMOTICS S SYNCHRONOUS MOTOR 1FK7-CT PN=5,2 KW; UZK=600V M0=36NM (100K); NN=2000RPM; NATURAL COOLING; FRAME SIZE IMB 5 (IM V1, IM V3) FLANGE 1, WITH KTY TEMPERATURESENSOR POWER CONNECTOR ROTATABLE RESOLVER 2-POLE (RESOLVER P=1); SHAFT WITH FITTED KEY, TOLERANCE N; W/O HOLDING BRAKE PROTECTION CLASS IP65, FLANGE ON DRIVE END IP67; | 2929 | TEM | 1 | MC | 28.502 | 1
1FK71032AC711TB0 | SIMOTICS S SYNCHRONOUS MOTOR 1FK7-CT PN=5,2 KW; UZK=600V M0=36NM (100K); NN=2000RPM; NATURAL COOLING; FRAME SIZE IMB 5 (IM V1, IM V3) FLANGE 1, WITH KTY TEMPERATURESENSOR POWER CONNECTOR ROTATABLE RESOLVER 2-POLE (RESOLVER P=1); SHAFT WITH FITTED KEY, TOLERANCE N; WITH HOLDING BRAKE PROTECTION CLASS IP64; | 3247 | TEM | 1 | MC | 28.801 | 1
1FK71032AC711TB1 | SIMOTICS S SYNCHRONOUS MOTOR 1FK7-CT PN=5,2 KW; UZK=600V M0=36NM (100K); NN=2000RPM; NATURAL COOLING; FRAME SIZE IMB 5 (IM V1, IM V3) FLANGE 1, WITH KTY TEMPERATURESENSOR POWER CONNECTOR ROTATABLE RESOLVER 2-POLE (RESOLVER P=1); SHAFT WITH FITTED KEY, TOLERANCE N; WITH HOLDING BRAKE PROTECTION CLASS IP65, | 3340 | TEM | 1 | MC | 28.801 | 1
1FK71032AC711TB2 | SIMOTICS S SYNCHRONOUS MOTOR 1FK7-CT PN=5,2 KW; UZK=600V M0=36NM (100K); NN=2000RPM; NATURAL COOLING; FRAME SIZE IMB 5 (IM V1, IM V3) FLANGE 1, WITH KTY TEMPERATURESENSOR POWER CONNECTOR ROTATABLE RESOLVER 2-POLE (RESOLVER P=1); SHAFT WITH FITTED KEY, TOLERANCE N; WITH HOLDING BRAKE PROTECTION CLASS IP65, FLANGE ON DRIVE END IP67; | 3340 | TEM | 1 | MC | 28.801 | 1
1FK71032AC711TG0 | SIMOTICS S SYNCHRONOUS MOTOR 1FK7-CT PN=5,2 KW; UZK=600V M0=36NM (100K); NN=2000RPM; NATURAL COOLING; FRAME SIZE IMB 5 (IM V1, IM V3) FLANGE 1, WITH KTY TEMPERATURESENSOR POWER CONNECTOR ROTATABLE RESOLVER 2-POLE (RESOLVER P=1); PLAIN SHAFT, TOLERANCE N; W/O HOLDING BRAKE PROTECTION CLASS IP64; | 2749 | TEM | 1 | MC | 28.502 | 1
1FK71032AC711TG1 | SIMOTICS S SYNCHRONOUS MOTOR 1FK7-CT PN=5,2 KW; UZK=600V M0=36NM (100K); NN=2000RPM; NATURAL COOLING; FRAME SIZE IMB 5 (IM V1, IM V3) FLANGE 1, WITH KTY TEMPERATURESENSOR POWER CONNECTOR ROTATABLE RESOLVER 2-POLE (RESOLVER P=1); PLAIN SHAFT, TOLERANCE N; W/O HOLDING BRAKE PROTECTION CLASS IP65, | 2843 | TEM | 1 | MC | 28.502 | 1
1FK71032AC711TG2 | SIMOTICS S SYNCHRONOUS MOTOR 1FK7-CT PN=5,2 KW; UZK=600V M0=36NM (100K); NN=2000RPM; NATURAL COOLING; FRAME SIZE IMB 5 (IM V1, IM V3) FLANGE 1, WITH KTY TEMPERATURESENSOR POWER CONNECTOR ROTATABLE RESOLVER 2-POLE (RESOLVER P=1); PLAIN SHAFT, TOLERANCE N; W/O HOLDING BRAKE PROTECTION CLASS IP65, FLANGE ON DRIVE END IP67; | 2843 | TEM | 1 | MC | 28.502 | 1
1FK71032AC711TH0 | SIMOTICS S SYNCHRONOUS MOTOR 1FK7-CT PN=5,2 KW; UZK=600V M0=36NM (100K); NN=2000RPM; NATURAL COOLING; FRAME SIZE IMB 5 (IM V1, IM V3) FLANGE 1, WITH KTY TEMPERATURESENSOR POWER CONNECTOR ROTATABLE RESOLVER 2-POLE (RESOLVER P=1); PLAIN SHAFT, TOLERANCE N; WITH HOLDING BRAKE PROTECTION CLASS IP64; | 3160 | TEM | 1 | MC | 28.801 | 1
1FK71032AC711TH1 | SIMOTICS S SYNCHRONOUS MOTOR 1FK7-CT PN=5,2 KW; UZK=600V M0=36NM (100K); NN=2000RPM; NATURAL COOLING; FRAME SIZE IMB 5 (IM V1, IM V3) FLANGE 1, WITH KTY TEMPERATURESENSOR POWER CONNECTOR ROTATABLE RESOLVER 2-POLE (RESOLVER P=1); PLAIN SHAFT, TOLERANCE N; WITH HOLDING BRAKE PROTECTION CLASS IP65, | 3254 | TEM | 1 | MC | 28.801 | 1
1FK71032AC711TH2 | SIMOTICS S SYNCHRONOUS MOTOR 1FK7-CT PN=5,2 KW; UZK=600V M0=36NM (100K); NN=2000RPM; NATURAL COOLING; FRAME SIZE IMB 5 (IM V1, IM V3) FLANGE 1, WITH KTY TEMPERATURESENSOR POWER CONNECTOR ROTATABLE RESOLVER 2-POLE (RESOLVER P=1); PLAIN SHAFT, TOLERANCE N; WITH HOLDING BRAKE PROTECTION CLASS IP65, FLANGE ON DRIVE END IP67; | 3254 | TEM | 1 | MC | 28.801 | 1
1FK71032AC711UA0 | SIMOTICS S SYNCHRONOUS MOTOR 1FK7-CT PN=5,2 KW; UZK=600V M0=36NM (100K); NN=2000RPM; NATURAL COOLING; FRAME SIZE IMB 5 (IM V1, IM V3) FLANGE 1 POWER CONNECTOR ROTATABLE RESOLVER MULTI-POLE WITH DRIVE-CLIQ INTERFACE; SHAFT WITH FITTED KEY, TOLERANCE N; W/O HOLDING BRAKE PROTECTION CLASS IP64; | 3076 | TEM | 1 | MC | 28.502 | 1
1FK71032AC711UA1 | SIMOTICS S SYNCHRONOUS MOTOR 1FK7-CT PN=5,2 KW; UZK=600V M0=36NM (100K); NN=2000RPM; NATURAL COOLING; FRAME SIZE IMB 5 (IM V1, IM V3) FLANGE 1 POWER CONNECTOR ROTATABLE RESOLVER MULTI-POLE WITH DRIVE-CLIQ INTERFACE; SHAFT WITH FITTED KEY, TOLERANCE N; W/O HOLDING BRAKE PROTECTION CLASS IP65, | 3170 | TEM | 1 | MC | 28.502 | 1
1FK71032AC711UA2 | SIMOTICS S SYNCHRONOUS MOTOR 1FK7-CT PN=5,2 KW; UZK=600V M0=36NM (100K); NN=2000RPM; NATURAL COOLING; FRAME SIZE IMB 5 (IM V1, IM V3) FLANGE 1 POWER CONNECTOR ROTATABLE RESOLVER MULTI-POLE WITH DRIVE-CLIQ INTERFACE; SHAFT WITH FITTED KEY, TOLERANCE N; W/O HOLDING BRAKE PROTECTION CLASS IP65, FLANGE ON DRIVE END IP67; | 3170 | TEM | 1 | MC | 28.502 | 1
1FK71032AC711UB0 | SIMOTICS S SYNCHRONOUS MOTOR 1FK7-CT PN=5,2 KW; UZK=600V M0=36NM (100K); NN=2000RPM; NATURAL COOLING; FRAME SIZE IMB 5 (IM V1, IM V3) FLANGE 1 POWER CONNECTOR ROTATABLE RESOLVER MULTI-POLE WITH DRIVE-CLIQ INTERFACE; SHAFT WITH FITTED KEY, TOLERANCE N; WITH HOLDING BRAKE PROTECTION CLASS IP64; | 3488 | TEM | 1 | MC | 28.801 | 1
1FK71032AC711UB1 | SIMOTICS S SYNCHRONOUS MOTOR 1FK7-CT PN=5,2 KW; UZK=600V M0=36NM (100K); NN=2000RPM; NATURAL COOLING; FRAME SIZE IMB 5 (IM V1, IM V3) FLANGE 1 POWER CONNECTOR ROTATABLE RESOLVER MULTI-POLE WITH DRIVE-CLIQ INTERFACE; SHAFT WITH FITTED KEY, TOLERANCE N; WITH HOLDING BRAKE PROTECTION CLASS IP65, | 3581 | TEM | 1 | MC | 28.801 | 1
1FK71032AC711UB2 | SIMOTICS S SYNCHRONOUS MOTOR 1FK7-CT PN=5,2 KW; UZK=600V M0=36NM (100K); NN=2000RPM; NATURAL COOLING; FRAME SIZE IMB 5 (IM V1, IM V3) FLANGE 1 POWER CONNECTOR ROTATABLE RESOLVER MULTI-POLE WITH DRIVE-CLIQ INTERFACE; SHAFT WITH FITTED KEY, TOLERANCE N; WITH HOLDING BRAKE PROTECTION CLASS IP65, FLANGE ON DRIVE END IP67; | 3581 | TEM | 1 | MC | 28.801 | 1
1FK71032AC711UG0 | SIMOTICS S SYNCHRONOUS MOTOR 1FK7-CT PN=5,2 KW; UZK=600V M0=36NM (100K); NN=2000RPM; NATURAL COOLING; FRAME SIZE IMB 5 (IM V1, IM V3) FLANGE 1 POWER CONNECTOR ROTATABLE RESOLVER MULTI-POLE WITH DRIVE-CLIQ INTERFACE; PLAIN SHAFT, TOLERANCE N; W/O HOLDING BRAKE PROTECTION CLASS IP64; | 2990 | TEM | 1 | MC | 28.502 | 1
1FK71032AC711UG1 | SIMOTICS S SYNCHRONOUS MOTOR 1FK7-CT PN=5,2 KW; UZK=600V M0=36NM (100K); NN=2000RPM; NATURAL COOLING; FRAME SIZE IMB 5 (IM V1, IM V3) FLANGE 1 POWER CONNECTOR ROTATABLE RESOLVER MULTI-POLE WITH DRIVE-CLIQ INTERFACE; PLAIN SHAFT, TOLERANCE N; W/O HOLDING BRAKE PROTECTION CLASS IP65, | 3084 | TEM | 1 | MC | 28.502 | 1
1FK71032AC711UG2 | SIMOTICS S SYNCHRONOUS MOTOR 1FK7-CT PN=5,2 KW; UZK=600V M0=36NM (100K); NN=2000RPM; NATURAL COOLING; FRAME SIZE IMB 5 (IM V1, IM V3) FLANGE 1 POWER CONNECTOR ROTATABLE RESOLVER MULTI-POLE WITH DRIVE-CLIQ INTERFACE; PLAIN SHAFT, TOLERANCE N; W/O HOLDING BRAKE PROTECTION CLASS IP65, FLANGE ON DRIVE END IP67; | 3084 | TEM | 1 | MC | 28.502 | 1
1FK71032AC711UH0 | SIMOTICS S SYNCHRONOUS MOTOR 1FK7-CT PN=5,2 KW; UZK=600V M0=36NM (100K); NN=2000RPM; NATURAL COOLING; FRAME SIZE IMB 5 (IM V1, IM V3) FLANGE 1 POWER CONNECTOR ROTATABLE RESOLVER MULTI-POLE WITH DRIVE-CLIQ INTERFACE; PLAIN SHAFT, TOLERANCE N; WITH HOLDING BRAKE PROTECTION CLASS IP64; | 3401 | TEM | 1 | MC | 28.801 | 1
1FK71032AC711UH1 | SIMOTICS S SYNCHRONOUS MOTOR 1FK7-CT PN=5,2 KW; UZK=600V M0=36NM (100K); NN=2000RPM; NATURAL COOLING; FRAME SIZE IMB 5 (IM V1, IM V3) FLANGE 1 POWER CONNECTOR ROTATABLE RESOLVER MULTI-POLE WITH DRIVE-CLIQ INTERFACE; PLAIN SHAFT, TOLERANCE N; WITH HOLDING BRAKE PROTECTION CLASS IP65, | 3495 | TEM | 1 | MC | 28.801 | 1
1FK71032AC711UH2 | SIMOTICS S SYNCHRONOUS MOTOR 1FK7-CT PN=5,2 KW; UZK=600V M0=36NM (100K); NN=2000RPM; NATURAL COOLING; FRAME SIZE IMB 5 (IM V1, IM V3) FLANGE 1 POWER CONNECTOR ROTATABLE RESOLVER MULTI-POLE WITH DRIVE-CLIQ INTERFACE; PLAIN SHAFT, TOLERANCE N; WITH HOLDING BRAKE PROTECTION CLASS IP65, FLANGE ON DRIVE END IP67; | 3495 | TEM | 1 | MC | 28.801 | 1
1FK71032AF711AA0 | SIMOTICS S SYNCHRONOUS MOTOR 1FK7-CT PN=4,4 KW; UZK=600V M0=36NM (100K); NN=3000RPM; NATURAL COOLING; FRAME SIZE IMB 5 (IM V1, IM V3) FLANGE 1, WITH KTY TEMPERATURESENSOR POWER CONNECTOR ROTATABLE INCREMENTAL ENCODER SIN/COS 1VPP;2048 S/R W. C-AND D-SPUR (ENCODER IC2048S/R) SHAFT WITH FITTED KEY, TOLERANCE N; W/O HOLDING BRAKE PROTECTION CLASS IP64; | 3421 | TEM | 1 | MC | 28.501 | 1
1FK71032AF711AA1 | SIMOTICS S SYNCHRONOUS MOTOR 1FK7-CT PN=4,4 KW; UZK=600V M0=36NM (100K); NN=3000RPM; NATURAL COOLING; FRAME SIZE IMB 5 (IM V1, IM V3) FLANGE 1, WITH KTY TEMPERATURESENSOR POWER CONNECTOR ROTATABLE INCREMENTAL ENCODER SIN/COS 1VPP;2048 S/R W. C-AND D-SPUR (ENCODER IC2048S/R) SHAFT WITH FITTED KEY, TOLERANCE N; W/O HOLDING BRAKE PROTECTION CLASS IP65, | 3515 | TEM | 1 | MC | 28.501 | 1
1FK71032AF711AA2 | SIMOTICS S SYNCHRONOUS MOTOR 1FK7-CT PN=4,4 KW; UZK=600V M0=36NM (100K); NN=3000RPM; NATURAL COOLING; FRAME SIZE IMB 5 (IM V1, IM V3) FLANGE 1, WITH KTY TEMPERATURESENSOR POWER CONNECTOR ROTATABLE INCREMENTAL ENCODER SIN/COS 1VPP;2048 S/R W. C-AND D-SPUR (ENCODER IC2048S/R) SHAFT WITH FITTED KEY, TOLERANCE N; W/O HOLDING BRAKE PROTECTION CLASS IP65, FLANGE ON DRIVE END IP67; | 3515 | TEM | 1 | MC | 28.501 | 1
1FK71032AF711AB0 | SIMOTICS S SYNCHRONOUS MOTOR 1FK7-CT PN=4,4 KW; UZK=600V M0=36NM (100K); NN=3000RPM; NATURAL COOLING; FRAME SIZE IMB 5 (IM V1, IM V3) FLANGE 1, WITH KTY TEMPERATURESENSOR POWER CONNECTOR ROTATABLE INCREMENTAL ENCODER SIN/COS 1VPP;2048 S/R W. C-AND D-SPUR (ENCODER IC2048S/R) SHAFT WITH FITTED KEY, TOLERANCE N; WITH HOLDING BRAKE PROTECTION CLASS IP64; | 3833 | TEM | 1 | MC | 28.8 | 1
1FK71032AF711AB1 | SIMOTICS S SYNCHRONOUS MOTOR 1FK7-CT PN=4,4 KW; UZK=600V M0=36NM (100K); NN=3000RPM; NATURAL COOLING; FRAME SIZE IMB 5 (IM V1, IM V3) FLANGE 1, WITH KTY TEMPERATURESENSOR POWER CONNECTOR ROTATABLE INCREMENTAL ENCODER SIN/COS 1VPP;2048 S/R W. C-AND D-SPUR (ENCODER IC2048S/R) SHAFT WITH FITTED KEY, TOLERANCE N; WITH HOLDING BRAKE PROTECTION CLASS IP65, | 3926 | TEM | 1 | MC | 28.8 | 1
1FK71032AF711AB2 | SIMOTICS S SYNCHRONOUS MOTOR 1FK7-CT PN=4,4 KW; UZK=600V M0=36NM (100K); NN=3000RPM; NATURAL COOLING; FRAME SIZE IMB 5 (IM V1, IM V3) FLANGE 1, WITH KTY TEMPERATURESENSOR POWER CONNECTOR ROTATABLE INCREMENTAL ENCODER SIN/COS 1VPP;2048 S/R W. C-AND D-SPUR (ENCODER IC2048S/R) SHAFT WITH FITTED KEY, TOLERANCE N; WITH HOLDING BRAKE PROTECTION CLASS IP65, FLANGE ON DRIVE END IP67; | 3926 | TEM | 1 | MC | 28.8 | 1
1FK71032AF711AG0 | SIMOTICS S SYNCHRONOUS MOTOR 1FK7-CT PN=4,4 KW; UZK=600V M0=36NM (100K); NN=3000RPM; NATURAL COOLING; FRAME SIZE IMB 5 (IM V1, IM V3) FLANGE 1, WITH KTY TEMPERATURESENSOR POWER CONNECTOR ROTATABLE INCREMENTAL ENCODER SIN/COS 1VPP;2048 S/R W. C-AND D-SPUR (ENCODER IC2048S/R) PLAIN SHAFT, TOLERANCE N; W/O HOLDING BRAKE PROTECTION CLASS IP64; | 3335 | TEM | 1 | MC | 28.501 | 1
1FK71032AF711AG1 | SIMOTICS S SYNCHRONOUS MOTOR 1FK7-CT PN=4,4 KW; UZK=600V M0=36NM (100K); NN=3000RPM; NATURAL COOLING; FRAME SIZE IMB 5 (IM V1, IM V3) FLANGE 1, WITH KTY TEMPERATURESENSOR POWER CONNECTOR ROTATABLE INCREMENTAL ENCODER SIN/COS 1VPP;2048 S/R W. C-AND D-SPUR (ENCODER IC2048S/R) PLAIN SHAFT, TOLERANCE N; W/O HOLDING BRAKE PROTECTION CLASS IP65, | 3429 | TEM | 1 | MC | 28.501 | 1
1FK71032AF711AG2 | SIMOTICS S SYNCHRONOUS MOTOR 1FK7-CT PN=4,4 KW; UZK=600V M0=36NM (100K); NN=3000RPM; NATURAL COOLING; FRAME SIZE IMB 5 (IM V1, IM V3) FLANGE 1, WITH KTY TEMPERATURESENSOR POWER CONNECTOR ROTATABLE INCREMENTAL ENCODER SIN/COS 1VPP;2048 S/R W. C-AND D-SPUR (ENCODER IC2048S/R) PLAIN SHAFT, TOLERANCE N; W/O HOLDING BRAKE PROTECTION CLASS IP65, FLANGE ON DRIVE END IP67; | 3429 | TEM | 1 | MC | 28.501 | 1
1FK71032AF711AH0 | SIMOTICS S SYNCHRONOUS MOTOR 1FK7-CT PN=4,4 KW; UZK=600V M0=36NM (100K); NN=3000RPM; NATURAL COOLING; FRAME SIZE IMB 5 (IM V1, IM V3) FLANGE 1, WITH KTY TEMPERATURESENSOR POWER CONNECTOR ROTATABLE INCREMENTAL ENCODER SIN/COS 1VPP;2048 S/R W. C-AND D-SPUR (ENCODER IC2048S/R) PLAIN SHAFT, TOLERANCE N; WITH HOLDING BRAKE PROTECTION CLASS IP64; | 3746 | TEM | 1 | MC | 28.8 | 1
1FK71032AF711AH1 | SIMOTICS S SYNCHRONOUS MOTOR 1FK7-CT PN=4,4 KW; UZK=600V M0=36NM (100K); NN=3000RPM; NATURAL COOLING; FRAME SIZE IMB 5 (IM V1, IM V3) FLANGE 1, WITH KTY TEMPERATURESENSOR POWER CONNECTOR ROTATABLE INCREMENTAL ENCODER SIN/COS 1VPP;2048 S/R W. C-AND D-SPUR (ENCODER IC2048S/R) PLAIN SHAFT, TOLERANCE N; WITH HOLDING BRAKE PROTECTION CLASS IP65, | 3840 | TEM | 1 | MC | 28.8 | 1
1FK71032AF711AH2 | SIMOTICS S SYNCHRONOUS MOTOR 1FK7-CT PN=4,4 KW; UZK=600V M0=36NM (100K); NN=3000RPM; NATURAL COOLING; FRAME SIZE IMB 5 (IM V1, IM V3) FLANGE 1, WITH KTY TEMPERATURESENSOR POWER CONNECTOR ROTATABLE INCREMENTAL ENCODER SIN/COS 1VPP;2048 S/R W. C-AND D-SPUR (ENCODER IC2048S/R) PLAIN SHAFT, TOLERANCE N; WITH HOLDING BRAKE PROTECTION CLASS IP65, FLANGE ON DRIVE END IP67; | 3840 | TEM | 1 | MC | 28.8 | 1
1FK71032AF711BA0 | SIMOTICS S SYNCHRONOUS MOTOR 1FK7-CT PN=4,4 KW; UZK=600V M0=36NM (100K); NN=3000RPM; NATURAL COOLING; FRAME SIZE IMB 5 (IM V1, IM V3) FLANGE 1 POWER CONNECTOR ROTATABLE ABSOLUTE ENCODER SINGLETURN 24 BIT WITH DRIVE CLIQ INTERFACE (ENCODER AS24DQI) SHAFT WITH FITTED KEY, TOLERANCE N; W/O HOLDING BRAKE PROTECTION CLASS IP64; | 3662 | TEM | 1 | MC | 28.501 | 1
1FK71032AF711BA1 | SIMOTICS S SYNCHRONOUS MOTOR 1FK7-CT PN=4,4 KW; UZK=600V M0=36NM (100K); NN=3000RPM; NATURAL COOLING; FRAME SIZE IMB 5 (IM V1, IM V3) FLANGE 1 POWER CONNECTOR ROTATABLE ABSOLUTE ENCODER SINGLETURN 24 BIT WITH DRIVE CLIQ INTERFACE (ENCODER AS24DQI) SHAFT WITH FITTED KEY, TOLERANCE N; W/O HOLDING BRAKE PROTECTION CLASS IP65, | 3756 | TEM | 1 | MC | 28.501 | 1
1FK71032AF711BA2 | SIMOTICS S SYNCHRONOUS MOTOR 1FK7-CT PN=4,4 KW; UZK=600V M0=36NM (100K); NN=3000RPM; NATURAL COOLING; FRAME SIZE IMB 5 (IM V1, IM V3) FLANGE 1 POWER CONNECTOR ROTATABLE ABSOLUTE ENCODER SINGLETURN 24 BIT WITH DRIVE CLIQ INTERFACE (ENCODER AS24DQI) SHAFT WITH FITTED KEY, TOLERANCE N; W/O HOLDING BRAKE PROTECTION CLASS IP65, FLANGE ON DRIVE END IP67; | 3756 | TEM | 1 | MC | 28.501 | 1
1FK71032AF711BB0 | SIMOTICS S SYNCHRONOUS MOTOR 1FK7-CT PN=4,4 KW; UZK=600V M0=36NM (100K); NN=3000RPM; NATURAL COOLING; FRAME SIZE IMB 5 (IM V1, IM V3) FLANGE 1 POWER CONNECTOR ROTATABLE ABSOLUTE ENCODER SINGLETURN 24 BIT WITH DRIVE CLIQ INTERFACE (ENCODER AS24DQI) SHAFT WITH FITTED KEY, TOLERANCE N; WITH HOLDING BRAKE PROTECTION CLASS IP64; | 4074 | TEM | 1 | MC | 28.8 | 1
1FK71032AF711BB1 | SIMOTICS S SYNCHRONOUS MOTOR 1FK7-CT PN=4,4 KW; UZK=600V M0=36NM (100K); NN=3000RPM; NATURAL COOLING; FRAME SIZE IMB 5 (IM V1, IM V3) FLANGE 1 POWER CONNECTOR ROTATABLE ABSOLUTE ENCODER SINGLETURN 24 BIT WITH DRIVE CLIQ INTERFACE (ENCODER AS24DQI) SHAFT WITH FITTED KEY, TOLERANCE N; WITH HOLDING BRAKE PROTECTION CLASS IP65, | 4167 | TEM | 1 | MC | 28.8 | 1
1FK71032AF711BB2 | SIMOTICS S SYNCHRONOUS MOTOR 1FK7-CT PN=4,4 KW; UZK=600V M0=36NM (100K); NN=3000RPM; NATURAL COOLING; FRAME SIZE IMB 5 (IM V1, IM V3) FLANGE 1 POWER CONNECTOR ROTATABLE ABSOLUTE ENCODER SINGLETURN 24 BIT WITH DRIVE CLIQ INTERFACE (ENCODER AS24DQI) SHAFT WITH FITTED KEY, TOLERANCE N; WITH HOLDING BRAKE PROTECTION CLASS IP65, FLANGE ON DRIVE END IP67; | 4167 | TEM | 1 | MC | 28.8 | 1
1FK71032AF711BG0 | SIMOTICS S SYNCHRONOUS MOTOR 1FK7-CT PN=4,4 KW; UZK=600V M0=36NM (100K); NN=3000RPM; NATURAL COOLING; FRAME SIZE IMB 5 (IM V1, IM V3) FLANGE 1 POWER CONNECTOR ROTATABLE ABSOLUTE ENCODER SINGLETURN 24 BIT WITH DRIVE CLIQ INTERFACE (ENCODER AS24DQI) PLAIN SHAFT, TOLERANCE N; W/O HOLDING BRAKE PROTECTION CLASS IP64; | 3576 | TEM | 1 | MC | 28.501 | 1
1FK71032AF711BG1 | SIMOTICS S SYNCHRONOUS MOTOR 1FK7-CT PN=4,4 KW; UZK=600V M0=36NM (100K); NN=3000RPM; NATURAL COOLING; FRAME SIZE IMB 5 (IM V1, IM V3) FLANGE 1 POWER CONNECTOR ROTATABLE ABSOLUTE ENCODER SINGLETURN 24 BIT WITH DRIVE CLIQ INTERFACE (ENCODER AS24DQI) PLAIN SHAFT, TOLERANCE N; W/O HOLDING BRAKE PROTECTION CLASS IP65, | 3670 | TEM | 1 | MC | 28.501 | 1
1FK71032AF711BG2 | SIMOTICS S SYNCHRONOUS MOTOR 1FK7-CT PN=4,4 KW; UZK=600V M0=36NM (100K); NN=3000RPM; NATURAL COOLING; FRAME SIZE IMB 5 (IM V1, IM V3) FLANGE 1 POWER CONNECTOR ROTATABLE ABSOLUTE ENCODER SINGLETURN 24 BIT WITH DRIVE CLIQ INTERFACE (ENCODER AS24DQI) PLAIN SHAFT, TOLERANCE N; W/O HOLDING BRAKE PROTECTION CLASS IP65, FLANGE ON DRIVE END IP67; | 3670 | TEM | 1 | MC | 28.501 | 1
1FK71032AF711BH0 | SIMOTICS S SYNCHRONOUS MOTOR 1FK7-CT PN=4,4 KW; UZK=600V M0=36NM (100K); NN=3000RPM; NATURAL COOLING; FRAME SIZE IMB 5 (IM V1, IM V3) FLANGE 1 POWER CONNECTOR ROTATABLE ABSOLUTE ENCODER SINGLETURN 24 BIT WITH DRIVE CLIQ INTERFACE (ENCODER AS24DQI) PLAIN SHAFT, TOLERANCE N; WITH HOLDING BRAKE PROTECTION CLASS IP64; | 3987 | TEM | 1 | MC | 28.8 | 1
1FK71032AF711BH1 | SIMOTICS S SYNCHRONOUS MOTOR 1FK7-CT PN=4,4 KW; UZK=600V M0=36NM (100K); NN=3000RPM; NATURAL COOLING; FRAME SIZE IMB 5 (IM V1, IM V3) FLANGE 1 POWER CONNECTOR ROTATABLE ABSOLUTE ENCODER SINGLETURN 24 BIT WITH DRIVE CLIQ INTERFACE (ENCODER AS24DQI) PLAIN SHAFT, TOLERANCE N; WITH HOLDING BRAKE PROTECTION CLASS IP65, | 4081 | TEM | 1 | MC | 28.8 | 1
1FK71032AF711BH2 | SIMOTICS S SYNCHRONOUS MOTOR 1FK7-CT PN=4,4 KW; UZK=600V M0=36NM (100K); NN=3000RPM; NATURAL COOLING; FRAME SIZE IMB 5 (IM V1, IM V3) FLANGE 1 POWER CONNECTOR ROTATABLE ABSOLUTE ENCODER SINGLETURN 24 BIT WITH DRIVE CLIQ INTERFACE (ENCODER AS24DQI) PLAIN SHAFT, TOLERANCE N; WITH HOLDING BRAKE PROTECTION CLASS IP65, FLANGE ON DRIVE END IP67; | 4081 | TEM | 1 | MC | 28.8 | 1
1FK71032AF711CA0 | SIMOTICS S SYNCHRONOUS MOTOR 1FK7-CT PN=4,4 KW; UZK=600V M0=36NM (100K); NN=3000RPM; NATURAL COOLING; FRAME SIZE IMB 5 (IM V1, IM V3) FLANGE 1 POWER CONNECTOR ROTATABLE ABSOLUTE ENCODER 24 BIT + 12 BIT MULTITURN WITH DRIVE-CLIQ INTERFACE (ENCODER AM24DQI) SHAFT WITH FITTED KEY, TOLERANCE N; W/O HOLDING BRAKE PROTECTION CLASS IP64; | 4032 | TEM | 1 | MC | 28.501 | 1
1FK71032AF711CA1 | SIMOTICS S SYNCHRONOUS MOTOR 1FK7-CT PN=4,4 KW; UZK=600V M0=36NM (100K); NN=3000RPM; NATURAL COOLING; FRAME SIZE IMB 5 (IM V1, IM V3) FLANGE 1 POWER CONNECTOR ROTATABLE ABSOLUTE ENCODER 24 BIT + 12 BIT MULTITURN WITH DRIVE-CLIQ INTERFACE (ENCODER AM24DQI) SHAFT WITH FITTED KEY, TOLERANCE N; W/O HOLDING BRAKE PROTECTION CLASS IP65, | 4125 | TEM | 1 | MC | 28.501 | 1
1FK71032AF711CA2 | SIMOTICS S SYNCHRONOUS MOTOR 1FK7-CT PN=4,4 KW; UZK=600V M0=36NM (100K); NN=3000RPM; NATURAL COOLING; FRAME SIZE IMB 5 (IM V1, IM V3) FLANGE 1 POWER CONNECTOR ROTATABLE ABSOLUTE ENCODER 24 BIT + 12 BIT MULTITURN WITH DRIVE-CLIQ INTERFACE (ENCODER AM24DQI) SHAFT WITH FITTED KEY, TOLERANCE N; W/O HOLDING BRAKE PROTECTION CLASS IP65, FLANGE ON DRIVE END IP67; | 4125 | TEM | 1 | MC | 28.501 | 1
1FK71032AF711CB0 | SIMOTICS S SYNCHRONOUS MOTOR 1FK7-CT PN=4,4 KW; UZK=600V M0=36NM (100K); NN=3000RPM; NATURAL COOLING; FRAME SIZE IMB 5 (IM V1, IM V3) FLANGE 1 POWER CONNECTOR ROTATABLE ABSOLUTE ENCODER 24 BIT + 12 BIT MULTITURN WITH DRIVE-CLIQ INTERFACE (ENCODER AM24DQI) SHAFT WITH FITTED KEY, TOLERANCE N; WITH HOLDING BRAKE PROTECTION CLASS IP64; | 4443 | TEM | 1 | MC | 28.8 | 1
1FK71032AF711CB1 | SIMOTICS S SYNCHRONOUS MOTOR 1FK7-CT PN=4,4 KW; UZK=600V M0=36NM (100K); NN=3000RPM; NATURAL COOLING; FRAME SIZE IMB 5 (IM V1, IM V3) FLANGE 1 POWER CONNECTOR ROTATABLE ABSOLUTE ENCODER 24 BIT + 12 BIT MULTITURN WITH DRIVE-CLIQ INTERFACE (ENCODER AM24DQI) SHAFT WITH FITTED KEY, TOLERANCE N; WITH HOLDING BRAKE PROTECTION CLASS IP65, | 4536 | TEM | 1 | MC | 28.8 | 1
1FK71032AF711CB2 | SIMOTICS S SYNCHRONOUS MOTOR 1FK7-CT PN=4,4 KW; UZK=600V M0=36NM (100K); NN=3000RPM; NATURAL COOLING; FRAME SIZE IMB 5 (IM V1, IM V3) FLANGE 1 POWER CONNECTOR ROTATABLE ABSOLUTE ENCODER 24 BIT + 12 BIT MULTITURN WITH DRIVE-CLIQ INTERFACE (ENCODER AM24DQI) SHAFT WITH FITTED KEY, TOLERANCE N; WITH HOLDING BRAKE PROTECTION CLASS IP65, FLANGE ON DRIVE END IP67; | 4536 | TEM | 1 | MC | 28.8 | 1
1FK71032AF711CG0 | SIMOTICS S SYNCHRONOUS MOTOR 1FK7-CT PN=4,4 KW; UZK=600V M0=36NM (100K); NN=3000RPM; NATURAL COOLING; FRAME SIZE IMB 5 (IM V1, IM V3) FLANGE 1 POWER CONNECTOR ROTATABLE ABSOLUTE ENCODER 24 BIT + 12 BIT MULTITURN WITH DRIVE-CLIQ INTERFACE (ENCODER AM24DQI) PLAIN SHAFT, TOLERANCE N; W/O HOLDING BRAKE PROTECTION CLASS IP64; | 3945 | TEM | 1 | MC | 28.501 | 1
1FK71032AF711CG1 | SIMOTICS S SYNCHRONOUS MOTOR 1FK7-CT PN=4,4 KW; UZK=600V M0=36NM (100K); NN=3000RPM; NATURAL COOLING; FRAME SIZE IMB 5 (IM V1, IM V3) FLANGE 1 POWER CONNECTOR ROTATABLE ABSOLUTE ENCODER 24 BIT + 12 BIT MULTITURN WITH DRIVE-CLIQ INTERFACE (ENCODER AM24DQI) PLAIN SHAFT, TOLERANCE N; W/O HOLDING BRAKE PROTECTION CLASS IP65, | 4039 | TEM | 1 | MC | 28.501 | 1
1FK71032AF711CG2 | SIMOTICS S SYNCHRONOUS MOTOR 1FK7-CT PN=4,4 KW; UZK=600V M0=36NM (100K); NN=3000RPM; NATURAL COOLING; FRAME SIZE IMB 5 (IM V1, IM V3) FLANGE 1 POWER CONNECTOR ROTATABLE ABSOLUTE ENCODER 24 BIT + 12 BIT MULTITURN WITH DRIVE-CLIQ INTERFACE (ENCODER AM24DQI) PLAIN SHAFT, TOLERANCE N; W/O HOLDING BRAKE PROTECTION CLASS IP65, FLANGE ON DRIVE END IP67; | 4039 | TEM | 1 | MC | 28.501 | 1
1FK71032AF711CH0 | SIMOTICS S SYNCHRONOUS MOTOR 1FK7-CT PN=4,4 KW; UZK=600V M0=36NM (100K); NN=3000RPM; NATURAL COOLING; FRAME SIZE IMB 5 (IM V1, IM V3) FLANGE 1 POWER CONNECTOR ROTATABLE ABSOLUTE ENCODER 24 BIT + 12 BIT MULTITURN WITH DRIVE-CLIQ INTERFACE (ENCODER AM24DQI) PLAIN SHAFT, TOLERANCE N; WITH HOLDING BRAKE PROTECTION CLASS IP64; | 4357 | TEM | 1 | MC | 28.8 | 1
1FK71032AF711CH1 | SIMOTICS S SYNCHRONOUS MOTOR 1FK7-CT PN=4,4 KW; UZK=600V M0=36NM (100K); NN=3000RPM; NATURAL COOLING; FRAME SIZE IMB 5 (IM V1, IM V3) FLANGE 1 POWER CONNECTOR ROTATABLE ABSOLUTE ENCODER 24 BIT + 12 BIT MULTITURN WITH DRIVE-CLIQ INTERFACE (ENCODER AM24DQI) PLAIN SHAFT, TOLERANCE N; WITH HOLDING BRAKE PROTECTION CLASS IP65, | 4450 | TEM | 1 | MC | 28.8 | 1
1FK71032AF711CH2 | SIMOTICS S SYNCHRONOUS MOTOR 1FK7-CT PN=4,4 KW; UZK=600V M0=36NM (100K); NN=3000RPM; NATURAL COOLING; FRAME SIZE IMB 5 (IM V1, IM V3) FLANGE 1 POWER CONNECTOR ROTATABLE ABSOLUTE ENCODER 24 BIT + 12 BIT MULTITURN WITH DRIVE-CLIQ INTERFACE (ENCODER AM24DQI) PLAIN SHAFT, TOLERANCE N; WITH HOLDING BRAKE PROTECTION CLASS IP65, FLANGE ON DRIVE END IP67; | 4450 | TEM | 1 | MC | 28.8 | 1
1FK71032AF711DA0 | SIMOTICS S SYNCHRONOUS MOTOR 1FK7-CT PN=4,4 KW; UZK=600V M0=36NM (100K); NN=3000RPM; NATURAL COOLING; FRAME SIZE IMB 5 (IM V1, IM V3) FLANGE 1 POWER CONNECTOR ROTATABLE INCREMENTAL ENCODER 22 BIT WITH DRIVE-CLIQ INTERFACE (ENCODER IC22DQ) SHAFT WITH FITTED KEY, TOLERANCE N; W/O HOLDING BRAKE PROTECTION CLASS IP64; | 3742 | TEM | 1 | MC | 28.502 | 1
1FK71032AF711DB0 | SIMOTICS S SYNCHRONOUS MOTOR 1FK7-CT PN=4,4 KW; UZK=600V M0=36NM (100K); NN=3000RPM; NATURAL COOLING; FRAME SIZE IMB 5 (IM V1, IM V3) FLANGE 1 POWER CONNECTOR ROTATABLE INCREMENTAL ENCODER 22 BIT WITH DRIVE-CLIQ INTERFACE (ENCODER IC22DQ) SHAFT WITH FITTED KEY, TOLERANCE N; WITH HOLDING BRAKE PROTECTION CLASS IP64; | 4154 | TEM | 1 | MC | 28.801 | 1
1FK71032AF711DG0 | SIMOTICS S SYNCHRONOUS MOTOR 1FK7-CT PN=4,4 KW; UZK=600V M0=36NM (100K); NN=3000RPM; NATURAL COOLING; FRAME SIZE IMB 5 (IM V1, IM V3) FLANGE 1 POWER CONNECTOR ROTATABLE INCREMENTAL ENCODER 22 BIT WITH DRIVE-CLIQ INTERFACE (ENCODER IC22DQ) PLAIN SHAFT, TOLERANCE N; W/O HOLDING BRAKE PROTECTION CLASS IP64; | 3656 | TEM | 1 | MC | 28.502 | 1
1FK71032AF711DG1 | SIMOTICS S SYNCHRONOUS MOTOR 1FK7-CT PN=4,4 KW; UZK=600V M0=36NM (100K); NN=3000RPM; NATURAL COOLING; FRAME SIZE IMB 5 (IM V1, IM V3) FLANGE 1 POWER CONNECTOR ROTATABLE INCREMENTAL ENCODER 22 BIT WITH DRIVE-CLIQ INTERFACE (ENCODER IC22DQ) PLAIN SHAFT, TOLERANCE N; W/O HOLDING BRAKE PROTECTION CLASS IP65, | 3750 | TEM | 1 | MC | 28.502 | 1
1FK71032AF711DH0 | SIMOTICS S SYNCHRONOUS MOTOR 1FK7-CT PN=4,4 KW; UZK=600V M0=36NM (100K); NN=3000RPM; NATURAL COOLING; FRAME SIZE IMB 5 (IM V1, IM V3) FLANGE 1 POWER CONNECTOR ROTATABLE INCREMENTAL ENCODER 22 BIT WITH DRIVE-CLIQ INTERFACE (ENCODER IC22DQ) PLAIN SHAFT, TOLERANCE N; WITH HOLDING BRAKE PROTECTION CLASS IP64; | 4068 | TEM | 1 | MC | 28.801 | 1
1FK71032AF711EA0 | SIMOTICS S SYNCHRONOUS MOTOR 1FK7-CT PN=4,4 KW; UZK=600V M0=36NM (100K); NN=3000RPM; NATURAL COOLING; FRAME SIZE IMB 5 (IM V1, IM V3) FLANGE 1, WITH KTY TEMPERATURESENSOR POWER CONNECTOR ROTATABLE ABSOLUTE ENCODERR 2048 S/R + 4096 UMDREHUNGEN MULTITURN, WITH ENDAT-SCHNITTSTELLE (ENCODER AM2048S/R) SHAFT WITH FITTED KEY, TOLERANCE N; W/O HOLDING BRAKE PROTECTION CLASS IP64; | 3793 | TEM | 1 | MC | 28.501 | 1
1FK71032AF711EA1 | SIMOTICS S SYNCHRONOUS MOTOR 1FK7-CT PN=4,4 KW; UZK=600V M0=36NM (100K); NN=3000RPM; NATURAL COOLING; FRAME SIZE IMB 5 (IM V1, IM V3) FLANGE 1, WITH KTY TEMPERATURESENSOR POWER CONNECTOR ROTATABLE ABSOLUTE ENCODERR 2048 S/R + 4096 UMDREHUNGEN MULTITURN, WITH ENDAT-SCHNITTSTELLE (ENCODER AM2048S/R) SHAFT WITH FITTED KEY, TOLERANCE N; W/O HOLDING BRAKE PROTECTION CLASS IP65, | 3886 | TEM | 1 | MC | 28.501 | 1
1FK71032AF711EA2 | SIMOTICS S SYNCHRONOUS MOTOR 1FK7-CT PN=4,4 KW; UZK=600V M0=36NM (100K); NN=3000RPM; NATURAL COOLING; FRAME SIZE IMB 5 (IM V1, IM V3) FLANGE 1, WITH KTY TEMPERATURESENSOR POWER CONNECTOR ROTATABLE ABSOLUTE ENCODERR 2048 S/R + 4096 UMDREHUNGEN MULTITURN, WITH ENDAT-SCHNITTSTELLE (ENCODER AM2048S/R) SHAFT WITH FITTED KEY, TOLERANCE N; W/O HOLDING BRAKE PROTECTION CLASS IP65, FLANGE ON DRIVE END IP67; | 3886 | TEM | 1 | MC | 28.501 | 1
1FK71032AF711EB0 | SIMOTICS S SYNCHRONOUS MOTOR 1FK7-CT PN=4,4 KW; UZK=600V M0=36NM (100K); NN=3000RPM; NATURAL COOLING; FRAME SIZE IMB 5 (IM V1, IM V3) FLANGE 1, WITH KTY TEMPERATURESENSOR POWER CONNECTOR ROTATABLE ABSOLUTE ENCODERR 2048 S/R + 4096 UMDREHUNGEN MULTITURN, WITH ENDAT-SCHNITTSTELLE (ENCODER AM2048S/R) SHAFT WITH FITTED KEY, TOLERANCE N; WITH HOLDING BRAKE PROTECTION CLASS IP64; | 4204 | TEM | 1 | MC | 28.8 | 1
1FK71032AF711EB1 | SIMOTICS S SYNCHRONOUS MOTOR 1FK7-CT PN=4,4 KW; UZK=600V M0=36NM (100K); NN=3000RPM; NATURAL COOLING; FRAME SIZE IMB 5 (IM V1, IM V3) FLANGE 1, WITH KTY TEMPERATURESENSOR POWER CONNECTOR ROTATABLE ABSOLUTE ENCODERR 2048 S/R + 4096 UMDREHUNGEN MULTITURN, WITH ENDAT-SCHNITTSTELLE (ENCODER AM2048S/R) SHAFT WITH FITTED KEY, TOLERANCE N; WITH HOLDING BRAKE PROTECTION CLASS IP65, | 4298 | TEM | 1 | MC | 28.8 | 1
1FK71032AF711EB2 | SIMOTICS S SYNCHRONOUS MOTOR 1FK7-CT PN=4,4 KW; UZK=600V M0=36NM (100K); NN=3000RPM; NATURAL COOLING; FRAME SIZE IMB 5 (IM V1, IM V3) FLANGE 1, WITH KTY TEMPERATURESENSOR POWER CONNECTOR ROTATABLE ABSOLUTE ENCODERR 2048 S/R + 4096 UMDREHUNGEN MULTITURN, WITH ENDAT-SCHNITTSTELLE (ENCODER AM2048S/R) SHAFT WITH FITTED KEY, TOLERANCE N; WITH HOLDING BRAKE PROTECTION CLASS IP65, FLANGE ON DRIVE END IP67; | 4298 | TEM | 1 | MC | 28.8 | 1
1FK71032AF711EG0 | SIMOTICS S SYNCHRONOUS MOTOR 1FK7-CT PN=4,4 KW; UZK=600V M0=36NM (100K); NN=3000RPM; NATURAL COOLING; FRAME SIZE IMB 5 (IM V1, IM V3) FLANGE 1, WITH KTY TEMPERATURESENSOR POWER CONNECTOR ROTATABLE ABSOLUTE ENCODERR 2048 S/R + 4096 UMDREHUNGEN MULTITURN, WITH ENDAT-SCHNITTSTELLE (ENCODER AM2048S/R) PLAIN SHAFT, TOLERANCE N; W/O HOLDING BRAKE PROTECTION CLASS IP64; | 3707 | TEM | 1 | MC | 28.501 | 1
1FK71032AF711EG1 | SIMOTICS S SYNCHRONOUS MOTOR 1FK7-CT PN=4,4 KW; UZK=600V M0=36NM (100K); NN=3000RPM; NATURAL COOLING; FRAME SIZE IMB 5 (IM V1, IM V3) FLANGE 1, WITH KTY TEMPERATURESENSOR POWER CONNECTOR ROTATABLE ABSOLUTE ENCODERR 2048 S/R + 4096 UMDREHUNGEN MULTITURN, WITH ENDAT-SCHNITTSTELLE (ENCODER AM2048S/R) PLAIN SHAFT, TOLERANCE N; W/O HOLDING BRAKE PROTECTION CLASS IP65, | 3800 | TEM | 1 | MC | 28.501 | 1
1FK71032AF711EG2 | SIMOTICS S SYNCHRONOUS MOTOR 1FK7-CT PN=4,4 KW; UZK=600V M0=36NM (100K); NN=3000RPM; NATURAL COOLING; FRAME SIZE IMB 5 (IM V1, IM V3) FLANGE 1, WITH KTY TEMPERATURESENSOR POWER CONNECTOR ROTATABLE ABSOLUTE ENCODERR 2048 S/R + 4096 UMDREHUNGEN MULTITURN, WITH ENDAT-SCHNITTSTELLE (ENCODER AM2048S/R) PLAIN SHAFT, TOLERANCE N; W/O HOLDING BRAKE PROTECTION CLASS IP65, FLANGE ON DRIVE END IP67; | 3800 | TEM | 1 | MC | 28.501 | 1
1FK71032AF711EH0 | SIMOTICS S SYNCHRONOUS MOTOR 1FK7-CT PN=4,4 KW; UZK=600V M0=36NM (100K); NN=3000RPM; NATURAL COOLING; FRAME SIZE IMB 5 (IM V1, IM V3) FLANGE 1, WITH KTY TEMPERATURESENSOR POWER CONNECTOR ROTATABLE ABSOLUTE ENCODERR 2048 S/R + 4096 UMDREHUNGEN MULTITURN, WITH ENDAT-SCHNITTSTELLE (ENCODER AM2048S/R) PLAIN SHAFT, TOLERANCE N; WITH HOLDING BRAKE PROTECTION CLASS IP64; | 4118 | TEM | 1 | MC | 28.8 | 1
1FK71032AF711EH1 | SIMOTICS S SYNCHRONOUS MOTOR 1FK7-CT PN=4,4 KW; UZK=600V M0=36NM (100K); NN=3000RPM; NATURAL COOLING; FRAME SIZE IMB 5 (IM V1, IM V3) FLANGE 1, WITH KTY TEMPERATURESENSOR POWER CONNECTOR ROTATABLE ABSOLUTE ENCODERR 2048 S/R + 4096 UMDREHUNGEN MULTITURN, WITH ENDAT-SCHNITTSTELLE (ENCODER AM2048S/R) PLAIN SHAFT, TOLERANCE N; WITH HOLDING BRAKE PROTECTION CLASS IP65, | 4211 | TEM | 1 | MC | 28.8 | 1
1FK71032AF711EH2 | SIMOTICS S SYNCHRONOUS MOTOR 1FK7-CT PN=4,4 KW; UZK=600V M0=36NM (100K); NN=3000RPM; NATURAL COOLING; FRAME SIZE IMB 5 (IM V1, IM V3) FLANGE 1, WITH KTY TEMPERATURESENSOR POWER CONNECTOR ROTATABLE ABSOLUTE ENCODERR 2048 S/R + 4096 UMDREHUNGEN MULTITURN, WITH ENDAT-SCHNITTSTELLE (ENCODER AM2048S/R) PLAIN SHAFT, TOLERANCE N; WITH HOLDING BRAKE PROTECTION CLASS IP65, FLANGE ON DRIVE END IP67; | 4211 | TEM | 1 | MC | 28.8 | 1
1FK71032AF711FA0 | SIMOTICS S SYNCHRONOUS MOTOR 1FK7-CT PN=4,4 KW; UZK=600V M0=36NM (100K); NN=3000RPM; NATURAL COOLING; FRAME SIZE IMB 5 (IM V1, IM V3) FLANGE 1 POWER CONNECTOR ROTATABLE ABSOLUTE ENCODER 22BIT + 12 BIT MULTITURN, WITH DRIVE-CLIQ INTERFACE (ENCODER AM22DQ) SHAFT WITH FITTED KEY, TOLERANCE N; W/O HOLDING BRAKE PROTECTION CLASS IP64; | 4112 | TEM | 1 | MC | 28.501 | 1
1FK71032AF711FH1 | SIMOTICS S SYNCHRONOUS MOTOR 1FK7-CT PN=4,4 KW; UZK=600V M0=36NM (100K); NN=3000RPM; NATURAL COOLING; FRAME SIZE IMB 5 (IM V1, IM V3) FLANGE 1 POWER CONNECTOR ROTATABLE ABSOLUTE ENCODER 22BIT + 12 BIT MULTITURN, WITH DRIVE-CLIQ INTERFACE (ENCODER AM22DQ) PLAIN SHAFT, TOLERANCE N; WITH HOLDING BRAKE PROTECTION CLASS IP65, | 4530 | TEM | 1 | MC | 28.8 | 1
1FK71032AF711KA0 | SIMOTICS S SYNCHRONOUS MOTOR 1FK7-CT PN=4,4 KW; UZK=600V M0=36NM (100K); NN=3000RPM; NATURAL COOLING; FRAME SIZE IMB 5 (IM V1, IM V3) FLANGE 1 POWER CONNECTOR ROTATABLE ABSOLUTE ENCODER 16BIT + 12BIT MULTITURN, WITH DRIVE-CLIQ INTERFACE (ENCODER AM16DQ) SHAFT WITH FITTED KEY, TOLERANCE N; W/O HOLDING BRAKE PROTECTION CLASS IP64; | 3594 | TEM | 1 | MC | 28.501 | 1
1FK71032AF711KA1 | SIMOTICS S SYNCHRONOUS MOTOR 1FK7-CT PN=4,4 KW; UZK=600V M0=36NM (100K); NN=3000RPM; NATURAL COOLING; FRAME SIZE IMB 5 (IM V1, IM V3) FLANGE 1 POWER CONNECTOR ROTATABLE ABSOLUTE ENCODER 16BIT + 12BIT MULTITURN, WITH DRIVE-CLIQ INTERFACE (ENCODER AM16DQ) SHAFT WITH FITTED KEY, TOLERANCE N; W/O HOLDING BRAKE PROTECTION CLASS IP65, | 3688 | TEM | 1 | MC | 28.501 | 1
1FK71032AF711KA2 | SIMOTICS S SYNCHRONOUS MOTOR 1FK7-CT PN=4,4 KW; UZK=600V M0=36NM (100K); NN=3000RPM; NATURAL COOLING; FRAME SIZE IMB 5 (IM V1, IM V3) FLANGE 1 POWER CONNECTOR ROTATABLE ABSOLUTE ENCODER 16BIT + 12BIT MULTITURN, WITH DRIVE-CLIQ INTERFACE (ENCODER AM16DQ) SHAFT WITH FITTED KEY, TOLERANCE N; W/O HOLDING BRAKE PROTECTION CLASS IP65, FLANGE ON DRIVE END IP67; | 3688 | TEM | 1 | MC | 28.501 | 1
1FK71032AF711KB0 | SIMOTICS S SYNCHRONOUS MOTOR 1FK7-CT PN=4,4 KW; UZK=600V M0=36NM (100K); NN=3000RPM; NATURAL COOLING; FRAME SIZE IMB 5 (IM V1, IM V3) FLANGE 1 POWER CONNECTOR ROTATABLE ABSOLUTE ENCODER 16BIT + 12BIT MULTITURN, WITH DRIVE-CLIQ INTERFACE (ENCODER AM16DQ) SHAFT WITH FITTED KEY, TOLERANCE N; WITH HOLDING BRAKE PROTECTION CLASS IP64; | 4006 | TEM | 1 | MC | 28.8 | 1
1FK71032AF711KB1 | SIMOTICS S SYNCHRONOUS MOTOR 1FK7-CT PN=4,4 KW; UZK=600V M0=36NM (100K); NN=3000RPM; NATURAL COOLING; FRAME SIZE IMB 5 (IM V1, IM V3) FLANGE 1 POWER CONNECTOR ROTATABLE ABSOLUTE ENCODER 16BIT + 12BIT MULTITURN, WITH DRIVE-CLIQ INTERFACE (ENCODER AM16DQ) SHAFT WITH FITTED KEY, TOLERANCE N; WITH HOLDING BRAKE PROTECTION CLASS IP65, | 4099 | TEM | 1 | MC | 28.8 | 1
1FK71032AF711KB2 | SIMOTICS S SYNCHRONOUS MOTOR 1FK7-CT PN=4,4 KW; UZK=600V M0=36NM (100K); NN=3000RPM; NATURAL COOLING; FRAME SIZE IMB 5 (IM V1, IM V3) FLANGE 1 POWER CONNECTOR ROTATABLE ABSOLUTE ENCODER 16BIT + 12BIT MULTITURN, WITH DRIVE-CLIQ INTERFACE (ENCODER AM16DQ) SHAFT WITH FITTED KEY, TOLERANCE N; WITH HOLDING BRAKE PROTECTION CLASS IP65, FLANGE ON DRIVE END IP67; | 4099 | TEM | 1 | MC | 28.8 | 1
1FK71032AF711KG0 | SIMOTICS S SYNCHRONOUS MOTOR 1FK7-CT PN=4,4 KW; UZK=600V M0=36NM (100K); NN=3000RPM; NATURAL COOLING; FRAME SIZE IMB 5 (IM V1, IM V3) FLANGE 1 POWER CONNECTOR ROTATABLE ABSOLUTE ENCODER 16BIT + 12BIT MULTITURN, WITH DRIVE-CLIQ INTERFACE (ENCODER AM16DQ) PLAIN SHAFT, TOLERANCE N; W/O HOLDING BRAKE PROTECTION CLASS IP64; | 3508 | TEM | 1 | MC | 28.501 | 1
1FK71032AF711KG1 | SIMOTICS S SYNCHRONOUS MOTOR 1FK7-CT PN=4,4 KW; UZK=600V M0=36NM (100K); NN=3000RPM; NATURAL COOLING; FRAME SIZE IMB 5 (IM V1, IM V3) FLANGE 1 POWER CONNECTOR ROTATABLE ABSOLUTE ENCODER 16BIT + 12BIT MULTITURN, WITH DRIVE-CLIQ INTERFACE (ENCODER AM16DQ) PLAIN SHAFT, TOLERANCE N; W/O HOLDING BRAKE PROTECTION CLASS IP65, | 3602 | TEM | 1 | MC | 28.501 | 1
1FK71032AF711KG2 | SIMOTICS S SYNCHRONOUS MOTOR 1FK7-CT PN=4,4 KW; UZK=600V M0=36NM (100K); NN=3000RPM; NATURAL COOLING; FRAME SIZE IMB 5 (IM V1, IM V3) FLANGE 1 POWER CONNECTOR ROTATABLE ABSOLUTE ENCODER 16BIT + 12BIT MULTITURN, WITH DRIVE-CLIQ INTERFACE (ENCODER AM16DQ) PLAIN SHAFT, TOLERANCE N; W/O HOLDING BRAKE PROTECTION CLASS IP65, FLANGE ON DRIVE END IP67; | 3602 | TEM | 1 | MC | 28.501 | 1
1FK71032AF711KH0 | SIMOTICS S SYNCHRONOUS MOTOR 1FK7-CT PN=4,4 KW; UZK=600V M0=36NM (100K); NN=3000RPM; NATURAL COOLING; FRAME SIZE IMB 5 (IM V1, IM V3) FLANGE 1 POWER CONNECTOR ROTATABLE ABSOLUTE ENCODER 16BIT + 12BIT MULTITURN, WITH DRIVE-CLIQ INTERFACE (ENCODER AM16DQ) PLAIN SHAFT, TOLERANCE N; WITH HOLDING BRAKE PROTECTION CLASS IP64; | 3919 | TEM | 1 | MC | 28.8 | 1
1FK71032AF711KH1 | SIMOTICS S SYNCHRONOUS MOTOR 1FK7-CT PN=4,4 KW; UZK=600V M0=36NM (100K); NN=3000RPM; NATURAL COOLING; FRAME SIZE IMB 5 (IM V1, IM V3) FLANGE 1 POWER CONNECTOR ROTATABLE ABSOLUTE ENCODER 16BIT + 12BIT MULTITURN, WITH DRIVE-CLIQ INTERFACE (ENCODER AM16DQ) PLAIN SHAFT, TOLERANCE N; WITH HOLDING BRAKE PROTECTION CLASS IP65, | 4013 | TEM | 1 | MC | 28.8 | 1
1FK71032AF711KH2 | SIMOTICS S SYNCHRONOUS MOTOR 1FK7-CT PN=4,4 KW; UZK=600V M0=36NM (100K); NN=3000RPM; NATURAL COOLING; FRAME SIZE IMB 5 (IM V1, IM V3) FLANGE 1 POWER CONNECTOR ROTATABLE ABSOLUTE ENCODER 16BIT + 12BIT MULTITURN, WITH DRIVE-CLIQ INTERFACE (ENCODER AM16DQ) PLAIN SHAFT, TOLERANCE N; WITH HOLDING BRAKE PROTECTION CLASS IP65, FLANGE ON DRIVE END IP67; | 4013 | TEM | 1 | MC | 28.8 | 1
1FK71032AF711PA0 | SIMOTICS S SYNCHRONOUS MOTOR 1FK7-CT PN=4,4 KW; UZK=600V M0=36NM (100K); NN=3000RPM; NATURAL COOLING; FRAME SIZE IMB 5 (IM V1, IM V3) FLANGE 1 POWER CONNECTOR ROTATABLE RESOLVER 2-POLE, WITH DRIVE CLIQ-INTERFACE SHAFT WITH FITTED KEY, TOLERANCE N; W/O HOLDING BRAKE PROTECTION CLASS IP64; | 3076 | TEM | 1 | MC | 28.601 | 1
1FK71032AF711PA1 | SIMOTICS S SYNCHRONOUS MOTOR 1FK7-CT PN=4,4 KW; UZK=600V M0=36NM (100K); NN=3000RPM; NATURAL COOLING; FRAME SIZE IMB 5 (IM V1, IM V3) FLANGE 1 POWER CONNECTOR ROTATABLE RESOLVER 2-POLE, WITH DRIVE CLIQ-INTERFACE SHAFT WITH FITTED KEY, TOLERANCE N; W/O HOLDING BRAKE PROTECTION CLASS IP65, | 3170 | TEM | 1 | MC | 28.601 | 1
1FK71032AF711PA2 | SIMOTICS S SYNCHRONOUS MOTOR 1FK7-CT PN=4,4 KW; UZK=600V M0=36NM (100K); NN=3000RPM; NATURAL COOLING; FRAME SIZE IMB 5 (IM V1, IM V3) FLANGE 1 POWER CONNECTOR ROTATABLE RESOLVER 2-POLE, WITH DRIVE CLIQ-INTERFACE SHAFT WITH FITTED KEY, TOLERANCE N; W/O HOLDING BRAKE PROTECTION CLASS IP65, FLANGE ON DRIVE END IP67; | 3170 | TEM | 1 | MC | 28.601 | 1
1FK71032AF711PB0 | SIMOTICS S SYNCHRONOUS MOTOR 1FK7-CT PN=4,4 KW; UZK=600V M0=36NM (100K); NN=3000RPM; NATURAL COOLING; FRAME SIZE IMB 5 (IM V1, IM V3) FLANGE 1 POWER CONNECTOR ROTATABLE RESOLVER 2-POLE, WITH DRIVE CLIQ-INTERFACE SHAFT WITH FITTED KEY, TOLERANCE N; WITH HOLDING BRAKE PROTECTION CLASS IP64; | 3488 | TEM | 1 | MC | 28.9 | 1
1FK71032AF711PB1 | SIMOTICS S SYNCHRONOUS MOTOR 1FK7-CT PN=4,4 KW; UZK=600V M0=36NM (100K); NN=3000RPM; NATURAL COOLING; FRAME SIZE IMB 5 (IM V1, IM V3) FLANGE 1 POWER CONNECTOR ROTATABLE RESOLVER 2-POLE, WITH DRIVE CLIQ-INTERFACE SHAFT WITH FITTED KEY, TOLERANCE N; WITH HOLDING BRAKE PROTECTION CLASS IP65, | 3581 | TEM | 1 | MC | 28.9 | 1
1FK71032AF711PB2 | SIMOTICS S SYNCHRONOUS MOTOR 1FK7-CT PN=4,4 KW; UZK=600V M0=36NM (100K); NN=3000RPM; NATURAL COOLING; FRAME SIZE IMB 5 (IM V1, IM V3) FLANGE 1 POWER CONNECTOR ROTATABLE RESOLVER 2-POLE, WITH DRIVE CLIQ-INTERFACE SHAFT WITH FITTED KEY, TOLERANCE N; WITH HOLDING BRAKE PROTECTION CLASS IP65, FLANGE ON DRIVE END IP67; | 3581 | TEM | 1 | MC | 28.9 | 1
1FK71032AF711PG0 | SIMOTICS S SYNCHRONOUS MOTOR 1FK7-CT PN=4,4 KW; UZK=600V M0=36NM (100K); NN=3000RPM; NATURAL COOLING; FRAME SIZE IMB 5 (IM V1, IM V3) FLANGE 1 POWER CONNECTOR ROTATABLE RESOLVER 2-POLE, WITH DRIVE CLIQ-INTERFACE PLAIN SHAFT, TOLERANCE N; W/O HOLDING BRAKE PROTECTION CLASS IP64; | 2990 | TEM | 1 | MC | 28.601 | 1
1FK71032AF711PG1 | SIMOTICS S SYNCHRONOUS MOTOR 1FK7-CT PN=4,4 KW; UZK=600V M0=36NM (100K); NN=3000RPM; NATURAL COOLING; FRAME SIZE IMB 5 (IM V1, IM V3) FLANGE 1 POWER CONNECTOR ROTATABLE RESOLVER 2-POLE, WITH DRIVE CLIQ-INTERFACE PLAIN SHAFT, TOLERANCE N; W/O HOLDING BRAKE PROTECTION CLASS IP65, | 3084 | TEM | 1 | MC | 28.601 | 1
1FK71032AF711PG2 | SIMOTICS S SYNCHRONOUS MOTOR 1FK7-CT PN=4,4 KW; UZK=600V M0=36NM (100K); NN=3000RPM; NATURAL COOLING; FRAME SIZE IMB 5 (IM V1, IM V3) FLANGE 1 POWER CONNECTOR ROTATABLE RESOLVER 2-POLE, WITH DRIVE CLIQ-INTERFACE PLAIN SHAFT, TOLERANCE N; W/O HOLDING BRAKE PROTECTION CLASS IP65, FLANGE ON DRIVE END IP67; | 3084 | TEM | 1 | MC | 28.601 | 1
1FK71032AF711PH0 | SIMOTICS S SYNCHRONOUS MOTOR 1FK7-CT PN=4,4 KW; UZK=600V M0=36NM (100K); NN=3000RPM; NATURAL COOLING; FRAME SIZE IMB 5 (IM V1, IM V3) FLANGE 1 POWER CONNECTOR ROTATABLE RESOLVER 2-POLE, WITH DRIVE CLIQ-INTERFACE PLAIN SHAFT, TOLERANCE N; WITH HOLDING BRAKE PROTECTION CLASS IP64; | 3401 | TEM | 1 | MC | 28.9 | 1
1FK71032AF711PH1 | SIMOTICS S SYNCHRONOUS MOTOR 1FK7-CT PN=4,4 KW; UZK=600V M0=36NM (100K); NN=3000RPM; NATURAL COOLING; FRAME SIZE IMB 5 (IM V1, IM V3) FLANGE 1 POWER CONNECTOR ROTATABLE RESOLVER 2-POLE, WITH DRIVE CLIQ-INTERFACE PLAIN SHAFT, TOLERANCE N; WITH HOLDING BRAKE PROTECTION CLASS IP65, | 3495 | TEM | 1 | MC | 28.9 | 1
1FK71032AF711PH2 | SIMOTICS S SYNCHRONOUS MOTOR 1FK7-CT PN=4,4 KW; UZK=600V M0=36NM (100K); NN=3000RPM; NATURAL COOLING; FRAME SIZE IMB 5 (IM V1, IM V3) FLANGE 1 POWER CONNECTOR ROTATABLE RESOLVER 2-POLE, WITH DRIVE CLIQ-INTERFACE PLAIN SHAFT, TOLERANCE N; WITH HOLDING BRAKE PROTECTION CLASS IP65, FLANGE ON DRIVE END IP67; | 3495 | TEM | 1 | MC | 28.9 | 1
1FK71032AF711QA0 | SIMOTICS S SYNCHRONOUS MOTOR 1FK7-CT PN=4,4 KW; UZK=600V M0=36NM (100K); NN=3000RPM; NATURAL COOLING; FRAME SIZE IMB 5 (IM V1, IM V3) FLANGE 1 POWER CONNECTOR ROTATABLE ABSOLUTE ENCODER SINGLETURN 20 BIT WITH DRIVE-CLIQ INTERFACE (ENCODER AS20DQI) SHAFT WITH FITTED KEY, TOLERANCE N; W/O HOLDING BRAKE PROTECTION CLASS IP64; | 3179 | TEM | 1 | MC | 28.501 | 1
1FK71032AF711QA1 | SIMOTICS S SYNCHRONOUS MOTOR 1FK7-CT PN=4,4 KW; UZK=600V M0=36NM (100K); NN=3000RPM; NATURAL COOLING; FRAME SIZE IMB 5 (IM V1, IM V3) FLANGE 1 POWER CONNECTOR ROTATABLE ABSOLUTE ENCODER SINGLETURN 20 BIT WITH DRIVE-CLIQ INTERFACE (ENCODER AS20DQI) SHAFT WITH FITTED KEY, TOLERANCE N; W/O HOLDING BRAKE PROTECTION CLASS IP65, | 3273 | TEM | 1 | MC | 28.501 | 1
1FK71032AF711QA2 | SIMOTICS S SYNCHRONOUS MOTOR 1FK7-CT PN=4,4 KW; UZK=600V M0=36NM (100K); NN=3000RPM; NATURAL COOLING; FRAME SIZE IMB 5 (IM V1, IM V3) FLANGE 1 POWER CONNECTOR ROTATABLE ABSOLUTE ENCODER SINGLETURN 20 BIT WITH DRIVE-CLIQ INTERFACE (ENCODER AS20DQI) SHAFT WITH FITTED KEY, TOLERANCE N; W/O HOLDING BRAKE PROTECTION CLASS IP65, FLANGE ON DRIVE END IP67; | 3273 | TEM | 1 | MC | 28.501 | 1
1FK71032AF711QB0 | SIMOTICS S SYNCHRONOUS MOTOR 1FK7-CT PN=4,4 KW; UZK=600V M0=36NM (100K); NN=3000RPM; NATURAL COOLING; FRAME SIZE IMB 5 (IM V1, IM V3) FLANGE 1 POWER CONNECTOR ROTATABLE ABSOLUTE ENCODER SINGLETURN 20 BIT WITH DRIVE-CLIQ INTERFACE (ENCODER AS20DQI) SHAFT WITH FITTED KEY, TOLERANCE N; WITH HOLDING BRAKE PROTECTION CLASS IP64; | 3591 | TEM | 1 | MC | 28.8 | 1
1FK71032AF711QB1 | SIMOTICS S SYNCHRONOUS MOTOR 1FK7-CT PN=4,4 KW; UZK=600V M0=36NM (100K); NN=3000RPM; NATURAL COOLING; FRAME SIZE IMB 5 (IM V1, IM V3) FLANGE 1 POWER CONNECTOR ROTATABLE ABSOLUTE ENCODER SINGLETURN 20 BIT WITH DRIVE-CLIQ INTERFACE (ENCODER AS20DQI) SHAFT WITH FITTED KEY, TOLERANCE N; WITH HOLDING BRAKE PROTECTION CLASS IP65, | 3684 | TEM | 1 | MC | 28.8 | 1
1FK71032AF711QB2 | SIMOTICS S SYNCHRONOUS MOTOR 1FK7-CT PN=4,4 KW; UZK=600V M0=36NM (100K); NN=3000RPM; NATURAL COOLING; FRAME SIZE IMB 5 (IM V1, IM V3) FLANGE 1 POWER CONNECTOR ROTATABLE ABSOLUTE ENCODER SINGLETURN 20 BIT WITH DRIVE-CLIQ INTERFACE (ENCODER AS20DQI) SHAFT WITH FITTED KEY, TOLERANCE N; WITH HOLDING BRAKE PROTECTION CLASS IP65, FLANGE ON DRIVE END IP67; | 3684 | TEM | 1 | MC | 28.8 | 1
1FK71032AF711QG0 | SIMOTICS S SYNCHRONOUS MOTOR 1FK7-CT PN=4,4 KW; UZK=600V M0=36NM (100K); NN=3000RPM; NATURAL COOLING; FRAME SIZE IMB 5 (IM V1, IM V3) FLANGE 1 POWER CONNECTOR ROTATABLE ABSOLUTE ENCODER SINGLETURN 20 BIT WITH DRIVE-CLIQ INTERFACE (ENCODER AS20DQI) PLAIN SHAFT, TOLERANCE N; W/O HOLDING BRAKE PROTECTION CLASS IP64; | 3093 | TEM | 1 | MC | 28.501 | 1
1FK71032AF711QG1 | SIMOTICS S SYNCHRONOUS MOTOR 1FK7-CT PN=4,4 KW; UZK=600V M0=36NM (100K); NN=3000RPM; NATURAL COOLING; FRAME SIZE IMB 5 (IM V1, IM V3) FLANGE 1 POWER CONNECTOR ROTATABLE ABSOLUTE ENCODER SINGLETURN 20 BIT WITH DRIVE-CLIQ INTERFACE (ENCODER AS20DQI) PLAIN SHAFT, TOLERANCE N; W/O HOLDING BRAKE PROTECTION CLASS IP65, | 3187 | TEM | 1 | MC | 28.501 | 1
1FK71032AF711QG2 | SIMOTICS S SYNCHRONOUS MOTOR 1FK7-CT PN=4,4 KW; UZK=600V M0=36NM (100K); NN=3000RPM; NATURAL COOLING; FRAME SIZE IMB 5 (IM V1, IM V3) FLANGE 1 POWER CONNECTOR ROTATABLE ABSOLUTE ENCODER SINGLETURN 20 BIT WITH DRIVE-CLIQ INTERFACE (ENCODER AS20DQI) PLAIN SHAFT, TOLERANCE N; W/O HOLDING BRAKE PROTECTION CLASS IP65, FLANGE ON DRIVE END IP67; | 3187 | TEM | 1 | MC | 28.501 | 1
1FK71032AF711QH0 | SIMOTICS S SYNCHRONOUS MOTOR 1FK7-CT PN=4,4 KW; UZK=600V M0=36NM (100K); NN=3000RPM; NATURAL COOLING; FRAME SIZE IMB 5 (IM V1, IM V3) FLANGE 1 POWER CONNECTOR ROTATABLE ABSOLUTE ENCODER SINGLETURN 20 BIT WITH DRIVE-CLIQ INTERFACE (ENCODER AS20DQI) PLAIN SHAFT, TOLERANCE N; WITH HOLDING BRAKE PROTECTION CLASS IP64; | 3504 | TEM | 1 | MC | 28.8 | 1
1FK71032AF711QH1 | SIMOTICS S SYNCHRONOUS MOTOR 1FK7-CT PN=4,4 KW; UZK=600V M0=36NM (100K); NN=3000RPM; NATURAL COOLING; FRAME SIZE IMB 5 (IM V1, IM V3) FLANGE 1 POWER CONNECTOR ROTATABLE ABSOLUTE ENCODER SINGLETURN 20 BIT WITH DRIVE-CLIQ INTERFACE (ENCODER AS20DQI) PLAIN SHAFT, TOLERANCE N; WITH HOLDING BRAKE PROTECTION CLASS IP65, | 3598 | TEM | 1 | MC | 28.8 | 1
1FK71032AF711QH2 | SIMOTICS S SYNCHRONOUS MOTOR 1FK7-CT PN=4,4 KW; UZK=600V M0=36NM (100K); NN=3000RPM; NATURAL COOLING; FRAME SIZE IMB 5 (IM V1, IM V3) FLANGE 1 POWER CONNECTOR ROTATABLE ABSOLUTE ENCODER SINGLETURN 20 BIT WITH DRIVE-CLIQ INTERFACE (ENCODER AS20DQI) PLAIN SHAFT, TOLERANCE N; WITH HOLDING BRAKE PROTECTION CLASS IP65, FLANGE ON DRIVE END IP67; | 3598 | TEM | 1 | MC | 28.8 | 1
1FK71032AF711RA0 | SIMOTICS S SYNCHRONOUS MOTOR 1FK7-CT PN=4,4 KW; UZK=600V M0=36NM (100K); NN=3000RPM; NATURAL COOLING; FRAME SIZE IMB 5 (IM V1, IM V3) FLANGE 1 POWER CONNECTOR ROTATABLE ABSOLUTE ENCODER 20 BIT + 12 BIT MULTITURN WITH DRIVE-CLIQ INTERFACE (ENCODER AM20DQI) SHAFT WITH FITTED KEY, TOLERANCE N; W/O HOLDING BRAKE PROTECTION CLASS IP64; | 3553 | TEM | 1 | MC | 28.501 | 1
1FK71032AF711RA1 | SIMOTICS S SYNCHRONOUS MOTOR 1FK7-CT PN=4,4 KW; UZK=600V M0=36NM (100K); NN=3000RPM; NATURAL COOLING; FRAME SIZE IMB 5 (IM V1, IM V3) FLANGE 1 POWER CONNECTOR ROTATABLE ABSOLUTE ENCODER 20 BIT + 12 BIT MULTITURN WITH DRIVE-CLIQ INTERFACE (ENCODER AM20DQI) SHAFT WITH FITTED KEY, TOLERANCE N; W/O HOLDING BRAKE PROTECTION CLASS IP65, | 3647 | TEM | 1 | MC | 28.501 | 1
1FK71032AF711RA2 | SIMOTICS S SYNCHRONOUS MOTOR 1FK7-CT PN=4,4 KW; UZK=600V M0=36NM (100K); NN=3000RPM; NATURAL COOLING; FRAME SIZE IMB 5 (IM V1, IM V3) FLANGE 1 POWER CONNECTOR ROTATABLE ABSOLUTE ENCODER 20 BIT + 12 BIT MULTITURN WITH DRIVE-CLIQ INTERFACE (ENCODER AM20DQI) SHAFT WITH FITTED KEY, TOLERANCE N; W/O HOLDING BRAKE PROTECTION CLASS IP65, FLANGE ON DRIVE END IP67; | 3647 | TEM | 1 | MC | 28.501 | 1
1FK71032AF711RB0 | SIMOTICS S SYNCHRONOUS MOTOR 1FK7-CT PN=4,4 KW; UZK=600V M0=36NM (100K); NN=3000RPM; NATURAL COOLING; FRAME SIZE IMB 5 (IM V1, IM V3) FLANGE 1 POWER CONNECTOR ROTATABLE ABSOLUTE ENCODER 20 BIT + 12 BIT MULTITURN WITH DRIVE-CLIQ INTERFACE (ENCODER AM20DQI) SHAFT WITH FITTED KEY, TOLERANCE N; WITH HOLDING BRAKE PROTECTION CLASS IP64; | 3965 | TEM | 1 | MC | 28.8 | 1
1FK71032AF711RB1 | SIMOTICS S SYNCHRONOUS MOTOR 1FK7-CT PN=4,4 KW; UZK=600V M0=36NM (100K); NN=3000RPM; NATURAL COOLING; FRAME SIZE IMB 5 (IM V1, IM V3) FLANGE 1 POWER CONNECTOR ROTATABLE ABSOLUTE ENCODER 20 BIT + 12 BIT MULTITURN WITH DRIVE-CLIQ INTERFACE (ENCODER AM20DQI) SHAFT WITH FITTED KEY, TOLERANCE N; WITH HOLDING BRAKE PROTECTION CLASS IP65, | 4058 | TEM | 1 | MC | 28.8 | 1
1FK71032AF711RB2 | SIMOTICS S SYNCHRONOUS MOTOR 1FK7-CT PN=4,4 KW; UZK=600V M0=36NM (100K); NN=3000RPM; NATURAL COOLING; FRAME SIZE IMB 5 (IM V1, IM V3) FLANGE 1 POWER CONNECTOR ROTATABLE ABSOLUTE ENCODER 20 BIT + 12 BIT MULTITURN WITH DRIVE-CLIQ INTERFACE (ENCODER AM20DQI) SHAFT WITH FITTED KEY, TOLERANCE N; WITH HOLDING BRAKE PROTECTION CLASS IP65, FLANGE ON DRIVE END IP67; | 4058 | TEM | 1 | MC | 28.8 | 1
1FK71032AF711RG0 | SIMOTICS S SYNCHRONOUS MOTOR 1FK7-CT PN=4,4 KW; UZK=600V M0=36NM (100K); NN=3000RPM; NATURAL COOLING; FRAME SIZE IMB 5 (IM V1, IM V3) FLANGE 1 POWER CONNECTOR ROTATABLE ABSOLUTE ENCODER 20 BIT + 12 BIT MULTITURN WITH DRIVE-CLIQ INTERFACE (ENCODER AM20DQI) PLAIN SHAFT, TOLERANCE N; W/O HOLDING BRAKE PROTECTION CLASS IP64; | 3467 | TEM | 1 | MC | 28.501 | 1
1FK71032AF711RG1 | SIMOTICS S SYNCHRONOUS MOTOR 1FK7-CT PN=4,4 KW; UZK=600V M0=36NM (100K); NN=3000RPM; NATURAL COOLING; FRAME SIZE IMB 5 (IM V1, IM V3) FLANGE 1 POWER CONNECTOR ROTATABLE ABSOLUTE ENCODER 20 BIT + 12 BIT MULTITURN WITH DRIVE-CLIQ INTERFACE (ENCODER AM20DQI) PLAIN SHAFT, TOLERANCE N; W/O HOLDING BRAKE PROTECTION CLASS IP65, | 3561 | TEM | 1 | MC | 28.501 | 1
1FK71032AF711RG2 | SIMOTICS S SYNCHRONOUS MOTOR 1FK7-CT PN=4,4 KW; UZK=600V M0=36NM (100K); NN=3000RPM; NATURAL COOLING; FRAME SIZE IMB 5 (IM V1, IM V3) FLANGE 1 POWER CONNECTOR ROTATABLE ABSOLUTE ENCODER 20 BIT + 12 BIT MULTITURN WITH DRIVE-CLIQ INTERFACE (ENCODER AM20DQI) PLAIN SHAFT, TOLERANCE N; W/O HOLDING BRAKE PROTECTION CLASS IP65, FLANGE ON DRIVE END IP67; | 3561 | TEM | 1 | MC | 28.501 | 1
1FK71032AF711RH0 | SIMOTICS S SYNCHRONOUS MOTOR 1FK7-CT PN=4,4 KW; UZK=600V M0=36NM (100K); NN=3000RPM; NATURAL COOLING; FRAME SIZE IMB 5 (IM V1, IM V3) FLANGE 1 POWER CONNECTOR ROTATABLE ABSOLUTE ENCODER 20 BIT + 12 BIT MULTITURN WITH DRIVE-CLIQ INTERFACE (ENCODER AM20DQI) PLAIN SHAFT, TOLERANCE N; WITH HOLDING BRAKE PROTECTION CLASS IP64; | 3879 | TEM | 1 | MC | 28.8 | 1
1FK71032AF711RH1 | SIMOTICS S SYNCHRONOUS MOTOR 1FK7-CT PN=4,4 KW; UZK=600V M0=36NM (100K); NN=3000RPM; NATURAL COOLING; FRAME SIZE IMB 5 (IM V1, IM V3) FLANGE 1 POWER CONNECTOR ROTATABLE ABSOLUTE ENCODER 20 BIT + 12 BIT MULTITURN WITH DRIVE-CLIQ INTERFACE (ENCODER AM20DQI) PLAIN SHAFT, TOLERANCE N; WITH HOLDING BRAKE PROTECTION CLASS IP65, | 3972 | TEM | 1 | MC | 28.8 | 1
1FK71032AF711RH2 | SIMOTICS S SYNCHRONOUS MOTOR 1FK7-CT PN=4,4 KW; UZK=600V M0=36NM (100K); NN=3000RPM; NATURAL COOLING; FRAME SIZE IMB 5 (IM V1, IM V3) FLANGE 1 POWER CONNECTOR ROTATABLE ABSOLUTE ENCODER 20 BIT + 12 BIT MULTITURN WITH DRIVE-CLIQ INTERFACE (ENCODER AM20DQI) PLAIN SHAFT, TOLERANCE N; WITH HOLDING BRAKE PROTECTION CLASS IP65, FLANGE ON DRIVE END IP67; | 3972 | TEM | 1 | MC | 28.8 | 1
1FK71032AF711SA0 | SIMOTICS S SYNCHRONOUS MOTOR 1FK7-CT PN=4,4 KW; UZK=600V M0=36NM (100K); NN=3000RPM; NATURAL COOLING; FRAME SIZE IMB 5 (IM V1, IM V3) FLANGE 1, WITH KTY TEMPERATURESENSOR POWER CONNECTOR ROTATABLE RESOLVER MULTI-POLE (RESOLVER P=4); SHAFT WITH FITTED KEY, TOLERANCE N; W/O HOLDING BRAKE PROTECTION CLASS IP64; | 2835 | TEM | 1 | MC | 28.502 | 1
1FK71032AF711SA1 | SIMOTICS S SYNCHRONOUS MOTOR 1FK7-CT PN=4,4 KW; UZK=600V M0=36NM (100K); NN=3000RPM; NATURAL COOLING; FRAME SIZE IMB 5 (IM V1, IM V3) FLANGE 1, WITH KTY TEMPERATURESENSOR POWER CONNECTOR ROTATABLE RESOLVER MULTI-POLE (RESOLVER P=4); SHAFT WITH FITTED KEY, TOLERANCE N; W/O HOLDING BRAKE PROTECTION CLASS IP65, | 2929 | TEM | 1 | MC | 28.502 | 1
1FK71032AF711SA2 | SIMOTICS S SYNCHRONOUS MOTOR 1FK7-CT PN=4,4 KW; UZK=600V M0=36NM (100K); NN=3000RPM; NATURAL COOLING; FRAME SIZE IMB 5 (IM V1, IM V3) FLANGE 1, WITH KTY TEMPERATURESENSOR POWER CONNECTOR ROTATABLE RESOLVER MULTI-POLE (RESOLVER P=4); SHAFT WITH FITTED KEY, TOLERANCE N; W/O HOLDING BRAKE PROTECTION CLASS IP65, FLANGE ON DRIVE END IP67; | 2929 | TEM | 1 | MC | 28.502 | 1
1FK71032AF711SB0 | SIMOTICS S SYNCHRONOUS MOTOR 1FK7-CT PN=4,4 KW; UZK=600V M0=36NM (100K); NN=3000RPM; NATURAL COOLING; FRAME SIZE IMB 5 (IM V1, IM V3) FLANGE 1, WITH KTY TEMPERATURESENSOR POWER CONNECTOR ROTATABLE RESOLVER MULTI-POLE (RESOLVER P=4); SHAFT WITH FITTED KEY, TOLERANCE N; WITH HOLDING BRAKE PROTECTION CLASS IP64; | 3247 | TEM | 1 | MC | 28.801 | 1
1FK71032AF711SB1 | SIMOTICS S SYNCHRONOUS MOTOR 1FK7-CT PN=4,4 KW; UZK=600V M0=36NM (100K); NN=3000RPM; NATURAL COOLING; FRAME SIZE IMB 5 (IM V1, IM V3) FLANGE 1, WITH KTY TEMPERATURESENSOR POWER CONNECTOR ROTATABLE RESOLVER MULTI-POLE (RESOLVER P=4); SHAFT WITH FITTED KEY, TOLERANCE N; WITH HOLDING BRAKE PROTECTION CLASS IP65, | 3340 | TEM | 1 | MC | 28.801 | 1
1FK71032AF711SB2 | SIMOTICS S SYNCHRONOUS MOTOR 1FK7-CT PN=4,4 KW; UZK=600V M0=36NM (100K); NN=3000RPM; NATURAL COOLING; FRAME SIZE IMB 5 (IM V1, IM V3) FLANGE 1, WITH KTY TEMPERATURESENSOR POWER CONNECTOR ROTATABLE RESOLVER MULTI-POLE (RESOLVER P=4); SHAFT WITH FITTED KEY, TOLERANCE N; WITH HOLDING BRAKE PROTECTION CLASS IP65, FLANGE ON DRIVE END IP67; | 3340 | TEM | 1 | MC | 28.801 | 1
1FK71032AF711SG0 | SIMOTICS S SYNCHRONOUS MOTOR 1FK7-CT PN=4,4 KW; UZK=600V M0=36NM (100K); NN=3000RPM; NATURAL COOLING; FRAME SIZE IMB 5 (IM V1, IM V3) FLANGE 1, WITH KTY TEMPERATURESENSOR POWER CONNECTOR ROTATABLE RESOLVER MULTI-POLE (RESOLVER P=4); PLAIN SHAFT, TOLERANCE N; W/O HOLDING BRAKE PROTECTION CLASS IP64; | 2749 | TEM | 1 | MC | 28.502 | 1
1FK71032AF711SG1 | SIMOTICS S SYNCHRONOUS MOTOR 1FK7-CT PN=4,4 KW; UZK=600V M0=36NM (100K); NN=3000RPM; NATURAL COOLING; FRAME SIZE IMB 5 (IM V1, IM V3) FLANGE 1, WITH KTY TEMPERATURESENSOR POWER CONNECTOR ROTATABLE RESOLVER MULTI-POLE (RESOLVER P=4); PLAIN SHAFT, TOLERANCE N; W/O HOLDING BRAKE PROTECTION CLASS IP65, | 2843 | TEM | 1 | MC | 28.502 | 1
1FK71032AF711SG2 | SIMOTICS S SYNCHRONOUS MOTOR 1FK7-CT PN=4,4 KW; UZK=600V M0=36NM (100K); NN=3000RPM; NATURAL COOLING; FRAME SIZE IMB 5 (IM V1, IM V3) FLANGE 1, WITH KTY TEMPERATURESENSOR POWER CONNECTOR ROTATABLE RESOLVER MULTI-POLE (RESOLVER P=4); PLAIN SHAFT, TOLERANCE N; W/O HOLDING BRAKE PROTECTION CLASS IP65, FLANGE ON DRIVE END IP67; | 2843 | TEM | 1 | MC | 28.502 | 1
1FK71032AF711SH0 | SIMOTICS S SYNCHRONOUS MOTOR 1FK7-CT PN=4,4 KW; UZK=600V M0=36NM (100K); NN=3000RPM; NATURAL COOLING; FRAME SIZE IMB 5 (IM V1, IM V3) FLANGE 1, WITH KTY TEMPERATURESENSOR POWER CONNECTOR ROTATABLE RESOLVER MULTI-POLE (RESOLVER P=4); PLAIN SHAFT, TOLERANCE N; WITH HOLDING BRAKE PROTECTION CLASS IP64; | 3160 | TEM | 1 | MC | 28.801 | 1
1FK71032AF711SH1 | SIMOTICS S SYNCHRONOUS MOTOR 1FK7-CT PN=4,4 KW; UZK=600V M0=36NM (100K); NN=3000RPM; NATURAL COOLING; FRAME SIZE IMB 5 (IM V1, IM V3) FLANGE 1, WITH KTY TEMPERATURESENSOR POWER CONNECTOR ROTATABLE RESOLVER MULTI-POLE (RESOLVER P=4); PLAIN SHAFT, TOLERANCE N; WITH HOLDING BRAKE PROTECTION CLASS IP65, | 3254 | TEM | 1 | MC | 28.801 | 1
1FK71032AF711SH2 | SIMOTICS S SYNCHRONOUS MOTOR 1FK7-CT PN=4,4 KW; UZK=600V M0=36NM (100K); NN=3000RPM; NATURAL COOLING; FRAME SIZE IMB 5 (IM V1, IM V3) FLANGE 1, WITH KTY TEMPERATURESENSOR POWER CONNECTOR ROTATABLE RESOLVER MULTI-POLE (RESOLVER P=4); PLAIN SHAFT, TOLERANCE N; WITH HOLDING BRAKE PROTECTION CLASS IP65, FLANGE ON DRIVE END IP67; | 3254 | TEM | 1 | MC | 28.801 | 1
1FK71032AF711TA0 | SIMOTICS S SYNCHRONOUS MOTOR 1FK7-CT PN=4,4 KW; UZK=600V M0=36NM (100K); NN=3000RPM; NATURAL COOLING; FRAME SIZE IMB 5 (IM V1, IM V3) FLANGE 1, WITH KTY TEMPERATURESENSOR POWER CONNECTOR ROTATABLE RESOLVER 2-POLE (RESOLVER P=1); SHAFT WITH FITTED KEY, TOLERANCE N; W/O HOLDING BRAKE PROTECTION CLASS IP64; | 2835 | TEM | 1 | MC | 28.502 | 1
1FK71032AF711TA1 | SIMOTICS S SYNCHRONOUS MOTOR 1FK7-CT PN=4,4 KW; UZK=600V M0=36NM (100K); NN=3000RPM; NATURAL COOLING; FRAME SIZE IMB 5 (IM V1, IM V3) FLANGE 1, WITH KTY TEMPERATURESENSOR POWER CONNECTOR ROTATABLE RESOLVER 2-POLE (RESOLVER P=1); SHAFT WITH FITTED KEY, TOLERANCE N; W/O HOLDING BRAKE PROTECTION CLASS IP65, | 2929 | TEM | 1 | MC | 28.502 | 1
1FK71032AF711TA2 | SIMOTICS S SYNCHRONOUS MOTOR 1FK7-CT PN=4,4 KW; UZK=600V M0=36NM (100K); NN=3000RPM; NATURAL COOLING; FRAME SIZE IMB 5 (IM V1, IM V3) FLANGE 1, WITH KTY TEMPERATURESENSOR POWER CONNECTOR ROTATABLE RESOLVER 2-POLE (RESOLVER P=1); SHAFT WITH FITTED KEY, TOLERANCE N; W/O HOLDING BRAKE PROTECTION CLASS IP65, FLANGE ON DRIVE END IP67; | 2929 | TEM | 1 | MC | 28.502 | 1
1FK71032AF711TB0 | SIMOTICS S SYNCHRONOUS MOTOR 1FK7-CT PN=4,4 KW; UZK=600V M0=36NM (100K); NN=3000RPM; NATURAL COOLING; FRAME SIZE IMB 5 (IM V1, IM V3) FLANGE 1, WITH KTY TEMPERATURESENSOR POWER CONNECTOR ROTATABLE RESOLVER 2-POLE (RESOLVER P=1); SHAFT WITH FITTED KEY, TOLERANCE N; WITH HOLDING BRAKE PROTECTION CLASS IP64; | 3247 | TEM | 1 | MC | 28.801 | 1
1FK71032AF711TB1 | SIMOTICS S SYNCHRONOUS MOTOR 1FK7-CT PN=4,4 KW; UZK=600V M0=36NM (100K); NN=3000RPM; NATURAL COOLING; FRAME SIZE IMB 5 (IM V1, IM V3) FLANGE 1, WITH KTY TEMPERATURESENSOR POWER CONNECTOR ROTATABLE RESOLVER 2-POLE (RESOLVER P=1); SHAFT WITH FITTED KEY, TOLERANCE N; WITH HOLDING BRAKE PROTECTION CLASS IP65, | 3340 | TEM | 1 | MC | 28.801 | 1
1FK71032AF711TB2 | SIMOTICS S SYNCHRONOUS MOTOR 1FK7-CT PN=4,4 KW; UZK=600V M0=36NM (100K); NN=3000RPM; NATURAL COOLING; FRAME SIZE IMB 5 (IM V1, IM V3) FLANGE 1, WITH KTY TEMPERATURESENSOR POWER CONNECTOR ROTATABLE RESOLVER 2-POLE (RESOLVER P=1); SHAFT WITH FITTED KEY, TOLERANCE N; WITH HOLDING BRAKE PROTECTION CLASS IP65, FLANGE ON DRIVE END IP67; | 3340 | TEM | 1 | MC | 28.801 | 1
1FK71032AF711TG0 | SIMOTICS S SYNCHRONOUS MOTOR 1FK7-CT PN=4,4 KW; UZK=600V M0=36NM (100K); NN=3000RPM; NATURAL COOLING; FRAME SIZE IMB 5 (IM V1, IM V3) FLANGE 1, WITH KTY TEMPERATURESENSOR POWER CONNECTOR ROTATABLE RESOLVER 2-POLE (RESOLVER P=1); PLAIN SHAFT, TOLERANCE N; W/O HOLDING BRAKE PROTECTION CLASS IP64; | 2749 | TEM | 1 | MC | 28.502 | 1
1FK71032AF711TG1 | SIMOTICS S SYNCHRONOUS MOTOR 1FK7-CT PN=4,4 KW; UZK=600V M0=36NM (100K); NN=3000RPM; NATURAL COOLING; FRAME SIZE IMB 5 (IM V1, IM V3) FLANGE 1, WITH KTY TEMPERATURESENSOR POWER CONNECTOR ROTATABLE RESOLVER 2-POLE (RESOLVER P=1); PLAIN SHAFT, TOLERANCE N; W/O HOLDING BRAKE PROTECTION CLASS IP65, | 2843 | TEM | 1 | MC | 28.502 | 1
1FK71032AF711TG2 | SIMOTICS S SYNCHRONOUS MOTOR 1FK7-CT PN=4,4 KW; UZK=600V M0=36NM (100K); NN=3000RPM; NATURAL COOLING; FRAME SIZE IMB 5 (IM V1, IM V3) FLANGE 1, WITH KTY TEMPERATURESENSOR POWER CONNECTOR ROTATABLE RESOLVER 2-POLE (RESOLVER P=1); PLAIN SHAFT, TOLERANCE N; W/O HOLDING BRAKE PROTECTION CLASS IP65, FLANGE ON DRIVE END IP67; | 2843 | TEM | 1 | MC | 28.502 | 1
1FK71032AF711TH0 | SIMOTICS S SYNCHRONOUS MOTOR 1FK7-CT PN=4,4 KW; UZK=600V M0=36NM (100K); NN=3000RPM; NATURAL COOLING; FRAME SIZE IMB 5 (IM V1, IM V3) FLANGE 1, WITH KTY TEMPERATURESENSOR POWER CONNECTOR ROTATABLE RESOLVER 2-POLE (RESOLVER P=1); PLAIN SHAFT, TOLERANCE N; WITH HOLDING BRAKE PROTECTION CLASS IP64; | 3160 | TEM | 1 | MC | 28.801 | 1
1FK71032AF711TH1 | SIMOTICS S SYNCHRONOUS MOTOR 1FK7-CT PN=4,4 KW; UZK=600V M0=36NM (100K); NN=3000RPM; NATURAL COOLING; FRAME SIZE IMB 5 (IM V1, IM V3) FLANGE 1, WITH KTY TEMPERATURESENSOR POWER CONNECTOR ROTATABLE RESOLVER 2-POLE (RESOLVER P=1); PLAIN SHAFT, TOLERANCE N; WITH HOLDING BRAKE PROTECTION CLASS IP65, | 3254 | TEM | 1 | MC | 28.801 | 1
1FK71032AF711TH2 | SIMOTICS S SYNCHRONOUS MOTOR 1FK7-CT PN=4,4 KW; UZK=600V M0=36NM (100K); NN=3000RPM; NATURAL COOLING; FRAME SIZE IMB 5 (IM V1, IM V3) FLANGE 1, WITH KTY TEMPERATURESENSOR POWER CONNECTOR ROTATABLE RESOLVER 2-POLE (RESOLVER P=1); PLAIN SHAFT, TOLERANCE N; WITH HOLDING BRAKE PROTECTION CLASS IP65, FLANGE ON DRIVE END IP67; | 3254 | TEM | 1 | MC | 28.801 | 1
1FK71032AF711UA0 | SIMOTICS S SYNCHRONOUS MOTOR 1FK7-CT PN=4,4 KW; UZK=600V M0=36NM (100K); NN=3000RPM; NATURAL COOLING; FRAME SIZE IMB 5 (IM V1, IM V3) FLANGE 1 POWER CONNECTOR ROTATABLE RESOLVER MULTI-POLE WITH DRIVE-CLIQ INTERFACE; SHAFT WITH FITTED KEY, TOLERANCE N; W/O HOLDING BRAKE PROTECTION CLASS IP64; | 3076 | TEM | 1 | MC | 28.502 | 1
1FK71032AF711UA1 | SIMOTICS S SYNCHRONOUS MOTOR 1FK7-CT PN=4,4 KW; UZK=600V M0=36NM (100K); NN=3000RPM; NATURAL COOLING; FRAME SIZE IMB 5 (IM V1, IM V3) FLANGE 1 POWER CONNECTOR ROTATABLE RESOLVER MULTI-POLE WITH DRIVE-CLIQ INTERFACE; SHAFT WITH FITTED KEY, TOLERANCE N; W/O HOLDING BRAKE PROTECTION CLASS IP65, | 3170 | TEM | 1 | MC | 28.502 | 1
1FK71032AF711UA2 | SIMOTICS S SYNCHRONOUS MOTOR 1FK7-CT PN=4,4 KW; UZK=600V M0=36NM (100K); NN=3000RPM; NATURAL COOLING; FRAME SIZE IMB 5 (IM V1, IM V3) FLANGE 1 POWER CONNECTOR ROTATABLE RESOLVER MULTI-POLE WITH DRIVE-CLIQ INTERFACE; SHAFT WITH FITTED KEY, TOLERANCE N; W/O HOLDING BRAKE PROTECTION CLASS IP65, FLANGE ON DRIVE END IP67; | 3170 | TEM | 1 | MC | 28.502 | 1
1FK71032AF711UB0 | SIMOTICS S SYNCHRONOUS MOTOR 1FK7-CT PN=4,4 KW; UZK=600V M0=36NM (100K); NN=3000RPM; NATURAL COOLING; FRAME SIZE IMB 5 (IM V1, IM V3) FLANGE 1 POWER CONNECTOR ROTATABLE RESOLVER MULTI-POLE WITH DRIVE-CLIQ INTERFACE; SHAFT WITH FITTED KEY, TOLERANCE N; WITH HOLDING BRAKE PROTECTION CLASS IP64; | 3488 | TEM | 1 | MC | 28.801 | 1
1FK71032AF711UB1 | SIMOTICS S SYNCHRONOUS MOTOR 1FK7-CT PN=4,4 KW; UZK=600V M0=36NM (100K); NN=3000RPM; NATURAL COOLING; FRAME SIZE IMB 5 (IM V1, IM V3) FLANGE 1 POWER CONNECTOR ROTATABLE RESOLVER MULTI-POLE WITH DRIVE-CLIQ INTERFACE; SHAFT WITH FITTED KEY, TOLERANCE N; WITH HOLDING BRAKE PROTECTION CLASS IP65, | 3581 | TEM | 1 | MC | 28.801 | 1
1FK71032AF711UB2 | SIMOTICS S SYNCHRONOUS MOTOR 1FK7-CT PN=4,4 KW; UZK=600V M0=36NM (100K); NN=3000RPM; NATURAL COOLING; FRAME SIZE IMB 5 (IM V1, IM V3) FLANGE 1 POWER CONNECTOR ROTATABLE RESOLVER MULTI-POLE WITH DRIVE-CLIQ INTERFACE; SHAFT WITH FITTED KEY, TOLERANCE N; WITH HOLDING BRAKE PROTECTION CLASS IP65, FLANGE ON DRIVE END IP67; | 3581 | TEM | 1 | MC | 28.801 | 1
1FK71032AF711UG0 | SIMOTICS S SYNCHRONOUS MOTOR 1FK7-CT PN=4,4 KW; UZK=600V M0=36NM (100K); NN=3000RPM; NATURAL COOLING; FRAME SIZE IMB 5 (IM V1, IM V3) FLANGE 1 POWER CONNECTOR ROTATABLE RESOLVER MULTI-POLE WITH DRIVE-CLIQ INTERFACE; PLAIN SHAFT, TOLERANCE N; W/O HOLDING BRAKE PROTECTION CLASS IP64; | 2990 | TEM | 1 | MC | 28.502 | 1
1FK71032AF711UG1 | SIMOTICS S SYNCHRONOUS MOTOR 1FK7-CT PN=4,4 KW; UZK=600V M0=36NM (100K); NN=3000RPM; NATURAL COOLING; FRAME SIZE IMB 5 (IM V1, IM V3) FLANGE 1 POWER CONNECTOR ROTATABLE RESOLVER MULTI-POLE WITH DRIVE-CLIQ INTERFACE; PLAIN SHAFT, TOLERANCE N; W/O HOLDING BRAKE PROTECTION CLASS IP65, | 3084 | TEM | 1 | MC | 28.502 | 1
1FK71032AF711UG2 | SIMOTICS S SYNCHRONOUS MOTOR 1FK7-CT PN=4,4 KW; UZK=600V M0=36NM (100K); NN=3000RPM; NATURAL COOLING; FRAME SIZE IMB 5 (IM V1, IM V3) FLANGE 1 POWER CONNECTOR ROTATABLE RESOLVER MULTI-POLE WITH DRIVE-CLIQ INTERFACE; PLAIN SHAFT, TOLERANCE N; W/O HOLDING BRAKE PROTECTION CLASS IP65, FLANGE ON DRIVE END IP67; | 3084 | TEM | 1 | MC | 28.502 | 1
1FK71032AF711UH0 | SIMOTICS S SYNCHRONOUS MOTOR 1FK7-CT PN=4,4 KW; UZK=600V M0=36NM (100K); NN=3000RPM; NATURAL COOLING; FRAME SIZE IMB 5 (IM V1, IM V3) FLANGE 1 POWER CONNECTOR ROTATABLE RESOLVER MULTI-POLE WITH DRIVE-CLIQ INTERFACE; PLAIN SHAFT, TOLERANCE N; WITH HOLDING BRAKE PROTECTION CLASS IP64; | 3401 | TEM | 1 | MC | 28.801 | 1
1FK71032AF711UH1 | SIMOTICS S SYNCHRONOUS MOTOR 1FK7-CT PN=4,4 KW; UZK=600V M0=36NM (100K); NN=3000RPM; NATURAL COOLING; FRAME SIZE IMB 5 (IM V1, IM V3) FLANGE 1 POWER CONNECTOR ROTATABLE RESOLVER MULTI-POLE WITH DRIVE-CLIQ INTERFACE; PLAIN SHAFT, TOLERANCE N; WITH HOLDING BRAKE PROTECTION CLASS IP65, | 3495 | TEM | 1 | MC | 28.801 | 1
1FK71032AF711UH2 | SIMOTICS S SYNCHRONOUS MOTOR 1FK7-CT PN=4,4 KW; UZK=600V M0=36NM (100K); NN=3000RPM; NATURAL COOLING; FRAME SIZE IMB 5 (IM V1, IM V3) FLANGE 1 POWER CONNECTOR ROTATABLE RESOLVER MULTI-POLE WITH DRIVE-CLIQ INTERFACE; PLAIN SHAFT, TOLERANCE N; WITH HOLDING BRAKE PROTECTION CLASS IP65, FLANGE ON DRIVE END IP67; | 3495 | TEM | 1 | MC | 28.801 | 1
1FK71033BC711CA0 | SIMOTICS S SYNCHRONOUS MOTOR 1FK7-HI PN=5,2 KW; UZK=600V M0=36NM (100K); NN=2000RPM; NATURAL COOLING; FRAME SIZE IMB 5 (IM V1, IM V3) FLANGE 1 POWER CONNECTOR ROTATABLE ABSOLUTE ENCODER 24 BIT + 12 BIT MULTITURN WITH DRIVE-CLIQ INTERFACE (ENCODER AM24DQI) SHAFT WITH FITTED KEY, TOLERANCE N; W/O HOLDING BRAKE PROTECTION CLASS IP64; | 4014 | TEM | 1 | MC | 32.101 | 1
1FK71033BC711CG0 | SIMOTICS S SYNCHRONOUS MOTOR 1FK7-HI PN=5,2 KW; UZK=600V M0=36NM (100K); NN=2000RPM; NATURAL COOLING; FRAME SIZE IMB 5 (IM V1, IM V3) FLANGE 1 POWER CONNECTOR ROTATABLE ABSOLUTE ENCODER 24 BIT + 12 BIT MULTITURN WITH DRIVE-CLIQ INTERFACE (ENCODER AM24DQI) PLAIN SHAFT, TOLERANCE N; W/O HOLDING BRAKE PROTECTION CLASS IP64; | 3928 | TEM | 1 | MC | 32.101 | 1
1FK71033BC711CH1 | SIMOTICS S SYNCHRONOUS MOTOR 1FK7-HI PN=5,2 KW; UZK=600V M0=36NM (100K); NN=2000RPM; NATURAL COOLING; FRAME SIZE IMB 5 (IM V1, IM V3) FLANGE 1 POWER CONNECTOR ROTATABLE ABSOLUTE ENCODER 24 BIT + 12 BIT MULTITURN WITH DRIVE-CLIQ INTERFACE (ENCODER AM24DQI) PLAIN SHAFT, TOLERANCE N; WITH HOLDING BRAKE PROTECTION CLASS IP65, | 4433 | TEM | 1 | MC | 32.4 | 1
1FK71033BC711QA0 | SIMOTICS S SYNCHRONOUS MOTOR 1FK7-HI PN=5,2 KW; UZK=600V M0=36NM (100K); NN=2000RPM; NATURAL COOLING; FRAME SIZE IMB 5 (IM V1, IM V3) FLANGE 1 POWER CONNECTOR ROTATABLE ABSOLUTE ENCODER SINGLETURN 20 BIT WITH DRIVE-CLIQ INTERFACE (ENCODER AS20DQI) SHAFT WITH FITTED KEY, TOLERANCE N; W/O HOLDING BRAKE PROTECTION CLASS IP64; | 3162 | TEM | 1 | MC | 32.101 | 1
1FK71033BC711QB0 | SIMOTICS S SYNCHRONOUS MOTOR 1FK7-HI PN=5,2 KW; UZK=600V M0=36NM (100K); NN=2000RPM; NATURAL COOLING; FRAME SIZE IMB 5 (IM V1, IM V3) FLANGE 1 POWER CONNECTOR ROTATABLE ABSOLUTE ENCODER SINGLETURN 20 BIT WITH DRIVE-CLIQ INTERFACE (ENCODER AS20DQI) SHAFT WITH FITTED KEY, TOLERANCE N; WITH HOLDING BRAKE PROTECTION CLASS IP64; | 3574 | TEM | 1 | MC | 32.4 | 1
1FK71033BC711QG0 | SIMOTICS S SYNCHRONOUS MOTOR 1FK7-HI PN=5,2 KW; UZK=600V M0=36NM (100K); NN=2000RPM; NATURAL COOLING; FRAME SIZE IMB 5 (IM V1, IM V3) FLANGE 1 POWER CONNECTOR ROTATABLE ABSOLUTE ENCODER SINGLETURN 20 BIT WITH DRIVE-CLIQ INTERFACE (ENCODER AS20DQI) PLAIN SHAFT, TOLERANCE N; W/O HOLDING BRAKE PROTECTION CLASS IP64; | 3076 | TEM | 1 | MC | 32.101 | 1
1FK71033BC711RA0 | SIMOTICS S SYNCHRONOUS MOTOR 1FK7-HI PN=5,2 KW; UZK=600V M0=36NM (100K); NN=2000RPM; NATURAL COOLING; FRAME SIZE IMB 5 (IM V1, IM V3) FLANGE 1 POWER CONNECTOR ROTATABLE ABSOLUTE ENCODER 20 BIT + 12 BIT MULTITURN WITH DRIVE-CLIQ INTERFACE (ENCODER AM20DQI) SHAFT WITH FITTED KEY, TOLERANCE N; W/O HOLDING BRAKE PROTECTION CLASS IP64; | 3536 | TEM | 1 | MC | 32.101 | 1
1FK71033BC711RB1 | SIMOTICS S SYNCHRONOUS MOTOR 1FK7-HI PN=5,2 KW; UZK=600V M0=36NM (100K); NN=2000RPM; NATURAL COOLING; FRAME SIZE IMB 5 (IM V1, IM V3) FLANGE 1 POWER CONNECTOR ROTATABLE ABSOLUTE ENCODER 20 BIT + 12 BIT MULTITURN WITH DRIVE-CLIQ INTERFACE (ENCODER AM20DQI) SHAFT WITH FITTED KEY, TOLERANCE N; WITH HOLDING BRAKE PROTECTION CLASS IP65, | 4041 | TEM | 1 | MC | 32.4 | 1
1FK71033BC711RG1 | SIMOTICS S SYNCHRONOUS MOTOR 1FK7-HI PN=5,2 KW; UZK=600V M0=36NM (100K); NN=2000RPM; NATURAL COOLING; FRAME SIZE IMB 5 (IM V1, IM V3) FLANGE 1 POWER CONNECTOR ROTATABLE ABSOLUTE ENCODER 20 BIT + 12 BIT MULTITURN WITH DRIVE-CLIQ INTERFACE (ENCODER AM20DQI) PLAIN SHAFT, TOLERANCE N; W/O HOLDING BRAKE PROTECTION CLASS IP65, | 3544 | TEM | 1 | MC | 32.101 | 1
1FK71033BC711RG2 | SIMOTICS S SYNCHRONOUS MOTOR 1FK7-HI PN=5,2 KW; UZK=600V M0=36NM (100K); NN=2000RPM; NATURAL COOLING; FRAME SIZE IMB 5 (IM V1, IM V3) FLANGE 1 POWER CONNECTOR ROTATABLE ABSOLUTE ENCODER 20 BIT + 12 BIT MULTITURN WITH DRIVE-CLIQ INTERFACE (ENCODER AM20DQI) PLAIN SHAFT, TOLERANCE N; W/O HOLDING BRAKE PROTECTION CLASS IP65, FLANGE ON DRIVE END IP67; | 3544 | TEM | 1 | MC | 32.101 | 1
1FK71033BC711RH0 | SIMOTICS S SYNCHRONOUS MOTOR 1FK7-HI PN=5,2 KW; UZK=600V M0=36NM (100K); NN=2000RPM; NATURAL COOLING; FRAME SIZE IMB 5 (IM V1, IM V3) FLANGE 1 POWER CONNECTOR ROTATABLE ABSOLUTE ENCODER 20 BIT + 12 BIT MULTITURN WITH DRIVE-CLIQ INTERFACE (ENCODER AM20DQI) PLAIN SHAFT, TOLERANCE N; WITH HOLDING BRAKE PROTECTION CLASS IP64; | 3861 | TEM | 1 | MC | 32.4 | 1
1FK71033BC711RH1 | SIMOTICS S SYNCHRONOUS MOTOR 1FK7-HI PN=5,2 KW; UZK=600V M0=36NM (100K); NN=2000RPM; NATURAL COOLING; FRAME SIZE IMB 5 (IM V1, IM V3) FLANGE 1 POWER CONNECTOR ROTATABLE ABSOLUTE ENCODER 20 BIT + 12 BIT MULTITURN WITH DRIVE-CLIQ INTERFACE (ENCODER AM20DQI) PLAIN SHAFT, TOLERANCE N; WITH HOLDING BRAKE PROTECTION CLASS IP65, | 3955 | TEM | 1 | MC | 32.4 | 1
1FK71033BC711RH2 | SIMOTICS S SYNCHRONOUS MOTOR 1FK7-HI PN=5,2 KW; UZK=600V M0=36NM (100K); NN=2000RPM; NATURAL COOLING; FRAME SIZE IMB 5 (IM V1, IM V3) FLANGE 1 POWER CONNECTOR ROTATABLE ABSOLUTE ENCODER 20 BIT + 12 BIT MULTITURN WITH DRIVE-CLIQ INTERFACE (ENCODER AM20DQI) PLAIN SHAFT, TOLERANCE N; WITH HOLDING BRAKE PROTECTION CLASS IP65, FLANGE ON DRIVE END IP67; | 3955 | TEM | 1 | MC | 32.4 | 1
1FK71033BF711BH0 | SIMOTICS S SYNCHRONOUS MOTOR 1FK7-HI PN=4,4 KW; UZK=600V M0=36NM (100K); NN=3000RPM; NATURAL COOLING; FRAME SIZE IMB 5 (IM V1, IM V3) FLANGE 1 POWER CONNECTOR ROTATABLE ABSOLUTE ENCODER SINGLETURN 24 BIT WITH DRIVE CLIQ INTERFACE (ENCODER AS24DQI) PLAIN SHAFT, TOLERANCE N; WITH HOLDING BRAKE PROTECTION CLASS IP64; | 3970 | TEM | 1 | MC | 32.4 | 1
1FK71033BF711CG0 | SIMOTICS S SYNCHRONOUS MOTOR 1FK7-HI PN=4,4 KW; UZK=600V M0=36NM (100K); NN=3000RPM; NATURAL COOLING; FRAME SIZE IMB 5 (IM V1, IM V3) FLANGE 1 POWER CONNECTOR ROTATABLE ABSOLUTE ENCODER 24 BIT + 12 BIT MULTITURN WITH DRIVE-CLIQ INTERFACE (ENCODER AM24DQI) PLAIN SHAFT, TOLERANCE N; W/O HOLDING BRAKE PROTECTION CLASS IP64; | 3928 | TEM | 1 | MC | 32.101 | 1
1FK71033BF711CG1 | SIMOTICS S SYNCHRONOUS MOTOR 1FK7-HI PN=4,4 KW; UZK=600V M0=36NM (100K); NN=3000RPM; NATURAL COOLING; FRAME SIZE IMB 5 (IM V1, IM V3) FLANGE 1 POWER CONNECTOR ROTATABLE ABSOLUTE ENCODER 24 BIT + 12 BIT MULTITURN WITH DRIVE-CLIQ INTERFACE (ENCODER AM24DQI) PLAIN SHAFT, TOLERANCE N; W/O HOLDING BRAKE PROTECTION CLASS IP65, | 4022 | TEM | 1 | MC | 32.101 | 1
1FK71033BF711CH1 | SIMOTICS S SYNCHRONOUS MOTOR 1FK7-HI PN=4,4 KW; UZK=600V M0=36NM (100K); NN=3000RPM; NATURAL COOLING; FRAME SIZE IMB 5 (IM V1, IM V3) FLANGE 1 POWER CONNECTOR ROTATABLE ABSOLUTE ENCODER 24 BIT + 12 BIT MULTITURN WITH DRIVE-CLIQ INTERFACE (ENCODER AM24DQI) PLAIN SHAFT, TOLERANCE N; WITH HOLDING BRAKE PROTECTION CLASS IP65, | 4433 | TEM | 1 | MC | 32.4 | 1
1FK71033BF711DB0 | SIMOTICS S SYNCHRONOUS MOTOR 1FK7-HI PN=4,4 KW; UZK=600V M0=36NM (100K); NN=3000RPM; NATURAL COOLING; FRAME SIZE IMB 5 (IM V1, IM V3) FLANGE 1 POWER CONNECTOR ROTATABLE INCREMENTAL ENCODER 22 BIT WITH DRIVE-CLIQ INTERFACE (ENCODER IC22DQ) SHAFT WITH FITTED KEY, TOLERANCE N; WITH HOLDING BRAKE PROTECTION CLASS IP64; | 4137 | TEM | 1 | MC | 32.401 | 1
1FK71033BF711QA0 | SIMOTICS S SYNCHRONOUS MOTOR 1FK7-HI PN=4,4 KW; UZK=600V M0=36NM (100K); NN=3000RPM; NATURAL COOLING; FRAME SIZE IMB 5 (IM V1, IM V3) FLANGE 1 POWER CONNECTOR ROTATABLE ABSOLUTE ENCODER SINGLETURN 20 BIT WITH DRIVE-CLIQ INTERFACE (ENCODER AS20DQI) SHAFT WITH FITTED KEY, TOLERANCE N; W/O HOLDING BRAKE PROTECTION CLASS IP64; | 3162 | TEM | 1 | MC | 32.101 | 1
1FK71033BF711QH1 | SIMOTICS S SYNCHRONOUS MOTOR 1FK7-HI PN=4,4 KW; UZK=600V M0=36NM (100K); NN=3000RPM; NATURAL COOLING; FRAME SIZE IMB 5 (IM V1, IM V3) FLANGE 1 POWER CONNECTOR ROTATABLE ABSOLUTE ENCODER SINGLETURN 20 BIT WITH DRIVE-CLIQ INTERFACE (ENCODER AS20DQI) PLAIN SHAFT, TOLERANCE N; WITH HOLDING BRAKE PROTECTION CLASS IP65, | 3581 | TEM | 1 | MC | 32.4 | 1
1FK71033BF711RA0 | SIMOTICS S SYNCHRONOUS MOTOR 1FK7-HI PN=4,4 KW; UZK=600V M0=36NM (100K); NN=3000RPM; NATURAL COOLING; FRAME SIZE IMB 5 (IM V1, IM V3) FLANGE 1 POWER CONNECTOR ROTATABLE ABSOLUTE ENCODER 20 BIT + 12 BIT MULTITURN WITH DRIVE-CLIQ INTERFACE (ENCODER AM20DQI) SHAFT WITH FITTED KEY, TOLERANCE N; W/O HOLDING BRAKE PROTECTION CLASS IP64; | 3536 | TEM | 1 | MC | 32.101 | 1
1FK71033BF711RB0 | SIMOTICS S SYNCHRONOUS MOTOR 1FK7-HI PN=4,4 KW; UZK=600V M0=36NM (100K); NN=3000RPM; NATURAL COOLING; FRAME SIZE IMB 5 (IM V1, IM V3) FLANGE 1 POWER CONNECTOR ROTATABLE ABSOLUTE ENCODER 20 BIT + 12 BIT MULTITURN WITH DRIVE-CLIQ INTERFACE (ENCODER AM20DQI) SHAFT WITH FITTED KEY, TOLERANCE N; WITH HOLDING BRAKE PROTECTION CLASS IP64; | 3948 | TEM | 1 | MC | 32.4 | 1
1FK71033BF711RG0 | SIMOTICS S SYNCHRONOUS MOTOR 1FK7-HI PN=4,4 KW; UZK=600V M0=36NM (100K); NN=3000RPM; NATURAL COOLING; FRAME SIZE IMB 5 (IM V1, IM V3) FLANGE 1 POWER CONNECTOR ROTATABLE ABSOLUTE ENCODER 20 BIT + 12 BIT MULTITURN WITH DRIVE-CLIQ INTERFACE (ENCODER AM20DQI) PLAIN SHAFT, TOLERANCE N; W/O HOLDING BRAKE PROTECTION CLASS IP64; | 3450 | TEM | 1 | MC | 32.101 | 1
1FK71033BF711RH1 | SIMOTICS S SYNCHRONOUS MOTOR 1FK7-HI PN=4,4 KW; UZK=600V M0=36NM (100K); NN=3000RPM; NATURAL COOLING; FRAME SIZE IMB 5 (IM V1, IM V3) FLANGE 1 POWER CONNECTOR ROTATABLE ABSOLUTE ENCODER 20 BIT + 12 BIT MULTITURN WITH DRIVE-CLIQ INTERFACE (ENCODER AM20DQI) PLAIN SHAFT, TOLERANCE N; WITH HOLDING BRAKE PROTECTION CLASS IP65, | 3955 | TEM | 1 | MC | 32.4 | 1
1FK71035AC711AA0 | SIMOTICS S SYNCHRONOUS SERVOMOTORS 1FK7 COMPACT,36 NM, 100 K, 2000 RPM, 5, 24KW NATURAL AIR COOLING, IM B5 (IM V1, IM V3) POWER/SIGNAL CONNECTORS CONN. CAN BE ROTATED BY 270 DEGR., INCREM. ENCODER, SIN/COS 1 VPP 2048 P/REV (ENCODER I-2048); SHAFT WITH FITTED KEY, TOLERANCE N; W/O HOLDING BRAKE DEGREE OF PROTECTION IP64 | 3716 | TEM | 1 | MC | 29.003 | 1
1FK71035AC711AA2 | SIMOTICS S SYNCHRONOUS SERVOMOTORS 1FK7 COMPACT,36 NM, 100 K, 2000 RPM, 5, 24KW NATURAL AIR COOLING, IM B5 (IM V1, IM V3) POWER/SIGNAL CONNECTORS CONN. CAN BE ROTATED BY 270 DEGR., INCREM. ENCODER, SIN/COS 1 VPP 2048 P/REV (ENCODER I-2048); SHAFT WITH FITTED KEY, TOLERANCE N; W/O HOLDING BRAKE DEGREE OF PROTECTION IP65 FLANGE ON DRIVE END IP67 | 3817 | TEM | 1 | MC | 29.003 | 1
1FK71035AC711AA3 | SIMOTICS S SYNCHRONOUS SERVOMOTORS 1FK7 COMPACT,36 NM, 100 K, 2000 RPM, 5, 24KW NATURAL AIR COOLING, IM B5 (IM V1, IM V3) POWER/SIGNAL CONNECTORS CONN. CAN BE ROTATED BY 270 DEGR., INCREM. ENCODER, SIN/COS 1 VPP 2048 P/REV (ENCODER I-2048); SHAFT WITH FITTED KEY, TOLERANCE N; W/O HOLDING BRAKE DEGREE OF PROTECTION IP64; PAINT FINISH RAL7016 | 3765 | TEM | 1 | MC | 29.003 | 1
1FK71035AC711AA5 | SIMOTICS S SYNCHRONOUS SERVOMOTORS 1FK7 COMPACT,36 NM, 100 K, 2000 RPM, 5, 24KW NATURAL AIR COOLING, IM B5 (IM V1, IM V3) POWER/SIGNAL CONNECTORS CONN. CAN BE ROTATED BY 270 DEGR., INCREM. ENCODER, SIN/COS 1 VPP 2048 P/REV (ENCODER I-2048); SHAFT WITH FITTED KEY, TOLERANCE N; W/O HOLDING BRAKE DEGREE OF PROTECTION IP65 AS FLANGE IP67; PAINT FINISH RAL7016 | 3867 | TEM | 1 | MC | 29.003 | 1
1FK71035AC711AA8 | SIMOTICS S SYNCHRONOUS SERVOMOTORS 1FK7 COMPACT,36 NM, 100 K, 2000 RPM, 5, 24KW NATURAL AIR COOLING, IM B5 (IM V1, IM V3) POWER/SIGNAL CONNECTORS CONN. CAN BE ROTATED BY 270 DEGR., INCREM. ENCODER, SIN/COS 1 VPP 2048 P/REV (ENCODER I-2048); SHAFT WITH FITTED KEY, TOLERANCE N; W/O HOLDING BRAKE DEGREE OF PROTECTION IP65 IP67 D-END FLANGE; RAL7016 COATING; METALLIC RATING PLATE AT MOTOR | 3975 | TEM | 1 | MC | 29.003 | 1
1FK71035AC711AB0 | SIMOTICS S SYNCHRONOUS SERVOMOTORS 1FK7 COMPACT,36 NM, 100 K, 2000 RPM, 5, 24KW NATURAL AIR COOLING, IM B5 (IM V1, IM V3) POWER/SIGNAL CONNECTORS CONN. CAN BE ROTATED BY 270 DEGR., INCREM. ENCODER, SIN/COS 1 VPP 2048 P/REV (ENCODER I-2048); SHAFT WITH FITTED KEY, TOLERANCE N; WITH HOLDING BRAKE DEGREE OF PROTECTION IP64 | 4162 | TEM | 1 | MC | 32.002 | 1
1FK71035AC711AB2 | SIMOTICS S SYNCHRONOUS SERVOMOTORS 1FK7 COMPACT,36 NM, 100 K, 2000 RPM, 5, 24KW NATURAL AIR COOLING, IM B5 (IM V1, IM V3) POWER/SIGNAL CONNECTORS CONN. CAN BE ROTATED BY 270 DEGR., INCREM. ENCODER, SIN/COS 1 VPP 2048 P/REV (ENCODER I-2048); SHAFT WITH FITTED KEY, TOLERANCE N; WITH HOLDING BRAKE DEGREE OF PROTECTION IP65 FLANGE ON DRIVE END IP67 | 4264 | TEM | 1 | MC | 32.002 | 1
1FK71035AC711AB3 | SIMOTICS S SYNCHRONOUS SERVOMOTORS 1FK7 COMPACT,36 NM, 100 K, 2000 RPM, 5, 24KW NATURAL AIR COOLING, IM B5 (IM V1, IM V3) POWER/SIGNAL CONNECTORS CONN. CAN BE ROTATED BY 270 DEGR., INCREM. ENCODER, SIN/COS 1 VPP 2048 P/REV (ENCODER I-2048); SHAFT WITH FITTED KEY, TOLERANCE N; WITH HOLDING BRAKE DEGREE OF PROTECTION IP64; PAINT FINISH RAL7016 | 4212 | TEM | 1 | MC | 32.002 | 1
1FK71035AC711AB5 | SIMOTICS S SYNCHRONOUS SERVOMOTORS 1FK7 COMPACT,36 NM, 100 K, 2000 RPM, 5, 24KW NATURAL AIR COOLING, IM B5 (IM V1, IM V3) POWER/SIGNAL CONNECTORS CONN. CAN BE ROTATED BY 270 DEGR., INCREM. ENCODER, SIN/COS 1 VPP 2048 P/REV (ENCODER I-2048); SHAFT WITH FITTED KEY, TOLERANCE N; WITH HOLDING BRAKE DEGREE OF PROTECTION IP65 AS FLANGE IP67; PAINT FINISH RAL7016 | 4313 | TEM | 1 | MC | 32.002 | 1
1FK71035AC711AB8 | SIMOTICS S SYNCHRONOUS SERVOMOTORS 1FK7 COMPACT,36 NM, 100 K, 2000 RPM, 5, 24KW NATURAL AIR COOLING, IM B5 (IM V1, IM V3) POWER/SIGNAL CONNECTORS CONN. CAN BE ROTATED BY 270 DEGR., INCREM. ENCODER, SIN/COS 1 VPP 2048 P/REV (ENCODER I-2048); SHAFT WITH FITTED KEY, TOLERANCE N; WITH HOLDING BRAKE DEGREE OF PROTECTION IP65 IP67 D-END FLANGE; RAL7016 COATING; METALLIC RATING PLATE AT MOTOR | 4422 | TEM | 1 | MC | 32.002 | 1
1FK71035AC711AG0 | SIMOTICS S SYNCHRONOUS SERVOMOTORS 1FK7 COMPACT,36 NM, 100 K, 2000 RPM, 5, 24KW NATURAL AIR COOLING, IM B5 (IM V1, IM V3) POWER/SIGNAL CONNECTORS CONN. CAN BE ROTATED BY 270 DEGR., INCREM. ENCODER, SIN/COS 1 VPP 2048 P/REV (ENCODER I-2048); PLAIN SHAFT, TOLERANCE N; W/O HOLDING BRAKE DEGREE OF PROTECTION IP64 | 3622 | TEM | 1 | MC | 29.003 | 1
1FK71035AC711AG2 | SIMOTICS S SYNCHRONOUS SERVOMOTORS 1FK7 COMPACT,36 NM, 100 K, 2000 RPM, 5, 24KW NATURAL AIR COOLING, IM B5 (IM V1, IM V3) POWER/SIGNAL CONNECTORS CONN. CAN BE ROTATED BY 270 DEGR., INCREM. ENCODER, SIN/COS 1 VPP 2048 P/REV (ENCODER I-2048); PLAIN SHAFT, TOLERANCE N; W/O HOLDING BRAKE DEGREE OF PROTECTION IP65 FLANGE ON DRIVE END IP67 | 3724 | TEM | 1 | MC | 29.003 | 1
1FK71035AC711AG3 | SIMOTICS S SYNCHRONOUS SERVOMOTORS 1FK7 COMPACT,36 NM, 100 K, 2000 RPM, 5, 24KW NATURAL AIR COOLING, IM B5 (IM V1, IM V3) POWER/SIGNAL CONNECTORS CONN. CAN BE ROTATED BY 270 DEGR., INCREM. ENCODER, SIN/COS 1 VPP 2048 P/REV (ENCODER I-2048); PLAIN SHAFT, TOLERANCE N; W/O HOLDING BRAKE DEGREE OF PROTECTION IP64; PAINT FINISH RAL7016 | 3671 | TEM | 1 | MC | 29.003 | 1
1FK71035AC711AG5 | SIMOTICS S SYNCHRONOUS SERVOMOTORS 1FK7 COMPACT,36 NM, 100 K, 2000 RPM, 5, 24KW NATURAL AIR COOLING, IM B5 (IM V1, IM V3) POWER/SIGNAL CONNECTORS CONN. CAN BE ROTATED BY 270 DEGR., INCREM. ENCODER, SIN/COS 1 VPP 2048 P/REV (ENCODER I-2048); PLAIN SHAFT, TOLERANCE N; W/O HOLDING BRAKE DEGREE OF PROTECTION IP65 AS FLANGE IP67; PAINT FINISH RAL7016 | 3773 | TEM | 1 | MC | 29.003 | 1
1FK71035AC711AG8 | SIMOTICS S SYNCHRONOUS SERVOMOTORS 1FK7 COMPACT,36 NM, 100 K, 2000 RPM, 5, 24KW NATURAL AIR COOLING, IM B5 (IM V1, IM V3) POWER/SIGNAL CONNECTORS CONN. CAN BE ROTATED BY 270 DEGR., INCREM. ENCODER, SIN/COS 1 VPP 2048 P/REV (ENCODER I-2048); PLAIN SHAFT, TOLERANCE N; W/O HOLDING BRAKE DEGREE OF PROTECTION IP65 IP67 D-END FLANGE; RAL7016 COATING; METALLIC RATING PLATE AT MOTOR | 3881 | TEM | 1 | MC | 29.003 | 1
1FK71035AC711AH0 | SIMOTICS S SYNCHRONOUS SERVOMOTORS 1FK7 COMPACT,36 NM, 100 K, 2000 RPM, 5, 24KW NATURAL AIR COOLING, IM B5 (IM V1, IM V3) POWER/SIGNAL CONNECTORS CONN. CAN BE ROTATED BY 270 DEGR., INCREM. ENCODER, SIN/COS 1 VPP 2048 P/REV (ENCODER I-2048); PLAIN SHAFT, TOLERANCE N; WITH HOLDING BRAKE DEGREE OF PROTECTION IP64 | 4069 | TEM | 1 | MC | 32.002 | 1
1FK71035AC711AH2 | SIMOTICS S SYNCHRONOUS SERVOMOTORS 1FK7 COMPACT,36 NM, 100 K, 2000 RPM, 5, 24KW NATURAL AIR COOLING, IM B5 (IM V1, IM V3) POWER/SIGNAL CONNECTORS CONN. CAN BE ROTATED BY 270 DEGR., INCREM. ENCODER, SIN/COS 1 VPP 2048 P/REV (ENCODER I-2048); PLAIN SHAFT, TOLERANCE N; WITH HOLDING BRAKE DEGREE OF PROTECTION IP65 FLANGE ON DRIVE END IP67 | 4170 | TEM | 1 | MC | 32.002 | 1
1FK71035AC711AH3 | SIMOTICS S SYNCHRONOUS SERVOMOTORS 1FK7 COMPACT,36 NM, 100 K, 2000 RPM, 5, 24KW NATURAL AIR COOLING, IM B5 (IM V1, IM V3) POWER/SIGNAL CONNECTORS CONN. CAN BE ROTATED BY 270 DEGR., INCREM. ENCODER, SIN/COS 1 VPP 2048 P/REV (ENCODER I-2048); PLAIN SHAFT, TOLERANCE N; WITH HOLDING BRAKE DEGREE OF PROTECTION IP64; PAINT FINISH RAL7016 | 4118 | TEM | 1 | MC | 32.002 | 1
1FK71035AC711AH5 | SIMOTICS S SYNCHRONOUS SERVOMOTORS 1FK7 COMPACT,36 NM, 100 K, 2000 RPM, 5, 24KW NATURAL AIR COOLING, IM B5 (IM V1, IM V3) POWER/SIGNAL CONNECTORS CONN. CAN BE ROTATED BY 270 DEGR., INCREM. ENCODER, SIN/COS 1 VPP 2048 P/REV (ENCODER I-2048); PLAIN SHAFT, TOLERANCE N; WITH HOLDING BRAKE DEGREE OF PROTECTION IP65 AS FLANGE IP67; PAINT FINISH RAL7016 | 4220 | TEM | 1 | MC | 32.002 | 1
1FK71035AC711AH8 | SIMOTICS S SYNCHRONOUS SERVOMOTORS 1FK7 COMPACT,36 NM, 100 K, 2000 RPM, 5, 24KW NATURAL AIR COOLING, IM B5 (IM V1, IM V3) POWER/SIGNAL CONNECTORS CONN. CAN BE ROTATED BY 270 DEGR., INCREM. ENCODER, SIN/COS 1 VPP 2048 P/REV (ENCODER I-2048); PLAIN SHAFT, TOLERANCE N; WITH HOLDING BRAKE DEGREE OF PROTECTION IP65 IP67 D-END FLANGE; RAL7016 COATING; METALLIC RATING PLATE AT MOTOR | 4328 | TEM | 1 | MC | 32.002 | 1
1FK71035AC711DA0 | SIMOTICS S SYNCHRONOUS SERVOMOTORS 1FK7 COMPACT,36 NM, 100 K, 2000 RPM, 5, 24KW NATURAL AIR COOLING, IM B5 (IM V1, IM V3) POWER/SIGNAL CONNECTORS CONN. CAN BE ROTATED BY 270 DEGR., INCREMENTAL ENCODER 2048 P/REV (ENCODER I-2048) WITH DRIVE-CLIQ INTERFACE; SHAFT WITH FITTED KEY, TOLERANCE N; W/O HOLDING BRAKE DEGREE OF PROTECTION IP64 | 3978 | TEM | 1 | MC | 29.003 | 1
1FK71035AC711DA2 | SIMOTICS S SYNCHRONOUS SERVOMOTORS 1FK7 COMPACT,36 NM, 100 K, 2000 RPM, 5, 24KW NATURAL AIR COOLING, IM B5 (IM V1, IM V3) POWER/SIGNAL CONNECTORS CONN. CAN BE ROTATED BY 270 DEGR., INCREMENTAL ENCODER 2048 P/REV (ENCODER I-2048) WITH DRIVE-CLIQ INTERFACE; SHAFT WITH FITTED KEY, TOLERANCE N; W/O HOLDING BRAKE DEGREE OF PROTECTION IP65 FLANGE ON DRIVE END IP67 | 4079 | TEM | 1 | MC | 29.003 | 1
1FK71035AC711DA3 | SIMOTICS S SYNCHRONOUS SERVOMOTORS 1FK7 COMPACT,36 NM, 100 K, 2000 RPM, 5, 24KW NATURAL AIR COOLING, IM B5 (IM V1, IM V3) POWER/SIGNAL CONNECTORS CONN. CAN BE ROTATED BY 270 DEGR., INCREMENTAL ENCODER 2048 P/REV (ENCODER I-2048) WITH DRIVE-CLIQ INTERFACE; SHAFT WITH FITTED KEY, TOLERANCE N; W/O HOLDING BRAKE DEGREE OF PROTECTION IP64; PAINT FINISH RAL7016 | 4027 | TEM | 1 | MC | 29.003 | 1
1FK71035AC711DA5 | SIMOTICS S SYNCHRONOUS SERVOMOTORS 1FK7 COMPACT,36 NM, 100 K, 2000 RPM, 5, 24KW NATURAL AIR COOLING, IM B5 (IM V1, IM V3) POWER/SIGNAL CONNECTORS CONN. CAN BE ROTATED BY 270 DEGR., INCREMENTAL ENCODER 2048 P/REV (ENCODER I-2048) WITH DRIVE-CLIQ INTERFACE; SHAFT WITH FITTED KEY, TOLERANCE N; W/O HOLDING BRAKE DEGREE OF PROTECTION IP65 AS FLANGE IP67; PAINT FINISH RAL7016 | 4128 | TEM | 1 | MC | 29.003 | 1
1FK71035AC711DA8 | SIMOTICS S SYNCHRONOUS SERVOMOTORS 1FK7 COMPACT,36 NM, 100 K, 2000 RPM, 5, 24KW NATURAL AIR COOLING, IM B5 (IM V1, IM V3) POWER/SIGNAL CONNECTORS CONN. CAN BE ROTATED BY 270 DEGR., INCREMENTAL ENCODER 2048 P/REV (ENCODER I-2048) WITH DRIVE-CLIQ INTERFACE; SHAFT WITH FITTED KEY, TOLERANCE N; W/O HOLDING BRAKE DEGREE OF PROTECTION IP65 IP67 D-END FLANGE; RAL7016 COATING; METALLIC RATING PLATE AT MOTOR | 4237 | TEM | 1 | MC | 29.003 | 1
1FK71035AC711DB0 | SIMOTICS S SYNCHRONOUS SERVOMOTORS 1FK7 COMPACT,36 NM, 100 K, 2000 RPM, 5, 24KW NATURAL AIR COOLING, IM B5 (IM V1, IM V3) POWER/SIGNAL CONNECTORS CONN. CAN BE ROTATED BY 270 DEGR., INCREMENTAL ENCODER 2048 P/REV (ENCODER I-2048) WITH DRIVE-CLIQ INTERFACE; SHAFT WITH FITTED KEY, TOLERANCE N; WITH HOLDING BRAKE DEGREE OF PROTECTION IP64 | 4424 | TEM | 1 | MC | 32.002 | 1
1FK71035AC711DB2 | SIMOTICS S SYNCHRONOUS SERVOMOTORS 1FK7 COMPACT,36 NM, 100 K, 2000 RPM, 5, 24KW NATURAL AIR COOLING, IM B5 (IM V1, IM V3) POWER/SIGNAL CONNECTORS CONN. CAN BE ROTATED BY 270 DEGR., INCREMENTAL ENCODER 2048 P/REV (ENCODER I-2048) WITH DRIVE-CLIQ INTERFACE; SHAFT WITH FITTED KEY, TOLERANCE N; WITH HOLDING BRAKE DEGREE OF PROTECTION IP65 FLANGE ON DRIVE END IP67 | 4526 | TEM | 1 | MC | 32.002 | 1
1FK71035AC711DB3 | SIMOTICS S SYNCHRONOUS SERVOMOTORS 1FK7 COMPACT,36 NM, 100 K, 2000 RPM, 5, 24KW NATURAL AIR COOLING, IM B5 (IM V1, IM V3) POWER/SIGNAL CONNECTORS CONN. CAN BE ROTATED BY 270 DEGR., INCREMENTAL ENCODER 2048 P/REV (ENCODER I-2048) WITH DRIVE-CLIQ INTERFACE; SHAFT WITH FITTED KEY, TOLERANCE N; WITH HOLDING BRAKE DEGREE OF PROTECTION IP64; PAINT FINISH RAL7016 | 4474 | TEM | 1 | MC | 32.002 | 1
1FK71035AC711DB5 | SIMOTICS S SYNCHRONOUS SERVOMOTORS 1FK7 COMPACT,36 NM, 100 K, 2000 RPM, 5, 24KW NATURAL AIR COOLING, IM B5 (IM V1, IM V3) POWER/SIGNAL CONNECTORS CONN. CAN BE ROTATED BY 270 DEGR., INCREMENTAL ENCODER 2048 P/REV (ENCODER I-2048) WITH DRIVE-CLIQ INTERFACE; SHAFT WITH FITTED KEY, TOLERANCE N; WITH HOLDING BRAKE DEGREE OF PROTECTION IP65 AS FLANGE IP67; PAINT FINISH RAL7016 | 4575 | TEM | 1 | MC | 32.002 | 1
1FK71035AC711DB8 | SIMOTICS S SYNCHRONOUS SERVOMOTORS 1FK7 COMPACT,36 NM, 100 K, 2000 RPM, 5, 24KW NATURAL AIR COOLING, IM B5 (IM V1, IM V3) POWER/SIGNAL CONNECTORS CONN. CAN BE ROTATED BY 270 DEGR., INCREMENTAL ENCODER 2048 P/REV (ENCODER I-2048) WITH DRIVE-CLIQ INTERFACE; SHAFT WITH FITTED KEY, TOLERANCE N; WITH HOLDING BRAKE DEGREE OF PROTECTION IP65 IP67 D-END FLANGE; RAL7016 COATING; METALLIC RATING PLATE AT MOTOR | 4684 | TEM | 1 | MC | 32.002 | 1
1FK71035AC711DG0 | SIMOTICS S SYNCHRONOUS SERVOMOTORS 1FK7 COMPACT,36 NM, 100 K, 2000 RPM, 5, 24KW NATURAL AIR COOLING, IM B5 (IM V1, IM V3) POWER/SIGNAL CONNECTORS CONN. CAN BE ROTATED BY 270 DEGR., INCREMENTAL ENCODER 2048 P/REV (ENCODER I-2048) WITH DRIVE-CLIQ INTERFACE; PLAIN SHAFT, TOLERANCE N; W/O HOLDING BRAKE DEGREE OF PROTECTION IP64 | 3884 | TEM | 1 | MC | 29.003 | 1
1FK71035AC711DG2 | SIMOTICS S SYNCHRONOUS SERVOMOTORS 1FK7 COMPACT,36 NM, 100 K, 2000 RPM, 5, 24KW NATURAL AIR COOLING, IM B5 (IM V1, IM V3) POWER/SIGNAL CONNECTORS CONN. CAN BE ROTATED BY 270 DEGR., INCREMENTAL ENCODER 2048 P/REV (ENCODER I-2048) WITH DRIVE-CLIQ INTERFACE; PLAIN SHAFT, TOLERANCE N; W/O HOLDING BRAKE DEGREE OF PROTECTION IP65 FLANGE ON DRIVE END IP67 | 3985 | TEM | 1 | MC | 29.003 | 1
1FK71035AC711DG3 | SIMOTICS S SYNCHRONOUS SERVOMOTORS 1FK7 COMPACT,36 NM, 100 K, 2000 RPM, 5, 24KW NATURAL AIR COOLING, IM B5 (IM V1, IM V3) POWER/SIGNAL CONNECTORS CONN. CAN BE ROTATED BY 270 DEGR., INCREMENTAL ENCODER 2048 P/REV (ENCODER I-2048) WITH DRIVE-CLIQ INTERFACE; PLAIN SHAFT, TOLERANCE N; W/O HOLDING BRAKE DEGREE OF PROTECTION IP64; PAINT FINISH RAL7016 | 3933 | TEM | 1 | MC | 29.003 | 1
1FK71035AC711DG5 | SIMOTICS S SYNCHRONOUS SERVOMOTORS 1FK7 COMPACT,36 NM, 100 K, 2000 RPM, 5, 24KW NATURAL AIR COOLING, IM B5 (IM V1, IM V3) POWER/SIGNAL CONNECTORS CONN. CAN BE ROTATED BY 270 DEGR., INCREMENTAL ENCODER 2048 P/REV (ENCODER I-2048) WITH DRIVE-CLIQ INTERFACE; PLAIN SHAFT, TOLERANCE N; W/O HOLDING BRAKE DEGREE OF PROTECTION IP65 AS FLANGE IP67; PAINT FINISH RAL7016 | 4035 | TEM | 1 | MC | 29.003 | 1
1FK71035AC711DG8 | SIMOTICS S SYNCHRONOUS SERVOMOTORS 1FK7 COMPACT,36 NM, 100 K, 2000 RPM, 5, 24KW NATURAL AIR COOLING, IM B5 (IM V1, IM V3) POWER/SIGNAL CONNECTORS CONN. CAN BE ROTATED BY 270 DEGR., INCREMENTAL ENCODER 2048 P/REV (ENCODER I-2048) WITH DRIVE-CLIQ INTERFACE; PLAIN SHAFT, TOLERANCE N; W/O HOLDING BRAKE DEGREE OF PROTECTION IP65 IP67 D-END FLANGE; RAL7016 COATING; METALLIC RATING PLATE AT MOTOR | 4143 | TEM | 1 | MC | 29.003 | 1
1FK71035AC711DH0 | SIMOTICS S SYNCHRONOUS SERVOMOTORS 1FK7 COMPACT,36 NM, 100 K, 2000 RPM, 5, 24KW NATURAL AIR COOLING, IM B5 (IM V1, IM V3) POWER/SIGNAL CONNECTORS CONN. CAN BE ROTATED BY 270 DEGR., INCREMENTAL ENCODER 2048 P/REV (ENCODER I-2048) WITH DRIVE-CLIQ INTERFACE; PLAIN SHAFT, TOLERANCE N; WITH HOLDING BRAKE DEGREE OF PROTECTION IP64 | 4331 | TEM | 1 | MC | 32.002 | 1
1FK71035AC711DH2 | SIMOTICS S SYNCHRONOUS SERVOMOTORS 1FK7 COMPACT,36 NM, 100 K, 2000 RPM, 5, 24KW NATURAL AIR COOLING, IM B5 (IM V1, IM V3) POWER/SIGNAL CONNECTORS CONN. CAN BE ROTATED BY 270 DEGR., INCREMENTAL ENCODER 2048 P/REV (ENCODER I-2048) WITH DRIVE-CLIQ INTERFACE; PLAIN SHAFT, TOLERANCE N; WITH HOLDING BRAKE DEGREE OF PROTECTION IP65 FLANGE ON DRIVE END IP67 | 4432 | TEM | 1 | MC | 32.002 | 1
1FK71035AC711DH3 | SIMOTICS S SYNCHRONOUS SERVOMOTORS 1FK7 COMPACT,36 NM, 100 K, 2000 RPM, 5, 24KW NATURAL AIR COOLING, IM B5 (IM V1, IM V3) POWER/SIGNAL CONNECTORS CONN. CAN BE ROTATED BY 270 DEGR., INCREMENTAL ENCODER 2048 P/REV (ENCODER I-2048) WITH DRIVE-CLIQ INTERFACE; PLAIN SHAFT, TOLERANCE N; WITH HOLDING BRAKE DEGREE OF PROTECTION IP64; PAINT FINISH RAL7016 | 4380 | TEM | 1 | MC | 32.002 | 1
1FK71035AC711DH5 | SIMOTICS S SYNCHRONOUS SERVOMOTORS 1FK7 COMPACT,36 NM, 100 K, 2000 RPM, 5, 24KW NATURAL AIR COOLING, IM B5 (IM V1, IM V3) POWER/SIGNAL CONNECTORS CONN. CAN BE ROTATED BY 270 DEGR., INCREMENTAL ENCODER 2048 P/REV (ENCODER I-2048) WITH DRIVE-CLIQ INTERFACE; PLAIN SHAFT, TOLERANCE N; WITH HOLDING BRAKE DEGREE OF PROTECTION IP65 AS FLANGE IP67; PAINT FINISH RAL7016 | 4481 | TEM | 1 | MC | 32.002 | 1
1FK71035AC711DH8 | SIMOTICS S SYNCHRONOUS SERVOMOTORS 1FK7 COMPACT,36 NM, 100 K, 2000 RPM, 5, 24KW NATURAL AIR COOLING, IM B5 (IM V1, IM V3) POWER/SIGNAL CONNECTORS CONN. CAN BE ROTATED BY 270 DEGR., INCREMENTAL ENCODER 2048 P/REV (ENCODER I-2048) WITH DRIVE-CLIQ INTERFACE; PLAIN SHAFT, TOLERANCE N; WITH HOLDING BRAKE DEGREE OF PROTECTION IP65 IP67 D-END FLANGE; RAL7016 COATING; METALLIC RATING PLATE AT MOTOR | 4590 | TEM | 1 | MC | 32.002 | 1
1FK71035AC711EA0 | SIMOTICS S SYNCHRONOUS SERVOMOTORS 1FK7 COMPACT,36 NM, 100 K, 2000 RPM, 5, 24KW NATURAL AIR COOLING, IM B5 (IM V1, IM V3) POWER/SIGNAL CONNECTORS CONN. CAN BE ROTATED BY 270 DEGR., ABSOLUTE ENCODER ENDAT 2048 P/REV (ENCODER A-2048); PERFORMANCE REDUCTION BY 10% DUE TO ABSOLUTE ENCODER; SHAFT WITH FITTED KEY, TOLERANCE N; W/O HOLDING BRAKE DEGREE OF PROTECTION IP64 | 4119 | TEM | 1 | MC | 29.003 | 1
1FK71035AC711EA2 | SIMOTICS S SYNCHRONOUS SERVOMOTORS 1FK7 COMPACT,36 NM, 100 K, 2000 RPM, 5, 24KW NATURAL AIR COOLING, IM B5 (IM V1, IM V3) POWER/SIGNAL CONNECTORS CONN. CAN BE ROTATED BY 270 DEGR., ABSOLUTE ENCODER ENDAT 2048 P/REV (ENCODER A-2048); PERFORMANCE REDUCTION BY 10% DUE TO ABSOLUTE ENCODER; SHAFT WITH FITTED KEY, TOLERANCE N; W/O HOLDING BRAKE DEGREE OF PROTECTION IP65 FLANGE ON DRIVE END IP67 | 4221 | TEM | 1 | MC | 29.003 | 1
1FK71035AC711EA3 | SIMOTICS S SYNCHRONOUS SERVOMOTORS 1FK7 COMPACT,36 NM, 100 K, 2000 RPM, 5, 24KW NATURAL AIR COOLING, IM B5 (IM V1, IM V3) POWER/SIGNAL CONNECTORS CONN. CAN BE ROTATED BY 270 DEGR., ABSOLUTE ENCODER ENDAT 2048 P/REV (ENCODER A-2048); PERFORMANCE REDUCTION BY 10% DUE TO ABSOLUTE ENCODER; SHAFT WITH FITTED KEY, TOLERANCE N; W/O HOLDING BRAKE DEGREE OF PROTECTION IP64; PAINT FINISH RAL7016 | 4168 | TEM | 1 | MC | 29.003 | 1
1FK71035AC711EA5 | SIMOTICS S SYNCHRONOUS SERVOMOTORS 1FK7 COMPACT,36 NM, 100 K, 2000 RPM, 5, 24KW NATURAL AIR COOLING, IM B5 (IM V1, IM V3) POWER/SIGNAL CONNECTORS CONN. CAN BE ROTATED BY 270 DEGR., ABSOLUTE ENCODER ENDAT 2048 P/REV (ENCODER A-2048); PERFORMANCE REDUCTION BY 10% DUE TO ABSOLUTE ENCODER; SHAFT WITH FITTED KEY, TOLERANCE N; W/O HOLDING BRAKE DEGREE OF PROTECTION IP65 AS FLANGE IP67; PAINT FINISH RAL7016 | 4270 | TEM | 1 | MC | 29.003 | 1
1FK71035AC711EA8 | SIMOTICS S SYNCHRONOUS SERVOMOTORS 1FK7 COMPACT,36 NM, 100 K, 2000 RPM, 5, 24KW NATURAL AIR COOLING, IM B5 (IM V1, IM V3) POWER/SIGNAL CONNECTORS CONN. CAN BE ROTATED BY 270 DEGR., ABSOLUTE ENCODER ENDAT 2048 P/REV (ENCODER A-2048); PERFORMANCE REDUCTION BY 10% DUE TO ABSOLUTE ENCODER; SHAFT WITH FITTED KEY, TOLERANCE N; W/O HOLDING BRAKE DEGREE OF PROTECTION IP65 IP67 D-END FLANGE; RAL7016 COATING; METALLIC RATING PLATE AT MOTOR | 4379 | TEM | 1 | MC | 29.003 | 1
1FK71035AC711EB0 | SIMOTICS S SYNCHRONOUS SERVOMOTORS 1FK7 COMPACT,36 NM, 100 K, 2000 RPM, 5, 24KW NATURAL AIR COOLING, IM B5 (IM V1, IM V3) POWER/SIGNAL CONNECTORS CONN. CAN BE ROTATED BY 270 DEGR., ABSOLUTE ENCODER ENDAT 2048 P/REV (ENCODER A-2048); PERFORMANCE REDUCTION BY 10% DUE TO ABSOLUTE ENCODER; SHAFT WITH FITTED KEY, TOLERANCE N; WITH HOLDING BRAKE DEGREE OF PROTECTION IP64 | 4566 | TEM | 1 | MC | 32.002 | 1
1FK71035AC711EB2 | SIMOTICS S SYNCHRONOUS SERVOMOTORS 1FK7 COMPACT,36 NM, 100 K, 2000 RPM, 5, 24KW NATURAL AIR COOLING, IM B5 (IM V1, IM V3) POWER/SIGNAL CONNECTORS CONN. CAN BE ROTATED BY 270 DEGR., ABSOLUTE ENCODER ENDAT 2048 P/REV (ENCODER A-2048); PERFORMANCE REDUCTION BY 10% DUE TO ABSOLUTE ENCODER; SHAFT WITH FITTED KEY, TOLERANCE N; WITH HOLDING BRAKE DEGREE OF PROTECTION IP65 FLANGE ON DRIVE END IP67 | 4668 | TEM | 1 | MC | 32.002 | 1
1FK71035AC711EB3 | SIMOTICS S SYNCHRONOUS SERVOMOTORS 1FK7 COMPACT,36 NM, 100 K, 2000 RPM, 5, 24KW NATURAL AIR COOLING, IM B5 (IM V1, IM V3) POWER/SIGNAL CONNECTORS CONN. CAN BE ROTATED BY 270 DEGR., ABSOLUTE ENCODER ENDAT 2048 P/REV (ENCODER A-2048); PERFORMANCE REDUCTION BY 10% DUE TO ABSOLUTE ENCODER; SHAFT WITH FITTED KEY, TOLERANCE N; WITH HOLDING BRAKE DEGREE OF PROTECTION IP64; PAINT FINISH RAL7016 | 4615 | TEM | 1 | MC | 32.002 | 1
1FK71035AC711EB5 | SIMOTICS S SYNCHRONOUS SERVOMOTORS 1FK7 COMPACT,36 NM, 100 K, 2000 RPM, 5, 24KW NATURAL AIR COOLING, IM B5 (IM V1, IM V3) POWER/SIGNAL CONNECTORS CONN. CAN BE ROTATED BY 270 DEGR., ABSOLUTE ENCODER ENDAT 2048 P/REV (ENCODER A-2048); PERFORMANCE REDUCTION BY 10% DUE TO ABSOLUTE ENCODER; SHAFT WITH FITTED KEY, TOLERANCE N; WITH HOLDING BRAKE DEGREE OF PROTECTION IP65 AS FLANGE IP67; PAINT FINISH RAL7016 | 4717 | TEM | 1 | MC | 32.002 | 1
1FK71035AC711EB8 | SIMOTICS S SYNCHRONOUS SERVOMOTORS 1FK7 COMPACT,36 NM, 100 K, 2000 RPM, 5, 24KW NATURAL AIR COOLING, IM B5 (IM V1, IM V3) POWER/SIGNAL CONNECTORS CONN. CAN BE ROTATED BY 270 DEGR., ABSOLUTE ENCODER ENDAT 2048 P/REV (ENCODER A-2048); PERFORMANCE REDUCTION BY 10% DUE TO ABSOLUTE ENCODER; SHAFT WITH FITTED KEY, TOLERANCE N; WITH HOLDING BRAKE DEGREE OF PROTECTION IP65 IP67 D-END FLANGE; RAL7016 COATING; METALLIC RATING PLATE AT MOTOR | 4825 | TEM | 1 | MC | 32.002 | 1
1FK71035AC711EG0 | SIMOTICS S SYNCHRONOUS SERVOMOTORS 1FK7 COMPACT,36 NM, 100 K, 2000 RPM, 5, 24KW NATURAL AIR COOLING, IM B5 (IM V1, IM V3) POWER/SIGNAL CONNECTORS CONN. CAN BE ROTATED BY 270 DEGR., ABSOLUTE ENCODER ENDAT 2048 P/REV (ENCODER A-2048); PERFORMANCE REDUCTION BY 10% DUE TO ABSOLUTE ENCODER; PLAIN SHAFT, TOLERANCE N; W/O HOLDING BRAKE DEGREE OF PROTECTION IP64 | 4026 | TEM | 1 | MC | 29.003 | 1
1FK71035AC711EG2 | SIMOTICS S SYNCHRONOUS SERVOMOTORS 1FK7 COMPACT,36 NM, 100 K, 2000 RPM, 5, 24KW NATURAL AIR COOLING, IM B5 (IM V1, IM V3) POWER/SIGNAL CONNECTORS CONN. CAN BE ROTATED BY 270 DEGR., ABSOLUTE ENCODER ENDAT 2048 P/REV (ENCODER A-2048); PERFORMANCE REDUCTION BY 10% DUE TO ABSOLUTE ENCODER; PLAIN SHAFT, TOLERANCE N; W/O HOLDING BRAKE DEGREE OF PROTECTION IP65 FLANGE ON DRIVE END IP67 | 4127 | TEM | 1 | MC | 29.003 | 1
1FK71035AC711EG3 | SIMOTICS S SYNCHRONOUS SERVOMOTORS 1FK7 COMPACT,36 NM, 100 K, 2000 RPM, 5, 24KW NATURAL AIR COOLING, IM B5 (IM V1, IM V3) POWER/SIGNAL CONNECTORS CONN. CAN BE ROTATED BY 270 DEGR., ABSOLUTE ENCODER ENDAT 2048 P/REV (ENCODER A-2048); PERFORMANCE REDUCTION BY 10% DUE TO ABSOLUTE ENCODER; PLAIN SHAFT, TOLERANCE N; W/O HOLDING BRAKE DEGREE OF PROTECTION IP64; PAINT FINISH RAL7016 | 4075 | TEM | 1 | MC | 29.003 | 1
1FK71035AC711EG5 | SIMOTICS S SYNCHRONOUS SERVOMOTORS 1FK7 COMPACT,36 NM, 100 K, 2000 RPM, 5, 24KW NATURAL AIR COOLING, IM B5 (IM V1, IM V3) POWER/SIGNAL CONNECTORS CONN. CAN BE ROTATED BY 270 DEGR., ABSOLUTE ENCODER ENDAT 2048 P/REV (ENCODER A-2048); PERFORMANCE REDUCTION BY 10% DUE TO ABSOLUTE ENCODER; PLAIN SHAFT, TOLERANCE N; W/O HOLDING BRAKE DEGREE OF PROTECTION IP65 AS FLANGE IP67; PAINT FINISH RAL7016 | 4176 | TEM | 1 | MC | 29.003 | 1
1FK71035AC711EG8 | SIMOTICS S SYNCHRONOUS SERVOMOTORS 1FK7 COMPACT,36 NM, 100 K, 2000 RPM, 5, 24KW NATURAL AIR COOLING, IM B5 (IM V1, IM V3) POWER/SIGNAL CONNECTORS CONN. CAN BE ROTATED BY 270 DEGR., ABSOLUTE ENCODER ENDAT 2048 P/REV (ENCODER A-2048); PERFORMANCE REDUCTION BY 10% DUE TO ABSOLUTE ENCODER; PLAIN SHAFT, TOLERANCE N; W/O HOLDING BRAKE DEGREE OF PROTECTION IP65 IP67 D-END FLANGE; RAL7016 COATING; METALLIC RATING PLATE AT MOTOR | 4285 | TEM | 1 | MC | 29.003 | 1
1FK71035AC711EH0 | SIMOTICS S SYNCHRONOUS SERVOMOTORS 1FK7 COMPACT,36 NM, 100 K, 2000 RPM, 5, 24KW NATURAL AIR COOLING, IM B5 (IM V1, IM V3) POWER/SIGNAL CONNECTORS CONN. CAN BE ROTATED BY 270 DEGR., ABSOLUTE ENCODER ENDAT 2048 P/REV (ENCODER A-2048); PERFORMANCE REDUCTION BY 10% DUE TO ABSOLUTE ENCODER; PLAIN SHAFT, TOLERANCE N; WITH HOLDING BRAKE DEGREE OF PROTECTION IP64 | 4472 | TEM | 1 | MC | 32.002 | 1
1FK71035AC711EH2 | SIMOTICS S SYNCHRONOUS SERVOMOTORS 1FK7 COMPACT,36 NM, 100 K, 2000 RPM, 5, 24KW NATURAL AIR COOLING, IM B5 (IM V1, IM V3) POWER/SIGNAL CONNECTORS CONN. CAN BE ROTATED BY 270 DEGR., ABSOLUTE ENCODER ENDAT 2048 P/REV (ENCODER A-2048); PERFORMANCE REDUCTION BY 10% DUE TO ABSOLUTE ENCODER; PLAIN SHAFT, TOLERANCE N; WITH HOLDING BRAKE DEGREE OF PROTECTION IP65 FLANGE ON DRIVE END IP67 | 4574 | TEM | 1 | MC | 32.002 | 1
1FK71035AC711EH3 | SIMOTICS S SYNCHRONOUS SERVOMOTORS 1FK7 COMPACT,36 NM, 100 K, 2000 RPM, 5, 24KW NATURAL AIR COOLING, IM B5 (IM V1, IM V3) POWER/SIGNAL CONNECTORS CONN. CAN BE ROTATED BY 270 DEGR., ABSOLUTE ENCODER ENDAT 2048 P/REV (ENCODER A-2048); PERFORMANCE REDUCTION BY 10% DUE TO ABSOLUTE ENCODER; PLAIN SHAFT, TOLERANCE N; WITH HOLDING BRAKE DEGREE OF PROTECTION IP64; PAINT FINISH RAL7016 | 4522 | TEM | 1 | MC | 32.002 | 1
1FK71035AC711EH5 | SIMOTICS S SYNCHRONOUS SERVOMOTORS 1FK7 COMPACT,36 NM, 100 K, 2000 RPM, 5, 24KW NATURAL AIR COOLING, IM B5 (IM V1, IM V3) POWER/SIGNAL CONNECTORS CONN. CAN BE ROTATED BY 270 DEGR., ABSOLUTE ENCODER ENDAT 2048 P/REV (ENCODER A-2048); PERFORMANCE REDUCTION BY 10% DUE TO ABSOLUTE ENCODER; PLAIN SHAFT, TOLERANCE N; WITH HOLDING BRAKE DEGREE OF PROTECTION IP65 AS FLANGE IP67; PAINT FINISH RAL7016 | 4623 | TEM | 1 | MC | 32.002 | 1
1FK71035AC711EH8 | SIMOTICS S SYNCHRONOUS SERVOMOTORS 1FK7 COMPACT,36 NM, 100 K, 2000 RPM, 5, 24KW NATURAL AIR COOLING, IM B5 (IM V1, IM V3) POWER/SIGNAL CONNECTORS CONN. CAN BE ROTATED BY 270 DEGR., ABSOLUTE ENCODER ENDAT 2048 P/REV (ENCODER A-2048); PERFORMANCE REDUCTION BY 10% DUE TO ABSOLUTE ENCODER; PLAIN SHAFT, TOLERANCE N; WITH HOLDING BRAKE DEGREE OF PROTECTION IP65 IP67 D-END FLANGE; RAL7016 COATING; METALLIC RATING PLATE AT MOTOR | 4732 | TEM | 1 | MC | 32.002 | 1
1FK71035AC711FA0 | SIMOTICS S SYNCHRONOUS SERVOMOTORS 1FK7 COMPACT,36 NM, 100 K, 2000 RPM, 5, 24KW NATURAL AIR COOLING, IM B5 (IM V1, IM V3) POWER/SIGNAL CONNECTORS CONN. CAN BE ROTATED BY 270 DEGR., ABSOLUTE ENCODER 2048 P/REV (ENCODER A-2048) WITH DRIVE-CLIQ INTERFACE; PERFORMANCE REDUCTION BY 10% DUE TO ABSOLUTE ENCODER; SHAFT WITH FITTED KEY, TOLERANCE N; W/O HOLDING BRAKE DEGREE OF PROTECTION IP64 | 4379 | TEM | 1 | MC | 29.003 | 1
1FK71035AC711FA2 | SIMOTICS S SYNCHRONOUS SERVOMOTORS 1FK7 COMPACT,36 NM, 100 K, 2000 RPM, 5, 24KW NATURAL AIR COOLING, IM B5 (IM V1, IM V3) POWER/SIGNAL CONNECTORS CONN. CAN BE ROTATED BY 270 DEGR., ABSOLUTE ENCODER 2048 P/REV (ENCODER A-2048) WITH DRIVE-CLIQ INTERFACE; PERFORMANCE REDUCTION BY 10% DUE TO ABSOLUTE ENCODER; SHAFT WITH FITTED KEY, TOLERANCE N; W/O HOLDING BRAKE DEGREE OF PROTECTION IP65 FLANGE ON DRIVE END IP67 | 4480 | TEM | 1 | MC | 29.003 | 1
1FK71035AC711FA3 | SIMOTICS S SYNCHRONOUS SERVOMOTORS 1FK7 COMPACT,36 NM, 100 K, 2000 RPM, 5, 24KW NATURAL AIR COOLING, IM B5 (IM V1, IM V3) POWER/SIGNAL CONNECTORS CONN. CAN BE ROTATED BY 270 DEGR., ABSOLUTE ENCODER 2048 P/REV (ENCODER A-2048) WITH DRIVE-CLIQ INTERFACE; PERFORMANCE REDUCTION BY 10% DUE TO ABSOLUTE ENCODER; SHAFT WITH FITTED KEY, TOLERANCE N; W/O HOLDING BRAKE DEGREE OF PROTECTION IP64; PAINT FINISH RAL7016 | 4428 | TEM | 1 | MC | 29.003 | 1
1FK71035AC711FA5 | SIMOTICS S SYNCHRONOUS SERVOMOTORS 1FK7 COMPACT,36 NM, 100 K, 2000 RPM, 5, 24KW NATURAL AIR COOLING, IM B5 (IM V1, IM V3) POWER/SIGNAL CONNECTORS CONN. CAN BE ROTATED BY 270 DEGR., ABSOLUTE ENCODER 2048 P/REV (ENCODER A-2048) WITH DRIVE-CLIQ INTERFACE; PERFORMANCE REDUCTION BY 10% DUE TO ABSOLUTE ENCODER; SHAFT WITH FITTED KEY, TOLERANCE N; W/O HOLDING BRAKE DEGREE OF PROTECTION IP65 AS FLANGE IP67; PAINT FINISH RAL7016 | 4529 | TEM | 1 | MC | 29.003 | 1
1FK71035AC711FA8 | SIMOTICS S SYNCHRONOUS SERVOMOTORS 1FK7 COMPACT,36 NM, 100 K, 2000 RPM, 5, 24KW NATURAL AIR COOLING, IM B5 (IM V1, IM V3) POWER/SIGNAL CONNECTORS CONN. CAN BE ROTATED BY 270 DEGR., ABSOLUTE ENCODER 2048 P/REV (ENCODER A-2048) WITH DRIVE-CLIQ INTERFACE; PERFORMANCE REDUCTION BY 10% DUE TO ABSOLUTE ENCODER; SHAFT WITH FITTED KEY, TOLERANCE N; W/O HOLDING BRAKE DEGREE OF PROTECTION IP65 IP67 D-END FLANGE; RAL7016 COATING; METALLIC RATING PLATE AT MOTOR | 4638 | TEM | 1 | MC | 29.003 | 1
1FK71035AC711FB0 | SIMOTICS S SYNCHRONOUS SERVOMOTORS 1FK7 COMPACT,36 NM, 100 K, 2000 RPM, 5, 24KW NATURAL AIR COOLING, IM B5 (IM V1, IM V3) POWER/SIGNAL CONNECTORS CONN. CAN BE ROTATED BY 270 DEGR., ABSOLUTE ENCODER 2048 P/REV (ENCODER A-2048) WITH DRIVE-CLIQ INTERFACE; PERFORMANCE REDUCTION BY 10% DUE TO ABSOLUTE ENCODER; SHAFT WITH FITTED KEY, TOLERANCE N; WITH HOLDING BRAKE DEGREE OF PROTECTION IP64 | 4825 | TEM | 1 | MC | 32.002 | 1
1FK71035AC711FB2 | SIMOTICS S SYNCHRONOUS SERVOMOTORS 1FK7 COMPACT,36 NM, 100 K, 2000 RPM, 5, 24KW NATURAL AIR COOLING, IM B5 (IM V1, IM V3) POWER/SIGNAL CONNECTORS CONN. CAN BE ROTATED BY 270 DEGR., ABSOLUTE ENCODER 2048 P/REV (ENCODER A-2048) WITH DRIVE-CLIQ INTERFACE; PERFORMANCE REDUCTION BY 10% DUE TO ABSOLUTE ENCODER; SHAFT WITH FITTED KEY, TOLERANCE N; WITH HOLDING BRAKE DEGREE OF PROTECTION IP65 FLANGE ON DRIVE END IP67 | 4927 | TEM | 1 | MC | 32.002 | 1
1FK71035AC711FB3 | SIMOTICS S SYNCHRONOUS SERVOMOTORS 1FK7 COMPACT,36 NM, 100 K, 2000 RPM, 5, 24KW NATURAL AIR COOLING, IM B5 (IM V1, IM V3) POWER/SIGNAL CONNECTORS CONN. CAN BE ROTATED BY 270 DEGR., ABSOLUTE ENCODER 2048 P/REV (ENCODER A-2048) WITH DRIVE-CLIQ INTERFACE; PERFORMANCE REDUCTION BY 10% DUE TO ABSOLUTE ENCODER; SHAFT WITH FITTED KEY, TOLERANCE N; WITH HOLDING BRAKE DEGREE OF PROTECTION IP64; PAINT FINISH RAL7016 | 4875 | TEM | 1 | MC | 32.002 | 1
1FK71035AC711FB5 | SIMOTICS S SYNCHRONOUS SERVOMOTORS 1FK7 COMPACT,36 NM, 100 K, 2000 RPM, 5, 24KW NATURAL AIR COOLING, IM B5 (IM V1, IM V3) POWER/SIGNAL CONNECTORS CONN. CAN BE ROTATED BY 270 DEGR., ABSOLUTE ENCODER 2048 P/REV (ENCODER A-2048) WITH DRIVE-CLIQ INTERFACE; PERFORMANCE REDUCTION BY 10% DUE TO ABSOLUTE ENCODER; SHAFT WITH FITTED KEY, TOLERANCE N; WITH HOLDING BRAKE DEGREE OF PROTECTION IP65 AS FLANGE IP67; PAINT FINISH RAL7016 | 4976 | TEM | 1 | MC | 32.002 | 1
1FK71035AC711FB8 | SIMOTICS S SYNCHRONOUS SERVOMOTORS 1FK7 COMPACT,36 NM, 100 K, 2000 RPM, 5, 24KW NATURAL AIR COOLING, IM B5 (IM V1, IM V3) POWER/SIGNAL CONNECTORS CONN. CAN BE ROTATED BY 270 DEGR., ABSOLUTE ENCODER 2048 P/REV (ENCODER A-2048) WITH DRIVE-CLIQ INTERFACE; PERFORMANCE REDUCTION BY 10% DUE TO ABSOLUTE ENCODER; SHAFT WITH FITTED KEY, TOLERANCE N; WITH HOLDING BRAKE DEGREE OF PROTECTION IP65 IP67 D-END FLANGE; RAL7016 COATING; METALLIC RATING PLATE AT MOTOR | 5085 | TEM | 1 | MC | 32.002 | 1
1FK71035AC711FG0 | SIMOTICS S SYNCHRONOUS SERVOMOTORS 1FK7 COMPACT,36 NM, 100 K, 2000 RPM, 5, 24KW NATURAL AIR COOLING, IM B5 (IM V1, IM V3) POWER/SIGNAL CONNECTORS CONN. CAN BE ROTATED BY 270 DEGR., ABSOLUTE ENCODER 2048 P/REV (ENCODER A-2048) WITH DRIVE-CLIQ INTERFACE; PERFORMANCE REDUCTION BY 10% DUE TO ABSOLUTE ENCODER; PLAIN SHAFT, TOLERANCE N; W/O HOLDING BRAKE DEGREE OF PROTECTION IP64 | 4285 | TEM | 1 | MC | 29.003 | 1
1FK71035AC711FG2 | SIMOTICS S SYNCHRONOUS SERVOMOTORS 1FK7 COMPACT,36 NM, 100 K, 2000 RPM, 5, 24KW NATURAL AIR COOLING, IM B5 (IM V1, IM V3) POWER/SIGNAL CONNECTORS CONN. CAN BE ROTATED BY 270 DEGR., ABSOLUTE ENCODER 2048 P/REV (ENCODER A-2048) WITH DRIVE-CLIQ INTERFACE; PERFORMANCE REDUCTION BY 10% DUE TO ABSOLUTE ENCODER; PLAIN SHAFT, TOLERANCE N; W/O HOLDING BRAKE DEGREE OF PROTECTION IP65 FLANGE ON DRIVE END IP67 | 4387 | TEM | 1 | MC | 29.003 | 1
1FK71035AC711FG3 | SIMOTICS S SYNCHRONOUS SERVOMOTORS 1FK7 COMPACT,36 NM, 100 K, 2000 RPM, 5, 24KW NATURAL AIR COOLING, IM B5 (IM V1, IM V3) POWER/SIGNAL CONNECTORS CONN. CAN BE ROTATED BY 270 DEGR., ABSOLUTE ENCODER 2048 P/REV (ENCODER A-2048) WITH DRIVE-CLIQ INTERFACE; PERFORMANCE REDUCTION BY 10% DUE TO ABSOLUTE ENCODER; PLAIN SHAFT, TOLERANCE N; W/O HOLDING BRAKE DEGREE OF PROTECTION IP64; PAINT FINISH RAL7016 | 4334 | TEM | 1 | MC | 29.003 | 1
1FK71035AC711FG5 | SIMOTICS S SYNCHRONOUS SERVOMOTORS 1FK7 COMPACT,36 NM, 100 K, 2000 RPM, 5, 24KW NATURAL AIR COOLING, IM B5 (IM V1, IM V3) POWER/SIGNAL CONNECTORS CONN. CAN BE ROTATED BY 270 DEGR., ABSOLUTE ENCODER 2048 P/REV (ENCODER A-2048) WITH DRIVE-CLIQ INTERFACE; PERFORMANCE REDUCTION BY 10% DUE TO ABSOLUTE ENCODER; PLAIN SHAFT, TOLERANCE N; W/O HOLDING BRAKE DEGREE OF PROTECTION IP65 AS FLANGE IP67; PAINT FINISH RAL7016 | 4436 | TEM | 1 | MC | 29.003 | 1
1FK71035AC711FG8 | SIMOTICS S SYNCHRONOUS SERVOMOTORS 1FK7 COMPACT,36 NM, 100 K, 2000 RPM, 5, 24KW NATURAL AIR COOLING, IM B5 (IM V1, IM V3) POWER/SIGNAL CONNECTORS CONN. CAN BE ROTATED BY 270 DEGR., ABSOLUTE ENCODER 2048 P/REV (ENCODER A-2048) WITH DRIVE-CLIQ INTERFACE; PERFORMANCE REDUCTION BY 10% DUE TO ABSOLUTE ENCODER; PLAIN SHAFT, TOLERANCE N; W/O HOLDING BRAKE DEGREE OF PROTECTION IP65 IP67 D-END FLANGE; RAL7016 COATING; METALLIC RATING PLATE AT MOTOR | 4544 | TEM | 1 | MC | 29.003 | 1
1FK71035AC711FH0 | SIMOTICS S SYNCHRONOUS SERVOMOTORS 1FK7 COMPACT,36 NM, 100 K, 2000 RPM, 5, 24KW NATURAL AIR COOLING, IM B5 (IM V1, IM V3) POWER/SIGNAL CONNECTORS CONN. CAN BE ROTATED BY 270 DEGR., ABSOLUTE ENCODER 2048 P/REV (ENCODER A-2048) WITH DRIVE-CLIQ INTERFACE; PERFORMANCE REDUCTION BY 10% DUE TO ABSOLUTE ENCODER; PLAIN SHAFT, TOLERANCE N; WITH HOLDING BRAKE DEGREE OF PROTECTION IP64 | 4732 | TEM | 1 | MC | 32.002 | 1
1FK71035AC711FH2 | SIMOTICS S SYNCHRONOUS SERVOMOTORS 1FK7 COMPACT,36 NM, 100 K, 2000 RPM, 5, 24KW NATURAL AIR COOLING, IM B5 (IM V1, IM V3) POWER/SIGNAL CONNECTORS CONN. CAN BE ROTATED BY 270 DEGR., ABSOLUTE ENCODER 2048 P/REV (ENCODER A-2048) WITH DRIVE-CLIQ INTERFACE; PERFORMANCE REDUCTION BY 10% DUE TO ABSOLUTE ENCODER; PLAIN SHAFT, TOLERANCE N; WITH HOLDING BRAKE DEGREE OF PROTECTION IP65 FLANGE ON DRIVE END IP67 | 4833 | TEM | 1 | MC | 32.002 | 1
1FK71035AC711FH3 | SIMOTICS S SYNCHRONOUS SERVOMOTORS 1FK7 COMPACT,36 NM, 100 K, 2000 RPM, 5, 24KW NATURAL AIR COOLING, IM B5 (IM V1, IM V3) POWER/SIGNAL CONNECTORS CONN. CAN BE ROTATED BY 270 DEGR., ABSOLUTE ENCODER 2048 P/REV (ENCODER A-2048) WITH DRIVE-CLIQ INTERFACE; PERFORMANCE REDUCTION BY 10% DUE TO ABSOLUTE ENCODER; PLAIN SHAFT, TOLERANCE N; WITH HOLDING BRAKE DEGREE OF PROTECTION IP64; PAINT FINISH RAL7016 | 4781 | TEM | 1 | MC | 32.002 | 1
1FK71035AC711FH5 | SIMOTICS S SYNCHRONOUS SERVOMOTORS 1FK7 COMPACT,36 NM, 100 K, 2000 RPM, 5, 24KW NATURAL AIR COOLING, IM B5 (IM V1, IM V3) POWER/SIGNAL CONNECTORS CONN. CAN BE ROTATED BY 270 DEGR., ABSOLUTE ENCODER 2048 P/REV (ENCODER A-2048) WITH DRIVE-CLIQ INTERFACE; PERFORMANCE REDUCTION BY 10% DUE TO ABSOLUTE ENCODER; PLAIN SHAFT, TOLERANCE N; WITH HOLDING BRAKE DEGREE OF PROTECTION IP65 AS FLANGE IP67; PAINT FINISH RAL7016 | 4883 | TEM | 1 | MC | 32.002 | 1
1FK71035AC711FH8 | SIMOTICS S SYNCHRONOUS SERVOMOTORS 1FK7 COMPACT,36 NM, 100 K, 2000 RPM, 5, 24KW NATURAL AIR COOLING, IM B5 (IM V1, IM V3) POWER/SIGNAL CONNECTORS CONN. CAN BE ROTATED BY 270 DEGR., ABSOLUTE ENCODER 2048 P/REV (ENCODER A-2048) WITH DRIVE-CLIQ INTERFACE; PERFORMANCE REDUCTION BY 10% DUE TO ABSOLUTE ENCODER; PLAIN SHAFT, TOLERANCE N; WITH HOLDING BRAKE DEGREE OF PROTECTION IP65 IP67 D-END FLANGE; RAL7016 COATING; METALLIC RATING PLATE AT MOTOR | 4991 | TEM | 1 | MC | 32.002 | 1
1FK71035AC711GA0 | SIMOTICS S SYNCHRONOUS SERVOMOTORS 1FK7 COMPACT,36 NM, 100 K, 2000 RPM, 5, 24KW NATURAL AIR COOLING, IM B5 (IM V1, IM V3) POWER/SIGNAL CONNECTORS CONN. CAN BE ROTATED BY 270 DEGR., BASIC ABSOLUTE ENCODER 32 P/REV (ENCODER A-32); PERFORMANCE REDUCTION BY 10% DUE TO ABSOLUTE ENCODER; SHAFT WITH FITTED KEY, TOLERANCE N; W/O HOLDING BRAKE DEGREE OF PROTECTION IP64 | 3557 | TEM | 1 | MC | 29.003 | 1
1FK71035AC711GA2 | SIMOTICS S SYNCHRONOUS SERVOMOTORS 1FK7 COMPACT,36 NM, 100 K, 2000 RPM, 5, 24KW NATURAL AIR COOLING, IM B5 (IM V1, IM V3) POWER/SIGNAL CONNECTORS CONN. CAN BE ROTATED BY 270 DEGR., BASIC ABSOLUTE ENCODER 32 P/REV (ENCODER A-32); PERFORMANCE REDUCTION BY 10% DUE TO ABSOLUTE ENCODER; SHAFT WITH FITTED KEY, TOLERANCE N; W/O HOLDING BRAKE DEGREE OF PROTECTION IP65 FLANGE ON DRIVE END IP67 | 3659 | TEM | 1 | MC | 29.003 | 1
1FK71035AC711GA3 | SIMOTICS S SYNCHRONOUS SERVOMOTORS 1FK7 COMPACT,36 NM, 100 K, 2000 RPM, 5, 24KW NATURAL AIR COOLING, IM B5 (IM V1, IM V3) POWER/SIGNAL CONNECTORS CONN. CAN BE ROTATED BY 270 DEGR., BASIC ABSOLUTE ENCODER 32 P/REV (ENCODER A-32); PERFORMANCE REDUCTION BY 10% DUE TO ABSOLUTE ENCODER; SHAFT WITH FITTED KEY, TOLERANCE N; W/O HOLDING BRAKE DEGREE OF PROTECTION IP64; PAINT FINISH RAL7016 | 3607 | TEM | 1 | MC | 29.003 | 1
1FK71035AC711GA5 | SIMOTICS S SYNCHRONOUS SERVOMOTORS 1FK7 COMPACT,36 NM, 100 K, 2000 RPM, 5, 24KW NATURAL AIR COOLING, IM B5 (IM V1, IM V3) POWER/SIGNAL CONNECTORS CONN. CAN BE ROTATED BY 270 DEGR., BASIC ABSOLUTE ENCODER 32 P/REV (ENCODER A-32); PERFORMANCE REDUCTION BY 10% DUE TO ABSOLUTE ENCODER; SHAFT WITH FITTED KEY, TOLERANCE N; W/O HOLDING BRAKE DEGREE OF PROTECTION IP65 AS FLANGE IP67; PAINT FINISH RAL7016 | 3708 | TEM | 1 | MC | 29.003 | 1
1FK71035AC711GA8 | SIMOTICS S SYNCHRONOUS SERVOMOTORS 1FK7 COMPACT,36 NM, 100 K, 2000 RPM, 5, 24KW NATURAL AIR COOLING, IM B5 (IM V1, IM V3) POWER/SIGNAL CONNECTORS CONN. CAN BE ROTATED BY 270 DEGR., BASIC ABSOLUTE ENCODER 32 P/REV (ENCODER A-32); PERFORMANCE REDUCTION BY 10% DUE TO ABSOLUTE ENCODER; SHAFT WITH FITTED KEY, TOLERANCE N; W/O HOLDING BRAKE DEGREE OF PROTECTION IP65 IP67 D-END FLANGE; RAL7016 COATING; METALLIC RATING PLATE AT MOTOR | 3817 | TEM | 1 | MC | 29.003 | 1
1FK71035AC711GB0 | SIMOTICS S SYNCHRONOUS SERVOMOTORS 1FK7 COMPACT,36 NM, 100 K, 2000 RPM, 5, 24KW NATURAL AIR COOLING, IM B5 (IM V1, IM V3) POWER/SIGNAL CONNECTORS CONN. CAN BE ROTATED BY 270 DEGR., BASIC ABSOLUTE ENCODER 32 P/REV (ENCODER A-32); PERFORMANCE REDUCTION BY 10% DUE TO ABSOLUTE ENCODER; SHAFT WITH FITTED KEY, TOLERANCE N; WITH HOLDING BRAKE DEGREE OF PROTECTION IP64 | 4004 | TEM | 1 | MC | 32.002 | 1
1FK71035AC711GB2 | SIMOTICS S SYNCHRONOUS SERVOMOTORS 1FK7 COMPACT,36 NM, 100 K, 2000 RPM, 5, 24KW NATURAL AIR COOLING, IM B5 (IM V1, IM V3) POWER/SIGNAL CONNECTORS CONN. CAN BE ROTATED BY 270 DEGR., BASIC ABSOLUTE ENCODER 32 P/REV (ENCODER A-32); PERFORMANCE REDUCTION BY 10% DUE TO ABSOLUTE ENCODER; SHAFT WITH FITTED KEY, TOLERANCE N; WITH HOLDING BRAKE DEGREE OF PROTECTION IP65 FLANGE ON DRIVE END IP67 | 4106 | TEM | 1 | MC | 32.002 | 1
1FK71035AC711GB3 | SIMOTICS S SYNCHRONOUS SERVOMOTORS 1FK7 COMPACT,36 NM, 100 K, 2000 RPM, 5, 24KW NATURAL AIR COOLING, IM B5 (IM V1, IM V3) POWER/SIGNAL CONNECTORS CONN. CAN BE ROTATED BY 270 DEGR., BASIC ABSOLUTE ENCODER 32 P/REV (ENCODER A-32); PERFORMANCE REDUCTION BY 10% DUE TO ABSOLUTE ENCODER; SHAFT WITH FITTED KEY, TOLERANCE N; WITH HOLDING BRAKE DEGREE OF PROTECTION IP64; PAINT FINISH RAL7016 | 4053 | TEM | 1 | MC | 32.002 | 1
1FK71035AC711GB5 | SIMOTICS S SYNCHRONOUS SERVOMOTORS 1FK7 COMPACT,36 NM, 100 K, 2000 RPM, 5, 24KW NATURAL AIR COOLING, IM B5 (IM V1, IM V3) POWER/SIGNAL CONNECTORS CONN. CAN BE ROTATED BY 270 DEGR., BASIC ABSOLUTE ENCODER 32 P/REV (ENCODER A-32); PERFORMANCE REDUCTION BY 10% DUE TO ABSOLUTE ENCODER; SHAFT WITH FITTED KEY, TOLERANCE N; WITH HOLDING BRAKE DEGREE OF PROTECTION IP65 AS FLANGE IP67; PAINT FINISH RAL7016 | 4155 | TEM | 1 | MC | 32.002 | 1
1FK71035AC711GB8 | SIMOTICS S SYNCHRONOUS SERVOMOTORS 1FK7 COMPACT,36 NM, 100 K, 2000 RPM, 5, 24KW NATURAL AIR COOLING, IM B5 (IM V1, IM V3) POWER/SIGNAL CONNECTORS CONN. CAN BE ROTATED BY 270 DEGR., BASIC ABSOLUTE ENCODER 32 P/REV (ENCODER A-32); PERFORMANCE REDUCTION BY 10% DUE TO ABSOLUTE ENCODER; SHAFT WITH FITTED KEY, TOLERANCE N; WITH HOLDING BRAKE DEGREE OF PROTECTION IP65 IP67 D-END FLANGE; RAL7016 COATING; METALLIC RATING PLATE AT MOTOR | 4263 | TEM | 1 | MC | 32.002 | 1
1FK71035AC711GG0 | SIMOTICS S SYNCHRONOUS SERVOMOTORS 1FK7 COMPACT,36 NM, 100 K, 2000 RPM, 5, 24KW NATURAL AIR COOLING, IM B5 (IM V1, IM V3) POWER/SIGNAL CONNECTORS CONN. CAN BE ROTATED BY 270 DEGR., BASIC ABSOLUTE ENCODER 32 P/REV (ENCODER A-32); PERFORMANCE REDUCTION BY 10% DUE TO ABSOLUTE ENCODER; PLAIN SHAFT, TOLERANCE N; W/O HOLDING BRAKE DEGREE OF PROTECTION IP64 | 3464 | TEM | 1 | MC | 29.003 | 1
1FK71035AC711GG2 | SIMOTICS S SYNCHRONOUS SERVOMOTORS 1FK7 COMPACT,36 NM, 100 K, 2000 RPM, 5, 24KW NATURAL AIR COOLING, IM B5 (IM V1, IM V3) POWER/SIGNAL CONNECTORS CONN. CAN BE ROTATED BY 270 DEGR., BASIC ABSOLUTE ENCODER 32 P/REV (ENCODER A-32); PERFORMANCE REDUCTION BY 10% DUE TO ABSOLUTE ENCODER; PLAIN SHAFT, TOLERANCE N; W/O HOLDING BRAKE DEGREE OF PROTECTION IP65 FLANGE ON DRIVE END IP67 | 3565 | TEM | 1 | MC | 29.003 | 1
1FK71035AC711GG3 | SIMOTICS S SYNCHRONOUS SERVOMOTORS 1FK7 COMPACT,36 NM, 100 K, 2000 RPM, 5, 24KW NATURAL AIR COOLING, IM B5 (IM V1, IM V3) POWER/SIGNAL CONNECTORS CONN. CAN BE ROTATED BY 270 DEGR., BASIC ABSOLUTE ENCODER 32 P/REV (ENCODER A-32); PERFORMANCE REDUCTION BY 10% DUE TO ABSOLUTE ENCODER; PLAIN SHAFT, TOLERANCE N; W/O HOLDING BRAKE DEGREE OF PROTECTION IP64; PAINT FINISH RAL7016 | 3513 | TEM | 1 | MC | 29.003 | 1
1FK71035AC711GG5 | SIMOTICS S SYNCHRONOUS SERVOMOTORS 1FK7 COMPACT,36 NM, 100 K, 2000 RPM, 5, 24KW NATURAL AIR COOLING, IM B5 (IM V1, IM V3) POWER/SIGNAL CONNECTORS CONN. CAN BE ROTATED BY 270 DEGR., BASIC ABSOLUTE ENCODER 32 P/REV (ENCODER A-32); PERFORMANCE REDUCTION BY 10% DUE TO ABSOLUTE ENCODER; PLAIN SHAFT, TOLERANCE N; W/O HOLDING BRAKE DEGREE OF PROTECTION IP65 AS FLANGE IP67; PAINT FINISH RAL7016 | 3614 | TEM | 1 | MC | 29.003 | 1
1FK71035AC711GG8 | SIMOTICS S SYNCHRONOUS SERVOMOTORS 1FK7 COMPACT,36 NM, 100 K, 2000 RPM, 5, 24KW NATURAL AIR COOLING, IM B5 (IM V1, IM V3) POWER/SIGNAL CONNECTORS CONN. CAN BE ROTATED BY 270 DEGR., BASIC ABSOLUTE ENCODER 32 P/REV (ENCODER A-32); PERFORMANCE REDUCTION BY 10% DUE TO ABSOLUTE ENCODER; PLAIN SHAFT, TOLERANCE N; W/O HOLDING BRAKE DEGREE OF PROTECTION IP65 IP67 D-END FLANGE; RAL7016 COATING; METALLIC RATING PLATE AT MOTOR | 3723 | TEM | 1 | MC | 29.003 | 1
1FK71035AC711GH0 | SIMOTICS S SYNCHRONOUS SERVOMOTORS 1FK7 COMPACT,36 NM, 100 K, 2000 RPM, 5, 24KW NATURAL AIR COOLING, IM B5 (IM V1, IM V3) POWER/SIGNAL CONNECTORS CONN. CAN BE ROTATED BY 270 DEGR., BASIC ABSOLUTE ENCODER 32 P/REV (ENCODER A-32); PERFORMANCE REDUCTION BY 10% DUE TO ABSOLUTE ENCODER; PLAIN SHAFT, TOLERANCE N; WITH HOLDING BRAKE DEGREE OF PROTECTION IP64 | 3910 | TEM | 1 | MC | 32.002 | 1
1FK71035AC711GH2 | SIMOTICS S SYNCHRONOUS SERVOMOTORS 1FK7 COMPACT,36 NM, 100 K, 2000 RPM, 5, 24KW NATURAL AIR COOLING, IM B5 (IM V1, IM V3) POWER/SIGNAL CONNECTORS CONN. CAN BE ROTATED BY 270 DEGR., BASIC ABSOLUTE ENCODER 32 P/REV (ENCODER A-32); PERFORMANCE REDUCTION BY 10% DUE TO ABSOLUTE ENCODER; PLAIN SHAFT, TOLERANCE N; WITH HOLDING BRAKE DEGREE OF PROTECTION IP65 FLANGE ON DRIVE END IP67 | 4012 | TEM | 1 | MC | 32.002 | 1
1FK71035AC711GH3 | SIMOTICS S SYNCHRONOUS SERVOMOTORS 1FK7 COMPACT,36 NM, 100 K, 2000 RPM, 5, 24KW NATURAL AIR COOLING, IM B5 (IM V1, IM V3) POWER/SIGNAL CONNECTORS CONN. CAN BE ROTATED BY 270 DEGR., BASIC ABSOLUTE ENCODER 32 P/REV (ENCODER A-32); PERFORMANCE REDUCTION BY 10% DUE TO ABSOLUTE ENCODER; PLAIN SHAFT, TOLERANCE N; WITH HOLDING BRAKE DEGREE OF PROTECTION IP64; PAINT FINISH RAL7016 | 3960 | TEM | 1 | MC | 32.002 | 1
1FK71035AC711GH5 | SIMOTICS S SYNCHRONOUS SERVOMOTORS 1FK7 COMPACT,36 NM, 100 K, 2000 RPM, 5, 24KW NATURAL AIR COOLING, IM B5 (IM V1, IM V3) POWER/SIGNAL CONNECTORS CONN. CAN BE ROTATED BY 270 DEGR., BASIC ABSOLUTE ENCODER 32 P/REV (ENCODER A-32); PERFORMANCE REDUCTION BY 10% DUE TO ABSOLUTE ENCODER; PLAIN SHAFT, TOLERANCE N; WITH HOLDING BRAKE DEGREE OF PROTECTION IP65 AS FLANGE IP67; PAINT FINISH RAL7016 | 4061 | TEM | 1 | MC | 32.002 | 1
1FK71035AC711GH8 | SIMOTICS S SYNCHRONOUS SERVOMOTORS 1FK7 COMPACT,36 NM, 100 K, 2000 RPM, 5, 24KW NATURAL AIR COOLING, IM B5 (IM V1, IM V3) POWER/SIGNAL CONNECTORS CONN. CAN BE ROTATED BY 270 DEGR., BASIC ABSOLUTE ENCODER 32 P/REV (ENCODER A-32); PERFORMANCE REDUCTION BY 10% DUE TO ABSOLUTE ENCODER; PLAIN SHAFT, TOLERANCE N; WITH HOLDING BRAKE DEGREE OF PROTECTION IP65 IP67 D-END FLANGE; RAL7016 COATING; METALLIC RATING PLATE AT MOTOR | 4170 | TEM | 1 | MC | 32.002 | 1
1FK71035AC711KA0 | SIMOTICS S SYNCHRONOUS SERVOMOTORS 1FK7 COMPACT,36 NM, 100 K, 2000 RPM, 5, 24KW NATURAL AIR COOLING, IM B5 (IM V1, IM V3) POWER/SIGNAL CONNECTORS CONN. CAN BE ROTATED BY 270 DEGR., BASIC ABSOLUTE ENCODER 32 P/REV (ENCODER A-32) WITH DRIVE-CLIQ INTERFACE; PERFORMANCE REDUCTION BY 10% DUE TO ABSOLUTE ENCODER; SHAFT WITH FITTED KEY, TOLERANCE N; W/O HOLDING BRAKE DEGREE OF PROTECTION IP64 | 3817 | TEM | 1 | MC | 29.003 | 1
1FK71035AC711KA2 | SIMOTICS S SYNCHRONOUS SERVOMOTORS 1FK7 COMPACT,36 NM, 100 K, 2000 RPM, 5, 24KW NATURAL AIR COOLING, IM B5 (IM V1, IM V3) POWER/SIGNAL CONNECTORS CONN. CAN BE ROTATED BY 270 DEGR., BASIC ABSOLUTE ENCODER 32 P/REV (ENCODER A-32) WITH DRIVE-CLIQ INTERFACE; PERFORMANCE REDUCTION BY 10% DUE TO ABSOLUTE ENCODER; SHAFT WITH FITTED KEY, TOLERANCE N; W/O HOLDING BRAKE DEGREE OF PROTECTION IP65 FLANGE ON DRIVE END IP67 | 3918 | TEM | 1 | MC | 29.003 | 1
1FK71035AC711KA3 | SIMOTICS S SYNCHRONOUS SERVOMOTORS 1FK7 COMPACT,36 NM, 100 K, 2000 RPM, 5, 24KW NATURAL AIR COOLING, IM B5 (IM V1, IM V3) POWER/SIGNAL CONNECTORS CONN. CAN BE ROTATED BY 270 DEGR., BASIC ABSOLUTE ENCODER 32 P/REV (ENCODER A-32) WITH DRIVE-CLIQ INTERFACE; PERFORMANCE REDUCTION BY 10% DUE TO ABSOLUTE ENCODER; SHAFT WITH FITTED KEY, TOLERANCE N; W/O HOLDING BRAKE DEGREE OF PROTECTION IP64; PAINT FINISH RAL7016 | 3866 | TEM | 1 | MC | 29.003 | 1
1FK71035AC711KA5 | SIMOTICS S SYNCHRONOUS SERVOMOTORS 1FK7 COMPACT,36 NM, 100 K, 2000 RPM, 5, 24KW NATURAL AIR COOLING, IM B5 (IM V1, IM V3) POWER/SIGNAL CONNECTORS CONN. CAN BE ROTATED BY 270 DEGR., BASIC ABSOLUTE ENCODER 32 P/REV (ENCODER A-32) WITH DRIVE-CLIQ INTERFACE; PERFORMANCE REDUCTION BY 10% DUE TO ABSOLUTE ENCODER; SHAFT WITH FITTED KEY, TOLERANCE N; W/O HOLDING BRAKE DEGREE OF PROTECTION IP65 AS FLANGE IP67; PAINT FINISH RAL7016 | 3967 | TEM | 1 | MC | 29.003 | 1
1FK71035AC711KA8 | SIMOTICS S SYNCHRONOUS SERVOMOTORS 1FK7 COMPACT,36 NM, 100 K, 2000 RPM, 5, 24KW NATURAL AIR COOLING, IM B5 (IM V1, IM V3) POWER/SIGNAL CONNECTORS CONN. CAN BE ROTATED BY 270 DEGR., BASIC ABSOLUTE ENCODER 32 P/REV (ENCODER A-32) WITH DRIVE-CLIQ INTERFACE; PERFORMANCE REDUCTION BY 10% DUE TO ABSOLUTE ENCODER; SHAFT WITH FITTED KEY, TOLERANCE N; W/O HOLDING BRAKE DEGREE OF PROTECTION IP65 IP67 D-END FLANGE; RAL7016 COATING; METALLIC RATING PLATE AT MOTOR | 4076 | TEM | 1 | MC | 29.003 | 1
1FK71035AC711KB0 | SIMOTICS S SYNCHRONOUS SERVOMOTORS 1FK7 COMPACT,36 NM, 100 K, 2000 RPM, 5, 24KW NATURAL AIR COOLING, IM B5 (IM V1, IM V3) POWER/SIGNAL CONNECTORS CONN. CAN BE ROTATED BY 270 DEGR., BASIC ABSOLUTE ENCODER 32 P/REV (ENCODER A-32) WITH DRIVE-CLIQ INTERFACE; PERFORMANCE REDUCTION BY 10% DUE TO ABSOLUTE ENCODER; SHAFT WITH FITTED KEY, TOLERANCE N; WITH HOLDING BRAKE DEGREE OF PROTECTION IP64 | 4263 | TEM | 1 | MC | 32.002 | 1
1FK71035AC711KB2 | SIMOTICS S SYNCHRONOUS SERVOMOTORS 1FK7 COMPACT,36 NM, 100 K, 2000 RPM, 5, 24KW NATURAL AIR COOLING, IM B5 (IM V1, IM V3) POWER/SIGNAL CONNECTORS CONN. CAN BE ROTATED BY 270 DEGR., BASIC ABSOLUTE ENCODER 32 P/REV (ENCODER A-32) WITH DRIVE-CLIQ INTERFACE; PERFORMANCE REDUCTION BY 10% DUE TO ABSOLUTE ENCODER; SHAFT WITH FITTED KEY, TOLERANCE N; WITH HOLDING BRAKE DEGREE OF PROTECTION IP65 FLANGE ON DRIVE END IP67 | 4365 | TEM | 1 | MC | 32.002 | 1
1FK71035AC711KB3 | SIMOTICS S SYNCHRONOUS SERVOMOTORS 1FK7 COMPACT,36 NM, 100 K, 2000 RPM, 5, 24KW NATURAL AIR COOLING, IM B5 (IM V1, IM V3) POWER/SIGNAL CONNECTORS CONN. CAN BE ROTATED BY 270 DEGR., BASIC ABSOLUTE ENCODER 32 P/REV (ENCODER A-32) WITH DRIVE-CLIQ INTERFACE; PERFORMANCE REDUCTION BY 10% DUE TO ABSOLUTE ENCODER; SHAFT WITH FITTED KEY, TOLERANCE N; WITH HOLDING BRAKE DEGREE OF PROTECTION IP64; PAINT FINISH RAL7016 | 4313 | TEM | 1 | MC | 32.002 | 1
1FK71035AC711KB5 | SIMOTICS S SYNCHRONOUS SERVOMOTORS 1FK7 COMPACT,36 NM, 100 K, 2000 RPM, 5, 24KW NATURAL AIR COOLING, IM B5 (IM V1, IM V3) POWER/SIGNAL CONNECTORS CONN. CAN BE ROTATED BY 270 DEGR., BASIC ABSOLUTE ENCODER 32 P/REV (ENCODER A-32) WITH DRIVE-CLIQ INTERFACE; PERFORMANCE REDUCTION BY 10% DUE TO ABSOLUTE ENCODER; SHAFT WITH FITTED KEY, TOLERANCE N; WITH HOLDING BRAKE DEGREE OF PROTECTION IP65 AS FLANGE IP67; PAINT FINISH RAL7016 | 4414 | TEM | 1 | MC | 32.002 | 1
1FK71035AC711KB8 | SIMOTICS S SYNCHRONOUS SERVOMOTORS 1FK7 COMPACT,36 NM, 100 K, 2000 RPM, 5, 24KW NATURAL AIR COOLING, IM B5 (IM V1, IM V3) POWER/SIGNAL CONNECTORS CONN. CAN BE ROTATED BY 270 DEGR., BASIC ABSOLUTE ENCODER 32 P/REV (ENCODER A-32) WITH DRIVE-CLIQ INTERFACE; PERFORMANCE REDUCTION BY 10% DUE TO ABSOLUTE ENCODER; SHAFT WITH FITTED KEY, TOLERANCE N; WITH HOLDING BRAKE DEGREE OF PROTECTION IP65 IP67 D-END FLANGE; RAL7016 COATING; METALLIC RATING PLATE AT MOTOR | 4523 | TEM | 1 | MC | 32.002 | 1
1FK71035AC711KG0 | SIMOTICS S SYNCHRONOUS SERVOMOTORS 1FK7 COMPACT,36 NM, 100 K, 2000 RPM, 5, 24KW NATURAL AIR COOLING, IM B5 (IM V1, IM V3) POWER/SIGNAL CONNECTORS CONN. CAN BE ROTATED BY 270 DEGR., BASIC ABSOLUTE ENCODER 32 P/REV (ENCODER A-32) WITH DRIVE-CLIQ INTERFACE; PERFORMANCE REDUCTION BY 10% DUE TO ABSOLUTE ENCODER; PLAIN SHAFT, TOLERANCE N; W/O HOLDING BRAKE DEGREE OF PROTECTION IP64 | 3723 | TEM | 1 | MC | 29.003 | 1
1FK71035AC711KG2 | SIMOTICS S SYNCHRONOUS SERVOMOTORS 1FK7 COMPACT,36 NM, 100 K, 2000 RPM, 5, 24KW NATURAL AIR COOLING, IM B5 (IM V1, IM V3) POWER/SIGNAL CONNECTORS CONN. CAN BE ROTATED BY 270 DEGR., BASIC ABSOLUTE ENCODER 32 P/REV (ENCODER A-32) WITH DRIVE-CLIQ INTERFACE; PERFORMANCE REDUCTION BY 10% DUE TO ABSOLUTE ENCODER; PLAIN SHAFT, TOLERANCE N; W/O HOLDING BRAKE DEGREE OF PROTECTION IP65 FLANGE ON DRIVE END IP67 | 3825 | TEM | 1 | MC | 29.003 | 1
1FK71035AC711KG3 | SIMOTICS S SYNCHRONOUS SERVOMOTORS 1FK7 COMPACT,36 NM, 100 K, 2000 RPM, 5, 24KW NATURAL AIR COOLING, IM B5 (IM V1, IM V3) POWER/SIGNAL CONNECTORS CONN. CAN BE ROTATED BY 270 DEGR., BASIC ABSOLUTE ENCODER 32 P/REV (ENCODER A-32) WITH DRIVE-CLIQ INTERFACE; PERFORMANCE REDUCTION BY 10% DUE TO ABSOLUTE ENCODER; PLAIN SHAFT, TOLERANCE N; W/O HOLDING BRAKE DEGREE OF PROTECTION IP64; PAINT FINISH RAL7016 | 3772 | TEM | 1 | MC | 29.003 | 1
1FK71035AC711KG5 | SIMOTICS S SYNCHRONOUS SERVOMOTORS 1FK7 COMPACT,36 NM, 100 K, 2000 RPM, 5, 24KW NATURAL AIR COOLING, IM B5 (IM V1, IM V3) POWER/SIGNAL CONNECTORS CONN. CAN BE ROTATED BY 270 DEGR., BASIC ABSOLUTE ENCODER 32 P/REV (ENCODER A-32) WITH DRIVE-CLIQ INTERFACE; PERFORMANCE REDUCTION BY 10% DUE TO ABSOLUTE ENCODER; PLAIN SHAFT, TOLERANCE N; W/O HOLDING BRAKE DEGREE OF PROTECTION IP65 AS FLANGE IP67; PAINT FINISH RAL7016 | 3874 | TEM | 1 | MC | 29.003 | 1
1FK71035AC711KG8 | SIMOTICS S SYNCHRONOUS SERVOMOTORS 1FK7 COMPACT,36 NM, 100 K, 2000 RPM, 5, 24KW NATURAL AIR COOLING, IM B5 (IM V1, IM V3) POWER/SIGNAL CONNECTORS CONN. CAN BE ROTATED BY 270 DEGR., BASIC ABSOLUTE ENCODER 32 P/REV (ENCODER A-32) WITH DRIVE-CLIQ INTERFACE; PERFORMANCE REDUCTION BY 10% DUE TO ABSOLUTE ENCODER; PLAIN SHAFT, TOLERANCE N; W/O HOLDING BRAKE DEGREE OF PROTECTION IP65 IP67 D-END FLANGE; RAL7016 COATING; METALLIC RATING PLATE AT MOTOR | 3982 | TEM | 1 | MC | 29.003 | 1
1FK71035AC711KH0 | SIMOTICS S SYNCHRONOUS SERVOMOTORS 1FK7 COMPACT,36 NM, 100 K, 2000 RPM, 5, 24KW NATURAL AIR COOLING, IM B5 (IM V1, IM V3) POWER/SIGNAL CONNECTORS CONN. CAN BE ROTATED BY 270 DEGR., BASIC ABSOLUTE ENCODER 32 P/REV (ENCODER A-32) WITH DRIVE-CLIQ INTERFACE; PERFORMANCE REDUCTION BY 10% DUE TO ABSOLUTE ENCODER; PLAIN SHAFT, TOLERANCE N; WITH HOLDING BRAKE DEGREE OF PROTECTION IP64 | 4170 | TEM | 1 | MC | 32.002 | 1
1FK71035AC711KH2 | SIMOTICS S SYNCHRONOUS SERVOMOTORS 1FK7 COMPACT,36 NM, 100 K, 2000 RPM, 5, 24KW NATURAL AIR COOLING, IM B5 (IM V1, IM V3) POWER/SIGNAL CONNECTORS CONN. CAN BE ROTATED BY 270 DEGR., BASIC ABSOLUTE ENCODER 32 P/REV (ENCODER A-32) WITH DRIVE-CLIQ INTERFACE; PERFORMANCE REDUCTION BY 10% DUE TO ABSOLUTE ENCODER; PLAIN SHAFT, TOLERANCE N; WITH HOLDING BRAKE DEGREE OF PROTECTION IP65 FLANGE ON DRIVE END IP67 | 4271 | TEM | 1 | MC | 32.002 | 1
1FK71035AC711KH3 | SIMOTICS S SYNCHRONOUS SERVOMOTORS 1FK7 COMPACT,36 NM, 100 K, 2000 RPM, 5, 24KW NATURAL AIR COOLING, IM B5 (IM V1, IM V3) POWER/SIGNAL CONNECTORS CONN. CAN BE ROTATED BY 270 DEGR., BASIC ABSOLUTE ENCODER 32 P/REV (ENCODER A-32) WITH DRIVE-CLIQ INTERFACE; PERFORMANCE REDUCTION BY 10% DUE TO ABSOLUTE ENCODER; PLAIN SHAFT, TOLERANCE N; WITH HOLDING BRAKE DEGREE OF PROTECTION IP64; PAINT FINISH RAL7016 | 4219 | TEM | 1 | MC | 32.002 | 1
1FK71035AC711KH5 | SIMOTICS S SYNCHRONOUS SERVOMOTORS 1FK7 COMPACT,36 NM, 100 K, 2000 RPM, 5, 24KW NATURAL AIR COOLING, IM B5 (IM V1, IM V3) POWER/SIGNAL CONNECTORS CONN. CAN BE ROTATED BY 270 DEGR., BASIC ABSOLUTE ENCODER 32 P/REV (ENCODER A-32) WITH DRIVE-CLIQ INTERFACE; PERFORMANCE REDUCTION BY 10% DUE TO ABSOLUTE ENCODER; PLAIN SHAFT, TOLERANCE N; WITH HOLDING BRAKE DEGREE OF PROTECTION IP65 AS FLANGE IP67; PAINT FINISH RAL7016 | 4321 | TEM | 1 | MC | 32.002 | 1
1FK71035AC711KH8 | SIMOTICS S SYNCHRONOUS SERVOMOTORS 1FK7 COMPACT,36 NM, 100 K, 2000 RPM, 5, 24KW NATURAL AIR COOLING, IM B5 (IM V1, IM V3) POWER/SIGNAL CONNECTORS CONN. CAN BE ROTATED BY 270 DEGR., BASIC ABSOLUTE ENCODER 32 P/REV (ENCODER A-32) WITH DRIVE-CLIQ INTERFACE; PERFORMANCE REDUCTION BY 10% DUE TO ABSOLUTE ENCODER; PLAIN SHAFT, TOLERANCE N; WITH HOLDING BRAKE DEGREE OF PROTECTION IP65 IP67 D-END FLANGE; RAL7016 COATING; METALLIC RATING PLATE AT MOTOR | 4429 | TEM | 1 | MC | 32.002 | 1
1FK71035AC711PA0 | SIMOTICS S SYNCHRONOUS SERVOMOTORS 1FK7 COMPACT,36 NM, 100 K, 2000 RPM, 5, 24KW NATURAL AIR COOLING, IM B5 (IM V1, IM V3) POWER/SIGNAL CONNECTORS CONN. CAN BE ROTATED BY 270 DEGR., RESOLVER 2-POLE (RESOLVER P=1) WITH DRIVE-CLIQ INTERFACE; SHAFT WITH FITTED KEY, TOLERANCE N; W/O HOLDING BRAKE DEGREE OF PROTECTION IP64 | 3341 | TEM | 1 | MC | 29.003 | 1
1FK71035AC711PA2 | SIMOTICS S SYNCHRONOUS SERVOMOTORS 1FK7 COMPACT,36 NM, 100 K, 2000 RPM, 5, 24KW NATURAL AIR COOLING, IM B5 (IM V1, IM V3) POWER/SIGNAL CONNECTORS CONN. CAN BE ROTATED BY 270 DEGR., RESOLVER 2-POLE (RESOLVER P=1) WITH DRIVE-CLIQ INTERFACE; SHAFT WITH FITTED KEY, TOLERANCE N; W/O HOLDING BRAKE DEGREE OF PROTECTION IP65 FLANGE ON DRIVE END IP67 | 3443 | TEM | 1 | MC | 29.003 | 1
1FK71035AC711PA3 | SIMOTICS S SYNCHRONOUS SERVOMOTORS 1FK7 COMPACT,36 NM, 100 K, 2000 RPM, 5, 24KW NATURAL AIR COOLING, IM B5 (IM V1, IM V3) POWER/SIGNAL CONNECTORS CONN. CAN BE ROTATED BY 270 DEGR., RESOLVER 2-POLE (RESOLVER P=1) WITH DRIVE-CLIQ INTERFACE; SHAFT WITH FITTED KEY, TOLERANCE N; W/O HOLDING BRAKE DEGREE OF PROTECTION IP64; PAINT FINISH RAL7016 | 3390 | TEM | 1 | MC | 29.003 | 1
1FK71035AC711PA5 | SIMOTICS S SYNCHRONOUS SERVOMOTORS 1FK7 COMPACT,36 NM, 100 K, 2000 RPM, 5, 24KW NATURAL AIR COOLING, IM B5 (IM V1, IM V3) POWER/SIGNAL CONNECTORS CONN. CAN BE ROTATED BY 270 DEGR., RESOLVER 2-POLE (RESOLVER P=1) WITH DRIVE-CLIQ INTERFACE; SHAFT WITH FITTED KEY, TOLERANCE N; W/O HOLDING BRAKE DEGREE OF PROTECTION IP65 AS FLANGE IP67; PAINT FINISH RAL7016 | 3492 | TEM | 1 | MC | 29.003 | 1
1FK71035AC711PA8 | SIMOTICS S SYNCHRONOUS SERVOMOTORS 1FK7 COMPACT,36 NM, 100 K, 2000 RPM, 5, 24KW NATURAL AIR COOLING, IM B5 (IM V1, IM V3) POWER/SIGNAL CONNECTORS CONN. CAN BE ROTATED BY 270 DEGR., RESOLVER 2-POLE (RESOLVER P=1) WITH DRIVE-CLIQ INTERFACE; SHAFT WITH FITTED KEY, TOLERANCE N; W/O HOLDING BRAKE DEGREE OF PROTECTION IP65 IP67 D-END FLANGE; RAL7016 COATING; METALLIC RATING PLATE AT MOTOR | 3601 | TEM | 1 | MC | 29.003 | 1
1FK71035AC711PB0 | SIMOTICS S SYNCHRONOUS SERVOMOTORS 1FK7 COMPACT,36 NM, 100 K, 2000 RPM, 5, 24KW NATURAL AIR COOLING, IM B5 (IM V1, IM V3) POWER/SIGNAL CONNECTORS CONN. CAN BE ROTATED BY 270 DEGR., RESOLVER 2-POLE (RESOLVER P=1) WITH DRIVE-CLIQ INTERFACE; SHAFT WITH FITTED KEY, TOLERANCE N; WITH HOLDING BRAKE DEGREE OF PROTECTION IP64 | 3788 | TEM | 1 | MC | 32.002 | 1
1FK71035AC711PB2 | SIMOTICS S SYNCHRONOUS SERVOMOTORS 1FK7 COMPACT,36 NM, 100 K, 2000 RPM, 5, 24KW NATURAL AIR COOLING, IM B5 (IM V1, IM V3) POWER/SIGNAL CONNECTORS CONN. CAN BE ROTATED BY 270 DEGR., RESOLVER 2-POLE (RESOLVER P=1) WITH DRIVE-CLIQ INTERFACE; SHAFT WITH FITTED KEY, TOLERANCE N; WITH HOLDING BRAKE DEGREE OF PROTECTION IP65 FLANGE ON DRIVE END IP67 | 3889 | TEM | 1 | MC | 32.002 | 1
1FK71035AC711PB3 | SIMOTICS S SYNCHRONOUS SERVOMOTORS 1FK7 COMPACT,36 NM, 100 K, 2000 RPM, 5, 24KW NATURAL AIR COOLING, IM B5 (IM V1, IM V3) POWER/SIGNAL CONNECTORS CONN. CAN BE ROTATED BY 270 DEGR., RESOLVER 2-POLE (RESOLVER P=1) WITH DRIVE-CLIQ INTERFACE; SHAFT WITH FITTED KEY, TOLERANCE N; WITH HOLDING BRAKE DEGREE OF PROTECTION IP64; PAINT FINISH RAL7016 | 3837 | TEM | 1 | MC | 32.002 | 1
1FK71035AC711PB5 | SIMOTICS S SYNCHRONOUS SERVOMOTORS 1FK7 COMPACT,36 NM, 100 K, 2000 RPM, 5, 24KW NATURAL AIR COOLING, IM B5 (IM V1, IM V3) POWER/SIGNAL CONNECTORS CONN. CAN BE ROTATED BY 270 DEGR., RESOLVER 2-POLE (RESOLVER P=1) WITH DRIVE-CLIQ INTERFACE; SHAFT WITH FITTED KEY, TOLERANCE N; WITH HOLDING BRAKE DEGREE OF PROTECTION IP65 AS FLANGE IP67; PAINT FINISH RAL7016 | 3939 | TEM | 1 | MC | 32.002 | 1
1FK71035AC711PB8 | SIMOTICS S SYNCHRONOUS SERVOMOTORS 1FK7 COMPACT,36 NM, 100 K, 2000 RPM, 5, 24KW NATURAL AIR COOLING, IM B5 (IM V1, IM V3) POWER/SIGNAL CONNECTORS CONN. CAN BE ROTATED BY 270 DEGR., RESOLVER 2-POLE (RESOLVER P=1) WITH DRIVE-CLIQ INTERFACE; SHAFT WITH FITTED KEY, TOLERANCE N; WITH HOLDING BRAKE DEGREE OF PROTECTION IP65 IP67 D-END FLANGE; RAL7016 COATING; METALLIC RATING PLATE AT MOTOR | 4047 | TEM | 1 | MC | 32.002 | 1
1FK71035AC711PG0 | SIMOTICS S SYNCHRONOUS SERVOMOTORS 1FK7 COMPACT,36 NM, 100 K, 2000 RPM, 5, 24KW NATURAL AIR COOLING, IM B5 (IM V1, IM V3) POWER/SIGNAL CONNECTORS CONN. CAN BE ROTATED BY 270 DEGR., RESOLVER 2-POLE (RESOLVER P=1) WITH DRIVE-CLIQ INTERFACE; PLAIN SHAFT, TOLERANCE N; W/O HOLDING BRAKE DEGREE OF PROTECTION IP64 | 3247 | TEM | 1 | MC | 29.003 | 1
1FK71035AC711PG2 | SIMOTICS S SYNCHRONOUS SERVOMOTORS 1FK7 COMPACT,36 NM, 100 K, 2000 RPM, 5, 24KW NATURAL AIR COOLING, IM B5 (IM V1, IM V3) POWER/SIGNAL CONNECTORS CONN. CAN BE ROTATED BY 270 DEGR., RESOLVER 2-POLE (RESOLVER P=1) WITH DRIVE-CLIQ INTERFACE; PLAIN SHAFT, TOLERANCE N; W/O HOLDING BRAKE DEGREE OF PROTECTION IP65 FLANGE ON DRIVE END IP67 | 3349 | TEM | 1 | MC | 29.003 | 1
1FK71035AC711PG3 | SIMOTICS S SYNCHRONOUS SERVOMOTORS 1FK7 COMPACT,36 NM, 100 K, 2000 RPM, 5, 24KW NATURAL AIR COOLING, IM B5 (IM V1, IM V3) POWER/SIGNAL CONNECTORS CONN. CAN BE ROTATED BY 270 DEGR., RESOLVER 2-POLE (RESOLVER P=1) WITH DRIVE-CLIQ INTERFACE; PLAIN SHAFT, TOLERANCE N; W/O HOLDING BRAKE DEGREE OF PROTECTION IP64; PAINT FINISH RAL7016 | 3297 | TEM | 1 | MC | 29.003 | 1
1FK71035AC711PG5 | SIMOTICS S SYNCHRONOUS SERVOMOTORS 1FK7 COMPACT,36 NM, 100 K, 2000 RPM, 5, 24KW NATURAL AIR COOLING, IM B5 (IM V1, IM V3) POWER/SIGNAL CONNECTORS CONN. CAN BE ROTATED BY 270 DEGR., RESOLVER 2-POLE (RESOLVER P=1) WITH DRIVE-CLIQ INTERFACE; PLAIN SHAFT, TOLERANCE N; W/O HOLDING BRAKE DEGREE OF PROTECTION IP65 AS FLANGE IP67; PAINT FINISH RAL7016 | 3398 | TEM | 1 | MC | 29.003 | 1
1FK71035AC711PG8 | SIMOTICS S SYNCHRONOUS SERVOMOTORS 1FK7 COMPACT,36 NM, 100 K, 2000 RPM, 5, 24KW NATURAL AIR COOLING, IM B5 (IM V1, IM V3) POWER/SIGNAL CONNECTORS CONN. CAN BE ROTATED BY 270 DEGR., RESOLVER 2-POLE (RESOLVER P=1) WITH DRIVE-CLIQ INTERFACE; PLAIN SHAFT, TOLERANCE N; W/O HOLDING BRAKE DEGREE OF PROTECTION IP65 IP67 D-END FLANGE; RAL7016 COATING; METALLIC RATING PLATE AT MOTOR | 3507 | TEM | 1 | MC | 29.003 | 1
1FK71035AC711PH0 | SIMOTICS S SYNCHRONOUS SERVOMOTORS 1FK7 COMPACT,36 NM, 100 K, 2000 RPM, 5, 24KW NATURAL AIR COOLING, IM B5 (IM V1, IM V3) POWER/SIGNAL CONNECTORS CONN. CAN BE ROTATED BY 270 DEGR., RESOLVER 2-POLE (RESOLVER P=1) WITH DRIVE-CLIQ INTERFACE; PLAIN SHAFT, TOLERANCE N; WITH HOLDING BRAKE DEGREE OF PROTECTION IP64 | 3694 | TEM | 1 | MC | 32.002 | 1
1FK71035AC711PH2 | SIMOTICS S SYNCHRONOUS SERVOMOTORS 1FK7 COMPACT,36 NM, 100 K, 2000 RPM, 5, 24KW NATURAL AIR COOLING, IM B5 (IM V1, IM V3) POWER/SIGNAL CONNECTORS CONN. CAN BE ROTATED BY 270 DEGR., RESOLVER 2-POLE (RESOLVER P=1) WITH DRIVE-CLIQ INTERFACE; PLAIN SHAFT, TOLERANCE N; WITH HOLDING BRAKE DEGREE OF PROTECTION IP65 FLANGE ON DRIVE END IP67 | 3796 | TEM | 1 | MC | 32.002 | 1
1FK71035AC711PH3 | SIMOTICS S SYNCHRONOUS SERVOMOTORS 1FK7 COMPACT,36 NM, 100 K, 2000 RPM, 5, 24KW NATURAL AIR COOLING, IM B5 (IM V1, IM V3) POWER/SIGNAL CONNECTORS CONN. CAN BE ROTATED BY 270 DEGR., RESOLVER 2-POLE (RESOLVER P=1) WITH DRIVE-CLIQ INTERFACE; PLAIN SHAFT, TOLERANCE N; WITH HOLDING BRAKE DEGREE OF PROTECTION IP64; PAINT FINISH RAL7016 | 3743 | TEM | 1 | MC | 32.002 | 1
1FK71035AC711PH5 | SIMOTICS S SYNCHRONOUS SERVOMOTORS 1FK7 COMPACT,36 NM, 100 K, 2000 RPM, 5, 24KW NATURAL AIR COOLING, IM B5 (IM V1, IM V3) POWER/SIGNAL CONNECTORS CONN. CAN BE ROTATED BY 270 DEGR., RESOLVER 2-POLE (RESOLVER P=1) WITH DRIVE-CLIQ INTERFACE; PLAIN SHAFT, TOLERANCE N; WITH HOLDING BRAKE DEGREE OF PROTECTION IP65 AS FLANGE IP67; PAINT FINISH RAL7016 | 3845 | TEM | 1 | MC | 32.002 | 1
1FK71035AC711PH8 | SIMOTICS S SYNCHRONOUS SERVOMOTORS 1FK7 COMPACT,36 NM, 100 K, 2000 RPM, 5, 24KW NATURAL AIR COOLING, IM B5 (IM V1, IM V3) POWER/SIGNAL CONNECTORS CONN. CAN BE ROTATED BY 270 DEGR., RESOLVER 2-POLE (RESOLVER P=1) WITH DRIVE-CLIQ INTERFACE; PLAIN SHAFT, TOLERANCE N; WITH HOLDING BRAKE DEGREE OF PROTECTION IP65 IP67 D-END FLANGE; RAL7016 COATING; METALLIC RATING PLATE AT MOTOR | 3954 | TEM | 1 | MC | 32.002 | 1
1FK71035AC711SA0 | SIMOTICS S SYNCHRONOUS SERVOMOTORS 1FK7 COMPACT,36 NM, 100 K, 2000 RPM, 5, 24KW NATURAL AIR COOLING, IM B5 (IM V1, IM V3) POWER/SIGNAL CONNECTORS CONN. CAN BE ROTATED BY 270 DEGR., RESOLVER MULTI-POLE (RESOLVER P=4); SHAFT WITH FITTED KEY, TOLERANCE N; W/O HOLDING BRAKE DEGREE OF PROTECTION IP64 | 3079 | TEM | 1 | MC | 29.003 | 1
1FK71035AC711SA2 | SIMOTICS S SYNCHRONOUS SERVOMOTORS 1FK7 COMPACT,36 NM, 100 K, 2000 RPM, 5, 24KW NATURAL AIR COOLING, IM B5 (IM V1, IM V3) POWER/SIGNAL CONNECTORS CONN. CAN BE ROTATED BY 270 DEGR., RESOLVER MULTI-POLE (RESOLVER P=4); SHAFT WITH FITTED KEY, TOLERANCE N; W/O HOLDING BRAKE DEGREE OF PROTECTION IP65 FLANGE ON DRIVE END IP67 | 3181 | TEM | 1 | MC | 29.003 | 1
1FK71035AC711SA3 | SIMOTICS S SYNCHRONOUS SERVOMOTORS 1FK7 COMPACT,36 NM, 100 K, 2000 RPM, 5, 24KW NATURAL AIR COOLING, IM B5 (IM V1, IM V3) POWER/SIGNAL CONNECTORS CONN. CAN BE ROTATED BY 270 DEGR., RESOLVER MULTI-POLE (RESOLVER P=4); SHAFT WITH FITTED KEY, TOLERANCE N; W/O HOLDING BRAKE DEGREE OF PROTECTION IP64; PAINT FINISH RAL7016 | 3129 | TEM | 1 | MC | 29.003 | 1
1FK71035AC711SA5 | SIMOTICS S SYNCHRONOUS SERVOMOTORS 1FK7 COMPACT,36 NM, 100 K, 2000 RPM, 5, 24KW NATURAL AIR COOLING, IM B5 (IM V1, IM V3) POWER/SIGNAL CONNECTORS CONN. CAN BE ROTATED BY 270 DEGR., RESOLVER MULTI-POLE (RESOLVER P=4); SHAFT WITH FITTED KEY, TOLERANCE N; W/O HOLDING BRAKE DEGREE OF PROTECTION IP65 AS FLANGE IP67; PAINT FINISH RAL7016 | 3230 | TEM | 1 | MC | 29.003 | 1
1FK71035AC711SA8 | SIMOTICS S SYNCHRONOUS SERVOMOTORS 1FK7 COMPACT,36 NM, 100 K, 2000 RPM, 5, 24KW NATURAL AIR COOLING, IM B5 (IM V1, IM V3) POWER/SIGNAL CONNECTORS CONN. CAN BE ROTATED BY 270 DEGR., RESOLVER MULTI-POLE (RESOLVER P=4); SHAFT WITH FITTED KEY, TOLERANCE N; W/O HOLDING BRAKE DEGREE OF PROTECTION IP65 IP67 D-END FLANGE; RAL7016 COATING; METALLIC RATING PLATE AT MOTOR | 3339 | TEM | 1 | MC | 29.003 | 1
1FK71035AC711SB0 | SIMOTICS S SYNCHRONOUS SERVOMOTORS 1FK7 COMPACT,36 NM, 100 K, 2000 RPM, 5, 24KW NATURAL AIR COOLING, IM B5 (IM V1, IM V3) POWER/SIGNAL CONNECTORS CONN. CAN BE ROTATED BY 270 DEGR., RESOLVER MULTI-POLE (RESOLVER P=4); SHAFT WITH FITTED KEY, TOLERANCE N; WITH HOLDING BRAKE DEGREE OF PROTECTION IP64 | 3526 | TEM | 1 | MC | 32.002 | 1
1FK71035AC711SB2 | SIMOTICS S SYNCHRONOUS SERVOMOTORS 1FK7 COMPACT,36 NM, 100 K, 2000 RPM, 5, 24KW NATURAL AIR COOLING, IM B5 (IM V1, IM V3) POWER/SIGNAL CONNECTORS CONN. CAN BE ROTATED BY 270 DEGR., RESOLVER MULTI-POLE (RESOLVER P=4); SHAFT WITH FITTED KEY, TOLERANCE N; WITH HOLDING BRAKE DEGREE OF PROTECTION IP65 FLANGE ON DRIVE END IP67 | 3628 | TEM | 1 | MC | 32.002 | 1
1FK71035AC711SB3 | SIMOTICS S SYNCHRONOUS SERVOMOTORS 1FK7 COMPACT,36 NM, 100 K, 2000 RPM, 5, 24KW NATURAL AIR COOLING, IM B5 (IM V1, IM V3) POWER/SIGNAL CONNECTORS CONN. CAN BE ROTATED BY 270 DEGR., RESOLVER MULTI-POLE (RESOLVER P=4); SHAFT WITH FITTED KEY, TOLERANCE N; WITH HOLDING BRAKE DEGREE OF PROTECTION IP64; PAINT FINISH RAL7016 | 3575 | TEM | 1 | MC | 32.002 | 1
1FK71035AC711SB5 | SIMOTICS S SYNCHRONOUS SERVOMOTORS 1FK7 COMPACT,36 NM, 100 K, 2000 RPM, 5, 24KW NATURAL AIR COOLING, IM B5 (IM V1, IM V3) POWER/SIGNAL CONNECTORS CONN. CAN BE ROTATED BY 270 DEGR., RESOLVER MULTI-POLE (RESOLVER P=4); SHAFT WITH FITTED KEY, TOLERANCE N; WITH HOLDING BRAKE DEGREE OF PROTECTION IP65 AS FLANGE IP67; PAINT FINISH RAL7016 | 3677 | TEM | 1 | MC | 32.002 | 1
1FK71035AC711SB8 | SIMOTICS S SYNCHRONOUS SERVOMOTORS 1FK7 COMPACT,36 NM, 100 K, 2000 RPM, 5, 24KW NATURAL AIR COOLING, IM B5 (IM V1, IM V3) POWER/SIGNAL CONNECTORS CONN. CAN BE ROTATED BY 270 DEGR., RESOLVER MULTI-POLE (RESOLVER P=4); SHAFT WITH FITTED KEY, TOLERANCE N; WITH HOLDING BRAKE DEGREE OF PROTECTION IP65 IP67 D-END FLANGE; RAL7016 COATING; METALLIC RATING PLATE AT MOTOR | 3785 | TEM | 1 | MC | 32.002 | 1
1FK71035AC711SG0 | SIMOTICS S SYNCHRONOUS SERVOMOTORS 1FK7 COMPACT,36 NM, 100 K, 2000 RPM, 5, 24KW NATURAL AIR COOLING, IM B5 (IM V1, IM V3) POWER/SIGNAL CONNECTORS CONN. CAN BE ROTATED BY 270 DEGR., RESOLVER MULTI-POLE (RESOLVER P=4); PLAIN SHAFT, TOLERANCE N; W/O HOLDING BRAKE DEGREE OF PROTECTION IP64 | 2986 | TEM | 1 | MC | 29.003 | 1
1FK71035AC711SG2 | SIMOTICS S SYNCHRONOUS SERVOMOTORS 1FK7 COMPACT,36 NM, 100 K, 2000 RPM, 5, 24KW NATURAL AIR COOLING, IM B5 (IM V1, IM V3) POWER/SIGNAL CONNECTORS CONN. CAN BE ROTATED BY 270 DEGR., RESOLVER MULTI-POLE (RESOLVER P=4); PLAIN SHAFT, TOLERANCE N; W/O HOLDING BRAKE DEGREE OF PROTECTION IP65 FLANGE ON DRIVE END IP67 | 3087 | TEM | 1 | MC | 29.003 | 1
1FK71035AC711SG3 | SIMOTICS S SYNCHRONOUS SERVOMOTORS 1FK7 COMPACT,36 NM, 100 K, 2000 RPM, 5, 24KW NATURAL AIR COOLING, IM B5 (IM V1, IM V3) POWER/SIGNAL CONNECTORS CONN. CAN BE ROTATED BY 270 DEGR., RESOLVER MULTI-POLE (RESOLVER P=4); PLAIN SHAFT, TOLERANCE N; W/O HOLDING BRAKE DEGREE OF PROTECTION IP64; PAINT FINISH RAL7016 | 3035 | TEM | 1 | MC | 29.003 | 1
1FK71035AC711SG5 | SIMOTICS S SYNCHRONOUS SERVOMOTORS 1FK7 COMPACT,36 NM, 100 K, 2000 RPM, 5, 24KW NATURAL AIR COOLING, IM B5 (IM V1, IM V3) POWER/SIGNAL CONNECTORS CONN. CAN BE ROTATED BY 270 DEGR., RESOLVER MULTI-POLE (RESOLVER P=4); PLAIN SHAFT, TOLERANCE N; W/O HOLDING BRAKE DEGREE OF PROTECTION IP65 AS FLANGE IP67; PAINT FINISH RAL7016 | 3137 | TEM | 1 | MC | 29.003 | 1
1FK71035AC711SG8 | SIMOTICS S SYNCHRONOUS SERVOMOTORS 1FK7 COMPACT,36 NM, 100 K, 2000 RPM, 5, 24KW NATURAL AIR COOLING, IM B5 (IM V1, IM V3) POWER/SIGNAL CONNECTORS CONN. CAN BE ROTATED BY 270 DEGR., RESOLVER MULTI-POLE (RESOLVER P=4); PLAIN SHAFT, TOLERANCE N; W/O HOLDING BRAKE DEGREE OF PROTECTION IP65 IP67 D-END FLANGE; RAL7016 COATING; METALLIC RATING PLATE AT MOTOR | 3245 | TEM | 1 | MC | 29.003 | 1
1FK71035AC711SH0 | SIMOTICS S SYNCHRONOUS SERVOMOTORS 1FK7 COMPACT,36 NM, 100 K, 2000 RPM, 5, 24KW NATURAL AIR COOLING, IM B5 (IM V1, IM V3) POWER/SIGNAL CONNECTORS CONN. CAN BE ROTATED BY 270 DEGR., RESOLVER MULTI-POLE (RESOLVER P=4); PLAIN SHAFT, TOLERANCE N; WITH HOLDING BRAKE DEGREE OF PROTECTION IP64 | 3432 | TEM | 1 | MC | 32.002 | 1
1FK71035AC711SH2 | SIMOTICS S SYNCHRONOUS SERVOMOTORS 1FK7 COMPACT,36 NM, 100 K, 2000 RPM, 5, 24KW NATURAL AIR COOLING, IM B5 (IM V1, IM V3) POWER/SIGNAL CONNECTORS CONN. CAN BE ROTATED BY 270 DEGR., RESOLVER MULTI-POLE (RESOLVER P=4); PLAIN SHAFT, TOLERANCE N; WITH HOLDING BRAKE DEGREE OF PROTECTION IP65 FLANGE ON DRIVE END IP67 | 3534 | TEM | 1 | MC | 32.002 | 1
1FK71035AC711SH3 | SIMOTICS S SYNCHRONOUS SERVOMOTORS 1FK7 COMPACT,36 NM, 100 K, 2000 RPM, 5, 24KW NATURAL AIR COOLING, IM B5 (IM V1, IM V3) POWER/SIGNAL CONNECTORS CONN. CAN BE ROTATED BY 270 DEGR., RESOLVER MULTI-POLE (RESOLVER P=4); PLAIN SHAFT, TOLERANCE N; WITH HOLDING BRAKE DEGREE OF PROTECTION IP64; PAINT FINISH RAL7016 | 3482 | TEM | 1 | MC | 32.002 | 1
1FK71035AC711SH5 | SIMOTICS S SYNCHRONOUS SERVOMOTORS 1FK7 COMPACT,36 NM, 100 K, 2000 RPM, 5, 24KW NATURAL AIR COOLING, IM B5 (IM V1, IM V3) POWER/SIGNAL CONNECTORS CONN. CAN BE ROTATED BY 270 DEGR., RESOLVER MULTI-POLE (RESOLVER P=4); PLAIN SHAFT, TOLERANCE N; WITH HOLDING BRAKE DEGREE OF PROTECTION IP65 AS FLANGE IP67; PAINT FINISH RAL7016 | 3583 | TEM | 1 | MC | 32.002 | 1
1FK71035AC711SH8 | SIMOTICS S SYNCHRONOUS SERVOMOTORS 1FK7 COMPACT,36 NM, 100 K, 2000 RPM, 5, 24KW NATURAL AIR COOLING, IM B5 (IM V1, IM V3) POWER/SIGNAL CONNECTORS CONN. CAN BE ROTATED BY 270 DEGR., RESOLVER MULTI-POLE (RESOLVER P=4); PLAIN SHAFT, TOLERANCE N; WITH HOLDING BRAKE DEGREE OF PROTECTION IP65 IP67 D-END FLANGE; RAL7016 COATING; METALLIC RATING PLATE AT MOTOR | 3692 | TEM | 1 | MC | 32.002 | 1
1FK71035AC711TA0 | SIMOTICS S SYNCHRONOUS SERVOMOTORS 1FK7 COMPACT,36 NM, 100 K, 2000 RPM, 5, 24KW NATURAL AIR COOLING, IM B5 (IM V1, IM V3) POWER/SIGNAL CONNECTORS CONN. CAN BE ROTATED BY 270 DEGR., RESOLVER 2-POLE (RESOLVER P=1); SHAFT WITH FITTED KEY, TOLERANCE N; W/O HOLDING BRAKE DEGREE OF PROTECTION IP64 | 3079 | TEM | 1 | MC | 29.003 | 1
1FK71035AC711TA2 | SIMOTICS S SYNCHRONOUS SERVOMOTORS 1FK7 COMPACT,36 NM, 100 K, 2000 RPM, 5, 24KW NATURAL AIR COOLING, IM B5 (IM V1, IM V3) POWER/SIGNAL CONNECTORS CONN. CAN BE ROTATED BY 270 DEGR., RESOLVER 2-POLE (RESOLVER P=1); SHAFT WITH FITTED KEY, TOLERANCE N; W/O HOLDING BRAKE DEGREE OF PROTECTION IP65 FLANGE ON DRIVE END IP67 | 3181 | TEM | 1 | MC | 29.003 | 1
1FK71035AC711TA3 | SIMOTICS S SYNCHRONOUS SERVOMOTORS 1FK7 COMPACT,36 NM, 100 K, 2000 RPM, 5, 24KW NATURAL AIR COOLING, IM B5 (IM V1, IM V3) POWER/SIGNAL CONNECTORS CONN. CAN BE ROTATED BY 270 DEGR., RESOLVER 2-POLE (RESOLVER P=1); SHAFT WITH FITTED KEY, TOLERANCE N; W/O HOLDING BRAKE DEGREE OF PROTECTION IP64; PAINT FINISH RAL7016 | 3129 | TEM | 1 | MC | 29.003 | 1
1FK71035AC711TA5 | SIMOTICS S SYNCHRONOUS SERVOMOTORS 1FK7 COMPACT,36 NM, 100 K, 2000 RPM, 5, 24KW NATURAL AIR COOLING, IM B5 (IM V1, IM V3) POWER/SIGNAL CONNECTORS CONN. CAN BE ROTATED BY 270 DEGR., RESOLVER 2-POLE (RESOLVER P=1); SHAFT WITH FITTED KEY, TOLERANCE N; W/O HOLDING BRAKE DEGREE OF PROTECTION IP65 AS FLANGE IP67; PAINT FINISH RAL7016 | 3230 | TEM | 1 | MC | 29.003 | 1
1FK71035AC711TA8 | SIMOTICS S SYNCHRONOUS SERVOMOTORS 1FK7 COMPACT,36 NM, 100 K, 2000 RPM, 5, 24KW NATURAL AIR COOLING, IM B5 (IM V1, IM V3) POWER/SIGNAL CONNECTORS CONN. CAN BE ROTATED BY 270 DEGR., RESOLVER 2-POLE (RESOLVER P=1); SHAFT WITH FITTED KEY, TOLERANCE N; W/O HOLDING BRAKE DEGREE OF PROTECTION IP65 IP67 D-END FLANGE; RAL7016 COATING; METALLIC RATING PLATE AT MOTOR | 3339 | TEM | 1 | MC | 29.003 | 1
1FK71035AC711TB0 | SIMOTICS S SYNCHRONOUS SERVOMOTORS 1FK7 COMPACT,36 NM, 100 K, 2000 RPM, 5, 24KW NATURAL AIR COOLING, IM B5 (IM V1, IM V3) POWER/SIGNAL CONNECTORS CONN. CAN BE ROTATED BY 270 DEGR., RESOLVER 2-POLE (RESOLVER P=1); SHAFT WITH FITTED KEY, TOLERANCE N; WITH HOLDING BRAKE DEGREE OF PROTECTION IP64 | 3526 | TEM | 1 | MC | 32.002 | 1
1FK71035AC711TB2 | SIMOTICS S SYNCHRONOUS SERVOMOTORS 1FK7 COMPACT,36 NM, 100 K, 2000 RPM, 5, 24KW NATURAL AIR COOLING, IM B5 (IM V1, IM V3) POWER/SIGNAL CONNECTORS CONN. CAN BE ROTATED BY 270 DEGR., RESOLVER 2-POLE (RESOLVER P=1); SHAFT WITH FITTED KEY, TOLERANCE N; WITH HOLDING BRAKE DEGREE OF PROTECTION IP65 FLANGE ON DRIVE END IP67 | 3628 | TEM | 1 | MC | 32.002 | 1
1FK71035AC711TB3 | SIMOTICS S SYNCHRONOUS SERVOMOTORS 1FK7 COMPACT,36 NM, 100 K, 2000 RPM, 5, 24KW NATURAL AIR COOLING, IM B5 (IM V1, IM V3) POWER/SIGNAL CONNECTORS CONN. CAN BE ROTATED BY 270 DEGR., RESOLVER 2-POLE (RESOLVER P=1); SHAFT WITH FITTED KEY, TOLERANCE N; WITH HOLDING BRAKE DEGREE OF PROTECTION IP64; PAINT FINISH RAL7016 | 3575 | TEM | 1 | MC | 32.002 | 1
1FK71035AC711TB5 | SIMOTICS S SYNCHRONOUS SERVOMOTORS 1FK7 COMPACT,36 NM, 100 K, 2000 RPM, 5, 24KW NATURAL AIR COOLING, IM B5 (IM V1, IM V3) POWER/SIGNAL CONNECTORS CONN. CAN BE ROTATED BY 270 DEGR., RESOLVER 2-POLE (RESOLVER P=1); SHAFT WITH FITTED KEY, TOLERANCE N; WITH HOLDING BRAKE DEGREE OF PROTECTION IP65 AS FLANGE IP67; PAINT FINISH RAL7016 | 3677 | TEM | 1 | MC | 32.002 | 1
1FK71035AC711TB8 | SIMOTICS S SYNCHRONOUS SERVOMOTORS 1FK7 COMPACT,36 NM, 100 K, 2000 RPM, 5, 24KW NATURAL AIR COOLING, IM B5 (IM V1, IM V3) POWER/SIGNAL CONNECTORS CONN. CAN BE ROTATED BY 270 DEGR., RESOLVER 2-POLE (RESOLVER P=1); SHAFT WITH FITTED KEY, TOLERANCE N; WITH HOLDING BRAKE DEGREE OF PROTECTION IP65 IP67 D-END FLANGE; RAL7016 COATING; METALLIC RATING PLATE AT MOTOR | 3785 | TEM | 1 | MC | 32.002 | 1
1FK71035AC711TG0 | SIMOTICS S SYNCHRONOUS SERVOMOTORS 1FK7 COMPACT,36 NM, 100 K, 2000 RPM, 5, 24KW NATURAL AIR COOLING, IM B5 (IM V1, IM V3) POWER/SIGNAL CONNECTORS CONN. CAN BE ROTATED BY 270 DEGR., RESOLVER 2-POLE (RESOLVER P=1); PLAIN SHAFT, TOLERANCE N; W/O HOLDING BRAKE DEGREE OF PROTECTION IP64 | 2986 | TEM | 1 | MC | 29.003 | 1
1FK71035AC711TG2 | SIMOTICS S SYNCHRONOUS SERVOMOTORS 1FK7 COMPACT,36 NM, 100 K, 2000 RPM, 5, 24KW NATURAL AIR COOLING, IM B5 (IM V1, IM V3) POWER/SIGNAL CONNECTORS CONN. CAN BE ROTATED BY 270 DEGR., RESOLVER 2-POLE (RESOLVER P=1); PLAIN SHAFT, TOLERANCE N; W/O HOLDING BRAKE DEGREE OF PROTECTION IP65 FLANGE ON DRIVE END IP67 | 3087 | TEM | 1 | MC | 29.003 | 1
1FK71035AC711TG3 | SIMOTICS S SYNCHRONOUS SERVOMOTORS 1FK7 COMPACT,36 NM, 100 K, 2000 RPM, 5, 24KW NATURAL AIR COOLING, IM B5 (IM V1, IM V3) POWER/SIGNAL CONNECTORS CONN. CAN BE ROTATED BY 270 DEGR., RESOLVER 2-POLE (RESOLVER P=1); PLAIN SHAFT, TOLERANCE N; W/O HOLDING BRAKE DEGREE OF PROTECTION IP64; PAINT FINISH RAL7016 | 3035 | TEM | 1 | MC | 29.003 | 1
1FK71035AC711TG5 | SIMOTICS S SYNCHRONOUS SERVOMOTORS 1FK7 COMPACT,36 NM, 100 K, 2000 RPM, 5, 24KW NATURAL AIR COOLING, IM B5 (IM V1, IM V3) POWER/SIGNAL CONNECTORS CONN. CAN BE ROTATED BY 270 DEGR., RESOLVER 2-POLE (RESOLVER P=1); PLAIN SHAFT, TOLERANCE N; W/O HOLDING BRAKE DEGREE OF PROTECTION IP65 AS FLANGE IP67; PAINT FINISH RAL7016 | 3137 | TEM | 1 | MC | 29.003 | 1
1FK71035AC711TG8 | SIMOTICS S SYNCHRONOUS SERVOMOTORS 1FK7 COMPACT,36 NM, 100 K, 2000 RPM, 5, 24KW NATURAL AIR COOLING, IM B5 (IM V1, IM V3) POWER/SIGNAL CONNECTORS CONN. CAN BE ROTATED BY 270 DEGR., RESOLVER 2-POLE (RESOLVER P=1); PLAIN SHAFT, TOLERANCE N; W/O HOLDING BRAKE DEGREE OF PROTECTION IP65 IP67 D-END FLANGE; RAL7016 COATING; METALLIC RATING PLATE AT MOTOR | 3245 | TEM | 1 | MC | 29.003 | 1
1FK71035AC711TH0 | SIMOTICS S SYNCHRONOUS SERVOMOTORS 1FK7 COMPACT,36 NM, 100 K, 2000 RPM, 5, 24KW NATURAL AIR COOLING, IM B5 (IM V1, IM V3) POWER/SIGNAL CONNECTORS CONN. CAN BE ROTATED BY 270 DEGR., RESOLVER 2-POLE (RESOLVER P=1); PLAIN SHAFT, TOLERANCE N; WITH HOLDING BRAKE DEGREE OF PROTECTION IP64 | 3432 | TEM | 1 | MC | 32.002 | 1
1FK71035AC711TH2 | SIMOTICS S SYNCHRONOUS SERVOMOTORS 1FK7 COMPACT,36 NM, 100 K, 2000 RPM, 5, 24KW NATURAL AIR COOLING, IM B5 (IM V1, IM V3) POWER/SIGNAL CONNECTORS CONN. CAN BE ROTATED BY 270 DEGR., RESOLVER 2-POLE (RESOLVER P=1); PLAIN SHAFT, TOLERANCE N; WITH HOLDING BRAKE DEGREE OF PROTECTION IP65 FLANGE ON DRIVE END IP67 | 3534 | TEM | 1 | MC | 32.002 | 1
1FK71035AC711TH3 | SIMOTICS S SYNCHRONOUS SERVOMOTORS 1FK7 COMPACT,36 NM, 100 K, 2000 RPM, 5, 24KW NATURAL AIR COOLING, IM B5 (IM V1, IM V3) POWER/SIGNAL CONNECTORS CONN. CAN BE ROTATED BY 270 DEGR., RESOLVER 2-POLE (RESOLVER P=1); PLAIN SHAFT, TOLERANCE N; WITH HOLDING BRAKE DEGREE OF PROTECTION IP64; PAINT FINISH RAL7016 | 3482 | TEM | 1 | MC | 32.002 | 1
1FK71035AC711TH5 | SIMOTICS S SYNCHRONOUS SERVOMOTORS 1FK7 COMPACT,36 NM, 100 K, 2000 RPM, 5, 24KW NATURAL AIR COOLING, IM B5 (IM V1, IM V3) POWER/SIGNAL CONNECTORS CONN. CAN BE ROTATED BY 270 DEGR., RESOLVER 2-POLE (RESOLVER P=1); PLAIN SHAFT, TOLERANCE N; WITH HOLDING BRAKE DEGREE OF PROTECTION IP65 AS FLANGE IP67; PAINT FINISH RAL7016 | 3583 | TEM | 1 | MC | 32.002 | 1
1FK71035AC711TH8 | SIMOTICS S SYNCHRONOUS SERVOMOTORS 1FK7 COMPACT,36 NM, 100 K, 2000 RPM, 5, 24KW NATURAL AIR COOLING, IM B5 (IM V1, IM V3) POWER/SIGNAL CONNECTORS CONN. CAN BE ROTATED BY 270 DEGR., RESOLVER 2-POLE (RESOLVER P=1); PLAIN SHAFT, TOLERANCE N; WITH HOLDING BRAKE DEGREE OF PROTECTION IP65 IP67 D-END FLANGE; RAL7016 COATING; METALLIC RATING PLATE AT MOTOR | 3692 | TEM | 1 | MC | 32.002 | 1
1FK71035AC711UA0 | SIMOTICS S SYNCHRONOUS SERVOMOTORS 1FK7 COMPACT,36 NM, 100 K, 2000 RPM, 5, 24KW NATURAL AIR COOLING, IM B5 (IM V1, IM V3) POWER/SIGNAL CONNECTORS CONN. CAN BE ROTATED BY 270 DEGR., RESOLVER MULTI-POLE (RESOLVER P=4) WITH DRIVE-CLIQ INTERFACE; SHAFT WITH FITTED KEY, TOLERANCE N; W/O HOLDING BRAKE DEGREE OF PROTECTION IP64 | 3341 | TEM | 1 | MC | 29.003 | 1
1FK71035AC711UA2 | SIMOTICS S SYNCHRONOUS SERVOMOTORS 1FK7 COMPACT,36 NM, 100 K, 2000 RPM, 5, 24KW NATURAL AIR COOLING, IM B5 (IM V1, IM V3) POWER/SIGNAL CONNECTORS CONN. CAN BE ROTATED BY 270 DEGR., RESOLVER MULTI-POLE (RESOLVER P=4) WITH DRIVE-CLIQ INTERFACE; SHAFT WITH FITTED KEY, TOLERANCE N; W/O HOLDING BRAKE DEGREE OF PROTECTION IP65 FLANGE ON DRIVE END IP67 | 3443 | TEM | 1 | MC | 29.003 | 1
1FK71035AC711UA3 | SIMOTICS S SYNCHRONOUS SERVOMOTORS 1FK7 COMPACT,36 NM, 100 K, 2000 RPM, 5, 24KW NATURAL AIR COOLING, IM B5 (IM V1, IM V3) POWER/SIGNAL CONNECTORS CONN. CAN BE ROTATED BY 270 DEGR., RESOLVER MULTI-POLE (RESOLVER P=4) WITH DRIVE-CLIQ INTERFACE; SHAFT WITH FITTED KEY, TOLERANCE N; W/O HOLDING BRAKE DEGREE OF PROTECTION IP64; PAINT FINISH RAL7016 | 3390 | TEM | 1 | MC | 29.003 | 1
1FK71035AC711UA5 | SIMOTICS S SYNCHRONOUS SERVOMOTORS 1FK7 COMPACT,36 NM, 100 K, 2000 RPM, 5, 24KW NATURAL AIR COOLING, IM B5 (IM V1, IM V3) POWER/SIGNAL CONNECTORS CONN. CAN BE ROTATED BY 270 DEGR., RESOLVER MULTI-POLE (RESOLVER P=4) WITH DRIVE-CLIQ INTERFACE; SHAFT WITH FITTED KEY, TOLERANCE N; W/O HOLDING BRAKE DEGREE OF PROTECTION IP65 AS FLANGE IP67; PAINT FINISH RAL7016 | 3492 | TEM | 1 | MC | 29.003 | 1
1FK71035AC711UA8 | SIMOTICS S SYNCHRONOUS SERVOMOTORS 1FK7 COMPACT,36 NM, 100 K, 2000 RPM, 5, 24KW NATURAL AIR COOLING, IM B5 (IM V1, IM V3) POWER/SIGNAL CONNECTORS CONN. CAN BE ROTATED BY 270 DEGR., RESOLVER MULTI-POLE (RESOLVER P=4) WITH DRIVE-CLIQ INTERFACE; SHAFT WITH FITTED KEY, TOLERANCE N; W/O HOLDING BRAKE DEGREE OF PROTECTION IP65 IP67 D-END FLANGE; RAL7016 COATING; METALLIC RATING PLATE AT MOTOR | 3601 | TEM | 1 | MC | 29.003 | 1
1FK71035AC711UB0 | SIMOTICS S SYNCHRONOUS SERVOMOTORS 1FK7 COMPACT,36 NM, 100 K, 2000 RPM, 5, 24KW NATURAL AIR COOLING, IM B5 (IM V1, IM V3) POWER/SIGNAL CONNECTORS CONN. CAN BE ROTATED BY 270 DEGR., RESOLVER MULTI-POLE (RESOLVER P=4) WITH DRIVE-CLIQ INTERFACE; SHAFT WITH FITTED KEY, TOLERANCE N; WITH HOLDING BRAKE DEGREE OF PROTECTION IP64 | 3788 | TEM | 1 | MC | 32.002 | 1
1FK71035AC711UB2 | SIMOTICS S SYNCHRONOUS SERVOMOTORS 1FK7 COMPACT,36 NM, 100 K, 2000 RPM, 5, 24KW NATURAL AIR COOLING, IM B5 (IM V1, IM V3) POWER/SIGNAL CONNECTORS CONN. CAN BE ROTATED BY 270 DEGR., RESOLVER MULTI-POLE (RESOLVER P=4) WITH DRIVE-CLIQ INTERFACE; SHAFT WITH FITTED KEY, TOLERANCE N; WITH HOLDING BRAKE DEGREE OF PROTECTION IP65 FLANGE ON DRIVE END IP67 | 3889 | TEM | 1 | MC | 32.002 | 1
1FK71035AC711UB3 | SIMOTICS S SYNCHRONOUS SERVOMOTORS 1FK7 COMPACT,36 NM, 100 K, 2000 RPM, 5, 24KW NATURAL AIR COOLING, IM B5 (IM V1, IM V3) POWER/SIGNAL CONNECTORS CONN. CAN BE ROTATED BY 270 DEGR., RESOLVER MULTI-POLE (RESOLVER P=4) WITH DRIVE-CLIQ INTERFACE; SHAFT WITH FITTED KEY, TOLERANCE N; WITH HOLDING BRAKE DEGREE OF PROTECTION IP64; PAINT FINISH RAL7016 | 3837 | TEM | 1 | MC | 32.002 | 1
1FK71035AC711UB5 | SIMOTICS S SYNCHRONOUS SERVOMOTORS 1FK7 COMPACT,36 NM, 100 K, 2000 RPM, 5, 24KW NATURAL AIR COOLING, IM B5 (IM V1, IM V3) POWER/SIGNAL CONNECTORS CONN. CAN BE ROTATED BY 270 DEGR., RESOLVER MULTI-POLE (RESOLVER P=4) WITH DRIVE-CLIQ INTERFACE; SHAFT WITH FITTED KEY, TOLERANCE N; WITH HOLDING BRAKE DEGREE OF PROTECTION IP65 AS FLANGE IP67; PAINT FINISH RAL7016 | 3939 | TEM | 1 | MC | 32.002 | 1
1FK71035AC711UB8 | SIMOTICS S SYNCHRONOUS SERVOMOTORS 1FK7 COMPACT,36 NM, 100 K, 2000 RPM, 5, 24KW NATURAL AIR COOLING, IM B5 (IM V1, IM V3) POWER/SIGNAL CONNECTORS CONN. CAN BE ROTATED BY 270 DEGR., RESOLVER MULTI-POLE (RESOLVER P=4) WITH DRIVE-CLIQ INTERFACE; SHAFT WITH FITTED KEY, TOLERANCE N; WITH HOLDING BRAKE DEGREE OF PROTECTION IP65 IP67 D-END FLANGE; RAL7016 COATING; METALLIC RATING PLATE AT MOTOR | 4047 | TEM | 1 | MC | 32.002 | 1
1FK71035AC711UG0 | SIMOTICS S SYNCHRONOUS SERVOMOTORS 1FK7 COMPACT,36 NM, 100 K, 2000 RPM, 5, 24KW NATURAL AIR COOLING, IM B5 (IM V1, IM V3) POWER/SIGNAL CONNECTORS CONN. CAN BE ROTATED BY 270 DEGR., RESOLVER MULTI-POLE (RESOLVER P=4) WITH DRIVE-CLIQ INTERFACE; PLAIN SHAFT, TOLERANCE N; W/O HOLDING BRAKE DEGREE OF PROTECTION IP64 | 3247 | TEM | 1 | MC | 29.003 | 1
1FK71035AC711UG2 | SIMOTICS S SYNCHRONOUS SERVOMOTORS 1FK7 COMPACT,36 NM, 100 K, 2000 RPM, 5, 24KW NATURAL AIR COOLING, IM B5 (IM V1, IM V3) POWER/SIGNAL CONNECTORS CONN. CAN BE ROTATED BY 270 DEGR., RESOLVER MULTI-POLE (RESOLVER P=4) WITH DRIVE-CLIQ INTERFACE; PLAIN SHAFT, TOLERANCE N; W/O HOLDING BRAKE DEGREE OF PROTECTION IP65 FLANGE ON DRIVE END IP67 | 3349 | TEM | 1 | MC | 29.003 | 1
1FK71035AC711UG3 | SIMOTICS S SYNCHRONOUS SERVOMOTORS 1FK7 COMPACT,36 NM, 100 K, 2000 RPM, 5, 24KW NATURAL AIR COOLING, IM B5 (IM V1, IM V3) POWER/SIGNAL CONNECTORS CONN. CAN BE ROTATED BY 270 DEGR., RESOLVER MULTI-POLE (RESOLVER P=4) WITH DRIVE-CLIQ INTERFACE; PLAIN SHAFT, TOLERANCE N; W/O HOLDING BRAKE DEGREE OF PROTECTION IP64; PAINT FINISH RAL7016 | 3297 | TEM | 1 | MC | 29.003 | 1
1FK71035AC711UG5 | SIMOTICS S SYNCHRONOUS SERVOMOTORS 1FK7 COMPACT,36 NM, 100 K, 2000 RPM, 5, 24KW NATURAL AIR COOLING, IM B5 (IM V1, IM V3) POWER/SIGNAL CONNECTORS CONN. CAN BE ROTATED BY 270 DEGR., RESOLVER MULTI-POLE (RESOLVER P=4) WITH DRIVE-CLIQ INTERFACE; PLAIN SHAFT, TOLERANCE N; W/O HOLDING BRAKE DEGREE OF PROTECTION IP65 AS FLANGE IP67; PAINT FINISH RAL7016 | 3398 | TEM | 1 | MC | 29.003 | 1
1FK71035AC711UG8 | SIMOTICS S SYNCHRONOUS SERVOMOTORS 1FK7 COMPACT,36 NM, 100 K, 2000 RPM, 5, 24KW NATURAL AIR COOLING, IM B5 (IM V1, IM V3) POWER/SIGNAL CONNECTORS CONN. CAN BE ROTATED BY 270 DEGR., RESOLVER MULTI-POLE (RESOLVER P=4) WITH DRIVE-CLIQ INTERFACE; PLAIN SHAFT, TOLERANCE N; W/O HOLDING BRAKE DEGREE OF PROTECTION IP65 IP67 D-END FLANGE; RAL7016 COATING; METALLIC RATING PLATE AT MOTOR | 3507 | TEM | 1 | MC | 29.003 | 1
1FK71035AC711UH0 | SIMOTICS S SYNCHRONOUS SERVOMOTORS 1FK7 COMPACT,36 NM, 100 K, 2000 RPM, 5, 24KW NATURAL AIR COOLING, IM B5 (IM V1, IM V3) POWER/SIGNAL CONNECTORS CONN. CAN BE ROTATED BY 270 DEGR., RESOLVER MULTI-POLE (RESOLVER P=4) WITH DRIVE-CLIQ INTERFACE; PLAIN SHAFT, TOLERANCE N; WITH HOLDING BRAKE DEGREE OF PROTECTION IP64 | 3694 | TEM | 1 | MC | 32.002 | 1
1FK71035AC711UH2 | SIMOTICS S SYNCHRONOUS SERVOMOTORS 1FK7 COMPACT,36 NM, 100 K, 2000 RPM, 5, 24KW NATURAL AIR COOLING, IM B5 (IM V1, IM V3) POWER/SIGNAL CONNECTORS CONN. CAN BE ROTATED BY 270 DEGR., RESOLVER MULTI-POLE (RESOLVER P=4) WITH DRIVE-CLIQ INTERFACE; PLAIN SHAFT, TOLERANCE N; WITH HOLDING BRAKE DEGREE OF PROTECTION IP65 FLANGE ON DRIVE END IP67 | 3796 | TEM | 1 | MC | 32.002 | 1
1FK71035AC711UH3 | SIMOTICS S SYNCHRONOUS SERVOMOTORS 1FK7 COMPACT,36 NM, 100 K, 2000 RPM, 5, 24KW NATURAL AIR COOLING, IM B5 (IM V1, IM V3) POWER/SIGNAL CONNECTORS CONN. CAN BE ROTATED BY 270 DEGR., RESOLVER MULTI-POLE (RESOLVER P=4) WITH DRIVE-CLIQ INTERFACE; PLAIN SHAFT, TOLERANCE N; WITH HOLDING BRAKE DEGREE OF PROTECTION IP64; PAINT FINISH RAL7016 | 3743 | TEM | 1 | MC | 32.002 | 1
1FK71035AC711UH5 | SIMOTICS S SYNCHRONOUS SERVOMOTORS 1FK7 COMPACT,36 NM, 100 K, 2000 RPM, 5, 24KW NATURAL AIR COOLING, IM B5 (IM V1, IM V3) POWER/SIGNAL CONNECTORS CONN. CAN BE ROTATED BY 270 DEGR., RESOLVER MULTI-POLE (RESOLVER P=4) WITH DRIVE-CLIQ INTERFACE; PLAIN SHAFT, TOLERANCE N; WITH HOLDING BRAKE DEGREE OF PROTECTION IP65 AS FLANGE IP67; PAINT FINISH RAL7016 | 3845 | TEM | 1 | MC | 32.002 | 1
1FK71035AC711UH8 | SIMOTICS S SYNCHRONOUS SERVOMOTORS 1FK7 COMPACT,36 NM, 100 K, 2000 RPM, 5, 24KW NATURAL AIR COOLING, IM B5 (IM V1, IM V3) POWER/SIGNAL CONNECTORS CONN. CAN BE ROTATED BY 270 DEGR., RESOLVER MULTI-POLE (RESOLVER P=4) WITH DRIVE-CLIQ INTERFACE; PLAIN SHAFT, TOLERANCE N; WITH HOLDING BRAKE DEGREE OF PROTECTION IP65 IP67 D-END FLANGE; RAL7016 COATING; METALLIC RATING PLATE AT MOTOR | 3954 | TEM | 1 | MC | 32.002 | 1
1FK71035AF711AA0 | SIMOTICS S SYNCHRONOUS SERVOMOTORS 1FK7 COMPACT,36 NM, 100 K, 3000 RPM, 4,40KW NATURAL AIR COOLING, IM B5 (IM V1, IM V3) POWER/SIGNAL CONNECTORS CONN. CAN BE ROTATED BY 270 DEGR., INCREM. ENCODER, SIN/COS 1 VPP 2048 P/REV (ENCODER I-2048); SHAFT WITH FITTED KEY, TOLERANCE N; W/O HOLDING BRAKE DEGREE OF PROTECTION IP64 | 3716 | TEM | 1 | MC | 29.003 | 1
1FK71035AF711AA2 | SIMOTICS S SYNCHRONOUS SERVOMOTORS 1FK7 COMPACT,36 NM, 100 K, 3000 RPM, 4,40KW NATURAL AIR COOLING, IM B5 (IM V1, IM V3) POWER/SIGNAL CONNECTORS CONN. CAN BE ROTATED BY 270 DEGR., INCREM. ENCODER, SIN/COS 1 VPP 2048 P/REV (ENCODER I-2048); SHAFT WITH FITTED KEY, TOLERANCE N; W/O HOLDING BRAKE DEGREE OF PROTECTION IP65 FLANGE ON DRIVE END IP67 | 3817 | TEM | 1 | MC | 29.003 | 1
1FK71035AF711AA3 | SIMOTICS S SYNCHRONOUS SERVOMOTORS 1FK7 COMPACT,36 NM, 100 K, 3000 RPM, 4,40KW NATURAL AIR COOLING, IM B5 (IM V1, IM V3) POWER/SIGNAL CONNECTORS CONN. CAN BE ROTATED BY 270 DEGR., INCREM. ENCODER, SIN/COS 1 VPP 2048 P/REV (ENCODER I-2048); SHAFT WITH FITTED KEY, TOLERANCE N; W/O HOLDING BRAKE DEGREE OF PROTECTION IP64; PAINT FINISH RAL7016 | 3765 | TEM | 1 | MC | 29.003 | 1
1FK71035AF711AA5 | SIMOTICS S SYNCHRONOUS SERVOMOTORS 1FK7 COMPACT,36 NM, 100 K, 3000 RPM, 4,40KW NATURAL AIR COOLING, IM B5 (IM V1, IM V3) POWER/SIGNAL CONNECTORS CONN. CAN BE ROTATED BY 270 DEGR., INCREM. ENCODER, SIN/COS 1 VPP 2048 P/REV (ENCODER I-2048); SHAFT WITH FITTED KEY, TOLERANCE N; W/O HOLDING BRAKE DEGREE OF PROTECTION IP65 AS FLANGE IP67; PAINT FINISH RAL7016 | 3867 | TEM | 1 | MC | 29.003 | 1
1FK71035AF711AA8 | SIMOTICS S SYNCHRONOUS SERVOMOTORS 1FK7 COMPACT,36 NM, 100 K, 3000 RPM, 4,40KW NATURAL AIR COOLING, IM B5 (IM V1, IM V3) POWER/SIGNAL CONNECTORS CONN. CAN BE ROTATED BY 270 DEGR., INCREM. ENCODER, SIN/COS 1 VPP 2048 P/REV (ENCODER I-2048); SHAFT WITH FITTED KEY, TOLERANCE N; W/O HOLDING BRAKE DEGREE OF PROTECTION IP65 IP67 D-END FLANGE; RAL7016 COATING; METALLIC RATING PLATE AT MOTOR | 3975 | TEM | 1 | MC | 29.003 | 1
1FK71035AF711AB0 | SIMOTICS S SYNCHRONOUS SERVOMOTORS 1FK7 COMPACT,36 NM, 100 K, 3000 RPM, 4,40KW NATURAL AIR COOLING, IM B5 (IM V1, IM V3) POWER/SIGNAL CONNECTORS CONN. CAN BE ROTATED BY 270 DEGR., INCREM. ENCODER, SIN/COS 1 VPP 2048 P/REV (ENCODER I-2048); SHAFT WITH FITTED KEY, TOLERANCE N; WITH HOLDING BRAKE DEGREE OF PROTECTION IP64 | 4162 | TEM | 1 | MC | 32.002 | 1
1FK71035AF711AB2 | SIMOTICS S SYNCHRONOUS SERVOMOTORS 1FK7 COMPACT,36 NM, 100 K, 3000 RPM, 4,40KW NATURAL AIR COOLING, IM B5 (IM V1, IM V3) POWER/SIGNAL CONNECTORS CONN. CAN BE ROTATED BY 270 DEGR., INCREM. ENCODER, SIN/COS 1 VPP 2048 P/REV (ENCODER I-2048); SHAFT WITH FITTED KEY, TOLERANCE N; WITH HOLDING BRAKE DEGREE OF PROTECTION IP65 FLANGE ON DRIVE END IP67 | 4264 | TEM | 1 | MC | 32.002 | 1
1FK71035AF711AB3 | SIMOTICS S SYNCHRONOUS SERVOMOTORS 1FK7 COMPACT,36 NM, 100 K, 3000 RPM, 4,40KW NATURAL AIR COOLING, IM B5 (IM V1, IM V3) POWER/SIGNAL CONNECTORS CONN. CAN BE ROTATED BY 270 DEGR., INCREM. ENCODER, SIN/COS 1 VPP 2048 P/REV (ENCODER I-2048); SHAFT WITH FITTED KEY, TOLERANCE N; WITH HOLDING BRAKE DEGREE OF PROTECTION IP64; PAINT FINISH RAL7016 | 4212 | TEM | 1 | MC | 32.002 | 1
1FK71035AF711AB5 | SIMOTICS S SYNCHRONOUS SERVOMOTORS 1FK7 COMPACT,36 NM, 100 K, 3000 RPM, 4,40KW NATURAL AIR COOLING, IM B5 (IM V1, IM V3) POWER/SIGNAL CONNECTORS CONN. CAN BE ROTATED BY 270 DEGR., INCREM. ENCODER, SIN/COS 1 VPP 2048 P/REV (ENCODER I-2048); SHAFT WITH FITTED KEY, TOLERANCE N; WITH HOLDING BRAKE DEGREE OF PROTECTION IP65 AS FLANGE IP67; PAINT FINISH RAL7016 | 4313 | TEM | 1 | MC | 32.002 | 1
1FK71035AF711AB8 | SIMOTICS S SYNCHRONOUS SERVOMOTORS 1FK7 COMPACT,36 NM, 100 K, 3000 RPM, 4,40KW NATURAL AIR COOLING, IM B5 (IM V1, IM V3) POWER/SIGNAL CONNECTORS CONN. CAN BE ROTATED BY 270 DEGR., INCREM. ENCODER, SIN/COS 1 VPP 2048 P/REV (ENCODER I-2048); SHAFT WITH FITTED KEY, TOLERANCE N; WITH HOLDING BRAKE DEGREE OF PROTECTION IP65 IP67 D-END FLANGE; RAL7016 COATING; METALLIC RATING PLATE AT MOTOR | 4422 | TEM | 1 | MC | 32.002 | 1
1FK71035AF711AG0 | SIMOTICS S SYNCHRONOUS SERVOMOTORS 1FK7 COMPACT,36 NM, 100 K, 3000 RPM, 4,40KW NATURAL AIR COOLING, IM B5 (IM V1, IM V3) POWER/SIGNAL CONNECTORS CONN. CAN BE ROTATED BY 270 DEGR., INCREM. ENCODER, SIN/COS 1 VPP 2048 P/REV (ENCODER I-2048); PLAIN SHAFT, TOLERANCE N; W/O HOLDING BRAKE DEGREE OF PROTECTION IP64 | 3622 | TEM | 1 | MC | 29.003 | 1
1FK71035AF711AG2 | SIMOTICS S SYNCHRONOUS SERVOMOTORS 1FK7 COMPACT,36 NM, 100 K, 3000 RPM, 4,40KW NATURAL AIR COOLING, IM B5 (IM V1, IM V3) POWER/SIGNAL CONNECTORS CONN. CAN BE ROTATED BY 270 DEGR., INCREM. ENCODER, SIN/COS 1 VPP 2048 P/REV (ENCODER I-2048); PLAIN SHAFT, TOLERANCE N; W/O HOLDING BRAKE DEGREE OF PROTECTION IP65 FLANGE ON DRIVE END IP67 | 3724 | TEM | 1 | MC | 29.003 | 1
1FK71035AF711AG3 | SIMOTICS S SYNCHRONOUS SERVOMOTORS 1FK7 COMPACT,36 NM, 100 K, 3000 RPM, 4,40KW NATURAL AIR COOLING, IM B5 (IM V1, IM V3) POWER/SIGNAL CONNECTORS CONN. CAN BE ROTATED BY 270 DEGR., INCREM. ENCODER, SIN/COS 1 VPP 2048 P/REV (ENCODER I-2048); PLAIN SHAFT, TOLERANCE N; W/O HOLDING BRAKE DEGREE OF PROTECTION IP64; PAINT FINISH RAL7016 | 3671 | TEM | 1 | MC | 29.003 | 1
1FK71035AF711AG5 | SIMOTICS S SYNCHRONOUS SERVOMOTORS 1FK7 COMPACT,36 NM, 100 K, 3000 RPM, 4,40KW NATURAL AIR COOLING, IM B5 (IM V1, IM V3) POWER/SIGNAL CONNECTORS CONN. CAN BE ROTATED BY 270 DEGR., INCREM. ENCODER, SIN/COS 1 VPP 2048 P/REV (ENCODER I-2048); PLAIN SHAFT, TOLERANCE N; W/O HOLDING BRAKE DEGREE OF PROTECTION IP65 AS FLANGE IP67; PAINT FINISH RAL7016 | 3773 | TEM | 1 | MC | 29.003 | 1
1FK71035AF711AG8 | SIMOTICS S SYNCHRONOUS SERVOMOTORS 1FK7 COMPACT,36 NM, 100 K, 3000 RPM, 4,40KW NATURAL AIR COOLING, IM B5 (IM V1, IM V3) POWER/SIGNAL CONNECTORS CONN. CAN BE ROTATED BY 270 DEGR., INCREM. ENCODER, SIN/COS 1 VPP 2048 P/REV (ENCODER I-2048); PLAIN SHAFT, TOLERANCE N; W/O HOLDING BRAKE DEGREE OF PROTECTION IP65 IP67 D-END FLANGE; RAL7016 COATING; METALLIC RATING PLATE AT MOTOR | 3881 | TEM | 1 | MC | 29.003 | 1
1FK71035AF711AH0 | SIMOTICS S SYNCHRONOUS SERVOMOTORS 1FK7 COMPACT,36 NM, 100 K, 3000 RPM, 4,40KW NATURAL AIR COOLING, IM B5 (IM V1, IM V3) POWER/SIGNAL CONNECTORS CONN. CAN BE ROTATED BY 270 DEGR., INCREM. ENCODER, SIN/COS 1 VPP 2048 P/REV (ENCODER I-2048); PLAIN SHAFT, TOLERANCE N; WITH HOLDING BRAKE DEGREE OF PROTECTION IP64 | 4069 | TEM | 1 | MC | 32.002 | 1
1FK71035AF711AH2 | SIMOTICS S SYNCHRONOUS SERVOMOTORS 1FK7 COMPACT,36 NM, 100 K, 3000 RPM, 4,40KW NATURAL AIR COOLING, IM B5 (IM V1, IM V3) POWER/SIGNAL CONNECTORS CONN. CAN BE ROTATED BY 270 DEGR., INCREM. ENCODER, SIN/COS 1 VPP 2048 P/REV (ENCODER I-2048); PLAIN SHAFT, TOLERANCE N; WITH HOLDING BRAKE DEGREE OF PROTECTION IP65 FLANGE ON DRIVE END IP67 | 4170 | TEM | 1 | MC | 32.002 | 1
1FK71035AF711AH3 | SIMOTICS S SYNCHRONOUS SERVOMOTORS 1FK7 COMPACT,36 NM, 100 K, 3000 RPM, 4,40KW NATURAL AIR COOLING, IM B5 (IM V1, IM V3) POWER/SIGNAL CONNECTORS CONN. CAN BE ROTATED BY 270 DEGR., INCREM. ENCODER, SIN/COS 1 VPP 2048 P/REV (ENCODER I-2048); PLAIN SHAFT, TOLERANCE N; WITH HOLDING BRAKE DEGREE OF PROTECTION IP64; PAINT FINISH RAL7016 | 4118 | TEM | 1 | MC | 32.002 | 1
1FK71035AF711AH5 | SIMOTICS S SYNCHRONOUS SERVOMOTORS 1FK7 COMPACT,36 NM, 100 K, 3000 RPM, 4,40KW NATURAL AIR COOLING, IM B5 (IM V1, IM V3) POWER/SIGNAL CONNECTORS CONN. CAN BE ROTATED BY 270 DEGR., INCREM. ENCODER, SIN/COS 1 VPP 2048 P/REV (ENCODER I-2048); PLAIN SHAFT, TOLERANCE N; WITH HOLDING BRAKE DEGREE OF PROTECTION IP65 AS FLANGE IP67; PAINT FINISH RAL7016 | 4220 | TEM | 1 | MC | 32.002 | 1
1FK71035AF711AH8 | SIMOTICS S SYNCHRONOUS SERVOMOTORS 1FK7 COMPACT,36 NM, 100 K, 3000 RPM, 4,40KW NATURAL AIR COOLING, IM B5 (IM V1, IM V3) POWER/SIGNAL CONNECTORS CONN. CAN BE ROTATED BY 270 DEGR., INCREM. ENCODER, SIN/COS 1 VPP 2048 P/REV (ENCODER I-2048); PLAIN SHAFT, TOLERANCE N; WITH HOLDING BRAKE DEGREE OF PROTECTION IP65 IP67 D-END FLANGE; RAL7016 COATING; METALLIC RATING PLATE AT MOTOR | 4328 | TEM | 1 | MC | 32.002 | 1
1FK71035AF711DA0 | SIMOTICS S SYNCHRONOUS SERVOMOTORS 1FK7 COMPACT,36 NM, 100 K, 3000 RPM, 4,40KW NATURAL AIR COOLING, IM B5 (IM V1, IM V3) POWER/SIGNAL CONNECTORS CONN. CAN BE ROTATED BY 270 DEGR., INCREMENTAL ENCODER 2048 P/REV (ENCODER I-2048) WITH DRIVE-CLIQ INTERFACE; SHAFT WITH FITTED KEY, TOLERANCE N; W/O HOLDING BRAKE DEGREE OF PROTECTION IP64 | 3978 | TEM | 1 | MC | 29.003 | 1
1FK71035AF711DA2 | SIMOTICS S SYNCHRONOUS SERVOMOTORS 1FK7 COMPACT,36 NM, 100 K, 3000 RPM, 4,40KW NATURAL AIR COOLING, IM B5 (IM V1, IM V3) POWER/SIGNAL CONNECTORS CONN. CAN BE ROTATED BY 270 DEGR., INCREMENTAL ENCODER 2048 P/REV (ENCODER I-2048) WITH DRIVE-CLIQ INTERFACE; SHAFT WITH FITTED KEY, TOLERANCE N; W/O HOLDING BRAKE DEGREE OF PROTECTION IP65 FLANGE ON DRIVE END IP67 | 4079 | TEM | 1 | MC | 29.003 | 1
1FK71035AF711DA3 | SIMOTICS S SYNCHRONOUS SERVOMOTORS 1FK7 COMPACT,36 NM, 100 K, 3000 RPM, 4,40KW NATURAL AIR COOLING, IM B5 (IM V1, IM V3) POWER/SIGNAL CONNECTORS CONN. CAN BE ROTATED BY 270 DEGR., INCREMENTAL ENCODER 2048 P/REV (ENCODER I-2048) WITH DRIVE-CLIQ INTERFACE; SHAFT WITH FITTED KEY, TOLERANCE N; W/O HOLDING BRAKE DEGREE OF PROTECTION IP64; PAINT FINISH RAL7016 | 4027 | TEM | 1 | MC | 29.003 | 1
1FK71035AF711DA5 | SIMOTICS S SYNCHRONOUS SERVOMOTORS 1FK7 COMPACT,36 NM, 100 K, 3000 RPM, 4,40KW NATURAL AIR COOLING, IM B5 (IM V1, IM V3) POWER/SIGNAL CONNECTORS CONN. CAN BE ROTATED BY 270 DEGR., INCREMENTAL ENCODER 2048 P/REV (ENCODER I-2048) WITH DRIVE-CLIQ INTERFACE; SHAFT WITH FITTED KEY, TOLERANCE N; W/O HOLDING BRAKE DEGREE OF PROTECTION IP65 AS FLANGE IP67; PAINT FINISH RAL7016 | 4128 | TEM | 1 | MC | 29.003 | 1
1FK71035AF711DA8 | SIMOTICS S SYNCHRONOUS SERVOMOTORS 1FK7 COMPACT,36 NM, 100 K, 3000 RPM, 4,40KW NATURAL AIR COOLING, IM B5 (IM V1, IM V3) POWER/SIGNAL CONNECTORS CONN. CAN BE ROTATED BY 270 DEGR., INCREMENTAL ENCODER 2048 P/REV (ENCODER I-2048) WITH DRIVE-CLIQ INTERFACE; SHAFT WITH FITTED KEY, TOLERANCE N; W/O HOLDING BRAKE DEGREE OF PROTECTION IP65 IP67 D-END FLANGE; RAL7016 COATING; METALLIC RATING PLATE AT MOTOR | 4237 | TEM | 1 | MC | 29.003 | 1
1FK71035AF711DB0 | SIMOTICS S SYNCHRONOUS SERVOMOTORS 1FK7 COMPACT,36 NM, 100 K, 3000 RPM, 4,40KW NATURAL AIR COOLING, IM B5 (IM V1, IM V3) POWER/SIGNAL CONNECTORS CONN. CAN BE ROTATED BY 270 DEGR., INCREMENTAL ENCODER 2048 P/REV (ENCODER I-2048) WITH DRIVE-CLIQ INTERFACE; SHAFT WITH FITTED KEY, TOLERANCE N; WITH HOLDING BRAKE DEGREE OF PROTECTION IP64 | 4424 | TEM | 1 | MC | 32.002 | 1
1FK71035AF711DB2 | SIMOTICS S SYNCHRONOUS SERVOMOTORS 1FK7 COMPACT,36 NM, 100 K, 3000 RPM, 4,40KW NATURAL AIR COOLING, IM B5 (IM V1, IM V3) POWER/SIGNAL CONNECTORS CONN. CAN BE ROTATED BY 270 DEGR., INCREMENTAL ENCODER 2048 P/REV (ENCODER I-2048) WITH DRIVE-CLIQ INTERFACE; SHAFT WITH FITTED KEY, TOLERANCE N; WITH HOLDING BRAKE DEGREE OF PROTECTION IP65 FLANGE ON DRIVE END IP67 | 4526 | TEM | 1 | MC | 32.002 | 1
1FK71035AF711DB3 | SIMOTICS S SYNCHRONOUS SERVOMOTORS 1FK7 COMPACT,36 NM, 100 K, 3000 RPM, 4,40KW NATURAL AIR COOLING, IM B5 (IM V1, IM V3) POWER/SIGNAL CONNECTORS CONN. CAN BE ROTATED BY 270 DEGR., INCREMENTAL ENCODER 2048 P/REV (ENCODER I-2048) WITH DRIVE-CLIQ INTERFACE; SHAFT WITH FITTED KEY, TOLERANCE N; WITH HOLDING BRAKE DEGREE OF PROTECTION IP64; PAINT FINISH RAL7016 | 4474 | TEM | 1 | MC | 32.002 | 1
1FK71035AF711DB5 | SIMOTICS S SYNCHRONOUS SERVOMOTORS 1FK7 COMPACT,36 NM, 100 K, 3000 RPM, 4,40KW NATURAL AIR COOLING, IM B5 (IM V1, IM V3) POWER/SIGNAL CONNECTORS CONN. CAN BE ROTATED BY 270 DEGR., INCREMENTAL ENCODER 2048 P/REV (ENCODER I-2048) WITH DRIVE-CLIQ INTERFACE; SHAFT WITH FITTED KEY, TOLERANCE N; WITH HOLDING BRAKE DEGREE OF PROTECTION IP65 AS FLANGE IP67; PAINT FINISH RAL7016 | 4575 | TEM | 1 | MC | 32.002 | 1
1FK71035AF711DB8 | SIMOTICS S SYNCHRONOUS SERVOMOTORS 1FK7 COMPACT,36 NM, 100 K, 3000 RPM, 4,40KW NATURAL AIR COOLING, IM B5 (IM V1, IM V3) POWER/SIGNAL CONNECTORS CONN. CAN BE ROTATED BY 270 DEGR., INCREMENTAL ENCODER 2048 P/REV (ENCODER I-2048) WITH DRIVE-CLIQ INTERFACE; SHAFT WITH FITTED KEY, TOLERANCE N; WITH HOLDING BRAKE DEGREE OF PROTECTION IP65 IP67 D-END FLANGE; RAL7016 COATING; METALLIC RATING PLATE AT MOTOR | 4684 | TEM | 1 | MC | 32.002 | 1
1FK71035AF711DG0 | SIMOTICS S SYNCHRONOUS SERVOMOTORS 1FK7 COMPACT,36 NM, 100 K, 3000 RPM, 4,40KW NATURAL AIR COOLING, IM B5 (IM V1, IM V3) POWER/SIGNAL CONNECTORS CONN. CAN BE ROTATED BY 270 DEGR., INCREMENTAL ENCODER 2048 P/REV (ENCODER I-2048) WITH DRIVE-CLIQ INTERFACE; PLAIN SHAFT, TOLERANCE N; W/O HOLDING BRAKE DEGREE OF PROTECTION IP64 | 3884 | TEM | 1 | MC | 29.003 | 1
1FK71035AF711DG2 | SIMOTICS S SYNCHRONOUS SERVOMOTORS 1FK7 COMPACT,36 NM, 100 K, 3000 RPM, 4,40KW NATURAL AIR COOLING, IM B5 (IM V1, IM V3) POWER/SIGNAL CONNECTORS CONN. CAN BE ROTATED BY 270 DEGR., INCREMENTAL ENCODER 2048 P/REV (ENCODER I-2048) WITH DRIVE-CLIQ INTERFACE; PLAIN SHAFT, TOLERANCE N; W/O HOLDING BRAKE DEGREE OF PROTECTION IP65 FLANGE ON DRIVE END IP67 | 3985 | TEM | 1 | MC | 29.003 | 1
1FK71035AF711DG3 | SIMOTICS S SYNCHRONOUS SERVOMOTORS 1FK7 COMPACT,36 NM, 100 K, 3000 RPM, 4,40KW NATURAL AIR COOLING, IM B5 (IM V1, IM V3) POWER/SIGNAL CONNECTORS CONN. CAN BE ROTATED BY 270 DEGR., INCREMENTAL ENCODER 2048 P/REV (ENCODER I-2048) WITH DRIVE-CLIQ INTERFACE; PLAIN SHAFT, TOLERANCE N; W/O HOLDING BRAKE DEGREE OF PROTECTION IP64; PAINT FINISH RAL7016 | 3933 | TEM | 1 | MC | 29.003 | 1
1FK71035AF711DG5 | SIMOTICS S SYNCHRONOUS SERVOMOTORS 1FK7 COMPACT,36 NM, 100 K, 3000 RPM, 4,40KW NATURAL AIR COOLING, IM B5 (IM V1, IM V3) POWER/SIGNAL CONNECTORS CONN. CAN BE ROTATED BY 270 DEGR., INCREMENTAL ENCODER 2048 P/REV (ENCODER I-2048) WITH DRIVE-CLIQ INTERFACE; PLAIN SHAFT, TOLERANCE N; W/O HOLDING BRAKE DEGREE OF PROTECTION IP65 AS FLANGE IP67; PAINT FINISH RAL7016 | 4035 | TEM | 1 | MC | 29.003 | 1
1FK71035AF711DG8 | SIMOTICS S SYNCHRONOUS SERVOMOTORS 1FK7 COMPACT,36 NM, 100 K, 3000 RPM, 4,40KW NATURAL AIR COOLING, IM B5 (IM V1, IM V3) POWER/SIGNAL CONNECTORS CONN. CAN BE ROTATED BY 270 DEGR., INCREMENTAL ENCODER 2048 P/REV (ENCODER I-2048) WITH DRIVE-CLIQ INTERFACE; PLAIN SHAFT, TOLERANCE N; W/O HOLDING BRAKE DEGREE OF PROTECTION IP65 IP67 D-END FLANGE; RAL7016 COATING; METALLIC RATING PLATE AT MOTOR | 4143 | TEM | 1 | MC | 29.003 | 1
1FK71035AF711DH0 | SIMOTICS S SYNCHRONOUS SERVOMOTORS 1FK7 COMPACT,36 NM, 100 K, 3000 RPM, 4,40KW NATURAL AIR COOLING, IM B5 (IM V1, IM V3) POWER/SIGNAL CONNECTORS CONN. CAN BE ROTATED BY 270 DEGR., INCREMENTAL ENCODER 2048 P/REV (ENCODER I-2048) WITH DRIVE-CLIQ INTERFACE; PLAIN SHAFT, TOLERANCE N; WITH HOLDING BRAKE DEGREE OF PROTECTION IP64 | 4331 | TEM | 1 | MC | 32.002 | 1
1FK71035AF711DH2 | SIMOTICS S SYNCHRONOUS SERVOMOTORS 1FK7 COMPACT,36 NM, 100 K, 3000 RPM, 4,40KW NATURAL AIR COOLING, IM B5 (IM V1, IM V3) POWER/SIGNAL CONNECTORS CONN. CAN BE ROTATED BY 270 DEGR., INCREMENTAL ENCODER 2048 P/REV (ENCODER I-2048) WITH DRIVE-CLIQ INTERFACE; PLAIN SHAFT, TOLERANCE N; WITH HOLDING BRAKE DEGREE OF PROTECTION IP65 FLANGE ON DRIVE END IP67 | 4432 | TEM | 1 | MC | 32.002 | 1
1FK71035AF711DH3 | SIMOTICS S SYNCHRONOUS SERVOMOTORS 1FK7 COMPACT,36 NM, 100 K, 3000 RPM, 4,40KW NATURAL AIR COOLING, IM B5 (IM V1, IM V3) POWER/SIGNAL CONNECTORS CONN. CAN BE ROTATED BY 270 DEGR., INCREMENTAL ENCODER 2048 P/REV (ENCODER I-2048) WITH DRIVE-CLIQ INTERFACE; PLAIN SHAFT, TOLERANCE N; WITH HOLDING BRAKE DEGREE OF PROTECTION IP64; PAINT FINISH RAL7016 | 4380 | TEM | 1 | MC | 32.002 | 1
1FK71035AF711DH5 | SIMOTICS S SYNCHRONOUS SERVOMOTORS 1FK7 COMPACT,36 NM, 100 K, 3000 RPM, 4,40KW NATURAL AIR COOLING, IM B5 (IM V1, IM V3) POWER/SIGNAL CONNECTORS CONN. CAN BE ROTATED BY 270 DEGR., INCREMENTAL ENCODER 2048 P/REV (ENCODER I-2048) WITH DRIVE-CLIQ INTERFACE; PLAIN SHAFT, TOLERANCE N; WITH HOLDING BRAKE DEGREE OF PROTECTION IP65 AS FLANGE IP67; PAINT FINISH RAL7016 | 4481 | TEM | 1 | MC | 32.002 | 1
1FK71035AF711DH8 | SIMOTICS S SYNCHRONOUS SERVOMOTORS 1FK7 COMPACT,36 NM, 100 K, 3000 RPM, 4,40KW NATURAL AIR COOLING, IM B5 (IM V1, IM V3) POWER/SIGNAL CONNECTORS CONN. CAN BE ROTATED BY 270 DEGR., INCREMENTAL ENCODER 2048 P/REV (ENCODER I-2048) WITH DRIVE-CLIQ INTERFACE; PLAIN SHAFT, TOLERANCE N; WITH HOLDING BRAKE DEGREE OF PROTECTION IP65 IP67 D-END FLANGE; RAL7016 COATING; METALLIC RATING PLATE AT MOTOR | 4590 | TEM | 1 | MC | 32.002 | 1
1FK71035AF711EA0 | SIMOTICS S SYNCHRONOUS SERVOMOTORS 1FK7 COMPACT,36 NM, 100 K, 3000 RPM, 4,40KW NATURAL AIR COOLING, IM B5 (IM V1, IM V3) POWER/SIGNAL CONNECTORS CONN. CAN BE ROTATED BY 270 DEGR., ABSOLUTE ENCODER ENDAT 2048 P/REV (ENCODER A-2048); PERFORMANCE REDUCTION BY 10% DUE TO ABSOLUTE ENCODER; SHAFT WITH FITTED KEY, TOLERANCE N; W/O HOLDING BRAKE DEGREE OF PROTECTION IP64 | 4119 | TEM | 1 | MC | 29.003 | 1
1FK71035AF711EA2 | SIMOTICS S SYNCHRONOUS SERVOMOTORS 1FK7 COMPACT,36 NM, 100 K, 3000 RPM, 4,40KW NATURAL AIR COOLING, IM B5 (IM V1, IM V3) POWER/SIGNAL CONNECTORS CONN. CAN BE ROTATED BY 270 DEGR., ABSOLUTE ENCODER ENDAT 2048 P/REV (ENCODER A-2048); PERFORMANCE REDUCTION BY 10% DUE TO ABSOLUTE ENCODER; SHAFT WITH FITTED KEY, TOLERANCE N; W/O HOLDING BRAKE DEGREE OF PROTECTION IP65 FLANGE ON DRIVE END IP67 | 4221 | TEM | 1 | MC | 29.003 | 1
1FK71035AF711EA3 | SIMOTICS S SYNCHRONOUS SERVOMOTORS 1FK7 COMPACT,36 NM, 100 K, 3000 RPM, 4,40KW NATURAL AIR COOLING, IM B5 (IM V1, IM V3) POWER/SIGNAL CONNECTORS CONN. CAN BE ROTATED BY 270 DEGR., ABSOLUTE ENCODER ENDAT 2048 P/REV (ENCODER A-2048); PERFORMANCE REDUCTION BY 10% DUE TO ABSOLUTE ENCODER; SHAFT WITH FITTED KEY, TOLERANCE N; W/O HOLDING BRAKE DEGREE OF PROTECTION IP64; PAINT FINISH RAL7016 | 4168 | TEM | 1 | MC | 29.003 | 1
1FK71035AF711EA5 | SIMOTICS S SYNCHRONOUS SERVOMOTORS 1FK7 COMPACT,36 NM, 100 K, 3000 RPM, 4,40KW NATURAL AIR COOLING, IM B5 (IM V1, IM V3) POWER/SIGNAL CONNECTORS CONN. CAN BE ROTATED BY 270 DEGR., ABSOLUTE ENCODER ENDAT 2048 P/REV (ENCODER A-2048); PERFORMANCE REDUCTION BY 10% DUE TO ABSOLUTE ENCODER; SHAFT WITH FITTED KEY, TOLERANCE N; W/O HOLDING BRAKE DEGREE OF PROTECTION IP65 AS FLANGE IP67; PAINT FINISH RAL7016 | 4270 | TEM | 1 | MC | 29.003 | 1
1FK71035AF711EA8 | SIMOTICS S SYNCHRONOUS SERVOMOTORS 1FK7 COMPACT,36 NM, 100 K, 3000 RPM, 4,40KW NATURAL AIR COOLING, IM B5 (IM V1, IM V3) POWER/SIGNAL CONNECTORS CONN. CAN BE ROTATED BY 270 DEGR., ABSOLUTE ENCODER ENDAT 2048 P/REV (ENCODER A-2048); PERFORMANCE REDUCTION BY 10% DUE TO ABSOLUTE ENCODER; SHAFT WITH FITTED KEY, TOLERANCE N; W/O HOLDING BRAKE DEGREE OF PROTECTION IP65 IP67 D-END FLANGE; RAL7016 COATING; METALLIC RATING PLATE AT MOTOR | 4379 | TEM | 1 | MC | 29.003 | 1
1FK71035AF711EB0 | SIMOTICS S SYNCHRONOUS SERVOMOTORS 1FK7 COMPACT,36 NM, 100 K, 3000 RPM, 4,40KW NATURAL AIR COOLING, IM B5 (IM V1, IM V3) POWER/SIGNAL CONNECTORS CONN. CAN BE ROTATED BY 270 DEGR., ABSOLUTE ENCODER ENDAT 2048 P/REV (ENCODER A-2048); PERFORMANCE REDUCTION BY 10% DUE TO ABSOLUTE ENCODER; SHAFT WITH FITTED KEY, TOLERANCE N; WITH HOLDING BRAKE DEGREE OF PROTECTION IP64 | 4566 | TEM | 1 | MC | 32.002 | 1
1FK71035AF711EB2 | SIMOTICS S SYNCHRONOUS SERVOMOTORS 1FK7 COMPACT,36 NM, 100 K, 3000 RPM, 4,40KW NATURAL AIR COOLING, IM B5 (IM V1, IM V3) POWER/SIGNAL CONNECTORS CONN. CAN BE ROTATED BY 270 DEGR., ABSOLUTE ENCODER ENDAT 2048 P/REV (ENCODER A-2048); PERFORMANCE REDUCTION BY 10% DUE TO ABSOLUTE ENCODER; SHAFT WITH FITTED KEY, TOLERANCE N; WITH HOLDING BRAKE DEGREE OF PROTECTION IP65 FLANGE ON DRIVE END IP67 | 4668 | TEM | 1 | MC | 32.002 | 1
1FK71035AF711EB3 | SIMOTICS S SYNCHRONOUS SERVOMOTORS 1FK7 COMPACT,36 NM, 100 K, 3000 RPM, 4,40KW NATURAL AIR COOLING, IM B5 (IM V1, IM V3) POWER/SIGNAL CONNECTORS CONN. CAN BE ROTATED BY 270 DEGR., ABSOLUTE ENCODER ENDAT 2048 P/REV (ENCODER A-2048); PERFORMANCE REDUCTION BY 10% DUE TO ABSOLUTE ENCODER; SHAFT WITH FITTED KEY, TOLERANCE N; WITH HOLDING BRAKE DEGREE OF PROTECTION IP64; PAINT FINISH RAL7016 | 4615 | TEM | 1 | MC | 32.002 | 1
1FK71035AF711EB5 | SIMOTICS S SYNCHRONOUS SERVOMOTORS 1FK7 COMPACT,36 NM, 100 K, 3000 RPM, 4,40KW NATURAL AIR COOLING, IM B5 (IM V1, IM V3) POWER/SIGNAL CONNECTORS CONN. CAN BE ROTATED BY 270 DEGR., ABSOLUTE ENCODER ENDAT 2048 P/REV (ENCODER A-2048); PERFORMANCE REDUCTION BY 10% DUE TO ABSOLUTE ENCODER; SHAFT WITH FITTED KEY, TOLERANCE N; WITH HOLDING BRAKE DEGREE OF PROTECTION IP65 AS FLANGE IP67; PAINT FINISH RAL7016 | 4717 | TEM | 1 | MC | 32.002 | 1
1FK71035AF711EB8 | SIMOTICS S SYNCHRONOUS SERVOMOTORS 1FK7 COMPACT,36 NM, 100 K, 3000 RPM, 4,40KW NATURAL AIR COOLING, IM B5 (IM V1, IM V3) POWER/SIGNAL CONNECTORS CONN. CAN BE ROTATED BY 270 DEGR., ABSOLUTE ENCODER ENDAT 2048 P/REV (ENCODER A-2048); PERFORMANCE REDUCTION BY 10% DUE TO ABSOLUTE ENCODER; SHAFT WITH FITTED KEY, TOLERANCE N; WITH HOLDING BRAKE DEGREE OF PROTECTION IP65 IP67 D-END FLANGE; RAL7016 COATING; METALLIC RATING PLATE AT MOTOR | 4825 | TEM | 1 | MC | 32.002 | 1
1FK71035AF711EG0 | SIMOTICS S SYNCHRONOUS SERVOMOTORS 1FK7 COMPACT,36 NM, 100 K, 3000 RPM, 4,40KW NATURAL AIR COOLING, IM B5 (IM V1, IM V3) POWER/SIGNAL CONNECTORS CONN. CAN BE ROTATED BY 270 DEGR., ABSOLUTE ENCODER ENDAT 2048 P/REV (ENCODER A-2048); PERFORMANCE REDUCTION BY 10% DUE TO ABSOLUTE ENCODER; PLAIN SHAFT, TOLERANCE N; W/O HOLDING BRAKE DEGREE OF PROTECTION IP64 | 4026 | TEM | 1 | MC | 29.003 | 1
1FK71035AF711EG2 | SIMOTICS S SYNCHRONOUS SERVOMOTORS 1FK7 COMPACT,36 NM, 100 K, 3000 RPM, 4,40KW NATURAL AIR COOLING, IM B5 (IM V1, IM V3) POWER/SIGNAL CONNECTORS CONN. CAN BE ROTATED BY 270 DEGR., ABSOLUTE ENCODER ENDAT 2048 P/REV (ENCODER A-2048); PERFORMANCE REDUCTION BY 10% DUE TO ABSOLUTE ENCODER; PLAIN SHAFT, TOLERANCE N; W/O HOLDING BRAKE DEGREE OF PROTECTION IP65 FLANGE ON DRIVE END IP67 | 4127 | TEM | 1 | MC | 29.003 | 1
1FK71035AF711EG3 | SIMOTICS S SYNCHRONOUS SERVOMOTORS 1FK7 COMPACT,36 NM, 100 K, 3000 RPM, 4,40KW NATURAL AIR COOLING, IM B5 (IM V1, IM V3) POWER/SIGNAL CONNECTORS CONN. CAN BE ROTATED BY 270 DEGR., ABSOLUTE ENCODER ENDAT 2048 P/REV (ENCODER A-2048); PERFORMANCE REDUCTION BY 10% DUE TO ABSOLUTE ENCODER; PLAIN SHAFT, TOLERANCE N; W/O HOLDING BRAKE DEGREE OF PROTECTION IP64; PAINT FINISH RAL7016 | 4075 | TEM | 1 | MC | 29.003 | 1
1FK71035AF711EG5 | SIMOTICS S SYNCHRONOUS SERVOMOTORS 1FK7 COMPACT,36 NM, 100 K, 3000 RPM, 4,40KW NATURAL AIR COOLING, IM B5 (IM V1, IM V3) POWER/SIGNAL CONNECTORS CONN. CAN BE ROTATED BY 270 DEGR., ABSOLUTE ENCODER ENDAT 2048 P/REV (ENCODER A-2048); PERFORMANCE REDUCTION BY 10% DUE TO ABSOLUTE ENCODER; PLAIN SHAFT, TOLERANCE N; W/O HOLDING BRAKE DEGREE OF PROTECTION IP65 AS FLANGE IP67; PAINT FINISH RAL7016 | 4176 | TEM | 1 | MC | 29.003 | 1
1FK71035AF711EG8 | SIMOTICS S SYNCHRONOUS SERVOMOTORS 1FK7 COMPACT,36 NM, 100 K, 3000 RPM, 4,40KW NATURAL AIR COOLING, IM B5 (IM V1, IM V3) POWER/SIGNAL CONNECTORS CONN. CAN BE ROTATED BY 270 DEGR., ABSOLUTE ENCODER ENDAT 2048 P/REV (ENCODER A-2048); PERFORMANCE REDUCTION BY 10% DUE TO ABSOLUTE ENCODER; PLAIN SHAFT, TOLERANCE N; W/O HOLDING BRAKE DEGREE OF PROTECTION IP65 IP67 D-END FLANGE; RAL7016 COATING; METALLIC RATING PLATE AT MOTOR | 4285 | TEM | 1 | MC | 29.003 | 1
1FK71035AF711EH0 | SIMOTICS S SYNCHRONOUS SERVOMOTORS 1FK7 COMPACT,36 NM, 100 K, 3000 RPM, 4,40KW NATURAL AIR COOLING, IM B5 (IM V1, IM V3) POWER/SIGNAL CONNECTORS CONN. CAN BE ROTATED BY 270 DEGR., ABSOLUTE ENCODER ENDAT 2048 P/REV (ENCODER A-2048); PERFORMANCE REDUCTION BY 10% DUE TO ABSOLUTE ENCODER; PLAIN SHAFT, TOLERANCE N; WITH HOLDING BRAKE DEGREE OF PROTECTION IP64 | 4472 | TEM | 1 | MC | 32.002 | 1
1FK71035AF711EH2 | SIMOTICS S SYNCHRONOUS SERVOMOTORS 1FK7 COMPACT,36 NM, 100 K, 3000 RPM, 4,40KW NATURAL AIR COOLING, IM B5 (IM V1, IM V3) POWER/SIGNAL CONNECTORS CONN. CAN BE ROTATED BY 270 DEGR., ABSOLUTE ENCODER ENDAT 2048 P/REV (ENCODER A-2048); PERFORMANCE REDUCTION BY 10% DUE TO ABSOLUTE ENCODER; PLAIN SHAFT, TOLERANCE N; WITH HOLDING BRAKE DEGREE OF PROTECTION IP65 FLANGE ON DRIVE END IP67 | 4574 | TEM | 1 | MC | 32.002 | 1
1FK71035AF711EH3 | SIMOTICS S SYNCHRONOUS SERVOMOTORS 1FK7 COMPACT,36 NM, 100 K, 3000 RPM, 4,40KW NATURAL AIR COOLING, IM B5 (IM V1, IM V3) POWER/SIGNAL CONNECTORS CONN. CAN BE ROTATED BY 270 DEGR., ABSOLUTE ENCODER ENDAT 2048 P/REV (ENCODER A-2048); PERFORMANCE REDUCTION BY 10% DUE TO ABSOLUTE ENCODER; PLAIN SHAFT, TOLERANCE N; WITH HOLDING BRAKE DEGREE OF PROTECTION IP64; PAINT FINISH RAL7016 | 4522 | TEM | 1 | MC | 32.002 | 1
1FK71035AF711EH5 | SIMOTICS S SYNCHRONOUS SERVOMOTORS 1FK7 COMPACT,36 NM, 100 K, 3000 RPM, 4,40KW NATURAL AIR COOLING, IM B5 (IM V1, IM V3) POWER/SIGNAL CONNECTORS CONN. CAN BE ROTATED BY 270 DEGR., ABSOLUTE ENCODER ENDAT 2048 P/REV (ENCODER A-2048); PERFORMANCE REDUCTION BY 10% DUE TO ABSOLUTE ENCODER; PLAIN SHAFT, TOLERANCE N; WITH HOLDING BRAKE DEGREE OF PROTECTION IP65 AS FLANGE IP67; PAINT FINISH RAL7016 | 4623 | TEM | 1 | MC | 32.002 | 1
1FK71035AF711EH8 | SIMOTICS S SYNCHRONOUS SERVOMOTORS 1FK7 COMPACT,36 NM, 100 K, 3000 RPM, 4,40KW NATURAL AIR COOLING, IM B5 (IM V1, IM V3) POWER/SIGNAL CONNECTORS CONN. CAN BE ROTATED BY 270 DEGR., ABSOLUTE ENCODER ENDAT 2048 P/REV (ENCODER A-2048); PERFORMANCE REDUCTION BY 10% DUE TO ABSOLUTE ENCODER; PLAIN SHAFT, TOLERANCE N; WITH HOLDING BRAKE DEGREE OF PROTECTION IP65 IP67 D-END FLANGE; RAL7016 COATING; METALLIC RATING PLATE AT MOTOR | 4732 | TEM | 1 | MC | 32.002 | 1
1FK71035AF711EV5 | SIMOTICS S SYNCHRONOUS SERVO GEARMOTOR 1FK7 COMPACT, 4,40KW NATURAL COOLING, POWER/ SIGNAL CONNECTOR CONNECTOR CAN BE ROTATED BY 270 DEGR. MOTOR WITH HOLDING BRAKE, GEAR DIRECT MOUNTING ABSOLUTE-VALUE ENCODER (ENDAT) 2048 S/R PERFORMANCE REDUCTION BY 10% DUE TO ABSOLUTE ENCODER; RADIAL SHAFT SEAL, DEGREE OF PROTECTION IP65, PAINT FINISH RAL 7016 | 4458 | TEM | 1 | MC | 29.1 | 1
1FK71035AF711FA0 | SIMOTICS S SYNCHRONOUS SERVOMOTORS 1FK7 COMPACT,36 NM, 100 K, 3000 RPM, 4,40KW NATURAL AIR COOLING, IM B5 (IM V1, IM V3) POWER/SIGNAL CONNECTORS CONN. CAN BE ROTATED BY 270 DEGR., ABSOLUTE ENCODER 2048 P/REV (ENCODER A-2048) WITH DRIVE-CLIQ INTERFACE; PERFORMANCE REDUCTION BY 10% DUE TO ABSOLUTE ENCODER; SHAFT WITH FITTED KEY, TOLERANCE N; W/O HOLDING BRAKE DEGREE OF PROTECTION IP64 | 4379 | TEM | 1 | MC | 29.003 | 1
1FK71035AF711FA2 | SIMOTICS S SYNCHRONOUS SERVOMOTORS 1FK7 COMPACT,36 NM, 100 K, 3000 RPM, 4,40KW NATURAL AIR COOLING, IM B5 (IM V1, IM V3) POWER/SIGNAL CONNECTORS CONN. CAN BE ROTATED BY 270 DEGR., ABSOLUTE ENCODER 2048 P/REV (ENCODER A-2048) WITH DRIVE-CLIQ INTERFACE; PERFORMANCE REDUCTION BY 10% DUE TO ABSOLUTE ENCODER; SHAFT WITH FITTED KEY, TOLERANCE N; W/O HOLDING BRAKE DEGREE OF PROTECTION IP65 FLANGE ON DRIVE END IP67 | 4480 | TEM | 1 | MC | 29.003 | 1
1FK71035AF711FA3 | SIMOTICS S SYNCHRONOUS SERVOMOTORS 1FK7 COMPACT,36 NM, 100 K, 3000 RPM, 4,40KW NATURAL AIR COOLING, IM B5 (IM V1, IM V3) POWER/SIGNAL CONNECTORS CONN. CAN BE ROTATED BY 270 DEGR., ABSOLUTE ENCODER 2048 P/REV (ENCODER A-2048) WITH DRIVE-CLIQ INTERFACE; PERFORMANCE REDUCTION BY 10% DUE TO ABSOLUTE ENCODER; SHAFT WITH FITTED KEY, TOLERANCE N; W/O HOLDING BRAKE DEGREE OF PROTECTION IP64; PAINT FINISH RAL7016 | 4428 | TEM | 1 | MC | 29.003 | 1
1FK71035AF711FA5 | SIMOTICS S SYNCHRONOUS SERVOMOTORS 1FK7 COMPACT,36 NM, 100 K, 3000 RPM, 4,40KW NATURAL AIR COOLING, IM B5 (IM V1, IM V3) POWER/SIGNAL CONNECTORS CONN. CAN BE ROTATED BY 270 DEGR., ABSOLUTE ENCODER 2048 P/REV (ENCODER A-2048) WITH DRIVE-CLIQ INTERFACE; PERFORMANCE REDUCTION BY 10% DUE TO ABSOLUTE ENCODER; SHAFT WITH FITTED KEY, TOLERANCE N; W/O HOLDING BRAKE DEGREE OF PROTECTION IP65 AS FLANGE IP67; PAINT FINISH RAL7016 | 4529 | TEM | 1 | MC | 29.003 | 1
1FK71035AF711FA8 | SIMOTICS S SYNCHRONOUS SERVOMOTORS 1FK7 COMPACT,36 NM, 100 K, 3000 RPM, 4,40KW NATURAL AIR COOLING, IM B5 (IM V1, IM V3) POWER/SIGNAL CONNECTORS CONN. CAN BE ROTATED BY 270 DEGR., ABSOLUTE ENCODER 2048 P/REV (ENCODER A-2048) WITH DRIVE-CLIQ INTERFACE; PERFORMANCE REDUCTION BY 10% DUE TO ABSOLUTE ENCODER; SHAFT WITH FITTED KEY, TOLERANCE N; W/O HOLDING BRAKE DEGREE OF PROTECTION IP65 IP67 D-END FLANGE; RAL7016 COATING; METALLIC RATING PLATE AT MOTOR | 4638 | TEM | 1 | MC | 29.003 | 1
1FK71035AF711FB0 | SIMOTICS S SYNCHRONOUS SERVOMOTORS 1FK7 COMPACT,36 NM, 100 K, 3000 RPM, 4,40KW NATURAL AIR COOLING, IM B5 (IM V1, IM V3) POWER/SIGNAL CONNECTORS CONN. CAN BE ROTATED BY 270 DEGR., ABSOLUTE ENCODER 2048 P/REV (ENCODER A-2048) WITH DRIVE-CLIQ INTERFACE; PERFORMANCE REDUCTION BY 10% DUE TO ABSOLUTE ENCODER; SHAFT WITH FITTED KEY, TOLERANCE N; WITH HOLDING BRAKE DEGREE OF PROTECTION IP64 | 4825 | TEM | 1 | MC | 32.002 | 1
1FK71035AF711FB2 | SIMOTICS S SYNCHRONOUS SERVOMOTORS 1FK7 COMPACT,36 NM, 100 K, 3000 RPM, 4,40KW NATURAL AIR COOLING, IM B5 (IM V1, IM V3) POWER/SIGNAL CONNECTORS CONN. CAN BE ROTATED BY 270 DEGR., ABSOLUTE ENCODER 2048 P/REV (ENCODER A-2048) WITH DRIVE-CLIQ INTERFACE; PERFORMANCE REDUCTION BY 10% DUE TO ABSOLUTE ENCODER; SHAFT WITH FITTED KEY, TOLERANCE N; WITH HOLDING BRAKE DEGREE OF PROTECTION IP65 FLANGE ON DRIVE END IP67 | 4927 | TEM | 1 | MC | 32.002 | 1
1FK71035AF711FB3 | SIMOTICS S SYNCHRONOUS SERVOMOTORS 1FK7 COMPACT,36 NM, 100 K, 3000 RPM, 4,40KW NATURAL AIR COOLING, IM B5 (IM V1, IM V3) POWER/SIGNAL CONNECTORS CONN. CAN BE ROTATED BY 270 DEGR., ABSOLUTE ENCODER 2048 P/REV (ENCODER A-2048) WITH DRIVE-CLIQ INTERFACE; PERFORMANCE REDUCTION BY 10% DUE TO ABSOLUTE ENCODER; SHAFT WITH FITTED KEY, TOLERANCE N; WITH HOLDING BRAKE DEGREE OF PROTECTION IP64; PAINT FINISH RAL7016 | 4875 | TEM | 1 | MC | 32.002 | 1
1FK71035AF711FB5 | SIMOTICS S SYNCHRONOUS SERVOMOTORS 1FK7 COMPACT,36 NM, 100 K, 3000 RPM, 4,40KW NATURAL AIR COOLING, IM B5 (IM V1, IM V3) POWER/SIGNAL CONNECTORS CONN. CAN BE ROTATED BY 270 DEGR., ABSOLUTE ENCODER 2048 P/REV (ENCODER A-2048) WITH DRIVE-CLIQ INTERFACE; PERFORMANCE REDUCTION BY 10% DUE TO ABSOLUTE ENCODER; SHAFT WITH FITTED KEY, TOLERANCE N; WITH HOLDING BRAKE DEGREE OF PROTECTION IP65 AS FLANGE IP67; PAINT FINISH RAL7016 | 4976 | TEM | 1 | MC | 32.002 | 1
1FK71035AF711FB8 | SIMOTICS S SYNCHRONOUS SERVOMOTORS 1FK7 COMPACT,36 NM, 100 K, 3000 RPM, 4,40KW NATURAL AIR COOLING, IM B5 (IM V1, IM V3) POWER/SIGNAL CONNECTORS CONN. CAN BE ROTATED BY 270 DEGR., ABSOLUTE ENCODER 2048 P/REV (ENCODER A-2048) WITH DRIVE-CLIQ INTERFACE; PERFORMANCE REDUCTION BY 10% DUE TO ABSOLUTE ENCODER; SHAFT WITH FITTED KEY, TOLERANCE N; WITH HOLDING BRAKE DEGREE OF PROTECTION IP65 IP67 D-END FLANGE; RAL7016 COATING; METALLIC RATING PLATE AT MOTOR | 5085 | TEM | 1 | MC | 32.002 | 1
1FK71035AF711FG0 | SIMOTICS S SYNCHRONOUS SERVOMOTORS 1FK7 COMPACT,36 NM, 100 K, 3000 RPM, 4,40KW NATURAL AIR COOLING, IM B5 (IM V1, IM V3) POWER/SIGNAL CONNECTORS CONN. CAN BE ROTATED BY 270 DEGR., ABSOLUTE ENCODER 2048 P/REV (ENCODER A-2048) WITH DRIVE-CLIQ INTERFACE; PERFORMANCE REDUCTION BY 10% DUE TO ABSOLUTE ENCODER; PLAIN SHAFT, TOLERANCE N; W/O HOLDING BRAKE DEGREE OF PROTECTION IP64 | 4285 | TEM | 1 | MC | 29.003 | 1
1FK71035AF711FG2 | SIMOTICS S SYNCHRONOUS SERVOMOTORS 1FK7 COMPACT,36 NM, 100 K, 3000 RPM, 4,40KW NATURAL AIR COOLING, IM B5 (IM V1, IM V3) POWER/SIGNAL CONNECTORS CONN. CAN BE ROTATED BY 270 DEGR., ABSOLUTE ENCODER 2048 P/REV (ENCODER A-2048) WITH DRIVE-CLIQ INTERFACE; PERFORMANCE REDUCTION BY 10% DUE TO ABSOLUTE ENCODER; PLAIN SHAFT, TOLERANCE N; W/O HOLDING BRAKE DEGREE OF PROTECTION IP65 FLANGE ON DRIVE END IP67 | 4387 | TEM | 1 | MC | 29.003 | 1
1FK71035AF711FG3 | SIMOTICS S SYNCHRONOUS SERVOMOTORS 1FK7 COMPACT,36 NM, 100 K, 3000 RPM, 4,40KW NATURAL AIR COOLING, IM B5 (IM V1, IM V3) POWER/SIGNAL CONNECTORS CONN. CAN BE ROTATED BY 270 DEGR., ABSOLUTE ENCODER 2048 P/REV (ENCODER A-2048) WITH DRIVE-CLIQ INTERFACE; PERFORMANCE REDUCTION BY 10% DUE TO ABSOLUTE ENCODER; PLAIN SHAFT, TOLERANCE N; W/O HOLDING BRAKE DEGREE OF PROTECTION IP64; PAINT FINISH RAL7016 | 4334 | TEM | 1 | MC | 29.003 | 1
1FK71035AF711FG5 | SIMOTICS S SYNCHRONOUS SERVOMOTORS 1FK7 COMPACT,36 NM, 100 K, 3000 RPM, 4,40KW NATURAL AIR COOLING, IM B5 (IM V1, IM V3) POWER/SIGNAL CONNECTORS CONN. CAN BE ROTATED BY 270 DEGR., ABSOLUTE ENCODER 2048 P/REV (ENCODER A-2048) WITH DRIVE-CLIQ INTERFACE; PERFORMANCE REDUCTION BY 10% DUE TO ABSOLUTE ENCODER; PLAIN SHAFT, TOLERANCE N; W/O HOLDING BRAKE DEGREE OF PROTECTION IP65 AS FLANGE IP67; PAINT FINISH RAL7016 | 4436 | TEM | 1 | MC | 29.003 | 1
1FK71035AF711FG8 | SIMOTICS S SYNCHRONOUS SERVOMOTORS 1FK7 COMPACT,36 NM, 100 K, 3000 RPM, 4,40KW NATURAL AIR COOLING, IM B5 (IM V1, IM V3) POWER/SIGNAL CONNECTORS CONN. CAN BE ROTATED BY 270 DEGR., ABSOLUTE ENCODER 2048 P/REV (ENCODER A-2048) WITH DRIVE-CLIQ INTERFACE; PERFORMANCE REDUCTION BY 10% DUE TO ABSOLUTE ENCODER; PLAIN SHAFT, TOLERANCE N; W/O HOLDING BRAKE DEGREE OF PROTECTION IP65 IP67 D-END FLANGE; RAL7016 COATING; METALLIC RATING PLATE AT MOTOR | 4544 | TEM | 1 | MC | 29.003 | 1
1FK71035AF711FH0 | SIMOTICS S SYNCHRONOUS SERVOMOTORS 1FK7 COMPACT,36 NM, 100 K, 3000 RPM, 4,40KW NATURAL AIR COOLING, IM B5 (IM V1, IM V3) POWER/SIGNAL CONNECTORS CONN. CAN BE ROTATED BY 270 DEGR., ABSOLUTE ENCODER 2048 P/REV (ENCODER A-2048) WITH DRIVE-CLIQ INTERFACE; PERFORMANCE REDUCTION BY 10% DUE TO ABSOLUTE ENCODER; PLAIN SHAFT, TOLERANCE N; WITH HOLDING BRAKE DEGREE OF PROTECTION IP64 | 4732 | TEM | 1 | MC | 32.002 | 1
1FK71035AF711FH2 | SIMOTICS S SYNCHRONOUS SERVOMOTORS 1FK7 COMPACT,36 NM, 100 K, 3000 RPM, 4,40KW NATURAL AIR COOLING, IM B5 (IM V1, IM V3) POWER/SIGNAL CONNECTORS CONN. CAN BE ROTATED BY 270 DEGR., ABSOLUTE ENCODER 2048 P/REV (ENCODER A-2048) WITH DRIVE-CLIQ INTERFACE; PERFORMANCE REDUCTION BY 10% DUE TO ABSOLUTE ENCODER; PLAIN SHAFT, TOLERANCE N; WITH HOLDING BRAKE DEGREE OF PROTECTION IP65 FLANGE ON DRIVE END IP67 | 4833 | TEM | 1 | MC | 32.002 | 1
1FK71035AF711FH3 | SIMOTICS S SYNCHRONOUS SERVOMOTORS 1FK7 COMPACT,36 NM, 100 K, 3000 RPM, 4,40KW NATURAL AIR COOLING, IM B5 (IM V1, IM V3) POWER/SIGNAL CONNECTORS CONN. CAN BE ROTATED BY 270 DEGR., ABSOLUTE ENCODER 2048 P/REV (ENCODER A-2048) WITH DRIVE-CLIQ INTERFACE; PERFORMANCE REDUCTION BY 10% DUE TO ABSOLUTE ENCODER; PLAIN SHAFT, TOLERANCE N; WITH HOLDING BRAKE DEGREE OF PROTECTION IP64; PAINT FINISH RAL7016 | 4781 | TEM | 1 | MC | 32.002 | 1
1FK71035AF711FH5 | SIMOTICS S SYNCHRONOUS SERVOMOTORS 1FK7 COMPACT,36 NM, 100 K, 3000 RPM, 4,40KW NATURAL AIR COOLING, IM B5 (IM V1, IM V3) POWER/SIGNAL CONNECTORS CONN. CAN BE ROTATED BY 270 DEGR., ABSOLUTE ENCODER 2048 P/REV (ENCODER A-2048) WITH DRIVE-CLIQ INTERFACE; PERFORMANCE REDUCTION BY 10% DUE TO ABSOLUTE ENCODER; PLAIN SHAFT, TOLERANCE N; WITH HOLDING BRAKE DEGREE OF PROTECTION IP65 AS FLANGE IP67; PAINT FINISH RAL7016 | 4883 | TEM | 1 | MC | 32.002 | 1
1FK71035AF711FH8 | SIMOTICS S SYNCHRONOUS SERVOMOTORS 1FK7 COMPACT,36 NM, 100 K, 3000 RPM, 4,40KW NATURAL AIR COOLING, IM B5 (IM V1, IM V3) POWER/SIGNAL CONNECTORS CONN. CAN BE ROTATED BY 270 DEGR., ABSOLUTE ENCODER 2048 P/REV (ENCODER A-2048) WITH DRIVE-CLIQ INTERFACE; PERFORMANCE REDUCTION BY 10% DUE TO ABSOLUTE ENCODER; PLAIN SHAFT, TOLERANCE N; WITH HOLDING BRAKE DEGREE OF PROTECTION IP65 IP67 D-END FLANGE; RAL7016 COATING; METALLIC RATING PLATE AT MOTOR | 4991 | TEM | 1 | MC | 32.002 | 1
1FK71035AF711GA0 | SIMOTICS S SYNCHRONOUS SERVOMOTORS 1FK7 COMPACT,36 NM, 100 K, 3000 RPM, 4,40KW NATURAL AIR COOLING, IM B5 (IM V1, IM V3) POWER/SIGNAL CONNECTORS CONN. CAN BE ROTATED BY 270 DEGR., BASIC ABSOLUTE ENCODER 32 P/REV (ENCODER A-32); PERFORMANCE REDUCTION BY 10% DUE TO ABSOLUTE ENCODER; SHAFT WITH FITTED KEY, TOLERANCE N; W/O HOLDING BRAKE DEGREE OF PROTECTION IP64 | 3557 | TEM | 1 | MC | 29.003 | 1
1FK71035AF711GA2 | SIMOTICS S SYNCHRONOUS SERVOMOTORS 1FK7 COMPACT,36 NM, 100 K, 3000 RPM, 4,40KW NATURAL AIR COOLING, IM B5 (IM V1, IM V3) POWER/SIGNAL CONNECTORS CONN. CAN BE ROTATED BY 270 DEGR., BASIC ABSOLUTE ENCODER 32 P/REV (ENCODER A-32); PERFORMANCE REDUCTION BY 10% DUE TO ABSOLUTE ENCODER; SHAFT WITH FITTED KEY, TOLERANCE N; W/O HOLDING BRAKE DEGREE OF PROTECTION IP65 FLANGE ON DRIVE END IP67 | 3659 | TEM | 1 | MC | 29.003 | 1
1FK71035AF711GA3 | SIMOTICS S SYNCHRONOUS SERVOMOTORS 1FK7 COMPACT,36 NM, 100 K, 3000 RPM, 4,40KW NATURAL AIR COOLING, IM B5 (IM V1, IM V3) POWER/SIGNAL CONNECTORS CONN. CAN BE ROTATED BY 270 DEGR., BASIC ABSOLUTE ENCODER 32 P/REV (ENCODER A-32); PERFORMANCE REDUCTION BY 10% DUE TO ABSOLUTE ENCODER; SHAFT WITH FITTED KEY, TOLERANCE N; W/O HOLDING BRAKE DEGREE OF PROTECTION IP64; PAINT FINISH RAL7016 | 3607 | TEM | 1 | MC | 29.003 | 1
1FK71035AF711GA5 | SIMOTICS S SYNCHRONOUS SERVOMOTORS 1FK7 COMPACT,36 NM, 100 K, 3000 RPM, 4,40KW NATURAL AIR COOLING, IM B5 (IM V1, IM V3) POWER/SIGNAL CONNECTORS CONN. CAN BE ROTATED BY 270 DEGR., BASIC ABSOLUTE ENCODER 32 P/REV (ENCODER A-32); PERFORMANCE REDUCTION BY 10% DUE TO ABSOLUTE ENCODER; SHAFT WITH FITTED KEY, TOLERANCE N; W/O HOLDING BRAKE DEGREE OF PROTECTION IP65 AS FLANGE IP67; PAINT FINISH RAL7016 | 3708 | TEM | 1 | MC | 29.003 | 1
1FK71035AF711GA8 | SIMOTICS S SYNCHRONOUS SERVOMOTORS 1FK7 COMPACT,36 NM, 100 K, 3000 RPM, 4,40KW NATURAL AIR COOLING, IM B5 (IM V1, IM V3) POWER/SIGNAL CONNECTORS CONN. CAN BE ROTATED BY 270 DEGR., BASIC ABSOLUTE ENCODER 32 P/REV (ENCODER A-32); PERFORMANCE REDUCTION BY 10% DUE TO ABSOLUTE ENCODER; SHAFT WITH FITTED KEY, TOLERANCE N; W/O HOLDING BRAKE DEGREE OF PROTECTION IP65 IP67 D-END FLANGE; RAL7016 COATING; METALLIC RATING PLATE AT MOTOR | 3817 | TEM | 1 | MC | 29.003 | 1
1FK71035AF711GB0 | SIMOTICS S SYNCHRONOUS SERVOMOTORS 1FK7 COMPACT,36 NM, 100 K, 3000 RPM, 4,40KW NATURAL AIR COOLING, IM B5 (IM V1, IM V3) POWER/SIGNAL CONNECTORS CONN. CAN BE ROTATED BY 270 DEGR., BASIC ABSOLUTE ENCODER 32 P/REV (ENCODER A-32); PERFORMANCE REDUCTION BY 10% DUE TO ABSOLUTE ENCODER; SHAFT WITH FITTED KEY, TOLERANCE N; WITH HOLDING BRAKE DEGREE OF PROTECTION IP64 | 4004 | TEM | 1 | MC | 32.002 | 1
1FK71035AF711GB2 | SIMOTICS S SYNCHRONOUS SERVOMOTORS 1FK7 COMPACT,36 NM, 100 K, 3000 RPM, 4,40KW NATURAL AIR COOLING, IM B5 (IM V1, IM V3) POWER/SIGNAL CONNECTORS CONN. CAN BE ROTATED BY 270 DEGR., BASIC ABSOLUTE ENCODER 32 P/REV (ENCODER A-32); PERFORMANCE REDUCTION BY 10% DUE TO ABSOLUTE ENCODER; SHAFT WITH FITTED KEY, TOLERANCE N; WITH HOLDING BRAKE DEGREE OF PROTECTION IP65 FLANGE ON DRIVE END IP67 | 4106 | TEM | 1 | MC | 32.002 | 1
1FK71035AF711GB3 | SIMOTICS S SYNCHRONOUS SERVOMOTORS 1FK7 COMPACT,36 NM, 100 K, 3000 RPM, 4,40KW NATURAL AIR COOLING, IM B5 (IM V1, IM V3) POWER/SIGNAL CONNECTORS CONN. CAN BE ROTATED BY 270 DEGR., BASIC ABSOLUTE ENCODER 32 P/REV (ENCODER A-32); PERFORMANCE REDUCTION BY 10% DUE TO ABSOLUTE ENCODER; SHAFT WITH FITTED KEY, TOLERANCE N; WITH HOLDING BRAKE DEGREE OF PROTECTION IP64; PAINT FINISH RAL7016 | 4053 | TEM | 1 | MC | 32.002 | 1
1FK71035AF711GB5 | SIMOTICS S SYNCHRONOUS SERVOMOTORS 1FK7 COMPACT,36 NM, 100 K, 3000 RPM, 4,40KW NATURAL AIR COOLING, IM B5 (IM V1, IM V3) POWER/SIGNAL CONNECTORS CONN. CAN BE ROTATED BY 270 DEGR., BASIC ABSOLUTE ENCODER 32 P/REV (ENCODER A-32); PERFORMANCE REDUCTION BY 10% DUE TO ABSOLUTE ENCODER; SHAFT WITH FITTED KEY, TOLERANCE N; WITH HOLDING BRAKE DEGREE OF PROTECTION IP65 AS FLANGE IP67; PAINT FINISH RAL7016 | 4155 | TEM | 1 | MC | 32.002 | 1
1FK71035AF711GB8 | SIMOTICS S SYNCHRONOUS SERVOMOTORS 1FK7 COMPACT,36 NM, 100 K, 3000 RPM, 4,40KW NATURAL AIR COOLING, IM B5 (IM V1, IM V3) POWER/SIGNAL CONNECTORS CONN. CAN BE ROTATED BY 270 DEGR., BASIC ABSOLUTE ENCODER 32 P/REV (ENCODER A-32); PERFORMANCE REDUCTION BY 10% DUE TO ABSOLUTE ENCODER; SHAFT WITH FITTED KEY, TOLERANCE N; WITH HOLDING BRAKE DEGREE OF PROTECTION IP65 IP67 D-END FLANGE; RAL7016 COATING; METALLIC RATING PLATE AT MOTOR | 4263 | TEM | 1 | MC | 32.002 | 1
1FK71035AF711GG0 | SIMOTICS S SYNCHRONOUS SERVOMOTORS 1FK7 COMPACT,36 NM, 100 K, 3000 RPM, 4,40KW NATURAL AIR COOLING, IM B5 (IM V1, IM V3) POWER/SIGNAL CONNECTORS CONN. CAN BE ROTATED BY 270 DEGR., BASIC ABSOLUTE ENCODER 32 P/REV (ENCODER A-32); PERFORMANCE REDUCTION BY 10% DUE TO ABSOLUTE ENCODER; PLAIN SHAFT, TOLERANCE N; W/O HOLDING BRAKE DEGREE OF PROTECTION IP64 | 3464 | TEM | 1 | MC | 29.003 | 1
1FK71035AF711GG2 | SIMOTICS S SYNCHRONOUS SERVOMOTORS 1FK7 COMPACT,36 NM, 100 K, 3000 RPM, 4,40KW NATURAL AIR COOLING, IM B5 (IM V1, IM V3) POWER/SIGNAL CONNECTORS CONN. CAN BE ROTATED BY 270 DEGR., BASIC ABSOLUTE ENCODER 32 P/REV (ENCODER A-32); PERFORMANCE REDUCTION BY 10% DUE TO ABSOLUTE ENCODER; PLAIN SHAFT, TOLERANCE N; W/O HOLDING BRAKE DEGREE OF PROTECTION IP65 FLANGE ON DRIVE END IP67 | 3565 | TEM | 1 | MC | 29.003 | 1
1FK71035AF711GG3 | SIMOTICS S SYNCHRONOUS SERVOMOTORS 1FK7 COMPACT,36 NM, 100 K, 3000 RPM, 4,40KW NATURAL AIR COOLING, IM B5 (IM V1, IM V3) POWER/SIGNAL CONNECTORS CONN. CAN BE ROTATED BY 270 DEGR., BASIC ABSOLUTE ENCODER 32 P/REV (ENCODER A-32); PERFORMANCE REDUCTION BY 10% DUE TO ABSOLUTE ENCODER; PLAIN SHAFT, TOLERANCE N; W/O HOLDING BRAKE DEGREE OF PROTECTION IP64; PAINT FINISH RAL7016 | 3513 | TEM | 1 | MC | 29.003 | 1
1FK71035AF711GG5 | SIMOTICS S SYNCHRONOUS SERVOMOTORS 1FK7 COMPACT,36 NM, 100 K, 3000 RPM, 4,40KW NATURAL AIR COOLING, IM B5 (IM V1, IM V3) POWER/SIGNAL CONNECTORS CONN. CAN BE ROTATED BY 270 DEGR., BASIC ABSOLUTE ENCODER 32 P/REV (ENCODER A-32); PERFORMANCE REDUCTION BY 10% DUE TO ABSOLUTE ENCODER; PLAIN SHAFT, TOLERANCE N; W/O HOLDING BRAKE DEGREE OF PROTECTION IP65 AS FLANGE IP67; PAINT FINISH RAL7016 | 3614 | TEM | 1 | MC | 29.003 | 1
1FK71035AF711GG8 | SIMOTICS S SYNCHRONOUS SERVOMOTORS 1FK7 COMPACT,36 NM, 100 K, 3000 RPM, 4,40KW NATURAL AIR COOLING, IM B5 (IM V1, IM V3) POWER/SIGNAL CONNECTORS CONN. CAN BE ROTATED BY 270 DEGR., BASIC ABSOLUTE ENCODER 32 P/REV (ENCODER A-32); PERFORMANCE REDUCTION BY 10% DUE TO ABSOLUTE ENCODER; PLAIN SHAFT, TOLERANCE N; W/O HOLDING BRAKE DEGREE OF PROTECTION IP65 IP67 D-END FLANGE; RAL7016 COATING; METALLIC RATING PLATE AT MOTOR | 3723 | TEM | 1 | MC | 29.003 | 1
1FK71035AF711GH0 | SIMOTICS S SYNCHRONOUS SERVOMOTORS 1FK7 COMPACT,36 NM, 100 K, 3000 RPM, 4,40KW NATURAL AIR COOLING, IM B5 (IM V1, IM V3) POWER/SIGNAL CONNECTORS CONN. CAN BE ROTATED BY 270 DEGR., BASIC ABSOLUTE ENCODER 32 P/REV (ENCODER A-32); PERFORMANCE REDUCTION BY 10% DUE TO ABSOLUTE ENCODER; PLAIN SHAFT, TOLERANCE N; WITH HOLDING BRAKE DEGREE OF PROTECTION IP64 | 3910 | TEM | 1 | MC | 32.002 | 1
1FK71035AF711GH2 | SIMOTICS S SYNCHRONOUS SERVOMOTORS 1FK7 COMPACT,36 NM, 100 K, 3000 RPM, 4,40KW NATURAL AIR COOLING, IM B5 (IM V1, IM V3) POWER/SIGNAL CONNECTORS CONN. CAN BE ROTATED BY 270 DEGR., BASIC ABSOLUTE ENCODER 32 P/REV (ENCODER A-32); PERFORMANCE REDUCTION BY 10% DUE TO ABSOLUTE ENCODER; PLAIN SHAFT, TOLERANCE N; WITH HOLDING BRAKE DEGREE OF PROTECTION IP65 FLANGE ON DRIVE END IP67 | 4012 | TEM | 1 | MC | 32.002 | 1
1FK71035AF711GH3 | SIMOTICS S SYNCHRONOUS SERVOMOTORS 1FK7 COMPACT,36 NM, 100 K, 3000 RPM, 4,40KW NATURAL AIR COOLING, IM B5 (IM V1, IM V3) POWER/SIGNAL CONNECTORS CONN. CAN BE ROTATED BY 270 DEGR., BASIC ABSOLUTE ENCODER 32 P/REV (ENCODER A-32); PERFORMANCE REDUCTION BY 10% DUE TO ABSOLUTE ENCODER; PLAIN SHAFT, TOLERANCE N; WITH HOLDING BRAKE DEGREE OF PROTECTION IP64; PAINT FINISH RAL7016 | 3960 | TEM | 1 | MC | 32.002 | 1
1FK71035AF711GH5 | SIMOTICS S SYNCHRONOUS SERVOMOTORS 1FK7 COMPACT,36 NM, 100 K, 3000 RPM, 4,40KW NATURAL AIR COOLING, IM B5 (IM V1, IM V3) POWER/SIGNAL CONNECTORS CONN. CAN BE ROTATED BY 270 DEGR., BASIC ABSOLUTE ENCODER 32 P/REV (ENCODER A-32); PERFORMANCE REDUCTION BY 10% DUE TO ABSOLUTE ENCODER; PLAIN SHAFT, TOLERANCE N; WITH HOLDING BRAKE DEGREE OF PROTECTION IP65 AS FLANGE IP67; PAINT FINISH RAL7016 | 4061 | TEM | 1 | MC | 32.002 | 1
1FK71035AF711GH8 | SIMOTICS S SYNCHRONOUS SERVOMOTORS 1FK7 COMPACT,36 NM, 100 K, 3000 RPM, 4,40KW NATURAL AIR COOLING, IM B5 (IM V1, IM V3) POWER/SIGNAL CONNECTORS CONN. CAN BE ROTATED BY 270 DEGR., BASIC ABSOLUTE ENCODER 32 P/REV (ENCODER A-32); PERFORMANCE REDUCTION BY 10% DUE TO ABSOLUTE ENCODER; PLAIN SHAFT, TOLERANCE N; WITH HOLDING BRAKE DEGREE OF PROTECTION IP65 IP67 D-END FLANGE; RAL7016 COATING; METALLIC RATING PLATE AT MOTOR | 4170 | TEM | 1 | MC | 32.002 | 1
1FK71035AF711KA0 | SIMOTICS S SYNCHRONOUS SERVOMOTORS 1FK7 COMPACT,36 NM, 100 K, 3000 RPM, 4,40KW NATURAL AIR COOLING, IM B5 (IM V1, IM V3) POWER/SIGNAL CONNECTORS CONN. CAN BE ROTATED BY 270 DEGR., BASIC ABSOLUTE ENCODER 32 P/REV (ENCODER A-32) WITH DRIVE-CLIQ INTERFACE; PERFORMANCE REDUCTION BY 10% DUE TO ABSOLUTE ENCODER; SHAFT WITH FITTED KEY, TOLERANCE N; W/O HOLDING BRAKE DEGREE OF PROTECTION IP64 | 3817 | TEM | 1 | MC | 29.003 | 1
1FK71035AF711KA2 | SIMOTICS S SYNCHRONOUS SERVOMOTORS 1FK7 COMPACT,36 NM, 100 K, 3000 RPM, 4,40KW NATURAL AIR COOLING, IM B5 (IM V1, IM V3) POWER/SIGNAL CONNECTORS CONN. CAN BE ROTATED BY 270 DEGR., BASIC ABSOLUTE ENCODER 32 P/REV (ENCODER A-32) WITH DRIVE-CLIQ INTERFACE; PERFORMANCE REDUCTION BY 10% DUE TO ABSOLUTE ENCODER; SHAFT WITH FITTED KEY, TOLERANCE N; W/O HOLDING BRAKE DEGREE OF PROTECTION IP65 FLANGE ON DRIVE END IP67 | 3918 | TEM | 1 | MC | 29.003 | 1
1FK71035AF711KA3 | SIMOTICS S SYNCHRONOUS SERVOMOTORS 1FK7 COMPACT,36 NM, 100 K, 3000 RPM, 4,40KW NATURAL AIR COOLING, IM B5 (IM V1, IM V3) POWER/SIGNAL CONNECTORS CONN. CAN BE ROTATED BY 270 DEGR., BASIC ABSOLUTE ENCODER 32 P/REV (ENCODER A-32) WITH DRIVE-CLIQ INTERFACE; PERFORMANCE REDUCTION BY 10% DUE TO ABSOLUTE ENCODER; SHAFT WITH FITTED KEY, TOLERANCE N; W/O HOLDING BRAKE DEGREE OF PROTECTION IP64; PAINT FINISH RAL7016 | 3866 | TEM | 1 | MC | 29.003 | 1
1FK71035AF711KA5 | SIMOTICS S SYNCHRONOUS SERVOMOTORS 1FK7 COMPACT,36 NM, 100 K, 3000 RPM, 4,40KW NATURAL AIR COOLING, IM B5 (IM V1, IM V3) POWER/SIGNAL CONNECTORS CONN. CAN BE ROTATED BY 270 DEGR., BASIC ABSOLUTE ENCODER 32 P/REV (ENCODER A-32) WITH DRIVE-CLIQ INTERFACE; PERFORMANCE REDUCTION BY 10% DUE TO ABSOLUTE ENCODER; SHAFT WITH FITTED KEY, TOLERANCE N; W/O HOLDING BRAKE DEGREE OF PROTECTION IP65 AS FLANGE IP67; PAINT FINISH RAL7016 | 3967 | TEM | 1 | MC | 29.003 | 1
1FK71035AF711KA8 | SIMOTICS S SYNCHRONOUS SERVOMOTORS 1FK7 COMPACT,36 NM, 100 K, 3000 RPM, 4,40KW NATURAL AIR COOLING, IM B5 (IM V1, IM V3) POWER/SIGNAL CONNECTORS CONN. CAN BE ROTATED BY 270 DEGR., BASIC ABSOLUTE ENCODER 32 P/REV (ENCODER A-32) WITH DRIVE-CLIQ INTERFACE; PERFORMANCE REDUCTION BY 10% DUE TO ABSOLUTE ENCODER; SHAFT WITH FITTED KEY, TOLERANCE N; W/O HOLDING BRAKE DEGREE OF PROTECTION IP65 IP67 D-END FLANGE; RAL7016 COATING; METALLIC RATING PLATE AT MOTOR | 4076 | TEM | 1 | MC | 29.003 | 1
1FK71035AF711KB0 | SIMOTICS S SYNCHRONOUS SERVOMOTORS 1FK7 COMPACT,36 NM, 100 K, 3000 RPM, 4,40KW NATURAL AIR COOLING, IM B5 (IM V1, IM V3) POWER/SIGNAL CONNECTORS CONN. CAN BE ROTATED BY 270 DEGR., BASIC ABSOLUTE ENCODER 32 P/REV (ENCODER A-32) WITH DRIVE-CLIQ INTERFACE; PERFORMANCE REDUCTION BY 10% DUE TO ABSOLUTE ENCODER; SHAFT WITH FITTED KEY, TOLERANCE N; WITH HOLDING BRAKE DEGREE OF PROTECTION IP64 | 4263 | TEM | 1 | MC | 32.002 | 1
1FK71035AF711KB2 | SIMOTICS S SYNCHRONOUS SERVOMOTORS 1FK7 COMPACT,36 NM, 100 K, 3000 RPM, 4,40KW NATURAL AIR COOLING, IM B5 (IM V1, IM V3) POWER/SIGNAL CONNECTORS CONN. CAN BE ROTATED BY 270 DEGR., BASIC ABSOLUTE ENCODER 32 P/REV (ENCODER A-32) WITH DRIVE-CLIQ INTERFACE; PERFORMANCE REDUCTION BY 10% DUE TO ABSOLUTE ENCODER; SHAFT WITH FITTED KEY, TOLERANCE N; WITH HOLDING BRAKE DEGREE OF PROTECTION IP65 FLANGE ON DRIVE END IP67 | 4365 | TEM | 1 | MC | 32.002 | 1
1FK71035AF711KB3 | SIMOTICS S SYNCHRONOUS SERVOMOTORS 1FK7 COMPACT,36 NM, 100 K, 3000 RPM, 4,40KW NATURAL AIR COOLING, IM B5 (IM V1, IM V3) POWER/SIGNAL CONNECTORS CONN. CAN BE ROTATED BY 270 DEGR., BASIC ABSOLUTE ENCODER 32 P/REV (ENCODER A-32) WITH DRIVE-CLIQ INTERFACE; PERFORMANCE REDUCTION BY 10% DUE TO ABSOLUTE ENCODER; SHAFT WITH FITTED KEY, TOLERANCE N; WITH HOLDING BRAKE DEGREE OF PROTECTION IP64; PAINT FINISH RAL7016 | 4313 | TEM | 1 | MC | 32.002 | 1
1FK71035AF711KB5 | SIMOTICS S SYNCHRONOUS SERVOMOTORS 1FK7 COMPACT,36 NM, 100 K, 3000 RPM, 4,40KW NATURAL AIR COOLING, IM B5 (IM V1, IM V3) POWER/SIGNAL CONNECTORS CONN. CAN BE ROTATED BY 270 DEGR., BASIC ABSOLUTE ENCODER 32 P/REV (ENCODER A-32) WITH DRIVE-CLIQ INTERFACE; PERFORMANCE REDUCTION BY 10% DUE TO ABSOLUTE ENCODER; SHAFT WITH FITTED KEY, TOLERANCE N; WITH HOLDING BRAKE DEGREE OF PROTECTION IP65 AS FLANGE IP67; PAINT FINISH RAL7016 | 4414 | TEM | 1 | MC | 32.002 | 1
1FK71035AF711KB8 | SIMOTICS S SYNCHRONOUS SERVOMOTORS 1FK7 COMPACT,36 NM, 100 K, 3000 RPM, 4,40KW NATURAL AIR COOLING, IM B5 (IM V1, IM V3) POWER/SIGNAL CONNECTORS CONN. CAN BE ROTATED BY 270 DEGR., BASIC ABSOLUTE ENCODER 32 P/REV (ENCODER A-32) WITH DRIVE-CLIQ INTERFACE; PERFORMANCE REDUCTION BY 10% DUE TO ABSOLUTE ENCODER; SHAFT WITH FITTED KEY, TOLERANCE N; WITH HOLDING BRAKE DEGREE OF PROTECTION IP65 IP67 D-END FLANGE; RAL7016 COATING; METALLIC RATING PLATE AT MOTOR | 4523 | TEM | 1 | MC | 32.002 | 1
1FK71035AF711KG0 | SIMOTICS S SYNCHRONOUS SERVOMOTORS 1FK7 COMPACT,36 NM, 100 K, 3000 RPM, 4,40KW NATURAL AIR COOLING, IM B5 (IM V1, IM V3) POWER/SIGNAL CONNECTORS CONN. CAN BE ROTATED BY 270 DEGR., BASIC ABSOLUTE ENCODER 32 P/REV (ENCODER A-32) WITH DRIVE-CLIQ INTERFACE; PERFORMANCE REDUCTION BY 10% DUE TO ABSOLUTE ENCODER; PLAIN SHAFT, TOLERANCE N; W/O HOLDING BRAKE DEGREE OF PROTECTION IP64 | 3723 | TEM | 1 | MC | 29.003 | 1
1FK71035AF711KG2 | SIMOTICS S SYNCHRONOUS SERVOMOTORS 1FK7 COMPACT,36 NM, 100 K, 3000 RPM, 4,40KW NATURAL AIR COOLING, IM B5 (IM V1, IM V3) POWER/SIGNAL CONNECTORS CONN. CAN BE ROTATED BY 270 DEGR., BASIC ABSOLUTE ENCODER 32 P/REV (ENCODER A-32) WITH DRIVE-CLIQ INTERFACE; PERFORMANCE REDUCTION BY 10% DUE TO ABSOLUTE ENCODER; PLAIN SHAFT, TOLERANCE N; W/O HOLDING BRAKE DEGREE OF PROTECTION IP65 FLANGE ON DRIVE END IP67 | 3825 | TEM | 1 | MC | 29.003 | 1
1FK71035AF711KG3 | SIMOTICS S SYNCHRONOUS SERVOMOTORS 1FK7 COMPACT,36 NM, 100 K, 3000 RPM, 4,40KW NATURAL AIR COOLING, IM B5 (IM V1, IM V3) POWER/SIGNAL CONNECTORS CONN. CAN BE ROTATED BY 270 DEGR., BASIC ABSOLUTE ENCODER 32 P/REV (ENCODER A-32) WITH DRIVE-CLIQ INTERFACE; PERFORMANCE REDUCTION BY 10% DUE TO ABSOLUTE ENCODER; PLAIN SHAFT, TOLERANCE N; W/O HOLDING BRAKE DEGREE OF PROTECTION IP64; PAINT FINISH RAL7016 | 3772 | TEM | 1 | MC | 29.003 | 1
1FK71035AF711KG5 | SIMOTICS S SYNCHRONOUS SERVOMOTORS 1FK7 COMPACT,36 NM, 100 K, 3000 RPM, 4,40KW NATURAL AIR COOLING, IM B5 (IM V1, IM V3) POWER/SIGNAL CONNECTORS CONN. CAN BE ROTATED BY 270 DEGR., BASIC ABSOLUTE ENCODER 32 P/REV (ENCODER A-32) WITH DRIVE-CLIQ INTERFACE; PERFORMANCE REDUCTION BY 10% DUE TO ABSOLUTE ENCODER; PLAIN SHAFT, TOLERANCE N; W/O HOLDING BRAKE DEGREE OF PROTECTION IP65 AS FLANGE IP67; PAINT FINISH RAL7016 | 3874 | TEM | 1 | MC | 29.003 | 1
1FK71035AF711KG8 | SIMOTICS S SYNCHRONOUS SERVOMOTORS 1FK7 COMPACT,36 NM, 100 K, 3000 RPM, 4,40KW NATURAL AIR COOLING, IM B5 (IM V1, IM V3) POWER/SIGNAL CONNECTORS CONN. CAN BE ROTATED BY 270 DEGR., BASIC ABSOLUTE ENCODER 32 P/REV (ENCODER A-32) WITH DRIVE-CLIQ INTERFACE; PERFORMANCE REDUCTION BY 10% DUE TO ABSOLUTE ENCODER; PLAIN SHAFT, TOLERANCE N; W/O HOLDING BRAKE DEGREE OF PROTECTION IP65 IP67 D-END FLANGE; RAL7016 COATING; METALLIC RATING PLATE AT MOTOR | 3982 | TEM | 1 | MC | 29.003 | 1
1FK71035AF711KH0 | SIMOTICS S SYNCHRONOUS SERVOMOTORS 1FK7 COMPACT,36 NM, 100 K, 3000 RPM, 4,40KW NATURAL AIR COOLING, IM B5 (IM V1, IM V3) POWER/SIGNAL CONNECTORS CONN. CAN BE ROTATED BY 270 DEGR., BASIC ABSOLUTE ENCODER 32 P/REV (ENCODER A-32) WITH DRIVE-CLIQ INTERFACE; PERFORMANCE REDUCTION BY 10% DUE TO ABSOLUTE ENCODER; PLAIN SHAFT, TOLERANCE N; WITH HOLDING BRAKE DEGREE OF PROTECTION IP64 | 4170 | TEM | 1 | MC | 32.002 | 1
1FK71035AF711KH2 | SIMOTICS S SYNCHRONOUS SERVOMOTORS 1FK7 COMPACT,36 NM, 100 K, 3000 RPM, 4,40KW NATURAL AIR COOLING, IM B5 (IM V1, IM V3) POWER/SIGNAL CONNECTORS CONN. CAN BE ROTATED BY 270 DEGR., BASIC ABSOLUTE ENCODER 32 P/REV (ENCODER A-32) WITH DRIVE-CLIQ INTERFACE; PERFORMANCE REDUCTION BY 10% DUE TO ABSOLUTE ENCODER; PLAIN SHAFT, TOLERANCE N; WITH HOLDING BRAKE DEGREE OF PROTECTION IP65 FLANGE ON DRIVE END IP67 | 4271 | TEM | 1 | MC | 32.002 | 1
1FK71035AF711KH3 | SIMOTICS S SYNCHRONOUS SERVOMOTORS 1FK7 COMPACT,36 NM, 100 K, 3000 RPM, 4,40KW NATURAL AIR COOLING, IM B5 (IM V1, IM V3) POWER/SIGNAL CONNECTORS CONN. CAN BE ROTATED BY 270 DEGR., BASIC ABSOLUTE ENCODER 32 P/REV (ENCODER A-32) WITH DRIVE-CLIQ INTERFACE; PERFORMANCE REDUCTION BY 10% DUE TO ABSOLUTE ENCODER; PLAIN SHAFT, TOLERANCE N; WITH HOLDING BRAKE DEGREE OF PROTECTION IP64; PAINT FINISH RAL7016 | 4219 | TEM | 1 | MC | 32.002 | 1
1FK71035AF711KH5 | SIMOTICS S SYNCHRONOUS SERVOMOTORS 1FK7 COMPACT,36 NM, 100 K, 3000 RPM, 4,40KW NATURAL AIR COOLING, IM B5 (IM V1, IM V3) POWER/SIGNAL CONNECTORS CONN. CAN BE ROTATED BY 270 DEGR., BASIC ABSOLUTE ENCODER 32 P/REV (ENCODER A-32) WITH DRIVE-CLIQ INTERFACE; PERFORMANCE REDUCTION BY 10% DUE TO ABSOLUTE ENCODER; PLAIN SHAFT, TOLERANCE N; WITH HOLDING BRAKE DEGREE OF PROTECTION IP65 AS FLANGE IP67; PAINT FINISH RAL7016 | 4321 | TEM | 1 | MC | 32.002 | 1
1FK71035AF711KH8 | SIMOTICS S SYNCHRONOUS SERVOMOTORS 1FK7 COMPACT,36 NM, 100 K, 3000 RPM, 4,40KW NATURAL AIR COOLING, IM B5 (IM V1, IM V3) POWER/SIGNAL CONNECTORS CONN. CAN BE ROTATED BY 270 DEGR., BASIC ABSOLUTE ENCODER 32 P/REV (ENCODER A-32) WITH DRIVE-CLIQ INTERFACE; PERFORMANCE REDUCTION BY 10% DUE TO ABSOLUTE ENCODER; PLAIN SHAFT, TOLERANCE N; WITH HOLDING BRAKE DEGREE OF PROTECTION IP65 IP67 D-END FLANGE; RAL7016 COATING; METALLIC RATING PLATE AT MOTOR | 4429 | TEM | 1 | MC | 32.002 | 1
1FK71035AF711PA0 | SIMOTICS S SYNCHRONOUS SERVOMOTORS 1FK7 COMPACT,36 NM, 100 K, 3000 RPM, 4,40KW NATURAL AIR COOLING, IM B5 (IM V1, IM V3) POWER/SIGNAL CONNECTORS CONN. CAN BE ROTATED BY 270 DEGR., RESOLVER 2-POLE (RESOLVER P=1) WITH DRIVE-CLIQ INTERFACE; SHAFT WITH FITTED KEY, TOLERANCE N; W/O HOLDING BRAKE DEGREE OF PROTECTION IP64 | 3341 | TEM | 1 | MC | 29.003 | 1
1FK71035AF711PA2 | SIMOTICS S SYNCHRONOUS SERVOMOTORS 1FK7 COMPACT,36 NM, 100 K, 3000 RPM, 4,40KW NATURAL AIR COOLING, IM B5 (IM V1, IM V3) POWER/SIGNAL CONNECTORS CONN. CAN BE ROTATED BY 270 DEGR., RESOLVER 2-POLE (RESOLVER P=1) WITH DRIVE-CLIQ INTERFACE; SHAFT WITH FITTED KEY, TOLERANCE N; W/O HOLDING BRAKE DEGREE OF PROTECTION IP65 FLANGE ON DRIVE END IP67 | 3443 | TEM | 1 | MC | 29.003 | 1
1FK71035AF711PA3 | SIMOTICS S SYNCHRONOUS SERVOMOTORS 1FK7 COMPACT,36 NM, 100 K, 3000 RPM, 4,40KW NATURAL AIR COOLING, IM B5 (IM V1, IM V3) POWER/SIGNAL CONNECTORS CONN. CAN BE ROTATED BY 270 DEGR., RESOLVER 2-POLE (RESOLVER P=1) WITH DRIVE-CLIQ INTERFACE; SHAFT WITH FITTED KEY, TOLERANCE N; W/O HOLDING BRAKE DEGREE OF PROTECTION IP64; PAINT FINISH RAL7016 | 3390 | TEM | 1 | MC | 29.003 | 1
1FK71035AF711PA5 | SIMOTICS S SYNCHRONOUS SERVOMOTORS 1FK7 COMPACT,36 NM, 100 K, 3000 RPM, 4,40KW NATURAL AIR COOLING, IM B5 (IM V1, IM V3) POWER/SIGNAL CONNECTORS CONN. CAN BE ROTATED BY 270 DEGR., RESOLVER 2-POLE (RESOLVER P=1) WITH DRIVE-CLIQ INTERFACE; SHAFT WITH FITTED KEY, TOLERANCE N; W/O HOLDING BRAKE DEGREE OF PROTECTION IP65 AS FLANGE IP67; PAINT FINISH RAL7016 | 3492 | TEM | 1 | MC | 29.003 | 1
1FK71035AF711PA8 | SIMOTICS S SYNCHRONOUS SERVOMOTORS 1FK7 COMPACT,36 NM, 100 K, 3000 RPM, 4,40KW NATURAL AIR COOLING, IM B5 (IM V1, IM V3) POWER/SIGNAL CONNECTORS CONN. CAN BE ROTATED BY 270 DEGR., RESOLVER 2-POLE (RESOLVER P=1) WITH DRIVE-CLIQ INTERFACE; SHAFT WITH FITTED KEY, TOLERANCE N; W/O HOLDING BRAKE DEGREE OF PROTECTION IP65 IP67 D-END FLANGE; RAL7016 COATING; METALLIC RATING PLATE AT MOTOR | 3601 | TEM | 1 | MC | 29.003 | 1
1FK71035AF711PB0 | SIMOTICS S SYNCHRONOUS SERVOMOTORS 1FK7 COMPACT,36 NM, 100 K, 3000 RPM, 4,40KW NATURAL AIR COOLING, IM B5 (IM V1, IM V3) POWER/SIGNAL CONNECTORS CONN. CAN BE ROTATED BY 270 DEGR., RESOLVER 2-POLE (RESOLVER P=1) WITH DRIVE-CLIQ INTERFACE; SHAFT WITH FITTED KEY, TOLERANCE N; WITH HOLDING BRAKE DEGREE OF PROTECTION IP64 | 3788 | TEM | 1 | MC | 32.002 | 1
1FK71035AF711PB2 | SIMOTICS S SYNCHRONOUS SERVOMOTORS 1FK7 COMPACT,36 NM, 100 K, 3000 RPM, 4,40KW NATURAL AIR COOLING, IM B5 (IM V1, IM V3) POWER/SIGNAL CONNECTORS CONN. CAN BE ROTATED BY 270 DEGR., RESOLVER 2-POLE (RESOLVER P=1) WITH DRIVE-CLIQ INTERFACE; SHAFT WITH FITTED KEY, TOLERANCE N; WITH HOLDING BRAKE DEGREE OF PROTECTION IP65 FLANGE ON DRIVE END IP67 | 3889 | TEM | 1 | MC | 32.002 | 1
1FK71035AF711PB3 | SIMOTICS S SYNCHRONOUS SERVOMOTORS 1FK7 COMPACT,36 NM, 100 K, 3000 RPM, 4,40KW NATURAL AIR COOLING, IM B5 (IM V1, IM V3) POWER/SIGNAL CONNECTORS CONN. CAN BE ROTATED BY 270 DEGR., RESOLVER 2-POLE (RESOLVER P=1) WITH DRIVE-CLIQ INTERFACE; SHAFT WITH FITTED KEY, TOLERANCE N; WITH HOLDING BRAKE DEGREE OF PROTECTION IP64; PAINT FINISH RAL7016 | 3837 | TEM | 1 | MC | 32.002 | 1
1FK71035AF711PB5 | SIMOTICS S SYNCHRONOUS SERVOMOTORS 1FK7 COMPACT,36 NM, 100 K, 3000 RPM, 4,40KW NATURAL AIR COOLING, IM B5 (IM V1, IM V3) POWER/SIGNAL CONNECTORS CONN. CAN BE ROTATED BY 270 DEGR., RESOLVER 2-POLE (RESOLVER P=1) WITH DRIVE-CLIQ INTERFACE; SHAFT WITH FITTED KEY, TOLERANCE N; WITH HOLDING BRAKE DEGREE OF PROTECTION IP65 AS FLANGE IP67; PAINT FINISH RAL7016 | 3939 | TEM | 1 | MC | 32.002 | 1
1FK71035AF711PB8 | SIMOTICS S SYNCHRONOUS SERVOMOTORS 1FK7 COMPACT,36 NM, 100 K, 3000 RPM, 4,40KW NATURAL AIR COOLING, IM B5 (IM V1, IM V3) POWER/SIGNAL CONNECTORS CONN. CAN BE ROTATED BY 270 DEGR., RESOLVER 2-POLE (RESOLVER P=1) WITH DRIVE-CLIQ INTERFACE; SHAFT WITH FITTED KEY, TOLERANCE N; WITH HOLDING BRAKE DEGREE OF PROTECTION IP65 IP67 D-END FLANGE; RAL7016 COATING; METALLIC RATING PLATE AT MOTOR | 4047 | TEM | 1 | MC | 32.002 | 1
1FK71035AF711PG0 | SIMOTICS S SYNCHRONOUS SERVOMOTORS 1FK7 COMPACT,36 NM, 100 K, 3000 RPM, 4,40KW NATURAL AIR COOLING, IM B5 (IM V1, IM V3) POWER/SIGNAL CONNECTORS CONN. CAN BE ROTATED BY 270 DEGR., RESOLVER 2-POLE (RESOLVER P=1) WITH DRIVE-CLIQ INTERFACE; PLAIN SHAFT, TOLERANCE N; W/O HOLDING BRAKE DEGREE OF PROTECTION IP64 | 3247 | TEM | 1 | MC | 29.003 | 1
1FK71035AF711PG2 | SIMOTICS S SYNCHRONOUS SERVOMOTORS 1FK7 COMPACT,36 NM, 100 K, 3000 RPM, 4,40KW NATURAL AIR COOLING, IM B5 (IM V1, IM V3) POWER/SIGNAL CONNECTORS CONN. CAN BE ROTATED BY 270 DEGR., RESOLVER 2-POLE (RESOLVER P=1) WITH DRIVE-CLIQ INTERFACE; PLAIN SHAFT, TOLERANCE N; W/O HOLDING BRAKE DEGREE OF PROTECTION IP65 FLANGE ON DRIVE END IP67 | 3349 | TEM | 1 | MC | 29.003 | 1
1FK71035AF711PG3 | SIMOTICS S SYNCHRONOUS SERVOMOTORS 1FK7 COMPACT,36 NM, 100 K, 3000 RPM, 4,40KW NATURAL AIR COOLING, IM B5 (IM V1, IM V3) POWER/SIGNAL CONNECTORS CONN. CAN BE ROTATED BY 270 DEGR., RESOLVER 2-POLE (RESOLVER P=1) WITH DRIVE-CLIQ INTERFACE; PLAIN SHAFT, TOLERANCE N; W/O HOLDING BRAKE DEGREE OF PROTECTION IP64; PAINT FINISH RAL7016 | 3297 | TEM | 1 | MC | 29.003 | 1
1FK71035AF711PG5 | SIMOTICS S SYNCHRONOUS SERVOMOTORS 1FK7 COMPACT,36 NM, 100 K, 3000 RPM, 4,40KW NATURAL AIR COOLING, IM B5 (IM V1, IM V3) POWER/SIGNAL CONNECTORS CONN. CAN BE ROTATED BY 270 DEGR., RESOLVER 2-POLE (RESOLVER P=1) WITH DRIVE-CLIQ INTERFACE; PLAIN SHAFT, TOLERANCE N; W/O HOLDING BRAKE DEGREE OF PROTECTION IP65 AS FLANGE IP67; PAINT FINISH RAL7016 | 3398 | TEM | 1 | MC | 29.003 | 1
1FK71035AF711PG8 | SIMOTICS S SYNCHRONOUS SERVOMOTORS 1FK7 COMPACT,36 NM, 100 K, 3000 RPM, 4,40KW NATURAL AIR COOLING, IM B5 (IM V1, IM V3) POWER/SIGNAL CONNECTORS CONN. CAN BE ROTATED BY 270 DEGR., RESOLVER 2-POLE (RESOLVER P=1) WITH DRIVE-CLIQ INTERFACE; PLAIN SHAFT, TOLERANCE N; W/O HOLDING BRAKE DEGREE OF PROTECTION IP65 IP67 D-END FLANGE; RAL7016 COATING; METALLIC RATING PLATE AT MOTOR | 3507 | TEM | 1 | MC | 29.003 | 1
1FK71035AF711PH0 | SIMOTICS S SYNCHRONOUS SERVOMOTORS 1FK7 COMPACT,36 NM, 100 K, 3000 RPM, 4,40KW NATURAL AIR COOLING, IM B5 (IM V1, IM V3) POWER/SIGNAL CONNECTORS CONN. CAN BE ROTATED BY 270 DEGR., RESOLVER 2-POLE (RESOLVER P=1) WITH DRIVE-CLIQ INTERFACE; PLAIN SHAFT, TOLERANCE N; WITH HOLDING BRAKE DEGREE OF PROTECTION IP64 | 3694 | TEM | 1 | MC | 32.002 | 1
1FK71035AF711PH2 | SIMOTICS S SYNCHRONOUS SERVOMOTORS 1FK7 COMPACT,36 NM, 100 K, 3000 RPM, 4,40KW NATURAL AIR COOLING, IM B5 (IM V1, IM V3) POWER/SIGNAL CONNECTORS CONN. CAN BE ROTATED BY 270 DEGR., RESOLVER 2-POLE (RESOLVER P=1) WITH DRIVE-CLIQ INTERFACE; PLAIN SHAFT, TOLERANCE N; WITH HOLDING BRAKE DEGREE OF PROTECTION IP65 FLANGE ON DRIVE END IP67 | 3796 | TEM | 1 | MC | 32.002 | 1
1FK71035AF711PH3 | SIMOTICS S SYNCHRONOUS SERVOMOTORS 1FK7 COMPACT,36 NM, 100 K, 3000 RPM, 4,40KW NATURAL AIR COOLING, IM B5 (IM V1, IM V3) POWER/SIGNAL CONNECTORS CONN. CAN BE ROTATED BY 270 DEGR., RESOLVER 2-POLE (RESOLVER P=1) WITH DRIVE-CLIQ INTERFACE; PLAIN SHAFT, TOLERANCE N; WITH HOLDING BRAKE DEGREE OF PROTECTION IP64; PAINT FINISH RAL7016 | 3743 | TEM | 1 | MC | 32.002 | 1
1FK71035AF711PH5 | SIMOTICS S SYNCHRONOUS SERVOMOTORS 1FK7 COMPACT,36 NM, 100 K, 3000 RPM, 4,40KW NATURAL AIR COOLING, IM B5 (IM V1, IM V3) POWER/SIGNAL CONNECTORS CONN. CAN BE ROTATED BY 270 DEGR., RESOLVER 2-POLE (RESOLVER P=1) WITH DRIVE-CLIQ INTERFACE; PLAIN SHAFT, TOLERANCE N; WITH HOLDING BRAKE DEGREE OF PROTECTION IP65 AS FLANGE IP67; PAINT FINISH RAL7016 | 3845 | TEM | 1 | MC | 32.002 | 1
1FK71035AF711PH8 | SIMOTICS S SYNCHRONOUS SERVOMOTORS 1FK7 COMPACT,36 NM, 100 K, 3000 RPM, 4,40KW NATURAL AIR COOLING, IM B5 (IM V1, IM V3) POWER/SIGNAL CONNECTORS CONN. CAN BE ROTATED BY 270 DEGR., RESOLVER 2-POLE (RESOLVER P=1) WITH DRIVE-CLIQ INTERFACE; PLAIN SHAFT, TOLERANCE N; WITH HOLDING BRAKE DEGREE OF PROTECTION IP65 IP67 D-END FLANGE; RAL7016 COATING; METALLIC RATING PLATE AT MOTOR | 3954 | TEM | 1 | MC | 32.002 | 1
1FK71035AF711SA0 | SIMOTICS S SYNCHRONOUS SERVOMOTORS 1FK7 COMPACT,36 NM, 100 K, 3000 RPM, 4,40KW NATURAL AIR COOLING, IM B5 (IM V1, IM V3) POWER/SIGNAL CONNECTORS CONN. CAN BE ROTATED BY 270 DEGR., RESOLVER MULTI-POLE (RESOLVER P=4); SHAFT WITH FITTED KEY, TOLERANCE N; W/O HOLDING BRAKE DEGREE OF PROTECTION IP64 | 3079 | TEM | 1 | MC | 29.003 | 1
1FK71035AF711SA2 | SIMOTICS S SYNCHRONOUS SERVOMOTORS 1FK7 COMPACT,36 NM, 100 K, 3000 RPM, 4,40KW NATURAL AIR COOLING, IM B5 (IM V1, IM V3) POWER/SIGNAL CONNECTORS CONN. CAN BE ROTATED BY 270 DEGR., RESOLVER MULTI-POLE (RESOLVER P=4); SHAFT WITH FITTED KEY, TOLERANCE N; W/O HOLDING BRAKE DEGREE OF PROTECTION IP65 FLANGE ON DRIVE END IP67 | 3181 | TEM | 1 | MC | 29.003 | 1
1FK71035AF711SA3 | SIMOTICS S SYNCHRONOUS SERVOMOTORS 1FK7 COMPACT,36 NM, 100 K, 3000 RPM, 4,40KW NATURAL AIR COOLING, IM B5 (IM V1, IM V3) POWER/SIGNAL CONNECTORS CONN. CAN BE ROTATED BY 270 DEGR., RESOLVER MULTI-POLE (RESOLVER P=4); SHAFT WITH FITTED KEY, TOLERANCE N; W/O HOLDING BRAKE DEGREE OF PROTECTION IP64; PAINT FINISH RAL7016 | 3129 | TEM | 1 | MC | 29.003 | 1
1FK71035AF711SA5 | SIMOTICS S SYNCHRONOUS SERVOMOTORS 1FK7 COMPACT,36 NM, 100 K, 3000 RPM, 4,40KW NATURAL AIR COOLING, IM B5 (IM V1, IM V3) POWER/SIGNAL CONNECTORS CONN. CAN BE ROTATED BY 270 DEGR., RESOLVER MULTI-POLE (RESOLVER P=4); SHAFT WITH FITTED KEY, TOLERANCE N; W/O HOLDING BRAKE DEGREE OF PROTECTION IP65 AS FLANGE IP67; PAINT FINISH RAL7016 | 3230 | TEM | 1 | MC | 29.003 | 1
1FK71035AF711SA8 | SIMOTICS S SYNCHRONOUS SERVOMOTORS 1FK7 COMPACT,36 NM, 100 K, 3000 RPM, 4,40KW NATURAL AIR COOLING, IM B5 (IM V1, IM V3) POWER/SIGNAL CONNECTORS CONN. CAN BE ROTATED BY 270 DEGR., RESOLVER MULTI-POLE (RESOLVER P=4); SHAFT WITH FITTED KEY, TOLERANCE N; W/O HOLDING BRAKE DEGREE OF PROTECTION IP65 IP67 D-END FLANGE; RAL7016 COATING; METALLIC RATING PLATE AT MOTOR | 3339 | TEM | 1 | MC | 29.003 | 1
1FK71035AF711SB0 | SIMOTICS S SYNCHRONOUS SERVOMOTORS 1FK7 COMPACT,36 NM, 100 K, 3000 RPM, 4,40KW NATURAL AIR COOLING, IM B5 (IM V1, IM V3) POWER/SIGNAL CONNECTORS CONN. CAN BE ROTATED BY 270 DEGR., RESOLVER MULTI-POLE (RESOLVER P=4); SHAFT WITH FITTED KEY, TOLERANCE N; WITH HOLDING BRAKE DEGREE OF PROTECTION IP64 | 3526 | TEM | 1 | MC | 32.002 | 1
1FK71035AF711SB2 | SIMOTICS S SYNCHRONOUS SERVOMOTORS 1FK7 COMPACT,36 NM, 100 K, 3000 RPM, 4,40KW NATURAL AIR COOLING, IM B5 (IM V1, IM V3) POWER/SIGNAL CONNECTORS CONN. CAN BE ROTATED BY 270 DEGR., RESOLVER MULTI-POLE (RESOLVER P=4); SHAFT WITH FITTED KEY, TOLERANCE N; WITH HOLDING BRAKE DEGREE OF PROTECTION IP65 FLANGE ON DRIVE END IP67 | 3628 | TEM | 1 | MC | 32.002 | 1
1FK71035AF711SB3 | SIMOTICS S SYNCHRONOUS SERVOMOTORS 1FK7 COMPACT,36 NM, 100 K, 3000 RPM, 4,40KW NATURAL AIR COOLING, IM B5 (IM V1, IM V3) POWER/SIGNAL CONNECTORS CONN. CAN BE ROTATED BY 270 DEGR., RESOLVER MULTI-POLE (RESOLVER P=4); SHAFT WITH FITTED KEY, TOLERANCE N; WITH HOLDING BRAKE DEGREE OF PROTECTION IP64; PAINT FINISH RAL7016 | 3575 | TEM | 1 | MC | 32.002 | 1
1FK71035AF711SB5 | SIMOTICS S SYNCHRONOUS SERVOMOTORS 1FK7 COMPACT,36 NM, 100 K, 3000 RPM, 4,40KW NATURAL AIR COOLING, IM B5 (IM V1, IM V3) POWER/SIGNAL CONNECTORS CONN. CAN BE ROTATED BY 270 DEGR., RESOLVER MULTI-POLE (RESOLVER P=4); SHAFT WITH FITTED KEY, TOLERANCE N; WITH HOLDING BRAKE DEGREE OF PROTECTION IP65 AS FLANGE IP67; PAINT FINISH RAL7016 | 3677 | TEM | 1 | MC | 32.002 | 1
1FK71035AF711SB8 | SIMOTICS S SYNCHRONOUS SERVOMOTORS 1FK7 COMPACT,36 NM, 100 K, 3000 RPM, 4,40KW NATURAL AIR COOLING, IM B5 (IM V1, IM V3) POWER/SIGNAL CONNECTORS CONN. CAN BE ROTATED BY 270 DEGR., RESOLVER MULTI-POLE (RESOLVER P=4); SHAFT WITH FITTED KEY, TOLERANCE N; WITH HOLDING BRAKE DEGREE OF PROTECTION IP65 IP67 D-END FLANGE; RAL7016 COATING; METALLIC RATING PLATE AT MOTOR | 3785 | TEM | 1 | MC | 32.002 | 1
1FK71035AF711SG0 | SIMOTICS S SYNCHRONOUS SERVOMOTORS 1FK7 COMPACT,36 NM, 100 K, 3000 RPM, 4,40KW NATURAL AIR COOLING, IM B5 (IM V1, IM V3) POWER/SIGNAL CONNECTORS CONN. CAN BE ROTATED BY 270 DEGR., RESOLVER MULTI-POLE (RESOLVER P=4); PLAIN SHAFT, TOLERANCE N; W/O HOLDING BRAKE DEGREE OF PROTECTION IP64 | 2986 | TEM | 1 | MC | 29.003 | 1
1FK71035AF711SG2 | SIMOTICS S SYNCHRONOUS SERVOMOTORS 1FK7 COMPACT,36 NM, 100 K, 3000 RPM, 4,40KW NATURAL AIR COOLING, IM B5 (IM V1, IM V3) POWER/SIGNAL CONNECTORS CONN. CAN BE ROTATED BY 270 DEGR., RESOLVER MULTI-POLE (RESOLVER P=4); PLAIN SHAFT, TOLERANCE N; W/O HOLDING BRAKE DEGREE OF PROTECTION IP65 FLANGE ON DRIVE END IP67 | 3087 | TEM | 1 | MC | 29.003 | 1
1FK71035AF711SG3 | SIMOTICS S SYNCHRONOUS SERVOMOTORS 1FK7 COMPACT,36 NM, 100 K, 3000 RPM, 4,40KW NATURAL AIR COOLING, IM B5 (IM V1, IM V3) POWER/SIGNAL CONNECTORS CONN. CAN BE ROTATED BY 270 DEGR., RESOLVER MULTI-POLE (RESOLVER P=4); PLAIN SHAFT, TOLERANCE N; W/O HOLDING BRAKE DEGREE OF PROTECTION IP64; PAINT FINISH RAL7016 | 3035 | TEM | 1 | MC | 29.003 | 1
1FK71035AF711SG5 | SIMOTICS S SYNCHRONOUS SERVOMOTORS 1FK7 COMPACT,36 NM, 100 K, 3000 RPM, 4,40KW NATURAL AIR COOLING, IM B5 (IM V1, IM V3) POWER/SIGNAL CONNECTORS CONN. CAN BE ROTATED BY 270 DEGR., RESOLVER MULTI-POLE (RESOLVER P=4); PLAIN SHAFT, TOLERANCE N; W/O HOLDING BRAKE DEGREE OF PROTECTION IP65 AS FLANGE IP67; PAINT FINISH RAL7016 | 3137 | TEM | 1 | MC | 29.003 | 1
1FK71035AF711SG8 | SIMOTICS S SYNCHRONOUS SERVOMOTORS 1FK7 COMPACT,36 NM, 100 K, 3000 RPM, 4,40KW NATURAL AIR COOLING, IM B5 (IM V1, IM V3) POWER/SIGNAL CONNECTORS CONN. CAN BE ROTATED BY 270 DEGR., RESOLVER MULTI-POLE (RESOLVER P=4); PLAIN SHAFT, TOLERANCE N; W/O HOLDING BRAKE DEGREE OF PROTECTION IP65 IP67 D-END FLANGE; RAL7016 COATING; METALLIC RATING PLATE AT MOTOR | 3245 | TEM | 1 | MC | 29.003 | 1
1FK71035AF711SH0 | SIMOTICS S SYNCHRONOUS SERVOMOTORS 1FK7 COMPACT,36 NM, 100 K, 3000 RPM, 4,40KW NATURAL AIR COOLING, IM B5 (IM V1, IM V3) POWER/SIGNAL CONNECTORS CONN. CAN BE ROTATED BY 270 DEGR., RESOLVER MULTI-POLE (RESOLVER P=4); PLAIN SHAFT, TOLERANCE N; WITH HOLDING BRAKE DEGREE OF PROTECTION IP64 | 3432 | TEM | 1 | MC | 32.002 | 1
1FK71035AF711SH2 | SIMOTICS S SYNCHRONOUS SERVOMOTORS 1FK7 COMPACT,36 NM, 100 K, 3000 RPM, 4,40KW NATURAL AIR COOLING, IM B5 (IM V1, IM V3) POWER/SIGNAL CONNECTORS CONN. CAN BE ROTATED BY 270 DEGR., RESOLVER MULTI-POLE (RESOLVER P=4); PLAIN SHAFT, TOLERANCE N; WITH HOLDING BRAKE DEGREE OF PROTECTION IP65 FLANGE ON DRIVE END IP67 | 3534 | TEM | 1 | MC | 32.002 | 1
1FK71035AF711SH3 | SIMOTICS S SYNCHRONOUS SERVOMOTORS 1FK7 COMPACT,36 NM, 100 K, 3000 RPM, 4,40KW NATURAL AIR COOLING, IM B5 (IM V1, IM V3) POWER/SIGNAL CONNECTORS CONN. CAN BE ROTATED BY 270 DEGR., RESOLVER MULTI-POLE (RESOLVER P=4); PLAIN SHAFT, TOLERANCE N; WITH HOLDING BRAKE DEGREE OF PROTECTION IP64; PAINT FINISH RAL7016 | 3482 | TEM | 1 | MC | 32.002 | 1
1FK71035AF711SH5 | SIMOTICS S SYNCHRONOUS SERVOMOTORS 1FK7 COMPACT,36 NM, 100 K, 3000 RPM, 4,40KW NATURAL AIR COOLING, IM B5 (IM V1, IM V3) POWER/SIGNAL CONNECTORS CONN. CAN BE ROTATED BY 270 DEGR., RESOLVER MULTI-POLE (RESOLVER P=4); PLAIN SHAFT, TOLERANCE N; WITH HOLDING BRAKE DEGREE OF PROTECTION IP65 AS FLANGE IP67; PAINT FINISH RAL7016 | 3583 | TEM | 1 | MC | 32.002 | 1
1FK71035AF711SH8 | SIMOTICS S SYNCHRONOUS SERVOMOTORS 1FK7 COMPACT,36 NM, 100 K, 3000 RPM, 4,40KW NATURAL AIR COOLING, IM B5 (IM V1, IM V3) POWER/SIGNAL CONNECTORS CONN. CAN BE ROTATED BY 270 DEGR., RESOLVER MULTI-POLE (RESOLVER P=4); PLAIN SHAFT, TOLERANCE N; WITH HOLDING BRAKE DEGREE OF PROTECTION IP65 IP67 D-END FLANGE; RAL7016 COATING; METALLIC RATING PLATE AT MOTOR | 3692 | TEM | 1 | MC | 32.002 | 1
1FK71035AF711TA0 | SIMOTICS S SYNCHRONOUS SERVOMOTORS 1FK7 COMPACT,36 NM, 100 K, 3000 RPM, 4,40KW NATURAL AIR COOLING, IM B5 (IM V1, IM V3) POWER/SIGNAL CONNECTORS CONN. CAN BE ROTATED BY 270 DEGR., RESOLVER 2-POLE (RESOLVER P=1); SHAFT WITH FITTED KEY, TOLERANCE N; W/O HOLDING BRAKE DEGREE OF PROTECTION IP64 | 3079 | TEM | 1 | MC | 29.003 | 1
1FK71035AF711TA2 | SIMOTICS S SYNCHRONOUS SERVOMOTORS 1FK7 COMPACT,36 NM, 100 K, 3000 RPM, 4,40KW NATURAL AIR COOLING, IM B5 (IM V1, IM V3) POWER/SIGNAL CONNECTORS CONN. CAN BE ROTATED BY 270 DEGR., RESOLVER 2-POLE (RESOLVER P=1); SHAFT WITH FITTED KEY, TOLERANCE N; W/O HOLDING BRAKE DEGREE OF PROTECTION IP65 FLANGE ON DRIVE END IP67 | 3181 | TEM | 1 | MC | 29.003 | 1
1FK71035AF711TA3 | SIMOTICS S SYNCHRONOUS SERVOMOTORS 1FK7 COMPACT,36 NM, 100 K, 3000 RPM, 4,40KW NATURAL AIR COOLING, IM B5 (IM V1, IM V3) POWER/SIGNAL CONNECTORS CONN. CAN BE ROTATED BY 270 DEGR., RESOLVER 2-POLE (RESOLVER P=1); SHAFT WITH FITTED KEY, TOLERANCE N; W/O HOLDING BRAKE DEGREE OF PROTECTION IP64; PAINT FINISH RAL7016 | 3129 | TEM | 1 | MC | 29.003 | 1
1FK71035AF711TA5 | SIMOTICS S SYNCHRONOUS SERVOMOTORS 1FK7 COMPACT,36 NM, 100 K, 3000 RPM, 4,40KW NATURAL AIR COOLING, IM B5 (IM V1, IM V3) POWER/SIGNAL CONNECTORS CONN. CAN BE ROTATED BY 270 DEGR., RESOLVER 2-POLE (RESOLVER P=1); SHAFT WITH FITTED KEY, TOLERANCE N; W/O HOLDING BRAKE DEGREE OF PROTECTION IP65 AS FLANGE IP67; PAINT FINISH RAL7016 | 3230 | TEM | 1 | MC | 29.003 | 1
1FK71035AF711TA8 | SIMOTICS S SYNCHRONOUS SERVOMOTORS 1FK7 COMPACT,36 NM, 100 K, 3000 RPM, 4,40KW NATURAL AIR COOLING, IM B5 (IM V1, IM V3) POWER/SIGNAL CONNECTORS CONN. CAN BE ROTATED BY 270 DEGR., RESOLVER 2-POLE (RESOLVER P=1); SHAFT WITH FITTED KEY, TOLERANCE N; W/O HOLDING BRAKE DEGREE OF PROTECTION IP65 IP67 D-END FLANGE; RAL7016 COATING; METALLIC RATING PLATE AT MOTOR | 3339 | TEM | 1 | MC | 29.003 | 1
1FK71035AF711TB0 | SIMOTICS S SYNCHRONOUS SERVOMOTORS 1FK7 COMPACT,36 NM, 100 K, 3000 RPM, 4,40KW NATURAL AIR COOLING, IM B5 (IM V1, IM V3) POWER/SIGNAL CONNECTORS CONN. CAN BE ROTATED BY 270 DEGR., RESOLVER 2-POLE (RESOLVER P=1); SHAFT WITH FITTED KEY, TOLERANCE N; WITH HOLDING BRAKE DEGREE OF PROTECTION IP64 | 3526 | TEM | 1 | MC | 32.002 | 1
1FK71035AF711TB2 | SIMOTICS S SYNCHRONOUS SERVOMOTORS 1FK7 COMPACT,36 NM, 100 K, 3000 RPM, 4,40KW NATURAL AIR COOLING, IM B5 (IM V1, IM V3) POWER/SIGNAL CONNECTORS CONN. CAN BE ROTATED BY 270 DEGR., RESOLVER 2-POLE (RESOLVER P=1); SHAFT WITH FITTED KEY, TOLERANCE N; WITH HOLDING BRAKE DEGREE OF PROTECTION IP65 FLANGE ON DRIVE END IP67 | 3628 | TEM | 1 | MC | 32.002 | 1
1FK71035AF711TB3 | SIMOTICS S SYNCHRONOUS SERVOMOTORS 1FK7 COMPACT,36 NM, 100 K, 3000 RPM, 4,40KW NATURAL AIR COOLING, IM B5 (IM V1, IM V3) POWER/SIGNAL CONNECTORS CONN. CAN BE ROTATED BY 270 DEGR., RESOLVER 2-POLE (RESOLVER P=1); SHAFT WITH FITTED KEY, TOLERANCE N; WITH HOLDING BRAKE DEGREE OF PROTECTION IP64; PAINT FINISH RAL7016 | 3575 | TEM | 1 | MC | 32.002 | 1
1FK71035AF711TB5 | SIMOTICS S SYNCHRONOUS SERVOMOTORS 1FK7 COMPACT,36 NM, 100 K, 3000 RPM, 4,40KW NATURAL AIR COOLING, IM B5 (IM V1, IM V3) POWER/SIGNAL CONNECTORS CONN. CAN BE ROTATED BY 270 DEGR., RESOLVER 2-POLE (RESOLVER P=1); SHAFT WITH FITTED KEY, TOLERANCE N; WITH HOLDING BRAKE DEGREE OF PROTECTION IP65 AS FLANGE IP67; PAINT FINISH RAL7016 | 3677 | TEM | 1 | MC | 32.002 | 1
1FK71035AF711TB8 | SIMOTICS S SYNCHRONOUS SERVOMOTORS 1FK7 COMPACT,36 NM, 100 K, 3000 RPM, 4,40KW NATURAL AIR COOLING, IM B5 (IM V1, IM V3) POWER/SIGNAL CONNECTORS CONN. CAN BE ROTATED BY 270 DEGR., RESOLVER 2-POLE (RESOLVER P=1); SHAFT WITH FITTED KEY, TOLERANCE N; WITH HOLDING BRAKE DEGREE OF PROTECTION IP65 IP67 D-END FLANGE; RAL7016 COATING; METALLIC RATING PLATE AT MOTOR | 3785 | TEM | 1 | MC | 32.002 | 1
1FK71035AF711TG0 | SIMOTICS S SYNCHRONOUS SERVOMOTORS 1FK7 COMPACT,36 NM, 100 K, 3000 RPM, 4,40KW NATURAL AIR COOLING, IM B5 (IM V1, IM V3) POWER/SIGNAL CONNECTORS CONN. CAN BE ROTATED BY 270 DEGR., RESOLVER 2-POLE (RESOLVER P=1); PLAIN SHAFT, TOLERANCE N; W/O HOLDING BRAKE DEGREE OF PROTECTION IP64 | 2986 | TEM | 1 | MC | 29.003 | 1
1FK71035AF711TG2 | SIMOTICS S SYNCHRONOUS SERVOMOTORS 1FK7 COMPACT,36 NM, 100 K, 3000 RPM, 4,40KW NATURAL AIR COOLING, IM B5 (IM V1, IM V3) POWER/SIGNAL CONNECTORS CONN. CAN BE ROTATED BY 270 DEGR., RESOLVER 2-POLE (RESOLVER P=1); PLAIN SHAFT, TOLERANCE N; W/O HOLDING BRAKE DEGREE OF PROTECTION IP65 FLANGE ON DRIVE END IP67 | 3087 | TEM | 1 | MC | 29.003 | 1
1FK71035AF711TG3 | SIMOTICS S SYNCHRONOUS SERVOMOTORS 1FK7 COMPACT,36 NM, 100 K, 3000 RPM, 4,40KW NATURAL AIR COOLING, IM B5 (IM V1, IM V3) POWER/SIGNAL CONNECTORS CONN. CAN BE ROTATED BY 270 DEGR., RESOLVER 2-POLE (RESOLVER P=1); PLAIN SHAFT, TOLERANCE N; W/O HOLDING BRAKE DEGREE OF PROTECTION IP64; PAINT FINISH RAL7016 | 3035 | TEM | 1 | MC | 29.003 | 1
1FK71035AF711TG5 | SIMOTICS S SYNCHRONOUS SERVOMOTORS 1FK7 COMPACT,36 NM, 100 K, 3000 RPM, 4,40KW NATURAL AIR COOLING, IM B5 (IM V1, IM V3) POWER/SIGNAL CONNECTORS CONN. CAN BE ROTATED BY 270 DEGR., RESOLVER 2-POLE (RESOLVER P=1); PLAIN SHAFT, TOLERANCE N; W/O HOLDING BRAKE DEGREE OF PROTECTION IP65 AS FLANGE IP67; PAINT FINISH RAL7016 | 3137 | TEM | 1 | MC | 29.003 | 1
1FK71035AF711TG8 | SIMOTICS S SYNCHRONOUS SERVOMOTORS 1FK7 COMPACT,36 NM, 100 K, 3000 RPM, 4,40KW NATURAL AIR COOLING, IM B5 (IM V1, IM V3) POWER/SIGNAL CONNECTORS CONN. CAN BE ROTATED BY 270 DEGR., RESOLVER 2-POLE (RESOLVER P=1); PLAIN SHAFT, TOLERANCE N; W/O HOLDING BRAKE DEGREE OF PROTECTION IP65 IP67 D-END FLANGE; RAL7016 COATING; METALLIC RATING PLATE AT MOTOR | 3245 | TEM | 1 | MC | 29.003 | 1
1FK71035AF711TH0 | SIMOTICS S SYNCHRONOUS SERVOMOTORS 1FK7 COMPACT,36 NM, 100 K, 3000 RPM, 4,40KW NATURAL AIR COOLING, IM B5 (IM V1, IM V3) POWER/SIGNAL CONNECTORS CONN. CAN BE ROTATED BY 270 DEGR., RESOLVER 2-POLE (RESOLVER P=1); PLAIN SHAFT, TOLERANCE N; WITH HOLDING BRAKE DEGREE OF PROTECTION IP64 | 3432 | TEM | 1 | MC | 32.002 | 1
1FK71035AF711TH2 | SIMOTICS S SYNCHRONOUS SERVOMOTORS 1FK7 COMPACT,36 NM, 100 K, 3000 RPM, 4,40KW NATURAL AIR COOLING, IM B5 (IM V1, IM V3) POWER/SIGNAL CONNECTORS CONN. CAN BE ROTATED BY 270 DEGR., RESOLVER 2-POLE (RESOLVER P=1); PLAIN SHAFT, TOLERANCE N; WITH HOLDING BRAKE DEGREE OF PROTECTION IP65 FLANGE ON DRIVE END IP67 | 3534 | TEM | 1 | MC | 32.002 | 1
1FK71035AF711TH3 | SIMOTICS S SYNCHRONOUS SERVOMOTORS 1FK7 COMPACT,36 NM, 100 K, 3000 RPM, 4,40KW NATURAL AIR COOLING, IM B5 (IM V1, IM V3) POWER/SIGNAL CONNECTORS CONN. CAN BE ROTATED BY 270 DEGR., RESOLVER 2-POLE (RESOLVER P=1); PLAIN SHAFT, TOLERANCE N; WITH HOLDING BRAKE DEGREE OF PROTECTION IP64; PAINT FINISH RAL7016 | 3482 | TEM | 1 | MC | 32.002 | 1
1FK71035AF711TH5 | SIMOTICS S SYNCHRONOUS SERVOMOTORS 1FK7 COMPACT,36 NM, 100 K, 3000 RPM, 4,40KW NATURAL AIR COOLING, IM B5 (IM V1, IM V3) POWER/SIGNAL CONNECTORS CONN. CAN BE ROTATED BY 270 DEGR., RESOLVER 2-POLE (RESOLVER P=1); PLAIN SHAFT, TOLERANCE N; WITH HOLDING BRAKE DEGREE OF PROTECTION IP65 AS FLANGE IP67; PAINT FINISH RAL7016 | 3583 | TEM | 1 | MC | 32.002 | 1
1FK71035AF711TH8 | SIMOTICS S SYNCHRONOUS SERVOMOTORS 1FK7 COMPACT,36 NM, 100 K, 3000 RPM, 4,40KW NATURAL AIR COOLING, IM B5 (IM V1, IM V3) POWER/SIGNAL CONNECTORS CONN. CAN BE ROTATED BY 270 DEGR., RESOLVER 2-POLE (RESOLVER P=1); PLAIN SHAFT, TOLERANCE N; WITH HOLDING BRAKE DEGREE OF PROTECTION IP65 IP67 D-END FLANGE; RAL7016 COATING; METALLIC RATING PLATE AT MOTOR | 3692 | TEM | 1 | MC | 32.002 | 1
1FK71035AF711UA0 | SIMOTICS S SYNCHRONOUS SERVOMOTORS 1FK7 COMPACT,36 NM, 100 K, 3000 RPM, 4,40KW NATURAL AIR COOLING, IM B5 (IM V1, IM V3) POWER/SIGNAL CONNECTORS CONN. CAN BE ROTATED BY 270 DEGR., RESOLVER MULTI-POLE (RESOLVER P=4) WITH DRIVE-CLIQ INTERFACE; SHAFT WITH FITTED KEY, TOLERANCE N; W/O HOLDING BRAKE DEGREE OF PROTECTION IP64 | 3341 | TEM | 1 | MC | 29.003 | 1
1FK71035AF711UA2 | SIMOTICS S SYNCHRONOUS SERVOMOTORS 1FK7 COMPACT,36 NM, 100 K, 3000 RPM, 4,40KW NATURAL AIR COOLING, IM B5 (IM V1, IM V3) POWER/SIGNAL CONNECTORS CONN. CAN BE ROTATED BY 270 DEGR., RESOLVER MULTI-POLE (RESOLVER P=4) WITH DRIVE-CLIQ INTERFACE; SHAFT WITH FITTED KEY, TOLERANCE N; W/O HOLDING BRAKE DEGREE OF PROTECTION IP65 FLANGE ON DRIVE END IP67 | 3443 | TEM | 1 | MC | 29.003 | 1
1FK71035AF711UA3 | SIMOTICS S SYNCHRONOUS SERVOMOTORS 1FK7 COMPACT,36 NM, 100 K, 3000 RPM, 4,40KW NATURAL AIR COOLING, IM B5 (IM V1, IM V3) POWER/SIGNAL CONNECTORS CONN. CAN BE ROTATED BY 270 DEGR., RESOLVER MULTI-POLE (RESOLVER P=4) WITH DRIVE-CLIQ INTERFACE; SHAFT WITH FITTED KEY, TOLERANCE N; W/O HOLDING BRAKE DEGREE OF PROTECTION IP64; PAINT FINISH RAL7016 | 3390 | TEM | 1 | MC | 29.003 | 1
1FK71035AF711UA5 | SIMOTICS S SYNCHRONOUS SERVOMOTORS 1FK7 COMPACT,36 NM, 100 K, 3000 RPM, 4,40KW NATURAL AIR COOLING, IM B5 (IM V1, IM V3) POWER/SIGNAL CONNECTORS CONN. CAN BE ROTATED BY 270 DEGR., RESOLVER MULTI-POLE (RESOLVER P=4) WITH DRIVE-CLIQ INTERFACE; SHAFT WITH FITTED KEY, TOLERANCE N; W/O HOLDING BRAKE DEGREE OF PROTECTION IP65 AS FLANGE IP67; PAINT FINISH RAL7016 | 3492 | TEM | 1 | MC | 29.003 | 1
1FK71035AF711UA8 | SIMOTICS S SYNCHRONOUS SERVOMOTORS 1FK7 COMPACT,36 NM, 100 K, 3000 RPM, 4,40KW NATURAL AIR COOLING, IM B5 (IM V1, IM V3) POWER/SIGNAL CONNECTORS CONN. CAN BE ROTATED BY 270 DEGR., RESOLVER MULTI-POLE (RESOLVER P=4) WITH DRIVE-CLIQ INTERFACE; SHAFT WITH FITTED KEY, TOLERANCE N; W/O HOLDING BRAKE DEGREE OF PROTECTION IP65 IP67 D-END FLANGE; RAL7016 COATING; METALLIC RATING PLATE AT MOTOR | 3601 | TEM | 1 | MC | 29.003 | 1
1FK71035AF711UB0 | SIMOTICS S SYNCHRONOUS SERVOMOTORS 1FK7 COMPACT,36 NM, 100 K, 3000 RPM, 4,40KW NATURAL AIR COOLING, IM B5 (IM V1, IM V3) POWER/SIGNAL CONNECTORS CONN. CAN BE ROTATED BY 270 DEGR., RESOLVER MULTI-POLE (RESOLVER P=4) WITH DRIVE-CLIQ INTERFACE; SHAFT WITH FITTED KEY, TOLERANCE N; WITH HOLDING BRAKE DEGREE OF PROTECTION IP64 | 3788 | TEM | 1 | MC | 32.002 | 1
1FK71035AF711UB2 | SIMOTICS S SYNCHRONOUS SERVOMOTORS 1FK7 COMPACT,36 NM, 100 K, 3000 RPM, 4,40KW NATURAL AIR COOLING, IM B5 (IM V1, IM V3) POWER/SIGNAL CONNECTORS CONN. CAN BE ROTATED BY 270 DEGR., RESOLVER MULTI-POLE (RESOLVER P=4) WITH DRIVE-CLIQ INTERFACE; SHAFT WITH FITTED KEY, TOLERANCE N; WITH HOLDING BRAKE DEGREE OF PROTECTION IP65 FLANGE ON DRIVE END IP67 | 3889 | TEM | 1 | MC | 32.002 | 1
1FK71035AF711UB3 | SIMOTICS S SYNCHRONOUS SERVOMOTORS 1FK7 COMPACT,36 NM, 100 K, 3000 RPM, 4,40KW NATURAL AIR COOLING, IM B5 (IM V1, IM V3) POWER/SIGNAL CONNECTORS CONN. CAN BE ROTATED BY 270 DEGR., RESOLVER MULTI-POLE (RESOLVER P=4) WITH DRIVE-CLIQ INTERFACE; SHAFT WITH FITTED KEY, TOLERANCE N; WITH HOLDING BRAKE DEGREE OF PROTECTION IP64; PAINT FINISH RAL7016 | 3837 | TEM | 1 | MC | 32.002 | 1
1FK71035AF711UB5 | SIMOTICS S SYNCHRONOUS SERVOMOTORS 1FK7 COMPACT,36 NM, 100 K, 3000 RPM, 4,40KW NATURAL AIR COOLING, IM B5 (IM V1, IM V3) POWER/SIGNAL CONNECTORS CONN. CAN BE ROTATED BY 270 DEGR., RESOLVER MULTI-POLE (RESOLVER P=4) WITH DRIVE-CLIQ INTERFACE; SHAFT WITH FITTED KEY, TOLERANCE N; WITH HOLDING BRAKE DEGREE OF PROTECTION IP65 AS FLANGE IP67; PAINT FINISH RAL7016 | 3939 | TEM | 1 | MC | 32.002 | 1
1FK71035AF711UB8 | SIMOTICS S SYNCHRONOUS SERVOMOTORS 1FK7 COMPACT,36 NM, 100 K, 3000 RPM, 4,40KW NATURAL AIR COOLING, IM B5 (IM V1, IM V3) POWER/SIGNAL CONNECTORS CONN. CAN BE ROTATED BY 270 DEGR., RESOLVER MULTI-POLE (RESOLVER P=4) WITH DRIVE-CLIQ INTERFACE; SHAFT WITH FITTED KEY, TOLERANCE N; WITH HOLDING BRAKE DEGREE OF PROTECTION IP65 IP67 D-END FLANGE; RAL7016 COATING; METALLIC RATING PLATE AT MOTOR | 4047 | TEM | 1 | MC | 32.002 | 1
1FK71035AF711UG0 | SIMOTICS S SYNCHRONOUS SERVOMOTORS 1FK7 COMPACT,36 NM, 100 K, 3000 RPM, 4,40KW NATURAL AIR COOLING, IM B5 (IM V1, IM V3) POWER/SIGNAL CONNECTORS CONN. CAN BE ROTATED BY 270 DEGR., RESOLVER MULTI-POLE (RESOLVER P=4) WITH DRIVE-CLIQ INTERFACE; PLAIN SHAFT, TOLERANCE N; W/O HOLDING BRAKE DEGREE OF PROTECTION IP64 | 3247 | TEM | 1 | MC | 29.003 | 1
1FK71035AF711UG2 | SIMOTICS S SYNCHRONOUS SERVOMOTORS 1FK7 COMPACT,36 NM, 100 K, 3000 RPM, 4,40KW NATURAL AIR COOLING, IM B5 (IM V1, IM V3) POWER/SIGNAL CONNECTORS CONN. CAN BE ROTATED BY 270 DEGR., RESOLVER MULTI-POLE (RESOLVER P=4) WITH DRIVE-CLIQ INTERFACE; PLAIN SHAFT, TOLERANCE N; W/O HOLDING BRAKE DEGREE OF PROTECTION IP65 FLANGE ON DRIVE END IP67 | 3349 | TEM | 1 | MC | 29.003 | 1
1FK71035AF711UG3 | SIMOTICS S SYNCHRONOUS SERVOMOTORS 1FK7 COMPACT,36 NM, 100 K, 3000 RPM, 4,40KW NATURAL AIR COOLING, IM B5 (IM V1, IM V3) POWER/SIGNAL CONNECTORS CONN. CAN BE ROTATED BY 270 DEGR., RESOLVER MULTI-POLE (RESOLVER P=4) WITH DRIVE-CLIQ INTERFACE; PLAIN SHAFT, TOLERANCE N; W/O HOLDING BRAKE DEGREE OF PROTECTION IP64; PAINT FINISH RAL7016 | 3297 | TEM | 1 | MC | 29.003 | 1
1FK71035AF711UG5 | SIMOTICS S SYNCHRONOUS SERVOMOTORS 1FK7 COMPACT,36 NM, 100 K, 3000 RPM, 4,40KW NATURAL AIR COOLING, IM B5 (IM V1, IM V3) POWER/SIGNAL CONNECTORS CONN. CAN BE ROTATED BY 270 DEGR., RESOLVER MULTI-POLE (RESOLVER P=4) WITH DRIVE-CLIQ INTERFACE; PLAIN SHAFT, TOLERANCE N; W/O HOLDING BRAKE DEGREE OF PROTECTION IP65 AS FLANGE IP67; PAINT FINISH RAL7016 | 3398 | TEM | 1 | MC | 29.003 | 1
1FK71035AF711UG8 | SIMOTICS S SYNCHRONOUS SERVOMOTORS 1FK7 COMPACT,36 NM, 100 K, 3000 RPM, 4,40KW NATURAL AIR COOLING, IM B5 (IM V1, IM V3) POWER/SIGNAL CONNECTORS CONN. CAN BE ROTATED BY 270 DEGR., RESOLVER MULTI-POLE (RESOLVER P=4) WITH DRIVE-CLIQ INTERFACE; PLAIN SHAFT, TOLERANCE N; W/O HOLDING BRAKE DEGREE OF PROTECTION IP65 IP67 D-END FLANGE; RAL7016 COATING; METALLIC RATING PLATE AT MOTOR | 3507 | TEM | 1 | MC | 29.003 | 1
1FK71035AF711UH0 | SIMOTICS S SYNCHRONOUS SERVOMOTORS 1FK7 COMPACT,36 NM, 100 K, 3000 RPM, 4,40KW NATURAL AIR COOLING, IM B5 (IM V1, IM V3) POWER/SIGNAL CONNECTORS CONN. CAN BE ROTATED BY 270 DEGR., RESOLVER MULTI-POLE (RESOLVER P=4) WITH DRIVE-CLIQ INTERFACE; PLAIN SHAFT, TOLERANCE N; WITH HOLDING BRAKE DEGREE OF PROTECTION IP64 | 3694 | TEM | 1 | MC | 32.002 | 1
1FK71035AF711UH2 | SIMOTICS S SYNCHRONOUS SERVOMOTORS 1FK7 COMPACT,36 NM, 100 K, 3000 RPM, 4,40KW NATURAL AIR COOLING, IM B5 (IM V1, IM V3) POWER/SIGNAL CONNECTORS CONN. CAN BE ROTATED BY 270 DEGR., RESOLVER MULTI-POLE (RESOLVER P=4) WITH DRIVE-CLIQ INTERFACE; PLAIN SHAFT, TOLERANCE N; WITH HOLDING BRAKE DEGREE OF PROTECTION IP65 FLANGE ON DRIVE END IP67 | 3796 | TEM | 1 | MC | 32.002 | 1
1FK71035AF711UH3 | SIMOTICS S SYNCHRONOUS SERVOMOTORS 1FK7 COMPACT,36 NM, 100 K, 3000 RPM, 4,40KW NATURAL AIR COOLING, IM B5 (IM V1, IM V3) POWER/SIGNAL CONNECTORS CONN. CAN BE ROTATED BY 270 DEGR., RESOLVER MULTI-POLE (RESOLVER P=4) WITH DRIVE-CLIQ INTERFACE; PLAIN SHAFT, TOLERANCE N; WITH HOLDING BRAKE DEGREE OF PROTECTION IP64; PAINT FINISH RAL7016 | 3743 | TEM | 1 | MC | 32.002 | 1
1FK71035AF711UH5 | SIMOTICS S SYNCHRONOUS SERVOMOTORS 1FK7 COMPACT,36 NM, 100 K, 3000 RPM, 4,40KW NATURAL AIR COOLING, IM B5 (IM V1, IM V3) POWER/SIGNAL CONNECTORS CONN. CAN BE ROTATED BY 270 DEGR., RESOLVER MULTI-POLE (RESOLVER P=4) WITH DRIVE-CLIQ INTERFACE; PLAIN SHAFT, TOLERANCE N; WITH HOLDING BRAKE DEGREE OF PROTECTION IP65 AS FLANGE IP67; PAINT FINISH RAL7016 | 3845 | TEM | 1 | MC | 32.002 | 1
1FK71035AF711UH8 | SIMOTICS S SYNCHRONOUS SERVOMOTORS 1FK7 COMPACT,36 NM, 100 K, 3000 RPM, 4,40KW NATURAL AIR COOLING, IM B5 (IM V1, IM V3) POWER/SIGNAL CONNECTORS CONN. CAN BE ROTATED BY 270 DEGR., RESOLVER MULTI-POLE (RESOLVER P=4) WITH DRIVE-CLIQ INTERFACE; PLAIN SHAFT, TOLERANCE N; WITH HOLDING BRAKE DEGREE OF PROTECTION IP65 IP67 D-END FLANGE; RAL7016 COATING; METALLIC RATING PLATE AT MOTOR | 3954 | TEM | 1 | MC | 32.002 | 1
1FK71052AC711AA0 | SIMOTICS S SYNCHRONOUS MOTOR 1FK7-CT PN=7,7 KW; UZK=600V M0=48NM (100K); NN=2000RPM; NATURAL COOLING; FRAME SIZE IMB 5 (IM V1, IM V3) FLANGE 1, WITH KTY TEMPERATURESENSOR POWER CONNECTOR ROTATABLE INCREMENTAL ENCODER SIN/COS 1VPP;2048 S/R W. C-AND D-SPUR (ENCODER IC2048S/R) SHAFT WITH FITTED KEY, TOLERANCE N; W/O HOLDING BRAKE PROTECTION CLASS IP64; | 4483 | TEM | 1 | MC | 39.001 | 1
1FK71052AC711AA1 | SIMOTICS S SYNCHRONOUS MOTOR 1FK7-CT PN=7,7 KW; UZK=600V M0=48NM (100K); NN=2000RPM; NATURAL COOLING; FRAME SIZE IMB 5 (IM V1, IM V3) FLANGE 1, WITH KTY TEMPERATURESENSOR POWER CONNECTOR ROTATABLE INCREMENTAL ENCODER SIN/COS 1VPP;2048 S/R W. C-AND D-SPUR (ENCODER IC2048S/R) SHAFT WITH FITTED KEY, TOLERANCE N; W/O HOLDING BRAKE PROTECTION CLASS IP65, | 4576 | TEM | 1 | MC | 39.001 | 1
1FK71052AC711AA2 | SIMOTICS S SYNCHRONOUS MOTOR 1FK7-CT PN=7,7 KW; UZK=600V M0=48NM (100K); NN=2000RPM; NATURAL COOLING; FRAME SIZE IMB 5 (IM V1, IM V3) FLANGE 1, WITH KTY TEMPERATURESENSOR POWER CONNECTOR ROTATABLE INCREMENTAL ENCODER SIN/COS 1VPP;2048 S/R W. C-AND D-SPUR (ENCODER IC2048S/R) SHAFT WITH FITTED KEY, TOLERANCE N; W/O HOLDING BRAKE PROTECTION CLASS IP65, FLANGE ON DRIVE END IP67; | 4576 | TEM | 1 | MC | 39.001 | 1
1FK71052AC711AB0 | SIMOTICS S SYNCHRONOUS MOTOR 1FK7-CT PN=7,7 KW; UZK=600V M0=48NM (100K); NN=2000RPM; NATURAL COOLING; FRAME SIZE IMB 5 (IM V1, IM V3) FLANGE 1, WITH KTY TEMPERATURESENSOR POWER CONNECTOR ROTATABLE INCREMENTAL ENCODER SIN/COS 1VPP;2048 S/R W. C-AND D-SPUR (ENCODER IC2048S/R) SHAFT WITH FITTED KEY, TOLERANCE N; WITH HOLDING BRAKE PROTECTION CLASS IP64; | 4894 | TEM | 1 | MC | 39.3 | 1
1FK71052AC711AB1 | SIMOTICS S SYNCHRONOUS MOTOR 1FK7-CT PN=7,7 KW; UZK=600V M0=48NM (100K); NN=2000RPM; NATURAL COOLING; FRAME SIZE IMB 5 (IM V1, IM V3) FLANGE 1, WITH KTY TEMPERATURESENSOR POWER CONNECTOR ROTATABLE INCREMENTAL ENCODER SIN/COS 1VPP;2048 S/R W. C-AND D-SPUR (ENCODER IC2048S/R) SHAFT WITH FITTED KEY, TOLERANCE N; WITH HOLDING BRAKE PROTECTION CLASS IP65, | 4987 | TEM | 1 | MC | 39.3 | 1
1FK71052AC711AB2 | SIMOTICS S SYNCHRONOUS MOTOR 1FK7-CT PN=7,7 KW; UZK=600V M0=48NM (100K); NN=2000RPM; NATURAL COOLING; FRAME SIZE IMB 5 (IM V1, IM V3) FLANGE 1, WITH KTY TEMPERATURESENSOR POWER CONNECTOR ROTATABLE INCREMENTAL ENCODER SIN/COS 1VPP;2048 S/R W. C-AND D-SPUR (ENCODER IC2048S/R) SHAFT WITH FITTED KEY, TOLERANCE N; WITH HOLDING BRAKE PROTECTION CLASS IP65, FLANGE ON DRIVE END IP67; | 4987 | TEM | 1 | MC | 39.3 | 1
1FK71052AC711AG0 | SIMOTICS S SYNCHRONOUS MOTOR 1FK7-CT PN=7,7 KW; UZK=600V M0=48NM (100K); NN=2000RPM; NATURAL COOLING; FRAME SIZE IMB 5 (IM V1, IM V3) FLANGE 1, WITH KTY TEMPERATURESENSOR POWER CONNECTOR ROTATABLE INCREMENTAL ENCODER SIN/COS 1VPP;2048 S/R W. C-AND D-SPUR (ENCODER IC2048S/R) PLAIN SHAFT, TOLERANCE N; W/O HOLDING BRAKE PROTECTION CLASS IP64; | 4396 | TEM | 1 | MC | 39.001 | 1
1FK71052AC711AG1 | SIMOTICS S SYNCHRONOUS MOTOR 1FK7-CT PN=7,7 KW; UZK=600V M0=48NM (100K); NN=2000RPM; NATURAL COOLING; FRAME SIZE IMB 5 (IM V1, IM V3) FLANGE 1, WITH KTY TEMPERATURESENSOR POWER CONNECTOR ROTATABLE INCREMENTAL ENCODER SIN/COS 1VPP;2048 S/R W. C-AND D-SPUR (ENCODER IC2048S/R) PLAIN SHAFT, TOLERANCE N; W/O HOLDING BRAKE PROTECTION CLASS IP65, | 4490 | TEM | 1 | MC | 39.001 | 1
1FK71052AC711AG2 | SIMOTICS S SYNCHRONOUS MOTOR 1FK7-CT PN=7,7 KW; UZK=600V M0=48NM (100K); NN=2000RPM; NATURAL COOLING; FRAME SIZE IMB 5 (IM V1, IM V3) FLANGE 1, WITH KTY TEMPERATURESENSOR POWER CONNECTOR ROTATABLE INCREMENTAL ENCODER SIN/COS 1VPP;2048 S/R W. C-AND D-SPUR (ENCODER IC2048S/R) PLAIN SHAFT, TOLERANCE N; W/O HOLDING BRAKE PROTECTION CLASS IP65, FLANGE ON DRIVE END IP67; | 4490 | TEM | 1 | MC | 39.001 | 1
1FK71052AC711AH0 | SIMOTICS S SYNCHRONOUS MOTOR 1FK7-CT PN=7,7 KW; UZK=600V M0=48NM (100K); NN=2000RPM; NATURAL COOLING; FRAME SIZE IMB 5 (IM V1, IM V3) FLANGE 1, WITH KTY TEMPERATURESENSOR POWER CONNECTOR ROTATABLE INCREMENTAL ENCODER SIN/COS 1VPP;2048 S/R W. C-AND D-SPUR (ENCODER IC2048S/R) PLAIN SHAFT, TOLERANCE N; WITH HOLDING BRAKE PROTECTION CLASS IP64; | 4808 | TEM | 1 | MC | 39.3 | 1
1FK71052AC711AH1 | SIMOTICS S SYNCHRONOUS MOTOR 1FK7-CT PN=7,7 KW; UZK=600V M0=48NM (100K); NN=2000RPM; NATURAL COOLING; FRAME SIZE IMB 5 (IM V1, IM V3) FLANGE 1, WITH KTY TEMPERATURESENSOR POWER CONNECTOR ROTATABLE INCREMENTAL ENCODER SIN/COS 1VPP;2048 S/R W. C-AND D-SPUR (ENCODER IC2048S/R) PLAIN SHAFT, TOLERANCE N; WITH HOLDING BRAKE PROTECTION CLASS IP65, | 4901 | TEM | 1 | MC | 39.3 | 1
1FK71052AC711AH2 | SIMOTICS S SYNCHRONOUS MOTOR 1FK7-CT PN=7,7 KW; UZK=600V M0=48NM (100K); NN=2000RPM; NATURAL COOLING; FRAME SIZE IMB 5 (IM V1, IM V3) FLANGE 1, WITH KTY TEMPERATURESENSOR POWER CONNECTOR ROTATABLE INCREMENTAL ENCODER SIN/COS 1VPP;2048 S/R W. C-AND D-SPUR (ENCODER IC2048S/R) PLAIN SHAFT, TOLERANCE N; WITH HOLDING BRAKE PROTECTION CLASS IP65, FLANGE ON DRIVE END IP67; | 4901 | TEM | 1 | MC | 39.3 | 1
1FK71052AC711BA0 | SIMOTICS S SYNCHRONOUS MOTOR 1FK7-CT PN=7,7 KW; UZK=600V M0=48NM (100K); NN=2000RPM; NATURAL COOLING; FRAME SIZE IMB 5 (IM V1, IM V3) FLANGE 1 POWER CONNECTOR ROTATABLE ABSOLUTE ENCODER SINGLETURN 24 BIT WITH DRIVE CLIQ INTERFACE (ENCODER AS24DQI) SHAFT WITH FITTED KEY, TOLERANCE N; W/O HOLDING BRAKE PROTECTION CLASS IP64; | 4724 | TEM | 1 | MC | 39.001 | 1
1FK71052AC711BA1 | SIMOTICS S SYNCHRONOUS MOTOR 1FK7-CT PN=7,7 KW; UZK=600V M0=48NM (100K); NN=2000RPM; NATURAL COOLING; FRAME SIZE IMB 5 (IM V1, IM V3) FLANGE 1 POWER CONNECTOR ROTATABLE ABSOLUTE ENCODER SINGLETURN 24 BIT WITH DRIVE CLIQ INTERFACE (ENCODER AS24DQI) SHAFT WITH FITTED KEY, TOLERANCE N; W/O HOLDING BRAKE PROTECTION CLASS IP65, | 4817 | TEM | 1 | MC | 39.001 | 1
1FK71052AC711BA2 | SIMOTICS S SYNCHRONOUS MOTOR 1FK7-CT PN=7,7 KW; UZK=600V M0=48NM (100K); NN=2000RPM; NATURAL COOLING; FRAME SIZE IMB 5 (IM V1, IM V3) FLANGE 1 POWER CONNECTOR ROTATABLE ABSOLUTE ENCODER SINGLETURN 24 BIT WITH DRIVE CLIQ INTERFACE (ENCODER AS24DQI) SHAFT WITH FITTED KEY, TOLERANCE N; W/O HOLDING BRAKE PROTECTION CLASS IP65, FLANGE ON DRIVE END IP67; | 4817 | TEM | 1 | MC | 39.001 | 1
1FK71052AC711BB0 | SIMOTICS S SYNCHRONOUS MOTOR 1FK7-CT PN=7,7 KW; UZK=600V M0=48NM (100K); NN=2000RPM; NATURAL COOLING; FRAME SIZE IMB 5 (IM V1, IM V3) FLANGE 1 POWER CONNECTOR ROTATABLE ABSOLUTE ENCODER SINGLETURN 24 BIT WITH DRIVE CLIQ INTERFACE (ENCODER AS24DQI) SHAFT WITH FITTED KEY, TOLERANCE N; WITH HOLDING BRAKE PROTECTION CLASS IP64; | 5135 | TEM | 1 | MC | 39.3 | 1
1FK71052AC711BB1 | SIMOTICS S SYNCHRONOUS MOTOR 1FK7-CT PN=7,7 KW; UZK=600V M0=48NM (100K); NN=2000RPM; NATURAL COOLING; FRAME SIZE IMB 5 (IM V1, IM V3) FLANGE 1 POWER CONNECTOR ROTATABLE ABSOLUTE ENCODER SINGLETURN 24 BIT WITH DRIVE CLIQ INTERFACE (ENCODER AS24DQI) SHAFT WITH FITTED KEY, TOLERANCE N; WITH HOLDING BRAKE PROTECTION CLASS IP65, | 5229 | TEM | 1 | MC | 39.3 | 1
1FK71052AC711BB2 | SIMOTICS S SYNCHRONOUS MOTOR 1FK7-CT PN=7,7 KW; UZK=600V M0=48NM (100K); NN=2000RPM; NATURAL COOLING; FRAME SIZE IMB 5 (IM V1, IM V3) FLANGE 1 POWER CONNECTOR ROTATABLE ABSOLUTE ENCODER SINGLETURN 24 BIT WITH DRIVE CLIQ INTERFACE (ENCODER AS24DQI) SHAFT WITH FITTED KEY, TOLERANCE N; WITH HOLDING BRAKE PROTECTION CLASS IP65, FLANGE ON DRIVE END IP67; | 5229 | TEM | 1 | MC | 39.3 | 1
1FK71052AC711BG0 | SIMOTICS S SYNCHRONOUS MOTOR 1FK7-CT PN=7,7 KW; UZK=600V M0=48NM (100K); NN=2000RPM; NATURAL COOLING; FRAME SIZE IMB 5 (IM V1, IM V3) FLANGE 1 POWER CONNECTOR ROTATABLE ABSOLUTE ENCODER SINGLETURN 24 BIT WITH DRIVE CLIQ INTERFACE (ENCODER AS24DQI) PLAIN SHAFT, TOLERANCE N; W/O HOLDING BRAKE PROTECTION CLASS IP64; | 4637 | TEM | 1 | MC | 39.001 | 1
1FK71052AC711BG1 | SIMOTICS S SYNCHRONOUS MOTOR 1FK7-CT PN=7,7 KW; UZK=600V M0=48NM (100K); NN=2000RPM; NATURAL COOLING; FRAME SIZE IMB 5 (IM V1, IM V3) FLANGE 1 POWER CONNECTOR ROTATABLE ABSOLUTE ENCODER SINGLETURN 24 BIT WITH DRIVE CLIQ INTERFACE (ENCODER AS24DQI) PLAIN SHAFT, TOLERANCE N; W/O HOLDING BRAKE PROTECTION CLASS IP65, | 4731 | TEM | 1 | MC | 39.001 | 1
1FK71052AC711BG2 | SIMOTICS S SYNCHRONOUS MOTOR 1FK7-CT PN=7,7 KW; UZK=600V M0=48NM (100K); NN=2000RPM; NATURAL COOLING; FRAME SIZE IMB 5 (IM V1, IM V3) FLANGE 1 POWER CONNECTOR ROTATABLE ABSOLUTE ENCODER SINGLETURN 24 BIT WITH DRIVE CLIQ INTERFACE (ENCODER AS24DQI) PLAIN SHAFT, TOLERANCE N; W/O HOLDING BRAKE PROTECTION CLASS IP65, FLANGE ON DRIVE END IP67; | 4731 | TEM | 1 | MC | 39.001 | 1
1FK71052AC711BH0 | SIMOTICS S SYNCHRONOUS MOTOR 1FK7-CT PN=7,7 KW; UZK=600V M0=48NM (100K); NN=2000RPM; NATURAL COOLING; FRAME SIZE IMB 5 (IM V1, IM V3) FLANGE 1 POWER CONNECTOR ROTATABLE ABSOLUTE ENCODER SINGLETURN 24 BIT WITH DRIVE CLIQ INTERFACE (ENCODER AS24DQI) PLAIN SHAFT, TOLERANCE N; WITH HOLDING BRAKE PROTECTION CLASS IP64; | 5049 | TEM | 1 | MC | 39.3 | 1
1FK71052AC711BH1 | SIMOTICS S SYNCHRONOUS MOTOR 1FK7-CT PN=7,7 KW; UZK=600V M0=48NM (100K); NN=2000RPM; NATURAL COOLING; FRAME SIZE IMB 5 (IM V1, IM V3) FLANGE 1 POWER CONNECTOR ROTATABLE ABSOLUTE ENCODER SINGLETURN 24 BIT WITH DRIVE CLIQ INTERFACE (ENCODER AS24DQI) PLAIN SHAFT, TOLERANCE N; WITH HOLDING BRAKE PROTECTION CLASS IP65, | 5142 | TEM | 1 | MC | 39.3 | 1
1FK71052AC711BH2 | SIMOTICS S SYNCHRONOUS MOTOR 1FK7-CT PN=7,7 KW; UZK=600V M0=48NM (100K); NN=2000RPM; NATURAL COOLING; FRAME SIZE IMB 5 (IM V1, IM V3) FLANGE 1 POWER CONNECTOR ROTATABLE ABSOLUTE ENCODER SINGLETURN 24 BIT WITH DRIVE CLIQ INTERFACE (ENCODER AS24DQI) PLAIN SHAFT, TOLERANCE N; WITH HOLDING BRAKE PROTECTION CLASS IP65, FLANGE ON DRIVE END IP67; | 5142 | TEM | 1 | MC | 39.3 | 1
1FK71052AC711CA0 | SIMOTICS S SYNCHRONOUS MOTOR 1FK7-CT PN=7,7 KW; UZK=600V M0=48NM (100K); NN=2000RPM; NATURAL COOLING; FRAME SIZE IMB 5 (IM V1, IM V3) FLANGE 1 POWER CONNECTOR ROTATABLE ABSOLUTE ENCODER 24 BIT + 12 BIT MULTITURN WITH DRIVE-CLIQ INTERFACE (ENCODER AM24DQI) SHAFT WITH FITTED KEY, TOLERANCE N; W/O HOLDING BRAKE PROTECTION CLASS IP64; | 5093 | TEM | 1 | MC | 39.001 | 1
1FK71052AC711CA1 | SIMOTICS S SYNCHRONOUS MOTOR 1FK7-CT PN=7,7 KW; UZK=600V M0=48NM (100K); NN=2000RPM; NATURAL COOLING; FRAME SIZE IMB 5 (IM V1, IM V3) FLANGE 1 POWER CONNECTOR ROTATABLE ABSOLUTE ENCODER 24 BIT + 12 BIT MULTITURN WITH DRIVE-CLIQ INTERFACE (ENCODER AM24DQI) SHAFT WITH FITTED KEY, TOLERANCE N; W/O HOLDING BRAKE PROTECTION CLASS IP65, | 5186 | TEM | 1 | MC | 39.001 | 1
1FK71052AC711CA2 | SIMOTICS S SYNCHRONOUS MOTOR 1FK7-CT PN=7,7 KW; UZK=600V M0=48NM (100K); NN=2000RPM; NATURAL COOLING; FRAME SIZE IMB 5 (IM V1, IM V3) FLANGE 1 POWER CONNECTOR ROTATABLE ABSOLUTE ENCODER 24 BIT + 12 BIT MULTITURN WITH DRIVE-CLIQ INTERFACE (ENCODER AM24DQI) SHAFT WITH FITTED KEY, TOLERANCE N; W/O HOLDING BRAKE PROTECTION CLASS IP65, FLANGE ON DRIVE END IP67; | 5186 | TEM | 1 | MC | 39.001 | 1
1FK71052AC711CB0 | SIMOTICS S SYNCHRONOUS MOTOR 1FK7-CT PN=7,7 KW; UZK=600V M0=48NM (100K); NN=2000RPM; NATURAL COOLING; FRAME SIZE IMB 5 (IM V1, IM V3) FLANGE 1 POWER CONNECTOR ROTATABLE ABSOLUTE ENCODER 24 BIT + 12 BIT MULTITURN WITH DRIVE-CLIQ INTERFACE (ENCODER AM24DQI) SHAFT WITH FITTED KEY, TOLERANCE N; WITH HOLDING BRAKE PROTECTION CLASS IP64; | 5504 | TEM | 1 | MC | 39.3 | 1
1FK71052AC711CB1 | SIMOTICS S SYNCHRONOUS MOTOR 1FK7-CT PN=7,7 KW; UZK=600V M0=48NM (100K); NN=2000RPM; NATURAL COOLING; FRAME SIZE IMB 5 (IM V1, IM V3) FLANGE 1 POWER CONNECTOR ROTATABLE ABSOLUTE ENCODER 24 BIT + 12 BIT MULTITURN WITH DRIVE-CLIQ INTERFACE (ENCODER AM24DQI) SHAFT WITH FITTED KEY, TOLERANCE N; WITH HOLDING BRAKE PROTECTION CLASS IP65, | 5598 | TEM | 1 | MC | 39.3 | 1
1FK71052AC711CB2 | SIMOTICS S SYNCHRONOUS MOTOR 1FK7-CT PN=7,7 KW; UZK=600V M0=48NM (100K); NN=2000RPM; NATURAL COOLING; FRAME SIZE IMB 5 (IM V1, IM V3) FLANGE 1 POWER CONNECTOR ROTATABLE ABSOLUTE ENCODER 24 BIT + 12 BIT MULTITURN WITH DRIVE-CLIQ INTERFACE (ENCODER AM24DQI) SHAFT WITH FITTED KEY, TOLERANCE N; WITH HOLDING BRAKE PROTECTION CLASS IP65, FLANGE ON DRIVE END IP67; | 5598 | TEM | 1 | MC | 39.3 | 1
1FK71052AC711CG0 | SIMOTICS S SYNCHRONOUS MOTOR 1FK7-CT PN=7,7 KW; UZK=600V M0=48NM (100K); NN=2000RPM; NATURAL COOLING; FRAME SIZE IMB 5 (IM V1, IM V3) FLANGE 1 POWER CONNECTOR ROTATABLE ABSOLUTE ENCODER 24 BIT + 12 BIT MULTITURN WITH DRIVE-CLIQ INTERFACE (ENCODER AM24DQI) PLAIN SHAFT, TOLERANCE N; W/O HOLDING BRAKE PROTECTION CLASS IP64; | 5007 | TEM | 1 | MC | 39.001 | 1
1FK71052AC711CG1 | SIMOTICS S SYNCHRONOUS MOTOR 1FK7-CT PN=7,7 KW; UZK=600V M0=48NM (100K); NN=2000RPM; NATURAL COOLING; FRAME SIZE IMB 5 (IM V1, IM V3) FLANGE 1 POWER CONNECTOR ROTATABLE ABSOLUTE ENCODER 24 BIT + 12 BIT MULTITURN WITH DRIVE-CLIQ INTERFACE (ENCODER AM24DQI) PLAIN SHAFT, TOLERANCE N; W/O HOLDING BRAKE PROTECTION CLASS IP65, | 5100 | TEM | 1 | MC | 39.001 | 1
1FK71052AC711CG2 | SIMOTICS S SYNCHRONOUS MOTOR 1FK7-CT PN=7,7 KW; UZK=600V M0=48NM (100K); NN=2000RPM; NATURAL COOLING; FRAME SIZE IMB 5 (IM V1, IM V3) FLANGE 1 POWER CONNECTOR ROTATABLE ABSOLUTE ENCODER 24 BIT + 12 BIT MULTITURN WITH DRIVE-CLIQ INTERFACE (ENCODER AM24DQI) PLAIN SHAFT, TOLERANCE N; W/O HOLDING BRAKE PROTECTION CLASS IP65, FLANGE ON DRIVE END IP67; | 5100 | TEM | 1 | MC | 39.001 | 1
1FK71052AC711CH0 | SIMOTICS S SYNCHRONOUS MOTOR 1FK7-CT PN=7,7 KW; UZK=600V M0=48NM (100K); NN=2000RPM; NATURAL COOLING; FRAME SIZE IMB 5 (IM V1, IM V3) FLANGE 1 POWER CONNECTOR ROTATABLE ABSOLUTE ENCODER 24 BIT + 12 BIT MULTITURN WITH DRIVE-CLIQ INTERFACE (ENCODER AM24DQI) PLAIN SHAFT, TOLERANCE N; WITH HOLDING BRAKE PROTECTION CLASS IP64; | 5418 | TEM | 1 | MC | 39.3 | 1
1FK71052AC711CH1 | SIMOTICS S SYNCHRONOUS MOTOR 1FK7-CT PN=7,7 KW; UZK=600V M0=48NM (100K); NN=2000RPM; NATURAL COOLING; FRAME SIZE IMB 5 (IM V1, IM V3) FLANGE 1 POWER CONNECTOR ROTATABLE ABSOLUTE ENCODER 24 BIT + 12 BIT MULTITURN WITH DRIVE-CLIQ INTERFACE (ENCODER AM24DQI) PLAIN SHAFT, TOLERANCE N; WITH HOLDING BRAKE PROTECTION CLASS IP65, | 5512 | TEM | 1 | MC | 39.3 | 1
1FK71052AC711CH2 | SIMOTICS S SYNCHRONOUS MOTOR 1FK7-CT PN=7,7 KW; UZK=600V M0=48NM (100K); NN=2000RPM; NATURAL COOLING; FRAME SIZE IMB 5 (IM V1, IM V3) FLANGE 1 POWER CONNECTOR ROTATABLE ABSOLUTE ENCODER 24 BIT + 12 BIT MULTITURN WITH DRIVE-CLIQ INTERFACE (ENCODER AM24DQI) PLAIN SHAFT, TOLERANCE N; WITH HOLDING BRAKE PROTECTION CLASS IP65, FLANGE ON DRIVE END IP67; | 5512 | TEM | 1 | MC | 39.3 | 1
1FK71052AC711DA0 | SIMOTICS S SYNCHRONOUS MOTOR 1FK7-CT PN=7,7 KW; UZK=600V M0=48NM (100K); NN=2000RPM; NATURAL COOLING; FRAME SIZE IMB 5 (IM V1, IM V3) FLANGE 1 POWER CONNECTOR ROTATABLE INCREMENTAL ENCODER 22 BIT WITH DRIVE-CLIQ INTERFACE (ENCODER IC22DQ) SHAFT WITH FITTED KEY, TOLERANCE N; W/O HOLDING BRAKE PROTECTION CLASS IP64; | 4804 | TEM | 1 | MC | 39.002 | 1
1FK71052AC711DA1 | SIMOTICS S SYNCHRONOUS MOTOR 1FK7-CT PN=7,7 KW; UZK=600V M0=48NM (100K); NN=2000RPM; NATURAL COOLING; FRAME SIZE IMB 5 (IM V1, IM V3) FLANGE 1 POWER CONNECTOR ROTATABLE INCREMENTAL ENCODER 22 BIT WITH DRIVE-CLIQ INTERFACE (ENCODER IC22DQ) SHAFT WITH FITTED KEY, TOLERANCE N; W/O HOLDING BRAKE PROTECTION CLASS IP65, | 4897 | TEM | 1 | MC | 39.002 | 1
1FK71052AC711DA2 | SIMOTICS S SYNCHRONOUS MOTOR 1FK7-CT PN=7,7 KW; UZK=600V M0=48NM (100K); NN=2000RPM; NATURAL COOLING; FRAME SIZE IMB 5 (IM V1, IM V3) FLANGE 1 POWER CONNECTOR ROTATABLE INCREMENTAL ENCODER 22 BIT WITH DRIVE-CLIQ INTERFACE (ENCODER IC22DQ) SHAFT WITH FITTED KEY, TOLERANCE N; W/O HOLDING BRAKE PROTECTION CLASS IP65, FLANGE ON DRIVE END IP67; | 4897 | TEM | 1 | MC | 39.002 | 1
1FK71052AC711DB1 | SIMOTICS S SYNCHRONOUS MOTOR 1FK7-CT PN=7,7 KW; UZK=600V M0=48NM (100K); NN=2000RPM; NATURAL COOLING; FRAME SIZE IMB 5 (IM V1, IM V3) FLANGE 1 POWER CONNECTOR ROTATABLE INCREMENTAL ENCODER 22 BIT WITH DRIVE-CLIQ INTERFACE (ENCODER IC22DQ) SHAFT WITH FITTED KEY, TOLERANCE N; WITH HOLDING BRAKE PROTECTION CLASS IP65, | 5309 | TEM | 1 | MC | 39.301 | 1
1FK71052AC711DB2 | SIMOTICS S SYNCHRONOUS MOTOR 1FK7-CT PN=7,7 KW; UZK=600V M0=48NM (100K); NN=2000RPM; NATURAL COOLING; FRAME SIZE IMB 5 (IM V1, IM V3) FLANGE 1 POWER CONNECTOR ROTATABLE INCREMENTAL ENCODER 22 BIT WITH DRIVE-CLIQ INTERFACE (ENCODER IC22DQ) SHAFT WITH FITTED KEY, TOLERANCE N; WITH HOLDING BRAKE PROTECTION CLASS IP65, FLANGE ON DRIVE END IP67; | 5309 | TEM | 1 | MC | 39.301 | 1
1FK71052AC711DG0 | SIMOTICS S SYNCHRONOUS MOTOR 1FK7-CT PN=7,7 KW; UZK=600V M0=48NM (100K); NN=2000RPM; NATURAL COOLING; FRAME SIZE IMB 5 (IM V1, IM V3) FLANGE 1 POWER CONNECTOR ROTATABLE INCREMENTAL ENCODER 22 BIT WITH DRIVE-CLIQ INTERFACE (ENCODER IC22DQ) PLAIN SHAFT, TOLERANCE N; W/O HOLDING BRAKE PROTECTION CLASS IP64; | 4718 | TEM | 1 | MC | 39.002 | 1
1FK71052AC711DG1 | SIMOTICS S SYNCHRONOUS MOTOR 1FK7-CT PN=7,7 KW; UZK=600V M0=48NM (100K); NN=2000RPM; NATURAL COOLING; FRAME SIZE IMB 5 (IM V1, IM V3) FLANGE 1 POWER CONNECTOR ROTATABLE INCREMENTAL ENCODER 22 BIT WITH DRIVE-CLIQ INTERFACE (ENCODER IC22DQ) PLAIN SHAFT, TOLERANCE N; W/O HOLDING BRAKE PROTECTION CLASS IP65, | 4811 | TEM | 1 | MC | 39.002 | 1
1FK71052AC711DG2 | SIMOTICS S SYNCHRONOUS MOTOR 1FK7-CT PN=7,7 KW; UZK=600V M0=48NM (100K); NN=2000RPM; NATURAL COOLING; FRAME SIZE IMB 5 (IM V1, IM V3) FLANGE 1 POWER CONNECTOR ROTATABLE INCREMENTAL ENCODER 22 BIT WITH DRIVE-CLIQ INTERFACE (ENCODER IC22DQ) PLAIN SHAFT, TOLERANCE N; W/O HOLDING BRAKE PROTECTION CLASS IP65, FLANGE ON DRIVE END IP67; | 4811 | TEM | 1 | MC | 39.002 | 1
1FK71052AC711DH0 | SIMOTICS S SYNCHRONOUS MOTOR 1FK7-CT PN=7,7 KW; UZK=600V M0=48NM (100K); NN=2000RPM; NATURAL COOLING; FRAME SIZE IMB 5 (IM V1, IM V3) FLANGE 1 POWER CONNECTOR ROTATABLE INCREMENTAL ENCODER 22 BIT WITH DRIVE-CLIQ INTERFACE (ENCODER IC22DQ) PLAIN SHAFT, TOLERANCE N; WITH HOLDING BRAKE PROTECTION CLASS IP64; | 5129 | TEM | 1 | MC | 39.301 | 1
1FK71052AC711DH1 | SIMOTICS S SYNCHRONOUS MOTOR 1FK7-CT PN=7,7 KW; UZK=600V M0=48NM (100K); NN=2000RPM; NATURAL COOLING; FRAME SIZE IMB 5 (IM V1, IM V3) FLANGE 1 POWER CONNECTOR ROTATABLE INCREMENTAL ENCODER 22 BIT WITH DRIVE-CLIQ INTERFACE (ENCODER IC22DQ) PLAIN SHAFT, TOLERANCE N; WITH HOLDING BRAKE PROTECTION CLASS IP65, | 5222 | TEM | 1 | MC | 39.301 | 1
1FK71052AC711EA0 | SIMOTICS S SYNCHRONOUS MOTOR 1FK7-CT PN=7,7 KW; UZK=600V M0=48NM (100K); NN=2000RPM; NATURAL COOLING; FRAME SIZE IMB 5 (IM V1, IM V3) FLANGE 1, WITH KTY TEMPERATURESENSOR POWER CONNECTOR ROTATABLE ABSOLUTE ENCODERR 2048 S/R + 4096 UMDREHUNGEN MULTITURN, WITH ENDAT-SCHNITTSTELLE (ENCODER AM2048S/R) SHAFT WITH FITTED KEY, TOLERANCE N; W/O HOLDING BRAKE PROTECTION CLASS IP64; | 4854 | TEM | 1 | MC | 39.001 | 1
1FK71052AC711EA1 | SIMOTICS S SYNCHRONOUS MOTOR 1FK7-CT PN=7,7 KW; UZK=600V M0=48NM (100K); NN=2000RPM; NATURAL COOLING; FRAME SIZE IMB 5 (IM V1, IM V3) FLANGE 1, WITH KTY TEMPERATURESENSOR POWER CONNECTOR ROTATABLE ABSOLUTE ENCODERR 2048 S/R + 4096 UMDREHUNGEN MULTITURN, WITH ENDAT-SCHNITTSTELLE (ENCODER AM2048S/R) SHAFT WITH FITTED KEY, TOLERANCE N; W/O HOLDING BRAKE PROTECTION CLASS IP65, | 4948 | TEM | 1 | MC | 39.001 | 1
1FK71052AC711EA2 | SIMOTICS S SYNCHRONOUS MOTOR 1FK7-CT PN=7,7 KW; UZK=600V M0=48NM (100K); NN=2000RPM; NATURAL COOLING; FRAME SIZE IMB 5 (IM V1, IM V3) FLANGE 1, WITH KTY TEMPERATURESENSOR POWER CONNECTOR ROTATABLE ABSOLUTE ENCODERR 2048 S/R + 4096 UMDREHUNGEN MULTITURN, WITH ENDAT-SCHNITTSTELLE (ENCODER AM2048S/R) SHAFT WITH FITTED KEY, TOLERANCE N; W/O HOLDING BRAKE PROTECTION CLASS IP65, FLANGE ON DRIVE END IP67; | 4948 | TEM | 1 | MC | 39.001 | 1
1FK71052AC711EB0 | SIMOTICS S SYNCHRONOUS MOTOR 1FK7-CT PN=7,7 KW; UZK=600V M0=48NM (100K); NN=2000RPM; NATURAL COOLING; FRAME SIZE IMB 5 (IM V1, IM V3) FLANGE 1, WITH KTY TEMPERATURESENSOR POWER CONNECTOR ROTATABLE ABSOLUTE ENCODERR 2048 S/R + 4096 UMDREHUNGEN MULTITURN, WITH ENDAT-SCHNITTSTELLE (ENCODER AM2048S/R) SHAFT WITH FITTED KEY, TOLERANCE N; WITH HOLDING BRAKE PROTECTION CLASS IP64; | 5265 | TEM | 1 | MC | 39.3 | 1
1FK71052AC711EB1 | SIMOTICS S SYNCHRONOUS MOTOR 1FK7-CT PN=7,7 KW; UZK=600V M0=48NM (100K); NN=2000RPM; NATURAL COOLING; FRAME SIZE IMB 5 (IM V1, IM V3) FLANGE 1, WITH KTY TEMPERATURESENSOR POWER CONNECTOR ROTATABLE ABSOLUTE ENCODERR 2048 S/R + 4096 UMDREHUNGEN MULTITURN, WITH ENDAT-SCHNITTSTELLE (ENCODER AM2048S/R) SHAFT WITH FITTED KEY, TOLERANCE N; WITH HOLDING BRAKE PROTECTION CLASS IP65, | 5359 | TEM | 1 | MC | 39.3 | 1
1FK71052AC711EB2 | SIMOTICS S SYNCHRONOUS MOTOR 1FK7-CT PN=7,7 KW; UZK=600V M0=48NM (100K); NN=2000RPM; NATURAL COOLING; FRAME SIZE IMB 5 (IM V1, IM V3) FLANGE 1, WITH KTY TEMPERATURESENSOR POWER CONNECTOR ROTATABLE ABSOLUTE ENCODERR 2048 S/R + 4096 UMDREHUNGEN MULTITURN, WITH ENDAT-SCHNITTSTELLE (ENCODER AM2048S/R) SHAFT WITH FITTED KEY, TOLERANCE N; WITH HOLDING BRAKE PROTECTION CLASS IP65, FLANGE ON DRIVE END IP67; | 5359 | TEM | 1 | MC | 39.3 | 1
1FK71052AC711EG0 | SIMOTICS S SYNCHRONOUS MOTOR 1FK7-CT PN=7,7 KW; UZK=600V M0=48NM (100K); NN=2000RPM; NATURAL COOLING; FRAME SIZE IMB 5 (IM V1, IM V3) FLANGE 1, WITH KTY TEMPERATURESENSOR POWER CONNECTOR ROTATABLE ABSOLUTE ENCODERR 2048 S/R + 4096 UMDREHUNGEN MULTITURN, WITH ENDAT-SCHNITTSTELLE (ENCODER AM2048S/R) PLAIN SHAFT, TOLERANCE N; W/O HOLDING BRAKE PROTECTION CLASS IP64; | 4768 | TEM | 1 | MC | 39.001 | 1
1FK71052AC711EG1 | SIMOTICS S SYNCHRONOUS MOTOR 1FK7-CT PN=7,7 KW; UZK=600V M0=48NM (100K); NN=2000RPM; NATURAL COOLING; FRAME SIZE IMB 5 (IM V1, IM V3) FLANGE 1, WITH KTY TEMPERATURESENSOR POWER CONNECTOR ROTATABLE ABSOLUTE ENCODERR 2048 S/R + 4096 UMDREHUNGEN MULTITURN, WITH ENDAT-SCHNITTSTELLE (ENCODER AM2048S/R) PLAIN SHAFT, TOLERANCE N; W/O HOLDING BRAKE PROTECTION CLASS IP65, | 4861 | TEM | 1 | MC | 39.001 | 1
1FK71052AC711EG2 | SIMOTICS S SYNCHRONOUS MOTOR 1FK7-CT PN=7,7 KW; UZK=600V M0=48NM (100K); NN=2000RPM; NATURAL COOLING; FRAME SIZE IMB 5 (IM V1, IM V3) FLANGE 1, WITH KTY TEMPERATURESENSOR POWER CONNECTOR ROTATABLE ABSOLUTE ENCODERR 2048 S/R + 4096 UMDREHUNGEN MULTITURN, WITH ENDAT-SCHNITTSTELLE (ENCODER AM2048S/R) PLAIN SHAFT, TOLERANCE N; W/O HOLDING BRAKE PROTECTION CLASS IP65, FLANGE ON DRIVE END IP67; | 4861 | TEM | 1 | MC | 39.001 | 1
1FK71052AC711EH0 | SIMOTICS S SYNCHRONOUS MOTOR 1FK7-CT PN=7,7 KW; UZK=600V M0=48NM (100K); NN=2000RPM; NATURAL COOLING; FRAME SIZE IMB 5 (IM V1, IM V3) FLANGE 1, WITH KTY TEMPERATURESENSOR POWER CONNECTOR ROTATABLE ABSOLUTE ENCODERR 2048 S/R + 4096 UMDREHUNGEN MULTITURN, WITH ENDAT-SCHNITTSTELLE (ENCODER AM2048S/R) PLAIN SHAFT, TOLERANCE N; WITH HOLDING BRAKE PROTECTION CLASS IP64; | 5179 | TEM | 1 | MC | 39.3 | 1
1FK71052AC711EH1 | SIMOTICS S SYNCHRONOUS MOTOR 1FK7-CT PN=7,7 KW; UZK=600V M0=48NM (100K); NN=2000RPM; NATURAL COOLING; FRAME SIZE IMB 5 (IM V1, IM V3) FLANGE 1, WITH KTY TEMPERATURESENSOR POWER CONNECTOR ROTATABLE ABSOLUTE ENCODERR 2048 S/R + 4096 UMDREHUNGEN MULTITURN, WITH ENDAT-SCHNITTSTELLE (ENCODER AM2048S/R) PLAIN SHAFT, TOLERANCE N; WITH HOLDING BRAKE PROTECTION CLASS IP65, | 5273 | TEM | 1 | MC | 39.3 | 1
1FK71052AC711EH2 | SIMOTICS S SYNCHRONOUS MOTOR 1FK7-CT PN=7,7 KW; UZK=600V M0=48NM (100K); NN=2000RPM; NATURAL COOLING; FRAME SIZE IMB 5 (IM V1, IM V3) FLANGE 1, WITH KTY TEMPERATURESENSOR POWER CONNECTOR ROTATABLE ABSOLUTE ENCODERR 2048 S/R + 4096 UMDREHUNGEN MULTITURN, WITH ENDAT-SCHNITTSTELLE (ENCODER AM2048S/R) PLAIN SHAFT, TOLERANCE N; WITH HOLDING BRAKE PROTECTION CLASS IP65, FLANGE ON DRIVE END IP67; | 5273 | TEM | 1 | MC | 39.3 | 1
1FK71052AC711FA0 | SIMOTICS S SYNCHRONOUS MOTOR 1FK7-CT PN=7,7 KW; UZK=600V M0=48NM (100K); NN=2000RPM; NATURAL COOLING; FRAME SIZE IMB 5 (IM V1, IM V3) FLANGE 1 POWER CONNECTOR ROTATABLE ABSOLUTE ENCODER 22BIT + 12 BIT MULTITURN, WITH DRIVE-CLIQ INTERFACE (ENCODER AM22DQ) SHAFT WITH FITTED KEY, TOLERANCE N; W/O HOLDING BRAKE PROTECTION CLASS IP64; | 5173 | TEM | 1 | MC | 39.001 | 1
1FK71052AC711FB0 | SIMOTICS S SYNCHRONOUS MOTOR 1FK7-CT PN=7,7 KW; UZK=600V M0=48NM (100K); NN=2000RPM; NATURAL COOLING; FRAME SIZE IMB 5 (IM V1, IM V3) FLANGE 1 POWER CONNECTOR ROTATABLE ABSOLUTE ENCODER 22BIT + 12 BIT MULTITURN, WITH DRIVE-CLIQ INTERFACE (ENCODER AM22DQ) SHAFT WITH FITTED KEY, TOLERANCE N; WITH HOLDING BRAKE PROTECTION CLASS IP64; | 5584 | TEM | 1 | MC | 39.3 | 1
1FK71052AC711FB1 | SIMOTICS S SYNCHRONOUS MOTOR 1FK7-CT PN=7,7 KW; UZK=600V M0=48NM (100K); NN=2000RPM; NATURAL COOLING; FRAME SIZE IMB 5 (IM V1, IM V3) FLANGE 1 POWER CONNECTOR ROTATABLE ABSOLUTE ENCODER 22BIT + 12 BIT MULTITURN, WITH DRIVE-CLIQ INTERFACE (ENCODER AM22DQ) SHAFT WITH FITTED KEY, TOLERANCE N; WITH HOLDING BRAKE PROTECTION CLASS IP65, | 5678 | TEM | 1 | MC | 39.3 | 1
1FK71052AC711FG0 | SIMOTICS S SYNCHRONOUS MOTOR 1FK7-CT PN=7,7 KW; UZK=600V M0=48NM (100K); NN=2000RPM; NATURAL COOLING; FRAME SIZE IMB 5 (IM V1, IM V3) FLANGE 1 POWER CONNECTOR ROTATABLE ABSOLUTE ENCODER 22BIT + 12 BIT MULTITURN, WITH DRIVE-CLIQ INTERFACE (ENCODER AM22DQ) PLAIN SHAFT, TOLERANCE N; W/O HOLDING BRAKE PROTECTION CLASS IP64; | 5087 | TEM | 1 | MC | 39.001 | 1
1FK71052AC711FH0 | SIMOTICS S SYNCHRONOUS MOTOR 1FK7-CT PN=7,7 KW; UZK=600V M0=48NM (100K); NN=2000RPM; NATURAL COOLING; FRAME SIZE IMB 5 (IM V1, IM V3) FLANGE 1 POWER CONNECTOR ROTATABLE ABSOLUTE ENCODER 22BIT + 12 BIT MULTITURN, WITH DRIVE-CLIQ INTERFACE (ENCODER AM22DQ) PLAIN SHAFT, TOLERANCE N; WITH HOLDING BRAKE PROTECTION CLASS IP64; | 5498 | TEM | 1 | MC | 39.3 | 1
1FK71052AC711FH1 | SIMOTICS S SYNCHRONOUS MOTOR 1FK7-CT PN=7,7 KW; UZK=600V M0=48NM (100K); NN=2000RPM; NATURAL COOLING; FRAME SIZE IMB 5 (IM V1, IM V3) FLANGE 1 POWER CONNECTOR ROTATABLE ABSOLUTE ENCODER 22BIT + 12 BIT MULTITURN, WITH DRIVE-CLIQ INTERFACE (ENCODER AM22DQ) PLAIN SHAFT, TOLERANCE N; WITH HOLDING BRAKE PROTECTION CLASS IP65, | 5592 | TEM | 1 | MC | 39.3 | 1
1FK71052AC711GB0 | SIMOTICS S SYNCHRONOUS MOTOR 1FK7-CT PN=7,7 KW; UZK=600V M0=48NM (100K); NN=2000RPM; NATURAL COOLING; FRAME SIZE IMB 5 (IM V1, IM V3) FLANGE 1, WITH KTY TEMPERATURESENSOR POWER CONNECTOR ROTATABLE ABSOLUTE ENCODER 32 S/R SINGLETURN, 4096 ROTATION MULTITURN, WITH ENDAT- INTERFACE (ENCODER AM32S/R) SHAFT WITH FITTED KEY, TOLERANCE N; WITH HOLDING BRAKE PROTECTION CLASS IP64; | 4748 | TEM | 1 | MC | 39.3 | 1
1FK71052AC711GG0 | SIMOTICS S SYNCHRONOUS MOTOR 1FK7-CT PN=7,7 KW; UZK=600V M0=48NM (100K); NN=2000RPM; NATURAL COOLING; FRAME SIZE IMB 5 (IM V1, IM V3) FLANGE 1, WITH KTY TEMPERATURESENSOR POWER CONNECTOR ROTATABLE ABSOLUTE ENCODER 32 S/R SINGLETURN, 4096 ROTATION MULTITURN, WITH ENDAT- INTERFACE (ENCODER AM32S/R) PLAIN SHAFT, TOLERANCE N; W/O HOLDING BRAKE PROTECTION CLASS IP64; | 4251 | TEM | 1 | MC | 39.001 | 1
1FK71052AC711KA0 | SIMOTICS S SYNCHRONOUS MOTOR 1FK7-CT PN=7,7 KW; UZK=600V M0=48NM (100K); NN=2000RPM; NATURAL COOLING; FRAME SIZE IMB 5 (IM V1, IM V3) FLANGE 1 POWER CONNECTOR ROTATABLE ABSOLUTE ENCODER 16BIT + 12BIT MULTITURN, WITH DRIVE-CLIQ INTERFACE (ENCODER AM16DQ) SHAFT WITH FITTED KEY, TOLERANCE N; W/O HOLDING BRAKE PROTECTION CLASS IP64; | 4656 | TEM | 1 | MC | 39.001 | 1
1FK71052AC711KA1 | SIMOTICS S SYNCHRONOUS MOTOR 1FK7-CT PN=7,7 KW; UZK=600V M0=48NM (100K); NN=2000RPM; NATURAL COOLING; FRAME SIZE IMB 5 (IM V1, IM V3) FLANGE 1 POWER CONNECTOR ROTATABLE ABSOLUTE ENCODER 16BIT + 12BIT MULTITURN, WITH DRIVE-CLIQ INTERFACE (ENCODER AM16DQ) SHAFT WITH FITTED KEY, TOLERANCE N; W/O HOLDING BRAKE PROTECTION CLASS IP65, | 4749 | TEM | 1 | MC | 39.001 | 1
1FK71052AC711KA2 | SIMOTICS S SYNCHRONOUS MOTOR 1FK7-CT PN=7,7 KW; UZK=600V M0=48NM (100K); NN=2000RPM; NATURAL COOLING; FRAME SIZE IMB 5 (IM V1, IM V3) FLANGE 1 POWER CONNECTOR ROTATABLE ABSOLUTE ENCODER 16BIT + 12BIT MULTITURN, WITH DRIVE-CLIQ INTERFACE (ENCODER AM16DQ) SHAFT WITH FITTED KEY, TOLERANCE N; W/O HOLDING BRAKE PROTECTION CLASS IP65, FLANGE ON DRIVE END IP67; | 4749 | TEM | 1 | MC | 39.001 | 1
1FK71052AC711KB0 | SIMOTICS S SYNCHRONOUS MOTOR 1FK7-CT PN=7,7 KW; UZK=600V M0=48NM (100K); NN=2000RPM; NATURAL COOLING; FRAME SIZE IMB 5 (IM V1, IM V3) FLANGE 1 POWER CONNECTOR ROTATABLE ABSOLUTE ENCODER 16BIT + 12BIT MULTITURN, WITH DRIVE-CLIQ INTERFACE (ENCODER AM16DQ) SHAFT WITH FITTED KEY, TOLERANCE N; WITH HOLDING BRAKE PROTECTION CLASS IP64; | 5067 | TEM | 1 | MC | 39.3 | 1
1FK71052AC711KB1 | SIMOTICS S SYNCHRONOUS MOTOR 1FK7-CT PN=7,7 KW; UZK=600V M0=48NM (100K); NN=2000RPM; NATURAL COOLING; FRAME SIZE IMB 5 (IM V1, IM V3) FLANGE 1 POWER CONNECTOR ROTATABLE ABSOLUTE ENCODER 16BIT + 12BIT MULTITURN, WITH DRIVE-CLIQ INTERFACE (ENCODER AM16DQ) SHAFT WITH FITTED KEY, TOLERANCE N; WITH HOLDING BRAKE PROTECTION CLASS IP65, | 5161 | TEM | 1 | MC | 39.3 | 1
1FK71052AC711KB2 | SIMOTICS S SYNCHRONOUS MOTOR 1FK7-CT PN=7,7 KW; UZK=600V M0=48NM (100K); NN=2000RPM; NATURAL COOLING; FRAME SIZE IMB 5 (IM V1, IM V3) FLANGE 1 POWER CONNECTOR ROTATABLE ABSOLUTE ENCODER 16BIT + 12BIT MULTITURN, WITH DRIVE-CLIQ INTERFACE (ENCODER AM16DQ) SHAFT WITH FITTED KEY, TOLERANCE N; WITH HOLDING BRAKE PROTECTION CLASS IP65, FLANGE ON DRIVE END IP67; | 5161 | TEM | 1 | MC | 39.3 | 1
1FK71052AC711KG0 | SIMOTICS S SYNCHRONOUS MOTOR 1FK7-CT PN=7,7 KW; UZK=600V M0=48NM (100K); NN=2000RPM; NATURAL COOLING; FRAME SIZE IMB 5 (IM V1, IM V3) FLANGE 1 POWER CONNECTOR ROTATABLE ABSOLUTE ENCODER 16BIT + 12BIT MULTITURN, WITH DRIVE-CLIQ INTERFACE (ENCODER AM16DQ) PLAIN SHAFT, TOLERANCE N; W/O HOLDING BRAKE PROTECTION CLASS IP64; | 4569 | TEM | 1 | MC | 39.001 | 1
1FK71052AC711KG1 | SIMOTICS S SYNCHRONOUS MOTOR 1FK7-CT PN=7,7 KW; UZK=600V M0=48NM (100K); NN=2000RPM; NATURAL COOLING; FRAME SIZE IMB 5 (IM V1, IM V3) FLANGE 1 POWER CONNECTOR ROTATABLE ABSOLUTE ENCODER 16BIT + 12BIT MULTITURN, WITH DRIVE-CLIQ INTERFACE (ENCODER AM16DQ) PLAIN SHAFT, TOLERANCE N; W/O HOLDING BRAKE PROTECTION CLASS IP65, | 4663 | TEM | 1 | MC | 39.001 | 1
1FK71052AC711KG2 | SIMOTICS S SYNCHRONOUS MOTOR 1FK7-CT PN=7,7 KW; UZK=600V M0=48NM (100K); NN=2000RPM; NATURAL COOLING; FRAME SIZE IMB 5 (IM V1, IM V3) FLANGE 1 POWER CONNECTOR ROTATABLE ABSOLUTE ENCODER 16BIT + 12BIT MULTITURN, WITH DRIVE-CLIQ INTERFACE (ENCODER AM16DQ) PLAIN SHAFT, TOLERANCE N; W/O HOLDING BRAKE PROTECTION CLASS IP65, FLANGE ON DRIVE END IP67; | 4663 | TEM | 1 | MC | 39.001 | 1
1FK71052AC711KH0 | SIMOTICS S SYNCHRONOUS MOTOR 1FK7-CT PN=7,7 KW; UZK=600V M0=48NM (100K); NN=2000RPM; NATURAL COOLING; FRAME SIZE IMB 5 (IM V1, IM V3) FLANGE 1 POWER CONNECTOR ROTATABLE ABSOLUTE ENCODER 16BIT + 12BIT MULTITURN, WITH DRIVE-CLIQ INTERFACE (ENCODER AM16DQ) PLAIN SHAFT, TOLERANCE N; WITH HOLDING BRAKE PROTECTION CLASS IP64; | 4981 | TEM | 1 | MC | 39.3 | 1
1FK71052AC711KH1 | SIMOTICS S SYNCHRONOUS MOTOR 1FK7-CT PN=7,7 KW; UZK=600V M0=48NM (100K); NN=2000RPM; NATURAL COOLING; FRAME SIZE IMB 5 (IM V1, IM V3) FLANGE 1 POWER CONNECTOR ROTATABLE ABSOLUTE ENCODER 16BIT + 12BIT MULTITURN, WITH DRIVE-CLIQ INTERFACE (ENCODER AM16DQ) PLAIN SHAFT, TOLERANCE N; WITH HOLDING BRAKE PROTECTION CLASS IP65, | 5074 | TEM | 1 | MC | 39.3 | 1
1FK71052AC711KH2 | SIMOTICS S SYNCHRONOUS MOTOR 1FK7-CT PN=7,7 KW; UZK=600V M0=48NM (100K); NN=2000RPM; NATURAL COOLING; FRAME SIZE IMB 5 (IM V1, IM V3) FLANGE 1 POWER CONNECTOR ROTATABLE ABSOLUTE ENCODER 16BIT + 12BIT MULTITURN, WITH DRIVE-CLIQ INTERFACE (ENCODER AM16DQ) PLAIN SHAFT, TOLERANCE N; WITH HOLDING BRAKE PROTECTION CLASS IP65, FLANGE ON DRIVE END IP67; | 5074 | TEM | 1 | MC | 39.3 | 1
1FK71052AC711PA0 | SIMOTICS S SYNCHRONOUS MOTOR 1FK7-CT PN=7,7 KW; UZK=600V M0=48NM (100K); NN=2000RPM; NATURAL COOLING; FRAME SIZE IMB 5 (IM V1, IM V3) FLANGE 1 POWER CONNECTOR ROTATABLE RESOLVER 2-POLE, WITH DRIVE CLIQ-INTERFACE SHAFT WITH FITTED KEY, TOLERANCE N; W/O HOLDING BRAKE PROTECTION CLASS IP64; | 4138 | TEM | 1 | MC | 39.101 | 1
1FK71052AC711PA1 | SIMOTICS S SYNCHRONOUS MOTOR 1FK7-CT PN=7,7 KW; UZK=600V M0=48NM (100K); NN=2000RPM; NATURAL COOLING; FRAME SIZE IMB 5 (IM V1, IM V3) FLANGE 1 POWER CONNECTOR ROTATABLE RESOLVER 2-POLE, WITH DRIVE CLIQ-INTERFACE SHAFT WITH FITTED KEY, TOLERANCE N; W/O HOLDING BRAKE PROTECTION CLASS IP65, | 4231 | TEM | 1 | MC | 39.101 | 1
1FK71052AC711PA2 | SIMOTICS S SYNCHRONOUS MOTOR 1FK7-CT PN=7,7 KW; UZK=600V M0=48NM (100K); NN=2000RPM; NATURAL COOLING; FRAME SIZE IMB 5 (IM V1, IM V3) FLANGE 1 POWER CONNECTOR ROTATABLE RESOLVER 2-POLE, WITH DRIVE CLIQ-INTERFACE SHAFT WITH FITTED KEY, TOLERANCE N; W/O HOLDING BRAKE PROTECTION CLASS IP65, FLANGE ON DRIVE END IP67; | 4231 | TEM | 1 | MC | 39.101 | 1
1FK71052AC711PB0 | SIMOTICS S SYNCHRONOUS MOTOR 1FK7-CT PN=7,7 KW; UZK=600V M0=48NM (100K); NN=2000RPM; NATURAL COOLING; FRAME SIZE IMB 5 (IM V1, IM V3) FLANGE 1 POWER CONNECTOR ROTATABLE RESOLVER 2-POLE, WITH DRIVE CLIQ-INTERFACE SHAFT WITH FITTED KEY, TOLERANCE N; WITH HOLDING BRAKE PROTECTION CLASS IP64; | 4549 | TEM | 1 | MC | 39.4 | 1
1FK71052AC711PB1 | SIMOTICS S SYNCHRONOUS MOTOR 1FK7-CT PN=7,7 KW; UZK=600V M0=48NM (100K); NN=2000RPM; NATURAL COOLING; FRAME SIZE IMB 5 (IM V1, IM V3) FLANGE 1 POWER CONNECTOR ROTATABLE RESOLVER 2-POLE, WITH DRIVE CLIQ-INTERFACE SHAFT WITH FITTED KEY, TOLERANCE N; WITH HOLDING BRAKE PROTECTION CLASS IP65, | 4643 | TEM | 1 | MC | 39.4 | 1
1FK71052AC711PB2 | SIMOTICS S SYNCHRONOUS MOTOR 1FK7-CT PN=7,7 KW; UZK=600V M0=48NM (100K); NN=2000RPM; NATURAL COOLING; FRAME SIZE IMB 5 (IM V1, IM V3) FLANGE 1 POWER CONNECTOR ROTATABLE RESOLVER 2-POLE, WITH DRIVE CLIQ-INTERFACE SHAFT WITH FITTED KEY, TOLERANCE N; WITH HOLDING BRAKE PROTECTION CLASS IP65, FLANGE ON DRIVE END IP67; | 4643 | TEM | 1 | MC | 39.4 | 1
1FK71052AC711PG0 | SIMOTICS S SYNCHRONOUS MOTOR 1FK7-CT PN=7,7 KW; UZK=600V M0=48NM (100K); NN=2000RPM; NATURAL COOLING; FRAME SIZE IMB 5 (IM V1, IM V3) FLANGE 1 POWER CONNECTOR ROTATABLE RESOLVER 2-POLE, WITH DRIVE CLIQ-INTERFACE PLAIN SHAFT, TOLERANCE N; W/O HOLDING BRAKE PROTECTION CLASS IP64; | 4051 | TEM | 1 | MC | 39.101 | 1
1FK71052AC711PG1 | SIMOTICS S SYNCHRONOUS MOTOR 1FK7-CT PN=7,7 KW; UZK=600V M0=48NM (100K); NN=2000RPM; NATURAL COOLING; FRAME SIZE IMB 5 (IM V1, IM V3) FLANGE 1 POWER CONNECTOR ROTATABLE RESOLVER 2-POLE, WITH DRIVE CLIQ-INTERFACE PLAIN SHAFT, TOLERANCE N; W/O HOLDING BRAKE PROTECTION CLASS IP65, | 4145 | TEM | 1 | MC | 39.101 | 1
1FK71052AC711PG2 | SIMOTICS S SYNCHRONOUS MOTOR 1FK7-CT PN=7,7 KW; UZK=600V M0=48NM (100K); NN=2000RPM; NATURAL COOLING; FRAME SIZE IMB 5 (IM V1, IM V3) FLANGE 1 POWER CONNECTOR ROTATABLE RESOLVER 2-POLE, WITH DRIVE CLIQ-INTERFACE PLAIN SHAFT, TOLERANCE N; W/O HOLDING BRAKE PROTECTION CLASS IP65, FLANGE ON DRIVE END IP67; | 4145 | TEM | 1 | MC | 39.101 | 1
1FK71052AC711PH0 | SIMOTICS S SYNCHRONOUS MOTOR 1FK7-CT PN=7,7 KW; UZK=600V M0=48NM (100K); NN=2000RPM; NATURAL COOLING; FRAME SIZE IMB 5 (IM V1, IM V3) FLANGE 1 POWER CONNECTOR ROTATABLE RESOLVER 2-POLE, WITH DRIVE CLIQ-INTERFACE PLAIN SHAFT, TOLERANCE N; WITH HOLDING BRAKE PROTECTION CLASS IP64; | 4463 | TEM | 1 | MC | 39.4 | 1
1FK71052AC711PH1 | SIMOTICS S SYNCHRONOUS MOTOR 1FK7-CT PN=7,7 KW; UZK=600V M0=48NM (100K); NN=2000RPM; NATURAL COOLING; FRAME SIZE IMB 5 (IM V1, IM V3) FLANGE 1 POWER CONNECTOR ROTATABLE RESOLVER 2-POLE, WITH DRIVE CLIQ-INTERFACE PLAIN SHAFT, TOLERANCE N; WITH HOLDING BRAKE PROTECTION CLASS IP65, | 4556 | TEM | 1 | MC | 39.4 | 1
1FK71052AC711PH2 | SIMOTICS S SYNCHRONOUS MOTOR 1FK7-CT PN=7,7 KW; UZK=600V M0=48NM (100K); NN=2000RPM; NATURAL COOLING; FRAME SIZE IMB 5 (IM V1, IM V3) FLANGE 1 POWER CONNECTOR ROTATABLE RESOLVER 2-POLE, WITH DRIVE CLIQ-INTERFACE PLAIN SHAFT, TOLERANCE N; WITH HOLDING BRAKE PROTECTION CLASS IP65, FLANGE ON DRIVE END IP67; | 4556 | TEM | 1 | MC | 39.4 | 1
1FK71052AC711QA0 | SIMOTICS S SYNCHRONOUS MOTOR 1FK7-CT PN=7,7 KW; UZK=600V M0=48NM (100K); NN=2000RPM; NATURAL COOLING; FRAME SIZE IMB 5 (IM V1, IM V3) FLANGE 1 POWER CONNECTOR ROTATABLE ABSOLUTE ENCODER SINGLETURN 20 BIT WITH DRIVE-CLIQ INTERFACE (ENCODER AS20DQI) SHAFT WITH FITTED KEY, TOLERANCE N; W/O HOLDING BRAKE PROTECTION CLASS IP64; | 4241 | TEM | 1 | MC | 39.001 | 1
1FK71052AC711QA1 | SIMOTICS S SYNCHRONOUS MOTOR 1FK7-CT PN=7,7 KW; UZK=600V M0=48NM (100K); NN=2000RPM; NATURAL COOLING; FRAME SIZE IMB 5 (IM V1, IM V3) FLANGE 1 POWER CONNECTOR ROTATABLE ABSOLUTE ENCODER SINGLETURN 20 BIT WITH DRIVE-CLIQ INTERFACE (ENCODER AS20DQI) SHAFT WITH FITTED KEY, TOLERANCE N; W/O HOLDING BRAKE PROTECTION CLASS IP65, | 4334 | TEM | 1 | MC | 39.001 | 1
1FK71052AC711QA2 | SIMOTICS S SYNCHRONOUS MOTOR 1FK7-CT PN=7,7 KW; UZK=600V M0=48NM (100K); NN=2000RPM; NATURAL COOLING; FRAME SIZE IMB 5 (IM V1, IM V3) FLANGE 1 POWER CONNECTOR ROTATABLE ABSOLUTE ENCODER SINGLETURN 20 BIT WITH DRIVE-CLIQ INTERFACE (ENCODER AS20DQI) SHAFT WITH FITTED KEY, TOLERANCE N; W/O HOLDING BRAKE PROTECTION CLASS IP65, FLANGE ON DRIVE END IP67; | 4334 | TEM | 1 | MC | 39.001 | 1
1FK71052AC711QB0 | SIMOTICS S SYNCHRONOUS MOTOR 1FK7-CT PN=7,7 KW; UZK=600V M0=48NM (100K); NN=2000RPM; NATURAL COOLING; FRAME SIZE IMB 5 (IM V1, IM V3) FLANGE 1 POWER CONNECTOR ROTATABLE ABSOLUTE ENCODER SINGLETURN 20 BIT WITH DRIVE-CLIQ INTERFACE (ENCODER AS20DQI) SHAFT WITH FITTED KEY, TOLERANCE N; WITH HOLDING BRAKE PROTECTION CLASS IP64; | 4652 | TEM | 1 | MC | 39.3 | 1
1FK71052AC711QB1 | SIMOTICS S SYNCHRONOUS MOTOR 1FK7-CT PN=7,7 KW; UZK=600V M0=48NM (100K); NN=2000RPM; NATURAL COOLING; FRAME SIZE IMB 5 (IM V1, IM V3) FLANGE 1 POWER CONNECTOR ROTATABLE ABSOLUTE ENCODER SINGLETURN 20 BIT WITH DRIVE-CLIQ INTERFACE (ENCODER AS20DQI) SHAFT WITH FITTED KEY, TOLERANCE N; WITH HOLDING BRAKE PROTECTION CLASS IP65, | 4746 | TEM | 1 | MC | 39.3 | 1
1FK71052AC711QB2 | SIMOTICS S SYNCHRONOUS MOTOR 1FK7-CT PN=7,7 KW; UZK=600V M0=48NM (100K); NN=2000RPM; NATURAL COOLING; FRAME SIZE IMB 5 (IM V1, IM V3) FLANGE 1 POWER CONNECTOR ROTATABLE ABSOLUTE ENCODER SINGLETURN 20 BIT WITH DRIVE-CLIQ INTERFACE (ENCODER AS20DQI) SHAFT WITH FITTED KEY, TOLERANCE N; WITH HOLDING BRAKE PROTECTION CLASS IP65, FLANGE ON DRIVE END IP67; | 4746 | TEM | 1 | MC | 39.3 | 1
1FK71052AC711QG0 | SIMOTICS S SYNCHRONOUS MOTOR 1FK7-CT PN=7,7 KW; UZK=600V M0=48NM (100K); NN=2000RPM; NATURAL COOLING; FRAME SIZE IMB 5 (IM V1, IM V3) FLANGE 1 POWER CONNECTOR ROTATABLE ABSOLUTE ENCODER SINGLETURN 20 BIT WITH DRIVE-CLIQ INTERFACE (ENCODER AS20DQI) PLAIN SHAFT, TOLERANCE N; W/O HOLDING BRAKE PROTECTION CLASS IP64; | 4155 | TEM | 1 | MC | 39.001 | 1
1FK71052AC711QG1 | SIMOTICS S SYNCHRONOUS MOTOR 1FK7-CT PN=7,7 KW; UZK=600V M0=48NM (100K); NN=2000RPM; NATURAL COOLING; FRAME SIZE IMB 5 (IM V1, IM V3) FLANGE 1 POWER CONNECTOR ROTATABLE ABSOLUTE ENCODER SINGLETURN 20 BIT WITH DRIVE-CLIQ INTERFACE (ENCODER AS20DQI) PLAIN SHAFT, TOLERANCE N; W/O HOLDING BRAKE PROTECTION CLASS IP65, | 4248 | TEM | 1 | MC | 39.001 | 1
1FK71052AC711QG2 | SIMOTICS S SYNCHRONOUS MOTOR 1FK7-CT PN=7,7 KW; UZK=600V M0=48NM (100K); NN=2000RPM; NATURAL COOLING; FRAME SIZE IMB 5 (IM V1, IM V3) FLANGE 1 POWER CONNECTOR ROTATABLE ABSOLUTE ENCODER SINGLETURN 20 BIT WITH DRIVE-CLIQ INTERFACE (ENCODER AS20DQI) PLAIN SHAFT, TOLERANCE N; W/O HOLDING BRAKE PROTECTION CLASS IP65, FLANGE ON DRIVE END IP67; | 4248 | TEM | 1 | MC | 39.001 | 1
1FK71052AC711QH0 | SIMOTICS S SYNCHRONOUS MOTOR 1FK7-CT PN=7,7 KW; UZK=600V M0=48NM (100K); NN=2000RPM; NATURAL COOLING; FRAME SIZE IMB 5 (IM V1, IM V3) FLANGE 1 POWER CONNECTOR ROTATABLE ABSOLUTE ENCODER SINGLETURN 20 BIT WITH DRIVE-CLIQ INTERFACE (ENCODER AS20DQI) PLAIN SHAFT, TOLERANCE N; WITH HOLDING BRAKE PROTECTION CLASS IP64; | 4566 | TEM | 1 | MC | 39.3 | 1
1FK71052AC711QH1 | SIMOTICS S SYNCHRONOUS MOTOR 1FK7-CT PN=7,7 KW; UZK=600V M0=48NM (100K); NN=2000RPM; NATURAL COOLING; FRAME SIZE IMB 5 (IM V1, IM V3) FLANGE 1 POWER CONNECTOR ROTATABLE ABSOLUTE ENCODER SINGLETURN 20 BIT WITH DRIVE-CLIQ INTERFACE (ENCODER AS20DQI) PLAIN SHAFT, TOLERANCE N; WITH HOLDING BRAKE PROTECTION CLASS IP65, | 4659 | TEM | 1 | MC | 39.3 | 1
1FK71052AC711QH2 | SIMOTICS S SYNCHRONOUS MOTOR 1FK7-CT PN=7,7 KW; UZK=600V M0=48NM (100K); NN=2000RPM; NATURAL COOLING; FRAME SIZE IMB 5 (IM V1, IM V3) FLANGE 1 POWER CONNECTOR ROTATABLE ABSOLUTE ENCODER SINGLETURN 20 BIT WITH DRIVE-CLIQ INTERFACE (ENCODER AS20DQI) PLAIN SHAFT, TOLERANCE N; WITH HOLDING BRAKE PROTECTION CLASS IP65, FLANGE ON DRIVE END IP67; | 4659 | TEM | 1 | MC | 39.3 | 1
1FK71052AC711RA0 | SIMOTICS S SYNCHRONOUS MOTOR 1FK7-CT PN=7,7 KW; UZK=600V M0=48NM (100K); NN=2000RPM; NATURAL COOLING; FRAME SIZE IMB 5 (IM V1, IM V3) FLANGE 1 POWER CONNECTOR ROTATABLE ABSOLUTE ENCODER 20 BIT + 12 BIT MULTITURN WITH DRIVE-CLIQ INTERFACE (ENCODER AM20DQI) SHAFT WITH FITTED KEY, TOLERANCE N; W/O HOLDING BRAKE PROTECTION CLASS IP64; | 4615 | TEM | 1 | MC | 39.001 | 1
1FK71052AC711RA1 | SIMOTICS S SYNCHRONOUS MOTOR 1FK7-CT PN=7,7 KW; UZK=600V M0=48NM (100K); NN=2000RPM; NATURAL COOLING; FRAME SIZE IMB 5 (IM V1, IM V3) FLANGE 1 POWER CONNECTOR ROTATABLE ABSOLUTE ENCODER 20 BIT + 12 BIT MULTITURN WITH DRIVE-CLIQ INTERFACE (ENCODER AM20DQI) SHAFT WITH FITTED KEY, TOLERANCE N; W/O HOLDING BRAKE PROTECTION CLASS IP65, | 4708 | TEM | 1 | MC | 39.001 | 1
1FK71052AC711RA2 | SIMOTICS S SYNCHRONOUS MOTOR 1FK7-CT PN=7,7 KW; UZK=600V M0=48NM (100K); NN=2000RPM; NATURAL COOLING; FRAME SIZE IMB 5 (IM V1, IM V3) FLANGE 1 POWER CONNECTOR ROTATABLE ABSOLUTE ENCODER 20 BIT + 12 BIT MULTITURN WITH DRIVE-CLIQ INTERFACE (ENCODER AM20DQI) SHAFT WITH FITTED KEY, TOLERANCE N; W/O HOLDING BRAKE PROTECTION CLASS IP65, FLANGE ON DRIVE END IP67; | 4708 | TEM | 1 | MC | 39.001 | 1
1FK71052AC711RB0 | SIMOTICS S SYNCHRONOUS MOTOR 1FK7-CT PN=7,7 KW; UZK=600V M0=48NM (100K); NN=2000RPM; NATURAL COOLING; FRAME SIZE IMB 5 (IM V1, IM V3) FLANGE 1 POWER CONNECTOR ROTATABLE ABSOLUTE ENCODER 20 BIT + 12 BIT MULTITURN WITH DRIVE-CLIQ INTERFACE (ENCODER AM20DQI) SHAFT WITH FITTED KEY, TOLERANCE N; WITH HOLDING BRAKE PROTECTION CLASS IP64; | 5026 | TEM | 1 | MC | 39.3 | 1
1FK71052AC711RB1 | SIMOTICS S SYNCHRONOUS MOTOR 1FK7-CT PN=7,7 KW; UZK=600V M0=48NM (100K); NN=2000RPM; NATURAL COOLING; FRAME SIZE IMB 5 (IM V1, IM V3) FLANGE 1 POWER CONNECTOR ROTATABLE ABSOLUTE ENCODER 20 BIT + 12 BIT MULTITURN WITH DRIVE-CLIQ INTERFACE (ENCODER AM20DQI) SHAFT WITH FITTED KEY, TOLERANCE N; WITH HOLDING BRAKE PROTECTION CLASS IP65, | 5120 | TEM | 1 | MC | 39.3 | 1
1FK71052AC711RB2 | SIMOTICS S SYNCHRONOUS MOTOR 1FK7-CT PN=7,7 KW; UZK=600V M0=48NM (100K); NN=2000RPM; NATURAL COOLING; FRAME SIZE IMB 5 (IM V1, IM V3) FLANGE 1 POWER CONNECTOR ROTATABLE ABSOLUTE ENCODER 20 BIT + 12 BIT MULTITURN WITH DRIVE-CLIQ INTERFACE (ENCODER AM20DQI) SHAFT WITH FITTED KEY, TOLERANCE N; WITH HOLDING BRAKE PROTECTION CLASS IP65, FLANGE ON DRIVE END IP67; | 5120 | TEM | 1 | MC | 39.3 | 1
1FK71052AC711RG0 | SIMOTICS S SYNCHRONOUS MOTOR 1FK7-CT PN=7,7 KW; UZK=600V M0=48NM (100K); NN=2000RPM; NATURAL COOLING; FRAME SIZE IMB 5 (IM V1, IM V3) FLANGE 1 POWER CONNECTOR ROTATABLE ABSOLUTE ENCODER 20 BIT + 12 BIT MULTITURN WITH DRIVE-CLIQ INTERFACE (ENCODER AM20DQI) PLAIN SHAFT, TOLERANCE N; W/O HOLDING BRAKE PROTECTION CLASS IP64; | 4529 | TEM | 1 | MC | 39.001 | 1
1FK71052AC711RG1 | SIMOTICS S SYNCHRONOUS MOTOR 1FK7-CT PN=7,7 KW; UZK=600V M0=48NM (100K); NN=2000RPM; NATURAL COOLING; FRAME SIZE IMB 5 (IM V1, IM V3) FLANGE 1 POWER CONNECTOR ROTATABLE ABSOLUTE ENCODER 20 BIT + 12 BIT MULTITURN WITH DRIVE-CLIQ INTERFACE (ENCODER AM20DQI) PLAIN SHAFT, TOLERANCE N; W/O HOLDING BRAKE PROTECTION CLASS IP65, | 4622 | TEM | 1 | MC | 39.001 | 1
1FK71052AC711RG2 | SIMOTICS S SYNCHRONOUS MOTOR 1FK7-CT PN=7,7 KW; UZK=600V M0=48NM (100K); NN=2000RPM; NATURAL COOLING; FRAME SIZE IMB 5 (IM V1, IM V3) FLANGE 1 POWER CONNECTOR ROTATABLE ABSOLUTE ENCODER 20 BIT + 12 BIT MULTITURN WITH DRIVE-CLIQ INTERFACE (ENCODER AM20DQI) PLAIN SHAFT, TOLERANCE N; W/O HOLDING BRAKE PROTECTION CLASS IP65, FLANGE ON DRIVE END IP67; | 4622 | TEM | 1 | MC | 39.001 | 1
1FK71052AC711RH0 | SIMOTICS S SYNCHRONOUS MOTOR 1FK7-CT PN=7,7 KW; UZK=600V M0=48NM (100K); NN=2000RPM; NATURAL COOLING; FRAME SIZE IMB 5 (IM V1, IM V3) FLANGE 1 POWER CONNECTOR ROTATABLE ABSOLUTE ENCODER 20 BIT + 12 BIT MULTITURN WITH DRIVE-CLIQ INTERFACE (ENCODER AM20DQI) PLAIN SHAFT, TOLERANCE N; WITH HOLDING BRAKE PROTECTION CLASS IP64; | 4940 | TEM | 1 | MC | 39.3 | 1
1FK71052AC711RH1 | SIMOTICS S SYNCHRONOUS MOTOR 1FK7-CT PN=7,7 KW; UZK=600V M0=48NM (100K); NN=2000RPM; NATURAL COOLING; FRAME SIZE IMB 5 (IM V1, IM V3) FLANGE 1 POWER CONNECTOR ROTATABLE ABSOLUTE ENCODER 20 BIT + 12 BIT MULTITURN WITH DRIVE-CLIQ INTERFACE (ENCODER AM20DQI) PLAIN SHAFT, TOLERANCE N; WITH HOLDING BRAKE PROTECTION CLASS IP65, | 5033 | TEM | 1 | MC | 39.3 | 1
1FK71052AC711RH2 | SIMOTICS S SYNCHRONOUS MOTOR 1FK7-CT PN=7,7 KW; UZK=600V M0=48NM (100K); NN=2000RPM; NATURAL COOLING; FRAME SIZE IMB 5 (IM V1, IM V3) FLANGE 1 POWER CONNECTOR ROTATABLE ABSOLUTE ENCODER 20 BIT + 12 BIT MULTITURN WITH DRIVE-CLIQ INTERFACE (ENCODER AM20DQI) PLAIN SHAFT, TOLERANCE N; WITH HOLDING BRAKE PROTECTION CLASS IP65, FLANGE ON DRIVE END IP67; | 5033 | TEM | 1 | MC | 39.3 | 1
1FK71052AC711SA0 | SIMOTICS S SYNCHRONOUS MOTOR 1FK7-CT PN=7,7 KW; UZK=600V M0=48NM (100K); NN=2000RPM; NATURAL COOLING; FRAME SIZE IMB 5 (IM V1, IM V3) FLANGE 1, WITH KTY TEMPERATURESENSOR POWER CONNECTOR ROTATABLE RESOLVER MULTI-POLE (RESOLVER P=4); SHAFT WITH FITTED KEY, TOLERANCE N; W/O HOLDING BRAKE PROTECTION CLASS IP64; | 3897 | TEM | 1 | MC | 39.002 | 1
1FK71052AC711SA1 | SIMOTICS S SYNCHRONOUS MOTOR 1FK7-CT PN=7,7 KW; UZK=600V M0=48NM (100K); NN=2000RPM; NATURAL COOLING; FRAME SIZE IMB 5 (IM V1, IM V3) FLANGE 1, WITH KTY TEMPERATURESENSOR POWER CONNECTOR ROTATABLE RESOLVER MULTI-POLE (RESOLVER P=4); SHAFT WITH FITTED KEY, TOLERANCE N; W/O HOLDING BRAKE PROTECTION CLASS IP65, | 3990 | TEM | 1 | MC | 39.002 | 1
1FK71052AC711SA2 | SIMOTICS S SYNCHRONOUS MOTOR 1FK7-CT PN=7,7 KW; UZK=600V M0=48NM (100K); NN=2000RPM; NATURAL COOLING; FRAME SIZE IMB 5 (IM V1, IM V3) FLANGE 1, WITH KTY TEMPERATURESENSOR POWER CONNECTOR ROTATABLE RESOLVER MULTI-POLE (RESOLVER P=4); SHAFT WITH FITTED KEY, TOLERANCE N; W/O HOLDING BRAKE PROTECTION CLASS IP65, FLANGE ON DRIVE END IP67; | 3990 | TEM | 1 | MC | 39.002 | 1
1FK71052AC711SB0 | SIMOTICS S SYNCHRONOUS MOTOR 1FK7-CT PN=7,7 KW; UZK=600V M0=48NM (100K); NN=2000RPM; NATURAL COOLING; FRAME SIZE IMB 5 (IM V1, IM V3) FLANGE 1, WITH KTY TEMPERATURESENSOR POWER CONNECTOR ROTATABLE RESOLVER MULTI-POLE (RESOLVER P=4); SHAFT WITH FITTED KEY, TOLERANCE N; WITH HOLDING BRAKE PROTECTION CLASS IP64; | 4308 | TEM | 1 | MC | 39.301 | 1
1FK71052AC711SB1 | SIMOTICS S SYNCHRONOUS MOTOR 1FK7-CT PN=7,7 KW; UZK=600V M0=48NM (100K); NN=2000RPM; NATURAL COOLING; FRAME SIZE IMB 5 (IM V1, IM V3) FLANGE 1, WITH KTY TEMPERATURESENSOR POWER CONNECTOR ROTATABLE RESOLVER MULTI-POLE (RESOLVER P=4); SHAFT WITH FITTED KEY, TOLERANCE N; WITH HOLDING BRAKE PROTECTION CLASS IP65, | 4402 | TEM | 1 | MC | 39.301 | 1
1FK71052AC711SB2 | SIMOTICS S SYNCHRONOUS MOTOR 1FK7-CT PN=7,7 KW; UZK=600V M0=48NM (100K); NN=2000RPM; NATURAL COOLING; FRAME SIZE IMB 5 (IM V1, IM V3) FLANGE 1, WITH KTY TEMPERATURESENSOR POWER CONNECTOR ROTATABLE RESOLVER MULTI-POLE (RESOLVER P=4); SHAFT WITH FITTED KEY, TOLERANCE N; WITH HOLDING BRAKE PROTECTION CLASS IP65, FLANGE ON DRIVE END IP67; | 4402 | TEM | 1 | MC | 39.301 | 1
1FK71052AC711SG0 | SIMOTICS S SYNCHRONOUS MOTOR 1FK7-CT PN=7,7 KW; UZK=600V M0=48NM (100K); NN=2000RPM; NATURAL COOLING; FRAME SIZE IMB 5 (IM V1, IM V3) FLANGE 1, WITH KTY TEMPERATURESENSOR POWER CONNECTOR ROTATABLE RESOLVER MULTI-POLE (RESOLVER P=4); PLAIN SHAFT, TOLERANCE N; W/O HOLDING BRAKE PROTECTION CLASS IP64; | 3810 | TEM | 1 | MC | 39.002 | 1
1FK71052AC711SG1 | SIMOTICS S SYNCHRONOUS MOTOR 1FK7-CT PN=7,7 KW; UZK=600V M0=48NM (100K); NN=2000RPM; NATURAL COOLING; FRAME SIZE IMB 5 (IM V1, IM V3) FLANGE 1, WITH KTY TEMPERATURESENSOR POWER CONNECTOR ROTATABLE RESOLVER MULTI-POLE (RESOLVER P=4); PLAIN SHAFT, TOLERANCE N; W/O HOLDING BRAKE PROTECTION CLASS IP65, | 3904 | TEM | 1 | MC | 39.002 | 1
1FK71052AC711SG2 | SIMOTICS S SYNCHRONOUS MOTOR 1FK7-CT PN=7,7 KW; UZK=600V M0=48NM (100K); NN=2000RPM; NATURAL COOLING; FRAME SIZE IMB 5 (IM V1, IM V3) FLANGE 1, WITH KTY TEMPERATURESENSOR POWER CONNECTOR ROTATABLE RESOLVER MULTI-POLE (RESOLVER P=4); PLAIN SHAFT, TOLERANCE N; W/O HOLDING BRAKE PROTECTION CLASS IP65, FLANGE ON DRIVE END IP67; | 3904 | TEM | 1 | MC | 39.002 | 1
1FK71052AC711SH0 | SIMOTICS S SYNCHRONOUS MOTOR 1FK7-CT PN=7,7 KW; UZK=600V M0=48NM (100K); NN=2000RPM; NATURAL COOLING; FRAME SIZE IMB 5 (IM V1, IM V3) FLANGE 1, WITH KTY TEMPERATURESENSOR POWER CONNECTOR ROTATABLE RESOLVER MULTI-POLE (RESOLVER P=4); PLAIN SHAFT, TOLERANCE N; WITH HOLDING BRAKE PROTECTION CLASS IP64; | 4222 | TEM | 1 | MC | 39.301 | 1
1FK71052AC711SH1 | SIMOTICS S SYNCHRONOUS MOTOR 1FK7-CT PN=7,7 KW; UZK=600V M0=48NM (100K); NN=2000RPM; NATURAL COOLING; FRAME SIZE IMB 5 (IM V1, IM V3) FLANGE 1, WITH KTY TEMPERATURESENSOR POWER CONNECTOR ROTATABLE RESOLVER MULTI-POLE (RESOLVER P=4); PLAIN SHAFT, TOLERANCE N; WITH HOLDING BRAKE PROTECTION CLASS IP65, | 4315 | TEM | 1 | MC | 39.301 | 1
1FK71052AC711SH2 | SIMOTICS S SYNCHRONOUS MOTOR 1FK7-CT PN=7,7 KW; UZK=600V M0=48NM (100K); NN=2000RPM; NATURAL COOLING; FRAME SIZE IMB 5 (IM V1, IM V3) FLANGE 1, WITH KTY TEMPERATURESENSOR POWER CONNECTOR ROTATABLE RESOLVER MULTI-POLE (RESOLVER P=4); PLAIN SHAFT, TOLERANCE N; WITH HOLDING BRAKE PROTECTION CLASS IP65, FLANGE ON DRIVE END IP67; | 4315 | TEM | 1 | MC | 39.301 | 1
1FK71052AC711TA0 | SIMOTICS S SYNCHRONOUS MOTOR 1FK7-CT PN=7,7 KW; UZK=600V M0=48NM (100K); NN=2000RPM; NATURAL COOLING; FRAME SIZE IMB 5 (IM V1, IM V3) FLANGE 1, WITH KTY TEMPERATURESENSOR POWER CONNECTOR ROTATABLE RESOLVER 2-POLE (RESOLVER P=1); SHAFT WITH FITTED KEY, TOLERANCE N; W/O HOLDING BRAKE PROTECTION CLASS IP64; | 3897 | TEM | 1 | MC | 39.002 | 1
1FK71052AC711TA1 | SIMOTICS S SYNCHRONOUS MOTOR 1FK7-CT PN=7,7 KW; UZK=600V M0=48NM (100K); NN=2000RPM; NATURAL COOLING; FRAME SIZE IMB 5 (IM V1, IM V3) FLANGE 1, WITH KTY TEMPERATURESENSOR POWER CONNECTOR ROTATABLE RESOLVER 2-POLE (RESOLVER P=1); SHAFT WITH FITTED KEY, TOLERANCE N; W/O HOLDING BRAKE PROTECTION CLASS IP65, | 3990 | TEM | 1 | MC | 39.002 | 1
1FK71052AC711TA2 | SIMOTICS S SYNCHRONOUS MOTOR 1FK7-CT PN=7,7 KW; UZK=600V M0=48NM (100K); NN=2000RPM; NATURAL COOLING; FRAME SIZE IMB 5 (IM V1, IM V3) FLANGE 1, WITH KTY TEMPERATURESENSOR POWER CONNECTOR ROTATABLE RESOLVER 2-POLE (RESOLVER P=1); SHAFT WITH FITTED KEY, TOLERANCE N; W/O HOLDING BRAKE PROTECTION CLASS IP65, FLANGE ON DRIVE END IP67; | 3990 | TEM | 1 | MC | 39.002 | 1
1FK71052AC711TB0 | SIMOTICS S SYNCHRONOUS MOTOR 1FK7-CT PN=7,7 KW; UZK=600V M0=48NM (100K); NN=2000RPM; NATURAL COOLING; FRAME SIZE IMB 5 (IM V1, IM V3) FLANGE 1, WITH KTY TEMPERATURESENSOR POWER CONNECTOR ROTATABLE RESOLVER 2-POLE (RESOLVER P=1); SHAFT WITH FITTED KEY, TOLERANCE N; WITH HOLDING BRAKE PROTECTION CLASS IP64; | 4308 | TEM | 1 | MC | 39.301 | 1
1FK71052AC711TB1 | SIMOTICS S SYNCHRONOUS MOTOR 1FK7-CT PN=7,7 KW; UZK=600V M0=48NM (100K); NN=2000RPM; NATURAL COOLING; FRAME SIZE IMB 5 (IM V1, IM V3) FLANGE 1, WITH KTY TEMPERATURESENSOR POWER CONNECTOR ROTATABLE RESOLVER 2-POLE (RESOLVER P=1); SHAFT WITH FITTED KEY, TOLERANCE N; WITH HOLDING BRAKE PROTECTION CLASS IP65, | 4402 | TEM | 1 | MC | 39.301 | 1
1FK71052AC711TB2 | SIMOTICS S SYNCHRONOUS MOTOR 1FK7-CT PN=7,7 KW; UZK=600V M0=48NM (100K); NN=2000RPM; NATURAL COOLING; FRAME SIZE IMB 5 (IM V1, IM V3) FLANGE 1, WITH KTY TEMPERATURESENSOR POWER CONNECTOR ROTATABLE RESOLVER 2-POLE (RESOLVER P=1); SHAFT WITH FITTED KEY, TOLERANCE N; WITH HOLDING BRAKE PROTECTION CLASS IP65, FLANGE ON DRIVE END IP67; | 4402 | TEM | 1 | MC | 39.301 | 1
1FK71052AC711TG0 | SIMOTICS S SYNCHRONOUS MOTOR 1FK7-CT PN=7,7 KW; UZK=600V M0=48NM (100K); NN=2000RPM; NATURAL COOLING; FRAME SIZE IMB 5 (IM V1, IM V3) FLANGE 1, WITH KTY TEMPERATURESENSOR POWER CONNECTOR ROTATABLE RESOLVER 2-POLE (RESOLVER P=1); PLAIN SHAFT, TOLERANCE N; W/O HOLDING BRAKE PROTECTION CLASS IP64; | 3810 | TEM | 1 | MC | 39.002 | 1
1FK71052AC711TG1 | SIMOTICS S SYNCHRONOUS MOTOR 1FK7-CT PN=7,7 KW; UZK=600V M0=48NM (100K); NN=2000RPM; NATURAL COOLING; FRAME SIZE IMB 5 (IM V1, IM V3) FLANGE 1, WITH KTY TEMPERATURESENSOR POWER CONNECTOR ROTATABLE RESOLVER 2-POLE (RESOLVER P=1); PLAIN SHAFT, TOLERANCE N; W/O HOLDING BRAKE PROTECTION CLASS IP65, | 3904 | TEM | 1 | MC | 39.002 | 1
1FK71052AC711TG2 | SIMOTICS S SYNCHRONOUS MOTOR 1FK7-CT PN=7,7 KW; UZK=600V M0=48NM (100K); NN=2000RPM; NATURAL COOLING; FRAME SIZE IMB 5 (IM V1, IM V3) FLANGE 1, WITH KTY TEMPERATURESENSOR POWER CONNECTOR ROTATABLE RESOLVER 2-POLE (RESOLVER P=1); PLAIN SHAFT, TOLERANCE N; W/O HOLDING BRAKE PROTECTION CLASS IP65, FLANGE ON DRIVE END IP67; | 3904 | TEM | 1 | MC | 39.002 | 1
1FK71052AC711TH0 | SIMOTICS S SYNCHRONOUS MOTOR 1FK7-CT PN=7,7 KW; UZK=600V M0=48NM (100K); NN=2000RPM; NATURAL COOLING; FRAME SIZE IMB 5 (IM V1, IM V3) FLANGE 1, WITH KTY TEMPERATURESENSOR POWER CONNECTOR ROTATABLE RESOLVER 2-POLE (RESOLVER P=1); PLAIN SHAFT, TOLERANCE N; WITH HOLDING BRAKE PROTECTION CLASS IP64; | 4222 | TEM | 1 | MC | 39.301 | 1
1FK71052AC711TH1 | SIMOTICS S SYNCHRONOUS MOTOR 1FK7-CT PN=7,7 KW; UZK=600V M0=48NM (100K); NN=2000RPM; NATURAL COOLING; FRAME SIZE IMB 5 (IM V1, IM V3) FLANGE 1, WITH KTY TEMPERATURESENSOR POWER CONNECTOR ROTATABLE RESOLVER 2-POLE (RESOLVER P=1); PLAIN SHAFT, TOLERANCE N; WITH HOLDING BRAKE PROTECTION CLASS IP65, | 4315 | TEM | 1 | MC | 39.301 | 1
1FK71052AC711TH2 | SIMOTICS S SYNCHRONOUS MOTOR 1FK7-CT PN=7,7 KW; UZK=600V M0=48NM (100K); NN=2000RPM; NATURAL COOLING; FRAME SIZE IMB 5 (IM V1, IM V3) FLANGE 1, WITH KTY TEMPERATURESENSOR POWER CONNECTOR ROTATABLE RESOLVER 2-POLE (RESOLVER P=1); PLAIN SHAFT, TOLERANCE N; WITH HOLDING BRAKE PROTECTION CLASS IP65, FLANGE ON DRIVE END IP67; | 4315 | TEM | 1 | MC | 39.301 | 1
1FK71052AC711UA0 | SIMOTICS S SYNCHRONOUS MOTOR 1FK7-CT PN=7,7 KW; UZK=600V M0=48NM (100K); NN=2000RPM; NATURAL COOLING; FRAME SIZE IMB 5 (IM V1, IM V3) FLANGE 1 POWER CONNECTOR ROTATABLE RESOLVER MULTI-POLE WITH DRIVE-CLIQ INTERFACE; SHAFT WITH FITTED KEY, TOLERANCE N; W/O HOLDING BRAKE PROTECTION CLASS IP64; | 4138 | TEM | 1 | MC | 39.002 | 1
1FK71052AC711UA1 | SIMOTICS S SYNCHRONOUS MOTOR 1FK7-CT PN=7,7 KW; UZK=600V M0=48NM (100K); NN=2000RPM; NATURAL COOLING; FRAME SIZE IMB 5 (IM V1, IM V3) FLANGE 1 POWER CONNECTOR ROTATABLE RESOLVER MULTI-POLE WITH DRIVE-CLIQ INTERFACE; SHAFT WITH FITTED KEY, TOLERANCE N; W/O HOLDING BRAKE PROTECTION CLASS IP65, | 4231 | TEM | 1 | MC | 39.002 | 1
1FK71052AC711UA2 | SIMOTICS S SYNCHRONOUS MOTOR 1FK7-CT PN=7,7 KW; UZK=600V M0=48NM (100K); NN=2000RPM; NATURAL COOLING; FRAME SIZE IMB 5 (IM V1, IM V3) FLANGE 1 POWER CONNECTOR ROTATABLE RESOLVER MULTI-POLE WITH DRIVE-CLIQ INTERFACE; SHAFT WITH FITTED KEY, TOLERANCE N; W/O HOLDING BRAKE PROTECTION CLASS IP65, FLANGE ON DRIVE END IP67; | 4231 | TEM | 1 | MC | 39.002 | 1
1FK71052AC711UB0 | SIMOTICS S SYNCHRONOUS MOTOR 1FK7-CT PN=7,7 KW; UZK=600V M0=48NM (100K); NN=2000RPM; NATURAL COOLING; FRAME SIZE IMB 5 (IM V1, IM V3) FLANGE 1 POWER CONNECTOR ROTATABLE RESOLVER MULTI-POLE WITH DRIVE-CLIQ INTERFACE; SHAFT WITH FITTED KEY, TOLERANCE N; WITH HOLDING BRAKE PROTECTION CLASS IP64; | 4549 | TEM | 1 | MC | 39.301 | 1
1FK71052AC711UB1 | SIMOTICS S SYNCHRONOUS MOTOR 1FK7-CT PN=7,7 KW; UZK=600V M0=48NM (100K); NN=2000RPM; NATURAL COOLING; FRAME SIZE IMB 5 (IM V1, IM V3) FLANGE 1 POWER CONNECTOR ROTATABLE RESOLVER MULTI-POLE WITH DRIVE-CLIQ INTERFACE; SHAFT WITH FITTED KEY, TOLERANCE N; WITH HOLDING BRAKE PROTECTION CLASS IP65, | 4643 | TEM | 1 | MC | 39.301 | 1
1FK71052AC711UB2 | SIMOTICS S SYNCHRONOUS MOTOR 1FK7-CT PN=7,7 KW; UZK=600V M0=48NM (100K); NN=2000RPM; NATURAL COOLING; FRAME SIZE IMB 5 (IM V1, IM V3) FLANGE 1 POWER CONNECTOR ROTATABLE RESOLVER MULTI-POLE WITH DRIVE-CLIQ INTERFACE; SHAFT WITH FITTED KEY, TOLERANCE N; WITH HOLDING BRAKE PROTECTION CLASS IP65, FLANGE ON DRIVE END IP67; | 4643 | TEM | 1 | MC | 39.301 | 1
1FK71052AC711UG0 | SIMOTICS S SYNCHRONOUS MOTOR 1FK7-CT PN=7,7 KW; UZK=600V M0=48NM (100K); NN=2000RPM; NATURAL COOLING; FRAME SIZE IMB 5 (IM V1, IM V3) FLANGE 1 POWER CONNECTOR ROTATABLE RESOLVER MULTI-POLE WITH DRIVE-CLIQ INTERFACE; PLAIN SHAFT, TOLERANCE N; W/O HOLDING BRAKE PROTECTION CLASS IP64; | 4051 | TEM | 1 | MC | 39.002 | 1
1FK71052AC711UG1 | SIMOTICS S SYNCHRONOUS MOTOR 1FK7-CT PN=7,7 KW; UZK=600V M0=48NM (100K); NN=2000RPM; NATURAL COOLING; FRAME SIZE IMB 5 (IM V1, IM V3) FLANGE 1 POWER CONNECTOR ROTATABLE RESOLVER MULTI-POLE WITH DRIVE-CLIQ INTERFACE; PLAIN SHAFT, TOLERANCE N; W/O HOLDING BRAKE PROTECTION CLASS IP65, | 4145 | TEM | 1 | MC | 39.002 | 1
1FK71052AC711UG2 | SIMOTICS S SYNCHRONOUS MOTOR 1FK7-CT PN=7,7 KW; UZK=600V M0=48NM (100K); NN=2000RPM; NATURAL COOLING; FRAME SIZE IMB 5 (IM V1, IM V3) FLANGE 1 POWER CONNECTOR ROTATABLE RESOLVER MULTI-POLE WITH DRIVE-CLIQ INTERFACE; PLAIN SHAFT, TOLERANCE N; W/O HOLDING BRAKE PROTECTION CLASS IP65, FLANGE ON DRIVE END IP67; | 4145 | TEM | 1 | MC | 39.002 | 1
1FK71052AC711UH0 | SIMOTICS S SYNCHRONOUS MOTOR 1FK7-CT PN=7,7 KW; UZK=600V M0=48NM (100K); NN=2000RPM; NATURAL COOLING; FRAME SIZE IMB 5 (IM V1, IM V3) FLANGE 1 POWER CONNECTOR ROTATABLE RESOLVER MULTI-POLE WITH DRIVE-CLIQ INTERFACE; PLAIN SHAFT, TOLERANCE N; WITH HOLDING BRAKE PROTECTION CLASS IP64; | 4463 | TEM | 1 | MC | 39.301 | 1
1FK71052AC711UH1 | SIMOTICS S SYNCHRONOUS MOTOR 1FK7-CT PN=7,7 KW; UZK=600V M0=48NM (100K); NN=2000RPM; NATURAL COOLING; FRAME SIZE IMB 5 (IM V1, IM V3) FLANGE 1 POWER CONNECTOR ROTATABLE RESOLVER MULTI-POLE WITH DRIVE-CLIQ INTERFACE; PLAIN SHAFT, TOLERANCE N; WITH HOLDING BRAKE PROTECTION CLASS IP65, | 4556 | TEM | 1 | MC | 39.301 | 1
1FK71052AC711UH2 | SIMOTICS S SYNCHRONOUS MOTOR 1FK7-CT PN=7,7 KW; UZK=600V M0=48NM (100K); NN=2000RPM; NATURAL COOLING; FRAME SIZE IMB 5 (IM V1, IM V3) FLANGE 1 POWER CONNECTOR ROTATABLE RESOLVER MULTI-POLE WITH DRIVE-CLIQ INTERFACE; PLAIN SHAFT, TOLERANCE N; WITH HOLDING BRAKE PROTECTION CLASS IP65, FLANGE ON DRIVE END IP67; | 4556 | TEM | 1 | MC | 39.301 | 1
1FK71052AF711AA0 | SIMOTICS S SYNCHRONOUS MOTOR 1FK7-CT PN=8,2 KW; UZK=600V M0=48NM (100K); NN=3000RPM; NATURAL COOLING; FRAME SIZE IMB 5 (IM V1, IM V3) FLANGE 1, WITH KTY TEMPERATURESENSOR POWER CONNECTOR ROTATABLE INCREMENTAL ENCODER SIN/COS 1VPP;2048 S/R W. C-AND D-SPUR (ENCODER IC2048S/R) SHAFT WITH FITTED KEY, TOLERANCE N; W/O HOLDING BRAKE PROTECTION CLASS IP64; | 4483 | TEM | 1 | MC | 39.001 | 1
1FK71052AF711AA1 | SIMOTICS S SYNCHRONOUS MOTOR 1FK7-CT PN=8,2 KW; UZK=600V M0=48NM (100K); NN=3000RPM; NATURAL COOLING; FRAME SIZE IMB 5 (IM V1, IM V3) FLANGE 1, WITH KTY TEMPERATURESENSOR POWER CONNECTOR ROTATABLE INCREMENTAL ENCODER SIN/COS 1VPP;2048 S/R W. C-AND D-SPUR (ENCODER IC2048S/R) SHAFT WITH FITTED KEY, TOLERANCE N; W/O HOLDING BRAKE PROTECTION CLASS IP65, | 4576 | TEM | 1 | MC | 39.001 | 1
1FK71052AF711AA2 | SIMOTICS S SYNCHRONOUS MOTOR 1FK7-CT PN=8,2 KW; UZK=600V M0=48NM (100K); NN=3000RPM; NATURAL COOLING; FRAME SIZE IMB 5 (IM V1, IM V3) FLANGE 1, WITH KTY TEMPERATURESENSOR POWER CONNECTOR ROTATABLE INCREMENTAL ENCODER SIN/COS 1VPP;2048 S/R W. C-AND D-SPUR (ENCODER IC2048S/R) SHAFT WITH FITTED KEY, TOLERANCE N; W/O HOLDING BRAKE PROTECTION CLASS IP65, FLANGE ON DRIVE END IP67; | 4576 | TEM | 1 | MC | 39.001 | 1
1FK71052AF711AB0 | SIMOTICS S SYNCHRONOUS MOTOR 1FK7-CT PN=8,2 KW; UZK=600V M0=48NM (100K); NN=3000RPM; NATURAL COOLING; FRAME SIZE IMB 5 (IM V1, IM V3) FLANGE 1, WITH KTY TEMPERATURESENSOR POWER CONNECTOR ROTATABLE INCREMENTAL ENCODER SIN/COS 1VPP;2048 S/R W. C-AND D-SPUR (ENCODER IC2048S/R) SHAFT WITH FITTED KEY, TOLERANCE N; WITH HOLDING BRAKE PROTECTION CLASS IP64; | 4894 | TEM | 1 | MC | 39.3 | 1
1FK71052AF711AB1 | SIMOTICS S SYNCHRONOUS MOTOR 1FK7-CT PN=8,2 KW; UZK=600V M0=48NM (100K); NN=3000RPM; NATURAL COOLING; FRAME SIZE IMB 5 (IM V1, IM V3) FLANGE 1, WITH KTY TEMPERATURESENSOR POWER CONNECTOR ROTATABLE INCREMENTAL ENCODER SIN/COS 1VPP;2048 S/R W. C-AND D-SPUR (ENCODER IC2048S/R) SHAFT WITH FITTED KEY, TOLERANCE N; WITH HOLDING BRAKE PROTECTION CLASS IP65, | 4987 | TEM | 1 | MC | 39.3 | 1
1FK71052AF711AB2 | SIMOTICS S SYNCHRONOUS MOTOR 1FK7-CT PN=8,2 KW; UZK=600V M0=48NM (100K); NN=3000RPM; NATURAL COOLING; FRAME SIZE IMB 5 (IM V1, IM V3) FLANGE 1, WITH KTY TEMPERATURESENSOR POWER CONNECTOR ROTATABLE INCREMENTAL ENCODER SIN/COS 1VPP;2048 S/R W. C-AND D-SPUR (ENCODER IC2048S/R) SHAFT WITH FITTED KEY, TOLERANCE N; WITH HOLDING BRAKE PROTECTION CLASS IP65, FLANGE ON DRIVE END IP67; | 4987 | TEM | 1 | MC | 39.3 | 1
1FK71052AF711AG0 | SIMOTICS S SYNCHRONOUS MOTOR 1FK7-CT PN=8,2 KW; UZK=600V M0=48NM (100K); NN=3000RPM; NATURAL COOLING; FRAME SIZE IMB 5 (IM V1, IM V3) FLANGE 1, WITH KTY TEMPERATURESENSOR POWER CONNECTOR ROTATABLE INCREMENTAL ENCODER SIN/COS 1VPP;2048 S/R W. C-AND D-SPUR (ENCODER IC2048S/R) PLAIN SHAFT, TOLERANCE N; W/O HOLDING BRAKE PROTECTION CLASS IP64; | 4396 | TEM | 1 | MC | 39.001 | 1
1FK71052AF711AG1 | SIMOTICS S SYNCHRONOUS MOTOR 1FK7-CT PN=8,2 KW; UZK=600V M0=48NM (100K); NN=3000RPM; NATURAL COOLING; FRAME SIZE IMB 5 (IM V1, IM V3) FLANGE 1, WITH KTY TEMPERATURESENSOR POWER CONNECTOR ROTATABLE INCREMENTAL ENCODER SIN/COS 1VPP;2048 S/R W. C-AND D-SPUR (ENCODER IC2048S/R) PLAIN SHAFT, TOLERANCE N; W/O HOLDING BRAKE PROTECTION CLASS IP65, | 4490 | TEM | 1 | MC | 39.001 | 1
1FK71052AF711AG2 | SIMOTICS S SYNCHRONOUS MOTOR 1FK7-CT PN=8,2 KW; UZK=600V M0=48NM (100K); NN=3000RPM; NATURAL COOLING; FRAME SIZE IMB 5 (IM V1, IM V3) FLANGE 1, WITH KTY TEMPERATURESENSOR POWER CONNECTOR ROTATABLE INCREMENTAL ENCODER SIN/COS 1VPP;2048 S/R W. C-AND D-SPUR (ENCODER IC2048S/R) PLAIN SHAFT, TOLERANCE N; W/O HOLDING BRAKE PROTECTION CLASS IP65, FLANGE ON DRIVE END IP67; | 4490 | TEM | 1 | MC | 39.001 | 1
1FK71052AF711AH0 | SIMOTICS S SYNCHRONOUS MOTOR 1FK7-CT PN=8,2 KW; UZK=600V M0=48NM (100K); NN=3000RPM; NATURAL COOLING; FRAME SIZE IMB 5 (IM V1, IM V3) FLANGE 1, WITH KTY TEMPERATURESENSOR POWER CONNECTOR ROTATABLE INCREMENTAL ENCODER SIN/COS 1VPP;2048 S/R W. C-AND D-SPUR (ENCODER IC2048S/R) PLAIN SHAFT, TOLERANCE N; WITH HOLDING BRAKE PROTECTION CLASS IP64; | 4808 | TEM | 1 | MC | 39.3 | 1
1FK71052AF711AH1 | SIMOTICS S SYNCHRONOUS MOTOR 1FK7-CT PN=8,2 KW; UZK=600V M0=48NM (100K); NN=3000RPM; NATURAL COOLING; FRAME SIZE IMB 5 (IM V1, IM V3) FLANGE 1, WITH KTY TEMPERATURESENSOR POWER CONNECTOR ROTATABLE INCREMENTAL ENCODER SIN/COS 1VPP;2048 S/R W. C-AND D-SPUR (ENCODER IC2048S/R) PLAIN SHAFT, TOLERANCE N; WITH HOLDING BRAKE PROTECTION CLASS IP65, | 4901 | TEM | 1 | MC | 39.3 | 1
1FK71052AF711AH2 | SIMOTICS S SYNCHRONOUS MOTOR 1FK7-CT PN=8,2 KW; UZK=600V M0=48NM (100K); NN=3000RPM; NATURAL COOLING; FRAME SIZE IMB 5 (IM V1, IM V3) FLANGE 1, WITH KTY TEMPERATURESENSOR POWER CONNECTOR ROTATABLE INCREMENTAL ENCODER SIN/COS 1VPP;2048 S/R W. C-AND D-SPUR (ENCODER IC2048S/R) PLAIN SHAFT, TOLERANCE N; WITH HOLDING BRAKE PROTECTION CLASS IP65, FLANGE ON DRIVE END IP67; | 4901 | TEM | 1 | MC | 39.3 | 1
1FK71052AF711BA0 | SIMOTICS S SYNCHRONOUS MOTOR 1FK7-CT PN=8,2 KW; UZK=600V M0=48NM (100K); NN=3000RPM; NATURAL COOLING; FRAME SIZE IMB 5 (IM V1, IM V3) FLANGE 1 POWER CONNECTOR ROTATABLE ABSOLUTE ENCODER SINGLETURN 24 BIT WITH DRIVE CLIQ INTERFACE (ENCODER AS24DQI) SHAFT WITH FITTED KEY, TOLERANCE N; W/O HOLDING BRAKE PROTECTION CLASS IP64; | 4724 | TEM | 1 | MC | 39.001 | 1
1FK71052AF711BA1 | SIMOTICS S SYNCHRONOUS MOTOR 1FK7-CT PN=8,2 KW; UZK=600V M0=48NM (100K); NN=3000RPM; NATURAL COOLING; FRAME SIZE IMB 5 (IM V1, IM V3) FLANGE 1 POWER CONNECTOR ROTATABLE ABSOLUTE ENCODER SINGLETURN 24 BIT WITH DRIVE CLIQ INTERFACE (ENCODER AS24DQI) SHAFT WITH FITTED KEY, TOLERANCE N; W/O HOLDING BRAKE PROTECTION CLASS IP65, | 4817 | TEM | 1 | MC | 39.001 | 1
1FK71052AF711BA2 | SIMOTICS S SYNCHRONOUS MOTOR 1FK7-CT PN=8,2 KW; UZK=600V M0=48NM (100K); NN=3000RPM; NATURAL COOLING; FRAME SIZE IMB 5 (IM V1, IM V3) FLANGE 1 POWER CONNECTOR ROTATABLE ABSOLUTE ENCODER SINGLETURN 24 BIT WITH DRIVE CLIQ INTERFACE (ENCODER AS24DQI) SHAFT WITH FITTED KEY, TOLERANCE N; W/O HOLDING BRAKE PROTECTION CLASS IP65, FLANGE ON DRIVE END IP67; | 4817 | TEM | 1 | MC | 39.001 | 1
1FK71052AF711BB0 | SIMOTICS S SYNCHRONOUS MOTOR 1FK7-CT PN=8,2 KW; UZK=600V M0=48NM (100K); NN=3000RPM; NATURAL COOLING; FRAME SIZE IMB 5 (IM V1, IM V3) FLANGE 1 POWER CONNECTOR ROTATABLE ABSOLUTE ENCODER SINGLETURN 24 BIT WITH DRIVE CLIQ INTERFACE (ENCODER AS24DQI) SHAFT WITH FITTED KEY, TOLERANCE N; WITH HOLDING BRAKE PROTECTION CLASS IP64; | 5135 | TEM | 1 | MC | 39.3 | 1
1FK71052AF711BB1 | SIMOTICS S SYNCHRONOUS MOTOR 1FK7-CT PN=8,2 KW; UZK=600V M0=48NM (100K); NN=3000RPM; NATURAL COOLING; FRAME SIZE IMB 5 (IM V1, IM V3) FLANGE 1 POWER CONNECTOR ROTATABLE ABSOLUTE ENCODER SINGLETURN 24 BIT WITH DRIVE CLIQ INTERFACE (ENCODER AS24DQI) SHAFT WITH FITTED KEY, TOLERANCE N; WITH HOLDING BRAKE PROTECTION CLASS IP65, | 5229 | TEM | 1 | MC | 39.3 | 1
1FK71052AF711BB2 | SIMOTICS S SYNCHRONOUS MOTOR 1FK7-CT PN=8,2 KW; UZK=600V M0=48NM (100K); NN=3000RPM; NATURAL COOLING; FRAME SIZE IMB 5 (IM V1, IM V3) FLANGE 1 POWER CONNECTOR ROTATABLE ABSOLUTE ENCODER SINGLETURN 24 BIT WITH DRIVE CLIQ INTERFACE (ENCODER AS24DQI) SHAFT WITH FITTED KEY, TOLERANCE N; WITH HOLDING BRAKE PROTECTION CLASS IP65, FLANGE ON DRIVE END IP67; | 5229 | TEM | 1 | MC | 39.3 | 1
1FK71052AF711BG0 | SIMOTICS S SYNCHRONOUS MOTOR 1FK7-CT PN=8,2 KW; UZK=600V M0=48NM (100K); NN=3000RPM; NATURAL COOLING; FRAME SIZE IMB 5 (IM V1, IM V3) FLANGE 1 POWER CONNECTOR ROTATABLE ABSOLUTE ENCODER SINGLETURN 24 BIT WITH DRIVE CLIQ INTERFACE (ENCODER AS24DQI) PLAIN SHAFT, TOLERANCE N; W/O HOLDING BRAKE PROTECTION CLASS IP64; | 4637 | TEM | 1 | MC | 39.001 | 1
1FK71052AF711BG1 | SIMOTICS S SYNCHRONOUS MOTOR 1FK7-CT PN=8,2 KW; UZK=600V M0=48NM (100K); NN=3000RPM; NATURAL COOLING; FRAME SIZE IMB 5 (IM V1, IM V3) FLANGE 1 POWER CONNECTOR ROTATABLE ABSOLUTE ENCODER SINGLETURN 24 BIT WITH DRIVE CLIQ INTERFACE (ENCODER AS24DQI) PLAIN SHAFT, TOLERANCE N; W/O HOLDING BRAKE PROTECTION CLASS IP65, | 4731 | TEM | 1 | MC | 39.001 | 1
1FK71052AF711BG2 | SIMOTICS S SYNCHRONOUS MOTOR 1FK7-CT PN=8,2 KW; UZK=600V M0=48NM (100K); NN=3000RPM; NATURAL COOLING; FRAME SIZE IMB 5 (IM V1, IM V3) FLANGE 1 POWER CONNECTOR ROTATABLE ABSOLUTE ENCODER SINGLETURN 24 BIT WITH DRIVE CLIQ INTERFACE (ENCODER AS24DQI) PLAIN SHAFT, TOLERANCE N; W/O HOLDING BRAKE PROTECTION CLASS IP65, FLANGE ON DRIVE END IP67; | 4731 | TEM | 1 | MC | 39.001 | 1
1FK71052AF711BH0 | SIMOTICS S SYNCHRONOUS MOTOR 1FK7-CT PN=8,2 KW; UZK=600V M0=48NM (100K); NN=3000RPM; NATURAL COOLING; FRAME SIZE IMB 5 (IM V1, IM V3) FLANGE 1 POWER CONNECTOR ROTATABLE ABSOLUTE ENCODER SINGLETURN 24 BIT WITH DRIVE CLIQ INTERFACE (ENCODER AS24DQI) PLAIN SHAFT, TOLERANCE N; WITH HOLDING BRAKE PROTECTION CLASS IP64; | 5049 | TEM | 1 | MC | 39.3 | 1
1FK71052AF711BH1 | SIMOTICS S SYNCHRONOUS MOTOR 1FK7-CT PN=8,2 KW; UZK=600V M0=48NM (100K); NN=3000RPM; NATURAL COOLING; FRAME SIZE IMB 5 (IM V1, IM V3) FLANGE 1 POWER CONNECTOR ROTATABLE ABSOLUTE ENCODER SINGLETURN 24 BIT WITH DRIVE CLIQ INTERFACE (ENCODER AS24DQI) PLAIN SHAFT, TOLERANCE N; WITH HOLDING BRAKE PROTECTION CLASS IP65, | 5142 | TEM | 1 | MC | 39.3 | 1
1FK71052AF711BH2 | SIMOTICS S SYNCHRONOUS MOTOR 1FK7-CT PN=8,2 KW; UZK=600V M0=48NM (100K); NN=3000RPM; NATURAL COOLING; FRAME SIZE IMB 5 (IM V1, IM V3) FLANGE 1 POWER CONNECTOR ROTATABLE ABSOLUTE ENCODER SINGLETURN 24 BIT WITH DRIVE CLIQ INTERFACE (ENCODER AS24DQI) PLAIN SHAFT, TOLERANCE N; WITH HOLDING BRAKE PROTECTION CLASS IP65, FLANGE ON DRIVE END IP67; | 5142 | TEM | 1 | MC | 39.3 | 1
1FK71052AF711CA0 | SIMOTICS S SYNCHRONOUS MOTOR 1FK7-CT PN=8,2 KW; UZK=600V M0=48NM (100K); NN=3000RPM; NATURAL COOLING; FRAME SIZE IMB 5 (IM V1, IM V3) FLANGE 1 POWER CONNECTOR ROTATABLE ABSOLUTE ENCODER 24 BIT + 12 BIT MULTITURN WITH DRIVE-CLIQ INTERFACE (ENCODER AM24DQI) SHAFT WITH FITTED KEY, TOLERANCE N; W/O HOLDING BRAKE PROTECTION CLASS IP64; | 5093 | TEM | 1 | MC | 39.001 | 1
1FK71052AF711CA1 | SIMOTICS S SYNCHRONOUS MOTOR 1FK7-CT PN=8,2 KW; UZK=600V M0=48NM (100K); NN=3000RPM; NATURAL COOLING; FRAME SIZE IMB 5 (IM V1, IM V3) FLANGE 1 POWER CONNECTOR ROTATABLE ABSOLUTE ENCODER 24 BIT + 12 BIT MULTITURN WITH DRIVE-CLIQ INTERFACE (ENCODER AM24DQI) SHAFT WITH FITTED KEY, TOLERANCE N; W/O HOLDING BRAKE PROTECTION CLASS IP65, | 5186 | TEM | 1 | MC | 39.001 | 1
1FK71052AF711CA2 | SIMOTICS S SYNCHRONOUS MOTOR 1FK7-CT PN=8,2 KW; UZK=600V M0=48NM (100K); NN=3000RPM; NATURAL COOLING; FRAME SIZE IMB 5 (IM V1, IM V3) FLANGE 1 POWER CONNECTOR ROTATABLE ABSOLUTE ENCODER 24 BIT + 12 BIT MULTITURN WITH DRIVE-CLIQ INTERFACE (ENCODER AM24DQI) SHAFT WITH FITTED KEY, TOLERANCE N; W/O HOLDING BRAKE PROTECTION CLASS IP65, FLANGE ON DRIVE END IP67; | 5186 | TEM | 1 | MC | 39.001 | 1
1FK71052AF711CB0 | SIMOTICS S SYNCHRONOUS MOTOR 1FK7-CT PN=8,2 KW; UZK=600V M0=48NM (100K); NN=3000RPM; NATURAL COOLING; FRAME SIZE IMB 5 (IM V1, IM V3) FLANGE 1 POWER CONNECTOR ROTATABLE ABSOLUTE ENCODER 24 BIT + 12 BIT MULTITURN WITH DRIVE-CLIQ INTERFACE (ENCODER AM24DQI) SHAFT WITH FITTED KEY, TOLERANCE N; WITH HOLDING BRAKE PROTECTION CLASS IP64; | 5504 | TEM | 1 | MC | 39.3 | 1
1FK71052AF711CB1 | SIMOTICS S SYNCHRONOUS MOTOR 1FK7-CT PN=8,2 KW; UZK=600V M0=48NM (100K); NN=3000RPM; NATURAL COOLING; FRAME SIZE IMB 5 (IM V1, IM V3) FLANGE 1 POWER CONNECTOR ROTATABLE ABSOLUTE ENCODER 24 BIT + 12 BIT MULTITURN WITH DRIVE-CLIQ INTERFACE (ENCODER AM24DQI) SHAFT WITH FITTED KEY, TOLERANCE N; WITH HOLDING BRAKE PROTECTION CLASS IP65, | 5598 | TEM | 1 | MC | 39.3 | 1
1FK71052AF711CB2 | SIMOTICS S SYNCHRONOUS MOTOR 1FK7-CT PN=8,2 KW; UZK=600V M0=48NM (100K); NN=3000RPM; NATURAL COOLING; FRAME SIZE IMB 5 (IM V1, IM V3) FLANGE 1 POWER CONNECTOR ROTATABLE ABSOLUTE ENCODER 24 BIT + 12 BIT MULTITURN WITH DRIVE-CLIQ INTERFACE (ENCODER AM24DQI) SHAFT WITH FITTED KEY, TOLERANCE N; WITH HOLDING BRAKE PROTECTION CLASS IP65, FLANGE ON DRIVE END IP67; | 5598 | TEM | 1 | MC | 39.3 | 1
1FK71052AF711CG0 | SIMOTICS S SYNCHRONOUS MOTOR 1FK7-CT PN=8,2 KW; UZK=600V M0=48NM (100K); NN=3000RPM; NATURAL COOLING; FRAME SIZE IMB 5 (IM V1, IM V3) FLANGE 1 POWER CONNECTOR ROTATABLE ABSOLUTE ENCODER 24 BIT + 12 BIT MULTITURN WITH DRIVE-CLIQ INTERFACE (ENCODER AM24DQI) PLAIN SHAFT, TOLERANCE N; W/O HOLDING BRAKE PROTECTION CLASS IP64; | 5007 | TEM | 1 | MC | 39.001 | 1
1FK71052AF711CG1 | SIMOTICS S SYNCHRONOUS MOTOR 1FK7-CT PN=8,2 KW; UZK=600V M0=48NM (100K); NN=3000RPM; NATURAL COOLING; FRAME SIZE IMB 5 (IM V1, IM V3) FLANGE 1 POWER CONNECTOR ROTATABLE ABSOLUTE ENCODER 24 BIT + 12 BIT MULTITURN WITH DRIVE-CLIQ INTERFACE (ENCODER AM24DQI) PLAIN SHAFT, TOLERANCE N; W/O HOLDING BRAKE PROTECTION CLASS IP65, | 5100 | TEM | 1 | MC | 39.001 | 1
1FK71052AF711CG2 | SIMOTICS S SYNCHRONOUS MOTOR 1FK7-CT PN=8,2 KW; UZK=600V M0=48NM (100K); NN=3000RPM; NATURAL COOLING; FRAME SIZE IMB 5 (IM V1, IM V3) FLANGE 1 POWER CONNECTOR ROTATABLE ABSOLUTE ENCODER 24 BIT + 12 BIT MULTITURN WITH DRIVE-CLIQ INTERFACE (ENCODER AM24DQI) PLAIN SHAFT, TOLERANCE N; W/O HOLDING BRAKE PROTECTION CLASS IP65, FLANGE ON DRIVE END IP67; | 5100 | TEM | 1 | MC | 39.001 | 1
1FK71052AF711CH0 | SIMOTICS S SYNCHRONOUS MOTOR 1FK7-CT PN=8,2 KW; UZK=600V M0=48NM (100K); NN=3000RPM; NATURAL COOLING; FRAME SIZE IMB 5 (IM V1, IM V3) FLANGE 1 POWER CONNECTOR ROTATABLE ABSOLUTE ENCODER 24 BIT + 12 BIT MULTITURN WITH DRIVE-CLIQ INTERFACE (ENCODER AM24DQI) PLAIN SHAFT, TOLERANCE N; WITH HOLDING BRAKE PROTECTION CLASS IP64; | 5418 | TEM | 1 | MC | 39.3 | 1
1FK71052AF711CH1 | SIMOTICS S SYNCHRONOUS MOTOR 1FK7-CT PN=8,2 KW; UZK=600V M0=48NM (100K); NN=3000RPM; NATURAL COOLING; FRAME SIZE IMB 5 (IM V1, IM V3) FLANGE 1 POWER CONNECTOR ROTATABLE ABSOLUTE ENCODER 24 BIT + 12 BIT MULTITURN WITH DRIVE-CLIQ INTERFACE (ENCODER AM24DQI) PLAIN SHAFT, TOLERANCE N; WITH HOLDING BRAKE PROTECTION CLASS IP65, | 5512 | TEM | 1 | MC | 39.3 | 1
1FK71052AF711CH2 | SIMOTICS S SYNCHRONOUS MOTOR 1FK7-CT PN=8,2 KW; UZK=600V M0=48NM (100K); NN=3000RPM; NATURAL COOLING; FRAME SIZE IMB 5 (IM V1, IM V3) FLANGE 1 POWER CONNECTOR ROTATABLE ABSOLUTE ENCODER 24 BIT + 12 BIT MULTITURN WITH DRIVE-CLIQ INTERFACE (ENCODER AM24DQI) PLAIN SHAFT, TOLERANCE N; WITH HOLDING BRAKE PROTECTION CLASS IP65, FLANGE ON DRIVE END IP67; | 5512 | TEM | 1 | MC | 39.3 | 1
1FK71052AF711DA0 | SIMOTICS S SYNCHRONOUS MOTOR 1FK7-CT PN=8,2 KW; UZK=600V M0=48NM (100K); NN=3000RPM; NATURAL COOLING; FRAME SIZE IMB 5 (IM V1, IM V3) FLANGE 1 POWER CONNECTOR ROTATABLE INCREMENTAL ENCODER 22 BIT WITH DRIVE-CLIQ INTERFACE (ENCODER IC22DQ) SHAFT WITH FITTED KEY, TOLERANCE N; W/O HOLDING BRAKE PROTECTION CLASS IP64; | 4804 | TEM | 1 | MC | 39.002 | 1
1FK71052AF711DA1 | SIMOTICS S SYNCHRONOUS MOTOR 1FK7-CT PN=8,2 KW; UZK=600V M0=48NM (100K); NN=3000RPM; NATURAL COOLING; FRAME SIZE IMB 5 (IM V1, IM V3) FLANGE 1 POWER CONNECTOR ROTATABLE INCREMENTAL ENCODER 22 BIT WITH DRIVE-CLIQ INTERFACE (ENCODER IC22DQ) SHAFT WITH FITTED KEY, TOLERANCE N; W/O HOLDING BRAKE PROTECTION CLASS IP65, | 4897 | TEM | 1 | MC | 39.002 | 1
1FK71052AF711DB0 | SIMOTICS S SYNCHRONOUS MOTOR 1FK7-CT PN=8,2 KW; UZK=600V M0=48NM (100K); NN=3000RPM; NATURAL COOLING; FRAME SIZE IMB 5 (IM V1, IM V3) FLANGE 1 POWER CONNECTOR ROTATABLE INCREMENTAL ENCODER 22 BIT WITH DRIVE-CLIQ INTERFACE (ENCODER IC22DQ) SHAFT WITH FITTED KEY, TOLERANCE N; WITH HOLDING BRAKE PROTECTION CLASS IP64; | 5215 | TEM | 1 | MC | 39.301 | 1
1FK71052AF711DG0 | SIMOTICS S SYNCHRONOUS MOTOR 1FK7-CT PN=8,2 KW; UZK=600V M0=48NM (100K); NN=3000RPM; NATURAL COOLING; FRAME SIZE IMB 5 (IM V1, IM V3) FLANGE 1 POWER CONNECTOR ROTATABLE INCREMENTAL ENCODER 22 BIT WITH DRIVE-CLIQ INTERFACE (ENCODER IC22DQ) PLAIN SHAFT, TOLERANCE N; W/O HOLDING BRAKE PROTECTION CLASS IP64; | 4718 | TEM | 1 | MC | 39.002 | 1
1FK71052AF711DG1 | SIMOTICS S SYNCHRONOUS MOTOR 1FK7-CT PN=8,2 KW; UZK=600V M0=48NM (100K); NN=3000RPM; NATURAL COOLING; FRAME SIZE IMB 5 (IM V1, IM V3) FLANGE 1 POWER CONNECTOR ROTATABLE INCREMENTAL ENCODER 22 BIT WITH DRIVE-CLIQ INTERFACE (ENCODER IC22DQ) PLAIN SHAFT, TOLERANCE N; W/O HOLDING BRAKE PROTECTION CLASS IP65, | 4811 | TEM | 1 | MC | 39.002 | 1
1FK71052AF711DH0 | SIMOTICS S SYNCHRONOUS MOTOR 1FK7-CT PN=8,2 KW; UZK=600V M0=48NM (100K); NN=3000RPM; NATURAL COOLING; FRAME SIZE IMB 5 (IM V1, IM V3) FLANGE 1 POWER CONNECTOR ROTATABLE INCREMENTAL ENCODER 22 BIT WITH DRIVE-CLIQ INTERFACE (ENCODER IC22DQ) PLAIN SHAFT, TOLERANCE N; WITH HOLDING BRAKE PROTECTION CLASS IP64; | 5129 | TEM | 1 | MC | 39.301 | 1
1FK71052AF711EA0 | SIMOTICS S SYNCHRONOUS MOTOR 1FK7-CT PN=8,2 KW; UZK=600V M0=48NM (100K); NN=3000RPM; NATURAL COOLING; FRAME SIZE IMB 5 (IM V1, IM V3) FLANGE 1, WITH KTY TEMPERATURESENSOR POWER CONNECTOR ROTATABLE ABSOLUTE ENCODERR 2048 S/R + 4096 UMDREHUNGEN MULTITURN, WITH ENDAT-SCHNITTSTELLE (ENCODER AM2048S/R) SHAFT WITH FITTED KEY, TOLERANCE N; W/O HOLDING BRAKE PROTECTION CLASS IP64; | 4854 | TEM | 1 | MC | 39.001 | 1
1FK71052AF711EA1 | SIMOTICS S SYNCHRONOUS MOTOR 1FK7-CT PN=8,2 KW; UZK=600V M0=48NM (100K); NN=3000RPM; NATURAL COOLING; FRAME SIZE IMB 5 (IM V1, IM V3) FLANGE 1, WITH KTY TEMPERATURESENSOR POWER CONNECTOR ROTATABLE ABSOLUTE ENCODERR 2048 S/R + 4096 UMDREHUNGEN MULTITURN, WITH ENDAT-SCHNITTSTELLE (ENCODER AM2048S/R) SHAFT WITH FITTED KEY, TOLERANCE N; W/O HOLDING BRAKE PROTECTION CLASS IP65, | 4948 | TEM | 1 | MC | 39.001 | 1
1FK71052AF711EA2 | SIMOTICS S SYNCHRONOUS MOTOR 1FK7-CT PN=8,2 KW; UZK=600V M0=48NM (100K); NN=3000RPM; NATURAL COOLING; FRAME SIZE IMB 5 (IM V1, IM V3) FLANGE 1, WITH KTY TEMPERATURESENSOR POWER CONNECTOR ROTATABLE ABSOLUTE ENCODERR 2048 S/R + 4096 UMDREHUNGEN MULTITURN, WITH ENDAT-SCHNITTSTELLE (ENCODER AM2048S/R) SHAFT WITH FITTED KEY, TOLERANCE N; W/O HOLDING BRAKE PROTECTION CLASS IP65, FLANGE ON DRIVE END IP67; | 4948 | TEM | 1 | MC | 39.001 | 1
1FK71052AF711EB0 | SIMOTICS S SYNCHRONOUS MOTOR 1FK7-CT PN=8,2 KW; UZK=600V M0=48NM (100K); NN=3000RPM; NATURAL COOLING; FRAME SIZE IMB 5 (IM V1, IM V3) FLANGE 1, WITH KTY TEMPERATURESENSOR POWER CONNECTOR ROTATABLE ABSOLUTE ENCODERR 2048 S/R + 4096 UMDREHUNGEN MULTITURN, WITH ENDAT-SCHNITTSTELLE (ENCODER AM2048S/R) SHAFT WITH FITTED KEY, TOLERANCE N; WITH HOLDING BRAKE PROTECTION CLASS IP64; | 5265 | TEM | 1 | MC | 39.3 | 1
1FK71052AF711EB1 | SIMOTICS S SYNCHRONOUS MOTOR 1FK7-CT PN=8,2 KW; UZK=600V M0=48NM (100K); NN=3000RPM; NATURAL COOLING; FRAME SIZE IMB 5 (IM V1, IM V3) FLANGE 1, WITH KTY TEMPERATURESENSOR POWER CONNECTOR ROTATABLE ABSOLUTE ENCODERR 2048 S/R + 4096 UMDREHUNGEN MULTITURN, WITH ENDAT-SCHNITTSTELLE (ENCODER AM2048S/R) SHAFT WITH FITTED KEY, TOLERANCE N; WITH HOLDING BRAKE PROTECTION CLASS IP65, | 5359 | TEM | 1 | MC | 39.3 | 1
1FK71052AF711EB2 | SIMOTICS S SYNCHRONOUS MOTOR 1FK7-CT PN=8,2 KW; UZK=600V M0=48NM (100K); NN=3000RPM; NATURAL COOLING; FRAME SIZE IMB 5 (IM V1, IM V3) FLANGE 1, WITH KTY TEMPERATURESENSOR POWER CONNECTOR ROTATABLE ABSOLUTE ENCODERR 2048 S/R + 4096 UMDREHUNGEN MULTITURN, WITH ENDAT-SCHNITTSTELLE (ENCODER AM2048S/R) SHAFT WITH FITTED KEY, TOLERANCE N; WITH HOLDING BRAKE PROTECTION CLASS IP65, FLANGE ON DRIVE END IP67; | 5359 | TEM | 1 | MC | 39.3 | 1
1FK71052AF711EG0 | SIMOTICS S SYNCHRONOUS MOTOR 1FK7-CT PN=8,2 KW; UZK=600V M0=48NM (100K); NN=3000RPM; NATURAL COOLING; FRAME SIZE IMB 5 (IM V1, IM V3) FLANGE 1, WITH KTY TEMPERATURESENSOR POWER CONNECTOR ROTATABLE ABSOLUTE ENCODERR 2048 S/R + 4096 UMDREHUNGEN MULTITURN, WITH ENDAT-SCHNITTSTELLE (ENCODER AM2048S/R) PLAIN SHAFT, TOLERANCE N; W/O HOLDING BRAKE PROTECTION CLASS IP64; | 4768 | TEM | 1 | MC | 39.001 | 1
1FK71052AF711EG1 | SIMOTICS S SYNCHRONOUS MOTOR 1FK7-CT PN=8,2 KW; UZK=600V M0=48NM (100K); NN=3000RPM; NATURAL COOLING; FRAME SIZE IMB 5 (IM V1, IM V3) FLANGE 1, WITH KTY TEMPERATURESENSOR POWER CONNECTOR ROTATABLE ABSOLUTE ENCODERR 2048 S/R + 4096 UMDREHUNGEN MULTITURN, WITH ENDAT-SCHNITTSTELLE (ENCODER AM2048S/R) PLAIN SHAFT, TOLERANCE N; W/O HOLDING BRAKE PROTECTION CLASS IP65, | 4861 | TEM | 1 | MC | 39.001 | 1
1FK71052AF711EG2 | SIMOTICS S SYNCHRONOUS MOTOR 1FK7-CT PN=8,2 KW; UZK=600V M0=48NM (100K); NN=3000RPM; NATURAL COOLING; FRAME SIZE IMB 5 (IM V1, IM V3) FLANGE 1, WITH KTY TEMPERATURESENSOR POWER CONNECTOR ROTATABLE ABSOLUTE ENCODERR 2048 S/R + 4096 UMDREHUNGEN MULTITURN, WITH ENDAT-SCHNITTSTELLE (ENCODER AM2048S/R) PLAIN SHAFT, TOLERANCE N; W/O HOLDING BRAKE PROTECTION CLASS IP65, FLANGE ON DRIVE END IP67; | 4861 | TEM | 1 | MC | 39.001 | 1
1FK71052AF711EH0 | SIMOTICS S SYNCHRONOUS MOTOR 1FK7-CT PN=8,2 KW; UZK=600V M0=48NM (100K); NN=3000RPM; NATURAL COOLING; FRAME SIZE IMB 5 (IM V1, IM V3) FLANGE 1, WITH KTY TEMPERATURESENSOR POWER CONNECTOR ROTATABLE ABSOLUTE ENCODERR 2048 S/R + 4096 UMDREHUNGEN MULTITURN, WITH ENDAT-SCHNITTSTELLE (ENCODER AM2048S/R) PLAIN SHAFT, TOLERANCE N; WITH HOLDING BRAKE PROTECTION CLASS IP64; | 5179 | TEM | 1 | MC | 39.3 | 1
1FK71052AF711EH1 | SIMOTICS S SYNCHRONOUS MOTOR 1FK7-CT PN=8,2 KW; UZK=600V M0=48NM (100K); NN=3000RPM; NATURAL COOLING; FRAME SIZE IMB 5 (IM V1, IM V3) FLANGE 1, WITH KTY TEMPERATURESENSOR POWER CONNECTOR ROTATABLE ABSOLUTE ENCODERR 2048 S/R + 4096 UMDREHUNGEN MULTITURN, WITH ENDAT-SCHNITTSTELLE (ENCODER AM2048S/R) PLAIN SHAFT, TOLERANCE N; WITH HOLDING BRAKE PROTECTION CLASS IP65, | 5273 | TEM | 1 | MC | 39.3 | 1
1FK71052AF711EH2 | SIMOTICS S SYNCHRONOUS MOTOR 1FK7-CT PN=8,2 KW; UZK=600V M0=48NM (100K); NN=3000RPM; NATURAL COOLING; FRAME SIZE IMB 5 (IM V1, IM V3) FLANGE 1, WITH KTY TEMPERATURESENSOR POWER CONNECTOR ROTATABLE ABSOLUTE ENCODERR 2048 S/R + 4096 UMDREHUNGEN MULTITURN, WITH ENDAT-SCHNITTSTELLE (ENCODER AM2048S/R) PLAIN SHAFT, TOLERANCE N; WITH HOLDING BRAKE PROTECTION CLASS IP65, FLANGE ON DRIVE END IP67; | 5273 | TEM | 1 | MC | 39.3 | 1
1FK71052AF711FA1 | SIMOTICS S SYNCHRONOUS MOTOR 1FK7-CT PN=8,2 KW; UZK=600V M0=48NM (100K); NN=3000RPM; NATURAL COOLING; FRAME SIZE IMB 5 (IM V1, IM V3) FLANGE 1 POWER CONNECTOR ROTATABLE ABSOLUTE ENCODER 22BIT + 12 BIT MULTITURN, WITH DRIVE-CLIQ INTERFACE (ENCODER AM22DQ) SHAFT WITH FITTED KEY, TOLERANCE N; W/O HOLDING BRAKE PROTECTION CLASS IP65, | 5267 | TEM | 1 | MC | 39.001 | 1
1FK71052AF711FB0 | SIMOTICS S SYNCHRONOUS MOTOR 1FK7-CT PN=8,2 KW; UZK=600V M0=48NM (100K); NN=3000RPM; NATURAL COOLING; FRAME SIZE IMB 5 (IM V1, IM V3) FLANGE 1 POWER CONNECTOR ROTATABLE ABSOLUTE ENCODER 22BIT + 12 BIT MULTITURN, WITH DRIVE-CLIQ INTERFACE (ENCODER AM22DQ) SHAFT WITH FITTED KEY, TOLERANCE N; WITH HOLDING BRAKE PROTECTION CLASS IP64; | 5584 | TEM | 1 | MC | 39.3 | 1
1FK71052AF711FG0 | SIMOTICS S SYNCHRONOUS MOTOR 1FK7-CT PN=8,2 KW; UZK=600V M0=48NM (100K); NN=3000RPM; NATURAL COOLING; FRAME SIZE IMB 5 (IM V1, IM V3) FLANGE 1 POWER CONNECTOR ROTATABLE ABSOLUTE ENCODER 22BIT + 12 BIT MULTITURN, WITH DRIVE-CLIQ INTERFACE (ENCODER AM22DQ) PLAIN SHAFT, TOLERANCE N; W/O HOLDING BRAKE PROTECTION CLASS IP64; | 5087 | TEM | 1 | MC | 39.001 | 1
1FK71052AF711FG1 | SIMOTICS S SYNCHRONOUS MOTOR 1FK7-CT PN=8,2 KW; UZK=600V M0=48NM (100K); NN=3000RPM; NATURAL COOLING; FRAME SIZE IMB 5 (IM V1, IM V3) FLANGE 1 POWER CONNECTOR ROTATABLE ABSOLUTE ENCODER 22BIT + 12 BIT MULTITURN, WITH DRIVE-CLIQ INTERFACE (ENCODER AM22DQ) PLAIN SHAFT, TOLERANCE N; W/O HOLDING BRAKE PROTECTION CLASS IP65, | 5180 | TEM | 1 | MC | 39.001 | 1
1FK71052AF711FH0 | SIMOTICS S SYNCHRONOUS MOTOR 1FK7-CT PN=8,2 KW; UZK=600V M0=48NM (100K); NN=3000RPM; NATURAL COOLING; FRAME SIZE IMB 5 (IM V1, IM V3) FLANGE 1 POWER CONNECTOR ROTATABLE ABSOLUTE ENCODER 22BIT + 12 BIT MULTITURN, WITH DRIVE-CLIQ INTERFACE (ENCODER AM22DQ) PLAIN SHAFT, TOLERANCE N; WITH HOLDING BRAKE PROTECTION CLASS IP64; | 5498 | TEM | 1 | MC | 39.3 | 1
1FK71052AF711GG0 | SIMOTICS S SYNCHRONOUS MOTOR 1FK7-CT PN=8,2 KW; UZK=600V M0=48NM (100K); NN=3000RPM; NATURAL COOLING; FRAME SIZE IMB 5 (IM V1, IM V3) FLANGE 1, WITH KTY TEMPERATURESENSOR POWER CONNECTOR ROTATABLE ABSOLUTE ENCODER 32 S/R SINGLETURN, 4096 ROTATION MULTITURN, WITH ENDAT- INTERFACE (ENCODER AM32S/R) PLAIN SHAFT, TOLERANCE N; W/O HOLDING BRAKE PROTECTION CLASS IP64; | 4251 | TEM | 1 | MC | 39.001 | 1
1FK71052AF711KA0 | SIMOTICS S SYNCHRONOUS MOTOR 1FK7-CT PN=8,2 KW; UZK=600V M0=48NM (100K); NN=3000RPM; NATURAL COOLING; FRAME SIZE IMB 5 (IM V1, IM V3) FLANGE 1 POWER CONNECTOR ROTATABLE ABSOLUTE ENCODER 16BIT + 12BIT MULTITURN, WITH DRIVE-CLIQ INTERFACE (ENCODER AM16DQ) SHAFT WITH FITTED KEY, TOLERANCE N; W/O HOLDING BRAKE PROTECTION CLASS IP64; | 4656 | TEM | 1 | MC | 39.001 | 1
1FK71052AF711KA1 | SIMOTICS S SYNCHRONOUS MOTOR 1FK7-CT PN=8,2 KW; UZK=600V M0=48NM (100K); NN=3000RPM; NATURAL COOLING; FRAME SIZE IMB 5 (IM V1, IM V3) FLANGE 1 POWER CONNECTOR ROTATABLE ABSOLUTE ENCODER 16BIT + 12BIT MULTITURN, WITH DRIVE-CLIQ INTERFACE (ENCODER AM16DQ) SHAFT WITH FITTED KEY, TOLERANCE N; W/O HOLDING BRAKE PROTECTION CLASS IP65, | 4749 | TEM | 1 | MC | 39.001 | 1
1FK71052AF711KA2 | SIMOTICS S SYNCHRONOUS MOTOR 1FK7-CT PN=8,2 KW; UZK=600V M0=48NM (100K); NN=3000RPM; NATURAL COOLING; FRAME SIZE IMB 5 (IM V1, IM V3) FLANGE 1 POWER CONNECTOR ROTATABLE ABSOLUTE ENCODER 16BIT + 12BIT MULTITURN, WITH DRIVE-CLIQ INTERFACE (ENCODER AM16DQ) SHAFT WITH FITTED KEY, TOLERANCE N; W/O HOLDING BRAKE PROTECTION CLASS IP65, FLANGE ON DRIVE END IP67; | 4749 | TEM | 1 | MC | 39.001 | 1
1FK71052AF711KB0 | SIMOTICS S SYNCHRONOUS MOTOR 1FK7-CT PN=8,2 KW; UZK=600V M0=48NM (100K); NN=3000RPM; NATURAL COOLING; FRAME SIZE IMB 5 (IM V1, IM V3) FLANGE 1 POWER CONNECTOR ROTATABLE ABSOLUTE ENCODER 16BIT + 12BIT MULTITURN, WITH DRIVE-CLIQ INTERFACE (ENCODER AM16DQ) SHAFT WITH FITTED KEY, TOLERANCE N; WITH HOLDING BRAKE PROTECTION CLASS IP64; | 5067 | TEM | 1 | MC | 39.3 | 1
1FK71052AF711KB1 | SIMOTICS S SYNCHRONOUS MOTOR 1FK7-CT PN=8,2 KW; UZK=600V M0=48NM (100K); NN=3000RPM; NATURAL COOLING; FRAME SIZE IMB 5 (IM V1, IM V3) FLANGE 1 POWER CONNECTOR ROTATABLE ABSOLUTE ENCODER 16BIT + 12BIT MULTITURN, WITH DRIVE-CLIQ INTERFACE (ENCODER AM16DQ) SHAFT WITH FITTED KEY, TOLERANCE N; WITH HOLDING BRAKE PROTECTION CLASS IP65, | 5161 | TEM | 1 | MC | 39.3 | 1
1FK71052AF711KB2 | SIMOTICS S SYNCHRONOUS MOTOR 1FK7-CT PN=8,2 KW; UZK=600V M0=48NM (100K); NN=3000RPM; NATURAL COOLING; FRAME SIZE IMB 5 (IM V1, IM V3) FLANGE 1 POWER CONNECTOR ROTATABLE ABSOLUTE ENCODER 16BIT + 12BIT MULTITURN, WITH DRIVE-CLIQ INTERFACE (ENCODER AM16DQ) SHAFT WITH FITTED KEY, TOLERANCE N; WITH HOLDING BRAKE PROTECTION CLASS IP65, FLANGE ON DRIVE END IP67; | 5161 | TEM | 1 | MC | 39.3 | 1
1FK71052AF711KG0 | SIMOTICS S SYNCHRONOUS MOTOR 1FK7-CT PN=8,2 KW; UZK=600V M0=48NM (100K); NN=3000RPM; NATURAL COOLING; FRAME SIZE IMB 5 (IM V1, IM V3) FLANGE 1 POWER CONNECTOR ROTATABLE ABSOLUTE ENCODER 16BIT + 12BIT MULTITURN, WITH DRIVE-CLIQ INTERFACE (ENCODER AM16DQ) PLAIN SHAFT, TOLERANCE N; W/O HOLDING BRAKE PROTECTION CLASS IP64; | 4569 | TEM | 1 | MC | 39.001 | 1
1FK71052AF711KG1 | SIMOTICS S SYNCHRONOUS MOTOR 1FK7-CT PN=8,2 KW; UZK=600V M0=48NM (100K); NN=3000RPM; NATURAL COOLING; FRAME SIZE IMB 5 (IM V1, IM V3) FLANGE 1 POWER CONNECTOR ROTATABLE ABSOLUTE ENCODER 16BIT + 12BIT MULTITURN, WITH DRIVE-CLIQ INTERFACE (ENCODER AM16DQ) PLAIN SHAFT, TOLERANCE N; W/O HOLDING BRAKE PROTECTION CLASS IP65, | 4663 | TEM | 1 | MC | 39.001 | 1
1FK71052AF711KG2 | SIMOTICS S SYNCHRONOUS MOTOR 1FK7-CT PN=8,2 KW; UZK=600V M0=48NM (100K); NN=3000RPM; NATURAL COOLING; FRAME SIZE IMB 5 (IM V1, IM V3) FLANGE 1 POWER CONNECTOR ROTATABLE ABSOLUTE ENCODER 16BIT + 12BIT MULTITURN, WITH DRIVE-CLIQ INTERFACE (ENCODER AM16DQ) PLAIN SHAFT, TOLERANCE N; W/O HOLDING BRAKE PROTECTION CLASS IP65, FLANGE ON DRIVE END IP67; | 4663 | TEM | 1 | MC | 39.001 | 1
1FK71052AF711KH0 | SIMOTICS S SYNCHRONOUS MOTOR 1FK7-CT PN=8,2 KW; UZK=600V M0=48NM (100K); NN=3000RPM; NATURAL COOLING; FRAME SIZE IMB 5 (IM V1, IM V3) FLANGE 1 POWER CONNECTOR ROTATABLE ABSOLUTE ENCODER 16BIT + 12BIT MULTITURN, WITH DRIVE-CLIQ INTERFACE (ENCODER AM16DQ) PLAIN SHAFT, TOLERANCE N; WITH HOLDING BRAKE PROTECTION CLASS IP64; | 4981 | TEM | 1 | MC | 39.3 | 1
1FK71052AF711KH1 | SIMOTICS S SYNCHRONOUS MOTOR 1FK7-CT PN=8,2 KW; UZK=600V M0=48NM (100K); NN=3000RPM; NATURAL COOLING; FRAME SIZE IMB 5 (IM V1, IM V3) FLANGE 1 POWER CONNECTOR ROTATABLE ABSOLUTE ENCODER 16BIT + 12BIT MULTITURN, WITH DRIVE-CLIQ INTERFACE (ENCODER AM16DQ) PLAIN SHAFT, TOLERANCE N; WITH HOLDING BRAKE PROTECTION CLASS IP65, | 5074 | TEM | 1 | MC | 39.3 | 1
1FK71052AF711KH2 | SIMOTICS S SYNCHRONOUS MOTOR 1FK7-CT PN=8,2 KW; UZK=600V M0=48NM (100K); NN=3000RPM; NATURAL COOLING; FRAME SIZE IMB 5 (IM V1, IM V3) FLANGE 1 POWER CONNECTOR ROTATABLE ABSOLUTE ENCODER 16BIT + 12BIT MULTITURN, WITH DRIVE-CLIQ INTERFACE (ENCODER AM16DQ) PLAIN SHAFT, TOLERANCE N; WITH HOLDING BRAKE PROTECTION CLASS IP65, FLANGE ON DRIVE END IP67; | 5074 | TEM | 1 | MC | 39.3 | 1
1FK71052AF711PA0 | SIMOTICS S SYNCHRONOUS MOTOR 1FK7-CT PN=8,2 KW; UZK=600V M0=48NM (100K); NN=3000RPM; NATURAL COOLING; FRAME SIZE IMB 5 (IM V1, IM V3) FLANGE 1 POWER CONNECTOR ROTATABLE RESOLVER 2-POLE, WITH DRIVE CLIQ-INTERFACE SHAFT WITH FITTED KEY, TOLERANCE N; W/O HOLDING BRAKE PROTECTION CLASS IP64; | 4138 | TEM | 1 | MC | 39.101 | 1
1FK71052AF711PA1 | SIMOTICS S SYNCHRONOUS MOTOR 1FK7-CT PN=8,2 KW; UZK=600V M0=48NM (100K); NN=3000RPM; NATURAL COOLING; FRAME SIZE IMB 5 (IM V1, IM V3) FLANGE 1 POWER CONNECTOR ROTATABLE RESOLVER 2-POLE, WITH DRIVE CLIQ-INTERFACE SHAFT WITH FITTED KEY, TOLERANCE N; W/O HOLDING BRAKE PROTECTION CLASS IP65, | 4231 | TEM | 1 | MC | 39.101 | 1
1FK71052AF711PA2 | SIMOTICS S SYNCHRONOUS MOTOR 1FK7-CT PN=8,2 KW; UZK=600V M0=48NM (100K); NN=3000RPM; NATURAL COOLING; FRAME SIZE IMB 5 (IM V1, IM V3) FLANGE 1 POWER CONNECTOR ROTATABLE RESOLVER 2-POLE, WITH DRIVE CLIQ-INTERFACE SHAFT WITH FITTED KEY, TOLERANCE N; W/O HOLDING BRAKE PROTECTION CLASS IP65, FLANGE ON DRIVE END IP67; | 4231 | TEM | 1 | MC | 39.101 | 1
1FK71052AF711PB0 | SIMOTICS S SYNCHRONOUS MOTOR 1FK7-CT PN=8,2 KW; UZK=600V M0=48NM (100K); NN=3000RPM; NATURAL COOLING; FRAME SIZE IMB 5 (IM V1, IM V3) FLANGE 1 POWER CONNECTOR ROTATABLE RESOLVER 2-POLE, WITH DRIVE CLIQ-INTERFACE SHAFT WITH FITTED KEY, TOLERANCE N; WITH HOLDING BRAKE PROTECTION CLASS IP64; | 4549 | TEM | 1 | MC | 39.4 | 1
1FK71052AF711PB1 | SIMOTICS S SYNCHRONOUS MOTOR 1FK7-CT PN=8,2 KW; UZK=600V M0=48NM (100K); NN=3000RPM; NATURAL COOLING; FRAME SIZE IMB 5 (IM V1, IM V3) FLANGE 1 POWER CONNECTOR ROTATABLE RESOLVER 2-POLE, WITH DRIVE CLIQ-INTERFACE SHAFT WITH FITTED KEY, TOLERANCE N; WITH HOLDING BRAKE PROTECTION CLASS IP65, | 4643 | TEM | 1 | MC | 39.4 | 1
1FK71052AF711PB2 | SIMOTICS S SYNCHRONOUS MOTOR 1FK7-CT PN=8,2 KW; UZK=600V M0=48NM (100K); NN=3000RPM; NATURAL COOLING; FRAME SIZE IMB 5 (IM V1, IM V3) FLANGE 1 POWER CONNECTOR ROTATABLE RESOLVER 2-POLE, WITH DRIVE CLIQ-INTERFACE SHAFT WITH FITTED KEY, TOLERANCE N; WITH HOLDING BRAKE PROTECTION CLASS IP65, FLANGE ON DRIVE END IP67; | 4643 | TEM | 1 | MC | 39.4 | 1
1FK71052AF711PG0 | SIMOTICS S SYNCHRONOUS MOTOR 1FK7-CT PN=8,2 KW; UZK=600V M0=48NM (100K); NN=3000RPM; NATURAL COOLING; FRAME SIZE IMB 5 (IM V1, IM V3) FLANGE 1 POWER CONNECTOR ROTATABLE RESOLVER 2-POLE, WITH DRIVE CLIQ-INTERFACE PLAIN SHAFT, TOLERANCE N; W/O HOLDING BRAKE PROTECTION CLASS IP64; | 4051 | TEM | 1 | MC | 39.101 | 1
1FK71052AF711PG1 | SIMOTICS S SYNCHRONOUS MOTOR 1FK7-CT PN=8,2 KW; UZK=600V M0=48NM (100K); NN=3000RPM; NATURAL COOLING; FRAME SIZE IMB 5 (IM V1, IM V3) FLANGE 1 POWER CONNECTOR ROTATABLE RESOLVER 2-POLE, WITH DRIVE CLIQ-INTERFACE PLAIN SHAFT, TOLERANCE N; W/O HOLDING BRAKE PROTECTION CLASS IP65, | 4145 | TEM | 1 | MC | 39.101 | 1
1FK71052AF711PG2 | SIMOTICS S SYNCHRONOUS MOTOR 1FK7-CT PN=8,2 KW; UZK=600V M0=48NM (100K); NN=3000RPM; NATURAL COOLING; FRAME SIZE IMB 5 (IM V1, IM V3) FLANGE 1 POWER CONNECTOR ROTATABLE RESOLVER 2-POLE, WITH DRIVE CLIQ-INTERFACE PLAIN SHAFT, TOLERANCE N; W/O HOLDING BRAKE PROTECTION CLASS IP65, FLANGE ON DRIVE END IP67; | 4145 | TEM | 1 | MC | 39.101 | 1
1FK71052AF711PH0 | SIMOTICS S SYNCHRONOUS MOTOR 1FK7-CT PN=8,2 KW; UZK=600V M0=48NM (100K); NN=3000RPM; NATURAL COOLING; FRAME SIZE IMB 5 (IM V1, IM V3) FLANGE 1 POWER CONNECTOR ROTATABLE RESOLVER 2-POLE, WITH DRIVE CLIQ-INTERFACE PLAIN SHAFT, TOLERANCE N; WITH HOLDING BRAKE PROTECTION CLASS IP64; | 4463 | TEM | 1 | MC | 39.4 | 1
1FK71052AF711PH1 | SIMOTICS S SYNCHRONOUS MOTOR 1FK7-CT PN=8,2 KW; UZK=600V M0=48NM (100K); NN=3000RPM; NATURAL COOLING; FRAME SIZE IMB 5 (IM V1, IM V3) FLANGE 1 POWER CONNECTOR ROTATABLE RESOLVER 2-POLE, WITH DRIVE CLIQ-INTERFACE PLAIN SHAFT, TOLERANCE N; WITH HOLDING BRAKE PROTECTION CLASS IP65, | 4556 | TEM | 1 | MC | 39.4 | 1
1FK71052AF711PH2 | SIMOTICS S SYNCHRONOUS MOTOR 1FK7-CT PN=8,2 KW; UZK=600V M0=48NM (100K); NN=3000RPM; NATURAL COOLING; FRAME SIZE IMB 5 (IM V1, IM V3) FLANGE 1 POWER CONNECTOR ROTATABLE RESOLVER 2-POLE, WITH DRIVE CLIQ-INTERFACE PLAIN SHAFT, TOLERANCE N; WITH HOLDING BRAKE PROTECTION CLASS IP65, FLANGE ON DRIVE END IP67; | 4556 | TEM | 1 | MC | 39.4 | 1
1FK71052AF711QA0 | SIMOTICS S SYNCHRONOUS MOTOR 1FK7-CT PN=8,2 KW; UZK=600V M0=48NM (100K); NN=3000RPM; NATURAL COOLING; FRAME SIZE IMB 5 (IM V1, IM V3) FLANGE 1 POWER CONNECTOR ROTATABLE ABSOLUTE ENCODER SINGLETURN 20 BIT WITH DRIVE-CLIQ INTERFACE (ENCODER AS20DQI) SHAFT WITH FITTED KEY, TOLERANCE N; W/O HOLDING BRAKE PROTECTION CLASS IP64; | 4241 | TEM | 1 | MC | 39.001 | 1
1FK71052AF711QA1 | SIMOTICS S SYNCHRONOUS MOTOR 1FK7-CT PN=8,2 KW; UZK=600V M0=48NM (100K); NN=3000RPM; NATURAL COOLING; FRAME SIZE IMB 5 (IM V1, IM V3) FLANGE 1 POWER CONNECTOR ROTATABLE ABSOLUTE ENCODER SINGLETURN 20 BIT WITH DRIVE-CLIQ INTERFACE (ENCODER AS20DQI) SHAFT WITH FITTED KEY, TOLERANCE N; W/O HOLDING BRAKE PROTECTION CLASS IP65, | 4334 | TEM | 1 | MC | 39.001 | 1
1FK71052AF711QA2 | SIMOTICS S SYNCHRONOUS MOTOR 1FK7-CT PN=8,2 KW; UZK=600V M0=48NM (100K); NN=3000RPM; NATURAL COOLING; FRAME SIZE IMB 5 (IM V1, IM V3) FLANGE 1 POWER CONNECTOR ROTATABLE ABSOLUTE ENCODER SINGLETURN 20 BIT WITH DRIVE-CLIQ INTERFACE (ENCODER AS20DQI) SHAFT WITH FITTED KEY, TOLERANCE N; W/O HOLDING BRAKE PROTECTION CLASS IP65, FLANGE ON DRIVE END IP67; | 4334 | TEM | 1 | MC | 39.001 | 1
1FK71052AF711QB0 | SIMOTICS S SYNCHRONOUS MOTOR 1FK7-CT PN=8,2 KW; UZK=600V M0=48NM (100K); NN=3000RPM; NATURAL COOLING; FRAME SIZE IMB 5 (IM V1, IM V3) FLANGE 1 POWER CONNECTOR ROTATABLE ABSOLUTE ENCODER SINGLETURN 20 BIT WITH DRIVE-CLIQ INTERFACE (ENCODER AS20DQI) SHAFT WITH FITTED KEY, TOLERANCE N; WITH HOLDING BRAKE PROTECTION CLASS IP64; | 4652 | TEM | 1 | MC | 39.3 | 1
1FK71052AF711QB1 | SIMOTICS S SYNCHRONOUS MOTOR 1FK7-CT PN=8,2 KW; UZK=600V M0=48NM (100K); NN=3000RPM; NATURAL COOLING; FRAME SIZE IMB 5 (IM V1, IM V3) FLANGE 1 POWER CONNECTOR ROTATABLE ABSOLUTE ENCODER SINGLETURN 20 BIT WITH DRIVE-CLIQ INTERFACE (ENCODER AS20DQI) SHAFT WITH FITTED KEY, TOLERANCE N; WITH HOLDING BRAKE PROTECTION CLASS IP65, | 4746 | TEM | 1 | MC | 39.3 | 1
1FK71052AF711QB2 | SIMOTICS S SYNCHRONOUS MOTOR 1FK7-CT PN=8,2 KW; UZK=600V M0=48NM (100K); NN=3000RPM; NATURAL COOLING; FRAME SIZE IMB 5 (IM V1, IM V3) FLANGE 1 POWER CONNECTOR ROTATABLE ABSOLUTE ENCODER SINGLETURN 20 BIT WITH DRIVE-CLIQ INTERFACE (ENCODER AS20DQI) SHAFT WITH FITTED KEY, TOLERANCE N; WITH HOLDING BRAKE PROTECTION CLASS IP65, FLANGE ON DRIVE END IP67; | 4746 | TEM | 1 | MC | 39.3 | 1
1FK71052AF711QG0 | SIMOTICS S SYNCHRONOUS MOTOR 1FK7-CT PN=8,2 KW; UZK=600V M0=48NM (100K); NN=3000RPM; NATURAL COOLING; FRAME SIZE IMB 5 (IM V1, IM V3) FLANGE 1 POWER CONNECTOR ROTATABLE ABSOLUTE ENCODER SINGLETURN 20 BIT WITH DRIVE-CLIQ INTERFACE (ENCODER AS20DQI) PLAIN SHAFT, TOLERANCE N; W/O HOLDING BRAKE PROTECTION CLASS IP64; | 4155 | TEM | 1 | MC | 39.001 | 1
1FK71052AF711QG1 | SIMOTICS S SYNCHRONOUS MOTOR 1FK7-CT PN=8,2 KW; UZK=600V M0=48NM (100K); NN=3000RPM; NATURAL COOLING; FRAME SIZE IMB 5 (IM V1, IM V3) FLANGE 1 POWER CONNECTOR ROTATABLE ABSOLUTE ENCODER SINGLETURN 20 BIT WITH DRIVE-CLIQ INTERFACE (ENCODER AS20DQI) PLAIN SHAFT, TOLERANCE N; W/O HOLDING BRAKE PROTECTION CLASS IP65, | 4248 | TEM | 1 | MC | 39.001 | 1
1FK71052AF711QG2 | SIMOTICS S SYNCHRONOUS MOTOR 1FK7-CT PN=8,2 KW; UZK=600V M0=48NM (100K); NN=3000RPM; NATURAL COOLING; FRAME SIZE IMB 5 (IM V1, IM V3) FLANGE 1 POWER CONNECTOR ROTATABLE ABSOLUTE ENCODER SINGLETURN 20 BIT WITH DRIVE-CLIQ INTERFACE (ENCODER AS20DQI) PLAIN SHAFT, TOLERANCE N; W/O HOLDING BRAKE PROTECTION CLASS IP65, FLANGE ON DRIVE END IP67; | 4248 | TEM | 1 | MC | 39.001 | 1
1FK71052AF711QH0 | SIMOTICS S SYNCHRONOUS MOTOR 1FK7-CT PN=8,2 KW; UZK=600V M0=48NM (100K); NN=3000RPM; NATURAL COOLING; FRAME SIZE IMB 5 (IM V1, IM V3) FLANGE 1 POWER CONNECTOR ROTATABLE ABSOLUTE ENCODER SINGLETURN 20 BIT WITH DRIVE-CLIQ INTERFACE (ENCODER AS20DQI) PLAIN SHAFT, TOLERANCE N; WITH HOLDING BRAKE PROTECTION CLASS IP64; | 4566 | TEM | 1 | MC | 39.3 | 1
1FK71052AF711QH1 | SIMOTICS S SYNCHRONOUS MOTOR 1FK7-CT PN=8,2 KW; UZK=600V M0=48NM (100K); NN=3000RPM; NATURAL COOLING; FRAME SIZE IMB 5 (IM V1, IM V3) FLANGE 1 POWER CONNECTOR ROTATABLE ABSOLUTE ENCODER SINGLETURN 20 BIT WITH DRIVE-CLIQ INTERFACE (ENCODER AS20DQI) PLAIN SHAFT, TOLERANCE N; WITH HOLDING BRAKE PROTECTION CLASS IP65, | 4659 | TEM | 1 | MC | 39.3 | 1
1FK71052AF711QH2 | SIMOTICS S SYNCHRONOUS MOTOR 1FK7-CT PN=8,2 KW; UZK=600V M0=48NM (100K); NN=3000RPM; NATURAL COOLING; FRAME SIZE IMB 5 (IM V1, IM V3) FLANGE 1 POWER CONNECTOR ROTATABLE ABSOLUTE ENCODER SINGLETURN 20 BIT WITH DRIVE-CLIQ INTERFACE (ENCODER AS20DQI) PLAIN SHAFT, TOLERANCE N; WITH HOLDING BRAKE PROTECTION CLASS IP65, FLANGE ON DRIVE END IP67; | 4659 | TEM | 1 | MC | 39.3 | 1
1FK71052AF711RA0 | SIMOTICS S SYNCHRONOUS MOTOR 1FK7-CT PN=8,2 KW; UZK=600V M0=48NM (100K); NN=3000RPM; NATURAL COOLING; FRAME SIZE IMB 5 (IM V1, IM V3) FLANGE 1 POWER CONNECTOR ROTATABLE ABSOLUTE ENCODER 20 BIT + 12 BIT MULTITURN WITH DRIVE-CLIQ INTERFACE (ENCODER AM20DQI) SHAFT WITH FITTED KEY, TOLERANCE N; W/O HOLDING BRAKE PROTECTION CLASS IP64; | 4615 | TEM | 1 | MC | 39.001 | 1
1FK71052AF711RA1 | SIMOTICS S SYNCHRONOUS MOTOR 1FK7-CT PN=8,2 KW; UZK=600V M0=48NM (100K); NN=3000RPM; NATURAL COOLING; FRAME SIZE IMB 5 (IM V1, IM V3) FLANGE 1 POWER CONNECTOR ROTATABLE ABSOLUTE ENCODER 20 BIT + 12 BIT MULTITURN WITH DRIVE-CLIQ INTERFACE (ENCODER AM20DQI) SHAFT WITH FITTED KEY, TOLERANCE N; W/O HOLDING BRAKE PROTECTION CLASS IP65, | 4708 | TEM | 1 | MC | 39.001 | 1
1FK71052AF711RA2 | SIMOTICS S SYNCHRONOUS MOTOR 1FK7-CT PN=8,2 KW; UZK=600V M0=48NM (100K); NN=3000RPM; NATURAL COOLING; FRAME SIZE IMB 5 (IM V1, IM V3) FLANGE 1 POWER CONNECTOR ROTATABLE ABSOLUTE ENCODER 20 BIT + 12 BIT MULTITURN WITH DRIVE-CLIQ INTERFACE (ENCODER AM20DQI) SHAFT WITH FITTED KEY, TOLERANCE N; W/O HOLDING BRAKE PROTECTION CLASS IP65, FLANGE ON DRIVE END IP67; | 4708 | TEM | 1 | MC | 39.001 | 1
1FK71052AF711RB0 | SIMOTICS S SYNCHRONOUS MOTOR 1FK7-CT PN=8,2 KW; UZK=600V M0=48NM (100K); NN=3000RPM; NATURAL COOLING; FRAME SIZE IMB 5 (IM V1, IM V3) FLANGE 1 POWER CONNECTOR ROTATABLE ABSOLUTE ENCODER 20 BIT + 12 BIT MULTITURN WITH DRIVE-CLIQ INTERFACE (ENCODER AM20DQI) SHAFT WITH FITTED KEY, TOLERANCE N; WITH HOLDING BRAKE PROTECTION CLASS IP64; | 5026 | TEM | 1 | MC | 39.3 | 1
1FK71052AF711RB1 | SIMOTICS S SYNCHRONOUS MOTOR 1FK7-CT PN=8,2 KW; UZK=600V M0=48NM (100K); NN=3000RPM; NATURAL COOLING; FRAME SIZE IMB 5 (IM V1, IM V3) FLANGE 1 POWER CONNECTOR ROTATABLE ABSOLUTE ENCODER 20 BIT + 12 BIT MULTITURN WITH DRIVE-CLIQ INTERFACE (ENCODER AM20DQI) SHAFT WITH FITTED KEY, TOLERANCE N; WITH HOLDING BRAKE PROTECTION CLASS IP65, | 5120 | TEM | 1 | MC | 39.3 | 1
1FK71052AF711RB2 | SIMOTICS S SYNCHRONOUS MOTOR 1FK7-CT PN=8,2 KW; UZK=600V M0=48NM (100K); NN=3000RPM; NATURAL COOLING; FRAME SIZE IMB 5 (IM V1, IM V3) FLANGE 1 POWER CONNECTOR ROTATABLE ABSOLUTE ENCODER 20 BIT + 12 BIT MULTITURN WITH DRIVE-CLIQ INTERFACE (ENCODER AM20DQI) SHAFT WITH FITTED KEY, TOLERANCE N; WITH HOLDING BRAKE PROTECTION CLASS IP65, FLANGE ON DRIVE END IP67; | 5120 | TEM | 1 | MC | 39.3 | 1
1FK71052AF711RG0 | SIMOTICS S SYNCHRONOUS MOTOR 1FK7-CT PN=8,2 KW; UZK=600V M0=48NM (100K); NN=3000RPM; NATURAL COOLING; FRAME SIZE IMB 5 (IM V1, IM V3) FLANGE 1 POWER CONNECTOR ROTATABLE ABSOLUTE ENCODER 20 BIT + 12 BIT MULTITURN WITH DRIVE-CLIQ INTERFACE (ENCODER AM20DQI) PLAIN SHAFT, TOLERANCE N; W/O HOLDING BRAKE PROTECTION CLASS IP64; | 4529 | TEM | 1 | MC | 39.001 | 1
1FK71052AF711RG1 | SIMOTICS S SYNCHRONOUS MOTOR 1FK7-CT PN=8,2 KW; UZK=600V M0=48NM (100K); NN=3000RPM; NATURAL COOLING; FRAME SIZE IMB 5 (IM V1, IM V3) FLANGE 1 POWER CONNECTOR ROTATABLE ABSOLUTE ENCODER 20 BIT + 12 BIT MULTITURN WITH DRIVE-CLIQ INTERFACE (ENCODER AM20DQI) PLAIN SHAFT, TOLERANCE N; W/O HOLDING BRAKE PROTECTION CLASS IP65, | 4622 | TEM | 1 | MC | 39.001 | 1
1FK71052AF711RG2 | SIMOTICS S SYNCHRONOUS MOTOR 1FK7-CT PN=8,2 KW; UZK=600V M0=48NM (100K); NN=3000RPM; NATURAL COOLING; FRAME SIZE IMB 5 (IM V1, IM V3) FLANGE 1 POWER CONNECTOR ROTATABLE ABSOLUTE ENCODER 20 BIT + 12 BIT MULTITURN WITH DRIVE-CLIQ INTERFACE (ENCODER AM20DQI) PLAIN SHAFT, TOLERANCE N; W/O HOLDING BRAKE PROTECTION CLASS IP65, FLANGE ON DRIVE END IP67; | 4622 | TEM | 1 | MC | 39.001 | 1
1FK71052AF711RH0 | SIMOTICS S SYNCHRONOUS MOTOR 1FK7-CT PN=8,2 KW; UZK=600V M0=48NM (100K); NN=3000RPM; NATURAL COOLING; FRAME SIZE IMB 5 (IM V1, IM V3) FLANGE 1 POWER CONNECTOR ROTATABLE ABSOLUTE ENCODER 20 BIT + 12 BIT MULTITURN WITH DRIVE-CLIQ INTERFACE (ENCODER AM20DQI) PLAIN SHAFT, TOLERANCE N; WITH HOLDING BRAKE PROTECTION CLASS IP64; | 4940 | TEM | 1 | MC | 39.3 | 1
1FK71052AF711RH1 | SIMOTICS S SYNCHRONOUS MOTOR 1FK7-CT PN=8,2 KW; UZK=600V M0=48NM (100K); NN=3000RPM; NATURAL COOLING; FRAME SIZE IMB 5 (IM V1, IM V3) FLANGE 1 POWER CONNECTOR ROTATABLE ABSOLUTE ENCODER 20 BIT + 12 BIT MULTITURN WITH DRIVE-CLIQ INTERFACE (ENCODER AM20DQI) PLAIN SHAFT, TOLERANCE N; WITH HOLDING BRAKE PROTECTION CLASS IP65, | 5033 | TEM | 1 | MC | 39.3 | 1
1FK71052AF711RH2 | SIMOTICS S SYNCHRONOUS MOTOR 1FK7-CT PN=8,2 KW; UZK=600V M0=48NM (100K); NN=3000RPM; NATURAL COOLING; FRAME SIZE IMB 5 (IM V1, IM V3) FLANGE 1 POWER CONNECTOR ROTATABLE ABSOLUTE ENCODER 20 BIT + 12 BIT MULTITURN WITH DRIVE-CLIQ INTERFACE (ENCODER AM20DQI) PLAIN SHAFT, TOLERANCE N; WITH HOLDING BRAKE PROTECTION CLASS IP65, FLANGE ON DRIVE END IP67; | 5033 | TEM | 1 | MC | 39.3 | 1
1FK71052AF711SA0 | SIMOTICS S SYNCHRONOUS MOTOR 1FK7-CT PN=8,2 KW; UZK=600V M0=48NM (100K); NN=3000RPM; NATURAL COOLING; FRAME SIZE IMB 5 (IM V1, IM V3) FLANGE 1, WITH KTY TEMPERATURESENSOR POWER CONNECTOR ROTATABLE RESOLVER MULTI-POLE (RESOLVER P=4); SHAFT WITH FITTED KEY, TOLERANCE N; W/O HOLDING BRAKE PROTECTION CLASS IP64; | 3897 | TEM | 1 | MC | 39.002 | 1
1FK71052AF711SA1 | SIMOTICS S SYNCHRONOUS MOTOR 1FK7-CT PN=8,2 KW; UZK=600V M0=48NM (100K); NN=3000RPM; NATURAL COOLING; FRAME SIZE IMB 5 (IM V1, IM V3) FLANGE 1, WITH KTY TEMPERATURESENSOR POWER CONNECTOR ROTATABLE RESOLVER MULTI-POLE (RESOLVER P=4); SHAFT WITH FITTED KEY, TOLERANCE N; W/O HOLDING BRAKE PROTECTION CLASS IP65, | 3990 | TEM | 1 | MC | 39.002 | 1
1FK71052AF711SA2 | SIMOTICS S SYNCHRONOUS MOTOR 1FK7-CT PN=8,2 KW; UZK=600V M0=48NM (100K); NN=3000RPM; NATURAL COOLING; FRAME SIZE IMB 5 (IM V1, IM V3) FLANGE 1, WITH KTY TEMPERATURESENSOR POWER CONNECTOR ROTATABLE RESOLVER MULTI-POLE (RESOLVER P=4); SHAFT WITH FITTED KEY, TOLERANCE N; W/O HOLDING BRAKE PROTECTION CLASS IP65, FLANGE ON DRIVE END IP67; | 3990 | TEM | 1 | MC | 39.002 | 1
1FK71052AF711SB0 | SIMOTICS S SYNCHRONOUS MOTOR 1FK7-CT PN=8,2 KW; UZK=600V M0=48NM (100K); NN=3000RPM; NATURAL COOLING; FRAME SIZE IMB 5 (IM V1, IM V3) FLANGE 1, WITH KTY TEMPERATURESENSOR POWER CONNECTOR ROTATABLE RESOLVER MULTI-POLE (RESOLVER P=4); SHAFT WITH FITTED KEY, TOLERANCE N; WITH HOLDING BRAKE PROTECTION CLASS IP64; | 4308 | TEM | 1 | MC | 39.301 | 1
1FK71052AF711SB1 | SIMOTICS S SYNCHRONOUS MOTOR 1FK7-CT PN=8,2 KW; UZK=600V M0=48NM (100K); NN=3000RPM; NATURAL COOLING; FRAME SIZE IMB 5 (IM V1, IM V3) FLANGE 1, WITH KTY TEMPERATURESENSOR POWER CONNECTOR ROTATABLE RESOLVER MULTI-POLE (RESOLVER P=4); SHAFT WITH FITTED KEY, TOLERANCE N; WITH HOLDING BRAKE PROTECTION CLASS IP65, | 4402 | TEM | 1 | MC | 39.301 | 1
1FK71052AF711SB2 | SIMOTICS S SYNCHRONOUS MOTOR 1FK7-CT PN=8,2 KW; UZK=600V M0=48NM (100K); NN=3000RPM; NATURAL COOLING; FRAME SIZE IMB 5 (IM V1, IM V3) FLANGE 1, WITH KTY TEMPERATURESENSOR POWER CONNECTOR ROTATABLE RESOLVER MULTI-POLE (RESOLVER P=4); SHAFT WITH FITTED KEY, TOLERANCE N; WITH HOLDING BRAKE PROTECTION CLASS IP65, FLANGE ON DRIVE END IP67; | 4402 | TEM | 1 | MC | 39.301 | 1
1FK71052AF711SG0 | SIMOTICS S SYNCHRONOUS MOTOR 1FK7-CT PN=8,2 KW; UZK=600V M0=48NM (100K); NN=3000RPM; NATURAL COOLING; FRAME SIZE IMB 5 (IM V1, IM V3) FLANGE 1, WITH KTY TEMPERATURESENSOR POWER CONNECTOR ROTATABLE RESOLVER MULTI-POLE (RESOLVER P=4); PLAIN SHAFT, TOLERANCE N; W/O HOLDING BRAKE PROTECTION CLASS IP64; | 3810 | TEM | 1 | MC | 39.002 | 1
1FK71052AF711SG1 | SIMOTICS S SYNCHRONOUS MOTOR 1FK7-CT PN=8,2 KW; UZK=600V M0=48NM (100K); NN=3000RPM; NATURAL COOLING; FRAME SIZE IMB 5 (IM V1, IM V3) FLANGE 1, WITH KTY TEMPERATURESENSOR POWER CONNECTOR ROTATABLE RESOLVER MULTI-POLE (RESOLVER P=4); PLAIN SHAFT, TOLERANCE N; W/O HOLDING BRAKE PROTECTION CLASS IP65, | 3904 | TEM | 1 | MC | 39.002 | 1
1FK71052AF711SG2 | SIMOTICS S SYNCHRONOUS MOTOR 1FK7-CT PN=8,2 KW; UZK=600V M0=48NM (100K); NN=3000RPM; NATURAL COOLING; FRAME SIZE IMB 5 (IM V1, IM V3) FLANGE 1, WITH KTY TEMPERATURESENSOR POWER CONNECTOR ROTATABLE RESOLVER MULTI-POLE (RESOLVER P=4); PLAIN SHAFT, TOLERANCE N; W/O HOLDING BRAKE PROTECTION CLASS IP65, FLANGE ON DRIVE END IP67; | 3904 | TEM | 1 | MC | 39.002 | 1
1FK71052AF711SH0 | SIMOTICS S SYNCHRONOUS MOTOR 1FK7-CT PN=8,2 KW; UZK=600V M0=48NM (100K); NN=3000RPM; NATURAL COOLING; FRAME SIZE IMB 5 (IM V1, IM V3) FLANGE 1, WITH KTY TEMPERATURESENSOR POWER CONNECTOR ROTATABLE RESOLVER MULTI-POLE (RESOLVER P=4); PLAIN SHAFT, TOLERANCE N; WITH HOLDING BRAKE PROTECTION CLASS IP64; | 4222 | TEM | 1 | MC | 39.301 | 1
1FK71052AF711SH1 | SIMOTICS S SYNCHRONOUS MOTOR 1FK7-CT PN=8,2 KW; UZK=600V M0=48NM (100K); NN=3000RPM; NATURAL COOLING; FRAME SIZE IMB 5 (IM V1, IM V3) FLANGE 1, WITH KTY TEMPERATURESENSOR POWER CONNECTOR ROTATABLE RESOLVER MULTI-POLE (RESOLVER P=4); PLAIN SHAFT, TOLERANCE N; WITH HOLDING BRAKE PROTECTION CLASS IP65, | 4315 | TEM | 1 | MC | 39.301 | 1
1FK71052AF711SH2 | SIMOTICS S SYNCHRONOUS MOTOR 1FK7-CT PN=8,2 KW; UZK=600V M0=48NM (100K); NN=3000RPM; NATURAL COOLING; FRAME SIZE IMB 5 (IM V1, IM V3) FLANGE 1, WITH KTY TEMPERATURESENSOR POWER CONNECTOR ROTATABLE RESOLVER MULTI-POLE (RESOLVER P=4); PLAIN SHAFT, TOLERANCE N; WITH HOLDING BRAKE PROTECTION CLASS IP65, FLANGE ON DRIVE END IP67; | 4315 | TEM | 1 | MC | 39.301 | 1
1FK71052AF711TA0 | SIMOTICS S SYNCHRONOUS MOTOR 1FK7-CT PN=8,2 KW; UZK=600V M0=48NM (100K); NN=3000RPM; NATURAL COOLING; FRAME SIZE IMB 5 (IM V1, IM V3) FLANGE 1, WITH KTY TEMPERATURESENSOR POWER CONNECTOR ROTATABLE RESOLVER 2-POLE (RESOLVER P=1); SHAFT WITH FITTED KEY, TOLERANCE N; W/O HOLDING BRAKE PROTECTION CLASS IP64; | 3897 | TEM | 1 | MC | 39.002 | 1
1FK71052AF711TA1 | SIMOTICS S SYNCHRONOUS MOTOR 1FK7-CT PN=8,2 KW; UZK=600V M0=48NM (100K); NN=3000RPM; NATURAL COOLING; FRAME SIZE IMB 5 (IM V1, IM V3) FLANGE 1, WITH KTY TEMPERATURESENSOR POWER CONNECTOR ROTATABLE RESOLVER 2-POLE (RESOLVER P=1); SHAFT WITH FITTED KEY, TOLERANCE N; W/O HOLDING BRAKE PROTECTION CLASS IP65, | 3990 | TEM | 1 | MC | 39.002 | 1
1FK71052AF711TA2 | SIMOTICS S SYNCHRONOUS MOTOR 1FK7-CT PN=8,2 KW; UZK=600V M0=48NM (100K); NN=3000RPM; NATURAL COOLING; FRAME SIZE IMB 5 (IM V1, IM V3) FLANGE 1, WITH KTY TEMPERATURESENSOR POWER CONNECTOR ROTATABLE RESOLVER 2-POLE (RESOLVER P=1); SHAFT WITH FITTED KEY, TOLERANCE N; W/O HOLDING BRAKE PROTECTION CLASS IP65, FLANGE ON DRIVE END IP67; | 3990 | TEM | 1 | MC | 39.002 | 1
1FK71052AF711TB0 | SIMOTICS S SYNCHRONOUS MOTOR 1FK7-CT PN=8,2 KW; UZK=600V M0=48NM (100K); NN=3000RPM; NATURAL COOLING; FRAME SIZE IMB 5 (IM V1, IM V3) FLANGE 1, WITH KTY TEMPERATURESENSOR POWER CONNECTOR ROTATABLE RESOLVER 2-POLE (RESOLVER P=1); SHAFT WITH FITTED KEY, TOLERANCE N; WITH HOLDING BRAKE PROTECTION CLASS IP64; | 4308 | TEM | 1 | MC | 39.301 | 1
1FK71052AF711TB1 | SIMOTICS S SYNCHRONOUS MOTOR 1FK7-CT PN=8,2 KW; UZK=600V M0=48NM (100K); NN=3000RPM; NATURAL COOLING; FRAME SIZE IMB 5 (IM V1, IM V3) FLANGE 1, WITH KTY TEMPERATURESENSOR POWER CONNECTOR ROTATABLE RESOLVER 2-POLE (RESOLVER P=1); SHAFT WITH FITTED KEY, TOLERANCE N; WITH HOLDING BRAKE PROTECTION CLASS IP65, | 4402 | TEM | 1 | MC | 39.301 | 1
1FK71052AF711TB2 | SIMOTICS S SYNCHRONOUS MOTOR 1FK7-CT PN=8,2 KW; UZK=600V M0=48NM (100K); NN=3000RPM; NATURAL COOLING; FRAME SIZE IMB 5 (IM V1, IM V3) FLANGE 1, WITH KTY TEMPERATURESENSOR POWER CONNECTOR ROTATABLE RESOLVER 2-POLE (RESOLVER P=1); SHAFT WITH FITTED KEY, TOLERANCE N; WITH HOLDING BRAKE PROTECTION CLASS IP65, FLANGE ON DRIVE END IP67; | 4402 | TEM | 1 | MC | 39.301 | 1
1FK71052AF711TG0 | SIMOTICS S SYNCHRONOUS MOTOR 1FK7-CT PN=8,2 KW; UZK=600V M0=48NM (100K); NN=3000RPM; NATURAL COOLING; FRAME SIZE IMB 5 (IM V1, IM V3) FLANGE 1, WITH KTY TEMPERATURESENSOR POWER CONNECTOR ROTATABLE RESOLVER 2-POLE (RESOLVER P=1); PLAIN SHAFT, TOLERANCE N; W/O HOLDING BRAKE PROTECTION CLASS IP64; | 3810 | TEM | 1 | MC | 39.002 | 1
1FK71052AF711TG1 | SIMOTICS S SYNCHRONOUS MOTOR 1FK7-CT PN=8,2 KW; UZK=600V M0=48NM (100K); NN=3000RPM; NATURAL COOLING; FRAME SIZE IMB 5 (IM V1, IM V3) FLANGE 1, WITH KTY TEMPERATURESENSOR POWER CONNECTOR ROTATABLE RESOLVER 2-POLE (RESOLVER P=1); PLAIN SHAFT, TOLERANCE N; W/O HOLDING BRAKE PROTECTION CLASS IP65, | 3904 | TEM | 1 | MC | 39.002 | 1
1FK71052AF711TG2 | SIMOTICS S SYNCHRONOUS MOTOR 1FK7-CT PN=8,2 KW; UZK=600V M0=48NM (100K); NN=3000RPM; NATURAL COOLING; FRAME SIZE IMB 5 (IM V1, IM V3) FLANGE 1, WITH KTY TEMPERATURESENSOR POWER CONNECTOR ROTATABLE RESOLVER 2-POLE (RESOLVER P=1); PLAIN SHAFT, TOLERANCE N; W/O HOLDING BRAKE PROTECTION CLASS IP65, FLANGE ON DRIVE END IP67; | 3904 | TEM | 1 | MC | 39.002 | 1
1FK71052AF711TH0 | SIMOTICS S SYNCHRONOUS MOTOR 1FK7-CT PN=8,2 KW; UZK=600V M0=48NM (100K); NN=3000RPM; NATURAL COOLING; FRAME SIZE IMB 5 (IM V1, IM V3) FLANGE 1, WITH KTY TEMPERATURESENSOR POWER CONNECTOR ROTATABLE RESOLVER 2-POLE (RESOLVER P=1); PLAIN SHAFT, TOLERANCE N; WITH HOLDING BRAKE PROTECTION CLASS IP64; | 4222 | TEM | 1 | MC | 39.301 | 1
1FK71052AF711TH1 | SIMOTICS S SYNCHRONOUS MOTOR 1FK7-CT PN=8,2 KW; UZK=600V M0=48NM (100K); NN=3000RPM; NATURAL COOLING; FRAME SIZE IMB 5 (IM V1, IM V3) FLANGE 1, WITH KTY TEMPERATURESENSOR POWER CONNECTOR ROTATABLE RESOLVER 2-POLE (RESOLVER P=1); PLAIN SHAFT, TOLERANCE N; WITH HOLDING BRAKE PROTECTION CLASS IP65, | 4315 | TEM | 1 | MC | 39.301 | 1
1FK71052AF711TH2 | SIMOTICS S SYNCHRONOUS MOTOR 1FK7-CT PN=8,2 KW; UZK=600V M0=48NM (100K); NN=3000RPM; NATURAL COOLING; FRAME SIZE IMB 5 (IM V1, IM V3) FLANGE 1, WITH KTY TEMPERATURESENSOR POWER CONNECTOR ROTATABLE RESOLVER 2-POLE (RESOLVER P=1); PLAIN SHAFT, TOLERANCE N; WITH HOLDING BRAKE PROTECTION CLASS IP65, FLANGE ON DRIVE END IP67; | 4315 | TEM | 1 | MC | 39.301 | 1
1FK71052AF711UA0 | SIMOTICS S SYNCHRONOUS MOTOR 1FK7-CT PN=8,2 KW; UZK=600V M0=48NM (100K); NN=3000RPM; NATURAL COOLING; FRAME SIZE IMB 5 (IM V1, IM V3) FLANGE 1 POWER CONNECTOR ROTATABLE RESOLVER MULTI-POLE WITH DRIVE-CLIQ INTERFACE; SHAFT WITH FITTED KEY, TOLERANCE N; W/O HOLDING BRAKE PROTECTION CLASS IP64; | 4138 | TEM | 1 | MC | 39.002 | 1
1FK71052AF711UA1 | SIMOTICS S SYNCHRONOUS MOTOR 1FK7-CT PN=8,2 KW; UZK=600V M0=48NM (100K); NN=3000RPM; NATURAL COOLING; FRAME SIZE IMB 5 (IM V1, IM V3) FLANGE 1 POWER CONNECTOR ROTATABLE RESOLVER MULTI-POLE WITH DRIVE-CLIQ INTERFACE; SHAFT WITH FITTED KEY, TOLERANCE N; W/O HOLDING BRAKE PROTECTION CLASS IP65, | 4231 | TEM | 1 | MC | 39.002 | 1
1FK71052AF711UA2 | SIMOTICS S SYNCHRONOUS MOTOR 1FK7-CT PN=8,2 KW; UZK=600V M0=48NM (100K); NN=3000RPM; NATURAL COOLING; FRAME SIZE IMB 5 (IM V1, IM V3) FLANGE 1 POWER CONNECTOR ROTATABLE RESOLVER MULTI-POLE WITH DRIVE-CLIQ INTERFACE; SHAFT WITH FITTED KEY, TOLERANCE N; W/O HOLDING BRAKE PROTECTION CLASS IP65, FLANGE ON DRIVE END IP67; | 4231 | TEM | 1 | MC | 39.002 | 1
1FK71052AF711UB0 | SIMOTICS S SYNCHRONOUS MOTOR 1FK7-CT PN=8,2 KW; UZK=600V M0=48NM (100K); NN=3000RPM; NATURAL COOLING; FRAME SIZE IMB 5 (IM V1, IM V3) FLANGE 1 POWER CONNECTOR ROTATABLE RESOLVER MULTI-POLE WITH DRIVE-CLIQ INTERFACE; SHAFT WITH FITTED KEY, TOLERANCE N; WITH HOLDING BRAKE PROTECTION CLASS IP64; | 4549 | TEM | 1 | MC | 39.301 | 1
1FK71052AF711UB1 | SIMOTICS S SYNCHRONOUS MOTOR 1FK7-CT PN=8,2 KW; UZK=600V M0=48NM (100K); NN=3000RPM; NATURAL COOLING; FRAME SIZE IMB 5 (IM V1, IM V3) FLANGE 1 POWER CONNECTOR ROTATABLE RESOLVER MULTI-POLE WITH DRIVE-CLIQ INTERFACE; SHAFT WITH FITTED KEY, TOLERANCE N; WITH HOLDING BRAKE PROTECTION CLASS IP65, | 4643 | TEM | 1 | MC | 39.301 | 1
1FK71052AF711UB2 | SIMOTICS S SYNCHRONOUS MOTOR 1FK7-CT PN=8,2 KW; UZK=600V M0=48NM (100K); NN=3000RPM; NATURAL COOLING; FRAME SIZE IMB 5 (IM V1, IM V3) FLANGE 1 POWER CONNECTOR ROTATABLE RESOLVER MULTI-POLE WITH DRIVE-CLIQ INTERFACE; SHAFT WITH FITTED KEY, TOLERANCE N; WITH HOLDING BRAKE PROTECTION CLASS IP65, FLANGE ON DRIVE END IP67; | 4643 | TEM | 1 | MC | 39.301 | 1
1FK71052AF711UG0 | SIMOTICS S SYNCHRONOUS MOTOR 1FK7-CT PN=8,2 KW; UZK=600V M0=48NM (100K); NN=3000RPM; NATURAL COOLING; FRAME SIZE IMB 5 (IM V1, IM V3) FLANGE 1 POWER CONNECTOR ROTATABLE RESOLVER MULTI-POLE WITH DRIVE-CLIQ INTERFACE; PLAIN SHAFT, TOLERANCE N; W/O HOLDING BRAKE PROTECTION CLASS IP64; | 4051 | TEM | 1 | MC | 39.002 | 1
1FK71052AF711UG1 | SIMOTICS S SYNCHRONOUS MOTOR 1FK7-CT PN=8,2 KW; UZK=600V M0=48NM (100K); NN=3000RPM; NATURAL COOLING; FRAME SIZE IMB 5 (IM V1, IM V3) FLANGE 1 POWER CONNECTOR ROTATABLE RESOLVER MULTI-POLE WITH DRIVE-CLIQ INTERFACE; PLAIN SHAFT, TOLERANCE N; W/O HOLDING BRAKE PROTECTION CLASS IP65, | 4145 | TEM | 1 | MC | 39.002 | 1
1FK71052AF711UG2 | SIMOTICS S SYNCHRONOUS MOTOR 1FK7-CT PN=8,2 KW; UZK=600V M0=48NM (100K); NN=3000RPM; NATURAL COOLING; FRAME SIZE IMB 5 (IM V1, IM V3) FLANGE 1 POWER CONNECTOR ROTATABLE RESOLVER MULTI-POLE WITH DRIVE-CLIQ INTERFACE; PLAIN SHAFT, TOLERANCE N; W/O HOLDING BRAKE PROTECTION CLASS IP65, FLANGE ON DRIVE END IP67; | 4145 | TEM | 1 | MC | 39.002 | 1
1FK71052AF711UH0 | SIMOTICS S SYNCHRONOUS MOTOR 1FK7-CT PN=8,2 KW; UZK=600V M0=48NM (100K); NN=3000RPM; NATURAL COOLING; FRAME SIZE IMB 5 (IM V1, IM V3) FLANGE 1 POWER CONNECTOR ROTATABLE RESOLVER MULTI-POLE WITH DRIVE-CLIQ INTERFACE; PLAIN SHAFT, TOLERANCE N; WITH HOLDING BRAKE PROTECTION CLASS IP64; | 4463 | TEM | 1 | MC | 39.301 | 1
1FK71052AF711UH1 | SIMOTICS S SYNCHRONOUS MOTOR 1FK7-CT PN=8,2 KW; UZK=600V M0=48NM (100K); NN=3000RPM; NATURAL COOLING; FRAME SIZE IMB 5 (IM V1, IM V3) FLANGE 1 POWER CONNECTOR ROTATABLE RESOLVER MULTI-POLE WITH DRIVE-CLIQ INTERFACE; PLAIN SHAFT, TOLERANCE N; WITH HOLDING BRAKE PROTECTION CLASS IP65, | 4556 | TEM | 1 | MC | 39.301 | 1
1FK71052AF711UH2 | SIMOTICS S SYNCHRONOUS MOTOR 1FK7-CT PN=8,2 KW; UZK=600V M0=48NM (100K); NN=3000RPM; NATURAL COOLING; FRAME SIZE IMB 5 (IM V1, IM V3) FLANGE 1 POWER CONNECTOR ROTATABLE RESOLVER MULTI-POLE WITH DRIVE-CLIQ INTERFACE; PLAIN SHAFT, TOLERANCE N; WITH HOLDING BRAKE PROTECTION CLASS IP65, FLANGE ON DRIVE END IP67; | 4556 | TEM | 1 | MC | 39.301 | 1
1FK71053BC711BB0 | SIMOTICS S SYNCHRONOUS MOTOR 1FK7-HI PN=7,7 KW; UZK=600V M0=48NM (100K); NN=2000RPM; NATURAL COOLING; FRAME SIZE IMB 5 (IM V1, IM V3) FLANGE 1 POWER CONNECTOR ROTATABLE ABSOLUTE ENCODER SINGLETURN 24 BIT WITH DRIVE CLIQ INTERFACE (ENCODER AS24DQI) SHAFT WITH FITTED KEY, TOLERANCE N; WITH HOLDING BRAKE PROTECTION CLASS IP64; | 5109 | TEM | 1 | MC | 44.7 | 1
1FK71053BC711BG0 | SIMOTICS S SYNCHRONOUS MOTOR 1FK7-HI PN=7,7 KW; UZK=600V M0=48NM (100K); NN=2000RPM; NATURAL COOLING; FRAME SIZE IMB 5 (IM V1, IM V3) FLANGE 1 POWER CONNECTOR ROTATABLE ABSOLUTE ENCODER SINGLETURN 24 BIT WITH DRIVE CLIQ INTERFACE (ENCODER AS24DQI) PLAIN SHAFT, TOLERANCE N; W/O HOLDING BRAKE PROTECTION CLASS IP64; | 4612 | TEM | 1 | MC | 44.401 | 1
1FK71053BC711BG1 | SIMOTICS S SYNCHRONOUS MOTOR 1FK7-HI PN=7,7 KW; UZK=600V M0=48NM (100K); NN=2000RPM; NATURAL COOLING; FRAME SIZE IMB 5 (IM V1, IM V3) FLANGE 1 POWER CONNECTOR ROTATABLE ABSOLUTE ENCODER SINGLETURN 24 BIT WITH DRIVE CLIQ INTERFACE (ENCODER AS24DQI) PLAIN SHAFT, TOLERANCE N; W/O HOLDING BRAKE PROTECTION CLASS IP65, | 4705 | TEM | 1 | MC | 44.401 | 1
1FK71053BC711CA0 | SIMOTICS S SYNCHRONOUS MOTOR 1FK7-HI PN=7,7 KW; UZK=600V M0=48NM (100K); NN=2000RPM; NATURAL COOLING; FRAME SIZE IMB 5 (IM V1, IM V3) FLANGE 1 POWER CONNECTOR ROTATABLE ABSOLUTE ENCODER 24 BIT + 12 BIT MULTITURN WITH DRIVE-CLIQ INTERFACE (ENCODER AM24DQI) SHAFT WITH FITTED KEY, TOLERANCE N; W/O HOLDING BRAKE PROTECTION CLASS IP64; | 5067 | TEM | 1 | MC | 44.401 | 1
1FK71053BC711CB0 | SIMOTICS S SYNCHRONOUS MOTOR 1FK7-HI PN=7,7 KW; UZK=600V M0=48NM (100K); NN=2000RPM; NATURAL COOLING; FRAME SIZE IMB 5 (IM V1, IM V3) FLANGE 1 POWER CONNECTOR ROTATABLE ABSOLUTE ENCODER 24 BIT + 12 BIT MULTITURN WITH DRIVE-CLIQ INTERFACE (ENCODER AM24DQI) SHAFT WITH FITTED KEY, TOLERANCE N; WITH HOLDING BRAKE PROTECTION CLASS IP64; | 5479 | TEM | 1 | MC | 44.7 | 1
1FK71053BC711CG0 | SIMOTICS S SYNCHRONOUS MOTOR 1FK7-HI PN=7,7 KW; UZK=600V M0=48NM (100K); NN=2000RPM; NATURAL COOLING; FRAME SIZE IMB 5 (IM V1, IM V3) FLANGE 1 POWER CONNECTOR ROTATABLE ABSOLUTE ENCODER 24 BIT + 12 BIT MULTITURN WITH DRIVE-CLIQ INTERFACE (ENCODER AM24DQI) PLAIN SHAFT, TOLERANCE N; W/O HOLDING BRAKE PROTECTION CLASS IP64; | 4981 | TEM | 1 | MC | 44.401 | 1
1FK71053BC711CG1 | SIMOTICS S SYNCHRONOUS MOTOR 1FK7-HI PN=7,7 KW; UZK=600V M0=48NM (100K); NN=2000RPM; NATURAL COOLING; FRAME SIZE IMB 5 (IM V1, IM V3) FLANGE 1 POWER CONNECTOR ROTATABLE ABSOLUTE ENCODER 24 BIT + 12 BIT MULTITURN WITH DRIVE-CLIQ INTERFACE (ENCODER AM24DQI) PLAIN SHAFT, TOLERANCE N; W/O HOLDING BRAKE PROTECTION CLASS IP65, | 5075 | TEM | 1 | MC | 44.401 | 1
1FK71053BC711CH0 | SIMOTICS S SYNCHRONOUS MOTOR 1FK7-HI PN=7,7 KW; UZK=600V M0=48NM (100K); NN=2000RPM; NATURAL COOLING; FRAME SIZE IMB 5 (IM V1, IM V3) FLANGE 1 POWER CONNECTOR ROTATABLE ABSOLUTE ENCODER 24 BIT + 12 BIT MULTITURN WITH DRIVE-CLIQ INTERFACE (ENCODER AM24DQI) PLAIN SHAFT, TOLERANCE N; WITH HOLDING BRAKE PROTECTION CLASS IP64; | 5392 | TEM | 1 | MC | 44.7 | 1
1FK71053BC711CH1 | SIMOTICS S SYNCHRONOUS MOTOR 1FK7-HI PN=7,7 KW; UZK=600V M0=48NM (100K); NN=2000RPM; NATURAL COOLING; FRAME SIZE IMB 5 (IM V1, IM V3) FLANGE 1 POWER CONNECTOR ROTATABLE ABSOLUTE ENCODER 24 BIT + 12 BIT MULTITURN WITH DRIVE-CLIQ INTERFACE (ENCODER AM24DQI) PLAIN SHAFT, TOLERANCE N; WITH HOLDING BRAKE PROTECTION CLASS IP65, | 5486 | TEM | 1 | MC | 44.7 | 1
1FK71053BC711QA0 | SIMOTICS S SYNCHRONOUS MOTOR 1FK7-HI PN=7,7 KW; UZK=600V M0=48NM (100K); NN=2000RPM; NATURAL COOLING; FRAME SIZE IMB 5 (IM V1, IM V3) FLANGE 1 POWER CONNECTOR ROTATABLE ABSOLUTE ENCODER SINGLETURN 20 BIT WITH DRIVE-CLIQ INTERFACE (ENCODER AS20DQI) SHAFT WITH FITTED KEY, TOLERANCE N; W/O HOLDING BRAKE PROTECTION CLASS IP64; | 4215 | TEM | 1 | MC | 44.401 | 1
1FK71053BC711QB0 | SIMOTICS S SYNCHRONOUS MOTOR 1FK7-HI PN=7,7 KW; UZK=600V M0=48NM (100K); NN=2000RPM; NATURAL COOLING; FRAME SIZE IMB 5 (IM V1, IM V3) FLANGE 1 POWER CONNECTOR ROTATABLE ABSOLUTE ENCODER SINGLETURN 20 BIT WITH DRIVE-CLIQ INTERFACE (ENCODER AS20DQI) SHAFT WITH FITTED KEY, TOLERANCE N; WITH HOLDING BRAKE PROTECTION CLASS IP64; | 4626 | TEM | 1 | MC | 44.7 | 1
1FK71053BC711QG0 | SIMOTICS S SYNCHRONOUS MOTOR 1FK7-HI PN=7,7 KW; UZK=600V M0=48NM (100K); NN=2000RPM; NATURAL COOLING; FRAME SIZE IMB 5 (IM V1, IM V3) FLANGE 1 POWER CONNECTOR ROTATABLE ABSOLUTE ENCODER SINGLETURN 20 BIT WITH DRIVE-CLIQ INTERFACE (ENCODER AS20DQI) PLAIN SHAFT, TOLERANCE N; W/O HOLDING BRAKE PROTECTION CLASS IP64; | 4129 | TEM | 1 | MC | 44.401 | 1
1FK71053BC711QG1 | SIMOTICS S SYNCHRONOUS MOTOR 1FK7-HI PN=7,7 KW; UZK=600V M0=48NM (100K); NN=2000RPM; NATURAL COOLING; FRAME SIZE IMB 5 (IM V1, IM V3) FLANGE 1 POWER CONNECTOR ROTATABLE ABSOLUTE ENCODER SINGLETURN 20 BIT WITH DRIVE-CLIQ INTERFACE (ENCODER AS20DQI) PLAIN SHAFT, TOLERANCE N; W/O HOLDING BRAKE PROTECTION CLASS IP65, | 4222 | TEM | 1 | MC | 44.401 | 1
1FK71053BC711QH1 | SIMOTICS S SYNCHRONOUS MOTOR 1FK7-HI PN=7,7 KW; UZK=600V M0=48NM (100K); NN=2000RPM; NATURAL COOLING; FRAME SIZE IMB 5 (IM V1, IM V3) FLANGE 1 POWER CONNECTOR ROTATABLE ABSOLUTE ENCODER SINGLETURN 20 BIT WITH DRIVE-CLIQ INTERFACE (ENCODER AS20DQI) PLAIN SHAFT, TOLERANCE N; WITH HOLDING BRAKE PROTECTION CLASS IP65, | 4634 | TEM | 1 | MC | 44.7 | 1
1FK71053BC711RG0 | SIMOTICS S SYNCHRONOUS MOTOR 1FK7-HI PN=7,7 KW; UZK=600V M0=48NM (100K); NN=2000RPM; NATURAL COOLING; FRAME SIZE IMB 5 (IM V1, IM V3) FLANGE 1 POWER CONNECTOR ROTATABLE ABSOLUTE ENCODER 20 BIT + 12 BIT MULTITURN WITH DRIVE-CLIQ INTERFACE (ENCODER AM20DQI) PLAIN SHAFT, TOLERANCE N; W/O HOLDING BRAKE PROTECTION CLASS IP64; | 4503 | TEM | 1 | MC | 44.401 | 1
1FK71053BC711RG1 | SIMOTICS S SYNCHRONOUS MOTOR 1FK7-HI PN=7,7 KW; UZK=600V M0=48NM (100K); NN=2000RPM; NATURAL COOLING; FRAME SIZE IMB 5 (IM V1, IM V3) FLANGE 1 POWER CONNECTOR ROTATABLE ABSOLUTE ENCODER 20 BIT + 12 BIT MULTITURN WITH DRIVE-CLIQ INTERFACE (ENCODER AM20DQI) PLAIN SHAFT, TOLERANCE N; W/O HOLDING BRAKE PROTECTION CLASS IP65, | 4596 | TEM | 1 | MC | 44.401 | 1
1FK71053BC711RG2 | SIMOTICS S SYNCHRONOUS MOTOR 1FK7-HI PN=7,7 KW; UZK=600V M0=48NM (100K); NN=2000RPM; NATURAL COOLING; FRAME SIZE IMB 5 (IM V1, IM V3) FLANGE 1 POWER CONNECTOR ROTATABLE ABSOLUTE ENCODER 20 BIT + 12 BIT MULTITURN WITH DRIVE-CLIQ INTERFACE (ENCODER AM20DQI) PLAIN SHAFT, TOLERANCE N; W/O HOLDING BRAKE PROTECTION CLASS IP65, FLANGE ON DRIVE END IP67; | 4596 | TEM | 1 | MC | 44.401 | 1
1FK71053BC711RH0 | SIMOTICS S SYNCHRONOUS MOTOR 1FK7-HI PN=7,7 KW; UZK=600V M0=48NM (100K); NN=2000RPM; NATURAL COOLING; FRAME SIZE IMB 5 (IM V1, IM V3) FLANGE 1 POWER CONNECTOR ROTATABLE ABSOLUTE ENCODER 20 BIT + 12 BIT MULTITURN WITH DRIVE-CLIQ INTERFACE (ENCODER AM20DQI) PLAIN SHAFT, TOLERANCE N; WITH HOLDING BRAKE PROTECTION CLASS IP64; | 4914 | TEM | 1 | MC | 44.7 | 1
1FK71053BC711RH2 | SIMOTICS S SYNCHRONOUS MOTOR 1FK7-HI PN=7,7 KW; UZK=600V M0=48NM (100K); NN=2000RPM; NATURAL COOLING; FRAME SIZE IMB 5 (IM V1, IM V3) FLANGE 1 POWER CONNECTOR ROTATABLE ABSOLUTE ENCODER 20 BIT + 12 BIT MULTITURN WITH DRIVE-CLIQ INTERFACE (ENCODER AM20DQI) PLAIN SHAFT, TOLERANCE N; WITH HOLDING BRAKE PROTECTION CLASS IP65, FLANGE ON DRIVE END IP67; | 5008 | TEM | 1 | MC | 44.7 | 1
1FK71055AC711AA0 | SIMOTICS S SYNCHRONOUS SERVOMOTORS 1FK7 COMPACT,48 NM, 100 K, 2000 RPM, 7,75KW NATURAL AIR COOLING, IM B5 (IM V1, IM V3) POWER/SIGNAL CONNECTORS CONN. CAN BE ROTATED BY 270 DEGR., INCREM. ENCODER, SIN/COS 1 VPP 2048 P/REV (ENCODER I-2048); SHAFT WITH FITTED KEY, TOLERANCE N; W/O HOLDING BRAKE DEGREE OF PROTECTION IP64 | 4869 | TEM | 1 | MC | 39.103 | 1
1FK71055AC711AA2 | SIMOTICS S SYNCHRONOUS SERVOMOTORS 1FK7 COMPACT,48 NM, 100 K, 2000 RPM, 7,75KW NATURAL AIR COOLING, IM B5 (IM V1, IM V3) POWER/SIGNAL CONNECTORS CONN. CAN BE ROTATED BY 270 DEGR., INCREM. ENCODER, SIN/COS 1 VPP 2048 P/REV (ENCODER I-2048); SHAFT WITH FITTED KEY, TOLERANCE N; W/O HOLDING BRAKE DEGREE OF PROTECTION IP65 FLANGE ON DRIVE END IP67 | 4970 | TEM | 1 | MC | 39.103 | 1
1FK71055AC711AA3 | SIMOTICS S SYNCHRONOUS SERVOMOTORS 1FK7 COMPACT,48 NM, 100 K, 2000 RPM, 7,75KW NATURAL AIR COOLING, IM B5 (IM V1, IM V3) POWER/SIGNAL CONNECTORS CONN. CAN BE ROTATED BY 270 DEGR., INCREM. ENCODER, SIN/COS 1 VPP 2048 P/REV (ENCODER I-2048); SHAFT WITH FITTED KEY, TOLERANCE N; W/O HOLDING BRAKE DEGREE OF PROTECTION IP64; PAINT FINISH RAL7016 | 4918 | TEM | 1 | MC | 39.103 | 1
1FK71055AC711AA5 | SIMOTICS S SYNCHRONOUS SERVOMOTORS 1FK7 COMPACT,48 NM, 100 K, 2000 RPM, 7,75KW NATURAL AIR COOLING, IM B5 (IM V1, IM V3) POWER/SIGNAL CONNECTORS CONN. CAN BE ROTATED BY 270 DEGR., INCREM. ENCODER, SIN/COS 1 VPP 2048 P/REV (ENCODER I-2048); SHAFT WITH FITTED KEY, TOLERANCE N; W/O HOLDING BRAKE DEGREE OF PROTECTION IP65 AS FLANGE IP67; PAINT FINISH RAL7016 | 5019 | TEM | 1 | MC | 39.103 | 1
1FK71055AC711AA8 | SIMOTICS S SYNCHRONOUS SERVOMOTORS 1FK7 COMPACT,48 NM, 100 K, 2000 RPM, 7,75KW NATURAL AIR COOLING, IM B5 (IM V1, IM V3) POWER/SIGNAL CONNECTORS CONN. CAN BE ROTATED BY 270 DEGR., INCREM. ENCODER, SIN/COS 1 VPP 2048 P/REV (ENCODER I-2048); SHAFT WITH FITTED KEY, TOLERANCE N; W/O HOLDING BRAKE DEGREE OF PROTECTION IP65 IP67 D-END FLANGE; RAL7016 COATING; METALLIC RATING PLATE AT MOTOR | 5128 | TEM | 1 | MC | 39.103 | 1
1FK71055AC711AB0 | SIMOTICS S SYNCHRONOUS SERVOMOTORS 1FK7 COMPACT,48 NM, 100 K, 2000 RPM, 7,75KW NATURAL AIR COOLING, IM B5 (IM V1, IM V3) POWER/SIGNAL CONNECTORS CONN. CAN BE ROTATED BY 270 DEGR., INCREM. ENCODER, SIN/COS 1 VPP 2048 P/REV (ENCODER I-2048); SHAFT WITH FITTED KEY, TOLERANCE N; WITH HOLDING BRAKE DEGREE OF PROTECTION IP64 | 5315 | TEM | 1 | MC | 42.102 | 1
1FK71055AC711AB2 | SIMOTICS S SYNCHRONOUS SERVOMOTORS 1FK7 COMPACT,48 NM, 100 K, 2000 RPM, 7,75KW NATURAL AIR COOLING, IM B5 (IM V1, IM V3) POWER/SIGNAL CONNECTORS CONN. CAN BE ROTATED BY 270 DEGR., INCREM. ENCODER, SIN/COS 1 VPP 2048 P/REV (ENCODER I-2048); SHAFT WITH FITTED KEY, TOLERANCE N; WITH HOLDING BRAKE DEGREE OF PROTECTION IP65 FLANGE ON DRIVE END IP67 | 5417 | TEM | 1 | MC | 42.102 | 1
1FK71055AC711AB3 | SIMOTICS S SYNCHRONOUS SERVOMOTORS 1FK7 COMPACT,48 NM, 100 K, 2000 RPM, 7,75KW NATURAL AIR COOLING, IM B5 (IM V1, IM V3) POWER/SIGNAL CONNECTORS CONN. CAN BE ROTATED BY 270 DEGR., INCREM. ENCODER, SIN/COS 1 VPP 2048 P/REV (ENCODER I-2048); SHAFT WITH FITTED KEY, TOLERANCE N; WITH HOLDING BRAKE DEGREE OF PROTECTION IP64; PAINT FINISH RAL7016 | 5364 | TEM | 1 | MC | 42.102 | 1
1FK71055AC711AB5 | SIMOTICS S SYNCHRONOUS SERVOMOTORS 1FK7 COMPACT,48 NM, 100 K, 2000 RPM, 7,75KW NATURAL AIR COOLING, IM B5 (IM V1, IM V3) POWER/SIGNAL CONNECTORS CONN. CAN BE ROTATED BY 270 DEGR., INCREM. ENCODER, SIN/COS 1 VPP 2048 P/REV (ENCODER I-2048); SHAFT WITH FITTED KEY, TOLERANCE N; WITH HOLDING BRAKE DEGREE OF PROTECTION IP65 AS FLANGE IP67; PAINT FINISH RAL7016 | 5466 | TEM | 1 | MC | 42.102 | 1
1FK71055AC711AB8 | SIMOTICS S SYNCHRONOUS SERVOMOTORS 1FK7 COMPACT,48 NM, 100 K, 2000 RPM, 7,75KW NATURAL AIR COOLING, IM B5 (IM V1, IM V3) POWER/SIGNAL CONNECTORS CONN. CAN BE ROTATED BY 270 DEGR., INCREM. ENCODER, SIN/COS 1 VPP 2048 P/REV (ENCODER I-2048); SHAFT WITH FITTED KEY, TOLERANCE N; WITH HOLDING BRAKE DEGREE OF PROTECTION IP65 IP67 D-END FLANGE; RAL7016 COATING; METALLIC RATING PLATE AT MOTOR | 5575 | TEM | 1 | MC | 42.102 | 1
1FK71055AC711AG0 | SIMOTICS S SYNCHRONOUS SERVOMOTORS 1FK7 COMPACT,48 NM, 100 K, 2000 RPM, 7,75KW NATURAL AIR COOLING, IM B5 (IM V1, IM V3) POWER/SIGNAL CONNECTORS CONN. CAN BE ROTATED BY 270 DEGR., INCREM. ENCODER, SIN/COS 1 VPP 2048 P/REV (ENCODER I-2048); PLAIN SHAFT, TOLERANCE N; W/O HOLDING BRAKE DEGREE OF PROTECTION IP64 | 4775 | TEM | 1 | MC | 39.103 | 1
1FK71055AC711AG2 | SIMOTICS S SYNCHRONOUS SERVOMOTORS 1FK7 COMPACT,48 NM, 100 K, 2000 RPM, 7,75KW NATURAL AIR COOLING, IM B5 (IM V1, IM V3) POWER/SIGNAL CONNECTORS CONN. CAN BE ROTATED BY 270 DEGR., INCREM. ENCODER, SIN/COS 1 VPP 2048 P/REV (ENCODER I-2048); PLAIN SHAFT, TOLERANCE N; W/O HOLDING BRAKE DEGREE OF PROTECTION IP65 FLANGE ON DRIVE END IP67 | 4876 | TEM | 1 | MC | 39.103 | 1
1FK71055AC711AG3 | SIMOTICS S SYNCHRONOUS SERVOMOTORS 1FK7 COMPACT,48 NM, 100 K, 2000 RPM, 7,75KW NATURAL AIR COOLING, IM B5 (IM V1, IM V3) POWER/SIGNAL CONNECTORS CONN. CAN BE ROTATED BY 270 DEGR., INCREM. ENCODER, SIN/COS 1 VPP 2048 P/REV (ENCODER I-2048); PLAIN SHAFT, TOLERANCE N; W/O HOLDING BRAKE DEGREE OF PROTECTION IP64; PAINT FINISH RAL7016 | 4824 | TEM | 1 | MC | 39.103 | 1
1FK71055AC711AG5 | SIMOTICS S SYNCHRONOUS SERVOMOTORS 1FK7 COMPACT,48 NM, 100 K, 2000 RPM, 7,75KW NATURAL AIR COOLING, IM B5 (IM V1, IM V3) POWER/SIGNAL CONNECTORS CONN. CAN BE ROTATED BY 270 DEGR., INCREM. ENCODER, SIN/COS 1 VPP 2048 P/REV (ENCODER I-2048); PLAIN SHAFT, TOLERANCE N; W/O HOLDING BRAKE DEGREE OF PROTECTION IP65 AS FLANGE IP67; PAINT FINISH RAL7016 | 4926 | TEM | 1 | MC | 39.103 | 1
1FK71055AC711AG8 | SIMOTICS S SYNCHRONOUS SERVOMOTORS 1FK7 COMPACT,48 NM, 100 K, 2000 RPM, 7,75KW NATURAL AIR COOLING, IM B5 (IM V1, IM V3) POWER/SIGNAL CONNECTORS CONN. CAN BE ROTATED BY 270 DEGR., INCREM. ENCODER, SIN/COS 1 VPP 2048 P/REV (ENCODER I-2048); PLAIN SHAFT, TOLERANCE N; W/O HOLDING BRAKE DEGREE OF PROTECTION IP65 IP67 D-END FLANGE; RAL7016 COATING; METALLIC RATING PLATE AT MOTOR | 5034 | TEM | 1 | MC | 39.103 | 1
1FK71055AC711AH0 | SIMOTICS S SYNCHRONOUS SERVOMOTORS 1FK7 COMPACT,48 NM, 100 K, 2000 RPM, 7,75KW NATURAL AIR COOLING, IM B5 (IM V1, IM V3) POWER/SIGNAL CONNECTORS CONN. CAN BE ROTATED BY 270 DEGR., INCREM. ENCODER, SIN/COS 1 VPP 2048 P/REV (ENCODER I-2048); PLAIN SHAFT, TOLERANCE N; WITH HOLDING BRAKE DEGREE OF PROTECTION IP64 | 5222 | TEM | 1 | MC | 42.102 | 1
1FK71055AC711AH2 | SIMOTICS S SYNCHRONOUS SERVOMOTORS 1FK7 COMPACT,48 NM, 100 K, 2000 RPM, 7,75KW NATURAL AIR COOLING, IM B5 (IM V1, IM V3) POWER/SIGNAL CONNECTORS CONN. CAN BE ROTATED BY 270 DEGR., INCREM. ENCODER, SIN/COS 1 VPP 2048 P/REV (ENCODER I-2048); PLAIN SHAFT, TOLERANCE N; WITH HOLDING BRAKE DEGREE OF PROTECTION IP65 FLANGE ON DRIVE END IP67 | 5323 | TEM | 1 | MC | 42.102 | 1
1FK71055AC711AH3 | SIMOTICS S SYNCHRONOUS SERVOMOTORS 1FK7 COMPACT,48 NM, 100 K, 2000 RPM, 7,75KW NATURAL AIR COOLING, IM B5 (IM V1, IM V3) POWER/SIGNAL CONNECTORS CONN. CAN BE ROTATED BY 270 DEGR., INCREM. ENCODER, SIN/COS 1 VPP 2048 P/REV (ENCODER I-2048); PLAIN SHAFT, TOLERANCE N; WITH HOLDING BRAKE DEGREE OF PROTECTION IP64; PAINT FINISH RAL7016 | 5271 | TEM | 1 | MC | 42.102 | 1
1FK71055AC711AH5 | SIMOTICS S SYNCHRONOUS SERVOMOTORS 1FK7 COMPACT,48 NM, 100 K, 2000 RPM, 7,75KW NATURAL AIR COOLING, IM B5 (IM V1, IM V3) POWER/SIGNAL CONNECTORS CONN. CAN BE ROTATED BY 270 DEGR., INCREM. ENCODER, SIN/COS 1 VPP 2048 P/REV (ENCODER I-2048); PLAIN SHAFT, TOLERANCE N; WITH HOLDING BRAKE DEGREE OF PROTECTION IP65 AS FLANGE IP67; PAINT FINISH RAL7016 | 5372 | TEM | 1 | MC | 42.102 | 1
1FK71055AC711AH8 | SIMOTICS S SYNCHRONOUS SERVOMOTORS 1FK7 COMPACT,48 NM, 100 K, 2000 RPM, 7,75KW NATURAL AIR COOLING, IM B5 (IM V1, IM V3) POWER/SIGNAL CONNECTORS CONN. CAN BE ROTATED BY 270 DEGR., INCREM. ENCODER, SIN/COS 1 VPP 2048 P/REV (ENCODER I-2048); PLAIN SHAFT, TOLERANCE N; WITH HOLDING BRAKE DEGREE OF PROTECTION IP65 IP67 D-END FLANGE; RAL7016 COATING; METALLIC RATING PLATE AT MOTOR | 5481 | TEM | 1 | MC | 42.102 | 1
1FK71055AC711DA0 | SIMOTICS S SYNCHRONOUS SERVOMOTORS 1FK7 COMPACT,48 NM, 100 K, 2000 RPM, 7,75KW NATURAL AIR COOLING, IM B5 (IM V1, IM V3) POWER/SIGNAL CONNECTORS CONN. CAN BE ROTATED BY 270 DEGR., INCREMENTAL ENCODER 2048 P/REV (ENCODER I-2048) WITH DRIVE-CLIQ INTERFACE; SHAFT WITH FITTED KEY, TOLERANCE N; W/O HOLDING BRAKE DEGREE OF PROTECTION IP64 | 5130 | TEM | 1 | MC | 39.103 | 1
1FK71055AC711DA2 | SIMOTICS S SYNCHRONOUS SERVOMOTORS 1FK7 COMPACT,48 NM, 100 K, 2000 RPM, 7,75KW NATURAL AIR COOLING, IM B5 (IM V1, IM V3) POWER/SIGNAL CONNECTORS CONN. CAN BE ROTATED BY 270 DEGR., INCREMENTAL ENCODER 2048 P/REV (ENCODER I-2048) WITH DRIVE-CLIQ INTERFACE; SHAFT WITH FITTED KEY, TOLERANCE N; W/O HOLDING BRAKE DEGREE OF PROTECTION IP65 FLANGE ON DRIVE END IP67 | 5232 | TEM | 1 | MC | 39.103 | 1
1FK71055AC711DA3 | SIMOTICS S SYNCHRONOUS SERVOMOTORS 1FK7 COMPACT,48 NM, 100 K, 2000 RPM, 7,75KW NATURAL AIR COOLING, IM B5 (IM V1, IM V3) POWER/SIGNAL CONNECTORS CONN. CAN BE ROTATED BY 270 DEGR., INCREMENTAL ENCODER 2048 P/REV (ENCODER I-2048) WITH DRIVE-CLIQ INTERFACE; SHAFT WITH FITTED KEY, TOLERANCE N; W/O HOLDING BRAKE DEGREE OF PROTECTION IP64; PAINT FINISH RAL7016 | 5180 | TEM | 1 | MC | 39.103 | 1
1FK71055AC711DA5 | SIMOTICS S SYNCHRONOUS SERVOMOTORS 1FK7 COMPACT,48 NM, 100 K, 2000 RPM, 7,75KW NATURAL AIR COOLING, IM B5 (IM V1, IM V3) POWER/SIGNAL CONNECTORS CONN. CAN BE ROTATED BY 270 DEGR., INCREMENTAL ENCODER 2048 P/REV (ENCODER I-2048) WITH DRIVE-CLIQ INTERFACE; SHAFT WITH FITTED KEY, TOLERANCE N; W/O HOLDING BRAKE DEGREE OF PROTECTION IP65 AS FLANGE IP67; PAINT FINISH RAL7016 | 5281 | TEM | 1 | MC | 39.103 | 1
1FK71055AC711DA8 | SIMOTICS S SYNCHRONOUS SERVOMOTORS 1FK7 COMPACT,48 NM, 100 K, 2000 RPM, 7,75KW NATURAL AIR COOLING, IM B5 (IM V1, IM V3) POWER/SIGNAL CONNECTORS CONN. CAN BE ROTATED BY 270 DEGR., INCREMENTAL ENCODER 2048 P/REV (ENCODER I-2048) WITH DRIVE-CLIQ INTERFACE; SHAFT WITH FITTED KEY, TOLERANCE N; W/O HOLDING BRAKE DEGREE OF PROTECTION IP65 IP67 D-END FLANGE; RAL7016 COATING; METALLIC RATING PLATE AT MOTOR | 5390 | TEM | 1 | MC | 39.103 | 1
1FK71055AC711DB0 | SIMOTICS S SYNCHRONOUS SERVOMOTORS 1FK7 COMPACT,48 NM, 100 K, 2000 RPM, 7,75KW NATURAL AIR COOLING, IM B5 (IM V1, IM V3) POWER/SIGNAL CONNECTORS CONN. CAN BE ROTATED BY 270 DEGR., INCREMENTAL ENCODER 2048 P/REV (ENCODER I-2048) WITH DRIVE-CLIQ INTERFACE; SHAFT WITH FITTED KEY, TOLERANCE N; WITH HOLDING BRAKE DEGREE OF PROTECTION IP64 | 5577 | TEM | 1 | MC | 42.102 | 1
1FK71055AC711DB2 | SIMOTICS S SYNCHRONOUS SERVOMOTORS 1FK7 COMPACT,48 NM, 100 K, 2000 RPM, 7,75KW NATURAL AIR COOLING, IM B5 (IM V1, IM V3) POWER/SIGNAL CONNECTORS CONN. CAN BE ROTATED BY 270 DEGR., INCREMENTAL ENCODER 2048 P/REV (ENCODER I-2048) WITH DRIVE-CLIQ INTERFACE; SHAFT WITH FITTED KEY, TOLERANCE N; WITH HOLDING BRAKE DEGREE OF PROTECTION IP65 FLANGE ON DRIVE END IP67 | 5679 | TEM | 1 | MC | 42.102 | 1
1FK71055AC711DB3 | SIMOTICS S SYNCHRONOUS SERVOMOTORS 1FK7 COMPACT,48 NM, 100 K, 2000 RPM, 7,75KW NATURAL AIR COOLING, IM B5 (IM V1, IM V3) POWER/SIGNAL CONNECTORS CONN. CAN BE ROTATED BY 270 DEGR., INCREMENTAL ENCODER 2048 P/REV (ENCODER I-2048) WITH DRIVE-CLIQ INTERFACE; SHAFT WITH FITTED KEY, TOLERANCE N; WITH HOLDING BRAKE DEGREE OF PROTECTION IP64; PAINT FINISH RAL7016 | 5626 | TEM | 1 | MC | 42.102 | 1
1FK71055AC711DB5 | SIMOTICS S SYNCHRONOUS SERVOMOTORS 1FK7 COMPACT,48 NM, 100 K, 2000 RPM, 7,75KW NATURAL AIR COOLING, IM B5 (IM V1, IM V3) POWER/SIGNAL CONNECTORS CONN. CAN BE ROTATED BY 270 DEGR., INCREMENTAL ENCODER 2048 P/REV (ENCODER I-2048) WITH DRIVE-CLIQ INTERFACE; SHAFT WITH FITTED KEY, TOLERANCE N; WITH HOLDING BRAKE DEGREE OF PROTECTION IP65 AS FLANGE IP67; PAINT FINISH RAL7016 | 5728 | TEM | 1 | MC | 42.102 | 1
1FK71055AC711DB8 | SIMOTICS S SYNCHRONOUS SERVOMOTORS 1FK7 COMPACT,48 NM, 100 K, 2000 RPM, 7,75KW NATURAL AIR COOLING, IM B5 (IM V1, IM V3) POWER/SIGNAL CONNECTORS CONN. CAN BE ROTATED BY 270 DEGR., INCREMENTAL ENCODER 2048 P/REV (ENCODER I-2048) WITH DRIVE-CLIQ INTERFACE; SHAFT WITH FITTED KEY, TOLERANCE N; WITH HOLDING BRAKE DEGREE OF PROTECTION IP65 IP67 D-END FLANGE; RAL7016 COATING; METALLIC RATING PLATE AT MOTOR | 5836 | TEM | 1 | MC | 42.102 | 1
1FK71055AC711DG0 | SIMOTICS S SYNCHRONOUS SERVOMOTORS 1FK7 COMPACT,48 NM, 100 K, 2000 RPM, 7,75KW NATURAL AIR COOLING, IM B5 (IM V1, IM V3) POWER/SIGNAL CONNECTORS CONN. CAN BE ROTATED BY 270 DEGR., INCREMENTAL ENCODER 2048 P/REV (ENCODER I-2048) WITH DRIVE-CLIQ INTERFACE; PLAIN SHAFT, TOLERANCE N; W/O HOLDING BRAKE DEGREE OF PROTECTION IP64 | 5037 | TEM | 1 | MC | 39.103 | 1
1FK71055AC711DG2 | SIMOTICS S SYNCHRONOUS SERVOMOTORS 1FK7 COMPACT,48 NM, 100 K, 2000 RPM, 7,75KW NATURAL AIR COOLING, IM B5 (IM V1, IM V3) POWER/SIGNAL CONNECTORS CONN. CAN BE ROTATED BY 270 DEGR., INCREMENTAL ENCODER 2048 P/REV (ENCODER I-2048) WITH DRIVE-CLIQ INTERFACE; PLAIN SHAFT, TOLERANCE N; W/O HOLDING BRAKE DEGREE OF PROTECTION IP65 FLANGE ON DRIVE END IP67 | 5138 | TEM | 1 | MC | 39.103 | 1
1FK71055AC711DG3 | SIMOTICS S SYNCHRONOUS SERVOMOTORS 1FK7 COMPACT,48 NM, 100 K, 2000 RPM, 7,75KW NATURAL AIR COOLING, IM B5 (IM V1, IM V3) POWER/SIGNAL CONNECTORS CONN. CAN BE ROTATED BY 270 DEGR., INCREMENTAL ENCODER 2048 P/REV (ENCODER I-2048) WITH DRIVE-CLIQ INTERFACE; PLAIN SHAFT, TOLERANCE N; W/O HOLDING BRAKE DEGREE OF PROTECTION IP64; PAINT FINISH RAL7016 | 5086 | TEM | 1 | MC | 39.103 | 1
1FK71055AC711DG5 | SIMOTICS S SYNCHRONOUS SERVOMOTORS 1FK7 COMPACT,48 NM, 100 K, 2000 RPM, 7,75KW NATURAL AIR COOLING, IM B5 (IM V1, IM V3) POWER/SIGNAL CONNECTORS CONN. CAN BE ROTATED BY 270 DEGR., INCREMENTAL ENCODER 2048 P/REV (ENCODER I-2048) WITH DRIVE-CLIQ INTERFACE; PLAIN SHAFT, TOLERANCE N; W/O HOLDING BRAKE DEGREE OF PROTECTION IP65 AS FLANGE IP67; PAINT FINISH RAL7016 | 5188 | TEM | 1 | MC | 39.103 | 1
1FK71055AC711DG8 | SIMOTICS S SYNCHRONOUS SERVOMOTORS 1FK7 COMPACT,48 NM, 100 K, 2000 RPM, 7,75KW NATURAL AIR COOLING, IM B5 (IM V1, IM V3) POWER/SIGNAL CONNECTORS CONN. CAN BE ROTATED BY 270 DEGR., INCREMENTAL ENCODER 2048 P/REV (ENCODER I-2048) WITH DRIVE-CLIQ INTERFACE; PLAIN SHAFT, TOLERANCE N; W/O HOLDING BRAKE DEGREE OF PROTECTION IP65 IP67 D-END FLANGE; RAL7016 COATING; METALLIC RATING PLATE AT MOTOR | 5296 | TEM | 1 | MC | 39.103 | 1
1FK71055AC711DH0 | SIMOTICS S SYNCHRONOUS SERVOMOTORS 1FK7 COMPACT,48 NM, 100 K, 2000 RPM, 7,75KW NATURAL AIR COOLING, IM B5 (IM V1, IM V3) POWER/SIGNAL CONNECTORS CONN. CAN BE ROTATED BY 270 DEGR., INCREMENTAL ENCODER 2048 P/REV (ENCODER I-2048) WITH DRIVE-CLIQ INTERFACE; PLAIN SHAFT, TOLERANCE N; WITH HOLDING BRAKE DEGREE OF PROTECTION IP64 | 5483 | TEM | 1 | MC | 42.102 | 1
1FK71055AC711DH2 | SIMOTICS S SYNCHRONOUS SERVOMOTORS 1FK7 COMPACT,48 NM, 100 K, 2000 RPM, 7,75KW NATURAL AIR COOLING, IM B5 (IM V1, IM V3) POWER/SIGNAL CONNECTORS CONN. CAN BE ROTATED BY 270 DEGR., INCREMENTAL ENCODER 2048 P/REV (ENCODER I-2048) WITH DRIVE-CLIQ INTERFACE; PLAIN SHAFT, TOLERANCE N; WITH HOLDING BRAKE DEGREE OF PROTECTION IP65 FLANGE ON DRIVE END IP67 | 5585 | TEM | 1 | MC | 42.102 | 1
1FK71055AC711DH3 | SIMOTICS S SYNCHRONOUS SERVOMOTORS 1FK7 COMPACT,48 NM, 100 K, 2000 RPM, 7,75KW NATURAL AIR COOLING, IM B5 (IM V1, IM V3) POWER/SIGNAL CONNECTORS CONN. CAN BE ROTATED BY 270 DEGR., INCREMENTAL ENCODER 2048 P/REV (ENCODER I-2048) WITH DRIVE-CLIQ INTERFACE; PLAIN SHAFT, TOLERANCE N; WITH HOLDING BRAKE DEGREE OF PROTECTION IP64; PAINT FINISH RAL7016 | 5533 | TEM | 1 | MC | 42.102 | 1
1FK71055AC711DH5 | SIMOTICS S SYNCHRONOUS SERVOMOTORS 1FK7 COMPACT,48 NM, 100 K, 2000 RPM, 7,75KW NATURAL AIR COOLING, IM B5 (IM V1, IM V3) POWER/SIGNAL CONNECTORS CONN. CAN BE ROTATED BY 270 DEGR., INCREMENTAL ENCODER 2048 P/REV (ENCODER I-2048) WITH DRIVE-CLIQ INTERFACE; PLAIN SHAFT, TOLERANCE N; WITH HOLDING BRAKE DEGREE OF PROTECTION IP65 AS FLANGE IP67; PAINT FINISH RAL7016 | 5634 | TEM | 1 | MC | 42.102 | 1
1FK71055AC711DH8 | SIMOTICS S SYNCHRONOUS SERVOMOTORS 1FK7 COMPACT,48 NM, 100 K, 2000 RPM, 7,75KW NATURAL AIR COOLING, IM B5 (IM V1, IM V3) POWER/SIGNAL CONNECTORS CONN. CAN BE ROTATED BY 270 DEGR., INCREMENTAL ENCODER 2048 P/REV (ENCODER I-2048) WITH DRIVE-CLIQ INTERFACE; PLAIN SHAFT, TOLERANCE N; WITH HOLDING BRAKE DEGREE OF PROTECTION IP65 IP67 D-END FLANGE; RAL7016 COATING; METALLIC RATING PLATE AT MOTOR | 5743 | TEM | 1 | MC | 42.102 | 1
1FK71055AC711EA0 | SIMOTICS S SYNCHRONOUS SERVOMOTORS 1FK7 COMPACT,48 NM, 100 K, 2000 RPM, 7,75KW NATURAL AIR COOLING, IM B5 (IM V1, IM V3) POWER/SIGNAL CONNECTORS CONN. CAN BE ROTATED BY 270 DEGR., ABSOLUTE ENCODER ENDAT 2048 P/REV (ENCODER A-2048); PERFORMANCE REDUCTION BY 10% DUE TO ABSOLUTE ENCODER; SHAFT WITH FITTED KEY, TOLERANCE N; W/O HOLDING BRAKE DEGREE OF PROTECTION IP64 | 5272 | TEM | 1 | MC | 39.103 | 1
1FK71055AC711EA2 | SIMOTICS S SYNCHRONOUS SERVOMOTORS 1FK7 COMPACT,48 NM, 100 K, 2000 RPM, 7,75KW NATURAL AIR COOLING, IM B5 (IM V1, IM V3) POWER/SIGNAL CONNECTORS CONN. CAN BE ROTATED BY 270 DEGR., ABSOLUTE ENCODER ENDAT 2048 P/REV (ENCODER A-2048); PERFORMANCE REDUCTION BY 10% DUE TO ABSOLUTE ENCODER; SHAFT WITH FITTED KEY, TOLERANCE N; W/O HOLDING BRAKE DEGREE OF PROTECTION IP65 FLANGE ON DRIVE END IP67 | 5374 | TEM | 1 | MC | 39.103 | 1
1FK71055AC711EA3 | SIMOTICS S SYNCHRONOUS SERVOMOTORS 1FK7 COMPACT,48 NM, 100 K, 2000 RPM, 7,75KW NATURAL AIR COOLING, IM B5 (IM V1, IM V3) POWER/SIGNAL CONNECTORS CONN. CAN BE ROTATED BY 270 DEGR., ABSOLUTE ENCODER ENDAT 2048 P/REV (ENCODER A-2048); PERFORMANCE REDUCTION BY 10% DUE TO ABSOLUTE ENCODER; SHAFT WITH FITTED KEY, TOLERANCE N; W/O HOLDING BRAKE DEGREE OF PROTECTION IP64; PAINT FINISH RAL7016 | 5321 | TEM | 1 | MC | 39.103 | 1
1FK71055AC711EA5 | SIMOTICS S SYNCHRONOUS SERVOMOTORS 1FK7 COMPACT,48 NM, 100 K, 2000 RPM, 7,75KW NATURAL AIR COOLING, IM B5 (IM V1, IM V3) POWER/SIGNAL CONNECTORS CONN. CAN BE ROTATED BY 270 DEGR., ABSOLUTE ENCODER ENDAT 2048 P/REV (ENCODER A-2048); PERFORMANCE REDUCTION BY 10% DUE TO ABSOLUTE ENCODER; SHAFT WITH FITTED KEY, TOLERANCE N; W/O HOLDING BRAKE DEGREE OF PROTECTION IP65 AS FLANGE IP67; PAINT FINISH RAL7016 | 5423 | TEM | 1 | MC | 39.103 | 1
1FK71055AC711EA8 | SIMOTICS S SYNCHRONOUS SERVOMOTORS 1FK7 COMPACT,48 NM, 100 K, 2000 RPM, 7,75KW NATURAL AIR COOLING, IM B5 (IM V1, IM V3) POWER/SIGNAL CONNECTORS CONN. CAN BE ROTATED BY 270 DEGR., ABSOLUTE ENCODER ENDAT 2048 P/REV (ENCODER A-2048); PERFORMANCE REDUCTION BY 10% DUE TO ABSOLUTE ENCODER; SHAFT WITH FITTED KEY, TOLERANCE N; W/O HOLDING BRAKE DEGREE OF PROTECTION IP65 IP67 D-END FLANGE; RAL7016 COATING; METALLIC RATING PLATE AT MOTOR | 5531 | TEM | 1 | MC | 39.103 | 1
1FK71055AC711EB0 | SIMOTICS S SYNCHRONOUS SERVOMOTORS 1FK7 COMPACT,48 NM, 100 K, 2000 RPM, 7,75KW NATURAL AIR COOLING, IM B5 (IM V1, IM V3) POWER/SIGNAL CONNECTORS CONN. CAN BE ROTATED BY 270 DEGR., ABSOLUTE ENCODER ENDAT 2048 P/REV (ENCODER A-2048); PERFORMANCE REDUCTION BY 10% DUE TO ABSOLUTE ENCODER; SHAFT WITH FITTED KEY, TOLERANCE N; WITH HOLDING BRAKE DEGREE OF PROTECTION IP64 | 5719 | TEM | 1 | MC | 42.102 | 1
1FK71055AC711EB2 | SIMOTICS S SYNCHRONOUS SERVOMOTORS 1FK7 COMPACT,48 NM, 100 K, 2000 RPM, 7,75KW NATURAL AIR COOLING, IM B5 (IM V1, IM V3) POWER/SIGNAL CONNECTORS CONN. CAN BE ROTATED BY 270 DEGR., ABSOLUTE ENCODER ENDAT 2048 P/REV (ENCODER A-2048); PERFORMANCE REDUCTION BY 10% DUE TO ABSOLUTE ENCODER; SHAFT WITH FITTED KEY, TOLERANCE N; WITH HOLDING BRAKE DEGREE OF PROTECTION IP65 FLANGE ON DRIVE END IP67 | 5820 | TEM | 1 | MC | 42.102 | 1
1FK71055AC711EB3 | SIMOTICS S SYNCHRONOUS SERVOMOTORS 1FK7 COMPACT,48 NM, 100 K, 2000 RPM, 7,75KW NATURAL AIR COOLING, IM B5 (IM V1, IM V3) POWER/SIGNAL CONNECTORS CONN. CAN BE ROTATED BY 270 DEGR., ABSOLUTE ENCODER ENDAT 2048 P/REV (ENCODER A-2048); PERFORMANCE REDUCTION BY 10% DUE TO ABSOLUTE ENCODER; SHAFT WITH FITTED KEY, TOLERANCE N; WITH HOLDING BRAKE DEGREE OF PROTECTION IP64; PAINT FINISH RAL7016 | 5768 | TEM | 1 | MC | 42.102 | 1
1FK71055AC711EB5 | SIMOTICS S SYNCHRONOUS SERVOMOTORS 1FK7 COMPACT,48 NM, 100 K, 2000 RPM, 7,75KW NATURAL AIR COOLING, IM B5 (IM V1, IM V3) POWER/SIGNAL CONNECTORS CONN. CAN BE ROTATED BY 270 DEGR., ABSOLUTE ENCODER ENDAT 2048 P/REV (ENCODER A-2048); PERFORMANCE REDUCTION BY 10% DUE TO ABSOLUTE ENCODER; SHAFT WITH FITTED KEY, TOLERANCE N; WITH HOLDING BRAKE DEGREE OF PROTECTION IP65 AS FLANGE IP67; PAINT FINISH RAL7016 | 5870 | TEM | 1 | MC | 42.102 | 1
1FK71055AC711EB8 | SIMOTICS S SYNCHRONOUS SERVOMOTORS 1FK7 COMPACT,48 NM, 100 K, 2000 RPM, 7,75KW NATURAL AIR COOLING, IM B5 (IM V1, IM V3) POWER/SIGNAL CONNECTORS CONN. CAN BE ROTATED BY 270 DEGR., ABSOLUTE ENCODER ENDAT 2048 P/REV (ENCODER A-2048); PERFORMANCE REDUCTION BY 10% DUE TO ABSOLUTE ENCODER; SHAFT WITH FITTED KEY, TOLERANCE N; WITH HOLDING BRAKE DEGREE OF PROTECTION IP65 IP67 D-END FLANGE; RAL7016 COATING; METALLIC RATING PLATE AT MOTOR | 5978 | TEM | 1 | MC | 42.102 | 1
1FK71055AC711EG0 | SIMOTICS S SYNCHRONOUS SERVOMOTORS 1FK7 COMPACT,48 NM, 100 K, 2000 RPM, 7,75KW NATURAL AIR COOLING, IM B5 (IM V1, IM V3) POWER/SIGNAL CONNECTORS CONN. CAN BE ROTATED BY 270 DEGR., ABSOLUTE ENCODER ENDAT 2048 P/REV (ENCODER A-2048); PERFORMANCE REDUCTION BY 10% DUE TO ABSOLUTE ENCODER; PLAIN SHAFT, TOLERANCE N; W/O HOLDING BRAKE DEGREE OF PROTECTION IP64 | 5178 | TEM | 1 | MC | 39.103 | 1
1FK71055AC711EG2 | SIMOTICS S SYNCHRONOUS SERVOMOTORS 1FK7 COMPACT,48 NM, 100 K, 2000 RPM, 7,75KW NATURAL AIR COOLING, IM B5 (IM V1, IM V3) POWER/SIGNAL CONNECTORS CONN. CAN BE ROTATED BY 270 DEGR., ABSOLUTE ENCODER ENDAT 2048 P/REV (ENCODER A-2048); PERFORMANCE REDUCTION BY 10% DUE TO ABSOLUTE ENCODER; PLAIN SHAFT, TOLERANCE N; W/O HOLDING BRAKE DEGREE OF PROTECTION IP65 FLANGE ON DRIVE END IP67 | 5280 | TEM | 1 | MC | 39.103 | 1
1FK71055AC711EG3 | SIMOTICS S SYNCHRONOUS SERVOMOTORS 1FK7 COMPACT,48 NM, 100 K, 2000 RPM, 7,75KW NATURAL AIR COOLING, IM B5 (IM V1, IM V3) POWER/SIGNAL CONNECTORS CONN. CAN BE ROTATED BY 270 DEGR., ABSOLUTE ENCODER ENDAT 2048 P/REV (ENCODER A-2048); PERFORMANCE REDUCTION BY 10% DUE TO ABSOLUTE ENCODER; PLAIN SHAFT, TOLERANCE N; W/O HOLDING BRAKE DEGREE OF PROTECTION IP64; PAINT FINISH RAL7016 | 5228 | TEM | 1 | MC | 39.103 | 1
1FK71055AC711EG5 | SIMOTICS S SYNCHRONOUS SERVOMOTORS 1FK7 COMPACT,48 NM, 100 K, 2000 RPM, 7,75KW NATURAL AIR COOLING, IM B5 (IM V1, IM V3) POWER/SIGNAL CONNECTORS CONN. CAN BE ROTATED BY 270 DEGR., ABSOLUTE ENCODER ENDAT 2048 P/REV (ENCODER A-2048); PERFORMANCE REDUCTION BY 10% DUE TO ABSOLUTE ENCODER; PLAIN SHAFT, TOLERANCE N; W/O HOLDING BRAKE DEGREE OF PROTECTION IP65 AS FLANGE IP67; PAINT FINISH RAL7016 | 5329 | TEM | 1 | MC | 39.103 | 1
1FK71055AC711EG8 | SIMOTICS S SYNCHRONOUS SERVOMOTORS 1FK7 COMPACT,48 NM, 100 K, 2000 RPM, 7,75KW NATURAL AIR COOLING, IM B5 (IM V1, IM V3) POWER/SIGNAL CONNECTORS CONN. CAN BE ROTATED BY 270 DEGR., ABSOLUTE ENCODER ENDAT 2048 P/REV (ENCODER A-2048); PERFORMANCE REDUCTION BY 10% DUE TO ABSOLUTE ENCODER; PLAIN SHAFT, TOLERANCE N; W/O HOLDING BRAKE DEGREE OF PROTECTION IP65 IP67 D-END FLANGE; RAL7016 COATING; METALLIC RATING PLATE AT MOTOR | 5438 | TEM | 1 | MC | 39.103 | 1
1FK71055AC711EH0 | SIMOTICS S SYNCHRONOUS SERVOMOTORS 1FK7 COMPACT,48 NM, 100 K, 2000 RPM, 7,75KW NATURAL AIR COOLING, IM B5 (IM V1, IM V3) POWER/SIGNAL CONNECTORS CONN. CAN BE ROTATED BY 270 DEGR., ABSOLUTE ENCODER ENDAT 2048 P/REV (ENCODER A-2048); PERFORMANCE REDUCTION BY 10% DUE TO ABSOLUTE ENCODER; PLAIN SHAFT, TOLERANCE N; WITH HOLDING BRAKE DEGREE OF PROTECTION IP64 | 5625 | TEM | 1 | MC | 42.102 | 1
1FK71055AC711EH2 | SIMOTICS S SYNCHRONOUS SERVOMOTORS 1FK7 COMPACT,48 NM, 100 K, 2000 RPM, 7,75KW NATURAL AIR COOLING, IM B5 (IM V1, IM V3) POWER/SIGNAL CONNECTORS CONN. CAN BE ROTATED BY 270 DEGR., ABSOLUTE ENCODER ENDAT 2048 P/REV (ENCODER A-2048); PERFORMANCE REDUCTION BY 10% DUE TO ABSOLUTE ENCODER; PLAIN SHAFT, TOLERANCE N; WITH HOLDING BRAKE DEGREE OF PROTECTION IP65 FLANGE ON DRIVE END IP67 | 5727 | TEM | 1 | MC | 42.102 | 1
1FK71055AC711EH3 | SIMOTICS S SYNCHRONOUS SERVOMOTORS 1FK7 COMPACT,48 NM, 100 K, 2000 RPM, 7,75KW NATURAL AIR COOLING, IM B5 (IM V1, IM V3) POWER/SIGNAL CONNECTORS CONN. CAN BE ROTATED BY 270 DEGR., ABSOLUTE ENCODER ENDAT 2048 P/REV (ENCODER A-2048); PERFORMANCE REDUCTION BY 10% DUE TO ABSOLUTE ENCODER; PLAIN SHAFT, TOLERANCE N; WITH HOLDING BRAKE DEGREE OF PROTECTION IP64; PAINT FINISH RAL7016 | 5674 | TEM | 1 | MC | 42.102 | 1
1FK71055AC711EH5 | SIMOTICS S SYNCHRONOUS SERVOMOTORS 1FK7 COMPACT,48 NM, 100 K, 2000 RPM, 7,75KW NATURAL AIR COOLING, IM B5 (IM V1, IM V3) POWER/SIGNAL CONNECTORS CONN. CAN BE ROTATED BY 270 DEGR., ABSOLUTE ENCODER ENDAT 2048 P/REV (ENCODER A-2048); PERFORMANCE REDUCTION BY 10% DUE TO ABSOLUTE ENCODER; PLAIN SHAFT, TOLERANCE N; WITH HOLDING BRAKE DEGREE OF PROTECTION IP65 AS FLANGE IP67; PAINT FINISH RAL7016 | 5776 | TEM | 1 | MC | 42.102 | 1
1FK71055AC711EH8 | SIMOTICS S SYNCHRONOUS SERVOMOTORS 1FK7 COMPACT,48 NM, 100 K, 2000 RPM, 7,75KW NATURAL AIR COOLING, IM B5 (IM V1, IM V3) POWER/SIGNAL CONNECTORS CONN. CAN BE ROTATED BY 270 DEGR., ABSOLUTE ENCODER ENDAT 2048 P/REV (ENCODER A-2048); PERFORMANCE REDUCTION BY 10% DUE TO ABSOLUTE ENCODER; PLAIN SHAFT, TOLERANCE N; WITH HOLDING BRAKE DEGREE OF PROTECTION IP65 IP67 D-END FLANGE; RAL7016 COATING; METALLIC RATING PLATE AT MOTOR | 5885 | TEM | 1 | MC | 42.102 | 1
1FK71055AC711FA0 | SIMOTICS S SYNCHRONOUS SERVOMOTORS 1FK7 COMPACT,48 NM, 100 K, 2000 RPM, 7,75KW NATURAL AIR COOLING, IM B5 (IM V1, IM V3) POWER/SIGNAL CONNECTORS CONN. CAN BE ROTATED BY 270 DEGR., ABSOLUTE ENCODER 2048 P/REV (ENCODER A-2048) WITH DRIVE-CLIQ INTERFACE; PERFORMANCE REDUCTION BY 10% DUE TO ABSOLUTE ENCODER; SHAFT WITH FITTED KEY, TOLERANCE N; W/O HOLDING BRAKE DEGREE OF PROTECTION IP64 | 5531 | TEM | 1 | MC | 39.103 | 1
1FK71055AC711FA2 | SIMOTICS S SYNCHRONOUS SERVOMOTORS 1FK7 COMPACT,48 NM, 100 K, 2000 RPM, 7,75KW NATURAL AIR COOLING, IM B5 (IM V1, IM V3) POWER/SIGNAL CONNECTORS CONN. CAN BE ROTATED BY 270 DEGR., ABSOLUTE ENCODER 2048 P/REV (ENCODER A-2048) WITH DRIVE-CLIQ INTERFACE; PERFORMANCE REDUCTION BY 10% DUE TO ABSOLUTE ENCODER; SHAFT WITH FITTED KEY, TOLERANCE N; W/O HOLDING BRAKE DEGREE OF PROTECTION IP65 FLANGE ON DRIVE END IP67 | 5633 | TEM | 1 | MC | 39.103 | 1
1FK71055AC711FA3 | SIMOTICS S SYNCHRONOUS SERVOMOTORS 1FK7 COMPACT,48 NM, 100 K, 2000 RPM, 7,75KW NATURAL AIR COOLING, IM B5 (IM V1, IM V3) POWER/SIGNAL CONNECTORS CONN. CAN BE ROTATED BY 270 DEGR., ABSOLUTE ENCODER 2048 P/REV (ENCODER A-2048) WITH DRIVE-CLIQ INTERFACE; PERFORMANCE REDUCTION BY 10% DUE TO ABSOLUTE ENCODER; SHAFT WITH FITTED KEY, TOLERANCE N; W/O HOLDING BRAKE DEGREE OF PROTECTION IP64; PAINT FINISH RAL7016 | 5581 | TEM | 1 | MC | 39.103 | 1
1FK71055AC711FA5 | SIMOTICS S SYNCHRONOUS SERVOMOTORS 1FK7 COMPACT,48 NM, 100 K, 2000 RPM, 7,75KW NATURAL AIR COOLING, IM B5 (IM V1, IM V3) POWER/SIGNAL CONNECTORS CONN. CAN BE ROTATED BY 270 DEGR., ABSOLUTE ENCODER 2048 P/REV (ENCODER A-2048) WITH DRIVE-CLIQ INTERFACE; PERFORMANCE REDUCTION BY 10% DUE TO ABSOLUTE ENCODER; SHAFT WITH FITTED KEY, TOLERANCE N; W/O HOLDING BRAKE DEGREE OF PROTECTION IP65 AS FLANGE IP67; PAINT FINISH RAL7016 | 5682 | TEM | 1 | MC | 39.103 | 1
1FK71055AC711FA8 | SIMOTICS S SYNCHRONOUS SERVOMOTORS 1FK7 COMPACT,48 NM, 100 K, 2000 RPM, 7,75KW NATURAL AIR COOLING, IM B5 (IM V1, IM V3) POWER/SIGNAL CONNECTORS CONN. CAN BE ROTATED BY 270 DEGR., ABSOLUTE ENCODER 2048 P/REV (ENCODER A-2048) WITH DRIVE-CLIQ INTERFACE; PERFORMANCE REDUCTION BY 10% DUE TO ABSOLUTE ENCODER; SHAFT WITH FITTED KEY, TOLERANCE N; W/O HOLDING BRAKE DEGREE OF PROTECTION IP65 IP67 D-END FLANGE; RAL7016 COATING; METALLIC RATING PLATE AT MOTOR | 5791 | TEM | 1 | MC | 39.103 | 1
1FK71055AC711FB0 | SIMOTICS S SYNCHRONOUS SERVOMOTORS 1FK7 COMPACT,48 NM, 100 K, 2000 RPM, 7,75KW NATURAL AIR COOLING, IM B5 (IM V1, IM V3) POWER/SIGNAL CONNECTORS CONN. CAN BE ROTATED BY 270 DEGR., ABSOLUTE ENCODER 2048 P/REV (ENCODER A-2048) WITH DRIVE-CLIQ INTERFACE; PERFORMANCE REDUCTION BY 10% DUE TO ABSOLUTE ENCODER; SHAFT WITH FITTED KEY, TOLERANCE N; WITH HOLDING BRAKE DEGREE OF PROTECTION IP64 | 5978 | TEM | 1 | MC | 42.102 | 1
1FK71055AC711FB2 | SIMOTICS S SYNCHRONOUS SERVOMOTORS 1FK7 COMPACT,48 NM, 100 K, 2000 RPM, 7,75KW NATURAL AIR COOLING, IM B5 (IM V1, IM V3) POWER/SIGNAL CONNECTORS CONN. CAN BE ROTATED BY 270 DEGR., ABSOLUTE ENCODER 2048 P/REV (ENCODER A-2048) WITH DRIVE-CLIQ INTERFACE; PERFORMANCE REDUCTION BY 10% DUE TO ABSOLUTE ENCODER; SHAFT WITH FITTED KEY, TOLERANCE N; WITH HOLDING BRAKE DEGREE OF PROTECTION IP65 FLANGE ON DRIVE END IP67 | 6080 | TEM | 1 | MC | 42.102 | 1
1FK71055AC711FB3 | SIMOTICS S SYNCHRONOUS SERVOMOTORS 1FK7 COMPACT,48 NM, 100 K, 2000 RPM, 7,75KW NATURAL AIR COOLING, IM B5 (IM V1, IM V3) POWER/SIGNAL CONNECTORS CONN. CAN BE ROTATED BY 270 DEGR., ABSOLUTE ENCODER 2048 P/REV (ENCODER A-2048) WITH DRIVE-CLIQ INTERFACE; PERFORMANCE REDUCTION BY 10% DUE TO ABSOLUTE ENCODER; SHAFT WITH FITTED KEY, TOLERANCE N; WITH HOLDING BRAKE DEGREE OF PROTECTION IP64; PAINT FINISH RAL7016 | 6027 | TEM | 1 | MC | 42.102 | 1
1FK71055AC711FB5 | SIMOTICS S SYNCHRONOUS SERVOMOTORS 1FK7 COMPACT,48 NM, 100 K, 2000 RPM, 7,75KW NATURAL AIR COOLING, IM B5 (IM V1, IM V3) POWER/SIGNAL CONNECTORS CONN. CAN BE ROTATED BY 270 DEGR., ABSOLUTE ENCODER 2048 P/REV (ENCODER A-2048) WITH DRIVE-CLIQ INTERFACE; PERFORMANCE REDUCTION BY 10% DUE TO ABSOLUTE ENCODER; SHAFT WITH FITTED KEY, TOLERANCE N; WITH HOLDING BRAKE DEGREE OF PROTECTION IP65 AS FLANGE IP67; PAINT FINISH RAL7016 | 6129 | TEM | 1 | MC | 42.102 | 1
1FK71055AC711FB8 | SIMOTICS S SYNCHRONOUS SERVOMOTORS 1FK7 COMPACT,48 NM, 100 K, 2000 RPM, 7,75KW NATURAL AIR COOLING, IM B5 (IM V1, IM V3) POWER/SIGNAL CONNECTORS CONN. CAN BE ROTATED BY 270 DEGR., ABSOLUTE ENCODER 2048 P/REV (ENCODER A-2048) WITH DRIVE-CLIQ INTERFACE; PERFORMANCE REDUCTION BY 10% DUE TO ABSOLUTE ENCODER; SHAFT WITH FITTED KEY, TOLERANCE N; WITH HOLDING BRAKE DEGREE OF PROTECTION IP65 IP67 D-END FLANGE; RAL7016 COATING; METALLIC RATING PLATE AT MOTOR | 6238 | TEM | 1 | MC | 42.102 | 1
1FK71055AC711FG0 | SIMOTICS S SYNCHRONOUS SERVOMOTORS 1FK7 COMPACT,48 NM, 100 K, 2000 RPM, 7,75KW NATURAL AIR COOLING, IM B5 (IM V1, IM V3) POWER/SIGNAL CONNECTORS CONN. CAN BE ROTATED BY 270 DEGR., ABSOLUTE ENCODER 2048 P/REV (ENCODER A-2048) WITH DRIVE-CLIQ INTERFACE; PERFORMANCE REDUCTION BY 10% DUE TO ABSOLUTE ENCODER; PLAIN SHAFT, TOLERANCE N; W/O HOLDING BRAKE DEGREE OF PROTECTION IP64 | 5438 | TEM | 1 | MC | 39.103 | 1
1FK71055AC711FG2 | SIMOTICS S SYNCHRONOUS SERVOMOTORS 1FK7 COMPACT,48 NM, 100 K, 2000 RPM, 7,75KW NATURAL AIR COOLING, IM B5 (IM V1, IM V3) POWER/SIGNAL CONNECTORS CONN. CAN BE ROTATED BY 270 DEGR., ABSOLUTE ENCODER 2048 P/REV (ENCODER A-2048) WITH DRIVE-CLIQ INTERFACE; PERFORMANCE REDUCTION BY 10% DUE TO ABSOLUTE ENCODER; PLAIN SHAFT, TOLERANCE N; W/O HOLDING BRAKE DEGREE OF PROTECTION IP65 FLANGE ON DRIVE END IP67 | 5539 | TEM | 1 | MC | 39.103 | 1
1FK71055AC711FG3 | SIMOTICS S SYNCHRONOUS SERVOMOTORS 1FK7 COMPACT,48 NM, 100 K, 2000 RPM, 7,75KW NATURAL AIR COOLING, IM B5 (IM V1, IM V3) POWER/SIGNAL CONNECTORS CONN. CAN BE ROTATED BY 270 DEGR., ABSOLUTE ENCODER 2048 P/REV (ENCODER A-2048) WITH DRIVE-CLIQ INTERFACE; PERFORMANCE REDUCTION BY 10% DUE TO ABSOLUTE ENCODER; PLAIN SHAFT, TOLERANCE N; W/O HOLDING BRAKE DEGREE OF PROTECTION IP64; PAINT FINISH RAL7016 | 5487 | TEM | 1 | MC | 39.103 | 1
1FK71055AC711FG5 | SIMOTICS S SYNCHRONOUS SERVOMOTORS 1FK7 COMPACT,48 NM, 100 K, 2000 RPM, 7,75KW NATURAL AIR COOLING, IM B5 (IM V1, IM V3) POWER/SIGNAL CONNECTORS CONN. CAN BE ROTATED BY 270 DEGR., ABSOLUTE ENCODER 2048 P/REV (ENCODER A-2048) WITH DRIVE-CLIQ INTERFACE; PERFORMANCE REDUCTION BY 10% DUE TO ABSOLUTE ENCODER; PLAIN SHAFT, TOLERANCE N; W/O HOLDING BRAKE DEGREE OF PROTECTION IP65 AS FLANGE IP67; PAINT FINISH RAL7016 | 5589 | TEM | 1 | MC | 39.103 | 1
1FK71055AC711FG8 | SIMOTICS S SYNCHRONOUS SERVOMOTORS 1FK7 COMPACT,48 NM, 100 K, 2000 RPM, 7,75KW NATURAL AIR COOLING, IM B5 (IM V1, IM V3) POWER/SIGNAL CONNECTORS CONN. CAN BE ROTATED BY 270 DEGR., ABSOLUTE ENCODER 2048 P/REV (ENCODER A-2048) WITH DRIVE-CLIQ INTERFACE; PERFORMANCE REDUCTION BY 10% DUE TO ABSOLUTE ENCODER; PLAIN SHAFT, TOLERANCE N; W/O HOLDING BRAKE DEGREE OF PROTECTION IP65 IP67 D-END FLANGE; RAL7016 COATING; METALLIC RATING PLATE AT MOTOR | 5697 | TEM | 1 | MC | 39.103 | 1
1FK71055AC711FH0 | SIMOTICS S SYNCHRONOUS SERVOMOTORS 1FK7 COMPACT,48 NM, 100 K, 2000 RPM, 7,75KW NATURAL AIR COOLING, IM B5 (IM V1, IM V3) POWER/SIGNAL CONNECTORS CONN. CAN BE ROTATED BY 270 DEGR., ABSOLUTE ENCODER 2048 P/REV (ENCODER A-2048) WITH DRIVE-CLIQ INTERFACE; PERFORMANCE REDUCTION BY 10% DUE TO ABSOLUTE ENCODER; PLAIN SHAFT, TOLERANCE N; WITH HOLDING BRAKE DEGREE OF PROTECTION IP64 | 5884 | TEM | 1 | MC | 42.102 | 1
1FK71055AC711FH2 | SIMOTICS S SYNCHRONOUS SERVOMOTORS 1FK7 COMPACT,48 NM, 100 K, 2000 RPM, 7,75KW NATURAL AIR COOLING, IM B5 (IM V1, IM V3) POWER/SIGNAL CONNECTORS CONN. CAN BE ROTATED BY 270 DEGR., ABSOLUTE ENCODER 2048 P/REV (ENCODER A-2048) WITH DRIVE-CLIQ INTERFACE; PERFORMANCE REDUCTION BY 10% DUE TO ABSOLUTE ENCODER; PLAIN SHAFT, TOLERANCE N; WITH HOLDING BRAKE DEGREE OF PROTECTION IP65 FLANGE ON DRIVE END IP67 | 5986 | TEM | 1 | MC | 42.102 | 1
1FK71055AC711FH3 | SIMOTICS S SYNCHRONOUS SERVOMOTORS 1FK7 COMPACT,48 NM, 100 K, 2000 RPM, 7,75KW NATURAL AIR COOLING, IM B5 (IM V1, IM V3) POWER/SIGNAL CONNECTORS CONN. CAN BE ROTATED BY 270 DEGR., ABSOLUTE ENCODER 2048 P/REV (ENCODER A-2048) WITH DRIVE-CLIQ INTERFACE; PERFORMANCE REDUCTION BY 10% DUE TO ABSOLUTE ENCODER; PLAIN SHAFT, TOLERANCE N; WITH HOLDING BRAKE DEGREE OF PROTECTION IP64; PAINT FINISH RAL7016 | 5934 | TEM | 1 | MC | 42.102 | 1
1FK71055AC711FH5 | SIMOTICS S SYNCHRONOUS SERVOMOTORS 1FK7 COMPACT,48 NM, 100 K, 2000 RPM, 7,75KW NATURAL AIR COOLING, IM B5 (IM V1, IM V3) POWER/SIGNAL CONNECTORS CONN. CAN BE ROTATED BY 270 DEGR., ABSOLUTE ENCODER 2048 P/REV (ENCODER A-2048) WITH DRIVE-CLIQ INTERFACE; PERFORMANCE REDUCTION BY 10% DUE TO ABSOLUTE ENCODER; PLAIN SHAFT, TOLERANCE N; WITH HOLDING BRAKE DEGREE OF PROTECTION IP65 AS FLANGE IP67; PAINT FINISH RAL7016 | 6035 | TEM | 1 | MC | 42.102 | 1
1FK71055AC711FH8 | SIMOTICS S SYNCHRONOUS SERVOMOTORS 1FK7 COMPACT,48 NM, 100 K, 2000 RPM, 7,75KW NATURAL AIR COOLING, IM B5 (IM V1, IM V3) POWER/SIGNAL CONNECTORS CONN. CAN BE ROTATED BY 270 DEGR., ABSOLUTE ENCODER 2048 P/REV (ENCODER A-2048) WITH DRIVE-CLIQ INTERFACE; PERFORMANCE REDUCTION BY 10% DUE TO ABSOLUTE ENCODER; PLAIN SHAFT, TOLERANCE N; WITH HOLDING BRAKE DEGREE OF PROTECTION IP65 IP67 D-END FLANGE; RAL7016 COATING; METALLIC RATING PLATE AT MOTOR | 6144 | TEM | 1 | MC | 42.102 | 1
1FK71055AC711GA0 | SIMOTICS S SYNCHRONOUS SERVOMOTORS 1FK7 COMPACT,48 NM, 100 K, 2000 RPM, 7,75KW NATURAL AIR COOLING, IM B5 (IM V1, IM V3) POWER/SIGNAL CONNECTORS CONN. CAN BE ROTATED BY 270 DEGR., BASIC ABSOLUTE ENCODER 32 P/REV (ENCODER A-32); PERFORMANCE REDUCTION BY 10% DUE TO ABSOLUTE ENCODER; SHAFT WITH FITTED KEY, TOLERANCE N; W/O HOLDING BRAKE DEGREE OF PROTECTION IP64 | 4710 | TEM | 1 | MC | 39.103 | 1
1FK71055AC711GA2 | SIMOTICS S SYNCHRONOUS SERVOMOTORS 1FK7 COMPACT,48 NM, 100 K, 2000 RPM, 7,75KW NATURAL AIR COOLING, IM B5 (IM V1, IM V3) POWER/SIGNAL CONNECTORS CONN. CAN BE ROTATED BY 270 DEGR., BASIC ABSOLUTE ENCODER 32 P/REV (ENCODER A-32); PERFORMANCE REDUCTION BY 10% DUE TO ABSOLUTE ENCODER; SHAFT WITH FITTED KEY, TOLERANCE N; W/O HOLDING BRAKE DEGREE OF PROTECTION IP65 FLANGE ON DRIVE END IP67 | 4812 | TEM | 1 | MC | 39.103 | 1
1FK71055AC711GA3 | SIMOTICS S SYNCHRONOUS SERVOMOTORS 1FK7 COMPACT,48 NM, 100 K, 2000 RPM, 7,75KW NATURAL AIR COOLING, IM B5 (IM V1, IM V3) POWER/SIGNAL CONNECTORS CONN. CAN BE ROTATED BY 270 DEGR., BASIC ABSOLUTE ENCODER 32 P/REV (ENCODER A-32); PERFORMANCE REDUCTION BY 10% DUE TO ABSOLUTE ENCODER; SHAFT WITH FITTED KEY, TOLERANCE N; W/O HOLDING BRAKE DEGREE OF PROTECTION IP64; PAINT FINISH RAL7016 | 4759 | TEM | 1 | MC | 39.103 | 1
1FK71055AC711GA5 | SIMOTICS S SYNCHRONOUS SERVOMOTORS 1FK7 COMPACT,48 NM, 100 K, 2000 RPM, 7,75KW NATURAL AIR COOLING, IM B5 (IM V1, IM V3) POWER/SIGNAL CONNECTORS CONN. CAN BE ROTATED BY 270 DEGR., BASIC ABSOLUTE ENCODER 32 P/REV (ENCODER A-32); PERFORMANCE REDUCTION BY 10% DUE TO ABSOLUTE ENCODER; SHAFT WITH FITTED KEY, TOLERANCE N; W/O HOLDING BRAKE DEGREE OF PROTECTION IP65 AS FLANGE IP67; PAINT FINISH RAL7016 | 4861 | TEM | 1 | MC | 39.103 | 1
1FK71055AC711GA8 | SIMOTICS S SYNCHRONOUS SERVOMOTORS 1FK7 COMPACT,48 NM, 100 K, 2000 RPM, 7,75KW NATURAL AIR COOLING, IM B5 (IM V1, IM V3) POWER/SIGNAL CONNECTORS CONN. CAN BE ROTATED BY 270 DEGR., BASIC ABSOLUTE ENCODER 32 P/REV (ENCODER A-32); PERFORMANCE REDUCTION BY 10% DUE TO ABSOLUTE ENCODER; SHAFT WITH FITTED KEY, TOLERANCE N; W/O HOLDING BRAKE DEGREE OF PROTECTION IP65 IP67 D-END FLANGE; RAL7016 COATING; METALLIC RATING PLATE AT MOTOR | 4969 | TEM | 1 | MC | 39.103 | 1
1FK71055AC711GB0 | SIMOTICS S SYNCHRONOUS SERVOMOTORS 1FK7 COMPACT,48 NM, 100 K, 2000 RPM, 7,75KW NATURAL AIR COOLING, IM B5 (IM V1, IM V3) POWER/SIGNAL CONNECTORS CONN. CAN BE ROTATED BY 270 DEGR., BASIC ABSOLUTE ENCODER 32 P/REV (ENCODER A-32); PERFORMANCE REDUCTION BY 10% DUE TO ABSOLUTE ENCODER; SHAFT WITH FITTED KEY, TOLERANCE N; WITH HOLDING BRAKE DEGREE OF PROTECTION IP64 | 5157 | TEM | 1 | MC | 42.102 | 1
1FK71055AC711GB2 | SIMOTICS S SYNCHRONOUS SERVOMOTORS 1FK7 COMPACT,48 NM, 100 K, 2000 RPM, 7,75KW NATURAL AIR COOLING, IM B5 (IM V1, IM V3) POWER/SIGNAL CONNECTORS CONN. CAN BE ROTATED BY 270 DEGR., BASIC ABSOLUTE ENCODER 32 P/REV (ENCODER A-32); PERFORMANCE REDUCTION BY 10% DUE TO ABSOLUTE ENCODER; SHAFT WITH FITTED KEY, TOLERANCE N; WITH HOLDING BRAKE DEGREE OF PROTECTION IP65 FLANGE ON DRIVE END IP67 | 5258 | TEM | 1 | MC | 42.102 | 1
1FK71055AC711GB3 | SIMOTICS S SYNCHRONOUS SERVOMOTORS 1FK7 COMPACT,48 NM, 100 K, 2000 RPM, 7,75KW NATURAL AIR COOLING, IM B5 (IM V1, IM V3) POWER/SIGNAL CONNECTORS CONN. CAN BE ROTATED BY 270 DEGR., BASIC ABSOLUTE ENCODER 32 P/REV (ENCODER A-32); PERFORMANCE REDUCTION BY 10% DUE TO ABSOLUTE ENCODER; SHAFT WITH FITTED KEY, TOLERANCE N; WITH HOLDING BRAKE DEGREE OF PROTECTION IP64; PAINT FINISH RAL7016 | 5206 | TEM | 1 | MC | 42.102 | 1
1FK71055AC711GB5 | SIMOTICS S SYNCHRONOUS SERVOMOTORS 1FK7 COMPACT,48 NM, 100 K, 2000 RPM, 7,75KW NATURAL AIR COOLING, IM B5 (IM V1, IM V3) POWER/SIGNAL CONNECTORS CONN. CAN BE ROTATED BY 270 DEGR., BASIC ABSOLUTE ENCODER 32 P/REV (ENCODER A-32); PERFORMANCE REDUCTION BY 10% DUE TO ABSOLUTE ENCODER; SHAFT WITH FITTED KEY, TOLERANCE N; WITH HOLDING BRAKE DEGREE OF PROTECTION IP65 AS FLANGE IP67; PAINT FINISH RAL7016 | 5308 | TEM | 1 | MC | 42.102 | 1
1FK71055AC711GB8 | SIMOTICS S SYNCHRONOUS SERVOMOTORS 1FK7 COMPACT,48 NM, 100 K, 2000 RPM, 7,75KW NATURAL AIR COOLING, IM B5 (IM V1, IM V3) POWER/SIGNAL CONNECTORS CONN. CAN BE ROTATED BY 270 DEGR., BASIC ABSOLUTE ENCODER 32 P/REV (ENCODER A-32); PERFORMANCE REDUCTION BY 10% DUE TO ABSOLUTE ENCODER; SHAFT WITH FITTED KEY, TOLERANCE N; WITH HOLDING BRAKE DEGREE OF PROTECTION IP65 IP67 D-END FLANGE; RAL7016 COATING; METALLIC RATING PLATE AT MOTOR | 5416 | TEM | 1 | MC | 42.102 | 1
1FK71055AC711GG0 | SIMOTICS S SYNCHRONOUS SERVOMOTORS 1FK7 COMPACT,48 NM, 100 K, 2000 RPM, 7,75KW NATURAL AIR COOLING, IM B5 (IM V1, IM V3) POWER/SIGNAL CONNECTORS CONN. CAN BE ROTATED BY 270 DEGR., BASIC ABSOLUTE ENCODER 32 P/REV (ENCODER A-32); PERFORMANCE REDUCTION BY 10% DUE TO ABSOLUTE ENCODER; PLAIN SHAFT, TOLERANCE N; W/O HOLDING BRAKE DEGREE OF PROTECTION IP64 | 4616 | TEM | 1 | MC | 39.103 | 1
1FK71055AC711GG2 | SIMOTICS S SYNCHRONOUS SERVOMOTORS 1FK7 COMPACT,48 NM, 100 K, 2000 RPM, 7,75KW NATURAL AIR COOLING, IM B5 (IM V1, IM V3) POWER/SIGNAL CONNECTORS CONN. CAN BE ROTATED BY 270 DEGR., BASIC ABSOLUTE ENCODER 32 P/REV (ENCODER A-32); PERFORMANCE REDUCTION BY 10% DUE TO ABSOLUTE ENCODER; PLAIN SHAFT, TOLERANCE N; W/O HOLDING BRAKE DEGREE OF PROTECTION IP65 FLANGE ON DRIVE END IP67 | 4718 | TEM | 1 | MC | 39.103 | 1
1FK71055AC711GG3 | SIMOTICS S SYNCHRONOUS SERVOMOTORS 1FK7 COMPACT,48 NM, 100 K, 2000 RPM, 7,75KW NATURAL AIR COOLING, IM B5 (IM V1, IM V3) POWER/SIGNAL CONNECTORS CONN. CAN BE ROTATED BY 270 DEGR., BASIC ABSOLUTE ENCODER 32 P/REV (ENCODER A-32); PERFORMANCE REDUCTION BY 10% DUE TO ABSOLUTE ENCODER; PLAIN SHAFT, TOLERANCE N; W/O HOLDING BRAKE DEGREE OF PROTECTION IP64; PAINT FINISH RAL7016 | 4666 | TEM | 1 | MC | 39.103 | 1
1FK71055AC711GG5 | SIMOTICS S SYNCHRONOUS SERVOMOTORS 1FK7 COMPACT,48 NM, 100 K, 2000 RPM, 7,75KW NATURAL AIR COOLING, IM B5 (IM V1, IM V3) POWER/SIGNAL CONNECTORS CONN. CAN BE ROTATED BY 270 DEGR., BASIC ABSOLUTE ENCODER 32 P/REV (ENCODER A-32); PERFORMANCE REDUCTION BY 10% DUE TO ABSOLUTE ENCODER; PLAIN SHAFT, TOLERANCE N; W/O HOLDING BRAKE DEGREE OF PROTECTION IP65 AS FLANGE IP67; PAINT FINISH RAL7016 | 4767 | TEM | 1 | MC | 39.103 | 1
1FK71055AC711GG8 | SIMOTICS S SYNCHRONOUS SERVOMOTORS 1FK7 COMPACT,48 NM, 100 K, 2000 RPM, 7,75KW NATURAL AIR COOLING, IM B5 (IM V1, IM V3) POWER/SIGNAL CONNECTORS CONN. CAN BE ROTATED BY 270 DEGR., BASIC ABSOLUTE ENCODER 32 P/REV (ENCODER A-32); PERFORMANCE REDUCTION BY 10% DUE TO ABSOLUTE ENCODER; PLAIN SHAFT, TOLERANCE N; W/O HOLDING BRAKE DEGREE OF PROTECTION IP65 IP67 D-END FLANGE; RAL7016 COATING; METALLIC RATING PLATE AT MOTOR | 4876 | TEM | 1 | MC | 39.103 | 1
1FK71055AC711GH0 | SIMOTICS S SYNCHRONOUS SERVOMOTORS 1FK7 COMPACT,48 NM, 100 K, 2000 RPM, 7,75KW NATURAL AIR COOLING, IM B5 (IM V1, IM V3) POWER/SIGNAL CONNECTORS CONN. CAN BE ROTATED BY 270 DEGR., BASIC ABSOLUTE ENCODER 32 P/REV (ENCODER A-32); PERFORMANCE REDUCTION BY 10% DUE TO ABSOLUTE ENCODER; PLAIN SHAFT, TOLERANCE N; WITH HOLDING BRAKE DEGREE OF PROTECTION IP64 | 5063 | TEM | 1 | MC | 42.102 | 1
1FK71055AC711GH2 | SIMOTICS S SYNCHRONOUS SERVOMOTORS 1FK7 COMPACT,48 NM, 100 K, 2000 RPM, 7,75KW NATURAL AIR COOLING, IM B5 (IM V1, IM V3) POWER/SIGNAL CONNECTORS CONN. CAN BE ROTATED BY 270 DEGR., BASIC ABSOLUTE ENCODER 32 P/REV (ENCODER A-32); PERFORMANCE REDUCTION BY 10% DUE TO ABSOLUTE ENCODER; PLAIN SHAFT, TOLERANCE N; WITH HOLDING BRAKE DEGREE OF PROTECTION IP65 FLANGE ON DRIVE END IP67 | 5165 | TEM | 1 | MC | 42.102 | 1
1FK71055AC711GH3 | SIMOTICS S SYNCHRONOUS SERVOMOTORS 1FK7 COMPACT,48 NM, 100 K, 2000 RPM, 7,75KW NATURAL AIR COOLING, IM B5 (IM V1, IM V3) POWER/SIGNAL CONNECTORS CONN. CAN BE ROTATED BY 270 DEGR., BASIC ABSOLUTE ENCODER 32 P/REV (ENCODER A-32); PERFORMANCE REDUCTION BY 10% DUE TO ABSOLUTE ENCODER; PLAIN SHAFT, TOLERANCE N; WITH HOLDING BRAKE DEGREE OF PROTECTION IP64; PAINT FINISH RAL7016 | 5112 | TEM | 1 | MC | 42.102 | 1
1FK71055AC711GH5 | SIMOTICS S SYNCHRONOUS SERVOMOTORS 1FK7 COMPACT,48 NM, 100 K, 2000 RPM, 7,75KW NATURAL AIR COOLING, IM B5 (IM V1, IM V3) POWER/SIGNAL CONNECTORS CONN. CAN BE ROTATED BY 270 DEGR., BASIC ABSOLUTE ENCODER 32 P/REV (ENCODER A-32); PERFORMANCE REDUCTION BY 10% DUE TO ABSOLUTE ENCODER; PLAIN SHAFT, TOLERANCE N; WITH HOLDING BRAKE DEGREE OF PROTECTION IP65 AS FLANGE IP67; PAINT FINISH RAL7016 | 5214 | TEM | 1 | MC | 42.102 | 1
1FK71055AC711GH8 | SIMOTICS S SYNCHRONOUS SERVOMOTORS 1FK7 COMPACT,48 NM, 100 K, 2000 RPM, 7,75KW NATURAL AIR COOLING, IM B5 (IM V1, IM V3) POWER/SIGNAL CONNECTORS CONN. CAN BE ROTATED BY 270 DEGR., BASIC ABSOLUTE ENCODER 32 P/REV (ENCODER A-32); PERFORMANCE REDUCTION BY 10% DUE TO ABSOLUTE ENCODER; PLAIN SHAFT, TOLERANCE N; WITH HOLDING BRAKE DEGREE OF PROTECTION IP65 IP67 D-END FLANGE; RAL7016 COATING; METALLIC RATING PLATE AT MOTOR | 5323 | TEM | 1 | MC | 42.102 | 1
1FK71055AC711KA0 | SIMOTICS S SYNCHRONOUS SERVOMOTORS 1FK7 COMPACT,48 NM, 100 K, 2000 RPM, 7,75KW NATURAL AIR COOLING, IM B5 (IM V1, IM V3) POWER/SIGNAL CONNECTORS CONN. CAN BE ROTATED BY 270 DEGR., BASIC ABSOLUTE ENCODER 32 P/REV (ENCODER A-32) WITH DRIVE-CLIQ INTERFACE; PERFORMANCE REDUCTION BY 10% DUE TO ABSOLUTE ENCODER; SHAFT WITH FITTED KEY, TOLERANCE N; W/O HOLDING BRAKE DEGREE OF PROTECTION IP64 | 4969 | TEM | 1 | MC | 39.103 | 1
1FK71055AC711KA2 | SIMOTICS S SYNCHRONOUS SERVOMOTORS 1FK7 COMPACT,48 NM, 100 K, 2000 RPM, 7,75KW NATURAL AIR COOLING, IM B5 (IM V1, IM V3) POWER/SIGNAL CONNECTORS CONN. CAN BE ROTATED BY 270 DEGR., BASIC ABSOLUTE ENCODER 32 P/REV (ENCODER A-32) WITH DRIVE-CLIQ INTERFACE; PERFORMANCE REDUCTION BY 10% DUE TO ABSOLUTE ENCODER; SHAFT WITH FITTED KEY, TOLERANCE N; W/O HOLDING BRAKE DEGREE OF PROTECTION IP65 FLANGE ON DRIVE END IP67 | 5071 | TEM | 1 | MC | 39.103 | 1
1FK71055AC711KA3 | SIMOTICS S SYNCHRONOUS SERVOMOTORS 1FK7 COMPACT,48 NM, 100 K, 2000 RPM, 7,75KW NATURAL AIR COOLING, IM B5 (IM V1, IM V3) POWER/SIGNAL CONNECTORS CONN. CAN BE ROTATED BY 270 DEGR., BASIC ABSOLUTE ENCODER 32 P/REV (ENCODER A-32) WITH DRIVE-CLIQ INTERFACE; PERFORMANCE REDUCTION BY 10% DUE TO ABSOLUTE ENCODER; SHAFT WITH FITTED KEY, TOLERANCE N; W/O HOLDING BRAKE DEGREE OF PROTECTION IP64; PAINT FINISH RAL7016 | 5019 | TEM | 1 | MC | 39.103 | 1
1FK71055AC711KA5 | SIMOTICS S SYNCHRONOUS SERVOMOTORS 1FK7 COMPACT,48 NM, 100 K, 2000 RPM, 7,75KW NATURAL AIR COOLING, IM B5 (IM V1, IM V3) POWER/SIGNAL CONNECTORS CONN. CAN BE ROTATED BY 270 DEGR., BASIC ABSOLUTE ENCODER 32 P/REV (ENCODER A-32) WITH DRIVE-CLIQ INTERFACE; PERFORMANCE REDUCTION BY 10% DUE TO ABSOLUTE ENCODER; SHAFT WITH FITTED KEY, TOLERANCE N; W/O HOLDING BRAKE DEGREE OF PROTECTION IP65 AS FLANGE IP67; PAINT FINISH RAL7016 | 5120 | TEM | 1 | MC | 39.103 | 1
1FK71055AC711KA8 | SIMOTICS S SYNCHRONOUS SERVOMOTORS 1FK7 COMPACT,48 NM, 100 K, 2000 RPM, 7,75KW NATURAL AIR COOLING, IM B5 (IM V1, IM V3) POWER/SIGNAL CONNECTORS CONN. CAN BE ROTATED BY 270 DEGR., BASIC ABSOLUTE ENCODER 32 P/REV (ENCODER A-32) WITH DRIVE-CLIQ INTERFACE; PERFORMANCE REDUCTION BY 10% DUE TO ABSOLUTE ENCODER; SHAFT WITH FITTED KEY, TOLERANCE N; W/O HOLDING BRAKE DEGREE OF PROTECTION IP65 IP67 D-END FLANGE; RAL7016 COATING; METALLIC RATING PLATE AT MOTOR | 5229 | TEM | 1 | MC | 39.103 | 1
1FK71055AC711KB0 | SIMOTICS S SYNCHRONOUS SERVOMOTORS 1FK7 COMPACT,48 NM, 100 K, 2000 RPM, 7,75KW NATURAL AIR COOLING, IM B5 (IM V1, IM V3) POWER/SIGNAL CONNECTORS CONN. CAN BE ROTATED BY 270 DEGR., BASIC ABSOLUTE ENCODER 32 P/REV (ENCODER A-32) WITH DRIVE-CLIQ INTERFACE; PERFORMANCE REDUCTION BY 10% DUE TO ABSOLUTE ENCODER; SHAFT WITH FITTED KEY, TOLERANCE N; WITH HOLDING BRAKE DEGREE OF PROTECTION IP64 | 5416 | TEM | 1 | MC | 42.102 | 1
1FK71055AC711KB2 | SIMOTICS S SYNCHRONOUS SERVOMOTORS 1FK7 COMPACT,48 NM, 100 K, 2000 RPM, 7,75KW NATURAL AIR COOLING, IM B5 (IM V1, IM V3) POWER/SIGNAL CONNECTORS CONN. CAN BE ROTATED BY 270 DEGR., BASIC ABSOLUTE ENCODER 32 P/REV (ENCODER A-32) WITH DRIVE-CLIQ INTERFACE; PERFORMANCE REDUCTION BY 10% DUE TO ABSOLUTE ENCODER; SHAFT WITH FITTED KEY, TOLERANCE N; WITH HOLDING BRAKE DEGREE OF PROTECTION IP65 FLANGE ON DRIVE END IP67 | 5518 | TEM | 1 | MC | 42.102 | 1
1FK71055AC711KB3 | SIMOTICS S SYNCHRONOUS SERVOMOTORS 1FK7 COMPACT,48 NM, 100 K, 2000 RPM, 7,75KW NATURAL AIR COOLING, IM B5 (IM V1, IM V3) POWER/SIGNAL CONNECTORS CONN. CAN BE ROTATED BY 270 DEGR., BASIC ABSOLUTE ENCODER 32 P/REV (ENCODER A-32) WITH DRIVE-CLIQ INTERFACE; PERFORMANCE REDUCTION BY 10% DUE TO ABSOLUTE ENCODER; SHAFT WITH FITTED KEY, TOLERANCE N; WITH HOLDING BRAKE DEGREE OF PROTECTION IP64; PAINT FINISH RAL7016 | 5465 | TEM | 1 | MC | 42.102 | 1
1FK71055AC711KB5 | SIMOTICS S SYNCHRONOUS SERVOMOTORS 1FK7 COMPACT,48 NM, 100 K, 2000 RPM, 7,75KW NATURAL AIR COOLING, IM B5 (IM V1, IM V3) POWER/SIGNAL CONNECTORS CONN. CAN BE ROTATED BY 270 DEGR., BASIC ABSOLUTE ENCODER 32 P/REV (ENCODER A-32) WITH DRIVE-CLIQ INTERFACE; PERFORMANCE REDUCTION BY 10% DUE TO ABSOLUTE ENCODER; SHAFT WITH FITTED KEY, TOLERANCE N; WITH HOLDING BRAKE DEGREE OF PROTECTION IP65 AS FLANGE IP67; PAINT FINISH RAL7016 | 5567 | TEM | 1 | MC | 42.102 | 1
1FK71055AC711KB8 | SIMOTICS S SYNCHRONOUS SERVOMOTORS 1FK7 COMPACT,48 NM, 100 K, 2000 RPM, 7,75KW NATURAL AIR COOLING, IM B5 (IM V1, IM V3) POWER/SIGNAL CONNECTORS CONN. CAN BE ROTATED BY 270 DEGR., BASIC ABSOLUTE ENCODER 32 P/REV (ENCODER A-32) WITH DRIVE-CLIQ INTERFACE; PERFORMANCE REDUCTION BY 10% DUE TO ABSOLUTE ENCODER; SHAFT WITH FITTED KEY, TOLERANCE N; WITH HOLDING BRAKE DEGREE OF PROTECTION IP65 IP67 D-END FLANGE; RAL7016 COATING; METALLIC RATING PLATE AT MOTOR | 5676 | TEM | 1 | MC | 42.102 | 1
1FK71055AC711KG0 | SIMOTICS S SYNCHRONOUS SERVOMOTORS 1FK7 COMPACT,48 NM, 100 K, 2000 RPM, 7,75KW NATURAL AIR COOLING, IM B5 (IM V1, IM V3) POWER/SIGNAL CONNECTORS CONN. CAN BE ROTATED BY 270 DEGR., BASIC ABSOLUTE ENCODER 32 P/REV (ENCODER A-32) WITH DRIVE-CLIQ INTERFACE; PERFORMANCE REDUCTION BY 10% DUE TO ABSOLUTE ENCODER; PLAIN SHAFT, TOLERANCE N; W/O HOLDING BRAKE DEGREE OF PROTECTION IP64 | 4876 | TEM | 1 | MC | 39.103 | 1
1FK71055AC711KG2 | SIMOTICS S SYNCHRONOUS SERVOMOTORS 1FK7 COMPACT,48 NM, 100 K, 2000 RPM, 7,75KW NATURAL AIR COOLING, IM B5 (IM V1, IM V3) POWER/SIGNAL CONNECTORS CONN. CAN BE ROTATED BY 270 DEGR., BASIC ABSOLUTE ENCODER 32 P/REV (ENCODER A-32) WITH DRIVE-CLIQ INTERFACE; PERFORMANCE REDUCTION BY 10% DUE TO ABSOLUTE ENCODER; PLAIN SHAFT, TOLERANCE N; W/O HOLDING BRAKE DEGREE OF PROTECTION IP65 FLANGE ON DRIVE END IP67 | 4977 | TEM | 1 | MC | 39.103 | 1
1FK71055AC711KG3 | SIMOTICS S SYNCHRONOUS SERVOMOTORS 1FK7 COMPACT,48 NM, 100 K, 2000 RPM, 7,75KW NATURAL AIR COOLING, IM B5 (IM V1, IM V3) POWER/SIGNAL CONNECTORS CONN. CAN BE ROTATED BY 270 DEGR., BASIC ABSOLUTE ENCODER 32 P/REV (ENCODER A-32) WITH DRIVE-CLIQ INTERFACE; PERFORMANCE REDUCTION BY 10% DUE TO ABSOLUTE ENCODER; PLAIN SHAFT, TOLERANCE N; W/O HOLDING BRAKE DEGREE OF PROTECTION IP64; PAINT FINISH RAL7016 | 4925 | TEM | 1 | MC | 39.103 | 1
1FK71055AC711KG5 | SIMOTICS S SYNCHRONOUS SERVOMOTORS 1FK7 COMPACT,48 NM, 100 K, 2000 RPM, 7,75KW NATURAL AIR COOLING, IM B5 (IM V1, IM V3) POWER/SIGNAL CONNECTORS CONN. CAN BE ROTATED BY 270 DEGR., BASIC ABSOLUTE ENCODER 32 P/REV (ENCODER A-32) WITH DRIVE-CLIQ INTERFACE; PERFORMANCE REDUCTION BY 10% DUE TO ABSOLUTE ENCODER; PLAIN SHAFT, TOLERANCE N; W/O HOLDING BRAKE DEGREE OF PROTECTION IP65 AS FLANGE IP67; PAINT FINISH RAL7016 | 5027 | TEM | 1 | MC | 39.103 | 1
1FK71055AC711KG8 | SIMOTICS S SYNCHRONOUS SERVOMOTORS 1FK7 COMPACT,48 NM, 100 K, 2000 RPM, 7,75KW NATURAL AIR COOLING, IM B5 (IM V1, IM V3) POWER/SIGNAL CONNECTORS CONN. CAN BE ROTATED BY 270 DEGR., BASIC ABSOLUTE ENCODER 32 P/REV (ENCODER A-32) WITH DRIVE-CLIQ INTERFACE; PERFORMANCE REDUCTION BY 10% DUE TO ABSOLUTE ENCODER; PLAIN SHAFT, TOLERANCE N; W/O HOLDING BRAKE DEGREE OF PROTECTION IP65 IP67 D-END FLANGE; RAL7016 COATING; METALLIC RATING PLATE AT MOTOR | 5135 | TEM | 1 | MC | 39.103 | 1
1FK71055AC711KH0 | SIMOTICS S SYNCHRONOUS SERVOMOTORS 1FK7 COMPACT,48 NM, 100 K, 2000 RPM, 7,75KW NATURAL AIR COOLING, IM B5 (IM V1, IM V3) POWER/SIGNAL CONNECTORS CONN. CAN BE ROTATED BY 270 DEGR., BASIC ABSOLUTE ENCODER 32 P/REV (ENCODER A-32) WITH DRIVE-CLIQ INTERFACE; PERFORMANCE REDUCTION BY 10% DUE TO ABSOLUTE ENCODER; PLAIN SHAFT, TOLERANCE N; WITH HOLDING BRAKE DEGREE OF PROTECTION IP64 | 5323 | TEM | 1 | MC | 42.102 | 1
1FK71055AC711KH2 | SIMOTICS S SYNCHRONOUS SERVOMOTORS 1FK7 COMPACT,48 NM, 100 K, 2000 RPM, 7,75KW NATURAL AIR COOLING, IM B5 (IM V1, IM V3) POWER/SIGNAL CONNECTORS CONN. CAN BE ROTATED BY 270 DEGR., BASIC ABSOLUTE ENCODER 32 P/REV (ENCODER A-32) WITH DRIVE-CLIQ INTERFACE; PERFORMANCE REDUCTION BY 10% DUE TO ABSOLUTE ENCODER; PLAIN SHAFT, TOLERANCE N; WITH HOLDING BRAKE DEGREE OF PROTECTION IP65 FLANGE ON DRIVE END IP67 | 5424 | TEM | 1 | MC | 42.102 | 1
1FK71055AC711KH3 | SIMOTICS S SYNCHRONOUS SERVOMOTORS 1FK7 COMPACT,48 NM, 100 K, 2000 RPM, 7,75KW NATURAL AIR COOLING, IM B5 (IM V1, IM V3) POWER/SIGNAL CONNECTORS CONN. CAN BE ROTATED BY 270 DEGR., BASIC ABSOLUTE ENCODER 32 P/REV (ENCODER A-32) WITH DRIVE-CLIQ INTERFACE; PERFORMANCE REDUCTION BY 10% DUE TO ABSOLUTE ENCODER; PLAIN SHAFT, TOLERANCE N; WITH HOLDING BRAKE DEGREE OF PROTECTION IP64; PAINT FINISH RAL7016 | 5372 | TEM | 1 | MC | 42.102 | 1
1FK71055AC711KH5 | SIMOTICS S SYNCHRONOUS SERVOMOTORS 1FK7 COMPACT,48 NM, 100 K, 2000 RPM, 7,75KW NATURAL AIR COOLING, IM B5 (IM V1, IM V3) POWER/SIGNAL CONNECTORS CONN. CAN BE ROTATED BY 270 DEGR., BASIC ABSOLUTE ENCODER 32 P/REV (ENCODER A-32) WITH DRIVE-CLIQ INTERFACE; PERFORMANCE REDUCTION BY 10% DUE TO ABSOLUTE ENCODER; PLAIN SHAFT, TOLERANCE N; WITH HOLDING BRAKE DEGREE OF PROTECTION IP65 AS FLANGE IP67; PAINT FINISH RAL7016 | 5473 | TEM | 1 | MC | 42.102 | 1
1FK71055AC711KH8 | SIMOTICS S SYNCHRONOUS SERVOMOTORS 1FK7 COMPACT,48 NM, 100 K, 2000 RPM, 7,75KW NATURAL AIR COOLING, IM B5 (IM V1, IM V3) POWER/SIGNAL CONNECTORS CONN. CAN BE ROTATED BY 270 DEGR., BASIC ABSOLUTE ENCODER 32 P/REV (ENCODER A-32) WITH DRIVE-CLIQ INTERFACE; PERFORMANCE REDUCTION BY 10% DUE TO ABSOLUTE ENCODER; PLAIN SHAFT, TOLERANCE N; WITH HOLDING BRAKE DEGREE OF PROTECTION IP65 IP67 D-END FLANGE; RAL7016 COATING; METALLIC RATING PLATE AT MOTOR | 5582 | TEM | 1 | MC | 42.102 | 1
1FK71055AC711PA0 | SIMOTICS S SYNCHRONOUS SERVOMOTORS 1FK7 COMPACT,48 NM, 100 K, 2000 RPM, 7,75KW NATURAL AIR COOLING, IM B5 (IM V1, IM V3) POWER/SIGNAL CONNECTORS CONN. CAN BE ROTATED BY 270 DEGR., RESOLVER 2-POLE (RESOLVER P=1) WITH DRIVE-CLIQ INTERFACE; SHAFT WITH FITTED KEY, TOLERANCE N; W/O HOLDING BRAKE DEGREE OF PROTECTION IP64 | 4494 | TEM | 1 | MC | 39.103 | 1
1FK71055AC711PA2 | SIMOTICS S SYNCHRONOUS SERVOMOTORS 1FK7 COMPACT,48 NM, 100 K, 2000 RPM, 7,75KW NATURAL AIR COOLING, IM B5 (IM V1, IM V3) POWER/SIGNAL CONNECTORS CONN. CAN BE ROTATED BY 270 DEGR., RESOLVER 2-POLE (RESOLVER P=1) WITH DRIVE-CLIQ INTERFACE; SHAFT WITH FITTED KEY, TOLERANCE N; W/O HOLDING BRAKE DEGREE OF PROTECTION IP65 FLANGE ON DRIVE END IP67 | 4596 | TEM | 1 | MC | 39.103 | 1
1FK71055AC711PA3 | SIMOTICS S SYNCHRONOUS SERVOMOTORS 1FK7 COMPACT,48 NM, 100 K, 2000 RPM, 7,75KW NATURAL AIR COOLING, IM B5 (IM V1, IM V3) POWER/SIGNAL CONNECTORS CONN. CAN BE ROTATED BY 270 DEGR., RESOLVER 2-POLE (RESOLVER P=1) WITH DRIVE-CLIQ INTERFACE; SHAFT WITH FITTED KEY, TOLERANCE N; W/O HOLDING BRAKE DEGREE OF PROTECTION IP64; PAINT FINISH RAL7016 | 4543 | TEM | 1 | MC | 39.103 | 1
1FK71055AC711PA5 | SIMOTICS S SYNCHRONOUS SERVOMOTORS 1FK7 COMPACT,48 NM, 100 K, 2000 RPM, 7,75KW NATURAL AIR COOLING, IM B5 (IM V1, IM V3) POWER/SIGNAL CONNECTORS CONN. CAN BE ROTATED BY 270 DEGR., RESOLVER 2-POLE (RESOLVER P=1) WITH DRIVE-CLIQ INTERFACE; SHAFT WITH FITTED KEY, TOLERANCE N; W/O HOLDING BRAKE DEGREE OF PROTECTION IP65 AS FLANGE IP67; PAINT FINISH RAL7016 | 4645 | TEM | 1 | MC | 39.103 | 1
1FK71055AC711PA8 | SIMOTICS S SYNCHRONOUS SERVOMOTORS 1FK7 COMPACT,48 NM, 100 K, 2000 RPM, 7,75KW NATURAL AIR COOLING, IM B5 (IM V1, IM V3) POWER/SIGNAL CONNECTORS CONN. CAN BE ROTATED BY 270 DEGR., RESOLVER 2-POLE (RESOLVER P=1) WITH DRIVE-CLIQ INTERFACE; SHAFT WITH FITTED KEY, TOLERANCE N; W/O HOLDING BRAKE DEGREE OF PROTECTION IP65 IP67 D-END FLANGE; RAL7016 COATING; METALLIC RATING PLATE AT MOTOR | 4753 | TEM | 1 | MC | 39.103 | 1
1FK71055AC711PB0 | SIMOTICS S SYNCHRONOUS SERVOMOTORS 1FK7 COMPACT,48 NM, 100 K, 2000 RPM, 7,75KW NATURAL AIR COOLING, IM B5 (IM V1, IM V3) POWER/SIGNAL CONNECTORS CONN. CAN BE ROTATED BY 270 DEGR., RESOLVER 2-POLE (RESOLVER P=1) WITH DRIVE-CLIQ INTERFACE; SHAFT WITH FITTED KEY, TOLERANCE N; WITH HOLDING BRAKE DEGREE OF PROTECTION IP64 | 4941 | TEM | 1 | MC | 42.102 | 1
1FK71055AC711PB2 | SIMOTICS S SYNCHRONOUS SERVOMOTORS 1FK7 COMPACT,48 NM, 100 K, 2000 RPM, 7,75KW NATURAL AIR COOLING, IM B5 (IM V1, IM V3) POWER/SIGNAL CONNECTORS CONN. CAN BE ROTATED BY 270 DEGR., RESOLVER 2-POLE (RESOLVER P=1) WITH DRIVE-CLIQ INTERFACE; SHAFT WITH FITTED KEY, TOLERANCE N; WITH HOLDING BRAKE DEGREE OF PROTECTION IP65 FLANGE ON DRIVE END IP67 | 5042 | TEM | 1 | MC | 42.102 | 1
1FK71055AC711PB3 | SIMOTICS S SYNCHRONOUS SERVOMOTORS 1FK7 COMPACT,48 NM, 100 K, 2000 RPM, 7,75KW NATURAL AIR COOLING, IM B5 (IM V1, IM V3) POWER/SIGNAL CONNECTORS CONN. CAN BE ROTATED BY 270 DEGR., RESOLVER 2-POLE (RESOLVER P=1) WITH DRIVE-CLIQ INTERFACE; SHAFT WITH FITTED KEY, TOLERANCE N; WITH HOLDING BRAKE DEGREE OF PROTECTION IP64; PAINT FINISH RAL7016 | 4990 | TEM | 1 | MC | 42.102 | 1
1FK71055AC711PB5 | SIMOTICS S SYNCHRONOUS SERVOMOTORS 1FK7 COMPACT,48 NM, 100 K, 2000 RPM, 7,75KW NATURAL AIR COOLING, IM B5 (IM V1, IM V3) POWER/SIGNAL CONNECTORS CONN. CAN BE ROTATED BY 270 DEGR., RESOLVER 2-POLE (RESOLVER P=1) WITH DRIVE-CLIQ INTERFACE; SHAFT WITH FITTED KEY, TOLERANCE N; WITH HOLDING BRAKE DEGREE OF PROTECTION IP65 AS FLANGE IP67; PAINT FINISH RAL7016 | 5091 | TEM | 1 | MC | 42.102 | 1
1FK71055AC711PB8 | SIMOTICS S SYNCHRONOUS SERVOMOTORS 1FK7 COMPACT,48 NM, 100 K, 2000 RPM, 7,75KW NATURAL AIR COOLING, IM B5 (IM V1, IM V3) POWER/SIGNAL CONNECTORS CONN. CAN BE ROTATED BY 270 DEGR., RESOLVER 2-POLE (RESOLVER P=1) WITH DRIVE-CLIQ INTERFACE; SHAFT WITH FITTED KEY, TOLERANCE N; WITH HOLDING BRAKE DEGREE OF PROTECTION IP65 IP67 D-END FLANGE; RAL7016 COATING; METALLIC RATING PLATE AT MOTOR | 5200 | TEM | 1 | MC | 42.102 | 1
1FK71055AC711PG0 | SIMOTICS S SYNCHRONOUS SERVOMOTORS 1FK7 COMPACT,48 NM, 100 K, 2000 RPM, 7,75KW NATURAL AIR COOLING, IM B5 (IM V1, IM V3) POWER/SIGNAL CONNECTORS CONN. CAN BE ROTATED BY 270 DEGR., RESOLVER 2-POLE (RESOLVER P=1) WITH DRIVE-CLIQ INTERFACE; PLAIN SHAFT, TOLERANCE N; W/O HOLDING BRAKE DEGREE OF PROTECTION IP64 | 4400 | TEM | 1 | MC | 39.103 | 1
1FK71055AC711PG2 | SIMOTICS S SYNCHRONOUS SERVOMOTORS 1FK7 COMPACT,48 NM, 100 K, 2000 RPM, 7,75KW NATURAL AIR COOLING, IM B5 (IM V1, IM V3) POWER/SIGNAL CONNECTORS CONN. CAN BE ROTATED BY 270 DEGR., RESOLVER 2-POLE (RESOLVER P=1) WITH DRIVE-CLIQ INTERFACE; PLAIN SHAFT, TOLERANCE N; W/O HOLDING BRAKE DEGREE OF PROTECTION IP65 FLANGE ON DRIVE END IP67 | 4502 | TEM | 1 | MC | 39.103 | 1
1FK71055AC711PG3 | SIMOTICS S SYNCHRONOUS SERVOMOTORS 1FK7 COMPACT,48 NM, 100 K, 2000 RPM, 7,75KW NATURAL AIR COOLING, IM B5 (IM V1, IM V3) POWER/SIGNAL CONNECTORS CONN. CAN BE ROTATED BY 270 DEGR., RESOLVER 2-POLE (RESOLVER P=1) WITH DRIVE-CLIQ INTERFACE; PLAIN SHAFT, TOLERANCE N; W/O HOLDING BRAKE DEGREE OF PROTECTION IP64; PAINT FINISH RAL7016 | 4450 | TEM | 1 | MC | 39.103 | 1
1FK71055AC711PG5 | SIMOTICS S SYNCHRONOUS SERVOMOTORS 1FK7 COMPACT,48 NM, 100 K, 2000 RPM, 7,75KW NATURAL AIR COOLING, IM B5 (IM V1, IM V3) POWER/SIGNAL CONNECTORS CONN. CAN BE ROTATED BY 270 DEGR., RESOLVER 2-POLE (RESOLVER P=1) WITH DRIVE-CLIQ INTERFACE; PLAIN SHAFT, TOLERANCE N; W/O HOLDING BRAKE DEGREE OF PROTECTION IP65 AS FLANGE IP67; PAINT FINISH RAL7016 | 4551 | TEM | 1 | MC | 39.103 | 1
1FK71055AC711PG8 | SIMOTICS S SYNCHRONOUS SERVOMOTORS 1FK7 COMPACT,48 NM, 100 K, 2000 RPM, 7,75KW NATURAL AIR COOLING, IM B5 (IM V1, IM V3) POWER/SIGNAL CONNECTORS CONN. CAN BE ROTATED BY 270 DEGR., RESOLVER 2-POLE (RESOLVER P=1) WITH DRIVE-CLIQ INTERFACE; PLAIN SHAFT, TOLERANCE N; W/O HOLDING BRAKE DEGREE OF PROTECTION IP65 IP67 D-END FLANGE; RAL7016 COATING; METALLIC RATING PLATE AT MOTOR | 4660 | TEM | 1 | MC | 39.103 | 1
1FK71055AC711PH0 | SIMOTICS S SYNCHRONOUS SERVOMOTORS 1FK7 COMPACT,48 NM, 100 K, 2000 RPM, 7,75KW NATURAL AIR COOLING, IM B5 (IM V1, IM V3) POWER/SIGNAL CONNECTORS CONN. CAN BE ROTATED BY 270 DEGR., RESOLVER 2-POLE (RESOLVER P=1) WITH DRIVE-CLIQ INTERFACE; PLAIN SHAFT, TOLERANCE N; WITH HOLDING BRAKE DEGREE OF PROTECTION IP64 | 4847 | TEM | 1 | MC | 42.102 | 1
1FK71055AC711PH2 | SIMOTICS S SYNCHRONOUS SERVOMOTORS 1FK7 COMPACT,48 NM, 100 K, 2000 RPM, 7,75KW NATURAL AIR COOLING, IM B5 (IM V1, IM V3) POWER/SIGNAL CONNECTORS CONN. CAN BE ROTATED BY 270 DEGR., RESOLVER 2-POLE (RESOLVER P=1) WITH DRIVE-CLIQ INTERFACE; PLAIN SHAFT, TOLERANCE N; WITH HOLDING BRAKE DEGREE OF PROTECTION IP65 FLANGE ON DRIVE END IP67 | 4949 | TEM | 1 | MC | 42.102 | 1
1FK71055AC711PH3 | SIMOTICS S SYNCHRONOUS SERVOMOTORS 1FK7 COMPACT,48 NM, 100 K, 2000 RPM, 7,75KW NATURAL AIR COOLING, IM B5 (IM V1, IM V3) POWER/SIGNAL CONNECTORS CONN. CAN BE ROTATED BY 270 DEGR., RESOLVER 2-POLE (RESOLVER P=1) WITH DRIVE-CLIQ INTERFACE; PLAIN SHAFT, TOLERANCE N; WITH HOLDING BRAKE DEGREE OF PROTECTION IP64; PAINT FINISH RAL7016 | 4896 | TEM | 1 | MC | 42.102 | 1
1FK71055AC711PH5 | SIMOTICS S SYNCHRONOUS SERVOMOTORS 1FK7 COMPACT,48 NM, 100 K, 2000 RPM, 7,75KW NATURAL AIR COOLING, IM B5 (IM V1, IM V3) POWER/SIGNAL CONNECTORS CONN. CAN BE ROTATED BY 270 DEGR., RESOLVER 2-POLE (RESOLVER P=1) WITH DRIVE-CLIQ INTERFACE; PLAIN SHAFT, TOLERANCE N; WITH HOLDING BRAKE DEGREE OF PROTECTION IP65 AS FLANGE IP67; PAINT FINISH RAL7016 | 4998 | TEM | 1 | MC | 42.102 | 1
1FK71055AC711PH8 | SIMOTICS S SYNCHRONOUS SERVOMOTORS 1FK7 COMPACT,48 NM, 100 K, 2000 RPM, 7,75KW NATURAL AIR COOLING, IM B5 (IM V1, IM V3) POWER/SIGNAL CONNECTORS CONN. CAN BE ROTATED BY 270 DEGR., RESOLVER 2-POLE (RESOLVER P=1) WITH DRIVE-CLIQ INTERFACE; PLAIN SHAFT, TOLERANCE N; WITH HOLDING BRAKE DEGREE OF PROTECTION IP65 IP67 D-END FLANGE; RAL7016 COATING; METALLIC RATING PLATE AT MOTOR | 5106 | TEM | 1 | MC | 42.102 | 1
1FK71055AC711SA0 | SIMOTICS S SYNCHRONOUS SERVOMOTORS 1FK7 COMPACT,48 NM, 100 K, 2000 RPM, 7,75KW NATURAL AIR COOLING, IM B5 (IM V1, IM V3) POWER/SIGNAL CONNECTORS CONN. CAN BE ROTATED BY 270 DEGR., RESOLVER MULTI-POLE (RESOLVER P=4); SHAFT WITH FITTED KEY, TOLERANCE N; W/O HOLDING BRAKE DEGREE OF PROTECTION IP64 | 4232 | TEM | 1 | MC | 39.103 | 1
1FK71055AC711SA2 | SIMOTICS S SYNCHRONOUS SERVOMOTORS 1FK7 COMPACT,48 NM, 100 K, 2000 RPM, 7,75KW NATURAL AIR COOLING, IM B5 (IM V1, IM V3) POWER/SIGNAL CONNECTORS CONN. CAN BE ROTATED BY 270 DEGR., RESOLVER MULTI-POLE (RESOLVER P=4); SHAFT WITH FITTED KEY, TOLERANCE N; W/O HOLDING BRAKE DEGREE OF PROTECTION IP65 FLANGE ON DRIVE END IP67 | 4334 | TEM | 1 | MC | 39.103 | 1
1FK71055AC711SA3 | SIMOTICS S SYNCHRONOUS SERVOMOTORS 1FK7 COMPACT,48 NM, 100 K, 2000 RPM, 7,75KW NATURAL AIR COOLING, IM B5 (IM V1, IM V3) POWER/SIGNAL CONNECTORS CONN. CAN BE ROTATED BY 270 DEGR., RESOLVER MULTI-POLE (RESOLVER P=4); SHAFT WITH FITTED KEY, TOLERANCE N; W/O HOLDING BRAKE DEGREE OF PROTECTION IP64; PAINT FINISH RAL7016 | 4281 | TEM | 1 | MC | 39.103 | 1
1FK71055AC711SA5 | SIMOTICS S SYNCHRONOUS SERVOMOTORS 1FK7 COMPACT,48 NM, 100 K, 2000 RPM, 7,75KW NATURAL AIR COOLING, IM B5 (IM V1, IM V3) POWER/SIGNAL CONNECTORS CONN. CAN BE ROTATED BY 270 DEGR., RESOLVER MULTI-POLE (RESOLVER P=4); SHAFT WITH FITTED KEY, TOLERANCE N; W/O HOLDING BRAKE DEGREE OF PROTECTION IP65 AS FLANGE IP67; PAINT FINISH RAL7016 | 4383 | TEM | 1 | MC | 39.103 | 1
1FK71055AC711SA8 | SIMOTICS S SYNCHRONOUS SERVOMOTORS 1FK7 COMPACT,48 NM, 100 K, 2000 RPM, 7,75KW NATURAL AIR COOLING, IM B5 (IM V1, IM V3) POWER/SIGNAL CONNECTORS CONN. CAN BE ROTATED BY 270 DEGR., RESOLVER MULTI-POLE (RESOLVER P=4); SHAFT WITH FITTED KEY, TOLERANCE N; W/O HOLDING BRAKE DEGREE OF PROTECTION IP65 IP67 D-END FLANGE; RAL7016 COATING; METALLIC RATING PLATE AT MOTOR | 4492 | TEM | 1 | MC | 39.103 | 1
1FK71055AC711SB0 | SIMOTICS S SYNCHRONOUS SERVOMOTORS 1FK7 COMPACT,48 NM, 100 K, 2000 RPM, 7,75KW NATURAL AIR COOLING, IM B5 (IM V1, IM V3) POWER/SIGNAL CONNECTORS CONN. CAN BE ROTATED BY 270 DEGR., RESOLVER MULTI-POLE (RESOLVER P=4); SHAFT WITH FITTED KEY, TOLERANCE N; WITH HOLDING BRAKE DEGREE OF PROTECTION IP64 | 4679 | TEM | 1 | MC | 42.102 | 1
1FK71055AC711SB2 | SIMOTICS S SYNCHRONOUS SERVOMOTORS 1FK7 COMPACT,48 NM, 100 K, 2000 RPM, 7,75KW NATURAL AIR COOLING, IM B5 (IM V1, IM V3) POWER/SIGNAL CONNECTORS CONN. CAN BE ROTATED BY 270 DEGR., RESOLVER MULTI-POLE (RESOLVER P=4); SHAFT WITH FITTED KEY, TOLERANCE N; WITH HOLDING BRAKE DEGREE OF PROTECTION IP65 FLANGE ON DRIVE END IP67 | 4780 | TEM | 1 | MC | 42.102 | 1
1FK71055AC711SB3 | SIMOTICS S SYNCHRONOUS SERVOMOTORS 1FK7 COMPACT,48 NM, 100 K, 2000 RPM, 7,75KW NATURAL AIR COOLING, IM B5 (IM V1, IM V3) POWER/SIGNAL CONNECTORS CONN. CAN BE ROTATED BY 270 DEGR., RESOLVER MULTI-POLE (RESOLVER P=4); SHAFT WITH FITTED KEY, TOLERANCE N; WITH HOLDING BRAKE DEGREE OF PROTECTION IP64; PAINT FINISH RAL7016 | 4728 | TEM | 1 | MC | 42.102 | 1
1FK71055AC711SB5 | SIMOTICS S SYNCHRONOUS SERVOMOTORS 1FK7 COMPACT,48 NM, 100 K, 2000 RPM, 7,75KW NATURAL AIR COOLING, IM B5 (IM V1, IM V3) POWER/SIGNAL CONNECTORS CONN. CAN BE ROTATED BY 270 DEGR., RESOLVER MULTI-POLE (RESOLVER P=4); SHAFT WITH FITTED KEY, TOLERANCE N; WITH HOLDING BRAKE DEGREE OF PROTECTION IP65 AS FLANGE IP67; PAINT FINISH RAL7016 | 4830 | TEM | 1 | MC | 42.102 | 1
1FK71055AC711SB8 | SIMOTICS S SYNCHRONOUS SERVOMOTORS 1FK7 COMPACT,48 NM, 100 K, 2000 RPM, 7,75KW NATURAL AIR COOLING, IM B5 (IM V1, IM V3) POWER/SIGNAL CONNECTORS CONN. CAN BE ROTATED BY 270 DEGR., RESOLVER MULTI-POLE (RESOLVER P=4); SHAFT WITH FITTED KEY, TOLERANCE N; WITH HOLDING BRAKE DEGREE OF PROTECTION IP65 IP67 D-END FLANGE; RAL7016 COATING; METALLIC RATING PLATE AT MOTOR | 4938 | TEM | 1 | MC | 42.102 | 1
1FK71055AC711SG0 | SIMOTICS S SYNCHRONOUS SERVOMOTORS 1FK7 COMPACT,48 NM, 100 K, 2000 RPM, 7,75KW NATURAL AIR COOLING, IM B5 (IM V1, IM V3) POWER/SIGNAL CONNECTORS CONN. CAN BE ROTATED BY 270 DEGR., RESOLVER MULTI-POLE (RESOLVER P=4); PLAIN SHAFT, TOLERANCE N; W/O HOLDING BRAKE DEGREE OF PROTECTION IP64 | 4139 | TEM | 1 | MC | 39.103 | 1
1FK71055AC711SG2 | SIMOTICS S SYNCHRONOUS SERVOMOTORS 1FK7 COMPACT,48 NM, 100 K, 2000 RPM, 7,75KW NATURAL AIR COOLING, IM B5 (IM V1, IM V3) POWER/SIGNAL CONNECTORS CONN. CAN BE ROTATED BY 270 DEGR., RESOLVER MULTI-POLE (RESOLVER P=4); PLAIN SHAFT, TOLERANCE N; W/O HOLDING BRAKE DEGREE OF PROTECTION IP65 FLANGE ON DRIVE END IP67 | 4240 | TEM | 1 | MC | 39.103 | 1
1FK71055AC711SG3 | SIMOTICS S SYNCHRONOUS SERVOMOTORS 1FK7 COMPACT,48 NM, 100 K, 2000 RPM, 7,75KW NATURAL AIR COOLING, IM B5 (IM V1, IM V3) POWER/SIGNAL CONNECTORS CONN. CAN BE ROTATED BY 270 DEGR., RESOLVER MULTI-POLE (RESOLVER P=4); PLAIN SHAFT, TOLERANCE N; W/O HOLDING BRAKE DEGREE OF PROTECTION IP64; PAINT FINISH RAL7016 | 4188 | TEM | 1 | MC | 39.103 | 1
1FK71055AC711SG5 | SIMOTICS S SYNCHRONOUS SERVOMOTORS 1FK7 COMPACT,48 NM, 100 K, 2000 RPM, 7,75KW NATURAL AIR COOLING, IM B5 (IM V1, IM V3) POWER/SIGNAL CONNECTORS CONN. CAN BE ROTATED BY 270 DEGR., RESOLVER MULTI-POLE (RESOLVER P=4); PLAIN SHAFT, TOLERANCE N; W/O HOLDING BRAKE DEGREE OF PROTECTION IP65 AS FLANGE IP67; PAINT FINISH RAL7016 | 4289 | TEM | 1 | MC | 39.103 | 1
1FK71055AC711SG8 | SIMOTICS S SYNCHRONOUS SERVOMOTORS 1FK7 COMPACT,48 NM, 100 K, 2000 RPM, 7,75KW NATURAL AIR COOLING, IM B5 (IM V1, IM V3) POWER/SIGNAL CONNECTORS CONN. CAN BE ROTATED BY 270 DEGR., RESOLVER MULTI-POLE (RESOLVER P=4); PLAIN SHAFT, TOLERANCE N; W/O HOLDING BRAKE DEGREE OF PROTECTION IP65 IP67 D-END FLANGE; RAL7016 COATING; METALLIC RATING PLATE AT MOTOR | 4398 | TEM | 1 | MC | 39.103 | 1
1FK71055AC711SH0 | SIMOTICS S SYNCHRONOUS SERVOMOTORS 1FK7 COMPACT,48 NM, 100 K, 2000 RPM, 7,75KW NATURAL AIR COOLING, IM B5 (IM V1, IM V3) POWER/SIGNAL CONNECTORS CONN. CAN BE ROTATED BY 270 DEGR., RESOLVER MULTI-POLE (RESOLVER P=4); PLAIN SHAFT, TOLERANCE N; WITH HOLDING BRAKE DEGREE OF PROTECTION IP64 | 4585 | TEM | 1 | MC | 42.102 | 1
1FK71055AC711SH2 | SIMOTICS S SYNCHRONOUS SERVOMOTORS 1FK7 COMPACT,48 NM, 100 K, 2000 RPM, 7,75KW NATURAL AIR COOLING, IM B5 (IM V1, IM V3) POWER/SIGNAL CONNECTORS CONN. CAN BE ROTATED BY 270 DEGR., RESOLVER MULTI-POLE (RESOLVER P=4); PLAIN SHAFT, TOLERANCE N; WITH HOLDING BRAKE DEGREE OF PROTECTION IP65 FLANGE ON DRIVE END IP67 | 4687 | TEM | 1 | MC | 42.102 | 1
1FK71055AC711SH3 | SIMOTICS S SYNCHRONOUS SERVOMOTORS 1FK7 COMPACT,48 NM, 100 K, 2000 RPM, 7,75KW NATURAL AIR COOLING, IM B5 (IM V1, IM V3) POWER/SIGNAL CONNECTORS CONN. CAN BE ROTATED BY 270 DEGR., RESOLVER MULTI-POLE (RESOLVER P=4); PLAIN SHAFT, TOLERANCE N; WITH HOLDING BRAKE DEGREE OF PROTECTION IP64; PAINT FINISH RAL7016 | 4634 | TEM | 1 | MC | 42.102 | 1
1FK71055AC711SH5 | SIMOTICS S SYNCHRONOUS SERVOMOTORS 1FK7 COMPACT,48 NM, 100 K, 2000 RPM, 7,75KW NATURAL AIR COOLING, IM B5 (IM V1, IM V3) POWER/SIGNAL CONNECTORS CONN. CAN BE ROTATED BY 270 DEGR., RESOLVER MULTI-POLE (RESOLVER P=4); PLAIN SHAFT, TOLERANCE N; WITH HOLDING BRAKE DEGREE OF PROTECTION IP65 AS FLANGE IP67; PAINT FINISH RAL7016 | 4736 | TEM | 1 | MC | 42.102 | 1
1FK71055AC711SH8 | SIMOTICS S SYNCHRONOUS SERVOMOTORS 1FK7 COMPACT,48 NM, 100 K, 2000 RPM, 7,75KW NATURAL AIR COOLING, IM B5 (IM V1, IM V3) POWER/SIGNAL CONNECTORS CONN. CAN BE ROTATED BY 270 DEGR., RESOLVER MULTI-POLE (RESOLVER P=4); PLAIN SHAFT, TOLERANCE N; WITH HOLDING BRAKE DEGREE OF PROTECTION IP65 IP67 D-END FLANGE; RAL7016 COATING; METALLIC RATING PLATE AT MOTOR | 4845 | TEM | 1 | MC | 42.102 | 1
1FK71055AC711TA0 | SIMOTICS S SYNCHRONOUS SERVOMOTORS 1FK7 COMPACT,48 NM, 100 K, 2000 RPM, 7,75KW NATURAL AIR COOLING, IM B5 (IM V1, IM V3) POWER/SIGNAL CONNECTORS CONN. CAN BE ROTATED BY 270 DEGR., RESOLVER 2-POLE (RESOLVER P=1); SHAFT WITH FITTED KEY, TOLERANCE N; W/O HOLDING BRAKE DEGREE OF PROTECTION IP64 | 4232 | TEM | 1 | MC | 39.103 | 1
1FK71055AC711TA2 | SIMOTICS S SYNCHRONOUS SERVOMOTORS 1FK7 COMPACT,48 NM, 100 K, 2000 RPM, 7,75KW NATURAL AIR COOLING, IM B5 (IM V1, IM V3) POWER/SIGNAL CONNECTORS CONN. CAN BE ROTATED BY 270 DEGR., RESOLVER 2-POLE (RESOLVER P=1); SHAFT WITH FITTED KEY, TOLERANCE N; W/O HOLDING BRAKE DEGREE OF PROTECTION IP65 FLANGE ON DRIVE END IP67 | 4334 | TEM | 1 | MC | 39.103 | 1
1FK71055AC711TA3 | SIMOTICS S SYNCHRONOUS SERVOMOTORS 1FK7 COMPACT,48 NM, 100 K, 2000 RPM, 7,75KW NATURAL AIR COOLING, IM B5 (IM V1, IM V3) POWER/SIGNAL CONNECTORS CONN. CAN BE ROTATED BY 270 DEGR., RESOLVER 2-POLE (RESOLVER P=1); SHAFT WITH FITTED KEY, TOLERANCE N; W/O HOLDING BRAKE DEGREE OF PROTECTION IP64; PAINT FINISH RAL7016 | 4281 | TEM | 1 | MC | 39.103 | 1
1FK71055AC711TA5 | SIMOTICS S SYNCHRONOUS SERVOMOTORS 1FK7 COMPACT,48 NM, 100 K, 2000 RPM, 7,75KW NATURAL AIR COOLING, IM B5 (IM V1, IM V3) POWER/SIGNAL CONNECTORS CONN. CAN BE ROTATED BY 270 DEGR., RESOLVER 2-POLE (RESOLVER P=1); SHAFT WITH FITTED KEY, TOLERANCE N; W/O HOLDING BRAKE DEGREE OF PROTECTION IP65 AS FLANGE IP67; PAINT FINISH RAL7016 | 4383 | TEM | 1 | MC | 39.103 | 1
1FK71055AC711TA8 | SIMOTICS S SYNCHRONOUS SERVOMOTORS 1FK7 COMPACT,48 NM, 100 K, 2000 RPM, 7,75KW NATURAL AIR COOLING, IM B5 (IM V1, IM V3) POWER/SIGNAL CONNECTORS CONN. CAN BE ROTATED BY 270 DEGR., RESOLVER 2-POLE (RESOLVER P=1); SHAFT WITH FITTED KEY, TOLERANCE N; W/O HOLDING BRAKE DEGREE OF PROTECTION IP65 IP67 D-END FLANGE; RAL7016 COATING; METALLIC RATING PLATE AT MOTOR | 4492 | TEM | 1 | MC | 39.103 | 1
1FK71055AC711TB0 | SIMOTICS S SYNCHRONOUS SERVOMOTORS 1FK7 COMPACT,48 NM, 100 K, 2000 RPM, 7,75KW NATURAL AIR COOLING, IM B5 (IM V1, IM V3) POWER/SIGNAL CONNECTORS CONN. CAN BE ROTATED BY 270 DEGR., RESOLVER 2-POLE (RESOLVER P=1); SHAFT WITH FITTED KEY, TOLERANCE N; WITH HOLDING BRAKE DEGREE OF PROTECTION IP64 | 4679 | TEM | 1 | MC | 42.102 | 1
1FK71055AC711TB2 | SIMOTICS S SYNCHRONOUS SERVOMOTORS 1FK7 COMPACT,48 NM, 100 K, 2000 RPM, 7,75KW NATURAL AIR COOLING, IM B5 (IM V1, IM V3) POWER/SIGNAL CONNECTORS CONN. CAN BE ROTATED BY 270 DEGR., RESOLVER 2-POLE (RESOLVER P=1); SHAFT WITH FITTED KEY, TOLERANCE N; WITH HOLDING BRAKE DEGREE OF PROTECTION IP65 FLANGE ON DRIVE END IP67 | 4780 | TEM | 1 | MC | 42.102 | 1
1FK71055AC711TB3 | SIMOTICS S SYNCHRONOUS SERVOMOTORS 1FK7 COMPACT,48 NM, 100 K, 2000 RPM, 7,75KW NATURAL AIR COOLING, IM B5 (IM V1, IM V3) POWER/SIGNAL CONNECTORS CONN. CAN BE ROTATED BY 270 DEGR., RESOLVER 2-POLE (RESOLVER P=1); SHAFT WITH FITTED KEY, TOLERANCE N; WITH HOLDING BRAKE DEGREE OF PROTECTION IP64; PAINT FINISH RAL7016 | 4728 | TEM | 1 | MC | 42.102 | 1
1FK71055AC711TB5 | SIMOTICS S SYNCHRONOUS SERVOMOTORS 1FK7 COMPACT,48 NM, 100 K, 2000 RPM, 7,75KW NATURAL AIR COOLING, IM B5 (IM V1, IM V3) POWER/SIGNAL CONNECTORS CONN. CAN BE ROTATED BY 270 DEGR., RESOLVER 2-POLE (RESOLVER P=1); SHAFT WITH FITTED KEY, TOLERANCE N; WITH HOLDING BRAKE DEGREE OF PROTECTION IP65 AS FLANGE IP67; PAINT FINISH RAL7016 | 4830 | TEM | 1 | MC | 42.102 | 1
1FK71055AC711TB8 | SIMOTICS S SYNCHRONOUS SERVOMOTORS 1FK7 COMPACT,48 NM, 100 K, 2000 RPM, 7,75KW NATURAL AIR COOLING, IM B5 (IM V1, IM V3) POWER/SIGNAL CONNECTORS CONN. CAN BE ROTATED BY 270 DEGR., RESOLVER 2-POLE (RESOLVER P=1); SHAFT WITH FITTED KEY, TOLERANCE N; WITH HOLDING BRAKE DEGREE OF PROTECTION IP65 IP67 D-END FLANGE; RAL7016 COATING; METALLIC RATING PLATE AT MOTOR | 4938 | TEM | 1 | MC | 42.102 | 1
1FK71055AC711TG0 | SIMOTICS S SYNCHRONOUS SERVOMOTORS 1FK7 COMPACT,48 NM, 100 K, 2000 RPM, 7,75KW NATURAL AIR COOLING, IM B5 (IM V1, IM V3) POWER/SIGNAL CONNECTORS CONN. CAN BE ROTATED BY 270 DEGR., RESOLVER 2-POLE (RESOLVER P=1); PLAIN SHAFT, TOLERANCE N; W/O HOLDING BRAKE DEGREE OF PROTECTION IP64 | 4139 | TEM | 1 | MC | 39.103 | 1
1FK71055AC711TG2 | SIMOTICS S SYNCHRONOUS SERVOMOTORS 1FK7 COMPACT,48 NM, 100 K, 2000 RPM, 7,75KW NATURAL AIR COOLING, IM B5 (IM V1, IM V3) POWER/SIGNAL CONNECTORS CONN. CAN BE ROTATED BY 270 DEGR., RESOLVER 2-POLE (RESOLVER P=1); PLAIN SHAFT, TOLERANCE N; W/O HOLDING BRAKE DEGREE OF PROTECTION IP65 FLANGE ON DRIVE END IP67 | 4240 | TEM | 1 | MC | 39.103 | 1
1FK71055AC711TG3 | SIMOTICS S SYNCHRONOUS SERVOMOTORS 1FK7 COMPACT,48 NM, 100 K, 2000 RPM, 7,75KW NATURAL AIR COOLING, IM B5 (IM V1, IM V3) POWER/SIGNAL CONNECTORS CONN. CAN BE ROTATED BY 270 DEGR., RESOLVER 2-POLE (RESOLVER P=1); PLAIN SHAFT, TOLERANCE N; W/O HOLDING BRAKE DEGREE OF PROTECTION IP64; PAINT FINISH RAL7016 | 4188 | TEM | 1 | MC | 39.103 | 1
1FK71055AC711TG5 | SIMOTICS S SYNCHRONOUS SERVOMOTORS 1FK7 COMPACT,48 NM, 100 K, 2000 RPM, 7,75KW NATURAL AIR COOLING, IM B5 (IM V1, IM V3) POWER/SIGNAL CONNECTORS CONN. CAN BE ROTATED BY 270 DEGR., RESOLVER 2-POLE (RESOLVER P=1); PLAIN SHAFT, TOLERANCE N; W/O HOLDING BRAKE DEGREE OF PROTECTION IP65 AS FLANGE IP67; PAINT FINISH RAL7016 | 4289 | TEM | 1 | MC | 39.103 | 1
1FK71055AC711TG8 | SIMOTICS S SYNCHRONOUS SERVOMOTORS 1FK7 COMPACT,48 NM, 100 K, 2000 RPM, 7,75KW NATURAL AIR COOLING, IM B5 (IM V1, IM V3) POWER/SIGNAL CONNECTORS CONN. CAN BE ROTATED BY 270 DEGR., RESOLVER 2-POLE (RESOLVER P=1); PLAIN SHAFT, TOLERANCE N; W/O HOLDING BRAKE DEGREE OF PROTECTION IP65 IP67 D-END FLANGE; RAL7016 COATING; METALLIC RATING PLATE AT MOTOR | 4398 | TEM | 1 | MC | 39.103 | 1
1FK71055AC711TH0 | SIMOTICS S SYNCHRONOUS SERVOMOTORS 1FK7 COMPACT,48 NM, 100 K, 2000 RPM, 7,75KW NATURAL AIR COOLING, IM B5 (IM V1, IM V3) POWER/SIGNAL CONNECTORS CONN. CAN BE ROTATED BY 270 DEGR., RESOLVER 2-POLE (RESOLVER P=1); PLAIN SHAFT, TOLERANCE N; WITH HOLDING BRAKE DEGREE OF PROTECTION IP64 | 4585 | TEM | 1 | MC | 42.102 | 1
1FK71055AC711TH2 | SIMOTICS S SYNCHRONOUS SERVOMOTORS 1FK7 COMPACT,48 NM, 100 K, 2000 RPM, 7,75KW NATURAL AIR COOLING, IM B5 (IM V1, IM V3) POWER/SIGNAL CONNECTORS CONN. CAN BE ROTATED BY 270 DEGR., RESOLVER 2-POLE (RESOLVER P=1); PLAIN SHAFT, TOLERANCE N; WITH HOLDING BRAKE DEGREE OF PROTECTION IP65 FLANGE ON DRIVE END IP67 | 4687 | TEM | 1 | MC | 42.102 | 1
1FK71055AC711TH3 | SIMOTICS S SYNCHRONOUS SERVOMOTORS 1FK7 COMPACT,48 NM, 100 K, 2000 RPM, 7,75KW NATURAL AIR COOLING, IM B5 (IM V1, IM V3) POWER/SIGNAL CONNECTORS CONN. CAN BE ROTATED BY 270 DEGR., RESOLVER 2-POLE (RESOLVER P=1); PLAIN SHAFT, TOLERANCE N; WITH HOLDING BRAKE DEGREE OF PROTECTION IP64; PAINT FINISH RAL7016 | 4634 | TEM | 1 | MC | 42.102 | 1
1FK71055AC711TH5 | SIMOTICS S SYNCHRONOUS SERVOMOTORS 1FK7 COMPACT,48 NM, 100 K, 2000 RPM, 7,75KW NATURAL AIR COOLING, IM B5 (IM V1, IM V3) POWER/SIGNAL CONNECTORS CONN. CAN BE ROTATED BY 270 DEGR., RESOLVER 2-POLE (RESOLVER P=1); PLAIN SHAFT, TOLERANCE N; WITH HOLDING BRAKE DEGREE OF PROTECTION IP65 AS FLANGE IP67; PAINT FINISH RAL7016 | 4736 | TEM | 1 | MC | 42.102 | 1
1FK71055AC711TH8 | SIMOTICS S SYNCHRONOUS SERVOMOTORS 1FK7 COMPACT,48 NM, 100 K, 2000 RPM, 7,75KW NATURAL AIR COOLING, IM B5 (IM V1, IM V3) POWER/SIGNAL CONNECTORS CONN. CAN BE ROTATED BY 270 DEGR., RESOLVER 2-POLE (RESOLVER P=1); PLAIN SHAFT, TOLERANCE N; WITH HOLDING BRAKE DEGREE OF PROTECTION IP65 IP67 D-END FLANGE; RAL7016 COATING; METALLIC RATING PLATE AT MOTOR | 4845 | TEM | 1 | MC | 42.102 | 1
1FK71055AC711UA0 | SIMOTICS S SYNCHRONOUS SERVOMOTORS 1FK7 COMPACT,48 NM, 100 K, 2000 RPM, 7,75KW NATURAL AIR COOLING, IM B5 (IM V1, IM V3) POWER/SIGNAL CONNECTORS CONN. CAN BE ROTATED BY 270 DEGR., RESOLVER MULTI-POLE (RESOLVER P=4) WITH DRIVE-CLIQ INTERFACE; SHAFT WITH FITTED KEY, TOLERANCE N; W/O HOLDING BRAKE DEGREE OF PROTECTION IP64 | 4494 | TEM | 1 | MC | 39.103 | 1
1FK71055AC711UA2 | SIMOTICS S SYNCHRONOUS SERVOMOTORS 1FK7 COMPACT,48 NM, 100 K, 2000 RPM, 7,75KW NATURAL AIR COOLING, IM B5 (IM V1, IM V3) POWER/SIGNAL CONNECTORS CONN. CAN BE ROTATED BY 270 DEGR., RESOLVER MULTI-POLE (RESOLVER P=4) WITH DRIVE-CLIQ INTERFACE; SHAFT WITH FITTED KEY, TOLERANCE N; W/O HOLDING BRAKE DEGREE OF PROTECTION IP65 FLANGE ON DRIVE END IP67 | 4596 | TEM | 1 | MC | 39.103 | 1
1FK71055AC711UA3 | SIMOTICS S SYNCHRONOUS SERVOMOTORS 1FK7 COMPACT,48 NM, 100 K, 2000 RPM, 7,75KW NATURAL AIR COOLING, IM B5 (IM V1, IM V3) POWER/SIGNAL CONNECTORS CONN. CAN BE ROTATED BY 270 DEGR., RESOLVER MULTI-POLE (RESOLVER P=4) WITH DRIVE-CLIQ INTERFACE; SHAFT WITH FITTED KEY, TOLERANCE N; W/O HOLDING BRAKE DEGREE OF PROTECTION IP64; PAINT FINISH RAL7016 | 4543 | TEM | 1 | MC | 39.103 | 1
1FK71055AC711UA5 | SIMOTICS S SYNCHRONOUS SERVOMOTORS 1FK7 COMPACT,48 NM, 100 K, 2000 RPM, 7,75KW NATURAL AIR COOLING, IM B5 (IM V1, IM V3) POWER/SIGNAL CONNECTORS CONN. CAN BE ROTATED BY 270 DEGR., RESOLVER MULTI-POLE (RESOLVER P=4) WITH DRIVE-CLIQ INTERFACE; SHAFT WITH FITTED KEY, TOLERANCE N; W/O HOLDING BRAKE DEGREE OF PROTECTION IP65 AS FLANGE IP67; PAINT FINISH RAL7016 | 4645 | TEM | 1 | MC | 39.103 | 1
1FK71055AC711UA8 | SIMOTICS S SYNCHRONOUS SERVOMOTORS 1FK7 COMPACT,48 NM, 100 K, 2000 RPM, 7,75KW NATURAL AIR COOLING, IM B5 (IM V1, IM V3) POWER/SIGNAL CONNECTORS CONN. CAN BE ROTATED BY 270 DEGR., RESOLVER MULTI-POLE (RESOLVER P=4) WITH DRIVE-CLIQ INTERFACE; SHAFT WITH FITTED KEY, TOLERANCE N; W/O HOLDING BRAKE DEGREE OF PROTECTION IP65 IP67 D-END FLANGE; RAL7016 COATING; METALLIC RATING PLATE AT MOTOR | 4753 | TEM | 1 | MC | 39.103 | 1
1FK71055AC711UB0 | SIMOTICS S SYNCHRONOUS SERVOMOTORS 1FK7 COMPACT,48 NM, 100 K, 2000 RPM, 7,75KW NATURAL AIR COOLING, IM B5 (IM V1, IM V3) POWER/SIGNAL CONNECTORS CONN. CAN BE ROTATED BY 270 DEGR., RESOLVER MULTI-POLE (RESOLVER P=4) WITH DRIVE-CLIQ INTERFACE; SHAFT WITH FITTED KEY, TOLERANCE N; WITH HOLDING BRAKE DEGREE OF PROTECTION IP64 | 4941 | TEM | 1 | MC | 42.102 | 1
1FK71055AC711UB2 | SIMOTICS S SYNCHRONOUS SERVOMOTORS 1FK7 COMPACT,48 NM, 100 K, 2000 RPM, 7,75KW NATURAL AIR COOLING, IM B5 (IM V1, IM V3) POWER/SIGNAL CONNECTORS CONN. CAN BE ROTATED BY 270 DEGR., RESOLVER MULTI-POLE (RESOLVER P=4) WITH DRIVE-CLIQ INTERFACE; SHAFT WITH FITTED KEY, TOLERANCE N; WITH HOLDING BRAKE DEGREE OF PROTECTION IP65 FLANGE ON DRIVE END IP67 | 5042 | TEM | 1 | MC | 42.102 | 1
1FK71055AC711UB3 | SIMOTICS S SYNCHRONOUS SERVOMOTORS 1FK7 COMPACT,48 NM, 100 K, 2000 RPM, 7,75KW NATURAL AIR COOLING, IM B5 (IM V1, IM V3) POWER/SIGNAL CONNECTORS CONN. CAN BE ROTATED BY 270 DEGR., RESOLVER MULTI-POLE (RESOLVER P=4) WITH DRIVE-CLIQ INTERFACE; SHAFT WITH FITTED KEY, TOLERANCE N; WITH HOLDING BRAKE DEGREE OF PROTECTION IP64; PAINT FINISH RAL7016 | 4990 | TEM | 1 | MC | 42.102 | 1
1FK71055AC711UB5 | SIMOTICS S SYNCHRONOUS SERVOMOTORS 1FK7 COMPACT,48 NM, 100 K, 2000 RPM, 7,75KW NATURAL AIR COOLING, IM B5 (IM V1, IM V3) POWER/SIGNAL CONNECTORS CONN. CAN BE ROTATED BY 270 DEGR., RESOLVER MULTI-POLE (RESOLVER P=4) WITH DRIVE-CLIQ INTERFACE; SHAFT WITH FITTED KEY, TOLERANCE N; WITH HOLDING BRAKE DEGREE OF PROTECTION IP65 AS FLANGE IP67; PAINT FINISH RAL7016 | 5091 | TEM | 1 | MC | 42.102 | 1
1FK71055AC711UB8 | SIMOTICS S SYNCHRONOUS SERVOMOTORS 1FK7 COMPACT,48 NM, 100 K, 2000 RPM, 7,75KW NATURAL AIR COOLING, IM B5 (IM V1, IM V3) POWER/SIGNAL CONNECTORS CONN. CAN BE ROTATED BY 270 DEGR., RESOLVER MULTI-POLE (RESOLVER P=4) WITH DRIVE-CLIQ INTERFACE; SHAFT WITH FITTED KEY, TOLERANCE N; WITH HOLDING BRAKE DEGREE OF PROTECTION IP65 IP67 D-END FLANGE; RAL7016 COATING; METALLIC RATING PLATE AT MOTOR | 5200 | TEM | 1 | MC | 42.102 | 1
1FK71055AC711UG0 | SIMOTICS S SYNCHRONOUS SERVOMOTORS 1FK7 COMPACT,48 NM, 100 K, 2000 RPM, 7,75KW NATURAL AIR COOLING, IM B5 (IM V1, IM V3) POWER/SIGNAL CONNECTORS CONN. CAN BE ROTATED BY 270 DEGR., RESOLVER MULTI-POLE (RESOLVER P=4) WITH DRIVE-CLIQ INTERFACE; PLAIN SHAFT, TOLERANCE N; W/O HOLDING BRAKE DEGREE OF PROTECTION IP64 | 4400 | TEM | 1 | MC | 39.103 | 1
1FK71055AC711UG2 | SIMOTICS S SYNCHRONOUS SERVOMOTORS 1FK7 COMPACT,48 NM, 100 K, 2000 RPM, 7,75KW NATURAL AIR COOLING, IM B5 (IM V1, IM V3) POWER/SIGNAL CONNECTORS CONN. CAN BE ROTATED BY 270 DEGR., RESOLVER MULTI-POLE (RESOLVER P=4) WITH DRIVE-CLIQ INTERFACE; PLAIN SHAFT, TOLERANCE N; W/O HOLDING BRAKE DEGREE OF PROTECTION IP65 FLANGE ON DRIVE END IP67 | 4502 | TEM | 1 | MC | 39.103 | 1
1FK71055AC711UG3 | SIMOTICS S SYNCHRONOUS SERVOMOTORS 1FK7 COMPACT,48 NM, 100 K, 2000 RPM, 7,75KW NATURAL AIR COOLING, IM B5 (IM V1, IM V3) POWER/SIGNAL CONNECTORS CONN. CAN BE ROTATED BY 270 DEGR., RESOLVER MULTI-POLE (RESOLVER P=4) WITH DRIVE-CLIQ INTERFACE; PLAIN SHAFT, TOLERANCE N; W/O HOLDING BRAKE DEGREE OF PROTECTION IP64; PAINT FINISH RAL7016 | 4450 | TEM | 1 | MC | 39.103 | 1
1FK71055AC711UG5 | SIMOTICS S SYNCHRONOUS SERVOMOTORS 1FK7 COMPACT,48 NM, 100 K, 2000 RPM, 7,75KW NATURAL AIR COOLING, IM B5 (IM V1, IM V3) POWER/SIGNAL CONNECTORS CONN. CAN BE ROTATED BY 270 DEGR., RESOLVER MULTI-POLE (RESOLVER P=4) WITH DRIVE-CLIQ INTERFACE; PLAIN SHAFT, TOLERANCE N; W/O HOLDING BRAKE DEGREE OF PROTECTION IP65 AS FLANGE IP67; PAINT FINISH RAL7016 | 4551 | TEM | 1 | MC | 39.103 | 1
1FK71055AC711UG8 | SIMOTICS S SYNCHRONOUS SERVOMOTORS 1FK7 COMPACT,48 NM, 100 K, 2000 RPM, 7,75KW NATURAL AIR COOLING, IM B5 (IM V1, IM V3) POWER/SIGNAL CONNECTORS CONN. CAN BE ROTATED BY 270 DEGR., RESOLVER MULTI-POLE (RESOLVER P=4) WITH DRIVE-CLIQ INTERFACE; PLAIN SHAFT, TOLERANCE N; W/O HOLDING BRAKE DEGREE OF PROTECTION IP65 IP67 D-END FLANGE; RAL7016 COATING; METALLIC RATING PLATE AT MOTOR | 4660 | TEM | 1 | MC | 39.103 | 1
1FK71055AC711UH0 | SIMOTICS S SYNCHRONOUS SERVOMOTORS 1FK7 COMPACT,48 NM, 100 K, 2000 RPM, 7,75KW NATURAL AIR COOLING, IM B5 (IM V1, IM V3) POWER/SIGNAL CONNECTORS CONN. CAN BE ROTATED BY 270 DEGR., RESOLVER MULTI-POLE (RESOLVER P=4) WITH DRIVE-CLIQ INTERFACE; PLAIN SHAFT, TOLERANCE N; WITH HOLDING BRAKE DEGREE OF PROTECTION IP64 | 4847 | TEM | 1 | MC | 42.102 | 1
1FK71055AC711UH2 | SIMOTICS S SYNCHRONOUS SERVOMOTORS 1FK7 COMPACT,48 NM, 100 K, 2000 RPM, 7,75KW NATURAL AIR COOLING, IM B5 (IM V1, IM V3) POWER/SIGNAL CONNECTORS CONN. CAN BE ROTATED BY 270 DEGR., RESOLVER MULTI-POLE (RESOLVER P=4) WITH DRIVE-CLIQ INTERFACE; PLAIN SHAFT, TOLERANCE N; WITH HOLDING BRAKE DEGREE OF PROTECTION IP65 FLANGE ON DRIVE END IP67 | 4949 | TEM | 1 | MC | 42.102 | 1
1FK71055AC711UH3 | SIMOTICS S SYNCHRONOUS SERVOMOTORS 1FK7 COMPACT,48 NM, 100 K, 2000 RPM, 7,75KW NATURAL AIR COOLING, IM B5 (IM V1, IM V3) POWER/SIGNAL CONNECTORS CONN. CAN BE ROTATED BY 270 DEGR., RESOLVER MULTI-POLE (RESOLVER P=4) WITH DRIVE-CLIQ INTERFACE; PLAIN SHAFT, TOLERANCE N; WITH HOLDING BRAKE DEGREE OF PROTECTION IP64; PAINT FINISH RAL7016 | 4896 | TEM | 1 | MC | 42.102 | 1
1FK71055AC711UH5 | SIMOTICS S SYNCHRONOUS SERVOMOTORS 1FK7 COMPACT,48 NM, 100 K, 2000 RPM, 7,75KW NATURAL AIR COOLING, IM B5 (IM V1, IM V3) POWER/SIGNAL CONNECTORS CONN. CAN BE ROTATED BY 270 DEGR., RESOLVER MULTI-POLE (RESOLVER P=4) WITH DRIVE-CLIQ INTERFACE; PLAIN SHAFT, TOLERANCE N; WITH HOLDING BRAKE DEGREE OF PROTECTION IP65 AS FLANGE IP67; PAINT FINISH RAL7016 | 4998 | TEM | 1 | MC | 42.102 | 1
1FK71055AC711UH8 | SIMOTICS S SYNCHRONOUS SERVOMOTORS 1FK7 COMPACT,48 NM, 100 K, 2000 RPM, 7,75KW NATURAL AIR COOLING, IM B5 (IM V1, IM V3) POWER/SIGNAL CONNECTORS CONN. CAN BE ROTATED BY 270 DEGR., RESOLVER MULTI-POLE (RESOLVER P=4) WITH DRIVE-CLIQ INTERFACE; PLAIN SHAFT, TOLERANCE N; WITH HOLDING BRAKE DEGREE OF PROTECTION IP65 IP67 D-END FLANGE; RAL7016 COATING; METALLIC RATING PLATE AT MOTOR | 5106 | TEM | 1 | MC | 42.102 | 1
1FK71055AC713AA3 | SIMOTICS S-1FK7 SYNCHRON-SERVO-MOTOR 1FK7 COMPACT; NATURAL COOLING NN=2000U/MIN; UZK=600V; DESIGN IMB 5 POWER CONNECT. FIXED TOWARDS BS INCREM. ENCODER SIN/COS 1VSS 2048 S/R (ENCODER I-2048); SHAFT WITH FITTED KEY TOLERANCE N WITHOUT HOLDING BRAKE DEGREE OF PROTECTION IP 64 COLOR RAL 7016 (ANTHRACITE) CUSTOMIZED VERSION CUSTOM MADE MOTOR | 4918 | TEM | 1 | MC | 39.1 | 1
1FK71055AC713SA3 | SIMOTICS S-1FK7 SYNCHRON-SERVO-MOTOR 1FK7 COMPACT; NATURAL COOLING NN=2000U/MIN; UZK=600V; DESIGN IMB 5; POWER CONNECT. FIXED TOWARDS BS RESOLVER MULTI-POLE SHAFT WITH FITTED KEY TOLERANCE N WITHOUT HOLDING BRAKE DEGREE OF PROTECTION IP 64, COLOR RAL 7016 (ANTHRACITE) CUSTOMIZED VERSION CUSTOM MADE MOTOR | 4281 | TEM | 1 | MC | 39.1 | 1
1FK71055AF711AA0 | SIMOTICS S SYNCHRONOUS SERVOMOTORS 1FK7 COMPACT,48 NM, 100 K, 3000 RPM, 8,17KW NATURAL AIR COOLING, IM B5 (IM V1, IM V3) POWER/SIGNAL CONNECTORS CONN. CAN BE ROTATED BY 270 DEGR., INCREM. ENCODER, SIN/COS 1 VPP 2048 P/REV (ENCODER I-2048); SHAFT WITH FITTED KEY, TOLERANCE N; W/O HOLDING BRAKE DEGREE OF PROTECTION IP64 | 4869 | TEM | 1 | MC | 39.103 | 1
1FK71055AF711AA2 | SIMOTICS S SYNCHRONOUS SERVOMOTORS 1FK7 COMPACT,48 NM, 100 K, 3000 RPM, 8,17KW NATURAL AIR COOLING, IM B5 (IM V1, IM V3) POWER/SIGNAL CONNECTORS CONN. CAN BE ROTATED BY 270 DEGR., INCREM. ENCODER, SIN/COS 1 VPP 2048 P/REV (ENCODER I-2048); SHAFT WITH FITTED KEY, TOLERANCE N; W/O HOLDING BRAKE DEGREE OF PROTECTION IP65 FLANGE ON DRIVE END IP67 | 4970 | TEM | 1 | MC | 39.103 | 1
1FK71055AF711AA3 | SIMOTICS S SYNCHRONOUS SERVOMOTORS 1FK7 COMPACT,48 NM, 100 K, 3000 RPM, 8,17KW NATURAL AIR COOLING, IM B5 (IM V1, IM V3) POWER/SIGNAL CONNECTORS CONN. CAN BE ROTATED BY 270 DEGR., INCREM. ENCODER, SIN/COS 1 VPP 2048 P/REV (ENCODER I-2048); SHAFT WITH FITTED KEY, TOLERANCE N; W/O HOLDING BRAKE DEGREE OF PROTECTION IP64; PAINT FINISH RAL7016 | 4918 | TEM | 1 | MC | 39.103 | 1
1FK71055AF711AA5 | SIMOTICS S SYNCHRONOUS SERVOMOTORS 1FK7 COMPACT,48 NM, 100 K, 3000 RPM, 8,17KW NATURAL AIR COOLING, IM B5 (IM V1, IM V3) POWER/SIGNAL CONNECTORS CONN. CAN BE ROTATED BY 270 DEGR., INCREM. ENCODER, SIN/COS 1 VPP 2048 P/REV (ENCODER I-2048); SHAFT WITH FITTED KEY, TOLERANCE N; W/O HOLDING BRAKE DEGREE OF PROTECTION IP65 AS FLANGE IP67; PAINT FINISH RAL7016 | 5019 | TEM | 1 | MC | 39.103 | 1
1FK71055AF711AA8 | SIMOTICS S SYNCHRONOUS SERVOMOTORS 1FK7 COMPACT,48 NM, 100 K, 3000 RPM, 8,17KW NATURAL AIR COOLING, IM B5 (IM V1, IM V3) POWER/SIGNAL CONNECTORS CONN. CAN BE ROTATED BY 270 DEGR., INCREM. ENCODER, SIN/COS 1 VPP 2048 P/REV (ENCODER I-2048); SHAFT WITH FITTED KEY, TOLERANCE N; W/O HOLDING BRAKE DEGREE OF PROTECTION IP65 IP67 D-END FLANGE; RAL7016 COATING; METALLIC RATING PLATE AT MOTOR | 5128 | TEM | 1 | MC | 39.103 | 1
1FK71055AF711AB0 | SIMOTICS S SYNCHRONOUS SERVOMOTORS 1FK7 COMPACT,48 NM, 100 K, 3000 RPM, 8,17KW NATURAL AIR COOLING, IM B5 (IM V1, IM V3) POWER/SIGNAL CONNECTORS CONN. CAN BE ROTATED BY 270 DEGR., INCREM. ENCODER, SIN/COS 1 VPP 2048 P/REV (ENCODER I-2048); SHAFT WITH FITTED KEY, TOLERANCE N; WITH HOLDING BRAKE DEGREE OF PROTECTION IP64 | 5315 | TEM | 1 | MC | 42.102 | 1
1FK71055AF711AB2 | SIMOTICS S SYNCHRONOUS SERVOMOTORS 1FK7 COMPACT,48 NM, 100 K, 3000 RPM, 8,17KW NATURAL AIR COOLING, IM B5 (IM V1, IM V3) POWER/SIGNAL CONNECTORS CONN. CAN BE ROTATED BY 270 DEGR., INCREM. ENCODER, SIN/COS 1 VPP 2048 P/REV (ENCODER I-2048); SHAFT WITH FITTED KEY, TOLERANCE N; WITH HOLDING BRAKE DEGREE OF PROTECTION IP65 FLANGE ON DRIVE END IP67 | 5417 | TEM | 1 | MC | 42.102 | 1
1FK71055AF711AB3 | SIMOTICS S SYNCHRONOUS SERVOMOTORS 1FK7 COMPACT,48 NM, 100 K, 3000 RPM, 8,17KW NATURAL AIR COOLING, IM B5 (IM V1, IM V3) POWER/SIGNAL CONNECTORS CONN. CAN BE ROTATED BY 270 DEGR., INCREM. ENCODER, SIN/COS 1 VPP 2048 P/REV (ENCODER I-2048); SHAFT WITH FITTED KEY, TOLERANCE N; WITH HOLDING BRAKE DEGREE OF PROTECTION IP64; PAINT FINISH RAL7016 | 5364 | TEM | 1 | MC | 42.102 | 1
1FK71055AF711AB5 | SIMOTICS S SYNCHRONOUS SERVOMOTORS 1FK7 COMPACT,48 NM, 100 K, 3000 RPM, 8,17KW NATURAL AIR COOLING, IM B5 (IM V1, IM V3) POWER/SIGNAL CONNECTORS CONN. CAN BE ROTATED BY 270 DEGR., INCREM. ENCODER, SIN/COS 1 VPP 2048 P/REV (ENCODER I-2048); SHAFT WITH FITTED KEY, TOLERANCE N; WITH HOLDING BRAKE DEGREE OF PROTECTION IP65 AS FLANGE IP67; PAINT FINISH RAL7016 | 5466 | TEM | 1 | MC | 42.102 | 1
1FK71055AF711AB8 | SIMOTICS S SYNCHRONOUS SERVOMOTORS 1FK7 COMPACT,48 NM, 100 K, 3000 RPM, 8,17KW NATURAL AIR COOLING, IM B5 (IM V1, IM V3) POWER/SIGNAL CONNECTORS CONN. CAN BE ROTATED BY 270 DEGR., INCREM. ENCODER, SIN/COS 1 VPP 2048 P/REV (ENCODER I-2048); SHAFT WITH FITTED KEY, TOLERANCE N; WITH HOLDING BRAKE DEGREE OF PROTECTION IP65 IP67 D-END FLANGE; RAL7016 COATING; METALLIC RATING PLATE AT MOTOR | 5575 | TEM | 1 | MC | 42.102 | 1
1FK71055AF711AG0 | SIMOTICS S SYNCHRONOUS SERVOMOTORS 1FK7 COMPACT,48 NM, 100 K, 3000 RPM, 8,17KW NATURAL AIR COOLING, IM B5 (IM V1, IM V3) POWER/SIGNAL CONNECTORS CONN. CAN BE ROTATED BY 270 DEGR., INCREM. ENCODER, SIN/COS 1 VPP 2048 P/REV (ENCODER I-2048); PLAIN SHAFT, TOLERANCE N; W/O HOLDING BRAKE DEGREE OF PROTECTION IP64 | 4775 | TEM | 1 | MC | 39.103 | 1
1FK71055AF711AG2 | SIMOTICS S SYNCHRONOUS SERVOMOTORS 1FK7 COMPACT,48 NM, 100 K, 3000 RPM, 8,17KW NATURAL AIR COOLING, IM B5 (IM V1, IM V3) POWER/SIGNAL CONNECTORS CONN. CAN BE ROTATED BY 270 DEGR., INCREM. ENCODER, SIN/COS 1 VPP 2048 P/REV (ENCODER I-2048); PLAIN SHAFT, TOLERANCE N; W/O HOLDING BRAKE DEGREE OF PROTECTION IP65 FLANGE ON DRIVE END IP67 | 4876 | TEM | 1 | MC | 39.103 | 1
1FK71055AF711AG3 | SIMOTICS S SYNCHRONOUS SERVOMOTORS 1FK7 COMPACT,48 NM, 100 K, 3000 RPM, 8,17KW NATURAL AIR COOLING, IM B5 (IM V1, IM V3) POWER/SIGNAL CONNECTORS CONN. CAN BE ROTATED BY 270 DEGR., INCREM. ENCODER, SIN/COS 1 VPP 2048 P/REV (ENCODER I-2048); PLAIN SHAFT, TOLERANCE N; W/O HOLDING BRAKE DEGREE OF PROTECTION IP64; PAINT FINISH RAL7016 | 4824 | TEM | 1 | MC | 39.103 | 1
1FK71055AF711AG5 | SIMOTICS S SYNCHRONOUS SERVOMOTORS 1FK7 COMPACT,48 NM, 100 K, 3000 RPM, 8,17KW NATURAL AIR COOLING, IM B5 (IM V1, IM V3) POWER/SIGNAL CONNECTORS CONN. CAN BE ROTATED BY 270 DEGR., INCREM. ENCODER, SIN/COS 1 VPP 2048 P/REV (ENCODER I-2048); PLAIN SHAFT, TOLERANCE N; W/O HOLDING BRAKE DEGREE OF PROTECTION IP65 AS FLANGE IP67; PAINT FINISH RAL7016 | 4926 | TEM | 1 | MC | 39.103 | 1
1FK71055AF711AG8 | SIMOTICS S SYNCHRONOUS SERVOMOTORS 1FK7 COMPACT,48 NM, 100 K, 3000 RPM, 8,17KW NATURAL AIR COOLING, IM B5 (IM V1, IM V3) POWER/SIGNAL CONNECTORS CONN. CAN BE ROTATED BY 270 DEGR., INCREM. ENCODER, SIN/COS 1 VPP 2048 P/REV (ENCODER I-2048); PLAIN SHAFT, TOLERANCE N; W/O HOLDING BRAKE DEGREE OF PROTECTION IP65 IP67 D-END FLANGE; RAL7016 COATING; METALLIC RATING PLATE AT MOTOR | 5034 | TEM | 1 | MC | 39.103 | 1
1FK71055AF711AH0 | SIMOTICS S SYNCHRONOUS SERVOMOTORS 1FK7 COMPACT,48 NM, 100 K, 3000 RPM, 8,17KW NATURAL AIR COOLING, IM B5 (IM V1, IM V3) POWER/SIGNAL CONNECTORS CONN. CAN BE ROTATED BY 270 DEGR., INCREM. ENCODER, SIN/COS 1 VPP 2048 P/REV (ENCODER I-2048); PLAIN SHAFT, TOLERANCE N; WITH HOLDING BRAKE DEGREE OF PROTECTION IP64 | 5222 | TEM | 1 | MC | 42.102 | 1
1FK71055AF711AH2 | SIMOTICS S SYNCHRONOUS SERVOMOTORS 1FK7 COMPACT,48 NM, 100 K, 3000 RPM, 8,17KW NATURAL AIR COOLING, IM B5 (IM V1, IM V3) POWER/SIGNAL CONNECTORS CONN. CAN BE ROTATED BY 270 DEGR., INCREM. ENCODER, SIN/COS 1 VPP 2048 P/REV (ENCODER I-2048); PLAIN SHAFT, TOLERANCE N; WITH HOLDING BRAKE DEGREE OF PROTECTION IP65 FLANGE ON DRIVE END IP67 | 5323 | TEM | 1 | MC | 42.102 | 1
1FK71055AF711AH3 | SIMOTICS S SYNCHRONOUS SERVOMOTORS 1FK7 COMPACT,48 NM, 100 K, 3000 RPM, 8,17KW NATURAL AIR COOLING, IM B5 (IM V1, IM V3) POWER/SIGNAL CONNECTORS CONN. CAN BE ROTATED BY 270 DEGR., INCREM. ENCODER, SIN/COS 1 VPP 2048 P/REV (ENCODER I-2048); PLAIN SHAFT, TOLERANCE N; WITH HOLDING BRAKE DEGREE OF PROTECTION IP64; PAINT FINISH RAL7016 | 5271 | TEM | 1 | MC | 42.102 | 1
1FK71055AF711AH5 | SIMOTICS S SYNCHRONOUS SERVOMOTORS 1FK7 COMPACT,48 NM, 100 K, 3000 RPM, 8,17KW NATURAL AIR COOLING, IM B5 (IM V1, IM V3) POWER/SIGNAL CONNECTORS CONN. CAN BE ROTATED BY 270 DEGR., INCREM. ENCODER, SIN/COS 1 VPP 2048 P/REV (ENCODER I-2048); PLAIN SHAFT, TOLERANCE N; WITH HOLDING BRAKE DEGREE OF PROTECTION IP65 AS FLANGE IP67; PAINT FINISH RAL7016 | 5372 | TEM | 1 | MC | 42.102 | 1
1FK71055AF711AH8 | SIMOTICS S SYNCHRONOUS SERVOMOTORS 1FK7 COMPACT,48 NM, 100 K, 3000 RPM, 8,17KW NATURAL AIR COOLING, IM B5 (IM V1, IM V3) POWER/SIGNAL CONNECTORS CONN. CAN BE ROTATED BY 270 DEGR., INCREM. ENCODER, SIN/COS 1 VPP 2048 P/REV (ENCODER I-2048); PLAIN SHAFT, TOLERANCE N; WITH HOLDING BRAKE DEGREE OF PROTECTION IP65 IP67 D-END FLANGE; RAL7016 COATING; METALLIC RATING PLATE AT MOTOR | 5481 | TEM | 1 | MC | 42.102 | 1
1FK71055AF711AU5 | SIMOTICS S SYNCHRONOUS SERVO GEARMOTOR 1FK7 COMPACT, 8,17KW NATURAL COOLING, POWER/ SIGNAL CONNECTOR CONNECTOR CAN BE ROTATED BY 270 DEGR. MOTOR WITHOUT HOLDING BRAKE, GEAR DIRECT MOUNTING INCREMENT. ENCODER SIN/COS 1VPP RADIAL SHAFT SEAL, DEGREE OF PROTECTION IP65, PAINT FINISH RAL 7016 | 4728 | TEM | 1 | MC | 39.2 | 1
1FK71055AF711DA0 | SIMOTICS S SYNCHRONOUS SERVOMOTORS 1FK7 COMPACT,48 NM, 100 K, 3000 RPM, 8,17KW NATURAL AIR COOLING, IM B5 (IM V1, IM V3) POWER/SIGNAL CONNECTORS CONN. CAN BE ROTATED BY 270 DEGR., INCREMENTAL ENCODER 2048 P/REV (ENCODER I-2048) WITH DRIVE-CLIQ INTERFACE; SHAFT WITH FITTED KEY, TOLERANCE N; W/O HOLDING BRAKE DEGREE OF PROTECTION IP64 | 5130 | TEM | 1 | MC | 39.103 | 1
1FK71055AF711DA2 | SIMOTICS S SYNCHRONOUS SERVOMOTORS 1FK7 COMPACT,48 NM, 100 K, 3000 RPM, 8,17KW NATURAL AIR COOLING, IM B5 (IM V1, IM V3) POWER/SIGNAL CONNECTORS CONN. CAN BE ROTATED BY 270 DEGR., INCREMENTAL ENCODER 2048 P/REV (ENCODER I-2048) WITH DRIVE-CLIQ INTERFACE; SHAFT WITH FITTED KEY, TOLERANCE N; W/O HOLDING BRAKE DEGREE OF PROTECTION IP65 FLANGE ON DRIVE END IP67 | 5232 | TEM | 1 | MC | 39.103 | 1
1FK71055AF711DA3 | SIMOTICS S SYNCHRONOUS SERVOMOTORS 1FK7 COMPACT,48 NM, 100 K, 3000 RPM, 8,17KW NATURAL AIR COOLING, IM B5 (IM V1, IM V3) POWER/SIGNAL CONNECTORS CONN. CAN BE ROTATED BY 270 DEGR., INCREMENTAL ENCODER 2048 P/REV (ENCODER I-2048) WITH DRIVE-CLIQ INTERFACE; SHAFT WITH FITTED KEY, TOLERANCE N; W/O HOLDING BRAKE DEGREE OF PROTECTION IP64; PAINT FINISH RAL7016 | 5180 | TEM | 1 | MC | 39.103 | 1
1FK71055AF711DA5 | SIMOTICS S SYNCHRONOUS SERVOMOTORS 1FK7 COMPACT,48 NM, 100 K, 3000 RPM, 8,17KW NATURAL AIR COOLING, IM B5 (IM V1, IM V3) POWER/SIGNAL CONNECTORS CONN. CAN BE ROTATED BY 270 DEGR., INCREMENTAL ENCODER 2048 P/REV (ENCODER I-2048) WITH DRIVE-CLIQ INTERFACE; SHAFT WITH FITTED KEY, TOLERANCE N; W/O HOLDING BRAKE DEGREE OF PROTECTION IP65 AS FLANGE IP67; PAINT FINISH RAL7016 | 5281 | TEM | 1 | MC | 39.103 | 1
1FK71055AF711DA8 | SIMOTICS S SYNCHRONOUS SERVOMOTORS 1FK7 COMPACT,48 NM, 100 K, 3000 RPM, 8,17KW NATURAL AIR COOLING, IM B5 (IM V1, IM V3) POWER/SIGNAL CONNECTORS CONN. CAN BE ROTATED BY 270 DEGR., INCREMENTAL ENCODER 2048 P/REV (ENCODER I-2048) WITH DRIVE-CLIQ INTERFACE; SHAFT WITH FITTED KEY, TOLERANCE N; W/O HOLDING BRAKE DEGREE OF PROTECTION IP65 IP67 D-END FLANGE; RAL7016 COATING; METALLIC RATING PLATE AT MOTOR | 5390 | TEM | 1 | MC | 39.103 | 1
1FK71055AF711DB0 | SIMOTICS S SYNCHRONOUS SERVOMOTORS 1FK7 COMPACT,48 NM, 100 K, 3000 RPM, 8,17KW NATURAL AIR COOLING, IM B5 (IM V1, IM V3) POWER/SIGNAL CONNECTORS CONN. CAN BE ROTATED BY 270 DEGR., INCREMENTAL ENCODER 2048 P/REV (ENCODER I-2048) WITH DRIVE-CLIQ INTERFACE; SHAFT WITH FITTED KEY, TOLERANCE N; WITH HOLDING BRAKE DEGREE OF PROTECTION IP64 | 5577 | TEM | 1 | MC | 42.102 | 1
1FK71055AF711DB2 | SIMOTICS S SYNCHRONOUS SERVOMOTORS 1FK7 COMPACT,48 NM, 100 K, 3000 RPM, 8,17KW NATURAL AIR COOLING, IM B5 (IM V1, IM V3) POWER/SIGNAL CONNECTORS CONN. CAN BE ROTATED BY 270 DEGR., INCREMENTAL ENCODER 2048 P/REV (ENCODER I-2048) WITH DRIVE-CLIQ INTERFACE; SHAFT WITH FITTED KEY, TOLERANCE N; WITH HOLDING BRAKE DEGREE OF PROTECTION IP65 FLANGE ON DRIVE END IP67 | 5679 | TEM | 1 | MC | 42.102 | 1
1FK71055AF711DB3 | SIMOTICS S SYNCHRONOUS SERVOMOTORS 1FK7 COMPACT,48 NM, 100 K, 3000 RPM, 8,17KW NATURAL AIR COOLING, IM B5 (IM V1, IM V3) POWER/SIGNAL CONNECTORS CONN. CAN BE ROTATED BY 270 DEGR., INCREMENTAL ENCODER 2048 P/REV (ENCODER I-2048) WITH DRIVE-CLIQ INTERFACE; SHAFT WITH FITTED KEY, TOLERANCE N; WITH HOLDING BRAKE DEGREE OF PROTECTION IP64; PAINT FINISH RAL7016 | 5626 | TEM | 1 | MC | 42.102 | 1
1FK71055AF711DB5 | SIMOTICS S SYNCHRONOUS SERVOMOTORS 1FK7 COMPACT,48 NM, 100 K, 3000 RPM, 8,17KW NATURAL AIR COOLING, IM B5 (IM V1, IM V3) POWER/SIGNAL CONNECTORS CONN. CAN BE ROTATED BY 270 DEGR., INCREMENTAL ENCODER 2048 P/REV (ENCODER I-2048) WITH DRIVE-CLIQ INTERFACE; SHAFT WITH FITTED KEY, TOLERANCE N; WITH HOLDING BRAKE DEGREE OF PROTECTION IP65 AS FLANGE IP67; PAINT FINISH RAL7016 | 5728 | TEM | 1 | MC | 42.102 | 1
1FK71055AF711DB8 | SIMOTICS S SYNCHRONOUS SERVOMOTORS 1FK7 COMPACT,48 NM, 100 K, 3000 RPM, 8,17KW NATURAL AIR COOLING, IM B5 (IM V1, IM V3) POWER/SIGNAL CONNECTORS CONN. CAN BE ROTATED BY 270 DEGR., INCREMENTAL ENCODER 2048 P/REV (ENCODER I-2048) WITH DRIVE-CLIQ INTERFACE; SHAFT WITH FITTED KEY, TOLERANCE N; WITH HOLDING BRAKE DEGREE OF PROTECTION IP65 IP67 D-END FLANGE; RAL7016 COATING; METALLIC RATING PLATE AT MOTOR | 5836 | TEM | 1 | MC | 42.102 | 1
1FK71055AF711DG0 | SIMOTICS S SYNCHRONOUS SERVOMOTORS 1FK7 COMPACT,48 NM, 100 K, 3000 RPM, 8,17KW NATURAL AIR COOLING, IM B5 (IM V1, IM V3) POWER/SIGNAL CONNECTORS CONN. CAN BE ROTATED BY 270 DEGR., INCREMENTAL ENCODER 2048 P/REV (ENCODER I-2048) WITH DRIVE-CLIQ INTERFACE; PLAIN SHAFT, TOLERANCE N; W/O HOLDING BRAKE DEGREE OF PROTECTION IP64 | 5037 | TEM | 1 | MC | 39.103 | 1
1FK71055AF711DG2 | SIMOTICS S SYNCHRONOUS SERVOMOTORS 1FK7 COMPACT,48 NM, 100 K, 3000 RPM, 8,17KW NATURAL AIR COOLING, IM B5 (IM V1, IM V3) POWER/SIGNAL CONNECTORS CONN. CAN BE ROTATED BY 270 DEGR., INCREMENTAL ENCODER 2048 P/REV (ENCODER I-2048) WITH DRIVE-CLIQ INTERFACE; PLAIN SHAFT, TOLERANCE N; W/O HOLDING BRAKE DEGREE OF PROTECTION IP65 FLANGE ON DRIVE END IP67 | 5138 | TEM | 1 | MC | 39.103 | 1
1FK71055AF711DG3 | SIMOTICS S SYNCHRONOUS SERVOMOTORS 1FK7 COMPACT,48 NM, 100 K, 3000 RPM, 8,17KW NATURAL AIR COOLING, IM B5 (IM V1, IM V3) POWER/SIGNAL CONNECTORS CONN. CAN BE ROTATED BY 270 DEGR., INCREMENTAL ENCODER 2048 P/REV (ENCODER I-2048) WITH DRIVE-CLIQ INTERFACE; PLAIN SHAFT, TOLERANCE N; W/O HOLDING BRAKE DEGREE OF PROTECTION IP64; PAINT FINISH RAL7016 | 5086 | TEM | 1 | MC | 39.103 | 1
1FK71055AF711DG5 | SIMOTICS S SYNCHRONOUS SERVOMOTORS 1FK7 COMPACT,48 NM, 100 K, 3000 RPM, 8,17KW NATURAL AIR COOLING, IM B5 (IM V1, IM V3) POWER/SIGNAL CONNECTORS CONN. CAN BE ROTATED BY 270 DEGR., INCREMENTAL ENCODER 2048 P/REV (ENCODER I-2048) WITH DRIVE-CLIQ INTERFACE; PLAIN SHAFT, TOLERANCE N; W/O HOLDING BRAKE DEGREE OF PROTECTION IP65 AS FLANGE IP67; PAINT FINISH RAL7016 | 5188 | TEM | 1 | MC | 39.103 | 1
1FK71055AF711DG8 | SIMOTICS S SYNCHRONOUS SERVOMOTORS 1FK7 COMPACT,48 NM, 100 K, 3000 RPM, 8,17KW NATURAL AIR COOLING, IM B5 (IM V1, IM V3) POWER/SIGNAL CONNECTORS CONN. CAN BE ROTATED BY 270 DEGR., INCREMENTAL ENCODER 2048 P/REV (ENCODER I-2048) WITH DRIVE-CLIQ INTERFACE; PLAIN SHAFT, TOLERANCE N; W/O HOLDING BRAKE DEGREE OF PROTECTION IP65 IP67 D-END FLANGE; RAL7016 COATING; METALLIC RATING PLATE AT MOTOR | 5296 | TEM | 1 | MC | 39.103 | 1
1FK71055AF711DH0 | SIMOTICS S SYNCHRONOUS SERVOMOTORS 1FK7 COMPACT,48 NM, 100 K, 3000 RPM, 8,17KW NATURAL AIR COOLING, IM B5 (IM V1, IM V3) POWER/SIGNAL CONNECTORS CONN. CAN BE ROTATED BY 270 DEGR., INCREMENTAL ENCODER 2048 P/REV (ENCODER I-2048) WITH DRIVE-CLIQ INTERFACE; PLAIN SHAFT, TOLERANCE N; WITH HOLDING BRAKE DEGREE OF PROTECTION IP64 | 5483 | TEM | 1 | MC | 42.102 | 1
1FK71055AF711DH2 | SIMOTICS S SYNCHRONOUS SERVOMOTORS 1FK7 COMPACT,48 NM, 100 K, 3000 RPM, 8,17KW NATURAL AIR COOLING, IM B5 (IM V1, IM V3) POWER/SIGNAL CONNECTORS CONN. CAN BE ROTATED BY 270 DEGR., INCREMENTAL ENCODER 2048 P/REV (ENCODER I-2048) WITH DRIVE-CLIQ INTERFACE; PLAIN SHAFT, TOLERANCE N; WITH HOLDING BRAKE DEGREE OF PROTECTION IP65 FLANGE ON DRIVE END IP67 | 5585 | TEM | 1 | MC | 42.102 | 1
1FK71055AF711DH3 | SIMOTICS S SYNCHRONOUS SERVOMOTORS 1FK7 COMPACT,48 NM, 100 K, 3000 RPM, 8,17KW NATURAL AIR COOLING, IM B5 (IM V1, IM V3) POWER/SIGNAL CONNECTORS CONN. CAN BE ROTATED BY 270 DEGR., INCREMENTAL ENCODER 2048 P/REV (ENCODER I-2048) WITH DRIVE-CLIQ INTERFACE; PLAIN SHAFT, TOLERANCE N; WITH HOLDING BRAKE DEGREE OF PROTECTION IP64; PAINT FINISH RAL7016 | 5533 | TEM | 1 | MC | 42.102 | 1
1FK71055AF711DH5 | SIMOTICS S SYNCHRONOUS SERVOMOTORS 1FK7 COMPACT,48 NM, 100 K, 3000 RPM, 8,17KW NATURAL AIR COOLING, IM B5 (IM V1, IM V3) POWER/SIGNAL CONNECTORS CONN. CAN BE ROTATED BY 270 DEGR., INCREMENTAL ENCODER 2048 P/REV (ENCODER I-2048) WITH DRIVE-CLIQ INTERFACE; PLAIN SHAFT, TOLERANCE N; WITH HOLDING BRAKE DEGREE OF PROTECTION IP65 AS FLANGE IP67; PAINT FINISH RAL7016 | 5634 | TEM | 1 | MC | 42.102 | 1
1FK71055AF711DH8 | SIMOTICS S SYNCHRONOUS SERVOMOTORS 1FK7 COMPACT,48 NM, 100 K, 3000 RPM, 8,17KW NATURAL AIR COOLING, IM B5 (IM V1, IM V3) POWER/SIGNAL CONNECTORS CONN. CAN BE ROTATED BY 270 DEGR., INCREMENTAL ENCODER 2048 P/REV (ENCODER I-2048) WITH DRIVE-CLIQ INTERFACE; PLAIN SHAFT, TOLERANCE N; WITH HOLDING BRAKE DEGREE OF PROTECTION IP65 IP67 D-END FLANGE; RAL7016 COATING; METALLIC RATING PLATE AT MOTOR | 5743 | TEM | 1 | MC | 42.102 | 1
1FK71055AF711EA0 | SIMOTICS S SYNCHRONOUS SERVOMOTORS 1FK7 COMPACT,48 NM, 100 K, 3000 RPM, 8,17KW NATURAL AIR COOLING, IM B5 (IM V1, IM V3) POWER/SIGNAL CONNECTORS CONN. CAN BE ROTATED BY 270 DEGR., ABSOLUTE ENCODER ENDAT 2048 P/REV (ENCODER A-2048); PERFORMANCE REDUCTION BY 10% DUE TO ABSOLUTE ENCODER; SHAFT WITH FITTED KEY, TOLERANCE N; W/O HOLDING BRAKE DEGREE OF PROTECTION IP64 | 5272 | TEM | 1 | MC | 39.103 | 1
1FK71055AF711EA2 | SIMOTICS S SYNCHRONOUS SERVOMOTORS 1FK7 COMPACT,48 NM, 100 K, 3000 RPM, 8,17KW NATURAL AIR COOLING, IM B5 (IM V1, IM V3) POWER/SIGNAL CONNECTORS CONN. CAN BE ROTATED BY 270 DEGR., ABSOLUTE ENCODER ENDAT 2048 P/REV (ENCODER A-2048); PERFORMANCE REDUCTION BY 10% DUE TO ABSOLUTE ENCODER; SHAFT WITH FITTED KEY, TOLERANCE N; W/O HOLDING BRAKE DEGREE OF PROTECTION IP65 FLANGE ON DRIVE END IP67 | 5374 | TEM | 1 | MC | 39.103 | 1
1FK71055AF711EA3 | SIMOTICS S SYNCHRONOUS SERVOMOTORS 1FK7 COMPACT,48 NM, 100 K, 3000 RPM, 8,17KW NATURAL AIR COOLING, IM B5 (IM V1, IM V3) POWER/SIGNAL CONNECTORS CONN. CAN BE ROTATED BY 270 DEGR., ABSOLUTE ENCODER ENDAT 2048 P/REV (ENCODER A-2048); PERFORMANCE REDUCTION BY 10% DUE TO ABSOLUTE ENCODER; SHAFT WITH FITTED KEY, TOLERANCE N; W/O HOLDING BRAKE DEGREE OF PROTECTION IP64; PAINT FINISH RAL7016 | 5321 | TEM | 1 | MC | 39.103 | 1
1FK71055AF711EA5 | SIMOTICS S SYNCHRONOUS SERVOMOTORS 1FK7 COMPACT,48 NM, 100 K, 3000 RPM, 8,17KW NATURAL AIR COOLING, IM B5 (IM V1, IM V3) POWER/SIGNAL CONNECTORS CONN. CAN BE ROTATED BY 270 DEGR., ABSOLUTE ENCODER ENDAT 2048 P/REV (ENCODER A-2048); PERFORMANCE REDUCTION BY 10% DUE TO ABSOLUTE ENCODER; SHAFT WITH FITTED KEY, TOLERANCE N; W/O HOLDING BRAKE DEGREE OF PROTECTION IP65 AS FLANGE IP67; PAINT FINISH RAL7016 | 5423 | TEM | 1 | MC | 39.103 | 1
1FK71055AF711EA8 | SIMOTICS S SYNCHRONOUS SERVOMOTORS 1FK7 COMPACT,48 NM, 100 K, 3000 RPM, 8,17KW NATURAL AIR COOLING, IM B5 (IM V1, IM V3) POWER/SIGNAL CONNECTORS CONN. CAN BE ROTATED BY 270 DEGR., ABSOLUTE ENCODER ENDAT 2048 P/REV (ENCODER A-2048); PERFORMANCE REDUCTION BY 10% DUE TO ABSOLUTE ENCODER; SHAFT WITH FITTED KEY, TOLERANCE N; W/O HOLDING BRAKE DEGREE OF PROTECTION IP65 IP67 D-END FLANGE; RAL7016 COATING; METALLIC RATING PLATE AT MOTOR | 5531 | TEM | 1 | MC | 39.103 | 1
1FK71055AF711EB0 | SIMOTICS S SYNCHRONOUS SERVOMOTORS 1FK7 COMPACT,48 NM, 100 K, 3000 RPM, 8,17KW NATURAL AIR COOLING, IM B5 (IM V1, IM V3) POWER/SIGNAL CONNECTORS CONN. CAN BE ROTATED BY 270 DEGR., ABSOLUTE ENCODER ENDAT 2048 P/REV (ENCODER A-2048); PERFORMANCE REDUCTION BY 10% DUE TO ABSOLUTE ENCODER; SHAFT WITH FITTED KEY, TOLERANCE N; WITH HOLDING BRAKE DEGREE OF PROTECTION IP64 | 5719 | TEM | 1 | MC | 42.102 | 1
1FK71055AF711EB2 | SIMOTICS S SYNCHRONOUS SERVOMOTORS 1FK7 COMPACT,48 NM, 100 K, 3000 RPM, 8,17KW NATURAL AIR COOLING, IM B5 (IM V1, IM V3) POWER/SIGNAL CONNECTORS CONN. CAN BE ROTATED BY 270 DEGR., ABSOLUTE ENCODER ENDAT 2048 P/REV (ENCODER A-2048); PERFORMANCE REDUCTION BY 10% DUE TO ABSOLUTE ENCODER; SHAFT WITH FITTED KEY, TOLERANCE N; WITH HOLDING BRAKE DEGREE OF PROTECTION IP65 FLANGE ON DRIVE END IP67 | 5820 | TEM | 1 | MC | 42.102 | 1
1FK71055AF711EB3 | SIMOTICS S SYNCHRONOUS SERVOMOTORS 1FK7 COMPACT,48 NM, 100 K, 3000 RPM, 8,17KW NATURAL AIR COOLING, IM B5 (IM V1, IM V3) POWER/SIGNAL CONNECTORS CONN. CAN BE ROTATED BY 270 DEGR., ABSOLUTE ENCODER ENDAT 2048 P/REV (ENCODER A-2048); PERFORMANCE REDUCTION BY 10% DUE TO ABSOLUTE ENCODER; SHAFT WITH FITTED KEY, TOLERANCE N; WITH HOLDING BRAKE DEGREE OF PROTECTION IP64; PAINT FINISH RAL7016 | 5768 | TEM | 1 | MC | 42.102 | 1
1FK71055AF711EB5 | SIMOTICS S SYNCHRONOUS SERVOMOTORS 1FK7 COMPACT,48 NM, 100 K, 3000 RPM, 8,17KW NATURAL AIR COOLING, IM B5 (IM V1, IM V3) POWER/SIGNAL CONNECTORS CONN. CAN BE ROTATED BY 270 DEGR., ABSOLUTE ENCODER ENDAT 2048 P/REV (ENCODER A-2048); PERFORMANCE REDUCTION BY 10% DUE TO ABSOLUTE ENCODER; SHAFT WITH FITTED KEY, TOLERANCE N; WITH HOLDING BRAKE DEGREE OF PROTECTION IP65 AS FLANGE IP67; PAINT FINISH RAL7016 | 5870 | TEM | 1 | MC | 42.102 | 1
1FK71055AF711EB8 | SIMOTICS S SYNCHRONOUS SERVOMOTORS 1FK7 COMPACT,48 NM, 100 K, 3000 RPM, 8,17KW NATURAL AIR COOLING, IM B5 (IM V1, IM V3) POWER/SIGNAL CONNECTORS CONN. CAN BE ROTATED BY 270 DEGR., ABSOLUTE ENCODER ENDAT 2048 P/REV (ENCODER A-2048); PERFORMANCE REDUCTION BY 10% DUE TO ABSOLUTE ENCODER; SHAFT WITH FITTED KEY, TOLERANCE N; WITH HOLDING BRAKE DEGREE OF PROTECTION IP65 IP67 D-END FLANGE; RAL7016 COATING; METALLIC RATING PLATE AT MOTOR | 5978 | TEM | 1 | MC | 42.102 | 1
1FK71055AF711EG0 | SIMOTICS S SYNCHRONOUS SERVOMOTORS 1FK7 COMPACT,48 NM, 100 K, 3000 RPM, 8,17KW NATURAL AIR COOLING, IM B5 (IM V1, IM V3) POWER/SIGNAL CONNECTORS CONN. CAN BE ROTATED BY 270 DEGR., ABSOLUTE ENCODER ENDAT 2048 P/REV (ENCODER A-2048); PERFORMANCE REDUCTION BY 10% DUE TO ABSOLUTE ENCODER; PLAIN SHAFT, TOLERANCE N; W/O HOLDING BRAKE DEGREE OF PROTECTION IP64 | 5178 | TEM | 1 | MC | 39.103 | 1
1FK71055AF711EG2 | SIMOTICS S SYNCHRONOUS SERVOMOTORS 1FK7 COMPACT,48 NM, 100 K, 3000 RPM, 8,17KW NATURAL AIR COOLING, IM B5 (IM V1, IM V3) POWER/SIGNAL CONNECTORS CONN. CAN BE ROTATED BY 270 DEGR., ABSOLUTE ENCODER ENDAT 2048 P/REV (ENCODER A-2048); PERFORMANCE REDUCTION BY 10% DUE TO ABSOLUTE ENCODER; PLAIN SHAFT, TOLERANCE N; W/O HOLDING BRAKE DEGREE OF PROTECTION IP65 FLANGE ON DRIVE END IP67 | 5280 | TEM | 1 | MC | 39.103 | 1
1FK71055AF711EG3 | SIMOTICS S SYNCHRONOUS SERVOMOTORS 1FK7 COMPACT,48 NM, 100 K, 3000 RPM, 8,17KW NATURAL AIR COOLING, IM B5 (IM V1, IM V3) POWER/SIGNAL CONNECTORS CONN. CAN BE ROTATED BY 270 DEGR., ABSOLUTE ENCODER ENDAT 2048 P/REV (ENCODER A-2048); PERFORMANCE REDUCTION BY 10% DUE TO ABSOLUTE ENCODER; PLAIN SHAFT, TOLERANCE N; W/O HOLDING BRAKE DEGREE OF PROTECTION IP64; PAINT FINISH RAL7016 | 5228 | TEM | 1 | MC | 39.103 | 1
1FK71055AF711EG5 | SIMOTICS S SYNCHRONOUS SERVOMOTORS 1FK7 COMPACT,48 NM, 100 K, 3000 RPM, 8,17KW NATURAL AIR COOLING, IM B5 (IM V1, IM V3) POWER/SIGNAL CONNECTORS CONN. CAN BE ROTATED BY 270 DEGR., ABSOLUTE ENCODER ENDAT 2048 P/REV (ENCODER A-2048); PERFORMANCE REDUCTION BY 10% DUE TO ABSOLUTE ENCODER; PLAIN SHAFT, TOLERANCE N; W/O HOLDING BRAKE DEGREE OF PROTECTION IP65 AS FLANGE IP67; PAINT FINISH RAL7016 | 5329 | TEM | 1 | MC | 39.103 | 1
1FK71055AF711EG8 | SIMOTICS S SYNCHRONOUS SERVOMOTORS 1FK7 COMPACT,48 NM, 100 K, 3000 RPM, 8,17KW NATURAL AIR COOLING, IM B5 (IM V1, IM V3) POWER/SIGNAL CONNECTORS CONN. CAN BE ROTATED BY 270 DEGR., ABSOLUTE ENCODER ENDAT 2048 P/REV (ENCODER A-2048); PERFORMANCE REDUCTION BY 10% DUE TO ABSOLUTE ENCODER; PLAIN SHAFT, TOLERANCE N; W/O HOLDING BRAKE DEGREE OF PROTECTION IP65 IP67 D-END FLANGE; RAL7016 COATING; METALLIC RATING PLATE AT MOTOR | 5438 | TEM | 1 | MC | 39.103 | 1
1FK71055AF711EH0 | SIMOTICS S SYNCHRONOUS SERVOMOTORS 1FK7 COMPACT,48 NM, 100 K, 3000 RPM, 8,17KW NATURAL AIR COOLING, IM B5 (IM V1, IM V3) POWER/SIGNAL CONNECTORS CONN. CAN BE ROTATED BY 270 DEGR., ABSOLUTE ENCODER ENDAT 2048 P/REV (ENCODER A-2048); PERFORMANCE REDUCTION BY 10% DUE TO ABSOLUTE ENCODER; PLAIN SHAFT, TOLERANCE N; WITH HOLDING BRAKE DEGREE OF PROTECTION IP64 | 5625 | TEM | 1 | MC | 42.102 | 1
1FK71055AF711EH2 | SIMOTICS S SYNCHRONOUS SERVOMOTORS 1FK7 COMPACT,48 NM, 100 K, 3000 RPM, 8,17KW NATURAL AIR COOLING, IM B5 (IM V1, IM V3) POWER/SIGNAL CONNECTORS CONN. CAN BE ROTATED BY 270 DEGR., ABSOLUTE ENCODER ENDAT 2048 P/REV (ENCODER A-2048); PERFORMANCE REDUCTION BY 10% DUE TO ABSOLUTE ENCODER; PLAIN SHAFT, TOLERANCE N; WITH HOLDING BRAKE DEGREE OF PROTECTION IP65 FLANGE ON DRIVE END IP67 | 5727 | TEM | 1 | MC | 42.102 | 1
1FK71055AF711EH3 | SIMOTICS S SYNCHRONOUS SERVOMOTORS 1FK7 COMPACT,48 NM, 100 K, 3000 RPM, 8,17KW NATURAL AIR COOLING, IM B5 (IM V1, IM V3) POWER/SIGNAL CONNECTORS CONN. CAN BE ROTATED BY 270 DEGR., ABSOLUTE ENCODER ENDAT 2048 P/REV (ENCODER A-2048); PERFORMANCE REDUCTION BY 10% DUE TO ABSOLUTE ENCODER; PLAIN SHAFT, TOLERANCE N; WITH HOLDING BRAKE DEGREE OF PROTECTION IP64; PAINT FINISH RAL7016 | 5674 | TEM | 1 | MC | 42.102 | 1
1FK71055AF711EH5 | SIMOTICS S SYNCHRONOUS SERVOMOTORS 1FK7 COMPACT,48 NM, 100 K, 3000 RPM, 8,17KW NATURAL AIR COOLING, IM B5 (IM V1, IM V3) POWER/SIGNAL CONNECTORS CONN. CAN BE ROTATED BY 270 DEGR., ABSOLUTE ENCODER ENDAT 2048 P/REV (ENCODER A-2048); PERFORMANCE REDUCTION BY 10% DUE TO ABSOLUTE ENCODER; PLAIN SHAFT, TOLERANCE N; WITH HOLDING BRAKE DEGREE OF PROTECTION IP65 AS FLANGE IP67; PAINT FINISH RAL7016 | 5776 | TEM | 1 | MC | 42.102 | 1
1FK71055AF711EH8 | SIMOTICS S SYNCHRONOUS SERVOMOTORS 1FK7 COMPACT,48 NM, 100 K, 3000 RPM, 8,17KW NATURAL AIR COOLING, IM B5 (IM V1, IM V3) POWER/SIGNAL CONNECTORS CONN. CAN BE ROTATED BY 270 DEGR., ABSOLUTE ENCODER ENDAT 2048 P/REV (ENCODER A-2048); PERFORMANCE REDUCTION BY 10% DUE TO ABSOLUTE ENCODER; PLAIN SHAFT, TOLERANCE N; WITH HOLDING BRAKE DEGREE OF PROTECTION IP65 IP67 D-END FLANGE; RAL7016 COATING; METALLIC RATING PLATE AT MOTOR | 5885 | TEM | 1 | MC | 42.102 | 1
1FK71055AF711EV5 | SIMOTICS S SYNCHRONOUS SERVO GEARMOTOR 1FK7 COMPACT, 8,17KW NATURAL COOLING POWER/ SIGNAL CONNECTOR CONNECTOR CAN BE ROTATED BY 270 DEGR. MOTOR WITH HOLDING BRAKE, GEAR DIRECT MOUNTING ABSOLUTE-VALUE ENCODER (ENDAT) 2048 S/R PERFORMANCE REDUCTION BY 10% DUE TO ABSOLUTE ENCODER; RADIAL SHAFT SEAL, DEGREE OF PROTECTION IP65, PAINT FINISH RAL 7016 | 5551 | TEM | 1 | MC | 39.2 | 1
1FK71055AF711FA0 | SIMOTICS S SYNCHRONOUS SERVOMOTORS 1FK7 COMPACT,48 NM, 100 K, 3000 RPM, 8,17KW NATURAL AIR COOLING, IM B5 (IM V1, IM V3) POWER/SIGNAL CONNECTORS CONN. CAN BE ROTATED BY 270 DEGR., ABSOLUTE ENCODER 2048 P/REV (ENCODER A-2048) WITH DRIVE-CLIQ INTERFACE; PERFORMANCE REDUCTION BY 10% DUE TO ABSOLUTE ENCODER; SHAFT WITH FITTED KEY, TOLERANCE N; W/O HOLDING BRAKE DEGREE OF PROTECTION IP64 | 5531 | TEM | 1 | MC | 39.103 | 1
1FK71055AF711FA2 | SIMOTICS S SYNCHRONOUS SERVOMOTORS 1FK7 COMPACT,48 NM, 100 K, 3000 RPM, 8,17KW NATURAL AIR COOLING, IM B5 (IM V1, IM V3) POWER/SIGNAL CONNECTORS CONN. CAN BE ROTATED BY 270 DEGR., ABSOLUTE ENCODER 2048 P/REV (ENCODER A-2048) WITH DRIVE-CLIQ INTERFACE; PERFORMANCE REDUCTION BY 10% DUE TO ABSOLUTE ENCODER; SHAFT WITH FITTED KEY, TOLERANCE N; W/O HOLDING BRAKE DEGREE OF PROTECTION IP65 FLANGE ON DRIVE END IP67 | 5633 | TEM | 1 | MC | 39.103 | 1
1FK71055AF711FA3 | SIMOTICS S SYNCHRONOUS SERVOMOTORS 1FK7 COMPACT,48 NM, 100 K, 3000 RPM, 8,17KW NATURAL AIR COOLING, IM B5 (IM V1, IM V3) POWER/SIGNAL CONNECTORS CONN. CAN BE ROTATED BY 270 DEGR., ABSOLUTE ENCODER 2048 P/REV (ENCODER A-2048) WITH DRIVE-CLIQ INTERFACE; PERFORMANCE REDUCTION BY 10% DUE TO ABSOLUTE ENCODER; SHAFT WITH FITTED KEY, TOLERANCE N; W/O HOLDING BRAKE DEGREE OF PROTECTION IP64; PAINT FINISH RAL7016 | 5581 | TEM | 1 | MC | 39.103 | 1
1FK71055AF711FA5 | SIMOTICS S SYNCHRONOUS SERVOMOTORS 1FK7 COMPACT,48 NM, 100 K, 3000 RPM, 8,17KW NATURAL AIR COOLING, IM B5 (IM V1, IM V3) POWER/SIGNAL CONNECTORS CONN. CAN BE ROTATED BY 270 DEGR., ABSOLUTE ENCODER 2048 P/REV (ENCODER A-2048) WITH DRIVE-CLIQ INTERFACE; PERFORMANCE REDUCTION BY 10% DUE TO ABSOLUTE ENCODER; SHAFT WITH FITTED KEY, TOLERANCE N; W/O HOLDING BRAKE DEGREE OF PROTECTION IP65 AS FLANGE IP67; PAINT FINISH RAL7016 | 5682 | TEM | 1 | MC | 39.103 | 1
1FK71055AF711FA8 | SIMOTICS S SYNCHRONOUS SERVOMOTORS 1FK7 COMPACT,48 NM, 100 K, 3000 RPM, 8,17KW NATURAL AIR COOLING, IM B5 (IM V1, IM V3) POWER/SIGNAL CONNECTORS CONN. CAN BE ROTATED BY 270 DEGR., ABSOLUTE ENCODER 2048 P/REV (ENCODER A-2048) WITH DRIVE-CLIQ INTERFACE; PERFORMANCE REDUCTION BY 10% DUE TO ABSOLUTE ENCODER; SHAFT WITH FITTED KEY, TOLERANCE N; W/O HOLDING BRAKE DEGREE OF PROTECTION IP65 IP67 D-END FLANGE; RAL7016 COATING; METALLIC RATING PLATE AT MOTOR | 5791 | TEM | 1 | MC | 39.103 | 1
1FK71055AF711FB0 | SIMOTICS S SYNCHRONOUS SERVOMOTORS 1FK7 COMPACT,48 NM, 100 K, 3000 RPM, 8,17KW NATURAL AIR COOLING, IM B5 (IM V1, IM V3) POWER/SIGNAL CONNECTORS CONN. CAN BE ROTATED BY 270 DEGR., ABSOLUTE ENCODER 2048 P/REV (ENCODER A-2048) WITH DRIVE-CLIQ INTERFACE; PERFORMANCE REDUCTION BY 10% DUE TO ABSOLUTE ENCODER; SHAFT WITH FITTED KEY, TOLERANCE N; WITH HOLDING BRAKE DEGREE OF PROTECTION IP64 | 5978 | TEM | 1 | MC | 42.102 | 1
1FK71055AF711FB2 | SIMOTICS S SYNCHRONOUS SERVOMOTORS 1FK7 COMPACT,48 NM, 100 K, 3000 RPM, 8,17KW NATURAL AIR COOLING, IM B5 (IM V1, IM V3) POWER/SIGNAL CONNECTORS CONN. CAN BE ROTATED BY 270 DEGR., ABSOLUTE ENCODER 2048 P/REV (ENCODER A-2048) WITH DRIVE-CLIQ INTERFACE; PERFORMANCE REDUCTION BY 10% DUE TO ABSOLUTE ENCODER; SHAFT WITH FITTED KEY, TOLERANCE N; WITH HOLDING BRAKE DEGREE OF PROTECTION IP65 FLANGE ON DRIVE END IP67 | 6080 | TEM | 1 | MC | 42.102 | 1
1FK71055AF711FB3 | SIMOTICS S SYNCHRONOUS SERVOMOTORS 1FK7 COMPACT,48 NM, 100 K, 3000 RPM, 8,17KW NATURAL AIR COOLING, IM B5 (IM V1, IM V3) POWER/SIGNAL CONNECTORS CONN. CAN BE ROTATED BY 270 DEGR., ABSOLUTE ENCODER 2048 P/REV (ENCODER A-2048) WITH DRIVE-CLIQ INTERFACE; PERFORMANCE REDUCTION BY 10% DUE TO ABSOLUTE ENCODER; SHAFT WITH FITTED KEY, TOLERANCE N; WITH HOLDING BRAKE DEGREE OF PROTECTION IP64; PAINT FINISH RAL7016 | 6027 | TEM | 1 | MC | 42.102 | 1
1FK71055AF711FB5 | SIMOTICS S SYNCHRONOUS SERVOMOTORS 1FK7 COMPACT,48 NM, 100 K, 3000 RPM, 8,17KW NATURAL AIR COOLING, IM B5 (IM V1, IM V3) POWER/SIGNAL CONNECTORS CONN. CAN BE ROTATED BY 270 DEGR., ABSOLUTE ENCODER 2048 P/REV (ENCODER A-2048) WITH DRIVE-CLIQ INTERFACE; PERFORMANCE REDUCTION BY 10% DUE TO ABSOLUTE ENCODER; SHAFT WITH FITTED KEY, TOLERANCE N; WITH HOLDING BRAKE DEGREE OF PROTECTION IP65 AS FLANGE IP67; PAINT FINISH RAL7016 | 6129 | TEM | 1 | MC | 42.102 | 1
1FK71055AF711FB8 | SIMOTICS S SYNCHRONOUS SERVOMOTORS 1FK7 COMPACT,48 NM, 100 K, 3000 RPM, 8,17KW NATURAL AIR COOLING, IM B5 (IM V1, IM V3) POWER/SIGNAL CONNECTORS CONN. CAN BE ROTATED BY 270 DEGR., ABSOLUTE ENCODER 2048 P/REV (ENCODER A-2048) WITH DRIVE-CLIQ INTERFACE; PERFORMANCE REDUCTION BY 10% DUE TO ABSOLUTE ENCODER; SHAFT WITH FITTED KEY, TOLERANCE N; WITH HOLDING BRAKE DEGREE OF PROTECTION IP65 IP67 D-END FLANGE; RAL7016 COATING; METALLIC RATING PLATE AT MOTOR | 6238 | TEM | 1 | MC | 42.102 | 1
1FK71055AF711FG0 | SIMOTICS S SYNCHRONOUS SERVOMOTORS 1FK7 COMPACT,48 NM, 100 K, 3000 RPM, 8,17KW NATURAL AIR COOLING, IM B5 (IM V1, IM V3) POWER/SIGNAL CONNECTORS CONN. CAN BE ROTATED BY 270 DEGR., ABSOLUTE ENCODER 2048 P/REV (ENCODER A-2048) WITH DRIVE-CLIQ INTERFACE; PERFORMANCE REDUCTION BY 10% DUE TO ABSOLUTE ENCODER; PLAIN SHAFT, TOLERANCE N; W/O HOLDING BRAKE DEGREE OF PROTECTION IP64 | 5438 | TEM | 1 | MC | 39.103 | 1
1FK71055AF711FG2 | SIMOTICS S SYNCHRONOUS SERVOMOTORS 1FK7 COMPACT,48 NM, 100 K, 3000 RPM, 8,17KW NATURAL AIR COOLING, IM B5 (IM V1, IM V3) POWER/SIGNAL CONNECTORS CONN. CAN BE ROTATED BY 270 DEGR., ABSOLUTE ENCODER 2048 P/REV (ENCODER A-2048) WITH DRIVE-CLIQ INTERFACE; PERFORMANCE REDUCTION BY 10% DUE TO ABSOLUTE ENCODER; PLAIN SHAFT, TOLERANCE N; W/O HOLDING BRAKE DEGREE OF PROTECTION IP65 FLANGE ON DRIVE END IP67 | 5539 | TEM | 1 | MC | 39.103 | 1
1FK71055AF711FG3 | SIMOTICS S SYNCHRONOUS SERVOMOTORS 1FK7 COMPACT,48 NM, 100 K, 3000 RPM, 8,17KW NATURAL AIR COOLING, IM B5 (IM V1, IM V3) POWER/SIGNAL CONNECTORS CONN. CAN BE ROTATED BY 270 DEGR., ABSOLUTE ENCODER 2048 P/REV (ENCODER A-2048) WITH DRIVE-CLIQ INTERFACE; PERFORMANCE REDUCTION BY 10% DUE TO ABSOLUTE ENCODER; PLAIN SHAFT, TOLERANCE N; W/O HOLDING BRAKE DEGREE OF PROTECTION IP64; PAINT FINISH RAL7016 | 5487 | TEM | 1 | MC | 39.103 | 1
1FK71055AF711FG5 | SIMOTICS S SYNCHRONOUS SERVOMOTORS 1FK7 COMPACT,48 NM, 100 K, 3000 RPM, 8,17KW NATURAL AIR COOLING, IM B5 (IM V1, IM V3) POWER/SIGNAL CONNECTORS CONN. CAN BE ROTATED BY 270 DEGR., ABSOLUTE ENCODER 2048 P/REV (ENCODER A-2048) WITH DRIVE-CLIQ INTERFACE; PERFORMANCE REDUCTION BY 10% DUE TO ABSOLUTE ENCODER; PLAIN SHAFT, TOLERANCE N; W/O HOLDING BRAKE DEGREE OF PROTECTION IP65 AS FLANGE IP67; PAINT FINISH RAL7016 | 5589 | TEM | 1 | MC | 39.103 | 1
1FK71055AF711FG8 | SIMOTICS S SYNCHRONOUS SERVOMOTORS 1FK7 COMPACT,48 NM, 100 K, 3000 RPM, 8,17KW NATURAL AIR COOLING, IM B5 (IM V1, IM V3) POWER/SIGNAL CONNECTORS CONN. CAN BE ROTATED BY 270 DEGR., ABSOLUTE ENCODER 2048 P/REV (ENCODER A-2048) WITH DRIVE-CLIQ INTERFACE; PERFORMANCE REDUCTION BY 10% DUE TO ABSOLUTE ENCODER; PLAIN SHAFT, TOLERANCE N; W/O HOLDING BRAKE DEGREE OF PROTECTION IP65 IP67 D-END FLANGE; RAL7016 COATING; METALLIC RATING PLATE AT MOTOR | 5697 | TEM | 1 | MC | 39.103 | 1
1FK71055AF711FH0 | SIMOTICS S SYNCHRONOUS SERVOMOTORS 1FK7 COMPACT,48 NM, 100 K, 3000 RPM, 8,17KW NATURAL AIR COOLING, IM B5 (IM V1, IM V3) POWER/SIGNAL CONNECTORS CONN. CAN BE ROTATED BY 270 DEGR., ABSOLUTE ENCODER 2048 P/REV (ENCODER A-2048) WITH DRIVE-CLIQ INTERFACE; PERFORMANCE REDUCTION BY 10% DUE TO ABSOLUTE ENCODER; PLAIN SHAFT, TOLERANCE N; WITH HOLDING BRAKE DEGREE OF PROTECTION IP64 | 5884 | TEM | 1 | MC | 42.102 | 1
1FK71055AF711FH2 | SIMOTICS S SYNCHRONOUS SERVOMOTORS 1FK7 COMPACT,48 NM, 100 K, 3000 RPM, 8,17KW NATURAL AIR COOLING, IM B5 (IM V1, IM V3) POWER/SIGNAL CONNECTORS CONN. CAN BE ROTATED BY 270 DEGR., ABSOLUTE ENCODER 2048 P/REV (ENCODER A-2048) WITH DRIVE-CLIQ INTERFACE; PERFORMANCE REDUCTION BY 10% DUE TO ABSOLUTE ENCODER; PLAIN SHAFT, TOLERANCE N; WITH HOLDING BRAKE DEGREE OF PROTECTION IP65 FLANGE ON DRIVE END IP67 | 5986 | TEM | 1 | MC | 42.102 | 1
1FK71055AF711FH3 | SIMOTICS S SYNCHRONOUS SERVOMOTORS 1FK7 COMPACT,48 NM, 100 K, 3000 RPM, 8,17KW NATURAL AIR COOLING, IM B5 (IM V1, IM V3) POWER/SIGNAL CONNECTORS CONN. CAN BE ROTATED BY 270 DEGR., ABSOLUTE ENCODER 2048 P/REV (ENCODER A-2048) WITH DRIVE-CLIQ INTERFACE; PERFORMANCE REDUCTION BY 10% DUE TO ABSOLUTE ENCODER; PLAIN SHAFT, TOLERANCE N; WITH HOLDING BRAKE DEGREE OF PROTECTION IP64; PAINT FINISH RAL7016 | 5934 | TEM | 1 | MC | 42.102 | 1
1FK71055AF711FH5 | SIMOTICS S SYNCHRONOUS SERVOMOTORS 1FK7 COMPACT,48 NM, 100 K, 3000 RPM, 8,17KW NATURAL AIR COOLING, IM B5 (IM V1, IM V3) POWER/SIGNAL CONNECTORS CONN. CAN BE ROTATED BY 270 DEGR., ABSOLUTE ENCODER 2048 P/REV (ENCODER A-2048) WITH DRIVE-CLIQ INTERFACE; PERFORMANCE REDUCTION BY 10% DUE TO ABSOLUTE ENCODER; PLAIN SHAFT, TOLERANCE N; WITH HOLDING BRAKE DEGREE OF PROTECTION IP65 AS FLANGE IP67; PAINT FINISH RAL7016 | 6035 | TEM | 1 | MC | 42.102 | 1
1FK71055AF711FH8 | SIMOTICS S SYNCHRONOUS SERVOMOTORS 1FK7 COMPACT,48 NM, 100 K, 3000 RPM, 8,17KW NATURAL AIR COOLING, IM B5 (IM V1, IM V3) POWER/SIGNAL CONNECTORS CONN. CAN BE ROTATED BY 270 DEGR., ABSOLUTE ENCODER 2048 P/REV (ENCODER A-2048) WITH DRIVE-CLIQ INTERFACE; PERFORMANCE REDUCTION BY 10% DUE TO ABSOLUTE ENCODER; PLAIN SHAFT, TOLERANCE N; WITH HOLDING BRAKE DEGREE OF PROTECTION IP65 IP67 D-END FLANGE; RAL7016 COATING; METALLIC RATING PLATE AT MOTOR | 6144 | TEM | 1 | MC | 42.102 | 1
1FK71055AF711GA0 | SIMOTICS S SYNCHRONOUS SERVOMOTORS 1FK7 COMPACT,48 NM, 100 K, 3000 RPM, 8,17KW NATURAL AIR COOLING, IM B5 (IM V1, IM V3) POWER/SIGNAL CONNECTORS CONN. CAN BE ROTATED BY 270 DEGR., BASIC ABSOLUTE ENCODER 32 P/REV (ENCODER A-32); PERFORMANCE REDUCTION BY 10% DUE TO ABSOLUTE ENCODER; SHAFT WITH FITTED KEY, TOLERANCE N; W/O HOLDING BRAKE DEGREE OF PROTECTION IP64 | 4710 | TEM | 1 | MC | 39.103 | 1
1FK71055AF711GA2 | SIMOTICS S SYNCHRONOUS SERVOMOTORS 1FK7 COMPACT,48 NM, 100 K, 3000 RPM, 8,17KW NATURAL AIR COOLING, IM B5 (IM V1, IM V3) POWER/SIGNAL CONNECTORS CONN. CAN BE ROTATED BY 270 DEGR., BASIC ABSOLUTE ENCODER 32 P/REV (ENCODER A-32); PERFORMANCE REDUCTION BY 10% DUE TO ABSOLUTE ENCODER; SHAFT WITH FITTED KEY, TOLERANCE N; W/O HOLDING BRAKE DEGREE OF PROTECTION IP65 FLANGE ON DRIVE END IP67 | 4812 | TEM | 1 | MC | 39.103 | 1
1FK71055AF711GA3 | SIMOTICS S SYNCHRONOUS SERVOMOTORS 1FK7 COMPACT,48 NM, 100 K, 3000 RPM, 8,17KW NATURAL AIR COOLING, IM B5 (IM V1, IM V3) POWER/SIGNAL CONNECTORS CONN. CAN BE ROTATED BY 270 DEGR., BASIC ABSOLUTE ENCODER 32 P/REV (ENCODER A-32); PERFORMANCE REDUCTION BY 10% DUE TO ABSOLUTE ENCODER; SHAFT WITH FITTED KEY, TOLERANCE N; W/O HOLDING BRAKE DEGREE OF PROTECTION IP64; PAINT FINISH RAL7016 | 4759 | TEM | 1 | MC | 39.103 | 1
1FK71055AF711GA5 | SIMOTICS S SYNCHRONOUS SERVOMOTORS 1FK7 COMPACT,48 NM, 100 K, 3000 RPM, 8,17KW NATURAL AIR COOLING, IM B5 (IM V1, IM V3) POWER/SIGNAL CONNECTORS CONN. CAN BE ROTATED BY 270 DEGR., BASIC ABSOLUTE ENCODER 32 P/REV (ENCODER A-32); PERFORMANCE REDUCTION BY 10% DUE TO ABSOLUTE ENCODER; SHAFT WITH FITTED KEY, TOLERANCE N; W/O HOLDING BRAKE DEGREE OF PROTECTION IP65 AS FLANGE IP67; PAINT FINISH RAL7016 | 4861 | TEM | 1 | MC | 39.103 | 1
1FK71055AF711GA8 | SIMOTICS S SYNCHRONOUS SERVOMOTORS 1FK7 COMPACT,48 NM, 100 K, 3000 RPM, 8,17KW NATURAL AIR COOLING, IM B5 (IM V1, IM V3) POWER/SIGNAL CONNECTORS CONN. CAN BE ROTATED BY 270 DEGR., BASIC ABSOLUTE ENCODER 32 P/REV (ENCODER A-32); PERFORMANCE REDUCTION BY 10% DUE TO ABSOLUTE ENCODER; SHAFT WITH FITTED KEY, TOLERANCE N; W/O HOLDING BRAKE DEGREE OF PROTECTION IP65 IP67 D-END FLANGE; RAL7016 COATING; METALLIC RATING PLATE AT MOTOR | 4969 | TEM | 1 | MC | 39.103 | 1
1FK71055AF711GB0 | SIMOTICS S SYNCHRONOUS SERVOMOTORS 1FK7 COMPACT,48 NM, 100 K, 3000 RPM, 8,17KW NATURAL AIR COOLING, IM B5 (IM V1, IM V3) POWER/SIGNAL CONNECTORS CONN. CAN BE ROTATED BY 270 DEGR., BASIC ABSOLUTE ENCODER 32 P/REV (ENCODER A-32); PERFORMANCE REDUCTION BY 10% DUE TO ABSOLUTE ENCODER; SHAFT WITH FITTED KEY, TOLERANCE N; WITH HOLDING BRAKE DEGREE OF PROTECTION IP64 | 5157 | TEM | 1 | MC | 42.102 | 1
1FK71055AF711GB2 | SIMOTICS S SYNCHRONOUS SERVOMOTORS 1FK7 COMPACT,48 NM, 100 K, 3000 RPM, 8,17KW NATURAL AIR COOLING, IM B5 (IM V1, IM V3) POWER/SIGNAL CONNECTORS CONN. CAN BE ROTATED BY 270 DEGR., BASIC ABSOLUTE ENCODER 32 P/REV (ENCODER A-32); PERFORMANCE REDUCTION BY 10% DUE TO ABSOLUTE ENCODER; SHAFT WITH FITTED KEY, TOLERANCE N; WITH HOLDING BRAKE DEGREE OF PROTECTION IP65 FLANGE ON DRIVE END IP67 | 5258 | TEM | 1 | MC | 42.102 | 1
1FK71055AF711GB3 | SIMOTICS S SYNCHRONOUS SERVOMOTORS 1FK7 COMPACT,48 NM, 100 K, 3000 RPM, 8,17KW NATURAL AIR COOLING, IM B5 (IM V1, IM V3) POWER/SIGNAL CONNECTORS CONN. CAN BE ROTATED BY 270 DEGR., BASIC ABSOLUTE ENCODER 32 P/REV (ENCODER A-32); PERFORMANCE REDUCTION BY 10% DUE TO ABSOLUTE ENCODER; SHAFT WITH FITTED KEY, TOLERANCE N; WITH HOLDING BRAKE DEGREE OF PROTECTION IP64; PAINT FINISH RAL7016 | 5206 | TEM | 1 | MC | 42.102 | 1
1FK71055AF711GB5 | SIMOTICS S SYNCHRONOUS SERVOMOTORS 1FK7 COMPACT,48 NM, 100 K, 3000 RPM, 8,17KW NATURAL AIR COOLING, IM B5 (IM V1, IM V3) POWER/SIGNAL CONNECTORS CONN. CAN BE ROTATED BY 270 DEGR., BASIC ABSOLUTE ENCODER 32 P/REV (ENCODER A-32); PERFORMANCE REDUCTION BY 10% DUE TO ABSOLUTE ENCODER; SHAFT WITH FITTED KEY, TOLERANCE N; WITH HOLDING BRAKE DEGREE OF PROTECTION IP65 AS FLANGE IP67; PAINT FINISH RAL7016 | 5308 | TEM | 1 | MC | 42.102 | 1
1FK71055AF711GB8 | SIMOTICS S SYNCHRONOUS SERVOMOTORS 1FK7 COMPACT,48 NM, 100 K, 3000 RPM, 8,17KW NATURAL AIR COOLING, IM B5 (IM V1, IM V3) POWER/SIGNAL CONNECTORS CONN. CAN BE ROTATED BY 270 DEGR., BASIC ABSOLUTE ENCODER 32 P/REV (ENCODER A-32); PERFORMANCE REDUCTION BY 10% DUE TO ABSOLUTE ENCODER; SHAFT WITH FITTED KEY, TOLERANCE N; WITH HOLDING BRAKE DEGREE OF PROTECTION IP65 IP67 D-END FLANGE; RAL7016 COATING; METALLIC RATING PLATE AT MOTOR | 5416 | TEM | 1 | MC | 42.102 | 1
1FK71055AF711GG0 | SIMOTICS S SYNCHRONOUS SERVOMOTORS 1FK7 COMPACT,48 NM, 100 K, 3000 RPM, 8,17KW NATURAL AIR COOLING, IM B5 (IM V1, IM V3) POWER/SIGNAL CONNECTORS CONN. CAN BE ROTATED BY 270 DEGR., BASIC ABSOLUTE ENCODER 32 P/REV (ENCODER A-32); PERFORMANCE REDUCTION BY 10% DUE TO ABSOLUTE ENCODER; PLAIN SHAFT, TOLERANCE N; W/O HOLDING BRAKE DEGREE OF PROTECTION IP64 | 4616 | TEM | 1 | MC | 39.103 | 1
1FK71055AF711GG2 | SIMOTICS S SYNCHRONOUS SERVOMOTORS 1FK7 COMPACT,48 NM, 100 K, 3000 RPM, 8,17KW NATURAL AIR COOLING, IM B5 (IM V1, IM V3) POWER/SIGNAL CONNECTORS CONN. CAN BE ROTATED BY 270 DEGR., BASIC ABSOLUTE ENCODER 32 P/REV (ENCODER A-32); PERFORMANCE REDUCTION BY 10% DUE TO ABSOLUTE ENCODER; PLAIN SHAFT, TOLERANCE N; W/O HOLDING BRAKE DEGREE OF PROTECTION IP65 FLANGE ON DRIVE END IP67 | 4718 | TEM | 1 | MC | 39.103 | 1
1FK71055AF711GG3 | SIMOTICS S SYNCHRONOUS SERVOMOTORS 1FK7 COMPACT,48 NM, 100 K, 3000 RPM, 8,17KW NATURAL AIR COOLING, IM B5 (IM V1, IM V3) POWER/SIGNAL CONNECTORS CONN. CAN BE ROTATED BY 270 DEGR., BASIC ABSOLUTE ENCODER 32 P/REV (ENCODER A-32); PERFORMANCE REDUCTION BY 10% DUE TO ABSOLUTE ENCODER; PLAIN SHAFT, TOLERANCE N; W/O HOLDING BRAKE DEGREE OF PROTECTION IP64; PAINT FINISH RAL7016 | 4666 | TEM | 1 | MC | 39.103 | 1
1FK71055AF711GG5 | SIMOTICS S SYNCHRONOUS SERVOMOTORS 1FK7 COMPACT,48 NM, 100 K, 3000 RPM, 8,17KW NATURAL AIR COOLING, IM B5 (IM V1, IM V3) POWER/SIGNAL CONNECTORS CONN. CAN BE ROTATED BY 270 DEGR., BASIC ABSOLUTE ENCODER 32 P/REV (ENCODER A-32); PERFORMANCE REDUCTION BY 10% DUE TO ABSOLUTE ENCODER; PLAIN SHAFT, TOLERANCE N; W/O HOLDING BRAKE DEGREE OF PROTECTION IP65 AS FLANGE IP67; PAINT FINISH RAL7016 | 4767 | TEM | 1 | MC | 39.103 | 1
1FK71055AF711GG8 | SIMOTICS S SYNCHRONOUS SERVOMOTORS 1FK7 COMPACT,48 NM, 100 K, 3000 RPM, 8,17KW NATURAL AIR COOLING, IM B5 (IM V1, IM V3) POWER/SIGNAL CONNECTORS CONN. CAN BE ROTATED BY 270 DEGR., BASIC ABSOLUTE ENCODER 32 P/REV (ENCODER A-32); PERFORMANCE REDUCTION BY 10% DUE TO ABSOLUTE ENCODER; PLAIN SHAFT, TOLERANCE N; W/O HOLDING BRAKE DEGREE OF PROTECTION IP65 IP67 D-END FLANGE; RAL7016 COATING; METALLIC RATING PLATE AT MOTOR | 4876 | TEM | 1 | MC | 39.103 | 1
1FK71055AF711GH0 | SIMOTICS S SYNCHRONOUS SERVOMOTORS 1FK7 COMPACT,48 NM, 100 K, 3000 RPM, 8,17KW NATURAL AIR COOLING, IM B5 (IM V1, IM V3) POWER/SIGNAL CONNECTORS CONN. CAN BE ROTATED BY 270 DEGR., BASIC ABSOLUTE ENCODER 32 P/REV (ENCODER A-32); PERFORMANCE REDUCTION BY 10% DUE TO ABSOLUTE ENCODER; PLAIN SHAFT, TOLERANCE N; WITH HOLDING BRAKE DEGREE OF PROTECTION IP64 | 5063 | TEM | 1 | MC | 42.102 | 1
1FK71055AF711GH2 | SIMOTICS S SYNCHRONOUS SERVOMOTORS 1FK7 COMPACT,48 NM, 100 K, 3000 RPM, 8,17KW NATURAL AIR COOLING, IM B5 (IM V1, IM V3) POWER/SIGNAL CONNECTORS CONN. CAN BE ROTATED BY 270 DEGR., BASIC ABSOLUTE ENCODER 32 P/REV (ENCODER A-32); PERFORMANCE REDUCTION BY 10% DUE TO ABSOLUTE ENCODER; PLAIN SHAFT, TOLERANCE N; WITH HOLDING BRAKE DEGREE OF PROTECTION IP65 FLANGE ON DRIVE END IP67 | 5165 | TEM | 1 | MC | 42.102 | 1
1FK71055AF711GH3 | SIMOTICS S SYNCHRONOUS SERVOMOTORS 1FK7 COMPACT,48 NM, 100 K, 3000 RPM, 8,17KW NATURAL AIR COOLING, IM B5 (IM V1, IM V3) POWER/SIGNAL CONNECTORS CONN. CAN BE ROTATED BY 270 DEGR., BASIC ABSOLUTE ENCODER 32 P/REV (ENCODER A-32); PERFORMANCE REDUCTION BY 10% DUE TO ABSOLUTE ENCODER; PLAIN SHAFT, TOLERANCE N; WITH HOLDING BRAKE DEGREE OF PROTECTION IP64; PAINT FINISH RAL7016 | 5112 | TEM | 1 | MC | 42.102 | 1
1FK71055AF711GH5 | SIMOTICS S SYNCHRONOUS SERVOMOTORS 1FK7 COMPACT,48 NM, 100 K, 3000 RPM, 8,17KW NATURAL AIR COOLING, IM B5 (IM V1, IM V3) POWER/SIGNAL CONNECTORS CONN. CAN BE ROTATED BY 270 DEGR., BASIC ABSOLUTE ENCODER 32 P/REV (ENCODER A-32); PERFORMANCE REDUCTION BY 10% DUE TO ABSOLUTE ENCODER; PLAIN SHAFT, TOLERANCE N; WITH HOLDING BRAKE DEGREE OF PROTECTION IP65 AS FLANGE IP67; PAINT FINISH RAL7016 | 5214 | TEM | 1 | MC | 42.102 | 1
1FK71055AF711GH8 | SIMOTICS S SYNCHRONOUS SERVOMOTORS 1FK7 COMPACT,48 NM, 100 K, 3000 RPM, 8,17KW NATURAL AIR COOLING, IM B5 (IM V1, IM V3) POWER/SIGNAL CONNECTORS CONN. CAN BE ROTATED BY 270 DEGR., BASIC ABSOLUTE ENCODER 32 P/REV (ENCODER A-32); PERFORMANCE REDUCTION BY 10% DUE TO ABSOLUTE ENCODER; PLAIN SHAFT, TOLERANCE N; WITH HOLDING BRAKE DEGREE OF PROTECTION IP65 IP67 D-END FLANGE; RAL7016 COATING; METALLIC RATING PLATE AT MOTOR | 5323 | TEM | 1 | MC | 42.102 | 1
1FK71055AF711KA0 | SIMOTICS S SYNCHRONOUS SERVOMOTORS 1FK7 COMPACT,48 NM, 100 K, 3000 RPM, 8,17KW NATURAL AIR COOLING, IM B5 (IM V1, IM V3) POWER/SIGNAL CONNECTORS CONN. CAN BE ROTATED BY 270 DEGR., BASIC ABSOLUTE ENCODER 32 P/REV (ENCODER A-32) WITH DRIVE-CLIQ INTERFACE; PERFORMANCE REDUCTION BY 10% DUE TO ABSOLUTE ENCODER; SHAFT WITH FITTED KEY, TOLERANCE N; W/O HOLDING BRAKE DEGREE OF PROTECTION IP64 | 4969 | TEM | 1 | MC | 39.103 | 1
1FK71055AF711KA2 | SIMOTICS S SYNCHRONOUS SERVOMOTORS 1FK7 COMPACT,48 NM, 100 K, 3000 RPM, 8,17KW NATURAL AIR COOLING, IM B5 (IM V1, IM V3) POWER/SIGNAL CONNECTORS CONN. CAN BE ROTATED BY 270 DEGR., BASIC ABSOLUTE ENCODER 32 P/REV (ENCODER A-32) WITH DRIVE-CLIQ INTERFACE; PERFORMANCE REDUCTION BY 10% DUE TO ABSOLUTE ENCODER; SHAFT WITH FITTED KEY, TOLERANCE N; W/O HOLDING BRAKE DEGREE OF PROTECTION IP65 FLANGE ON DRIVE END IP67 | 5071 | TEM | 1 | MC | 39.103 | 1
1FK71055AF711KA3 | SIMOTICS S SYNCHRONOUS SERVOMOTORS 1FK7 COMPACT,48 NM, 100 K, 3000 RPM, 8,17KW NATURAL AIR COOLING, IM B5 (IM V1, IM V3) POWER/SIGNAL CONNECTORS CONN. CAN BE ROTATED BY 270 DEGR., BASIC ABSOLUTE ENCODER 32 P/REV (ENCODER A-32) WITH DRIVE-CLIQ INTERFACE; PERFORMANCE REDUCTION BY 10% DUE TO ABSOLUTE ENCODER; SHAFT WITH FITTED KEY, TOLERANCE N; W/O HOLDING BRAKE DEGREE OF PROTECTION IP64; PAINT FINISH RAL7016 | 5019 | TEM | 1 | MC | 39.103 | 1
1FK71055AF711KA5 | SIMOTICS S SYNCHRONOUS SERVOMOTORS 1FK7 COMPACT,48 NM, 100 K, 3000 RPM, 8,17KW NATURAL AIR COOLING, IM B5 (IM V1, IM V3) POWER/SIGNAL CONNECTORS CONN. CAN BE ROTATED BY 270 DEGR., BASIC ABSOLUTE ENCODER 32 P/REV (ENCODER A-32) WITH DRIVE-CLIQ INTERFACE; PERFORMANCE REDUCTION BY 10% DUE TO ABSOLUTE ENCODER; SHAFT WITH FITTED KEY, TOLERANCE N; W/O HOLDING BRAKE DEGREE OF PROTECTION IP65 AS FLANGE IP67; PAINT FINISH RAL7016 | 5120 | TEM | 1 | MC | 39.103 | 1
1FK71055AF711KA8 | SIMOTICS S SYNCHRONOUS SERVOMOTORS 1FK7 COMPACT,48 NM, 100 K, 3000 RPM, 8,17KW NATURAL AIR COOLING, IM B5 (IM V1, IM V3) POWER/SIGNAL CONNECTORS CONN. CAN BE ROTATED BY 270 DEGR., BASIC ABSOLUTE ENCODER 32 P/REV (ENCODER A-32) WITH DRIVE-CLIQ INTERFACE; PERFORMANCE REDUCTION BY 10% DUE TO ABSOLUTE ENCODER; SHAFT WITH FITTED KEY, TOLERANCE N; W/O HOLDING BRAKE DEGREE OF PROTECTION IP65 IP67 D-END FLANGE; RAL7016 COATING; METALLIC RATING PLATE AT MOTOR | 5229 | TEM | 1 | MC | 39.103 | 1
1FK71055AF711KB0 | SIMOTICS S SYNCHRONOUS SERVOMOTORS 1FK7 COMPACT,48 NM, 100 K, 3000 RPM, 8,17KW NATURAL AIR COOLING, IM B5 (IM V1, IM V3) POWER/SIGNAL CONNECTORS CONN. CAN BE ROTATED BY 270 DEGR., BASIC ABSOLUTE ENCODER 32 P/REV (ENCODER A-32) WITH DRIVE-CLIQ INTERFACE; PERFORMANCE REDUCTION BY 10% DUE TO ABSOLUTE ENCODER; SHAFT WITH FITTED KEY, TOLERANCE N; WITH HOLDING BRAKE DEGREE OF PROTECTION IP64 | 5416 | TEM | 1 | MC | 42.102 | 1
1FK71055AF711KB2 | SIMOTICS S SYNCHRONOUS SERVOMOTORS 1FK7 COMPACT,48 NM, 100 K, 3000 RPM, 8,17KW NATURAL AIR COOLING, IM B5 (IM V1, IM V3) POWER/SIGNAL CONNECTORS CONN. CAN BE ROTATED BY 270 DEGR., BASIC ABSOLUTE ENCODER 32 P/REV (ENCODER A-32) WITH DRIVE-CLIQ INTERFACE; PERFORMANCE REDUCTION BY 10% DUE TO ABSOLUTE ENCODER; SHAFT WITH FITTED KEY, TOLERANCE N; WITH HOLDING BRAKE DEGREE OF PROTECTION IP65 FLANGE ON DRIVE END IP67 | 5518 | TEM | 1 | MC | 42.102 | 1
1FK71055AF711KB3 | SIMOTICS S SYNCHRONOUS SERVOMOTORS 1FK7 COMPACT,48 NM, 100 K, 3000 RPM, 8,17KW NATURAL AIR COOLING, IM B5 (IM V1, IM V3) POWER/SIGNAL CONNECTORS CONN. CAN BE ROTATED BY 270 DEGR., BASIC ABSOLUTE ENCODER 32 P/REV (ENCODER A-32) WITH DRIVE-CLIQ INTERFACE; PERFORMANCE REDUCTION BY 10% DUE TO ABSOLUTE ENCODER; SHAFT WITH FITTED KEY, TOLERANCE N; WITH HOLDING BRAKE DEGREE OF PROTECTION IP64; PAINT FINISH RAL7016 | 5465 | TEM | 1 | MC | 42.102 | 1
1FK71055AF711KB5 | SIMOTICS S SYNCHRONOUS SERVOMOTORS 1FK7 COMPACT,48 NM, 100 K, 3000 RPM, 8,17KW NATURAL AIR COOLING, IM B5 (IM V1, IM V3) POWER/SIGNAL CONNECTORS CONN. CAN BE ROTATED BY 270 DEGR., BASIC ABSOLUTE ENCODER 32 P/REV (ENCODER A-32) WITH DRIVE-CLIQ INTERFACE; PERFORMANCE REDUCTION BY 10% DUE TO ABSOLUTE ENCODER; SHAFT WITH FITTED KEY, TOLERANCE N; WITH HOLDING BRAKE DEGREE OF PROTECTION IP65 AS FLANGE IP67; PAINT FINISH RAL7016 | 5567 | TEM | 1 | MC | 42.102 | 1
1FK71055AF711KB8 | SIMOTICS S SYNCHRONOUS SERVOMOTORS 1FK7 COMPACT,48 NM, 100 K, 3000 RPM, 8,17KW NATURAL AIR COOLING, IM B5 (IM V1, IM V3) POWER/SIGNAL CONNECTORS CONN. CAN BE ROTATED BY 270 DEGR., BASIC ABSOLUTE ENCODER 32 P/REV (ENCODER A-32) WITH DRIVE-CLIQ INTERFACE; PERFORMANCE REDUCTION BY 10% DUE TO ABSOLUTE ENCODER; SHAFT WITH FITTED KEY, TOLERANCE N; WITH HOLDING BRAKE DEGREE OF PROTECTION IP65 IP67 D-END FLANGE; RAL7016 COATING; METALLIC RATING PLATE AT MOTOR | 5676 | TEM | 1 | MC | 42.102 | 1
1FK71055AF711KG0 | SIMOTICS S SYNCHRONOUS SERVOMOTORS 1FK7 COMPACT,48 NM, 100 K, 3000 RPM, 8,17KW NATURAL AIR COOLING, IM B5 (IM V1, IM V3) POWER/SIGNAL CONNECTORS CONN. CAN BE ROTATED BY 270 DEGR., BASIC ABSOLUTE ENCODER 32 P/REV (ENCODER A-32) WITH DRIVE-CLIQ INTERFACE; PERFORMANCE REDUCTION BY 10% DUE TO ABSOLUTE ENCODER; PLAIN SHAFT, TOLERANCE N; W/O HOLDING BRAKE DEGREE OF PROTECTION IP64 | 4876 | TEM | 1 | MC | 39.103 | 1
1FK71055AF711KG2 | SIMOTICS S SYNCHRONOUS SERVOMOTORS 1FK7 COMPACT,48 NM, 100 K, 3000 RPM, 8,17KW NATURAL AIR COOLING, IM B5 (IM V1, IM V3) POWER/SIGNAL CONNECTORS CONN. CAN BE ROTATED BY 270 DEGR., BASIC ABSOLUTE ENCODER 32 P/REV (ENCODER A-32) WITH DRIVE-CLIQ INTERFACE; PERFORMANCE REDUCTION BY 10% DUE TO ABSOLUTE ENCODER; PLAIN SHAFT, TOLERANCE N; W/O HOLDING BRAKE DEGREE OF PROTECTION IP65 FLANGE ON DRIVE END IP67 | 4977 | TEM | 1 | MC | 39.103 | 1
1FK71055AF711KG3 | SIMOTICS S SYNCHRONOUS SERVOMOTORS 1FK7 COMPACT,48 NM, 100 K, 3000 RPM, 8,17KW NATURAL AIR COOLING, IM B5 (IM V1, IM V3) POWER/SIGNAL CONNECTORS CONN. CAN BE ROTATED BY 270 DEGR., BASIC ABSOLUTE ENCODER 32 P/REV (ENCODER A-32) WITH DRIVE-CLIQ INTERFACE; PERFORMANCE REDUCTION BY 10% DUE TO ABSOLUTE ENCODER; PLAIN SHAFT, TOLERANCE N; W/O HOLDING BRAKE DEGREE OF PROTECTION IP64; PAINT FINISH RAL7016 | 4925 | TEM | 1 | MC | 39.103 | 1
1FK71055AF711KG5 | SIMOTICS S SYNCHRONOUS SERVOMOTORS 1FK7 COMPACT,48 NM, 100 K, 3000 RPM, 8,17KW NATURAL AIR COOLING, IM B5 (IM V1, IM V3) POWER/SIGNAL CONNECTORS CONN. CAN BE ROTATED BY 270 DEGR., BASIC ABSOLUTE ENCODER 32 P/REV (ENCODER A-32) WITH DRIVE-CLIQ INTERFACE; PERFORMANCE REDUCTION BY 10% DUE TO ABSOLUTE ENCODER; PLAIN SHAFT, TOLERANCE N; W/O HOLDING BRAKE DEGREE OF PROTECTION IP65 AS FLANGE IP67; PAINT FINISH RAL7016 | 5027 | TEM | 1 | MC | 39.103 | 1
1FK71055AF711KG8 | SIMOTICS S SYNCHRONOUS SERVOMOTORS 1FK7 COMPACT,48 NM, 100 K, 3000 RPM, 8,17KW NATURAL AIR COOLING, IM B5 (IM V1, IM V3) POWER/SIGNAL CONNECTORS CONN. CAN BE ROTATED BY 270 DEGR., BASIC ABSOLUTE ENCODER 32 P/REV (ENCODER A-32) WITH DRIVE-CLIQ INTERFACE; PERFORMANCE REDUCTION BY 10% DUE TO ABSOLUTE ENCODER; PLAIN SHAFT, TOLERANCE N; W/O HOLDING BRAKE DEGREE OF PROTECTION IP65 IP67 D-END FLANGE; RAL7016 COATING; METALLIC RATING PLATE AT MOTOR | 5135 | TEM | 1 | MC | 39.103 | 1
1FK71055AF711KH0 | SIMOTICS S SYNCHRONOUS SERVOMOTORS 1FK7 COMPACT,48 NM, 100 K, 3000 RPM, 8,17KW NATURAL AIR COOLING, IM B5 (IM V1, IM V3) POWER/SIGNAL CONNECTORS CONN. CAN BE ROTATED BY 270 DEGR., BASIC ABSOLUTE ENCODER 32 P/REV (ENCODER A-32) WITH DRIVE-CLIQ INTERFACE; PERFORMANCE REDUCTION BY 10% DUE TO ABSOLUTE ENCODER; PLAIN SHAFT, TOLERANCE N; WITH HOLDING BRAKE DEGREE OF PROTECTION IP64 | 5323 | TEM | 1 | MC | 42.102 | 1
1FK71055AF711KH2 | SIMOTICS S SYNCHRONOUS SERVOMOTORS 1FK7 COMPACT,48 NM, 100 K, 3000 RPM, 8,17KW NATURAL AIR COOLING, IM B5 (IM V1, IM V3) POWER/SIGNAL CONNECTORS CONN. CAN BE ROTATED BY 270 DEGR., BASIC ABSOLUTE ENCODER 32 P/REV (ENCODER A-32) WITH DRIVE-CLIQ INTERFACE; PERFORMANCE REDUCTION BY 10% DUE TO ABSOLUTE ENCODER; PLAIN SHAFT, TOLERANCE N; WITH HOLDING BRAKE DEGREE OF PROTECTION IP65 FLANGE ON DRIVE END IP67 | 5424 | TEM | 1 | MC | 42.102 | 1
1FK71055AF711KH3 | SIMOTICS S SYNCHRONOUS SERVOMOTORS 1FK7 COMPACT,48 NM, 100 K, 3000 RPM, 8,17KW NATURAL AIR COOLING, IM B5 (IM V1, IM V3) POWER/SIGNAL CONNECTORS CONN. CAN BE ROTATED BY 270 DEGR., BASIC ABSOLUTE ENCODER 32 P/REV (ENCODER A-32) WITH DRIVE-CLIQ INTERFACE; PERFORMANCE REDUCTION BY 10% DUE TO ABSOLUTE ENCODER; PLAIN SHAFT, TOLERANCE N; WITH HOLDING BRAKE DEGREE OF PROTECTION IP64; PAINT FINISH RAL7016 | 5372 | TEM | 1 | MC | 42.102 | 1
1FK71055AF711KH5 | SIMOTICS S SYNCHRONOUS SERVOMOTORS 1FK7 COMPACT,48 NM, 100 K, 3000 RPM, 8,17KW NATURAL AIR COOLING, IM B5 (IM V1, IM V3) POWER/SIGNAL CONNECTORS CONN. CAN BE ROTATED BY 270 DEGR., BASIC ABSOLUTE ENCODER 32 P/REV (ENCODER A-32) WITH DRIVE-CLIQ INTERFACE; PERFORMANCE REDUCTION BY 10% DUE TO ABSOLUTE ENCODER; PLAIN SHAFT, TOLERANCE N; WITH HOLDING BRAKE DEGREE OF PROTECTION IP65 AS FLANGE IP67; PAINT FINISH RAL7016 | 5473 | TEM | 1 | MC | 42.102 | 1
1FK71055AF711KH8 | SIMOTICS S SYNCHRONOUS SERVOMOTORS 1FK7 COMPACT,48 NM, 100 K, 3000 RPM, 8,17KW NATURAL AIR COOLING, IM B5 (IM V1, IM V3) POWER/SIGNAL CONNECTORS CONN. CAN BE ROTATED BY 270 DEGR., BASIC ABSOLUTE ENCODER 32 P/REV (ENCODER A-32) WITH DRIVE-CLIQ INTERFACE; PERFORMANCE REDUCTION BY 10% DUE TO ABSOLUTE ENCODER; PLAIN SHAFT, TOLERANCE N; WITH HOLDING BRAKE DEGREE OF PROTECTION IP65 IP67 D-END FLANGE; RAL7016 COATING; METALLIC RATING PLATE AT MOTOR | 5582 | TEM | 1 | MC | 42.102 | 1
1FK71055AF711PA0 | SIMOTICS S SYNCHRONOUS SERVOMOTORS 1FK7 COMPACT,48 NM, 100 K, 3000 RPM, 8,17KW NATURAL AIR COOLING, IM B5 (IM V1, IM V3) POWER/SIGNAL CONNECTORS CONN. CAN BE ROTATED BY 270 DEGR., RESOLVER 2-POLE (RESOLVER P=1) WITH DRIVE-CLIQ INTERFACE; SHAFT WITH FITTED KEY, TOLERANCE N; W/O HOLDING BRAKE DEGREE OF PROTECTION IP64 | 4494 | TEM | 1 | MC | 39.103 | 1
1FK71055AF711PA2 | SIMOTICS S SYNCHRONOUS SERVOMOTORS 1FK7 COMPACT,48 NM, 100 K, 3000 RPM, 8,17KW NATURAL AIR COOLING, IM B5 (IM V1, IM V3) POWER/SIGNAL CONNECTORS CONN. CAN BE ROTATED BY 270 DEGR., RESOLVER 2-POLE (RESOLVER P=1) WITH DRIVE-CLIQ INTERFACE; SHAFT WITH FITTED KEY, TOLERANCE N; W/O HOLDING BRAKE DEGREE OF PROTECTION IP65 FLANGE ON DRIVE END IP67 | 4596 | TEM | 1 | MC | 39.103 | 1
1FK71055AF711PA3 | SIMOTICS S SYNCHRONOUS SERVOMOTORS 1FK7 COMPACT,48 NM, 100 K, 3000 RPM, 8,17KW NATURAL AIR COOLING, IM B5 (IM V1, IM V3) POWER/SIGNAL CONNECTORS CONN. CAN BE ROTATED BY 270 DEGR., RESOLVER 2-POLE (RESOLVER P=1) WITH DRIVE-CLIQ INTERFACE; SHAFT WITH FITTED KEY, TOLERANCE N; W/O HOLDING BRAKE DEGREE OF PROTECTION IP64; PAINT FINISH RAL7016 | 4543 | TEM | 1 | MC | 39.103 | 1
1FK71055AF711PA5 | SIMOTICS S SYNCHRONOUS SERVOMOTORS 1FK7 COMPACT,48 NM, 100 K, 3000 RPM, 8,17KW NATURAL AIR COOLING, IM B5 (IM V1, IM V3) POWER/SIGNAL CONNECTORS CONN. CAN BE ROTATED BY 270 DEGR., RESOLVER 2-POLE (RESOLVER P=1) WITH DRIVE-CLIQ INTERFACE; SHAFT WITH FITTED KEY, TOLERANCE N; W/O HOLDING BRAKE DEGREE OF PROTECTION IP65 AS FLANGE IP67; PAINT FINISH RAL7016 | 4645 | TEM | 1 | MC | 39.103 | 1
1FK71055AF711PA8 | SIMOTICS S SYNCHRONOUS SERVOMOTORS 1FK7 COMPACT,48 NM, 100 K, 3000 RPM, 8,17KW NATURAL AIR COOLING, IM B5 (IM V1, IM V3) POWER/SIGNAL CONNECTORS CONN. CAN BE ROTATED BY 270 DEGR., RESOLVER 2-POLE (RESOLVER P=1) WITH DRIVE-CLIQ INTERFACE; SHAFT WITH FITTED KEY, TOLERANCE N; W/O HOLDING BRAKE DEGREE OF PROTECTION IP65 IP67 D-END FLANGE; RAL7016 COATING; METALLIC RATING PLATE AT MOTOR | 4753 | TEM | 1 | MC | 39.103 | 1
1FK71055AF711PB0 | SIMOTICS S SYNCHRONOUS SERVOMOTORS 1FK7 COMPACT,48 NM, 100 K, 3000 RPM, 8,17KW NATURAL AIR COOLING, IM B5 (IM V1, IM V3) POWER/SIGNAL CONNECTORS CONN. CAN BE ROTATED BY 270 DEGR., RESOLVER 2-POLE (RESOLVER P=1) WITH DRIVE-CLIQ INTERFACE; SHAFT WITH FITTED KEY, TOLERANCE N; WITH HOLDING BRAKE DEGREE OF PROTECTION IP64 | 4941 | TEM | 1 | MC | 42.102 | 1
1FK71055AF711PB2 | SIMOTICS S SYNCHRONOUS SERVOMOTORS 1FK7 COMPACT,48 NM, 100 K, 3000 RPM, 8,17KW NATURAL AIR COOLING, IM B5 (IM V1, IM V3) POWER/SIGNAL CONNECTORS CONN. CAN BE ROTATED BY 270 DEGR., RESOLVER 2-POLE (RESOLVER P=1) WITH DRIVE-CLIQ INTERFACE; SHAFT WITH FITTED KEY, TOLERANCE N; WITH HOLDING BRAKE DEGREE OF PROTECTION IP65 FLANGE ON DRIVE END IP67 | 5042 | TEM | 1 | MC | 42.102 | 1
1FK71055AF711PB3 | SIMOTICS S SYNCHRONOUS SERVOMOTORS 1FK7 COMPACT,48 NM, 100 K, 3000 RPM, 8,17KW NATURAL AIR COOLING, IM B5 (IM V1, IM V3) POWER/SIGNAL CONNECTORS CONN. CAN BE ROTATED BY 270 DEGR., RESOLVER 2-POLE (RESOLVER P=1) WITH DRIVE-CLIQ INTERFACE; SHAFT WITH FITTED KEY, TOLERANCE N; WITH HOLDING BRAKE DEGREE OF PROTECTION IP64; PAINT FINISH RAL7016 | 4990 | TEM | 1 | MC | 42.102 | 1
1FK71055AF711PB5 | SIMOTICS S SYNCHRONOUS SERVOMOTORS 1FK7 COMPACT,48 NM, 100 K, 3000 RPM, 8,17KW NATURAL AIR COOLING, IM B5 (IM V1, IM V3) POWER/SIGNAL CONNECTORS CONN. CAN BE ROTATED BY 270 DEGR., RESOLVER 2-POLE (RESOLVER P=1) WITH DRIVE-CLIQ INTERFACE; SHAFT WITH FITTED KEY, TOLERANCE N; WITH HOLDING BRAKE DEGREE OF PROTECTION IP65 AS FLANGE IP67; PAINT FINISH RAL7016 | 5091 | TEM | 1 | MC | 42.102 | 1
1FK71055AF711PB8 | SIMOTICS S SYNCHRONOUS SERVOMOTORS 1FK7 COMPACT,48 NM, 100 K, 3000 RPM, 8,17KW NATURAL AIR COOLING, IM B5 (IM V1, IM V3) POWER/SIGNAL CONNECTORS CONN. CAN BE ROTATED BY 270 DEGR., RESOLVER 2-POLE (RESOLVER P=1) WITH DRIVE-CLIQ INTERFACE; SHAFT WITH FITTED KEY, TOLERANCE N; WITH HOLDING BRAKE DEGREE OF PROTECTION IP65 IP67 D-END FLANGE; RAL7016 COATING; METALLIC RATING PLATE AT MOTOR | 5200 | TEM | 1 | MC | 42.102 | 1
1FK71055AF711PG0 | SIMOTICS S SYNCHRONOUS SERVOMOTORS 1FK7 COMPACT,48 NM, 100 K, 3000 RPM, 8,17KW NATURAL AIR COOLING, IM B5 (IM V1, IM V3) POWER/SIGNAL CONNECTORS CONN. CAN BE ROTATED BY 270 DEGR., RESOLVER 2-POLE (RESOLVER P=1) WITH DRIVE-CLIQ INTERFACE; PLAIN SHAFT, TOLERANCE N; W/O HOLDING BRAKE DEGREE OF PROTECTION IP64 | 4400 | TEM | 1 | MC | 39.103 | 1
1FK71055AF711PG2 | SIMOTICS S SYNCHRONOUS SERVOMOTORS 1FK7 COMPACT,48 NM, 100 K, 3000 RPM, 8,17KW NATURAL AIR COOLING, IM B5 (IM V1, IM V3) POWER/SIGNAL CONNECTORS CONN. CAN BE ROTATED BY 270 DEGR., RESOLVER 2-POLE (RESOLVER P=1) WITH DRIVE-CLIQ INTERFACE; PLAIN SHAFT, TOLERANCE N; W/O HOLDING BRAKE DEGREE OF PROTECTION IP65 FLANGE ON DRIVE END IP67 | 4502 | TEM | 1 | MC | 39.103 | 1
1FK71055AF711PG3 | SIMOTICS S SYNCHRONOUS SERVOMOTORS 1FK7 COMPACT,48 NM, 100 K, 3000 RPM, 8,17KW NATURAL AIR COOLING, IM B5 (IM V1, IM V3) POWER/SIGNAL CONNECTORS CONN. CAN BE ROTATED BY 270 DEGR., RESOLVER 2-POLE (RESOLVER P=1) WITH DRIVE-CLIQ INTERFACE; PLAIN SHAFT, TOLERANCE N; W/O HOLDING BRAKE DEGREE OF PROTECTION IP64; PAINT FINISH RAL7016 | 4450 | TEM | 1 | MC | 39.103 | 1
1FK71055AF711PG5 | SIMOTICS S SYNCHRONOUS SERVOMOTORS 1FK7 COMPACT,48 NM, 100 K, 3000 RPM, 8,17KW NATURAL AIR COOLING, IM B5 (IM V1, IM V3) POWER/SIGNAL CONNECTORS CONN. CAN BE ROTATED BY 270 DEGR., RESOLVER 2-POLE (RESOLVER P=1) WITH DRIVE-CLIQ INTERFACE; PLAIN SHAFT, TOLERANCE N; W/O HOLDING BRAKE DEGREE OF PROTECTION IP65 AS FLANGE IP67; PAINT FINISH RAL7016 | 4551 | TEM | 1 | MC | 39.103 | 1
1FK71055AF711PG8 | SIMOTICS S SYNCHRONOUS SERVOMOTORS 1FK7 COMPACT,48 NM, 100 K, 3000 RPM, 8,17KW NATURAL AIR COOLING, IM B5 (IM V1, IM V3) POWER/SIGNAL CONNECTORS CONN. CAN BE ROTATED BY 270 DEGR., RESOLVER 2-POLE (RESOLVER P=1) WITH DRIVE-CLIQ INTERFACE; PLAIN SHAFT, TOLERANCE N; W/O HOLDING BRAKE DEGREE OF PROTECTION IP65 IP67 D-END FLANGE; RAL7016 COATING; METALLIC RATING PLATE AT MOTOR | 4660 | TEM | 1 | MC | 39.103 | 1
1FK71055AF711PH0 | SIMOTICS S SYNCHRONOUS SERVOMOTORS 1FK7 COMPACT,48 NM, 100 K, 3000 RPM, 8,17KW NATURAL AIR COOLING, IM B5 (IM V1, IM V3) POWER/SIGNAL CONNECTORS CONN. CAN BE ROTATED BY 270 DEGR., RESOLVER 2-POLE (RESOLVER P=1) WITH DRIVE-CLIQ INTERFACE; PLAIN SHAFT, TOLERANCE N; WITH HOLDING BRAKE DEGREE OF PROTECTION IP64 | 4847 | TEM | 1 | MC | 42.102 | 1
1FK71055AF711PH2 | SIMOTICS S SYNCHRONOUS SERVOMOTORS 1FK7 COMPACT,48 NM, 100 K, 3000 RPM, 8,17KW NATURAL AIR COOLING, IM B5 (IM V1, IM V3) POWER/SIGNAL CONNECTORS CONN. CAN BE ROTATED BY 270 DEGR., RESOLVER 2-POLE (RESOLVER P=1) WITH DRIVE-CLIQ INTERFACE; PLAIN SHAFT, TOLERANCE N; WITH HOLDING BRAKE DEGREE OF PROTECTION IP65 FLANGE ON DRIVE END IP67 | 4949 | TEM | 1 | MC | 42.102 | 1
1FK71055AF711PH3 | SIMOTICS S SYNCHRONOUS SERVOMOTORS 1FK7 COMPACT,48 NM, 100 K, 3000 RPM, 8,17KW NATURAL AIR COOLING, IM B5 (IM V1, IM V3) POWER/SIGNAL CONNECTORS CONN. CAN BE ROTATED BY 270 DEGR., RESOLVER 2-POLE (RESOLVER P=1) WITH DRIVE-CLIQ INTERFACE; PLAIN SHAFT, TOLERANCE N; WITH HOLDING BRAKE DEGREE OF PROTECTION IP64; PAINT FINISH RAL7016 | 4896 | TEM | 1 | MC | 42.102 | 1
1FK71055AF711PH5 | SIMOTICS S SYNCHRONOUS SERVOMOTORS 1FK7 COMPACT,48 NM, 100 K, 3000 RPM, 8,17KW NATURAL AIR COOLING, IM B5 (IM V1, IM V3) POWER/SIGNAL CONNECTORS CONN. CAN BE ROTATED BY 270 DEGR., RESOLVER 2-POLE (RESOLVER P=1) WITH DRIVE-CLIQ INTERFACE; PLAIN SHAFT, TOLERANCE N; WITH HOLDING BRAKE DEGREE OF PROTECTION IP65 AS FLANGE IP67; PAINT FINISH RAL7016 | 4998 | TEM | 1 | MC | 42.102 | 1
1FK71055AF711PH8 | SIMOTICS S SYNCHRONOUS SERVOMOTORS 1FK7 COMPACT,48 NM, 100 K, 3000 RPM, 8,17KW NATURAL AIR COOLING, IM B5 (IM V1, IM V3) POWER/SIGNAL CONNECTORS CONN. CAN BE ROTATED BY 270 DEGR., RESOLVER 2-POLE (RESOLVER P=1) WITH DRIVE-CLIQ INTERFACE; PLAIN SHAFT, TOLERANCE N; WITH HOLDING BRAKE DEGREE OF PROTECTION IP65 IP67 D-END FLANGE; RAL7016 COATING; METALLIC RATING PLATE AT MOTOR | 5106 | TEM | 1 | MC | 42.102 | 1
1FK71055AF711SA0 | SIMOTICS S SYNCHRONOUS SERVOMOTORS 1FK7 COMPACT,48 NM, 100 K, 3000 RPM, 8,17KW NATURAL AIR COOLING, IM B5 (IM V1, IM V3) POWER/SIGNAL CONNECTORS CONN. CAN BE ROTATED BY 270 DEGR., RESOLVER MULTI-POLE (RESOLVER P=4); SHAFT WITH FITTED KEY, TOLERANCE N; W/O HOLDING BRAKE DEGREE OF PROTECTION IP64 | 4232 | TEM | 1 | MC | 39.103 | 1
1FK71055AF711SA2 | SIMOTICS S SYNCHRONOUS SERVOMOTORS 1FK7 COMPACT,48 NM, 100 K, 3000 RPM, 8,17KW NATURAL AIR COOLING, IM B5 (IM V1, IM V3) POWER/SIGNAL CONNECTORS CONN. CAN BE ROTATED BY 270 DEGR., RESOLVER MULTI-POLE (RESOLVER P=4); SHAFT WITH FITTED KEY, TOLERANCE N; W/O HOLDING BRAKE DEGREE OF PROTECTION IP65 FLANGE ON DRIVE END IP67 | 4334 | TEM | 1 | MC | 39.103 | 1
1FK71055AF711SA3 | SIMOTICS S SYNCHRONOUS SERVOMOTORS 1FK7 COMPACT,48 NM, 100 K, 3000 RPM, 8,17KW NATURAL AIR COOLING, IM B5 (IM V1, IM V3) POWER/SIGNAL CONNECTORS CONN. CAN BE ROTATED BY 270 DEGR., RESOLVER MULTI-POLE (RESOLVER P=4); SHAFT WITH FITTED KEY, TOLERANCE N; W/O HOLDING BRAKE DEGREE OF PROTECTION IP64; PAINT FINISH RAL7016 | 4281 | TEM | 1 | MC | 39.103 | 1
1FK71055AF711SA5 | SIMOTICS S SYNCHRONOUS SERVOMOTORS 1FK7 COMPACT,48 NM, 100 K, 3000 RPM, 8,17KW NATURAL AIR COOLING, IM B5 (IM V1, IM V3) POWER/SIGNAL CONNECTORS CONN. CAN BE ROTATED BY 270 DEGR., RESOLVER MULTI-POLE (RESOLVER P=4); SHAFT WITH FITTED KEY, TOLERANCE N; W/O HOLDING BRAKE DEGREE OF PROTECTION IP65 AS FLANGE IP67; PAINT FINISH RAL7016 | 4383 | TEM | 1 | MC | 39.103 | 1
1FK71055AF711SA8 | SIMOTICS S SYNCHRONOUS SERVOMOTORS 1FK7 COMPACT,48 NM, 100 K, 3000 RPM, 8,17KW NATURAL AIR COOLING, IM B5 (IM V1, IM V3) POWER/SIGNAL CONNECTORS CONN. CAN BE ROTATED BY 270 DEGR., RESOLVER MULTI-POLE (RESOLVER P=4); SHAFT WITH FITTED KEY, TOLERANCE N; W/O HOLDING BRAKE DEGREE OF PROTECTION IP65 IP67 D-END FLANGE; RAL7016 COATING; METALLIC RATING PLATE AT MOTOR | 4492 | TEM | 1 | MC | 39.103 | 1
1FK71055AF711SB0 | SIMOTICS S SYNCHRONOUS SERVOMOTORS 1FK7 COMPACT,48 NM, 100 K, 3000 RPM, 8,17KW NATURAL AIR COOLING, IM B5 (IM V1, IM V3) POWER/SIGNAL CONNECTORS CONN. CAN BE ROTATED BY 270 DEGR., RESOLVER MULTI-POLE (RESOLVER P=4); SHAFT WITH FITTED KEY, TOLERANCE N; WITH HOLDING BRAKE DEGREE OF PROTECTION IP64 | 4679 | TEM | 1 | MC | 42.102 | 1
1FK71055AF711SB2 | SIMOTICS S SYNCHRONOUS SERVOMOTORS 1FK7 COMPACT,48 NM, 100 K, 3000 RPM, 8,17KW NATURAL AIR COOLING, IM B5 (IM V1, IM V3) POWER/SIGNAL CONNECTORS CONN. CAN BE ROTATED BY 270 DEGR., RESOLVER MULTI-POLE (RESOLVER P=4); SHAFT WITH FITTED KEY, TOLERANCE N; WITH HOLDING BRAKE DEGREE OF PROTECTION IP65 FLANGE ON DRIVE END IP67 | 4780 | TEM | 1 | MC | 42.102 | 1
1FK71055AF711SB3 | SIMOTICS S SYNCHRONOUS SERVOMOTORS 1FK7 COMPACT,48 NM, 100 K, 3000 RPM, 8,17KW NATURAL AIR COOLING, IM B5 (IM V1, IM V3) POWER/SIGNAL CONNECTORS CONN. CAN BE ROTATED BY 270 DEGR., RESOLVER MULTI-POLE (RESOLVER P=4); SHAFT WITH FITTED KEY, TOLERANCE N; WITH HOLDING BRAKE DEGREE OF PROTECTION IP64; PAINT FINISH RAL7016 | 4728 | TEM | 1 | MC | 42.102 | 1
1FK71055AF711SB5 | SIMOTICS S SYNCHRONOUS SERVOMOTORS 1FK7 COMPACT,48 NM, 100 K, 3000 RPM, 8,17KW NATURAL AIR COOLING, IM B5 (IM V1, IM V3) POWER/SIGNAL CONNECTORS CONN. CAN BE ROTATED BY 270 DEGR., RESOLVER MULTI-POLE (RESOLVER P=4); SHAFT WITH FITTED KEY, TOLERANCE N; WITH HOLDING BRAKE DEGREE OF PROTECTION IP65 AS FLANGE IP67; PAINT FINISH RAL7016 | 4830 | TEM | 1 | MC | 42.102 | 1
1FK71055AF711SB8 | SIMOTICS S SYNCHRONOUS SERVOMOTORS 1FK7 COMPACT,48 NM, 100 K, 3000 RPM, 8,17KW NATURAL AIR COOLING, IM B5 (IM V1, IM V3) POWER/SIGNAL CONNECTORS CONN. CAN BE ROTATED BY 270 DEGR., RESOLVER MULTI-POLE (RESOLVER P=4); SHAFT WITH FITTED KEY, TOLERANCE N; WITH HOLDING BRAKE DEGREE OF PROTECTION IP65 IP67 D-END FLANGE; RAL7016 COATING; METALLIC RATING PLATE AT MOTOR | 4938 | TEM | 1 | MC | 42.102 | 1
1FK71055AF711SG0 | SIMOTICS S SYNCHRONOUS SERVOMOTORS 1FK7 COMPACT,48 NM, 100 K, 3000 RPM, 8,17KW NATURAL AIR COOLING, IM B5 (IM V1, IM V3) POWER/SIGNAL CONNECTORS CONN. CAN BE ROTATED BY 270 DEGR., RESOLVER MULTI-POLE (RESOLVER P=4); PLAIN SHAFT, TOLERANCE N; W/O HOLDING BRAKE DEGREE OF PROTECTION IP64 | 4139 | TEM | 1 | MC | 39.103 | 1
1FK71055AF711SG2 | SIMOTICS S SYNCHRONOUS SERVOMOTORS 1FK7 COMPACT,48 NM, 100 K, 3000 RPM, 8,17KW NATURAL AIR COOLING, IM B5 (IM V1, IM V3) POWER/SIGNAL CONNECTORS CONN. CAN BE ROTATED BY 270 DEGR., RESOLVER MULTI-POLE (RESOLVER P=4); PLAIN SHAFT, TOLERANCE N; W/O HOLDING BRAKE DEGREE OF PROTECTION IP65 FLANGE ON DRIVE END IP67 | 4240 | TEM | 1 | MC | 39.103 | 1
1FK71055AF711SG3 | SIMOTICS S SYNCHRONOUS SERVOMOTORS 1FK7 COMPACT,48 NM, 100 K, 3000 RPM, 8,17KW NATURAL AIR COOLING, IM B5 (IM V1, IM V3) POWER/SIGNAL CONNECTORS CONN. CAN BE ROTATED BY 270 DEGR., RESOLVER MULTI-POLE (RESOLVER P=4); PLAIN SHAFT, TOLERANCE N; W/O HOLDING BRAKE DEGREE OF PROTECTION IP64; PAINT FINISH RAL7016 | 4188 | TEM | 1 | MC | 39.103 | 1
1FK71055AF711SG5 | SIMOTICS S SYNCHRONOUS SERVOMOTORS 1FK7 COMPACT,48 NM, 100 K, 3000 RPM, 8,17KW NATURAL AIR COOLING, IM B5 (IM V1, IM V3) POWER/SIGNAL CONNECTORS CONN. CAN BE ROTATED BY 270 DEGR., RESOLVER MULTI-POLE (RESOLVER P=4); PLAIN SHAFT, TOLERANCE N; W/O HOLDING BRAKE DEGREE OF PROTECTION IP65 AS FLANGE IP67; PAINT FINISH RAL7016 | 4289 | TEM | 1 | MC | 39.103 | 1
1FK71055AF711SG8 | SIMOTICS S SYNCHRONOUS SERVOMOTORS 1FK7 COMPACT,48 NM, 100 K, 3000 RPM, 8,17KW NATURAL AIR COOLING, IM B5 (IM V1, IM V3) POWER/SIGNAL CONNECTORS CONN. CAN BE ROTATED BY 270 DEGR., RESOLVER MULTI-POLE (RESOLVER P=4); PLAIN SHAFT, TOLERANCE N; W/O HOLDING BRAKE DEGREE OF PROTECTION IP65 IP67 D-END FLANGE; RAL7016 COATING; METALLIC RATING PLATE AT MOTOR | 4398 | TEM | 1 | MC | 39.103 | 1
1FK71055AF711SH0 | SIMOTICS S SYNCHRONOUS SERVOMOTORS 1FK7 COMPACT,48 NM, 100 K, 3000 RPM, 8,17KW NATURAL AIR COOLING, IM B5 (IM V1, IM V3) POWER/SIGNAL CONNECTORS CONN. CAN BE ROTATED BY 270 DEGR., RESOLVER MULTI-POLE (RESOLVER P=4); PLAIN SHAFT, TOLERANCE N; WITH HOLDING BRAKE DEGREE OF PROTECTION IP64 | 4585 | TEM | 1 | MC | 42.102 | 1
1FK71055AF711SH2 | SIMOTICS S SYNCHRONOUS SERVOMOTORS 1FK7 COMPACT,48 NM, 100 K, 3000 RPM, 8,17KW NATURAL AIR COOLING, IM B5 (IM V1, IM V3) POWER/SIGNAL CONNECTORS CONN. CAN BE ROTATED BY 270 DEGR., RESOLVER MULTI-POLE (RESOLVER P=4); PLAIN SHAFT, TOLERANCE N; WITH HOLDING BRAKE DEGREE OF PROTECTION IP65 FLANGE ON DRIVE END IP67 | 4687 | TEM | 1 | MC | 42.102 | 1
1FK71055AF711SH3 | SIMOTICS S SYNCHRONOUS SERVOMOTORS 1FK7 COMPACT,48 NM, 100 K, 3000 RPM, 8,17KW NATURAL AIR COOLING, IM B5 (IM V1, IM V3) POWER/SIGNAL CONNECTORS CONN. CAN BE ROTATED BY 270 DEGR., RESOLVER MULTI-POLE (RESOLVER P=4); PLAIN SHAFT, TOLERANCE N; WITH HOLDING BRAKE DEGREE OF PROTECTION IP64; PAINT FINISH RAL7016 | 4634 | TEM | 1 | MC | 42.102 | 1
1FK71055AF711SH5 | SIMOTICS S SYNCHRONOUS SERVOMOTORS 1FK7 COMPACT,48 NM, 100 K, 3000 RPM, 8,17KW NATURAL AIR COOLING, IM B5 (IM V1, IM V3) POWER/SIGNAL CONNECTORS CONN. CAN BE ROTATED BY 270 DEGR., RESOLVER MULTI-POLE (RESOLVER P=4); PLAIN SHAFT, TOLERANCE N; WITH HOLDING BRAKE DEGREE OF PROTECTION IP65 AS FLANGE IP67; PAINT FINISH RAL7016 | 4736 | TEM | 1 | MC | 42.102 | 1
1FK71055AF711SH8 | SIMOTICS S SYNCHRONOUS SERVOMOTORS 1FK7 COMPACT,48 NM, 100 K, 3000 RPM, 8,17KW NATURAL AIR COOLING, IM B5 (IM V1, IM V3) POWER/SIGNAL CONNECTORS CONN. CAN BE ROTATED BY 270 DEGR., RESOLVER MULTI-POLE (RESOLVER P=4); PLAIN SHAFT, TOLERANCE N; WITH HOLDING BRAKE DEGREE OF PROTECTION IP65 IP67 D-END FLANGE; RAL7016 COATING; METALLIC RATING PLATE AT MOTOR | 4845 | TEM | 1 | MC | 42.102 | 1
1FK71055AF711TA0 | SIMOTICS S SYNCHRONOUS SERVOMOTORS 1FK7 COMPACT,48 NM, 100 K, 3000 RPM, 8,17KW NATURAL AIR COOLING, IM B5 (IM V1, IM V3) POWER/SIGNAL CONNECTORS CONN. CAN BE ROTATED BY 270 DEGR., RESOLVER 2-POLE (RESOLVER P=1); SHAFT WITH FITTED KEY, TOLERANCE N; W/O HOLDING BRAKE DEGREE OF PROTECTION IP64 | 4232 | TEM | 1 | MC | 39.103 | 1
1FK71055AF711TA2 | SIMOTICS S SYNCHRONOUS SERVOMOTORS 1FK7 COMPACT,48 NM, 100 K, 3000 RPM, 8,17KW NATURAL AIR COOLING, IM B5 (IM V1, IM V3) POWER/SIGNAL CONNECTORS CONN. CAN BE ROTATED BY 270 DEGR., RESOLVER 2-POLE (RESOLVER P=1); SHAFT WITH FITTED KEY, TOLERANCE N; W/O HOLDING BRAKE DEGREE OF PROTECTION IP65 FLANGE ON DRIVE END IP67 | 4334 | TEM | 1 | MC | 39.103 | 1
1FK71055AF711TA3 | SIMOTICS S SYNCHRONOUS SERVOMOTORS 1FK7 COMPACT,48 NM, 100 K, 3000 RPM, 8,17KW NATURAL AIR COOLING, IM B5 (IM V1, IM V3) POWER/SIGNAL CONNECTORS CONN. CAN BE ROTATED BY 270 DEGR., RESOLVER 2-POLE (RESOLVER P=1); SHAFT WITH FITTED KEY, TOLERANCE N; W/O HOLDING BRAKE DEGREE OF PROTECTION IP64; PAINT FINISH RAL7016 | 4281 | TEM | 1 | MC | 39.103 | 1
1FK71055AF711TA5 | SIMOTICS S SYNCHRONOUS SERVOMOTORS 1FK7 COMPACT,48 NM, 100 K, 3000 RPM, 8,17KW NATURAL AIR COOLING, IM B5 (IM V1, IM V3) POWER/SIGNAL CONNECTORS CONN. CAN BE ROTATED BY 270 DEGR., RESOLVER 2-POLE (RESOLVER P=1); SHAFT WITH FITTED KEY, TOLERANCE N; W/O HOLDING BRAKE DEGREE OF PROTECTION IP65 AS FLANGE IP67; PAINT FINISH RAL7016 | 4383 | TEM | 1 | MC | 39.103 | 1
1FK71055AF711TA8 | SIMOTICS S SYNCHRONOUS SERVOMOTORS 1FK7 COMPACT,48 NM, 100 K, 3000 RPM, 8,17KW NATURAL AIR COOLING, IM B5 (IM V1, IM V3) POWER/SIGNAL CONNECTORS CONN. CAN BE ROTATED BY 270 DEGR., RESOLVER 2-POLE (RESOLVER P=1); SHAFT WITH FITTED KEY, TOLERANCE N; W/O HOLDING BRAKE DEGREE OF PROTECTION IP65 IP67 D-END FLANGE; RAL7016 COATING; METALLIC RATING PLATE AT MOTOR | 4492 | TEM | 1 | MC | 39.103 | 1
1FK71055AF711TB0 | SIMOTICS S SYNCHRONOUS SERVOMOTORS 1FK7 COMPACT,48 NM, 100 K, 3000 RPM, 8,17KW NATURAL AIR COOLING, IM B5 (IM V1, IM V3) POWER/SIGNAL CONNECTORS CONN. CAN BE ROTATED BY 270 DEGR., RESOLVER 2-POLE (RESOLVER P=1); SHAFT WITH FITTED KEY, TOLERANCE N; WITH HOLDING BRAKE DEGREE OF PROTECTION IP64 | 4679 | TEM | 1 | MC | 42.102 | 1
1FK71055AF711TB2 | SIMOTICS S SYNCHRONOUS SERVOMOTORS 1FK7 COMPACT,48 NM, 100 K, 3000 RPM, 8,17KW NATURAL AIR COOLING, IM B5 (IM V1, IM V3) POWER/SIGNAL CONNECTORS CONN. CAN BE ROTATED BY 270 DEGR., RESOLVER 2-POLE (RESOLVER P=1); SHAFT WITH FITTED KEY, TOLERANCE N; WITH HOLDING BRAKE DEGREE OF PROTECTION IP65 FLANGE ON DRIVE END IP67 | 4780 | TEM | 1 | MC | 42.102 | 1
1FK71055AF711TB3 | SIMOTICS S SYNCHRONOUS SERVOMOTORS 1FK7 COMPACT,48 NM, 100 K, 3000 RPM, 8,17KW NATURAL AIR COOLING, IM B5 (IM V1, IM V3) POWER/SIGNAL CONNECTORS CONN. CAN BE ROTATED BY 270 DEGR., RESOLVER 2-POLE (RESOLVER P=1); SHAFT WITH FITTED KEY, TOLERANCE N; WITH HOLDING BRAKE DEGREE OF PROTECTION IP64; PAINT FINISH RAL7016 | 4728 | TEM | 1 | MC | 42.102 | 1
1FK71055AF711TB5 | SIMOTICS S SYNCHRONOUS SERVOMOTORS 1FK7 COMPACT,48 NM, 100 K, 3000 RPM, 8,17KW NATURAL AIR COOLING, IM B5 (IM V1, IM V3) POWER/SIGNAL CONNECTORS CONN. CAN BE ROTATED BY 270 DEGR., RESOLVER 2-POLE (RESOLVER P=1); SHAFT WITH FITTED KEY, TOLERANCE N; WITH HOLDING BRAKE DEGREE OF PROTECTION IP65 AS FLANGE IP67; PAINT FINISH RAL7016 | 4830 | TEM | 1 | MC | 42.102 | 1
1FK71055AF711TB8 | SIMOTICS S SYNCHRONOUS SERVOMOTORS 1FK7 COMPACT,48 NM, 100 K, 3000 RPM, 8,17KW NATURAL AIR COOLING, IM B5 (IM V1, IM V3) POWER/SIGNAL CONNECTORS CONN. CAN BE ROTATED BY 270 DEGR., RESOLVER 2-POLE (RESOLVER P=1); SHAFT WITH FITTED KEY, TOLERANCE N; WITH HOLDING BRAKE DEGREE OF PROTECTION IP65 IP67 D-END FLANGE; RAL7016 COATING; METALLIC RATING PLATE AT MOTOR | 4938 | TEM | 1 | MC | 42.102 | 1
1FK71055AF711TG0 | SIMOTICS S SYNCHRONOUS SERVOMOTORS 1FK7 COMPACT,48 NM, 100 K, 3000 RPM, 8,17KW NATURAL AIR COOLING, IM B5 (IM V1, IM V3) POWER/SIGNAL CONNECTORS CONN. CAN BE ROTATED BY 270 DEGR., RESOLVER 2-POLE (RESOLVER P=1); PLAIN SHAFT, TOLERANCE N; W/O HOLDING BRAKE DEGREE OF PROTECTION IP64 | 4139 | TEM | 1 | MC | 39.103 | 1
1FK71055AF711TG2 | SIMOTICS S SYNCHRONOUS SERVOMOTORS 1FK7 COMPACT,48 NM, 100 K, 3000 RPM, 8,17KW NATURAL AIR COOLING, IM B5 (IM V1, IM V3) POWER/SIGNAL CONNECTORS CONN. CAN BE ROTATED BY 270 DEGR., RESOLVER 2-POLE (RESOLVER P=1); PLAIN SHAFT, TOLERANCE N; W/O HOLDING BRAKE DEGREE OF PROTECTION IP65 FLANGE ON DRIVE END IP67 | 4240 | TEM | 1 | MC | 39.103 | 1
1FK71055AF711TG3 | SIMOTICS S SYNCHRONOUS SERVOMOTORS 1FK7 COMPACT,48 NM, 100 K, 3000 RPM, 8,17KW NATURAL AIR COOLING, IM B5 (IM V1, IM V3) POWER/SIGNAL CONNECTORS CONN. CAN BE ROTATED BY 270 DEGR., RESOLVER 2-POLE (RESOLVER P=1); PLAIN SHAFT, TOLERANCE N; W/O HOLDING BRAKE DEGREE OF PROTECTION IP64; PAINT FINISH RAL7016 | 4188 | TEM | 1 | MC | 39.103 | 1
1FK71055AF711TG5 | SIMOTICS S SYNCHRONOUS SERVOMOTORS 1FK7 COMPACT,48 NM, 100 K, 3000 RPM, 8,17KW NATURAL AIR COOLING, IM B5 (IM V1, IM V3) POWER/SIGNAL CONNECTORS CONN. CAN BE ROTATED BY 270 DEGR., RESOLVER 2-POLE (RESOLVER P=1); PLAIN SHAFT, TOLERANCE N; W/O HOLDING BRAKE DEGREE OF PROTECTION IP65 AS FLANGE IP67; PAINT FINISH RAL7016 | 4289 | TEM | 1 | MC | 39.103 | 1
1FK71055AF711TG8 | SIMOTICS S SYNCHRONOUS SERVOMOTORS 1FK7 COMPACT,48 NM, 100 K, 3000 RPM, 8,17KW NATURAL AIR COOLING, IM B5 (IM V1, IM V3) POWER/SIGNAL CONNECTORS CONN. CAN BE ROTATED BY 270 DEGR., RESOLVER 2-POLE (RESOLVER P=1); PLAIN SHAFT, TOLERANCE N; W/O HOLDING BRAKE DEGREE OF PROTECTION IP65 IP67 D-END FLANGE; RAL7016 COATING; METALLIC RATING PLATE AT MOTOR | 4398 | TEM | 1 | MC | 39.103 | 1
1FK71055AF711TH0 | SIMOTICS S SYNCHRONOUS SERVOMOTORS 1FK7 COMPACT,48 NM, 100 K, 3000 RPM, 8,17KW NATURAL AIR COOLING, IM B5 (IM V1, IM V3) POWER/SIGNAL CONNECTORS CONN. CAN BE ROTATED BY 270 DEGR., RESOLVER 2-POLE (RESOLVER P=1); PLAIN SHAFT, TOLERANCE N; WITH HOLDING BRAKE DEGREE OF PROTECTION IP64 | 4585 | TEM | 1 | MC | 42.102 | 1
1FK71055AF711TH2 | SIMOTICS S SYNCHRONOUS SERVOMOTORS 1FK7 COMPACT,48 NM, 100 K, 3000 RPM, 8,17KW NATURAL AIR COOLING, IM B5 (IM V1, IM V3) POWER/SIGNAL CONNECTORS CONN. CAN BE ROTATED BY 270 DEGR., RESOLVER 2-POLE (RESOLVER P=1); PLAIN SHAFT, TOLERANCE N; WITH HOLDING BRAKE DEGREE OF PROTECTION IP65 FLANGE ON DRIVE END IP67 | 4687 | TEM | 1 | MC | 42.102 | 1
1FK71055AF711TH3 | SIMOTICS S SYNCHRONOUS SERVOMOTORS 1FK7 COMPACT,48 NM, 100 K, 3000 RPM, 8,17KW NATURAL AIR COOLING, IM B5 (IM V1, IM V3) POWER/SIGNAL CONNECTORS CONN. CAN BE ROTATED BY 270 DEGR., RESOLVER 2-POLE (RESOLVER P=1); PLAIN SHAFT, TOLERANCE N; WITH HOLDING BRAKE DEGREE OF PROTECTION IP64; PAINT FINISH RAL7016 | 4634 | TEM | 1 | MC | 42.102 | 1
1FK71055AF711TH5 | SIMOTICS S SYNCHRONOUS SERVOMOTORS 1FK7 COMPACT,48 NM, 100 K, 3000 RPM, 8,17KW NATURAL AIR COOLING, IM B5 (IM V1, IM V3) POWER/SIGNAL CONNECTORS CONN. CAN BE ROTATED BY 270 DEGR., RESOLVER 2-POLE (RESOLVER P=1); PLAIN SHAFT, TOLERANCE N; WITH HOLDING BRAKE DEGREE OF PROTECTION IP65 AS FLANGE IP67; PAINT FINISH RAL7016 | 4736 | TEM | 1 | MC | 42.102 | 1
1FK71055AF711TH8 | SIMOTICS S SYNCHRONOUS SERVOMOTORS 1FK7 COMPACT,48 NM, 100 K, 3000 RPM, 8,17KW NATURAL AIR COOLING, IM B5 (IM V1, IM V3) POWER/SIGNAL CONNECTORS CONN. CAN BE ROTATED BY 270 DEGR., RESOLVER 2-POLE (RESOLVER P=1); PLAIN SHAFT, TOLERANCE N; WITH HOLDING BRAKE DEGREE OF PROTECTION IP65 IP67 D-END FLANGE; RAL7016 COATING; METALLIC RATING PLATE AT MOTOR | 4845 | TEM | 1 | MC | 42.102 | 1
1FK71055AF711UA0 | SIMOTICS S SYNCHRONOUS SERVOMOTORS 1FK7 COMPACT,48 NM, 100 K, 3000 RPM, 8,17KW NATURAL AIR COOLING, IM B5 (IM V1, IM V3) POWER/SIGNAL CONNECTORS CONN. CAN BE ROTATED BY 270 DEGR., RESOLVER MULTI-POLE (RESOLVER P=4) WITH DRIVE-CLIQ INTERFACE; SHAFT WITH FITTED KEY, TOLERANCE N; W/O HOLDING BRAKE DEGREE OF PROTECTION IP64 | 4494 | TEM | 1 | MC | 39.103 | 1
1FK71055AF711UA2 | SIMOTICS S SYNCHRONOUS SERVOMOTORS 1FK7 COMPACT,48 NM, 100 K, 3000 RPM, 8,17KW NATURAL AIR COOLING, IM B5 (IM V1, IM V3) POWER/SIGNAL CONNECTORS CONN. CAN BE ROTATED BY 270 DEGR., RESOLVER MULTI-POLE (RESOLVER P=4) WITH DRIVE-CLIQ INTERFACE; SHAFT WITH FITTED KEY, TOLERANCE N; W/O HOLDING BRAKE DEGREE OF PROTECTION IP65 FLANGE ON DRIVE END IP67 | 4596 | TEM | 1 | MC | 39.103 | 1
1FK71055AF711UA3 | SIMOTICS S SYNCHRONOUS SERVOMOTORS 1FK7 COMPACT,48 NM, 100 K, 3000 RPM, 8,17KW NATURAL AIR COOLING, IM B5 (IM V1, IM V3) POWER/SIGNAL CONNECTORS CONN. CAN BE ROTATED BY 270 DEGR., RESOLVER MULTI-POLE (RESOLVER P=4) WITH DRIVE-CLIQ INTERFACE; SHAFT WITH FITTED KEY, TOLERANCE N; W/O HOLDING BRAKE DEGREE OF PROTECTION IP64; PAINT FINISH RAL7016 | 4543 | TEM | 1 | MC | 39.103 | 1
1FK71055AF711UA5 | SIMOTICS S SYNCHRONOUS SERVOMOTORS 1FK7 COMPACT,48 NM, 100 K, 3000 RPM, 8,17KW NATURAL AIR COOLING, IM B5 (IM V1, IM V3) POWER/SIGNAL CONNECTORS CONN. CAN BE ROTATED BY 270 DEGR., RESOLVER MULTI-POLE (RESOLVER P=4) WITH DRIVE-CLIQ INTERFACE; SHAFT WITH FITTED KEY, TOLERANCE N; W/O HOLDING BRAKE DEGREE OF PROTECTION IP65 AS FLANGE IP67; PAINT FINISH RAL7016 | 4645 | TEM | 1 | MC | 39.103 | 1
1FK71055AF711UA8 | SIMOTICS S SYNCHRONOUS SERVOMOTORS 1FK7 COMPACT,48 NM, 100 K, 3000 RPM, 8,17KW NATURAL AIR COOLING, IM B5 (IM V1, IM V3) POWER/SIGNAL CONNECTORS CONN. CAN BE ROTATED BY 270 DEGR., RESOLVER MULTI-POLE (RESOLVER P=4) WITH DRIVE-CLIQ INTERFACE; SHAFT WITH FITTED KEY, TOLERANCE N; W/O HOLDING BRAKE DEGREE OF PROTECTION IP65 IP67 D-END FLANGE; RAL7016 COATING; METALLIC RATING PLATE AT MOTOR | 4753 | TEM | 1 | MC | 39.103 | 1
1FK71055AF711UB0 | SIMOTICS S SYNCHRONOUS SERVOMOTORS 1FK7 COMPACT,48 NM, 100 K, 3000 RPM, 8,17KW NATURAL AIR COOLING, IM B5 (IM V1, IM V3) POWER/SIGNAL CONNECTORS CONN. CAN BE ROTATED BY 270 DEGR., RESOLVER MULTI-POLE (RESOLVER P=4) WITH DRIVE-CLIQ INTERFACE; SHAFT WITH FITTED KEY, TOLERANCE N; WITH HOLDING BRAKE DEGREE OF PROTECTION IP64 | 4941 | TEM | 1 | MC | 42.102 | 1
1FK71055AF711UB2 | SIMOTICS S SYNCHRONOUS SERVOMOTORS 1FK7 COMPACT,48 NM, 100 K, 3000 RPM, 8,17KW NATURAL AIR COOLING, IM B5 (IM V1, IM V3) POWER/SIGNAL CONNECTORS CONN. CAN BE ROTATED BY 270 DEGR., RESOLVER MULTI-POLE (RESOLVER P=4) WITH DRIVE-CLIQ INTERFACE; SHAFT WITH FITTED KEY, TOLERANCE N; WITH HOLDING BRAKE DEGREE OF PROTECTION IP65 FLANGE ON DRIVE END IP67 | 5042 | TEM | 1 | MC | 42.102 | 1
1FK71055AF711UB3 | SIMOTICS S SYNCHRONOUS SERVOMOTORS 1FK7 COMPACT,48 NM, 100 K, 3000 RPM, 8,17KW NATURAL AIR COOLING, IM B5 (IM V1, IM V3) POWER/SIGNAL CONNECTORS CONN. CAN BE ROTATED BY 270 DEGR., RESOLVER MULTI-POLE (RESOLVER P=4) WITH DRIVE-CLIQ INTERFACE; SHAFT WITH FITTED KEY, TOLERANCE N; WITH HOLDING BRAKE DEGREE OF PROTECTION IP64; PAINT FINISH RAL7016 | 4990 | TEM | 1 | MC | 42.102 | 1
1FK71055AF711UB5 | SIMOTICS S SYNCHRONOUS SERVOMOTORS 1FK7 COMPACT,48 NM, 100 K, 3000 RPM, 8,17KW NATURAL AIR COOLING, IM B5 (IM V1, IM V3) POWER/SIGNAL CONNECTORS CONN. CAN BE ROTATED BY 270 DEGR., RESOLVER MULTI-POLE (RESOLVER P=4) WITH DRIVE-CLIQ INTERFACE; SHAFT WITH FITTED KEY, TOLERANCE N; WITH HOLDING BRAKE DEGREE OF PROTECTION IP65 AS FLANGE IP67; PAINT FINISH RAL7016 | 5091 | TEM | 1 | MC | 42.102 | 1
1FK71055AF711UB8 | SIMOTICS S SYNCHRONOUS SERVOMOTORS 1FK7 COMPACT,48 NM, 100 K, 3000 RPM, 8,17KW NATURAL AIR COOLING, IM B5 (IM V1, IM V3) POWER/SIGNAL CONNECTORS CONN. CAN BE ROTATED BY 270 DEGR., RESOLVER MULTI-POLE (RESOLVER P=4) WITH DRIVE-CLIQ INTERFACE; SHAFT WITH FITTED KEY, TOLERANCE N; WITH HOLDING BRAKE DEGREE OF PROTECTION IP65 IP67 D-END FLANGE; RAL7016 COATING; METALLIC RATING PLATE AT MOTOR | 5200 | TEM | 1 | MC | 42.102 | 1
1FK71055AF711UG0 | SIMOTICS S SYNCHRONOUS SERVOMOTORS 1FK7 COMPACT,48 NM, 100 K, 3000 RPM, 8,17KW NATURAL AIR COOLING, IM B5 (IM V1, IM V3) POWER/SIGNAL CONNECTORS CONN. CAN BE ROTATED BY 270 DEGR., RESOLVER MULTI-POLE (RESOLVER P=4) WITH DRIVE-CLIQ INTERFACE; PLAIN SHAFT, TOLERANCE N; W/O HOLDING BRAKE DEGREE OF PROTECTION IP64 | 4400 | TEM | 1 | MC | 39.103 | 1
1FK71055AF711UG2 | SIMOTICS S SYNCHRONOUS SERVOMOTORS 1FK7 COMPACT,48 NM, 100 K, 3000 RPM, 8,17KW NATURAL AIR COOLING, IM B5 (IM V1, IM V3) POWER/SIGNAL CONNECTORS CONN. CAN BE ROTATED BY 270 DEGR., RESOLVER MULTI-POLE (RESOLVER P=4) WITH DRIVE-CLIQ INTERFACE; PLAIN SHAFT, TOLERANCE N; W/O HOLDING BRAKE DEGREE OF PROTECTION IP65 FLANGE ON DRIVE END IP67 | 4502 | TEM | 1 | MC | 39.103 | 1
1FK71055AF711UG3 | SIMOTICS S SYNCHRONOUS SERVOMOTORS 1FK7 COMPACT,48 NM, 100 K, 3000 RPM, 8,17KW NATURAL AIR COOLING, IM B5 (IM V1, IM V3) POWER/SIGNAL CONNECTORS CONN. CAN BE ROTATED BY 270 DEGR., RESOLVER MULTI-POLE (RESOLVER P=4) WITH DRIVE-CLIQ INTERFACE; PLAIN SHAFT, TOLERANCE N; W/O HOLDING BRAKE DEGREE OF PROTECTION IP64; PAINT FINISH RAL7016 | 4450 | TEM | 1 | MC | 39.103 | 1
1FK71055AF711UG5 | SIMOTICS S SYNCHRONOUS SERVOMOTORS 1FK7 COMPACT,48 NM, 100 K, 3000 RPM, 8,17KW NATURAL AIR COOLING, IM B5 (IM V1, IM V3) POWER/SIGNAL CONNECTORS CONN. CAN BE ROTATED BY 270 DEGR., RESOLVER MULTI-POLE (RESOLVER P=4) WITH DRIVE-CLIQ INTERFACE; PLAIN SHAFT, TOLERANCE N; W/O HOLDING BRAKE DEGREE OF PROTECTION IP65 AS FLANGE IP67; PAINT FINISH RAL7016 | 4551 | TEM | 1 | MC | 39.103 | 1
1FK71055AF711UG8 | SIMOTICS S SYNCHRONOUS SERVOMOTORS 1FK7 COMPACT,48 NM, 100 K, 3000 RPM, 8,17KW NATURAL AIR COOLING, IM B5 (IM V1, IM V3) POWER/SIGNAL CONNECTORS CONN. CAN BE ROTATED BY 270 DEGR., RESOLVER MULTI-POLE (RESOLVER P=4) WITH DRIVE-CLIQ INTERFACE; PLAIN SHAFT, TOLERANCE N; W/O HOLDING BRAKE DEGREE OF PROTECTION IP65 IP67 D-END FLANGE; RAL7016 COATING; METALLIC RATING PLATE AT MOTOR | 4660 | TEM | 1 | MC | 39.103 | 1
1FK71055AF711UH0 | SIMOTICS S SYNCHRONOUS SERVOMOTORS 1FK7 COMPACT,48 NM, 100 K, 3000 RPM, 8,17KW NATURAL AIR COOLING, IM B5 (IM V1, IM V3) POWER/SIGNAL CONNECTORS CONN. CAN BE ROTATED BY 270 DEGR., RESOLVER MULTI-POLE (RESOLVER P=4) WITH DRIVE-CLIQ INTERFACE; PLAIN SHAFT, TOLERANCE N; WITH HOLDING BRAKE DEGREE OF PROTECTION IP64 | 4847 | TEM | 1 | MC | 42.102 | 1
1FK71055AF711UH2 | SIMOTICS S SYNCHRONOUS SERVOMOTORS 1FK7 COMPACT,48 NM, 100 K, 3000 RPM, 8,17KW NATURAL AIR COOLING, IM B5 (IM V1, IM V3) POWER/SIGNAL CONNECTORS CONN. CAN BE ROTATED BY 270 DEGR., RESOLVER MULTI-POLE (RESOLVER P=4) WITH DRIVE-CLIQ INTERFACE; PLAIN SHAFT, TOLERANCE N; WITH HOLDING BRAKE DEGREE OF PROTECTION IP65 FLANGE ON DRIVE END IP67 | 4949 | TEM | 1 | MC | 42.102 | 1
1FK71055AF711UH3 | SIMOTICS S SYNCHRONOUS SERVOMOTORS 1FK7 COMPACT,48 NM, 100 K, 3000 RPM, 8,17KW NATURAL AIR COOLING, IM B5 (IM V1, IM V3) POWER/SIGNAL CONNECTORS CONN. CAN BE ROTATED BY 270 DEGR., RESOLVER MULTI-POLE (RESOLVER P=4) WITH DRIVE-CLIQ INTERFACE; PLAIN SHAFT, TOLERANCE N; WITH HOLDING BRAKE DEGREE OF PROTECTION IP64; PAINT FINISH RAL7016 | 4896 | TEM | 1 | MC | 42.102 | 1
1FK71055AF711UH5 | SIMOTICS S SYNCHRONOUS SERVOMOTORS 1FK7 COMPACT,48 NM, 100 K, 3000 RPM, 8,17KW NATURAL AIR COOLING, IM B5 (IM V1, IM V3) POWER/SIGNAL CONNECTORS CONN. CAN BE ROTATED BY 270 DEGR., RESOLVER MULTI-POLE (RESOLVER P=4) WITH DRIVE-CLIQ INTERFACE; PLAIN SHAFT, TOLERANCE N; WITH HOLDING BRAKE DEGREE OF PROTECTION IP65 AS FLANGE IP67; PAINT FINISH RAL7016 | 4998 | TEM | 1 | MC | 42.102 | 1
1FK71055AF711UH8 | SIMOTICS S SYNCHRONOUS SERVOMOTORS 1FK7 COMPACT,48 NM, 100 K, 3000 RPM, 8,17KW NATURAL AIR COOLING, IM B5 (IM V1, IM V3) POWER/SIGNAL CONNECTORS CONN. CAN BE ROTATED BY 270 DEGR., RESOLVER MULTI-POLE (RESOLVER P=4) WITH DRIVE-CLIQ INTERFACE; PLAIN SHAFT, TOLERANCE N; WITH HOLDING BRAKE DEGREE OF PROTECTION IP65 IP67 D-END FLANGE; RAL7016 COATING; METALLIC RATING PLATE AT MOTOR | 5106 | TEM | 1 | MC | 42.102 | 1
1FK71055AF711UU5 | SIMOTICS S SYNCHRONOUS SERVO GEARMOTOR 1FK7 COMPACT, 8,17KW NATURAL COOLING, POWER/ SIGNAL CONNECTOR CONNECTOR CAN BE ROTATED BY 270 DEGR. MOTOR WITHOUT HOLDING BRAKE, GEAR DIRECT MOUNTING RESOLVER MULTI-POLE WITH DRIVE-CLIQ INTERFACE RADIAL SHAFT SEAL, DEGREE OF PROTECTION IP65, PAINT FINISH RAL 7016 | 4366 | TEM | 1 | MC | 39.2 | 1
1FL60222AF211AA1 | SIMOTICS S-1FL6 SUPPLY VOLTAGE 230V 3AC PN=0,05KW;NN=3000RPM M0=0,16NM;MN=0,16NM SHAFT HEIGHT 20MM ENCODER INCREMENTAL TTL 2500PPR WITH SHAFT KEY, TOLERANCE N WITHOUT HOLDING BRAKE PROTECTION CLASS IP65 WITH OIL SEAL MATCHING DRIVE SINAMICS V90 | 423 | TEM | 1 | MC | 0.47 | 1
1FL60222AF211AB1 | SIMOTICS S-1FL6 SUPPLY VOLTAGE 230V 3AC PN=0,05KW;NN=3000RPM M0=0,16NM;MN=0,16NM SHAFT HEIGHT 20MM ENCODER INCREMENTAL TTL 2500PPR WITH SHAFT KEY, TOLERANCE N WITH HOLDING BRAKE PROTECTION CLASS IP65 WITH OIL SEAL MATCHING DRIVE SINAMICS V90 | 616 | TEM | 1 | MC | 0.7 | 1
1FL60222AF211AG1 | SIMOTICS S-1FL6 SUPPLY VOLTAGE 230V 3AC PN=0,05KW;NN=3000RPM M0=0,16NM;MN=0,16NM SHAFT HEIGHT 20MM ENCODER INCREMENTAL TTL 2500PPR PLAIN SHAFT, TOLERANCE N WITHOUT HOLDING BRAKE PROTECTION CLASS IP65 WITH OIL SEAL MATCHING DRIVE SINAMICS V90 | 423 | TEM | 1 | MC | 0.47 | 1
1FL60222AF211AH1 | SIMOTICS S-1FL6 SUPPLY VOLTAGE 230V 3AC PN=0,05KW;NN=3000RPM M0=0,16NM;MN=0,16NM SHAFT HEIGHT 20MM ENCODER INCREMENTAL TTL 2500PPR PLAIN SHAFT, TOLERANCE N WITH HOLDING BRAKE PROTECTION CLASS IP65 WITH OIL SEAL MATCHING DRIVE SINAMICS V90 | 616 | TEM | 1 | MC | 0.7 | 1
1FL60242AF211AA1 | SIMOTICS S-1FL6 SUPPLY VOLTAGE 230V 3AC PN=0,1KW;NN=3000RPM M0=0,32NM;MN=0,32NM SHAFT HEIGHT 20MM ENCODER INCREMENTAL TTL 2500PPR WITH SHAFT KEY, TOLERANCE N WITHOUT HOLDING BRAKE PROTECTION CLASS IP65 WITH OIL SEAL MATCHING DRIVE SINAMICS V90 | 435 | TEM | 1 | MC | 0.63 | 1
1FL60242AF211AB1 | SIMOTICS S-1FL6 SUPPLY VOLTAGE 230V 3AC PN=0,1KW;NN=3000RPM M0=0,32NM;MN=0,32NM SHAFT HEIGHT 20MM ENCODER INCREMENTAL TTL 2500PPR WITH SHAFT KEY, TOLERANCE N WITH HOLDING BRAKE PROTECTION CLASS IP65 WITH OIL SEAL MATCHING DRIVE SINAMICS V90 | 627 | TEM | 1 | MC | 0.86 | 1
1FL60242AF211AG1 | SIMOTICS S-1FL6 SUPPLY VOLTAGE 230V 3AC PN=0,1KW;NN=3000RPM M0=0,32NM;MN=0,32NM SHAFT HEIGHT 20MM ENCODER INCREMENTAL TTL 2500PPR PLAIN SHAFT, TOLERANCE N WITHOUT HOLDING BRAKE PROTECTION CLASS IP65 WITH OIL SEAL MATCHING DRIVE SINAMICS V90 | 435 | TEM | 1 | MC | 0.63 | 1
1FL60242AF211AH1 | SIMOTICS S-1FL6 SUPPLY VOLTAGE 230V 3AC PN=0,1KW;NN=3000RPM M0=0,32NM;MN=0,32NM SHAFT HEIGHT 20MM ENCODER INCREMENTAL TTL 2500PPR PLAIN SHAFT, TOLERANCE N WITH HOLDING BRAKE PROTECTION CLASS IP65 WITH OIL SEAL MATCHING DRIVE SINAMICS V90 | 627 | TEM | 1 | MC | 0.86 | 1
1FL60322AF211AA1 | SIMOTICS S-1FL6 SUPPLY VOLTAGE 230V 3AC PN=0,2KW;NN=3000RPM M0=0,64NM;MN=0,64NM SHAFT HEIGHT 30MM ENCODER INCREMENTAL TTL 2500PPR WITH SHAFT KEY, TOLERANCE N WITHOUT HOLDING BRAKE PROTECTION CLASS IP65 WITH OIL SEAL MATCHING DRIVE SINAMICS V90 | 444 | TEM | 1 | MC | 1.02 | 1
1FL60322AF211AB1 | SIMOTICS S-1FL6 SUPPLY VOLTAGE 230V 3AC PN=0,2KW;NN=3000RPM M0=0,64NM;MN=0,64NM SHAFT HEIGHT 30MM ENCODER INCREMENTAL TTL 2500PPR WITH SHAFT KEY, TOLERANCE N WITH HOLDING BRAKE PROTECTION CLASS IP65 WITH OIL SEAL MATCHING DRIVE SINAMICS V90 | 675 | TEM | 1 | MC | 1.48 | 1
1FL60322AF211AG1 | SIMOTICS S-1FL6 SUPPLY VOLTAGE 230V 3AC PN=0,2KW;NN=3000RPM M0=0,64NM;MN=0,64NM SHAFT HEIGHT 30MM ENCODER INCREMENTAL TTL 2500PPR PLAIN SHAFT, TOLERANCE N WITHOUT HOLDING BRAKE PROTECTION CLASS IP65 WITH OIL SEAL MATCHING DRIVE SINAMICS V90 | 444 | TEM | 1 | MC | 1.02 | 1
1FL60322AF211AH1 | SIMOTICS S-1FL6 SUPPLY VOLTAGE 230V 3AC PN=0,2KW;NN=3000RPM M0=0,64NM;MN=0,64NM SHAFT HEIGHT 30MM ENCODER INCREMENTAL TTL 2500PPR PLAIN SHAFT, TOLERANCE N WITH HOLDING BRAKE PROTECTION CLASS IP65 WITH OIL SEAL MATCHING DRIVE SINAMICS V90 | 675 | TEM | 1 | MC | 1.48 | 1
1FL60342AF211AA1 | SIMOTICS S-1FL6 SUPPLY VOLTAGE 230V 3AC PN=0,4KW;NN=3000RPM M0=1,27NM;MN=1,27NM SHAFT HEIGHT 30MM ENCODER INCREMENTAL TTL 2500PPR WITH SHAFT KEY, TOLERANCE N WITHOUT HOLDING BRAKE PROTECTION CLASS IP65 WITH OIL SEAL MATCHING DRIVE SINAMICS V90 | 482 | TEM | 1 | MC | 1.46 | 1
1FL60342AF211AB1 | SIMOTICS S-1FL6 SUPPLY VOLTAGE 230V 3AC PN=0,4KW;NN=3000RPM M0=1,27NM;MN=1,27NM SHAFT HEIGHT 30MM ENCODER INCREMENTAL TTL 2500PPR WITH SHAFT KEY, TOLERANCE N WITH HOLDING BRAKE PROTECTION CLASS IP65 WITH OIL SEAL MATCHING DRIVE SINAMICS V90 | 712 | TEM | 1 | MC | 1.92 | 1
1FL60342AF211AG1 | SIMOTICS S-1FL6 SUPPLY VOLTAGE 230V 3AC PN=0,4KW;NN=3000RPM M0=1,27NM;MN=1,27NM SHAFT HEIGHT 30MM ENCODER INCREMENTAL TTL 2500PPR PLAIN SHAFT, TOLERANCE N WITHOUT HOLDING BRAKE PROTECTION CLASS IP65 WITH OIL SEAL MATCHING DRIVE SINAMICS V90 | 482 | TEM | 1 | MC | 1.46 | 1
1FL60342AF211AH1 | SIMOTICS S-1FL6 SUPPLY VOLTAGE 230V 3AC PN=0,4KW;NN=3000RPM M0=1,27NM;MN=1,27NM SHAFT HEIGHT 30MM ENCODER INCREMENTAL TTL 2500PPR PLAIN SHAFT, TOLERANCE N WITH HOLDING BRAKE PROTECTION CLASS IP65 WITH OIL SEAL MATCHING DRIVE SINAMICS V90 | 712 | TEM | 1 | MC | 1.92 | 1
1FL60421AF610AA1 | SIMOTICS S-1FL6 SUPPLY VOLTAGE 400V 3AC PN=0,4KW;NN=3000RPM M0=1,9NM;MN=1.27NM SHAFT HEIGHT 45MM ENCODER INCREMENTAL TTL 2500PPR WITH SHAFT KEY, TOLERANCE N WITHOUT HOLDING BRAKE PROTECTION CLASS IP65 MATCHING DRIVE SINAMICS V70&V90 | 463 | TEM | 1 | MC | 4.3 | 1
1FL60421AF610AB1 | SIMOTICS S-1FL6 SUPPLY VOLTAGE 400V 3AC PN=0,4KW;NN=3000RPM M0=1,9NM;MN=1.27NM SHAFT HEIGHT 45MM ENCODER INCREMENTAL TTL 2500PPR WITH SHAFT KEY, TOLERANCE N WITH HOLDING BRAKE PROTECTION CLASS IP65 WITH OIL SEAL MATCHING DRIVE SINAMICS V70&V90 | 742 | TEM | 1 | MC | 5.6 | 1
1FL60421AF610AG1 | SIMOTICS S-1FL6 SUPPLY VOLTAGE 400V 3AC PN=0,4KW;NN=3000RPM M0=1,9NM;MN=1.27NM SHAFT HEIGHT 45MM ENCODER INCREMENTAL TTL 2500PPR W/O SHAFT KEY, TOLERANCE N WITH OUT HOLDING BRAKE PROTECTION CLASS IP65 WITH OIL SEAL MATCHING DRIVE SINAMICS V70&V90 | 463 | TEM | 1 | MC | 4.3 | 1
1FL60421AF610AH1 | SIMOTICS S-1FL6 SUPPLY VOLTAGE 400V 3AC PN=0,4KW;NN=3000RPM M0=1,9NM;MN=1.27NM SHAFT HEIGHT 45MM ENCODER INCREMENTAL TTL 2500PPR PLAIN SHAFT, TOLERANCE N WITH HOLDING BRAKE PROTECTION CLASS IP65 WITH OIL SEAL MATCHING DRIVE SINAMICS V70&V90 | 742 | TEM | 1 | MC | 5.6 | 1
1FL60421AF610LA1 | SIMOTICS S-1FL6 SUPPLY VOLTAGE 400V 3AC PN=0,4KW;NN=3000RPM M0=1,9NM;MN=1.27NM SHAFT HEIGHT 45MM ENCODER ABSOLUTE 20BIT (12BIT MULTITURN) WITH SHAFT KEY, TOLERANCE N WITHOUT HOLDING BRAKE PROTECTION CLASS IP65 WITH OIL SEAL MATCHING DRIVE SINAMICS V70&V90 | 991 | TEM | 1 | MC | 4.1 | 1
1FL60421AF610LB1 | SIMOTICS S-1FL6 SUPPLY VOLTAGE 400V 3AC PN=0,4KW;NN=3000RPM M0=1,9NM;MN=1.27NM SHAFT HEIGHT 45MM ENCODER ABSOLUTE 20BIT (12BIT MULTITURN) WITH SHAFT KEY, TOLERANCE N WITH HOLDING BRAKE PROTECTION CLASS IP65 WITH OIL SEAL MATCHING DRIVE SINAMICS V70&V90 | 1270 | TEM | 1 | MC | 5.4 | 1
1FL60421AF610LG1 | SIMOTICS S-1FL6 SUPPLY VOLTAGE 400V 3AC PN=0,4KW;NN=3000RPM M0=1,9NM;MN=1.27NM SHAFT HEIGHT 45MM ENCODER ABSOLUTE 20BIT (12BIT MULTITURN) PLAIN SHAFT, TOLERANCE N WITHOUT HOLDING BRAKE PROTECTION CLASS IP65 WITH OIL SEAL MATCHING DRIVE SINAMICS V70&V90 | 991 | TEM | 1 | MC | 4.1 | 1
1FL60421AF610LH1 | SIMOTICS S-1FL6 SUPPLY VOLTAGE 400V 3AC PN=0,4KW;NN=3000RPM M0=1,9NM;MN=1.27NM SHAFT HEIGHT 45MM ENCODER ABSOLUTE 20BIT 12BIT MT PLAIN SHAFT, TOLERANCE N WITH HOLDING BRAKE PROTECTION CLASS IP65 WITH OIL SEAL MATCHING DRIVE SINAMICS V70&V90 | 1270 | TEM | 1 | MC | 5.4 | 1
1FL60422AF211AA1 | SIMOTICS S-1FL6 SUPPLY VOLTAGE 230V 3AC PN=0,75KW;NN=3000RPM M0=2,39NM;MN=2,39NM SHAFT HEIGHT 40MM ENCODER INCREMENTAL TTL 2500PPR WITH SHAFT KEY, TOLERANCE N WITHOUT HOLDING BRAKE PROTECTION CLASS IP65 WITH OIL SEAL MATCHING DRIVE SINAMICS V90 | 578 | TEM | 1 | MC | 2.8 | 1
1FL60422AF211AB1 | SIMOTICS S-1FL6 SUPPLY VOLTAGE 230V 3AC PN=0,75KW;NN=3000RPM M0=2,39NM;MN=2,39NM SHAFT HEIGHT 40MM ENCODER INCREMENTAL TTL 2500PPR WITH SHAFT KEY, TOLERANCE N WITH HOLDING BRAKE PROTECTION CLASS IP65 WITH OIL SEAL MATCHING DRIVE SINAMICS V90 | 848 | TEM | 1 | MC | 3.68 | 1
1FL60422AF211AG1 | SIMOTICS S-1FL6 SUPPLY VOLTAGE 230V 3AC PN=0,75KW;NN=3000RPM M0=2,39NM;MN=2,39NM SHAFT HEIGHT 40MM ENCODER INCREMENTAL TTL 2500PPR PLAIN SHAFT, TOLERANCE N WITHOUT HOLDING BRAKE PROTECTION CLASS IP65 WITH OIL SEAL MATCHING DRIVE SINAMICS V90 | 578 | TEM | 1 | MC | 2.8 | 1
1FL60422AF211AH1 | SIMOTICS S-1FL6 SUPPLY VOLTAGE 230V 3AC PN=0,75KW;NN=3000RPM M0=2,39NM;MN=2,39NM SHAFT HEIGHT 40MM ENCODER INCREMENTAL TTL 2500PPR PLAIN SHAFT, TOLERANCE N WITH HOLDING BRAKE PROTECTION CLASS IP65 WITH OIL SEAL MATCHING DRIVE SINAMICS V90 | 848 | TEM | 1 | MC | 3.68 | 1
1FL60441AF610AA1 | SIMOTICS S-1FL6 SUPPLY VOLTAGE 400V 3AC PN=0,75KW;NN=3000RPM M0=3.5NM;MN=2.39NM SHAFT HEIGHT 45MM ENCODER INCREMENTAL TTL 2500PPR WITH SHAFT KEY, TOLERANCE N WITHOUT HOLDING BRAKE PROTECTION CLASS IP65 WITH OIL SEAL MATCHING DRIVE SINAMICS V70&V90 | 556 | TEM | 1 | MC | 6.1 | 1
1FL60441AF610AB1 | SIMOTICS S-1FL6 SUPPLY VOLTAGE 400V 3AC PN=0,75KW;NN=3000RPM M0=3.5NM;MN=2.39NM SHAFT HEIGHT 45MM ENCODER INCREMENTAL TTL 2500PPR WITH SHAFT KEY, TOLERANCE N WITH HOLDING BRAKE PROTECTION CLASS IP65 WITH OIL SEAL MATCHING DRIVE SINAMICS V70&V90 | 836 | TEM | 1 | MC | 7.4 | 1
1FL60441AF610AG1 | SIMOTICS S-1FL6 SUPPLY VOLTAGE 400V 3AC PN=0,75KW;NN=3000RPM M0=3.5NM;MN=2.39NM SHAFT HEIGHT 45MM ENCODER INCREMENTAL TTL 2500PPR PLAIN SHAFT, TOLERANCE N WITHOUT HOLDING BRAKE PROTECTION CLASS IP65 WITH OIL SEAL MATCHING DRIVE SINAMICS V70&V90 | 556 | TEM | 1 | MC | 6.1 | 1
1FL60441AF610AH1 | SIMOTICS S-1FL6 SUPPLY VOLTAGE 400V 3AC PN=0,75KW;NN=3000RPM M0=3.5NM;MN=2.39NM SHAFT HEIGHT 45MM ENCODER INCREMENTAL TTL 2500PPR PLAIN SHAFT, TOLERANCE N WITH HOLDING BRAKE PROTECTION CLASS IP65 WITH OIL SEAL MATCHING DRIVE SINAMICS V70&V90 | 836 | TEM | 1 | MC | 7.4 | 1
1FL60441AF610LA1 | SIMOTICS S-1FL6 SUPPLY VOLTAGE 400V 3AC PN=0,75KW;NN=3000RPM M0=3.5NM;MN=2.39NM SHAFT HEIGHT 45MM ENCODER ABSOLUTE 20BIT (12BIT MULTITURN) WITH SHAFT KEY, TOLERANCE N WITHOUT HOLDING BRAKE PROTECTION CLASS IP65 WITH OIL SEAL MATCHING DRIVE SINAMICS V70&V90 | 1084 | TEM | 1 | MC | 5.9 | 1
1FL60441AF610LB1 | SIMOTICS S-1FL6 SUPPLY VOLTAGE 400V 3AC PN=0,75KW;NN=3000RPM M0=3.5NM;MN=2.39NM SHAFT HEIGHT 45MM ENCODER ABSOLUTE 20BIT (12BIT MULTITURN) WITH SHAFT KEY, TOLERANCE N WITH HOLDING BRAKE PROTECTION CLASS IP65 WITH OIL SEAL MATCHING DRIVE SINAMICS V70&V90 | 1363 | TEM | 1 | MC | 7.2 | 1
1FL60441AF610LG1 | SIMOTICS S-1FL6 SUPPLY VOLTAGE 400V 3AC PN=0,75KW;NN=3000RPM M0=3.5NM;MN=2.39NM SHAFT HEIGHT 45MM ENCODER ABSOLUTE 20BIT (12BIT MULTITURN) PLAIN SHAFT, TOLERANCE N WITH OUT HOLDING BRAKE PROTECTION CLASS IP65 WITH OIL SEAL MATCHING DRIVE SINAMICS V70&V90 | 1084 | TEM | 1 | MC | 5.9 | 1
1FL60441AF610LH1 | SIMOTICS S-1FL6 SUPPLY VOLTAGE 400V 3AC PN=0,75KW;NN=3000RPM M0=3.5NM;MN=2.39NM SHAFT HEIGHT 45MM ENCODER ABSOLUTE 20BIT (12BIT MULTITURN) PLAIN SHAFT, TOLERANCE N WITH HOLDING BRAKE PROTECTION CLASS IP65 WITH OIL SEAL MATCHING DRIVE SINAMICS V70&V90 | 1363 | TEM | 1 | MC | 7.2 | 1
1FL60442AF211AA1 | SIMOTICS S-1FL6 SUPPLY VOLTAGE 230V 3AC PN=1KW;NN=3000RPM M0=3,18NM;MN=3,18NM SHAFT HEIGHT 40MM ENCODER INCREMENTAL TTL 2500PPR WITH SHAFT KEY, TOLERANCE N WITHOUT HOLDING BRAKE PROTECTION CLASS IP65 WITH OIL SEAL MATCHING DRIVE SINAMICS V90 | 637 | TEM | 1 | MC | 3.39 | 1
1FL60442AF211AB1 | SIMOTICS S-1FL6 SUPPLY VOLTAGE 230V 3AC PN=1KW;NN=3000RPM M0=3,18NM;MN=3,18NM SHAFT HEIGHT 40MM ENCODER INCREMENTAL TTL 2500PPR WITH SHAFT KEY, TOLERANCE N WITH HOLDING BRAKE PROTECTION CLASS IP65 WITH OIL SEAL MATCHING DRIVE SINAMICS V90 | 905 | TEM | 1 | MC | 4.2 | 1
1FL60442AF211AG1 | SIMOTICS S-1FL6 SUPPLY VOLTAGE 230V 3AC PN=1KW;NN=3000RPM M0=3,18NM;MN=3,18NM SHAFT HEIGHT 40MM ENCODER INCREMENTAL TTL 2500PPR PLAIN SHAFT, TOLERANCE N WITHOUT HOLDING BRAKE PROTECTION CLASS IP65 WITH OIL SEAL MATCHING DRIVE SINAMICS V90 | 637 | TEM | 1 | MC | 3.39 | 1
1FL60442AF211AH1 | SIMOTICS S-1FL6 SUPPLY VOLTAGE 230V 3AC PN=1KW;NN=3000RPM M0=3,18NM;MN=3,18NM SHAFT HEIGHT 40MM ENCODER INCREMENTAL TTL 2500PPR PLAIN SHAFT, TOLERANCE N WITH HOLDING BRAKE PROTECTION CLASS IP65 WITH OIL SEAL MATCHING DRIVE SINAMICS V90 | 905 | TEM | 1 | MC | 4.2 | 1
1FL60522AF210AA1 | SIMOTICS S-1FL6 SUPPLY VOLTAGE 230V 3AC PN=1.5KW;NN=3000RPM M0=4,78NM;MN=4,78NM SHAFT HEIGHT 50MM ENCODER INCREMENTAL TTL 2500PPR WITH SHAFT KEY, TOLERANCE N WITHOUT HOLDING BRAKE PROTECTION CLASS IP65 WITH OIL SEAL MATCHING DRIVE SINAMICS V90 | 790 | TEM | 1 | MC | 5.35 | 1
1FL60522AF210AB1 | SIMOTICS S-1FL6 SUPPLY VOLTAGE 230V 3AC PN=1.5KW;NN=3000RPM M0=4,78NM;MN=4,78NM SHAFT HEIGHT 50MM ENCODER INCREMENTAL TTL 2500PPR WITH SHAFT KEY, TOLERANCE N WITH HOLDING BRAKE PROTECTION CLASS IP65 WITH OIL SEAL MATCHING DRIVE SINAMICS V90 | 1088 | TEM | 1 | MC | 6.76 | 1
1FL60522AF210AG1 | SIMOTICS S-1FL6 SUPPLY VOLTAGE 230V 3AC PN=1.5KW;NN=3000RPM M0=4,78NM;MN=4,78NM SHAFT HEIGHT 50MM ENCODER INCREMENTAL TTL 2500PPR PLAIN SHAFT, TOLERANCE N WITHOUT HOLDING BRAKE PROTECTION CLASS IP65 WITH OIL SEAL MATCHING DRIVE SINAMICS V90 | 790 | TEM | 1 | MC | 5.35 | 1
1FL60522AF210AH1 | SIMOTICS S-1FL6 SUPPLY VOLTAGE 230V 3AC PN=1.5KW;NN=3000RPM M0=4,78NM;MN=4,78NM SHAFT HEIGHT 50MM ENCODER INCREMENTAL TTL 2500PPR PLAIN SHAFT, TOLERANCE N WITH HOLDING BRAKE PROTECTION CLASS IP65 WITH OIL SEAL MATCHING DRIVE SINAMICS V90 | 1088 | TEM | 1 | MC | 6.76 | 1
1FL60542AF210AA1 | SIMOTICS S-1FL6 SUPPLY VOLTAGE 230V 3AC PN=2KW;NN=3000RPM M0=6,37NM;MN=6,37NM SHAFT HEIGHT 50MM ENCODER INCREMENTAL TTL 2500PPR WITH SHAFT KEY, TOLERANCE N WITHOUT HOLDING BRAKE PROTECTION CLASS IP65 WITH OIL SEAL MATCHING DRIVE SINAMICS V90 | 1058 | TEM | 1 | MC | 6.56 | 1
1FL60542AF210AB1 | SIMOTICS S-1FL6 SUPPLY VOLTAGE 230V 3AC PN=2KW;NN=3000RPM M0=6,37NM;MN=6,37NM SHAFT HEIGHT 50MM ENCODER INCREMENTAL TTL 2500PPR WITH SHAFT KEY, TOLERANCE N WITH HOLDING BRAKE PROTECTION CLASS IP65 WITH OIL SEAL MATCHING DRIVE SINAMICS V90 | 1356 | TEM | 1 | MC | 8 | 1
1FL60542AF210AG1 | SIMOTICS S-1FL6 SUPPLY VOLTAGE 230V 3AC PN=2KW;NN=3000RPM M0=6,37NM;MN=6,37NM SHAFT HEIGHT 50MM ENCODER INCREMENTAL TTL 2500PPR PLAIN SHAFT, TOLERANCE N WITHOUT HOLDING BRAKE PROTECTION CLASS IP65 WITH OIL SEAL MATCHING DRIVE SINAMICS V90 | 1058 | TEM | 1 | MC | 6.56 | 1
1FL60542AF210AH1 | SIMOTICS S-1FL6 SUPPLY VOLTAGE 230V 3AC PN=2KW;NN=3000RPM M0=6,37NM;MN=6,37NM SHAFT HEIGHT 50MM ENCODER INCREMENTAL TTL 2500PPR PLAIN SHAFT, TOLERANCE N WITH HOLDING BRAKE PROTECTION CLASS IP65 WITH OIL SEAL MATCHING DRIVE SINAMICS V90 | 1356 | TEM | 1 | MC | 8 | 1
1FL60611AC610AA1 | SIMOTICS S-1FL6 SUPPLY VOLTAGE 400V 3AC PN=0,75KW;NN=2000RPM M0=4NM;MN=3.58NM SHAFT HEIGHT 65MM ENCODER INCREMENTAL TTL 2500PPR WITH SHAFT KEY, TOLERANCE N WITHOUT HOLDING BRAKE PROTECTION CLASS IP65 WITH OIL SEAL MATCHING DRIVE SINAMICS V70&V90 | 599 | TEM | 1 | MC | 6.9 | 1
1FL60611AC610AB1 | SIMOTICS S-1FL6-1FL6 SUPPLY VOLTAGE 400V 3AC PN=0,75KW;NN=2000RPM M0=4NM;MN=3.58NM SHAFT HEIGHT 65MM ENCODER INCREMENTAL TTL 2500PPR WITH SHAFT KEY, TOLERANCE N WITH HOLDING BRAKE PROTECTION CLASS IP65 WITH OIL SEAL MATCHING DRIVE SINAMICS V70&V90 | 915 | TEM | 1 | MC | 9.9 | 1
1FL60611AC610AG1 | SIMOTICS S-1FL6-1FL6 SUPPLY VOLTAGE 400V 3AC PN=0,75KW;NN=2000RPM M0=4NM;MN=3.58NM SHAFT HEIGHT 65MM ENCODER INCREMENTAL TTL 2500PPR PLAIN SHAFT, TOLERANCE N W/O HOLDING BRAKE PROTECTION CLASS IP65 WITH OIL SEAL MATCHING DRIVE SINAMICS V70&V90 | 599 | TEM | 1 | MC | 6.9 | 1
1FL60611AC610AH1 | SIMOTICS S-1FL6-1FL6 SUPPLY VOLTAGE 400V 3AC PN=0,75KW;NN=2000RPM M0=4NM;MN=3.58NM SHAFT HEIGHT 65MM ENCODER INCREMENTAL TTL 2500PPR PLAIN SHAFT, TOLERANCE N WITH HOLDING BRAKE PROTECTION CLASS IP65 WITH OIL SEAL MATCHING DRIVE SINAMICS V70&V90 | 915 | TEM | 1 | MC | 9.9 | 1
1FL60611AC610LA1 | SIMOTICS S-1FL6-1FL6 SUPPLY VOLTAGE 400V 3AC PN=0,75KW;NN=2000RPM M0=4NM;MN=3.58NM SHAFT HEIGHT 65MM ENCODER ABSOLUTE 20BIT 12BIT MT WITH SHAFT KEY, TOLERANCE N WITHOUT HOLDING BRAKE PROTECTION CLASS IP65 WITH OIL SEAL MATCHING DRIVE SINAMICS V70&V90 | 1127 | TEM | 1 | MC | 6.6 | 1
1FL60611AC610LB1 | SIMOTICS S-1FL6 SUPPLY VOLTAGE 400V 3AC PN=0,75KW;NN=2000RPM M0=4NM;MN=3.58NM SHAFT HEIGHT 65MM ENCODER ABSOLUTE 20BIT 12BIT MT WITH SHAFT KEY, TOLERANCE N WITH HOLDING BRAKE PROTECTION CLASS IP65 WITH OIL SEAL MATCHING DRIVE SINAMICS V70&V90 | 1443 | TEM | 1 | MC | 9.6 | 1
1FL60611AC610LG1 | SIMOTICS S-1FL6-1FL6 SUPPLY VOLTAGE 400V 3AC PN=0,75KW;NN=2000RPM M0=4NM;MN=3.58NM SHAFT HEIGHT 65MM ENCODER ABSOLUTE 20BIT 12BIT MT PLAIN SHAFT, TOLERANCE N WITHOUT HOLDING BRAKE PROTECTION CLASS IP65 WITH OIL SEAL MATCHING DRIVE SINAMICS V70&V90 | 1127 | TEM | 1 | MC | 6.6 | 1
1FL60611AC610LH1 | SIMOTICS S-1FL6-1FL6 SUPPLY VOLTAGE 400V 3AC PN=0,75KW;NN=2000RPM M0=4NM;MN=3.58NM SHAFT HEIGHT 65MM ENCODER ABSOLUTE 20BIT 12BIT MT PLAIN SHAFT, TOLERANCE N WITH HOLDING BRAKE PROTECTION CLASS IP65 WITH OIL SEAL MATCHING DRIVE SINAMICS V70&V90 | 1443 | TEM | 1 | MC | 9.6 | 1
1FL60621AC610AA1 | SIMOTICS S-1FL6-1FL6 SUPPLY VOLTAGE 400V 3AC PN=1KW;NN=2000RPM M0=6NM;MN=4.78NM SHAFT HEIGHT 65MM ENCODER INCREMENTAL TTL 2500PPR WITH SHAFT KEY, TOLERANCE N WITHOUT HOLDING BRAKE PROTECTION CLASS IP65 WITH OIL SEAL MATCHING DRIVE SINAMICS V70&V90 | 700 | TEM | 1 | MC | 9.6 | 1
1FL60621AC610AB1 | SIMOTICS S-1FL6-1FL6 SUPPLY VOLTAGE 400V 3AC PN=1KW;NN=2000RPM M0=6NM;MN=4.78NM SHAFT HEIGHT 65MM ENCODER INCREMENTAL TTL 2500PPR WITH SHAFT KEY, TOLERANCE N WITH HOLDING BRAKE PROTECTION CLASS IP65 WITH OIL SEAL MATCHING DRIVE SINAMICS V70&V90 | 1015 | TEM | 1 | MC | 12.8 | 1
1FL60621AC610AG1 | SIMOTICS S-1FL6-1FL6 SUPPLY VOLTAGE 400V 3AC PN=1KW;NN=2000RPM M0=6NM;MN=4.78NM SHAFT HEIGHT 65MM ENCODER INCREMENTAL TTL 2500PPR PLAIN SHAFT, TOLERANCE N W/O HOLDING BRAKE PROTECTION CLASS IP65 WITH OIL SEAL MATCHING DRIVE SINAMICS V70&V90 | 700 | TEM | 1 | MC | 9.6 | 1
1FL60621AC610AH1 | SIMOTICS S-1FL6-1FL6 SUPPLY VOLTAGE 400V 3AC PN=1KW;NN=2000RPM M0=6NM;MN=4.78NM SHAFT HEIGHT 65MM ENCODER INCREMENTAL TTL 2500PPR PLAIN SHAFT, TOLERANCE N WITH HOLDING BRAKE PROTECTION CLASS IP65 WITH OIL SEAL MATCHING DRIVE SINAMICS V70&V90 | 1015 | TEM | 1 | MC | 12.8 | 1
1FL60621AC610LA1 | SIMOTICS S-1FL6-1FL6 SUPPLY VOLTAGE 400V 3AC PN=1KW;NN=2000RPM M0=6NM;MN=4.78NM SHAFT HEIGHT 65MM ENCODER ABSOLUTE 20BIT 12BIT MT WITH SHAFT KEY, TOLERANCE N WITHOUT HOLDING BRAKE PROTECTION CLASS IP65 WITH OIL SEAL MATCHING DRIVE SINAMICS V70&V90 | 1227 | TEM | 1 | MC | 9.3 | 1
1FL60621AC610LB1 | SIMOTICS S-1FL6-1FL6 SUPPLY VOLTAGE 400V 3AC PN=1KW;NN=2000RPM M0=6NM;MN=4.78NM SHAFT HEIGHT 65MM ENCODER ABSOLUTE 20BIT 12BIT MT WITH SHAFT KEY, TOLERANCE N WITH HOLDING BRAKE PROTECTION CLASS IP65 WITH OIL SEAL MATCHING DRIVE SINAMICS V70&V90 | 1543 | TEM | 1 | MC | 12.5 | 1
1FL60621AC610LG1 | SIMOTICS S-1FL6-1FL6 SUPPLY VOLTAGE 400V 3AC PN=1KW;NN=2000RPM M0=6NM;MN=4.78NM SHAFT HEIGHT 65MM ENCODER ABSOLUTE 20BIT 12BIT MT PLAIN SHAFT, TOLERANCE N WITHOUT HOLDING BRAKE PROTECTION CLASS IP65 WITH OIL SEAL MATCHING DRIVE SINAMICS V70&V90 | 1227 | TEM | 1 | MC | 9.3 | 1
1FL60621AC610LH1 | SIMOTICS S-1FL6-1FL6 SUPPLY VOLTAGE 400V 3AC PN=1KW;NN=2000RPM M0=6NM;MN=4.78NM SHAFT HEIGHT 65MM ENCODER ABSOLUTE 20BIT 12BIT MT PLAIN SHAFT, TOLERANCE N WITH HOLDING BRAKE PROTECTION CLASS IP65 WITH OIL SEAL MATCHING DRIVE SINAMICS V70&V90 | 1543 | TEM | 1 | MC | 12.5 | 1
1FL60641AC610AA1 | SIMOTICS S-1FL6-1FL6 SUPPLY VOLTAGE 400V 3AC PN=1.5KW;NN=2000RPM M0=8NM;MN=7.16NM SHAFT HEIGHT 65MM ENCODER INCREMENTAL TTL 2500PPR WITH SHAFT KEY, TOLERANCE N WITHOUT HOLDING BRAKE PROTECTION CLASS IP65 WITH OIL SEAL MATCHING DRIVE SINAMICS V70&V90 | 837 | TEM | 1 | MC | 9.6 | 1
1FL60641AC610AB1 | SIMOTICS S-1FL6-1FL6 SUPPLY VOLTAGE 400V 3AC PN=1.5KW;NN=2000RPM M0=8NM;MN=7.16NM SHAFT HEIGHT 65MM ENCODER INCREMENTAL TTL 2500PPR WITH SHAFT KEY, TOLERANCE N WITH HOLDING BRAKE PROTECTION CLASS IP65 WITH OIL SEAL MATCHING DRIVE SINAMICS V70&V90 | 1152 | TEM | 1 | MC | 12.8 | 1
1FL60641AC610AG1 | SIMOTICS S-1FL6-1FL6 SUPPLY VOLTAGE 400V 3AC PN=1.5KW;NN=2000RPM M0=8NM;MN=7.16NM SHAFT HEIGHT 65MM ENCODER INCREMENTAL TTL 2500PPR PLAIN SHAFT, TOLERANCE N W/O HOLDING BRAKE PROTECTION CLASS IP65 WITH OIL SEAL MATCHING DRIVE SINAMICS V70&V90 | 837 | TEM | 1 | MC | 9.6 | 1
1FL60641AC610AH1 | SIMOTICS S-1FL6-1FL6 SUPPLY VOLTAGE 400V 3AC PN=1.5KW;NN=2000RPM M0=8NM;MN=7.16NM SHAFT HEIGHT 65MM ENCODER INCREMENTAL TTL 2500PPR PLAIN SHAFT, TOLERANCE N WITH HOLDING BRAKE PROTECTION CLASS IP65 WITH OIL SEAL MATCHING DRIVE SINAMICS V70&V90 | 1152 | TEM | 1 | MC | 12.8 | 1
1FL60641AC610LA1 | SIMOTICS S-1FL6-1FL6 SUPPLY VOLTAGE 400V 3AC PN=1.5KW;NN=2000RPM M0=8NM;MN=7.16NM SHAFT HEIGHT 65MM ENCODER ABSOLUTE 20BIT 12BIT MT WITH SHAFT KEY, TOLERANCE N WITHOUT HOLDING BRAKE PROTECTION CLASS IP65 WITH OIL SEAL MATCHING DRIVE SINAMICS V70&V90 | 1364 | TEM | 1 | MC | 9.3 | 1
1FL60641AC610LB1 | SIMOTICS S-1FL6-1FL6 SUPPLY VOLTAGE 400V 3AC PN=1.5KW;NN=2000RPM M0=8NM;MN=7.16NM SHAFT HEIGHT 65MM ENCODER ABSOLUTE 20BIT 12BIT MT WITH SHAFT KEY, TOLERANCE N WITH HOLDING BRAKE PROTECTION CLASS IP65 WITH OIL SEAL MATCHING DRIVE SINAMICS V70&V90 | 1680 | TEM | 1 | MC | 12.5 | 1
1FL60641AC610LG1 | SIMOTICS S-1FL6-1FL6 SUPPLY VOLTAGE 400V 3AC PN=1.5KW;NN=2000RPM M0=8NM;MN=7.16NM SHAFT HEIGHT 65MM ENCODER ABSOLUTE 20BIT 12BIT MT PLAIN SHAFT, TOLERANCE N W/O HOLDING BRAKE PROTECTION CLASS IP65 WITH OIL SEAL MATCHING DRIVE SINAMICS V70&V90 | 1364 | TEM | 1 | MC | 9.3 | 1
1FL60641AC610LH1 | SIMOTICS S-1FL6-1FL6 SUPPLY VOLTAGE 400V 3AC PN=1.5KW;NN=2000RPM M0=8NM;MN=7.16NM SHAFT HEIGHT 65MM ENCODER ABSOLUTE 20BIT 12BIT MT PLAIN SHAFT, TOLERANCE N WITH HOLDING BRAKE PROTECTION CLASS IP65 WITH OIL SEAL MATCHING DRIVE SINAMICS V70&V90 | 1680 | TEM | 1 | MC | 12.5 | 1
1FL60661AC610AA1 | SIMOTICS S-1FL6-1FL6 SUPPLY VOLTAGE 400V 3AC PN=1.75KW;NN=2000RPM M0=11NM;MN=8.36NM SHAFT HEIGHT 65MM ENCODER INCREMENTAL TTL 2500PPR WITH SHAFT KEY, TOLERANCE N WITHOUT HOLDING BRAKE PROTECTION CLASS IP65 WITH OIL SEAL MATCHING DRIVE SINAMICS V70&V90 | 1035 | TEM | 1 | MC | 12.3 | 1
1FL60661AC610AB1 | SIMOTICS S-1FL6-1FL6 SUPPLY VOLTAGE 400V 3AC PN=1.75KW;NN=2000RPM M0=11NM;MN=8.36NM SHAFT HEIGHT 65MM ENCODER INCREMENTAL TTL 2500PPR WITH SHAFT KEY, TOLERANCE N WITH HOLDING BRAKE PROTECTION CLASS IP65 WITH OIL SEAL MATCHING DRIVE SINAMICS V70&V90 | 1350 | TEM | 1 | MC | 15.5 | 1
1FL60661AC610AG1 | SIMOTICS S-1FL6-1FL6 SUPPLY VOLTAGE 400V 3AC PN=1.75KW;NN=2000RPM M0=11NM;MN=8.36NM SHAFT HEIGHT 65MM ENCODER INCREMENTAL TTL 2500PPR PLAIN SHAFT, TOLERANCE N WITHOUT HOLDING BRAKE PROTECTION CLASS IP65 WITH OIL SEAL MATCHING DRIVE SINAMICS V70&V90 | 1035 | TEM | 1 | MC | 12.1 | 1
1FL60661AC610AH1 | SIMOTICS S-1FL6-1FL6 SUPPLY VOLTAGE 400V 3AC PN=1.75KW;NN=2000RPM M0=11NM;MN=8.36NM SHAFT HEIGHT 65MM ENCODER INCREMENTAL TTL 2500PPR PLAIN SHAFT, TOLERANCE N WITH HOLDING BRAKE PROTECTION CLASS IP65 WITH OIL SEAL MATCHING DRIVE SINAMICS V70&V90 | 1350 | TEM | 1 | MC | 15 | 1
1FL60661AC610LA1 | SIMOTICS S-1FL6-1FL6 SUPPLY VOLTAGE 400V 3AC PN=1.75KW;NN=2000RPM M0=11NM;MN=8.36NM SHAFT HEIGHT 65MM ENCODER ABSOLUTE 20BIT (12BIT M WITH SHAFT KEY, TOLERANCE N WITHOUT HOLDING BRAKE PROTECTION CLASS IP65 WITH OIL SEAL MATCHING DRIVE SINAMICS V70&V90 | 1562 | TEM | 1 | MC | 12.3 | 1
1FL60661AC610LB1 | SIMOTICS S-1FL6-1FL6 SUPPLY VOLTAGE 400V 3AC PN=1.75KW;NN=2000RPM M0=11NM;MN=8.36NM SHAFT HEIGHT 65MM ENCODER ABSOLUTE 20BIT (12BIT M WITH SHAFT KEY, TOLERANCE N WITH HOLDING BRAKE PROTECTION CLASS IP65 WITH OIL SEAL MATCHING DRIVE SINAMICS V70&V90 | 1878 | TEM | 1 | MC | 15.4 | 1
1FL60661AC610LG1 | SIMOTICS S-1FL6-1FL6 SUPPLY VOLTAGE 400V 3AC PN=1.75KW;NN=2000RPM M0=11NM;MN=8.36NM SHAFT HEIGHT 65MM ENCODER ABSOLUTE 20BIT 12BIT MT PLAIN SHAFT, TOLERANCE N WITHOUT HOLDING BRAKE PROTECTION CLASS IP65 WITH OIL SEAL MATCHING DRIVE SINAMICS V70&V90 | 1562 | TEM | 1 | MC | 12.2 | 1
1FL60661AC610LH1 | SIMOTICS S-1FL6-1FL6 SUPPLY VOLTAGE 400V 3AC PN=1.75KW;NN=2000RPM M0=11NM;MN=8.36NM SHAFT HEIGHT 65MM ENCODER ABSOLUTE 20BIT 12BIT MT PLAIN SHAFT, TOLERANCE N WITH HOLDING BRAKE PROTECTION CLASS IP65 WITH OIL SEAL MATCHING DRIVE SINAMICS V70&V90 | 1878 | TEM | 1 | MC | 15.1 | 1
1FL60671AC610AA1 | SIMOTICS S-1FL6-1FL6 SUPPLY VOLTAGE 400V 3AC PN=2KW;NN=2000RPM M0=15NM;MN=9.55NM SHAFT HEIGHT 65MM ENCODER INCREMENTAL TTL 2500PPR WITH SHAFT KEY, TOLERANCE N WITHOUT HOLDING BRAKE PROTECTION CLASS IP65 WITH OIL SEAL MATCHING DRIVE SINAMICS V70&V90 | 1242 | TEM | 1 | MC | 15.1 | 1
1FL60671AC610AB1 | SIMOTICS S-1FL6-1FL6 SUPPLY VOLTAGE 400V 3AC PN=2KW;NN=2000RPM M0=15NM;MN=9.55NM SHAFT HEIGHT 65MM ENCODER INCREMENTAL TTL 2500PPR WITH SHAFT KEY, TOLERANCE N WITH HOLDING BRAKE PROTECTION CLASS IP65 WITH OIL SEAL MATCHING DRIVE SINAMICS V70&V90 | 1558 | TEM | 1 | MC | 18.1 | 1
1FL60671AC610AG1 | SIMOTICS S-1FL6-1FL6 SUPPLY VOLTAGE 400V 3AC PN=2KW;NN=2000RPM M0=15NM;MN=9.55NM SHAFT HEIGHT 65MM ENCODER INCREMENTAL TTL 2500PPR PLAIN SHAFT, TOLERANCE N WITHOUT HOLDING BRAKE PROTECTION CLASS IP65 WITH OIL SEAL MATCHING DRIVE SINAMICS V70&V90 | 1242 | TEM | 1 | MC | 15.1 | 1
1FL60671AC610AH1 | SIMOTICS S-1FL6-1FL6 SUPPLY VOLTAGE 400V 3AC PN=2KW;NN=2000RPM M0=15NM;MN=9.55NM SHAFT HEIGHT 65MM ENCODER INCREMENTAL TTL 2500PPR PLAIN SHAFT, TOLERANCE N WITH HOLDING BRAKE PROTECTION CLASS IP65 WITH OIL SEAL MATCHING DRIVE SINAMICS V70&V90 | 1558 | TEM | 1 | MC | 18.1 | 1
1FL60671AC610LA1 | SIMOTICS S-1FL6-1FL6 SUPPLY VOLTAGE 400V 3AC PN=2KW;NN=2000RPM M0=15NM;MN=9.55NM SHAFT HEIGHT 65MM ENCODER ABSOLUTE 20BIT 12BIT MT WITH SHAFT KEY, TOLERANCE N WITHOUT HOLDING BRAKE PROTECTION CLASS IP65 WITH OIL SEAL MATCHING DRIVE SINAMICS V70&V90 | 1770 | TEM | 1 | MC | 14.8 | 1
1FL60671AC610LB1 | SIMOTICS S-1FL6-1FL6 SUPPLY VOLTAGE 400V 3AC PN=2KW;NN=2000RPM M0=15NM;MN=9.55NM SHAFT HEIGHT 65MM ENCODER ABSOLUTE 20BIT 12BIT MT WITH SHAFT KEY, TOLERANCE N WITH HOLDING BRAKE PROTECTION CLASS IP65 WITH OIL SEAL MATCHING DRIVE SINAMICS V70&V90 | 2086 | TEM | 1 | MC | 17.8 | 1
1FL60671AC610LG1 | SIMOTICS S-1FL6-1FL6 SUPPLY VOLTAGE 400V 3AC PN=2KW;NN=2000RPM M0=15NM;MN=9.55NM SHAFT HEIGHT 65MM ENCODER ABSOLUTE 20BIT 12BIT MT PLAIN SHAFT, TOLERANCE N WITHOUT HOLDING BRAKE PROTECTION CLASS IP65 WITH OIL SEAL MATCHING DRIVE SINAMICS V70&V90 | 1770 | TEM | 1 | MC | 14.8 | 1
1FL60671AC610LH1 | SIMOTICS S-1FL6-1FL6 SUPPLY VOLTAGE 400V 3AC PN=2KW;NN=2000RPM M0=15NM;MN=9.55NM SHAFT HEIGHT 65MM ENCODER ABSOLUTE 20BIT 12BIT MT PLAIN SHAFT, TOLERANCE N WITH HOLDING BRAKE PROTECTION CLASS IP65 WITH OIL SEAL MATCHING DRIVE SINAMICS V70&V90 | 2086 | TEM | 1 | MC | 17.8 | 1
1FL60901AC610AA1 | SIMOTICS S-1FL6-1FL6 SUPPLY VOLTAGE 400V 3AC PN=2.5KW;NN=2000RPM M0=15NM;MN=11.9NM SHAFT HEIGHT 90MM ENCODER INCREMENTAL TTL 2500PPR WITH SHAFT KEY, TOLERANCE N WITHOUT HOLDING BRAKE PROTECTION CLASS IP65 WITH OIL SEAL MATCHING DRIVE SINAMICS V70&V90 | 1267 | TEM | 1 | MC | 17.65 | 1
1FL60901AC610AB1 | SIMOTICS S-1FL6-1FL6 SUPPLY VOLTAGE 400V 3AC PN=2.5KW;NN=2000RPM M0=15NM;MN=11.9NM SHAFT HEIGHT 90MM ENCODER INCREMENTAL TTL 2500PPR WITH SHAFT KEY, TOLERANCE N WITH HOLDING BRAKE PROTECTION CLASS IP65 WITH OIL SEAL MATCHING DRIVE SINAMICS V70&V90 | 1633 | TEM | 1 | MC | 23.65 | 1
1FL60901AC610AG1 | SIMOTICS S-1FL6-1FL6 SUPPLY VOLTAGE 400V 3AC PN=2.5KW;NN=2000RPM M0=15NM;MN=11.9NM SHAFT HEIGHT 90MM ENCODER INCREMENTAL TTL 2500PPR PLAIN SHAFT, TOLERANCE N WITHOUT HOLDING BRAKE PROTECTION CLASS IP65 WITH OIL SEAL MATCHING DRIVE SINAMICS V70&V90 | 1267 | TEM | 1 | MC | 17.65 | 1
1FL60901AC610AH1 | SIMOTICS S-1FL6-1FL6 SUPPLY VOLTAGE 400V 3AC PN=2.5KW;NN=2000RPM M0=15NM;MN=11.9NM SHAFT HEIGHT 90MM ENCODER INCREMENTAL TTL 2500PPR PLAIN SHAFT, TOLERANCE N WITH HOLDING BRAKE PROTECTION CLASS IP65 WITH OIL SEAL MATCHING DRIVE SINAMICS V70&V90 | 1633 | TEM | 1 | MC | 23.65 | 1
1FL60901AC610LA1 | SIMOTICS S-1FL6-1FL6 SUPPLY VOLTAGE 400V 3AC PN=2.5KW;NN=2000RPM M0=15NM;MN=11.9NM SHAFT HEIGHT 90MM ENCODER ABSOLUTE 20BIT 12BIT MT WITH SHAFT KEY, TOLERANCE N WITHOUT HOLDING BRAKE PROTECTION CLASS IP65 WITH OIL SEAL MATCHING DRIVE SINAMICS V70&V90 | 1795 | TEM | 1 | MC | 17.15 | 1
1FL60901AC610LB1 | SIMOTICS S-1FL6-1FL6 SUPPLY VOLTAGE 400V 3AC PN=2.5KW;NN=2000RPM M0=15NM;MN=11.9NM SHAFT HEIGHT 90MM ENCODER ABSOLUTE 20BIT 12BIT MT WITH SHAFT KEY, TOLERANCE N WITH HOLDING BRAKE PROTECTION CLASS IP65 WITH OIL SEAL MATCHING DRIVE SINAMICS V70&V90 | 2160 | TEM | 1 | MC | 23.25 | 1
1FL60901AC610LG1 | SIMOTICS S-1FL6-1FL6 SUPPLY VOLTAGE 400V 3AC PN=2.5KW;NN=2000RPM M0=15NM;MN=11.9NM SHAFT HEIGHT 90MM ENCODER ABSOLUTE 20BIT 12BIT MT PLAIN SHAFT, TOLERANCE N WITHOUT HOLDING BRAKE PROTECTION CLASS IP65 WITH OIL SEAL MATCHING DRIVE SINAMICS V70&V90 | 1795 | TEM | 1 | MC | 17.15 | 1
1FL60901AC610LH1 | SIMOTICS S-1FL6-1FL6 SUPPLY VOLTAGE 400V 3AC PN=2.5KW;NN=2000RPM M0=15NM;MN=11.9NM SHAFT HEIGHT 90MM ENCODER ABSOLUTE 20BIT 12BIT MT PLAIN SHAFT, TOLERANCE N WITH HOLDING BRAKE PROTECTION CLASS IP65 WITH OIL SEAL MATCHING DRIVE SINAMICS V70&V90 | 2160 | TEM | 1 | MC | 23.25 | 1
1FL60921AC610AA1 | SIMOTICS S-1FL6-1FL6 SUPPLY VOLTAGE 400V 3AC PN=3.5KW;NN=2000RPM M0=22NM;MN=16.7NM SHAFT HEIGHT 90MM ENCODER INCREMENTAL TTL 2500PPR WITH SHAFT KEY, TOLERANCE N WITHOUT HOLDING BRAKE PROTECTION CLASS IP65 WITH OIL SEAL MATCHING DRIVE SINAMICS V70&V90 | 1706 | TEM | 1 | MC | 22.05 | 1
1FL60921AC610AB1 | SIMOTICS S-1FL6-1FL6 SUPPLY VOLTAGE 400V 3AC PN=3.5KW;NN=2000RPM M0=22NM;MN=16.7NM SHAFT HEIGHT 90MM ENCODER INCREMENTAL TTL 2500PPR WITH SHAFT KEY, TOLERANCE N WITH HOLDING BRAKE PROTECTION CLASS IP65 WITH OIL SEAL MATCHING DRIVE SINAMICS V70&V90 | 2079 | TEM | 1 | MC | 28.05 | 1
1FL60921AC610AG1 | SIMOTICS S-1FL6-1FL6 SUPPLY VOLTAGE 400V 3AC PN=3.5KW;NN=2000RPM M0=22NM;MN=16.7NM SHAFT HEIGHT 90MM ENCODER INCREMENTAL TTL 2500PPR PLAIN SHAFT, TOLERANCE N WITHOUT HOLDING BRAKE PROTECTION CLASS IP65 WITH OIL SEAL MATCHING DRIVE SINAMICS V70&V90 | 1706 | TEM | 1 | MC | 22.05 | 1
1FL60921AC610AH1 | SIMOTICS S-1FL6-1FL6 SUPPLY VOLTAGE 400V 3AC PN=3.5KW;NN=2000RPM M0=22NM;MN=16.7NM SHAFT HEIGHT 90MM ENCODER INCREMENTAL TTL 2500PPR PLAIN SHAFT, TOLERANCE N WITH HOLDING BRAKE PROTECTION CLASS IP65 WITH OIL SEAL MATCHING DRIVE SINAMICS V70&V90 | 2079 | TEM | 1 | MC | 28.05 | 1
1FL60921AC610LA1 | SIMOTICS S-1FL6-1FL6 SUPPLY VOLTAGE 400V 3AC PN=3.5KW;NN=2000RPM M0=22NM;MN=16.7NM SHAFT HEIGHT 90MM ENCODER ABSOLUTE 20BIT 12BIT MT WITH SHAFT KEY, TOLERANCE N WITHOUT HOLDING BRAKE PROTECTION CLASS IP65 WITH OIL SEAL MATCHING DRIVE SINAMICS V70&V90 | 2244 | TEM | 1 | MC | 21.65 | 1
1FL60921AC610LB1 | SIMOTICS S-1FL6-1FL6 SUPPLY VOLTAGE 400V 3AC PN=3.5KW;NN=2000RPM M0=22NM;MN=16.7NM SHAFT HEIGHT 90MM ENCODER ABSOLUTE 20BIT 12BIT MT WITH SHAFT KEY, TOLERANCE N WITH HOLDING BRAKE PROTECTION CLASS IP65 WITH OIL SEAL MATCHING DRIVE SINAMICS V70&V90 | 2617 | TEM | 1 | MC | 27.65 | 1
1FL60921AC610LG1 | SIMOTICS S-1FL6-1FL6 SUPPLY VOLTAGE 400V 3AC PN=3.5KW;NN=2000RPM M0=22NM;MN=16.7NM SHAFT HEIGHT 90MM ENCODER ABSOLUTE 20BIT 12BIT MT PLAIN SHAFT, TOLERANCE N WITHOUT HOLDING BRAKE PROTECTION CLASS IP65 WITH OIL SEAL MATCHING DRIVE SINAMICS V70&V90 | 2244 | TEM | 1 | MC | 21.65 | 1
1FL60921AC610LH1 | SIMOTICS S-1FL6-1FL6 SUPPLY VOLTAGE 400V 3AC PN=3.5KW;NN=2000RPM M0=22NM;MN=16.7NM SHAFT HEIGHT 90MM ENCODER ABSOLUTE 20BIT 12BIT MT PLAIN SHAFT, TOLERANCE N WITH HOLDING BRAKE PROTECTION CLASS IP65 WITH OIL SEAL MATCHING DRIVE SINAMICS V70&V90 | 2617 | TEM | 1 | MC | 27.65 | 1
1FL60941AC610AA1 | SIMOTICS S-1FL6-1FL6 SUPPLY VOLTAGE 400V 3AC PN=5KW;NN=2000RPM M0=30NM;MN=23.9NM SHAFT HEIGHT 90MM ENCODER INCREMENTAL TTL 2500PPR WITH SHAFT KEY, TOLERANCE N WITHOUT HOLDING BRAKE PROTECTION CLASS IP65 WITH OIL SEAL MATCHING DRIVE SINAMICS V70&V90 | 2198 | TEM | 1 | MC | 26.65 | 1
1FL60941AC610AB1 | SIMOTICS S-1FL6-1FL6 SUPPLY VOLTAGE 400V 3AC PN=5KW;NN=2000RPM M0=30NM;MN=23.9NM SHAFT HEIGHT 90MM ENCODER INCREMENTAL TTL 2500PPR WITH SHAFT KEY, TOLERANCE N WITH HOLDING BRAKE PROTECTION CLASS IP65 WITH OIL SEAL MATCHING DRIVE SINAMICS V70&V90 | 2571 | TEM | 1 | MC | 33 | 1
1FL60941AC610AG1 | SIMOTICS S-1FL6-1FL6 SUPPLY VOLTAGE 400V 3AC PN=5KW;NN=2000RPM M0=30NM;MN=23.9NM SHAFT HEIGHT 90MM ENCODER INCREMEN. TTL 2500INK/U PLAIN SHAFT, TOLERANCE N WITHOUT HOLDING BRAKE PROTECTION CLASS IP65 WITH OIL SEAL MATCHING DRIVE SINAMICS V70&V90 | 2198 | TEM | 1 | MC | 26.65 | 1
1FL60941AC610AH1 | SIMOTICS S-1FL6-1FL6 SUPPLY VOLTAGE 400V 3AC PN=5KW;NN=2000RPM M0=30NM;MN=23.9NM SHAFT HEIGHT 90MM ENCODER INCREMEN. TTL 2500INK/U PLAIN SHAFT, TOLERANCE N WITH HOLDING BRAKE PROTECTION CLASS IP65 WITH OIL SEAL MATCHING DRIVE SINAMICS V70&V90 | 2571 | TEM | 1 | MC | 33 | 1
1FL60941AC610LA1 | SIMOTICS S-1FL6-1FL6 SUPPLY VOLTAGE 400V 3AC PN=5KW;NN=2000RPM M0=30NM;MN=23.9NM SHAFT HEIGHT 90MM ENCODER ABSOLUTE 20BIT 12BIT MT WITH SHAFT KEY, TOLERANCE N WITHOUT HOLDING BRAKE PROTECTION CLASS IP65 WITH OIL SEAL MATCHING DRIVE SINAMICS V70&V90 | 2736 | TEM | 1 | MC | 26.25 | 1
1FL60941AC610LB1 | SIMOTICS S-1FL6-1FL6 SUPPLY VOLTAGE 400V 3AC PN=5KW;NN=2000RPM M0=30NM;MN=23.9NM SHAFT HEIGHT 90MM ENCODER ABSOLUTE 20BIT 12BIT MT WITH SHAFT KEY, TOLERANCE N WITH HOLDING BRAKE PROTECTION CLASS IP65 WITH OIL SEAL MATCHING DRIVE SINAMICS V70&V90 | 3109 | TEM | 1 | MC | 32.6 | 1
1FL60941AC610LG1 | SIMOTICS S-1FL6-1FL6 SUPPLY VOLTAGE 400V 3AC PN=5KW;NN=2000RPM M0=30NM;MN=23.9NM SHAFT HEIGHT 90MM ENCODER ABSOLUTE 20BIT 12BIT MT PLAIN SHAFT, TOLERANCE N WITHOUT HOLDING BRAKE PROTECTION CLASS IP65 WITH OIL SEAL MATCHING DRIVE SINAMICS V70&V90 | 2736 | TEM | 1 | MC | 26.25 | 1
1FL60941AC610LH1 | SIMOTICS S-1FL6-1FL6 SUPPLY VOLTAGE 400V 3AC PN=5KW;NN=2000RPM M0=30NM;MN=23.9NM SHAFT HEIGHT 90MM ENCODER ABSOLUTE 20BIT 12BIT MT PLAIN SHAFT, TOLERANCE N WITH HOLDING BRAKE PROTECTION CLASS IP65 WITH OIL SEAL MATCHING DRIVE SINAMICS V70&V90 | 3109 | TEM | 1 | MC | 32.6 | 1
1FL60961AC610AA1 | SIMOTICS S-1FL6-1FL6 SUPPLY VOLTAGE 400V 3AC PN=7KW;NN=2000RPM M0=40NM;MN=33.4NM SHAFT HEIGHT 90MM ENCODER INCREMEN. TTL 2500INK/U WITH SHAFT KEY, TOLERANCE N WITHOUT HOLDING BRAKE PROTECTION CLASS IP65 WITH OIL SEAL MATCHING DRIVE SINAMICS V70&V90 | 2834 | TEM | 1 | MC | 35.55 | 1
1FL60961AC610AB1 | SIMOTICS S-1FL6-1FL6 SUPPLY VOLTAGE 400V 3AC PN=7KW;NN=2000RPM M0=40NM;MN=33.4NM SHAFT HEIGHT 90MM ENCODER INCREMEN. TTL 2500INK/U WITH SHAFT KEY, TOLERANCE N WITH HOLDING BRAKE PROTECTION CLASS IP65 WITH OIL SEAL MATCHING DRIVE SINAMICS V70&V90 | 3207 | TEM | 1 | MC | 41.8 | 1
1FL60961AC610AG1 | SIMOTICS S-1FL6-1FL6 SUPPLY VOLTAGE 400V 3AC PN=7KW;NN=2000RPM M0=40NM;MN=33.4NM SHAFT HEIGHT 90MM ENCODER INCREMEN. TTL 2500INK/U PLAIN SHAFT, TOLERANCE N WITH OUT HOLDING BRAKE PROTECTION CLASS IP65 WITH OIL SEAL MATCHING DRIVE SINAMICS V70&V90 | 2834 | TEM | 1 | MC | 35.5 | 1
1FL60961AC610AH1 | SIMOTICS S-1FL6-1FL6 SUPPLY VOLTAGE 400V 3AC PN=7KW;NN=2000RPM M0=40NM;MN=33.4NM SHAFT HEIGHT 90MM ENCODER INCREMEN. TTL 2500INK/U PLAIN SHAFT, TOLERANCE N WITH HOLDING BRAKE PROTECTION CLASS IP65 WITH OIL SEAL MATCHING DRIVE SINAMICS V70&V90 | 3207 | TEM | 1 | MC | 41.8 | 1
1FL60961AC610LA1 | SIMOTICS S-1FL6-1FL6 SUPPLY VOLTAGE 400V 3AC PN=7KW;NN=2000RPM M0=40NM;MN=33.4NM SHAFT HEIGHT 90MM ENCODER ABSOLUTE 20BIT 12BIT MT WITH SHAFT KEY, TOLERANCE N WITHOUT HOLDING BRAKE PROTECTION CLASS IP65 WITH OIL SEAL MATCHING DRIVE SINAMICS V70&V90 | 3372 | TEM | 1 | MC | 36.4 | 1
1FL60961AC610LB1 | SIMOTICS S-1FL6-1FL6 SUPPLY VOLTAGE 400V 3AC PN=7KW;NN=2000RPM M0=40NM;MN=33.4NM SHAFT HEIGHT 90MM ENCODER ABSOLUTE 20BIT 12BIT MT WITH SHAFT KEY, TOLERANCE N WITH HOLDING BRAKE PROTECTION CLASS IP65 WITH OIL SEAL MATCHING DRIVE SINAMICS V70&V90 | 3745 | TEM | 1 | MC | 41.4 | 1
1FL60961AC610LG1 | SIMOTICS S-1FL6-1FL6 SUPPLY VOLTAGE 400V 3AC PN=7KW;NN=2000RPM M0=40NM;MN=33.4NM SHAFT HEIGHT 90MM ENCODER ABSOLUTE 20BIT 12BIT MT PLAIN SHAFT, TOLERANCE N WITHOUT HOLDING BRAKE PROTECTION CLASS IP65 WITH OIL SEAL MATCHING DRIVE SINAMICS V70&V90 | 3372 | TEM | 1 | MC | 35.4 | 1
1FL60961AC610LH1 | SIMOTICS S-1FL6-1FL6 SUPPLY VOLTAGE 400V 3AC PN=7KW;NN=2000RPM M0=40NM;MN=33.4NM SHAFT HEIGHT 90MM ENCODER ABSOLUTE 20BIT 12BIT MT PLAIN SHAFT, TOLERANCE N WITH HOLDING BRAKE PROTECTION CLASS IP65 WITH OIL SEAL MATCHING DRIVE SINAMICS V70&V90 | 3745 | TEM | 1 | MC | 41.4 | 1
1FT61326AB711AA0 | SIMOTICS S SYNCHRONOUS SERVOMOTOR 1FT6 75 NM, 100 K, 1500 RPM NATURAL AIR COOLING; IM B5 (IM V1, IM V3) FOR POWER AND SIGNAL CONNECTOR OUTGOING CONNECTOR DIRECTION TRAVERSE RIGHT INCREM. ENCODER, SIN/COS 1 VPP 2048 P/REV (ENCODER I-2048); WITH FITTED KEY, ACCURACY TOLERANCE N, W/O HOLDING BRAKE VIBRATION SEVERITY GRADE N, DIAPHRAGM SEAL (IP 64) | 9704 | TEM | 1 | MC | 85.005 | 1
1FT61326AB711AA1 | SIMOTICS S SYNCHRONOUS SERVOMOTOR 1FT6 75 NM, 100 K, 1500 RPM NATURAL AIR COOLING; IM B5 (IM V1, IM V3) FOR POWER AND SIGNAL CONNECTOR OUTGOING CONNECTOR DIRECTION TRAVERSE RIGHT INCREM. ENCODER, SIN/COS 1 VPP 2048 P/REV (ENCODER I-2048); WITH FITTED KEY, ACCURACY TOLERANCE N, W/O HOLDING BRAKE VIBRATION SEVERITY GRADE N, GAMMA SEALING RING (IP 65) | 9806 | TEM | 1 | MC | 85.005 | 1
1FT61326AB711AA2 | SIMOTICS S SYNCHRONOUS SERVOMOTOR 1FT6 75 NM, 100 K, 1500 RPM NATURAL AIR COOLING; IM B5 (IM V1, IM V3) FOR POWER AND SIGNAL CONNECTOR OUTGOING CONNECTOR DIRECTION TRAVERSE RIGHT INCREM. ENCODER, SIN/COS 1 VPP 2048 P/REV (ENCODER I-2048); WITH FITTED KEY, ACCURACY TOLERANCE N, W/O HOLDING BRAKE VIBRATION SEVERITY GRADE N, ROTARY SHAFT SEAL (IP 67) | 9891 | TEM | 1 | MC | 85.005 | 1
1FT61326AB711AA6 | SIMOTICS S SYNCHRONOUS SERVOMOTOR 1FT6 75 NM, 100 K, 1500 RPM NATURAL AIR COOLING; IM B5 (IM V1, IM V3) FOR POWER AND SIGNAL CONNECTOR OUTGOING CONNECTOR DIRECTION TRAVERSE RIGHT INCREM. ENCODER, SIN/COS 1 VPP 2048 P/REV (ENCODER I-2048); WITH FITTED KEY, ACCURACY TOLERANCE N, W/O HOLDING BRAKE VIBRATION SEVERITY GRADE N, KEROSENE SEAL (IP 68) | 10026 | TEM | 1 | MC | 85.005 | 1
1FT61326AB711AB0 | SIMOTICS S SYNCHRONOUS SERVOMOTOR 1FT6 75 NM, 100 K, 1500 RPM NATURAL AIR COOLING; IM B5 (IM V1, IM V3) FOR POWER AND SIGNAL CONNECTOR OUTGOING CONNECTOR DIRECTION TRAVERSE RIGHT INCREM. ENCODER, SIN/COS 1 VPP 2048 P/REV (ENCODER I-2048); WITH FITTED KEY, ACCURACY TOLERANCE N, W. HOLDING BRAKE VIBRATION SEVERITY GRADE N, DIAPHRAGM SEAL (IP 64) | 11424 | TEM | 1 | MC | 95.004 | 1
1FT61326AB711AB1 | SIMOTICS S SYNCHRONOUS SERVOMOTOR 1FT6 75 NM, 100 K, 1500 RPM NATURAL AIR COOLING; IM B5 (IM V1, IM V3) FOR POWER AND SIGNAL CONNECTOR OUTGOING CONNECTOR DIRECTION TRAVERSE RIGHT INCREM. ENCODER, SIN/COS 1 VPP 2048 P/REV (ENCODER I-2048); WITH FITTED KEY, ACCURACY TOLERANCE N, W. HOLDING BRAKE VIBRATION SEVERITY GRADE N, GAMMA SEALING RING (IP 65) | 11526 | TEM | 1 | MC | 95.004 | 1
1FT61326AB711AB2 | SIMOTICS S SYNCHRONOUS SERVOMOTOR 1FT6 75 NM, 100 K, 1500 RPM NATURAL AIR COOLING; IM B5 (IM V1, IM V3) FOR POWER AND SIGNAL CONNECTOR OUTGOING CONNECTOR DIRECTION TRAVERSE RIGHT INCREM. ENCODER, SIN/COS 1 VPP 2048 P/REV (ENCODER I-2048); WITH FITTED KEY, ACCURACY TOLERANCE N, W. HOLDING BRAKE VIBRATION SEVERITY GRADE N, ROTARY SHAFT SEAL (IP 67) | 11612 | TEM | 1 | MC | 95.004 | 1
1FT61326AB711AD5 | SIMOTICS S SYNCHRONOUS SERVOMOTOR 1FT6 75 NM, 100 K, 1500 RPM NATURAL AIR COOLING; IM B5 (IM V1, IM V3) FOR POWER AND SIGNAL CONNECTOR OUTGOING CONNECTOR DIRECTION TRAVERSE RIGHT INCREM. ENCODER, SIN/COS 1 VPP 2048 P/REV (ENCODER I-2048); WITH FITTED KEY, ACCURACY TOLERANCE R, W/O HOLDING BRAKE VIBRATION SEVERITY GRADE R, ROTARY SHAFT SEAL (IP 67) | 10281 | TEM | 1 | MC | 85.005 | 1
1FT61326AB711AE5 | SIMOTICS S SYNCHRONOUS SERVOMOTOR 1FT6 75 NM, 100 K, 1500 RPM NATURAL AIR COOLING; IM B5 (IM V1, IM V3) FOR POWER AND SIGNAL CONNECTOR OUTGOING CONNECTOR DIRECTION TRAVERSE RIGHT INCREM. ENCODER, SIN/COS 1 VPP 2048 P/REV (ENCODER I-2048); WITH FITTED KEY, ACCURACY TOLERANCE R, W. HOLDING BRAKE VIBRATION SEVERITY GRADE R, ROTARY SHAFT SEAL (IP 67) | 12016 | TEM | 1 | MC | 95.004 | 1
1FT61326AB711AG0 | SIMOTICS S SYNCHRONOUS SERVOMOTOR 1FT6 75 NM, 100 K, 1500 RPM NATURAL AIR COOLING; IM B5 (IM V1, IM V3) FOR POWER AND SIGNAL CONNECTOR OUTGOING CONNECTOR DIRECTION TRAVERSE RIGHT INCREM. ENCODER, SIN/COS 1 VPP 2048 P/REV (ENCODER I-2048); PLAIN SHAFT, ACCURACY TOLERANCE N, W/O HOLDING BRAKE VIBRATION SEVERITY GRADE N, DIAPHRAGM SEAL (IP 64) | 9704 | TEM | 1 | MC | 85.005 | 1
1FT61326AB711AG1 | SIMOTICS S SYNCHRONOUS SERVOMOTOR 1FT6 75 NM, 100 K, 1500 RPM NATURAL AIR COOLING; IM B5 (IM V1, IM V3) FOR POWER AND SIGNAL CONNECTOR OUTGOING CONNECTOR DIRECTION TRAVERSE RIGHT INCREM. ENCODER, SIN/COS 1 VPP 2048 P/REV (ENCODER I-2048); PLAIN SHAFT, ACCURACY TOLERANCE N, W/O HOLDING BRAKE VIBRATION SEVERITY GRADE N, GAMMA SEALING RING (IP 65) | 9806 | TEM | 1 | MC | 85.005 | 1
1FT61326AB711AG6 | SIMOTICS S SYNCHRONOUS SERVOMOTOR 1FT6 75 NM, 100 K, 1500 RPM NATURAL AIR COOLING; IM B5 (IM V1, IM V3) FOR POWER AND SIGNAL CONNECTOR OUTGOING CONNECTOR DIRECTION TRAVERSE RIGHT INCREM. ENCODER, SIN/COS 1 VPP 2048 P/REV (ENCODER I-2048); PLAIN SHAFT, ACCURACY TOLERANCE N, W/O HOLDING BRAKE VIBRATION SEVERITY GRADE N, KEROSENE SEAL (IP 68) | 10026 | TEM | 1 | MC | 85.005 | 1
1FT61326AB711AH0 | SIMOTICS S SYNCHRONOUS SERVOMOTOR 1FT6 75 NM, 100 K, 1500 RPM NATURAL AIR COOLING; IM B5 (IM V1, IM V3) FOR POWER AND SIGNAL CONNECTOR OUTGOING CONNECTOR DIRECTION TRAVERSE RIGHT INCREM. ENCODER, SIN/COS 1 VPP 2048 P/REV (ENCODER I-2048); PLAIN SHAFT, ACCURACY TOLERANCE N, W. HOLDING BRAKE VIBRATION SEVERITY GRADE N, DIAPHRAGM SEAL (IP 64) | 11578 | TEM | 1 | MC | 95.004 | 1
1FT61326AB711AH1 | SIMOTICS S SYNCHRONOUS SERVOMOTOR 1FT6 75 NM, 100 K, 1500 RPM NATURAL AIR COOLING; IM B5 (IM V1, IM V3) FOR POWER AND SIGNAL CONNECTOR OUTGOING CONNECTOR DIRECTION TRAVERSE RIGHT INCREM. ENCODER, SIN/COS 1 VPP 2048 P/REV (ENCODER I-2048); PLAIN SHAFT, ACCURACY TOLERANCE N, W. HOLDING BRAKE VIBRATION SEVERITY GRADE N, GAMMA SEALING RING (IP 65) | 11680 | TEM | 1 | MC | 95.004 | 1
1FT61326AB711AH2 | SIMOTICS S SYNCHRONOUS SERVOMOTOR 1FT6 75 NM, 100 K, 1500 RPM NATURAL AIR COOLING; IM B5 (IM V1, IM V3) FOR POWER AND SIGNAL CONNECTOR OUTGOING CONNECTOR DIRECTION TRAVERSE RIGHT INCREM. ENCODER, SIN/COS 1 VPP 2048 P/REV (ENCODER I-2048); PLAIN SHAFT, ACCURACY TOLERANCE N, W. HOLDING BRAKE VIBRATION SEVERITY GRADE N, ROTARY SHAFT SEAL (IP 67) | 11766 | TEM | 1 | MC | 95.004 | 1
1FT61326AB711AH6 | SIMOTICS S SYNCHRONOUS SERVOMOTOR 1FT6 75 NM, 100 K, 1500 RPM NATURAL AIR COOLING; IM B5 (IM V1, IM V3) FOR POWER AND SIGNAL CONNECTOR OUTGOING CONNECTOR DIRECTION TRAVERSE RIGHT INCREM. ENCODER, SIN/COS 1 VPP 2048 P/REV (ENCODER I-2048); PLAIN SHAFT, ACCURACY TOLERANCE N, W. HOLDING BRAKE VIBRATION SEVERITY GRADE N, KEROSENE SEAL (IP 68) | 11900 | TEM | 1 | MC | 95.004 | 1
1FT61326AB711AK5 | SIMOTICS S SYNCHRONOUS SERVOMOTOR 1FT6 75 NM, 100 K, 1500 RPM NATURAL AIR COOLING; IM B5 (IM V1, IM V3) FOR POWER AND SIGNAL CONNECTOR OUTGOING CONNECTOR DIRECTION TRAVERSE RIGHT INCREM. ENCODER, SIN/COS 1 VPP 2048 P/REV (ENCODER I-2048); PLAIN SHAFT, ACCURACY TOLERANCE R, W/O HOLDING BRAKE VIBRATION SEVERITY GRADE R, ROTARY SHAFT SEAL (IP 67) | 10416 | TEM | 1 | MC | 85.005 | 1
1FT61326AB711AL5 | SIMOTICS S SYNCHRONOUS SERVOMOTOR 1FT6 75 NM, 100 K, 1500 RPM NATURAL AIR COOLING; IM B5 (IM V1, IM V3) FOR POWER AND SIGNAL CONNECTOR OUTGOING CONNECTOR DIRECTION TRAVERSE RIGHT INCREM. ENCODER, SIN/COS 1 VPP 2048 P/REV (ENCODER I-2048); PLAIN SHAFT, ACCURACY TOLERANCE R, W. HOLDING BRAKE VIBRATION SEVERITY GRADE R, ROTARY SHAFT SEAL (IP 67) | 12141 | TEM | 1 | MC | 95.004 | 1
1FT61326AB711DA1 | SIMOTICS S SYNCHRONOUS SERVOMOTOR 1FT6 75 NM, 100 K, 1500 RPM NATURAL AIR COOLING; IM B5 (IM V1, IM V3) FOR POWER AND SIGNAL CONNECTOR OUTGOING CONNECTOR DIRECTION TRAVERSE RIGHT INCREMENTAL ENCODER 2048 P/REV (ENCODER I-2048) WITH DRIVE-CLIQ INTERFACE; WITH FITTED KEY, ACCURACY TOLERANCE N, W/O HOLDING BRAKE VIBRATION SEVERITY GRADE N, GAMMA SEALING RING (IP 65) | 10170 | TEM | 1 | MC | 85.005 | 1
1FT61326AB711DA2 | SIMOTICS S SYNCHRONOUS SERVOMOTOR 1FT6 75 NM, 100 K, 1500 RPM NATURAL AIR COOLING; IM B5 (IM V1, IM V3) FOR POWER AND SIGNAL CONNECTOR OUTGOING CONNECTOR DIRECTION TRAVERSE RIGHT INCREMENTAL ENCODER 2048 P/REV (ENCODER I-2048) WITH DRIVE-CLIQ INTERFACE; WITH FITTED KEY, ACCURACY TOLERANCE N, W/O HOLDING BRAKE VIBRATION SEVERITY GRADE N, ROTARY SHAFT SEAL (IP 67) | 10256 | TEM | 1 | MC | 85.005 | 1
1FT61326AB711DB0 | SIMOTICS S SYNCHRONOUS SERVOMOTOR 1FT6 75 NM, 100 K, 1500 RPM NATURAL AIR COOLING; IM B5 (IM V1, IM V3) FOR POWER AND SIGNAL CONNECTOR OUTGOING CONNECTOR DIRECTION TRAVERSE RIGHT INCREMENTAL ENCODER 2048 P/REV (ENCODER I-2048) WITH DRIVE-CLIQ INTERFACE; WITH FITTED KEY, ACCURACY TOLERANCE N, W. HOLDING BRAKE VIBRATION SEVERITY GRADE N, DIAPHRAGM SEAL (IP 64) | 11789 | TEM | 1 | MC | 95.004 | 1
1FT61326AB711DG0 | SIMOTICS S SYNCHRONOUS SERVOMOTOR 1FT6 75 NM, 100 K, 1500 RPM NATURAL AIR COOLING; IM B5 (IM V1, IM V3) FOR POWER AND SIGNAL CONNECTOR OUTGOING CONNECTOR DIRECTION TRAVERSE RIGHT INCREMENTAL ENCODER 2048 P/REV (ENCODER I-2048) WITH DRIVE-CLIQ INTERFACE; PLAIN SHAFT, ACCURACY TOLERANCE N, W/O HOLDING BRAKE VIBRATION SEVERITY GRADE N, DIAPHRAGM SEAL (IP 64) | 10068 | TEM | 1 | MC | 85.005 | 1
1FT61326AB711DG1 | SIMOTICS S SYNCHRONOUS SERVOMOTOR 1FT6 75 NM, 100 K, 1500 RPM NATURAL AIR COOLING; IM B5 (IM V1, IM V3) FOR POWER AND SIGNAL CONNECTOR OUTGOING CONNECTOR DIRECTION TRAVERSE RIGHT INCREMENTAL ENCODER 2048 P/REV (ENCODER I-2048) WITH DRIVE-CLIQ INTERFACE; PLAIN SHAFT, ACCURACY TOLERANCE N, W/O HOLDING BRAKE VIBRATION SEVERITY GRADE N, GAMMA SEALING RING (IP 65) | 10170 | TEM | 1 | MC | 85.005 | 1
1FT61326AB711DH0 | SIMOTICS S SYNCHRONOUS SERVOMOTOR 1FT6 75 NM, 100 K, 1500 RPM NATURAL AIR COOLING; IM B5 (IM V1, IM V3) FOR POWER AND SIGNAL CONNECTOR OUTGOING CONNECTOR DIRECTION TRAVERSE RIGHT INCREMENTAL ENCODER 2048 P/REV (ENCODER I-2048) WITH DRIVE-CLIQ INTERFACE; PLAIN SHAFT, ACCURACY TOLERANCE N, W. HOLDING BRAKE VIBRATION SEVERITY GRADE N, DIAPHRAGM SEAL (IP 64) | 11943 | TEM | 1 | MC | 95.004 | 1
1FT61326AB711DH1 | SIMOTICS S SYNCHRONOUS SERVOMOTOR 1FT6 75 NM, 100 K, 1500 RPM NATURAL AIR COOLING; IM B5 (IM V1, IM V3) FOR POWER AND SIGNAL CONNECTOR OUTGOING CONNECTOR DIRECTION TRAVERSE RIGHT INCREMENTAL ENCODER 2048 P/REV (ENCODER I-2048) WITH DRIVE-CLIQ INTERFACE; PLAIN SHAFT, ACCURACY TOLERANCE N, W. HOLDING BRAKE VIBRATION SEVERITY GRADE N, GAMMA SEALING RING (IP 65) | 12045 | TEM | 1 | MC | 95.004 | 1
1FT61326AB711DL5 | SIMOTICS S SYNCHRONOUS SERVOMOTOR 1FT6 75 NM, 100 K, 1500 RPM NATURAL AIR COOLING; IM B5 (IM V1, IM V3) FOR POWER AND SIGNAL CONNECTOR OUTGOING CONNECTOR DIRECTION TRAVERSE RIGHT INCREMENTAL ENCODER 2048 P/REV (ENCODER I-2048) WITH DRIVE-CLIQ INTERFACE; PLAIN SHAFT, ACCURACY TOLERANCE R, W. HOLDING BRAKE VIBRATION SEVERITY GRADE R, ROTARY SHAFT SEAL (IP 67) | 12506 | TEM | 1 | MC | 95.004 | 1
1FT61326AB711EA0 | SIMOTICS S SYNCHRONOUS SERVOMOTOR 1FT6 75 NM, 100 K, 1500 RPM NATURAL AIR COOLING; IM B5 (IM V1, IM V3) FOR POWER AND SIGNAL CONNECTOR OUTGOING CONNECTOR DIRECTION TRAVERSE RIGHT ABSOLUTE ENCODER ENDAT 2048 P/REV (ENCODER A-2048); PERFORMANCE REDUCTION BY 10% DUE TO ABSOLUTE ENCODER; WITH FITTED KEY, ACCURACY TOLERANCE N, W/O HOLDING BRAKE VIBRATION SEVERITY GRADE N, DIAPHRAGM SEAL (IP 64) | 10511 | TEM | 1 | MC | 85.005 | 1
1FT61326AB711EA1 | SIMOTICS S SYNCHRONOUS SERVOMOTOR 1FT6 75 NM, 100 K, 1500 RPM NATURAL AIR COOLING; IM B5 (IM V1, IM V3) FOR POWER AND SIGNAL CONNECTOR OUTGOING CONNECTOR DIRECTION TRAVERSE RIGHT ABSOLUTE ENCODER ENDAT 2048 P/REV (ENCODER A-2048); PERFORMANCE REDUCTION BY 10% DUE TO ABSOLUTE ENCODER; WITH FITTED KEY, ACCURACY TOLERANCE N, W/O HOLDING BRAKE VIBRATION SEVERITY GRADE N, GAMMA SEALING RING (IP 65) | 10613 | TEM | 1 | MC | 85.005 | 1
1FT61326AB711EA2 | SIMOTICS S SYNCHRONOUS SERVOMOTOR 1FT6 75 NM, 100 K, 1500 RPM NATURAL AIR COOLING; IM B5 (IM V1, IM V3) FOR POWER AND SIGNAL CONNECTOR OUTGOING CONNECTOR DIRECTION TRAVERSE RIGHT ABSOLUTE ENCODER ENDAT 2048 P/REV (ENCODER A-2048); PERFORMANCE REDUCTION BY 10% DUE TO ABSOLUTE ENCODER; WITH FITTED KEY, ACCURACY TOLERANCE N, W/O HOLDING BRAKE VIBRATION SEVERITY GRADE N, ROTARY SHAFT SEAL (IP 67) | 10698 | TEM | 1 | MC | 85.005 | 1
1FT61326AB711EA5 | SIMOTICS S SYNCHRONOUS SERVOMOTOR 1FT6 75 NM, 100 K, 1500 RPM NATURAL AIR COOLING; IM B5 (IM V1, IM V3) FOR POWER AND SIGNAL CONNECTOR OUTGOING CONNECTOR DIRECTION TRAVERSE RIGHT ABSOLUTE ENCODER ENDAT 2048 P/REV (ENCODER A-2048); PERFORMANCE REDUCTION BY 10% DUE TO ABSOLUTE ENCODER; WITH FITTED KEY, ACCURACY TOLERANCE N, W/O HOLDING BRAKE VIBRATION SEVERITY GRADE R, ROTARY SHAFT SEAL (IP 67) | 10854 | TEM | 1 | MC | 85.005 | 1
1FT61326AB711EB0 | SIMOTICS S SYNCHRONOUS SERVOMOTOR 1FT6 75 NM, 100 K, 1500 RPM NATURAL AIR COOLING; IM B5 (IM V1, IM V3) FOR POWER AND SIGNAL CONNECTOR OUTGOING CONNECTOR DIRECTION TRAVERSE RIGHT ABSOLUTE ENCODER ENDAT 2048 P/REV (ENCODER A-2048); PERFORMANCE REDUCTION BY 10% DUE TO ABSOLUTE ENCODER; WITH FITTED KEY, ACCURACY TOLERANCE N, W. HOLDING BRAKE VIBRATION SEVERITY GRADE N, DIAPHRAGM SEAL (IP 64) | 12231 | TEM | 1 | MC | 95.004 | 1
1FT61326AB711EB1 | SIMOTICS S SYNCHRONOUS SERVOMOTOR 1FT6 75 NM, 100 K, 1500 RPM NATURAL AIR COOLING; IM B5 (IM V1, IM V3) FOR POWER AND SIGNAL CONNECTOR OUTGOING CONNECTOR DIRECTION TRAVERSE RIGHT ABSOLUTE ENCODER ENDAT 2048 P/REV (ENCODER A-2048); PERFORMANCE REDUCTION BY 10% DUE TO ABSOLUTE ENCODER; WITH FITTED KEY, ACCURACY TOLERANCE N, W. HOLDING BRAKE VIBRATION SEVERITY GRADE N, GAMMA SEALING RING (IP 65) | 12333 | TEM | 1 | MC | 95.004 | 1
1FT61326AB711ED3 | SIMOTICS S SYNCHRONOUS SERVOMOTOR 1FT6 75 NM, 100 K, 1500 RPM NATURAL AIR COOLING; IM B5 (IM V1, IM V3) FOR POWER AND SIGNAL CONNECTOR OUTGOING CONNECTOR DIRECTION TRAVERSE RIGHT ABSOLUTE ENCODER ENDAT 2048 P/REV (ENCODER A-2048); PERFORMANCE REDUCTION BY 10% DUE TO ABSOLUTE ENCODER; WITH FITTED KEY, ACCURACY TOLERANCE R, W/O HOLDING BRAKE VIBRATION SEVERITY GRADE R, DIAPHRAGM SEAL (IP 64) | 10915 | TEM | 1 | MC | 85.005 | 1
1FT61326AB711EG0 | SIMOTICS S SYNCHRONOUS SERVOMOTOR 1FT6 75 NM, 100 K, 1500 RPM NATURAL AIR COOLING; IM B5 (IM V1, IM V3) FOR POWER AND SIGNAL CONNECTOR OUTGOING CONNECTOR DIRECTION TRAVERSE RIGHT ABSOLUTE ENCODER ENDAT 2048 P/REV (ENCODER A-2048); PERFORMANCE REDUCTION BY 10% DUE TO ABSOLUTE ENCODER; PLAIN SHAFT, ACCURACY TOLERANCE N, W/O HOLDING BRAKE VIBRATION SEVERITY GRADE N, DIAPHRAGM SEAL (IP 64) | 10511 | TEM | 1 | MC | 85.005 | 1
1FT61326AB711EG1 | SIMOTICS S SYNCHRONOUS SERVOMOTOR 1FT6 75 NM, 100 K, 1500 RPM NATURAL AIR COOLING; IM B5 (IM V1, IM V3) FOR POWER AND SIGNAL CONNECTOR OUTGOING CONNECTOR DIRECTION TRAVERSE RIGHT ABSOLUTE ENCODER ENDAT 2048 P/REV (ENCODER A-2048); PERFORMANCE REDUCTION BY 10% DUE TO ABSOLUTE ENCODER; PLAIN SHAFT, ACCURACY TOLERANCE N, W/O HOLDING BRAKE VIBRATION SEVERITY GRADE N, GAMMA SEALING RING (IP 65) | 10613 | TEM | 1 | MC | 85.005 | 1
1FT61326AB711EG5 | SIMOTICS S SYNCHRONOUS SERVOMOTOR 1FT6 75 NM, 100 K, 1500 RPM NATURAL AIR COOLING; IM B5 (IM V1, IM V3) FOR POWER AND SIGNAL CONNECTOR OUTGOING CONNECTOR DIRECTION TRAVERSE RIGHT ABSOLUTE ENCODER ENDAT 2048 P/REV (ENCODER A-2048); PERFORMANCE REDUCTION BY 10% DUE TO ABSOLUTE ENCODER; PLAIN SHAFT, ACCURACY TOLERANCE N, W/O HOLDING BRAKE VIBRATION SEVERITY GRADE R, ROTARY SHAFT SEAL (IP 67) | 10854 | TEM | 1 | MC | 85.005 | 1
1FT61326AB711EH0 | SIMOTICS S SYNCHRONOUS SERVOMOTOR 1FT6 75 NM, 100 K, 1500 RPM NATURAL AIR COOLING; IM B5 (IM V1, IM V3) FOR POWER AND SIGNAL CONNECTOR OUTGOING CONNECTOR DIRECTION TRAVERSE RIGHT ABSOLUTE ENCODER ENDAT 2048 P/REV (ENCODER A-2048); PERFORMANCE REDUCTION BY 10% DUE TO ABSOLUTE ENCODER; PLAIN SHAFT, ACCURACY TOLERANCE N, W. HOLDING BRAKE VIBRATION SEVERITY GRADE N, DIAPHRAGM SEAL (IP 64) | 12385 | TEM | 1 | MC | 95.004 | 1
1FT61326AB711EH1 | SIMOTICS S SYNCHRONOUS SERVOMOTOR 1FT6 75 NM, 100 K, 1500 RPM NATURAL AIR COOLING; IM B5 (IM V1, IM V3) FOR POWER AND SIGNAL CONNECTOR OUTGOING CONNECTOR DIRECTION TRAVERSE RIGHT ABSOLUTE ENCODER ENDAT 2048 P/REV (ENCODER A-2048); PERFORMANCE REDUCTION BY 10% DUE TO ABSOLUTE ENCODER; PLAIN SHAFT, ACCURACY TOLERANCE N, W. HOLDING BRAKE VIBRATION SEVERITY GRADE N, GAMMA SEALING RING (IP 65) | 12487 | TEM | 1 | MC | 95.004 | 1
1FT61326AB711FA0 | SIMOTICS S SYNCHRONOUS SERVOMOTOR 1FT6 75 NM, 100 K, 1500 RPM NATURAL AIR COOLING; IM B5 (IM V1, IM V3) FOR POWER AND SIGNAL CONNECTOR OUTGOING CONNECTOR DIRECTION TRAVERSE RIGHT ABSOLUTE ENCODER 2048 P/REV (ENCODER A-2048) WITH DRIVE-CLIQ INTERFACE; PERFORMANCE REDUCTION BY 10% DUE TO ABSOLUTE ENCODER; WITH FITTED KEY, ACCURACY TOLERANCE N, W/O HOLDING BRAKE VIBRATION SEVERITY GRADE N, DIAPHRAGM SEAL (IP 64) | 10887 | TEM | 1 | MC | 85.005 | 1
1FT61326AB711FA1 | SIMOTICS S SYNCHRONOUS SERVOMOTOR 1FT6 75 NM, 100 K, 1500 RPM NATURAL AIR COOLING; IM B5 (IM V1, IM V3) FOR POWER AND SIGNAL CONNECTOR OUTGOING CONNECTOR DIRECTION TRAVERSE RIGHT ABSOLUTE ENCODER 2048 P/REV (ENCODER A-2048) WITH DRIVE-CLIQ INTERFACE; PERFORMANCE REDUCTION BY 10% DUE TO ABSOLUTE ENCODER; WITH FITTED KEY, ACCURACY TOLERANCE N, W/O HOLDING BRAKE VIBRATION SEVERITY GRADE N, GAMMA SEALING RING (IP 65) | 10989 | TEM | 1 | MC | 85.005 | 1
1FT61326AB711FB0 | SIMOTICS S SYNCHRONOUS SERVOMOTOR 1FT6 75 NM, 100 K, 1500 RPM NATURAL AIR COOLING; IM B5 (IM V1, IM V3) FOR POWER AND SIGNAL CONNECTOR OUTGOING CONNECTOR DIRECTION TRAVERSE RIGHT ABSOLUTE ENCODER 2048 P/REV (ENCODER A-2048) WITH DRIVE-CLIQ INTERFACE; PERFORMANCE REDUCTION BY 10% DUE TO ABSOLUTE ENCODER; WITH FITTED KEY, ACCURACY TOLERANCE N, W. HOLDING BRAKE VIBRATION SEVERITY GRADE N, DIAPHRAGM SEAL (IP 64) | 12608 | TEM | 1 | MC | 95.004 | 1
1FT61326AB711FB2 | SIMOTICS S SYNCHRONOUS SERVOMOTOR 1FT6 75 NM, 100 K, 1500 RPM NATURAL AIR COOLING; IM B5 (IM V1, IM V3) FOR POWER AND SIGNAL CONNECTOR OUTGOING CONNECTOR DIRECTION TRAVERSE RIGHT ABSOLUTE ENCODER 2048 P/REV (ENCODER A-2048) WITH DRIVE-CLIQ INTERFACE; PERFORMANCE REDUCTION BY 10% DUE TO ABSOLUTE ENCODER; WITH FITTED KEY, ACCURACY TOLERANCE N, W. HOLDING BRAKE VIBRATION SEVERITY GRADE N, ROTARY SHAFT SEAL (IP 67) | 12795 | TEM | 1 | MC | 95.004 | 1
1FT61326AB711FG0 | SIMOTICS S SYNCHRONOUS SERVOMOTOR 1FT6 75 NM, 100 K, 1500 RPM NATURAL AIR COOLING; IM B5 (IM V1, IM V3) FOR POWER AND SIGNAL CONNECTOR OUTGOING CONNECTOR DIRECTION TRAVERSE RIGHT ABSOLUTE ENCODER 2048 P/REV (ENCODER A-2048) WITH DRIVE-CLIQ INTERFACE; PERFORMANCE REDUCTION BY 10% DUE TO ABSOLUTE ENCODER; PLAIN SHAFT, ACCURACY TOLERANCE N, W/O HOLDING BRAKE VIBRATION SEVERITY GRADE N, DIAPHRAGM SEAL (IP 64) | 10887 | TEM | 1 | MC | 85.005 | 1
1FT61326AB711FH1 | SIMOTICS S SYNCHRONOUS SERVOMOTOR 1FT6 75 NM, 100 K, 1500 RPM NATURAL AIR COOLING; IM B5 (IM V1, IM V3) FOR POWER AND SIGNAL CONNECTOR OUTGOING CONNECTOR DIRECTION TRAVERSE RIGHT ABSOLUTE ENCODER 2048 P/REV (ENCODER A-2048) WITH DRIVE-CLIQ INTERFACE; PERFORMANCE REDUCTION BY 10% DUE TO ABSOLUTE ENCODER; PLAIN SHAFT, ACCURACY TOLERANCE N, W. HOLDING BRAKE VIBRATION SEVERITY GRADE N, GAMMA SEALING RING (IP 65) | 12863 | TEM | 1 | MC | 95.004 | 1
1FT61326AB711FH5 | SIMOTICS S SYNCHRONOUS SERVOMOTOR 1FT6 75 NM, 100 K, 1500 RPM NATURAL AIR COOLING; IM B5 (IM V1, IM V3) FOR POWER AND SIGNAL CONNECTOR OUTGOING CONNECTOR DIRECTION TRAVERSE RIGHT ABSOLUTE ENCODER 2048 P/REV (ENCODER A-2048) WITH DRIVE-CLIQ INTERFACE; PERFORMANCE REDUCTION BY 10% DUE TO ABSOLUTE ENCODER; PLAIN SHAFT, ACCURACY TOLERANCE N, W. HOLDING BRAKE VIBRATION SEVERITY GRADE R, ROTARY SHAFT SEAL (IP 67) | 13105 | TEM | 1 | MC | 95.004 | 1
1FT61326AB711SA0 | SIMOTICS S SYNCHRONOUS SERVOMOTOR 1FT6 75 NM, 100 K, 1500 RPM NATURAL AIR COOLING; IM B5 (IM V1, IM V3) FOR POWER AND SIGNAL CONNECTOR OUTGOING CONNECTOR DIRECTION TRAVERSE RIGHT RESOLVER MULTI-POLE (RESOLVER P=3); WITH FITTED KEY, ACCURACY TOLERANCE N, W/O HOLDING BRAKE VIBRATION SEVERITY GRADE N, DIAPHRAGM SEAL (IP 64) | 8604 | TEM | 1 | MC | 85.005 | 1
1FT61326AB711SB0 | SIMOTICS S SYNCHRONOUS SERVOMOTOR 1FT6 75 NM, 100 K, 1500 RPM NATURAL AIR COOLING; IM B5 (IM V1, IM V3) FOR POWER AND SIGNAL CONNECTOR OUTGOING CONNECTOR DIRECTION TRAVERSE RIGHT RESOLVER MULTI-POLE (RESOLVER P=3); WITH FITTED KEY, ACCURACY TOLERANCE N, W. HOLDING BRAKE VIBRATION SEVERITY GRADE N, DIAPHRAGM SEAL (IP 64) | 10325 | TEM | 1 | MC | 95.004 | 1
1FT61326AB711TA0 | SIMOTICS S SYNCHRONOUS SERVOMOTOR 1FT6 75 NM, 100 K, 1500 RPM NATURAL AIR COOLING; IM B5 (IM V1, IM V3) FOR POWER AND SIGNAL CONNECTOR OUTGOING CONNECTOR DIRECTION TRAVERSE RIGHT RESOLVER 2-POLE (RESOLVER P=1); WITH FITTED KEY, ACCURACY TOLERANCE N, W/O HOLDING BRAKE VIBRATION SEVERITY GRADE N, DIAPHRAGM SEAL (IP 64) | 8609 | TEM | 1 | MC | 85.005 | 1
1FT61326AB711TG0 | SIMOTICS S SYNCHRONOUS SERVOMOTOR 1FT6 75 NM, 100 K, 1500 RPM NATURAL AIR COOLING; IM B5 (IM V1, IM V3) FOR POWER AND SIGNAL CONNECTOR OUTGOING CONNECTOR DIRECTION TRAVERSE RIGHT RESOLVER 2-POLE (RESOLVER P=1); PLAIN SHAFT, ACCURACY TOLERANCE N, W/O HOLDING BRAKE VIBRATION SEVERITY GRADE N, DIAPHRAGM SEAL (IP 64) | 8609 | TEM | 1 | MC | 85.005 | 1
1FT61326AB711UA5 | SIMOTICS S SYNCHRONOUS SERVOMOTOR 1FT6 75 NM, 100 K, 1500 RPM NATURAL AIR COOLING; IM B5 (IM V1, IM V3) FOR POWER AND SIGNAL CONNECTOR OUTGOING CONNECTOR DIRECTION TRAVERSE RIGHT RESOLVER MULTI-POLE (RESOLVER P=3) WITH DRIVE-CLIQ INTERFACE; WITH FITTED KEY, ACCURACY TOLERANCE N, W/O HOLDING BRAKE VIBRATION SEVERITY GRADE R, ROTARY SHAFT SEAL (IP 67) | 9313 | TEM | 1 | MC | 85.005 | 1
1FT61326AB711UB0 | SIMOTICS S SYNCHRONOUS SERVOMOTOR 1FT6 75 NM, 100 K, 1500 RPM NATURAL AIR COOLING; IM B5 (IM V1, IM V3) FOR POWER AND SIGNAL CONNECTOR OUTGOING CONNECTOR DIRECTION TRAVERSE RIGHT RESOLVER MULTI-POLE (RESOLVER P=3) WITH DRIVE-CLIQ INTERFACE; WITH FITTED KEY, ACCURACY TOLERANCE N, W. HOLDING BRAKE VIBRATION SEVERITY GRADE N, DIAPHRAGM SEAL (IP 64) | 10690 | TEM | 1 | MC | 95.004 | 1
1FT61326AB712AA0 | SIMOTICS S SYNCHRONOUS SERVOMOTOR 1FT6 75 NM, 100 K, 1500 RPM NATURAL AIR COOLING; IM B5 (IM V1, IM V3) FOR POWER AND SIGNAL CONNECTOR OUTGOING CONNECTOR DIRECTION TRAVERSE LEFT INCREM. ENCODER, SIN/COS 1 VPP 2048 P/REV (ENCODER I-2048); WITH FITTED KEY, ACCURACY TOLERANCE N, W/O HOLDING BRAKE VIBRATION SEVERITY GRADE N, DIAPHRAGM SEAL (IP 64) | 9704 | TEM | 1 | MC | 85.005 | 1
1FT61326AB712AB0 | SIMOTICS S SYNCHRONOUS SERVOMOTOR 1FT6 75 NM, 100 K, 1500 RPM NATURAL AIR COOLING; IM B5 (IM V1, IM V3) FOR POWER AND SIGNAL CONNECTOR OUTGOING CONNECTOR DIRECTION TRAVERSE LEFT INCREM. ENCODER, SIN/COS 1 VPP 2048 P/REV (ENCODER I-2048); WITH FITTED KEY, ACCURACY TOLERANCE N, W. HOLDING BRAKE VIBRATION SEVERITY GRADE N, DIAPHRAGM SEAL (IP 64) | 11424 | TEM | 1 | MC | 95.004 | 1
1FT61326AB712AG0 | SIMOTICS S SYNCHRONOUS SERVOMOTOR 1FT6 75 NM, 100 K, 1500 RPM NATURAL AIR COOLING; IM B5 (IM V1, IM V3) FOR POWER AND SIGNAL CONNECTOR OUTGOING CONNECTOR DIRECTION TRAVERSE LEFT INCREM. ENCODER, SIN/COS 1 VPP 2048 P/REV (ENCODER I-2048); PLAIN SHAFT, ACCURACY TOLERANCE N, W/O HOLDING BRAKE VIBRATION SEVERITY GRADE N, DIAPHRAGM SEAL (IP 64) | 9704 | TEM | 1 | MC | 85.005 | 1
1FT61326AB712AG1 | SIMOTICS S SYNCHRONOUS SERVOMOTOR 1FT6 75 NM, 100 K, 1500 RPM NATURAL AIR COOLING; IM B5 (IM V1, IM V3) FOR POWER AND SIGNAL CONNECTOR OUTGOING CONNECTOR DIRECTION TRAVERSE LEFT INCREM. ENCODER, SIN/COS 1 VPP 2048 P/REV (ENCODER I-2048); PLAIN SHAFT, ACCURACY TOLERANCE N, W/O HOLDING BRAKE VIBRATION SEVERITY GRADE N, GAMMA SEALING RING (IP 65) | 9806 | TEM | 1 | MC | 85.005 | 1
1FT61326AB712AG2 | SIMOTICS S SYNCHRONOUS SERVOMOTOR 1FT6 75 NM, 100 K, 1500 RPM NATURAL AIR COOLING; IM B5 (IM V1, IM V3) FOR POWER AND SIGNAL CONNECTOR OUTGOING CONNECTOR DIRECTION TRAVERSE LEFT INCREM. ENCODER, SIN/COS 1 VPP 2048 P/REV (ENCODER I-2048); PLAIN SHAFT, ACCURACY TOLERANCE N, W/O HOLDING BRAKE VIBRATION SEVERITY GRADE N, ROTARY SHAFT SEAL (IP 67) | 9891 | TEM | 1 | MC | 85.005 | 1
1FT61326AB712AL4 | SIMOTICS S SYNCHRONOUS SERVOMOTOR 1FT6 75 NM, 100 K, 1500 RPM NATURAL AIR COOLING; IM B5 (IM V1, IM V3) FOR POWER AND SIGNAL CONNECTOR OUTGOING CONNECTOR DIRECTION TRAVERSE LEFT INCREM. ENCODER, SIN/COS 1 VPP 2048 P/REV (ENCODER I-2048); PLAIN SHAFT, ACCURACY TOLERANCE R, W. HOLDING BRAKE VIBRATION SEVERITY GRADE R, GAMMA SEALING RING (IP 65) | 12073 | TEM | 1 | MC | 95.004 | 1
1FT61326AB712DB0 | SIMOTICS S SYNCHRONOUS SERVOMOTOR 1FT6 75 NM, 100 K, 1500 RPM NATURAL AIR COOLING; IM B5 (IM V1, IM V3) FOR POWER AND SIGNAL CONNECTOR OUTGOING CONNECTOR DIRECTION TRAVERSE LEFT INCREMENTAL ENCODER 2048 P/REV (ENCODER I-2048) WITH DRIVE-CLIQ INTERFACE; WITH FITTED KEY, ACCURACY TOLERANCE N, W. HOLDING BRAKE VIBRATION SEVERITY GRADE N, DIAPHRAGM SEAL (IP 64) | 11789 | TEM | 1 | MC | 95.004 | 1
1FT61326AB712DG0 | SIMOTICS S SYNCHRONOUS SERVOMOTOR 1FT6 75 NM, 100 K, 1500 RPM NATURAL AIR COOLING; IM B5 (IM V1, IM V3) FOR POWER AND SIGNAL CONNECTOR OUTGOING CONNECTOR DIRECTION TRAVERSE LEFT INCREMENTAL ENCODER 2048 P/REV (ENCODER I-2048) WITH DRIVE-CLIQ INTERFACE; PLAIN SHAFT, ACCURACY TOLERANCE N, W/O HOLDING BRAKE VIBRATION SEVERITY GRADE N, DIAPHRAGM SEAL (IP 64) | 10068 | TEM | 1 | MC | 85.005 | 1
1FT61326AB712DL4 | SIMOTICS S SYNCHRONOUS SERVOMOTOR 1FT6 75 NM, 100 K, 1500 RPM NATURAL AIR COOLING; IM B5 (IM V1, IM V3) FOR POWER AND SIGNAL CONNECTOR OUTGOING CONNECTOR DIRECTION TRAVERSE LEFT INCREMENTAL ENCODER 2048 P/REV (ENCODER I-2048) WITH DRIVE-CLIQ INTERFACE; PLAIN SHAFT, ACCURACY TOLERANCE R, W. HOLDING BRAKE VIBRATION SEVERITY GRADE R, GAMMA SEALING RING (IP 65) | 12437 | TEM | 1 | MC | 95.004 | 1
1FT61326AB712EA0 | SIMOTICS S SYNCHRONOUS SERVOMOTOR 1FT6 75 NM, 100 K, 1500 RPM NATURAL AIR COOLING; IM B5 (IM V1, IM V3) FOR POWER AND SIGNAL CONNECTOR OUTGOING CONNECTOR DIRECTION TRAVERSE LEFT ABSOLUTE ENCODER ENDAT 2048 P/REV (ENCODER A-2048); PERFORMANCE REDUCTION BY 10% DUE TO ABSOLUTE ENCODER; WITH FITTED KEY, ACCURACY TOLERANCE N, W/O HOLDING BRAKE VIBRATION SEVERITY GRADE N, DIAPHRAGM SEAL (IP 64) | 10511 | TEM | 1 | MC | 85.005 | 1
1FT61326AB712FA1 | SIMOTICS S SYNCHRONOUS SERVOMOTOR 1FT6 75 NM, 100 K, 1500 RPM NATURAL AIR COOLING; IM B5 (IM V1, IM V3) FOR POWER AND SIGNAL CONNECTOR OUTGOING CONNECTOR DIRECTION TRAVERSE LEFT ABSOLUTE ENCODER 2048 P/REV (ENCODER A-2048) WITH DRIVE-CLIQ INTERFACE; PERFORMANCE REDUCTION BY 10% DUE TO ABSOLUTE ENCODER; WITH FITTED KEY, ACCURACY TOLERANCE N, W/O HOLDING BRAKE VIBRATION SEVERITY GRADE N, GAMMA SEALING RING (IP 65) | 10989 | TEM | 1 | MC | 85.005 | 1
1FT61326AB712FH0 | SIMOTICS S SYNCHRONOUS SERVOMOTOR 1FT6 75 NM, 100 K, 1500 RPM NATURAL AIR COOLING; IM B5 (IM V1, IM V3) FOR POWER AND SIGNAL CONNECTOR OUTGOING CONNECTOR DIRECTION TRAVERSE LEFT ABSOLUTE ENCODER 2048 P/REV (ENCODER A-2048) WITH DRIVE-CLIQ INTERFACE; PERFORMANCE REDUCTION BY 10% DUE TO ABSOLUTE ENCODER; PLAIN SHAFT, ACCURACY TOLERANCE N, W. HOLDING BRAKE VIBRATION SEVERITY GRADE N, DIAPHRAGM SEAL (IP 64) | 12761 | TEM | 1 | MC | 95.004 | 1
1FT61326AB712FH3 | SIMOTICS S SYNCHRONOUS SERVOMOTOR 1FT6 75 NM, 100 K, 1500 RPM NATURAL AIR COOLING; IM B5 (IM V1, IM V3) FOR POWER AND SIGNAL CONNECTOR OUTGOING CONNECTOR DIRECTION TRAVERSE LEFT ABSOLUTE ENCODER 2048 P/REV (ENCODER A-2048) WITH DRIVE-CLIQ INTERFACE; PERFORMANCE REDUCTION BY 10% DUE TO ABSOLUTE ENCODER; PLAIN SHAFT, ACCURACY TOLERANCE N, W. HOLDING BRAKE VIBRATION SEVERITY GRADE R, DIAPHRAGM SEAL (IP 64) | 12931 | TEM | 1 | MC | 95.004 | 1
1FT61326AB713AA0 | SIMOTICS S SYNCHRONOUS SERVOMOTOR 1FT6 75 NM, 100 K, 1500 RPM NATURAL AIR COOLING; IM B5 (IM V1, IM V3) OUTGOING CONNECTOR DIRECTION AXIAL NON-DRIVE END CUSTOMIZED VERSION INCREM. ENCODER, SIN/COS 1 VPP 2048 P/REV (ENCODER I-2048); WITH FITTED KEY, ACCURACY TOLERANCE N, W/O HOLDING BRAKE VIBRATION SEVERITY GRADE N, DIAPHRAGM SEAL (IP 64) | 9704 | TEM | 1 | MC | 85.005 | 1
1FT61326AB713AA1 | SIMOTICS S SYNCHRONOUS SERVOMOTOR 1FT6 75 NM, 100 K, 1500 RPM NATURAL AIR COOLING; IM B5 (IM V1, IM V3) OUTGOING CONNECTOR DIRECTION AXIAL NON-DRIVE END CUSTOMIZED VERSION INCREM. ENCODER, SIN/COS 1 VPP 2048 P/REV (ENCODER I-2048); WITH FITTED KEY, ACCURACY TOLERANCE N, W/O HOLDING BRAKE VIBRATION SEVERITY GRADE N, GAMMA SEALING RING (IP 65) | 9806 | TEM | 1 | MC | 85.005 | 1
1FT61326AB713AB0 | SIMOTICS S SYNCHRONOUS SERVOMOTOR 1FT6 75 NM, 100 K, 1500 RPM NATURAL AIR COOLING; IM B5 (IM V1, IM V3) OUTGOING CONNECTOR DIRECTION AXIAL NON-DRIVE END CUSTOMIZED VERSION INCREM. ENCODER, SIN/COS 1 VPP 2048 P/REV (ENCODER I-2048); WITH FITTED KEY, ACCURACY TOLERANCE N, W. HOLDING BRAKE VIBRATION SEVERITY GRADE N, DIAPHRAGM SEAL (IP 64) | 11424 | TEM | 1 | MC | 95.004 | 1
1FT61326AB713AG1 | SIMOTICS S SYNCHRONOUS SERVOMOTOR 1FT6 75 NM, 100 K, 1500 RPM NATURAL AIR COOLING; IM B5 (IM V1, IM V3) OUTGOING CONNECTOR DIRECTION AXIAL NON-DRIVE END CUSTOMIZED VERSION INCREM. ENCODER, SIN/COS 1 VPP 2048 P/REV (ENCODER I-2048); PLAIN SHAFT, ACCURACY TOLERANCE N, W/O HOLDING BRAKE VIBRATION SEVERITY GRADE N, GAMMA SEALING RING (IP 65) | 9806 | TEM | 1 | MC | 85.005 | 1
1FT61326AB713AH1 | SIMOTICS S SYNCHRONOUS SERVOMOTOR 1FT6 75 NM, 100 K, 1500 RPM NATURAL AIR COOLING; IM B5 (IM V1, IM V3) OUTGOING CONNECTOR DIRECTION AXIAL NON-DRIVE END CUSTOMIZED VERSION INCREM. ENCODER, SIN/COS 1 VPP 2048 P/REV (ENCODER I-2048); PLAIN SHAFT, ACCURACY TOLERANCE N, W. HOLDING BRAKE VIBRATION SEVERITY GRADE N, GAMMA SEALING RING (IP 65) | 11680 | TEM | 1 | MC | 95.004 | 1
1FT61326AB713AK1 | SIMOTICS S SYNCHRONOUS SERVOMOTOR 1FT6 75 NM, 100 K, 1500 RPM NATURAL AIR COOLING; IM B5 (IM V1, IM V3) OUTGOING CONNECTOR DIRECTION AXIAL NON-DRIVE END CUSTOMIZED VERSION INCREM. ENCODER, SIN/COS 1 VPP 2048 P/REV (ENCODER I-2048); PLAIN SHAFT, ACCURACY TOLERANCE R, W/O HOLDING BRAKE VIBRATION SEVERITY GRADE N, GAMMA SEALING RING (IP 65) | 10175 | TEM | 1 | MC | 85.005 | 1
1FT61326AB713EH0 | SIMOTICS S SYNCHRONOUS SERVOMOTOR 1FT6 75 NM, 100 K, 1500 RPM NATURAL AIR COOLING; IM B5 (IM V1, IM V3) OUTGOING CONNECTOR DIRECTION AXIAL NON-DRIVE END CUSTOMIZED VERSION ABSOLUTE ENCODER ENDAT 2048 P/REV (ENCODER A-2048); PERFORMANCE REDUCTION BY 10% DUE TO ABSOLUTE ENCODER; PLAIN SHAFT, ACCURACY TOLERANCE N, W. HOLDING BRAKE VIBRATION SEVERITY GRADE N, DIAPHRAGM SEAL (IP 64) | 12385 | TEM | 1 | MC | 95.004 | 1
1FT61326AB714AA0 | SIMOTICS S SYNCHRONOUS SERVOMOTOR 1FT6 75 NM, 100 K, 1500 RPM NATURAL AIR COOLING; IM B5 (IM V1, IM V3) FOR POWER AND SIGNAL CONNECTOR OUTGOING CONNECTOR DIRECTION AXIAL DRIVE END INCREM. ENCODER, SIN/COS 1 VPP 2048 P/REV (ENCODER I-2048); WITH FITTED KEY, ACCURACY TOLERANCE N, W/O HOLDING BRAKE VIBRATION SEVERITY GRADE N, DIAPHRAGM SEAL (IP 64) | 9704 | TEM | 1 | MC | 85.005 | 1
1FT61326AB714AA1 | SIMOTICS S SYNCHRONOUS SERVOMOTOR 1FT6 75 NM, 100 K, 1500 RPM NATURAL AIR COOLING; IM B5 (IM V1, IM V3) FOR POWER AND SIGNAL CONNECTOR OUTGOING CONNECTOR DIRECTION AXIAL DRIVE END INCREM. ENCODER, SIN/COS 1 VPP 2048 P/REV (ENCODER I-2048); WITH FITTED KEY, ACCURACY TOLERANCE N, W/O HOLDING BRAKE VIBRATION SEVERITY GRADE N, GAMMA SEALING RING (IP 65) | 9806 | TEM | 1 | MC | 85.005 | 1
1FT61326AB714AA2 | SIMOTICS S SYNCHRONOUS SERVOMOTOR 1FT6 75 NM, 100 K, 1500 RPM NATURAL AIR COOLING; IM B5 (IM V1, IM V3) FOR POWER AND SIGNAL CONNECTOR OUTGOING CONNECTOR DIRECTION AXIAL DRIVE END INCREM. ENCODER, SIN/COS 1 VPP 2048 P/REV (ENCODER I-2048); WITH FITTED KEY, ACCURACY TOLERANCE N, W/O HOLDING BRAKE VIBRATION SEVERITY GRADE N, ROTARY SHAFT SEAL (IP 67) | 9891 | TEM | 1 | MC | 85.005 | 1
1FT61326AB714AB0 | SIMOTICS S SYNCHRONOUS SERVOMOTOR 1FT6 75 NM, 100 K, 1500 RPM NATURAL AIR COOLING; IM B5 (IM V1, IM V3) FOR POWER AND SIGNAL CONNECTOR OUTGOING CONNECTOR DIRECTION AXIAL DRIVE END INCREM. ENCODER, SIN/COS 1 VPP 2048 P/REV (ENCODER I-2048); WITH FITTED KEY, ACCURACY TOLERANCE N, W. HOLDING BRAKE VIBRATION SEVERITY GRADE N, DIAPHRAGM SEAL (IP 64) | 11424 | TEM | 1 | MC | 95.004 | 1
1FT61326AB714AB1 | SIMOTICS S SYNCHRONOUS SERVOMOTOR 1FT6 75 NM, 100 K, 1500 RPM NATURAL AIR COOLING; IM B5 (IM V1, IM V3) FOR POWER AND SIGNAL CONNECTOR OUTGOING CONNECTOR DIRECTION AXIAL DRIVE END INCREM. ENCODER, SIN/COS 1 VPP 2048 P/REV (ENCODER I-2048); WITH FITTED KEY, ACCURACY TOLERANCE N, W. HOLDING BRAKE VIBRATION SEVERITY GRADE N, GAMMA SEALING RING (IP 65) | 11526 | TEM | 1 | MC | 95.004 | 1
1FT61326AB714AB2 | SIMOTICS S SYNCHRONOUS SERVOMOTOR 1FT6 75 NM, 100 K, 1500 RPM NATURAL AIR COOLING; IM B5 (IM V1, IM V3) FOR POWER AND SIGNAL CONNECTOR OUTGOING CONNECTOR DIRECTION AXIAL DRIVE END INCREM. ENCODER, SIN/COS 1 VPP 2048 P/REV (ENCODER I-2048); WITH FITTED KEY, ACCURACY TOLERANCE N, W. HOLDING BRAKE VIBRATION SEVERITY GRADE N, ROTARY SHAFT SEAL (IP 67) | 11612 | TEM | 1 | MC | 95.004 | 1
1FT61326AB714AG0 | SIMOTICS S SYNCHRONOUS SERVOMOTOR 1FT6 75 NM, 100 K, 1500 RPM NATURAL AIR COOLING; IM B5 (IM V1, IM V3) FOR POWER AND SIGNAL CONNECTOR OUTGOING CONNECTOR DIRECTION AXIAL DRIVE END INCREM. ENCODER, SIN/COS 1 VPP 2048 P/REV (ENCODER I-2048); PLAIN SHAFT, ACCURACY TOLERANCE N, W/O HOLDING BRAKE VIBRATION SEVERITY GRADE N, DIAPHRAGM SEAL (IP 64) | 9704 | TEM | 1 | MC | 85.005 | 1
1FT61326AB714AG1 | SIMOTICS S SYNCHRONOUS SERVOMOTOR 1FT6 75 NM, 100 K, 1500 RPM NATURAL AIR COOLING; IM B5 (IM V1, IM V3) FOR POWER AND SIGNAL CONNECTOR OUTGOING CONNECTOR DIRECTION AXIAL DRIVE END INCREM. ENCODER, SIN/COS 1 VPP 2048 P/REV (ENCODER I-2048); PLAIN SHAFT, ACCURACY TOLERANCE N, W/O HOLDING BRAKE VIBRATION SEVERITY GRADE N, GAMMA SEALING RING (IP 65) | 9806 | TEM | 1 | MC | 85.005 | 1
1FT61326AB714AH0 | SIMOTICS S SYNCHRONOUS SERVOMOTOR 1FT6 75 NM, 100 K, 1500 RPM NATURAL AIR COOLING; IM B5 (IM V1, IM V3) FOR POWER AND SIGNAL CONNECTOR OUTGOING CONNECTOR DIRECTION AXIAL DRIVE END INCREM. ENCODER, SIN/COS 1 VPP 2048 P/REV (ENCODER I-2048); PLAIN SHAFT, ACCURACY TOLERANCE N, W. HOLDING BRAKE VIBRATION SEVERITY GRADE N, DIAPHRAGM SEAL (IP 64) | 11578 | TEM | 1 | MC | 95.004 | 1
1FT61326AB714AH1 | SIMOTICS S SYNCHRONOUS SERVOMOTOR 1FT6 75 NM, 100 K, 1500 RPM NATURAL AIR COOLING; IM B5 (IM V1, IM V3) FOR POWER AND SIGNAL CONNECTOR OUTGOING CONNECTOR DIRECTION AXIAL DRIVE END INCREM. ENCODER, SIN/COS 1 VPP 2048 P/REV (ENCODER I-2048); PLAIN SHAFT, ACCURACY TOLERANCE N, W. HOLDING BRAKE VIBRATION SEVERITY GRADE N, GAMMA SEALING RING (IP 65) | 11680 | TEM | 1 | MC | 95.004 | 1
1FT61326AB714AH2 | SIMOTICS S SYNCHRONOUS SERVOMOTOR 1FT6 75 NM, 100 K, 1500 RPM NATURAL AIR COOLING; IM B5 (IM V1, IM V3) FOR POWER AND SIGNAL CONNECTOR OUTGOING CONNECTOR DIRECTION AXIAL DRIVE END INCREM. ENCODER, SIN/COS 1 VPP 2048 P/REV (ENCODER I-2048); PLAIN SHAFT, ACCURACY TOLERANCE N, W. HOLDING BRAKE VIBRATION SEVERITY GRADE N, ROTARY SHAFT SEAL (IP 67) | 11766 | TEM | 1 | MC | 95.004 | 1
1FT61326AB714AH4 | SIMOTICS S SYNCHRONOUS SERVOMOTOR 1FT6 75 NM, 100 K, 1500 RPM NATURAL AIR COOLING; IM B5 (IM V1, IM V3) FOR POWER AND SIGNAL CONNECTOR OUTGOING CONNECTOR DIRECTION AXIAL DRIVE END INCREM. ENCODER, SIN/COS 1 VPP 2048 P/REV (ENCODER I-2048); PLAIN SHAFT, ACCURACY TOLERANCE N, W. HOLDING BRAKE VIBRATION SEVERITY GRADE R, GAMMA SEALING RING (IP 65) | 11853 | TEM | 1 | MC | 95.004 | 1
1FT61326AB714AK1 | SIMOTICS S SYNCHRONOUS SERVOMOTOR 1FT6 75 NM, 100 K, 1500 RPM NATURAL AIR COOLING; IM B5 (IM V1, IM V3) FOR POWER AND SIGNAL CONNECTOR OUTGOING CONNECTOR DIRECTION AXIAL DRIVE END INCREM. ENCODER, SIN/COS 1 VPP 2048 P/REV (ENCODER I-2048); PLAIN SHAFT, ACCURACY TOLERANCE R, W/O HOLDING BRAKE VIBRATION SEVERITY GRADE N, GAMMA SEALING RING (IP 65) | 10175 | TEM | 1 | MC | 85.005 | 1
1FT61326AB714DA0 | SIMOTICS S SYNCHRONOUS SERVOMOTOR 1FT6 75 NM, 100 K, 1500 RPM NATURAL AIR COOLING; IM B5 (IM V1, IM V3) FOR POWER AND SIGNAL CONNECTOR OUTGOING CONNECTOR DIRECTION AXIAL DRIVE END INCREMENTAL ENCODER 2048 P/REV (ENCODER I-2048) WITH DRIVE-CLIQ INTERFACE; WITH FITTED KEY, ACCURACY TOLERANCE N, W/O HOLDING BRAKE VIBRATION SEVERITY GRADE N, DIAPHRAGM SEAL (IP 64) | 10068 | TEM | 1 | MC | 85.005 | 1
1FT61326AB714DA1 | SIMOTICS S SYNCHRONOUS SERVOMOTOR 1FT6 75 NM, 100 K, 1500 RPM NATURAL AIR COOLING; IM B5 (IM V1, IM V3) FOR POWER AND SIGNAL CONNECTOR OUTGOING CONNECTOR DIRECTION AXIAL DRIVE END INCREMENTAL ENCODER 2048 P/REV (ENCODER I-2048) WITH DRIVE-CLIQ INTERFACE; WITH FITTED KEY, ACCURACY TOLERANCE N, W/O HOLDING BRAKE VIBRATION SEVERITY GRADE N, GAMMA SEALING RING (IP 65) | 10170 | TEM | 1 | MC | 85.005 | 1
1FT61326AB714DB0 | SIMOTICS S SYNCHRONOUS SERVOMOTOR 1FT6 75 NM, 100 K, 1500 RPM NATURAL AIR COOLING; IM B5 (IM V1, IM V3) FOR POWER AND SIGNAL CONNECTOR OUTGOING CONNECTOR DIRECTION AXIAL DRIVE END INCREMENTAL ENCODER 2048 P/REV (ENCODER I-2048) WITH DRIVE-CLIQ INTERFACE; WITH FITTED KEY, ACCURACY TOLERANCE N, W. HOLDING BRAKE VIBRATION SEVERITY GRADE N, DIAPHRAGM SEAL (IP 64) | 11789 | TEM | 1 | MC | 95.004 | 1
1FT61326AB714DH0 | SIMOTICS S SYNCHRONOUS SERVOMOTOR 1FT6 75 NM, 100 K, 1500 RPM NATURAL AIR COOLING; IM B5 (IM V1, IM V3) FOR POWER AND SIGNAL CONNECTOR OUTGOING CONNECTOR DIRECTION AXIAL DRIVE END INCREMENTAL ENCODER 2048 P/REV (ENCODER I-2048) WITH DRIVE-CLIQ INTERFACE; PLAIN SHAFT, ACCURACY TOLERANCE N, W. HOLDING BRAKE VIBRATION SEVERITY GRADE N, DIAPHRAGM SEAL (IP 64) | 11943 | TEM | 1 | MC | 95.004 | 1
1FT61326AB714DH1 | SIMOTICS S SYNCHRONOUS SERVOMOTOR 1FT6 75 NM, 100 K, 1500 RPM NATURAL AIR COOLING; IM B5 (IM V1, IM V3) FOR POWER AND SIGNAL CONNECTOR OUTGOING CONNECTOR DIRECTION AXIAL DRIVE END INCREMENTAL ENCODER 2048 P/REV (ENCODER I-2048) WITH DRIVE-CLIQ INTERFACE; PLAIN SHAFT, ACCURACY TOLERANCE N, W. HOLDING BRAKE VIBRATION SEVERITY GRADE N, GAMMA SEALING RING (IP 65) | 12045 | TEM | 1 | MC | 95.004 | 1
1FT61326AB714DH4 | SIMOTICS S SYNCHRONOUS SERVOMOTOR 1FT6 75 NM, 100 K, 1500 RPM NATURAL AIR COOLING; IM B5 (IM V1, IM V3) FOR POWER AND SIGNAL CONNECTOR OUTGOING CONNECTOR DIRECTION AXIAL DRIVE END INCREMENTAL ENCODER 2048 P/REV (ENCODER I-2048) WITH DRIVE-CLIQ INTERFACE; PLAIN SHAFT, ACCURACY TOLERANCE N, W. HOLDING BRAKE VIBRATION SEVERITY GRADE R, GAMMA SEALING RING (IP 65) | 12217 | TEM | 1 | MC | 95.004 | 1
1FT61326AB714EA1 | SIMOTICS S SYNCHRONOUS SERVOMOTOR 1FT6 75 NM, 100 K, 1500 RPM NATURAL AIR COOLING; IM B5 (IM V1, IM V3) FOR POWER AND SIGNAL CONNECTOR OUTGOING CONNECTOR DIRECTION AXIAL DRIVE END ABSOLUTE ENCODER ENDAT 2048 P/REV (ENCODER A-2048); PERFORMANCE REDUCTION BY 10% DUE TO ABSOLUTE ENCODER; WITH FITTED KEY, ACCURACY TOLERANCE N, W/O HOLDING BRAKE VIBRATION SEVERITY GRADE N, GAMMA SEALING RING (IP 65) | 10613 | TEM | 1 | MC | 85.005 | 1
1FT61326AB714EA3 | SIMOTICS S SYNCHRONOUS SERVOMOTOR 1FT6 75 NM, 100 K, 1500 RPM NATURAL AIR COOLING; IM B5 (IM V1, IM V3) FOR POWER AND SIGNAL CONNECTOR OUTGOING CONNECTOR DIRECTION AXIAL DRIVE END ABSOLUTE ENCODER ENDAT 2048 P/REV (ENCODER A-2048); PERFORMANCE REDUCTION BY 10% DUE TO ABSOLUTE ENCODER; WITH FITTED KEY, ACCURACY TOLERANCE N, W/O HOLDING BRAKE VIBRATION SEVERITY GRADE R, DIAPHRAGM SEAL (IP 64) | 10680 | TEM | 1 | MC | 85.005 | 1
1FT61326AB714EB0 | SIMOTICS S SYNCHRONOUS SERVOMOTOR 1FT6 75 NM, 100 K, 1500 RPM NATURAL AIR COOLING; IM B5 (IM V1, IM V3) FOR POWER AND SIGNAL CONNECTOR OUTGOING CONNECTOR DIRECTION AXIAL DRIVE END ABSOLUTE ENCODER ENDAT 2048 P/REV (ENCODER A-2048); PERFORMANCE REDUCTION BY 10% DUE TO ABSOLUTE ENCODER; WITH FITTED KEY, ACCURACY TOLERANCE N, W. HOLDING BRAKE VIBRATION SEVERITY GRADE N, DIAPHRAGM SEAL (IP 64) | 12231 | TEM | 1 | MC | 95.004 | 1
1FT61326AB714EB1 | SIMOTICS S SYNCHRONOUS SERVOMOTOR 1FT6 75 NM, 100 K, 1500 RPM NATURAL AIR COOLING; IM B5 (IM V1, IM V3) FOR POWER AND SIGNAL CONNECTOR OUTGOING CONNECTOR DIRECTION AXIAL DRIVE END ABSOLUTE ENCODER ENDAT 2048 P/REV (ENCODER A-2048); PERFORMANCE REDUCTION BY 10% DUE TO ABSOLUTE ENCODER; WITH FITTED KEY, ACCURACY TOLERANCE N, W. HOLDING BRAKE VIBRATION SEVERITY GRADE N, GAMMA SEALING RING (IP 65) | 12333 | TEM | 1 | MC | 95.004 | 1
1FT61326AB714EB2 | SIMOTICS S SYNCHRONOUS SERVOMOTOR 1FT6 75 NM, 100 K, 1500 RPM NATURAL AIR COOLING; IM B5 (IM V1, IM V3) FOR POWER AND SIGNAL CONNECTOR OUTGOING CONNECTOR DIRECTION AXIAL DRIVE END ABSOLUTE ENCODER ENDAT 2048 P/REV (ENCODER A-2048); PERFORMANCE REDUCTION BY 10% DUE TO ABSOLUTE ENCODER; WITH FITTED KEY, ACCURACY TOLERANCE N, W. HOLDING BRAKE VIBRATION SEVERITY GRADE N, ROTARY SHAFT SEAL (IP 67) | 12419 | TEM | 1 | MC | 95.004 | 1
1FT61326AB714EE7 | SIMOTICS S SYNCHRONOUS SERVOMOTOR 1FT6 75 NM, 100 K, 1500 RPM NATURAL AIR COOLING; IM B5 (IM V1, IM V3) FOR POWER AND SIGNAL CONNECTOR OUTGOING CONNECTOR DIRECTION AXIAL DRIVE END ABSOLUTE ENCODER ENDAT 2048 P/REV (ENCODER A-2048); PERFORMANCE REDUCTION BY 10% DUE TO ABSOLUTE ENCODER; WITH FITTED KEY, ACCURACY TOLERANCE R, W. HOLDING BRAKE VIBRATION SEVERITY GRADE R, KEROSENE SEAL (IP 68) | 12955 | TEM | 1 | MC | 95.004 | 1
1FT61326AB714EH0 | SIMOTICS S SYNCHRONOUS SERVOMOTOR 1FT6 75 NM, 100 K, 1500 RPM NATURAL AIR COOLING; IM B5 (IM V1, IM V3) FOR POWER AND SIGNAL CONNECTOR OUTGOING CONNECTOR DIRECTION AXIAL DRIVE END ABSOLUTE ENCODER ENDAT 2048 P/REV (ENCODER A-2048); PERFORMANCE REDUCTION BY 10% DUE TO ABSOLUTE ENCODER; PLAIN SHAFT, ACCURACY TOLERANCE N, W. HOLDING BRAKE VIBRATION SEVERITY GRADE N, DIAPHRAGM SEAL (IP 64) | 12385 | TEM | 1 | MC | 95.004 | 1
1FT61326AB714EH1 | SIMOTICS S SYNCHRONOUS SERVOMOTOR 1FT6 75 NM, 100 K, 1500 RPM NATURAL AIR COOLING; IM B5 (IM V1, IM V3) FOR POWER AND SIGNAL CONNECTOR OUTGOING CONNECTOR DIRECTION AXIAL DRIVE END ABSOLUTE ENCODER ENDAT 2048 P/REV (ENCODER A-2048); PERFORMANCE REDUCTION BY 10% DUE TO ABSOLUTE ENCODER; PLAIN SHAFT, ACCURACY TOLERANCE N, W. HOLDING BRAKE VIBRATION SEVERITY GRADE N, GAMMA SEALING RING (IP 65) | 12487 | TEM | 1 | MC | 95.004 | 1
1FT61326AB714FA2 | SIMOTICS S SYNCHRONOUS SERVOMOTOR 1FT6 75 NM, 100 K, 1500 RPM NATURAL AIR COOLING; IM B5 (IM V1, IM V3) FOR POWER AND SIGNAL CONNECTOR OUTGOING CONNECTOR DIRECTION AXIAL DRIVE END ABSOLUTE ENCODER 2048 P/REV (ENCODER A-2048) WITH DRIVE-CLIQ INTERFACE; PERFORMANCE REDUCTION BY 10% DUE TO ABSOLUTE ENCODER; WITH FITTED KEY, ACCURACY TOLERANCE N, W/O HOLDING BRAKE VIBRATION SEVERITY GRADE N, ROTARY SHAFT SEAL (IP 67) | 11074 | TEM | 1 | MC | 85.005 | 1
1FT61326AB714FB1 | SIMOTICS S SYNCHRONOUS SERVOMOTOR 1FT6 75 NM, 100 K, 1500 RPM NATURAL AIR COOLING; IM B5 (IM V1, IM V3) FOR POWER AND SIGNAL CONNECTOR OUTGOING CONNECTOR DIRECTION AXIAL DRIVE END ABSOLUTE ENCODER 2048 P/REV (ENCODER A-2048) WITH DRIVE-CLIQ INTERFACE; PERFORMANCE REDUCTION BY 10% DUE TO ABSOLUTE ENCODER; WITH FITTED KEY, ACCURACY TOLERANCE N, W. HOLDING BRAKE VIBRATION SEVERITY GRADE N, GAMMA SEALING RING (IP 65) | 12710 | TEM | 1 | MC | 95.004 | 1
1FT61326AB714FG1 | SIMOTICS S SYNCHRONOUS SERVOMOTOR 1FT6 75 NM, 100 K, 1500 RPM NATURAL AIR COOLING; IM B5 (IM V1, IM V3) FOR POWER AND SIGNAL CONNECTOR OUTGOING CONNECTOR DIRECTION AXIAL DRIVE END ABSOLUTE ENCODER 2048 P/REV (ENCODER A-2048) WITH DRIVE-CLIQ INTERFACE; PERFORMANCE REDUCTION BY 10% DUE TO ABSOLUTE ENCODER; PLAIN SHAFT, ACCURACY TOLERANCE N, W/O HOLDING BRAKE VIBRATION SEVERITY GRADE N, GAMMA SEALING RING (IP 65) | 10989 | TEM | 1 | MC | 85.005 | 1
1FT61326AB714FH1 | SIMOTICS S SYNCHRONOUS SERVOMOTOR 1FT6 75 NM, 100 K, 1500 RPM NATURAL AIR COOLING; IM B5 (IM V1, IM V3) FOR POWER AND SIGNAL CONNECTOR OUTGOING CONNECTOR DIRECTION AXIAL DRIVE END ABSOLUTE ENCODER 2048 P/REV (ENCODER A-2048) WITH DRIVE-CLIQ INTERFACE; PERFORMANCE REDUCTION BY 10% DUE TO ABSOLUTE ENCODER; PLAIN SHAFT, ACCURACY TOLERANCE N, W. HOLDING BRAKE VIBRATION SEVERITY GRADE N, GAMMA SEALING RING (IP 65) | 12863 | TEM | 1 | MC | 95.004 | 1
1FT61326AB714FH2 | SIMOTICS S SYNCHRONOUS SERVOMOTOR 1FT6 75 NM, 100 K, 1500 RPM NATURAL AIR COOLING; IM B5 (IM V1, IM V3) FOR POWER AND SIGNAL CONNECTOR OUTGOING CONNECTOR DIRECTION AXIAL DRIVE END ABSOLUTE ENCODER 2048 P/REV (ENCODER A-2048) WITH DRIVE-CLIQ INTERFACE; PERFORMANCE REDUCTION BY 10% DUE TO ABSOLUTE ENCODER; PLAIN SHAFT, ACCURACY TOLERANCE N, W. HOLDING BRAKE VIBRATION SEVERITY GRADE N, ROTARY SHAFT SEAL (IP 67) | 12949 | TEM | 1 | MC | 95.004 | 1
1FT61326AB714SB0 | SIMOTICS S SYNCHRONOUS SERVOMOTOR 1FT6 75 NM, 100 K, 1500 RPM NATURAL AIR COOLING; IM B5 (IM V1, IM V3) FOR POWER AND SIGNAL CONNECTOR OUTGOING CONNECTOR DIRECTION AXIAL DRIVE END RESOLVER MULTI-POLE (RESOLVER P=3); WITH FITTED KEY, ACCURACY TOLERANCE N, W. HOLDING BRAKE VIBRATION SEVERITY GRADE N, DIAPHRAGM SEAL (IP 64) | 10325 | TEM | 1 | MC | 95.004 | 1
1FT61326AB714TA0 | SIMOTICS S SYNCHRONOUS SERVOMOTOR 1FT6 75 NM, 100 K, 1500 RPM NATURAL AIR COOLING; IM B5 (IM V1, IM V3) FOR POWER AND SIGNAL CONNECTOR OUTGOING CONNECTOR DIRECTION AXIAL DRIVE END RESOLVER 2-POLE (RESOLVER P=1); WITH FITTED KEY, ACCURACY TOLERANCE N, W/O HOLDING BRAKE VIBRATION SEVERITY GRADE N, DIAPHRAGM SEAL (IP 64) | 8609 | TEM | 1 | MC | 85.005 | 1
1FT61326AB714UB0 | SIMOTICS S SYNCHRONOUS SERVOMOTOR 1FT6 75 NM, 100 K, 1500 RPM NATURAL AIR COOLING; IM B5 (IM V1, IM V3) FOR POWER AND SIGNAL CONNECTOR OUTGOING CONNECTOR DIRECTION AXIAL DRIVE END RESOLVER MULTI-POLE (RESOLVER P=3) WITH DRIVE-CLIQ INTERFACE; WITH FITTED KEY, ACCURACY TOLERANCE N, W. HOLDING BRAKE VIBRATION SEVERITY GRADE N, DIAPHRAGM SEAL (IP 64) | 10690 | TEM | 1 | MC | 95.004 | 1
1FT61326AB718DH0 | SIMOTICS S SYNCHRONOUS SERVOMOTOR 1FT6 75 NM, 100 K, 1500 RPM NATURAL AIR COOLING; IM B5 (IM V1, IM V3) FOR CONNECT. OF TERMINAL BOX AND SIGNAL CONNECTOR, TERMINAL BOX AXIAL DRIVE END INCREMENTAL ENCODER 2048 P/REV (ENCODER I-2048) WITH DRIVE-CLIQ INTERFACE; PLAIN SHAFT, ACCURACY TOLERANCE N, W. HOLDING BRAKE VIBRATION SEVERITY GRADE N, DIAPHRAGM SEAL (IP 64) | 11943 | TEM | 1 | MC | 95.503 | 1
1FT61326AB718FG0 | SIMOTICS S SYNCHRONOUS SERVOMOTOR 1FT6 75 NM, 100 K, 1500 RPM NATURAL AIR COOLING; IM B5 (IM V1, IM V3) FOR CONNECT. OF TERMINAL BOX AND SIGNAL CONNECTOR, TERMINAL BOX AXIAL DRIVE END ABSOLUTE ENCODER 2048 P/REV (ENCODER A-2048) WITH DRIVE-CLIQ INTERFACE; PERFORMANCE REDUCTION BY 10% DUE TO ABSOLUTE ENCODER; PLAIN SHAFT, ACCURACY TOLERANCE N, W/O HOLDING BRAKE VIBRATION SEVERITY GRADE N, DIAPHRAGM SEAL (IP 64) | 10887 | TEM | 1 | MC | 85.504 | 1
1FT61326AC711AA0 | SIMOTICS S SYNCHRONOUS SERVOMOTOR 1FT6 75 NM, 100 K, 2000 RPM NATURAL AIR COOLING; IM B5 (IM V1, IM V3) FOR POWER AND SIGNAL CONNECTOR OUTGOING CONNECTOR DIRECTION TRAVERSE RIGHT INCREM. ENCODER, SIN/COS 1 VPP 2048 P/REV (ENCODER I-2048); WITH FITTED KEY, ACCURACY TOLERANCE N, W/O HOLDING BRAKE VIBRATION SEVERITY GRADE N, DIAPHRAGM SEAL (IP 64) | 9704 | TEM | 1 | MC | 85.005 | 1
1FT61326AC711AA1 | SIMOTICS S SYNCHRONOUS SERVOMOTOR 1FT6 75 NM, 100 K, 2000 RPM NATURAL AIR COOLING; IM B5 (IM V1, IM V3) FOR POWER AND SIGNAL CONNECTOR OUTGOING CONNECTOR DIRECTION TRAVERSE RIGHT INCREM. ENCODER, SIN/COS 1 VPP 2048 P/REV (ENCODER I-2048); WITH FITTED KEY, ACCURACY TOLERANCE N, W/O HOLDING BRAKE VIBRATION SEVERITY GRADE N, GAMMA SEALING RING (IP 65) | 9806 | TEM | 1 | MC | 85.005 | 1
1FT61326AC711AA2 | SIMOTICS S SYNCHRONOUS SERVOMOTOR 1FT6 75 NM, 100 K, 2000 RPM NATURAL AIR COOLING; IM B5 (IM V1, IM V3) FOR POWER AND SIGNAL CONNECTOR OUTGOING CONNECTOR DIRECTION TRAVERSE RIGHT INCREM. ENCODER, SIN/COS 1 VPP 2048 P/REV (ENCODER I-2048); WITH FITTED KEY, ACCURACY TOLERANCE N, W/O HOLDING BRAKE VIBRATION SEVERITY GRADE N, ROTARY SHAFT SEAL (IP 67) | 9891 | TEM | 1 | MC | 85.005 | 1
1FT61326AC711AB0 | SIMOTICS S SYNCHRONOUS SERVOMOTOR 1FT6 75 NM, 100 K, 2000 RPM NATURAL AIR COOLING; IM B5 (IM V1, IM V3) FOR POWER AND SIGNAL CONNECTOR OUTGOING CONNECTOR DIRECTION TRAVERSE RIGHT INCREM. ENCODER, SIN/COS 1 VPP 2048 P/REV (ENCODER I-2048); WITH FITTED KEY, ACCURACY TOLERANCE N, W. HOLDING BRAKE VIBRATION SEVERITY GRADE N, DIAPHRAGM SEAL (IP 64) | 11424 | TEM | 1 | MC | 95.004 | 1
1FT61326AC711AB1 | SIMOTICS S SYNCHRONOUS SERVOMOTOR 1FT6 75 NM, 100 K, 2000 RPM NATURAL AIR COOLING; IM B5 (IM V1, IM V3) FOR POWER AND SIGNAL CONNECTOR OUTGOING CONNECTOR DIRECTION TRAVERSE RIGHT INCREM. ENCODER, SIN/COS 1 VPP 2048 P/REV (ENCODER I-2048); WITH FITTED KEY, ACCURACY TOLERANCE N, W. HOLDING BRAKE VIBRATION SEVERITY GRADE N, GAMMA SEALING RING (IP 65) | 11526 | TEM | 1 | MC | 95.004 | 1
1FT61326AC711AB2 | SIMOTICS S SYNCHRONOUS SERVOMOTOR 1FT6 75 NM, 100 K, 2000 RPM NATURAL AIR COOLING; IM B5 (IM V1, IM V3) FOR POWER AND SIGNAL CONNECTOR OUTGOING CONNECTOR DIRECTION TRAVERSE RIGHT INCREM. ENCODER, SIN/COS 1 VPP 2048 P/REV (ENCODER I-2048); WITH FITTED KEY, ACCURACY TOLERANCE N, W. HOLDING BRAKE VIBRATION SEVERITY GRADE N, ROTARY SHAFT SEAL (IP 67) | 11612 | TEM | 1 | MC | 95.004 | 1
1FT61326AC711AG0 | SIMOTICS S SYNCHRONOUS SERVOMOTOR 1FT6 75 NM, 100 K, 2000 RPM NATURAL AIR COOLING; IM B5 (IM V1, IM V3) FOR POWER AND SIGNAL CONNECTOR OUTGOING CONNECTOR DIRECTION TRAVERSE RIGHT INCREM. ENCODER, SIN/COS 1 VPP 2048 P/REV (ENCODER I-2048); PLAIN SHAFT, ACCURACY TOLERANCE N, W/O HOLDING BRAKE VIBRATION SEVERITY GRADE N, DIAPHRAGM SEAL (IP 64) | 9704 | TEM | 1 | MC | 85.005 | 1
1FT61326AC711AG1 | SIMOTICS S SYNCHRONOUS SERVOMOTOR 1FT6 75 NM, 100 K, 2000 RPM NATURAL AIR COOLING; IM B5 (IM V1, IM V3) FOR POWER AND SIGNAL CONNECTOR OUTGOING CONNECTOR DIRECTION TRAVERSE RIGHT INCREM. ENCODER, SIN/COS 1 VPP 2048 P/REV (ENCODER I-2048); PLAIN SHAFT, ACCURACY TOLERANCE N, W/O HOLDING BRAKE VIBRATION SEVERITY GRADE N, GAMMA SEALING RING (IP 65) | 9806 | TEM | 1 | MC | 85.005 | 1
1FT61326AC711AG2 | SIMOTICS S SYNCHRONOUS SERVOMOTOR 1FT6 75 NM, 100 K, 2000 RPM NATURAL AIR COOLING; IM B5 (IM V1, IM V3) FOR POWER AND SIGNAL CONNECTOR OUTGOING CONNECTOR DIRECTION TRAVERSE RIGHT INCREM. ENCODER, SIN/COS 1 VPP 2048 P/REV (ENCODER I-2048); PLAIN SHAFT, ACCURACY TOLERANCE N, W/O HOLDING BRAKE VIBRATION SEVERITY GRADE N, ROTARY SHAFT SEAL (IP 67) | 9891 | TEM | 1 | MC | 85.005 | 1
1FT61326AC711AH0 | SIMOTICS S SYNCHRONOUS SERVOMOTOR 1FT6 75 NM, 100 K, 2000 RPM NATURAL AIR COOLING; IM B5 (IM V1, IM V3) FOR POWER AND SIGNAL CONNECTOR OUTGOING CONNECTOR DIRECTION TRAVERSE RIGHT INCREM. ENCODER, SIN/COS 1 VPP 2048 P/REV (ENCODER I-2048); PLAIN SHAFT, ACCURACY TOLERANCE N, W. HOLDING BRAKE VIBRATION SEVERITY GRADE N, DIAPHRAGM SEAL (IP 64) | 11578 | TEM | 1 | MC | 95.004 | 1
1FT61326AC711AH1 | SIMOTICS S SYNCHRONOUS SERVOMOTOR 1FT6 75 NM, 100 K, 2000 RPM NATURAL AIR COOLING; IM B5 (IM V1, IM V3) FOR POWER AND SIGNAL CONNECTOR OUTGOING CONNECTOR DIRECTION TRAVERSE RIGHT INCREM. ENCODER, SIN/COS 1 VPP 2048 P/REV (ENCODER I-2048); PLAIN SHAFT, ACCURACY TOLERANCE N, W. HOLDING BRAKE VIBRATION SEVERITY GRADE N, GAMMA SEALING RING (IP 65) | 11680 | TEM | 1 | MC | 95.004 | 1
1FT61326AC711AK3 | SIMOTICS S SYNCHRONOUS SERVOMOTOR 1FT6 75 NM, 100 K, 2000 RPM NATURAL AIR COOLING; IM B5 (IM V1, IM V3) FOR POWER AND SIGNAL CONNECTOR OUTGOING CONNECTOR DIRECTION TRAVERSE RIGHT INCREM. ENCODER, SIN/COS 1 VPP 2048 P/REV (ENCODER I-2048); PLAIN SHAFT, ACCURACY TOLERANCE R, W/O HOLDING BRAKE VIBRATION SEVERITY GRADE R, DIAPHRAGM SEAL (IP 64) | 10242 | TEM | 1 | MC | 85.005 | 1
1FT61326AC711AL4 | SIMOTICS S SYNCHRONOUS SERVOMOTOR 1FT6 75 NM, 100 K, 2000 RPM NATURAL AIR COOLING; IM B5 (IM V1, IM V3) FOR POWER AND SIGNAL CONNECTOR OUTGOING CONNECTOR DIRECTION TRAVERSE RIGHT INCREM. ENCODER, SIN/COS 1 VPP 2048 P/REV (ENCODER I-2048); PLAIN SHAFT, ACCURACY TOLERANCE R, W. HOLDING BRAKE VIBRATION SEVERITY GRADE R, GAMMA SEALING RING (IP 65) | 12073 | TEM | 1 | MC | 95.004 | 1
1FT61326AC711DA0 | SIMOTICS S SYNCHRONOUS SERVOMOTOR 1FT6 75 NM, 100 K, 2000 RPM NATURAL AIR COOLING; IM B5 (IM V1, IM V3) FOR POWER AND SIGNAL CONNECTOR OUTGOING CONNECTOR DIRECTION TRAVERSE RIGHT INCREMENTAL ENCODER 2048 P/REV (ENCODER I-2048) WITH DRIVE-CLIQ INTERFACE; WITH FITTED KEY, ACCURACY TOLERANCE N, W/O HOLDING BRAKE VIBRATION SEVERITY GRADE N, DIAPHRAGM SEAL (IP 64) | 10068 | TEM | 1 | MC | 85.005 | 1
1FT61326AC711DA1 | SIMOTICS S SYNCHRONOUS SERVOMOTOR 1FT6 75 NM, 100 K, 2000 RPM NATURAL AIR COOLING; IM B5 (IM V1, IM V3) FOR POWER AND SIGNAL CONNECTOR OUTGOING CONNECTOR DIRECTION TRAVERSE RIGHT INCREMENTAL ENCODER 2048 P/REV (ENCODER I-2048) WITH DRIVE-CLIQ INTERFACE; WITH FITTED KEY, ACCURACY TOLERANCE N, W/O HOLDING BRAKE VIBRATION SEVERITY GRADE N, GAMMA SEALING RING (IP 65) | 10170 | TEM | 1 | MC | 85.005 | 1
1FT61326AC711DB1 | SIMOTICS S SYNCHRONOUS SERVOMOTOR 1FT6 75 NM, 100 K, 2000 RPM NATURAL AIR COOLING; IM B5 (IM V1, IM V3) FOR POWER AND SIGNAL CONNECTOR OUTGOING CONNECTOR DIRECTION TRAVERSE RIGHT INCREMENTAL ENCODER 2048 P/REV (ENCODER I-2048) WITH DRIVE-CLIQ INTERFACE; WITH FITTED KEY, ACCURACY TOLERANCE N, W. HOLDING BRAKE VIBRATION SEVERITY GRADE N, GAMMA SEALING RING (IP 65) | 11891 | TEM | 1 | MC | 95.004 | 1
1FT61326AC711DG0 | SIMOTICS S SYNCHRONOUS SERVOMOTOR 1FT6 75 NM, 100 K, 2000 RPM NATURAL AIR COOLING; IM B5 (IM V1, IM V3) FOR POWER AND SIGNAL CONNECTOR OUTGOING CONNECTOR DIRECTION TRAVERSE RIGHT INCREMENTAL ENCODER 2048 P/REV (ENCODER I-2048) WITH DRIVE-CLIQ INTERFACE; PLAIN SHAFT, ACCURACY TOLERANCE N, W/O HOLDING BRAKE VIBRATION SEVERITY GRADE N, DIAPHRAGM SEAL (IP 64) | 10068 | TEM | 1 | MC | 85.005 | 1
1FT61326AC711DG1 | SIMOTICS S SYNCHRONOUS SERVOMOTOR 1FT6 75 NM, 100 K, 2000 RPM NATURAL AIR COOLING; IM B5 (IM V1, IM V3) FOR POWER AND SIGNAL CONNECTOR OUTGOING CONNECTOR DIRECTION TRAVERSE RIGHT INCREMENTAL ENCODER 2048 P/REV (ENCODER I-2048) WITH DRIVE-CLIQ INTERFACE; PLAIN SHAFT, ACCURACY TOLERANCE N, W/O HOLDING BRAKE VIBRATION SEVERITY GRADE N, GAMMA SEALING RING (IP 65) | 10170 | TEM | 1 | MC | 85.005 | 1
1FT61326AC711DH0 | SIMOTICS S SYNCHRONOUS SERVOMOTOR 1FT6 75 NM, 100 K, 2000 RPM NATURAL AIR COOLING; IM B5 (IM V1, IM V3) FOR POWER AND SIGNAL CONNECTOR OUTGOING CONNECTOR DIRECTION TRAVERSE RIGHT INCREMENTAL ENCODER 2048 P/REV (ENCODER I-2048) WITH DRIVE-CLIQ INTERFACE; PLAIN SHAFT, ACCURACY TOLERANCE N, W. HOLDING BRAKE VIBRATION SEVERITY GRADE N, DIAPHRAGM SEAL (IP 64) | 11943 | TEM | 1 | MC | 95.004 | 1
1FT61326AC711DH1 | SIMOTICS S SYNCHRONOUS SERVOMOTOR 1FT6 75 NM, 100 K, 2000 RPM NATURAL AIR COOLING; IM B5 (IM V1, IM V3) FOR POWER AND SIGNAL CONNECTOR OUTGOING CONNECTOR DIRECTION TRAVERSE RIGHT INCREMENTAL ENCODER 2048 P/REV (ENCODER I-2048) WITH DRIVE-CLIQ INTERFACE; PLAIN SHAFT, ACCURACY TOLERANCE N, W. HOLDING BRAKE VIBRATION SEVERITY GRADE N, GAMMA SEALING RING (IP 65) | 12045 | TEM | 1 | MC | 95.004 | 1
1FT61326AC711DL7 | SIMOTICS S SYNCHRONOUS SERVOMOTOR 1FT6 75 NM, 100 K, 2000 RPM NATURAL AIR COOLING; IM B5 (IM V1, IM V3) FOR POWER AND SIGNAL CONNECTOR OUTGOING CONNECTOR DIRECTION TRAVERSE RIGHT INCREMENTAL ENCODER 2048 P/REV (ENCODER I-2048) WITH DRIVE-CLIQ INTERFACE; PLAIN SHAFT, ACCURACY TOLERANCE R, W. HOLDING BRAKE VIBRATION SEVERITY GRADE R, KEROSENE SEAL (IP 68) | 12638 | TEM | 1 | MC | 95.004 | 1
1FT61326AC711EA0 | SIMOTICS S SYNCHRONOUS SERVOMOTOR 1FT6 75 NM, 100 K, 2000 RPM NATURAL AIR COOLING; IM B5 (IM V1, IM V3) FOR POWER AND SIGNAL CONNECTOR OUTGOING CONNECTOR DIRECTION TRAVERSE RIGHT ABSOLUTE ENCODER ENDAT 2048 P/REV (ENCODER A-2048); PERFORMANCE REDUCTION BY 10% DUE TO ABSOLUTE ENCODER; WITH FITTED KEY, ACCURACY TOLERANCE N, W/O HOLDING BRAKE VIBRATION SEVERITY GRADE N, DIAPHRAGM SEAL (IP 64) | 10511 | TEM | 1 | MC | 85.005 | 1
1FT61326AC711EA1 | SIMOTICS S SYNCHRONOUS SERVOMOTOR 1FT6 75 NM, 100 K, 2000 RPM NATURAL AIR COOLING; IM B5 (IM V1, IM V3) FOR POWER AND SIGNAL CONNECTOR OUTGOING CONNECTOR DIRECTION TRAVERSE RIGHT ABSOLUTE ENCODER ENDAT 2048 P/REV (ENCODER A-2048); PERFORMANCE REDUCTION BY 10% DUE TO ABSOLUTE ENCODER; WITH FITTED KEY, ACCURACY TOLERANCE N, W/O HOLDING BRAKE VIBRATION SEVERITY GRADE N, GAMMA SEALING RING (IP 65) | 10613 | TEM | 1 | MC | 85.005 | 1
1FT61326AC711EA2 | SIMOTICS S SYNCHRONOUS SERVOMOTOR 1FT6 75 NM, 100 K, 2000 RPM NATURAL AIR COOLING; IM B5 (IM V1, IM V3) FOR POWER AND SIGNAL CONNECTOR OUTGOING CONNECTOR DIRECTION TRAVERSE RIGHT ABSOLUTE ENCODER ENDAT 2048 P/REV (ENCODER A-2048); PERFORMANCE REDUCTION BY 10% DUE TO ABSOLUTE ENCODER; WITH FITTED KEY, ACCURACY TOLERANCE N, W/O HOLDING BRAKE VIBRATION SEVERITY GRADE N, ROTARY SHAFT SEAL (IP 67) | 10698 | TEM | 1 | MC | 85.005 | 1
1FT61326AC711EA6 | SIMOTICS S SYNCHRONOUS SERVOMOTOR 1FT6 75 NM, 100 K, 2000 RPM NATURAL AIR COOLING; IM B5 (IM V1, IM V3) FOR POWER AND SIGNAL CONNECTOR OUTGOING CONNECTOR DIRECTION TRAVERSE RIGHT ABSOLUTE ENCODER ENDAT 2048 P/REV (ENCODER A-2048); PERFORMANCE REDUCTION BY 10% DUE TO ABSOLUTE ENCODER; WITH FITTED KEY, ACCURACY TOLERANCE N, W/O HOLDING BRAKE VIBRATION SEVERITY GRADE N, KEROSENE SEAL (IP 68) | 10833 | TEM | 1 | MC | 85.005 | 1
1FT61326AC711EB0 | SIMOTICS S SYNCHRONOUS SERVOMOTOR 1FT6 75 NM, 100 K, 2000 RPM NATURAL AIR COOLING; IM B5 (IM V1, IM V3) FOR POWER AND SIGNAL CONNECTOR OUTGOING CONNECTOR DIRECTION TRAVERSE RIGHT ABSOLUTE ENCODER ENDAT 2048 P/REV (ENCODER A-2048); PERFORMANCE REDUCTION BY 10% DUE TO ABSOLUTE ENCODER; WITH FITTED KEY, ACCURACY TOLERANCE N, W. HOLDING BRAKE VIBRATION SEVERITY GRADE N, DIAPHRAGM SEAL (IP 64) | 12231 | TEM | 1 | MC | 95.004 | 1
1FT61326AC711EB1 | SIMOTICS S SYNCHRONOUS SERVOMOTOR 1FT6 75 NM, 100 K, 2000 RPM NATURAL AIR COOLING; IM B5 (IM V1, IM V3) FOR POWER AND SIGNAL CONNECTOR OUTGOING CONNECTOR DIRECTION TRAVERSE RIGHT ABSOLUTE ENCODER ENDAT 2048 P/REV (ENCODER A-2048); PERFORMANCE REDUCTION BY 10% DUE TO ABSOLUTE ENCODER; WITH FITTED KEY, ACCURACY TOLERANCE N, W. HOLDING BRAKE VIBRATION SEVERITY GRADE N, GAMMA SEALING RING (IP 65) | 12333 | TEM | 1 | MC | 95.004 | 1
1FT61326AC711EG0 | SIMOTICS S SYNCHRONOUS SERVOMOTOR 1FT6 75 NM, 100 K, 2000 RPM NATURAL AIR COOLING; IM B5 (IM V1, IM V3) FOR POWER AND SIGNAL CONNECTOR OUTGOING CONNECTOR DIRECTION TRAVERSE RIGHT ABSOLUTE ENCODER ENDAT 2048 P/REV (ENCODER A-2048); PERFORMANCE REDUCTION BY 10% DUE TO ABSOLUTE ENCODER; PLAIN SHAFT, ACCURACY TOLERANCE N, W/O HOLDING BRAKE VIBRATION SEVERITY GRADE N, DIAPHRAGM SEAL (IP 64) | 10511 | TEM | 1 | MC | 85.005 | 1
1FT61326AC711EG1 | SIMOTICS S SYNCHRONOUS SERVOMOTOR 1FT6 75 NM, 100 K, 2000 RPM NATURAL AIR COOLING; IM B5 (IM V1, IM V3) FOR POWER AND SIGNAL CONNECTOR OUTGOING CONNECTOR DIRECTION TRAVERSE RIGHT ABSOLUTE ENCODER ENDAT 2048 P/REV (ENCODER A-2048); PERFORMANCE REDUCTION BY 10% DUE TO ABSOLUTE ENCODER; PLAIN SHAFT, ACCURACY TOLERANCE N, W/O HOLDING BRAKE VIBRATION SEVERITY GRADE N, GAMMA SEALING RING (IP 65) | 10613 | TEM | 1 | MC | 85.005 | 1
1FT61326AC711EG2 | SIMOTICS S SYNCHRONOUS SERVOMOTOR 1FT6 75 NM, 100 K, 2000 RPM NATURAL AIR COOLING; IM B5 (IM V1, IM V3) FOR POWER AND SIGNAL CONNECTOR OUTGOING CONNECTOR DIRECTION TRAVERSE RIGHT ABSOLUTE ENCODER ENDAT 2048 P/REV (ENCODER A-2048); PERFORMANCE REDUCTION BY 10% DUE TO ABSOLUTE ENCODER; PLAIN SHAFT, ACCURACY TOLERANCE N, W/O HOLDING BRAKE VIBRATION SEVERITY GRADE N, ROTARY SHAFT SEAL (IP 67) | 10698 | TEM | 1 | MC | 85.005 | 1
1FT61326AC711EH0 | SIMOTICS S SYNCHRONOUS SERVOMOTOR 1FT6 75 NM, 100 K, 2000 RPM NATURAL AIR COOLING; IM B5 (IM V1, IM V3) FOR POWER AND SIGNAL CONNECTOR OUTGOING CONNECTOR DIRECTION TRAVERSE RIGHT ABSOLUTE ENCODER ENDAT 2048 P/REV (ENCODER A-2048); PERFORMANCE REDUCTION BY 10% DUE TO ABSOLUTE ENCODER; PLAIN SHAFT, ACCURACY TOLERANCE N, W. HOLDING BRAKE VIBRATION SEVERITY GRADE N, DIAPHRAGM SEAL (IP 64) | 12385 | TEM | 1 | MC | 95.004 | 1
1FT61326AC711EH1 | SIMOTICS S SYNCHRONOUS SERVOMOTOR 1FT6 75 NM, 100 K, 2000 RPM NATURAL AIR COOLING; IM B5 (IM V1, IM V3) FOR POWER AND SIGNAL CONNECTOR OUTGOING CONNECTOR DIRECTION TRAVERSE RIGHT ABSOLUTE ENCODER ENDAT 2048 P/REV (ENCODER A-2048); PERFORMANCE REDUCTION BY 10% DUE TO ABSOLUTE ENCODER; PLAIN SHAFT, ACCURACY TOLERANCE N, W. HOLDING BRAKE VIBRATION SEVERITY GRADE N, GAMMA SEALING RING (IP 65) | 12487 | TEM | 1 | MC | 95.004 | 1
1FT61326AC711EK3 | SIMOTICS S SYNCHRONOUS SERVOMOTOR 1FT6 75 NM, 100 K, 2000 RPM NATURAL AIR COOLING; IM B5 (IM V1, IM V3) FOR POWER AND SIGNAL CONNECTOR OUTGOING CONNECTOR DIRECTION TRAVERSE RIGHT ABSOLUTE ENCODER ENDAT 2048 P/REV (ENCODER A-2048); PERFORMANCE REDUCTION BY 10% DUE TO ABSOLUTE ENCODER; PLAIN SHAFT, ACCURACY TOLERANCE R, W/O HOLDING BRAKE VIBRATION SEVERITY GRADE R, DIAPHRAGM SEAL (IP 64) | 11049 | TEM | 1 | MC | 85.005 | 1
1FT61326AC711FA0 | SIMOTICS S SYNCHRONOUS SERVOMOTOR 1FT6 75 NM, 100 K, 2000 RPM NATURAL AIR COOLING; IM B5 (IM V1, IM V3) FOR POWER AND SIGNAL CONNECTOR OUTGOING CONNECTOR DIRECTION TRAVERSE RIGHT ABSOLUTE ENCODER 2048 P/REV (ENCODER A-2048) WITH DRIVE-CLIQ INTERFACE; PERFORMANCE REDUCTION BY 10% DUE TO ABSOLUTE ENCODER; WITH FITTED KEY, ACCURACY TOLERANCE N, W/O HOLDING BRAKE VIBRATION SEVERITY GRADE N, DIAPHRAGM SEAL (IP 64) | 10887 | TEM | 1 | MC | 85.005 | 1
1FT61326AC711FB0 | SIMOTICS S SYNCHRONOUS SERVOMOTOR 1FT6 75 NM, 100 K, 2000 RPM NATURAL AIR COOLING; IM B5 (IM V1, IM V3) FOR POWER AND SIGNAL CONNECTOR OUTGOING CONNECTOR DIRECTION TRAVERSE RIGHT ABSOLUTE ENCODER 2048 P/REV (ENCODER A-2048) WITH DRIVE-CLIQ INTERFACE; PERFORMANCE REDUCTION BY 10% DUE TO ABSOLUTE ENCODER; WITH FITTED KEY, ACCURACY TOLERANCE N, W. HOLDING BRAKE VIBRATION SEVERITY GRADE N, DIAPHRAGM SEAL (IP 64) | 12608 | TEM | 1 | MC | 95.004 | 1
1FT61326AC711FG0 | SIMOTICS S SYNCHRONOUS SERVOMOTOR 1FT6 75 NM, 100 K, 2000 RPM NATURAL AIR COOLING; IM B5 (IM V1, IM V3) FOR POWER AND SIGNAL CONNECTOR OUTGOING CONNECTOR DIRECTION TRAVERSE RIGHT ABSOLUTE ENCODER 2048 P/REV (ENCODER A-2048) WITH DRIVE-CLIQ INTERFACE; PERFORMANCE REDUCTION BY 10% DUE TO ABSOLUTE ENCODER; PLAIN SHAFT, ACCURACY TOLERANCE N, W/O HOLDING BRAKE VIBRATION SEVERITY GRADE N, DIAPHRAGM SEAL (IP 64) | 10887 | TEM | 1 | MC | 85.005 | 1
1FT61326AC711FG1 | SIMOTICS S SYNCHRONOUS SERVOMOTOR 1FT6 75 NM, 100 K, 2000 RPM NATURAL AIR COOLING; IM B5 (IM V1, IM V3) FOR POWER AND SIGNAL CONNECTOR OUTGOING CONNECTOR DIRECTION TRAVERSE RIGHT ABSOLUTE ENCODER 2048 P/REV (ENCODER A-2048) WITH DRIVE-CLIQ INTERFACE; PERFORMANCE REDUCTION BY 10% DUE TO ABSOLUTE ENCODER; PLAIN SHAFT, ACCURACY TOLERANCE N, W/O HOLDING BRAKE VIBRATION SEVERITY GRADE N, GAMMA SEALING RING (IP 65) | 10989 | TEM | 1 | MC | 85.005 | 1
1FT61326AC711FH0 | SIMOTICS S SYNCHRONOUS SERVOMOTOR 1FT6 75 NM, 100 K, 2000 RPM NATURAL AIR COOLING; IM B5 (IM V1, IM V3) FOR POWER AND SIGNAL CONNECTOR OUTGOING CONNECTOR DIRECTION TRAVERSE RIGHT ABSOLUTE ENCODER 2048 P/REV (ENCODER A-2048) WITH DRIVE-CLIQ INTERFACE; PERFORMANCE REDUCTION BY 10% DUE TO ABSOLUTE ENCODER; PLAIN SHAFT, ACCURACY TOLERANCE N, W. HOLDING BRAKE VIBRATION SEVERITY GRADE N, DIAPHRAGM SEAL (IP 64) | 12761 | TEM | 1 | MC | 95.004 | 1
1FT61326AC711FK2 | SIMOTICS S SYNCHRONOUS SERVOMOTOR 1FT6 75 NM, 100 K, 2000 RPM NATURAL AIR COOLING; IM B5 (IM V1, IM V3) FOR POWER AND SIGNAL CONNECTOR OUTGOING CONNECTOR DIRECTION TRAVERSE RIGHT ABSOLUTE ENCODER 2048 P/REV (ENCODER A-2048) WITH DRIVE-CLIQ INTERFACE; PERFORMANCE REDUCTION BY 10% DUE TO ABSOLUTE ENCODER; PLAIN SHAFT, ACCURACY TOLERANCE R, W/O HOLDING BRAKE VIBRATION SEVERITY GRADE N, ROTARY SHAFT SEAL (IP 67) | 11444 | TEM | 1 | MC | 85.005 | 1
1FT61326AC711FL2 | SIMOTICS S SYNCHRONOUS SERVOMOTOR 1FT6 75 NM, 100 K, 2000 RPM NATURAL AIR COOLING; IM B5 (IM V1, IM V3) FOR POWER AND SIGNAL CONNECTOR OUTGOING CONNECTOR DIRECTION TRAVERSE RIGHT ABSOLUTE ENCODER 2048 P/REV (ENCODER A-2048) WITH DRIVE-CLIQ INTERFACE; PERFORMANCE REDUCTION BY 10% DUE TO ABSOLUTE ENCODER; PLAIN SHAFT, ACCURACY TOLERANCE R, W. HOLDING BRAKE VIBRATION SEVERITY GRADE N, ROTARY SHAFT SEAL (IP 67) | 13169 | TEM | 1 | MC | 95.004 | 1
1FT61326AC711SA0 | SIMOTICS S SYNCHRONOUS SERVOMOTOR 1FT6 75 NM, 100 K, 2000 RPM NATURAL AIR COOLING; IM B5 (IM V1, IM V3) FOR POWER AND SIGNAL CONNECTOR OUTGOING CONNECTOR DIRECTION TRAVERSE RIGHT RESOLVER MULTI-POLE (RESOLVER P=3); WITH FITTED KEY, ACCURACY TOLERANCE N, W/O HOLDING BRAKE VIBRATION SEVERITY GRADE N, DIAPHRAGM SEAL (IP 64) | 8604 | TEM | 1 | MC | 85.005 | 1
1FT61326AC711SA1 | SIMOTICS S SYNCHRONOUS SERVOMOTOR 1FT6 75 NM, 100 K, 2000 RPM NATURAL AIR COOLING; IM B5 (IM V1, IM V3) FOR POWER AND SIGNAL CONNECTOR OUTGOING CONNECTOR DIRECTION TRAVERSE RIGHT RESOLVER MULTI-POLE (RESOLVER P=3); WITH FITTED KEY, ACCURACY TOLERANCE N, W/O HOLDING BRAKE VIBRATION SEVERITY GRADE N, GAMMA SEALING RING (IP 65) | 8706 | TEM | 1 | MC | 85.005 | 1
1FT61326AC711SB0 | SIMOTICS S SYNCHRONOUS SERVOMOTOR 1FT6 75 NM, 100 K, 2000 RPM NATURAL AIR COOLING; IM B5 (IM V1, IM V3) FOR POWER AND SIGNAL CONNECTOR OUTGOING CONNECTOR DIRECTION TRAVERSE RIGHT RESOLVER MULTI-POLE (RESOLVER P=3); WITH FITTED KEY, ACCURACY TOLERANCE N, W. HOLDING BRAKE VIBRATION SEVERITY GRADE N, DIAPHRAGM SEAL (IP 64) | 10325 | TEM | 1 | MC | 95.004 | 1
1FT61326AC711TA0 | SIMOTICS S SYNCHRONOUS SERVOMOTOR 1FT6 75 NM, 100 K, 2000 RPM NATURAL AIR COOLING; IM B5 (IM V1, IM V3) FOR POWER AND SIGNAL CONNECTOR OUTGOING CONNECTOR DIRECTION TRAVERSE RIGHT RESOLVER 2-POLE (RESOLVER P=1); WITH FITTED KEY, ACCURACY TOLERANCE N, W/O HOLDING BRAKE VIBRATION SEVERITY GRADE N, DIAPHRAGM SEAL (IP 64) | 8609 | TEM | 1 | MC | 85.005 | 1
1FT61326AC711TA1 | SIMOTICS S SYNCHRONOUS SERVOMOTOR 1FT6 75 NM, 100 K, 2000 RPM NATURAL AIR COOLING; IM B5 (IM V1, IM V3) FOR POWER AND SIGNAL CONNECTOR OUTGOING CONNECTOR DIRECTION TRAVERSE RIGHT RESOLVER 2-POLE (RESOLVER P=1); WITH FITTED KEY, ACCURACY TOLERANCE N, W/O HOLDING BRAKE VIBRATION SEVERITY GRADE N, GAMMA SEALING RING (IP 65) | 8711 | TEM | 1 | MC | 85.005 | 1
1FT61326AC711TB0 | SIMOTICS S SYNCHRONOUS SERVOMOTOR 1FT6 75 NM, 100 K, 2000 RPM NATURAL AIR COOLING; IM B5 (IM V1, IM V3) FOR POWER AND SIGNAL CONNECTOR OUTGOING CONNECTOR DIRECTION TRAVERSE RIGHT RESOLVER 2-POLE (RESOLVER P=1); WITH FITTED KEY, ACCURACY TOLERANCE N, W. HOLDING BRAKE VIBRATION SEVERITY GRADE N, DIAPHRAGM SEAL (IP 64) | 10329 | TEM | 1 | MC | 95.004 | 1
1FT61326AC711UG0 | SIMOTICS S SYNCHRONOUS SERVOMOTOR 1FT6 75 NM, 100 K, 2000 RPM NATURAL AIR COOLING; IM B5 (IM V1, IM V3) FOR POWER AND SIGNAL CONNECTOR OUTGOING CONNECTOR DIRECTION TRAVERSE RIGHT RESOLVER MULTI-POLE (RESOLVER P=3) WITH DRIVE-CLIQ INTERFACE; PLAIN SHAFT, ACCURACY TOLERANCE N, W/O HOLDING BRAKE VIBRATION SEVERITY GRADE N, DIAPHRAGM SEAL (IP 64) | 8970 | TEM | 1 | MC | 85.005 | 1
1FT61326AC712AA1 | SIMOTICS S SYNCHRONOUS SERVOMOTOR 1FT6 75 NM, 100 K, 2000 RPM NATURAL AIR COOLING; IM B5 (IM V1, IM V3) FOR POWER AND SIGNAL CONNECTOR OUTGOING CONNECTOR DIRECTION TRAVERSE LEFT INCREM. ENCODER, SIN/COS 1 VPP 2048 P/REV (ENCODER I-2048); WITH FITTED KEY, ACCURACY TOLERANCE N, W/O HOLDING BRAKE VIBRATION SEVERITY GRADE N, GAMMA SEALING RING (IP 65) | 9806 | TEM | 1 | MC | 85.005 | 1
1FT61326AC712AB2 | SIMOTICS S SYNCHRONOUS SERVOMOTOR 1FT6 75 NM, 100 K, 2000 RPM NATURAL AIR COOLING; IM B5 (IM V1, IM V3) FOR POWER AND SIGNAL CONNECTOR OUTGOING CONNECTOR DIRECTION TRAVERSE LEFT INCREM. ENCODER, SIN/COS 1 VPP 2048 P/REV (ENCODER I-2048); WITH FITTED KEY, ACCURACY TOLERANCE N, W. HOLDING BRAKE VIBRATION SEVERITY GRADE N, ROTARY SHAFT SEAL (IP 67) | 11612 | TEM | 1 | MC | 95.004 | 1
1FT61326AC712AE7 | SIMOTICS S SYNCHRONOUS SERVOMOTOR 1FT6 75 NM, 100 K, 2000 RPM NATURAL AIR COOLING; IM B5 (IM V1, IM V3) FOR POWER AND SIGNAL CONNECTOR OUTGOING CONNECTOR DIRECTION TRAVERSE LEFT INCREM. ENCODER, SIN/COS 1 VPP 2048 P/REV (ENCODER I-2048); WITH FITTED KEY, ACCURACY TOLERANCE R, W. HOLDING BRAKE VIBRATION SEVERITY GRADE R, KEROSENE SEAL (IP 68) | 12148 | TEM | 1 | MC | 95.004 | 1
1FT61326AC712AG0 | SIMOTICS S SYNCHRONOUS SERVOMOTOR 1FT6 75 NM, 100 K, 2000 RPM NATURAL AIR COOLING; IM B5 (IM V1, IM V3) FOR POWER AND SIGNAL CONNECTOR OUTGOING CONNECTOR DIRECTION TRAVERSE LEFT INCREM. ENCODER, SIN/COS 1 VPP 2048 P/REV (ENCODER I-2048); PLAIN SHAFT, ACCURACY TOLERANCE N, W/O HOLDING BRAKE VIBRATION SEVERITY GRADE N, DIAPHRAGM SEAL (IP 64) | 9704 | TEM | 1 | MC | 85.005 | 1
1FT61326AC712AG1 | SIMOTICS S SYNCHRONOUS SERVOMOTOR 1FT6 75 NM, 100 K, 2000 RPM NATURAL AIR COOLING; IM B5 (IM V1, IM V3) FOR POWER AND SIGNAL CONNECTOR OUTGOING CONNECTOR DIRECTION TRAVERSE LEFT INCREM. ENCODER, SIN/COS 1 VPP 2048 P/REV (ENCODER I-2048); PLAIN SHAFT, ACCURACY TOLERANCE N, W/O HOLDING BRAKE VIBRATION SEVERITY GRADE N, GAMMA SEALING RING (IP 65) | 9806 | TEM | 1 | MC | 85.005 | 1
1FT61326AC712AG2 | SIMOTICS S SYNCHRONOUS SERVOMOTOR 1FT6 75 NM, 100 K, 2000 RPM NATURAL AIR COOLING; IM B5 (IM V1, IM V3) FOR POWER AND SIGNAL CONNECTOR OUTGOING CONNECTOR DIRECTION TRAVERSE LEFT INCREM. ENCODER, SIN/COS 1 VPP 2048 P/REV (ENCODER I-2048); PLAIN SHAFT, ACCURACY TOLERANCE N, W/O HOLDING BRAKE VIBRATION SEVERITY GRADE N, ROTARY SHAFT SEAL (IP 67) | 9891 | TEM | 1 | MC | 85.005 | 1
1FT61326AC712AH0 | SIMOTICS S SYNCHRONOUS SERVOMOTOR 1FT6 75 NM, 100 K, 2000 RPM NATURAL AIR COOLING; IM B5 (IM V1, IM V3) FOR POWER AND SIGNAL CONNECTOR OUTGOING CONNECTOR DIRECTION TRAVERSE LEFT INCREM. ENCODER, SIN/COS 1 VPP 2048 P/REV (ENCODER I-2048); PLAIN SHAFT, ACCURACY TOLERANCE N, W. HOLDING BRAKE VIBRATION SEVERITY GRADE N, DIAPHRAGM SEAL (IP 64) | 11578 | TEM | 1 | MC | 95.004 | 1
1FT61326AC712AH1 | SIMOTICS S SYNCHRONOUS SERVOMOTOR 1FT6 75 NM, 100 K, 2000 RPM NATURAL AIR COOLING; IM B5 (IM V1, IM V3) FOR POWER AND SIGNAL CONNECTOR OUTGOING CONNECTOR DIRECTION TRAVERSE LEFT INCREM. ENCODER, SIN/COS 1 VPP 2048 P/REV (ENCODER I-2048); PLAIN SHAFT, ACCURACY TOLERANCE N, W. HOLDING BRAKE VIBRATION SEVERITY GRADE N, GAMMA SEALING RING (IP 65) | 11680 | TEM | 1 | MC | 95.004 | 1
1FT61326AC712AH2 | SIMOTICS S SYNCHRONOUS SERVOMOTOR 1FT6 75 NM, 100 K, 2000 RPM NATURAL AIR COOLING; IM B5 (IM V1, IM V3) FOR POWER AND SIGNAL CONNECTOR OUTGOING CONNECTOR DIRECTION TRAVERSE LEFT INCREM. ENCODER, SIN/COS 1 VPP 2048 P/REV (ENCODER I-2048); PLAIN SHAFT, ACCURACY TOLERANCE N, W. HOLDING BRAKE VIBRATION SEVERITY GRADE N, ROTARY SHAFT SEAL (IP 67) | 11766 | TEM | 1 | MC | 95.004 | 1
1FT61326AC712DA1 | SIMOTICS S SYNCHRONOUS SERVOMOTOR 1FT6 75 NM, 100 K, 2000 RPM NATURAL AIR COOLING; IM B5 (IM V1, IM V3) FOR POWER AND SIGNAL CONNECTOR OUTGOING CONNECTOR DIRECTION TRAVERSE LEFT INCREMENTAL ENCODER 2048 P/REV (ENCODER I-2048) WITH DRIVE-CLIQ INTERFACE; WITH FITTED KEY, ACCURACY TOLERANCE N, W/O HOLDING BRAKE VIBRATION SEVERITY GRADE N, GAMMA SEALING RING (IP 65) | 10170 | TEM | 1 | MC | 85.005 | 1
1FT61326AC712DB2 | SIMOTICS S SYNCHRONOUS SERVOMOTOR 1FT6 75 NM, 100 K, 2000 RPM NATURAL AIR COOLING; IM B5 (IM V1, IM V3) FOR POWER AND SIGNAL CONNECTOR OUTGOING CONNECTOR DIRECTION TRAVERSE LEFT INCREMENTAL ENCODER 2048 P/REV (ENCODER I-2048) WITH DRIVE-CLIQ INTERFACE; WITH FITTED KEY, ACCURACY TOLERANCE N, W. HOLDING BRAKE VIBRATION SEVERITY GRADE N, ROTARY SHAFT SEAL (IP 67) | 11976 | TEM | 1 | MC | 95.004 | 1
1FT61326AC712DG0 | SIMOTICS S SYNCHRONOUS SERVOMOTOR 1FT6 75 NM, 100 K, 2000 RPM NATURAL AIR COOLING; IM B5 (IM V1, IM V3) FOR POWER AND SIGNAL CONNECTOR OUTGOING CONNECTOR DIRECTION TRAVERSE LEFT INCREMENTAL ENCODER 2048 P/REV (ENCODER I-2048) WITH DRIVE-CLIQ INTERFACE; PLAIN SHAFT, ACCURACY TOLERANCE N, W/O HOLDING BRAKE VIBRATION SEVERITY GRADE N, DIAPHRAGM SEAL (IP 64) | 10068 | TEM | 1 | MC | 85.005 | 1
1FT61326AC712DG1 | SIMOTICS S SYNCHRONOUS SERVOMOTOR 1FT6 75 NM, 100 K, 2000 RPM NATURAL AIR COOLING; IM B5 (IM V1, IM V3) FOR POWER AND SIGNAL CONNECTOR OUTGOING CONNECTOR DIRECTION TRAVERSE LEFT INCREMENTAL ENCODER 2048 P/REV (ENCODER I-2048) WITH DRIVE-CLIQ INTERFACE; PLAIN SHAFT, ACCURACY TOLERANCE N, W/O HOLDING BRAKE VIBRATION SEVERITY GRADE N, GAMMA SEALING RING (IP 65) | 10170 | TEM | 1 | MC | 85.005 | 1
1FT61326AC712DG2 | SIMOTICS S SYNCHRONOUS SERVOMOTOR 1FT6 75 NM, 100 K, 2000 RPM NATURAL AIR COOLING; IM B5 (IM V1, IM V3) FOR POWER AND SIGNAL CONNECTOR OUTGOING CONNECTOR DIRECTION TRAVERSE LEFT INCREMENTAL ENCODER 2048 P/REV (ENCODER I-2048) WITH DRIVE-CLIQ INTERFACE; PLAIN SHAFT, ACCURACY TOLERANCE N, W/O HOLDING BRAKE VIBRATION SEVERITY GRADE N, ROTARY SHAFT SEAL (IP 67) | 10256 | TEM | 1 | MC | 85.005 | 1
1FT61326AC712DG5 | SIMOTICS S SYNCHRONOUS SERVOMOTOR 1FT6 75 NM, 100 K, 2000 RPM NATURAL AIR COOLING; IM B5 (IM V1, IM V3) FOR POWER AND SIGNAL CONNECTOR OUTGOING CONNECTOR DIRECTION TRAVERSE LEFT INCREMENTAL ENCODER 2048 P/REV (ENCODER I-2048) WITH DRIVE-CLIQ INTERFACE; PLAIN SHAFT, ACCURACY TOLERANCE N, W/O HOLDING BRAKE VIBRATION SEVERITY GRADE R, ROTARY SHAFT SEAL (IP 67) | 10411 | TEM | 1 | MC | 85.005 | 1
1FT61326AC712DH1 | SIMOTICS S SYNCHRONOUS SERVOMOTOR 1FT6 75 NM, 100 K, 2000 RPM NATURAL AIR COOLING; IM B5 (IM V1, IM V3) FOR POWER AND SIGNAL CONNECTOR OUTGOING CONNECTOR DIRECTION TRAVERSE LEFT INCREMENTAL ENCODER 2048 P/REV (ENCODER I-2048) WITH DRIVE-CLIQ INTERFACE; PLAIN SHAFT, ACCURACY TOLERANCE N, W. HOLDING BRAKE VIBRATION SEVERITY GRADE N, GAMMA SEALING RING (IP 65) | 12045 | TEM | 1 | MC | 95.004 | 1
1FT61326AC712DH2 | SIMOTICS S SYNCHRONOUS SERVOMOTOR 1FT6 75 NM, 100 K, 2000 RPM NATURAL AIR COOLING; IM B5 (IM V1, IM V3) FOR POWER AND SIGNAL CONNECTOR OUTGOING CONNECTOR DIRECTION TRAVERSE LEFT INCREMENTAL ENCODER 2048 P/REV (ENCODER I-2048) WITH DRIVE-CLIQ INTERFACE; PLAIN SHAFT, ACCURACY TOLERANCE N, W. HOLDING BRAKE VIBRATION SEVERITY GRADE N, ROTARY SHAFT SEAL (IP 67) | 12130 | TEM | 1 | MC | 95.004 | 1
1FT61326AC712DH4 | SIMOTICS S SYNCHRONOUS SERVOMOTOR 1FT6 75 NM, 100 K, 2000 RPM NATURAL AIR COOLING; IM B5 (IM V1, IM V3) FOR POWER AND SIGNAL CONNECTOR OUTGOING CONNECTOR DIRECTION TRAVERSE LEFT INCREMENTAL ENCODER 2048 P/REV (ENCODER I-2048) WITH DRIVE-CLIQ INTERFACE; PLAIN SHAFT, ACCURACY TOLERANCE N, W. HOLDING BRAKE VIBRATION SEVERITY GRADE R, GAMMA SEALING RING (IP 65) | 12217 | TEM | 1 | MC | 95.004 | 1
1FT61326AC712FG0 | SIMOTICS S SYNCHRONOUS SERVOMOTOR 1FT6 75 NM, 100 K, 2000 RPM NATURAL AIR COOLING; IM B5 (IM V1, IM V3) FOR POWER AND SIGNAL CONNECTOR OUTGOING CONNECTOR DIRECTION TRAVERSE LEFT ABSOLUTE ENCODER 2048 P/REV (ENCODER A-2048) WITH DRIVE-CLIQ INTERFACE; PERFORMANCE REDUCTION BY 10% DUE TO ABSOLUTE ENCODER; PLAIN SHAFT, ACCURACY TOLERANCE N, W/O HOLDING BRAKE VIBRATION SEVERITY GRADE N, DIAPHRAGM SEAL (IP 64) | 10887 | TEM | 1 | MC | 85.005 | 1
1FT61326AC713AA1 | SIMOTICS S SYNCHRONOUS SERVOMOTOR 1FT6 75 NM, 100 K, 2000 RPM NATURAL AIR COOLING; IM B5 (IM V1, IM V3) OUTGOING CONNECTOR DIRECTION AXIAL NON-DRIVE END CUSTOMIZED VERSION INCREM. ENCODER, SIN/COS 1 VPP 2048 P/REV (ENCODER I-2048); WITH FITTED KEY, ACCURACY TOLERANCE N, W/O HOLDING BRAKE VIBRATION SEVERITY GRADE N, GAMMA SEALING RING (IP 65) | 9806 | TEM | 1 | MC | 85.005 | 1
1FT61326AC713AA2 | SIMOTICS S SYNCHRONOUS SERVOMOTOR 1FT6 75 NM, 100 K, 2000 RPM NATURAL AIR COOLING; IM B5 (IM V1, IM V3) OUTGOING CONNECTOR DIRECTION AXIAL NON-DRIVE END CUSTOMIZED VERSION INCREM. ENCODER, SIN/COS 1 VPP 2048 P/REV (ENCODER I-2048); WITH FITTED KEY, ACCURACY TOLERANCE N, W/O HOLDING BRAKE VIBRATION SEVERITY GRADE N, ROTARY SHAFT SEAL (IP 67) | 9891 | TEM | 1 | MC | 85.005 | 1
1FT61326AC713AB1 | SIMOTICS S SYNCHRONOUS SERVOMOTOR 1FT6 75 NM, 100 K, 2000 RPM NATURAL AIR COOLING; IM B5 (IM V1, IM V3) OUTGOING CONNECTOR DIRECTION AXIAL NON-DRIVE END CUSTOMIZED VERSION INCREM. ENCODER, SIN/COS 1 VPP 2048 P/REV (ENCODER I-2048); WITH FITTED KEY, ACCURACY TOLERANCE N, W. HOLDING BRAKE VIBRATION SEVERITY GRADE N, GAMMA SEALING RING (IP 65) | 11526 | TEM | 1 | MC | 95.004 | 1
1FT61326AC713AB2 | SIMOTICS S SYNCHRONOUS SERVOMOTOR 1FT6 75 NM, 100 K, 2000 RPM NATURAL AIR COOLING; IM B5 (IM V1, IM V3) OUTGOING CONNECTOR DIRECTION AXIAL NON-DRIVE END CUSTOMIZED VERSION INCREM. ENCODER, SIN/COS 1 VPP 2048 P/REV (ENCODER I-2048); WITH FITTED KEY, ACCURACY TOLERANCE N, W. HOLDING BRAKE VIBRATION SEVERITY GRADE N, ROTARY SHAFT SEAL (IP 67) | 11612 | TEM | 1 | MC | 95.004 | 1
1FT61326AC713AE7 | SIMOTICS S SYNCHRONOUS SERVOMOTOR 1FT6 75 NM, 100 K, 2000 RPM NATURAL AIR COOLING; IM B5 (IM V1, IM V3) OUTGOING CONNECTOR DIRECTION AXIAL NON-DRIVE END CUSTOMIZED VERSION INCREM. ENCODER, SIN/COS 1 VPP 2048 P/REV (ENCODER I-2048); WITH FITTED KEY, ACCURACY TOLERANCE R, W. HOLDING BRAKE VIBRATION SEVERITY GRADE R, KEROSENE SEAL (IP 68) | 12148 | TEM | 1 | MC | 95.004 | 1
1FT61326AC713AG0 | SIMOTICS S SYNCHRONOUS SERVOMOTOR 1FT6 75 NM, 100 K, 2000 RPM NATURAL AIR COOLING; IM B5 (IM V1, IM V3) OUTGOING CONNECTOR DIRECTION AXIAL NON-DRIVE END CUSTOMIZED VERSION INCREM. ENCODER, SIN/COS 1 VPP 2048 P/REV (ENCODER I-2048); PLAIN SHAFT, ACCURACY TOLERANCE N, W/O HOLDING BRAKE VIBRATION SEVERITY GRADE N, DIAPHRAGM SEAL (IP 64) | 9704 | TEM | 1 | MC | 85.005 | 1
1FT61326AC713AG1 | SIMOTICS S SYNCHRONOUS SERVOMOTOR 1FT6 75 NM, 100 K, 2000 RPM NATURAL AIR COOLING; IM B5 (IM V1, IM V3) OUTGOING CONNECTOR DIRECTION AXIAL NON-DRIVE END CUSTOMIZED VERSION INCREM. ENCODER, SIN/COS 1 VPP 2048 P/REV (ENCODER I-2048); PLAIN SHAFT, ACCURACY TOLERANCE N, W/O HOLDING BRAKE VIBRATION SEVERITY GRADE N, GAMMA SEALING RING (IP 65) | 9806 | TEM | 1 | MC | 85.005 | 1
1FT61326AC713AH0 | SIMOTICS S SYNCHRONOUS SERVOMOTOR 1FT6 75 NM, 100 K, 2000 RPM NATURAL AIR COOLING; IM B5 (IM V1, IM V3) OUTGOING CONNECTOR DIRECTION AXIAL NON-DRIVE END CUSTOMIZED VERSION INCREM. ENCODER, SIN/COS 1 VPP 2048 P/REV (ENCODER I-2048); PLAIN SHAFT, ACCURACY TOLERANCE N, W. HOLDING BRAKE VIBRATION SEVERITY GRADE N, DIAPHRAGM SEAL (IP 64) | 11578 | TEM | 1 | MC | 95.004 | 1
1FT61326AC713AH1 | SIMOTICS S SYNCHRONOUS SERVOMOTOR 1FT6 75 NM, 100 K, 2000 RPM NATURAL AIR COOLING; IM B5 (IM V1, IM V3) OUTGOING CONNECTOR DIRECTION AXIAL NON-DRIVE END CUSTOMIZED VERSION INCREM. ENCODER, SIN/COS 1 VPP 2048 P/REV (ENCODER I-2048); PLAIN SHAFT, ACCURACY TOLERANCE N, W. HOLDING BRAKE VIBRATION SEVERITY GRADE N, GAMMA SEALING RING (IP 65) | 11680 | TEM | 1 | MC | 95.004 | 1
1FT61326AC713EG1 | SIMOTICS S SYNCHRONOUS SERVOMOTOR 1FT6 75 NM, 100 K, 2000 RPM NATURAL AIR COOLING; IM B5 (IM V1, IM V3) OUTGOING CONNECTOR DIRECTION AXIAL NON-DRIVE END CUSTOMIZED VERSION ABSOLUTE ENCODER ENDAT 2048 P/REV (ENCODER A-2048); PERFORMANCE REDUCTION BY 10% DUE TO ABSOLUTE ENCODER; PLAIN SHAFT, ACCURACY TOLERANCE N, W/O HOLDING BRAKE VIBRATION SEVERITY GRADE N, GAMMA SEALING RING (IP 65) | 10613 | TEM | 1 | MC | 85.005 | 1
1FT61326AC714AA0 | SIMOTICS S SYNCHRONOUS SERVOMOTOR 1FT6 75 NM, 100 K, 2000 RPM NATURAL AIR COOLING; IM B5 (IM V1, IM V3) FOR POWER AND SIGNAL CONNECTOR OUTGOING CONNECTOR DIRECTION AXIAL DRIVE END INCREM. ENCODER, SIN/COS 1 VPP 2048 P/REV (ENCODER I-2048); WITH FITTED KEY, ACCURACY TOLERANCE N, W/O HOLDING BRAKE VIBRATION SEVERITY GRADE N, DIAPHRAGM SEAL (IP 64) | 9704 | TEM | 1 | MC | 85.005 | 1
1FT61326AC714AA1 | SIMOTICS S SYNCHRONOUS SERVOMOTOR 1FT6 75 NM, 100 K, 2000 RPM NATURAL AIR COOLING; IM B5 (IM V1, IM V3) FOR POWER AND SIGNAL CONNECTOR OUTGOING CONNECTOR DIRECTION AXIAL DRIVE END INCREM. ENCODER, SIN/COS 1 VPP 2048 P/REV (ENCODER I-2048); WITH FITTED KEY, ACCURACY TOLERANCE N, W/O HOLDING BRAKE VIBRATION SEVERITY GRADE N, GAMMA SEALING RING (IP 65) | 9806 | TEM | 1 | MC | 85.005 | 1
1FT61326AC714AA2 | SIMOTICS S SYNCHRONOUS SERVOMOTOR 1FT6 75 NM, 100 K, 2000 RPM NATURAL AIR COOLING; IM B5 (IM V1, IM V3) FOR POWER AND SIGNAL CONNECTOR OUTGOING CONNECTOR DIRECTION AXIAL DRIVE END INCREM. ENCODER, SIN/COS 1 VPP 2048 P/REV (ENCODER I-2048); WITH FITTED KEY, ACCURACY TOLERANCE N, W/O HOLDING BRAKE VIBRATION SEVERITY GRADE N, ROTARY SHAFT SEAL (IP 67) | 9891 | TEM | 1 | MC | 85.005 | 1
1FT61326AC714AB0 | SIMOTICS S SYNCHRONOUS SERVOMOTOR 1FT6 75 NM, 100 K, 2000 RPM NATURAL AIR COOLING; IM B5 (IM V1, IM V3) FOR POWER AND SIGNAL CONNECTOR OUTGOING CONNECTOR DIRECTION AXIAL DRIVE END INCREM. ENCODER, SIN/COS 1 VPP 2048 P/REV (ENCODER I-2048); WITH FITTED KEY, ACCURACY TOLERANCE N, W. HOLDING BRAKE VIBRATION SEVERITY GRADE N, DIAPHRAGM SEAL (IP 64) | 11424 | TEM | 1 | MC | 95.004 | 1
1FT61326AC714AB1 | SIMOTICS S SYNCHRONOUS SERVOMOTOR 1FT6 75 NM, 100 K, 2000 RPM NATURAL AIR COOLING; IM B5 (IM V1, IM V3) FOR POWER AND SIGNAL CONNECTOR OUTGOING CONNECTOR DIRECTION AXIAL DRIVE END INCREM. ENCODER, SIN/COS 1 VPP 2048 P/REV (ENCODER I-2048); WITH FITTED KEY, ACCURACY TOLERANCE N, W. HOLDING BRAKE VIBRATION SEVERITY GRADE N, GAMMA SEALING RING (IP 65) | 11526 | TEM | 1 | MC | 95.004 | 1
1FT61326AC714AE0 | SIMOTICS S SYNCHRONOUS SERVOMOTOR 1FT6 75 NM, 100 K, 2000 RPM NATURAL AIR COOLING; IM B5 (IM V1, IM V3) FOR POWER AND SIGNAL CONNECTOR OUTGOING CONNECTOR DIRECTION AXIAL DRIVE END INCREM. ENCODER, SIN/COS 1 VPP 2048 P/REV (ENCODER I-2048); WITH FITTED KEY, ACCURACY TOLERANCE R, W. HOLDING BRAKE VIBRATION SEVERITY GRADE N, DIAPHRAGM SEAL (IP 64) | 11673 | TEM | 1 | MC | 95.004 | 1
1FT61326AC714AE7 | SIMOTICS S SYNCHRONOUS SERVOMOTOR 1FT6 75 NM, 100 K, 2000 RPM NATURAL AIR COOLING; IM B5 (IM V1, IM V3) FOR POWER AND SIGNAL CONNECTOR OUTGOING CONNECTOR DIRECTION AXIAL DRIVE END INCREM. ENCODER, SIN/COS 1 VPP 2048 P/REV (ENCODER I-2048); WITH FITTED KEY, ACCURACY TOLERANCE R, W. HOLDING BRAKE VIBRATION SEVERITY GRADE R, KEROSENE SEAL (IP 68) | 12148 | TEM | 1 | MC | 95.004 | 1
1FT61326AC714AG0 | SIMOTICS S SYNCHRONOUS SERVOMOTOR 1FT6 75 NM, 100 K, 2000 RPM NATURAL AIR COOLING; IM B5 (IM V1, IM V3) FOR POWER AND SIGNAL CONNECTOR OUTGOING CONNECTOR DIRECTION AXIAL DRIVE END INCREM. ENCODER, SIN/COS 1 VPP 2048 P/REV (ENCODER I-2048); PLAIN SHAFT, ACCURACY TOLERANCE N, W/O HOLDING BRAKE VIBRATION SEVERITY GRADE N, DIAPHRAGM SEAL (IP 64) | 9704 | TEM | 1 | MC | 85.005 | 1
1FT61326AC714AG1 | SIMOTICS S SYNCHRONOUS SERVOMOTOR 1FT6 75 NM, 100 K, 2000 RPM NATURAL AIR COOLING; IM B5 (IM V1, IM V3) FOR POWER AND SIGNAL CONNECTOR OUTGOING CONNECTOR DIRECTION AXIAL DRIVE END INCREM. ENCODER, SIN/COS 1 VPP 2048 P/REV (ENCODER I-2048); PLAIN SHAFT, ACCURACY TOLERANCE N, W/O HOLDING BRAKE VIBRATION SEVERITY GRADE N, GAMMA SEALING RING (IP 65) | 9806 | TEM | 1 | MC | 85.005 | 1
1FT61326AC714AH0 | SIMOTICS S SYNCHRONOUS SERVOMOTOR 1FT6 75 NM, 100 K, 2000 RPM NATURAL AIR COOLING; IM B5 (IM V1, IM V3) FOR POWER AND SIGNAL CONNECTOR OUTGOING CONNECTOR DIRECTION AXIAL DRIVE END INCREM. ENCODER, SIN/COS 1 VPP 2048 P/REV (ENCODER I-2048); PLAIN SHAFT, ACCURACY TOLERANCE N, W. HOLDING BRAKE VIBRATION SEVERITY GRADE N, DIAPHRAGM SEAL (IP 64) | 11578 | TEM | 1 | MC | 95.004 | 1
1FT61326AC714AH1 | SIMOTICS S SYNCHRONOUS SERVOMOTOR 1FT6 75 NM, 100 K, 2000 RPM NATURAL AIR COOLING; IM B5 (IM V1, IM V3) FOR POWER AND SIGNAL CONNECTOR OUTGOING CONNECTOR DIRECTION AXIAL DRIVE END INCREM. ENCODER, SIN/COS 1 VPP 2048 P/REV (ENCODER I-2048); PLAIN SHAFT, ACCURACY TOLERANCE N, W. HOLDING BRAKE VIBRATION SEVERITY GRADE N, GAMMA SEALING RING (IP 65) | 11680 | TEM | 1 | MC | 95.004 | 1
1FT61326AC714AH2 | SIMOTICS S SYNCHRONOUS SERVOMOTOR 1FT6 75 NM, 100 K, 2000 RPM NATURAL AIR COOLING; IM B5 (IM V1, IM V3) FOR POWER AND SIGNAL CONNECTOR OUTGOING CONNECTOR DIRECTION AXIAL DRIVE END INCREM. ENCODER, SIN/COS 1 VPP 2048 P/REV (ENCODER I-2048); PLAIN SHAFT, ACCURACY TOLERANCE N, W. HOLDING BRAKE VIBRATION SEVERITY GRADE N, ROTARY SHAFT SEAL (IP 67) | 11766 | TEM | 1 | MC | 95.004 | 1
1FT61326AC714AL3 | SIMOTICS S SYNCHRONOUS SERVOMOTOR 1FT6 75 NM, 100 K, 2000 RPM NATURAL AIR COOLING; IM B5 (IM V1, IM V3) FOR POWER AND SIGNAL CONNECTOR OUTGOING CONNECTOR DIRECTION AXIAL DRIVE END INCREM. ENCODER, SIN/COS 1 VPP 2048 P/REV (ENCODER I-2048); PLAIN SHAFT, ACCURACY TOLERANCE R, W. HOLDING BRAKE VIBRATION SEVERITY GRADE R, DIAPHRAGM SEAL (IP 64) | 11968 | TEM | 1 | MC | 95.004 | 1
1FT61326AC714DA0 | SIMOTICS S SYNCHRONOUS SERVOMOTOR 1FT6 75 NM, 100 K, 2000 RPM NATURAL AIR COOLING; IM B5 (IM V1, IM V3) FOR POWER AND SIGNAL CONNECTOR OUTGOING CONNECTOR DIRECTION AXIAL DRIVE END INCREMENTAL ENCODER 2048 P/REV (ENCODER I-2048) WITH DRIVE-CLIQ INTERFACE; WITH FITTED KEY, ACCURACY TOLERANCE N, W/O HOLDING BRAKE VIBRATION SEVERITY GRADE N, DIAPHRAGM SEAL (IP 64) | 10068 | TEM | 1 | MC | 85.005 | 1
1FT61326AC714DA1 | SIMOTICS S SYNCHRONOUS SERVOMOTOR 1FT6 75 NM, 100 K, 2000 RPM NATURAL AIR COOLING; IM B5 (IM V1, IM V3) FOR POWER AND SIGNAL CONNECTOR OUTGOING CONNECTOR DIRECTION AXIAL DRIVE END INCREMENTAL ENCODER 2048 P/REV (ENCODER I-2048) WITH DRIVE-CLIQ INTERFACE; WITH FITTED KEY, ACCURACY TOLERANCE N, W/O HOLDING BRAKE VIBRATION SEVERITY GRADE N, GAMMA SEALING RING (IP 65) | 10170 | TEM | 1 | MC | 85.005 | 1
1FT61326AC714DB0 | SIMOTICS S SYNCHRONOUS SERVOMOTOR 1FT6 75 NM, 100 K, 2000 RPM NATURAL AIR COOLING; IM B5 (IM V1, IM V3) FOR POWER AND SIGNAL CONNECTOR OUTGOING CONNECTOR DIRECTION AXIAL DRIVE END INCREMENTAL ENCODER 2048 P/REV (ENCODER I-2048) WITH DRIVE-CLIQ INTERFACE; WITH FITTED KEY, ACCURACY TOLERANCE N, W. HOLDING BRAKE VIBRATION SEVERITY GRADE N, DIAPHRAGM SEAL (IP 64) | 11789 | TEM | 1 | MC | 95.004 | 1
1FT61326AC714DG0 | SIMOTICS S SYNCHRONOUS SERVOMOTOR 1FT6 75 NM, 100 K, 2000 RPM NATURAL AIR COOLING; IM B5 (IM V1, IM V3) FOR POWER AND SIGNAL CONNECTOR OUTGOING CONNECTOR DIRECTION AXIAL DRIVE END INCREMENTAL ENCODER 2048 P/REV (ENCODER I-2048) WITH DRIVE-CLIQ INTERFACE; PLAIN SHAFT, ACCURACY TOLERANCE N, W/O HOLDING BRAKE VIBRATION SEVERITY GRADE N, DIAPHRAGM SEAL (IP 64) | 10068 | TEM | 1 | MC | 85.005 | 1
1FT61326AC714DG1 | SIMOTICS S SYNCHRONOUS SERVOMOTOR 1FT6 75 NM, 100 K, 2000 RPM NATURAL AIR COOLING; IM B5 (IM V1, IM V3) FOR POWER AND SIGNAL CONNECTOR OUTGOING CONNECTOR DIRECTION AXIAL DRIVE END INCREMENTAL ENCODER 2048 P/REV (ENCODER I-2048) WITH DRIVE-CLIQ INTERFACE; PLAIN SHAFT, ACCURACY TOLERANCE N, W/O HOLDING BRAKE VIBRATION SEVERITY GRADE N, GAMMA SEALING RING (IP 65) | 10170 | TEM | 1 | MC | 85.005 | 1
1FT61326AC714DH0 | SIMOTICS S SYNCHRONOUS SERVOMOTOR 1FT6 75 NM, 100 K, 2000 RPM NATURAL AIR COOLING; IM B5 (IM V1, IM V3) FOR POWER AND SIGNAL CONNECTOR OUTGOING CONNECTOR DIRECTION AXIAL DRIVE END INCREMENTAL ENCODER 2048 P/REV (ENCODER I-2048) WITH DRIVE-CLIQ INTERFACE; PLAIN SHAFT, ACCURACY TOLERANCE N, W. HOLDING BRAKE VIBRATION SEVERITY GRADE N, DIAPHRAGM SEAL (IP 64) | 11943 | TEM | 1 | MC | 95.004 | 1
1FT61326AC714DH1 | SIMOTICS S SYNCHRONOUS SERVOMOTOR 1FT6 75 NM, 100 K, 2000 RPM NATURAL AIR COOLING; IM B5 (IM V1, IM V3) FOR POWER AND SIGNAL CONNECTOR OUTGOING CONNECTOR DIRECTION AXIAL DRIVE END INCREMENTAL ENCODER 2048 P/REV (ENCODER I-2048) WITH DRIVE-CLIQ INTERFACE; PLAIN SHAFT, ACCURACY TOLERANCE N, W. HOLDING BRAKE VIBRATION SEVERITY GRADE N, GAMMA SEALING RING (IP 65) | 12045 | TEM | 1 | MC | 95.004 | 1
1FT61326AC714EA1 | SIMOTICS S SYNCHRONOUS SERVOMOTOR 1FT6 75 NM, 100 K, 2000 RPM NATURAL AIR COOLING; IM B5 (IM V1, IM V3) FOR POWER AND SIGNAL CONNECTOR OUTGOING CONNECTOR DIRECTION AXIAL DRIVE END ABSOLUTE ENCODER ENDAT 2048 P/REV (ENCODER A-2048); PERFORMANCE REDUCTION BY 10% DUE TO ABSOLUTE ENCODER; WITH FITTED KEY, ACCURACY TOLERANCE N, W/O HOLDING BRAKE VIBRATION SEVERITY GRADE N, GAMMA SEALING RING (IP 65) | 10613 | TEM | 1 | MC | 85.005 | 1
1FT61326AC714EB1 | SIMOTICS S SYNCHRONOUS SERVOMOTOR 1FT6 75 NM, 100 K, 2000 RPM NATURAL AIR COOLING; IM B5 (IM V1, IM V3) FOR POWER AND SIGNAL CONNECTOR OUTGOING CONNECTOR DIRECTION AXIAL DRIVE END ABSOLUTE ENCODER ENDAT 2048 P/REV (ENCODER A-2048); PERFORMANCE REDUCTION BY 10% DUE TO ABSOLUTE ENCODER; WITH FITTED KEY, ACCURACY TOLERANCE N, W. HOLDING BRAKE VIBRATION SEVERITY GRADE N, GAMMA SEALING RING (IP 65) | 12333 | TEM | 1 | MC | 95.004 | 1
1FT61326AC714EB2 | SIMOTICS S SYNCHRONOUS SERVOMOTOR 1FT6 75 NM, 100 K, 2000 RPM NATURAL AIR COOLING; IM B5 (IM V1, IM V3) FOR POWER AND SIGNAL CONNECTOR OUTGOING CONNECTOR DIRECTION AXIAL DRIVE END ABSOLUTE ENCODER ENDAT 2048 P/REV (ENCODER A-2048); PERFORMANCE REDUCTION BY 10% DUE TO ABSOLUTE ENCODER; WITH FITTED KEY, ACCURACY TOLERANCE N, W. HOLDING BRAKE VIBRATION SEVERITY GRADE N, ROTARY SHAFT SEAL (IP 67) | 12419 | TEM | 1 | MC | 95.004 | 1
1FT61326AC714ED5 | SIMOTICS S SYNCHRONOUS SERVOMOTOR 1FT6 75 NM, 100 K, 2000 RPM NATURAL AIR COOLING; IM B5 (IM V1, IM V3) FOR POWER AND SIGNAL CONNECTOR OUTGOING CONNECTOR DIRECTION AXIAL DRIVE END ABSOLUTE ENCODER ENDAT 2048 P/REV (ENCODER A-2048); PERFORMANCE REDUCTION BY 10% DUE TO ABSOLUTE ENCODER; WITH FITTED KEY, ACCURACY TOLERANCE R, W/O HOLDING BRAKE VIBRATION SEVERITY GRADE R, ROTARY SHAFT SEAL (IP 67) | 11088 | TEM | 1 | MC | 85.005 | 1
1FT61326AC714EG0 | SIMOTICS S SYNCHRONOUS SERVOMOTOR 1FT6 75 NM, 100 K, 2000 RPM NATURAL AIR COOLING; IM B5 (IM V1, IM V3) FOR POWER AND SIGNAL CONNECTOR OUTGOING CONNECTOR DIRECTION AXIAL DRIVE END ABSOLUTE ENCODER ENDAT 2048 P/REV (ENCODER A-2048); PERFORMANCE REDUCTION BY 10% DUE TO ABSOLUTE ENCODER; PLAIN SHAFT, ACCURACY TOLERANCE N, W/O HOLDING BRAKE VIBRATION SEVERITY GRADE N, DIAPHRAGM SEAL (IP 64) | 10511 | TEM | 1 | MC | 85.005 | 1
1FT61326AC714EG1 | SIMOTICS S SYNCHRONOUS SERVOMOTOR 1FT6 75 NM, 100 K, 2000 RPM NATURAL AIR COOLING; IM B5 (IM V1, IM V3) FOR POWER AND SIGNAL CONNECTOR OUTGOING CONNECTOR DIRECTION AXIAL DRIVE END ABSOLUTE ENCODER ENDAT 2048 P/REV (ENCODER A-2048); PERFORMANCE REDUCTION BY 10% DUE TO ABSOLUTE ENCODER; PLAIN SHAFT, ACCURACY TOLERANCE N, W/O HOLDING BRAKE VIBRATION SEVERITY GRADE N, GAMMA SEALING RING (IP 65) | 10613 | TEM | 1 | MC | 85.005 | 1
1FT61326AC714EG2 | SIMOTICS S SYNCHRONOUS SERVOMOTOR 1FT6 75 NM, 100 K, 2000 RPM NATURAL AIR COOLING; IM B5 (IM V1, IM V3) FOR POWER AND SIGNAL CONNECTOR OUTGOING CONNECTOR DIRECTION AXIAL DRIVE END ABSOLUTE ENCODER ENDAT 2048 P/REV (ENCODER A-2048); PERFORMANCE REDUCTION BY 10% DUE TO ABSOLUTE ENCODER; PLAIN SHAFT, ACCURACY TOLERANCE N, W/O HOLDING BRAKE VIBRATION SEVERITY GRADE N, ROTARY SHAFT SEAL (IP 67) | 10698 | TEM | 1 | MC | 85.005 | 1
1FT61326AC714EH0 | SIMOTICS S SYNCHRONOUS SERVOMOTOR 1FT6 75 NM, 100 K, 2000 RPM NATURAL AIR COOLING; IM B5 (IM V1, IM V3) FOR POWER AND SIGNAL CONNECTOR OUTGOING CONNECTOR DIRECTION AXIAL DRIVE END ABSOLUTE ENCODER ENDAT 2048 P/REV (ENCODER A-2048); PERFORMANCE REDUCTION BY 10% DUE TO ABSOLUTE ENCODER; PLAIN SHAFT, ACCURACY TOLERANCE N, W. HOLDING BRAKE VIBRATION SEVERITY GRADE N, DIAPHRAGM SEAL (IP 64) | 12385 | TEM | 1 | MC | 95.004 | 1
1FT61326AC714EH1 | SIMOTICS S SYNCHRONOUS SERVOMOTOR 1FT6 75 NM, 100 K, 2000 RPM NATURAL AIR COOLING; IM B5 (IM V1, IM V3) FOR POWER AND SIGNAL CONNECTOR OUTGOING CONNECTOR DIRECTION AXIAL DRIVE END ABSOLUTE ENCODER ENDAT 2048 P/REV (ENCODER A-2048); PERFORMANCE REDUCTION BY 10% DUE TO ABSOLUTE ENCODER; PLAIN SHAFT, ACCURACY TOLERANCE N, W. HOLDING BRAKE VIBRATION SEVERITY GRADE N, GAMMA SEALING RING (IP 65) | 12487 | TEM | 1 | MC | 95.004 | 1
1FT61326AC714EH2 | SIMOTICS S SYNCHRONOUS SERVOMOTOR 1FT6 75 NM, 100 K, 2000 RPM NATURAL AIR COOLING; IM B5 (IM V1, IM V3) FOR POWER AND SIGNAL CONNECTOR OUTGOING CONNECTOR DIRECTION AXIAL DRIVE END ABSOLUTE ENCODER ENDAT 2048 P/REV (ENCODER A-2048); PERFORMANCE REDUCTION BY 10% DUE TO ABSOLUTE ENCODER; PLAIN SHAFT, ACCURACY TOLERANCE N, W. HOLDING BRAKE VIBRATION SEVERITY GRADE N, ROTARY SHAFT SEAL (IP 67) | 12573 | TEM | 1 | MC | 95.004 | 1
1FT61326AC714FA0 | SIMOTICS S SYNCHRONOUS SERVOMOTOR 1FT6 75 NM, 100 K, 2000 RPM NATURAL AIR COOLING; IM B5 (IM V1, IM V3) FOR POWER AND SIGNAL CONNECTOR OUTGOING CONNECTOR DIRECTION AXIAL DRIVE END ABSOLUTE ENCODER 2048 P/REV (ENCODER A-2048) WITH DRIVE-CLIQ INTERFACE; PERFORMANCE REDUCTION BY 10% DUE TO ABSOLUTE ENCODER; WITH FITTED KEY, ACCURACY TOLERANCE N, W/O HOLDING BRAKE VIBRATION SEVERITY GRADE N, DIAPHRAGM SEAL (IP 64) | 10887 | TEM | 1 | MC | 85.005 | 1
1FT61326AC714FA1 | SIMOTICS S SYNCHRONOUS SERVOMOTOR 1FT6 75 NM, 100 K, 2000 RPM NATURAL AIR COOLING; IM B5 (IM V1, IM V3) FOR POWER AND SIGNAL CONNECTOR OUTGOING CONNECTOR DIRECTION AXIAL DRIVE END ABSOLUTE ENCODER 2048 P/REV (ENCODER A-2048) WITH DRIVE-CLIQ INTERFACE; PERFORMANCE REDUCTION BY 10% DUE TO ABSOLUTE ENCODER; WITH FITTED KEY, ACCURACY TOLERANCE N, W/O HOLDING BRAKE VIBRATION SEVERITY GRADE N, GAMMA SEALING RING (IP 65) | 10989 | TEM | 1 | MC | 85.005 | 1
1FT61326AC714FH1 | SIMOTICS S SYNCHRONOUS SERVOMOTOR 1FT6 75 NM, 100 K, 2000 RPM NATURAL AIR COOLING; IM B5 (IM V1, IM V3) FOR POWER AND SIGNAL CONNECTOR OUTGOING CONNECTOR DIRECTION AXIAL DRIVE END ABSOLUTE ENCODER 2048 P/REV (ENCODER A-2048) WITH DRIVE-CLIQ INTERFACE; PERFORMANCE REDUCTION BY 10% DUE TO ABSOLUTE ENCODER; PLAIN SHAFT, ACCURACY TOLERANCE N, W. HOLDING BRAKE VIBRATION SEVERITY GRADE N, GAMMA SEALING RING (IP 65) | 12863 | TEM | 1 | MC | 95.004 | 1
1FT61326AC714PB0 | SIMOTICS S SYNCHRONOUS SERVOMOTOR 1FT6 75 NM, 100 K, 2000 RPM NATURAL AIR COOLING; IM B5 (IM V1, IM V3) FOR POWER AND SIGNAL CONNECTOR OUTGOING CONNECTOR DIRECTION AXIAL DRIVE END RESOLVER 2-POLE (RESOLVER P=1) WITH DRIVE-CLIQ INTERFACE; WITH FITTED KEY, ACCURACY TOLERANCE N, W. HOLDING BRAKE VIBRATION SEVERITY GRADE N, DIAPHRAGM SEAL (IP 64) | 10690 | TEM | 1 | MC | 95.004 | 1
1FT61326AC714SA0 | SIMOTICS S SYNCHRONOUS SERVOMOTOR 1FT6 75 NM, 100 K, 2000 RPM NATURAL AIR COOLING; IM B5 (IM V1, IM V3) FOR POWER AND SIGNAL CONNECTOR OUTGOING CONNECTOR DIRECTION AXIAL DRIVE END RESOLVER MULTI-POLE (RESOLVER P=3); WITH FITTED KEY, ACCURACY TOLERANCE N, W/O HOLDING BRAKE VIBRATION SEVERITY GRADE N, DIAPHRAGM SEAL (IP 64) | 8604 | TEM | 1 | MC | 85.005 | 1
1FT61326AC714TA0 | SIMOTICS S SYNCHRONOUS SERVOMOTOR 1FT6 75 NM, 100 K, 2000 RPM NATURAL AIR COOLING; IM B5 (IM V1, IM V3) FOR POWER AND SIGNAL CONNECTOR OUTGOING CONNECTOR DIRECTION AXIAL DRIVE END RESOLVER 2-POLE (RESOLVER P=1); WITH FITTED KEY, ACCURACY TOLERANCE N, W/O HOLDING BRAKE VIBRATION SEVERITY GRADE N, DIAPHRAGM SEAL (IP 64) | 8609 | TEM | 1 | MC | 85.005 | 1
1FT61326AC714TB0 | SIMOTICS S SYNCHRONOUS SERVOMOTOR 1FT6 75 NM, 100 K, 2000 RPM NATURAL AIR COOLING; IM B5 (IM V1, IM V3) FOR POWER AND SIGNAL CONNECTOR OUTGOING CONNECTOR DIRECTION AXIAL DRIVE END RESOLVER 2-POLE (RESOLVER P=1); WITH FITTED KEY, ACCURACY TOLERANCE N, W. HOLDING BRAKE VIBRATION SEVERITY GRADE N, DIAPHRAGM SEAL (IP 64) | 10329 | TEM | 1 | MC | 95.004 | 1
1FT61326AC714UA0 | SIMOTICS S SYNCHRONOUS SERVOMOTOR 1FT6 75 NM, 100 K, 2000 RPM NATURAL AIR COOLING; IM B5 (IM V1, IM V3) FOR POWER AND SIGNAL CONNECTOR OUTGOING CONNECTOR DIRECTION AXIAL DRIVE END RESOLVER MULTI-POLE (RESOLVER P=3) WITH DRIVE-CLIQ INTERFACE; WITH FITTED KEY, ACCURACY TOLERANCE N, W/O HOLDING BRAKE VIBRATION SEVERITY GRADE N, DIAPHRAGM SEAL (IP 64) | 8970 | TEM | 1 | MC | 85.005 | 1
1FT61326AC717AB0 | SIMOTICS S SYNCHRONOUS SERVOMOTOR 1FT6 75 NM, 100 K, 2000 RPM NATURAL AIR COOLING; IM B5 (IM V1, IM V3) FOR CONNECT. OF TERMINAL BOX AND SIGNAL CONNECTOR, TERMINAL BOX AXIAL NON-DRIVE END INCREM. ENCODER, SIN/COS 1 VPP 2048 P/REV (ENCODER I-2048); WITH FITTED KEY, ACCURACY TOLERANCE N, W. HOLDING BRAKE VIBRATION SEVERITY GRADE N, DIAPHRAGM SEAL (IP 64) | 11424 | TEM | 1 | MC | 95.503 | 1
1FT61326AC717EB0 | SIMOTICS S SYNCHRONOUS SERVOMOTOR 1FT6 75 NM, 100 K, 2000 RPM NATURAL AIR COOLING; IM B5 (IM V1, IM V3) FOR CONNECT. OF TERMINAL BOX AND SIGNAL CONNECTOR, TERMINAL BOX AXIAL NON-DRIVE END ABSOLUTE ENCODER ENDAT 2048 P/REV (ENCODER A-2048); PERFORMANCE REDUCTION BY 10% DUE TO ABSOLUTE ENCODER; WITH FITTED KEY, ACCURACY TOLERANCE N, W. HOLDING BRAKE VIBRATION SEVERITY GRADE N, DIAPHRAGM SEAL (IP 64) | 12231 | TEM | 1 | MC | 95.503 | 1
1FT61326AC717FB0 | SIMOTICS S SYNCHRONOUS SERVOMOTOR 1FT6 75 NM, 100 K, 2000 RPM NATURAL AIR COOLING; IM B5 (IM V1, IM V3) FOR CONNECT. OF TERMINAL BOX AND SIGNAL CONNECTOR, TERMINAL BOX AXIAL NON-DRIVE END ABSOLUTE ENCODER 2048 P/REV (ENCODER A-2048) WITH DRIVE-CLIQ INTERFACE; PERFORMANCE REDUCTION BY 10% DUE TO ABSOLUTE ENCODER; WITH FITTED KEY, ACCURACY TOLERANCE N, W. HOLDING BRAKE VIBRATION SEVERITY GRADE N, DIAPHRAGM SEAL (IP 64) | 12608 | TEM | 1 | MC | 95.503 | 1
1FT61326AC718AB6 | SIMOTICS S SYNCHRONOUS SERVOMOTOR 1FT6 75 NM, 100 K, 2000 RPM NATURAL AIR COOLING; IM B5 (IM V1, IM V3) FOR CONNECT. OF TERMINAL BOX AND SIGNAL CONNECTOR, TERMINAL BOX AXIAL DRIVE END INCREM. ENCODER, SIN/COS 1 VPP 2048 P/REV (ENCODER I-2048); WITH FITTED KEY, ACCURACY TOLERANCE N, W. HOLDING BRAKE VIBRATION SEVERITY GRADE N, KEROSENE SEAL (IP 68) | 11746 | TEM | 1 | MC | 95.503 | 1
1FT61326AC718DA2 | SIMOTICS S SYNCHRONOUS SERVOMOTOR 1FT6 75 NM, 100 K, 2000 RPM NATURAL AIR COOLING; IM B5 (IM V1, IM V3) FOR CONNECT. OF TERMINAL BOX AND SIGNAL CONNECTOR, TERMINAL BOX AXIAL DRIVE END INCREMENTAL ENCODER 2048 P/REV (ENCODER I-2048) WITH DRIVE-CLIQ INTERFACE; WITH FITTED KEY, ACCURACY TOLERANCE N, W/O HOLDING BRAKE VIBRATION SEVERITY GRADE N, ROTARY SHAFT SEAL (IP 67) | 10256 | TEM | 1 | MC | 85.504 | 1
1FT61326AC718DH0 | SIMOTICS S SYNCHRONOUS SERVOMOTOR 1FT6 75 NM, 100 K, 2000 RPM NATURAL AIR COOLING; IM B5 (IM V1, IM V3) FOR CONNECT. OF TERMINAL BOX AND SIGNAL CONNECTOR, TERMINAL BOX AXIAL DRIVE END INCREMENTAL ENCODER 2048 P/REV (ENCODER I-2048) WITH DRIVE-CLIQ INTERFACE; PLAIN SHAFT, ACCURACY TOLERANCE N, W. HOLDING BRAKE VIBRATION SEVERITY GRADE N, DIAPHRAGM SEAL (IP 64) | 11943 | TEM | 1 | MC | 95.503 | 1
1FT61326AC718PB0 | SIMOTICS S SYNCHRONOUS SERVOMOTOR 1FT6 75 NM, 100 K, 2000 RPM NATURAL AIR COOLING; IM B5 (IM V1, IM V3) FOR CONNECT. OF TERMINAL BOX AND SIGNAL CONNECTOR, TERMINAL BOX AXIAL DRIVE END RESOLVER 2-POLE (RESOLVER P=1) WITH DRIVE-CLIQ INTERFACE; WITH FITTED KEY, ACCURACY TOLERANCE N, W. HOLDING BRAKE VIBRATION SEVERITY GRADE N, DIAPHRAGM SEAL (IP 64) | 10690 | TEM | 1 | MC | 95.503 | 1
1FT61326AC718TA0 | SIMOTICS S SYNCHRONOUS SERVOMOTOR 1FT6 75 NM, 100 K, 2000 RPM NATURAL AIR COOLING; IM B5 (IM V1, IM V3) FOR CONNECT. OF TERMINAL BOX AND SIGNAL CONNECTOR, TERMINAL BOX AXIAL DRIVE END RESOLVER 2-POLE (RESOLVER P=1); WITH FITTED KEY, ACCURACY TOLERANCE N, W/O HOLDING BRAKE VIBRATION SEVERITY GRADE N, DIAPHRAGM SEAL (IP 64) | 8609 | TEM | 1 | MC | 85.504 | 1
1FT61326AC718TB0 | SIMOTICS S SYNCHRONOUS SERVOMOTOR 1FT6 75 NM, 100 K, 2000 RPM NATURAL AIR COOLING; IM B5 (IM V1, IM V3) FOR CONNECT. OF TERMINAL BOX AND SIGNAL CONNECTOR, TERMINAL BOX AXIAL DRIVE END RESOLVER 2-POLE (RESOLVER P=1); WITH FITTED KEY, ACCURACY TOLERANCE N, W. HOLDING BRAKE VIBRATION SEVERITY GRADE N, DIAPHRAGM SEAL (IP 64) | 10329 | TEM | 1 | MC | 95.503 | 1
1FT61326AF711AA0 | SIMOTICS S SYNCHRONOUS SERVOMOTOR 1FT6 75 NM, 100 K, 3000 RPM NATURAL AIR COOLING; IM B5 (IM V1, IM V3) FOR POWER AND SIGNAL CONNECTOR OUTGOING CONNECTOR DIRECTION TRAVERSE RIGHT INCREM. ENCODER, SIN/COS 1 VPP 2048 P/REV (ENCODER I-2048); WITH FITTED KEY, ACCURACY TOLERANCE N, W/O HOLDING BRAKE VIBRATION SEVERITY GRADE N, DIAPHRAGM SEAL (IP 64) | 9704 | TEM | 1 | MC | 85.005 | 1
1FT61326AF711AA1 | SIMOTICS S SYNCHRONOUS SERVOMOTOR 1FT6 75 NM, 100 K, 3000 RPM NATURAL AIR COOLING; IM B5 (IM V1, IM V3) FOR POWER AND SIGNAL CONNECTOR OUTGOING CONNECTOR DIRECTION TRAVERSE RIGHT INCREM. ENCODER, SIN/COS 1 VPP 2048 P/REV (ENCODER I-2048); WITH FITTED KEY, ACCURACY TOLERANCE N, W/O HOLDING BRAKE VIBRATION SEVERITY GRADE N, GAMMA SEALING RING (IP 65) | 9806 | TEM | 1 | MC | 85.005 | 1
1FT61326AF711AA2 | SIMOTICS S SYNCHRONOUS SERVOMOTOR 1FT6 75 NM, 100 K, 3000 RPM NATURAL AIR COOLING; IM B5 (IM V1, IM V3) FOR POWER AND SIGNAL CONNECTOR OUTGOING CONNECTOR DIRECTION TRAVERSE RIGHT INCREM. ENCODER, SIN/COS 1 VPP 2048 P/REV (ENCODER I-2048); WITH FITTED KEY, ACCURACY TOLERANCE N, W/O HOLDING BRAKE VIBRATION SEVERITY GRADE N, ROTARY SHAFT SEAL (IP 67) | 9891 | TEM | 1 | MC | 85.005 | 1
1FT61326AF711AB0 | SIMOTICS S SYNCHRONOUS SERVOMOTOR 1FT6 75 NM, 100 K, 3000 RPM NATURAL AIR COOLING; IM B5 (IM V1, IM V3) FOR POWER AND SIGNAL CONNECTOR OUTGOING CONNECTOR DIRECTION TRAVERSE RIGHT INCREM. ENCODER, SIN/COS 1 VPP 2048 P/REV (ENCODER I-2048); WITH FITTED KEY, ACCURACY TOLERANCE N, W. HOLDING BRAKE VIBRATION SEVERITY GRADE N, DIAPHRAGM SEAL (IP 64) | 11424 | TEM | 1 | MC | 95.004 | 1
1FT61326AF711AB1 | SIMOTICS S SYNCHRONOUS SERVOMOTOR 1FT6 75 NM, 100 K, 3000 RPM NATURAL AIR COOLING; IM B5 (IM V1, IM V3) FOR POWER AND SIGNAL CONNECTOR OUTGOING CONNECTOR DIRECTION TRAVERSE RIGHT INCREM. ENCODER, SIN/COS 1 VPP 2048 P/REV (ENCODER I-2048); WITH FITTED KEY, ACCURACY TOLERANCE N, W. HOLDING BRAKE VIBRATION SEVERITY GRADE N, GAMMA SEALING RING (IP 65) | 11526 | TEM | 1 | MC | 95.004 | 1
1FT61326AF711AB2 | SIMOTICS S SYNCHRONOUS SERVOMOTOR 1FT6 75 NM, 100 K, 3000 RPM NATURAL AIR COOLING; IM B5 (IM V1, IM V3) FOR POWER AND SIGNAL CONNECTOR OUTGOING CONNECTOR DIRECTION TRAVERSE RIGHT INCREM. ENCODER, SIN/COS 1 VPP 2048 P/REV (ENCODER I-2048); WITH FITTED KEY, ACCURACY TOLERANCE N, W. HOLDING BRAKE VIBRATION SEVERITY GRADE N, ROTARY SHAFT SEAL (IP 67) | 11612 | TEM | 1 | MC | 95.004 | 1
1FT61326AF711AE0 | SIMOTICS S SYNCHRONOUS SERVOMOTOR 1FT6 75 NM, 100 K, 3000 RPM NATURAL AIR COOLING; IM B5 (IM V1, IM V3) FOR POWER AND SIGNAL CONNECTOR OUTGOING CONNECTOR DIRECTION TRAVERSE RIGHT INCREM. ENCODER, SIN/COS 1 VPP 2048 P/REV (ENCODER I-2048); WITH FITTED KEY, ACCURACY TOLERANCE R, W. HOLDING BRAKE VIBRATION SEVERITY GRADE N, DIAPHRAGM SEAL (IP 64) | 11673 | TEM | 1 | MC | 95.004 | 1
1FT61326AF711AE3 | SIMOTICS S SYNCHRONOUS SERVOMOTOR 1FT6 75 NM, 100 K, 3000 RPM NATURAL AIR COOLING; IM B5 (IM V1, IM V3) FOR POWER AND SIGNAL CONNECTOR OUTGOING CONNECTOR DIRECTION TRAVERSE RIGHT INCREM. ENCODER, SIN/COS 1 VPP 2048 P/REV (ENCODER I-2048); WITH FITTED KEY, ACCURACY TOLERANCE R, W. HOLDING BRAKE VIBRATION SEVERITY GRADE R, DIAPHRAGM SEAL (IP 64) | 11842 | TEM | 1 | MC | 95.004 | 1
1FT61326AF711AE4 | SIMOTICS S SYNCHRONOUS SERVOMOTOR 1FT6 75 NM, 100 K, 3000 RPM NATURAL AIR COOLING; IM B5 (IM V1, IM V3) FOR POWER AND SIGNAL CONNECTOR OUTGOING CONNECTOR DIRECTION TRAVERSE RIGHT INCREM. ENCODER, SIN/COS 1 VPP 2048 P/REV (ENCODER I-2048); WITH FITTED KEY, ACCURACY TOLERANCE R, W. HOLDING BRAKE VIBRATION SEVERITY GRADE R, GAMMA SEALING RING (IP 65) | 11947 | TEM | 1 | MC | 95.004 | 1
1FT61326AF711AE7 | SIMOTICS S SYNCHRONOUS SERVOMOTOR 1FT6 75 NM, 100 K, 3000 RPM NATURAL AIR COOLING; IM B5 (IM V1, IM V3) FOR POWER AND SIGNAL CONNECTOR OUTGOING CONNECTOR DIRECTION TRAVERSE RIGHT INCREM. ENCODER, SIN/COS 1 VPP 2048 P/REV (ENCODER I-2048); WITH FITTED KEY, ACCURACY TOLERANCE R, W. HOLDING BRAKE VIBRATION SEVERITY GRADE R, KEROSENE SEAL (IP 68) | 12148 | TEM | 1 | MC | 95.004 | 1
1FT61326AF711AG0 | SIMOTICS S SYNCHRONOUS SERVOMOTOR 1FT6 75 NM, 100 K, 3000 RPM NATURAL AIR COOLING; IM B5 (IM V1, IM V3) FOR POWER AND SIGNAL CONNECTOR OUTGOING CONNECTOR DIRECTION TRAVERSE RIGHT INCREM. ENCODER, SIN/COS 1 VPP 2048 P/REV (ENCODER I-2048); PLAIN SHAFT, ACCURACY TOLERANCE N, W/O HOLDING BRAKE VIBRATION SEVERITY GRADE N, DIAPHRAGM SEAL (IP 64) | 9704 | TEM | 1 | MC | 85.005 | 1
1FT61326AF711AG1 | SIMOTICS S SYNCHRONOUS SERVOMOTOR 1FT6 75 NM, 100 K, 3000 RPM NATURAL AIR COOLING; IM B5 (IM V1, IM V3) FOR POWER AND SIGNAL CONNECTOR OUTGOING CONNECTOR DIRECTION TRAVERSE RIGHT INCREM. ENCODER, SIN/COS 1 VPP 2048 P/REV (ENCODER I-2048); PLAIN SHAFT, ACCURACY TOLERANCE N, W/O HOLDING BRAKE VIBRATION SEVERITY GRADE N, GAMMA SEALING RING (IP 65) | 9806 | TEM | 1 | MC | 85.005 | 1
1FT61326AF711AG2 | SIMOTICS S SYNCHRONOUS SERVOMOTOR 1FT6 75 NM, 100 K, 3000 RPM NATURAL AIR COOLING; IM B5 (IM V1, IM V3) FOR POWER AND SIGNAL CONNECTOR OUTGOING CONNECTOR DIRECTION TRAVERSE RIGHT INCREM. ENCODER, SIN/COS 1 VPP 2048 P/REV (ENCODER I-2048); PLAIN SHAFT, ACCURACY TOLERANCE N, W/O HOLDING BRAKE VIBRATION SEVERITY GRADE N, ROTARY SHAFT SEAL (IP 67) | 9891 | TEM | 1 | MC | 85.005 | 1
1FT61326AF711AH0 | SIMOTICS S SYNCHRONOUS SERVOMOTOR 1FT6 75 NM, 100 K, 3000 RPM NATURAL AIR COOLING; IM B5 (IM V1, IM V3) FOR POWER AND SIGNAL CONNECTOR OUTGOING CONNECTOR DIRECTION TRAVERSE RIGHT INCREM. ENCODER, SIN/COS 1 VPP 2048 P/REV (ENCODER I-2048); PLAIN SHAFT, ACCURACY TOLERANCE N, W. HOLDING BRAKE VIBRATION SEVERITY GRADE N, DIAPHRAGM SEAL (IP 64) | 11578 | TEM | 1 | MC | 95.004 | 1
1FT61326AF711AH1 | SIMOTICS S SYNCHRONOUS SERVOMOTOR 1FT6 75 NM, 100 K, 3000 RPM NATURAL AIR COOLING; IM B5 (IM V1, IM V3) FOR POWER AND SIGNAL CONNECTOR OUTGOING CONNECTOR DIRECTION TRAVERSE RIGHT INCREM. ENCODER, SIN/COS 1 VPP 2048 P/REV (ENCODER I-2048); PLAIN SHAFT, ACCURACY TOLERANCE N, W. HOLDING BRAKE VIBRATION SEVERITY GRADE N, GAMMA SEALING RING (IP 65) | 11680 | TEM | 1 | MC | 95.004 | 1
1FT61326AF711AH2 | SIMOTICS S SYNCHRONOUS SERVOMOTOR 1FT6 75 NM, 100 K, 3000 RPM NATURAL AIR COOLING; IM B5 (IM V1, IM V3) FOR POWER AND SIGNAL CONNECTOR OUTGOING CONNECTOR DIRECTION TRAVERSE RIGHT INCREM. ENCODER, SIN/COS 1 VPP 2048 P/REV (ENCODER I-2048); PLAIN SHAFT, ACCURACY TOLERANCE N, W. HOLDING BRAKE VIBRATION SEVERITY GRADE N, ROTARY SHAFT SEAL (IP 67) | 11766 | TEM | 1 | MC | 95.004 | 1
1FT61326AF711AH3 | SIMOTICS S SYNCHRONOUS SERVOMOTOR 1FT6 75 NM, 100 K, 3000 RPM NATURAL AIR COOLING; IM B5 (IM V1, IM V3) FOR POWER AND SIGNAL CONNECTOR OUTGOING CONNECTOR DIRECTION TRAVERSE RIGHT INCREM. ENCODER, SIN/COS 1 VPP 2048 P/REV (ENCODER I-2048); PLAIN SHAFT, ACCURACY TOLERANCE N, W. HOLDING BRAKE VIBRATION SEVERITY GRADE R, DIAPHRAGM SEAL (IP 64) | 11748 | TEM | 1 | MC | 95.004 | 1
1FT61326AF711AH4 | SIMOTICS S SYNCHRONOUS SERVOMOTOR 1FT6 75 NM, 100 K, 3000 RPM NATURAL AIR COOLING; IM B5 (IM V1, IM V3) FOR POWER AND SIGNAL CONNECTOR OUTGOING CONNECTOR DIRECTION TRAVERSE RIGHT INCREM. ENCODER, SIN/COS 1 VPP 2048 P/REV (ENCODER I-2048); PLAIN SHAFT, ACCURACY TOLERANCE N, W. HOLDING BRAKE VIBRATION SEVERITY GRADE R, GAMMA SEALING RING (IP 65) | 11853 | TEM | 1 | MC | 95.004 | 1
1FT61326AF711AL4 | SIMOTICS S SYNCHRONOUS SERVOMOTOR 1FT6 75 NM, 100 K, 3000 RPM NATURAL AIR COOLING; IM B5 (IM V1, IM V3) FOR POWER AND SIGNAL CONNECTOR OUTGOING CONNECTOR DIRECTION TRAVERSE RIGHT INCREM. ENCODER, SIN/COS 1 VPP 2048 P/REV (ENCODER I-2048); PLAIN SHAFT, ACCURACY TOLERANCE R, W. HOLDING BRAKE VIBRATION SEVERITY GRADE R, GAMMA SEALING RING (IP 65) | 12073 | TEM | 1 | MC | 95.004 | 1
1FT61326AF711AL5 | SIMOTICS S SYNCHRONOUS SERVOMOTOR 1FT6 75 NM, 100 K, 3000 RPM NATURAL AIR COOLING; IM B5 (IM V1, IM V3) FOR POWER AND SIGNAL CONNECTOR OUTGOING CONNECTOR DIRECTION TRAVERSE RIGHT INCREM. ENCODER, SIN/COS 1 VPP 2048 P/REV (ENCODER I-2048); PLAIN SHAFT, ACCURACY TOLERANCE R, W. HOLDING BRAKE VIBRATION SEVERITY GRADE R, ROTARY SHAFT SEAL (IP 67) | 12141 | TEM | 1 | MC | 95.004 | 1
1FT61326AF711DA0 | SIMOTICS S SYNCHRONOUS SERVOMOTOR 1FT6 75 NM, 100 K, 3000 RPM NATURAL AIR COOLING; IM B5 (IM V1, IM V3) FOR POWER AND SIGNAL CONNECTOR OUTGOING CONNECTOR DIRECTION TRAVERSE RIGHT INCREMENTAL ENCODER 2048 P/REV (ENCODER I-2048) WITH DRIVE-CLIQ INTERFACE; WITH FITTED KEY, ACCURACY TOLERANCE N, W/O HOLDING BRAKE VIBRATION SEVERITY GRADE N, DIAPHRAGM SEAL (IP 64) | 10068 | TEM | 1 | MC | 85.005 | 1
1FT61326AF711DA2 | SIMOTICS S SYNCHRONOUS SERVOMOTOR 1FT6 75 NM, 100 K, 3000 RPM NATURAL AIR COOLING; IM B5 (IM V1, IM V3) FOR POWER AND SIGNAL CONNECTOR OUTGOING CONNECTOR DIRECTION TRAVERSE RIGHT INCREMENTAL ENCODER 2048 P/REV (ENCODER I-2048) WITH DRIVE-CLIQ INTERFACE; WITH FITTED KEY, ACCURACY TOLERANCE N, W/O HOLDING BRAKE VIBRATION SEVERITY GRADE N, ROTARY SHAFT SEAL (IP 67) | 10256 | TEM | 1 | MC | 85.005 | 1
1FT61326AF711DG0 | SIMOTICS S SYNCHRONOUS SERVOMOTOR 1FT6 75 NM, 100 K, 3000 RPM NATURAL AIR COOLING; IM B5 (IM V1, IM V3) FOR POWER AND SIGNAL CONNECTOR OUTGOING CONNECTOR DIRECTION TRAVERSE RIGHT INCREMENTAL ENCODER 2048 P/REV (ENCODER I-2048) WITH DRIVE-CLIQ INTERFACE; PLAIN SHAFT, ACCURACY TOLERANCE N, W/O HOLDING BRAKE VIBRATION SEVERITY GRADE N, DIAPHRAGM SEAL (IP 64) | 10068 | TEM | 1 | MC | 85.005 | 1
1FT61326AF711DG1 | SIMOTICS S SYNCHRONOUS SERVOMOTOR 1FT6 75 NM, 100 K, 3000 RPM NATURAL AIR COOLING; IM B5 (IM V1, IM V3) FOR POWER AND SIGNAL CONNECTOR OUTGOING CONNECTOR DIRECTION TRAVERSE RIGHT INCREMENTAL ENCODER 2048 P/REV (ENCODER I-2048) WITH DRIVE-CLIQ INTERFACE; PLAIN SHAFT, ACCURACY TOLERANCE N, W/O HOLDING BRAKE VIBRATION SEVERITY GRADE N, GAMMA SEALING RING (IP 65) | 10170 | TEM | 1 | MC | 85.005 | 1
1FT61326AF711DG2 | SIMOTICS S SYNCHRONOUS SERVOMOTOR 1FT6 75 NM, 100 K, 3000 RPM NATURAL AIR COOLING; IM B5 (IM V1, IM V3) FOR POWER AND SIGNAL CONNECTOR OUTGOING CONNECTOR DIRECTION TRAVERSE RIGHT INCREMENTAL ENCODER 2048 P/REV (ENCODER I-2048) WITH DRIVE-CLIQ INTERFACE; PLAIN SHAFT, ACCURACY TOLERANCE N, W/O HOLDING BRAKE VIBRATION SEVERITY GRADE N, ROTARY SHAFT SEAL (IP 67) | 10256 | TEM | 1 | MC | 85.005 | 1
1FT61326AF711DH0 | SIMOTICS S SYNCHRONOUS SERVOMOTOR 1FT6 75 NM, 100 K, 3000 RPM NATURAL AIR COOLING; IM B5 (IM V1, IM V3) FOR POWER AND SIGNAL CONNECTOR OUTGOING CONNECTOR DIRECTION TRAVERSE RIGHT INCREMENTAL ENCODER 2048 P/REV (ENCODER I-2048) WITH DRIVE-CLIQ INTERFACE; PLAIN SHAFT, ACCURACY TOLERANCE N, W. HOLDING BRAKE VIBRATION SEVERITY GRADE N, DIAPHRAGM SEAL (IP 64) | 11943 | TEM | 1 | MC | 95.004 | 1
1FT61326AF711DH1 | SIMOTICS S SYNCHRONOUS SERVOMOTOR 1FT6 75 NM, 100 K, 3000 RPM NATURAL AIR COOLING; IM B5 (IM V1, IM V3) FOR POWER AND SIGNAL CONNECTOR OUTGOING CONNECTOR DIRECTION TRAVERSE RIGHT INCREMENTAL ENCODER 2048 P/REV (ENCODER I-2048) WITH DRIVE-CLIQ INTERFACE; PLAIN SHAFT, ACCURACY TOLERANCE N, W. HOLDING BRAKE VIBRATION SEVERITY GRADE N, GAMMA SEALING RING (IP 65) | 12045 | TEM | 1 | MC | 95.004 | 1
1FT61326AF711DH2 | SIMOTICS S SYNCHRONOUS SERVOMOTOR 1FT6 75 NM, 100 K, 3000 RPM NATURAL AIR COOLING; IM B5 (IM V1, IM V3) FOR POWER AND SIGNAL CONNECTOR OUTGOING CONNECTOR DIRECTION TRAVERSE RIGHT INCREMENTAL ENCODER 2048 P/REV (ENCODER I-2048) WITH DRIVE-CLIQ INTERFACE; PLAIN SHAFT, ACCURACY TOLERANCE N, W. HOLDING BRAKE VIBRATION SEVERITY GRADE N, ROTARY SHAFT SEAL (IP 67) | 12130 | TEM | 1 | MC | 95.004 | 1
1FT61326AF711DK0 | SIMOTICS S SYNCHRONOUS SERVOMOTOR 1FT6 75 NM, 100 K, 3000 RPM NATURAL AIR COOLING; IM B5 (IM V1, IM V3) FOR POWER AND SIGNAL CONNECTOR OUTGOING CONNECTOR DIRECTION TRAVERSE RIGHT INCREMENTAL ENCODER 2048 P/REV (ENCODER I-2048) WITH DRIVE-CLIQ INTERFACE; PLAIN SHAFT, ACCURACY TOLERANCE R, W/O HOLDING BRAKE VIBRATION SEVERITY GRADE N, DIAPHRAGM SEAL (IP 64) | 10437 | TEM | 1 | MC | 85.005 | 1
1FT61326AF711DL0 | SIMOTICS S SYNCHRONOUS SERVOMOTOR 1FT6 75 NM, 100 K, 3000 RPM NATURAL AIR COOLING; IM B5 (IM V1, IM V3) FOR POWER AND SIGNAL CONNECTOR OUTGOING CONNECTOR DIRECTION TRAVERSE RIGHT INCREMENTAL ENCODER 2048 P/REV (ENCODER I-2048) WITH DRIVE-CLIQ INTERFACE; PLAIN SHAFT, ACCURACY TOLERANCE R, W. HOLDING BRAKE VIBRATION SEVERITY GRADE N, DIAPHRAGM SEAL (IP 64) | 12163 | TEM | 1 | MC | 95.004 | 1
1FT61326AF711DL4 | SIMOTICS S SYNCHRONOUS SERVOMOTOR 1FT6 75 NM, 100 K, 3000 RPM NATURAL AIR COOLING; IM B5 (IM V1, IM V3) FOR POWER AND SIGNAL CONNECTOR OUTGOING CONNECTOR DIRECTION TRAVERSE RIGHT INCREMENTAL ENCODER 2048 P/REV (ENCODER I-2048) WITH DRIVE-CLIQ INTERFACE; PLAIN SHAFT, ACCURACY TOLERANCE R, W. HOLDING BRAKE VIBRATION SEVERITY GRADE R, GAMMA SEALING RING (IP 65) | 12437 | TEM | 1 | MC | 95.004 | 1
1FT61326AF711EA0 | SIMOTICS S SYNCHRONOUS SERVOMOTOR 1FT6 75 NM, 100 K, 3000 RPM NATURAL AIR COOLING; IM B5 (IM V1, IM V3) FOR POWER AND SIGNAL CONNECTOR OUTGOING CONNECTOR DIRECTION TRAVERSE RIGHT ABSOLUTE ENCODER ENDAT 2048 P/REV (ENCODER A-2048); PERFORMANCE REDUCTION BY 10% DUE TO ABSOLUTE ENCODER; WITH FITTED KEY, ACCURACY TOLERANCE N, W/O HOLDING BRAKE VIBRATION SEVERITY GRADE N, DIAPHRAGM SEAL (IP 64) | 10511 | TEM | 1 | MC | 85.005 | 1
1FT61326AF711EA1 | SIMOTICS S SYNCHRONOUS SERVOMOTOR 1FT6 75 NM, 100 K, 3000 RPM NATURAL AIR COOLING; IM B5 (IM V1, IM V3) FOR POWER AND SIGNAL CONNECTOR OUTGOING CONNECTOR DIRECTION TRAVERSE RIGHT ABSOLUTE ENCODER ENDAT 2048 P/REV (ENCODER A-2048); PERFORMANCE REDUCTION BY 10% DUE TO ABSOLUTE ENCODER; WITH FITTED KEY, ACCURACY TOLERANCE N, W/O HOLDING BRAKE VIBRATION SEVERITY GRADE N, GAMMA SEALING RING (IP 65) | 10613 | TEM | 1 | MC | 85.005 | 1
1FT61326AF711EB0 | SIMOTICS S SYNCHRONOUS SERVOMOTOR 1FT6 75 NM, 100 K, 3000 RPM NATURAL AIR COOLING; IM B5 (IM V1, IM V3) FOR POWER AND SIGNAL CONNECTOR OUTGOING CONNECTOR DIRECTION TRAVERSE RIGHT ABSOLUTE ENCODER ENDAT 2048 P/REV (ENCODER A-2048); PERFORMANCE REDUCTION BY 10% DUE TO ABSOLUTE ENCODER; WITH FITTED KEY, ACCURACY TOLERANCE N, W. HOLDING BRAKE VIBRATION SEVERITY GRADE N, DIAPHRAGM SEAL (IP 64) | 12231 | TEM | 1 | MC | 95.004 | 1
1FT61326AF711EB1 | SIMOTICS S SYNCHRONOUS SERVOMOTOR 1FT6 75 NM, 100 K, 3000 RPM NATURAL AIR COOLING; IM B5 (IM V1, IM V3) FOR POWER AND SIGNAL CONNECTOR OUTGOING CONNECTOR DIRECTION TRAVERSE RIGHT ABSOLUTE ENCODER ENDAT 2048 P/REV (ENCODER A-2048); PERFORMANCE REDUCTION BY 10% DUE TO ABSOLUTE ENCODER; WITH FITTED KEY, ACCURACY TOLERANCE N, W. HOLDING BRAKE VIBRATION SEVERITY GRADE N, GAMMA SEALING RING (IP 65) | 12333 | TEM | 1 | MC | 95.004 | 1
1FT61326AF711EB2 | SIMOTICS S SYNCHRONOUS SERVOMOTOR 1FT6 75 NM, 100 K, 3000 RPM NATURAL AIR COOLING; IM B5 (IM V1, IM V3) FOR POWER AND SIGNAL CONNECTOR OUTGOING CONNECTOR DIRECTION TRAVERSE RIGHT ABSOLUTE ENCODER ENDAT 2048 P/REV (ENCODER A-2048); PERFORMANCE REDUCTION BY 10% DUE TO ABSOLUTE ENCODER; WITH FITTED KEY, ACCURACY TOLERANCE N, W. HOLDING BRAKE VIBRATION SEVERITY GRADE N, ROTARY SHAFT SEAL (IP 67) | 12419 | TEM | 1 | MC | 95.004 | 1
1FT61326AF711ED2 | SIMOTICS S SYNCHRONOUS SERVOMOTOR 1FT6 75 NM, 100 K, 3000 RPM NATURAL AIR COOLING; IM B5 (IM V1, IM V3) FOR POWER AND SIGNAL CONNECTOR OUTGOING CONNECTOR DIRECTION TRAVERSE RIGHT ABSOLUTE ENCODER ENDAT 2048 P/REV (ENCODER A-2048); PERFORMANCE REDUCTION BY 10% DUE TO ABSOLUTE ENCODER; WITH FITTED KEY, ACCURACY TOLERANCE R, W/O HOLDING BRAKE VIBRATION SEVERITY GRADE N, ROTARY SHAFT SEAL (IP 67) | 10933 | TEM | 1 | MC | 85.005 | 1
1FT61326AF711EG0 | SIMOTICS S SYNCHRONOUS SERVOMOTOR 1FT6 75 NM, 100 K, 3000 RPM NATURAL AIR COOLING; IM B5 (IM V1, IM V3) FOR POWER AND SIGNAL CONNECTOR OUTGOING CONNECTOR DIRECTION TRAVERSE RIGHT ABSOLUTE ENCODER ENDAT 2048 P/REV (ENCODER A-2048); PERFORMANCE REDUCTION BY 10% DUE TO ABSOLUTE ENCODER; PLAIN SHAFT, ACCURACY TOLERANCE N, W/O HOLDING BRAKE VIBRATION SEVERITY GRADE N, DIAPHRAGM SEAL (IP 64) | 10511 | TEM | 1 | MC | 85.005 | 1
1FT61326AF711EG1 | SIMOTICS S SYNCHRONOUS SERVOMOTOR 1FT6 75 NM, 100 K, 3000 RPM NATURAL AIR COOLING; IM B5 (IM V1, IM V3) FOR POWER AND SIGNAL CONNECTOR OUTGOING CONNECTOR DIRECTION TRAVERSE RIGHT ABSOLUTE ENCODER ENDAT 2048 P/REV (ENCODER A-2048); PERFORMANCE REDUCTION BY 10% DUE TO ABSOLUTE ENCODER; PLAIN SHAFT, ACCURACY TOLERANCE N, W/O HOLDING BRAKE VIBRATION SEVERITY GRADE N, GAMMA SEALING RING (IP 65) | 10613 | TEM | 1 | MC | 85.005 | 1
1FT61326AF711EH0 | SIMOTICS S SYNCHRONOUS SERVOMOTOR 1FT6 75 NM, 100 K, 3000 RPM NATURAL AIR COOLING; IM B5 (IM V1, IM V3) FOR POWER AND SIGNAL CONNECTOR OUTGOING CONNECTOR DIRECTION TRAVERSE RIGHT ABSOLUTE ENCODER ENDAT 2048 P/REV (ENCODER A-2048); PERFORMANCE REDUCTION BY 10% DUE TO ABSOLUTE ENCODER; PLAIN SHAFT, ACCURACY TOLERANCE N, W. HOLDING BRAKE VIBRATION SEVERITY GRADE N, DIAPHRAGM SEAL (IP 64) | 12385 | TEM | 1 | MC | 95.004 | 1
1FT61326AF711EH1 | SIMOTICS S SYNCHRONOUS SERVOMOTOR 1FT6 75 NM, 100 K, 3000 RPM NATURAL AIR COOLING; IM B5 (IM V1, IM V3) FOR POWER AND SIGNAL CONNECTOR OUTGOING CONNECTOR DIRECTION TRAVERSE RIGHT ABSOLUTE ENCODER ENDAT 2048 P/REV (ENCODER A-2048); PERFORMANCE REDUCTION BY 10% DUE TO ABSOLUTE ENCODER; PLAIN SHAFT, ACCURACY TOLERANCE N, W. HOLDING BRAKE VIBRATION SEVERITY GRADE N, GAMMA SEALING RING (IP 65) | 12487 | TEM | 1 | MC | 95.004 | 1
1FT61326AF711EH2 | SIMOTICS S SYNCHRONOUS SERVOMOTOR 1FT6 75 NM, 100 K, 3000 RPM NATURAL AIR COOLING; IM B5 (IM V1, IM V3) FOR POWER AND SIGNAL CONNECTOR OUTGOING CONNECTOR DIRECTION TRAVERSE RIGHT ABSOLUTE ENCODER ENDAT 2048 P/REV (ENCODER A-2048); PERFORMANCE REDUCTION BY 10% DUE TO ABSOLUTE ENCODER; PLAIN SHAFT, ACCURACY TOLERANCE N, W. HOLDING BRAKE VIBRATION SEVERITY GRADE N, ROTARY SHAFT SEAL (IP 67) | 12573 | TEM | 1 | MC | 95.004 | 1
1FT61326AF711EH3 | SIMOTICS S SYNCHRONOUS SERVOMOTOR 1FT6 75 NM, 100 K, 3000 RPM NATURAL AIR COOLING; IM B5 (IM V1, IM V3) FOR POWER AND SIGNAL CONNECTOR OUTGOING CONNECTOR DIRECTION TRAVERSE RIGHT ABSOLUTE ENCODER ENDAT 2048 P/REV (ENCODER A-2048); PERFORMANCE REDUCTION BY 10% DUE TO ABSOLUTE ENCODER; PLAIN SHAFT, ACCURACY TOLERANCE N, W. HOLDING BRAKE VIBRATION SEVERITY GRADE R, DIAPHRAGM SEAL (IP 64) | 12555 | TEM | 1 | MC | 95.004 | 1
1FT61326AF711EL5 | SIMOTICS S SYNCHRONOUS SERVOMOTOR 1FT6 75 NM, 100 K, 3000 RPM NATURAL AIR COOLING; IM B5 (IM V1, IM V3) FOR POWER AND SIGNAL CONNECTOR OUTGOING CONNECTOR DIRECTION TRAVERSE RIGHT ABSOLUTE ENCODER ENDAT 2048 P/REV (ENCODER A-2048); PERFORMANCE REDUCTION BY 10% DUE TO ABSOLUTE ENCODER; PLAIN SHAFT, ACCURACY TOLERANCE R, W. HOLDING BRAKE VIBRATION SEVERITY GRADE R, ROTARY SHAFT SEAL (IP 67) | 12948 | TEM | 1 | MC | 95.004 | 1
1FT61326AF711FA0 | SIMOTICS S SYNCHRONOUS SERVOMOTOR 1FT6 75 NM, 100 K, 3000 RPM NATURAL AIR COOLING; IM B5 (IM V1, IM V3) FOR POWER AND SIGNAL CONNECTOR OUTGOING CONNECTOR DIRECTION TRAVERSE RIGHT ABSOLUTE ENCODER 2048 P/REV (ENCODER A-2048) WITH DRIVE-CLIQ INTERFACE; PERFORMANCE REDUCTION BY 10% DUE TO ABSOLUTE ENCODER; WITH FITTED KEY, ACCURACY TOLERANCE N, W/O HOLDING BRAKE VIBRATION SEVERITY GRADE N, DIAPHRAGM SEAL (IP 64) | 10887 | TEM | 1 | MC | 85.005 | 1
1FT61326AF711FA3 | SIMOTICS S SYNCHRONOUS SERVOMOTOR 1FT6 75 NM, 100 K, 3000 RPM NATURAL AIR COOLING; IM B5 (IM V1, IM V3) FOR POWER AND SIGNAL CONNECTOR OUTGOING CONNECTOR DIRECTION TRAVERSE RIGHT ABSOLUTE ENCODER 2048 P/REV (ENCODER A-2048) WITH DRIVE-CLIQ INTERFACE; PERFORMANCE REDUCTION BY 10% DUE TO ABSOLUTE ENCODER; WITH FITTED KEY, ACCURACY TOLERANCE N, W/O HOLDING BRAKE VIBRATION SEVERITY GRADE R, DIAPHRAGM SEAL (IP 64) | 11056 | TEM | 1 | MC | 85.005 | 1
1FT61326AF711FA5 | SIMOTICS S SYNCHRONOUS SERVOMOTOR 1FT6 75 NM, 100 K, 3000 RPM NATURAL AIR COOLING; IM B5 (IM V1, IM V3) FOR POWER AND SIGNAL CONNECTOR OUTGOING CONNECTOR DIRECTION TRAVERSE RIGHT ABSOLUTE ENCODER 2048 P/REV (ENCODER A-2048) WITH DRIVE-CLIQ INTERFACE; PERFORMANCE REDUCTION BY 10% DUE TO ABSOLUTE ENCODER; WITH FITTED KEY, ACCURACY TOLERANCE N, W/O HOLDING BRAKE VIBRATION SEVERITY GRADE R, ROTARY SHAFT SEAL (IP 67) | 11230 | TEM | 1 | MC | 85.005 | 1
1FT61326AF711FB0 | SIMOTICS S SYNCHRONOUS SERVOMOTOR 1FT6 75 NM, 100 K, 3000 RPM NATURAL AIR COOLING; IM B5 (IM V1, IM V3) FOR POWER AND SIGNAL CONNECTOR OUTGOING CONNECTOR DIRECTION TRAVERSE RIGHT ABSOLUTE ENCODER 2048 P/REV (ENCODER A-2048) WITH DRIVE-CLIQ INTERFACE; PERFORMANCE REDUCTION BY 10% DUE TO ABSOLUTE ENCODER; WITH FITTED KEY, ACCURACY TOLERANCE N, W. HOLDING BRAKE VIBRATION SEVERITY GRADE N, DIAPHRAGM SEAL (IP 64) | 12608 | TEM | 1 | MC | 95.004 | 1
1FT61326AF711FD3 | SIMOTICS S SYNCHRONOUS SERVOMOTOR 1FT6 75 NM, 100 K, 3000 RPM NATURAL AIR COOLING; IM B5 (IM V1, IM V3) FOR POWER AND SIGNAL CONNECTOR OUTGOING CONNECTOR DIRECTION TRAVERSE RIGHT ABSOLUTE ENCODER 2048 P/REV (ENCODER A-2048) WITH DRIVE-CLIQ INTERFACE; PERFORMANCE REDUCTION BY 10% DUE TO ABSOLUTE ENCODER; WITH FITTED KEY, ACCURACY TOLERANCE R, W/O HOLDING BRAKE VIBRATION SEVERITY GRADE R, DIAPHRAGM SEAL (IP 64) | 11291 | TEM | 1 | MC | 85.005 | 1
1FT61326AF711FG0 | SIMOTICS S SYNCHRONOUS SERVOMOTOR 1FT6 75 NM, 100 K, 3000 RPM NATURAL AIR COOLING; IM B5 (IM V1, IM V3) FOR POWER AND SIGNAL CONNECTOR OUTGOING CONNECTOR DIRECTION TRAVERSE RIGHT ABSOLUTE ENCODER 2048 P/REV (ENCODER A-2048) WITH DRIVE-CLIQ INTERFACE; PERFORMANCE REDUCTION BY 10% DUE TO ABSOLUTE ENCODER; PLAIN SHAFT, ACCURACY TOLERANCE N, W/O HOLDING BRAKE VIBRATION SEVERITY GRADE N, DIAPHRAGM SEAL (IP 64) | 10887 | TEM | 1 | MC | 85.005 | 1
1FT61326AF711FG1 | SIMOTICS S SYNCHRONOUS SERVOMOTOR 1FT6 75 NM, 100 K, 3000 RPM NATURAL AIR COOLING; IM B5 (IM V1, IM V3) FOR POWER AND SIGNAL CONNECTOR OUTGOING CONNECTOR DIRECTION TRAVERSE RIGHT ABSOLUTE ENCODER 2048 P/REV (ENCODER A-2048) WITH DRIVE-CLIQ INTERFACE; PERFORMANCE REDUCTION BY 10% DUE TO ABSOLUTE ENCODER; PLAIN SHAFT, ACCURACY TOLERANCE N, W/O HOLDING BRAKE VIBRATION SEVERITY GRADE N, GAMMA SEALING RING (IP 65) | 10989 | TEM | 1 | MC | 85.005 | 1
1FT61326AF711FG5 | SIMOTICS S SYNCHRONOUS SERVOMOTOR 1FT6 75 NM, 100 K, 3000 RPM NATURAL AIR COOLING; IM B5 (IM V1, IM V3) FOR POWER AND SIGNAL CONNECTOR OUTGOING CONNECTOR DIRECTION TRAVERSE RIGHT ABSOLUTE ENCODER 2048 P/REV (ENCODER A-2048) WITH DRIVE-CLIQ INTERFACE; PERFORMANCE REDUCTION BY 10% DUE TO ABSOLUTE ENCODER; PLAIN SHAFT, ACCURACY TOLERANCE N, W/O HOLDING BRAKE VIBRATION SEVERITY GRADE R, ROTARY SHAFT SEAL (IP 67) | 11230 | TEM | 1 | MC | 85.005 | 1
1FT61326AF711FH1 | SIMOTICS S SYNCHRONOUS SERVOMOTOR 1FT6 75 NM, 100 K, 3000 RPM NATURAL AIR COOLING; IM B5 (IM V1, IM V3) FOR POWER AND SIGNAL CONNECTOR OUTGOING CONNECTOR DIRECTION TRAVERSE RIGHT ABSOLUTE ENCODER 2048 P/REV (ENCODER A-2048) WITH DRIVE-CLIQ INTERFACE; PERFORMANCE REDUCTION BY 10% DUE TO ABSOLUTE ENCODER; PLAIN SHAFT, ACCURACY TOLERANCE N, W. HOLDING BRAKE VIBRATION SEVERITY GRADE N, GAMMA SEALING RING (IP 65) | 12863 | TEM | 1 | MC | 95.004 | 1
1FT61326AF711SA0 | SIMOTICS S SYNCHRONOUS SERVOMOTOR 1FT6 75 NM, 100 K, 3000 RPM NATURAL AIR COOLING; IM B5 (IM V1, IM V3) FOR POWER AND SIGNAL CONNECTOR OUTGOING CONNECTOR DIRECTION TRAVERSE RIGHT RESOLVER MULTI-POLE (RESOLVER P=3); WITH FITTED KEY, ACCURACY TOLERANCE N, W/O HOLDING BRAKE VIBRATION SEVERITY GRADE N, DIAPHRAGM SEAL (IP 64) | 8604 | TEM | 1 | MC | 85.005 | 1
1FT61326AF711SH0 | SIMOTICS S SYNCHRONOUS SERVOMOTOR 1FT6 75 NM, 100 K, 3000 RPM NATURAL AIR COOLING; IM B5 (IM V1, IM V3) FOR POWER AND SIGNAL CONNECTOR OUTGOING CONNECTOR DIRECTION TRAVERSE RIGHT RESOLVER MULTI-POLE (RESOLVER P=3); PLAIN SHAFT, ACCURACY TOLERANCE N, W. HOLDING BRAKE VIBRATION SEVERITY GRADE N, DIAPHRAGM SEAL (IP 64) | 10479 | TEM | 1 | MC | 95.004 | 1
1FT61326AF711TA0 | SIMOTICS S SYNCHRONOUS SERVOMOTOR 1FT6 75 NM, 100 K, 3000 RPM NATURAL AIR COOLING; IM B5 (IM V1, IM V3) FOR POWER AND SIGNAL CONNECTOR OUTGOING CONNECTOR DIRECTION TRAVERSE RIGHT RESOLVER 2-POLE (RESOLVER P=1); WITH FITTED KEY, ACCURACY TOLERANCE N, W/O HOLDING BRAKE VIBRATION SEVERITY GRADE N, DIAPHRAGM SEAL (IP 64) | 8609 | TEM | 1 | MC | 85.005 | 1
1FT61326AF711TA2 | SIMOTICS S SYNCHRONOUS SERVOMOTOR 1FT6 75 NM, 100 K, 3000 RPM NATURAL AIR COOLING; IM B5 (IM V1, IM V3) FOR POWER AND SIGNAL CONNECTOR OUTGOING CONNECTOR DIRECTION TRAVERSE RIGHT RESOLVER 2-POLE (RESOLVER P=1); WITH FITTED KEY, ACCURACY TOLERANCE N, W/O HOLDING BRAKE VIBRATION SEVERITY GRADE N, ROTARY SHAFT SEAL (IP 67) | 8796 | TEM | 1 | MC | 85.005 | 1
1FT61326AF711TB0 | SIMOTICS S SYNCHRONOUS SERVOMOTOR 1FT6 75 NM, 100 K, 3000 RPM NATURAL AIR COOLING; IM B5 (IM V1, IM V3) FOR POWER AND SIGNAL CONNECTOR OUTGOING CONNECTOR DIRECTION TRAVERSE RIGHT RESOLVER 2-POLE (RESOLVER P=1); WITH FITTED KEY, ACCURACY TOLERANCE N, W. HOLDING BRAKE VIBRATION SEVERITY GRADE N, DIAPHRAGM SEAL (IP 64) | 10329 | TEM | 1 | MC | 95.004 | 1
1FT61326AF711TH1 | SIMOTICS S SYNCHRONOUS SERVOMOTOR 1FT6 75 NM, 100 K, 3000 RPM NATURAL AIR COOLING; IM B5 (IM V1, IM V3) FOR POWER AND SIGNAL CONNECTOR OUTGOING CONNECTOR DIRECTION TRAVERSE RIGHT RESOLVER 2-POLE (RESOLVER P=1); PLAIN SHAFT, ACCURACY TOLERANCE N, W. HOLDING BRAKE VIBRATION SEVERITY GRADE N, GAMMA SEALING RING (IP 65) | 10585 | TEM | 1 | MC | 95.004 | 1
1FT61326AF711UA0 | SIMOTICS S SYNCHRONOUS SERVOMOTOR 1FT6 75 NM, 100 K, 3000 RPM NATURAL AIR COOLING; IM B5 (IM V1, IM V3) FOR POWER AND SIGNAL CONNECTOR OUTGOING CONNECTOR DIRECTION TRAVERSE RIGHT RESOLVER MULTI-POLE (RESOLVER P=3) WITH DRIVE-CLIQ INTERFACE; WITH FITTED KEY, ACCURACY TOLERANCE N, W/O HOLDING BRAKE VIBRATION SEVERITY GRADE N, DIAPHRAGM SEAL (IP 64) | 8970 | TEM | 1 | MC | 85.005 | 1
1FT61326AF711UB0 | SIMOTICS S SYNCHRONOUS SERVOMOTOR 1FT6 75 NM, 100 K, 3000 RPM NATURAL AIR COOLING; IM B5 (IM V1, IM V3) FOR POWER AND SIGNAL CONNECTOR OUTGOING CONNECTOR DIRECTION TRAVERSE RIGHT RESOLVER MULTI-POLE (RESOLVER P=3) WITH DRIVE-CLIQ INTERFACE; WITH FITTED KEY, ACCURACY TOLERANCE N, W. HOLDING BRAKE VIBRATION SEVERITY GRADE N, DIAPHRAGM SEAL (IP 64) | 10690 | TEM | 1 | MC | 95.004 | 1
1FT61326AF712AA0 | SIMOTICS S SYNCHRONOUS SERVOMOTOR 1FT6 75 NM, 100 K, 3000 RPM NATURAL AIR COOLING; IM B5 (IM V1, IM V3) FOR POWER AND SIGNAL CONNECTOR OUTGOING CONNECTOR DIRECTION TRAVERSE LEFT INCREM. ENCODER, SIN/COS 1 VPP 2048 P/REV (ENCODER I-2048); WITH FITTED KEY, ACCURACY TOLERANCE N, W/O HOLDING BRAKE VIBRATION SEVERITY GRADE N, DIAPHRAGM SEAL (IP 64) | 9704 | TEM | 1 | MC | 85.005 | 1
1FT61326AF712AB2 | SIMOTICS S SYNCHRONOUS SERVOMOTOR 1FT6 75 NM, 100 K, 3000 RPM NATURAL AIR COOLING; IM B5 (IM V1, IM V3) FOR POWER AND SIGNAL CONNECTOR OUTGOING CONNECTOR DIRECTION TRAVERSE LEFT INCREM. ENCODER, SIN/COS 1 VPP 2048 P/REV (ENCODER I-2048); WITH FITTED KEY, ACCURACY TOLERANCE N, W. HOLDING BRAKE VIBRATION SEVERITY GRADE N, ROTARY SHAFT SEAL (IP 67) | 11612 | TEM | 1 | MC | 95.004 | 1
1FT61326AF712AD5 | SIMOTICS S SYNCHRONOUS SERVOMOTOR 1FT6 75 NM, 100 K, 3000 RPM NATURAL AIR COOLING; IM B5 (IM V1, IM V3) FOR POWER AND SIGNAL CONNECTOR OUTGOING CONNECTOR DIRECTION TRAVERSE LEFT INCREM. ENCODER, SIN/COS 1 VPP 2048 P/REV (ENCODER I-2048); WITH FITTED KEY, ACCURACY TOLERANCE R, W/O HOLDING BRAKE VIBRATION SEVERITY GRADE R, ROTARY SHAFT SEAL (IP 67) | 10281 | TEM | 1 | MC | 85.005 | 1
1FT61326AF712AG0 | SIMOTICS S SYNCHRONOUS SERVOMOTOR 1FT6 75 NM, 100 K, 3000 RPM NATURAL AIR COOLING; IM B5 (IM V1, IM V3) FOR POWER AND SIGNAL CONNECTOR OUTGOING CONNECTOR DIRECTION TRAVERSE LEFT INCREM. ENCODER, SIN/COS 1 VPP 2048 P/REV (ENCODER I-2048); PLAIN SHAFT, ACCURACY TOLERANCE N, W/O HOLDING BRAKE VIBRATION SEVERITY GRADE N, DIAPHRAGM SEAL (IP 64) | 9704 | TEM | 1 | MC | 85.005 | 1
1FT61326AF712AG1 | SIMOTICS S SYNCHRONOUS SERVOMOTOR 1FT6 75 NM, 100 K, 3000 RPM NATURAL AIR COOLING; IM B5 (IM V1, IM V3) FOR POWER AND SIGNAL CONNECTOR OUTGOING CONNECTOR DIRECTION TRAVERSE LEFT INCREM. ENCODER, SIN/COS 1 VPP 2048 P/REV (ENCODER I-2048); PLAIN SHAFT, ACCURACY TOLERANCE N, W/O HOLDING BRAKE VIBRATION SEVERITY GRADE N, GAMMA SEALING RING (IP 65) | 9806 | TEM | 1 | MC | 85.005 | 1
1FT61326AF712AG6 | SIMOTICS S SYNCHRONOUS SERVOMOTOR 1FT6 75 NM, 100 K, 3000 RPM NATURAL AIR COOLING; IM B5 (IM V1, IM V3) FOR POWER AND SIGNAL CONNECTOR OUTGOING CONNECTOR DIRECTION TRAVERSE LEFT INCREM. ENCODER, SIN/COS 1 VPP 2048 P/REV (ENCODER I-2048); PLAIN SHAFT, ACCURACY TOLERANCE N, W/O HOLDING BRAKE VIBRATION SEVERITY GRADE N, KEROSENE SEAL (IP 68) | 10026 | TEM | 1 | MC | 85.005 | 1
1FT61326AF712AH1 | SIMOTICS S SYNCHRONOUS SERVOMOTOR 1FT6 75 NM, 100 K, 3000 RPM NATURAL AIR COOLING; IM B5 (IM V1, IM V3) FOR POWER AND SIGNAL CONNECTOR OUTGOING CONNECTOR DIRECTION TRAVERSE LEFT INCREM. ENCODER, SIN/COS 1 VPP 2048 P/REV (ENCODER I-2048); PLAIN SHAFT, ACCURACY TOLERANCE N, W. HOLDING BRAKE VIBRATION SEVERITY GRADE N, GAMMA SEALING RING (IP 65) | 11680 | TEM | 1 | MC | 95.004 | 1
1FT61326AF712AH3 | SIMOTICS S SYNCHRONOUS SERVOMOTOR 1FT6 75 NM, 100 K, 3000 RPM NATURAL AIR COOLING; IM B5 (IM V1, IM V3) FOR POWER AND SIGNAL CONNECTOR OUTGOING CONNECTOR DIRECTION TRAVERSE LEFT INCREM. ENCODER, SIN/COS 1 VPP 2048 P/REV (ENCODER I-2048); PLAIN SHAFT, ACCURACY TOLERANCE N, W. HOLDING BRAKE VIBRATION SEVERITY GRADE R, DIAPHRAGM SEAL (IP 64) | 11748 | TEM | 1 | MC | 95.004 | 1
1FT61326AF712DG0 | SIMOTICS S SYNCHRONOUS SERVOMOTOR 1FT6 75 NM, 100 K, 3000 RPM NATURAL AIR COOLING; IM B5 (IM V1, IM V3) FOR POWER AND SIGNAL CONNECTOR OUTGOING CONNECTOR DIRECTION TRAVERSE LEFT INCREMENTAL ENCODER 2048 P/REV (ENCODER I-2048) WITH DRIVE-CLIQ INTERFACE; PLAIN SHAFT, ACCURACY TOLERANCE N, W/O HOLDING BRAKE VIBRATION SEVERITY GRADE N, DIAPHRAGM SEAL (IP 64) | 10068 | TEM | 1 | MC | 85.005 | 1
1FT61326AF712DG1 | SIMOTICS S SYNCHRONOUS SERVOMOTOR 1FT6 75 NM, 100 K, 3000 RPM NATURAL AIR COOLING; IM B5 (IM V1, IM V3) FOR POWER AND SIGNAL CONNECTOR OUTGOING CONNECTOR DIRECTION TRAVERSE LEFT INCREMENTAL ENCODER 2048 P/REV (ENCODER I-2048) WITH DRIVE-CLIQ INTERFACE; PLAIN SHAFT, ACCURACY TOLERANCE N, W/O HOLDING BRAKE VIBRATION SEVERITY GRADE N, GAMMA SEALING RING (IP 65) | 10170 | TEM | 1 | MC | 85.005 | 1
1FT61326AF712EH1 | SIMOTICS S SYNCHRONOUS SERVOMOTOR 1FT6 75 NM, 100 K, 3000 RPM NATURAL AIR COOLING; IM B5 (IM V1, IM V3) FOR POWER AND SIGNAL CONNECTOR OUTGOING CONNECTOR DIRECTION TRAVERSE LEFT ABSOLUTE ENCODER ENDAT 2048 P/REV (ENCODER A-2048); PERFORMANCE REDUCTION BY 10% DUE TO ABSOLUTE ENCODER; PLAIN SHAFT, ACCURACY TOLERANCE N, W. HOLDING BRAKE VIBRATION SEVERITY GRADE N, GAMMA SEALING RING (IP 65) | 12487 | TEM | 1 | MC | 95.004 | 1
1FT61326AF712EH2 | SIMOTICS S SYNCHRONOUS SERVOMOTOR 1FT6 75 NM, 100 K, 3000 RPM NATURAL AIR COOLING; IM B5 (IM V1, IM V3) FOR POWER AND SIGNAL CONNECTOR OUTGOING CONNECTOR DIRECTION TRAVERSE LEFT ABSOLUTE ENCODER ENDAT 2048 P/REV (ENCODER A-2048); PERFORMANCE REDUCTION BY 10% DUE TO ABSOLUTE ENCODER; PLAIN SHAFT, ACCURACY TOLERANCE N, W. HOLDING BRAKE VIBRATION SEVERITY GRADE N, ROTARY SHAFT SEAL (IP 67) | 12573 | TEM | 1 | MC | 95.004 | 1
1FT61326AF712TA0 | SIMOTICS S SYNCHRONOUS SERVOMOTOR 1FT6 75 NM, 100 K, 3000 RPM NATURAL AIR COOLING; IM B5 (IM V1, IM V3) FOR POWER AND SIGNAL CONNECTOR OUTGOING CONNECTOR DIRECTION TRAVERSE LEFT RESOLVER 2-POLE (RESOLVER P=1); WITH FITTED KEY, ACCURACY TOLERANCE N, W/O HOLDING BRAKE VIBRATION SEVERITY GRADE N, DIAPHRAGM SEAL (IP 64) | 8609 | TEM | 1 | MC | 85.005 | 1
1FT61326AF712TB1 | SIMOTICS S SYNCHRONOUS SERVOMOTOR 1FT6 75 NM, 100 K, 3000 RPM NATURAL AIR COOLING; IM B5 (IM V1, IM V3) FOR POWER AND SIGNAL CONNECTOR OUTGOING CONNECTOR DIRECTION TRAVERSE LEFT RESOLVER 2-POLE (RESOLVER P=1); WITH FITTED KEY, ACCURACY TOLERANCE N, W. HOLDING BRAKE VIBRATION SEVERITY GRADE N, GAMMA SEALING RING (IP 65) | 10431 | TEM | 1 | MC | 95.004 | 1
1FT61326AF714AA0 | SIMOTICS S SYNCHRONOUS SERVOMOTOR 1FT6 75 NM, 100 K, 3000 RPM NATURAL AIR COOLING; IM B5 (IM V1, IM V3) FOR POWER AND SIGNAL CONNECTOR OUTGOING CONNECTOR DIRECTION AXIAL DRIVE END INCREM. ENCODER, SIN/COS 1 VPP 2048 P/REV (ENCODER I-2048); WITH FITTED KEY, ACCURACY TOLERANCE N, W/O HOLDING BRAKE VIBRATION SEVERITY GRADE N, DIAPHRAGM SEAL (IP 64) | 9704 | TEM | 1 | MC | 85.005 | 1
1FT61326AF714AA1 | SIMOTICS S SYNCHRONOUS SERVOMOTOR 1FT6 75 NM, 100 K, 3000 RPM NATURAL AIR COOLING; IM B5 (IM V1, IM V3) FOR POWER AND SIGNAL CONNECTOR OUTGOING CONNECTOR DIRECTION AXIAL DRIVE END INCREM. ENCODER, SIN/COS 1 VPP 2048 P/REV (ENCODER I-2048); WITH FITTED KEY, ACCURACY TOLERANCE N, W/O HOLDING BRAKE VIBRATION SEVERITY GRADE N, GAMMA SEALING RING (IP 65) | 9806 | TEM | 1 | MC | 85.005 | 1
1FT61326AF714AA2 | SIMOTICS S SYNCHRONOUS SERVOMOTOR 1FT6 75 NM, 100 K, 3000 RPM NATURAL AIR COOLING; IM B5 (IM V1, IM V3) FOR POWER AND SIGNAL CONNECTOR OUTGOING CONNECTOR DIRECTION AXIAL DRIVE END INCREM. ENCODER, SIN/COS 1 VPP 2048 P/REV (ENCODER I-2048); WITH FITTED KEY, ACCURACY TOLERANCE N, W/O HOLDING BRAKE VIBRATION SEVERITY GRADE N, ROTARY SHAFT SEAL (IP 67) | 9891 | TEM | 1 | MC | 85.005 | 1
1FT61326AF714AB0 | SIMOTICS S SYNCHRONOUS SERVOMOTOR 1FT6 75 NM, 100 K, 3000 RPM NATURAL AIR COOLING; IM B5 (IM V1, IM V3) FOR POWER AND SIGNAL CONNECTOR OUTGOING CONNECTOR DIRECTION AXIAL DRIVE END INCREM. ENCODER, SIN/COS 1 VPP 2048 P/REV (ENCODER I-2048); WITH FITTED KEY, ACCURACY TOLERANCE N, W. HOLDING BRAKE VIBRATION SEVERITY GRADE N, DIAPHRAGM SEAL (IP 64) | 11424 | TEM | 1 | MC | 95.004 | 1
1FT61326AF714AB1 | SIMOTICS S SYNCHRONOUS SERVOMOTOR 1FT6 75 NM, 100 K, 3000 RPM NATURAL AIR COOLING; IM B5 (IM V1, IM V3) FOR POWER AND SIGNAL CONNECTOR OUTGOING CONNECTOR DIRECTION AXIAL DRIVE END INCREM. ENCODER, SIN/COS 1 VPP 2048 P/REV (ENCODER I-2048); WITH FITTED KEY, ACCURACY TOLERANCE N, W. HOLDING BRAKE VIBRATION SEVERITY GRADE N, GAMMA SEALING RING (IP 65) | 11526 | TEM | 1 | MC | 95.004 | 1
1FT61326AF714AB2 | SIMOTICS S SYNCHRONOUS SERVOMOTOR 1FT6 75 NM, 100 K, 3000 RPM NATURAL AIR COOLING; IM B5 (IM V1, IM V3) FOR POWER AND SIGNAL CONNECTOR OUTGOING CONNECTOR DIRECTION AXIAL DRIVE END INCREM. ENCODER, SIN/COS 1 VPP 2048 P/REV (ENCODER I-2048); WITH FITTED KEY, ACCURACY TOLERANCE N, W. HOLDING BRAKE VIBRATION SEVERITY GRADE N, ROTARY SHAFT SEAL (IP 67) | 11612 | TEM | 1 | MC | 95.004 | 1
1FT61326AF714AD4 | SIMOTICS S SYNCHRONOUS SERVOMOTOR 1FT6 75 NM, 100 K, 3000 RPM NATURAL AIR COOLING; IM B5 (IM V1, IM V3) FOR POWER AND SIGNAL CONNECTOR OUTGOING CONNECTOR DIRECTION AXIAL DRIVE END INCREM. ENCODER, SIN/COS 1 VPP 2048 P/REV (ENCODER I-2048); WITH FITTED KEY, ACCURACY TOLERANCE R, W/O HOLDING BRAKE VIBRATION SEVERITY GRADE R, GAMMA SEALING RING (IP 65) | 10213 | TEM | 1 | MC | 85.005 | 1
1FT61326AF714AD7 | SIMOTICS S SYNCHRONOUS SERVOMOTOR 1FT6 75 NM, 100 K, 3000 RPM NATURAL AIR COOLING; IM B5 (IM V1, IM V3) FOR POWER AND SIGNAL CONNECTOR OUTGOING CONNECTOR DIRECTION AXIAL DRIVE END INCREM. ENCODER, SIN/COS 1 VPP 2048 P/REV (ENCODER I-2048); WITH FITTED KEY, ACCURACY TOLERANCE R, W/O HOLDING BRAKE VIBRATION SEVERITY GRADE R, KEROSENE SEAL (IP 68) | 10414 | TEM | 1 | MC | 85.005 | 1
1FT61326AF714AE0 | SIMOTICS S SYNCHRONOUS SERVOMOTOR 1FT6 75 NM, 100 K, 3000 RPM NATURAL AIR COOLING; IM B5 (IM V1, IM V3) FOR POWER AND SIGNAL CONNECTOR OUTGOING CONNECTOR DIRECTION AXIAL DRIVE END INCREM. ENCODER, SIN/COS 1 VPP 2048 P/REV (ENCODER I-2048); WITH FITTED KEY, ACCURACY TOLERANCE R, W. HOLDING BRAKE VIBRATION SEVERITY GRADE N, DIAPHRAGM SEAL (IP 64) | 11673 | TEM | 1 | MC | 95.004 | 1
1FT61326AF714AE4 | SIMOTICS S SYNCHRONOUS SERVOMOTOR 1FT6 75 NM, 100 K, 3000 RPM NATURAL AIR COOLING; IM B5 (IM V1, IM V3) FOR POWER AND SIGNAL CONNECTOR OUTGOING CONNECTOR DIRECTION AXIAL DRIVE END INCREM. ENCODER, SIN/COS 1 VPP 2048 P/REV (ENCODER I-2048); WITH FITTED KEY, ACCURACY TOLERANCE R, W. HOLDING BRAKE VIBRATION SEVERITY GRADE R, GAMMA SEALING RING (IP 65) | 11947 | TEM | 1 | MC | 95.004 | 1
1FT61326AF714AG0 | SIMOTICS S SYNCHRONOUS SERVOMOTOR 1FT6 75 NM, 100 K, 3000 RPM NATURAL AIR COOLING; IM B5 (IM V1, IM V3) FOR POWER AND SIGNAL CONNECTOR OUTGOING CONNECTOR DIRECTION AXIAL DRIVE END INCREM. ENCODER, SIN/COS 1 VPP 2048 P/REV (ENCODER I-2048); PLAIN SHAFT, ACCURACY TOLERANCE N, W/O HOLDING BRAKE VIBRATION SEVERITY GRADE N, DIAPHRAGM SEAL (IP 64) | 9704 | TEM | 1 | MC | 85.005 | 1
1FT61326AF714AG1 | SIMOTICS S SYNCHRONOUS SERVOMOTOR 1FT6 75 NM, 100 K, 3000 RPM NATURAL AIR COOLING; IM B5 (IM V1, IM V3) FOR POWER AND SIGNAL CONNECTOR OUTGOING CONNECTOR DIRECTION AXIAL DRIVE END INCREM. ENCODER, SIN/COS 1 VPP 2048 P/REV (ENCODER I-2048); PLAIN SHAFT, ACCURACY TOLERANCE N, W/O HOLDING BRAKE VIBRATION SEVERITY GRADE N, GAMMA SEALING RING (IP 65) | 9806 | TEM | 1 | MC | 85.005 | 1
1FT61326AF714AG2 | SIMOTICS S SYNCHRONOUS SERVOMOTOR 1FT6 75 NM, 100 K, 3000 RPM NATURAL AIR COOLING; IM B5 (IM V1, IM V3) FOR POWER AND SIGNAL CONNECTOR OUTGOING CONNECTOR DIRECTION AXIAL DRIVE END INCREM. ENCODER, SIN/COS 1 VPP 2048 P/REV (ENCODER I-2048); PLAIN SHAFT, ACCURACY TOLERANCE N, W/O HOLDING BRAKE VIBRATION SEVERITY GRADE N, ROTARY SHAFT SEAL (IP 67) | 9891 | TEM | 1 | MC | 85.005 | 1
1FT61326AF714AG5 | SIMOTICS S SYNCHRONOUS SERVOMOTOR 1FT6 75 NM, 100 K, 3000 RPM NATURAL AIR COOLING; IM B5 (IM V1, IM V3) FOR POWER AND SIGNAL CONNECTOR OUTGOING CONNECTOR DIRECTION AXIAL DRIVE END INCREM. ENCODER, SIN/COS 1 VPP 2048 P/REV (ENCODER I-2048); PLAIN SHAFT, ACCURACY TOLERANCE N, W/O HOLDING BRAKE VIBRATION SEVERITY GRADE R, ROTARY SHAFT SEAL (IP 67) | 10047 | TEM | 1 | MC | 85.005 | 1
1FT61326AF714AH0 | SIMOTICS S SYNCHRONOUS SERVOMOTOR 1FT6 75 NM, 100 K, 3000 RPM NATURAL AIR COOLING; IM B5 (IM V1, IM V3) FOR POWER AND SIGNAL CONNECTOR OUTGOING CONNECTOR DIRECTION AXIAL DRIVE END INCREM. ENCODER, SIN/COS 1 VPP 2048 P/REV (ENCODER I-2048); PLAIN SHAFT, ACCURACY TOLERANCE N, W. HOLDING BRAKE VIBRATION SEVERITY GRADE N, DIAPHRAGM SEAL (IP 64) | 11578 | TEM | 1 | MC | 95.004 | 1
1FT61326AF714AH1 | SIMOTICS S SYNCHRONOUS SERVOMOTOR 1FT6 75 NM, 100 K, 3000 RPM NATURAL AIR COOLING; IM B5 (IM V1, IM V3) FOR POWER AND SIGNAL CONNECTOR OUTGOING CONNECTOR DIRECTION AXIAL DRIVE END INCREM. ENCODER, SIN/COS 1 VPP 2048 P/REV (ENCODER I-2048); PLAIN SHAFT, ACCURACY TOLERANCE N, W. HOLDING BRAKE VIBRATION SEVERITY GRADE N, GAMMA SEALING RING (IP 65) | 11680 | TEM | 1 | MC | 95.004 | 1
1FT61326AF714AK4 | SIMOTICS S SYNCHRONOUS SERVOMOTOR 1FT6 75 NM, 100 K, 3000 RPM NATURAL AIR COOLING; IM B5 (IM V1, IM V3) FOR POWER AND SIGNAL CONNECTOR OUTGOING CONNECTOR DIRECTION AXIAL DRIVE END INCREM. ENCODER, SIN/COS 1 VPP 2048 P/REV (ENCODER I-2048); PLAIN SHAFT, ACCURACY TOLERANCE R, W/O HOLDING BRAKE VIBRATION SEVERITY GRADE R, GAMMA SEALING RING (IP 65) | 10347 | TEM | 1 | MC | 85.005 | 1
1FT61326AF714AL3 | SIMOTICS S SYNCHRONOUS SERVOMOTOR 1FT6 75 NM, 100 K, 3000 RPM NATURAL AIR COOLING; IM B5 (IM V1, IM V3) FOR POWER AND SIGNAL CONNECTOR OUTGOING CONNECTOR DIRECTION AXIAL DRIVE END INCREM. ENCODER, SIN/COS 1 VPP 2048 P/REV (ENCODER I-2048); PLAIN SHAFT, ACCURACY TOLERANCE R, W. HOLDING BRAKE VIBRATION SEVERITY GRADE R, DIAPHRAGM SEAL (IP 64) | 11968 | TEM | 1 | MC | 95.004 | 1
1FT61326AF714DA1 | SIMOTICS S SYNCHRONOUS SERVOMOTOR 1FT6 75 NM, 100 K, 3000 RPM NATURAL AIR COOLING; IM B5 (IM V1, IM V3) FOR POWER AND SIGNAL CONNECTOR OUTGOING CONNECTOR DIRECTION AXIAL DRIVE END INCREMENTAL ENCODER 2048 P/REV (ENCODER I-2048) WITH DRIVE-CLIQ INTERFACE; WITH FITTED KEY, ACCURACY TOLERANCE N, W/O HOLDING BRAKE VIBRATION SEVERITY GRADE N, GAMMA SEALING RING (IP 65) | 10170 | TEM | 1 | MC | 85.005 | 1
1FT61326AF714DA2 | SIMOTICS S SYNCHRONOUS SERVOMOTOR 1FT6 75 NM, 100 K, 3000 RPM NATURAL AIR COOLING; IM B5 (IM V1, IM V3) FOR POWER AND SIGNAL CONNECTOR OUTGOING CONNECTOR DIRECTION AXIAL DRIVE END INCREMENTAL ENCODER 2048 P/REV (ENCODER I-2048) WITH DRIVE-CLIQ INTERFACE; WITH FITTED KEY, ACCURACY TOLERANCE N, W/O HOLDING BRAKE VIBRATION SEVERITY GRADE N, ROTARY SHAFT SEAL (IP 67) | 10256 | TEM | 1 | MC | 85.005 | 1
1FT61326AF714DB0 | SIMOTICS S SYNCHRONOUS SERVOMOTOR 1FT6 75 NM, 100 K, 3000 RPM NATURAL AIR COOLING; IM B5 (IM V1, IM V3) FOR POWER AND SIGNAL CONNECTOR OUTGOING CONNECTOR DIRECTION AXIAL DRIVE END INCREMENTAL ENCODER 2048 P/REV (ENCODER I-2048) WITH DRIVE-CLIQ INTERFACE; WITH FITTED KEY, ACCURACY TOLERANCE N, W. HOLDING BRAKE VIBRATION SEVERITY GRADE N, DIAPHRAGM SEAL (IP 64) | 11789 | TEM | 1 | MC | 95.004 | 1
1FT61326AF714DB1 | SIMOTICS S SYNCHRONOUS SERVOMOTOR 1FT6 75 NM, 100 K, 3000 RPM NATURAL AIR COOLING; IM B5 (IM V1, IM V3) FOR POWER AND SIGNAL CONNECTOR OUTGOING CONNECTOR DIRECTION AXIAL DRIVE END INCREMENTAL ENCODER 2048 P/REV (ENCODER I-2048) WITH DRIVE-CLIQ INTERFACE; WITH FITTED KEY, ACCURACY TOLERANCE N, W. HOLDING BRAKE VIBRATION SEVERITY GRADE N, GAMMA SEALING RING (IP 65) | 11891 | TEM | 1 | MC | 95.004 | 1
1FT61326AF714DB2 | SIMOTICS S SYNCHRONOUS SERVOMOTOR 1FT6 75 NM, 100 K, 3000 RPM NATURAL AIR COOLING; IM B5 (IM V1, IM V3) FOR POWER AND SIGNAL CONNECTOR OUTGOING CONNECTOR DIRECTION AXIAL DRIVE END INCREMENTAL ENCODER 2048 P/REV (ENCODER I-2048) WITH DRIVE-CLIQ INTERFACE; WITH FITTED KEY, ACCURACY TOLERANCE N, W. HOLDING BRAKE VIBRATION SEVERITY GRADE N, ROTARY SHAFT SEAL (IP 67) | 11976 | TEM | 1 | MC | 95.004 | 1
1FT61326AF714DG2 | SIMOTICS S SYNCHRONOUS SERVOMOTOR 1FT6 75 NM, 100 K, 3000 RPM NATURAL AIR COOLING; IM B5 (IM V1, IM V3) FOR POWER AND SIGNAL CONNECTOR OUTGOING CONNECTOR DIRECTION AXIAL DRIVE END INCREMENTAL ENCODER 2048 P/REV (ENCODER I-2048) WITH DRIVE-CLIQ INTERFACE; PLAIN SHAFT, ACCURACY TOLERANCE N, W/O HOLDING BRAKE VIBRATION SEVERITY GRADE N, ROTARY SHAFT SEAL (IP 67) | 10256 | TEM | 1 | MC | 85.005 | 1
1FT61326AF714DH0 | SIMOTICS S SYNCHRONOUS SERVOMOTOR 1FT6 75 NM, 100 K, 3000 RPM NATURAL AIR COOLING; IM B5 (IM V1, IM V3) FOR POWER AND SIGNAL CONNECTOR OUTGOING CONNECTOR DIRECTION AXIAL DRIVE END INCREMENTAL ENCODER 2048 P/REV (ENCODER I-2048) WITH DRIVE-CLIQ INTERFACE; PLAIN SHAFT, ACCURACY TOLERANCE N, W. HOLDING BRAKE VIBRATION SEVERITY GRADE N, DIAPHRAGM SEAL (IP 64) | 11943 | TEM | 1 | MC | 95.004 | 1
1FT61326AF714DH1 | SIMOTICS S SYNCHRONOUS SERVOMOTOR 1FT6 75 NM, 100 K, 3000 RPM NATURAL AIR COOLING; IM B5 (IM V1, IM V3) FOR POWER AND SIGNAL CONNECTOR OUTGOING CONNECTOR DIRECTION AXIAL DRIVE END INCREMENTAL ENCODER 2048 P/REV (ENCODER I-2048) WITH DRIVE-CLIQ INTERFACE; PLAIN SHAFT, ACCURACY TOLERANCE N, W. HOLDING BRAKE VIBRATION SEVERITY GRADE N, GAMMA SEALING RING (IP 65) | 12045 | TEM | 1 | MC | 95.004 | 1
1FT61326AF714DH2 | SIMOTICS S SYNCHRONOUS SERVOMOTOR 1FT6 75 NM, 100 K, 3000 RPM NATURAL AIR COOLING; IM B5 (IM V1, IM V3) FOR POWER AND SIGNAL CONNECTOR OUTGOING CONNECTOR DIRECTION AXIAL DRIVE END INCREMENTAL ENCODER 2048 P/REV (ENCODER I-2048) WITH DRIVE-CLIQ INTERFACE; PLAIN SHAFT, ACCURACY TOLERANCE N, W. HOLDING BRAKE VIBRATION SEVERITY GRADE N, ROTARY SHAFT SEAL (IP 67) | 12130 | TEM | 1 | MC | 95.004 | 1
1FT61326AF714EA0 | SIMOTICS S SYNCHRONOUS SERVOMOTOR 1FT6 75 NM, 100 K, 3000 RPM NATURAL AIR COOLING; IM B5 (IM V1, IM V3) FOR POWER AND SIGNAL CONNECTOR OUTGOING CONNECTOR DIRECTION AXIAL DRIVE END ABSOLUTE ENCODER ENDAT 2048 P/REV (ENCODER A-2048); PERFORMANCE REDUCTION BY 10% DUE TO ABSOLUTE ENCODER; WITH FITTED KEY, ACCURACY TOLERANCE N, W/O HOLDING BRAKE VIBRATION SEVERITY GRADE N, DIAPHRAGM SEAL (IP 64) | 10511 | TEM | 1 | MC | 85.005 | 1
1FT61326AF714EA2 | SIMOTICS S SYNCHRONOUS SERVOMOTOR 1FT6 75 NM, 100 K, 3000 RPM NATURAL AIR COOLING; IM B5 (IM V1, IM V3) FOR POWER AND SIGNAL CONNECTOR OUTGOING CONNECTOR DIRECTION AXIAL DRIVE END ABSOLUTE ENCODER ENDAT 2048 P/REV (ENCODER A-2048); PERFORMANCE REDUCTION BY 10% DUE TO ABSOLUTE ENCODER; WITH FITTED KEY, ACCURACY TOLERANCE N, W/O HOLDING BRAKE VIBRATION SEVERITY GRADE N, ROTARY SHAFT SEAL (IP 67) | 10698 | TEM | 1 | MC | 85.005 | 1
1FT61326AF714EB2 | SIMOTICS S SYNCHRONOUS SERVOMOTOR 1FT6 75 NM, 100 K, 3000 RPM NATURAL AIR COOLING; IM B5 (IM V1, IM V3) FOR POWER AND SIGNAL CONNECTOR OUTGOING CONNECTOR DIRECTION AXIAL DRIVE END ABSOLUTE ENCODER ENDAT 2048 P/REV (ENCODER A-2048); PERFORMANCE REDUCTION BY 10% DUE TO ABSOLUTE ENCODER; WITH FITTED KEY, ACCURACY TOLERANCE N, W. HOLDING BRAKE VIBRATION SEVERITY GRADE N, ROTARY SHAFT SEAL (IP 67) | 12419 | TEM | 1 | MC | 95.004 | 1
1FT61326AF714ED2 | SIMOTICS S SYNCHRONOUS SERVOMOTOR 1FT6 75 NM, 100 K, 3000 RPM NATURAL AIR COOLING; IM B5 (IM V1, IM V3) FOR POWER AND SIGNAL CONNECTOR OUTGOING CONNECTOR DIRECTION AXIAL DRIVE END ABSOLUTE ENCODER ENDAT 2048 P/REV (ENCODER A-2048); PERFORMANCE REDUCTION BY 10% DUE TO ABSOLUTE ENCODER; WITH FITTED KEY, ACCURACY TOLERANCE R, W/O HOLDING BRAKE VIBRATION SEVERITY GRADE N, ROTARY SHAFT SEAL (IP 67) | 10933 | TEM | 1 | MC | 85.005 | 1
1FT61326AF714EE0 | SIMOTICS S SYNCHRONOUS SERVOMOTOR 1FT6 75 NM, 100 K, 3000 RPM NATURAL AIR COOLING; IM B5 (IM V1, IM V3) FOR POWER AND SIGNAL CONNECTOR OUTGOING CONNECTOR DIRECTION AXIAL DRIVE END ABSOLUTE ENCODER ENDAT 2048 P/REV (ENCODER A-2048); PERFORMANCE REDUCTION BY 10% DUE TO ABSOLUTE ENCODER; WITH FITTED KEY, ACCURACY TOLERANCE R, W. HOLDING BRAKE VIBRATION SEVERITY GRADE N, DIAPHRAGM SEAL (IP 64) | 12480 | TEM | 1 | MC | 95.004 | 1
1FT61326AF714EE1 | SIMOTICS S SYNCHRONOUS SERVOMOTOR 1FT6 75 NM, 100 K, 3000 RPM NATURAL AIR COOLING; IM B5 (IM V1, IM V3) FOR POWER AND SIGNAL CONNECTOR OUTGOING CONNECTOR DIRECTION AXIAL DRIVE END ABSOLUTE ENCODER ENDAT 2048 P/REV (ENCODER A-2048); PERFORMANCE REDUCTION BY 10% DUE TO ABSOLUTE ENCODER; WITH FITTED KEY, ACCURACY TOLERANCE R, W. HOLDING BRAKE VIBRATION SEVERITY GRADE N, GAMMA SEALING RING (IP 65) | 12582 | TEM | 1 | MC | 95.004 | 1
1FT61326AF714EG0 | SIMOTICS S SYNCHRONOUS SERVOMOTOR 1FT6 75 NM, 100 K, 3000 RPM NATURAL AIR COOLING; IM B5 (IM V1, IM V3) FOR POWER AND SIGNAL CONNECTOR OUTGOING CONNECTOR DIRECTION AXIAL DRIVE END ABSOLUTE ENCODER ENDAT 2048 P/REV (ENCODER A-2048); PERFORMANCE REDUCTION BY 10% DUE TO ABSOLUTE ENCODER; PLAIN SHAFT, ACCURACY TOLERANCE N, W/O HOLDING BRAKE VIBRATION SEVERITY GRADE N, DIAPHRAGM SEAL (IP 64) | 10511 | TEM | 1 | MC | 85.005 | 1
1FT61326AF714EG1 | SIMOTICS S SYNCHRONOUS SERVOMOTOR 1FT6 75 NM, 100 K, 3000 RPM NATURAL AIR COOLING; IM B5 (IM V1, IM V3) FOR POWER AND SIGNAL CONNECTOR OUTGOING CONNECTOR DIRECTION AXIAL DRIVE END ABSOLUTE ENCODER ENDAT 2048 P/REV (ENCODER A-2048); PERFORMANCE REDUCTION BY 10% DUE TO ABSOLUTE ENCODER; PLAIN SHAFT, ACCURACY TOLERANCE N, W/O HOLDING BRAKE VIBRATION SEVERITY GRADE N, GAMMA SEALING RING (IP 65) | 10613 | TEM | 1 | MC | 85.005 | 1
1FT61326AF714EG2 | SIMOTICS S SYNCHRONOUS SERVOMOTOR 1FT6 75 NM, 100 K, 3000 RPM NATURAL AIR COOLING; IM B5 (IM V1, IM V3) FOR POWER AND SIGNAL CONNECTOR OUTGOING CONNECTOR DIRECTION AXIAL DRIVE END ABSOLUTE ENCODER ENDAT 2048 P/REV (ENCODER A-2048); PERFORMANCE REDUCTION BY 10% DUE TO ABSOLUTE ENCODER; PLAIN SHAFT, ACCURACY TOLERANCE N, W/O HOLDING BRAKE VIBRATION SEVERITY GRADE N, ROTARY SHAFT SEAL (IP 67) | 10698 | TEM | 1 | MC | 85.005 | 1
1FT61326AF714EH0 | SIMOTICS S SYNCHRONOUS SERVOMOTOR 1FT6 75 NM, 100 K, 3000 RPM NATURAL AIR COOLING; IM B5 (IM V1, IM V3) FOR POWER AND SIGNAL CONNECTOR OUTGOING CONNECTOR DIRECTION AXIAL DRIVE END ABSOLUTE ENCODER ENDAT 2048 P/REV (ENCODER A-2048); PERFORMANCE REDUCTION BY 10% DUE TO ABSOLUTE ENCODER; PLAIN SHAFT, ACCURACY TOLERANCE N, W. HOLDING BRAKE VIBRATION SEVERITY GRADE N, DIAPHRAGM SEAL (IP 64) | 12385 | TEM | 1 | MC | 95.004 | 1
1FT61326AF714EH1 | SIMOTICS S SYNCHRONOUS SERVOMOTOR 1FT6 75 NM, 100 K, 3000 RPM NATURAL AIR COOLING; IM B5 (IM V1, IM V3) FOR POWER AND SIGNAL CONNECTOR OUTGOING CONNECTOR DIRECTION AXIAL DRIVE END ABSOLUTE ENCODER ENDAT 2048 P/REV (ENCODER A-2048); PERFORMANCE REDUCTION BY 10% DUE TO ABSOLUTE ENCODER; PLAIN SHAFT, ACCURACY TOLERANCE N, W. HOLDING BRAKE VIBRATION SEVERITY GRADE N, GAMMA SEALING RING (IP 65) | 12487 | TEM | 1 | MC | 95.004 | 1
1FT61326AF714EH2 | SIMOTICS S SYNCHRONOUS SERVOMOTOR 1FT6 75 NM, 100 K, 3000 RPM NATURAL AIR COOLING; IM B5 (IM V1, IM V3) FOR POWER AND SIGNAL CONNECTOR OUTGOING CONNECTOR DIRECTION AXIAL DRIVE END ABSOLUTE ENCODER ENDAT 2048 P/REV (ENCODER A-2048); PERFORMANCE REDUCTION BY 10% DUE TO ABSOLUTE ENCODER; PLAIN SHAFT, ACCURACY TOLERANCE N, W. HOLDING BRAKE VIBRATION SEVERITY GRADE N, ROTARY SHAFT SEAL (IP 67) | 12573 | TEM | 1 | MC | 95.004 | 1
1FT61326AF714EK5 | SIMOTICS S SYNCHRONOUS SERVOMOTOR 1FT6 75 NM, 100 K, 3000 RPM NATURAL AIR COOLING; IM B5 (IM V1, IM V3) FOR POWER AND SIGNAL CONNECTOR OUTGOING CONNECTOR DIRECTION AXIAL DRIVE END ABSOLUTE ENCODER ENDAT 2048 P/REV (ENCODER A-2048); PERFORMANCE REDUCTION BY 10% DUE TO ABSOLUTE ENCODER; PLAIN SHAFT, ACCURACY TOLERANCE R, W/O HOLDING BRAKE VIBRATION SEVERITY GRADE R, ROTARY SHAFT SEAL (IP 67) | 11223 | TEM | 1 | MC | 85.005 | 1
1FT61326AF714FA0 | SIMOTICS S SYNCHRONOUS SERVOMOTOR 1FT6 75 NM, 100 K, 3000 RPM NATURAL AIR COOLING; IM B5 (IM V1, IM V3) FOR POWER AND SIGNAL CONNECTOR OUTGOING CONNECTOR DIRECTION AXIAL DRIVE END ABSOLUTE ENCODER 2048 P/REV (ENCODER A-2048) WITH DRIVE-CLIQ INTERFACE; PERFORMANCE REDUCTION BY 10% DUE TO ABSOLUTE ENCODER; WITH FITTED KEY, ACCURACY TOLERANCE N, W/O HOLDING BRAKE VIBRATION SEVERITY GRADE N, DIAPHRAGM SEAL (IP 64) | 10887 | TEM | 1 | MC | 85.005 | 1
1FT61326AF714FA1 | SIMOTICS S SYNCHRONOUS SERVOMOTOR 1FT6 75 NM, 100 K, 3000 RPM NATURAL AIR COOLING; IM B5 (IM V1, IM V3) FOR POWER AND SIGNAL CONNECTOR OUTGOING CONNECTOR DIRECTION AXIAL DRIVE END ABSOLUTE ENCODER 2048 P/REV (ENCODER A-2048) WITH DRIVE-CLIQ INTERFACE; PERFORMANCE REDUCTION BY 10% DUE TO ABSOLUTE ENCODER; WITH FITTED KEY, ACCURACY TOLERANCE N, W/O HOLDING BRAKE VIBRATION SEVERITY GRADE N, GAMMA SEALING RING (IP 65) | 10989 | TEM | 1 | MC | 85.005 | 1
1FT61326AF714FB0 | SIMOTICS S SYNCHRONOUS SERVOMOTOR 1FT6 75 NM, 100 K, 3000 RPM NATURAL AIR COOLING; IM B5 (IM V1, IM V3) FOR POWER AND SIGNAL CONNECTOR OUTGOING CONNECTOR DIRECTION AXIAL DRIVE END ABSOLUTE ENCODER 2048 P/REV (ENCODER A-2048) WITH DRIVE-CLIQ INTERFACE; PERFORMANCE REDUCTION BY 10% DUE TO ABSOLUTE ENCODER; WITH FITTED KEY, ACCURACY TOLERANCE N, W. HOLDING BRAKE VIBRATION SEVERITY GRADE N, DIAPHRAGM SEAL (IP 64) | 12608 | TEM | 1 | MC | 95.004 | 1
1FT61326AF714FB1 | SIMOTICS S SYNCHRONOUS SERVOMOTOR 1FT6 75 NM, 100 K, 3000 RPM NATURAL AIR COOLING; IM B5 (IM V1, IM V3) FOR POWER AND SIGNAL CONNECTOR OUTGOING CONNECTOR DIRECTION AXIAL DRIVE END ABSOLUTE ENCODER 2048 P/REV (ENCODER A-2048) WITH DRIVE-CLIQ INTERFACE; PERFORMANCE REDUCTION BY 10% DUE TO ABSOLUTE ENCODER; WITH FITTED KEY, ACCURACY TOLERANCE N, W. HOLDING BRAKE VIBRATION SEVERITY GRADE N, GAMMA SEALING RING (IP 65) | 12710 | TEM | 1 | MC | 95.004 | 1
1FT61326AF714FE4 | SIMOTICS S SYNCHRONOUS SERVOMOTOR 1FT6 75 NM, 100 K, 3000 RPM NATURAL AIR COOLING; IM B5 (IM V1, IM V3) FOR POWER AND SIGNAL CONNECTOR OUTGOING CONNECTOR DIRECTION AXIAL DRIVE END ABSOLUTE ENCODER 2048 P/REV (ENCODER A-2048) WITH DRIVE-CLIQ INTERFACE; PERFORMANCE REDUCTION BY 10% DUE TO ABSOLUTE ENCODER; WITH FITTED KEY, ACCURACY TOLERANCE R, W. HOLDING BRAKE VIBRATION SEVERITY GRADE R, GAMMA SEALING RING (IP 65) | 13131 | TEM | 1 | MC | 95.004 | 1
1FT61326AF714FG0 | SIMOTICS S SYNCHRONOUS SERVOMOTOR 1FT6 75 NM, 100 K, 3000 RPM NATURAL AIR COOLING; IM B5 (IM V1, IM V3) FOR POWER AND SIGNAL CONNECTOR OUTGOING CONNECTOR DIRECTION AXIAL DRIVE END ABSOLUTE ENCODER 2048 P/REV (ENCODER A-2048) WITH DRIVE-CLIQ INTERFACE; PERFORMANCE REDUCTION BY 10% DUE TO ABSOLUTE ENCODER; PLAIN SHAFT, ACCURACY TOLERANCE N, W/O HOLDING BRAKE VIBRATION SEVERITY GRADE N, DIAPHRAGM SEAL (IP 64) | 10887 | TEM | 1 | MC | 85.005 | 1
1FT61326AF714FG2 | SIMOTICS S SYNCHRONOUS SERVOMOTOR 1FT6 75 NM, 100 K, 3000 RPM NATURAL AIR COOLING; IM B5 (IM V1, IM V3) FOR POWER AND SIGNAL CONNECTOR OUTGOING CONNECTOR DIRECTION AXIAL DRIVE END ABSOLUTE ENCODER 2048 P/REV (ENCODER A-2048) WITH DRIVE-CLIQ INTERFACE; PERFORMANCE REDUCTION BY 10% DUE TO ABSOLUTE ENCODER; PLAIN SHAFT, ACCURACY TOLERANCE N, W/O HOLDING BRAKE VIBRATION SEVERITY GRADE N, ROTARY SHAFT SEAL (IP 67) | 11074 | TEM | 1 | MC | 85.005 | 1
1FT61326AF714FH0 | SIMOTICS S SYNCHRONOUS SERVOMOTOR 1FT6 75 NM, 100 K, 3000 RPM NATURAL AIR COOLING; IM B5 (IM V1, IM V3) FOR POWER AND SIGNAL CONNECTOR OUTGOING CONNECTOR DIRECTION AXIAL DRIVE END ABSOLUTE ENCODER 2048 P/REV (ENCODER A-2048) WITH DRIVE-CLIQ INTERFACE; PERFORMANCE REDUCTION BY 10% DUE TO ABSOLUTE ENCODER; PLAIN SHAFT, ACCURACY TOLERANCE N, W. HOLDING BRAKE VIBRATION SEVERITY GRADE N, DIAPHRAGM SEAL (IP 64) | 12761 | TEM | 1 | MC | 95.004 | 1
1FT61326AF714FH1 | SIMOTICS S SYNCHRONOUS SERVOMOTOR 1FT6 75 NM, 100 K, 3000 RPM NATURAL AIR COOLING; IM B5 (IM V1, IM V3) FOR POWER AND SIGNAL CONNECTOR OUTGOING CONNECTOR DIRECTION AXIAL DRIVE END ABSOLUTE ENCODER 2048 P/REV (ENCODER A-2048) WITH DRIVE-CLIQ INTERFACE; PERFORMANCE REDUCTION BY 10% DUE TO ABSOLUTE ENCODER; PLAIN SHAFT, ACCURACY TOLERANCE N, W. HOLDING BRAKE VIBRATION SEVERITY GRADE N, GAMMA SEALING RING (IP 65) | 12863 | TEM | 1 | MC | 95.004 | 1
1FT61326AF714FH2 | SIMOTICS S SYNCHRONOUS SERVOMOTOR 1FT6 75 NM, 100 K, 3000 RPM NATURAL AIR COOLING; IM B5 (IM V1, IM V3) FOR POWER AND SIGNAL CONNECTOR OUTGOING CONNECTOR DIRECTION AXIAL DRIVE END ABSOLUTE ENCODER 2048 P/REV (ENCODER A-2048) WITH DRIVE-CLIQ INTERFACE; PERFORMANCE REDUCTION BY 10% DUE TO ABSOLUTE ENCODER; PLAIN SHAFT, ACCURACY TOLERANCE N, W. HOLDING BRAKE VIBRATION SEVERITY GRADE N, ROTARY SHAFT SEAL (IP 67) | 12949 | TEM | 1 | MC | 95.004 | 1
1FT61326AF714FL0 | SIMOTICS S SYNCHRONOUS SERVOMOTOR 1FT6 75 NM, 100 K, 3000 RPM NATURAL AIR COOLING; IM B5 (IM V1, IM V3) FOR POWER AND SIGNAL CONNECTOR OUTGOING CONNECTOR DIRECTION AXIAL DRIVE END ABSOLUTE ENCODER 2048 P/REV (ENCODER A-2048) WITH DRIVE-CLIQ INTERFACE; PERFORMANCE REDUCTION BY 10% DUE TO ABSOLUTE ENCODER; PLAIN SHAFT, ACCURACY TOLERANCE R, W. HOLDING BRAKE VIBRATION SEVERITY GRADE N, DIAPHRAGM SEAL (IP 64) | 12982 | TEM | 1 | MC | 95.004 | 1
1FT61326AF714FL1 | SIMOTICS S SYNCHRONOUS SERVOMOTOR 1FT6 75 NM, 100 K, 3000 RPM NATURAL AIR COOLING; IM B5 (IM V1, IM V3) FOR POWER AND SIGNAL CONNECTOR OUTGOING CONNECTOR DIRECTION AXIAL DRIVE END ABSOLUTE ENCODER 2048 P/REV (ENCODER A-2048) WITH DRIVE-CLIQ INTERFACE; PERFORMANCE REDUCTION BY 10% DUE TO ABSOLUTE ENCODER; PLAIN SHAFT, ACCURACY TOLERANCE R, W. HOLDING BRAKE VIBRATION SEVERITY GRADE N, GAMMA SEALING RING (IP 65) | 13084 | TEM | 1 | MC | 95.004 | 1
1FT61326AF714SA1 | SIMOTICS S SYNCHRONOUS SERVOMOTOR 1FT6 75 NM, 100 K, 3000 RPM NATURAL AIR COOLING; IM B5 (IM V1, IM V3) FOR POWER AND SIGNAL CONNECTOR OUTGOING CONNECTOR DIRECTION AXIAL DRIVE END RESOLVER MULTI-POLE (RESOLVER P=3); WITH FITTED KEY, ACCURACY TOLERANCE N, W/O HOLDING BRAKE VIBRATION SEVERITY GRADE N, GAMMA SEALING RING (IP 65) | 8706 | TEM | 1 | MC | 85.005 | 1
1FT61326AF714SG1 | SIMOTICS S SYNCHRONOUS SERVOMOTOR 1FT6 75 NM, 100 K, 3000 RPM NATURAL AIR COOLING; IM B5 (IM V1, IM V3) FOR POWER AND SIGNAL CONNECTOR OUTGOING CONNECTOR DIRECTION AXIAL DRIVE END RESOLVER MULTI-POLE (RESOLVER P=3); PLAIN SHAFT, ACCURACY TOLERANCE N, W/O HOLDING BRAKE VIBRATION SEVERITY GRADE N, GAMMA SEALING RING (IP 65) | 8706 | TEM | 1 | MC | 85.005 | 1
1FT61326AF714TA0 | SIMOTICS S SYNCHRONOUS SERVOMOTOR 1FT6 75 NM, 100 K, 3000 RPM NATURAL AIR COOLING; IM B5 (IM V1, IM V3) FOR POWER AND SIGNAL CONNECTOR OUTGOING CONNECTOR DIRECTION AXIAL DRIVE END RESOLVER 2-POLE (RESOLVER P=1); WITH FITTED KEY, ACCURACY TOLERANCE N, W/O HOLDING BRAKE VIBRATION SEVERITY GRADE N, DIAPHRAGM SEAL (IP 64) | 8609 | TEM | 1 | MC | 85.005 | 1
1FT61326AF714TA1 | SIMOTICS S SYNCHRONOUS SERVOMOTOR 1FT6 75 NM, 100 K, 3000 RPM NATURAL AIR COOLING; IM B5 (IM V1, IM V3) FOR POWER AND SIGNAL CONNECTOR OUTGOING CONNECTOR DIRECTION AXIAL DRIVE END RESOLVER 2-POLE (RESOLVER P=1); WITH FITTED KEY, ACCURACY TOLERANCE N, W/O HOLDING BRAKE VIBRATION SEVERITY GRADE N, GAMMA SEALING RING (IP 65) | 8711 | TEM | 1 | MC | 85.005 | 1
1FT61326AF714TH1 | SIMOTICS S SYNCHRONOUS SERVOMOTOR 1FT6 75 NM, 100 K, 3000 RPM NATURAL AIR COOLING; IM B5 (IM V1, IM V3) FOR POWER AND SIGNAL CONNECTOR OUTGOING CONNECTOR DIRECTION AXIAL DRIVE END RESOLVER 2-POLE (RESOLVER P=1); PLAIN SHAFT, ACCURACY TOLERANCE N, W. HOLDING BRAKE VIBRATION SEVERITY GRADE N, GAMMA SEALING RING (IP 65) | 10585 | TEM | 1 | MC | 95.004 | 1
1FT61326AF714TH6 | SIMOTICS S SYNCHRONOUS SERVOMOTOR 1FT6 75 NM, 100 K, 3000 RPM NATURAL AIR COOLING; IM B5 (IM V1, IM V3) FOR POWER AND SIGNAL CONNECTOR OUTGOING CONNECTOR DIRECTION AXIAL DRIVE END RESOLVER 2-POLE (RESOLVER P=1); PLAIN SHAFT, ACCURACY TOLERANCE N, W. HOLDING BRAKE VIBRATION SEVERITY GRADE N, KEROSENE SEAL (IP 68) | 10805 | TEM | 1 | MC | 95.004 | 1
1FT61326AF714UH0 | SIMOTICS S SYNCHRONOUS SERVOMOTOR 1FT6 75 NM, 100 K, 3000 RPM NATURAL AIR COOLING; IM B5 (IM V1, IM V3) FOR POWER AND SIGNAL CONNECTOR OUTGOING CONNECTOR DIRECTION AXIAL DRIVE END RESOLVER MULTI-POLE (RESOLVER P=3) WITH DRIVE-CLIQ INTERFACE; PLAIN SHAFT, ACCURACY TOLERANCE N, W. HOLDING BRAKE VIBRATION SEVERITY GRADE N, DIAPHRAGM SEAL (IP 64) | 10844 | TEM | 1 | MC | 95.004 | 1
1FT61326AF715AG0 | SIMOTICS S SYNCHRONOUS SERVOMOTOR 1FT6 75 NM, 100 K, 3000 RPM NATURAL AIR COOLING; IM B5 (IM V1, IM V3) FOR CONNECT. OF TERMINAL BOX AND SIGNAL CONNECTOR, TERMINAL BOX TRAVERSE RIGHT INCREM. ENCODER, SIN/COS 1 VPP 2048 P/REV (ENCODER I-2048); PLAIN SHAFT, ACCURACY TOLERANCE N, W/O HOLDING BRAKE VIBRATION SEVERITY GRADE N, DIAPHRAGM SEAL (IP 64) | 9704 | TEM | 1 | MC | 85.504 | 1
1FT61326AF715EA0 | SIMOTICS S SYNCHRONOUS SERVOMOTOR 1FT6 75 NM, 100 K, 3000 RPM NATURAL AIR COOLING; IM B5 (IM V1, IM V3) FOR CONNECT. OF TERMINAL BOX AND SIGNAL CONNECTOR, TERMINAL BOX TRAVERSE RIGHT ABSOLUTE ENCODER ENDAT 2048 P/REV (ENCODER A-2048); PERFORMANCE REDUCTION BY 10% DUE TO ABSOLUTE ENCODER; WITH FITTED KEY, ACCURACY TOLERANCE N, W/O HOLDING BRAKE VIBRATION SEVERITY GRADE N, DIAPHRAGM SEAL (IP 64) | 10511 | TEM | 1 | MC | 85.504 | 1
1FT61326AF715EG0 | SIMOTICS S SYNCHRONOUS SERVOMOTOR 1FT6 75 NM, 100 K, 3000 RPM NATURAL AIR COOLING; IM B5 (IM V1, IM V3) FOR CONNECT. OF TERMINAL BOX AND SIGNAL CONNECTOR, TERMINAL BOX TRAVERSE RIGHT ABSOLUTE ENCODER ENDAT 2048 P/REV (ENCODER A-2048); PERFORMANCE REDUCTION BY 10% DUE TO ABSOLUTE ENCODER; PLAIN SHAFT, ACCURACY TOLERANCE N, W/O HOLDING BRAKE VIBRATION SEVERITY GRADE N, DIAPHRAGM SEAL (IP 64) | 10511 | TEM | 1 | MC | 85.504 | 1
1FT61326AF717FA0 | SIMOTICS S SYNCHRONOUS SERVOMOTOR 1FT6 75 NM, 100 K, 3000 RPM NATURAL AIR COOLING; IM B5 (IM V1, IM V3) FOR CONNECT. OF TERMINAL BOX AND SIGNAL CONNECTOR, TERMINAL BOX AXIAL NON-DRIVE END ABSOLUTE ENCODER 2048 P/REV (ENCODER A-2048) WITH DRIVE-CLIQ INTERFACE; PERFORMANCE REDUCTION BY 10% DUE TO ABSOLUTE ENCODER; WITH FITTED KEY, ACCURACY TOLERANCE N, W/O HOLDING BRAKE VIBRATION SEVERITY GRADE N, DIAPHRAGM SEAL (IP 64) | 10887 | TEM | 1 | MC | 85.504 | 1
1FT61326AF718DA0 | SIMOTICS S SYNCHRONOUS SERVOMOTOR 1FT6 75 NM, 100 K, 3000 RPM NATURAL AIR COOLING; IM B5 (IM V1, IM V3) FOR CONNECT. OF TERMINAL BOX AND SIGNAL CONNECTOR, TERMINAL BOX AXIAL DRIVE END INCREMENTAL ENCODER 2048 P/REV (ENCODER I-2048) WITH DRIVE-CLIQ INTERFACE; WITH FITTED KEY, ACCURACY TOLERANCE N, W/O HOLDING BRAKE VIBRATION SEVERITY GRADE N, DIAPHRAGM SEAL (IP 64) | 10068 | TEM | 1 | MC | 85.504 | 1
1FT61326AF718EA0 | SIMOTICS S SYNCHRONOUS SERVOMOTOR 1FT6 75 NM, 100 K, 3000 RPM NATURAL AIR COOLING; IM B5 (IM V1, IM V3) FOR CONNECT. OF TERMINAL BOX AND SIGNAL CONNECTOR, TERMINAL BOX AXIAL DRIVE END ABSOLUTE ENCODER ENDAT 2048 P/REV (ENCODER A-2048); PERFORMANCE REDUCTION BY 10% DUE TO ABSOLUTE ENCODER; WITH FITTED KEY, ACCURACY TOLERANCE N, W/O HOLDING BRAKE VIBRATION SEVERITY GRADE N, DIAPHRAGM SEAL (IP 64) | 10511 | TEM | 1 | MC | 85.504 | 1
1FT61326AF718EB0 | SIMOTICS S SYNCHRONOUS SERVOMOTOR 1FT6 75 NM, 100 K, 3000 RPM NATURAL AIR COOLING; IM B5 (IM V1, IM V3) FOR CONNECT. OF TERMINAL BOX AND SIGNAL CONNECTOR, TERMINAL BOX AXIAL DRIVE END ABSOLUTE ENCODER ENDAT 2048 P/REV (ENCODER A-2048); PERFORMANCE REDUCTION BY 10% DUE TO ABSOLUTE ENCODER; WITH FITTED KEY, ACCURACY TOLERANCE N, W. HOLDING BRAKE VIBRATION SEVERITY GRADE N, DIAPHRAGM SEAL (IP 64) | 12231 | TEM | 1 | MC | 95.503 | 1
1FT61326AF718TA0 | SIMOTICS S SYNCHRONOUS SERVOMOTOR 1FT6 75 NM, 100 K, 3000 RPM NATURAL AIR COOLING; IM B5 (IM V1, IM V3) FOR CONNECT. OF TERMINAL BOX AND SIGNAL CONNECTOR, TERMINAL BOX AXIAL DRIVE END RESOLVER 2-POLE (RESOLVER P=1); WITH FITTED KEY, ACCURACY TOLERANCE N, W/O HOLDING BRAKE VIBRATION SEVERITY GRADE N, DIAPHRAGM SEAL (IP 64) | 8609 | TEM | 1 | MC | 85.504 | 1
1FT61326AF764AH0 | SIMOTICS S SYNCHRONOUS SERVOMOTOR 1FT6 75 NM, 100 K, 3000 RPM NATURAL AIR COOLING; DESIGN IM B35 CUSTOMER SPECIFIC VERSION FOR POWER AND SIGNAL CONNECTOR OUTGOING CONNECTOR DIRECTION AXIAL DRIVE END INCREM. ENCODER, SIN/COS 1 VPP 2048 P/REV (ENCODER I-2048); PLAIN SHAFT, ACCURACY TOLERANCE N, W. HOLDING BRAKE VIBRATION SEVERITY GRADE N, DIAPHRAGM SEAL (IP 64) | 11578 | TEM | 1 | MC | 95.004 | 1
1FT61326SB711AA0 | SIMOTICS S SYNCHRONOUS SERVOMOTOR, 1FT6 110 NM, 100 K, 1500 REV/MIN, SEPARATE VENTILATION IM B5 (IM V1, IM V3) FOR POWER AND SIGNAL CONNECTOR OUTGOING CONNECTOR DIRECTION TRAVERSE RIGHT INCREM. ENCODER, SIN/COS 1 VPP 2048 P/REV (ENCODER I-2048); WITH FITTED KEY, ACCURACY TOLERANCE N, W/O HOLDING BRAKE VIBRATION SEVERITY GRADE N, DIAPHRAGM SEAL (IP 64) | 11195 | TEM | 1 | MC | 91.005 | 1
1FT61326SB711AA1 | SIMOTICS S SYNCHRONOUS SERVOMOTOR, 1FT6 110 NM, 100 K, 1500 REV/MIN, SEPARATE VENTILATION IM B5 (IM V1, IM V3) FOR POWER AND SIGNAL CONNECTOR OUTGOING CONNECTOR DIRECTION TRAVERSE RIGHT INCREM. ENCODER, SIN/COS 1 VPP 2048 P/REV (ENCODER I-2048); WITH FITTED KEY, ACCURACY TOLERANCE N, W/O HOLDING BRAKE VIBRATION SEVERITY GRADE N, GAMMA SEALING RING (IP 65) | 11297 | TEM | 1 | MC | 91.005 | 1
1FT61326SB711AB0 | SIMOTICS S SYNCHRONOUS SERVOMOTOR, 1FT6 110 NM, 100 K, 1500 REV/MIN, SEPARATE VENTILATION IM B5 (IM V1, IM V3) FOR POWER AND SIGNAL CONNECTOR OUTGOING CONNECTOR DIRECTION TRAVERSE RIGHT INCREM. ENCODER, SIN/COS 1 VPP 2048 P/REV (ENCODER I-2048); WITH FITTED KEY, ACCURACY TOLERANCE N, W. HOLDING BRAKE VIBRATION SEVERITY GRADE N, DIAPHRAGM SEAL (IP 64) | 12915 | TEM | 1 | MC | 101.004 | 1
1FT61326SB711AG0 | SIMOTICS S SYNCHRONOUS SERVOMOTOR, 1FT6 110 NM, 100 K, 1500 REV/MIN, SEPARATE VENTILATION IM B5 (IM V1, IM V3) FOR POWER AND SIGNAL CONNECTOR OUTGOING CONNECTOR DIRECTION TRAVERSE RIGHT INCREM. ENCODER, SIN/COS 1 VPP 2048 P/REV (ENCODER I-2048); PLAIN SHAFT, ACCURACY TOLERANCE N, W/O HOLDING BRAKE VIBRATION SEVERITY GRADE N, DIAPHRAGM SEAL (IP 64) | 11195 | TEM | 1 | MC | 91.005 | 1
1FT61326SB711AH1 | SIMOTICS S SYNCHRONOUS SERVOMOTOR, 1FT6 110 NM, 100 K, 1500 REV/MIN, SEPARATE VENTILATION IM B5 (IM V1, IM V3) FOR POWER AND SIGNAL CONNECTOR OUTGOING CONNECTOR DIRECTION TRAVERSE RIGHT INCREM. ENCODER, SIN/COS 1 VPP 2048 P/REV (ENCODER I-2048); PLAIN SHAFT, ACCURACY TOLERANCE N, W. HOLDING BRAKE VIBRATION SEVERITY GRADE N, GAMMA SEALING RING (IP 65) | 13171 | TEM | 1 | MC | 101.004 | 1
1FT61326SB711DA0 | SIMOTICS S SYNCHRONOUS SERVOMOTOR, 1FT6 110 NM, 100 K, 1500 REV/MIN, SEPARATE VENTILATION IM B5 (IM V1, IM V3) FOR POWER AND SIGNAL CONNECTOR OUTGOING CONNECTOR DIRECTION TRAVERSE RIGHT INCREMENTAL ENCODER 2048 P/REV (ENCODER I-2048) WITH DRIVE-CLIQ INTERFACE; WITH FITTED KEY, ACCURACY TOLERANCE N, W/O HOLDING BRAKE VIBRATION SEVERITY GRADE N, DIAPHRAGM SEAL (IP 64) | 11559 | TEM | 1 | MC | 91.005 | 1
1FT61326SB711DB0 | SIMOTICS S SYNCHRONOUS SERVOMOTOR, 1FT6 110 NM, 100 K, 1500 REV/MIN, SEPARATE VENTILATION IM B5 (IM V1, IM V3) FOR POWER AND SIGNAL CONNECTOR OUTGOING CONNECTOR DIRECTION TRAVERSE RIGHT INCREMENTAL ENCODER 2048 P/REV (ENCODER I-2048) WITH DRIVE-CLIQ INTERFACE; WITH FITTED KEY, ACCURACY TOLERANCE N, W. HOLDING BRAKE VIBRATION SEVERITY GRADE N, DIAPHRAGM SEAL (IP 64) | 13280 | TEM | 1 | MC | 101.004 | 1
1FT61326SB711DG0 | SIMOTICS S SYNCHRONOUS SERVOMOTOR, 1FT6 110 NM, 100 K, 1500 REV/MIN, SEPARATE VENTILATION IM B5 (IM V1, IM V3) FOR POWER AND SIGNAL CONNECTOR OUTGOING CONNECTOR DIRECTION TRAVERSE RIGHT INCREMENTAL ENCODER 2048 P/REV (ENCODER I-2048) WITH DRIVE-CLIQ INTERFACE; PLAIN SHAFT, ACCURACY TOLERANCE N, W/O HOLDING BRAKE VIBRATION SEVERITY GRADE N, DIAPHRAGM SEAL (IP 64) | 11559 | TEM | 1 | MC | 91.005 | 1
1FT61326SB711DH1 | SIMOTICS S SYNCHRONOUS SERVOMOTOR, 1FT6 110 NM, 100 K, 1500 REV/MIN, SEPARATE VENTILATION IM B5 (IM V1, IM V3) FOR POWER AND SIGNAL CONNECTOR OUTGOING CONNECTOR DIRECTION TRAVERSE RIGHT INCREMENTAL ENCODER 2048 P/REV (ENCODER I-2048) WITH DRIVE-CLIQ INTERFACE; PLAIN SHAFT, ACCURACY TOLERANCE N, W. HOLDING BRAKE VIBRATION SEVERITY GRADE N, GAMMA SEALING RING (IP 65) | 13536 | TEM | 1 | MC | 101.004 | 1
1FT61326SB711EG0 | SIMOTICS S SYNCHRONOUS SERVOMOTOR, 1FT6 110 NM, 100 K, 1500 REV/MIN, SEPARATE VENTILATION IM B5 (IM V1, IM V3) FOR POWER AND SIGNAL CONNECTOR OUTGOING CONNECTOR DIRECTION TRAVERSE RIGHT ABSOLUTE ENCODER ENDAT 2048 P/REV (ENCODER A-2048); PERFORMANCE REDUCTION BY 10% DUE TO ABSOLUTE ENCODER; PLAIN SHAFT, ACCURACY TOLERANCE N, W/O HOLDING BRAKE VIBRATION SEVERITY GRADE N, DIAPHRAGM SEAL (IP 64) | 12002 | TEM | 1 | MC | 91.005 | 1
1FT61326SB711EG1 | SIMOTICS S SYNCHRONOUS SERVOMOTOR, 1FT6 110 NM, 100 K, 1500 REV/MIN, SEPARATE VENTILATION IM B5 (IM V1, IM V3) FOR POWER AND SIGNAL CONNECTOR OUTGOING CONNECTOR DIRECTION TRAVERSE RIGHT ABSOLUTE ENCODER ENDAT 2048 P/REV (ENCODER A-2048); PERFORMANCE REDUCTION BY 10% DUE TO ABSOLUTE ENCODER; PLAIN SHAFT, ACCURACY TOLERANCE N, W/O HOLDING BRAKE VIBRATION SEVERITY GRADE N, GAMMA SEALING RING (IP 65) | 12104 | TEM | 1 | MC | 91.005 | 1
1FT61326SB711FA0 | SIMOTICS S SYNCHRONOUS SERVOMOTOR, 1FT6 110 NM, 100 K, 1500 REV/MIN, SEPARATE VENTILATION IM B5 (IM V1, IM V3) FOR POWER AND SIGNAL CONNECTOR OUTGOING CONNECTOR DIRECTION TRAVERSE RIGHT ABSOLUTE ENCODER 2048 P/REV (ENCODER A-2048) WITH DRIVE-CLIQ INTERFACE; PERFORMANCE REDUCTION BY 10% DUE TO ABSOLUTE ENCODER; WITH FITTED KEY, ACCURACY TOLERANCE N, W/O HOLDING BRAKE VIBRATION SEVERITY GRADE N, DIAPHRAGM SEAL (IP 64) | 12378 | TEM | 1 | MC | 91.005 | 1
1FT61326SB711UA0 | SIMOTICS S SYNCHRONOUS SERVOMOTOR, 1FT6 110 NM, 100 K, 1500 REV/MIN, SEPARATE VENTILATION IM B5 (IM V1, IM V3) FOR POWER AND SIGNAL CONNECTOR OUTGOING CONNECTOR DIRECTION TRAVERSE RIGHT RESOLVER MULTI-POLE (RESOLVER P=3) WITH DRIVE-CLIQ INTERFACE; WITH FITTED KEY, ACCURACY TOLERANCE N, W/O HOLDING BRAKE VIBRATION SEVERITY GRADE N, DIAPHRAGM SEAL (IP 64) | 10461 | TEM | 1 | MC | 91.005 | 1
1FT61326SB712AB0 | SIMOTICS S SYNCHRONOUS SERVOMOTOR, 1FT6 110 NM, 100 K, 1500 REV/MIN, SEPARATE VENTILATION IM B5 (IM V1, IM V3) FOR POWER AND SIGNAL CONNECTOR OUTGOING CONNECTOR DIRECTION TRAVERSE LEFT INCREM. ENCODER, SIN/COS 1 VPP 2048 P/REV (ENCODER I-2048); WITH FITTED KEY, ACCURACY TOLERANCE N, W. HOLDING BRAKE VIBRATION SEVERITY GRADE N, DIAPHRAGM SEAL (IP 64) | 12915 | TEM | 1 | MC | 101.004 | 1
1FT61326SB712AL3 | SIMOTICS S SYNCHRONOUS SERVOMOTOR, 1FT6 110 NM, 100 K, 1500 REV/MIN, SEPARATE VENTILATION IM B5 (IM V1, IM V3) FOR POWER AND SIGNAL CONNECTOR OUTGOING CONNECTOR DIRECTION TRAVERSE LEFT INCREM. ENCODER, SIN/COS 1 VPP 2048 P/REV (ENCODER I-2048); PLAIN SHAFT, ACCURACY TOLERANCE R, W. HOLDING BRAKE VIBRATION SEVERITY GRADE R, DIAPHRAGM SEAL (IP 64) | 13459 | TEM | 1 | MC | 101.004 | 1
1FT61326SB712FA0 | SIMOTICS S SYNCHRONOUS SERVOMOTOR, 1FT6 110 NM, 100 K, 1500 REV/MIN, SEPARATE VENTILATION IM B5 (IM V1, IM V3) FOR POWER AND SIGNAL CONNECTOR OUTGOING CONNECTOR DIRECTION TRAVERSE LEFT ABSOLUTE ENCODER 2048 P/REV (ENCODER A-2048) WITH DRIVE-CLIQ INTERFACE; PERFORMANCE REDUCTION BY 10% DUE TO ABSOLUTE ENCODER; WITH FITTED KEY, ACCURACY TOLERANCE N, W/O HOLDING BRAKE VIBRATION SEVERITY GRADE N, DIAPHRAGM SEAL (IP 64) | 12378 | TEM | 1 | MC | 91.005 | 1
1FT61326SB714DA0 | SIMOTICS S SYNCHRONOUS SERVOMOTOR, 1FT6 110 NM, 100 K, 1500 REV/MIN, SEPARATE VENTILATION IM B5 (IM V1, IM V3) FOR POWER AND SIGNAL CONNECTOR OUTGOING CONNECTOR DIRECTION AXIAL DRIVE END INCREMENTAL ENCODER 2048 P/REV (ENCODER I-2048) WITH DRIVE-CLIQ INTERFACE; WITH FITTED KEY, ACCURACY TOLERANCE N, W/O HOLDING BRAKE VIBRATION SEVERITY GRADE N, DIAPHRAGM SEAL (IP 64) | 11559 | TEM | 1 | MC | 91.005 | 1
1FT61326SB714DB1 | SIMOTICS S SYNCHRONOUS SERVOMOTOR, 1FT6 110 NM, 100 K, 1500 REV/MIN, SEPARATE VENTILATION IM B5 (IM V1, IM V3) FOR POWER AND SIGNAL CONNECTOR OUTGOING CONNECTOR DIRECTION AXIAL DRIVE END INCREMENTAL ENCODER 2048 P/REV (ENCODER I-2048) WITH DRIVE-CLIQ INTERFACE; WITH FITTED KEY, ACCURACY TOLERANCE N, W. HOLDING BRAKE VIBRATION SEVERITY GRADE N, GAMMA SEALING RING (IP 65) | 13382 | TEM | 1 | MC | 101.004 | 1
1FT61326SB714DG1 | SIMOTICS S SYNCHRONOUS SERVOMOTOR, 1FT6 110 NM, 100 K, 1500 REV/MIN, SEPARATE VENTILATION IM B5 (IM V1, IM V3) FOR POWER AND SIGNAL CONNECTOR OUTGOING CONNECTOR DIRECTION AXIAL DRIVE END INCREMENTAL ENCODER 2048 P/REV (ENCODER I-2048) WITH DRIVE-CLIQ INTERFACE; PLAIN SHAFT, ACCURACY TOLERANCE N, W/O HOLDING BRAKE VIBRATION SEVERITY GRADE N, GAMMA SEALING RING (IP 65) | 11661 | TEM | 1 | MC | 91.005 | 1
1FT61326SB714EA1 | SIMOTICS S SYNCHRONOUS SERVOMOTOR, 1FT6 110 NM, 100 K, 1500 REV/MIN, SEPARATE VENTILATION IM B5 (IM V1, IM V3) FOR POWER AND SIGNAL CONNECTOR OUTGOING CONNECTOR DIRECTION AXIAL DRIVE END ABSOLUTE ENCODER ENDAT 2048 P/REV (ENCODER A-2048); PERFORMANCE REDUCTION BY 10% DUE TO ABSOLUTE ENCODER; WITH FITTED KEY, ACCURACY TOLERANCE N, W/O HOLDING BRAKE VIBRATION SEVERITY GRADE N, GAMMA SEALING RING (IP 65) | 12104 | TEM | 1 | MC | 91.005 | 1
1FT61326SB714EH1 | SIMOTICS S SYNCHRONOUS SERVOMOTOR, 1FT6 110 NM, 100 K, 1500 REV/MIN, SEPARATE VENTILATION IM B5 (IM V1, IM V3) FOR POWER AND SIGNAL CONNECTOR OUTGOING CONNECTOR DIRECTION AXIAL DRIVE END ABSOLUTE ENCODER ENDAT 2048 P/REV (ENCODER A-2048); PERFORMANCE REDUCTION BY 10% DUE TO ABSOLUTE ENCODER; PLAIN SHAFT, ACCURACY TOLERANCE N, W. HOLDING BRAKE VIBRATION SEVERITY GRADE N, GAMMA SEALING RING (IP 65) | 13978 | TEM | 1 | MC | 101.004 | 1
1FT61326SB714FG0 | SIMOTICS S SYNCHRONOUS SERVOMOTOR, 1FT6 110 NM, 100 K, 1500 REV/MIN, SEPARATE VENTILATION IM B5 (IM V1, IM V3) FOR POWER AND SIGNAL CONNECTOR OUTGOING CONNECTOR DIRECTION AXIAL DRIVE END ABSOLUTE ENCODER 2048 P/REV (ENCODER A-2048) WITH DRIVE-CLIQ INTERFACE; PERFORMANCE REDUCTION BY 10% DUE TO ABSOLUTE ENCODER; PLAIN SHAFT, ACCURACY TOLERANCE N, W/O HOLDING BRAKE VIBRATION SEVERITY GRADE N, DIAPHRAGM SEAL (IP 64) | 12378 | TEM | 1 | MC | 91.005 | 1
1FT61326SB716TB1 | SIMOTICS S SYNCHRONOUS SERVOMOTOR, 1FT6 110 NM, 100 K, 1500 REV/MIN, SEPARATE VENTILATION IM B5 (IM V1, IM V3) FOR CONNECT. OF TERMINAL BOX AND SIGNAL CONNECTOR, TERMINAL BOX TRAVERSE LEFT RESOLVER 2-POLE (RESOLVER P=1); WITH FITTED KEY, ACCURACY TOLERANCE N, W. HOLDING BRAKE VIBRATION SEVERITY GRADE N, GAMMA SEALING RING (IP 65) | 11922 | TEM | 1 | MC | 101.503 | 1
1FT61326SB716UG0 | SIMOTICS S SYNCHRONOUS SERVOMOTOR, 1FT6 110 NM, 100 K, 1500 REV/MIN, SEPARATE VENTILATION IM B5 (IM V1, IM V3) FOR CONNECT. OF TERMINAL BOX AND SIGNAL CONNECTOR, TERMINAL BOX TRAVERSE LEFT RESOLVER MULTI-POLE (RESOLVER P=3) WITH DRIVE-CLIQ INTERFACE; PLAIN SHAFT, ACCURACY TOLERANCE N, W/O HOLDING BRAKE VIBRATION SEVERITY GRADE N, DIAPHRAGM SEAL (IP 64) | 10461 | TEM | 1 | MC | 91.504 | 1
1FT61326SB717DD0 | SIMOTICS S SYNCHRONOUS SERVOMOTOR, 1FT6 110 NM, 100 K, 1500 REV/MIN, SEPARATE VENTILATION IM B5 (IM V1, IM V3) FOR CONNECT. OF TERMINAL BOX AND SIGNAL CONNECTOR, TERMINAL BOX AXIAL NON-DRIVE END INCREMENTAL ENCODER 2048 P/REV (ENCODER I-2048) WITH DRIVE-CLIQ INTERFACE; WITH FITTED KEY, ACCURACY TOLERANCE R, W/O HOLDING BRAKE VIBRATION SEVERITY GRADE N, DIAPHRAGM SEAL (IP 64) | 11794 | TEM | 1 | MC | 91.504 | 1
1FT61326SC711AA0 | SIMOTICS S SYNCHRONOUS SERVOMOTOR 1FT6 110 NM, 100 K, 2000 RPM SEPARATE VENTILATION; IM B5 (IM V1, IM V3) FOR POWER AND SIGNAL CONNECTOR OUTGOING CONNECTOR DIRECTION TRAVERSE RIGHT INCREM. ENCODER, SIN/COS 1 VPP 2048 P/REV (ENCODER I-2048); WITH FITTED KEY, ACCURACY TOLERANCE N, W/O HOLDING BRAKE VIBRATION SEVERITY GRADE N, DIAPHRAGM SEAL (IP 64) | 11195 | TEM | 1 | MC | 91.005 | 1
1FT61326SC711AA1 | SIMOTICS S SYNCHRONOUS SERVOMOTOR 1FT6 110 NM, 100 K, 2000 RPM SEPARATE VENTILATION; IM B5 (IM V1, IM V3) FOR POWER AND SIGNAL CONNECTOR OUTGOING CONNECTOR DIRECTION TRAVERSE RIGHT INCREM. ENCODER, SIN/COS 1 VPP 2048 P/REV (ENCODER I-2048); WITH FITTED KEY, ACCURACY TOLERANCE N, W/O HOLDING BRAKE VIBRATION SEVERITY GRADE N, GAMMA SEALING RING (IP 65) | 11297 | TEM | 1 | MC | 91.005 | 1
1FT61326SC711AB0 | SIMOTICS S SYNCHRONOUS SERVOMOTOR 1FT6 110 NM, 100 K, 2000 RPM SEPARATE VENTILATION; IM B5 (IM V1, IM V3) FOR POWER AND SIGNAL CONNECTOR OUTGOING CONNECTOR DIRECTION TRAVERSE RIGHT INCREM. ENCODER, SIN/COS 1 VPP 2048 P/REV (ENCODER I-2048); WITH FITTED KEY, ACCURACY TOLERANCE N, W. HOLDING BRAKE VIBRATION SEVERITY GRADE N, DIAPHRAGM SEAL (IP 64) | 12915 | TEM | 1 | MC | 101.004 | 1
1FT61326SC711AB1 | SIMOTICS S SYNCHRONOUS SERVOMOTOR 1FT6 110 NM, 100 K, 2000 RPM SEPARATE VENTILATION; IM B5 (IM V1, IM V3) FOR POWER AND SIGNAL CONNECTOR OUTGOING CONNECTOR DIRECTION TRAVERSE RIGHT INCREM. ENCODER, SIN/COS 1 VPP 2048 P/REV (ENCODER I-2048); WITH FITTED KEY, ACCURACY TOLERANCE N, W. HOLDING BRAKE VIBRATION SEVERITY GRADE N, GAMMA SEALING RING (IP 65) | 13017 | TEM | 1 | MC | 101.004 | 1
1FT61326SC711AD0 | SIMOTICS S SYNCHRONOUS SERVOMOTOR 1FT6 110 NM, 100 K, 2000 RPM SEPARATE VENTILATION; IM B5 (IM V1, IM V3) FOR POWER AND SIGNAL CONNECTOR OUTGOING CONNECTOR DIRECTION TRAVERSE RIGHT INCREM. ENCODER, SIN/COS 1 VPP 2048 P/REV (ENCODER I-2048); WITH FITTED KEY, ACCURACY TOLERANCE R, W/O HOLDING BRAKE VIBRATION SEVERITY GRADE N, DIAPHRAGM SEAL (IP 64) | 11429 | TEM | 1 | MC | 91.005 | 1
1FT61326SC711AG0 | SIMOTICS S SYNCHRONOUS SERVOMOTOR 1FT6 110 NM, 100 K, 2000 RPM SEPARATE VENTILATION; IM B5 (IM V1, IM V3) FOR POWER AND SIGNAL CONNECTOR OUTGOING CONNECTOR DIRECTION TRAVERSE RIGHT INCREM. ENCODER, SIN/COS 1 VPP 2048 P/REV (ENCODER I-2048); PLAIN SHAFT, ACCURACY TOLERANCE N, W/O HOLDING BRAKE VIBRATION SEVERITY GRADE N, DIAPHRAGM SEAL (IP 64) | 11195 | TEM | 1 | MC | 91.005 | 1
1FT61326SC711AG1 | SIMOTICS S SYNCHRONOUS SERVOMOTOR 1FT6 110 NM, 100 K, 2000 RPM SEPARATE VENTILATION; IM B5 (IM V1, IM V3) FOR POWER AND SIGNAL CONNECTOR OUTGOING CONNECTOR DIRECTION TRAVERSE RIGHT INCREM. ENCODER, SIN/COS 1 VPP 2048 P/REV (ENCODER I-2048); PLAIN SHAFT, ACCURACY TOLERANCE N, W/O HOLDING BRAKE VIBRATION SEVERITY GRADE N, GAMMA SEALING RING (IP 65) | 11297 | TEM | 1 | MC | 91.005 | 1
1FT61326SC711AG2 | SIMOTICS S SYNCHRONOUS SERVOMOTOR 1FT6 110 NM, 100 K, 2000 RPM SEPARATE VENTILATION; IM B5 (IM V1, IM V3) FOR POWER AND SIGNAL CONNECTOR OUTGOING CONNECTOR DIRECTION TRAVERSE RIGHT INCREM. ENCODER, SIN/COS 1 VPP 2048 P/REV (ENCODER I-2048); PLAIN SHAFT, ACCURACY TOLERANCE N, W/O HOLDING BRAKE VIBRATION SEVERITY GRADE N, ROTARY SHAFT SEAL (IP 67) | 11382 | TEM | 1 | MC | 91.005 | 1
1FT61326SC711AH0 | SIMOTICS S SYNCHRONOUS SERVOMOTOR 1FT6 110 NM, 100 K, 2000 RPM SEPARATE VENTILATION; IM B5 (IM V1, IM V3) FOR POWER AND SIGNAL CONNECTOR OUTGOING CONNECTOR DIRECTION TRAVERSE RIGHT INCREM. ENCODER, SIN/COS 1 VPP 2048 P/REV (ENCODER I-2048); PLAIN SHAFT, ACCURACY TOLERANCE N, W. HOLDING BRAKE VIBRATION SEVERITY GRADE N, DIAPHRAGM SEAL (IP 64) | 13069 | TEM | 1 | MC | 101.004 | 1
1FT61326SC711AH1 | SIMOTICS S SYNCHRONOUS SERVOMOTOR 1FT6 110 NM, 100 K, 2000 RPM SEPARATE VENTILATION; IM B5 (IM V1, IM V3) FOR POWER AND SIGNAL CONNECTOR OUTGOING CONNECTOR DIRECTION TRAVERSE RIGHT INCREM. ENCODER, SIN/COS 1 VPP 2048 P/REV (ENCODER I-2048); PLAIN SHAFT, ACCURACY TOLERANCE N, W. HOLDING BRAKE VIBRATION SEVERITY GRADE N, GAMMA SEALING RING (IP 65) | 13171 | TEM | 1 | MC | 101.004 | 1
1FT61326SC711AL3 | SIMOTICS S SYNCHRONOUS SERVOMOTOR 1FT6 110 NM, 100 K, 2000 RPM SEPARATE VENTILATION; IM B5 (IM V1, IM V3) FOR POWER AND SIGNAL CONNECTOR OUTGOING CONNECTOR DIRECTION TRAVERSE RIGHT INCREM. ENCODER, SIN/COS 1 VPP 2048 P/REV (ENCODER I-2048); PLAIN SHAFT, ACCURACY TOLERANCE R, W. HOLDING BRAKE VIBRATION SEVERITY GRADE R, DIAPHRAGM SEAL (IP 64) | 13459 | TEM | 1 | MC | 101.004 | 1
1FT61326SC711DA0 | SIMOTICS S SYNCHRONOUS SERVOMOTOR 1FT6 110 NM, 100 K, 2000 RPM SEPARATE VENTILATION; IM B5 (IM V1, IM V3) FOR POWER AND SIGNAL CONNECTOR OUTGOING CONNECTOR DIRECTION TRAVERSE RIGHT INCREMENTAL ENCODER 2048 P/REV (ENCODER I-2048) WITH DRIVE-CLIQ INTERFACE; WITH FITTED KEY, ACCURACY TOLERANCE N, W/O HOLDING BRAKE VIBRATION SEVERITY GRADE N, DIAPHRAGM SEAL (IP 64) | 11559 | TEM | 1 | MC | 91.005 | 1
1FT61326SC711DA1 | SIMOTICS S SYNCHRONOUS SERVOMOTOR 1FT6 110 NM, 100 K, 2000 RPM SEPARATE VENTILATION; IM B5 (IM V1, IM V3) FOR POWER AND SIGNAL CONNECTOR OUTGOING CONNECTOR DIRECTION TRAVERSE RIGHT INCREMENTAL ENCODER 2048 P/REV (ENCODER I-2048) WITH DRIVE-CLIQ INTERFACE; WITH FITTED KEY, ACCURACY TOLERANCE N, W/O HOLDING BRAKE VIBRATION SEVERITY GRADE N, GAMMA SEALING RING (IP 65) | 11661 | TEM | 1 | MC | 91.005 | 1
1FT61326SC711DB0 | SIMOTICS S SYNCHRONOUS SERVOMOTOR 1FT6 110 NM, 100 K, 2000 RPM SEPARATE VENTILATION; IM B5 (IM V1, IM V3) FOR POWER AND SIGNAL CONNECTOR OUTGOING CONNECTOR DIRECTION TRAVERSE RIGHT INCREMENTAL ENCODER 2048 P/REV (ENCODER I-2048) WITH DRIVE-CLIQ INTERFACE; WITH FITTED KEY, ACCURACY TOLERANCE N, W. HOLDING BRAKE VIBRATION SEVERITY GRADE N, DIAPHRAGM SEAL (IP 64) | 13280 | TEM | 1 | MC | 101.004 | 1
1FT61326SC711DG0 | SIMOTICS S SYNCHRONOUS SERVOMOTOR 1FT6 110 NM, 100 K, 2000 RPM SEPARATE VENTILATION; IM B5 (IM V1, IM V3) FOR POWER AND SIGNAL CONNECTOR OUTGOING CONNECTOR DIRECTION TRAVERSE RIGHT INCREMENTAL ENCODER 2048 P/REV (ENCODER I-2048) WITH DRIVE-CLIQ INTERFACE; PLAIN SHAFT, ACCURACY TOLERANCE N, W/O HOLDING BRAKE VIBRATION SEVERITY GRADE N, DIAPHRAGM SEAL (IP 64) | 11559 | TEM | 1 | MC | 91.005 | 1
1FT61326SC711DG1 | SIMOTICS S SYNCHRONOUS SERVOMOTOR 1FT6 110 NM, 100 K, 2000 RPM SEPARATE VENTILATION; IM B5 (IM V1, IM V3) FOR POWER AND SIGNAL CONNECTOR OUTGOING CONNECTOR DIRECTION TRAVERSE RIGHT INCREMENTAL ENCODER 2048 P/REV (ENCODER I-2048) WITH DRIVE-CLIQ INTERFACE; PLAIN SHAFT, ACCURACY TOLERANCE N, W/O HOLDING BRAKE VIBRATION SEVERITY GRADE N, GAMMA SEALING RING (IP 65) | 11661 | TEM | 1 | MC | 91.005 | 1
1FT61326SC711DH0 | SIMOTICS S SYNCHRONOUS SERVOMOTOR 1FT6 110 NM, 100 K, 2000 RPM SEPARATE VENTILATION; IM B5 (IM V1, IM V3) FOR POWER AND SIGNAL CONNECTOR OUTGOING CONNECTOR DIRECTION TRAVERSE RIGHT INCREMENTAL ENCODER 2048 P/REV (ENCODER I-2048) WITH DRIVE-CLIQ INTERFACE; PLAIN SHAFT, ACCURACY TOLERANCE N, W. HOLDING BRAKE VIBRATION SEVERITY GRADE N, DIAPHRAGM SEAL (IP 64) | 13434 | TEM | 1 | MC | 101.004 | 1
1FT61326SC711DH1 | SIMOTICS S SYNCHRONOUS SERVOMOTOR 1FT6 110 NM, 100 K, 2000 RPM SEPARATE VENTILATION; IM B5 (IM V1, IM V3) FOR POWER AND SIGNAL CONNECTOR OUTGOING CONNECTOR DIRECTION TRAVERSE RIGHT INCREMENTAL ENCODER 2048 P/REV (ENCODER I-2048) WITH DRIVE-CLIQ INTERFACE; PLAIN SHAFT, ACCURACY TOLERANCE N, W. HOLDING BRAKE VIBRATION SEVERITY GRADE N, GAMMA SEALING RING (IP 65) | 13536 | TEM | 1 | MC | 101.004 | 1
1FT61326SC711EA0 | SIMOTICS S SYNCHRONOUS SERVOMOTOR 1FT6 110 NM, 100 K, 2000 RPM SEPARATE VENTILATION; IM B5 (IM V1, IM V3) FOR POWER AND SIGNAL CONNECTOR OUTGOING CONNECTOR DIRECTION TRAVERSE RIGHT ABSOLUTE ENCODER ENDAT 2048 P/REV (ENCODER A-2048); PERFORMANCE REDUCTION BY 10% DUE TO ABSOLUTE ENCODER; WITH FITTED KEY, ACCURACY TOLERANCE N, W/O HOLDING BRAKE VIBRATION SEVERITY GRADE N, DIAPHRAGM SEAL (IP 64) | 12002 | TEM | 1 | MC | 91.005 | 1
1FT61326SC711EB1 | SIMOTICS S SYNCHRONOUS SERVOMOTOR 1FT6 110 NM, 100 K, 2000 RPM SEPARATE VENTILATION; IM B5 (IM V1, IM V3) FOR POWER AND SIGNAL CONNECTOR OUTGOING CONNECTOR DIRECTION TRAVERSE RIGHT ABSOLUTE ENCODER ENDAT 2048 P/REV (ENCODER A-2048); PERFORMANCE REDUCTION BY 10% DUE TO ABSOLUTE ENCODER; WITH FITTED KEY, ACCURACY TOLERANCE N, W. HOLDING BRAKE VIBRATION SEVERITY GRADE N, GAMMA SEALING RING (IP 65) | 13824 | TEM | 1 | MC | 101.004 | 1
1FT61326SC711EG1 | SIMOTICS S SYNCHRONOUS SERVOMOTOR 1FT6 110 NM, 100 K, 2000 RPM SEPARATE VENTILATION; IM B5 (IM V1, IM V3) FOR POWER AND SIGNAL CONNECTOR OUTGOING CONNECTOR DIRECTION TRAVERSE RIGHT ABSOLUTE ENCODER ENDAT 2048 P/REV (ENCODER A-2048); PERFORMANCE REDUCTION BY 10% DUE TO ABSOLUTE ENCODER; PLAIN SHAFT, ACCURACY TOLERANCE N, W/O HOLDING BRAKE VIBRATION SEVERITY GRADE N, GAMMA SEALING RING (IP 65) | 12104 | TEM | 1 | MC | 91.005 | 1
1FT61326SC711EH1 | SIMOTICS S SYNCHRONOUS SERVOMOTOR 1FT6 110 NM, 100 K, 2000 RPM SEPARATE VENTILATION; IM B5 (IM V1, IM V3) FOR POWER AND SIGNAL CONNECTOR OUTGOING CONNECTOR DIRECTION TRAVERSE RIGHT ABSOLUTE ENCODER ENDAT 2048 P/REV (ENCODER A-2048); PERFORMANCE REDUCTION BY 10% DUE TO ABSOLUTE ENCODER; PLAIN SHAFT, ACCURACY TOLERANCE N, W. HOLDING BRAKE VIBRATION SEVERITY GRADE N, GAMMA SEALING RING (IP 65) | 13978 | TEM | 1 | MC | 101.004 | 1
1FT61326SC711FA1 | SIMOTICS S SYNCHRONOUS SERVOMOTOR 1FT6 110 NM, 100 K, 2000 RPM SEPARATE VENTILATION; IM B5 (IM V1, IM V3) FOR POWER AND SIGNAL CONNECTOR OUTGOING CONNECTOR DIRECTION TRAVERSE RIGHT ABSOLUTE ENCODER 2048 P/REV (ENCODER A-2048) WITH DRIVE-CLIQ INTERFACE; PERFORMANCE REDUCTION BY 10% DUE TO ABSOLUTE ENCODER; WITH FITTED KEY, ACCURACY TOLERANCE N, W/O HOLDING BRAKE VIBRATION SEVERITY GRADE N, GAMMA SEALING RING (IP 65) | 12480 | TEM | 1 | MC | 91.005 | 1
1FT61326SC711FB0 | SIMOTICS S SYNCHRONOUS SERVOMOTOR 1FT6 110 NM, 100 K, 2000 RPM SEPARATE VENTILATION; IM B5 (IM V1, IM V3) FOR POWER AND SIGNAL CONNECTOR OUTGOING CONNECTOR DIRECTION TRAVERSE RIGHT ABSOLUTE ENCODER 2048 P/REV (ENCODER A-2048) WITH DRIVE-CLIQ INTERFACE; PERFORMANCE REDUCTION BY 10% DUE TO ABSOLUTE ENCODER; WITH FITTED KEY, ACCURACY TOLERANCE N, W. HOLDING BRAKE VIBRATION SEVERITY GRADE N, DIAPHRAGM SEAL (IP 64) | 14099 | TEM | 1 | MC | 101.004 | 1
1FT61326SC711FH1 | SIMOTICS S SYNCHRONOUS SERVOMOTOR 1FT6 110 NM, 100 K, 2000 RPM SEPARATE VENTILATION; IM B5 (IM V1, IM V3) FOR POWER AND SIGNAL CONNECTOR OUTGOING CONNECTOR DIRECTION TRAVERSE RIGHT ABSOLUTE ENCODER 2048 P/REV (ENCODER A-2048) WITH DRIVE-CLIQ INTERFACE; PERFORMANCE REDUCTION BY 10% DUE TO ABSOLUTE ENCODER; PLAIN SHAFT, ACCURACY TOLERANCE N, W. HOLDING BRAKE VIBRATION SEVERITY GRADE N, GAMMA SEALING RING (IP 65) | 14354 | TEM | 1 | MC | 101.004 | 1
1FT61326SC711SA0 | SIMOTICS S SYNCHRONOUS SERVOMOTOR 1FT6 110 NM, 100 K, 2000 RPM SEPARATE VENTILATION; IM B5 (IM V1, IM V3) FOR POWER AND SIGNAL CONNECTOR OUTGOING CONNECTOR DIRECTION TRAVERSE RIGHT RESOLVER MULTI-POLE (RESOLVER P=3); WITH FITTED KEY, ACCURACY TOLERANCE N, W/O HOLDING BRAKE VIBRATION SEVERITY GRADE N, DIAPHRAGM SEAL (IP 64) | 10095 | TEM | 1 | MC | 91.005 | 1
1FT61326SC711SH1 | SIMOTICS S SYNCHRONOUS SERVOMOTOR 1FT6 110 NM, 100 K, 2000 RPM SEPARATE VENTILATION; IM B5 (IM V1, IM V3) FOR POWER AND SIGNAL CONNECTOR OUTGOING CONNECTOR DIRECTION TRAVERSE RIGHT RESOLVER MULTI-POLE (RESOLVER P=3); PLAIN SHAFT, ACCURACY TOLERANCE N, W. HOLDING BRAKE VIBRATION SEVERITY GRADE N, GAMMA SEALING RING (IP 65) | 12072 | TEM | 1 | MC | 101.004 | 1
1FT61326SC711TA0 | SIMOTICS S SYNCHRONOUS SERVOMOTOR 1FT6 110 NM, 100 K, 2000 RPM SEPARATE VENTILATION; IM B5 (IM V1, IM V3) FOR POWER AND SIGNAL CONNECTOR OUTGOING CONNECTOR DIRECTION TRAVERSE RIGHT RESOLVER 2-POLE (RESOLVER P=1); WITH FITTED KEY, ACCURACY TOLERANCE N, W/O HOLDING BRAKE VIBRATION SEVERITY GRADE N, DIAPHRAGM SEAL (IP 64) | 10100 | TEM | 1 | MC | 91.005 | 1
1FT61326SC711TB0 | SIMOTICS S SYNCHRONOUS SERVOMOTOR 1FT6 110 NM, 100 K, 2000 RPM SEPARATE VENTILATION; IM B5 (IM V1, IM V3) FOR POWER AND SIGNAL CONNECTOR OUTGOING CONNECTOR DIRECTION TRAVERSE RIGHT RESOLVER 2-POLE (RESOLVER P=1); WITH FITTED KEY, ACCURACY TOLERANCE N, W. HOLDING BRAKE VIBRATION SEVERITY GRADE N, DIAPHRAGM SEAL (IP 64) | 11820 | TEM | 1 | MC | 101.004 | 1
1FT61326SC711TD0 | SIMOTICS S SYNCHRONOUS SERVOMOTOR 1FT6 110 NM, 100 K, 2000 RPM SEPARATE VENTILATION; IM B5 (IM V1, IM V3) FOR POWER AND SIGNAL CONNECTOR OUTGOING CONNECTOR DIRECTION TRAVERSE RIGHT RESOLVER 2-POLE (RESOLVER P=1); WITH FITTED KEY, ACCURACY TOLERANCE R, W/O HOLDING BRAKE VIBRATION SEVERITY GRADE N, DIAPHRAGM SEAL (IP 64) | 10334 | TEM | 1 | MC | 91.005 | 1
1FT61326SC711UA0 | SIMOTICS S SYNCHRONOUS SERVOMOTOR 1FT6 110 NM, 100 K, 2000 RPM SEPARATE VENTILATION; IM B5 (IM V1, IM V3) FOR POWER AND SIGNAL CONNECTOR OUTGOING CONNECTOR DIRECTION TRAVERSE RIGHT RESOLVER MULTI-POLE (RESOLVER P=3) WITH DRIVE-CLIQ INTERFACE; WITH FITTED KEY, ACCURACY TOLERANCE N, W/O HOLDING BRAKE VIBRATION SEVERITY GRADE N, DIAPHRAGM SEAL (IP 64) | 10461 | TEM | 1 | MC | 91.005 | 1
1FT61326SC711UG0 | SIMOTICS S SYNCHRONOUS SERVOMOTOR 1FT6 110 NM, 100 K, 2000 RPM SEPARATE VENTILATION; IM B5 (IM V1, IM V3) FOR POWER AND SIGNAL CONNECTOR OUTGOING CONNECTOR DIRECTION TRAVERSE RIGHT RESOLVER MULTI-POLE (RESOLVER P=3) WITH DRIVE-CLIQ INTERFACE; PLAIN SHAFT, ACCURACY TOLERANCE N, W/O HOLDING BRAKE VIBRATION SEVERITY GRADE N, DIAPHRAGM SEAL (IP 64) | 10461 | TEM | 1 | MC | 91.005 | 1
1FT61326SC712AA0 | SIMOTICS S SYNCHRONOUS SERVOMOTOR 1FT6 110 NM, 100 K, 2000 RPM SEPARATE VENTILATION; IM B5 (IM V1, IM V3) FOR POWER AND SIGNAL CONNECTOR OUTGOING CONNECTOR DIRECTION TRAVERSE LEFT INCREM. ENCODER, SIN/COS 1 VPP 2048 P/REV (ENCODER I-2048); WITH FITTED KEY, ACCURACY TOLERANCE N, W/O HOLDING BRAKE VIBRATION SEVERITY GRADE N, DIAPHRAGM SEAL (IP 64) | 11195 | TEM | 1 | MC | 91.005 | 1
1FT61326SC712AA2 | SIMOTICS S SYNCHRONOUS SERVOMOTOR 1FT6 110 NM, 100 K, 2000 RPM SEPARATE VENTILATION; IM B5 (IM V1, IM V3) FOR POWER AND SIGNAL CONNECTOR OUTGOING CONNECTOR DIRECTION TRAVERSE LEFT INCREM. ENCODER, SIN/COS 1 VPP 2048 P/REV (ENCODER I-2048); WITH FITTED KEY, ACCURACY TOLERANCE N, W/O HOLDING BRAKE VIBRATION SEVERITY GRADE N, ROTARY SHAFT SEAL (IP 67) | 11382 | TEM | 1 | MC | 91.005 | 1
1FT61326SC712AB0 | SIMOTICS S SYNCHRONOUS SERVOMOTOR 1FT6 110 NM, 100 K, 2000 RPM SEPARATE VENTILATION; IM B5 (IM V1, IM V3) FOR POWER AND SIGNAL CONNECTOR OUTGOING CONNECTOR DIRECTION TRAVERSE LEFT INCREM. ENCODER, SIN/COS 1 VPP 2048 P/REV (ENCODER I-2048); WITH FITTED KEY, ACCURACY TOLERANCE N, W. HOLDING BRAKE VIBRATION SEVERITY GRADE N, DIAPHRAGM SEAL (IP 64) | 12915 | TEM | 1 | MC | 101.004 | 1
1FT61326SC712AL3 | SIMOTICS S SYNCHRONOUS SERVOMOTOR 1FT6 110 NM, 100 K, 2000 RPM SEPARATE VENTILATION; IM B5 (IM V1, IM V3) FOR POWER AND SIGNAL CONNECTOR OUTGOING CONNECTOR DIRECTION TRAVERSE LEFT INCREM. ENCODER, SIN/COS 1 VPP 2048 P/REV (ENCODER I-2048); PLAIN SHAFT, ACCURACY TOLERANCE R, W. HOLDING BRAKE VIBRATION SEVERITY GRADE R, DIAPHRAGM SEAL (IP 64) | 13459 | TEM | 1 | MC | 101.004 | 1
1FT61326SC712EG0 | SIMOTICS S SYNCHRONOUS SERVOMOTOR 1FT6 110 NM, 100 K, 2000 RPM SEPARATE VENTILATION; IM B5 (IM V1, IM V3) FOR POWER AND SIGNAL CONNECTOR OUTGOING CONNECTOR DIRECTION TRAVERSE LEFT ABSOLUTE ENCODER ENDAT 2048 P/REV (ENCODER A-2048); PERFORMANCE REDUCTION BY 10% DUE TO ABSOLUTE ENCODER; PLAIN SHAFT, ACCURACY TOLERANCE N, W/O HOLDING BRAKE VIBRATION SEVERITY GRADE N, DIAPHRAGM SEAL (IP 64) | 12002 | TEM | 1 | MC | 91.005 | 1
1FT61326SC712FA1 | SIMOTICS S SYNCHRONOUS SERVOMOTOR 1FT6 110 NM, 100 K, 2000 RPM SEPARATE VENTILATION; IM B5 (IM V1, IM V3) FOR POWER AND SIGNAL CONNECTOR OUTGOING CONNECTOR DIRECTION TRAVERSE LEFT ABSOLUTE ENCODER 2048 P/REV (ENCODER A-2048) WITH DRIVE-CLIQ INTERFACE; PERFORMANCE REDUCTION BY 10% DUE TO ABSOLUTE ENCODER; WITH FITTED KEY, ACCURACY TOLERANCE N, W/O HOLDING BRAKE VIBRATION SEVERITY GRADE N, GAMMA SEALING RING (IP 65) | 12480 | TEM | 1 | MC | 91.005 | 1
1FT61326SC712SA0 | SIMOTICS S SYNCHRONOUS SERVOMOTOR 1FT6 110 NM, 100 K, 2000 RPM SEPARATE VENTILATION; IM B5 (IM V1, IM V3) FOR POWER AND SIGNAL CONNECTOR OUTGOING CONNECTOR DIRECTION TRAVERSE LEFT RESOLVER MULTI-POLE (RESOLVER P=3); WITH FITTED KEY, ACCURACY TOLERANCE N, W/O HOLDING BRAKE VIBRATION SEVERITY GRADE N, DIAPHRAGM SEAL (IP 64) | 10095 | TEM | 1 | MC | 91.005 | 1
1FT61326SC712TA0 | SIMOTICS S SYNCHRONOUS SERVOMOTOR 1FT6 110 NM, 100 K, 2000 RPM SEPARATE VENTILATION; IM B5 (IM V1, IM V3) FOR POWER AND SIGNAL CONNECTOR OUTGOING CONNECTOR DIRECTION TRAVERSE LEFT RESOLVER 2-POLE (RESOLVER P=1); WITH FITTED KEY, ACCURACY TOLERANCE N, W/O HOLDING BRAKE VIBRATION SEVERITY GRADE N, DIAPHRAGM SEAL (IP 64) | 10100 | TEM | 1 | MC | 91.005 | 1
1FT61326SC714AA0 | SIMOTICS S SYNCHRONOUS SERVOMOTOR 1FT6 110 NM, 100 K, 2000 RPM SEPARATE VENTILATION; IM B5 (IM V1, IM V3) FOR POWER AND SIGNAL CONNECTOR OUTGOING CONNECTOR DIRECTION AXIAL DRIVE END INCREM. ENCODER, SIN/COS 1 VPP 2048 P/REV (ENCODER I-2048); WITH FITTED KEY, ACCURACY TOLERANCE N, W/O HOLDING BRAKE VIBRATION SEVERITY GRADE N, DIAPHRAGM SEAL (IP 64) | 11195 | TEM | 1 | MC | 91.005 | 1
1FT61326SC714AB0 | SIMOTICS S SYNCHRONOUS SERVOMOTOR 1FT6 110 NM, 100 K, 2000 RPM SEPARATE VENTILATION; IM B5 (IM V1, IM V3) FOR POWER AND SIGNAL CONNECTOR OUTGOING CONNECTOR DIRECTION AXIAL DRIVE END INCREM. ENCODER, SIN/COS 1 VPP 2048 P/REV (ENCODER I-2048); WITH FITTED KEY, ACCURACY TOLERANCE N, W. HOLDING BRAKE VIBRATION SEVERITY GRADE N, DIAPHRAGM SEAL (IP 64) | 12915 | TEM | 1 | MC | 101.004 | 1
1FT61326SC714AG0 | SIMOTICS S SYNCHRONOUS SERVOMOTOR 1FT6 110 NM, 100 K, 2000 RPM SEPARATE VENTILATION; IM B5 (IM V1, IM V3) FOR POWER AND SIGNAL CONNECTOR OUTGOING CONNECTOR DIRECTION AXIAL DRIVE END INCREM. ENCODER, SIN/COS 1 VPP 2048 P/REV (ENCODER I-2048); PLAIN SHAFT, ACCURACY TOLERANCE N, W/O HOLDING BRAKE VIBRATION SEVERITY GRADE N, DIAPHRAGM SEAL (IP 64) | 11195 | TEM | 1 | MC | 91.005 | 1
1FT61326SC714AG1 | SIMOTICS S SYNCHRONOUS SERVOMOTOR 1FT6 110 NM, 100 K, 2000 RPM SEPARATE VENTILATION; IM B5 (IM V1, IM V3) FOR POWER AND SIGNAL CONNECTOR OUTGOING CONNECTOR DIRECTION AXIAL DRIVE END INCREM. ENCODER, SIN/COS 1 VPP 2048 P/REV (ENCODER I-2048); PLAIN SHAFT, ACCURACY TOLERANCE N, W/O HOLDING BRAKE VIBRATION SEVERITY GRADE N, GAMMA SEALING RING (IP 65) | 11297 | TEM | 1 | MC | 91.005 | 1
1FT61326SC714AH0 | SIMOTICS S SYNCHRONOUS SERVOMOTOR 1FT6 110 NM, 100 K, 2000 RPM SEPARATE VENTILATION; IM B5 (IM V1, IM V3) FOR POWER AND SIGNAL CONNECTOR OUTGOING CONNECTOR DIRECTION AXIAL DRIVE END INCREM. ENCODER, SIN/COS 1 VPP 2048 P/REV (ENCODER I-2048); PLAIN SHAFT, ACCURACY TOLERANCE N, W. HOLDING BRAKE VIBRATION SEVERITY GRADE N, DIAPHRAGM SEAL (IP 64) | 13069 | TEM | 1 | MC | 101.004 | 1
1FT61326SC714AH1 | SIMOTICS S SYNCHRONOUS SERVOMOTOR 1FT6 110 NM, 100 K, 2000 RPM SEPARATE VENTILATION; IM B5 (IM V1, IM V3) FOR POWER AND SIGNAL CONNECTOR OUTGOING CONNECTOR DIRECTION AXIAL DRIVE END INCREM. ENCODER, SIN/COS 1 VPP 2048 P/REV (ENCODER I-2048); PLAIN SHAFT, ACCURACY TOLERANCE N, W. HOLDING BRAKE VIBRATION SEVERITY GRADE N, GAMMA SEALING RING (IP 65) | 13171 | TEM | 1 | MC | 101.004 | 1
1FT61326SC714AK3 | SIMOTICS S SYNCHRONOUS SERVOMOTOR 1FT6 110 NM, 100 K, 2000 RPM SEPARATE VENTILATION; IM B5 (IM V1, IM V3) FOR POWER AND SIGNAL CONNECTOR OUTGOING CONNECTOR DIRECTION AXIAL DRIVE END INCREM. ENCODER, SIN/COS 1 VPP 2048 P/REV (ENCODER I-2048); PLAIN SHAFT, ACCURACY TOLERANCE R, W/O HOLDING BRAKE VIBRATION SEVERITY GRADE R, DIAPHRAGM SEAL (IP 64) | 11733 | TEM | 1 | MC | 91.005 | 1
1FT61326SC714AL4 | SIMOTICS S SYNCHRONOUS SERVOMOTOR 1FT6 110 NM, 100 K, 2000 RPM SEPARATE VENTILATION; IM B5 (IM V1, IM V3) FOR POWER AND SIGNAL CONNECTOR OUTGOING CONNECTOR DIRECTION AXIAL DRIVE END INCREM. ENCODER, SIN/COS 1 VPP 2048 P/REV (ENCODER I-2048); PLAIN SHAFT, ACCURACY TOLERANCE R, W. HOLDING BRAKE VIBRATION SEVERITY GRADE R, GAMMA SEALING RING (IP 65) | 13564 | TEM | 1 | MC | 101.004 | 1
1FT61326SC714DA0 | SIMOTICS S SYNCHRONOUS SERVOMOTOR 1FT6 110 NM, 100 K, 2000 RPM SEPARATE VENTILATION; IM B5 (IM V1, IM V3) FOR POWER AND SIGNAL CONNECTOR OUTGOING CONNECTOR DIRECTION AXIAL DRIVE END INCREMENTAL ENCODER 2048 P/REV (ENCODER I-2048) WITH DRIVE-CLIQ INTERFACE; WITH FITTED KEY, ACCURACY TOLERANCE N, W/O HOLDING BRAKE VIBRATION SEVERITY GRADE N, DIAPHRAGM SEAL (IP 64) | 11559 | TEM | 1 | MC | 91.005 | 1
1FT61326SC714DB0 | SIMOTICS S SYNCHRONOUS SERVOMOTOR 1FT6 110 NM, 100 K, 2000 RPM SEPARATE VENTILATION; IM B5 (IM V1, IM V3) FOR POWER AND SIGNAL CONNECTOR OUTGOING CONNECTOR DIRECTION AXIAL DRIVE END INCREMENTAL ENCODER 2048 P/REV (ENCODER I-2048) WITH DRIVE-CLIQ INTERFACE; WITH FITTED KEY, ACCURACY TOLERANCE N, W. HOLDING BRAKE VIBRATION SEVERITY GRADE N, DIAPHRAGM SEAL (IP 64) | 13280 | TEM | 1 | MC | 101.004 | 1
1FT61326SC714DG0 | SIMOTICS S SYNCHRONOUS SERVOMOTOR 1FT6 110 NM, 100 K, 2000 RPM SEPARATE VENTILATION; IM B5 (IM V1, IM V3) FOR POWER AND SIGNAL CONNECTOR OUTGOING CONNECTOR DIRECTION AXIAL DRIVE END INCREMENTAL ENCODER 2048 P/REV (ENCODER I-2048) WITH DRIVE-CLIQ INTERFACE; PLAIN SHAFT, ACCURACY TOLERANCE N, W/O HOLDING BRAKE VIBRATION SEVERITY GRADE N, DIAPHRAGM SEAL (IP 64) | 11559 | TEM | 1 | MC | 91.005 | 1
1FT61326SC714DG1 | SIMOTICS S SYNCHRONOUS SERVOMOTOR 1FT6 110 NM, 100 K, 2000 RPM SEPARATE VENTILATION; IM B5 (IM V1, IM V3) FOR POWER AND SIGNAL CONNECTOR OUTGOING CONNECTOR DIRECTION AXIAL DRIVE END INCREMENTAL ENCODER 2048 P/REV (ENCODER I-2048) WITH DRIVE-CLIQ INTERFACE; PLAIN SHAFT, ACCURACY TOLERANCE N, W/O HOLDING BRAKE VIBRATION SEVERITY GRADE N, GAMMA SEALING RING (IP 65) | 11661 | TEM | 1 | MC | 91.005 | 1
1FT61326SC714DH1 | SIMOTICS S SYNCHRONOUS SERVOMOTOR 1FT6 110 NM, 100 K, 2000 RPM SEPARATE VENTILATION; IM B5 (IM V1, IM V3) FOR POWER AND SIGNAL CONNECTOR OUTGOING CONNECTOR DIRECTION AXIAL DRIVE END INCREMENTAL ENCODER 2048 P/REV (ENCODER I-2048) WITH DRIVE-CLIQ INTERFACE; PLAIN SHAFT, ACCURACY TOLERANCE N, W. HOLDING BRAKE VIBRATION SEVERITY GRADE N, GAMMA SEALING RING (IP 65) | 13536 | TEM | 1 | MC | 101.004 | 1
1FT61326SC714EA0 | SIMOTICS S SYNCHRONOUS SERVOMOTOR 1FT6 110 NM, 100 K, 2000 RPM SEPARATE VENTILATION; IM B5 (IM V1, IM V3) FOR POWER AND SIGNAL CONNECTOR OUTGOING CONNECTOR DIRECTION AXIAL DRIVE END ABSOLUTE ENCODER ENDAT 2048 P/REV (ENCODER A-2048); PERFORMANCE REDUCTION BY 10% DUE TO ABSOLUTE ENCODER; WITH FITTED KEY, ACCURACY TOLERANCE N, W/O HOLDING BRAKE VIBRATION SEVERITY GRADE N, DIAPHRAGM SEAL (IP 64) | 12002 | TEM | 1 | MC | 91.005 | 1
1FT61326SC714EA1 | SIMOTICS S SYNCHRONOUS SERVOMOTOR 1FT6 110 NM, 100 K, 2000 RPM SEPARATE VENTILATION; IM B5 (IM V1, IM V3) FOR POWER AND SIGNAL CONNECTOR OUTGOING CONNECTOR DIRECTION AXIAL DRIVE END ABSOLUTE ENCODER ENDAT 2048 P/REV (ENCODER A-2048); PERFORMANCE REDUCTION BY 10% DUE TO ABSOLUTE ENCODER; WITH FITTED KEY, ACCURACY TOLERANCE N, W/O HOLDING BRAKE VIBRATION SEVERITY GRADE N, GAMMA SEALING RING (IP 65) | 12104 | TEM | 1 | MC | 91.005 | 1
1FT61326SC714EE5 | SIMOTICS S SYNCHRONOUS SERVOMOTOR 1FT6 110 NM, 100 K, 2000 RPM SEPARATE VENTILATION; IM B5 (IM V1, IM V3) FOR POWER AND SIGNAL CONNECTOR OUTGOING CONNECTOR DIRECTION AXIAL DRIVE END ABSOLUTE ENCODER ENDAT 2048 P/REV (ENCODER A-2048); PERFORMANCE REDUCTION BY 10% DUE TO ABSOLUTE ENCODER; WITH FITTED KEY, ACCURACY TOLERANCE R, W. HOLDING BRAKE VIBRATION SEVERITY GRADE R, ROTARY SHAFT SEAL (IP 67) | 14314 | TEM | 1 | MC | 101.004 | 1
1FT61326SC714EG0 | SIMOTICS S SYNCHRONOUS SERVOMOTOR 1FT6 110 NM, 100 K, 2000 RPM SEPARATE VENTILATION; IM B5 (IM V1, IM V3) FOR POWER AND SIGNAL CONNECTOR OUTGOING CONNECTOR DIRECTION AXIAL DRIVE END ABSOLUTE ENCODER ENDAT 2048 P/REV (ENCODER A-2048); PERFORMANCE REDUCTION BY 10% DUE TO ABSOLUTE ENCODER; PLAIN SHAFT, ACCURACY TOLERANCE N, W/O HOLDING BRAKE VIBRATION SEVERITY GRADE N, DIAPHRAGM SEAL (IP 64) | 12002 | TEM | 1 | MC | 91.005 | 1
1FT61326SC714EH1 | SIMOTICS S SYNCHRONOUS SERVOMOTOR 1FT6 110 NM, 100 K, 2000 RPM SEPARATE VENTILATION; IM B5 (IM V1, IM V3) FOR POWER AND SIGNAL CONNECTOR OUTGOING CONNECTOR DIRECTION AXIAL DRIVE END ABSOLUTE ENCODER ENDAT 2048 P/REV (ENCODER A-2048); PERFORMANCE REDUCTION BY 10% DUE TO ABSOLUTE ENCODER; PLAIN SHAFT, ACCURACY TOLERANCE N, W. HOLDING BRAKE VIBRATION SEVERITY GRADE N, GAMMA SEALING RING (IP 65) | 13978 | TEM | 1 | MC | 101.004 | 1
1FT61326SC714FA0 | SIMOTICS S SYNCHRONOUS SERVOMOTOR 1FT6 110 NM, 100 K, 2000 RPM SEPARATE VENTILATION; IM B5 (IM V1, IM V3) FOR POWER AND SIGNAL CONNECTOR OUTGOING CONNECTOR DIRECTION AXIAL DRIVE END ABSOLUTE ENCODER 2048 P/REV (ENCODER A-2048) WITH DRIVE-CLIQ INTERFACE; PERFORMANCE REDUCTION BY 10% DUE TO ABSOLUTE ENCODER; WITH FITTED KEY, ACCURACY TOLERANCE N, W/O HOLDING BRAKE VIBRATION SEVERITY GRADE N, DIAPHRAGM SEAL (IP 64) | 12378 | TEM | 1 | MC | 91.005 | 1
1FT61326SC714FA1 | SIMOTICS S SYNCHRONOUS SERVOMOTOR 1FT6 110 NM, 100 K, 2000 RPM SEPARATE VENTILATION; IM B5 (IM V1, IM V3) FOR POWER AND SIGNAL CONNECTOR OUTGOING CONNECTOR DIRECTION AXIAL DRIVE END ABSOLUTE ENCODER 2048 P/REV (ENCODER A-2048) WITH DRIVE-CLIQ INTERFACE; PERFORMANCE REDUCTION BY 10% DUE TO ABSOLUTE ENCODER; WITH FITTED KEY, ACCURACY TOLERANCE N, W/O HOLDING BRAKE VIBRATION SEVERITY GRADE N, GAMMA SEALING RING (IP 65) | 12480 | TEM | 1 | MC | 91.005 | 1
1FT61326SC714FB0 | SIMOTICS S SYNCHRONOUS SERVOMOTOR 1FT6 110 NM, 100 K, 2000 RPM SEPARATE VENTILATION; IM B5 (IM V1, IM V3) FOR POWER AND SIGNAL CONNECTOR OUTGOING CONNECTOR DIRECTION AXIAL DRIVE END ABSOLUTE ENCODER 2048 P/REV (ENCODER A-2048) WITH DRIVE-CLIQ INTERFACE; PERFORMANCE REDUCTION BY 10% DUE TO ABSOLUTE ENCODER; WITH FITTED KEY, ACCURACY TOLERANCE N, W. HOLDING BRAKE VIBRATION SEVERITY GRADE N, DIAPHRAGM SEAL (IP 64) | 14099 | TEM | 1 | MC | 101.004 | 1
1FT61326SC714FH1 | SIMOTICS S SYNCHRONOUS SERVOMOTOR 1FT6 110 NM, 100 K, 2000 RPM SEPARATE VENTILATION; IM B5 (IM V1, IM V3) FOR POWER AND SIGNAL CONNECTOR OUTGOING CONNECTOR DIRECTION AXIAL DRIVE END ABSOLUTE ENCODER 2048 P/REV (ENCODER A-2048) WITH DRIVE-CLIQ INTERFACE; PERFORMANCE REDUCTION BY 10% DUE TO ABSOLUTE ENCODER; PLAIN SHAFT, ACCURACY TOLERANCE N, W. HOLDING BRAKE VIBRATION SEVERITY GRADE N, GAMMA SEALING RING (IP 65) | 14354 | TEM | 1 | MC | 101.004 | 1
1FT61326SC714FH2 | SIMOTICS S SYNCHRONOUS SERVOMOTOR 1FT6 110 NM, 100 K, 2000 RPM SEPARATE VENTILATION; IM B5 (IM V1, IM V3) FOR POWER AND SIGNAL CONNECTOR OUTGOING CONNECTOR DIRECTION AXIAL DRIVE END ABSOLUTE ENCODER 2048 P/REV (ENCODER A-2048) WITH DRIVE-CLIQ INTERFACE; PERFORMANCE REDUCTION BY 10% DUE TO ABSOLUTE ENCODER; PLAIN SHAFT, ACCURACY TOLERANCE N, W. HOLDING BRAKE VIBRATION SEVERITY GRADE N, ROTARY SHAFT SEAL (IP 67) | 14440 | TEM | 1 | MC | 101.004 | 1
1FT61326SC714SA0 | SIMOTICS S SYNCHRONOUS SERVOMOTOR 1FT6 110 NM, 100 K, 2000 RPM SEPARATE VENTILATION; IM B5 (IM V1, IM V3) FOR POWER AND SIGNAL CONNECTOR OUTGOING CONNECTOR DIRECTION AXIAL DRIVE END RESOLVER MULTI-POLE (RESOLVER P=3); WITH FITTED KEY, ACCURACY TOLERANCE N, W/O HOLDING BRAKE VIBRATION SEVERITY GRADE N, DIAPHRAGM SEAL (IP 64) | 10095 | TEM | 1 | MC | 91.005 | 1
1FT61326SC714SB1 | SIMOTICS S SYNCHRONOUS SERVOMOTOR 1FT6 110 NM, 100 K, 2000 RPM SEPARATE VENTILATION; IM B5 (IM V1, IM V3) FOR POWER AND SIGNAL CONNECTOR OUTGOING CONNECTOR DIRECTION AXIAL DRIVE END RESOLVER MULTI-POLE (RESOLVER P=3); WITH FITTED KEY, ACCURACY TOLERANCE N, W. HOLDING BRAKE VIBRATION SEVERITY GRADE N, GAMMA SEALING RING (IP 65) | 11918 | TEM | 1 | MC | 101.004 | 1
1FT61326SC714TA0 | SIMOTICS S SYNCHRONOUS SERVOMOTOR 1FT6 110 NM, 100 K, 2000 RPM SEPARATE VENTILATION; IM B5 (IM V1, IM V3) FOR POWER AND SIGNAL CONNECTOR OUTGOING CONNECTOR DIRECTION AXIAL DRIVE END RESOLVER 2-POLE (RESOLVER P=1); WITH FITTED KEY, ACCURACY TOLERANCE N, W/O HOLDING BRAKE VIBRATION SEVERITY GRADE N, DIAPHRAGM SEAL (IP 64) | 10100 | TEM | 1 | MC | 91.005 | 1
1FT61326SC714TD0 | SIMOTICS S SYNCHRONOUS SERVOMOTOR 1FT6 110 NM, 100 K, 2000 RPM SEPARATE VENTILATION; IM B5 (IM V1, IM V3) FOR POWER AND SIGNAL CONNECTOR OUTGOING CONNECTOR DIRECTION AXIAL DRIVE END RESOLVER 2-POLE (RESOLVER P=1); WITH FITTED KEY, ACCURACY TOLERANCE R, W/O HOLDING BRAKE VIBRATION SEVERITY GRADE N, DIAPHRAGM SEAL (IP 64) | 10334 | TEM | 1 | MC | 91.005 | 1
1FT61326SC714UE2 | SIMOTICS S SYNCHRONOUS SERVOMOTOR 1FT6 110 NM, 100 K, 2000 RPM SEPARATE VENTILATION; IM B5 (IM V1, IM V3) FOR POWER AND SIGNAL CONNECTOR OUTGOING CONNECTOR DIRECTION AXIAL DRIVE END RESOLVER MULTI-POLE (RESOLVER P=3) WITH DRIVE-CLIQ INTERFACE; WITH FITTED KEY, ACCURACY TOLERANCE R, W. HOLDING BRAKE VIBRATION SEVERITY GRADE N, ROTARY SHAFT SEAL (IP 67) | 12617 | TEM | 1 | MC | 101.004 | 1
1FT61326SC715AA1 | SIMOTICS S SYNCHRONOUS SERVOMOTOR 1FT6 110 NM, 100 K, 2000 RPM SEPARATE VENTILATION; IM B5 (IM V1, IM V3) FOR CONNECT. OF TERMINAL BOX AND SIGNAL CONNECTOR, TERMINAL BOX TRAVERSE RIGHT INCREM. ENCODER, SIN/COS 1 VPP 2048 P/REV (ENCODER I-2048); WITH FITTED KEY, ACCURACY TOLERANCE N, W/O HOLDING BRAKE VIBRATION SEVERITY GRADE N, GAMMA SEALING RING (IP 65) | 11297 | TEM | 1 | MC | 91.504 | 1
1FT61326SC715AB4 | SIMOTICS S SYNCHRONOUS SERVOMOTOR 1FT6 110 NM, 100 K, 2000 RPM SEPARATE VENTILATION; IM B5 (IM V1, IM V3) FOR CONNECT. OF TERMINAL BOX AND SIGNAL CONNECTOR, TERMINAL BOX TRAVERSE RIGHT INCREM. ENCODER, SIN/COS 1 VPP 2048 P/REV (ENCODER I-2048); WITH FITTED KEY, ACCURACY TOLERANCE N, W. HOLDING BRAKE VIBRATION SEVERITY GRADE R, GAMMA SEALING RING (IP 65) | 13190 | TEM | 1 | MC | 101.503 | 1
1FT61326SC715EL3 | SIMOTICS S SYNCHRONOUS SERVOMOTOR 1FT6 110 NM, 100 K, 2000 RPM SEPARATE VENTILATION; IM B5 (IM V1, IM V3) FOR CONNECT. OF TERMINAL BOX AND SIGNAL CONNECTOR, TERMINAL BOX TRAVERSE RIGHT ABSOLUTE ENCODER ENDAT 2048 P/REV (ENCODER A-2048); PERFORMANCE REDUCTION BY 10% DUE TO ABSOLUTE ENCODER; PLAIN SHAFT, ACCURACY TOLERANCE R, W. HOLDING BRAKE VIBRATION SEVERITY GRADE R, DIAPHRAGM SEAL (IP 64) | 14266 | TEM | 1 | MC | 101.503 | 1
1FT61326SC715FG0 | SIMOTICS S SYNCHRONOUS SERVOMOTOR 1FT6 110 NM, 100 K, 2000 RPM SEPARATE VENTILATION; IM B5 (IM V1, IM V3) FOR CONNECT. OF TERMINAL BOX AND SIGNAL CONNECTOR, TERMINAL BOX TRAVERSE RIGHT ABSOLUTE ENCODER 2048 P/REV (ENCODER A-2048) WITH DRIVE-CLIQ INTERFACE; PERFORMANCE REDUCTION BY 10% DUE TO ABSOLUTE ENCODER; PLAIN SHAFT, ACCURACY TOLERANCE N, W/O HOLDING BRAKE VIBRATION SEVERITY GRADE N, DIAPHRAGM SEAL (IP 64) | 12378 | TEM | 1 | MC | 91.504 | 1
1FT61326SC715TA0 | SIMOTICS S SYNCHRONOUS SERVOMOTOR 1FT6 110 NM, 100 K, 2000 RPM SEPARATE VENTILATION; IM B5 (IM V1, IM V3) FOR CONNECT. OF TERMINAL BOX AND SIGNAL CONNECTOR, TERMINAL BOX TRAVERSE RIGHT RESOLVER 2-POLE (RESOLVER P=1); WITH FITTED KEY, ACCURACY TOLERANCE N, W/O HOLDING BRAKE VIBRATION SEVERITY GRADE N, DIAPHRAGM SEAL (IP 64) | 10100 | TEM | 1 | MC | 91.504 | 1
1FT61326SC715UG1 | SIMOTICS S SYNCHRONOUS SERVOMOTOR 1FT6 110 NM, 100 K, 2000 RPM SEPARATE VENTILATION; IM B5 (IM V1, IM V3) FOR CONNECT. OF TERMINAL BOX AND SIGNAL CONNECTOR, TERMINAL BOX TRAVERSE RIGHT RESOLVER MULTI-POLE (RESOLVER P=3) WITH DRIVE-CLIQ INTERFACE; PLAIN SHAFT, ACCURACY TOLERANCE N, W/O HOLDING BRAKE VIBRATION SEVERITY GRADE N, GAMMA SEALING RING (IP 65) | 10563 | TEM | 1 | MC | 91.504 | 1
1FT61326SC717AH0 | SIMOTICS S SYNCHRONOUS SERVOMOTOR 1FT6 110 NM, 100 K, 2000 RPM SEPARATE VENTILATION; IM B5 (IM V1, IM V3) FOR CONNECT. OF TERMINAL BOX AND SIGNAL CONNECTOR, TERMINAL BOX AXIAL NON-DRIVE END INCREM. ENCODER, SIN/COS 1 VPP 2048 P/REV (ENCODER I-2048); PLAIN SHAFT, ACCURACY TOLERANCE N, W. HOLDING BRAKE VIBRATION SEVERITY GRADE N, DIAPHRAGM SEAL (IP 64) | 13069 | TEM | 1 | MC | 101.503 | 1
1FT61326SC717PA1 | SIMOTICS S SYNCHRONOUS SERVOMOTOR 1FT6 110 NM, 100 K, 2000 RPM SEPARATE VENTILATION; IM B5 (IM V1, IM V3) FOR CONNECT. OF TERMINAL BOX AND SIGNAL CONNECTOR, TERMINAL BOX AXIAL NON-DRIVE END RESOLVER 2-POLE (RESOLVER P=1) WITH DRIVE-CLIQ INTERFACE; WITH FITTED KEY, ACCURACY TOLERANCE N, W/O HOLDING BRAKE VIBRATION SEVERITY GRADE N, GAMMA SEALING RING (IP 65) | 10563 | TEM | 1 | MC | 91.504 | 1
1FT61326SC717TA0 | SIMOTICS S SYNCHRONOUS SERVOMOTOR 1FT6 110 NM, 100 K, 2000 RPM SEPARATE VENTILATION; IM B5 (IM V1, IM V3) FOR CONNECT. OF TERMINAL BOX AND SIGNAL CONNECTOR, TERMINAL BOX AXIAL NON-DRIVE END RESOLVER 2-POLE (RESOLVER P=1); WITH FITTED KEY, ACCURACY TOLERANCE N, W/O HOLDING BRAKE VIBRATION SEVERITY GRADE N, DIAPHRAGM SEAL (IP 64) | 10100 | TEM | 1 | MC | 91.504 | 1
1FT61326SC718AG1 | SIMOTICS S SYNCHRONOUS SERVOMOTOR 1FT6 110 NM, 100 K, 2000 RPM SEPARATE VENTILATION; IM B5 (IM V1, IM V3) FOR CONNECT. OF TERMINAL BOX AND SIGNAL CONNECTOR, TERMINAL BOX AXIAL DRIVE END INCREM. ENCODER, SIN/COS 1 VPP 2048 P/REV (ENCODER I-2048); PLAIN SHAFT, ACCURACY TOLERANCE N, W/O HOLDING BRAKE VIBRATION SEVERITY GRADE N, GAMMA SEALING RING (IP 65) | 11297 | TEM | 1 | MC | 91.504 | 1
1FT61326SF711AA0 | SIMOTICS S SYNCHRONOUS SERVOMOTOR, 1FT6 110 NM, 100 K, 3000 REV/MIN, SEPARATE VENTILATION IM B5 (IM V1, IM V3) FOR POWER AND SIGNAL CONNECTOR OUTGOING CONNECTOR DIRECTION TRAVERSE RIGHT INCREM. ENCODER, SIN/COS 1 VPP 2048 P/REV (ENCODER I-2048); WITH FITTED KEY, ACCURACY TOLERANCE N, W/O HOLDING BRAKE VIBRATION SEVERITY GRADE N, DIAPHRAGM SEAL (IP 64) | 11195 | TEM | 1 | MC | 91.005 | 1
1FT61326SF711AA2 | SIMOTICS S SYNCHRONOUS SERVOMOTOR, 1FT6 110 NM, 100 K, 3000 REV/MIN, SEPARATE VENTILATION IM B5 (IM V1, IM V3) FOR POWER AND SIGNAL CONNECTOR OUTGOING CONNECTOR DIRECTION TRAVERSE RIGHT INCREM. ENCODER, SIN/COS 1 VPP 2048 P/REV (ENCODER I-2048); WITH FITTED KEY, ACCURACY TOLERANCE N, W/O HOLDING BRAKE VIBRATION SEVERITY GRADE N, ROTARY SHAFT SEAL (IP 67) | 11382 | TEM | 1 | MC | 91.005 | 1
1FT61326SF711AB1 | SIMOTICS S SYNCHRONOUS SERVOMOTOR, 1FT6 110 NM, 100 K, 3000 REV/MIN, SEPARATE VENTILATION IM B5 (IM V1, IM V3) FOR POWER AND SIGNAL CONNECTOR OUTGOING CONNECTOR DIRECTION TRAVERSE RIGHT INCREM. ENCODER, SIN/COS 1 VPP 2048 P/REV (ENCODER I-2048); WITH FITTED KEY, ACCURACY TOLERANCE N, W. HOLDING BRAKE VIBRATION SEVERITY GRADE N, GAMMA SEALING RING (IP 65) | 13017 | TEM | 1 | MC | 101.004 | 1
1FT61326SF711AG0 | SIMOTICS S SYNCHRONOUS SERVOMOTOR, 1FT6 110 NM, 100 K, 3000 REV/MIN, SEPARATE VENTILATION IM B5 (IM V1, IM V3) FOR POWER AND SIGNAL CONNECTOR OUTGOING CONNECTOR DIRECTION TRAVERSE RIGHT INCREM. ENCODER, SIN/COS 1 VPP 2048 P/REV (ENCODER I-2048); PLAIN SHAFT, ACCURACY TOLERANCE N, W/O HOLDING BRAKE VIBRATION SEVERITY GRADE N, DIAPHRAGM SEAL (IP 64) | 11195 | TEM | 1 | MC | 91.005 | 1
1FT61326SF711AG1 | SIMOTICS S SYNCHRONOUS SERVOMOTOR, 1FT6 110 NM, 100 K, 3000 REV/MIN, SEPARATE VENTILATION IM B5 (IM V1, IM V3) FOR POWER AND SIGNAL CONNECTOR OUTGOING CONNECTOR DIRECTION TRAVERSE RIGHT INCREM. ENCODER, SIN/COS 1 VPP 2048 P/REV (ENCODER I-2048); PLAIN SHAFT, ACCURACY TOLERANCE N, W/O HOLDING BRAKE VIBRATION SEVERITY GRADE N, GAMMA SEALING RING (IP 65) | 11297 | TEM | 1 | MC | 91.005 | 1
1FT61326SF711AH0 | SIMOTICS S SYNCHRONOUS SERVOMOTOR, 1FT6 110 NM, 100 K, 3000 REV/MIN, SEPARATE VENTILATION IM B5 (IM V1, IM V3) FOR POWER AND SIGNAL CONNECTOR OUTGOING CONNECTOR DIRECTION TRAVERSE RIGHT INCREM. ENCODER, SIN/COS 1 VPP 2048 P/REV (ENCODER I-2048); PLAIN SHAFT, ACCURACY TOLERANCE N, W. HOLDING BRAKE VIBRATION SEVERITY GRADE N, DIAPHRAGM SEAL (IP 64) | 13069 | TEM | 1 | MC | 101.004 | 1
1FT61326SF711AH1 | SIMOTICS S SYNCHRONOUS SERVOMOTOR, 1FT6 110 NM, 100 K, 3000 REV/MIN, SEPARATE VENTILATION IM B5 (IM V1, IM V3) FOR POWER AND SIGNAL CONNECTOR OUTGOING CONNECTOR DIRECTION TRAVERSE RIGHT INCREM. ENCODER, SIN/COS 1 VPP 2048 P/REV (ENCODER I-2048); PLAIN SHAFT, ACCURACY TOLERANCE N, W. HOLDING BRAKE VIBRATION SEVERITY GRADE N, GAMMA SEALING RING (IP 65) | 13171 | TEM | 1 | MC | 101.004 | 1
1FT61326SF711AH3 | SIMOTICS S SYNCHRONOUS SERVOMOTOR, 1FT6 110 NM, 100 K, 3000 REV/MIN, SEPARATE VENTILATION IM B5 (IM V1, IM V3) FOR POWER AND SIGNAL CONNECTOR OUTGOING CONNECTOR DIRECTION TRAVERSE RIGHT INCREM. ENCODER, SIN/COS 1 VPP 2048 P/REV (ENCODER I-2048); PLAIN SHAFT, ACCURACY TOLERANCE N, W. HOLDING BRAKE VIBRATION SEVERITY GRADE R, DIAPHRAGM SEAL (IP 64) | 13239 | TEM | 1 | MC | 101.004 | 1
1FT61326SF711AL3 | SIMOTICS S SYNCHRONOUS SERVOMOTOR, 1FT6 110 NM, 100 K, 3000 REV/MIN, SEPARATE VENTILATION IM B5 (IM V1, IM V3) FOR POWER AND SIGNAL CONNECTOR OUTGOING CONNECTOR DIRECTION TRAVERSE RIGHT INCREM. ENCODER, SIN/COS 1 VPP 2048 P/REV (ENCODER I-2048); PLAIN SHAFT, ACCURACY TOLERANCE R, W. HOLDING BRAKE VIBRATION SEVERITY GRADE R, DIAPHRAGM SEAL (IP 64) | 13459 | TEM | 1 | MC | 101.004 | 1
1FT61326SF711DA1 | SIMOTICS S SYNCHRONOUS SERVOMOTOR, 1FT6 110 NM, 100 K, 3000 REV/MIN, SEPARATE VENTILATION IM B5 (IM V1, IM V3) FOR POWER AND SIGNAL CONNECTOR OUTGOING CONNECTOR DIRECTION TRAVERSE RIGHT INCREMENTAL ENCODER 2048 P/REV (ENCODER I-2048) WITH DRIVE-CLIQ INTERFACE; WITH FITTED KEY, ACCURACY TOLERANCE N, W/O HOLDING BRAKE VIBRATION SEVERITY GRADE N, GAMMA SEALING RING (IP 65) | 11661 | TEM | 1 | MC | 91.005 | 1
1FT61326SF711DA3 | SIMOTICS S SYNCHRONOUS SERVOMOTOR, 1FT6 110 NM, 100 K, 3000 REV/MIN, SEPARATE VENTILATION IM B5 (IM V1, IM V3) FOR POWER AND SIGNAL CONNECTOR OUTGOING CONNECTOR DIRECTION TRAVERSE RIGHT INCREMENTAL ENCODER 2048 P/REV (ENCODER I-2048) WITH DRIVE-CLIQ INTERFACE; WITH FITTED KEY, ACCURACY TOLERANCE N, W/O HOLDING BRAKE VIBRATION SEVERITY GRADE R, DIAPHRAGM SEAL (IP 64) | 11729 | TEM | 1 | MC | 91.005 | 1
1FT61326SF711DB0 | SIMOTICS S SYNCHRONOUS SERVOMOTOR, 1FT6 110 NM, 100 K, 3000 REV/MIN, SEPARATE VENTILATION IM B5 (IM V1, IM V3) FOR POWER AND SIGNAL CONNECTOR OUTGOING CONNECTOR DIRECTION TRAVERSE RIGHT INCREMENTAL ENCODER 2048 P/REV (ENCODER I-2048) WITH DRIVE-CLIQ INTERFACE; WITH FITTED KEY, ACCURACY TOLERANCE N, W. HOLDING BRAKE VIBRATION SEVERITY GRADE N, DIAPHRAGM SEAL (IP 64) | 13280 | TEM | 1 | MC | 101.004 | 1
1FT61326SF711DG0 | SIMOTICS S SYNCHRONOUS SERVOMOTOR, 1FT6 110 NM, 100 K, 3000 REV/MIN, SEPARATE VENTILATION IM B5 (IM V1, IM V3) FOR POWER AND SIGNAL CONNECTOR OUTGOING CONNECTOR DIRECTION TRAVERSE RIGHT INCREMENTAL ENCODER 2048 P/REV (ENCODER I-2048) WITH DRIVE-CLIQ INTERFACE; PLAIN SHAFT, ACCURACY TOLERANCE N, W/O HOLDING BRAKE VIBRATION SEVERITY GRADE N, DIAPHRAGM SEAL (IP 64) | 11559 | TEM | 1 | MC | 91.005 | 1
1FT61326SF711DG1 | SIMOTICS S SYNCHRONOUS SERVOMOTOR, 1FT6 110 NM, 100 K, 3000 REV/MIN, SEPARATE VENTILATION IM B5 (IM V1, IM V3) FOR POWER AND SIGNAL CONNECTOR OUTGOING CONNECTOR DIRECTION TRAVERSE RIGHT INCREMENTAL ENCODER 2048 P/REV (ENCODER I-2048) WITH DRIVE-CLIQ INTERFACE; PLAIN SHAFT, ACCURACY TOLERANCE N, W/O HOLDING BRAKE VIBRATION SEVERITY GRADE N, GAMMA SEALING RING (IP 65) | 11661 | TEM | 1 | MC | 91.005 | 1
1FT61326SF711DH0 | SIMOTICS S SYNCHRONOUS SERVOMOTOR, 1FT6 110 NM, 100 K, 3000 REV/MIN, SEPARATE VENTILATION IM B5 (IM V1, IM V3) FOR POWER AND SIGNAL CONNECTOR OUTGOING CONNECTOR DIRECTION TRAVERSE RIGHT INCREMENTAL ENCODER 2048 P/REV (ENCODER I-2048) WITH DRIVE-CLIQ INTERFACE; PLAIN SHAFT, ACCURACY TOLERANCE N, W. HOLDING BRAKE VIBRATION SEVERITY GRADE N, DIAPHRAGM SEAL (IP 64) | 13434 | TEM | 1 | MC | 101.004 | 1
1FT61326SF711DH3 | SIMOTICS S SYNCHRONOUS SERVOMOTOR, 1FT6 110 NM, 100 K, 3000 REV/MIN, SEPARATE VENTILATION IM B5 (IM V1, IM V3) FOR POWER AND SIGNAL CONNECTOR OUTGOING CONNECTOR DIRECTION TRAVERSE RIGHT INCREMENTAL ENCODER 2048 P/REV (ENCODER I-2048) WITH DRIVE-CLIQ INTERFACE; PLAIN SHAFT, ACCURACY TOLERANCE N, W. HOLDING BRAKE VIBRATION SEVERITY GRADE R, DIAPHRAGM SEAL (IP 64) | 13603 | TEM | 1 | MC | 101.004 | 1
1FT61326SF711EA0 | SIMOTICS S SYNCHRONOUS SERVOMOTOR, 1FT6 110 NM, 100 K, 3000 REV/MIN, SEPARATE VENTILATION IM B5 (IM V1, IM V3) FOR POWER AND SIGNAL CONNECTOR OUTGOING CONNECTOR DIRECTION TRAVERSE RIGHT ABSOLUTE ENCODER ENDAT 2048 P/REV (ENCODER A-2048); PERFORMANCE REDUCTION BY 10% DUE TO ABSOLUTE ENCODER; WITH FITTED KEY, ACCURACY TOLERANCE N, W/O HOLDING BRAKE VIBRATION SEVERITY GRADE N, DIAPHRAGM SEAL (IP 64) | 12002 | TEM | 1 | MC | 91.005 | 1
1FT61326SF711EA1 | SIMOTICS S SYNCHRONOUS SERVOMOTOR, 1FT6 110 NM, 100 K, 3000 REV/MIN, SEPARATE VENTILATION IM B5 (IM V1, IM V3) FOR POWER AND SIGNAL CONNECTOR OUTGOING CONNECTOR DIRECTION TRAVERSE RIGHT ABSOLUTE ENCODER ENDAT 2048 P/REV (ENCODER A-2048); PERFORMANCE REDUCTION BY 10% DUE TO ABSOLUTE ENCODER; WITH FITTED KEY, ACCURACY TOLERANCE N, W/O HOLDING BRAKE VIBRATION SEVERITY GRADE N, GAMMA SEALING RING (IP 65) | 12104 | TEM | 1 | MC | 91.005 | 1
1FT61326SF711EB0 | SIMOTICS S SYNCHRONOUS SERVOMOTOR, 1FT6 110 NM, 100 K, 3000 REV/MIN, SEPARATE VENTILATION IM B5 (IM V1, IM V3) FOR POWER AND SIGNAL CONNECTOR OUTGOING CONNECTOR DIRECTION TRAVERSE RIGHT ABSOLUTE ENCODER ENDAT 2048 P/REV (ENCODER A-2048); PERFORMANCE REDUCTION BY 10% DUE TO ABSOLUTE ENCODER; WITH FITTED KEY, ACCURACY TOLERANCE N, W. HOLDING BRAKE VIBRATION SEVERITY GRADE N, DIAPHRAGM SEAL (IP 64) | 13722 | TEM | 1 | MC | 101.004 | 1
1FT61326SF711EB1 | SIMOTICS S SYNCHRONOUS SERVOMOTOR, 1FT6 110 NM, 100 K, 3000 REV/MIN, SEPARATE VENTILATION IM B5 (IM V1, IM V3) FOR POWER AND SIGNAL CONNECTOR OUTGOING CONNECTOR DIRECTION TRAVERSE RIGHT ABSOLUTE ENCODER ENDAT 2048 P/REV (ENCODER A-2048); PERFORMANCE REDUCTION BY 10% DUE TO ABSOLUTE ENCODER; WITH FITTED KEY, ACCURACY TOLERANCE N, W. HOLDING BRAKE VIBRATION SEVERITY GRADE N, GAMMA SEALING RING (IP 65) | 13824 | TEM | 1 | MC | 101.004 | 1
1FT61326SF711EG0 | SIMOTICS S SYNCHRONOUS SERVOMOTOR, 1FT6 110 NM, 100 K, 3000 REV/MIN, SEPARATE VENTILATION IM B5 (IM V1, IM V3) FOR POWER AND SIGNAL CONNECTOR OUTGOING CONNECTOR DIRECTION TRAVERSE RIGHT ABSOLUTE ENCODER ENDAT 2048 P/REV (ENCODER A-2048); PERFORMANCE REDUCTION BY 10% DUE TO ABSOLUTE ENCODER; PLAIN SHAFT, ACCURACY TOLERANCE N, W/O HOLDING BRAKE VIBRATION SEVERITY GRADE N, DIAPHRAGM SEAL (IP 64) | 12002 | TEM | 1 | MC | 91.005 | 1
1FT61326SF711EG1 | SIMOTICS S SYNCHRONOUS SERVOMOTOR, 1FT6 110 NM, 100 K, 3000 REV/MIN, SEPARATE VENTILATION IM B5 (IM V1, IM V3) FOR POWER AND SIGNAL CONNECTOR OUTGOING CONNECTOR DIRECTION TRAVERSE RIGHT ABSOLUTE ENCODER ENDAT 2048 P/REV (ENCODER A-2048); PERFORMANCE REDUCTION BY 10% DUE TO ABSOLUTE ENCODER; PLAIN SHAFT, ACCURACY TOLERANCE N, W/O HOLDING BRAKE VIBRATION SEVERITY GRADE N, GAMMA SEALING RING (IP 65) | 12104 | TEM | 1 | MC | 91.005 | 1
1FT61326SF711EH0 | SIMOTICS S SYNCHRONOUS SERVOMOTOR, 1FT6 110 NM, 100 K, 3000 REV/MIN, SEPARATE VENTILATION IM B5 (IM V1, IM V3) FOR POWER AND SIGNAL CONNECTOR OUTGOING CONNECTOR DIRECTION TRAVERSE RIGHT ABSOLUTE ENCODER ENDAT 2048 P/REV (ENCODER A-2048); PERFORMANCE REDUCTION BY 10% DUE TO ABSOLUTE ENCODER; PLAIN SHAFT, ACCURACY TOLERANCE N, W. HOLDING BRAKE VIBRATION SEVERITY GRADE N, DIAPHRAGM SEAL (IP 64) | 13876 | TEM | 1 | MC | 101.004 | 1
1FT61326SF711EH1 | SIMOTICS S SYNCHRONOUS SERVOMOTOR, 1FT6 110 NM, 100 K, 3000 REV/MIN, SEPARATE VENTILATION IM B5 (IM V1, IM V3) FOR POWER AND SIGNAL CONNECTOR OUTGOING CONNECTOR DIRECTION TRAVERSE RIGHT ABSOLUTE ENCODER ENDAT 2048 P/REV (ENCODER A-2048); PERFORMANCE REDUCTION BY 10% DUE TO ABSOLUTE ENCODER; PLAIN SHAFT, ACCURACY TOLERANCE N, W. HOLDING BRAKE VIBRATION SEVERITY GRADE N, GAMMA SEALING RING (IP 65) | 13978 | TEM | 1 | MC | 101.004 | 1
1FT61326SF711EH3 | SIMOTICS S SYNCHRONOUS SERVOMOTOR, 1FT6 110 NM, 100 K, 3000 REV/MIN, SEPARATE VENTILATION IM B5 (IM V1, IM V3) FOR POWER AND SIGNAL CONNECTOR OUTGOING CONNECTOR DIRECTION TRAVERSE RIGHT ABSOLUTE ENCODER ENDAT 2048 P/REV (ENCODER A-2048); PERFORMANCE REDUCTION BY 10% DUE TO ABSOLUTE ENCODER; PLAIN SHAFT, ACCURACY TOLERANCE N, W. HOLDING BRAKE VIBRATION SEVERITY GRADE R, DIAPHRAGM SEAL (IP 64) | 14046 | TEM | 1 | MC | 101.004 | 1
1FT61326SF711EK5 | SIMOTICS S SYNCHRONOUS SERVOMOTOR, 1FT6 110 NM, 100 K, 3000 REV/MIN, SEPARATE VENTILATION IM B5 (IM V1, IM V3) FOR POWER AND SIGNAL CONNECTOR OUTGOING CONNECTOR DIRECTION TRAVERSE RIGHT ABSOLUTE ENCODER ENDAT 2048 P/REV (ENCODER A-2048); PERFORMANCE REDUCTION BY 10% DUE TO ABSOLUTE ENCODER; PLAIN SHAFT, ACCURACY TOLERANCE R, W/O HOLDING BRAKE VIBRATION SEVERITY GRADE R, ROTARY SHAFT SEAL (IP 67) | 12714 | TEM | 1 | MC | 91.005 | 1
1FT61326SF711FA0 | SIMOTICS S SYNCHRONOUS SERVOMOTOR, 1FT6 110 NM, 100 K, 3000 REV/MIN, SEPARATE VENTILATION IM B5 (IM V1, IM V3) FOR POWER AND SIGNAL CONNECTOR OUTGOING CONNECTOR DIRECTION TRAVERSE RIGHT ABSOLUTE ENCODER 2048 P/REV (ENCODER A-2048) WITH DRIVE-CLIQ INTERFACE; PERFORMANCE REDUCTION BY 10% DUE TO ABSOLUTE ENCODER; WITH FITTED KEY, ACCURACY TOLERANCE N, W/O HOLDING BRAKE VIBRATION SEVERITY GRADE N, DIAPHRAGM SEAL (IP 64) | 12378 | TEM | 1 | MC | 91.005 | 1
1FT61326SF711FA1 | SIMOTICS S SYNCHRONOUS SERVOMOTOR, 1FT6 110 NM, 100 K, 3000 REV/MIN, SEPARATE VENTILATION IM B5 (IM V1, IM V3) FOR POWER AND SIGNAL CONNECTOR OUTGOING CONNECTOR DIRECTION TRAVERSE RIGHT ABSOLUTE ENCODER 2048 P/REV (ENCODER A-2048) WITH DRIVE-CLIQ INTERFACE; PERFORMANCE REDUCTION BY 10% DUE TO ABSOLUTE ENCODER; WITH FITTED KEY, ACCURACY TOLERANCE N, W/O HOLDING BRAKE VIBRATION SEVERITY GRADE N, GAMMA SEALING RING (IP 65) | 12480 | TEM | 1 | MC | 91.005 | 1
1FT61326SF711FB0 | SIMOTICS S SYNCHRONOUS SERVOMOTOR, 1FT6 110 NM, 100 K, 3000 REV/MIN, SEPARATE VENTILATION IM B5 (IM V1, IM V3) FOR POWER AND SIGNAL CONNECTOR OUTGOING CONNECTOR DIRECTION TRAVERSE RIGHT ABSOLUTE ENCODER 2048 P/REV (ENCODER A-2048) WITH DRIVE-CLIQ INTERFACE; PERFORMANCE REDUCTION BY 10% DUE TO ABSOLUTE ENCODER; WITH FITTED KEY, ACCURACY TOLERANCE N, W. HOLDING BRAKE VIBRATION SEVERITY GRADE N, DIAPHRAGM SEAL (IP 64) | 14099 | TEM | 1 | MC | 101.004 | 1
1FT61326SF711FB4 | SIMOTICS S SYNCHRONOUS SERVOMOTOR, 1FT6 110 NM, 100 K, 3000 REV/MIN, SEPARATE VENTILATION IM B5 (IM V1, IM V3) FOR POWER AND SIGNAL CONNECTOR OUTGOING CONNECTOR DIRECTION TRAVERSE RIGHT ABSOLUTE ENCODER 2048 P/REV (ENCODER A-2048) WITH DRIVE-CLIQ INTERFACE; PERFORMANCE REDUCTION BY 10% DUE TO ABSOLUTE ENCODER; WITH FITTED KEY, ACCURACY TOLERANCE N, W. HOLDING BRAKE VIBRATION SEVERITY GRADE R, GAMMA SEALING RING (IP 65) | 14373 | TEM | 1 | MC | 101.004 | 1
1FT61326SF711FD3 | SIMOTICS S SYNCHRONOUS SERVOMOTOR, 1FT6 110 NM, 100 K, 3000 REV/MIN, SEPARATE VENTILATION IM B5 (IM V1, IM V3) FOR POWER AND SIGNAL CONNECTOR OUTGOING CONNECTOR DIRECTION TRAVERSE RIGHT ABSOLUTE ENCODER 2048 P/REV (ENCODER A-2048) WITH DRIVE-CLIQ INTERFACE; PERFORMANCE REDUCTION BY 10% DUE TO ABSOLUTE ENCODER; WITH FITTED KEY, ACCURACY TOLERANCE R, W/O HOLDING BRAKE VIBRATION SEVERITY GRADE R, DIAPHRAGM SEAL (IP 64) | 12782 | TEM | 1 | MC | 91.005 | 1
1FT61326SF711FG0 | SIMOTICS S SYNCHRONOUS SERVOMOTOR, 1FT6 110 NM, 100 K, 3000 REV/MIN, SEPARATE VENTILATION IM B5 (IM V1, IM V3) FOR POWER AND SIGNAL CONNECTOR OUTGOING CONNECTOR DIRECTION TRAVERSE RIGHT ABSOLUTE ENCODER 2048 P/REV (ENCODER A-2048) WITH DRIVE-CLIQ INTERFACE; PERFORMANCE REDUCTION BY 10% DUE TO ABSOLUTE ENCODER; PLAIN SHAFT, ACCURACY TOLERANCE N, W/O HOLDING BRAKE VIBRATION SEVERITY GRADE N, DIAPHRAGM SEAL (IP 64) | 12378 | TEM | 1 | MC | 91.005 | 1
1FT61326SF711FH0 | SIMOTICS S SYNCHRONOUS SERVOMOTOR, 1FT6 110 NM, 100 K, 3000 REV/MIN, SEPARATE VENTILATION IM B5 (IM V1, IM V3) FOR POWER AND SIGNAL CONNECTOR OUTGOING CONNECTOR DIRECTION TRAVERSE RIGHT ABSOLUTE ENCODER 2048 P/REV (ENCODER A-2048) WITH DRIVE-CLIQ INTERFACE; PERFORMANCE REDUCTION BY 10% DUE TO ABSOLUTE ENCODER; PLAIN SHAFT, ACCURACY TOLERANCE N, W. HOLDING BRAKE VIBRATION SEVERITY GRADE N, DIAPHRAGM SEAL (IP 64) | 14252 | TEM | 1 | MC | 101.004 | 1
1FT61326SF711FH3 | SIMOTICS S SYNCHRONOUS SERVOMOTOR, 1FT6 110 NM, 100 K, 3000 REV/MIN, SEPARATE VENTILATION IM B5 (IM V1, IM V3) FOR POWER AND SIGNAL CONNECTOR OUTGOING CONNECTOR DIRECTION TRAVERSE RIGHT ABSOLUTE ENCODER 2048 P/REV (ENCODER A-2048) WITH DRIVE-CLIQ INTERFACE; PERFORMANCE REDUCTION BY 10% DUE TO ABSOLUTE ENCODER; PLAIN SHAFT, ACCURACY TOLERANCE N, W. HOLDING BRAKE VIBRATION SEVERITY GRADE R, DIAPHRAGM SEAL (IP 64) | 14422 | TEM | 1 | MC | 101.004 | 1
1FT61326SF711FL3 | SIMOTICS S SYNCHRONOUS SERVOMOTOR, 1FT6 110 NM, 100 K, 3000 REV/MIN, SEPARATE VENTILATION IM B5 (IM V1, IM V3) FOR POWER AND SIGNAL CONNECTOR OUTGOING CONNECTOR DIRECTION TRAVERSE RIGHT ABSOLUTE ENCODER 2048 P/REV (ENCODER A-2048) WITH DRIVE-CLIQ INTERFACE; PERFORMANCE REDUCTION BY 10% DUE TO ABSOLUTE ENCODER; PLAIN SHAFT, ACCURACY TOLERANCE R, W. HOLDING BRAKE VIBRATION SEVERITY GRADE R, DIAPHRAGM SEAL (IP 64) | 14642 | TEM | 1 | MC | 101.004 | 1
1FT61326SF711PA0 | SIMOTICS S SYNCHRONOUS SERVOMOTOR, 1FT6 110 NM, 100 K, 3000 REV/MIN, SEPARATE VENTILATION IM B5 (IM V1, IM V3) FOR POWER AND SIGNAL CONNECTOR OUTGOING CONNECTOR DIRECTION TRAVERSE RIGHT RESOLVER 2-POLE (RESOLVER P=1) WITH DRIVE-CLIQ INTERFACE; WITH FITTED KEY, ACCURACY TOLERANCE N, W/O HOLDING BRAKE VIBRATION SEVERITY GRADE N, DIAPHRAGM SEAL (IP 64) | 10461 | TEM | 1 | MC | 91.005 | 1
1FT61326SF711SA0 | SIMOTICS S SYNCHRONOUS SERVOMOTOR, 1FT6 110 NM, 100 K, 3000 REV/MIN, SEPARATE VENTILATION IM B5 (IM V1, IM V3) FOR POWER AND SIGNAL CONNECTOR OUTGOING CONNECTOR DIRECTION TRAVERSE RIGHT RESOLVER MULTI-POLE (RESOLVER P=3); WITH FITTED KEY, ACCURACY TOLERANCE N, W/O HOLDING BRAKE VIBRATION SEVERITY GRADE N, DIAPHRAGM SEAL (IP 64) | 10095 | TEM | 1 | MC | 91.005 | 1
1FT61326SF711SB0 | SIMOTICS S SYNCHRONOUS SERVOMOTOR, 1FT6 110 NM, 100 K, 3000 REV/MIN, SEPARATE VENTILATION IM B5 (IM V1, IM V3) FOR POWER AND SIGNAL CONNECTOR OUTGOING CONNECTOR DIRECTION TRAVERSE RIGHT RESOLVER MULTI-POLE (RESOLVER P=3); WITH FITTED KEY, ACCURACY TOLERANCE N, W. HOLDING BRAKE VIBRATION SEVERITY GRADE N, DIAPHRAGM SEAL (IP 64) | 11816 | TEM | 1 | MC | 101.004 | 1
1FT61326SF711SB4 | SIMOTICS S SYNCHRONOUS SERVOMOTOR, 1FT6 110 NM, 100 K, 3000 REV/MIN, SEPARATE VENTILATION IM B5 (IM V1, IM V3) FOR POWER AND SIGNAL CONNECTOR OUTGOING CONNECTOR DIRECTION TRAVERSE RIGHT RESOLVER MULTI-POLE (RESOLVER P=3); WITH FITTED KEY, ACCURACY TOLERANCE N, W. HOLDING BRAKE VIBRATION SEVERITY GRADE R, GAMMA SEALING RING (IP 65) | 12090 | TEM | 1 | MC | 101.004 | 1
1FT61326SF711SG0 | SIMOTICS S SYNCHRONOUS SERVOMOTOR, 1FT6 110 NM, 100 K, 3000 REV/MIN, SEPARATE VENTILATION IM B5 (IM V1, IM V3) FOR POWER AND SIGNAL CONNECTOR OUTGOING CONNECTOR DIRECTION TRAVERSE RIGHT RESOLVER MULTI-POLE (RESOLVER P=3); PLAIN SHAFT, ACCURACY TOLERANCE N, W/O HOLDING BRAKE VIBRATION SEVERITY GRADE N, DIAPHRAGM SEAL (IP 64) | 10095 | TEM | 1 | MC | 91.005 | 1
1FT61326SF711SH0 | SIMOTICS S SYNCHRONOUS SERVOMOTOR, 1FT6 110 NM, 100 K, 3000 REV/MIN, SEPARATE VENTILATION IM B5 (IM V1, IM V3) FOR POWER AND SIGNAL CONNECTOR OUTGOING CONNECTOR DIRECTION TRAVERSE RIGHT RESOLVER MULTI-POLE (RESOLVER P=3); PLAIN SHAFT, ACCURACY TOLERANCE N, W. HOLDING BRAKE VIBRATION SEVERITY GRADE N, DIAPHRAGM SEAL (IP 64) | 11970 | TEM | 1 | MC | 101.004 | 1
1FT61326SF711TA0 | SIMOTICS S SYNCHRONOUS SERVOMOTOR, 1FT6 110 NM, 100 K, 3000 REV/MIN, SEPARATE VENTILATION IM B5 (IM V1, IM V3) FOR POWER AND SIGNAL CONNECTOR OUTGOING CONNECTOR DIRECTION TRAVERSE RIGHT RESOLVER 2-POLE (RESOLVER P=1); WITH FITTED KEY, ACCURACY TOLERANCE N, W/O HOLDING BRAKE VIBRATION SEVERITY GRADE N, DIAPHRAGM SEAL (IP 64) | 10100 | TEM | 1 | MC | 91.005 | 1
1FT61326SF711TA2 | SIMOTICS S SYNCHRONOUS SERVOMOTOR, 1FT6 110 NM, 100 K, 3000 REV/MIN, SEPARATE VENTILATION IM B5 (IM V1, IM V3) FOR POWER AND SIGNAL CONNECTOR OUTGOING CONNECTOR DIRECTION TRAVERSE RIGHT RESOLVER 2-POLE (RESOLVER P=1); WITH FITTED KEY, ACCURACY TOLERANCE N, W/O HOLDING BRAKE VIBRATION SEVERITY GRADE N, ROTARY SHAFT SEAL (IP 67) | 10287 | TEM | 1 | MC | 91.005 | 1
1FT61326SF711TB0 | SIMOTICS S SYNCHRONOUS SERVOMOTOR, 1FT6 110 NM, 100 K, 3000 REV/MIN, SEPARATE VENTILATION IM B5 (IM V1, IM V3) FOR POWER AND SIGNAL CONNECTOR OUTGOING CONNECTOR DIRECTION TRAVERSE RIGHT RESOLVER 2-POLE (RESOLVER P=1); WITH FITTED KEY, ACCURACY TOLERANCE N, W. HOLDING BRAKE VIBRATION SEVERITY GRADE N, DIAPHRAGM SEAL (IP 64) | 11820 | TEM | 1 | MC | 101.004 | 1
1FT61326SF711TG0 | SIMOTICS S SYNCHRONOUS SERVOMOTOR, 1FT6 110 NM, 100 K, 3000 REV/MIN, SEPARATE VENTILATION IM B5 (IM V1, IM V3) FOR POWER AND SIGNAL CONNECTOR OUTGOING CONNECTOR DIRECTION TRAVERSE RIGHT RESOLVER 2-POLE (RESOLVER P=1); PLAIN SHAFT, ACCURACY TOLERANCE N, W/O HOLDING BRAKE VIBRATION SEVERITY GRADE N, DIAPHRAGM SEAL (IP 64) | 10100 | TEM | 1 | MC | 91.005 | 1
1FT61326SF711TL1 | SIMOTICS S SYNCHRONOUS SERVOMOTOR, 1FT6 110 NM, 100 K, 3000 REV/MIN, SEPARATE VENTILATION IM B5 (IM V1, IM V3) FOR POWER AND SIGNAL CONNECTOR OUTGOING CONNECTOR DIRECTION TRAVERSE RIGHT RESOLVER 2-POLE (RESOLVER P=1); PLAIN SHAFT, ACCURACY TOLERANCE R, W. HOLDING BRAKE VIBRATION SEVERITY GRADE N, GAMMA SEALING RING (IP 65) | 12296 | TEM | 1 | MC | 101.004 | 1
1FT61326SF712DH0 | SIMOTICS S SYNCHRONOUS SERVOMOTOR, 1FT6 110 NM, 100 K, 3000 REV/MIN, SEPARATE VENTILATION IM B5 (IM V1, IM V3) FOR POWER AND SIGNAL CONNECTOR OUTGOING CONNECTOR DIRECTION TRAVERSE LEFT INCREMENTAL ENCODER 2048 P/REV (ENCODER I-2048) WITH DRIVE-CLIQ INTERFACE; PLAIN SHAFT, ACCURACY TOLERANCE N, W. HOLDING BRAKE VIBRATION SEVERITY GRADE N, DIAPHRAGM SEAL (IP 64) | 13434 | TEM | 1 | MC | 101.004 | 1
1FT61326SF712DL4 | SIMOTICS S SYNCHRONOUS SERVOMOTOR, 1FT6 110 NM, 100 K, 3000 REV/MIN, SEPARATE VENTILATION IM B5 (IM V1, IM V3) FOR POWER AND SIGNAL CONNECTOR OUTGOING CONNECTOR DIRECTION TRAVERSE LEFT INCREMENTAL ENCODER 2048 P/REV (ENCODER I-2048) WITH DRIVE-CLIQ INTERFACE; PLAIN SHAFT, ACCURACY TOLERANCE R, W. HOLDING BRAKE VIBRATION SEVERITY GRADE R, GAMMA SEALING RING (IP 65) | 13928 | TEM | 1 | MC | 101.004 | 1
1FT61326SF712EG1 | SIMOTICS S SYNCHRONOUS SERVOMOTOR, 1FT6 110 NM, 100 K, 3000 REV/MIN, SEPARATE VENTILATION IM B5 (IM V1, IM V3) FOR POWER AND SIGNAL CONNECTOR OUTGOING CONNECTOR DIRECTION TRAVERSE LEFT ABSOLUTE ENCODER ENDAT 2048 P/REV (ENCODER A-2048); PERFORMANCE REDUCTION BY 10% DUE TO ABSOLUTE ENCODER; PLAIN SHAFT, ACCURACY TOLERANCE N, W/O HOLDING BRAKE VIBRATION SEVERITY GRADE N, GAMMA SEALING RING (IP 65) | 12104 | TEM | 1 | MC | 91.005 | 1
1FT61326SF712TG1 | SIMOTICS S SYNCHRONOUS SERVOMOTOR, 1FT6 110 NM, 100 K, 3000 REV/MIN, SEPARATE VENTILATION IM B5 (IM V1, IM V3) FOR POWER AND SIGNAL CONNECTOR OUTGOING CONNECTOR DIRECTION TRAVERSE LEFT RESOLVER 2-POLE (RESOLVER P=1); PLAIN SHAFT, ACCURACY TOLERANCE N, W/O HOLDING BRAKE VIBRATION SEVERITY GRADE N, GAMMA SEALING RING (IP 65) | 10202 | TEM | 1 | MC | 91.005 | 1
1FT61326SF714AA0 | SIMOTICS S SYNCHRONOUS SERVOMOTOR, 1FT6 110 NM, 100 K, 3000 REV/MIN, SEPARATE VENTILATION IM B5 (IM V1, IM V3) FOR POWER AND SIGNAL CONNECTOR OUTGOING CONNECTOR DIRECTION AXIAL DRIVE END INCREM. ENCODER, SIN/COS 1 VPP 2048 P/REV (ENCODER I-2048); WITH FITTED KEY, ACCURACY TOLERANCE N, W/O HOLDING BRAKE VIBRATION SEVERITY GRADE N, DIAPHRAGM SEAL (IP 64) | 11195 | TEM | 1 | MC | 91.005 | 1
1FT61326SF714AA1 | SIMOTICS S SYNCHRONOUS SERVOMOTOR, 1FT6 110 NM, 100 K, 3000 REV/MIN, SEPARATE VENTILATION IM B5 (IM V1, IM V3) FOR POWER AND SIGNAL CONNECTOR OUTGOING CONNECTOR DIRECTION AXIAL DRIVE END INCREM. ENCODER, SIN/COS 1 VPP 2048 P/REV (ENCODER I-2048); WITH FITTED KEY, ACCURACY TOLERANCE N, W/O HOLDING BRAKE VIBRATION SEVERITY GRADE N, GAMMA SEALING RING (IP 65) | 11297 | TEM | 1 | MC | 91.005 | 1
1FT61326SF714AB1 | SIMOTICS S SYNCHRONOUS SERVOMOTOR, 1FT6 110 NM, 100 K, 3000 REV/MIN, SEPARATE VENTILATION IM B5 (IM V1, IM V3) FOR POWER AND SIGNAL CONNECTOR OUTGOING CONNECTOR DIRECTION AXIAL DRIVE END INCREM. ENCODER, SIN/COS 1 VPP 2048 P/REV (ENCODER I-2048); WITH FITTED KEY, ACCURACY TOLERANCE N, W. HOLDING BRAKE VIBRATION SEVERITY GRADE N, GAMMA SEALING RING (IP 65) | 13017 | TEM | 1 | MC | 101.004 | 1
1FT61326SF714AG0 | SIMOTICS S SYNCHRONOUS SERVOMOTOR, 1FT6 110 NM, 100 K, 3000 REV/MIN, SEPARATE VENTILATION IM B5 (IM V1, IM V3) FOR POWER AND SIGNAL CONNECTOR OUTGOING CONNECTOR DIRECTION AXIAL DRIVE END INCREM. ENCODER, SIN/COS 1 VPP 2048 P/REV (ENCODER I-2048); PLAIN SHAFT, ACCURACY TOLERANCE N, W/O HOLDING BRAKE VIBRATION SEVERITY GRADE N, DIAPHRAGM SEAL (IP 64) | 11195 | TEM | 1 | MC | 91.005 | 1
1FT61326SF714AG1 | SIMOTICS S SYNCHRONOUS SERVOMOTOR, 1FT6 110 NM, 100 K, 3000 REV/MIN, SEPARATE VENTILATION IM B5 (IM V1, IM V3) FOR POWER AND SIGNAL CONNECTOR OUTGOING CONNECTOR DIRECTION AXIAL DRIVE END INCREM. ENCODER, SIN/COS 1 VPP 2048 P/REV (ENCODER I-2048); PLAIN SHAFT, ACCURACY TOLERANCE N, W/O HOLDING BRAKE VIBRATION SEVERITY GRADE N, GAMMA SEALING RING (IP 65) | 11297 | TEM | 1 | MC | 91.005 | 1
1FT61326SF714AH0 | SIMOTICS S SYNCHRONOUS SERVOMOTOR, 1FT6 110 NM, 100 K, 3000 REV/MIN, SEPARATE VENTILATION IM B5 (IM V1, IM V3) FOR POWER AND SIGNAL CONNECTOR OUTGOING CONNECTOR DIRECTION AXIAL DRIVE END INCREM. ENCODER, SIN/COS 1 VPP 2048 P/REV (ENCODER I-2048); PLAIN SHAFT, ACCURACY TOLERANCE N, W. HOLDING BRAKE VIBRATION SEVERITY GRADE N, DIAPHRAGM SEAL (IP 64) | 13069 | TEM | 1 | MC | 101.004 | 1
1FT61326SF714AH1 | SIMOTICS S SYNCHRONOUS SERVOMOTOR, 1FT6 110 NM, 100 K, 3000 REV/MIN, SEPARATE VENTILATION IM B5 (IM V1, IM V3) FOR POWER AND SIGNAL CONNECTOR OUTGOING CONNECTOR DIRECTION AXIAL DRIVE END INCREM. ENCODER, SIN/COS 1 VPP 2048 P/REV (ENCODER I-2048); PLAIN SHAFT, ACCURACY TOLERANCE N, W. HOLDING BRAKE VIBRATION SEVERITY GRADE N, GAMMA SEALING RING (IP 65) | 13171 | TEM | 1 | MC | 101.004 | 1
1FT61326SF714AK1 | SIMOTICS S SYNCHRONOUS SERVOMOTOR, 1FT6 110 NM, 100 K, 3000 REV/MIN, SEPARATE VENTILATION IM B5 (IM V1, IM V3) FOR POWER AND SIGNAL CONNECTOR OUTGOING CONNECTOR DIRECTION AXIAL DRIVE END INCREM. ENCODER, SIN/COS 1 VPP 2048 P/REV (ENCODER I-2048); PLAIN SHAFT, ACCURACY TOLERANCE R, W/O HOLDING BRAKE VIBRATION SEVERITY GRADE N, GAMMA SEALING RING (IP 65) | 11666 | TEM | 1 | MC | 91.005 | 1
1FT61326SF714AK3 | SIMOTICS S SYNCHRONOUS SERVOMOTOR, 1FT6 110 NM, 100 K, 3000 REV/MIN, SEPARATE VENTILATION IM B5 (IM V1, IM V3) FOR POWER AND SIGNAL CONNECTOR OUTGOING CONNECTOR DIRECTION AXIAL DRIVE END INCREM. ENCODER, SIN/COS 1 VPP 2048 P/REV (ENCODER I-2048); PLAIN SHAFT, ACCURACY TOLERANCE R, W/O HOLDING BRAKE VIBRATION SEVERITY GRADE R, DIAPHRAGM SEAL (IP 64) | 11733 | TEM | 1 | MC | 91.005 | 1
1FT61326SF714AL1 | SIMOTICS S SYNCHRONOUS SERVOMOTOR, 1FT6 110 NM, 100 K, 3000 REV/MIN, SEPARATE VENTILATION IM B5 (IM V1, IM V3) FOR POWER AND SIGNAL CONNECTOR OUTGOING CONNECTOR DIRECTION AXIAL DRIVE END INCREM. ENCODER, SIN/COS 1 VPP 2048 P/REV (ENCODER I-2048); PLAIN SHAFT, ACCURACY TOLERANCE R, W. HOLDING BRAKE VIBRATION SEVERITY GRADE N, GAMMA SEALING RING (IP 65) | 13391 | TEM | 1 | MC | 101.004 | 1
1FT61326SF714AL3 | SIMOTICS S SYNCHRONOUS SERVOMOTOR, 1FT6 110 NM, 100 K, 3000 REV/MIN, SEPARATE VENTILATION IM B5 (IM V1, IM V3) FOR POWER AND SIGNAL CONNECTOR OUTGOING CONNECTOR DIRECTION AXIAL DRIVE END INCREM. ENCODER, SIN/COS 1 VPP 2048 P/REV (ENCODER I-2048); PLAIN SHAFT, ACCURACY TOLERANCE R, W. HOLDING BRAKE VIBRATION SEVERITY GRADE R, DIAPHRAGM SEAL (IP 64) | 13459 | TEM | 1 | MC | 101.004 | 1
1FT61326SF714DA0 | SIMOTICS S SYNCHRONOUS SERVOMOTOR, 1FT6 110 NM, 100 K, 3000 REV/MIN, SEPARATE VENTILATION IM B5 (IM V1, IM V3) FOR POWER AND SIGNAL CONNECTOR OUTGOING CONNECTOR DIRECTION AXIAL DRIVE END INCREMENTAL ENCODER 2048 P/REV (ENCODER I-2048) WITH DRIVE-CLIQ INTERFACE; WITH FITTED KEY, ACCURACY TOLERANCE N, W/O HOLDING BRAKE VIBRATION SEVERITY GRADE N, DIAPHRAGM SEAL (IP 64) | 11559 | TEM | 1 | MC | 91.005 | 1
1FT61326SF714DA1 | SIMOTICS S SYNCHRONOUS SERVOMOTOR, 1FT6 110 NM, 100 K, 3000 REV/MIN, SEPARATE VENTILATION IM B5 (IM V1, IM V3) FOR POWER AND SIGNAL CONNECTOR OUTGOING CONNECTOR DIRECTION AXIAL DRIVE END INCREMENTAL ENCODER 2048 P/REV (ENCODER I-2048) WITH DRIVE-CLIQ INTERFACE; WITH FITTED KEY, ACCURACY TOLERANCE N, W/O HOLDING BRAKE VIBRATION SEVERITY GRADE N, GAMMA SEALING RING (IP 65) | 11661 | TEM | 1 | MC | 91.005 | 1
1FT61326SF714DB0 | SIMOTICS S SYNCHRONOUS SERVOMOTOR, 1FT6 110 NM, 100 K, 3000 REV/MIN, SEPARATE VENTILATION IM B5 (IM V1, IM V3) FOR POWER AND SIGNAL CONNECTOR OUTGOING CONNECTOR DIRECTION AXIAL DRIVE END INCREMENTAL ENCODER 2048 P/REV (ENCODER I-2048) WITH DRIVE-CLIQ INTERFACE; WITH FITTED KEY, ACCURACY TOLERANCE N, W. HOLDING BRAKE VIBRATION SEVERITY GRADE N, DIAPHRAGM SEAL (IP 64) | 13280 | TEM | 1 | MC | 101.004 | 1
1FT61326SF714DB1 | SIMOTICS S SYNCHRONOUS SERVOMOTOR, 1FT6 110 NM, 100 K, 3000 REV/MIN, SEPARATE VENTILATION IM B5 (IM V1, IM V3) FOR POWER AND SIGNAL CONNECTOR OUTGOING CONNECTOR DIRECTION AXIAL DRIVE END INCREMENTAL ENCODER 2048 P/REV (ENCODER I-2048) WITH DRIVE-CLIQ INTERFACE; WITH FITTED KEY, ACCURACY TOLERANCE N, W. HOLDING BRAKE VIBRATION SEVERITY GRADE N, GAMMA SEALING RING (IP 65) | 13382 | TEM | 1 | MC | 101.004 | 1
1FT61326SF714DG0 | SIMOTICS S SYNCHRONOUS SERVOMOTOR, 1FT6 110 NM, 100 K, 3000 REV/MIN, SEPARATE VENTILATION IM B5 (IM V1, IM V3) FOR POWER AND SIGNAL CONNECTOR OUTGOING CONNECTOR DIRECTION AXIAL DRIVE END INCREMENTAL ENCODER 2048 P/REV (ENCODER I-2048) WITH DRIVE-CLIQ INTERFACE; PLAIN SHAFT, ACCURACY TOLERANCE N, W/O HOLDING BRAKE VIBRATION SEVERITY GRADE N, DIAPHRAGM SEAL (IP 64) | 11559 | TEM | 1 | MC | 91.005 | 1
1FT61326SF714DG1 | SIMOTICS S SYNCHRONOUS SERVOMOTOR, 1FT6 110 NM, 100 K, 3000 REV/MIN, SEPARATE VENTILATION IM B5 (IM V1, IM V3) FOR POWER AND SIGNAL CONNECTOR OUTGOING CONNECTOR DIRECTION AXIAL DRIVE END INCREMENTAL ENCODER 2048 P/REV (ENCODER I-2048) WITH DRIVE-CLIQ INTERFACE; PLAIN SHAFT, ACCURACY TOLERANCE N, W/O HOLDING BRAKE VIBRATION SEVERITY GRADE N, GAMMA SEALING RING (IP 65) | 11661 | TEM | 1 | MC | 91.005 | 1
1FT61326SF714DG2 | SIMOTICS S SYNCHRONOUS SERVOMOTOR, 1FT6 110 NM, 100 K, 3000 REV/MIN, SEPARATE VENTILATION IM B5 (IM V1, IM V3) FOR POWER AND SIGNAL CONNECTOR OUTGOING CONNECTOR DIRECTION AXIAL DRIVE END INCREMENTAL ENCODER 2048 P/REV (ENCODER I-2048) WITH DRIVE-CLIQ INTERFACE; PLAIN SHAFT, ACCURACY TOLERANCE N, W/O HOLDING BRAKE VIBRATION SEVERITY GRADE N, ROTARY SHAFT SEAL (IP 67) | 11747 | TEM | 1 | MC | 91.005 | 1
1FT61326SF714DH0 | SIMOTICS S SYNCHRONOUS SERVOMOTOR, 1FT6 110 NM, 100 K, 3000 REV/MIN, SEPARATE VENTILATION IM B5 (IM V1, IM V3) FOR POWER AND SIGNAL CONNECTOR OUTGOING CONNECTOR DIRECTION AXIAL DRIVE END INCREMENTAL ENCODER 2048 P/REV (ENCODER I-2048) WITH DRIVE-CLIQ INTERFACE; PLAIN SHAFT, ACCURACY TOLERANCE N, W. HOLDING BRAKE VIBRATION SEVERITY GRADE N, DIAPHRAGM SEAL (IP 64) | 13434 | TEM | 1 | MC | 101.004 | 1
1FT61326SF714DH1 | SIMOTICS S SYNCHRONOUS SERVOMOTOR, 1FT6 110 NM, 100 K, 3000 REV/MIN, SEPARATE VENTILATION IM B5 (IM V1, IM V3) FOR POWER AND SIGNAL CONNECTOR OUTGOING CONNECTOR DIRECTION AXIAL DRIVE END INCREMENTAL ENCODER 2048 P/REV (ENCODER I-2048) WITH DRIVE-CLIQ INTERFACE; PLAIN SHAFT, ACCURACY TOLERANCE N, W. HOLDING BRAKE VIBRATION SEVERITY GRADE N, GAMMA SEALING RING (IP 65) | 13536 | TEM | 1 | MC | 101.004 | 1
1FT61326SF714DL3 | SIMOTICS S SYNCHRONOUS SERVOMOTOR, 1FT6 110 NM, 100 K, 3000 REV/MIN, SEPARATE VENTILATION IM B5 (IM V1, IM V3) FOR POWER AND SIGNAL CONNECTOR OUTGOING CONNECTOR DIRECTION AXIAL DRIVE END INCREMENTAL ENCODER 2048 P/REV (ENCODER I-2048) WITH DRIVE-CLIQ INTERFACE; PLAIN SHAFT, ACCURACY TOLERANCE R, W. HOLDING BRAKE VIBRATION SEVERITY GRADE R, DIAPHRAGM SEAL (IP 64) | 13823 | TEM | 1 | MC | 101.004 | 1
1FT61326SF714EG0 | SIMOTICS S SYNCHRONOUS SERVOMOTOR, 1FT6 110 NM, 100 K, 3000 REV/MIN, SEPARATE VENTILATION IM B5 (IM V1, IM V3) FOR POWER AND SIGNAL CONNECTOR OUTGOING CONNECTOR DIRECTION AXIAL DRIVE END ABSOLUTE ENCODER ENDAT 2048 P/REV (ENCODER A-2048); PERFORMANCE REDUCTION BY 10% DUE TO ABSOLUTE ENCODER; PLAIN SHAFT, ACCURACY TOLERANCE N, W/O HOLDING BRAKE VIBRATION SEVERITY GRADE N, DIAPHRAGM SEAL (IP 64) | 12002 | TEM | 1 | MC | 91.005 | 1
1FT61326SF714EG1 | SIMOTICS S SYNCHRONOUS SERVOMOTOR, 1FT6 110 NM, 100 K, 3000 REV/MIN, SEPARATE VENTILATION IM B5 (IM V1, IM V3) FOR POWER AND SIGNAL CONNECTOR OUTGOING CONNECTOR DIRECTION AXIAL DRIVE END ABSOLUTE ENCODER ENDAT 2048 P/REV (ENCODER A-2048); PERFORMANCE REDUCTION BY 10% DUE TO ABSOLUTE ENCODER; PLAIN SHAFT, ACCURACY TOLERANCE N, W/O HOLDING BRAKE VIBRATION SEVERITY GRADE N, GAMMA SEALING RING (IP 65) | 12104 | TEM | 1 | MC | 91.005 | 1
1FT61326SF714EH0 | SIMOTICS S SYNCHRONOUS SERVOMOTOR, 1FT6 110 NM, 100 K, 3000 REV/MIN, SEPARATE VENTILATION IM B5 (IM V1, IM V3) FOR POWER AND SIGNAL CONNECTOR OUTGOING CONNECTOR DIRECTION AXIAL DRIVE END ABSOLUTE ENCODER ENDAT 2048 P/REV (ENCODER A-2048); PERFORMANCE REDUCTION BY 10% DUE TO ABSOLUTE ENCODER; PLAIN SHAFT, ACCURACY TOLERANCE N, W. HOLDING BRAKE VIBRATION SEVERITY GRADE N, DIAPHRAGM SEAL (IP 64) | 13876 | TEM | 1 | MC | 101.004 | 1
1FT61326SF714EH1 | SIMOTICS S SYNCHRONOUS SERVOMOTOR, 1FT6 110 NM, 100 K, 3000 REV/MIN, SEPARATE VENTILATION IM B5 (IM V1, IM V3) FOR POWER AND SIGNAL CONNECTOR OUTGOING CONNECTOR DIRECTION AXIAL DRIVE END ABSOLUTE ENCODER ENDAT 2048 P/REV (ENCODER A-2048); PERFORMANCE REDUCTION BY 10% DUE TO ABSOLUTE ENCODER; PLAIN SHAFT, ACCURACY TOLERANCE N, W. HOLDING BRAKE VIBRATION SEVERITY GRADE N, GAMMA SEALING RING (IP 65) | 13978 | TEM | 1 | MC | 101.004 | 1
1FT61326SF714EH2 | SIMOTICS S SYNCHRONOUS SERVOMOTOR, 1FT6 110 NM, 100 K, 3000 REV/MIN, SEPARATE VENTILATION IM B5 (IM V1, IM V3) FOR POWER AND SIGNAL CONNECTOR OUTGOING CONNECTOR DIRECTION AXIAL DRIVE END ABSOLUTE ENCODER ENDAT 2048 P/REV (ENCODER A-2048); PERFORMANCE REDUCTION BY 10% DUE TO ABSOLUTE ENCODER; PLAIN SHAFT, ACCURACY TOLERANCE N, W. HOLDING BRAKE VIBRATION SEVERITY GRADE N, ROTARY SHAFT SEAL (IP 67) | 14064 | TEM | 1 | MC | 101.004 | 1
1FT61326SF714EL3 | SIMOTICS S SYNCHRONOUS SERVOMOTOR, 1FT6 110 NM, 100 K, 3000 REV/MIN, SEPARATE VENTILATION IM B5 (IM V1, IM V3) FOR POWER AND SIGNAL CONNECTOR OUTGOING CONNECTOR DIRECTION AXIAL DRIVE END ABSOLUTE ENCODER ENDAT 2048 P/REV (ENCODER A-2048); PERFORMANCE REDUCTION BY 10% DUE TO ABSOLUTE ENCODER; PLAIN SHAFT, ACCURACY TOLERANCE R, W. HOLDING BRAKE VIBRATION SEVERITY GRADE R, DIAPHRAGM SEAL (IP 64) | 14266 | TEM | 1 | MC | 101.004 | 1
1FT61326SF714FA1 | SIMOTICS S SYNCHRONOUS SERVOMOTOR, 1FT6 110 NM, 100 K, 3000 REV/MIN, SEPARATE VENTILATION IM B5 (IM V1, IM V3) FOR POWER AND SIGNAL CONNECTOR OUTGOING CONNECTOR DIRECTION AXIAL DRIVE END ABSOLUTE ENCODER 2048 P/REV (ENCODER A-2048) WITH DRIVE-CLIQ INTERFACE; PERFORMANCE REDUCTION BY 10% DUE TO ABSOLUTE ENCODER; WITH FITTED KEY, ACCURACY TOLERANCE N, W/O HOLDING BRAKE VIBRATION SEVERITY GRADE N, GAMMA SEALING RING (IP 65) | 12480 | TEM | 1 | MC | 91.005 | 1
1FT61326SF714FB0 | SIMOTICS S SYNCHRONOUS SERVOMOTOR, 1FT6 110 NM, 100 K, 3000 REV/MIN, SEPARATE VENTILATION IM B5 (IM V1, IM V3) FOR POWER AND SIGNAL CONNECTOR OUTGOING CONNECTOR DIRECTION AXIAL DRIVE END ABSOLUTE ENCODER 2048 P/REV (ENCODER A-2048) WITH DRIVE-CLIQ INTERFACE; PERFORMANCE REDUCTION BY 10% DUE TO ABSOLUTE ENCODER; WITH FITTED KEY, ACCURACY TOLERANCE N, W. HOLDING BRAKE VIBRATION SEVERITY GRADE N, DIAPHRAGM SEAL (IP 64) | 14099 | TEM | 1 | MC | 101.004 | 1
1FT61326SF714FG0 | SIMOTICS S SYNCHRONOUS SERVOMOTOR, 1FT6 110 NM, 100 K, 3000 REV/MIN, SEPARATE VENTILATION IM B5 (IM V1, IM V3) FOR POWER AND SIGNAL CONNECTOR OUTGOING CONNECTOR DIRECTION AXIAL DRIVE END ABSOLUTE ENCODER 2048 P/REV (ENCODER A-2048) WITH DRIVE-CLIQ INTERFACE; PERFORMANCE REDUCTION BY 10% DUE TO ABSOLUTE ENCODER; PLAIN SHAFT, ACCURACY TOLERANCE N, W/O HOLDING BRAKE VIBRATION SEVERITY GRADE N, DIAPHRAGM SEAL (IP 64) | 12378 | TEM | 1 | MC | 91.005 | 1
1FT61326SF714FH0 | SIMOTICS S SYNCHRONOUS SERVOMOTOR, 1FT6 110 NM, 100 K, 3000 REV/MIN, SEPARATE VENTILATION IM B5 (IM V1, IM V3) FOR POWER AND SIGNAL CONNECTOR OUTGOING CONNECTOR DIRECTION AXIAL DRIVE END ABSOLUTE ENCODER 2048 P/REV (ENCODER A-2048) WITH DRIVE-CLIQ INTERFACE; PERFORMANCE REDUCTION BY 10% DUE TO ABSOLUTE ENCODER; PLAIN SHAFT, ACCURACY TOLERANCE N, W. HOLDING BRAKE VIBRATION SEVERITY GRADE N, DIAPHRAGM SEAL (IP 64) | 14252 | TEM | 1 | MC | 101.004 | 1
1FT61326SF714FH1 | SIMOTICS S SYNCHRONOUS SERVOMOTOR, 1FT6 110 NM, 100 K, 3000 REV/MIN, SEPARATE VENTILATION IM B5 (IM V1, IM V3) FOR POWER AND SIGNAL CONNECTOR OUTGOING CONNECTOR DIRECTION AXIAL DRIVE END ABSOLUTE ENCODER 2048 P/REV (ENCODER A-2048) WITH DRIVE-CLIQ INTERFACE; PERFORMANCE REDUCTION BY 10% DUE TO ABSOLUTE ENCODER; PLAIN SHAFT, ACCURACY TOLERANCE N, W. HOLDING BRAKE VIBRATION SEVERITY GRADE N, GAMMA SEALING RING (IP 65) | 14354 | TEM | 1 | MC | 101.004 | 1
1FT61326SF714FH2 | SIMOTICS S SYNCHRONOUS SERVOMOTOR, 1FT6 110 NM, 100 K, 3000 REV/MIN, SEPARATE VENTILATION IM B5 (IM V1, IM V3) FOR POWER AND SIGNAL CONNECTOR OUTGOING CONNECTOR DIRECTION AXIAL DRIVE END ABSOLUTE ENCODER 2048 P/REV (ENCODER A-2048) WITH DRIVE-CLIQ INTERFACE; PERFORMANCE REDUCTION BY 10% DUE TO ABSOLUTE ENCODER; PLAIN SHAFT, ACCURACY TOLERANCE N, W. HOLDING BRAKE VIBRATION SEVERITY GRADE N, ROTARY SHAFT SEAL (IP 67) | 14440 | TEM | 1 | MC | 101.004 | 1
1FT61326SF714FH3 | SIMOTICS S SYNCHRONOUS SERVOMOTOR, 1FT6 110 NM, 100 K, 3000 REV/MIN, SEPARATE VENTILATION IM B5 (IM V1, IM V3) FOR POWER AND SIGNAL CONNECTOR OUTGOING CONNECTOR DIRECTION AXIAL DRIVE END ABSOLUTE ENCODER 2048 P/REV (ENCODER A-2048) WITH DRIVE-CLIQ INTERFACE; PERFORMANCE REDUCTION BY 10% DUE TO ABSOLUTE ENCODER; PLAIN SHAFT, ACCURACY TOLERANCE N, W. HOLDING BRAKE VIBRATION SEVERITY GRADE R, DIAPHRAGM SEAL (IP 64) | 14422 | TEM | 1 | MC | 101.004 | 1
1FT61326SF714FL1 | SIMOTICS S SYNCHRONOUS SERVOMOTOR, 1FT6 110 NM, 100 K, 3000 REV/MIN, SEPARATE VENTILATION IM B5 (IM V1, IM V3) FOR POWER AND SIGNAL CONNECTOR OUTGOING CONNECTOR DIRECTION AXIAL DRIVE END ABSOLUTE ENCODER 2048 P/REV (ENCODER A-2048) WITH DRIVE-CLIQ INTERFACE; PERFORMANCE REDUCTION BY 10% DUE TO ABSOLUTE ENCODER; PLAIN SHAFT, ACCURACY TOLERANCE R, W. HOLDING BRAKE VIBRATION SEVERITY GRADE N, GAMMA SEALING RING (IP 65) | 14575 | TEM | 1 | MC | 101.004 | 1
1FT61326SF714PB0 | SIMOTICS S SYNCHRONOUS SERVOMOTOR, 1FT6 110 NM, 100 K, 3000 REV/MIN, SEPARATE VENTILATION IM B5 (IM V1, IM V3) FOR POWER AND SIGNAL CONNECTOR OUTGOING CONNECTOR DIRECTION AXIAL DRIVE END RESOLVER 2-POLE (RESOLVER P=1) WITH DRIVE-CLIQ INTERFACE; WITH FITTED KEY, ACCURACY TOLERANCE N, W. HOLDING BRAKE VIBRATION SEVERITY GRADE N, DIAPHRAGM SEAL (IP 64) | 12181 | TEM | 1 | MC | 101.004 | 1
1FT61326SF714TA0 | SIMOTICS S SYNCHRONOUS SERVOMOTOR, 1FT6 110 NM, 100 K, 3000 REV/MIN, SEPARATE VENTILATION IM B5 (IM V1, IM V3) FOR POWER AND SIGNAL CONNECTOR OUTGOING CONNECTOR DIRECTION AXIAL DRIVE END RESOLVER 2-POLE (RESOLVER P=1); WITH FITTED KEY, ACCURACY TOLERANCE N, W/O HOLDING BRAKE VIBRATION SEVERITY GRADE N, DIAPHRAGM SEAL (IP 64) | 10100 | TEM | 1 | MC | 91.005 | 1
1FT61326SF714TB0 | SIMOTICS S SYNCHRONOUS SERVOMOTOR, 1FT6 110 NM, 100 K, 3000 REV/MIN, SEPARATE VENTILATION IM B5 (IM V1, IM V3) FOR POWER AND SIGNAL CONNECTOR OUTGOING CONNECTOR DIRECTION AXIAL DRIVE END RESOLVER 2-POLE (RESOLVER P=1); WITH FITTED KEY, ACCURACY TOLERANCE N, W. HOLDING BRAKE VIBRATION SEVERITY GRADE N, DIAPHRAGM SEAL (IP 64) | 11820 | TEM | 1 | MC | 101.004 | 1
1FT61326SF714UA0 | SIMOTICS S SYNCHRONOUS SERVOMOTOR, 1FT6 110 NM, 100 K, 3000 REV/MIN, SEPARATE VENTILATION IM B5 (IM V1, IM V3) FOR POWER AND SIGNAL CONNECTOR OUTGOING CONNECTOR DIRECTION AXIAL DRIVE END RESOLVER MULTI-POLE (RESOLVER P=3) WITH DRIVE-CLIQ INTERFACE; WITH FITTED KEY, ACCURACY TOLERANCE N, W/O HOLDING BRAKE VIBRATION SEVERITY GRADE N, DIAPHRAGM SEAL (IP 64) | 10461 | TEM | 1 | MC | 91.005 | 1
1FT61326SF715AD3 | SIMOTICS S SYNCHRONOUS SERVOMOTOR, 1FT6 110 NM, 100 K, 3000 REV/MIN, SEPARATE VENTILATION IM B5 (IM V1, IM V3) FOR CONNECT. OF TERMINAL BOX AND SIGNAL CONNECTOR, TERMINAL BOX TRAVERSE RIGHT INCREM. ENCODER, SIN/COS 1 VPP 2048 P/REV (ENCODER I-2048); WITH FITTED KEY, ACCURACY TOLERANCE R, W/O HOLDING BRAKE VIBRATION SEVERITY GRADE R, DIAPHRAGM SEAL (IP 64) | 11599 | TEM | 1 | MC | 91.504 | 1
1FT61326SF715AG0 | SIMOTICS S SYNCHRONOUS SERVOMOTOR, 1FT6 110 NM, 100 K, 3000 REV/MIN, SEPARATE VENTILATION IM B5 (IM V1, IM V3) FOR CONNECT. OF TERMINAL BOX AND SIGNAL CONNECTOR, TERMINAL BOX TRAVERSE RIGHT INCREM. ENCODER, SIN/COS 1 VPP 2048 P/REV (ENCODER I-2048); PLAIN SHAFT, ACCURACY TOLERANCE N, W/O HOLDING BRAKE VIBRATION SEVERITY GRADE N, DIAPHRAGM SEAL (IP 64) | 11195 | TEM | 1 | MC | 91.504 | 1
1FT61326SF715DA2 | SIMOTICS S SYNCHRONOUS SERVOMOTOR, 1FT6 110 NM, 100 K, 3000 REV/MIN, SEPARATE VENTILATION IM B5 (IM V1, IM V3) FOR CONNECT. OF TERMINAL BOX AND SIGNAL CONNECTOR, TERMINAL BOX TRAVERSE RIGHT INCREMENTAL ENCODER 2048 P/REV (ENCODER I-2048) WITH DRIVE-CLIQ INTERFACE; WITH FITTED KEY, ACCURACY TOLERANCE N, W/O HOLDING BRAKE VIBRATION SEVERITY GRADE N, ROTARY SHAFT SEAL (IP 67) | 11747 | TEM | 1 | MC | 91.504 | 1
1FT61326SF715DB2 | SIMOTICS S SYNCHRONOUS SERVOMOTOR, 1FT6 110 NM, 100 K, 3000 REV/MIN, SEPARATE VENTILATION IM B5 (IM V1, IM V3) FOR CONNECT. OF TERMINAL BOX AND SIGNAL CONNECTOR, TERMINAL BOX TRAVERSE RIGHT INCREMENTAL ENCODER 2048 P/REV (ENCODER I-2048) WITH DRIVE-CLIQ INTERFACE; WITH FITTED KEY, ACCURACY TOLERANCE N, W. HOLDING BRAKE VIBRATION SEVERITY GRADE N, ROTARY SHAFT SEAL (IP 67) | 13467 | TEM | 1 | MC | 101.503 | 1
1FT61326SF715DG0 | SIMOTICS S SYNCHRONOUS SERVOMOTOR, 1FT6 110 NM, 100 K, 3000 REV/MIN, SEPARATE VENTILATION IM B5 (IM V1, IM V3) FOR CONNECT. OF TERMINAL BOX AND SIGNAL CONNECTOR, TERMINAL BOX TRAVERSE RIGHT INCREMENTAL ENCODER 2048 P/REV (ENCODER I-2048) WITH DRIVE-CLIQ INTERFACE; PLAIN SHAFT, ACCURACY TOLERANCE N, W/O HOLDING BRAKE VIBRATION SEVERITY GRADE N, DIAPHRAGM SEAL (IP 64) | 11559 | TEM | 1 | MC | 91.504 | 1
1FT61326SF715FG1 | SIMOTICS S SYNCHRONOUS SERVOMOTOR, 1FT6 110 NM, 100 K, 3000 REV/MIN, SEPARATE VENTILATION IM B5 (IM V1, IM V3) FOR CONNECT. OF TERMINAL BOX AND SIGNAL CONNECTOR, TERMINAL BOX TRAVERSE RIGHT ABSOLUTE ENCODER 2048 P/REV (ENCODER A-2048) WITH DRIVE-CLIQ INTERFACE; PERFORMANCE REDUCTION BY 10% DUE TO ABSOLUTE ENCODER; PLAIN SHAFT, ACCURACY TOLERANCE N, W/O HOLDING BRAKE VIBRATION SEVERITY GRADE N, GAMMA SEALING RING (IP 65) | 12480 | TEM | 1 | MC | 91.504 | 1
1FT61326SF715SG0 | SIMOTICS S SYNCHRONOUS SERVOMOTOR, 1FT6 110 NM, 100 K, 3000 REV/MIN, SEPARATE VENTILATION IM B5 (IM V1, IM V3) FOR CONNECT. OF TERMINAL BOX AND SIGNAL CONNECTOR, TERMINAL BOX TRAVERSE RIGHT RESOLVER MULTI-POLE (RESOLVER P=3); PLAIN SHAFT, ACCURACY TOLERANCE N, W/O HOLDING BRAKE VIBRATION SEVERITY GRADE N, DIAPHRAGM SEAL (IP 64) | 10095 | TEM | 1 | MC | 91.504 | 1
1FT61326SF715UB2 | SIMOTICS S SYNCHRONOUS SERVOMOTOR, 1FT6 110 NM, 100 K, 3000 REV/MIN, SEPARATE VENTILATION IM B5 (IM V1, IM V3) FOR CONNECT. OF TERMINAL BOX AND SIGNAL CONNECTOR, TERMINAL BOX TRAVERSE RIGHT RESOLVER MULTI-POLE (RESOLVER P=3) WITH DRIVE-CLIQ INTERFACE; WITH FITTED KEY, ACCURACY TOLERANCE N, W. HOLDING BRAKE VIBRATION SEVERITY GRADE N, ROTARY SHAFT SEAL (IP 67) | 12369 | TEM | 1 | MC | 101.503 | 1
1FT61326SF716FA0 | SIMOTICS S SYNCHRONOUS SERVOMOTOR, 1FT6 110 NM, 100 K, 3000 REV/MIN, SEPARATE VENTILATION IM B5 (IM V1, IM V3) FOR CONNECT. OF TERMINAL BOX AND SIGNAL CONNECTOR, TERMINAL BOX TRAVERSE LEFT ABSOLUTE ENCODER 2048 P/REV (ENCODER A-2048) WITH DRIVE-CLIQ INTERFACE; PERFORMANCE REDUCTION BY 10% DUE TO ABSOLUTE ENCODER; WITH FITTED KEY, ACCURACY TOLERANCE N, W/O HOLDING BRAKE VIBRATION SEVERITY GRADE N, DIAPHRAGM SEAL (IP 64) | 12378 | TEM | 1 | MC | 91.504 | 1
1FT61326SF717AA0 | SIMOTICS S SYNCHRONOUS SERVOMOTOR, 1FT6 110 NM, 100 K, 3000 REV/MIN, SEPARATE VENTILATION IM B5 (IM V1, IM V3) FOR CONNECT. OF TERMINAL BOX AND SIGNAL CONNECTOR, TERMINAL BOX AXIAL NON-DRIVE END INCREM. ENCODER, SIN/COS 1 VPP 2048 P/REV (ENCODER I-2048); WITH FITTED KEY, ACCURACY TOLERANCE N, W/O HOLDING BRAKE VIBRATION SEVERITY GRADE N, DIAPHRAGM SEAL (IP 64) | 11195 | TEM | 1 | MC | 91.504 | 1
1FT61326SF717TA0 | SIMOTICS S SYNCHRONOUS SERVOMOTOR, 1FT6 110 NM, 100 K, 3000 REV/MIN, SEPARATE VENTILATION IM B5 (IM V1, IM V3) FOR CONNECT. OF TERMINAL BOX AND SIGNAL CONNECTOR, TERMINAL BOX AXIAL NON-DRIVE END RESOLVER 2-POLE (RESOLVER P=1); WITH FITTED KEY, ACCURACY TOLERANCE N, W/O HOLDING BRAKE VIBRATION SEVERITY GRADE N, DIAPHRAGM SEAL (IP 64) | 10100 | TEM | 1 | MC | 91.504 | 1
1FT61326SF718DA0 | SIMOTICS S SYNCHRONOUS SERVOMOTOR, 1FT6 110 NM, 100 K, 3000 REV/MIN, SEPARATE VENTILATION IM B5 (IM V1, IM V3) FOR CONNECT. OF TERMINAL BOX AND SIGNAL CONNECTOR, TERMINAL BOX AXIAL DRIVE END INCREMENTAL ENCODER 2048 P/REV (ENCODER I-2048) WITH DRIVE-CLIQ INTERFACE; WITH FITTED KEY, ACCURACY TOLERANCE N, W/O HOLDING BRAKE VIBRATION SEVERITY GRADE N, DIAPHRAGM SEAL (IP 64) | 11559 | TEM | 1 | MC | 91.504 | 1
1FT61326SF718DH0 | SIMOTICS S SYNCHRONOUS SERVOMOTOR, 1FT6 110 NM, 100 K, 3000 REV/MIN, SEPARATE VENTILATION IM B5 (IM V1, IM V3) FOR CONNECT. OF TERMINAL BOX AND SIGNAL CONNECTOR, TERMINAL BOX AXIAL DRIVE END INCREMENTAL ENCODER 2048 P/REV (ENCODER I-2048) WITH DRIVE-CLIQ INTERFACE; PLAIN SHAFT, ACCURACY TOLERANCE N, W. HOLDING BRAKE VIBRATION SEVERITY GRADE N, DIAPHRAGM SEAL (IP 64) | 13434 | TEM | 1 | MC | 101.503 | 1
1FT61326SF718FA0 | SIMOTICS S SYNCHRONOUS SERVOMOTOR, 1FT6 110 NM, 100 K, 3000 REV/MIN, SEPARATE VENTILATION IM B5 (IM V1, IM V3) FOR CONNECT. OF TERMINAL BOX AND SIGNAL CONNECTOR, TERMINAL BOX AXIAL DRIVE END ABSOLUTE ENCODER 2048 P/REV (ENCODER A-2048) WITH DRIVE-CLIQ INTERFACE; PERFORMANCE REDUCTION BY 10% DUE TO ABSOLUTE ENCODER; WITH FITTED KEY, ACCURACY TOLERANCE N, W/O HOLDING BRAKE VIBRATION SEVERITY GRADE N, DIAPHRAGM SEAL (IP 64) | 12378 | TEM | 1 | MC | 91.504 | 1
1FT61326SF718FG0 | SIMOTICS S SYNCHRONOUS SERVOMOTOR, 1FT6 110 NM, 100 K, 3000 REV/MIN, SEPARATE VENTILATION IM B5 (IM V1, IM V3) FOR CONNECT. OF TERMINAL BOX AND SIGNAL CONNECTOR, TERMINAL BOX AXIAL DRIVE END ABSOLUTE ENCODER 2048 P/REV (ENCODER A-2048) WITH DRIVE-CLIQ INTERFACE; PERFORMANCE REDUCTION BY 10% DUE TO ABSOLUTE ENCODER; PLAIN SHAFT, ACCURACY TOLERANCE N, W/O HOLDING BRAKE VIBRATION SEVERITY GRADE N, DIAPHRAGM SEAL (IP 64) | 12378 | TEM | 1 | MC | 91.504 | 1
1FT61326SF718TA0 | SIMOTICS S SYNCHRONOUS SERVOMOTOR, 1FT6 110 NM, 100 K, 3000 REV/MIN, SEPARATE VENTILATION IM B5 (IM V1, IM V3) FOR CONNECT. OF TERMINAL BOX AND SIGNAL CONNECTOR, TERMINAL BOX AXIAL DRIVE END RESOLVER 2-POLE (RESOLVER P=1); WITH FITTED KEY, ACCURACY TOLERANCE N, W/O HOLDING BRAKE VIBRATION SEVERITY GRADE N, DIAPHRAGM SEAL (IP 64) | 10100 | TEM | 1 | MC | 91.504 | 1
1FT61326SF718TB0 | SIMOTICS S SYNCHRONOUS SERVOMOTOR, 1FT6 110 NM, 100 K, 3000 REV/MIN, SEPARATE VENTILATION IM B5 (IM V1, IM V3) FOR CONNECT. OF TERMINAL BOX AND SIGNAL CONNECTOR, TERMINAL BOX AXIAL DRIVE END RESOLVER 2-POLE (RESOLVER P=1); WITH FITTED KEY, ACCURACY TOLERANCE N, W. HOLDING BRAKE VIBRATION SEVERITY GRADE N, DIAPHRAGM SEAL (IP 64) | 11820 | TEM | 1 | MC | 101.503 | 1
1FT61326SF718TE0 | SIMOTICS S SYNCHRONOUS SERVOMOTOR, 1FT6 110 NM, 100 K, 3000 REV/MIN, SEPARATE VENTILATION IM B5 (IM V1, IM V3) FOR CONNECT. OF TERMINAL BOX AND SIGNAL CONNECTOR, TERMINAL BOX AXIAL DRIVE END RESOLVER 2-POLE (RESOLVER P=1); WITH FITTED KEY, ACCURACY TOLERANCE R, W. HOLDING BRAKE VIBRATION SEVERITY GRADE N, DIAPHRAGM SEAL (IP 64) | 12069 | TEM | 1 | MC | 101.503 | 1
1FT61326SF718UE0 | SIMOTICS S SYNCHRONOUS SERVOMOTOR, 1FT6 110 NM, 100 K, 3000 REV/MIN, SEPARATE VENTILATION IM B5 (IM V1, IM V3) FOR CONNECT. OF TERMINAL BOX AND SIGNAL CONNECTOR, TERMINAL BOX AXIAL DRIVE END RESOLVER MULTI-POLE (RESOLVER P=3) WITH DRIVE-CLIQ INTERFACE; WITH FITTED KEY, ACCURACY TOLERANCE R, W. HOLDING BRAKE VIBRATION SEVERITY GRADE N, DIAPHRAGM SEAL (IP 64) | 12430 | TEM | 1 | MC | 101.503 | 1
1FT61326WB767DA1 | SIMOTICS S SYNCHRONOUS SERVOMOTOR 1FT6 155 NM, 100 K, 1500 REV/MIN WATER-COOLED; DESIGN IM B35; FOR TERMINAL BOX CONNECTION AND SIGNAL CONNECTOR TERMINAL BOX AXIAL NON-DRIVE END; INCREMENTAL ENCODER 2048 P/REV (ENCODER I-2048) WITH DRIVE-CLIQ INTERFACE; WITH FITTED KEY, ROTATIONAL TOLERANCE N WITHOUT HOLDING BRAKE; VIBRATION SEVERITY GRADE N GAMMA SEAL (IP 65); | 10666 | TEM | 1 | MC | 90.504 | 1
1FT61326WB768DA4 | SIMOTICS S SYNCHRONOUS SERVOMOTOR 1FT6 155 NM, 100 K, 1500 REV/MIN WATER-COOLED; DESIGN IM B35; FOR TERMINAL BOX CONNECTION AND SIGNAL CONNECTOR TERMINAL BOX AXIAL DRIVE END; INCREMENTAL ENCODER 2048 P/REV (ENCODER I-2048) WITH DRIVE-CLIQ INTERFACE; WITH FITTED KEY, ROTATIONAL TOLERANCE N WITHOUT HOLDING BRAKE; VIBRATION SEVERITY GRADE R GAMMA SEAL (IP 65); | 10840 | TEM | 1 | MC | 90.504 | 1
1FT61326WD765DD4 | SIMOTICS S SYNCHRONOUS SERVOMOTOR 1FT6; 155 NM, 100 K, 2500 REV/MIN WATER-COOLED; DESIGN IM B35; FOR TERMINAL BOX CONNECTION AND SIGNAL CONNECTOR TERMINAL BOX CROSSWISE RIGHT; INCREMENTAL ENCODER 2048 P/REV (ENCODER I-2048) WITH DRIVE-CLIQ INTERFACE; WITH FITTED KEY, ROTATIONAL TOLERANCE R WITHOUT HOLDING BRAKE; VIBRATION SEVERITY GRADE R GAMMA SEAL (IP 65); | 11074 | TEM | 1 | MC | 90.504 | 1
1FT61326WD765DG0 | SIMOTICS S SYNCHRONOUS SERVOMOTOR 1FT6; 155 NM, 100 K, 2500 REV/MIN WATER-COOLED; DESIGN IM B35; FOR TERMINAL BOX CONNECTION AND SIGNAL CONNECTOR TERMINAL BOX CROSSWISE RIGHT; INCREMENTAL ENCODER 2048 P/REV (ENCODER I-2048) WITH DRIVE-CLIQ INTERFACE; PLAIN SHAFT, ROTATIONAL TOLERANCE N WITHOUT HOLDING BRAKE; VIBRATION SEVERITY GRADE N SEAL (IP 64); | 10565 | TEM | 1 | MC | 90.504 | 1
1FT61326WD765SG0 | SIMOTICS S SYNCHRONOUS SERVOMOTOR 1FT6; 155 NM, 100 K, 2500 REV/MIN WATER-COOLED; DESIGN IM B35; FOR TERMINAL BOX CONNECTION AND SIGNAL CONNECTOR TERMINAL BOX CROSSWISE RIGHT; RESOLVER MULTI-POLE (RESOLVER P=3); PLAIN SHAFT, ROTATIONAL TOLERANCE N WITHOUT HOLDING BRAKE; VIBRATION SEVERITY GRADE N SEAL (IP 64); | 9101 | TEM | 1 | MC | 90.504 | 1
1FT61326WD767AG1 | SIMOTICS S SYNCHRONOUS SERVOMOTOR 1FT6; 155 NM, 100 K, 2500 REV/MIN WATER-COOLED; DESIGN IM B35; FOR TERMINAL BOX CONNECTION AND SIGNAL CONNECTOR TERMINAL BOX AXIAL NON-DRIVE END; INCREM. ENCODER, SIN/COS 1 VPP 2048 P/REV (ENCODER I-2048); PLAIN SHAFT, ROTATIONAL TOLERANCE N WITHOUT HOLDING BRAKE; VIBRATION SEVERITY GRADE N GAMMA SEAL (IP 65); | 10302 | TEM | 1 | MC | 90.504 | 1
1FT61326WD767DG1 | SIMOTICS S SYNCHRONOUS SERVOMOTOR 1FT6; 155 NM, 100 K, 2500 REV/MIN WATER-COOLED; DESIGN IM B35; FOR TERMINAL BOX CONNECTION AND SIGNAL CONNECTOR TERMINAL BOX AXIAL NON-DRIVE END; INCREMENTAL ENCODER 2048 P/REV (ENCODER I-2048) WITH DRIVE-CLIQ INTERFACE; PLAIN SHAFT, ROTATIONAL TOLERANCE N WITHOUT HOLDING BRAKE; VIBRATION SEVERITY GRADE N GAMMA SEAL (IP 65); | 10666 | TEM | 1 | MC | 90.504 | 1
1FT61326WD768TA0 | SIMOTICS S SYNCHRONOUS SERVOMOTOR 1FT6; 155 NM, 100 K, 2500 REV/MIN WATER-COOLED; DESIGN IM B35; FOR TERMINAL BOX CONNECTION AND SIGNAL CONNECTOR TERMINAL BOX AXIAL DRIVE END; RESOLVER 2-POLE (RESOLVER P=1); WITH FITTED KEY, ROTATIONAL TOLERANCE N WITHOUT HOLDING BRAKE; VIBRATION SEVERITY GRADE N SEAL (IP 64); | 9106 | TEM | 1 | MC | 90.504 | 1
1FT61346AB711AA0 | SIMOTICS S SYNCHRONOUS SERVOMOTOR 1FT6 95 NM, 100 K, 1500 RPM NATURAL AIR COOLING; IM B5 (IM V1, IM V3) FOR POWER AND SIGNAL CONNECTOR OUTGOING CONNECTOR DIRECTION TRAVERSE RIGHT INCREM. ENCODER, SIN/COS 1 VPP 2048 P/REV (ENCODER I-2048); WITH FITTED KEY, ACCURACY TOLERANCE N, W/O HOLDING BRAKE VIBRATION SEVERITY GRADE N, DIAPHRAGM SEAL (IP 64) | 10958 | TEM | 1 | MC | 100.005 | 1
1FT61346AB711AA1 | SIMOTICS S SYNCHRONOUS SERVOMOTOR 1FT6 95 NM, 100 K, 1500 RPM NATURAL AIR COOLING; IM B5 (IM V1, IM V3) FOR POWER AND SIGNAL CONNECTOR OUTGOING CONNECTOR DIRECTION TRAVERSE RIGHT INCREM. ENCODER, SIN/COS 1 VPP 2048 P/REV (ENCODER I-2048); WITH FITTED KEY, ACCURACY TOLERANCE N, W/O HOLDING BRAKE VIBRATION SEVERITY GRADE N, GAMMA SEALING RING (IP 65) | 11060 | TEM | 1 | MC | 100.005 | 1
1FT61346AB711AA2 | SIMOTICS S SYNCHRONOUS SERVOMOTOR 1FT6 95 NM, 100 K, 1500 RPM NATURAL AIR COOLING; IM B5 (IM V1, IM V3) FOR POWER AND SIGNAL CONNECTOR OUTGOING CONNECTOR DIRECTION TRAVERSE RIGHT INCREM. ENCODER, SIN/COS 1 VPP 2048 P/REV (ENCODER I-2048); WITH FITTED KEY, ACCURACY TOLERANCE N, W/O HOLDING BRAKE VIBRATION SEVERITY GRADE N, ROTARY SHAFT SEAL (IP 67) | 11146 | TEM | 1 | MC | 100.005 | 1
1FT61346AB711AA6 | SIMOTICS S SYNCHRONOUS SERVOMOTOR 1FT6 95 NM, 100 K, 1500 RPM NATURAL AIR COOLING; IM B5 (IM V1, IM V3) FOR POWER AND SIGNAL CONNECTOR OUTGOING CONNECTOR DIRECTION TRAVERSE RIGHT INCREM. ENCODER, SIN/COS 1 VPP 2048 P/REV (ENCODER I-2048); WITH FITTED KEY, ACCURACY TOLERANCE N, W/O HOLDING BRAKE VIBRATION SEVERITY GRADE N, KEROSENE SEAL (IP 68) | 11280 | TEM | 1 | MC | 100.005 | 1
1FT61346AB711AB0 | SIMOTICS S SYNCHRONOUS SERVOMOTOR 1FT6 95 NM, 100 K, 1500 RPM NATURAL AIR COOLING; IM B5 (IM V1, IM V3) FOR POWER AND SIGNAL CONNECTOR OUTGOING CONNECTOR DIRECTION TRAVERSE RIGHT INCREM. ENCODER, SIN/COS 1 VPP 2048 P/REV (ENCODER I-2048); WITH FITTED KEY, ACCURACY TOLERANCE N, W. HOLDING BRAKE VIBRATION SEVERITY GRADE N, DIAPHRAGM SEAL (IP 64) | 12679 | TEM | 1 | MC | 110.004 | 1
1FT61346AB711AB1 | SIMOTICS S SYNCHRONOUS SERVOMOTOR 1FT6 95 NM, 100 K, 1500 RPM NATURAL AIR COOLING; IM B5 (IM V1, IM V3) FOR POWER AND SIGNAL CONNECTOR OUTGOING CONNECTOR DIRECTION TRAVERSE RIGHT INCREM. ENCODER, SIN/COS 1 VPP 2048 P/REV (ENCODER I-2048); WITH FITTED KEY, ACCURACY TOLERANCE N, W. HOLDING BRAKE VIBRATION SEVERITY GRADE N, GAMMA SEALING RING (IP 65) | 12781 | TEM | 1 | MC | 110.004 | 1
1FT61346AB711AB2 | SIMOTICS S SYNCHRONOUS SERVOMOTOR 1FT6 95 NM, 100 K, 1500 RPM NATURAL AIR COOLING; IM B5 (IM V1, IM V3) FOR POWER AND SIGNAL CONNECTOR OUTGOING CONNECTOR DIRECTION TRAVERSE RIGHT INCREM. ENCODER, SIN/COS 1 VPP 2048 P/REV (ENCODER I-2048); WITH FITTED KEY, ACCURACY TOLERANCE N, W. HOLDING BRAKE VIBRATION SEVERITY GRADE N, ROTARY SHAFT SEAL (IP 67) | 12866 | TEM | 1 | MC | 110.004 | 1
1FT61346AB711AD0 | SIMOTICS S SYNCHRONOUS SERVOMOTOR 1FT6 95 NM, 100 K, 1500 RPM NATURAL AIR COOLING; IM B5 (IM V1, IM V3) FOR POWER AND SIGNAL CONNECTOR OUTGOING CONNECTOR DIRECTION TRAVERSE RIGHT INCREM. ENCODER, SIN/COS 1 VPP 2048 P/REV (ENCODER I-2048); WITH FITTED KEY, ACCURACY TOLERANCE R, W/O HOLDING BRAKE VIBRATION SEVERITY GRADE N, DIAPHRAGM SEAL (IP 64) | 11193 | TEM | 1 | MC | 100.005 | 1
1FT61346AB711AG0 | SIMOTICS S SYNCHRONOUS SERVOMOTOR 1FT6 95 NM, 100 K, 1500 RPM NATURAL AIR COOLING; IM B5 (IM V1, IM V3) FOR POWER AND SIGNAL CONNECTOR OUTGOING CONNECTOR DIRECTION TRAVERSE RIGHT INCREM. ENCODER, SIN/COS 1 VPP 2048 P/REV (ENCODER I-2048); PLAIN SHAFT, ACCURACY TOLERANCE N, W/O HOLDING BRAKE VIBRATION SEVERITY GRADE N, DIAPHRAGM SEAL (IP 64) | 10958 | TEM | 1 | MC | 100.005 | 1
1FT61346AB711AG1 | SIMOTICS S SYNCHRONOUS SERVOMOTOR 1FT6 95 NM, 100 K, 1500 RPM NATURAL AIR COOLING; IM B5 (IM V1, IM V3) FOR POWER AND SIGNAL CONNECTOR OUTGOING CONNECTOR DIRECTION TRAVERSE RIGHT INCREM. ENCODER, SIN/COS 1 VPP 2048 P/REV (ENCODER I-2048); PLAIN SHAFT, ACCURACY TOLERANCE N, W/O HOLDING BRAKE VIBRATION SEVERITY GRADE N, GAMMA SEALING RING (IP 65) | 11060 | TEM | 1 | MC | 100.005 | 1
1FT61346AB711AG2 | SIMOTICS S SYNCHRONOUS SERVOMOTOR 1FT6 95 NM, 100 K, 1500 RPM NATURAL AIR COOLING; IM B5 (IM V1, IM V3) FOR POWER AND SIGNAL CONNECTOR OUTGOING CONNECTOR DIRECTION TRAVERSE RIGHT INCREM. ENCODER, SIN/COS 1 VPP 2048 P/REV (ENCODER I-2048); PLAIN SHAFT, ACCURACY TOLERANCE N, W/O HOLDING BRAKE VIBRATION SEVERITY GRADE N, ROTARY SHAFT SEAL (IP 67) | 11146 | TEM | 1 | MC | 100.005 | 1
1FT61346AB711AH0 | SIMOTICS S SYNCHRONOUS SERVOMOTOR 1FT6 95 NM, 100 K, 1500 RPM NATURAL AIR COOLING; IM B5 (IM V1, IM V3) FOR POWER AND SIGNAL CONNECTOR OUTGOING CONNECTOR DIRECTION TRAVERSE RIGHT INCREM. ENCODER, SIN/COS 1 VPP 2048 P/REV (ENCODER I-2048); PLAIN SHAFT, ACCURACY TOLERANCE N, W. HOLDING BRAKE VIBRATION SEVERITY GRADE N, DIAPHRAGM SEAL (IP 64) | 12832 | TEM | 1 | MC | 110.004 | 1
1FT61346AB711AH1 | SIMOTICS S SYNCHRONOUS SERVOMOTOR 1FT6 95 NM, 100 K, 1500 RPM NATURAL AIR COOLING; IM B5 (IM V1, IM V3) FOR POWER AND SIGNAL CONNECTOR OUTGOING CONNECTOR DIRECTION TRAVERSE RIGHT INCREM. ENCODER, SIN/COS 1 VPP 2048 P/REV (ENCODER I-2048); PLAIN SHAFT, ACCURACY TOLERANCE N, W. HOLDING BRAKE VIBRATION SEVERITY GRADE N, GAMMA SEALING RING (IP 65) | 12934 | TEM | 1 | MC | 110.004 | 1
1FT61346AB711AK5 | SIMOTICS S SYNCHRONOUS SERVOMOTOR 1FT6 95 NM, 100 K, 1500 RPM NATURAL AIR COOLING; IM B5 (IM V1, IM V3) FOR POWER AND SIGNAL CONNECTOR OUTGOING CONNECTOR DIRECTION TRAVERSE RIGHT INCREM. ENCODER, SIN/COS 1 VPP 2048 P/REV (ENCODER I-2048); PLAIN SHAFT, ACCURACY TOLERANCE R, W/O HOLDING BRAKE VIBRATION SEVERITY GRADE R, ROTARY SHAFT SEAL (IP 67) | 11670 | TEM | 1 | MC | 100.005 | 1
1FT61346AB711AL5 | SIMOTICS S SYNCHRONOUS SERVOMOTOR 1FT6 95 NM, 100 K, 1500 RPM NATURAL AIR COOLING; IM B5 (IM V1, IM V3) FOR POWER AND SIGNAL CONNECTOR OUTGOING CONNECTOR DIRECTION TRAVERSE RIGHT INCREM. ENCODER, SIN/COS 1 VPP 2048 P/REV (ENCODER I-2048); PLAIN SHAFT, ACCURACY TOLERANCE R, W. HOLDING BRAKE VIBRATION SEVERITY GRADE R, ROTARY SHAFT SEAL (IP 67) | 13396 | TEM | 1 | MC | 110.004 | 1
1FT61346AB711DA0 | SIMOTICS S SYNCHRONOUS SERVOMOTOR 1FT6 95 NM, 100 K, 1500 RPM NATURAL AIR COOLING; IM B5 (IM V1, IM V3) FOR POWER AND SIGNAL CONNECTOR OUTGOING CONNECTOR DIRECTION TRAVERSE RIGHT INCREMENTAL ENCODER 2048 P/REV (ENCODER I-2048) WITH DRIVE-CLIQ INTERFACE; WITH FITTED KEY, ACCURACY TOLERANCE N, W/O HOLDING BRAKE VIBRATION SEVERITY GRADE N, DIAPHRAGM SEAL (IP 64) | 11323 | TEM | 1 | MC | 100.005 | 1
1FT61346AB711DA1 | SIMOTICS S SYNCHRONOUS SERVOMOTOR 1FT6 95 NM, 100 K, 1500 RPM NATURAL AIR COOLING; IM B5 (IM V1, IM V3) FOR POWER AND SIGNAL CONNECTOR OUTGOING CONNECTOR DIRECTION TRAVERSE RIGHT INCREMENTAL ENCODER 2048 P/REV (ENCODER I-2048) WITH DRIVE-CLIQ INTERFACE; WITH FITTED KEY, ACCURACY TOLERANCE N, W/O HOLDING BRAKE VIBRATION SEVERITY GRADE N, GAMMA SEALING RING (IP 65) | 11425 | TEM | 1 | MC | 100.005 | 1
1FT61346AB711DA5 | SIMOTICS S SYNCHRONOUS SERVOMOTOR 1FT6 95 NM, 100 K, 1500 RPM NATURAL AIR COOLING; IM B5 (IM V1, IM V3) FOR POWER AND SIGNAL CONNECTOR OUTGOING CONNECTOR DIRECTION TRAVERSE RIGHT INCREMENTAL ENCODER 2048 P/REV (ENCODER I-2048) WITH DRIVE-CLIQ INTERFACE; WITH FITTED KEY, ACCURACY TOLERANCE N, W/O HOLDING BRAKE VIBRATION SEVERITY GRADE R, ROTARY SHAFT SEAL (IP 67) | 11666 | TEM | 1 | MC | 100.005 | 1
1FT61346AB711DB0 | SIMOTICS S SYNCHRONOUS SERVOMOTOR 1FT6 95 NM, 100 K, 1500 RPM NATURAL AIR COOLING; IM B5 (IM V1, IM V3) FOR POWER AND SIGNAL CONNECTOR OUTGOING CONNECTOR DIRECTION TRAVERSE RIGHT INCREMENTAL ENCODER 2048 P/REV (ENCODER I-2048) WITH DRIVE-CLIQ INTERFACE; WITH FITTED KEY, ACCURACY TOLERANCE N, W. HOLDING BRAKE VIBRATION SEVERITY GRADE N, DIAPHRAGM SEAL (IP 64) | 13043 | TEM | 1 | MC | 110.004 | 1
1FT61346AB711DB2 | SIMOTICS S SYNCHRONOUS SERVOMOTOR 1FT6 95 NM, 100 K, 1500 RPM NATURAL AIR COOLING; IM B5 (IM V1, IM V3) FOR POWER AND SIGNAL CONNECTOR OUTGOING CONNECTOR DIRECTION TRAVERSE RIGHT INCREMENTAL ENCODER 2048 P/REV (ENCODER I-2048) WITH DRIVE-CLIQ INTERFACE; WITH FITTED KEY, ACCURACY TOLERANCE N, W. HOLDING BRAKE VIBRATION SEVERITY GRADE N, ROTARY SHAFT SEAL (IP 67) | 13231 | TEM | 1 | MC | 110.004 | 1
1FT61346AB711DG0 | SIMOTICS S SYNCHRONOUS SERVOMOTOR 1FT6 95 NM, 100 K, 1500 RPM NATURAL AIR COOLING; IM B5 (IM V1, IM V3) FOR POWER AND SIGNAL CONNECTOR OUTGOING CONNECTOR DIRECTION TRAVERSE RIGHT INCREMENTAL ENCODER 2048 P/REV (ENCODER I-2048) WITH DRIVE-CLIQ INTERFACE; PLAIN SHAFT, ACCURACY TOLERANCE N, W/O HOLDING BRAKE VIBRATION SEVERITY GRADE N, DIAPHRAGM SEAL (IP 64) | 11323 | TEM | 1 | MC | 100.005 | 1
1FT61346AB711DG1 | SIMOTICS S SYNCHRONOUS SERVOMOTOR 1FT6 95 NM, 100 K, 1500 RPM NATURAL AIR COOLING; IM B5 (IM V1, IM V3) FOR POWER AND SIGNAL CONNECTOR OUTGOING CONNECTOR DIRECTION TRAVERSE RIGHT INCREMENTAL ENCODER 2048 P/REV (ENCODER I-2048) WITH DRIVE-CLIQ INTERFACE; PLAIN SHAFT, ACCURACY TOLERANCE N, W/O HOLDING BRAKE VIBRATION SEVERITY GRADE N, GAMMA SEALING RING (IP 65) | 11425 | TEM | 1 | MC | 100.005 | 1
1FT61346AB711DG5 | SIMOTICS S SYNCHRONOUS SERVOMOTOR 1FT6 95 NM, 100 K, 1500 RPM NATURAL AIR COOLING; IM B5 (IM V1, IM V3) FOR POWER AND SIGNAL CONNECTOR OUTGOING CONNECTOR DIRECTION TRAVERSE RIGHT INCREMENTAL ENCODER 2048 P/REV (ENCODER I-2048) WITH DRIVE-CLIQ INTERFACE; PLAIN SHAFT, ACCURACY TOLERANCE N, W/O HOLDING BRAKE VIBRATION SEVERITY GRADE R, ROTARY SHAFT SEAL (IP 67) | 11666 | TEM | 1 | MC | 100.005 | 1
1FT61346AB711DH0 | SIMOTICS S SYNCHRONOUS SERVOMOTOR 1FT6 95 NM, 100 K, 1500 RPM NATURAL AIR COOLING; IM B5 (IM V1, IM V3) FOR POWER AND SIGNAL CONNECTOR OUTGOING CONNECTOR DIRECTION TRAVERSE RIGHT INCREMENTAL ENCODER 2048 P/REV (ENCODER I-2048) WITH DRIVE-CLIQ INTERFACE; PLAIN SHAFT, ACCURACY TOLERANCE N, W. HOLDING BRAKE VIBRATION SEVERITY GRADE N, DIAPHRAGM SEAL (IP 64) | 13197 | TEM | 1 | MC | 110.004 | 1
1FT61346AB711DH1 | SIMOTICS S SYNCHRONOUS SERVOMOTOR 1FT6 95 NM, 100 K, 1500 RPM NATURAL AIR COOLING; IM B5 (IM V1, IM V3) FOR POWER AND SIGNAL CONNECTOR OUTGOING CONNECTOR DIRECTION TRAVERSE RIGHT INCREMENTAL ENCODER 2048 P/REV (ENCODER I-2048) WITH DRIVE-CLIQ INTERFACE; PLAIN SHAFT, ACCURACY TOLERANCE N, W. HOLDING BRAKE VIBRATION SEVERITY GRADE N, GAMMA SEALING RING (IP 65) | 13299 | TEM | 1 | MC | 110.004 | 1
1FT61346AB711DL5 | SIMOTICS S SYNCHRONOUS SERVOMOTOR 1FT6 95 NM, 100 K, 1500 RPM NATURAL AIR COOLING; IM B5 (IM V1, IM V3) FOR POWER AND SIGNAL CONNECTOR OUTGOING CONNECTOR DIRECTION TRAVERSE RIGHT INCREMENTAL ENCODER 2048 P/REV (ENCODER I-2048) WITH DRIVE-CLIQ INTERFACE; PLAIN SHAFT, ACCURACY TOLERANCE R, W. HOLDING BRAKE VIBRATION SEVERITY GRADE R, ROTARY SHAFT SEAL (IP 67) | 13760 | TEM | 1 | MC | 110.004 | 1
1FT61346AB711EA0 | SIMOTICS S SYNCHRONOUS SERVOMOTOR 1FT6 95 NM, 100 K, 1500 RPM NATURAL AIR COOLING; IM B5 (IM V1, IM V3) FOR POWER AND SIGNAL CONNECTOR OUTGOING CONNECTOR DIRECTION TRAVERSE RIGHT ABSOLUTE ENCODER ENDAT 2048 P/REV (ENCODER A-2048); PERFORMANCE REDUCTION BY 10% DUE TO ABSOLUTE ENCODER; WITH FITTED KEY, ACCURACY TOLERANCE N, W/O HOLDING BRAKE VIBRATION SEVERITY GRADE N, DIAPHRAGM SEAL (IP 64) | 11765 | TEM | 1 | MC | 100.005 | 1
1FT61346AB711EA1 | SIMOTICS S SYNCHRONOUS SERVOMOTOR 1FT6 95 NM, 100 K, 1500 RPM NATURAL AIR COOLING; IM B5 (IM V1, IM V3) FOR POWER AND SIGNAL CONNECTOR OUTGOING CONNECTOR DIRECTION TRAVERSE RIGHT ABSOLUTE ENCODER ENDAT 2048 P/REV (ENCODER A-2048); PERFORMANCE REDUCTION BY 10% DUE TO ABSOLUTE ENCODER; WITH FITTED KEY, ACCURACY TOLERANCE N, W/O HOLDING BRAKE VIBRATION SEVERITY GRADE N, GAMMA SEALING RING (IP 65) | 11867 | TEM | 1 | MC | 100.005 | 1
1FT61346AB711EB0 | SIMOTICS S SYNCHRONOUS SERVOMOTOR 1FT6 95 NM, 100 K, 1500 RPM NATURAL AIR COOLING; IM B5 (IM V1, IM V3) FOR POWER AND SIGNAL CONNECTOR OUTGOING CONNECTOR DIRECTION TRAVERSE RIGHT ABSOLUTE ENCODER ENDAT 2048 P/REV (ENCODER A-2048); PERFORMANCE REDUCTION BY 10% DUE TO ABSOLUTE ENCODER; WITH FITTED KEY, ACCURACY TOLERANCE N, W. HOLDING BRAKE VIBRATION SEVERITY GRADE N, DIAPHRAGM SEAL (IP 64) | 13486 | TEM | 1 | MC | 110.004 | 1
1FT61346AB711EG0 | SIMOTICS S SYNCHRONOUS SERVOMOTOR 1FT6 95 NM, 100 K, 1500 RPM NATURAL AIR COOLING; IM B5 (IM V1, IM V3) FOR POWER AND SIGNAL CONNECTOR OUTGOING CONNECTOR DIRECTION TRAVERSE RIGHT ABSOLUTE ENCODER ENDAT 2048 P/REV (ENCODER A-2048); PERFORMANCE REDUCTION BY 10% DUE TO ABSOLUTE ENCODER; PLAIN SHAFT, ACCURACY TOLERANCE N, W/O HOLDING BRAKE VIBRATION SEVERITY GRADE N, DIAPHRAGM SEAL (IP 64) | 11765 | TEM | 1 | MC | 100.005 | 1
1FT61346AB711EG1 | SIMOTICS S SYNCHRONOUS SERVOMOTOR 1FT6 95 NM, 100 K, 1500 RPM NATURAL AIR COOLING; IM B5 (IM V1, IM V3) FOR POWER AND SIGNAL CONNECTOR OUTGOING CONNECTOR DIRECTION TRAVERSE RIGHT ABSOLUTE ENCODER ENDAT 2048 P/REV (ENCODER A-2048); PERFORMANCE REDUCTION BY 10% DUE TO ABSOLUTE ENCODER; PLAIN SHAFT, ACCURACY TOLERANCE N, W/O HOLDING BRAKE VIBRATION SEVERITY GRADE N, GAMMA SEALING RING (IP 65) | 11867 | TEM | 1 | MC | 100.005 | 1
1FT61346AB711EH0 | SIMOTICS S SYNCHRONOUS SERVOMOTOR 1FT6 95 NM, 100 K, 1500 RPM NATURAL AIR COOLING; IM B5 (IM V1, IM V3) FOR POWER AND SIGNAL CONNECTOR OUTGOING CONNECTOR DIRECTION TRAVERSE RIGHT ABSOLUTE ENCODER ENDAT 2048 P/REV (ENCODER A-2048); PERFORMANCE REDUCTION BY 10% DUE TO ABSOLUTE ENCODER; PLAIN SHAFT, ACCURACY TOLERANCE N, W. HOLDING BRAKE VIBRATION SEVERITY GRADE N, DIAPHRAGM SEAL (IP 64) | 13639 | TEM | 1 | MC | 110.004 | 1
1FT61346AB711EL5 | SIMOTICS S SYNCHRONOUS SERVOMOTOR 1FT6 95 NM, 100 K, 1500 RPM NATURAL AIR COOLING; IM B5 (IM V1, IM V3) FOR POWER AND SIGNAL CONNECTOR OUTGOING CONNECTOR DIRECTION TRAVERSE RIGHT ABSOLUTE ENCODER ENDAT 2048 P/REV (ENCODER A-2048); PERFORMANCE REDUCTION BY 10% DUE TO ABSOLUTE ENCODER; PLAIN SHAFT, ACCURACY TOLERANCE R, W. HOLDING BRAKE VIBRATION SEVERITY GRADE R, ROTARY SHAFT SEAL (IP 67) | 14203 | TEM | 1 | MC | 110.004 | 1
1FT61346AB711FA0 | SIMOTICS S SYNCHRONOUS SERVOMOTOR 1FT6 95 NM, 100 K, 1500 RPM NATURAL AIR COOLING; IM B5 (IM V1, IM V3) FOR POWER AND SIGNAL CONNECTOR OUTGOING CONNECTOR DIRECTION TRAVERSE RIGHT ABSOLUTE ENCODER 2048 P/REV (ENCODER A-2048) WITH DRIVE-CLIQ INTERFACE; PERFORMANCE REDUCTION BY 10% DUE TO ABSOLUTE ENCODER; WITH FITTED KEY, ACCURACY TOLERANCE N, W/O HOLDING BRAKE VIBRATION SEVERITY GRADE N, DIAPHRAGM SEAL (IP 64) | 12141 | TEM | 1 | MC | 100.005 | 1
1FT61346AB711FA1 | SIMOTICS S SYNCHRONOUS SERVOMOTOR 1FT6 95 NM, 100 K, 1500 RPM NATURAL AIR COOLING; IM B5 (IM V1, IM V3) FOR POWER AND SIGNAL CONNECTOR OUTGOING CONNECTOR DIRECTION TRAVERSE RIGHT ABSOLUTE ENCODER 2048 P/REV (ENCODER A-2048) WITH DRIVE-CLIQ INTERFACE; PERFORMANCE REDUCTION BY 10% DUE TO ABSOLUTE ENCODER; WITH FITTED KEY, ACCURACY TOLERANCE N, W/O HOLDING BRAKE VIBRATION SEVERITY GRADE N, GAMMA SEALING RING (IP 65) | 12243 | TEM | 1 | MC | 100.005 | 1
1FT61346AB711FB0 | SIMOTICS S SYNCHRONOUS SERVOMOTOR 1FT6 95 NM, 100 K, 1500 RPM NATURAL AIR COOLING; IM B5 (IM V1, IM V3) FOR POWER AND SIGNAL CONNECTOR OUTGOING CONNECTOR DIRECTION TRAVERSE RIGHT ABSOLUTE ENCODER 2048 P/REV (ENCODER A-2048) WITH DRIVE-CLIQ INTERFACE; PERFORMANCE REDUCTION BY 10% DUE TO ABSOLUTE ENCODER; WITH FITTED KEY, ACCURACY TOLERANCE N, W. HOLDING BRAKE VIBRATION SEVERITY GRADE N, DIAPHRAGM SEAL (IP 64) | 13862 | TEM | 1 | MC | 110.004 | 1
1FT61346AB711FB2 | SIMOTICS S SYNCHRONOUS SERVOMOTOR 1FT6 95 NM, 100 K, 1500 RPM NATURAL AIR COOLING; IM B5 (IM V1, IM V3) FOR POWER AND SIGNAL CONNECTOR OUTGOING CONNECTOR DIRECTION TRAVERSE RIGHT ABSOLUTE ENCODER 2048 P/REV (ENCODER A-2048) WITH DRIVE-CLIQ INTERFACE; PERFORMANCE REDUCTION BY 10% DUE TO ABSOLUTE ENCODER; WITH FITTED KEY, ACCURACY TOLERANCE N, W. HOLDING BRAKE VIBRATION SEVERITY GRADE N, ROTARY SHAFT SEAL (IP 67) | 14049 | TEM | 1 | MC | 110.004 | 1
1FT61346AB711FG0 | SIMOTICS S SYNCHRONOUS SERVOMOTOR 1FT6 95 NM, 100 K, 1500 RPM NATURAL AIR COOLING; IM B5 (IM V1, IM V3) FOR POWER AND SIGNAL CONNECTOR OUTGOING CONNECTOR DIRECTION TRAVERSE RIGHT ABSOLUTE ENCODER 2048 P/REV (ENCODER A-2048) WITH DRIVE-CLIQ INTERFACE; PERFORMANCE REDUCTION BY 10% DUE TO ABSOLUTE ENCODER; PLAIN SHAFT, ACCURACY TOLERANCE N, W/O HOLDING BRAKE VIBRATION SEVERITY GRADE N, DIAPHRAGM SEAL (IP 64) | 12141 | TEM | 1 | MC | 100.005 | 1
1FT61346AB711FG1 | SIMOTICS S SYNCHRONOUS SERVOMOTOR 1FT6 95 NM, 100 K, 1500 RPM NATURAL AIR COOLING; IM B5 (IM V1, IM V3) FOR POWER AND SIGNAL CONNECTOR OUTGOING CONNECTOR DIRECTION TRAVERSE RIGHT ABSOLUTE ENCODER 2048 P/REV (ENCODER A-2048) WITH DRIVE-CLIQ INTERFACE; PERFORMANCE REDUCTION BY 10% DUE TO ABSOLUTE ENCODER; PLAIN SHAFT, ACCURACY TOLERANCE N, W/O HOLDING BRAKE VIBRATION SEVERITY GRADE N, GAMMA SEALING RING (IP 65) | 12243 | TEM | 1 | MC | 100.005 | 1
1FT61346AB711FH0 | SIMOTICS S SYNCHRONOUS SERVOMOTOR 1FT6 95 NM, 100 K, 1500 RPM NATURAL AIR COOLING; IM B5 (IM V1, IM V3) FOR POWER AND SIGNAL CONNECTOR OUTGOING CONNECTOR DIRECTION TRAVERSE RIGHT ABSOLUTE ENCODER 2048 P/REV (ENCODER A-2048) WITH DRIVE-CLIQ INTERFACE; PERFORMANCE REDUCTION BY 10% DUE TO ABSOLUTE ENCODER; PLAIN SHAFT, ACCURACY TOLERANCE N, W. HOLDING BRAKE VIBRATION SEVERITY GRADE N, DIAPHRAGM SEAL (IP 64) | 14016 | TEM | 1 | MC | 110.004 | 1
1FT61346AB711FH1 | SIMOTICS S SYNCHRONOUS SERVOMOTOR 1FT6 95 NM, 100 K, 1500 RPM NATURAL AIR COOLING; IM B5 (IM V1, IM V3) FOR POWER AND SIGNAL CONNECTOR OUTGOING CONNECTOR DIRECTION TRAVERSE RIGHT ABSOLUTE ENCODER 2048 P/REV (ENCODER A-2048) WITH DRIVE-CLIQ INTERFACE; PERFORMANCE REDUCTION BY 10% DUE TO ABSOLUTE ENCODER; PLAIN SHAFT, ACCURACY TOLERANCE N, W. HOLDING BRAKE VIBRATION SEVERITY GRADE N, GAMMA SEALING RING (IP 65) | 14118 | TEM | 1 | MC | 110.004 | 1
1FT61346AB711FL5 | SIMOTICS S SYNCHRONOUS SERVOMOTOR 1FT6 95 NM, 100 K, 1500 RPM NATURAL AIR COOLING; IM B5 (IM V1, IM V3) FOR POWER AND SIGNAL CONNECTOR OUTGOING CONNECTOR DIRECTION TRAVERSE RIGHT ABSOLUTE ENCODER 2048 P/REV (ENCODER A-2048) WITH DRIVE-CLIQ INTERFACE; PERFORMANCE REDUCTION BY 10% DUE TO ABSOLUTE ENCODER; PLAIN SHAFT, ACCURACY TOLERANCE R, W. HOLDING BRAKE VIBRATION SEVERITY GRADE R, ROTARY SHAFT SEAL (IP 67) | 14579 | TEM | 1 | MC | 110.004 | 1
1FT61346AB711PA0 | SIMOTICS S SYNCHRONOUS SERVOMOTOR 1FT6 95 NM, 100 K, 1500 RPM NATURAL AIR COOLING; IM B5 (IM V1, IM V3) FOR POWER AND SIGNAL CONNECTOR OUTGOING CONNECTOR DIRECTION TRAVERSE RIGHT RESOLVER 2-POLE (RESOLVER P=1) WITH DRIVE-CLIQ INTERFACE; WITH FITTED KEY, ACCURACY TOLERANCE N, W/O HOLDING BRAKE VIBRATION SEVERITY GRADE N, DIAPHRAGM SEAL (IP 64) | 10224 | TEM | 1 | MC | 100.005 | 1
1FT61346AB711PG0 | SIMOTICS S SYNCHRONOUS SERVOMOTOR 1FT6 95 NM, 100 K, 1500 RPM NATURAL AIR COOLING; IM B5 (IM V1, IM V3) FOR POWER AND SIGNAL CONNECTOR OUTGOING CONNECTOR DIRECTION TRAVERSE RIGHT RESOLVER 2-POLE (RESOLVER P=1) WITH DRIVE-CLIQ INTERFACE; PLAIN SHAFT, ACCURACY TOLERANCE N, W/O HOLDING BRAKE VIBRATION SEVERITY GRADE N, DIAPHRAGM SEAL (IP 64) | 10224 | TEM | 1 | MC | 100.005 | 1
1FT61346AB711SA0 | SIMOTICS S SYNCHRONOUS SERVOMOTOR 1FT6 95 NM, 100 K, 1500 RPM NATURAL AIR COOLING; IM B5 (IM V1, IM V3) FOR POWER AND SIGNAL CONNECTOR OUTGOING CONNECTOR DIRECTION TRAVERSE RIGHT RESOLVER MULTI-POLE (RESOLVER P=3); WITH FITTED KEY, ACCURACY TOLERANCE N, W/O HOLDING BRAKE VIBRATION SEVERITY GRADE N, DIAPHRAGM SEAL (IP 64) | 9859 | TEM | 1 | MC | 100.005 | 1
1FT61346AB711SG0 | SIMOTICS S SYNCHRONOUS SERVOMOTOR 1FT6 95 NM, 100 K, 1500 RPM NATURAL AIR COOLING; IM B5 (IM V1, IM V3) FOR POWER AND SIGNAL CONNECTOR OUTGOING CONNECTOR DIRECTION TRAVERSE RIGHT RESOLVER MULTI-POLE (RESOLVER P=3); PLAIN SHAFT, ACCURACY TOLERANCE N, W/O HOLDING BRAKE VIBRATION SEVERITY GRADE N, DIAPHRAGM SEAL (IP 64) | 9859 | TEM | 1 | MC | 100.005 | 1
1FT61346AB711TA0 | SIMOTICS S SYNCHRONOUS SERVOMOTOR 1FT6 95 NM, 100 K, 1500 RPM NATURAL AIR COOLING; IM B5 (IM V1, IM V3) FOR POWER AND SIGNAL CONNECTOR OUTGOING CONNECTOR DIRECTION TRAVERSE RIGHT RESOLVER 2-POLE (RESOLVER P=1); WITH FITTED KEY, ACCURACY TOLERANCE N, W/O HOLDING BRAKE VIBRATION SEVERITY GRADE N, DIAPHRAGM SEAL (IP 64) | 9863 | TEM | 1 | MC | 100.005 | 1
1FT61346AB711TB0 | SIMOTICS S SYNCHRONOUS SERVOMOTOR 1FT6 95 NM, 100 K, 1500 RPM NATURAL AIR COOLING; IM B5 (IM V1, IM V3) FOR POWER AND SIGNAL CONNECTOR OUTGOING CONNECTOR DIRECTION TRAVERSE RIGHT RESOLVER 2-POLE (RESOLVER P=1); WITH FITTED KEY, ACCURACY TOLERANCE N, W. HOLDING BRAKE VIBRATION SEVERITY GRADE N, DIAPHRAGM SEAL (IP 64) | 11584 | TEM | 1 | MC | 110.004 | 1
1FT61346AB711TB2 | SIMOTICS S SYNCHRONOUS SERVOMOTOR 1FT6 95 NM, 100 K, 1500 RPM NATURAL AIR COOLING; IM B5 (IM V1, IM V3) FOR POWER AND SIGNAL CONNECTOR OUTGOING CONNECTOR DIRECTION TRAVERSE RIGHT RESOLVER 2-POLE (RESOLVER P=1); WITH FITTED KEY, ACCURACY TOLERANCE N, W. HOLDING BRAKE VIBRATION SEVERITY GRADE N, ROTARY SHAFT SEAL (IP 67) | 11771 | TEM | 1 | MC | 110.004 | 1
1FT61346AB711TG0 | SIMOTICS S SYNCHRONOUS SERVOMOTOR 1FT6 95 NM, 100 K, 1500 RPM NATURAL AIR COOLING; IM B5 (IM V1, IM V3) FOR POWER AND SIGNAL CONNECTOR OUTGOING CONNECTOR DIRECTION TRAVERSE RIGHT RESOLVER 2-POLE (RESOLVER P=1); PLAIN SHAFT, ACCURACY TOLERANCE N, W/O HOLDING BRAKE VIBRATION SEVERITY GRADE N, DIAPHRAGM SEAL (IP 64) | 9863 | TEM | 1 | MC | 100.005 | 1
1FT61346AB711TK3 | SIMOTICS S SYNCHRONOUS SERVOMOTOR 1FT6 95 NM, 100 K, 1500 RPM NATURAL AIR COOLING; IM B5 (IM V1, IM V3) FOR POWER AND SIGNAL CONNECTOR OUTGOING CONNECTOR DIRECTION TRAVERSE RIGHT RESOLVER 2-POLE (RESOLVER P=1); PLAIN SHAFT, ACCURACY TOLERANCE R, W/O HOLDING BRAKE VIBRATION SEVERITY GRADE R, DIAPHRAGM SEAL (IP 64) | 10402 | TEM | 1 | MC | 100.005 | 1
1FT61346AB711UA0 | SIMOTICS S SYNCHRONOUS SERVOMOTOR 1FT6 95 NM, 100 K, 1500 RPM NATURAL AIR COOLING; IM B5 (IM V1, IM V3) FOR POWER AND SIGNAL CONNECTOR OUTGOING CONNECTOR DIRECTION TRAVERSE RIGHT RESOLVER MULTI-POLE (RESOLVER P=3) WITH DRIVE-CLIQ INTERFACE; WITH FITTED KEY, ACCURACY TOLERANCE N, W/O HOLDING BRAKE VIBRATION SEVERITY GRADE N, DIAPHRAGM SEAL (IP 64) | 10224 | TEM | 1 | MC | 100.005 | 1
1FT61346AB712AB0 | SIMOTICS S SYNCHRONOUS SERVOMOTOR 1FT6 95 NM, 100 K, 1500 RPM NATURAL AIR COOLING; IM B5 (IM V1, IM V3) FOR POWER AND SIGNAL CONNECTOR OUTGOING CONNECTOR DIRECTION TRAVERSE LEFT INCREM. ENCODER, SIN/COS 1 VPP 2048 P/REV (ENCODER I-2048); WITH FITTED KEY, ACCURACY TOLERANCE N, W. HOLDING BRAKE VIBRATION SEVERITY GRADE N, DIAPHRAGM SEAL (IP 64) | 12679 | TEM | 1 | MC | 110.004 | 1
1FT61346AB712AG0 | SIMOTICS S SYNCHRONOUS SERVOMOTOR 1FT6 95 NM, 100 K, 1500 RPM NATURAL AIR COOLING; IM B5 (IM V1, IM V3) FOR POWER AND SIGNAL CONNECTOR OUTGOING CONNECTOR DIRECTION TRAVERSE LEFT INCREM. ENCODER, SIN/COS 1 VPP 2048 P/REV (ENCODER I-2048); PLAIN SHAFT, ACCURACY TOLERANCE N, W/O HOLDING BRAKE VIBRATION SEVERITY GRADE N, DIAPHRAGM SEAL (IP 64) | 10958 | TEM | 1 | MC | 100.005 | 1
1FT61346AB712AH0 | SIMOTICS S SYNCHRONOUS SERVOMOTOR 1FT6 95 NM, 100 K, 1500 RPM NATURAL AIR COOLING; IM B5 (IM V1, IM V3) FOR POWER AND SIGNAL CONNECTOR OUTGOING CONNECTOR DIRECTION TRAVERSE LEFT INCREM. ENCODER, SIN/COS 1 VPP 2048 P/REV (ENCODER I-2048); PLAIN SHAFT, ACCURACY TOLERANCE N, W. HOLDING BRAKE VIBRATION SEVERITY GRADE N, DIAPHRAGM SEAL (IP 64) | 12832 | TEM | 1 | MC | 110.004 | 1
1FT61346AB712AL4 | SIMOTICS S SYNCHRONOUS SERVOMOTOR 1FT6 95 NM, 100 K, 1500 RPM NATURAL AIR COOLING; IM B5 (IM V1, IM V3) FOR POWER AND SIGNAL CONNECTOR OUTGOING CONNECTOR DIRECTION TRAVERSE LEFT INCREM. ENCODER, SIN/COS 1 VPP 2048 P/REV (ENCODER I-2048); PLAIN SHAFT, ACCURACY TOLERANCE R, W. HOLDING BRAKE VIBRATION SEVERITY GRADE R, GAMMA SEALING RING (IP 65) | 13327 | TEM | 1 | MC | 110.004 | 1
1FT61346AB712DB0 | SIMOTICS S SYNCHRONOUS SERVOMOTOR 1FT6 95 NM, 100 K, 1500 RPM NATURAL AIR COOLING; IM B5 (IM V1, IM V3) FOR POWER AND SIGNAL CONNECTOR OUTGOING CONNECTOR DIRECTION TRAVERSE LEFT INCREMENTAL ENCODER 2048 P/REV (ENCODER I-2048) WITH DRIVE-CLIQ INTERFACE; WITH FITTED KEY, ACCURACY TOLERANCE N, W. HOLDING BRAKE VIBRATION SEVERITY GRADE N, DIAPHRAGM SEAL (IP 64) | 13043 | TEM | 1 | MC | 110.004 | 1
1FT61346AB712DG0 | SIMOTICS S SYNCHRONOUS SERVOMOTOR 1FT6 95 NM, 100 K, 1500 RPM NATURAL AIR COOLING; IM B5 (IM V1, IM V3) FOR POWER AND SIGNAL CONNECTOR OUTGOING CONNECTOR DIRECTION TRAVERSE LEFT INCREMENTAL ENCODER 2048 P/REV (ENCODER I-2048) WITH DRIVE-CLIQ INTERFACE; PLAIN SHAFT, ACCURACY TOLERANCE N, W/O HOLDING BRAKE VIBRATION SEVERITY GRADE N, DIAPHRAGM SEAL (IP 64) | 11323 | TEM | 1 | MC | 100.005 | 1
1FT61346AB712DH0 | SIMOTICS S SYNCHRONOUS SERVOMOTOR 1FT6 95 NM, 100 K, 1500 RPM NATURAL AIR COOLING; IM B5 (IM V1, IM V3) FOR POWER AND SIGNAL CONNECTOR OUTGOING CONNECTOR DIRECTION TRAVERSE LEFT INCREMENTAL ENCODER 2048 P/REV (ENCODER I-2048) WITH DRIVE-CLIQ INTERFACE; PLAIN SHAFT, ACCURACY TOLERANCE N, W. HOLDING BRAKE VIBRATION SEVERITY GRADE N, DIAPHRAGM SEAL (IP 64) | 13197 | TEM | 1 | MC | 110.004 | 1
1FT61346AB712DL4 | SIMOTICS S SYNCHRONOUS SERVOMOTOR 1FT6 95 NM, 100 K, 1500 RPM NATURAL AIR COOLING; IM B5 (IM V1, IM V3) FOR POWER AND SIGNAL CONNECTOR OUTGOING CONNECTOR DIRECTION TRAVERSE LEFT INCREMENTAL ENCODER 2048 P/REV (ENCODER I-2048) WITH DRIVE-CLIQ INTERFACE; PLAIN SHAFT, ACCURACY TOLERANCE R, W. HOLDING BRAKE VIBRATION SEVERITY GRADE R, GAMMA SEALING RING (IP 65) | 13692 | TEM | 1 | MC | 110.004 | 1
1FT61346AB712FG0 | SIMOTICS S SYNCHRONOUS SERVOMOTOR 1FT6 95 NM, 100 K, 1500 RPM NATURAL AIR COOLING; IM B5 (IM V1, IM V3) FOR POWER AND SIGNAL CONNECTOR OUTGOING CONNECTOR DIRECTION TRAVERSE LEFT ABSOLUTE ENCODER 2048 P/REV (ENCODER A-2048) WITH DRIVE-CLIQ INTERFACE; PERFORMANCE REDUCTION BY 10% DUE TO ABSOLUTE ENCODER; PLAIN SHAFT, ACCURACY TOLERANCE N, W/O HOLDING BRAKE VIBRATION SEVERITY GRADE N, DIAPHRAGM SEAL (IP 64) | 12141 | TEM | 1 | MC | 100.005 | 1
1FT61346AB712PA0 | SIMOTICS S SYNCHRONOUS SERVOMOTOR 1FT6 95 NM, 100 K, 1500 RPM NATURAL AIR COOLING; IM B5 (IM V1, IM V3) FOR POWER AND SIGNAL CONNECTOR OUTGOING CONNECTOR DIRECTION TRAVERSE LEFT RESOLVER 2-POLE (RESOLVER P=1) WITH DRIVE-CLIQ INTERFACE; WITH FITTED KEY, ACCURACY TOLERANCE N, W/O HOLDING BRAKE VIBRATION SEVERITY GRADE N, DIAPHRAGM SEAL (IP 64) | 10224 | TEM | 1 | MC | 100.005 | 1
1FT61346AB713AB1 | SIMOTICS S SYNCHRONOUS SERVOMOTOR 1FT6 95 NM, 100 K, 1500 RPM NATURAL AIR COOLING; IM B5 (IM V1, IM V3) OUTGOING CONNECTOR DIRECTION AXIAL NON-DRIVE END CUSTOMIZED VERSION INCREM. ENCODER, SIN/COS 1 VPP 2048 P/REV (ENCODER I-2048); WITH FITTED KEY, ACCURACY TOLERANCE N, W. HOLDING BRAKE VIBRATION SEVERITY GRADE N, GAMMA SEALING RING (IP 65) | 12781 | TEM | 1 | MC | 110.004 | 1
1FT61346AB713AG1 | SIMOTICS S SYNCHRONOUS SERVOMOTOR 1FT6 95 NM, 100 K, 1500 RPM NATURAL AIR COOLING; IM B5 (IM V1, IM V3) OUTGOING CONNECTOR DIRECTION AXIAL NON-DRIVE END CUSTOMIZED VERSION INCREM. ENCODER, SIN/COS 1 VPP 2048 P/REV (ENCODER I-2048); PLAIN SHAFT, ACCURACY TOLERANCE N, W/O HOLDING BRAKE VIBRATION SEVERITY GRADE N, GAMMA SEALING RING (IP 65) | 11060 | TEM | 1 | MC | 100.005 | 1
1FT61346AB713AK1 | SIMOTICS S SYNCHRONOUS SERVOMOTOR 1FT6 95 NM, 100 K, 1500 RPM NATURAL AIR COOLING; IM B5 (IM V1, IM V3) OUTGOING CONNECTOR DIRECTION AXIAL NON-DRIVE END CUSTOMIZED VERSION INCREM. ENCODER, SIN/COS 1 VPP 2048 P/REV (ENCODER I-2048); PLAIN SHAFT, ACCURACY TOLERANCE R, W/O HOLDING BRAKE VIBRATION SEVERITY GRADE N, GAMMA SEALING RING (IP 65) | 11429 | TEM | 1 | MC | 100.005 | 1
1FT61346AB713AL5 | SIMOTICS S SYNCHRONOUS SERVOMOTOR 1FT6 95 NM, 100 K, 1500 RPM NATURAL AIR COOLING; IM B5 (IM V1, IM V3) OUTGOING CONNECTOR DIRECTION AXIAL NON-DRIVE END CUSTOMIZED VERSION INCREM. ENCODER, SIN/COS 1 VPP 2048 P/REV (ENCODER I-2048); PLAIN SHAFT, ACCURACY TOLERANCE R, W. HOLDING BRAKE VIBRATION SEVERITY GRADE R, ROTARY SHAFT SEAL (IP 67) | 13396 | TEM | 1 | MC | 110.004 | 1
1FT61346AB713EG1 | SIMOTICS S SYNCHRONOUS SERVOMOTOR 1FT6 95 NM, 100 K, 1500 RPM NATURAL AIR COOLING; IM B5 (IM V1, IM V3) OUTGOING CONNECTOR DIRECTION AXIAL NON-DRIVE END CUSTOMIZED VERSION ABSOLUTE ENCODER ENDAT 2048 P/REV (ENCODER A-2048); PERFORMANCE REDUCTION BY 10% DUE TO ABSOLUTE ENCODER; PLAIN SHAFT, ACCURACY TOLERANCE N, W/O HOLDING BRAKE VIBRATION SEVERITY GRADE N, GAMMA SEALING RING (IP 65) | 11867 | TEM | 1 | MC | 100.005 | 1
1FT61346AB713EH1 | SIMOTICS S SYNCHRONOUS SERVOMOTOR 1FT6 95 NM, 100 K, 1500 RPM NATURAL AIR COOLING; IM B5 (IM V1, IM V3) OUTGOING CONNECTOR DIRECTION AXIAL NON-DRIVE END CUSTOMIZED VERSION ABSOLUTE ENCODER ENDAT 2048 P/REV (ENCODER A-2048); PERFORMANCE REDUCTION BY 10% DUE TO ABSOLUTE ENCODER; PLAIN SHAFT, ACCURACY TOLERANCE N, W. HOLDING BRAKE VIBRATION SEVERITY GRADE N, GAMMA SEALING RING (IP 65) | 13741 | TEM | 1 | MC | 110.004 | 1
1FT61346AB714AA0 | SIMOTICS S SYNCHRONOUS SERVOMOTOR 1FT6 95 NM, 100 K, 1500 RPM NATURAL AIR COOLING; IM B5 (IM V1, IM V3) FOR POWER AND SIGNAL CONNECTOR OUTGOING CONNECTOR DIRECTION AXIAL DRIVE END INCREM. ENCODER, SIN/COS 1 VPP 2048 P/REV (ENCODER I-2048); WITH FITTED KEY, ACCURACY TOLERANCE N, W/O HOLDING BRAKE VIBRATION SEVERITY GRADE N, DIAPHRAGM SEAL (IP 64) | 10958 | TEM | 1 | MC | 100.005 | 1
1FT61346AB714AA1 | SIMOTICS S SYNCHRONOUS SERVOMOTOR 1FT6 95 NM, 100 K, 1500 RPM NATURAL AIR COOLING; IM B5 (IM V1, IM V3) FOR POWER AND SIGNAL CONNECTOR OUTGOING CONNECTOR DIRECTION AXIAL DRIVE END INCREM. ENCODER, SIN/COS 1 VPP 2048 P/REV (ENCODER I-2048); WITH FITTED KEY, ACCURACY TOLERANCE N, W/O HOLDING BRAKE VIBRATION SEVERITY GRADE N, GAMMA SEALING RING (IP 65) | 11060 | TEM | 1 | MC | 100.005 | 1
1FT61346AB714AA2 | SIMOTICS S SYNCHRONOUS SERVOMOTOR 1FT6 95 NM, 100 K, 1500 RPM NATURAL AIR COOLING; IM B5 (IM V1, IM V3) FOR POWER AND SIGNAL CONNECTOR OUTGOING CONNECTOR DIRECTION AXIAL DRIVE END INCREM. ENCODER, SIN/COS 1 VPP 2048 P/REV (ENCODER I-2048); WITH FITTED KEY, ACCURACY TOLERANCE N, W/O HOLDING BRAKE VIBRATION SEVERITY GRADE N, ROTARY SHAFT SEAL (IP 67) | 11146 | TEM | 1 | MC | 100.005 | 1
1FT61346AB714AB0 | SIMOTICS S SYNCHRONOUS SERVOMOTOR 1FT6 95 NM, 100 K, 1500 RPM NATURAL AIR COOLING; IM B5 (IM V1, IM V3) FOR POWER AND SIGNAL CONNECTOR OUTGOING CONNECTOR DIRECTION AXIAL DRIVE END INCREM. ENCODER, SIN/COS 1 VPP 2048 P/REV (ENCODER I-2048); WITH FITTED KEY, ACCURACY TOLERANCE N, W. HOLDING BRAKE VIBRATION SEVERITY GRADE N, DIAPHRAGM SEAL (IP 64) | 12679 | TEM | 1 | MC | 110.004 | 1
1FT61346AB714AB1 | SIMOTICS S SYNCHRONOUS SERVOMOTOR 1FT6 95 NM, 100 K, 1500 RPM NATURAL AIR COOLING; IM B5 (IM V1, IM V3) FOR POWER AND SIGNAL CONNECTOR OUTGOING CONNECTOR DIRECTION AXIAL DRIVE END INCREM. ENCODER, SIN/COS 1 VPP 2048 P/REV (ENCODER I-2048); WITH FITTED KEY, ACCURACY TOLERANCE N, W. HOLDING BRAKE VIBRATION SEVERITY GRADE N, GAMMA SEALING RING (IP 65) | 12781 | TEM | 1 | MC | 110.004 | 1
1FT61346AB714AB2 | SIMOTICS S SYNCHRONOUS SERVOMOTOR 1FT6 95 NM, 100 K, 1500 RPM NATURAL AIR COOLING; IM B5 (IM V1, IM V3) FOR POWER AND SIGNAL CONNECTOR OUTGOING CONNECTOR DIRECTION AXIAL DRIVE END INCREM. ENCODER, SIN/COS 1 VPP 2048 P/REV (ENCODER I-2048); WITH FITTED KEY, ACCURACY TOLERANCE N, W. HOLDING BRAKE VIBRATION SEVERITY GRADE N, ROTARY SHAFT SEAL (IP 67) | 12866 | TEM | 1 | MC | 110.004 | 1
1FT61346AB714AD3 | SIMOTICS S SYNCHRONOUS SERVOMOTOR 1FT6 95 NM, 100 K, 1500 RPM NATURAL AIR COOLING; IM B5 (IM V1, IM V3) FOR POWER AND SIGNAL CONNECTOR OUTGOING CONNECTOR DIRECTION AXIAL DRIVE END INCREM. ENCODER, SIN/COS 1 VPP 2048 P/REV (ENCODER I-2048); WITH FITTED KEY, ACCURACY TOLERANCE R, W/O HOLDING BRAKE VIBRATION SEVERITY GRADE R, DIAPHRAGM SEAL (IP 64) | 11362 | TEM | 1 | MC | 100.005 | 1
1FT61346AB714AG0 | SIMOTICS S SYNCHRONOUS SERVOMOTOR 1FT6 95 NM, 100 K, 1500 RPM NATURAL AIR COOLING; IM B5 (IM V1, IM V3) FOR POWER AND SIGNAL CONNECTOR OUTGOING CONNECTOR DIRECTION AXIAL DRIVE END INCREM. ENCODER, SIN/COS 1 VPP 2048 P/REV (ENCODER I-2048); PLAIN SHAFT, ACCURACY TOLERANCE N, W/O HOLDING BRAKE VIBRATION SEVERITY GRADE N, DIAPHRAGM SEAL (IP 64) | 10958 | TEM | 1 | MC | 100.005 | 1
1FT61346AB714AG1 | SIMOTICS S SYNCHRONOUS SERVOMOTOR 1FT6 95 NM, 100 K, 1500 RPM NATURAL AIR COOLING; IM B5 (IM V1, IM V3) FOR POWER AND SIGNAL CONNECTOR OUTGOING CONNECTOR DIRECTION AXIAL DRIVE END INCREM. ENCODER, SIN/COS 1 VPP 2048 P/REV (ENCODER I-2048); PLAIN SHAFT, ACCURACY TOLERANCE N, W/O HOLDING BRAKE VIBRATION SEVERITY GRADE N, GAMMA SEALING RING (IP 65) | 11060 | TEM | 1 | MC | 100.005 | 1
1FT61346AB714AG2 | SIMOTICS S SYNCHRONOUS SERVOMOTOR 1FT6 95 NM, 100 K, 1500 RPM NATURAL AIR COOLING; IM B5 (IM V1, IM V3) FOR POWER AND SIGNAL CONNECTOR OUTGOING CONNECTOR DIRECTION AXIAL DRIVE END INCREM. ENCODER, SIN/COS 1 VPP 2048 P/REV (ENCODER I-2048); PLAIN SHAFT, ACCURACY TOLERANCE N, W/O HOLDING BRAKE VIBRATION SEVERITY GRADE N, ROTARY SHAFT SEAL (IP 67) | 11146 | TEM | 1 | MC | 100.005 | 1
1FT61346AB714AH0 | SIMOTICS S SYNCHRONOUS SERVOMOTOR 1FT6 95 NM, 100 K, 1500 RPM NATURAL AIR COOLING; IM B5 (IM V1, IM V3) FOR POWER AND SIGNAL CONNECTOR OUTGOING CONNECTOR DIRECTION AXIAL DRIVE END INCREM. ENCODER, SIN/COS 1 VPP 2048 P/REV (ENCODER I-2048); PLAIN SHAFT, ACCURACY TOLERANCE N, W. HOLDING BRAKE VIBRATION SEVERITY GRADE N, DIAPHRAGM SEAL (IP 64) | 12832 | TEM | 1 | MC | 110.004 | 1
1FT61346AB714AH1 | SIMOTICS S SYNCHRONOUS SERVOMOTOR 1FT6 95 NM, 100 K, 1500 RPM NATURAL AIR COOLING; IM B5 (IM V1, IM V3) FOR POWER AND SIGNAL CONNECTOR OUTGOING CONNECTOR DIRECTION AXIAL DRIVE END INCREM. ENCODER, SIN/COS 1 VPP 2048 P/REV (ENCODER I-2048); PLAIN SHAFT, ACCURACY TOLERANCE N, W. HOLDING BRAKE VIBRATION SEVERITY GRADE N, GAMMA SEALING RING (IP 65) | 12934 | TEM | 1 | MC | 110.004 | 1
1FT61346AB714AK1 | SIMOTICS S SYNCHRONOUS SERVOMOTOR 1FT6 95 NM, 100 K, 1500 RPM NATURAL AIR COOLING; IM B5 (IM V1, IM V3) FOR POWER AND SIGNAL CONNECTOR OUTGOING CONNECTOR DIRECTION AXIAL DRIVE END INCREM. ENCODER, SIN/COS 1 VPP 2048 P/REV (ENCODER I-2048); PLAIN SHAFT, ACCURACY TOLERANCE R, W/O HOLDING BRAKE VIBRATION SEVERITY GRADE N, GAMMA SEALING RING (IP 65) | 11429 | TEM | 1 | MC | 100.005 | 1
1FT61346AB714DA0 | SIMOTICS S SYNCHRONOUS SERVOMOTOR 1FT6 95 NM, 100 K, 1500 RPM NATURAL AIR COOLING; IM B5 (IM V1, IM V3) FOR POWER AND SIGNAL CONNECTOR OUTGOING CONNECTOR DIRECTION AXIAL DRIVE END INCREMENTAL ENCODER 2048 P/REV (ENCODER I-2048) WITH DRIVE-CLIQ INTERFACE; WITH FITTED KEY, ACCURACY TOLERANCE N, W/O HOLDING BRAKE VIBRATION SEVERITY GRADE N, DIAPHRAGM SEAL (IP 64) | 11323 | TEM | 1 | MC | 100.005 | 1
1FT61346AB714DA1 | SIMOTICS S SYNCHRONOUS SERVOMOTOR 1FT6 95 NM, 100 K, 1500 RPM NATURAL AIR COOLING; IM B5 (IM V1, IM V3) FOR POWER AND SIGNAL CONNECTOR OUTGOING CONNECTOR DIRECTION AXIAL DRIVE END INCREMENTAL ENCODER 2048 P/REV (ENCODER I-2048) WITH DRIVE-CLIQ INTERFACE; WITH FITTED KEY, ACCURACY TOLERANCE N, W/O HOLDING BRAKE VIBRATION SEVERITY GRADE N, GAMMA SEALING RING (IP 65) | 11425 | TEM | 1 | MC | 100.005 | 1
1FT61346AB714DB0 | SIMOTICS S SYNCHRONOUS SERVOMOTOR 1FT6 95 NM, 100 K, 1500 RPM NATURAL AIR COOLING; IM B5 (IM V1, IM V3) FOR POWER AND SIGNAL CONNECTOR OUTGOING CONNECTOR DIRECTION AXIAL DRIVE END INCREMENTAL ENCODER 2048 P/REV (ENCODER I-2048) WITH DRIVE-CLIQ INTERFACE; WITH FITTED KEY, ACCURACY TOLERANCE N, W. HOLDING BRAKE VIBRATION SEVERITY GRADE N, DIAPHRAGM SEAL (IP 64) | 13043 | TEM | 1 | MC | 110.004 | 1
1FT61346AB714DG0 | SIMOTICS S SYNCHRONOUS SERVOMOTOR 1FT6 95 NM, 100 K, 1500 RPM NATURAL AIR COOLING; IM B5 (IM V1, IM V3) FOR POWER AND SIGNAL CONNECTOR OUTGOING CONNECTOR DIRECTION AXIAL DRIVE END INCREMENTAL ENCODER 2048 P/REV (ENCODER I-2048) WITH DRIVE-CLIQ INTERFACE; PLAIN SHAFT, ACCURACY TOLERANCE N, W/O HOLDING BRAKE VIBRATION SEVERITY GRADE N, DIAPHRAGM SEAL (IP 64) | 11323 | TEM | 1 | MC | 100.005 | 1
1FT61346AB714DG1 | SIMOTICS S SYNCHRONOUS SERVOMOTOR 1FT6 95 NM, 100 K, 1500 RPM NATURAL AIR COOLING; IM B5 (IM V1, IM V3) FOR POWER AND SIGNAL CONNECTOR OUTGOING CONNECTOR DIRECTION AXIAL DRIVE END INCREMENTAL ENCODER 2048 P/REV (ENCODER I-2048) WITH DRIVE-CLIQ INTERFACE; PLAIN SHAFT, ACCURACY TOLERANCE N, W/O HOLDING BRAKE VIBRATION SEVERITY GRADE N, GAMMA SEALING RING (IP 65) | 11425 | TEM | 1 | MC | 100.005 | 1
1FT61346AB714DH0 | SIMOTICS S SYNCHRONOUS SERVOMOTOR 1FT6 95 NM, 100 K, 1500 RPM NATURAL AIR COOLING; IM B5 (IM V1, IM V3) FOR POWER AND SIGNAL CONNECTOR OUTGOING CONNECTOR DIRECTION AXIAL DRIVE END INCREMENTAL ENCODER 2048 P/REV (ENCODER I-2048) WITH DRIVE-CLIQ INTERFACE; PLAIN SHAFT, ACCURACY TOLERANCE N, W. HOLDING BRAKE VIBRATION SEVERITY GRADE N, DIAPHRAGM SEAL (IP 64) | 13197 | TEM | 1 | MC | 110.004 | 1
1FT61346AB714DH1 | SIMOTICS S SYNCHRONOUS SERVOMOTOR 1FT6 95 NM, 100 K, 1500 RPM NATURAL AIR COOLING; IM B5 (IM V1, IM V3) FOR POWER AND SIGNAL CONNECTOR OUTGOING CONNECTOR DIRECTION AXIAL DRIVE END INCREMENTAL ENCODER 2048 P/REV (ENCODER I-2048) WITH DRIVE-CLIQ INTERFACE; PLAIN SHAFT, ACCURACY TOLERANCE N, W. HOLDING BRAKE VIBRATION SEVERITY GRADE N, GAMMA SEALING RING (IP 65) | 13299 | TEM | 1 | MC | 110.004 | 1
1FT61346AB714EA0 | SIMOTICS S SYNCHRONOUS SERVOMOTOR 1FT6 95 NM, 100 K, 1500 RPM NATURAL AIR COOLING; IM B5 (IM V1, IM V3) FOR POWER AND SIGNAL CONNECTOR OUTGOING CONNECTOR DIRECTION AXIAL DRIVE END ABSOLUTE ENCODER ENDAT 2048 P/REV (ENCODER A-2048); PERFORMANCE REDUCTION BY 10% DUE TO ABSOLUTE ENCODER; WITH FITTED KEY, ACCURACY TOLERANCE N, W/O HOLDING BRAKE VIBRATION SEVERITY GRADE N, DIAPHRAGM SEAL (IP 64) | 11765 | TEM | 1 | MC | 100.005 | 1
1FT61346AB714EA1 | SIMOTICS S SYNCHRONOUS SERVOMOTOR 1FT6 95 NM, 100 K, 1500 RPM NATURAL AIR COOLING; IM B5 (IM V1, IM V3) FOR POWER AND SIGNAL CONNECTOR OUTGOING CONNECTOR DIRECTION AXIAL DRIVE END ABSOLUTE ENCODER ENDAT 2048 P/REV (ENCODER A-2048); PERFORMANCE REDUCTION BY 10% DUE TO ABSOLUTE ENCODER; WITH FITTED KEY, ACCURACY TOLERANCE N, W/O HOLDING BRAKE VIBRATION SEVERITY GRADE N, GAMMA SEALING RING (IP 65) | 11867 | TEM | 1 | MC | 100.005 | 1
1FT61346AB714EB1 | SIMOTICS S SYNCHRONOUS SERVOMOTOR 1FT6 95 NM, 100 K, 1500 RPM NATURAL AIR COOLING; IM B5 (IM V1, IM V3) FOR POWER AND SIGNAL CONNECTOR OUTGOING CONNECTOR DIRECTION AXIAL DRIVE END ABSOLUTE ENCODER ENDAT 2048 P/REV (ENCODER A-2048); PERFORMANCE REDUCTION BY 10% DUE TO ABSOLUTE ENCODER; WITH FITTED KEY, ACCURACY TOLERANCE N, W. HOLDING BRAKE VIBRATION SEVERITY GRADE N, GAMMA SEALING RING (IP 65) | 13588 | TEM | 1 | MC | 110.004 | 1
1FT61346AB714EB2 | SIMOTICS S SYNCHRONOUS SERVOMOTOR 1FT6 95 NM, 100 K, 1500 RPM NATURAL AIR COOLING; IM B5 (IM V1, IM V3) FOR POWER AND SIGNAL CONNECTOR OUTGOING CONNECTOR DIRECTION AXIAL DRIVE END ABSOLUTE ENCODER ENDAT 2048 P/REV (ENCODER A-2048); PERFORMANCE REDUCTION BY 10% DUE TO ABSOLUTE ENCODER; WITH FITTED KEY, ACCURACY TOLERANCE N, W. HOLDING BRAKE VIBRATION SEVERITY GRADE N, ROTARY SHAFT SEAL (IP 67) | 13673 | TEM | 1 | MC | 110.004 | 1
1FT61346AB714ED3 | SIMOTICS S SYNCHRONOUS SERVOMOTOR 1FT6 95 NM, 100 K, 1500 RPM NATURAL AIR COOLING; IM B5 (IM V1, IM V3) FOR POWER AND SIGNAL CONNECTOR OUTGOING CONNECTOR DIRECTION AXIAL DRIVE END ABSOLUTE ENCODER ENDAT 2048 P/REV (ENCODER A-2048); PERFORMANCE REDUCTION BY 10% DUE TO ABSOLUTE ENCODER; WITH FITTED KEY, ACCURACY TOLERANCE R, W/O HOLDING BRAKE VIBRATION SEVERITY GRADE R, DIAPHRAGM SEAL (IP 64) | 12169 | TEM | 1 | MC | 100.005 | 1
1FT61346AB714EE7 | SIMOTICS S SYNCHRONOUS SERVOMOTOR 1FT6 95 NM, 100 K, 1500 RPM NATURAL AIR COOLING; IM B5 (IM V1, IM V3) FOR POWER AND SIGNAL CONNECTOR OUTGOING CONNECTOR DIRECTION AXIAL DRIVE END ABSOLUTE ENCODER ENDAT 2048 P/REV (ENCODER A-2048); PERFORMANCE REDUCTION BY 10% DUE TO ABSOLUTE ENCODER; WITH FITTED KEY, ACCURACY TOLERANCE R, W. HOLDING BRAKE VIBRATION SEVERITY GRADE R, KEROSENE SEAL (IP 68) | 14210 | TEM | 1 | MC | 110.004 | 1
1FT61346AB714EG1 | SIMOTICS S SYNCHRONOUS SERVOMOTOR 1FT6 95 NM, 100 K, 1500 RPM NATURAL AIR COOLING; IM B5 (IM V1, IM V3) FOR POWER AND SIGNAL CONNECTOR OUTGOING CONNECTOR DIRECTION AXIAL DRIVE END ABSOLUTE ENCODER ENDAT 2048 P/REV (ENCODER A-2048); PERFORMANCE REDUCTION BY 10% DUE TO ABSOLUTE ENCODER; PLAIN SHAFT, ACCURACY TOLERANCE N, W/O HOLDING BRAKE VIBRATION SEVERITY GRADE N, GAMMA SEALING RING (IP 65) | 11867 | TEM | 1 | MC | 100.005 | 1
1FT61346AB714EG2 | SIMOTICS S SYNCHRONOUS SERVOMOTOR 1FT6 95 NM, 100 K, 1500 RPM NATURAL AIR COOLING; IM B5 (IM V1, IM V3) FOR POWER AND SIGNAL CONNECTOR OUTGOING CONNECTOR DIRECTION AXIAL DRIVE END ABSOLUTE ENCODER ENDAT 2048 P/REV (ENCODER A-2048); PERFORMANCE REDUCTION BY 10% DUE TO ABSOLUTE ENCODER; PLAIN SHAFT, ACCURACY TOLERANCE N, W/O HOLDING BRAKE VIBRATION SEVERITY GRADE N, ROTARY SHAFT SEAL (IP 67) | 11953 | TEM | 1 | MC | 100.005 | 1
1FT61346AB714EH0 | SIMOTICS S SYNCHRONOUS SERVOMOTOR 1FT6 95 NM, 100 K, 1500 RPM NATURAL AIR COOLING; IM B5 (IM V1, IM V3) FOR POWER AND SIGNAL CONNECTOR OUTGOING CONNECTOR DIRECTION AXIAL DRIVE END ABSOLUTE ENCODER ENDAT 2048 P/REV (ENCODER A-2048); PERFORMANCE REDUCTION BY 10% DUE TO ABSOLUTE ENCODER; PLAIN SHAFT, ACCURACY TOLERANCE N, W. HOLDING BRAKE VIBRATION SEVERITY GRADE N, DIAPHRAGM SEAL (IP 64) | 13639 | TEM | 1 | MC | 110.004 | 1
1FT61346AB714EH2 | SIMOTICS S SYNCHRONOUS SERVOMOTOR 1FT6 95 NM, 100 K, 1500 RPM NATURAL AIR COOLING; IM B5 (IM V1, IM V3) FOR POWER AND SIGNAL CONNECTOR OUTGOING CONNECTOR DIRECTION AXIAL DRIVE END ABSOLUTE ENCODER ENDAT 2048 P/REV (ENCODER A-2048); PERFORMANCE REDUCTION BY 10% DUE TO ABSOLUTE ENCODER; PLAIN SHAFT, ACCURACY TOLERANCE N, W. HOLDING BRAKE VIBRATION SEVERITY GRADE N, ROTARY SHAFT SEAL (IP 67) | 13827 | TEM | 1 | MC | 110.004 | 1
1FT61346AB714EK3 | SIMOTICS S SYNCHRONOUS SERVOMOTOR 1FT6 95 NM, 100 K, 1500 RPM NATURAL AIR COOLING; IM B5 (IM V1, IM V3) FOR POWER AND SIGNAL CONNECTOR OUTGOING CONNECTOR DIRECTION AXIAL DRIVE END ABSOLUTE ENCODER ENDAT 2048 P/REV (ENCODER A-2048); PERFORMANCE REDUCTION BY 10% DUE TO ABSOLUTE ENCODER; PLAIN SHAFT, ACCURACY TOLERANCE R, W/O HOLDING BRAKE VIBRATION SEVERITY GRADE R, DIAPHRAGM SEAL (IP 64) | 12304 | TEM | 1 | MC | 100.005 | 1
1FT61346AB714FA0 | SIMOTICS S SYNCHRONOUS SERVOMOTOR 1FT6 95 NM, 100 K, 1500 RPM NATURAL AIR COOLING; IM B5 (IM V1, IM V3) FOR POWER AND SIGNAL CONNECTOR OUTGOING CONNECTOR DIRECTION AXIAL DRIVE END ABSOLUTE ENCODER 2048 P/REV (ENCODER A-2048) WITH DRIVE-CLIQ INTERFACE; PERFORMANCE REDUCTION BY 10% DUE TO ABSOLUTE ENCODER; WITH FITTED KEY, ACCURACY TOLERANCE N, W/O HOLDING BRAKE VIBRATION SEVERITY GRADE N, DIAPHRAGM SEAL (IP 64) | 12141 | TEM | 1 | MC | 100.005 | 1
1FT61346AB714FB0 | SIMOTICS S SYNCHRONOUS SERVOMOTOR 1FT6 95 NM, 100 K, 1500 RPM NATURAL AIR COOLING; IM B5 (IM V1, IM V3) FOR POWER AND SIGNAL CONNECTOR OUTGOING CONNECTOR DIRECTION AXIAL DRIVE END ABSOLUTE ENCODER 2048 P/REV (ENCODER A-2048) WITH DRIVE-CLIQ INTERFACE; PERFORMANCE REDUCTION BY 10% DUE TO ABSOLUTE ENCODER; WITH FITTED KEY, ACCURACY TOLERANCE N, W. HOLDING BRAKE VIBRATION SEVERITY GRADE N, DIAPHRAGM SEAL (IP 64) | 13862 | TEM | 1 | MC | 110.004 | 1
1FT61346AB714FD3 | SIMOTICS S SYNCHRONOUS SERVOMOTOR 1FT6 95 NM, 100 K, 1500 RPM NATURAL AIR COOLING; IM B5 (IM V1, IM V3) FOR POWER AND SIGNAL CONNECTOR OUTGOING CONNECTOR DIRECTION AXIAL DRIVE END ABSOLUTE ENCODER 2048 P/REV (ENCODER A-2048) WITH DRIVE-CLIQ INTERFACE; PERFORMANCE REDUCTION BY 10% DUE TO ABSOLUTE ENCODER; WITH FITTED KEY, ACCURACY TOLERANCE R, W/O HOLDING BRAKE VIBRATION SEVERITY GRADE R, DIAPHRAGM SEAL (IP 64) | 12545 | TEM | 1 | MC | 100.005 | 1
1FT61346AB714FE0 | SIMOTICS S SYNCHRONOUS SERVOMOTOR 1FT6 95 NM, 100 K, 1500 RPM NATURAL AIR COOLING; IM B5 (IM V1, IM V3) FOR POWER AND SIGNAL CONNECTOR OUTGOING CONNECTOR DIRECTION AXIAL DRIVE END ABSOLUTE ENCODER 2048 P/REV (ENCODER A-2048) WITH DRIVE-CLIQ INTERFACE; PERFORMANCE REDUCTION BY 10% DUE TO ABSOLUTE ENCODER; WITH FITTED KEY, ACCURACY TOLERANCE R, W. HOLDING BRAKE VIBRATION SEVERITY GRADE N, DIAPHRAGM SEAL (IP 64) | 14110 | TEM | 1 | MC | 110.004 | 1
1FT61346AB714FG1 | SIMOTICS S SYNCHRONOUS SERVOMOTOR 1FT6 95 NM, 100 K, 1500 RPM NATURAL AIR COOLING; IM B5 (IM V1, IM V3) FOR POWER AND SIGNAL CONNECTOR OUTGOING CONNECTOR DIRECTION AXIAL DRIVE END ABSOLUTE ENCODER 2048 P/REV (ENCODER A-2048) WITH DRIVE-CLIQ INTERFACE; PERFORMANCE REDUCTION BY 10% DUE TO ABSOLUTE ENCODER; PLAIN SHAFT, ACCURACY TOLERANCE N, W/O HOLDING BRAKE VIBRATION SEVERITY GRADE N, GAMMA SEALING RING (IP 65) | 12243 | TEM | 1 | MC | 100.005 | 1
1FT61346AB714FG2 | SIMOTICS S SYNCHRONOUS SERVOMOTOR 1FT6 95 NM, 100 K, 1500 RPM NATURAL AIR COOLING; IM B5 (IM V1, IM V3) FOR POWER AND SIGNAL CONNECTOR OUTGOING CONNECTOR DIRECTION AXIAL DRIVE END ABSOLUTE ENCODER 2048 P/REV (ENCODER A-2048) WITH DRIVE-CLIQ INTERFACE; PERFORMANCE REDUCTION BY 10% DUE TO ABSOLUTE ENCODER; PLAIN SHAFT, ACCURACY TOLERANCE N, W/O HOLDING BRAKE VIBRATION SEVERITY GRADE N, ROTARY SHAFT SEAL (IP 67) | 12329 | TEM | 1 | MC | 100.005 | 1
1FT61346AB714FH0 | SIMOTICS S SYNCHRONOUS SERVOMOTOR 1FT6 95 NM, 100 K, 1500 RPM NATURAL AIR COOLING; IM B5 (IM V1, IM V3) FOR POWER AND SIGNAL CONNECTOR OUTGOING CONNECTOR DIRECTION AXIAL DRIVE END ABSOLUTE ENCODER 2048 P/REV (ENCODER A-2048) WITH DRIVE-CLIQ INTERFACE; PERFORMANCE REDUCTION BY 10% DUE TO ABSOLUTE ENCODER; PLAIN SHAFT, ACCURACY TOLERANCE N, W. HOLDING BRAKE VIBRATION SEVERITY GRADE N, DIAPHRAGM SEAL (IP 64) | 14016 | TEM | 1 | MC | 110.004 | 1
1FT61346AB714FH2 | SIMOTICS S SYNCHRONOUS SERVOMOTOR 1FT6 95 NM, 100 K, 1500 RPM NATURAL AIR COOLING; IM B5 (IM V1, IM V3) FOR POWER AND SIGNAL CONNECTOR OUTGOING CONNECTOR DIRECTION AXIAL DRIVE END ABSOLUTE ENCODER 2048 P/REV (ENCODER A-2048) WITH DRIVE-CLIQ INTERFACE; PERFORMANCE REDUCTION BY 10% DUE TO ABSOLUTE ENCODER; PLAIN SHAFT, ACCURACY TOLERANCE N, W. HOLDING BRAKE VIBRATION SEVERITY GRADE N, ROTARY SHAFT SEAL (IP 67) | 14203 | TEM | 1 | MC | 110.004 | 1
1FT61346AB714UE3 | SIMOTICS S SYNCHRONOUS SERVOMOTOR 1FT6 95 NM, 100 K, 1500 RPM NATURAL AIR COOLING; IM B5 (IM V1, IM V3) FOR POWER AND SIGNAL CONNECTOR OUTGOING CONNECTOR DIRECTION AXIAL DRIVE END RESOLVER MULTI-POLE (RESOLVER P=3) WITH DRIVE-CLIQ INTERFACE; WITH FITTED KEY, ACCURACY TOLERANCE R, W. HOLDING BRAKE VIBRATION SEVERITY GRADE R, DIAPHRAGM SEAL (IP 64) | 12363 | TEM | 1 | MC | 110.004 | 1
1FT61346AB715AA0 | SIMOTICS S SYNCHRONOUS SERVOMOTOR 1FT6 95 NM, 100 K, 1500 RPM NATURAL AIR COOLING; IM B5 (IM V1, IM V3) FOR CONNECT. OF TERMINAL BOX AND SIGNAL CONNECTOR, TERMINAL BOX TRAVERSE RIGHT INCREM. ENCODER, SIN/COS 1 VPP 2048 P/REV (ENCODER I-2048); WITH FITTED KEY, ACCURACY TOLERANCE N, W/O HOLDING BRAKE VIBRATION SEVERITY GRADE N, DIAPHRAGM SEAL (IP 64) | 10958 | TEM | 1 | MC | 100.504 | 1
1FT61346AB715TA1 | SIMOTICS S SYNCHRONOUS SERVOMOTOR 1FT6 95 NM, 100 K, 1500 RPM NATURAL AIR COOLING; IM B5 (IM V1, IM V3) FOR CONNECT. OF TERMINAL BOX AND SIGNAL CONNECTOR, TERMINAL BOX TRAVERSE RIGHT RESOLVER 2-POLE (RESOLVER P=1); WITH FITTED KEY, ACCURACY TOLERANCE N, W/O HOLDING BRAKE VIBRATION SEVERITY GRADE N, GAMMA SEALING RING (IP 65) | 9965 | TEM | 1 | MC | 100.504 | 1
1FT61346AB716EB1 | SIMOTICS S SYNCHRONOUS SERVOMOTOR 1FT6 95 NM, 100 K, 1500 RPM NATURAL AIR COOLING; IM B5 (IM V1, IM V3) FOR CONNECT. OF TERMINAL BOX AND SIGNAL CONNECTOR, TERMINAL BOX TRAVERSE LEFT ABSOLUTE ENCODER ENDAT 2048 P/REV (ENCODER A-2048); PERFORMANCE REDUCTION BY 10% DUE TO ABSOLUTE ENCODER; WITH FITTED KEY, ACCURACY TOLERANCE N, W. HOLDING BRAKE VIBRATION SEVERITY GRADE N, GAMMA SEALING RING (IP 65) | 13588 | TEM | 1 | MC | 110.503 | 1
1FT61346AB717AH0 | SIMOTICS S SYNCHRONOUS SERVOMOTOR 1FT6 95 NM, 100 K, 1500 RPM NATURAL AIR COOLING; IM B5 (IM V1, IM V3) FOR CONNECT. OF TERMINAL BOX AND SIGNAL CONNECTOR, TERMINAL BOX AXIAL NON-DRIVE END INCREM. ENCODER, SIN/COS 1 VPP 2048 P/REV (ENCODER I-2048); PLAIN SHAFT, ACCURACY TOLERANCE N, W. HOLDING BRAKE VIBRATION SEVERITY GRADE N, DIAPHRAGM SEAL (IP 64) | 12832 | TEM | 1 | MC | 110.503 | 1
1FT61346AB717TA0 | SIMOTICS S SYNCHRONOUS SERVOMOTOR 1FT6 95 NM, 100 K, 1500 RPM NATURAL AIR COOLING; IM B5 (IM V1, IM V3) FOR CONNECT. OF TERMINAL BOX AND SIGNAL CONNECTOR, TERMINAL BOX AXIAL NON-DRIVE END RESOLVER 2-POLE (RESOLVER P=1); WITH FITTED KEY, ACCURACY TOLERANCE N, W/O HOLDING BRAKE VIBRATION SEVERITY GRADE N, DIAPHRAGM SEAL (IP 64) | 9863 | TEM | 1 | MC | 100.504 | 1
1FT61346AB717TH0 | SIMOTICS S SYNCHRONOUS SERVOMOTOR 1FT6 95 NM, 100 K, 1500 RPM NATURAL AIR COOLING; IM B5 (IM V1, IM V3) FOR CONNECT. OF TERMINAL BOX AND SIGNAL CONNECTOR, TERMINAL BOX AXIAL NON-DRIVE END RESOLVER 2-POLE (RESOLVER P=1); PLAIN SHAFT, ACCURACY TOLERANCE N, W. HOLDING BRAKE VIBRATION SEVERITY GRADE N, DIAPHRAGM SEAL (IP 64) | 11738 | TEM | 1 | MC | 110.503 | 1
1FT61346AB718FG1 | SIMOTICS S SYNCHRONOUS SERVOMOTOR 1FT6 95 NM, 100 K, 1500 RPM NATURAL AIR COOLING; IM B5 (IM V1, IM V3) FOR CONNECT. OF TERMINAL BOX AND SIGNAL CONNECTOR, TERMINAL BOX AXIAL DRIVE END ABSOLUTE ENCODER 2048 P/REV (ENCODER A-2048) WITH DRIVE-CLIQ INTERFACE; PERFORMANCE REDUCTION BY 10% DUE TO ABSOLUTE ENCODER; PLAIN SHAFT, ACCURACY TOLERANCE N, W/O HOLDING BRAKE VIBRATION SEVERITY GRADE N, GAMMA SEALING RING (IP 65) | 12243 | TEM | 1 | MC | 100.504 | 1
1FT61346AC711AA0 | SIMOTICS S SYNCHRONOUS SERVOMOTOR 1FT6 95 NM, 100 K, 2000 RPM NATURAL AIR COOLING; IM B5 (IM V1, IM V3) FOR POWER AND SIGNAL CONNECTOR OUTGOING CONNECTOR DIRECTION TRAVERSE RIGHT INCREM. ENCODER, SIN/COS 1 VPP 2048 P/REV (ENCODER I-2048); WITH FITTED KEY, ACCURACY TOLERANCE N, W/O HOLDING BRAKE VIBRATION SEVERITY GRADE N, DIAPHRAGM SEAL (IP 64) | 10958 | TEM | 1 | MC | 100.005 | 1
1FT61346AC711AA1 | SIMOTICS S SYNCHRONOUS SERVOMOTOR 1FT6 95 NM, 100 K, 2000 RPM NATURAL AIR COOLING; IM B5 (IM V1, IM V3) FOR POWER AND SIGNAL CONNECTOR OUTGOING CONNECTOR DIRECTION TRAVERSE RIGHT INCREM. ENCODER, SIN/COS 1 VPP 2048 P/REV (ENCODER I-2048); WITH FITTED KEY, ACCURACY TOLERANCE N, W/O HOLDING BRAKE VIBRATION SEVERITY GRADE N, GAMMA SEALING RING (IP 65) | 11060 | TEM | 1 | MC | 100.005 | 1
1FT61346AC711AA2 | SIMOTICS S SYNCHRONOUS SERVOMOTOR 1FT6 95 NM, 100 K, 2000 RPM NATURAL AIR COOLING; IM B5 (IM V1, IM V3) FOR POWER AND SIGNAL CONNECTOR OUTGOING CONNECTOR DIRECTION TRAVERSE RIGHT INCREM. ENCODER, SIN/COS 1 VPP 2048 P/REV (ENCODER I-2048); WITH FITTED KEY, ACCURACY TOLERANCE N, W/O HOLDING BRAKE VIBRATION SEVERITY GRADE N, ROTARY SHAFT SEAL (IP 67) | 11146 | TEM | 1 | MC | 100.005 | 1
1FT61346AC711AA6 | SIMOTICS S SYNCHRONOUS SERVOMOTOR 1FT6 95 NM, 100 K, 2000 RPM NATURAL AIR COOLING; IM B5 (IM V1, IM V3) FOR POWER AND SIGNAL CONNECTOR OUTGOING CONNECTOR DIRECTION TRAVERSE RIGHT INCREM. ENCODER, SIN/COS 1 VPP 2048 P/REV (ENCODER I-2048); WITH FITTED KEY, ACCURACY TOLERANCE N, W/O HOLDING BRAKE VIBRATION SEVERITY GRADE N, KEROSENE SEAL (IP 68) | 11280 | TEM | 1 | MC | 100.005 | 1
1FT61346AC711AB0 | SIMOTICS S SYNCHRONOUS SERVOMOTOR 1FT6 95 NM, 100 K, 2000 RPM NATURAL AIR COOLING; IM B5 (IM V1, IM V3) FOR POWER AND SIGNAL CONNECTOR OUTGOING CONNECTOR DIRECTION TRAVERSE RIGHT INCREM. ENCODER, SIN/COS 1 VPP 2048 P/REV (ENCODER I-2048); WITH FITTED KEY, ACCURACY TOLERANCE N, W. HOLDING BRAKE VIBRATION SEVERITY GRADE N, DIAPHRAGM SEAL (IP 64) | 12679 | TEM | 1 | MC | 110.004 | 1
1FT61346AC711AB1 | SIMOTICS S SYNCHRONOUS SERVOMOTOR 1FT6 95 NM, 100 K, 2000 RPM NATURAL AIR COOLING; IM B5 (IM V1, IM V3) FOR POWER AND SIGNAL CONNECTOR OUTGOING CONNECTOR DIRECTION TRAVERSE RIGHT INCREM. ENCODER, SIN/COS 1 VPP 2048 P/REV (ENCODER I-2048); WITH FITTED KEY, ACCURACY TOLERANCE N, W. HOLDING BRAKE VIBRATION SEVERITY GRADE N, GAMMA SEALING RING (IP 65) | 12781 | TEM | 1 | MC | 110.004 | 1
1FT61346AC711AB2 | SIMOTICS S SYNCHRONOUS SERVOMOTOR 1FT6 95 NM, 100 K, 2000 RPM NATURAL AIR COOLING; IM B5 (IM V1, IM V3) FOR POWER AND SIGNAL CONNECTOR OUTGOING CONNECTOR DIRECTION TRAVERSE RIGHT INCREM. ENCODER, SIN/COS 1 VPP 2048 P/REV (ENCODER I-2048); WITH FITTED KEY, ACCURACY TOLERANCE N, W. HOLDING BRAKE VIBRATION SEVERITY GRADE N, ROTARY SHAFT SEAL (IP 67) | 12866 | TEM | 1 | MC | 110.004 | 1
1FT61346AC711AG0 | SIMOTICS S SYNCHRONOUS SERVOMOTOR 1FT6 95 NM, 100 K, 2000 RPM NATURAL AIR COOLING; IM B5 (IM V1, IM V3) FOR POWER AND SIGNAL CONNECTOR OUTGOING CONNECTOR DIRECTION TRAVERSE RIGHT INCREM. ENCODER, SIN/COS 1 VPP 2048 P/REV (ENCODER I-2048); PLAIN SHAFT, ACCURACY TOLERANCE N, W/O HOLDING BRAKE VIBRATION SEVERITY GRADE N, DIAPHRAGM SEAL (IP 64) | 10958 | TEM | 1 | MC | 100.005 | 1
1FT61346AC711AG1 | SIMOTICS S SYNCHRONOUS SERVOMOTOR 1FT6 95 NM, 100 K, 2000 RPM NATURAL AIR COOLING; IM B5 (IM V1, IM V3) FOR POWER AND SIGNAL CONNECTOR OUTGOING CONNECTOR DIRECTION TRAVERSE RIGHT INCREM. ENCODER, SIN/COS 1 VPP 2048 P/REV (ENCODER I-2048); PLAIN SHAFT, ACCURACY TOLERANCE N, W/O HOLDING BRAKE VIBRATION SEVERITY GRADE N, GAMMA SEALING RING (IP 65) | 11060 | TEM | 1 | MC | 100.005 | 1
1FT61346AC711AG2 | SIMOTICS S SYNCHRONOUS SERVOMOTOR 1FT6 95 NM, 100 K, 2000 RPM NATURAL AIR COOLING; IM B5 (IM V1, IM V3) FOR POWER AND SIGNAL CONNECTOR OUTGOING CONNECTOR DIRECTION TRAVERSE RIGHT INCREM. ENCODER, SIN/COS 1 VPP 2048 P/REV (ENCODER I-2048); PLAIN SHAFT, ACCURACY TOLERANCE N, W/O HOLDING BRAKE VIBRATION SEVERITY GRADE N, ROTARY SHAFT SEAL (IP 67) | 11146 | TEM | 1 | MC | 100.005 | 1
1FT61346AC711AH0 | SIMOTICS S SYNCHRONOUS SERVOMOTOR 1FT6 95 NM, 100 K, 2000 RPM NATURAL AIR COOLING; IM B5 (IM V1, IM V3) FOR POWER AND SIGNAL CONNECTOR OUTGOING CONNECTOR DIRECTION TRAVERSE RIGHT INCREM. ENCODER, SIN/COS 1 VPP 2048 P/REV (ENCODER I-2048); PLAIN SHAFT, ACCURACY TOLERANCE N, W. HOLDING BRAKE VIBRATION SEVERITY GRADE N, DIAPHRAGM SEAL (IP 64) | 12832 | TEM | 1 | MC | 110.004 | 1
1FT61346AC711AH1 | SIMOTICS S SYNCHRONOUS SERVOMOTOR 1FT6 95 NM, 100 K, 2000 RPM NATURAL AIR COOLING; IM B5 (IM V1, IM V3) FOR POWER AND SIGNAL CONNECTOR OUTGOING CONNECTOR DIRECTION TRAVERSE RIGHT INCREM. ENCODER, SIN/COS 1 VPP 2048 P/REV (ENCODER I-2048); PLAIN SHAFT, ACCURACY TOLERANCE N, W. HOLDING BRAKE VIBRATION SEVERITY GRADE N, GAMMA SEALING RING (IP 65) | 12934 | TEM | 1 | MC | 110.004 | 1
1FT61346AC711AH2 | SIMOTICS S SYNCHRONOUS SERVOMOTOR 1FT6 95 NM, 100 K, 2000 RPM NATURAL AIR COOLING; IM B5 (IM V1, IM V3) FOR POWER AND SIGNAL CONNECTOR OUTGOING CONNECTOR DIRECTION TRAVERSE RIGHT INCREM. ENCODER, SIN/COS 1 VPP 2048 P/REV (ENCODER I-2048); PLAIN SHAFT, ACCURACY TOLERANCE N, W. HOLDING BRAKE VIBRATION SEVERITY GRADE N, ROTARY SHAFT SEAL (IP 67) | 13020 | TEM | 1 | MC | 110.004 | 1
1FT61346AC711AK3 | SIMOTICS S SYNCHRONOUS SERVOMOTOR 1FT6 95 NM, 100 K, 2000 RPM NATURAL AIR COOLING; IM B5 (IM V1, IM V3) FOR POWER AND SIGNAL CONNECTOR OUTGOING CONNECTOR DIRECTION TRAVERSE RIGHT INCREM. ENCODER, SIN/COS 1 VPP 2048 P/REV (ENCODER I-2048); PLAIN SHAFT, ACCURACY TOLERANCE R, W/O HOLDING BRAKE VIBRATION SEVERITY GRADE R, DIAPHRAGM SEAL (IP 64) | 11497 | TEM | 1 | MC | 100.005 | 1
1FT61346AC711AL3 | SIMOTICS S SYNCHRONOUS SERVOMOTOR 1FT6 95 NM, 100 K, 2000 RPM NATURAL AIR COOLING; IM B5 (IM V1, IM V3) FOR POWER AND SIGNAL CONNECTOR OUTGOING CONNECTOR DIRECTION TRAVERSE RIGHT INCREM. ENCODER, SIN/COS 1 VPP 2048 P/REV (ENCODER I-2048); PLAIN SHAFT, ACCURACY TOLERANCE R, W. HOLDING BRAKE VIBRATION SEVERITY GRADE R, DIAPHRAGM SEAL (IP 64) | 13222 | TEM | 1 | MC | 110.004 | 1
1FT61346AC711AL7 | SIMOTICS S SYNCHRONOUS SERVOMOTOR 1FT6 95 NM, 100 K, 2000 RPM NATURAL AIR COOLING; IM B5 (IM V1, IM V3) FOR POWER AND SIGNAL CONNECTOR OUTGOING CONNECTOR DIRECTION TRAVERSE RIGHT INCREM. ENCODER, SIN/COS 1 VPP 2048 P/REV (ENCODER I-2048); PLAIN SHAFT, ACCURACY TOLERANCE R, W. HOLDING BRAKE VIBRATION SEVERITY GRADE R, KEROSENE SEAL (IP 68) | 13528 | TEM | 1 | MC | 110.004 | 1
1FT61346AC711DA0 | SIMOTICS S SYNCHRONOUS SERVOMOTOR 1FT6 95 NM, 100 K, 2000 RPM NATURAL AIR COOLING; IM B5 (IM V1, IM V3) FOR POWER AND SIGNAL CONNECTOR OUTGOING CONNECTOR DIRECTION TRAVERSE RIGHT INCREMENTAL ENCODER 2048 P/REV (ENCODER I-2048) WITH DRIVE-CLIQ INTERFACE; WITH FITTED KEY, ACCURACY TOLERANCE N, W/O HOLDING BRAKE VIBRATION SEVERITY GRADE N, DIAPHRAGM SEAL (IP 64) | 11323 | TEM | 1 | MC | 100.005 | 1
1FT61346AC711DA1 | SIMOTICS S SYNCHRONOUS SERVOMOTOR 1FT6 95 NM, 100 K, 2000 RPM NATURAL AIR COOLING; IM B5 (IM V1, IM V3) FOR POWER AND SIGNAL CONNECTOR OUTGOING CONNECTOR DIRECTION TRAVERSE RIGHT INCREMENTAL ENCODER 2048 P/REV (ENCODER I-2048) WITH DRIVE-CLIQ INTERFACE; WITH FITTED KEY, ACCURACY TOLERANCE N, W/O HOLDING BRAKE VIBRATION SEVERITY GRADE N, GAMMA SEALING RING (IP 65) | 11425 | TEM | 1 | MC | 100.005 | 1
1FT61346AC711DA5 | SIMOTICS S SYNCHRONOUS SERVOMOTOR 1FT6 95 NM, 100 K, 2000 RPM NATURAL AIR COOLING; IM B5 (IM V1, IM V3) FOR POWER AND SIGNAL CONNECTOR OUTGOING CONNECTOR DIRECTION TRAVERSE RIGHT INCREMENTAL ENCODER 2048 P/REV (ENCODER I-2048) WITH DRIVE-CLIQ INTERFACE; WITH FITTED KEY, ACCURACY TOLERANCE N, W/O HOLDING BRAKE VIBRATION SEVERITY GRADE R, ROTARY SHAFT SEAL (IP 67) | 11666 | TEM | 1 | MC | 100.005 | 1
1FT61346AC711DB0 | SIMOTICS S SYNCHRONOUS SERVOMOTOR 1FT6 95 NM, 100 K, 2000 RPM NATURAL AIR COOLING; IM B5 (IM V1, IM V3) FOR POWER AND SIGNAL CONNECTOR OUTGOING CONNECTOR DIRECTION TRAVERSE RIGHT INCREMENTAL ENCODER 2048 P/REV (ENCODER I-2048) WITH DRIVE-CLIQ INTERFACE; WITH FITTED KEY, ACCURACY TOLERANCE N, W. HOLDING BRAKE VIBRATION SEVERITY GRADE N, DIAPHRAGM SEAL (IP 64) | 13043 | TEM | 1 | MC | 110.004 | 1
1FT61346AC711DD3 | SIMOTICS S SYNCHRONOUS SERVOMOTOR 1FT6 95 NM, 100 K, 2000 RPM NATURAL AIR COOLING; IM B5 (IM V1, IM V3) FOR POWER AND SIGNAL CONNECTOR OUTGOING CONNECTOR DIRECTION TRAVERSE RIGHT INCREMENTAL ENCODER 2048 P/REV (ENCODER I-2048) WITH DRIVE-CLIQ INTERFACE; WITH FITTED KEY, ACCURACY TOLERANCE R, W/O HOLDING BRAKE VIBRATION SEVERITY GRADE R, DIAPHRAGM SEAL (IP 64) | 11726 | TEM | 1 | MC | 100.005 | 1
1FT61346AC711DG0 | SIMOTICS S SYNCHRONOUS SERVOMOTOR 1FT6 95 NM, 100 K, 2000 RPM NATURAL AIR COOLING; IM B5 (IM V1, IM V3) FOR POWER AND SIGNAL CONNECTOR OUTGOING CONNECTOR DIRECTION TRAVERSE RIGHT INCREMENTAL ENCODER 2048 P/REV (ENCODER I-2048) WITH DRIVE-CLIQ INTERFACE; PLAIN SHAFT, ACCURACY TOLERANCE N, W/O HOLDING BRAKE VIBRATION SEVERITY GRADE N, DIAPHRAGM SEAL (IP 64) | 11323 | TEM | 1 | MC | 100.005 | 1
1FT61346AC711DG1 | SIMOTICS S SYNCHRONOUS SERVOMOTOR 1FT6 95 NM, 100 K, 2000 RPM NATURAL AIR COOLING; IM B5 (IM V1, IM V3) FOR POWER AND SIGNAL CONNECTOR OUTGOING CONNECTOR DIRECTION TRAVERSE RIGHT INCREMENTAL ENCODER 2048 P/REV (ENCODER I-2048) WITH DRIVE-CLIQ INTERFACE; PLAIN SHAFT, ACCURACY TOLERANCE N, W/O HOLDING BRAKE VIBRATION SEVERITY GRADE N, GAMMA SEALING RING (IP 65) | 11425 | TEM | 1 | MC | 100.005 | 1
1FT61346AC711DG3 | SIMOTICS S SYNCHRONOUS SERVOMOTOR 1FT6 95 NM, 100 K, 2000 RPM NATURAL AIR COOLING; IM B5 (IM V1, IM V3) FOR POWER AND SIGNAL CONNECTOR OUTGOING CONNECTOR DIRECTION TRAVERSE RIGHT INCREMENTAL ENCODER 2048 P/REV (ENCODER I-2048) WITH DRIVE-CLIQ INTERFACE; PLAIN SHAFT, ACCURACY TOLERANCE N, W/O HOLDING BRAKE VIBRATION SEVERITY GRADE R, DIAPHRAGM SEAL (IP 64) | 11492 | TEM | 1 | MC | 100.005 | 1
1FT61346AC711DG5 | SIMOTICS S SYNCHRONOUS SERVOMOTOR 1FT6 95 NM, 100 K, 2000 RPM NATURAL AIR COOLING; IM B5 (IM V1, IM V3) FOR POWER AND SIGNAL CONNECTOR OUTGOING CONNECTOR DIRECTION TRAVERSE RIGHT INCREMENTAL ENCODER 2048 P/REV (ENCODER I-2048) WITH DRIVE-CLIQ INTERFACE; PLAIN SHAFT, ACCURACY TOLERANCE N, W/O HOLDING BRAKE VIBRATION SEVERITY GRADE R, ROTARY SHAFT SEAL (IP 67) | 11666 | TEM | 1 | MC | 100.005 | 1
1FT61346AC711DH0 | SIMOTICS S SYNCHRONOUS SERVOMOTOR 1FT6 95 NM, 100 K, 2000 RPM NATURAL AIR COOLING; IM B5 (IM V1, IM V3) FOR POWER AND SIGNAL CONNECTOR OUTGOING CONNECTOR DIRECTION TRAVERSE RIGHT INCREMENTAL ENCODER 2048 P/REV (ENCODER I-2048) WITH DRIVE-CLIQ INTERFACE; PLAIN SHAFT, ACCURACY TOLERANCE N, W. HOLDING BRAKE VIBRATION SEVERITY GRADE N, DIAPHRAGM SEAL (IP 64) | 13197 | TEM | 1 | MC | 110.004 | 1
1FT61346AC711DH1 | SIMOTICS S SYNCHRONOUS SERVOMOTOR 1FT6 95 NM, 100 K, 2000 RPM NATURAL AIR COOLING; IM B5 (IM V1, IM V3) FOR POWER AND SIGNAL CONNECTOR OUTGOING CONNECTOR DIRECTION TRAVERSE RIGHT INCREMENTAL ENCODER 2048 P/REV (ENCODER I-2048) WITH DRIVE-CLIQ INTERFACE; PLAIN SHAFT, ACCURACY TOLERANCE N, W. HOLDING BRAKE VIBRATION SEVERITY GRADE N, GAMMA SEALING RING (IP 65) | 13299 | TEM | 1 | MC | 110.004 | 1
1FT61346AC711EA0 | SIMOTICS S SYNCHRONOUS SERVOMOTOR 1FT6 95 NM, 100 K, 2000 RPM NATURAL AIR COOLING; IM B5 (IM V1, IM V3) FOR POWER AND SIGNAL CONNECTOR OUTGOING CONNECTOR DIRECTION TRAVERSE RIGHT ABSOLUTE ENCODER ENDAT 2048 P/REV (ENCODER A-2048); PERFORMANCE REDUCTION BY 10% DUE TO ABSOLUTE ENCODER; WITH FITTED KEY, ACCURACY TOLERANCE N, W/O HOLDING BRAKE VIBRATION SEVERITY GRADE N, DIAPHRAGM SEAL (IP 64) | 11765 | TEM | 1 | MC | 100.005 | 1
1FT61346AC711EA1 | SIMOTICS S SYNCHRONOUS SERVOMOTOR 1FT6 95 NM, 100 K, 2000 RPM NATURAL AIR COOLING; IM B5 (IM V1, IM V3) FOR POWER AND SIGNAL CONNECTOR OUTGOING CONNECTOR DIRECTION TRAVERSE RIGHT ABSOLUTE ENCODER ENDAT 2048 P/REV (ENCODER A-2048); PERFORMANCE REDUCTION BY 10% DUE TO ABSOLUTE ENCODER; WITH FITTED KEY, ACCURACY TOLERANCE N, W/O HOLDING BRAKE VIBRATION SEVERITY GRADE N, GAMMA SEALING RING (IP 65) | 11867 | TEM | 1 | MC | 100.005 | 1
1FT61346AC711EB0 | SIMOTICS S SYNCHRONOUS SERVOMOTOR 1FT6 95 NM, 100 K, 2000 RPM NATURAL AIR COOLING; IM B5 (IM V1, IM V3) FOR POWER AND SIGNAL CONNECTOR OUTGOING CONNECTOR DIRECTION TRAVERSE RIGHT ABSOLUTE ENCODER ENDAT 2048 P/REV (ENCODER A-2048); PERFORMANCE REDUCTION BY 10% DUE TO ABSOLUTE ENCODER; WITH FITTED KEY, ACCURACY TOLERANCE N, W. HOLDING BRAKE VIBRATION SEVERITY GRADE N, DIAPHRAGM SEAL (IP 64) | 13486 | TEM | 1 | MC | 110.004 | 1
1FT61346AC711ED0 | SIMOTICS S SYNCHRONOUS SERVOMOTOR 1FT6 95 NM, 100 K, 2000 RPM NATURAL AIR COOLING; IM B5 (IM V1, IM V3) FOR POWER AND SIGNAL CONNECTOR OUTGOING CONNECTOR DIRECTION TRAVERSE RIGHT ABSOLUTE ENCODER ENDAT 2048 P/REV (ENCODER A-2048); PERFORMANCE REDUCTION BY 10% DUE TO ABSOLUTE ENCODER; WITH FITTED KEY, ACCURACY TOLERANCE R, W/O HOLDING BRAKE VIBRATION SEVERITY GRADE N, DIAPHRAGM SEAL (IP 64) | 12000 | TEM | 1 | MC | 100.005 | 1
1FT61346AC711EG0 | SIMOTICS S SYNCHRONOUS SERVOMOTOR 1FT6 95 NM, 100 K, 2000 RPM NATURAL AIR COOLING; IM B5 (IM V1, IM V3) FOR POWER AND SIGNAL CONNECTOR OUTGOING CONNECTOR DIRECTION TRAVERSE RIGHT ABSOLUTE ENCODER ENDAT 2048 P/REV (ENCODER A-2048); PERFORMANCE REDUCTION BY 10% DUE TO ABSOLUTE ENCODER; PLAIN SHAFT, ACCURACY TOLERANCE N, W/O HOLDING BRAKE VIBRATION SEVERITY GRADE N, DIAPHRAGM SEAL (IP 64) | 11765 | TEM | 1 | MC | 100.005 | 1
1FT61346AC711EG1 | SIMOTICS S SYNCHRONOUS SERVOMOTOR 1FT6 95 NM, 100 K, 2000 RPM NATURAL AIR COOLING; IM B5 (IM V1, IM V3) FOR POWER AND SIGNAL CONNECTOR OUTGOING CONNECTOR DIRECTION TRAVERSE RIGHT ABSOLUTE ENCODER ENDAT 2048 P/REV (ENCODER A-2048); PERFORMANCE REDUCTION BY 10% DUE TO ABSOLUTE ENCODER; PLAIN SHAFT, ACCURACY TOLERANCE N, W/O HOLDING BRAKE VIBRATION SEVERITY GRADE N, GAMMA SEALING RING (IP 65) | 11867 | TEM | 1 | MC | 100.005 | 1
1FT61346AC711EH0 | SIMOTICS S SYNCHRONOUS SERVOMOTOR 1FT6 95 NM, 100 K, 2000 RPM NATURAL AIR COOLING; IM B5 (IM V1, IM V3) FOR POWER AND SIGNAL CONNECTOR OUTGOING CONNECTOR DIRECTION TRAVERSE RIGHT ABSOLUTE ENCODER ENDAT 2048 P/REV (ENCODER A-2048); PERFORMANCE REDUCTION BY 10% DUE TO ABSOLUTE ENCODER; PLAIN SHAFT, ACCURACY TOLERANCE N, W. HOLDING BRAKE VIBRATION SEVERITY GRADE N, DIAPHRAGM SEAL (IP 64) | 13639 | TEM | 1 | MC | 110.004 | 1
1FT61346AC711EH1 | SIMOTICS S SYNCHRONOUS SERVOMOTOR 1FT6 95 NM, 100 K, 2000 RPM NATURAL AIR COOLING; IM B5 (IM V1, IM V3) FOR POWER AND SIGNAL CONNECTOR OUTGOING CONNECTOR DIRECTION TRAVERSE RIGHT ABSOLUTE ENCODER ENDAT 2048 P/REV (ENCODER A-2048); PERFORMANCE REDUCTION BY 10% DUE TO ABSOLUTE ENCODER; PLAIN SHAFT, ACCURACY TOLERANCE N, W. HOLDING BRAKE VIBRATION SEVERITY GRADE N, GAMMA SEALING RING (IP 65) | 13741 | TEM | 1 | MC | 110.004 | 1
1FT61346AC711EK2 | SIMOTICS S SYNCHRONOUS SERVOMOTOR 1FT6 95 NM, 100 K, 2000 RPM NATURAL AIR COOLING; IM B5 (IM V1, IM V3) FOR POWER AND SIGNAL CONNECTOR OUTGOING CONNECTOR DIRECTION TRAVERSE RIGHT ABSOLUTE ENCODER ENDAT 2048 P/REV (ENCODER A-2048); PERFORMANCE REDUCTION BY 10% DUE TO ABSOLUTE ENCODER; PLAIN SHAFT, ACCURACY TOLERANCE R, W/O HOLDING BRAKE VIBRATION SEVERITY GRADE N, ROTARY SHAFT SEAL (IP 67) | 12322 | TEM | 1 | MC | 100.005 | 1
1FT61346AC711EK3 | SIMOTICS S SYNCHRONOUS SERVOMOTOR 1FT6 95 NM, 100 K, 2000 RPM NATURAL AIR COOLING; IM B5 (IM V1, IM V3) FOR POWER AND SIGNAL CONNECTOR OUTGOING CONNECTOR DIRECTION TRAVERSE RIGHT ABSOLUTE ENCODER ENDAT 2048 P/REV (ENCODER A-2048); PERFORMANCE REDUCTION BY 10% DUE TO ABSOLUTE ENCODER; PLAIN SHAFT, ACCURACY TOLERANCE R, W/O HOLDING BRAKE VIBRATION SEVERITY GRADE R, DIAPHRAGM SEAL (IP 64) | 12304 | TEM | 1 | MC | 100.005 | 1
1FT61346AC711EK5 | SIMOTICS S SYNCHRONOUS SERVOMOTOR 1FT6 95 NM, 100 K, 2000 RPM NATURAL AIR COOLING; IM B5 (IM V1, IM V3) FOR POWER AND SIGNAL CONNECTOR OUTGOING CONNECTOR DIRECTION TRAVERSE RIGHT ABSOLUTE ENCODER ENDAT 2048 P/REV (ENCODER A-2048); PERFORMANCE REDUCTION BY 10% DUE TO ABSOLUTE ENCODER; PLAIN SHAFT, ACCURACY TOLERANCE R, W/O HOLDING BRAKE VIBRATION SEVERITY GRADE R, ROTARY SHAFT SEAL (IP 67) | 12478 | TEM | 1 | MC | 100.005 | 1
1FT61346AC711EK7 | SIMOTICS S SYNCHRONOUS SERVOMOTOR 1FT6 95 NM, 100 K, 2000 RPM NATURAL AIR COOLING; IM B5 (IM V1, IM V3) FOR POWER AND SIGNAL CONNECTOR OUTGOING CONNECTOR DIRECTION TRAVERSE RIGHT ABSOLUTE ENCODER ENDAT 2048 P/REV (ENCODER A-2048); PERFORMANCE REDUCTION BY 10% DUE TO ABSOLUTE ENCODER; PLAIN SHAFT, ACCURACY TOLERANCE R, W/O HOLDING BRAKE VIBRATION SEVERITY GRADE R, KEROSENE SEAL (IP 68) | 12610 | TEM | 1 | MC | 100.005 | 1
1FT61346AC711FA0 | SIMOTICS S SYNCHRONOUS SERVOMOTOR 1FT6 95 NM, 100 K, 2000 RPM NATURAL AIR COOLING; IM B5 (IM V1, IM V3) FOR POWER AND SIGNAL CONNECTOR OUTGOING CONNECTOR DIRECTION TRAVERSE RIGHT ABSOLUTE ENCODER 2048 P/REV (ENCODER A-2048) WITH DRIVE-CLIQ INTERFACE; PERFORMANCE REDUCTION BY 10% DUE TO ABSOLUTE ENCODER; WITH FITTED KEY, ACCURACY TOLERANCE N, W/O HOLDING BRAKE VIBRATION SEVERITY GRADE N, DIAPHRAGM SEAL (IP 64) | 12141 | TEM | 1 | MC | 100.005 | 1
1FT61346AC711FB0 | SIMOTICS S SYNCHRONOUS SERVOMOTOR 1FT6 95 NM, 100 K, 2000 RPM NATURAL AIR COOLING; IM B5 (IM V1, IM V3) FOR POWER AND SIGNAL CONNECTOR OUTGOING CONNECTOR DIRECTION TRAVERSE RIGHT ABSOLUTE ENCODER 2048 P/REV (ENCODER A-2048) WITH DRIVE-CLIQ INTERFACE; PERFORMANCE REDUCTION BY 10% DUE TO ABSOLUTE ENCODER; WITH FITTED KEY, ACCURACY TOLERANCE N, W. HOLDING BRAKE VIBRATION SEVERITY GRADE N, DIAPHRAGM SEAL (IP 64) | 13862 | TEM | 1 | MC | 110.004 | 1
1FT61346AC711FG0 | SIMOTICS S SYNCHRONOUS SERVOMOTOR 1FT6 95 NM, 100 K, 2000 RPM NATURAL AIR COOLING; IM B5 (IM V1, IM V3) FOR POWER AND SIGNAL CONNECTOR OUTGOING CONNECTOR DIRECTION TRAVERSE RIGHT ABSOLUTE ENCODER 2048 P/REV (ENCODER A-2048) WITH DRIVE-CLIQ INTERFACE; PERFORMANCE REDUCTION BY 10% DUE TO ABSOLUTE ENCODER; PLAIN SHAFT, ACCURACY TOLERANCE N, W/O HOLDING BRAKE VIBRATION SEVERITY GRADE N, DIAPHRAGM SEAL (IP 64) | 12141 | TEM | 1 | MC | 100.005 | 1
1FT61346AC711FG1 | SIMOTICS S SYNCHRONOUS SERVOMOTOR 1FT6 95 NM, 100 K, 2000 RPM NATURAL AIR COOLING; IM B5 (IM V1, IM V3) FOR POWER AND SIGNAL CONNECTOR OUTGOING CONNECTOR DIRECTION TRAVERSE RIGHT ABSOLUTE ENCODER 2048 P/REV (ENCODER A-2048) WITH DRIVE-CLIQ INTERFACE; PERFORMANCE REDUCTION BY 10% DUE TO ABSOLUTE ENCODER; PLAIN SHAFT, ACCURACY TOLERANCE N, W/O HOLDING BRAKE VIBRATION SEVERITY GRADE N, GAMMA SEALING RING (IP 65) | 12243 | TEM | 1 | MC | 100.005 | 1
1FT61346AC711FH0 | SIMOTICS S SYNCHRONOUS SERVOMOTOR 1FT6 95 NM, 100 K, 2000 RPM NATURAL AIR COOLING; IM B5 (IM V1, IM V3) FOR POWER AND SIGNAL CONNECTOR OUTGOING CONNECTOR DIRECTION TRAVERSE RIGHT ABSOLUTE ENCODER 2048 P/REV (ENCODER A-2048) WITH DRIVE-CLIQ INTERFACE; PERFORMANCE REDUCTION BY 10% DUE TO ABSOLUTE ENCODER; PLAIN SHAFT, ACCURACY TOLERANCE N, W. HOLDING BRAKE VIBRATION SEVERITY GRADE N, DIAPHRAGM SEAL (IP 64) | 14016 | TEM | 1 | MC | 110.004 | 1
1FT61346AC711FH1 | SIMOTICS S SYNCHRONOUS SERVOMOTOR 1FT6 95 NM, 100 K, 2000 RPM NATURAL AIR COOLING; IM B5 (IM V1, IM V3) FOR POWER AND SIGNAL CONNECTOR OUTGOING CONNECTOR DIRECTION TRAVERSE RIGHT ABSOLUTE ENCODER 2048 P/REV (ENCODER A-2048) WITH DRIVE-CLIQ INTERFACE; PERFORMANCE REDUCTION BY 10% DUE TO ABSOLUTE ENCODER; PLAIN SHAFT, ACCURACY TOLERANCE N, W. HOLDING BRAKE VIBRATION SEVERITY GRADE N, GAMMA SEALING RING (IP 65) | 14118 | TEM | 1 | MC | 110.004 | 1
1FT61346AC711SA0 | SIMOTICS S SYNCHRONOUS SERVOMOTOR 1FT6 95 NM, 100 K, 2000 RPM NATURAL AIR COOLING; IM B5 (IM V1, IM V3) FOR POWER AND SIGNAL CONNECTOR OUTGOING CONNECTOR DIRECTION TRAVERSE RIGHT RESOLVER MULTI-POLE (RESOLVER P=3); WITH FITTED KEY, ACCURACY TOLERANCE N, W/O HOLDING BRAKE VIBRATION SEVERITY GRADE N, DIAPHRAGM SEAL (IP 64) | 9859 | TEM | 1 | MC | 100.005 | 1
1FT61346AC711SB0 | SIMOTICS S SYNCHRONOUS SERVOMOTOR 1FT6 95 NM, 100 K, 2000 RPM NATURAL AIR COOLING; IM B5 (IM V1, IM V3) FOR POWER AND SIGNAL CONNECTOR OUTGOING CONNECTOR DIRECTION TRAVERSE RIGHT RESOLVER MULTI-POLE (RESOLVER P=3); WITH FITTED KEY, ACCURACY TOLERANCE N, W. HOLDING BRAKE VIBRATION SEVERITY GRADE N, DIAPHRAGM SEAL (IP 64) | 11579 | TEM | 1 | MC | 110.004 | 1
1FT61346AC711SG0 | SIMOTICS S SYNCHRONOUS SERVOMOTOR 1FT6 95 NM, 100 K, 2000 RPM NATURAL AIR COOLING; IM B5 (IM V1, IM V3) FOR POWER AND SIGNAL CONNECTOR OUTGOING CONNECTOR DIRECTION TRAVERSE RIGHT RESOLVER MULTI-POLE (RESOLVER P=3); PLAIN SHAFT, ACCURACY TOLERANCE N, W/O HOLDING BRAKE VIBRATION SEVERITY GRADE N, DIAPHRAGM SEAL (IP 64) | 9859 | TEM | 1 | MC | 100.005 | 1
1FT61346AC711TA0 | SIMOTICS S SYNCHRONOUS SERVOMOTOR 1FT6 95 NM, 100 K, 2000 RPM NATURAL AIR COOLING; IM B5 (IM V1, IM V3) FOR POWER AND SIGNAL CONNECTOR OUTGOING CONNECTOR DIRECTION TRAVERSE RIGHT RESOLVER 2-POLE (RESOLVER P=1); WITH FITTED KEY, ACCURACY TOLERANCE N, W/O HOLDING BRAKE VIBRATION SEVERITY GRADE N, DIAPHRAGM SEAL (IP 64) | 9863 | TEM | 1 | MC | 100.005 | 1
1FT61346AC711TA1 | SIMOTICS S SYNCHRONOUS SERVOMOTOR 1FT6 95 NM, 100 K, 2000 RPM NATURAL AIR COOLING; IM B5 (IM V1, IM V3) FOR POWER AND SIGNAL CONNECTOR OUTGOING CONNECTOR DIRECTION TRAVERSE RIGHT RESOLVER 2-POLE (RESOLVER P=1); WITH FITTED KEY, ACCURACY TOLERANCE N, W/O HOLDING BRAKE VIBRATION SEVERITY GRADE N, GAMMA SEALING RING (IP 65) | 9965 | TEM | 1 | MC | 100.005 | 1
1FT61346AC711TB0 | SIMOTICS S SYNCHRONOUS SERVOMOTOR 1FT6 95 NM, 100 K, 2000 RPM NATURAL AIR COOLING; IM B5 (IM V1, IM V3) FOR POWER AND SIGNAL CONNECTOR OUTGOING CONNECTOR DIRECTION TRAVERSE RIGHT RESOLVER 2-POLE (RESOLVER P=1); WITH FITTED KEY, ACCURACY TOLERANCE N, W. HOLDING BRAKE VIBRATION SEVERITY GRADE N, DIAPHRAGM SEAL (IP 64) | 11584 | TEM | 1 | MC | 110.004 | 1
1FT61346AC711TG0 | SIMOTICS S SYNCHRONOUS SERVOMOTOR 1FT6 95 NM, 100 K, 2000 RPM NATURAL AIR COOLING; IM B5 (IM V1, IM V3) FOR POWER AND SIGNAL CONNECTOR OUTGOING CONNECTOR DIRECTION TRAVERSE RIGHT RESOLVER 2-POLE (RESOLVER P=1); PLAIN SHAFT, ACCURACY TOLERANCE N, W/O HOLDING BRAKE VIBRATION SEVERITY GRADE N, DIAPHRAGM SEAL (IP 64) | 9863 | TEM | 1 | MC | 100.005 | 1
1FT61346AC711TH2 | SIMOTICS S SYNCHRONOUS SERVOMOTOR 1FT6 95 NM, 100 K, 2000 RPM NATURAL AIR COOLING; IM B5 (IM V1, IM V3) FOR POWER AND SIGNAL CONNECTOR OUTGOING CONNECTOR DIRECTION TRAVERSE RIGHT RESOLVER 2-POLE (RESOLVER P=1); PLAIN SHAFT, ACCURACY TOLERANCE N, W. HOLDING BRAKE VIBRATION SEVERITY GRADE N, ROTARY SHAFT SEAL (IP 67) | 11925 | TEM | 1 | MC | 110.004 | 1
1FT61346AC711UA0 | SIMOTICS S SYNCHRONOUS SERVOMOTOR 1FT6 95 NM, 100 K, 2000 RPM NATURAL AIR COOLING; IM B5 (IM V1, IM V3) FOR POWER AND SIGNAL CONNECTOR OUTGOING CONNECTOR DIRECTION TRAVERSE RIGHT RESOLVER MULTI-POLE (RESOLVER P=3) WITH DRIVE-CLIQ INTERFACE; WITH FITTED KEY, ACCURACY TOLERANCE N, W/O HOLDING BRAKE VIBRATION SEVERITY GRADE N, DIAPHRAGM SEAL (IP 64) | 10224 | TEM | 1 | MC | 100.005 | 1
1FT61346AC711UH0 | SIMOTICS S SYNCHRONOUS SERVOMOTOR 1FT6 95 NM, 100 K, 2000 RPM NATURAL AIR COOLING; IM B5 (IM V1, IM V3) FOR POWER AND SIGNAL CONNECTOR OUTGOING CONNECTOR DIRECTION TRAVERSE RIGHT RESOLVER MULTI-POLE (RESOLVER P=3) WITH DRIVE-CLIQ INTERFACE; PLAIN SHAFT, ACCURACY TOLERANCE N, W. HOLDING BRAKE VIBRATION SEVERITY GRADE N, DIAPHRAGM SEAL (IP 64) | 12098 | TEM | 1 | MC | 110.004 | 1
1FT61346AC712AA0 | SIMOTICS S SYNCHRONOUS SERVOMOTOR 1FT6 95 NM, 100 K, 2000 RPM NATURAL AIR COOLING; IM B5 (IM V1, IM V3) FOR POWER AND SIGNAL CONNECTOR OUTGOING CONNECTOR DIRECTION TRAVERSE LEFT INCREM. ENCODER, SIN/COS 1 VPP 2048 P/REV (ENCODER I-2048); WITH FITTED KEY, ACCURACY TOLERANCE N, W/O HOLDING BRAKE VIBRATION SEVERITY GRADE N, DIAPHRAGM SEAL (IP 64) | 10958 | TEM | 1 | MC | 100.005 | 1
1FT61346AC712AB1 | SIMOTICS S SYNCHRONOUS SERVOMOTOR 1FT6 95 NM, 100 K, 2000 RPM NATURAL AIR COOLING; IM B5 (IM V1, IM V3) FOR POWER AND SIGNAL CONNECTOR OUTGOING CONNECTOR DIRECTION TRAVERSE LEFT INCREM. ENCODER, SIN/COS 1 VPP 2048 P/REV (ENCODER I-2048); WITH FITTED KEY, ACCURACY TOLERANCE N, W. HOLDING BRAKE VIBRATION SEVERITY GRADE N, GAMMA SEALING RING (IP 65) | 12781 | TEM | 1 | MC | 110.004 | 1
1FT61346AC712AG0 | SIMOTICS S SYNCHRONOUS SERVOMOTOR 1FT6 95 NM, 100 K, 2000 RPM NATURAL AIR COOLING; IM B5 (IM V1, IM V3) FOR POWER AND SIGNAL CONNECTOR OUTGOING CONNECTOR DIRECTION TRAVERSE LEFT INCREM. ENCODER, SIN/COS 1 VPP 2048 P/REV (ENCODER I-2048); PLAIN SHAFT, ACCURACY TOLERANCE N, W/O HOLDING BRAKE VIBRATION SEVERITY GRADE N, DIAPHRAGM SEAL (IP 64) | 10958 | TEM | 1 | MC | 100.005 | 1
1FT61346AC712AG1 | SIMOTICS S SYNCHRONOUS SERVOMOTOR 1FT6 95 NM, 100 K, 2000 RPM NATURAL AIR COOLING; IM B5 (IM V1, IM V3) FOR POWER AND SIGNAL CONNECTOR OUTGOING CONNECTOR DIRECTION TRAVERSE LEFT INCREM. ENCODER, SIN/COS 1 VPP 2048 P/REV (ENCODER I-2048); PLAIN SHAFT, ACCURACY TOLERANCE N, W/O HOLDING BRAKE VIBRATION SEVERITY GRADE N, GAMMA SEALING RING (IP 65) | 11060 | TEM | 1 | MC | 100.005 | 1
1FT61346AC712AH0 | SIMOTICS S SYNCHRONOUS SERVOMOTOR 1FT6 95 NM, 100 K, 2000 RPM NATURAL AIR COOLING; IM B5 (IM V1, IM V3) FOR POWER AND SIGNAL CONNECTOR OUTGOING CONNECTOR DIRECTION TRAVERSE LEFT INCREM. ENCODER, SIN/COS 1 VPP 2048 P/REV (ENCODER I-2048); PLAIN SHAFT, ACCURACY TOLERANCE N, W. HOLDING BRAKE VIBRATION SEVERITY GRADE N, DIAPHRAGM SEAL (IP 64) | 12832 | TEM | 1 | MC | 110.004 | 1
1FT61346AC712AL3 | SIMOTICS S SYNCHRONOUS SERVOMOTOR 1FT6 95 NM, 100 K, 2000 RPM NATURAL AIR COOLING; IM B5 (IM V1, IM V3) FOR POWER AND SIGNAL CONNECTOR OUTGOING CONNECTOR DIRECTION TRAVERSE LEFT INCREM. ENCODER, SIN/COS 1 VPP 2048 P/REV (ENCODER I-2048); PLAIN SHAFT, ACCURACY TOLERANCE R, W. HOLDING BRAKE VIBRATION SEVERITY GRADE R, DIAPHRAGM SEAL (IP 64) | 13222 | TEM | 1 | MC | 110.004 | 1
1FT61346AC712DG0 | SIMOTICS S SYNCHRONOUS SERVOMOTOR 1FT6 95 NM, 100 K, 2000 RPM NATURAL AIR COOLING; IM B5 (IM V1, IM V3) FOR POWER AND SIGNAL CONNECTOR OUTGOING CONNECTOR DIRECTION TRAVERSE LEFT INCREMENTAL ENCODER 2048 P/REV (ENCODER I-2048) WITH DRIVE-CLIQ INTERFACE; PLAIN SHAFT, ACCURACY TOLERANCE N, W/O HOLDING BRAKE VIBRATION SEVERITY GRADE N, DIAPHRAGM SEAL (IP 64) | 11323 | TEM | 1 | MC | 100.005 | 1
1FT61346AC712DH0 | SIMOTICS S SYNCHRONOUS SERVOMOTOR 1FT6 95 NM, 100 K, 2000 RPM NATURAL AIR COOLING; IM B5 (IM V1, IM V3) FOR POWER AND SIGNAL CONNECTOR OUTGOING CONNECTOR DIRECTION TRAVERSE LEFT INCREMENTAL ENCODER 2048 P/REV (ENCODER I-2048) WITH DRIVE-CLIQ INTERFACE; PLAIN SHAFT, ACCURACY TOLERANCE N, W. HOLDING BRAKE VIBRATION SEVERITY GRADE N, DIAPHRAGM SEAL (IP 64) | 13197 | TEM | 1 | MC | 110.004 | 1
1FT61346AC712DH1 | SIMOTICS S SYNCHRONOUS SERVOMOTOR 1FT6 95 NM, 100 K, 2000 RPM NATURAL AIR COOLING; IM B5 (IM V1, IM V3) FOR POWER AND SIGNAL CONNECTOR OUTGOING CONNECTOR DIRECTION TRAVERSE LEFT INCREMENTAL ENCODER 2048 P/REV (ENCODER I-2048) WITH DRIVE-CLIQ INTERFACE; PLAIN SHAFT, ACCURACY TOLERANCE N, W. HOLDING BRAKE VIBRATION SEVERITY GRADE N, GAMMA SEALING RING (IP 65) | 13299 | TEM | 1 | MC | 110.004 | 1
1FT61346AC712EG0 | SIMOTICS S SYNCHRONOUS SERVOMOTOR 1FT6 95 NM, 100 K, 2000 RPM NATURAL AIR COOLING; IM B5 (IM V1, IM V3) FOR POWER AND SIGNAL CONNECTOR OUTGOING CONNECTOR DIRECTION TRAVERSE LEFT ABSOLUTE ENCODER ENDAT 2048 P/REV (ENCODER A-2048); PERFORMANCE REDUCTION BY 10% DUE TO ABSOLUTE ENCODER; PLAIN SHAFT, ACCURACY TOLERANCE N, W/O HOLDING BRAKE VIBRATION SEVERITY GRADE N, DIAPHRAGM SEAL (IP 64) | 11765 | TEM | 1 | MC | 100.005 | 1
1FT61346AC712EH0 | SIMOTICS S SYNCHRONOUS SERVOMOTOR 1FT6 95 NM, 100 K, 2000 RPM NATURAL AIR COOLING; IM B5 (IM V1, IM V3) FOR POWER AND SIGNAL CONNECTOR OUTGOING CONNECTOR DIRECTION TRAVERSE LEFT ABSOLUTE ENCODER ENDAT 2048 P/REV (ENCODER A-2048); PERFORMANCE REDUCTION BY 10% DUE TO ABSOLUTE ENCODER; PLAIN SHAFT, ACCURACY TOLERANCE N, W. HOLDING BRAKE VIBRATION SEVERITY GRADE N, DIAPHRAGM SEAL (IP 64) | 13639 | TEM | 1 | MC | 110.004 | 1
1FT61346AC712SA0 | SIMOTICS S SYNCHRONOUS SERVOMOTOR 1FT6 95 NM, 100 K, 2000 RPM NATURAL AIR COOLING; IM B5 (IM V1, IM V3) FOR POWER AND SIGNAL CONNECTOR OUTGOING CONNECTOR DIRECTION TRAVERSE LEFT RESOLVER MULTI-POLE (RESOLVER P=3); WITH FITTED KEY, ACCURACY TOLERANCE N, W/O HOLDING BRAKE VIBRATION SEVERITY GRADE N, DIAPHRAGM SEAL (IP 64) | 9859 | TEM | 1 | MC | 100.005 | 1
1FT61346AC713AA1 | SIMOTICS S SYNCHRONOUS SERVOMOTOR 1FT6 95 NM, 100 K, 2000 RPM NATURAL AIR COOLING; IM B5 (IM V1, IM V3) OUTGOING CONNECTOR DIRECTION AXIAL NON-DRIVE END CUSTOMIZED VERSION INCREM. ENCODER, SIN/COS 1 VPP 2048 P/REV (ENCODER I-2048); WITH FITTED KEY, ACCURACY TOLERANCE N, W/O HOLDING BRAKE VIBRATION SEVERITY GRADE N, GAMMA SEALING RING (IP 65) | 11060 | TEM | 1 | MC | 100.005 | 1
1FT61346AC713AB1 | SIMOTICS S SYNCHRONOUS SERVOMOTOR 1FT6 95 NM, 100 K, 2000 RPM NATURAL AIR COOLING; IM B5 (IM V1, IM V3) OUTGOING CONNECTOR DIRECTION AXIAL NON-DRIVE END CUSTOMIZED VERSION INCREM. ENCODER, SIN/COS 1 VPP 2048 P/REV (ENCODER I-2048); WITH FITTED KEY, ACCURACY TOLERANCE N, W. HOLDING BRAKE VIBRATION SEVERITY GRADE N, GAMMA SEALING RING (IP 65) | 12781 | TEM | 1 | MC | 110.004 | 1
1FT61346AC713AB2 | SIMOTICS S SYNCHRONOUS SERVOMOTOR 1FT6 95 NM, 100 K, 2000 RPM NATURAL AIR COOLING; IM B5 (IM V1, IM V3) OUTGOING CONNECTOR DIRECTION AXIAL NON-DRIVE END CUSTOMIZED VERSION INCREM. ENCODER, SIN/COS 1 VPP 2048 P/REV (ENCODER I-2048); WITH FITTED KEY, ACCURACY TOLERANCE N, W. HOLDING BRAKE VIBRATION SEVERITY GRADE N, ROTARY SHAFT SEAL (IP 67) | 12866 | TEM | 1 | MC | 110.004 | 1
1FT61346AC713AG0 | SIMOTICS S SYNCHRONOUS SERVOMOTOR 1FT6 95 NM, 100 K, 2000 RPM NATURAL AIR COOLING; IM B5 (IM V1, IM V3) OUTGOING CONNECTOR DIRECTION AXIAL NON-DRIVE END CUSTOMIZED VERSION INCREM. ENCODER, SIN/COS 1 VPP 2048 P/REV (ENCODER I-2048); PLAIN SHAFT, ACCURACY TOLERANCE N, W/O HOLDING BRAKE VIBRATION SEVERITY GRADE N, DIAPHRAGM SEAL (IP 64) | 10958 | TEM | 1 | MC | 100.005 | 1
1FT61346AC713AG1 | SIMOTICS S SYNCHRONOUS SERVOMOTOR 1FT6 95 NM, 100 K, 2000 RPM NATURAL AIR COOLING; IM B5 (IM V1, IM V3) OUTGOING CONNECTOR DIRECTION AXIAL NON-DRIVE END CUSTOMIZED VERSION INCREM. ENCODER, SIN/COS 1 VPP 2048 P/REV (ENCODER I-2048); PLAIN SHAFT, ACCURACY TOLERANCE N, W/O HOLDING BRAKE VIBRATION SEVERITY GRADE N, GAMMA SEALING RING (IP 65) | 11060 | TEM | 1 | MC | 100.005 | 1
1FT61346AC713AG6 | SIMOTICS S SYNCHRONOUS SERVOMOTOR 1FT6 95 NM, 100 K, 2000 RPM NATURAL AIR COOLING; IM B5 (IM V1, IM V3) OUTGOING CONNECTOR DIRECTION AXIAL NON-DRIVE END CUSTOMIZED VERSION INCREM. ENCODER, SIN/COS 1 VPP 2048 P/REV (ENCODER I-2048); PLAIN SHAFT, ACCURACY TOLERANCE N, W/O HOLDING BRAKE VIBRATION SEVERITY GRADE N, KEROSENE SEAL (IP 68) | 11280 | TEM | 1 | MC | 100.005 | 1
1FT61346AC713AH0 | SIMOTICS S SYNCHRONOUS SERVOMOTOR 1FT6 95 NM, 100 K, 2000 RPM NATURAL AIR COOLING; IM B5 (IM V1, IM V3) OUTGOING CONNECTOR DIRECTION AXIAL NON-DRIVE END CUSTOMIZED VERSION INCREM. ENCODER, SIN/COS 1 VPP 2048 P/REV (ENCODER I-2048); PLAIN SHAFT, ACCURACY TOLERANCE N, W. HOLDING BRAKE VIBRATION SEVERITY GRADE N, DIAPHRAGM SEAL (IP 64) | 12832 | TEM | 1 | MC | 110.004 | 1
1FT61346AC713AH1 | SIMOTICS S SYNCHRONOUS SERVOMOTOR 1FT6 95 NM, 100 K, 2000 RPM NATURAL AIR COOLING; IM B5 (IM V1, IM V3) OUTGOING CONNECTOR DIRECTION AXIAL NON-DRIVE END CUSTOMIZED VERSION INCREM. ENCODER, SIN/COS 1 VPP 2048 P/REV (ENCODER I-2048); PLAIN SHAFT, ACCURACY TOLERANCE N, W. HOLDING BRAKE VIBRATION SEVERITY GRADE N, GAMMA SEALING RING (IP 65) | 12934 | TEM | 1 | MC | 110.004 | 1
1FT61346AC713EG1 | SIMOTICS S SYNCHRONOUS SERVOMOTOR 1FT6 95 NM, 100 K, 2000 RPM NATURAL AIR COOLING; IM B5 (IM V1, IM V3) OUTGOING CONNECTOR DIRECTION AXIAL NON-DRIVE END CUSTOMIZED VERSION ABSOLUTE ENCODER ENDAT 2048 P/REV (ENCODER A-2048); PERFORMANCE REDUCTION BY 10% DUE TO ABSOLUTE ENCODER; PLAIN SHAFT, ACCURACY TOLERANCE N, W/O HOLDING BRAKE VIBRATION SEVERITY GRADE N, GAMMA SEALING RING (IP 65) | 11867 | TEM | 1 | MC | 100.005 | 1
1FT61346AC714AA0 | SIMOTICS S SYNCHRONOUS SERVOMOTOR 1FT6 95 NM, 100 K, 2000 RPM NATURAL AIR COOLING; IM B5 (IM V1, IM V3) FOR POWER AND SIGNAL CONNECTOR OUTGOING CONNECTOR DIRECTION AXIAL DRIVE END INCREM. ENCODER, SIN/COS 1 VPP 2048 P/REV (ENCODER I-2048); WITH FITTED KEY, ACCURACY TOLERANCE N, W/O HOLDING BRAKE VIBRATION SEVERITY GRADE N, DIAPHRAGM SEAL (IP 64) | 10958 | TEM | 1 | MC | 100.005 | 1
1FT61346AC714AA1 | SIMOTICS S SYNCHRONOUS SERVOMOTOR 1FT6 95 NM, 100 K, 2000 RPM NATURAL AIR COOLING; IM B5 (IM V1, IM V3) FOR POWER AND SIGNAL CONNECTOR OUTGOING CONNECTOR DIRECTION AXIAL DRIVE END INCREM. ENCODER, SIN/COS 1 VPP 2048 P/REV (ENCODER I-2048); WITH FITTED KEY, ACCURACY TOLERANCE N, W/O HOLDING BRAKE VIBRATION SEVERITY GRADE N, GAMMA SEALING RING (IP 65) | 11060 | TEM | 1 | MC | 100.005 | 1
1FT61346AC714AA2 | SIMOTICS S SYNCHRONOUS SERVOMOTOR 1FT6 95 NM, 100 K, 2000 RPM NATURAL AIR COOLING; IM B5 (IM V1, IM V3) FOR POWER AND SIGNAL CONNECTOR OUTGOING CONNECTOR DIRECTION AXIAL DRIVE END INCREM. ENCODER, SIN/COS 1 VPP 2048 P/REV (ENCODER I-2048); WITH FITTED KEY, ACCURACY TOLERANCE N, W/O HOLDING BRAKE VIBRATION SEVERITY GRADE N, ROTARY SHAFT SEAL (IP 67) | 11146 | TEM | 1 | MC | 100.005 | 1
1FT61346AC714AB0 | SIMOTICS S SYNCHRONOUS SERVOMOTOR 1FT6 95 NM, 100 K, 2000 RPM NATURAL AIR COOLING; IM B5 (IM V1, IM V3) FOR POWER AND SIGNAL CONNECTOR OUTGOING CONNECTOR DIRECTION AXIAL DRIVE END INCREM. ENCODER, SIN/COS 1 VPP 2048 P/REV (ENCODER I-2048); WITH FITTED KEY, ACCURACY TOLERANCE N, W. HOLDING BRAKE VIBRATION SEVERITY GRADE N, DIAPHRAGM SEAL (IP 64) | 12679 | TEM | 1 | MC | 110.004 | 1
1FT61346AC714AB1 | SIMOTICS S SYNCHRONOUS SERVOMOTOR 1FT6 95 NM, 100 K, 2000 RPM NATURAL AIR COOLING; IM B5 (IM V1, IM V3) FOR POWER AND SIGNAL CONNECTOR OUTGOING CONNECTOR DIRECTION AXIAL DRIVE END INCREM. ENCODER, SIN/COS 1 VPP 2048 P/REV (ENCODER I-2048); WITH FITTED KEY, ACCURACY TOLERANCE N, W. HOLDING BRAKE VIBRATION SEVERITY GRADE N, GAMMA SEALING RING (IP 65) | 12781 | TEM | 1 | MC | 110.004 | 1
1FT61346AC714AB2 | SIMOTICS S SYNCHRONOUS SERVOMOTOR 1FT6 95 NM, 100 K, 2000 RPM NATURAL AIR COOLING; IM B5 (IM V1, IM V3) FOR POWER AND SIGNAL CONNECTOR OUTGOING CONNECTOR DIRECTION AXIAL DRIVE END INCREM. ENCODER, SIN/COS 1 VPP 2048 P/REV (ENCODER I-2048); WITH FITTED KEY, ACCURACY TOLERANCE N, W. HOLDING BRAKE VIBRATION SEVERITY GRADE N, ROTARY SHAFT SEAL (IP 67) | 12866 | TEM | 1 | MC | 110.004 | 1
1FT61346AC714AG0 | SIMOTICS S SYNCHRONOUS SERVOMOTOR 1FT6 95 NM, 100 K, 2000 RPM NATURAL AIR COOLING; IM B5 (IM V1, IM V3) FOR POWER AND SIGNAL CONNECTOR OUTGOING CONNECTOR DIRECTION AXIAL DRIVE END INCREM. ENCODER, SIN/COS 1 VPP 2048 P/REV (ENCODER I-2048); PLAIN SHAFT, ACCURACY TOLERANCE N, W/O HOLDING BRAKE VIBRATION SEVERITY GRADE N, DIAPHRAGM SEAL (IP 64) | 10958 | TEM | 1 | MC | 100.005 | 1
1FT61346AC714AG1 | SIMOTICS S SYNCHRONOUS SERVOMOTOR 1FT6 95 NM, 100 K, 2000 RPM NATURAL AIR COOLING; IM B5 (IM V1, IM V3) FOR POWER AND SIGNAL CONNECTOR OUTGOING CONNECTOR DIRECTION AXIAL DRIVE END INCREM. ENCODER, SIN/COS 1 VPP 2048 P/REV (ENCODER I-2048); PLAIN SHAFT, ACCURACY TOLERANCE N, W/O HOLDING BRAKE VIBRATION SEVERITY GRADE N, GAMMA SEALING RING (IP 65) | 11060 | TEM | 1 | MC | 100.005 | 1
1FT61346AC714AG2 | SIMOTICS S SYNCHRONOUS SERVOMOTOR 1FT6 95 NM, 100 K, 2000 RPM NATURAL AIR COOLING; IM B5 (IM V1, IM V3) FOR POWER AND SIGNAL CONNECTOR OUTGOING CONNECTOR DIRECTION AXIAL DRIVE END INCREM. ENCODER, SIN/COS 1 VPP 2048 P/REV (ENCODER I-2048); PLAIN SHAFT, ACCURACY TOLERANCE N, W/O HOLDING BRAKE VIBRATION SEVERITY GRADE N, ROTARY SHAFT SEAL (IP 67) | 11146 | TEM | 1 | MC | 100.005 | 1
1FT61346AC714AG3 | SIMOTICS S SYNCHRONOUS SERVOMOTOR 1FT6 95 NM, 100 K, 2000 RPM NATURAL AIR COOLING; IM B5 (IM V1, IM V3) FOR POWER AND SIGNAL CONNECTOR OUTGOING CONNECTOR DIRECTION AXIAL DRIVE END INCREM. ENCODER, SIN/COS 1 VPP 2048 P/REV (ENCODER I-2048); PLAIN SHAFT, ACCURACY TOLERANCE N, W/O HOLDING BRAKE VIBRATION SEVERITY GRADE R, DIAPHRAGM SEAL (IP 64) | 11128 | TEM | 1 | MC | 100.005 | 1
1FT61346AC714AG6 | SIMOTICS S SYNCHRONOUS SERVOMOTOR 1FT6 95 NM, 100 K, 2000 RPM NATURAL AIR COOLING; IM B5 (IM V1, IM V3) FOR POWER AND SIGNAL CONNECTOR OUTGOING CONNECTOR DIRECTION AXIAL DRIVE END INCREM. ENCODER, SIN/COS 1 VPP 2048 P/REV (ENCODER I-2048); PLAIN SHAFT, ACCURACY TOLERANCE N, W/O HOLDING BRAKE VIBRATION SEVERITY GRADE N, KEROSENE SEAL (IP 68) | 11280 | TEM | 1 | MC | 100.005 | 1
1FT61346AC714AH0 | SIMOTICS S SYNCHRONOUS SERVOMOTOR 1FT6 95 NM, 100 K, 2000 RPM NATURAL AIR COOLING; IM B5 (IM V1, IM V3) FOR POWER AND SIGNAL CONNECTOR OUTGOING CONNECTOR DIRECTION AXIAL DRIVE END INCREM. ENCODER, SIN/COS 1 VPP 2048 P/REV (ENCODER I-2048); PLAIN SHAFT, ACCURACY TOLERANCE N, W. HOLDING BRAKE VIBRATION SEVERITY GRADE N, DIAPHRAGM SEAL (IP 64) | 12832 | TEM | 1 | MC | 110.004 | 1
1FT61346AC714AH1 | SIMOTICS S SYNCHRONOUS SERVOMOTOR 1FT6 95 NM, 100 K, 2000 RPM NATURAL AIR COOLING; IM B5 (IM V1, IM V3) FOR POWER AND SIGNAL CONNECTOR OUTGOING CONNECTOR DIRECTION AXIAL DRIVE END INCREM. ENCODER, SIN/COS 1 VPP 2048 P/REV (ENCODER I-2048); PLAIN SHAFT, ACCURACY TOLERANCE N, W. HOLDING BRAKE VIBRATION SEVERITY GRADE N, GAMMA SEALING RING (IP 65) | 12934 | TEM | 1 | MC | 110.004 | 1
1FT61346AC714AK3 | SIMOTICS S SYNCHRONOUS SERVOMOTOR 1FT6 95 NM, 100 K, 2000 RPM NATURAL AIR COOLING; IM B5 (IM V1, IM V3) FOR POWER AND SIGNAL CONNECTOR OUTGOING CONNECTOR DIRECTION AXIAL DRIVE END INCREM. ENCODER, SIN/COS 1 VPP 2048 P/REV (ENCODER I-2048); PLAIN SHAFT, ACCURACY TOLERANCE R, W/O HOLDING BRAKE VIBRATION SEVERITY GRADE R, DIAPHRAGM SEAL (IP 64) | 11497 | TEM | 1 | MC | 100.005 | 1
1FT61346AC714DB0 | SIMOTICS S SYNCHRONOUS SERVOMOTOR 1FT6 95 NM, 100 K, 2000 RPM NATURAL AIR COOLING; IM B5 (IM V1, IM V3) FOR POWER AND SIGNAL CONNECTOR OUTGOING CONNECTOR DIRECTION AXIAL DRIVE END INCREMENTAL ENCODER 2048 P/REV (ENCODER I-2048) WITH DRIVE-CLIQ INTERFACE; WITH FITTED KEY, ACCURACY TOLERANCE N, W. HOLDING BRAKE VIBRATION SEVERITY GRADE N, DIAPHRAGM SEAL (IP 64) | 13043 | TEM | 1 | MC | 110.004 | 1
1FT61346AC714DB1 | SIMOTICS S SYNCHRONOUS SERVOMOTOR 1FT6 95 NM, 100 K, 2000 RPM NATURAL AIR COOLING; IM B5 (IM V1, IM V3) FOR POWER AND SIGNAL CONNECTOR OUTGOING CONNECTOR DIRECTION AXIAL DRIVE END INCREMENTAL ENCODER 2048 P/REV (ENCODER I-2048) WITH DRIVE-CLIQ INTERFACE; WITH FITTED KEY, ACCURACY TOLERANCE N, W. HOLDING BRAKE VIBRATION SEVERITY GRADE N, GAMMA SEALING RING (IP 65) | 13145 | TEM | 1 | MC | 110.004 | 1
1FT61346AC714DG0 | SIMOTICS S SYNCHRONOUS SERVOMOTOR 1FT6 95 NM, 100 K, 2000 RPM NATURAL AIR COOLING; IM B5 (IM V1, IM V3) FOR POWER AND SIGNAL CONNECTOR OUTGOING CONNECTOR DIRECTION AXIAL DRIVE END INCREMENTAL ENCODER 2048 P/REV (ENCODER I-2048) WITH DRIVE-CLIQ INTERFACE; PLAIN SHAFT, ACCURACY TOLERANCE N, W/O HOLDING BRAKE VIBRATION SEVERITY GRADE N, DIAPHRAGM SEAL (IP 64) | 11323 | TEM | 1 | MC | 100.005 | 1
1FT61346AC714DG1 | SIMOTICS S SYNCHRONOUS SERVOMOTOR 1FT6 95 NM, 100 K, 2000 RPM NATURAL AIR COOLING; IM B5 (IM V1, IM V3) FOR POWER AND SIGNAL CONNECTOR OUTGOING CONNECTOR DIRECTION AXIAL DRIVE END INCREMENTAL ENCODER 2048 P/REV (ENCODER I-2048) WITH DRIVE-CLIQ INTERFACE; PLAIN SHAFT, ACCURACY TOLERANCE N, W/O HOLDING BRAKE VIBRATION SEVERITY GRADE N, GAMMA SEALING RING (IP 65) | 11425 | TEM | 1 | MC | 100.005 | 1
1FT61346AC714DG2 | SIMOTICS S SYNCHRONOUS SERVOMOTOR 1FT6 95 NM, 100 K, 2000 RPM NATURAL AIR COOLING; IM B5 (IM V1, IM V3) FOR POWER AND SIGNAL CONNECTOR OUTGOING CONNECTOR DIRECTION AXIAL DRIVE END INCREMENTAL ENCODER 2048 P/REV (ENCODER I-2048) WITH DRIVE-CLIQ INTERFACE; PLAIN SHAFT, ACCURACY TOLERANCE N, W/O HOLDING BRAKE VIBRATION SEVERITY GRADE N, ROTARY SHAFT SEAL (IP 67) | 11510 | TEM | 1 | MC | 100.005 | 1
1FT61346AC714DG3 | SIMOTICS S SYNCHRONOUS SERVOMOTOR 1FT6 95 NM, 100 K, 2000 RPM NATURAL AIR COOLING; IM B5 (IM V1, IM V3) FOR POWER AND SIGNAL CONNECTOR OUTGOING CONNECTOR DIRECTION AXIAL DRIVE END INCREMENTAL ENCODER 2048 P/REV (ENCODER I-2048) WITH DRIVE-CLIQ INTERFACE; PLAIN SHAFT, ACCURACY TOLERANCE N, W/O HOLDING BRAKE VIBRATION SEVERITY GRADE R, DIAPHRAGM SEAL (IP 64) | 11492 | TEM | 1 | MC | 100.005 | 1
1FT61346AC714DH0 | SIMOTICS S SYNCHRONOUS SERVOMOTOR 1FT6 95 NM, 100 K, 2000 RPM NATURAL AIR COOLING; IM B5 (IM V1, IM V3) FOR POWER AND SIGNAL CONNECTOR OUTGOING CONNECTOR DIRECTION AXIAL DRIVE END INCREMENTAL ENCODER 2048 P/REV (ENCODER I-2048) WITH DRIVE-CLIQ INTERFACE; PLAIN SHAFT, ACCURACY TOLERANCE N, W. HOLDING BRAKE VIBRATION SEVERITY GRADE N, DIAPHRAGM SEAL (IP 64) | 13197 | TEM | 1 | MC | 110.004 | 1
1FT61346AC714DH1 | SIMOTICS S SYNCHRONOUS SERVOMOTOR 1FT6 95 NM, 100 K, 2000 RPM NATURAL AIR COOLING; IM B5 (IM V1, IM V3) FOR POWER AND SIGNAL CONNECTOR OUTGOING CONNECTOR DIRECTION AXIAL DRIVE END INCREMENTAL ENCODER 2048 P/REV (ENCODER I-2048) WITH DRIVE-CLIQ INTERFACE; PLAIN SHAFT, ACCURACY TOLERANCE N, W. HOLDING BRAKE VIBRATION SEVERITY GRADE N, GAMMA SEALING RING (IP 65) | 13299 | TEM | 1 | MC | 110.004 | 1
1FT61346AC714EA1 | SIMOTICS S SYNCHRONOUS SERVOMOTOR 1FT6 95 NM, 100 K, 2000 RPM NATURAL AIR COOLING; IM B5 (IM V1, IM V3) FOR POWER AND SIGNAL CONNECTOR OUTGOING CONNECTOR DIRECTION AXIAL DRIVE END ABSOLUTE ENCODER ENDAT 2048 P/REV (ENCODER A-2048); PERFORMANCE REDUCTION BY 10% DUE TO ABSOLUTE ENCODER; WITH FITTED KEY, ACCURACY TOLERANCE N, W/O HOLDING BRAKE VIBRATION SEVERITY GRADE N, GAMMA SEALING RING (IP 65) | 11867 | TEM | 1 | MC | 100.005 | 1
1FT61346AC714EA2 | SIMOTICS S SYNCHRONOUS SERVOMOTOR 1FT6 95 NM, 100 K, 2000 RPM NATURAL AIR COOLING; IM B5 (IM V1, IM V3) FOR POWER AND SIGNAL CONNECTOR OUTGOING CONNECTOR DIRECTION AXIAL DRIVE END ABSOLUTE ENCODER ENDAT 2048 P/REV (ENCODER A-2048); PERFORMANCE REDUCTION BY 10% DUE TO ABSOLUTE ENCODER; WITH FITTED KEY, ACCURACY TOLERANCE N, W/O HOLDING BRAKE VIBRATION SEVERITY GRADE N, ROTARY SHAFT SEAL (IP 67) | 11953 | TEM | 1 | MC | 100.005 | 1
1FT61346AC714EB0 | SIMOTICS S SYNCHRONOUS SERVOMOTOR 1FT6 95 NM, 100 K, 2000 RPM NATURAL AIR COOLING; IM B5 (IM V1, IM V3) FOR POWER AND SIGNAL CONNECTOR OUTGOING CONNECTOR DIRECTION AXIAL DRIVE END ABSOLUTE ENCODER ENDAT 2048 P/REV (ENCODER A-2048); PERFORMANCE REDUCTION BY 10% DUE TO ABSOLUTE ENCODER; WITH FITTED KEY, ACCURACY TOLERANCE N, W. HOLDING BRAKE VIBRATION SEVERITY GRADE N, DIAPHRAGM SEAL (IP 64) | 13486 | TEM | 1 | MC | 110.004 | 1
1FT61346AC714EB1 | SIMOTICS S SYNCHRONOUS SERVOMOTOR 1FT6 95 NM, 100 K, 2000 RPM NATURAL AIR COOLING; IM B5 (IM V1, IM V3) FOR POWER AND SIGNAL CONNECTOR OUTGOING CONNECTOR DIRECTION AXIAL DRIVE END ABSOLUTE ENCODER ENDAT 2048 P/REV (ENCODER A-2048); PERFORMANCE REDUCTION BY 10% DUE TO ABSOLUTE ENCODER; WITH FITTED KEY, ACCURACY TOLERANCE N, W. HOLDING BRAKE VIBRATION SEVERITY GRADE N, GAMMA SEALING RING (IP 65) | 13588 | TEM | 1 | MC | 110.004 | 1
1FT61346AC714EB2 | SIMOTICS S SYNCHRONOUS SERVOMOTOR 1FT6 95 NM, 100 K, 2000 RPM NATURAL AIR COOLING; IM B5 (IM V1, IM V3) FOR POWER AND SIGNAL CONNECTOR OUTGOING CONNECTOR DIRECTION AXIAL DRIVE END ABSOLUTE ENCODER ENDAT 2048 P/REV (ENCODER A-2048); PERFORMANCE REDUCTION BY 10% DUE TO ABSOLUTE ENCODER; WITH FITTED KEY, ACCURACY TOLERANCE N, W. HOLDING BRAKE VIBRATION SEVERITY GRADE N, ROTARY SHAFT SEAL (IP 67) | 13673 | TEM | 1 | MC | 110.004 | 1
1FT61346AC714EG1 | SIMOTICS S SYNCHRONOUS SERVOMOTOR 1FT6 95 NM, 100 K, 2000 RPM NATURAL AIR COOLING; IM B5 (IM V1, IM V3) FOR POWER AND SIGNAL CONNECTOR OUTGOING CONNECTOR DIRECTION AXIAL DRIVE END ABSOLUTE ENCODER ENDAT 2048 P/REV (ENCODER A-2048); PERFORMANCE REDUCTION BY 10% DUE TO ABSOLUTE ENCODER; PLAIN SHAFT, ACCURACY TOLERANCE N, W/O HOLDING BRAKE VIBRATION SEVERITY GRADE N, GAMMA SEALING RING (IP 65) | 11867 | TEM | 1 | MC | 100.005 | 1
1FT61346AC714EG2 | SIMOTICS S SYNCHRONOUS SERVOMOTOR 1FT6 95 NM, 100 K, 2000 RPM NATURAL AIR COOLING; IM B5 (IM V1, IM V3) FOR POWER AND SIGNAL CONNECTOR OUTGOING CONNECTOR DIRECTION AXIAL DRIVE END ABSOLUTE ENCODER ENDAT 2048 P/REV (ENCODER A-2048); PERFORMANCE REDUCTION BY 10% DUE TO ABSOLUTE ENCODER; PLAIN SHAFT, ACCURACY TOLERANCE N, W/O HOLDING BRAKE VIBRATION SEVERITY GRADE N, ROTARY SHAFT SEAL (IP 67) | 11953 | TEM | 1 | MC | 100.005 | 1
1FT61346AC714EH0 | SIMOTICS S SYNCHRONOUS SERVOMOTOR 1FT6 95 NM, 100 K, 2000 RPM NATURAL AIR COOLING; IM B5 (IM V1, IM V3) FOR POWER AND SIGNAL CONNECTOR OUTGOING CONNECTOR DIRECTION AXIAL DRIVE END ABSOLUTE ENCODER ENDAT 2048 P/REV (ENCODER A-2048); PERFORMANCE REDUCTION BY 10% DUE TO ABSOLUTE ENCODER; PLAIN SHAFT, ACCURACY TOLERANCE N, W. HOLDING BRAKE VIBRATION SEVERITY GRADE N, DIAPHRAGM SEAL (IP 64) | 13639 | TEM | 1 | MC | 110.004 | 1
1FT61346AC714EH1 | SIMOTICS S SYNCHRONOUS SERVOMOTOR 1FT6 95 NM, 100 K, 2000 RPM NATURAL AIR COOLING; IM B5 (IM V1, IM V3) FOR POWER AND SIGNAL CONNECTOR OUTGOING CONNECTOR DIRECTION AXIAL DRIVE END ABSOLUTE ENCODER ENDAT 2048 P/REV (ENCODER A-2048); PERFORMANCE REDUCTION BY 10% DUE TO ABSOLUTE ENCODER; PLAIN SHAFT, ACCURACY TOLERANCE N, W. HOLDING BRAKE VIBRATION SEVERITY GRADE N, GAMMA SEALING RING (IP 65) | 13741 | TEM | 1 | MC | 110.004 | 1
1FT61346AC714EH2 | SIMOTICS S SYNCHRONOUS SERVOMOTOR 1FT6 95 NM, 100 K, 2000 RPM NATURAL AIR COOLING; IM B5 (IM V1, IM V3) FOR POWER AND SIGNAL CONNECTOR OUTGOING CONNECTOR DIRECTION AXIAL DRIVE END ABSOLUTE ENCODER ENDAT 2048 P/REV (ENCODER A-2048); PERFORMANCE REDUCTION BY 10% DUE TO ABSOLUTE ENCODER; PLAIN SHAFT, ACCURACY TOLERANCE N, W. HOLDING BRAKE VIBRATION SEVERITY GRADE N, ROTARY SHAFT SEAL (IP 67) | 13827 | TEM | 1 | MC | 110.004 | 1
1FT61346AC714EL0 | SIMOTICS S SYNCHRONOUS SERVOMOTOR 1FT6 95 NM, 100 K, 2000 RPM NATURAL AIR COOLING; IM B5 (IM V1, IM V3) FOR POWER AND SIGNAL CONNECTOR OUTGOING CONNECTOR DIRECTION AXIAL DRIVE END ABSOLUTE ENCODER ENDAT 2048 P/REV (ENCODER A-2048); PERFORMANCE REDUCTION BY 10% DUE TO ABSOLUTE ENCODER; PLAIN SHAFT, ACCURACY TOLERANCE R, W. HOLDING BRAKE VIBRATION SEVERITY GRADE N, DIAPHRAGM SEAL (IP 64) | 13860 | TEM | 1 | MC | 110.004 | 1
1FT61346AC714FA0 | SIMOTICS S SYNCHRONOUS SERVOMOTOR 1FT6 95 NM, 100 K, 2000 RPM NATURAL AIR COOLING; IM B5 (IM V1, IM V3) FOR POWER AND SIGNAL CONNECTOR OUTGOING CONNECTOR DIRECTION AXIAL DRIVE END ABSOLUTE ENCODER 2048 P/REV (ENCODER A-2048) WITH DRIVE-CLIQ INTERFACE; PERFORMANCE REDUCTION BY 10% DUE TO ABSOLUTE ENCODER; WITH FITTED KEY, ACCURACY TOLERANCE N, W/O HOLDING BRAKE VIBRATION SEVERITY GRADE N, DIAPHRAGM SEAL (IP 64) | 12141 | TEM | 1 | MC | 100.005 | 1
1FT61346AC714FB0 | SIMOTICS S SYNCHRONOUS SERVOMOTOR 1FT6 95 NM, 100 K, 2000 RPM NATURAL AIR COOLING; IM B5 (IM V1, IM V3) FOR POWER AND SIGNAL CONNECTOR OUTGOING CONNECTOR DIRECTION AXIAL DRIVE END ABSOLUTE ENCODER 2048 P/REV (ENCODER A-2048) WITH DRIVE-CLIQ INTERFACE; PERFORMANCE REDUCTION BY 10% DUE TO ABSOLUTE ENCODER; WITH FITTED KEY, ACCURACY TOLERANCE N, W. HOLDING BRAKE VIBRATION SEVERITY GRADE N, DIAPHRAGM SEAL (IP 64) | 13862 | TEM | 1 | MC | 110.004 | 1
1FT61346AC714FG1 | SIMOTICS S SYNCHRONOUS SERVOMOTOR 1FT6 95 NM, 100 K, 2000 RPM NATURAL AIR COOLING; IM B5 (IM V1, IM V3) FOR POWER AND SIGNAL CONNECTOR OUTGOING CONNECTOR DIRECTION AXIAL DRIVE END ABSOLUTE ENCODER 2048 P/REV (ENCODER A-2048) WITH DRIVE-CLIQ INTERFACE; PERFORMANCE REDUCTION BY 10% DUE TO ABSOLUTE ENCODER; PLAIN SHAFT, ACCURACY TOLERANCE N, W/O HOLDING BRAKE VIBRATION SEVERITY GRADE N, GAMMA SEALING RING (IP 65) | 12243 | TEM | 1 | MC | 100.005 | 1
1FT61346AC714FH1 | SIMOTICS S SYNCHRONOUS SERVOMOTOR 1FT6 95 NM, 100 K, 2000 RPM NATURAL AIR COOLING; IM B5 (IM V1, IM V3) FOR POWER AND SIGNAL CONNECTOR OUTGOING CONNECTOR DIRECTION AXIAL DRIVE END ABSOLUTE ENCODER 2048 P/REV (ENCODER A-2048) WITH DRIVE-CLIQ INTERFACE; PERFORMANCE REDUCTION BY 10% DUE TO ABSOLUTE ENCODER; PLAIN SHAFT, ACCURACY TOLERANCE N, W. HOLDING BRAKE VIBRATION SEVERITY GRADE N, GAMMA SEALING RING (IP 65) | 14118 | TEM | 1 | MC | 110.004 | 1
1FT61346AC714FH2 | SIMOTICS S SYNCHRONOUS SERVOMOTOR 1FT6 95 NM, 100 K, 2000 RPM NATURAL AIR COOLING; IM B5 (IM V1, IM V3) FOR POWER AND SIGNAL CONNECTOR OUTGOING CONNECTOR DIRECTION AXIAL DRIVE END ABSOLUTE ENCODER 2048 P/REV (ENCODER A-2048) WITH DRIVE-CLIQ INTERFACE; PERFORMANCE REDUCTION BY 10% DUE TO ABSOLUTE ENCODER; PLAIN SHAFT, ACCURACY TOLERANCE N, W. HOLDING BRAKE VIBRATION SEVERITY GRADE N, ROTARY SHAFT SEAL (IP 67) | 14203 | TEM | 1 | MC | 110.004 | 1
1FT61346AC714PG0 | SIMOTICS S SYNCHRONOUS SERVOMOTOR 1FT6 95 NM, 100 K, 2000 RPM NATURAL AIR COOLING; IM B5 (IM V1, IM V3) FOR POWER AND SIGNAL CONNECTOR OUTGOING CONNECTOR DIRECTION AXIAL DRIVE END RESOLVER 2-POLE (RESOLVER P=1) WITH DRIVE-CLIQ INTERFACE; PLAIN SHAFT, ACCURACY TOLERANCE N, W/O HOLDING BRAKE VIBRATION SEVERITY GRADE N, DIAPHRAGM SEAL (IP 64) | 10224 | TEM | 1 | MC | 100.005 | 1
1FT61346AC714SB1 | SIMOTICS S SYNCHRONOUS SERVOMOTOR 1FT6 95 NM, 100 K, 2000 RPM NATURAL AIR COOLING; IM B5 (IM V1, IM V3) FOR POWER AND SIGNAL CONNECTOR OUTGOING CONNECTOR DIRECTION AXIAL DRIVE END RESOLVER MULTI-POLE (RESOLVER P=3); WITH FITTED KEY, ACCURACY TOLERANCE N, W. HOLDING BRAKE VIBRATION SEVERITY GRADE N, GAMMA SEALING RING (IP 65) | 11681 | TEM | 1 | MC | 110.004 | 1
1FT61346AC714SH0 | SIMOTICS S SYNCHRONOUS SERVOMOTOR 1FT6 95 NM, 100 K, 2000 RPM NATURAL AIR COOLING; IM B5 (IM V1, IM V3) FOR POWER AND SIGNAL CONNECTOR OUTGOING CONNECTOR DIRECTION AXIAL DRIVE END RESOLVER MULTI-POLE (RESOLVER P=3); PLAIN SHAFT, ACCURACY TOLERANCE N, W. HOLDING BRAKE VIBRATION SEVERITY GRADE N, DIAPHRAGM SEAL (IP 64) | 11733 | TEM | 1 | MC | 110.004 | 1
1FT61346AC714TA2 | SIMOTICS S SYNCHRONOUS SERVOMOTOR 1FT6 95 NM, 100 K, 2000 RPM NATURAL AIR COOLING; IM B5 (IM V1, IM V3) FOR POWER AND SIGNAL CONNECTOR OUTGOING CONNECTOR DIRECTION AXIAL DRIVE END RESOLVER 2-POLE (RESOLVER P=1); WITH FITTED KEY, ACCURACY TOLERANCE N, W/O HOLDING BRAKE VIBRATION SEVERITY GRADE N, ROTARY SHAFT SEAL (IP 67) | 10051 | TEM | 1 | MC | 100.005 | 1
1FT61346AC714TG0 | SIMOTICS S SYNCHRONOUS SERVOMOTOR 1FT6 95 NM, 100 K, 2000 RPM NATURAL AIR COOLING; IM B5 (IM V1, IM V3) FOR POWER AND SIGNAL CONNECTOR OUTGOING CONNECTOR DIRECTION AXIAL DRIVE END RESOLVER 2-POLE (RESOLVER P=1); PLAIN SHAFT, ACCURACY TOLERANCE N, W/O HOLDING BRAKE VIBRATION SEVERITY GRADE N, DIAPHRAGM SEAL (IP 64) | 9863 | TEM | 1 | MC | 100.005 | 1
1FT61346AC714TH0 | SIMOTICS S SYNCHRONOUS SERVOMOTOR 1FT6 95 NM, 100 K, 2000 RPM NATURAL AIR COOLING; IM B5 (IM V1, IM V3) FOR POWER AND SIGNAL CONNECTOR OUTGOING CONNECTOR DIRECTION AXIAL DRIVE END RESOLVER 2-POLE (RESOLVER P=1); PLAIN SHAFT, ACCURACY TOLERANCE N, W. HOLDING BRAKE VIBRATION SEVERITY GRADE N, DIAPHRAGM SEAL (IP 64) | 11738 | TEM | 1 | MC | 110.004 | 1
1FT61346AC714TH6 | SIMOTICS S SYNCHRONOUS SERVOMOTOR 1FT6 95 NM, 100 K, 2000 RPM NATURAL AIR COOLING; IM B5 (IM V1, IM V3) FOR POWER AND SIGNAL CONNECTOR OUTGOING CONNECTOR DIRECTION AXIAL DRIVE END RESOLVER 2-POLE (RESOLVER P=1); PLAIN SHAFT, ACCURACY TOLERANCE N, W. HOLDING BRAKE VIBRATION SEVERITY GRADE N, KEROSENE SEAL (IP 68) | 12059 | TEM | 1 | MC | 110.004 | 1
1FT61346AC714UA0 | SIMOTICS S SYNCHRONOUS SERVOMOTOR 1FT6 95 NM, 100 K, 2000 RPM NATURAL AIR COOLING; IM B5 (IM V1, IM V3) FOR POWER AND SIGNAL CONNECTOR OUTGOING CONNECTOR DIRECTION AXIAL DRIVE END RESOLVER MULTI-POLE (RESOLVER P=3) WITH DRIVE-CLIQ INTERFACE; WITH FITTED KEY, ACCURACY TOLERANCE N, W/O HOLDING BRAKE VIBRATION SEVERITY GRADE N, DIAPHRAGM SEAL (IP 64) | 10224 | TEM | 1 | MC | 100.005 | 1
1FT61346AC714UA1 | SIMOTICS S SYNCHRONOUS SERVOMOTOR 1FT6 95 NM, 100 K, 2000 RPM NATURAL AIR COOLING; IM B5 (IM V1, IM V3) FOR POWER AND SIGNAL CONNECTOR OUTGOING CONNECTOR DIRECTION AXIAL DRIVE END RESOLVER MULTI-POLE (RESOLVER P=3) WITH DRIVE-CLIQ INTERFACE; WITH FITTED KEY, ACCURACY TOLERANCE N, W/O HOLDING BRAKE VIBRATION SEVERITY GRADE N, GAMMA SEALING RING (IP 65) | 10326 | TEM | 1 | MC | 100.005 | 1
1FT61346AC715AB1 | SIMOTICS S SYNCHRONOUS SERVOMOTOR 1FT6 95 NM, 100 K, 2000 RPM NATURAL AIR COOLING; IM B5 (IM V1, IM V3) FOR CONNECT. OF TERMINAL BOX AND SIGNAL CONNECTOR, TERMINAL BOX TRAVERSE RIGHT INCREM. ENCODER, SIN/COS 1 VPP 2048 P/REV (ENCODER I-2048); WITH FITTED KEY, ACCURACY TOLERANCE N, W. HOLDING BRAKE VIBRATION SEVERITY GRADE N, GAMMA SEALING RING (IP 65) | 12781 | TEM | 1 | MC | 110.503 | 1
1FT61346AC715EB1 | SIMOTICS S SYNCHRONOUS SERVOMOTOR 1FT6 95 NM, 100 K, 2000 RPM NATURAL AIR COOLING; IM B5 (IM V1, IM V3) FOR CONNECT. OF TERMINAL BOX AND SIGNAL CONNECTOR, TERMINAL BOX TRAVERSE RIGHT ABSOLUTE ENCODER ENDAT 2048 P/REV (ENCODER A-2048); PERFORMANCE REDUCTION BY 10% DUE TO ABSOLUTE ENCODER; WITH FITTED KEY, ACCURACY TOLERANCE N, W. HOLDING BRAKE VIBRATION SEVERITY GRADE N, GAMMA SEALING RING (IP 65) | 13588 | TEM | 1 | MC | 110.503 | 1
1FT61346AC715UA0 | SIMOTICS S SYNCHRONOUS SERVOMOTOR 1FT6 95 NM, 100 K, 2000 RPM NATURAL AIR COOLING; IM B5 (IM V1, IM V3) FOR CONNECT. OF TERMINAL BOX AND SIGNAL CONNECTOR, TERMINAL BOX TRAVERSE RIGHT RESOLVER MULTI-POLE (RESOLVER P=3) WITH DRIVE-CLIQ INTERFACE; WITH FITTED KEY, ACCURACY TOLERANCE N, W/O HOLDING BRAKE VIBRATION SEVERITY GRADE N, DIAPHRAGM SEAL (IP 64) | 10224 | TEM | 1 | MC | 100.504 | 1
1FT61346AC715UA1 | SIMOTICS S SYNCHRONOUS SERVOMOTOR 1FT6 95 NM, 100 K, 2000 RPM NATURAL AIR COOLING; IM B5 (IM V1, IM V3) FOR CONNECT. OF TERMINAL BOX AND SIGNAL CONNECTOR, TERMINAL BOX TRAVERSE RIGHT RESOLVER MULTI-POLE (RESOLVER P=3) WITH DRIVE-CLIQ INTERFACE; WITH FITTED KEY, ACCURACY TOLERANCE N, W/O HOLDING BRAKE VIBRATION SEVERITY GRADE N, GAMMA SEALING RING (IP 65) | 10326 | TEM | 1 | MC | 100.504 | 1
1FT61346AC716AH1 | SIMOTICS S SYNCHRONOUS SERVOMOTOR 1FT6 95 NM, 100 K, 2000 RPM NATURAL AIR COOLING; IM B5 (IM V1, IM V3) FOR CONNECT. OF TERMINAL BOX AND SIGNAL CONNECTOR, TERMINAL BOX TRAVERSE LEFT INCREM. ENCODER, SIN/COS 1 VPP 2048 P/REV (ENCODER I-2048); PLAIN SHAFT, ACCURACY TOLERANCE N, W. HOLDING BRAKE VIBRATION SEVERITY GRADE N, GAMMA SEALING RING (IP 65) | 12934 | TEM | 1 | MC | 110.503 | 1
1FT61346AC716FB0 | SIMOTICS S SYNCHRONOUS SERVOMOTOR 1FT6 95 NM, 100 K, 2000 RPM NATURAL AIR COOLING; IM B5 (IM V1, IM V3) FOR CONNECT. OF TERMINAL BOX AND SIGNAL CONNECTOR, TERMINAL BOX TRAVERSE LEFT ABSOLUTE ENCODER 2048 P/REV (ENCODER A-2048) WITH DRIVE-CLIQ INTERFACE; PERFORMANCE REDUCTION BY 10% DUE TO ABSOLUTE ENCODER; WITH FITTED KEY, ACCURACY TOLERANCE N, W. HOLDING BRAKE VIBRATION SEVERITY GRADE N, DIAPHRAGM SEAL (IP 64) | 13862 | TEM | 1 | MC | 110.503 | 1
1FT61346AC717AA1 | SIMOTICS S SYNCHRONOUS SERVOMOTOR 1FT6 95 NM, 100 K, 2000 RPM NATURAL AIR COOLING; IM B5 (IM V1, IM V3) FOR CONNECT. OF TERMINAL BOX AND SIGNAL CONNECTOR, TERMINAL BOX AXIAL NON-DRIVE END INCREM. ENCODER, SIN/COS 1 VPP 2048 P/REV (ENCODER I-2048); WITH FITTED KEY, ACCURACY TOLERANCE N, W/O HOLDING BRAKE VIBRATION SEVERITY GRADE N, GAMMA SEALING RING (IP 65) | 11060 | TEM | 1 | MC | 100.504 | 1
1FT61346AC717EG0 | SIMOTICS S SYNCHRONOUS SERVOMOTOR 1FT6 95 NM, 100 K, 2000 RPM NATURAL AIR COOLING; IM B5 (IM V1, IM V3) FOR CONNECT. OF TERMINAL BOX AND SIGNAL CONNECTOR, TERMINAL BOX AXIAL NON-DRIVE END ABSOLUTE ENCODER ENDAT 2048 P/REV (ENCODER A-2048); PERFORMANCE REDUCTION BY 10% DUE TO ABSOLUTE ENCODER; PLAIN SHAFT, ACCURACY TOLERANCE N, W/O HOLDING BRAKE VIBRATION SEVERITY GRADE N, DIAPHRAGM SEAL (IP 64) | 11765 | TEM | 1 | MC | 100.504 | 1
1FT61346SB711AA0 | SIMOTICS S SYNCHRONOUS SERVOMOTOR, 1FT6 140 NM, 100 K, 1500 REV/MIN, SEPARATE VENTILATION; IM B5 (IM V1, IM V3) FOR POWER AND SIGNAL CONNECTOR OUTGOING CONNECTOR DIRECTION TRAVERSE RIGHT INCREM. ENCODER, SIN/COS 1 VPP 2048 P/REV (ENCODER I-2048); WITH FITTED KEY, ACCURACY TOLERANCE N, W/O HOLDING BRAKE VIBRATION SEVERITY GRADE N, DIAPHRAGM SEAL (IP 64) | 12449 | TEM | 1 | MC | 106.005 | 1
1FT61346SB711AG0 | SIMOTICS S SYNCHRONOUS SERVOMOTOR, 1FT6 140 NM, 100 K, 1500 REV/MIN, SEPARATE VENTILATION; IM B5 (IM V1, IM V3) FOR POWER AND SIGNAL CONNECTOR OUTGOING CONNECTOR DIRECTION TRAVERSE RIGHT INCREM. ENCODER, SIN/COS 1 VPP 2048 P/REV (ENCODER I-2048); PLAIN SHAFT, ACCURACY TOLERANCE N, W/O HOLDING BRAKE VIBRATION SEVERITY GRADE N, DIAPHRAGM SEAL (IP 64) | 12449 | TEM | 1 | MC | 106.005 | 1
1FT61346SB711AH0 | SIMOTICS S SYNCHRONOUS SERVOMOTOR, 1FT6 140 NM, 100 K, 1500 REV/MIN, SEPARATE VENTILATION; IM B5 (IM V1, IM V3) FOR POWER AND SIGNAL CONNECTOR OUTGOING CONNECTOR DIRECTION TRAVERSE RIGHT INCREM. ENCODER, SIN/COS 1 VPP 2048 P/REV (ENCODER I-2048); PLAIN SHAFT, ACCURACY TOLERANCE N, W. HOLDING BRAKE VIBRATION SEVERITY GRADE N, DIAPHRAGM SEAL (IP 64) | 14323 | TEM | 1 | MC | 116.004 | 1
1FT61346SB711DA0 | SIMOTICS S SYNCHRONOUS SERVOMOTOR, 1FT6 140 NM, 100 K, 1500 REV/MIN, SEPARATE VENTILATION; IM B5 (IM V1, IM V3) FOR POWER AND SIGNAL CONNECTOR OUTGOING CONNECTOR DIRECTION TRAVERSE RIGHT INCREMENTAL ENCODER 2048 P/REV (ENCODER I-2048) WITH DRIVE-CLIQ INTERFACE; WITH FITTED KEY, ACCURACY TOLERANCE N, W/O HOLDING BRAKE VIBRATION SEVERITY GRADE N, DIAPHRAGM SEAL (IP 64) | 12814 | TEM | 1 | MC | 106.005 | 1
1FT61346SB711DB0 | SIMOTICS S SYNCHRONOUS SERVOMOTOR, 1FT6 140 NM, 100 K, 1500 REV/MIN, SEPARATE VENTILATION; IM B5 (IM V1, IM V3) FOR POWER AND SIGNAL CONNECTOR OUTGOING CONNECTOR DIRECTION TRAVERSE RIGHT INCREMENTAL ENCODER 2048 P/REV (ENCODER I-2048) WITH DRIVE-CLIQ INTERFACE; WITH FITTED KEY, ACCURACY TOLERANCE N, W. HOLDING BRAKE VIBRATION SEVERITY GRADE N, DIAPHRAGM SEAL (IP 64) | 14534 | TEM | 1 | MC | 116.004 | 1
1FT61346SB711DB1 | SIMOTICS S SYNCHRONOUS SERVOMOTOR, 1FT6 140 NM, 100 K, 1500 REV/MIN, SEPARATE VENTILATION; IM B5 (IM V1, IM V3) FOR POWER AND SIGNAL CONNECTOR OUTGOING CONNECTOR DIRECTION TRAVERSE RIGHT INCREMENTAL ENCODER 2048 P/REV (ENCODER I-2048) WITH DRIVE-CLIQ INTERFACE; WITH FITTED KEY, ACCURACY TOLERANCE N, W. HOLDING BRAKE VIBRATION SEVERITY GRADE N, GAMMA SEALING RING (IP 65) | 14636 | TEM | 1 | MC | 116.004 | 1
1FT61346SB711DG0 | SIMOTICS S SYNCHRONOUS SERVOMOTOR, 1FT6 140 NM, 100 K, 1500 REV/MIN, SEPARATE VENTILATION; IM B5 (IM V1, IM V3) FOR POWER AND SIGNAL CONNECTOR OUTGOING CONNECTOR DIRECTION TRAVERSE RIGHT INCREMENTAL ENCODER 2048 P/REV (ENCODER I-2048) WITH DRIVE-CLIQ INTERFACE; PLAIN SHAFT, ACCURACY TOLERANCE N, W/O HOLDING BRAKE VIBRATION SEVERITY GRADE N, DIAPHRAGM SEAL (IP 64) | 12814 | TEM | 1 | MC | 106.005 | 1
1FT61346SB711DH0 | SIMOTICS S SYNCHRONOUS SERVOMOTOR, 1FT6 140 NM, 100 K, 1500 REV/MIN, SEPARATE VENTILATION; IM B5 (IM V1, IM V3) FOR POWER AND SIGNAL CONNECTOR OUTGOING CONNECTOR DIRECTION TRAVERSE RIGHT INCREMENTAL ENCODER 2048 P/REV (ENCODER I-2048) WITH DRIVE-CLIQ INTERFACE; PLAIN SHAFT, ACCURACY TOLERANCE N, W. HOLDING BRAKE VIBRATION SEVERITY GRADE N, DIAPHRAGM SEAL (IP 64) | 14688 | TEM | 1 | MC | 116.004 | 1
1FT61346SB711DL4 | SIMOTICS S SYNCHRONOUS SERVOMOTOR, 1FT6 140 NM, 100 K, 1500 REV/MIN, SEPARATE VENTILATION; IM B5 (IM V1, IM V3) FOR POWER AND SIGNAL CONNECTOR OUTGOING CONNECTOR DIRECTION TRAVERSE RIGHT INCREMENTAL ENCODER 2048 P/REV (ENCODER I-2048) WITH DRIVE-CLIQ INTERFACE; PLAIN SHAFT, ACCURACY TOLERANCE R, W. HOLDING BRAKE VIBRATION SEVERITY GRADE R, GAMMA SEALING RING (IP 65) | 15183 | TEM | 1 | MC | 116.004 | 1
1FT61346SB711EA2 | SIMOTICS S SYNCHRONOUS SERVOMOTOR, 1FT6 140 NM, 100 K, 1500 REV/MIN, SEPARATE VENTILATION; IM B5 (IM V1, IM V3) FOR POWER AND SIGNAL CONNECTOR OUTGOING CONNECTOR DIRECTION TRAVERSE RIGHT ABSOLUTE ENCODER ENDAT 2048 P/REV (ENCODER A-2048); PERFORMANCE REDUCTION BY 10% DUE TO ABSOLUTE ENCODER; WITH FITTED KEY, ACCURACY TOLERANCE N, W/O HOLDING BRAKE VIBRATION SEVERITY GRADE N, ROTARY SHAFT SEAL (IP 67) | 13444 | TEM | 1 | MC | 106.005 | 1
1FT61346SB711EH0 | SIMOTICS S SYNCHRONOUS SERVOMOTOR, 1FT6 140 NM, 100 K, 1500 REV/MIN, SEPARATE VENTILATION; IM B5 (IM V1, IM V3) FOR POWER AND SIGNAL CONNECTOR OUTGOING CONNECTOR DIRECTION TRAVERSE RIGHT ABSOLUTE ENCODER ENDAT 2048 P/REV (ENCODER A-2048); PERFORMANCE REDUCTION BY 10% DUE TO ABSOLUTE ENCODER; PLAIN SHAFT, ACCURACY TOLERANCE N, W. HOLDING BRAKE VIBRATION SEVERITY GRADE N, DIAPHRAGM SEAL (IP 64) | 15130 | TEM | 1 | MC | 116.004 | 1
1FT61346SB711UA0 | SIMOTICS S SYNCHRONOUS SERVOMOTOR, 1FT6 140 NM, 100 K, 1500 REV/MIN, SEPARATE VENTILATION; IM B5 (IM V1, IM V3) FOR POWER AND SIGNAL CONNECTOR OUTGOING CONNECTOR DIRECTION TRAVERSE RIGHT RESOLVER MULTI-POLE (RESOLVER P=3) WITH DRIVE-CLIQ INTERFACE; WITH FITTED KEY, ACCURACY TOLERANCE N, W/O HOLDING BRAKE VIBRATION SEVERITY GRADE N, DIAPHRAGM SEAL (IP 64) | 11715 | TEM | 1 | MC | 106.005 | 1
1FT61346SB711UA3 | SIMOTICS S SYNCHRONOUS SERVOMOTOR, 1FT6 140 NM, 100 K, 1500 REV/MIN, SEPARATE VENTILATION; IM B5 (IM V1, IM V3) FOR POWER AND SIGNAL CONNECTOR OUTGOING CONNECTOR DIRECTION TRAVERSE RIGHT RESOLVER MULTI-POLE (RESOLVER P=3) WITH DRIVE-CLIQ INTERFACE; WITH FITTED KEY, ACCURACY TOLERANCE N, W/O HOLDING BRAKE VIBRATION SEVERITY GRADE R, DIAPHRAGM SEAL (IP 64) | 11885 | TEM | 1 | MC | 106.005 | 1
1FT61346SB711UG1 | SIMOTICS S SYNCHRONOUS SERVOMOTOR, 1FT6 140 NM, 100 K, 1500 REV/MIN, SEPARATE VENTILATION; IM B5 (IM V1, IM V3) FOR POWER AND SIGNAL CONNECTOR OUTGOING CONNECTOR DIRECTION TRAVERSE RIGHT RESOLVER MULTI-POLE (RESOLVER P=3) WITH DRIVE-CLIQ INTERFACE; PLAIN SHAFT, ACCURACY TOLERANCE N, W/O HOLDING BRAKE VIBRATION SEVERITY GRADE N, GAMMA SEALING RING (IP 65) | 11817 | TEM | 1 | MC | 106.005 | 1
1FT61346SB712SA0 | SIMOTICS S SYNCHRONOUS SERVOMOTOR, 1FT6 140 NM, 100 K, 1500 REV/MIN, SEPARATE VENTILATION; IM B5 (IM V1, IM V3) FOR POWER AND SIGNAL CONNECTOR OUTGOING CONNECTOR DIRECTION TRAVERSE LEFT RESOLVER MULTI-POLE (RESOLVER P=3); WITH FITTED KEY, ACCURACY TOLERANCE N, W/O HOLDING BRAKE VIBRATION SEVERITY GRADE N, DIAPHRAGM SEAL (IP 64) | 11350 | TEM | 1 | MC | 106.005 | 1
1FT61346SB714AA0 | SIMOTICS S SYNCHRONOUS SERVOMOTOR, 1FT6 140 NM, 100 K, 1500 REV/MIN, SEPARATE VENTILATION; IM B5 (IM V1, IM V3) FOR POWER AND SIGNAL CONNECTOR OUTGOING CONNECTOR DIRECTION AXIAL DRIVE END INCREM. ENCODER, SIN/COS 1 VPP 2048 P/REV (ENCODER I-2048); WITH FITTED KEY, ACCURACY TOLERANCE N, W/O HOLDING BRAKE VIBRATION SEVERITY GRADE N, DIAPHRAGM SEAL (IP 64) | 12449 | TEM | 1 | MC | 106.005 | 1
1FT61346SB714AA1 | SIMOTICS S SYNCHRONOUS SERVOMOTOR, 1FT6 140 NM, 100 K, 1500 REV/MIN, SEPARATE VENTILATION; IM B5 (IM V1, IM V3) FOR POWER AND SIGNAL CONNECTOR OUTGOING CONNECTOR DIRECTION AXIAL DRIVE END INCREM. ENCODER, SIN/COS 1 VPP 2048 P/REV (ENCODER I-2048); WITH FITTED KEY, ACCURACY TOLERANCE N, W/O HOLDING BRAKE VIBRATION SEVERITY GRADE N, GAMMA SEALING RING (IP 65) | 12551 | TEM | 1 | MC | 106.005 | 1
1FT61346SB714AB1 | SIMOTICS S SYNCHRONOUS SERVOMOTOR, 1FT6 140 NM, 100 K, 1500 REV/MIN, SEPARATE VENTILATION; IM B5 (IM V1, IM V3) FOR POWER AND SIGNAL CONNECTOR OUTGOING CONNECTOR DIRECTION AXIAL DRIVE END INCREM. ENCODER, SIN/COS 1 VPP 2048 P/REV (ENCODER I-2048); WITH FITTED KEY, ACCURACY TOLERANCE N, W. HOLDING BRAKE VIBRATION SEVERITY GRADE N, GAMMA SEALING RING (IP 65) | 14272 | TEM | 1 | MC | 116.004 | 1
1FT61346SB714AG0 | SIMOTICS S SYNCHRONOUS SERVOMOTOR, 1FT6 140 NM, 100 K, 1500 REV/MIN, SEPARATE VENTILATION; IM B5 (IM V1, IM V3) FOR POWER AND SIGNAL CONNECTOR OUTGOING CONNECTOR DIRECTION AXIAL DRIVE END INCREM. ENCODER, SIN/COS 1 VPP 2048 P/REV (ENCODER I-2048); PLAIN SHAFT, ACCURACY TOLERANCE N, W/O HOLDING BRAKE VIBRATION SEVERITY GRADE N, DIAPHRAGM SEAL (IP 64) | 12449 | TEM | 1 | MC | 106.005 | 1
1FT61346SB714AG1 | SIMOTICS S SYNCHRONOUS SERVOMOTOR, 1FT6 140 NM, 100 K, 1500 REV/MIN, SEPARATE VENTILATION; IM B5 (IM V1, IM V3) FOR POWER AND SIGNAL CONNECTOR OUTGOING CONNECTOR DIRECTION AXIAL DRIVE END INCREM. ENCODER, SIN/COS 1 VPP 2048 P/REV (ENCODER I-2048); PLAIN SHAFT, ACCURACY TOLERANCE N, W/O HOLDING BRAKE VIBRATION SEVERITY GRADE N, GAMMA SEALING RING (IP 65) | 12551 | TEM | 1 | MC | 106.005 | 1
1FT61346SB714AH0 | SIMOTICS S SYNCHRONOUS SERVOMOTOR, 1FT6 140 NM, 100 K, 1500 REV/MIN, SEPARATE VENTILATION; IM B5 (IM V1, IM V3) FOR POWER AND SIGNAL CONNECTOR OUTGOING CONNECTOR DIRECTION AXIAL DRIVE END INCREM. ENCODER, SIN/COS 1 VPP 2048 P/REV (ENCODER I-2048); PLAIN SHAFT, ACCURACY TOLERANCE N, W. HOLDING BRAKE VIBRATION SEVERITY GRADE N, DIAPHRAGM SEAL (IP 64) | 14323 | TEM | 1 | MC | 116.004 | 1
1FT61346SB714DA0 | SIMOTICS S SYNCHRONOUS SERVOMOTOR, 1FT6 140 NM, 100 K, 1500 REV/MIN, SEPARATE VENTILATION; IM B5 (IM V1, IM V3) FOR POWER AND SIGNAL CONNECTOR OUTGOING CONNECTOR DIRECTION AXIAL DRIVE END INCREMENTAL ENCODER 2048 P/REV (ENCODER I-2048) WITH DRIVE-CLIQ INTERFACE; WITH FITTED KEY, ACCURACY TOLERANCE N, W/O HOLDING BRAKE VIBRATION SEVERITY GRADE N, DIAPHRAGM SEAL (IP 64) | 12814 | TEM | 1 | MC | 106.005 | 1
1FT61346SB714EH1 | SIMOTICS S SYNCHRONOUS SERVOMOTOR, 1FT6 140 NM, 100 K, 1500 REV/MIN, SEPARATE VENTILATION; IM B5 (IM V1, IM V3) FOR POWER AND SIGNAL CONNECTOR OUTGOING CONNECTOR DIRECTION AXIAL DRIVE END ABSOLUTE ENCODER ENDAT 2048 P/REV (ENCODER A-2048); PERFORMANCE REDUCTION BY 10% DUE TO ABSOLUTE ENCODER; PLAIN SHAFT, ACCURACY TOLERANCE N, W. HOLDING BRAKE VIBRATION SEVERITY GRADE N, GAMMA SEALING RING (IP 65) | 15232 | TEM | 1 | MC | 116.004 | 1
1FT61346SB714FA1 | SIMOTICS S SYNCHRONOUS SERVOMOTOR, 1FT6 140 NM, 100 K, 1500 REV/MIN, SEPARATE VENTILATION; IM B5 (IM V1, IM V3) FOR POWER AND SIGNAL CONNECTOR OUTGOING CONNECTOR DIRECTION AXIAL DRIVE END ABSOLUTE ENCODER 2048 P/REV (ENCODER A-2048) WITH DRIVE-CLIQ INTERFACE; PERFORMANCE REDUCTION BY 10% DUE TO ABSOLUTE ENCODER; WITH FITTED KEY, ACCURACY TOLERANCE N, W/O HOLDING BRAKE VIBRATION SEVERITY GRADE N, GAMMA SEALING RING (IP 65) | 13734 | TEM | 1 | MC | 106.005 | 1
1FT61346SB714FG0 | SIMOTICS S SYNCHRONOUS SERVOMOTOR, 1FT6 140 NM, 100 K, 1500 REV/MIN, SEPARATE VENTILATION; IM B5 (IM V1, IM V3) FOR POWER AND SIGNAL CONNECTOR OUTGOING CONNECTOR DIRECTION AXIAL DRIVE END ABSOLUTE ENCODER 2048 P/REV (ENCODER A-2048) WITH DRIVE-CLIQ INTERFACE; PERFORMANCE REDUCTION BY 10% DUE TO ABSOLUTE ENCODER; PLAIN SHAFT, ACCURACY TOLERANCE N, W/O HOLDING BRAKE VIBRATION SEVERITY GRADE N, DIAPHRAGM SEAL (IP 64) | 13632 | TEM | 1 | MC | 106.005 | 1
1FT61346SB714PA0 | SIMOTICS S SYNCHRONOUS SERVOMOTOR, 1FT6 140 NM, 100 K, 1500 REV/MIN, SEPARATE VENTILATION; IM B5 (IM V1, IM V3) FOR POWER AND SIGNAL CONNECTOR OUTGOING CONNECTOR DIRECTION AXIAL DRIVE END RESOLVER 2-POLE (RESOLVER P=1) WITH DRIVE-CLIQ INTERFACE; WITH FITTED KEY, ACCURACY TOLERANCE N, W/O HOLDING BRAKE VIBRATION SEVERITY GRADE N, DIAPHRAGM SEAL (IP 64) | 11715 | TEM | 1 | MC | 106.005 | 1
1FT61346SB714UA0 | SIMOTICS S SYNCHRONOUS SERVOMOTOR, 1FT6 140 NM, 100 K, 1500 REV/MIN, SEPARATE VENTILATION; IM B5 (IM V1, IM V3) FOR POWER AND SIGNAL CONNECTOR OUTGOING CONNECTOR DIRECTION AXIAL DRIVE END RESOLVER MULTI-POLE (RESOLVER P=3) WITH DRIVE-CLIQ INTERFACE; WITH FITTED KEY, ACCURACY TOLERANCE N, W/O HOLDING BRAKE VIBRATION SEVERITY GRADE N, DIAPHRAGM SEAL (IP 64) | 11715 | TEM | 1 | MC | 106.005 | 1
1FT61346SB714UB0 | SIMOTICS S SYNCHRONOUS SERVOMOTOR, 1FT6 140 NM, 100 K, 1500 REV/MIN, SEPARATE VENTILATION; IM B5 (IM V1, IM V3) FOR POWER AND SIGNAL CONNECTOR OUTGOING CONNECTOR DIRECTION AXIAL DRIVE END RESOLVER MULTI-POLE (RESOLVER P=3) WITH DRIVE-CLIQ INTERFACE; WITH FITTED KEY, ACCURACY TOLERANCE N, W. HOLDING BRAKE VIBRATION SEVERITY GRADE N, DIAPHRAGM SEAL (IP 64) | 13436 | TEM | 1 | MC | 116.004 | 1
1FT61346SB715DB0 | SIMOTICS S SYNCHRONOUS SERVOMOTOR, 1FT6 140 NM, 100 K, 1500 REV/MIN, SEPARATE VENTILATION; IM B5 (IM V1, IM V3) FOR CONNECT. OF TERMINAL BOX AND SIGNAL CONNECTOR, TERMINAL BOX TRAVERSE RIGHT INCREMENTAL ENCODER 2048 P/REV (ENCODER I-2048) WITH DRIVE-CLIQ INTERFACE; WITH FITTED KEY, ACCURACY TOLERANCE N, W. HOLDING BRAKE VIBRATION SEVERITY GRADE N, DIAPHRAGM SEAL (IP 64) | 14534 | TEM | 1 | MC | 116.503 | 1
1FT61346SB715FA0 | SIMOTICS S SYNCHRONOUS SERVOMOTOR, 1FT6 140 NM, 100 K, 1500 REV/MIN, SEPARATE VENTILATION; IM B5 (IM V1, IM V3) FOR CONNECT. OF TERMINAL BOX AND SIGNAL CONNECTOR, TERMINAL BOX TRAVERSE RIGHT ABSOLUTE ENCODER 2048 P/REV (ENCODER A-2048) WITH DRIVE-CLIQ INTERFACE; PERFORMANCE REDUCTION BY 10% DUE TO ABSOLUTE ENCODER; WITH FITTED KEY, ACCURACY TOLERANCE N, W/O HOLDING BRAKE VIBRATION SEVERITY GRADE N, DIAPHRAGM SEAL (IP 64) | 13632 | TEM | 1 | MC | 106.504 | 1
1FT61346SB715FG0 | SIMOTICS S SYNCHRONOUS SERVOMOTOR, 1FT6 140 NM, 100 K, 1500 REV/MIN, SEPARATE VENTILATION; IM B5 (IM V1, IM V3) FOR CONNECT. OF TERMINAL BOX AND SIGNAL CONNECTOR, TERMINAL BOX TRAVERSE RIGHT ABSOLUTE ENCODER 2048 P/REV (ENCODER A-2048) WITH DRIVE-CLIQ INTERFACE; PERFORMANCE REDUCTION BY 10% DUE TO ABSOLUTE ENCODER; PLAIN SHAFT, ACCURACY TOLERANCE N, W/O HOLDING BRAKE VIBRATION SEVERITY GRADE N, DIAPHRAGM SEAL (IP 64) | 13632 | TEM | 1 | MC | 106.504 | 1
1FT61346SB715TA0 | SIMOTICS S SYNCHRONOUS SERVOMOTOR, 1FT6 140 NM, 100 K, 1500 REV/MIN, SEPARATE VENTILATION; IM B5 (IM V1, IM V3) FOR CONNECT. OF TERMINAL BOX AND SIGNAL CONNECTOR, TERMINAL BOX TRAVERSE RIGHT RESOLVER 2-POLE (RESOLVER P=1); WITH FITTED KEY, ACCURACY TOLERANCE N, W/O HOLDING BRAKE VIBRATION SEVERITY GRADE N, DIAPHRAGM SEAL (IP 64) | 11354 | TEM | 1 | MC | 106.504 | 1
1FT61346SB716DA0 | SIMOTICS S SYNCHRONOUS SERVOMOTOR, 1FT6 140 NM, 100 K, 1500 REV/MIN, SEPARATE VENTILATION; IM B5 (IM V1, IM V3) FOR CONNECT. OF TERMINAL BOX AND SIGNAL CONNECTOR, TERMINAL BOX TRAVERSE LEFT INCREMENTAL ENCODER 2048 P/REV (ENCODER I-2048) WITH DRIVE-CLIQ INTERFACE; WITH FITTED KEY, ACCURACY TOLERANCE N, W/O HOLDING BRAKE VIBRATION SEVERITY GRADE N, DIAPHRAGM SEAL (IP 64) | 12814 | TEM | 1 | MC | 106.504 | 1
1FT61346SC711AA0 | SIMOTICS S SYNCHRONOUS SERVOMOTOR 1FT6 140 NM, 100 K, 2000 RPM SEPARATE VENTILATION; IM B5 (IM V1, IM V3) FOR POWER AND SIGNAL CONNECTOR OUTGOING CONNECTOR DIRECTION TRAVERSE RIGHT INCREM. ENCODER, SIN/COS 1 VPP 2048 P/REV (ENCODER I-2048); WITH FITTED KEY, ACCURACY TOLERANCE N, W/O HOLDING BRAKE VIBRATION SEVERITY GRADE N, DIAPHRAGM SEAL (IP 64) | 12449 | TEM | 1 | MC | 106.005 | 1
1FT61346SC711AA1 | SIMOTICS S SYNCHRONOUS SERVOMOTOR 1FT6 140 NM, 100 K, 2000 RPM SEPARATE VENTILATION; IM B5 (IM V1, IM V3) FOR POWER AND SIGNAL CONNECTOR OUTGOING CONNECTOR DIRECTION TRAVERSE RIGHT INCREM. ENCODER, SIN/COS 1 VPP 2048 P/REV (ENCODER I-2048); WITH FITTED KEY, ACCURACY TOLERANCE N, W/O HOLDING BRAKE VIBRATION SEVERITY GRADE N, GAMMA SEALING RING (IP 65) | 12551 | TEM | 1 | MC | 106.005 | 1
1FT61346SC711AA2 | SIMOTICS S SYNCHRONOUS SERVOMOTOR 1FT6 140 NM, 100 K, 2000 RPM SEPARATE VENTILATION; IM B5 (IM V1, IM V3) FOR POWER AND SIGNAL CONNECTOR OUTGOING CONNECTOR DIRECTION TRAVERSE RIGHT INCREM. ENCODER, SIN/COS 1 VPP 2048 P/REV (ENCODER I-2048); WITH FITTED KEY, ACCURACY TOLERANCE N, W/O HOLDING BRAKE VIBRATION SEVERITY GRADE N, ROTARY SHAFT SEAL (IP 67) | 12637 | TEM | 1 | MC | 106.005 | 1
1FT61346SC711AB0 | SIMOTICS S SYNCHRONOUS SERVOMOTOR 1FT6 140 NM, 100 K, 2000 RPM SEPARATE VENTILATION; IM B5 (IM V1, IM V3) FOR POWER AND SIGNAL CONNECTOR OUTGOING CONNECTOR DIRECTION TRAVERSE RIGHT INCREM. ENCODER, SIN/COS 1 VPP 2048 P/REV (ENCODER I-2048); WITH FITTED KEY, ACCURACY TOLERANCE N, W. HOLDING BRAKE VIBRATION SEVERITY GRADE N, DIAPHRAGM SEAL (IP 64) | 14170 | TEM | 1 | MC | 116.004 | 1
1FT61346SC711AB1 | SIMOTICS S SYNCHRONOUS SERVOMOTOR 1FT6 140 NM, 100 K, 2000 RPM SEPARATE VENTILATION; IM B5 (IM V1, IM V3) FOR POWER AND SIGNAL CONNECTOR OUTGOING CONNECTOR DIRECTION TRAVERSE RIGHT INCREM. ENCODER, SIN/COS 1 VPP 2048 P/REV (ENCODER I-2048); WITH FITTED KEY, ACCURACY TOLERANCE N, W. HOLDING BRAKE VIBRATION SEVERITY GRADE N, GAMMA SEALING RING (IP 65) | 14272 | TEM | 1 | MC | 116.004 | 1
1FT61346SC711AG0 | SIMOTICS S SYNCHRONOUS SERVOMOTOR 1FT6 140 NM, 100 K, 2000 RPM SEPARATE VENTILATION; IM B5 (IM V1, IM V3) FOR POWER AND SIGNAL CONNECTOR OUTGOING CONNECTOR DIRECTION TRAVERSE RIGHT INCREM. ENCODER, SIN/COS 1 VPP 2048 P/REV (ENCODER I-2048); PLAIN SHAFT, ACCURACY TOLERANCE N, W/O HOLDING BRAKE VIBRATION SEVERITY GRADE N, DIAPHRAGM SEAL (IP 64) | 12449 | TEM | 1 | MC | 106.005 | 1
1FT61346SC711AG1 | SIMOTICS S SYNCHRONOUS SERVOMOTOR 1FT6 140 NM, 100 K, 2000 RPM SEPARATE VENTILATION; IM B5 (IM V1, IM V3) FOR POWER AND SIGNAL CONNECTOR OUTGOING CONNECTOR DIRECTION TRAVERSE RIGHT INCREM. ENCODER, SIN/COS 1 VPP 2048 P/REV (ENCODER I-2048); PLAIN SHAFT, ACCURACY TOLERANCE N, W/O HOLDING BRAKE VIBRATION SEVERITY GRADE N, GAMMA SEALING RING (IP 65) | 12551 | TEM | 1 | MC | 106.005 | 1
1FT61346SC711AH0 | SIMOTICS S SYNCHRONOUS SERVOMOTOR 1FT6 140 NM, 100 K, 2000 RPM SEPARATE VENTILATION; IM B5 (IM V1, IM V3) FOR POWER AND SIGNAL CONNECTOR OUTGOING CONNECTOR DIRECTION TRAVERSE RIGHT INCREM. ENCODER, SIN/COS 1 VPP 2048 P/REV (ENCODER I-2048); PLAIN SHAFT, ACCURACY TOLERANCE N, W. HOLDING BRAKE VIBRATION SEVERITY GRADE N, DIAPHRAGM SEAL (IP 64) | 14323 | TEM | 1 | MC | 116.004 | 1
1FT61346SC711AH1 | SIMOTICS S SYNCHRONOUS SERVOMOTOR 1FT6 140 NM, 100 K, 2000 RPM SEPARATE VENTILATION; IM B5 (IM V1, IM V3) FOR POWER AND SIGNAL CONNECTOR OUTGOING CONNECTOR DIRECTION TRAVERSE RIGHT INCREM. ENCODER, SIN/COS 1 VPP 2048 P/REV (ENCODER I-2048); PLAIN SHAFT, ACCURACY TOLERANCE N, W. HOLDING BRAKE VIBRATION SEVERITY GRADE N, GAMMA SEALING RING (IP 65) | 14425 | TEM | 1 | MC | 116.004 | 1
1FT61346SC711AH2 | SIMOTICS S SYNCHRONOUS SERVOMOTOR 1FT6 140 NM, 100 K, 2000 RPM SEPARATE VENTILATION; IM B5 (IM V1, IM V3) FOR POWER AND SIGNAL CONNECTOR OUTGOING CONNECTOR DIRECTION TRAVERSE RIGHT INCREM. ENCODER, SIN/COS 1 VPP 2048 P/REV (ENCODER I-2048); PLAIN SHAFT, ACCURACY TOLERANCE N, W. HOLDING BRAKE VIBRATION SEVERITY GRADE N, ROTARY SHAFT SEAL (IP 67) | 14511 | TEM | 1 | MC | 116.004 | 1
1FT61346SC711AK3 | SIMOTICS S SYNCHRONOUS SERVOMOTOR 1FT6 140 NM, 100 K, 2000 RPM SEPARATE VENTILATION; IM B5 (IM V1, IM V3) FOR POWER AND SIGNAL CONNECTOR OUTGOING CONNECTOR DIRECTION TRAVERSE RIGHT INCREM. ENCODER, SIN/COS 1 VPP 2048 P/REV (ENCODER I-2048); PLAIN SHAFT, ACCURACY TOLERANCE R, W/O HOLDING BRAKE VIBRATION SEVERITY GRADE R, DIAPHRAGM SEAL (IP 64) | 12988 | TEM | 1 | MC | 106.005 | 1
1FT61346SC711AK5 | SIMOTICS S SYNCHRONOUS SERVOMOTOR 1FT6 140 NM, 100 K, 2000 RPM SEPARATE VENTILATION; IM B5 (IM V1, IM V3) FOR POWER AND SIGNAL CONNECTOR OUTGOING CONNECTOR DIRECTION TRAVERSE RIGHT INCREM. ENCODER, SIN/COS 1 VPP 2048 P/REV (ENCODER I-2048); PLAIN SHAFT, ACCURACY TOLERANCE R, W/O HOLDING BRAKE VIBRATION SEVERITY GRADE R, ROTARY SHAFT SEAL (IP 67) | 13161 | TEM | 1 | MC | 106.005 | 1
1FT61346SC711AL3 | SIMOTICS S SYNCHRONOUS SERVOMOTOR 1FT6 140 NM, 100 K, 2000 RPM SEPARATE VENTILATION; IM B5 (IM V1, IM V3) FOR POWER AND SIGNAL CONNECTOR OUTGOING CONNECTOR DIRECTION TRAVERSE RIGHT INCREM. ENCODER, SIN/COS 1 VPP 2048 P/REV (ENCODER I-2048); PLAIN SHAFT, ACCURACY TOLERANCE R, W. HOLDING BRAKE VIBRATION SEVERITY GRADE R, DIAPHRAGM SEAL (IP 64) | 14713 | TEM | 1 | MC | 116.004 | 1
1FT61346SC711DA0 | SIMOTICS S SYNCHRONOUS SERVOMOTOR 1FT6 140 NM, 100 K, 2000 RPM SEPARATE VENTILATION; IM B5 (IM V1, IM V3) FOR POWER AND SIGNAL CONNECTOR OUTGOING CONNECTOR DIRECTION TRAVERSE RIGHT INCREMENTAL ENCODER 2048 P/REV (ENCODER I-2048) WITH DRIVE-CLIQ INTERFACE; WITH FITTED KEY, ACCURACY TOLERANCE N, W/O HOLDING BRAKE VIBRATION SEVERITY GRADE N, DIAPHRAGM SEAL (IP 64) | 12814 | TEM | 1 | MC | 106.005 | 1
1FT61346SC711DB0 | SIMOTICS S SYNCHRONOUS SERVOMOTOR 1FT6 140 NM, 100 K, 2000 RPM SEPARATE VENTILATION; IM B5 (IM V1, IM V3) FOR POWER AND SIGNAL CONNECTOR OUTGOING CONNECTOR DIRECTION TRAVERSE RIGHT INCREMENTAL ENCODER 2048 P/REV (ENCODER I-2048) WITH DRIVE-CLIQ INTERFACE; WITH FITTED KEY, ACCURACY TOLERANCE N, W. HOLDING BRAKE VIBRATION SEVERITY GRADE N, DIAPHRAGM SEAL (IP 64) | 14534 | TEM | 1 | MC | 116.004 | 1
1FT61346SC711DD3 | SIMOTICS S SYNCHRONOUS SERVOMOTOR 1FT6 140 NM, 100 K, 2000 RPM SEPARATE VENTILATION; IM B5 (IM V1, IM V3) FOR POWER AND SIGNAL CONNECTOR OUTGOING CONNECTOR DIRECTION TRAVERSE RIGHT INCREMENTAL ENCODER 2048 P/REV (ENCODER I-2048) WITH DRIVE-CLIQ INTERFACE; WITH FITTED KEY, ACCURACY TOLERANCE R, W/O HOLDING BRAKE VIBRATION SEVERITY GRADE R, DIAPHRAGM SEAL (IP 64) | 13217 | TEM | 1 | MC | 106.005 | 1
1FT61346SC711DG0 | SIMOTICS S SYNCHRONOUS SERVOMOTOR 1FT6 140 NM, 100 K, 2000 RPM SEPARATE VENTILATION; IM B5 (IM V1, IM V3) FOR POWER AND SIGNAL CONNECTOR OUTGOING CONNECTOR DIRECTION TRAVERSE RIGHT INCREMENTAL ENCODER 2048 P/REV (ENCODER I-2048) WITH DRIVE-CLIQ INTERFACE; PLAIN SHAFT, ACCURACY TOLERANCE N, W/O HOLDING BRAKE VIBRATION SEVERITY GRADE N, DIAPHRAGM SEAL (IP 64) | 12814 | TEM | 1 | MC | 106.005 | 1
1FT61346SC711DG1 | SIMOTICS S SYNCHRONOUS SERVOMOTOR 1FT6 140 NM, 100 K, 2000 RPM SEPARATE VENTILATION; IM B5 (IM V1, IM V3) FOR POWER AND SIGNAL CONNECTOR OUTGOING CONNECTOR DIRECTION TRAVERSE RIGHT INCREMENTAL ENCODER 2048 P/REV (ENCODER I-2048) WITH DRIVE-CLIQ INTERFACE; PLAIN SHAFT, ACCURACY TOLERANCE N, W/O HOLDING BRAKE VIBRATION SEVERITY GRADE N, GAMMA SEALING RING (IP 65) | 12916 | TEM | 1 | MC | 106.005 | 1
1FT61346SC711DH0 | SIMOTICS S SYNCHRONOUS SERVOMOTOR 1FT6 140 NM, 100 K, 2000 RPM SEPARATE VENTILATION; IM B5 (IM V1, IM V3) FOR POWER AND SIGNAL CONNECTOR OUTGOING CONNECTOR DIRECTION TRAVERSE RIGHT INCREMENTAL ENCODER 2048 P/REV (ENCODER I-2048) WITH DRIVE-CLIQ INTERFACE; PLAIN SHAFT, ACCURACY TOLERANCE N, W. HOLDING BRAKE VIBRATION SEVERITY GRADE N, DIAPHRAGM SEAL (IP 64) | 14688 | TEM | 1 | MC | 116.004 | 1
1FT61346SC711DH1 | SIMOTICS S SYNCHRONOUS SERVOMOTOR 1FT6 140 NM, 100 K, 2000 RPM SEPARATE VENTILATION; IM B5 (IM V1, IM V3) FOR POWER AND SIGNAL CONNECTOR OUTGOING CONNECTOR DIRECTION TRAVERSE RIGHT INCREMENTAL ENCODER 2048 P/REV (ENCODER I-2048) WITH DRIVE-CLIQ INTERFACE; PLAIN SHAFT, ACCURACY TOLERANCE N, W. HOLDING BRAKE VIBRATION SEVERITY GRADE N, GAMMA SEALING RING (IP 65) | 14790 | TEM | 1 | MC | 116.004 | 1
1FT61346SC711EA0 | SIMOTICS S SYNCHRONOUS SERVOMOTOR 1FT6 140 NM, 100 K, 2000 RPM SEPARATE VENTILATION; IM B5 (IM V1, IM V3) FOR POWER AND SIGNAL CONNECTOR OUTGOING CONNECTOR DIRECTION TRAVERSE RIGHT ABSOLUTE ENCODER ENDAT 2048 P/REV (ENCODER A-2048); PERFORMANCE REDUCTION BY 10% DUE TO ABSOLUTE ENCODER; WITH FITTED KEY, ACCURACY TOLERANCE N, W/O HOLDING BRAKE VIBRATION SEVERITY GRADE N, DIAPHRAGM SEAL (IP 64) | 13256 | TEM | 1 | MC | 106.005 | 1
1FT61346SC711EA1 | SIMOTICS S SYNCHRONOUS SERVOMOTOR 1FT6 140 NM, 100 K, 2000 RPM SEPARATE VENTILATION; IM B5 (IM V1, IM V3) FOR POWER AND SIGNAL CONNECTOR OUTGOING CONNECTOR DIRECTION TRAVERSE RIGHT ABSOLUTE ENCODER ENDAT 2048 P/REV (ENCODER A-2048); PERFORMANCE REDUCTION BY 10% DUE TO ABSOLUTE ENCODER; WITH FITTED KEY, ACCURACY TOLERANCE N, W/O HOLDING BRAKE VIBRATION SEVERITY GRADE N, GAMMA SEALING RING (IP 65) | 13358 | TEM | 1 | MC | 106.005 | 1
1FT61346SC711EB0 | SIMOTICS S SYNCHRONOUS SERVOMOTOR 1FT6 140 NM, 100 K, 2000 RPM SEPARATE VENTILATION; IM B5 (IM V1, IM V3) FOR POWER AND SIGNAL CONNECTOR OUTGOING CONNECTOR DIRECTION TRAVERSE RIGHT ABSOLUTE ENCODER ENDAT 2048 P/REV (ENCODER A-2048); PERFORMANCE REDUCTION BY 10% DUE TO ABSOLUTE ENCODER; WITH FITTED KEY, ACCURACY TOLERANCE N, W. HOLDING BRAKE VIBRATION SEVERITY GRADE N, DIAPHRAGM SEAL (IP 64) | 14977 | TEM | 1 | MC | 116.004 | 1
1FT61346SC711EB1 | SIMOTICS S SYNCHRONOUS SERVOMOTOR 1FT6 140 NM, 100 K, 2000 RPM SEPARATE VENTILATION; IM B5 (IM V1, IM V3) FOR POWER AND SIGNAL CONNECTOR OUTGOING CONNECTOR DIRECTION TRAVERSE RIGHT ABSOLUTE ENCODER ENDAT 2048 P/REV (ENCODER A-2048); PERFORMANCE REDUCTION BY 10% DUE TO ABSOLUTE ENCODER; WITH FITTED KEY, ACCURACY TOLERANCE N, W. HOLDING BRAKE VIBRATION SEVERITY GRADE N, GAMMA SEALING RING (IP 65) | 15079 | TEM | 1 | MC | 116.004 | 1
1FT61346SC711ED0 | SIMOTICS S SYNCHRONOUS SERVOMOTOR 1FT6 140 NM, 100 K, 2000 RPM SEPARATE VENTILATION; IM B5 (IM V1, IM V3) FOR POWER AND SIGNAL CONNECTOR OUTGOING CONNECTOR DIRECTION TRAVERSE RIGHT ABSOLUTE ENCODER ENDAT 2048 P/REV (ENCODER A-2048); PERFORMANCE REDUCTION BY 10% DUE TO ABSOLUTE ENCODER; WITH FITTED KEY, ACCURACY TOLERANCE R, W/O HOLDING BRAKE VIBRATION SEVERITY GRADE N, DIAPHRAGM SEAL (IP 64) | 13491 | TEM | 1 | MC | 106.005 | 1
1FT61346SC711ED3 | SIMOTICS S SYNCHRONOUS SERVOMOTOR 1FT6 140 NM, 100 K, 2000 RPM SEPARATE VENTILATION; IM B5 (IM V1, IM V3) FOR POWER AND SIGNAL CONNECTOR OUTGOING CONNECTOR DIRECTION TRAVERSE RIGHT ABSOLUTE ENCODER ENDAT 2048 P/REV (ENCODER A-2048); PERFORMANCE REDUCTION BY 10% DUE TO ABSOLUTE ENCODER; WITH FITTED KEY, ACCURACY TOLERANCE R, W/O HOLDING BRAKE VIBRATION SEVERITY GRADE R, DIAPHRAGM SEAL (IP 64) | 13660 | TEM | 1 | MC | 106.005 | 1
1FT61346SC711EG0 | SIMOTICS S SYNCHRONOUS SERVOMOTOR 1FT6 140 NM, 100 K, 2000 RPM SEPARATE VENTILATION; IM B5 (IM V1, IM V3) FOR POWER AND SIGNAL CONNECTOR OUTGOING CONNECTOR DIRECTION TRAVERSE RIGHT ABSOLUTE ENCODER ENDAT 2048 P/REV (ENCODER A-2048); PERFORMANCE REDUCTION BY 10% DUE TO ABSOLUTE ENCODER; PLAIN SHAFT, ACCURACY TOLERANCE N, W/O HOLDING BRAKE VIBRATION SEVERITY GRADE N, DIAPHRAGM SEAL (IP 64) | 13256 | TEM | 1 | MC | 106.005 | 1
1FT61346SC711EG1 | SIMOTICS S SYNCHRONOUS SERVOMOTOR 1FT6 140 NM, 100 K, 2000 RPM SEPARATE VENTILATION; IM B5 (IM V1, IM V3) FOR POWER AND SIGNAL CONNECTOR OUTGOING CONNECTOR DIRECTION TRAVERSE RIGHT ABSOLUTE ENCODER ENDAT 2048 P/REV (ENCODER A-2048); PERFORMANCE REDUCTION BY 10% DUE TO ABSOLUTE ENCODER; PLAIN SHAFT, ACCURACY TOLERANCE N, W/O HOLDING BRAKE VIBRATION SEVERITY GRADE N, GAMMA SEALING RING (IP 65) | 13358 | TEM | 1 | MC | 106.005 | 1
1FT61346SC711EH0 | SIMOTICS S SYNCHRONOUS SERVOMOTOR 1FT6 140 NM, 100 K, 2000 RPM SEPARATE VENTILATION; IM B5 (IM V1, IM V3) FOR POWER AND SIGNAL CONNECTOR OUTGOING CONNECTOR DIRECTION TRAVERSE RIGHT ABSOLUTE ENCODER ENDAT 2048 P/REV (ENCODER A-2048); PERFORMANCE REDUCTION BY 10% DUE TO ABSOLUTE ENCODER; PLAIN SHAFT, ACCURACY TOLERANCE N, W. HOLDING BRAKE VIBRATION SEVERITY GRADE N, DIAPHRAGM SEAL (IP 64) | 15130 | TEM | 1 | MC | 116.004 | 1
1FT61346SC711EH1 | SIMOTICS S SYNCHRONOUS SERVOMOTOR 1FT6 140 NM, 100 K, 2000 RPM SEPARATE VENTILATION; IM B5 (IM V1, IM V3) FOR POWER AND SIGNAL CONNECTOR OUTGOING CONNECTOR DIRECTION TRAVERSE RIGHT ABSOLUTE ENCODER ENDAT 2048 P/REV (ENCODER A-2048); PERFORMANCE REDUCTION BY 10% DUE TO ABSOLUTE ENCODER; PLAIN SHAFT, ACCURACY TOLERANCE N, W. HOLDING BRAKE VIBRATION SEVERITY GRADE N, GAMMA SEALING RING (IP 65) | 15232 | TEM | 1 | MC | 116.004 | 1
1FT61346SC711EK3 | SIMOTICS S SYNCHRONOUS SERVOMOTOR 1FT6 140 NM, 100 K, 2000 RPM SEPARATE VENTILATION; IM B5 (IM V1, IM V3) FOR POWER AND SIGNAL CONNECTOR OUTGOING CONNECTOR DIRECTION TRAVERSE RIGHT ABSOLUTE ENCODER ENDAT 2048 P/REV (ENCODER A-2048); PERFORMANCE REDUCTION BY 10% DUE TO ABSOLUTE ENCODER; PLAIN SHAFT, ACCURACY TOLERANCE R, W/O HOLDING BRAKE VIBRATION SEVERITY GRADE R, DIAPHRAGM SEAL (IP 64) | 13795 | TEM | 1 | MC | 106.005 | 1
1FT61346SC711EK5 | SIMOTICS S SYNCHRONOUS SERVOMOTOR 1FT6 140 NM, 100 K, 2000 RPM SEPARATE VENTILATION; IM B5 (IM V1, IM V3) FOR POWER AND SIGNAL CONNECTOR OUTGOING CONNECTOR DIRECTION TRAVERSE RIGHT ABSOLUTE ENCODER ENDAT 2048 P/REV (ENCODER A-2048); PERFORMANCE REDUCTION BY 10% DUE TO ABSOLUTE ENCODER; PLAIN SHAFT, ACCURACY TOLERANCE R, W/O HOLDING BRAKE VIBRATION SEVERITY GRADE R, ROTARY SHAFT SEAL (IP 67) | 13969 | TEM | 1 | MC | 106.005 | 1
1FT61346SC711FA0 | SIMOTICS S SYNCHRONOUS SERVOMOTOR 1FT6 140 NM, 100 K, 2000 RPM SEPARATE VENTILATION; IM B5 (IM V1, IM V3) FOR POWER AND SIGNAL CONNECTOR OUTGOING CONNECTOR DIRECTION TRAVERSE RIGHT ABSOLUTE ENCODER 2048 P/REV (ENCODER A-2048) WITH DRIVE-CLIQ INTERFACE; PERFORMANCE REDUCTION BY 10% DUE TO ABSOLUTE ENCODER; WITH FITTED KEY, ACCURACY TOLERANCE N, W/O HOLDING BRAKE VIBRATION SEVERITY GRADE N, DIAPHRAGM SEAL (IP 64) | 13632 | TEM | 1 | MC | 106.005 | 1
1FT61346SC711FA1 | SIMOTICS S SYNCHRONOUS SERVOMOTOR 1FT6 140 NM, 100 K, 2000 RPM SEPARATE VENTILATION; IM B5 (IM V1, IM V3) FOR POWER AND SIGNAL CONNECTOR OUTGOING CONNECTOR DIRECTION TRAVERSE RIGHT ABSOLUTE ENCODER 2048 P/REV (ENCODER A-2048) WITH DRIVE-CLIQ INTERFACE; PERFORMANCE REDUCTION BY 10% DUE TO ABSOLUTE ENCODER; WITH FITTED KEY, ACCURACY TOLERANCE N, W/O HOLDING BRAKE VIBRATION SEVERITY GRADE N, GAMMA SEALING RING (IP 65) | 13734 | TEM | 1 | MC | 106.005 | 1
1FT61346SC711FB1 | SIMOTICS S SYNCHRONOUS SERVOMOTOR 1FT6 140 NM, 100 K, 2000 RPM SEPARATE VENTILATION; IM B5 (IM V1, IM V3) FOR POWER AND SIGNAL CONNECTOR OUTGOING CONNECTOR DIRECTION TRAVERSE RIGHT ABSOLUTE ENCODER 2048 P/REV (ENCODER A-2048) WITH DRIVE-CLIQ INTERFACE; PERFORMANCE REDUCTION BY 10% DUE TO ABSOLUTE ENCODER; WITH FITTED KEY, ACCURACY TOLERANCE N, W. HOLDING BRAKE VIBRATION SEVERITY GRADE N, GAMMA SEALING RING (IP 65) | 15455 | TEM | 1 | MC | 116.004 | 1
1FT61346SC711FG0 | SIMOTICS S SYNCHRONOUS SERVOMOTOR 1FT6 140 NM, 100 K, 2000 RPM SEPARATE VENTILATION; IM B5 (IM V1, IM V3) FOR POWER AND SIGNAL CONNECTOR OUTGOING CONNECTOR DIRECTION TRAVERSE RIGHT ABSOLUTE ENCODER 2048 P/REV (ENCODER A-2048) WITH DRIVE-CLIQ INTERFACE; PERFORMANCE REDUCTION BY 10% DUE TO ABSOLUTE ENCODER; PLAIN SHAFT, ACCURACY TOLERANCE N, W/O HOLDING BRAKE VIBRATION SEVERITY GRADE N, DIAPHRAGM SEAL (IP 64) | 13632 | TEM | 1 | MC | 106.005 | 1
1FT61346SC711PA0 | SIMOTICS S SYNCHRONOUS SERVOMOTOR 1FT6 140 NM, 100 K, 2000 RPM SEPARATE VENTILATION; IM B5 (IM V1, IM V3) FOR POWER AND SIGNAL CONNECTOR OUTGOING CONNECTOR DIRECTION TRAVERSE RIGHT RESOLVER 2-POLE (RESOLVER P=1) WITH DRIVE-CLIQ INTERFACE; WITH FITTED KEY, ACCURACY TOLERANCE N, W/O HOLDING BRAKE VIBRATION SEVERITY GRADE N, DIAPHRAGM SEAL (IP 64) | 11715 | TEM | 1 | MC | 106.005 | 1
1FT61346SC711SA0 | SIMOTICS S SYNCHRONOUS SERVOMOTOR 1FT6 140 NM, 100 K, 2000 RPM SEPARATE VENTILATION; IM B5 (IM V1, IM V3) FOR POWER AND SIGNAL CONNECTOR OUTGOING CONNECTOR DIRECTION TRAVERSE RIGHT RESOLVER MULTI-POLE (RESOLVER P=3); WITH FITTED KEY, ACCURACY TOLERANCE N, W/O HOLDING BRAKE VIBRATION SEVERITY GRADE N, DIAPHRAGM SEAL (IP 64) | 11350 | TEM | 1 | MC | 106.005 | 1
1FT61346SC711SB0 | SIMOTICS S SYNCHRONOUS SERVOMOTOR 1FT6 140 NM, 100 K, 2000 RPM SEPARATE VENTILATION; IM B5 (IM V1, IM V3) FOR POWER AND SIGNAL CONNECTOR OUTGOING CONNECTOR DIRECTION TRAVERSE RIGHT RESOLVER MULTI-POLE (RESOLVER P=3); WITH FITTED KEY, ACCURACY TOLERANCE N, W. HOLDING BRAKE VIBRATION SEVERITY GRADE N, DIAPHRAGM SEAL (IP 64) | 13070 | TEM | 1 | MC | 116.004 | 1
1FT61346SC711SG0 | SIMOTICS S SYNCHRONOUS SERVOMOTOR 1FT6 140 NM, 100 K, 2000 RPM SEPARATE VENTILATION; IM B5 (IM V1, IM V3) FOR POWER AND SIGNAL CONNECTOR OUTGOING CONNECTOR DIRECTION TRAVERSE RIGHT RESOLVER MULTI-POLE (RESOLVER P=3); PLAIN SHAFT, ACCURACY TOLERANCE N, W/O HOLDING BRAKE VIBRATION SEVERITY GRADE N, DIAPHRAGM SEAL (IP 64) | 11350 | TEM | 1 | MC | 106.005 | 1
1FT61346SC711SG1 | SIMOTICS S SYNCHRONOUS SERVOMOTOR 1FT6 140 NM, 100 K, 2000 RPM SEPARATE VENTILATION; IM B5 (IM V1, IM V3) FOR POWER AND SIGNAL CONNECTOR OUTGOING CONNECTOR DIRECTION TRAVERSE RIGHT RESOLVER MULTI-POLE (RESOLVER P=3); PLAIN SHAFT, ACCURACY TOLERANCE N, W/O HOLDING BRAKE VIBRATION SEVERITY GRADE N, GAMMA SEALING RING (IP 65) | 11452 | TEM | 1 | MC | 106.005 | 1
1FT61346SC711TA0 | SIMOTICS S SYNCHRONOUS SERVOMOTOR 1FT6 140 NM, 100 K, 2000 RPM SEPARATE VENTILATION; IM B5 (IM V1, IM V3) FOR POWER AND SIGNAL CONNECTOR OUTGOING CONNECTOR DIRECTION TRAVERSE RIGHT RESOLVER 2-POLE (RESOLVER P=1); WITH FITTED KEY, ACCURACY TOLERANCE N, W/O HOLDING BRAKE VIBRATION SEVERITY GRADE N, DIAPHRAGM SEAL (IP 64) | 11354 | TEM | 1 | MC | 106.005 | 1
1FT61346SC711TG0 | SIMOTICS S SYNCHRONOUS SERVOMOTOR 1FT6 140 NM, 100 K, 2000 RPM SEPARATE VENTILATION; IM B5 (IM V1, IM V3) FOR POWER AND SIGNAL CONNECTOR OUTGOING CONNECTOR DIRECTION TRAVERSE RIGHT RESOLVER 2-POLE (RESOLVER P=1); PLAIN SHAFT, ACCURACY TOLERANCE N, W/O HOLDING BRAKE VIBRATION SEVERITY GRADE N, DIAPHRAGM SEAL (IP 64) | 11354 | TEM | 1 | MC | 106.005 | 1
1FT61346SC711TH0 | SIMOTICS S SYNCHRONOUS SERVOMOTOR 1FT6 140 NM, 100 K, 2000 RPM SEPARATE VENTILATION; IM B5 (IM V1, IM V3) FOR POWER AND SIGNAL CONNECTOR OUTGOING CONNECTOR DIRECTION TRAVERSE RIGHT RESOLVER 2-POLE (RESOLVER P=1); PLAIN SHAFT, ACCURACY TOLERANCE N, W. HOLDING BRAKE VIBRATION SEVERITY GRADE N, DIAPHRAGM SEAL (IP 64) | 13228 | TEM | 1 | MC | 116.004 | 1
1FT61346SC711UA0 | SIMOTICS S SYNCHRONOUS SERVOMOTOR 1FT6 140 NM, 100 K, 2000 RPM SEPARATE VENTILATION; IM B5 (IM V1, IM V3) FOR POWER AND SIGNAL CONNECTOR OUTGOING CONNECTOR DIRECTION TRAVERSE RIGHT RESOLVER MULTI-POLE (RESOLVER P=3) WITH DRIVE-CLIQ INTERFACE; WITH FITTED KEY, ACCURACY TOLERANCE N, W/O HOLDING BRAKE VIBRATION SEVERITY GRADE N, DIAPHRAGM SEAL (IP 64) | 11715 | TEM | 1 | MC | 106.005 | 1
1FT61346SC712AA0 | SIMOTICS S SYNCHRONOUS SERVOMOTOR 1FT6 140 NM, 100 K, 2000 RPM SEPARATE VENTILATION; IM B5 (IM V1, IM V3) FOR POWER AND SIGNAL CONNECTOR OUTGOING CONNECTOR DIRECTION TRAVERSE LEFT INCREM. ENCODER, SIN/COS 1 VPP 2048 P/REV (ENCODER I-2048); WITH FITTED KEY, ACCURACY TOLERANCE N, W/O HOLDING BRAKE VIBRATION SEVERITY GRADE N, DIAPHRAGM SEAL (IP 64) | 12449 | TEM | 1 | MC | 106.005 | 1
1FT61346SC712AB1 | SIMOTICS S SYNCHRONOUS SERVOMOTOR 1FT6 140 NM, 100 K, 2000 RPM SEPARATE VENTILATION; IM B5 (IM V1, IM V3) FOR POWER AND SIGNAL CONNECTOR OUTGOING CONNECTOR DIRECTION TRAVERSE LEFT INCREM. ENCODER, SIN/COS 1 VPP 2048 P/REV (ENCODER I-2048); WITH FITTED KEY, ACCURACY TOLERANCE N, W. HOLDING BRAKE VIBRATION SEVERITY GRADE N, GAMMA SEALING RING (IP 65) | 14272 | TEM | 1 | MC | 116.004 | 1
1FT61346SC712AB2 | SIMOTICS S SYNCHRONOUS SERVOMOTOR 1FT6 140 NM, 100 K, 2000 RPM SEPARATE VENTILATION; IM B5 (IM V1, IM V3) FOR POWER AND SIGNAL CONNECTOR OUTGOING CONNECTOR DIRECTION TRAVERSE LEFT INCREM. ENCODER, SIN/COS 1 VPP 2048 P/REV (ENCODER I-2048); WITH FITTED KEY, ACCURACY TOLERANCE N, W. HOLDING BRAKE VIBRATION SEVERITY GRADE N, ROTARY SHAFT SEAL (IP 67) | 14357 | TEM | 1 | MC | 116.004 | 1
1FT61346SC712AG0 | SIMOTICS S SYNCHRONOUS SERVOMOTOR 1FT6 140 NM, 100 K, 2000 RPM SEPARATE VENTILATION; IM B5 (IM V1, IM V3) FOR POWER AND SIGNAL CONNECTOR OUTGOING CONNECTOR DIRECTION TRAVERSE LEFT INCREM. ENCODER, SIN/COS 1 VPP 2048 P/REV (ENCODER I-2048); PLAIN SHAFT, ACCURACY TOLERANCE N, W/O HOLDING BRAKE VIBRATION SEVERITY GRADE N, DIAPHRAGM SEAL (IP 64) | 12449 | TEM | 1 | MC | 106.005 | 1
1FT61346SC712AG2 | SIMOTICS S SYNCHRONOUS SERVOMOTOR 1FT6 140 NM, 100 K, 2000 RPM SEPARATE VENTILATION; IM B5 (IM V1, IM V3) FOR POWER AND SIGNAL CONNECTOR OUTGOING CONNECTOR DIRECTION TRAVERSE LEFT INCREM. ENCODER, SIN/COS 1 VPP 2048 P/REV (ENCODER I-2048); PLAIN SHAFT, ACCURACY TOLERANCE N, W/O HOLDING BRAKE VIBRATION SEVERITY GRADE N, ROTARY SHAFT SEAL (IP 67) | 12637 | TEM | 1 | MC | 106.005 | 1
1FT61346SC712AH0 | SIMOTICS S SYNCHRONOUS SERVOMOTOR 1FT6 140 NM, 100 K, 2000 RPM SEPARATE VENTILATION; IM B5 (IM V1, IM V3) FOR POWER AND SIGNAL CONNECTOR OUTGOING CONNECTOR DIRECTION TRAVERSE LEFT INCREM. ENCODER, SIN/COS 1 VPP 2048 P/REV (ENCODER I-2048); PLAIN SHAFT, ACCURACY TOLERANCE N, W. HOLDING BRAKE VIBRATION SEVERITY GRADE N, DIAPHRAGM SEAL (IP 64) | 14323 | TEM | 1 | MC | 116.004 | 1
1FT61346SC712AL3 | SIMOTICS S SYNCHRONOUS SERVOMOTOR 1FT6 140 NM, 100 K, 2000 RPM SEPARATE VENTILATION; IM B5 (IM V1, IM V3) FOR POWER AND SIGNAL CONNECTOR OUTGOING CONNECTOR DIRECTION TRAVERSE LEFT INCREM. ENCODER, SIN/COS 1 VPP 2048 P/REV (ENCODER I-2048); PLAIN SHAFT, ACCURACY TOLERANCE R, W. HOLDING BRAKE VIBRATION SEVERITY GRADE R, DIAPHRAGM SEAL (IP 64) | 14713 | TEM | 1 | MC | 116.004 | 1
1FT61346SC712AL4 | SIMOTICS S SYNCHRONOUS SERVOMOTOR 1FT6 140 NM, 100 K, 2000 RPM SEPARATE VENTILATION; IM B5 (IM V1, IM V3) FOR POWER AND SIGNAL CONNECTOR OUTGOING CONNECTOR DIRECTION TRAVERSE LEFT INCREM. ENCODER, SIN/COS 1 VPP 2048 P/REV (ENCODER I-2048); PLAIN SHAFT, ACCURACY TOLERANCE R, W. HOLDING BRAKE VIBRATION SEVERITY GRADE R, GAMMA SEALING RING (IP 65) | 14818 | TEM | 1 | MC | 116.004 | 1
1FT61346SC712DB2 | SIMOTICS S SYNCHRONOUS SERVOMOTOR 1FT6 140 NM, 100 K, 2000 RPM SEPARATE VENTILATION; IM B5 (IM V1, IM V3) FOR POWER AND SIGNAL CONNECTOR OUTGOING CONNECTOR DIRECTION TRAVERSE LEFT INCREMENTAL ENCODER 2048 P/REV (ENCODER I-2048) WITH DRIVE-CLIQ INTERFACE; WITH FITTED KEY, ACCURACY TOLERANCE N, W. HOLDING BRAKE VIBRATION SEVERITY GRADE N, ROTARY SHAFT SEAL (IP 67) | 14721 | TEM | 1 | MC | 116.004 | 1
1FT61346SC712DG0 | SIMOTICS S SYNCHRONOUS SERVOMOTOR 1FT6 140 NM, 100 K, 2000 RPM SEPARATE VENTILATION; IM B5 (IM V1, IM V3) FOR POWER AND SIGNAL CONNECTOR OUTGOING CONNECTOR DIRECTION TRAVERSE LEFT INCREMENTAL ENCODER 2048 P/REV (ENCODER I-2048) WITH DRIVE-CLIQ INTERFACE; PLAIN SHAFT, ACCURACY TOLERANCE N, W/O HOLDING BRAKE VIBRATION SEVERITY GRADE N, DIAPHRAGM SEAL (IP 64) | 12814 | TEM | 1 | MC | 106.005 | 1
1FT61346SC712DH0 | SIMOTICS S SYNCHRONOUS SERVOMOTOR 1FT6 140 NM, 100 K, 2000 RPM SEPARATE VENTILATION; IM B5 (IM V1, IM V3) FOR POWER AND SIGNAL CONNECTOR OUTGOING CONNECTOR DIRECTION TRAVERSE LEFT INCREMENTAL ENCODER 2048 P/REV (ENCODER I-2048) WITH DRIVE-CLIQ INTERFACE; PLAIN SHAFT, ACCURACY TOLERANCE N, W. HOLDING BRAKE VIBRATION SEVERITY GRADE N, DIAPHRAGM SEAL (IP 64) | 14688 | TEM | 1 | MC | 116.004 | 1
1FT61346SC712DL4 | SIMOTICS S SYNCHRONOUS SERVOMOTOR 1FT6 140 NM, 100 K, 2000 RPM SEPARATE VENTILATION; IM B5 (IM V1, IM V3) FOR POWER AND SIGNAL CONNECTOR OUTGOING CONNECTOR DIRECTION TRAVERSE LEFT INCREMENTAL ENCODER 2048 P/REV (ENCODER I-2048) WITH DRIVE-CLIQ INTERFACE; PLAIN SHAFT, ACCURACY TOLERANCE R, W. HOLDING BRAKE VIBRATION SEVERITY GRADE R, GAMMA SEALING RING (IP 65) | 15183 | TEM | 1 | MC | 116.004 | 1
1FT61346SC712EG0 | SIMOTICS S SYNCHRONOUS SERVOMOTOR 1FT6 140 NM, 100 K, 2000 RPM SEPARATE VENTILATION; IM B5 (IM V1, IM V3) FOR POWER AND SIGNAL CONNECTOR OUTGOING CONNECTOR DIRECTION TRAVERSE LEFT ABSOLUTE ENCODER ENDAT 2048 P/REV (ENCODER A-2048); PERFORMANCE REDUCTION BY 10% DUE TO ABSOLUTE ENCODER; PLAIN SHAFT, ACCURACY TOLERANCE N, W/O HOLDING BRAKE VIBRATION SEVERITY GRADE N, DIAPHRAGM SEAL (IP 64) | 13256 | TEM | 1 | MC | 106.005 | 1
1FT61346SC712UA0 | SIMOTICS S SYNCHRONOUS SERVOMOTOR 1FT6 140 NM, 100 K, 2000 RPM SEPARATE VENTILATION; IM B5 (IM V1, IM V3) FOR POWER AND SIGNAL CONNECTOR OUTGOING CONNECTOR DIRECTION TRAVERSE LEFT RESOLVER MULTI-POLE (RESOLVER P=3) WITH DRIVE-CLIQ INTERFACE; WITH FITTED KEY, ACCURACY TOLERANCE N, W/O HOLDING BRAKE VIBRATION SEVERITY GRADE N, DIAPHRAGM SEAL (IP 64) | 11715 | TEM | 1 | MC | 106.005 | 1
1FT61346SC714AA0 | SIMOTICS S SYNCHRONOUS SERVOMOTOR 1FT6 140 NM, 100 K, 2000 RPM SEPARATE VENTILATION; IM B5 (IM V1, IM V3) FOR POWER AND SIGNAL CONNECTOR OUTGOING CONNECTOR DIRECTION AXIAL DRIVE END INCREM. ENCODER, SIN/COS 1 VPP 2048 P/REV (ENCODER I-2048); WITH FITTED KEY, ACCURACY TOLERANCE N, W/O HOLDING BRAKE VIBRATION SEVERITY GRADE N, DIAPHRAGM SEAL (IP 64) | 12449 | TEM | 1 | MC | 106.005 | 1
1FT61346SC714AA1 | SIMOTICS S SYNCHRONOUS SERVOMOTOR 1FT6 140 NM, 100 K, 2000 RPM SEPARATE VENTILATION; IM B5 (IM V1, IM V3) FOR POWER AND SIGNAL CONNECTOR OUTGOING CONNECTOR DIRECTION AXIAL DRIVE END INCREM. ENCODER, SIN/COS 1 VPP 2048 P/REV (ENCODER I-2048); WITH FITTED KEY, ACCURACY TOLERANCE N, W/O HOLDING BRAKE VIBRATION SEVERITY GRADE N, GAMMA SEALING RING (IP 65) | 12551 | TEM | 1 | MC | 106.005 | 1
1FT61346SC714AB0 | SIMOTICS S SYNCHRONOUS SERVOMOTOR 1FT6 140 NM, 100 K, 2000 RPM SEPARATE VENTILATION; IM B5 (IM V1, IM V3) FOR POWER AND SIGNAL CONNECTOR OUTGOING CONNECTOR DIRECTION AXIAL DRIVE END INCREM. ENCODER, SIN/COS 1 VPP 2048 P/REV (ENCODER I-2048); WITH FITTED KEY, ACCURACY TOLERANCE N, W. HOLDING BRAKE VIBRATION SEVERITY GRADE N, DIAPHRAGM SEAL (IP 64) | 14170 | TEM | 1 | MC | 116.004 | 1
1FT61346SC714AB1 | SIMOTICS S SYNCHRONOUS SERVOMOTOR 1FT6 140 NM, 100 K, 2000 RPM SEPARATE VENTILATION; IM B5 (IM V1, IM V3) FOR POWER AND SIGNAL CONNECTOR OUTGOING CONNECTOR DIRECTION AXIAL DRIVE END INCREM. ENCODER, SIN/COS 1 VPP 2048 P/REV (ENCODER I-2048); WITH FITTED KEY, ACCURACY TOLERANCE N, W. HOLDING BRAKE VIBRATION SEVERITY GRADE N, GAMMA SEALING RING (IP 65) | 14272 | TEM | 1 | MC | 116.004 | 1
1FT61346SC714AB4 | SIMOTICS S SYNCHRONOUS SERVOMOTOR 1FT6 140 NM, 100 K, 2000 RPM SEPARATE VENTILATION; IM B5 (IM V1, IM V3) FOR POWER AND SIGNAL CONNECTOR OUTGOING CONNECTOR DIRECTION AXIAL DRIVE END INCREM. ENCODER, SIN/COS 1 VPP 2048 P/REV (ENCODER I-2048); WITH FITTED KEY, ACCURACY TOLERANCE N, W. HOLDING BRAKE VIBRATION SEVERITY GRADE R, GAMMA SEALING RING (IP 65) | 14444 | TEM | 1 | MC | 116.004 | 1
1FT61346SC714AG0 | SIMOTICS S SYNCHRONOUS SERVOMOTOR 1FT6 140 NM, 100 K, 2000 RPM SEPARATE VENTILATION; IM B5 (IM V1, IM V3) FOR POWER AND SIGNAL CONNECTOR OUTGOING CONNECTOR DIRECTION AXIAL DRIVE END INCREM. ENCODER, SIN/COS 1 VPP 2048 P/REV (ENCODER I-2048); PLAIN SHAFT, ACCURACY TOLERANCE N, W/O HOLDING BRAKE VIBRATION SEVERITY GRADE N, DIAPHRAGM SEAL (IP 64) | 12449 | TEM | 1 | MC | 106.005 | 1
1FT61346SC714AG1 | SIMOTICS S SYNCHRONOUS SERVOMOTOR 1FT6 140 NM, 100 K, 2000 RPM SEPARATE VENTILATION; IM B5 (IM V1, IM V3) FOR POWER AND SIGNAL CONNECTOR OUTGOING CONNECTOR DIRECTION AXIAL DRIVE END INCREM. ENCODER, SIN/COS 1 VPP 2048 P/REV (ENCODER I-2048); PLAIN SHAFT, ACCURACY TOLERANCE N, W/O HOLDING BRAKE VIBRATION SEVERITY GRADE N, GAMMA SEALING RING (IP 65) | 12551 | TEM | 1 | MC | 106.005 | 1
1FT61346SC714AG4 | SIMOTICS S SYNCHRONOUS SERVOMOTOR 1FT6 140 NM, 100 K, 2000 RPM SEPARATE VENTILATION; IM B5 (IM V1, IM V3) FOR POWER AND SIGNAL CONNECTOR OUTGOING CONNECTOR DIRECTION AXIAL DRIVE END INCREM. ENCODER, SIN/COS 1 VPP 2048 P/REV (ENCODER I-2048); PLAIN SHAFT, ACCURACY TOLERANCE N, W/O HOLDING BRAKE VIBRATION SEVERITY GRADE R, GAMMA SEALING RING (IP 65) | 12724 | TEM | 1 | MC | 106.005 | 1
1FT61346SC714AH0 | SIMOTICS S SYNCHRONOUS SERVOMOTOR 1FT6 140 NM, 100 K, 2000 RPM SEPARATE VENTILATION; IM B5 (IM V1, IM V3) FOR POWER AND SIGNAL CONNECTOR OUTGOING CONNECTOR DIRECTION AXIAL DRIVE END INCREM. ENCODER, SIN/COS 1 VPP 2048 P/REV (ENCODER I-2048); PLAIN SHAFT, ACCURACY TOLERANCE N, W. HOLDING BRAKE VIBRATION SEVERITY GRADE N, DIAPHRAGM SEAL (IP 64) | 14323 | TEM | 1 | MC | 116.004 | 1
1FT61346SC714AH1 | SIMOTICS S SYNCHRONOUS SERVOMOTOR 1FT6 140 NM, 100 K, 2000 RPM SEPARATE VENTILATION; IM B5 (IM V1, IM V3) FOR POWER AND SIGNAL CONNECTOR OUTGOING CONNECTOR DIRECTION AXIAL DRIVE END INCREM. ENCODER, SIN/COS 1 VPP 2048 P/REV (ENCODER I-2048); PLAIN SHAFT, ACCURACY TOLERANCE N, W. HOLDING BRAKE VIBRATION SEVERITY GRADE N, GAMMA SEALING RING (IP 65) | 14425 | TEM | 1 | MC | 116.004 | 1
1FT61346SC714AH2 | SIMOTICS S SYNCHRONOUS SERVOMOTOR 1FT6 140 NM, 100 K, 2000 RPM SEPARATE VENTILATION; IM B5 (IM V1, IM V3) FOR POWER AND SIGNAL CONNECTOR OUTGOING CONNECTOR DIRECTION AXIAL DRIVE END INCREM. ENCODER, SIN/COS 1 VPP 2048 P/REV (ENCODER I-2048); PLAIN SHAFT, ACCURACY TOLERANCE N, W. HOLDING BRAKE VIBRATION SEVERITY GRADE N, ROTARY SHAFT SEAL (IP 67) | 14511 | TEM | 1 | MC | 116.004 | 1
1FT61346SC714AK0 | SIMOTICS S SYNCHRONOUS SERVOMOTOR 1FT6 140 NM, 100 K, 2000 RPM SEPARATE VENTILATION; IM B5 (IM V1, IM V3) FOR POWER AND SIGNAL CONNECTOR OUTGOING CONNECTOR DIRECTION AXIAL DRIVE END INCREM. ENCODER, SIN/COS 1 VPP 2048 P/REV (ENCODER I-2048); PLAIN SHAFT, ACCURACY TOLERANCE R, W/O HOLDING BRAKE VIBRATION SEVERITY GRADE N, DIAPHRAGM SEAL (IP 64) | 12818 | TEM | 1 | MC | 106.005 | 1
1FT61346SC714AL0 | SIMOTICS S SYNCHRONOUS SERVOMOTOR 1FT6 140 NM, 100 K, 2000 RPM SEPARATE VENTILATION; IM B5 (IM V1, IM V3) FOR POWER AND SIGNAL CONNECTOR OUTGOING CONNECTOR DIRECTION AXIAL DRIVE END INCREM. ENCODER, SIN/COS 1 VPP 2048 P/REV (ENCODER I-2048); PLAIN SHAFT, ACCURACY TOLERANCE R, W. HOLDING BRAKE VIBRATION SEVERITY GRADE N, DIAPHRAGM SEAL (IP 64) | 14544 | TEM | 1 | MC | 116.004 | 1
1FT61346SC714DA1 | SIMOTICS S SYNCHRONOUS SERVOMOTOR 1FT6 140 NM, 100 K, 2000 RPM SEPARATE VENTILATION; IM B5 (IM V1, IM V3) FOR POWER AND SIGNAL CONNECTOR OUTGOING CONNECTOR DIRECTION AXIAL DRIVE END INCREMENTAL ENCODER 2048 P/REV (ENCODER I-2048) WITH DRIVE-CLIQ INTERFACE; WITH FITTED KEY, ACCURACY TOLERANCE N, W/O HOLDING BRAKE VIBRATION SEVERITY GRADE N, GAMMA SEALING RING (IP 65) | 12916 | TEM | 1 | MC | 106.005 | 1
1FT61346SC714DB1 | SIMOTICS S SYNCHRONOUS SERVOMOTOR 1FT6 140 NM, 100 K, 2000 RPM SEPARATE VENTILATION; IM B5 (IM V1, IM V3) FOR POWER AND SIGNAL CONNECTOR OUTGOING CONNECTOR DIRECTION AXIAL DRIVE END INCREMENTAL ENCODER 2048 P/REV (ENCODER I-2048) WITH DRIVE-CLIQ INTERFACE; WITH FITTED KEY, ACCURACY TOLERANCE N, W. HOLDING BRAKE VIBRATION SEVERITY GRADE N, GAMMA SEALING RING (IP 65) | 14636 | TEM | 1 | MC | 116.004 | 1
1FT61346SC714DG0 | SIMOTICS S SYNCHRONOUS SERVOMOTOR 1FT6 140 NM, 100 K, 2000 RPM SEPARATE VENTILATION; IM B5 (IM V1, IM V3) FOR POWER AND SIGNAL CONNECTOR OUTGOING CONNECTOR DIRECTION AXIAL DRIVE END INCREMENTAL ENCODER 2048 P/REV (ENCODER I-2048) WITH DRIVE-CLIQ INTERFACE; PLAIN SHAFT, ACCURACY TOLERANCE N, W/O HOLDING BRAKE VIBRATION SEVERITY GRADE N, DIAPHRAGM SEAL (IP 64) | 12814 | TEM | 1 | MC | 106.005 | 1
1FT61346SC714DG1 | SIMOTICS S SYNCHRONOUS SERVOMOTOR 1FT6 140 NM, 100 K, 2000 RPM SEPARATE VENTILATION; IM B5 (IM V1, IM V3) FOR POWER AND SIGNAL CONNECTOR OUTGOING CONNECTOR DIRECTION AXIAL DRIVE END INCREMENTAL ENCODER 2048 P/REV (ENCODER I-2048) WITH DRIVE-CLIQ INTERFACE; PLAIN SHAFT, ACCURACY TOLERANCE N, W/O HOLDING BRAKE VIBRATION SEVERITY GRADE N, GAMMA SEALING RING (IP 65) | 12916 | TEM | 1 | MC | 106.005 | 1
1FT61346SC714DH0 | SIMOTICS S SYNCHRONOUS SERVOMOTOR 1FT6 140 NM, 100 K, 2000 RPM SEPARATE VENTILATION; IM B5 (IM V1, IM V3) FOR POWER AND SIGNAL CONNECTOR OUTGOING CONNECTOR DIRECTION AXIAL DRIVE END INCREMENTAL ENCODER 2048 P/REV (ENCODER I-2048) WITH DRIVE-CLIQ INTERFACE; PLAIN SHAFT, ACCURACY TOLERANCE N, W. HOLDING BRAKE VIBRATION SEVERITY GRADE N, DIAPHRAGM SEAL (IP 64) | 14688 | TEM | 1 | MC | 116.004 | 1
1FT61346SC714DH1 | SIMOTICS S SYNCHRONOUS SERVOMOTOR 1FT6 140 NM, 100 K, 2000 RPM SEPARATE VENTILATION; IM B5 (IM V1, IM V3) FOR POWER AND SIGNAL CONNECTOR OUTGOING CONNECTOR DIRECTION AXIAL DRIVE END INCREMENTAL ENCODER 2048 P/REV (ENCODER I-2048) WITH DRIVE-CLIQ INTERFACE; PLAIN SHAFT, ACCURACY TOLERANCE N, W. HOLDING BRAKE VIBRATION SEVERITY GRADE N, GAMMA SEALING RING (IP 65) | 14790 | TEM | 1 | MC | 116.004 | 1
1FT61346SC714EB1 | SIMOTICS S SYNCHRONOUS SERVOMOTOR 1FT6 140 NM, 100 K, 2000 RPM SEPARATE VENTILATION; IM B5 (IM V1, IM V3) FOR POWER AND SIGNAL CONNECTOR OUTGOING CONNECTOR DIRECTION AXIAL DRIVE END ABSOLUTE ENCODER ENDAT 2048 P/REV (ENCODER A-2048); PERFORMANCE REDUCTION BY 10% DUE TO ABSOLUTE ENCODER; WITH FITTED KEY, ACCURACY TOLERANCE N, W. HOLDING BRAKE VIBRATION SEVERITY GRADE N, GAMMA SEALING RING (IP 65) | 15079 | TEM | 1 | MC | 116.004 | 1
1FT61346SC714EG0 | SIMOTICS S SYNCHRONOUS SERVOMOTOR 1FT6 140 NM, 100 K, 2000 RPM SEPARATE VENTILATION; IM B5 (IM V1, IM V3) FOR POWER AND SIGNAL CONNECTOR OUTGOING CONNECTOR DIRECTION AXIAL DRIVE END ABSOLUTE ENCODER ENDAT 2048 P/REV (ENCODER A-2048); PERFORMANCE REDUCTION BY 10% DUE TO ABSOLUTE ENCODER; PLAIN SHAFT, ACCURACY TOLERANCE N, W/O HOLDING BRAKE VIBRATION SEVERITY GRADE N, DIAPHRAGM SEAL (IP 64) | 13256 | TEM | 1 | MC | 106.005 | 1
1FT61346SC714EH1 | SIMOTICS S SYNCHRONOUS SERVOMOTOR 1FT6 140 NM, 100 K, 2000 RPM SEPARATE VENTILATION; IM B5 (IM V1, IM V3) FOR POWER AND SIGNAL CONNECTOR OUTGOING CONNECTOR DIRECTION AXIAL DRIVE END ABSOLUTE ENCODER ENDAT 2048 P/REV (ENCODER A-2048); PERFORMANCE REDUCTION BY 10% DUE TO ABSOLUTE ENCODER; PLAIN SHAFT, ACCURACY TOLERANCE N, W. HOLDING BRAKE VIBRATION SEVERITY GRADE N, GAMMA SEALING RING (IP 65) | 15232 | TEM | 1 | MC | 116.004 | 1
1FT61346SC714EH2 | SIMOTICS S SYNCHRONOUS SERVOMOTOR 1FT6 140 NM, 100 K, 2000 RPM SEPARATE VENTILATION; IM B5 (IM V1, IM V3) FOR POWER AND SIGNAL CONNECTOR OUTGOING CONNECTOR DIRECTION AXIAL DRIVE END ABSOLUTE ENCODER ENDAT 2048 P/REV (ENCODER A-2048); PERFORMANCE REDUCTION BY 10% DUE TO ABSOLUTE ENCODER; PLAIN SHAFT, ACCURACY TOLERANCE N, W. HOLDING BRAKE VIBRATION SEVERITY GRADE N, ROTARY SHAFT SEAL (IP 67) | 15318 | TEM | 1 | MC | 116.004 | 1
1FT61346SC714EK1 | SIMOTICS S SYNCHRONOUS SERVOMOTOR 1FT6 140 NM, 100 K, 2000 RPM SEPARATE VENTILATION; IM B5 (IM V1, IM V3) FOR POWER AND SIGNAL CONNECTOR OUTGOING CONNECTOR DIRECTION AXIAL DRIVE END ABSOLUTE ENCODER ENDAT 2048 P/REV (ENCODER A-2048); PERFORMANCE REDUCTION BY 10% DUE TO ABSOLUTE ENCODER; PLAIN SHAFT, ACCURACY TOLERANCE R, W/O HOLDING BRAKE VIBRATION SEVERITY GRADE N, GAMMA SEALING RING (IP 65) | 13727 | TEM | 1 | MC | 106.005 | 1
1FT61346SC714EL3 | SIMOTICS S SYNCHRONOUS SERVOMOTOR 1FT6 140 NM, 100 K, 2000 RPM SEPARATE VENTILATION; IM B5 (IM V1, IM V3) FOR POWER AND SIGNAL CONNECTOR OUTGOING CONNECTOR DIRECTION AXIAL DRIVE END ABSOLUTE ENCODER ENDAT 2048 P/REV (ENCODER A-2048); PERFORMANCE REDUCTION BY 10% DUE TO ABSOLUTE ENCODER; PLAIN SHAFT, ACCURACY TOLERANCE R, W. HOLDING BRAKE VIBRATION SEVERITY GRADE R, DIAPHRAGM SEAL (IP 64) | 15520 | TEM | 1 | MC | 116.004 | 1
1FT61346SC714FB1 | SIMOTICS S SYNCHRONOUS SERVOMOTOR 1FT6 140 NM, 100 K, 2000 RPM SEPARATE VENTILATION; IM B5 (IM V1, IM V3) FOR POWER AND SIGNAL CONNECTOR OUTGOING CONNECTOR DIRECTION AXIAL DRIVE END ABSOLUTE ENCODER 2048 P/REV (ENCODER A-2048) WITH DRIVE-CLIQ INTERFACE; PERFORMANCE REDUCTION BY 10% DUE TO ABSOLUTE ENCODER; WITH FITTED KEY, ACCURACY TOLERANCE N, W. HOLDING BRAKE VIBRATION SEVERITY GRADE N, GAMMA SEALING RING (IP 65) | 15455 | TEM | 1 | MC | 116.004 | 1
1FT61346SC714TH0 | SIMOTICS S SYNCHRONOUS SERVOMOTOR 1FT6 140 NM, 100 K, 2000 RPM SEPARATE VENTILATION; IM B5 (IM V1, IM V3) FOR POWER AND SIGNAL CONNECTOR OUTGOING CONNECTOR DIRECTION AXIAL DRIVE END RESOLVER 2-POLE (RESOLVER P=1); PLAIN SHAFT, ACCURACY TOLERANCE N, W. HOLDING BRAKE VIBRATION SEVERITY GRADE N, DIAPHRAGM SEAL (IP 64) | 13228 | TEM | 1 | MC | 116.004 | 1
1FT61346SC714UA0 | SIMOTICS S SYNCHRONOUS SERVOMOTOR 1FT6 140 NM, 100 K, 2000 RPM SEPARATE VENTILATION; IM B5 (IM V1, IM V3) FOR POWER AND SIGNAL CONNECTOR OUTGOING CONNECTOR DIRECTION AXIAL DRIVE END RESOLVER MULTI-POLE (RESOLVER P=3) WITH DRIVE-CLIQ INTERFACE; WITH FITTED KEY, ACCURACY TOLERANCE N, W/O HOLDING BRAKE VIBRATION SEVERITY GRADE N, DIAPHRAGM SEAL (IP 64) | 11715 | TEM | 1 | MC | 106.005 | 1
1FT61346SC714UG0 | SIMOTICS S SYNCHRONOUS SERVOMOTOR 1FT6 140 NM, 100 K, 2000 RPM SEPARATE VENTILATION; IM B5 (IM V1, IM V3) FOR POWER AND SIGNAL CONNECTOR OUTGOING CONNECTOR DIRECTION AXIAL DRIVE END RESOLVER MULTI-POLE (RESOLVER P=3) WITH DRIVE-CLIQ INTERFACE; PLAIN SHAFT, ACCURACY TOLERANCE N, W/O HOLDING BRAKE VIBRATION SEVERITY GRADE N, DIAPHRAGM SEAL (IP 64) | 11715 | TEM | 1 | MC | 106.005 | 1
1FT61346SC715EL3 | SIMOTICS S SYNCHRONOUS SERVOMOTOR 1FT6 140 NM, 100 K, 2000 RPM SEPARATE VENTILATION; IM B5 (IM V1, IM V3) FOR CONNECT. OF TERMINAL BOX AND SIGNAL CONNECTOR, TERMINAL BOX TRAVERSE RIGHT ABSOLUTE ENCODER ENDAT 2048 P/REV (ENCODER A-2048); PERFORMANCE REDUCTION BY 10% DUE TO ABSOLUTE ENCODER; PLAIN SHAFT, ACCURACY TOLERANCE R, W. HOLDING BRAKE VIBRATION SEVERITY GRADE R, DIAPHRAGM SEAL (IP 64) | 15520 | TEM | 1 | MC | 116.503 | 1
1FT61346SC715FG0 | SIMOTICS S SYNCHRONOUS SERVOMOTOR 1FT6 140 NM, 100 K, 2000 RPM SEPARATE VENTILATION; IM B5 (IM V1, IM V3) FOR CONNECT. OF TERMINAL BOX AND SIGNAL CONNECTOR, TERMINAL BOX TRAVERSE RIGHT ABSOLUTE ENCODER 2048 P/REV (ENCODER A-2048) WITH DRIVE-CLIQ INTERFACE; PERFORMANCE REDUCTION BY 10% DUE TO ABSOLUTE ENCODER; PLAIN SHAFT, ACCURACY TOLERANCE N, W/O HOLDING BRAKE VIBRATION SEVERITY GRADE N, DIAPHRAGM SEAL (IP 64) | 13632 | TEM | 1 | MC | 106.504 | 1
1FT61346SC715SA0 | SIMOTICS S SYNCHRONOUS SERVOMOTOR 1FT6 140 NM, 100 K, 2000 RPM SEPARATE VENTILATION; IM B5 (IM V1, IM V3) FOR CONNECT. OF TERMINAL BOX AND SIGNAL CONNECTOR, TERMINAL BOX TRAVERSE RIGHT RESOLVER MULTI-POLE (RESOLVER P=3); WITH FITTED KEY, ACCURACY TOLERANCE N, W/O HOLDING BRAKE VIBRATION SEVERITY GRADE N, DIAPHRAGM SEAL (IP 64) | 11350 | TEM | 1 | MC | 106.504 | 1
1FT61346SC716AG0 | SIMOTICS S SYNCHRONOUS SERVOMOTOR 1FT6 140 NM, 100 K, 2000 RPM SEPARATE VENTILATION; IM B5 (IM V1, IM V3) FOR CONNECT. OF TERMINAL BOX AND SIGNAL CONNECTOR, TERMINAL BOX TRAVERSE LEFT INCREM. ENCODER, SIN/COS 1 VPP 2048 P/REV (ENCODER I-2048); PLAIN SHAFT, ACCURACY TOLERANCE N, W/O HOLDING BRAKE VIBRATION SEVERITY GRADE N, DIAPHRAGM SEAL (IP 64) | 12449 | TEM | 1 | MC | 106.504 | 1
1FT61346SC716DA0 | SIMOTICS S SYNCHRONOUS SERVOMOTOR 1FT6 140 NM, 100 K, 2000 RPM SEPARATE VENTILATION; IM B5 (IM V1, IM V3) FOR CONNECT. OF TERMINAL BOX AND SIGNAL CONNECTOR, TERMINAL BOX TRAVERSE LEFT INCREMENTAL ENCODER 2048 P/REV (ENCODER I-2048) WITH DRIVE-CLIQ INTERFACE; WITH FITTED KEY, ACCURACY TOLERANCE N, W/O HOLDING BRAKE VIBRATION SEVERITY GRADE N, DIAPHRAGM SEAL (IP 64) | 12814 | TEM | 1 | MC | 106.504 | 1
1FT61346SC716DG0 | SIMOTICS S SYNCHRONOUS SERVOMOTOR 1FT6 140 NM, 100 K, 2000 RPM SEPARATE VENTILATION; IM B5 (IM V1, IM V3) FOR CONNECT. OF TERMINAL BOX AND SIGNAL CONNECTOR, TERMINAL BOX TRAVERSE LEFT INCREMENTAL ENCODER 2048 P/REV (ENCODER I-2048) WITH DRIVE-CLIQ INTERFACE; PLAIN SHAFT, ACCURACY TOLERANCE N, W/O HOLDING BRAKE VIBRATION SEVERITY GRADE N, DIAPHRAGM SEAL (IP 64) | 12814 | TEM | 1 | MC | 106.504 | 1
1FT61346SC716UA0 | SIMOTICS S SYNCHRONOUS SERVOMOTOR 1FT6 140 NM, 100 K, 2000 RPM SEPARATE VENTILATION; IM B5 (IM V1, IM V3) FOR CONNECT. OF TERMINAL BOX AND SIGNAL CONNECTOR, TERMINAL BOX TRAVERSE LEFT RESOLVER MULTI-POLE (RESOLVER P=3) WITH DRIVE-CLIQ INTERFACE; WITH FITTED KEY, ACCURACY TOLERANCE N, W/O HOLDING BRAKE VIBRATION SEVERITY GRADE N, DIAPHRAGM SEAL (IP 64) | 11715 | TEM | 1 | MC | 106.504 | 1
1FT61346SC718TB0 | SIMOTICS S SYNCHRONOUS SERVOMOTOR 1FT6 140 NM, 100 K, 2000 RPM SEPARATE VENTILATION; IM B5 (IM V1, IM V3) FOR CONNECT. OF TERMINAL BOX AND SIGNAL CONNECTOR, TERMINAL BOX AXIAL DRIVE END RESOLVER 2-POLE (RESOLVER P=1); WITH FITTED KEY, ACCURACY TOLERANCE N, W. HOLDING BRAKE VIBRATION SEVERITY GRADE N, DIAPHRAGM SEAL (IP 64) | 13075 | TEM | 1 | MC | 116.503 | 1
1FT61346SF711AA0 | SIMOTICS S SYNCHRONOUS SERVOMOTOR, 1FT6 140 NM, 100 K, 3000 RPM, SEPARATE VENTILATION; IM B5 (IM V1, IM V3) FOR POWER AND SIGNAL CONNECTOR OUTGOING CONNECTOR DIRECTION TRAVERSE RIGHT INCREM. ENCODER, SIN/COS 1 VPP 2048 P/REV (ENCODER I-2048); WITH FITTED KEY, ACCURACY TOLERANCE N, W/O HOLDING BRAKE VIBRATION SEVERITY GRADE N, DIAPHRAGM SEAL (IP 64) | 12449 | TEM | 1 | MC | 106.005 | 1
1FT61346SF711AA1 | SIMOTICS S SYNCHRONOUS SERVOMOTOR, 1FT6 140 NM, 100 K, 3000 RPM, SEPARATE VENTILATION; IM B5 (IM V1, IM V3) FOR POWER AND SIGNAL CONNECTOR OUTGOING CONNECTOR DIRECTION TRAVERSE RIGHT INCREM. ENCODER, SIN/COS 1 VPP 2048 P/REV (ENCODER I-2048); WITH FITTED KEY, ACCURACY TOLERANCE N, W/O HOLDING BRAKE VIBRATION SEVERITY GRADE N, GAMMA SEALING RING (IP 65) | 12551 | TEM | 1 | MC | 106.005 | 1
1FT61346SF711AB0 | SIMOTICS S SYNCHRONOUS SERVOMOTOR, 1FT6 140 NM, 100 K, 3000 RPM, SEPARATE VENTILATION; IM B5 (IM V1, IM V3) FOR POWER AND SIGNAL CONNECTOR OUTGOING CONNECTOR DIRECTION TRAVERSE RIGHT INCREM. ENCODER, SIN/COS 1 VPP 2048 P/REV (ENCODER I-2048); WITH FITTED KEY, ACCURACY TOLERANCE N, W. HOLDING BRAKE VIBRATION SEVERITY GRADE N, DIAPHRAGM SEAL (IP 64) | 14170 | TEM | 1 | MC | 116.004 | 1
1FT61346SF711AB1 | SIMOTICS S SYNCHRONOUS SERVOMOTOR, 1FT6 140 NM, 100 K, 3000 RPM, SEPARATE VENTILATION; IM B5 (IM V1, IM V3) FOR POWER AND SIGNAL CONNECTOR OUTGOING CONNECTOR DIRECTION TRAVERSE RIGHT INCREM. ENCODER, SIN/COS 1 VPP 2048 P/REV (ENCODER I-2048); WITH FITTED KEY, ACCURACY TOLERANCE N, W. HOLDING BRAKE VIBRATION SEVERITY GRADE N, GAMMA SEALING RING (IP 65) | 14272 | TEM | 1 | MC | 116.004 | 1
1FT61346SF711AG0 | SIMOTICS S SYNCHRONOUS SERVOMOTOR, 1FT6 140 NM, 100 K, 3000 RPM, SEPARATE VENTILATION; IM B5 (IM V1, IM V3) FOR POWER AND SIGNAL CONNECTOR OUTGOING CONNECTOR DIRECTION TRAVERSE RIGHT INCREM. ENCODER, SIN/COS 1 VPP 2048 P/REV (ENCODER I-2048); PLAIN SHAFT, ACCURACY TOLERANCE N, W/O HOLDING BRAKE VIBRATION SEVERITY GRADE N, DIAPHRAGM SEAL (IP 64) | 12449 | TEM | 1 | MC | 106.005 | 1
1FT61346SF711AH0 | SIMOTICS S SYNCHRONOUS SERVOMOTOR, 1FT6 140 NM, 100 K, 3000 RPM, SEPARATE VENTILATION; IM B5 (IM V1, IM V3) FOR POWER AND SIGNAL CONNECTOR OUTGOING CONNECTOR DIRECTION TRAVERSE RIGHT INCREM. ENCODER, SIN/COS 1 VPP 2048 P/REV (ENCODER I-2048); PLAIN SHAFT, ACCURACY TOLERANCE N, W. HOLDING BRAKE VIBRATION SEVERITY GRADE N, DIAPHRAGM SEAL (IP 64) | 14323 | TEM | 1 | MC | 116.004 | 1
1FT61346SF711DB0 | SIMOTICS S SYNCHRONOUS SERVOMOTOR, 1FT6 140 NM, 100 K, 3000 RPM, SEPARATE VENTILATION; IM B5 (IM V1, IM V3) FOR POWER AND SIGNAL CONNECTOR OUTGOING CONNECTOR DIRECTION TRAVERSE RIGHT INCREMENTAL ENCODER 2048 P/REV (ENCODER I-2048) WITH DRIVE-CLIQ INTERFACE; WITH FITTED KEY, ACCURACY TOLERANCE N, W. HOLDING BRAKE VIBRATION SEVERITY GRADE N, DIAPHRAGM SEAL (IP 64) | 14534 | TEM | 1 | MC | 116.004 | 1
1FT61346SF711DG0 | SIMOTICS S SYNCHRONOUS SERVOMOTOR, 1FT6 140 NM, 100 K, 3000 RPM, SEPARATE VENTILATION; IM B5 (IM V1, IM V3) FOR POWER AND SIGNAL CONNECTOR OUTGOING CONNECTOR DIRECTION TRAVERSE RIGHT INCREMENTAL ENCODER 2048 P/REV (ENCODER I-2048) WITH DRIVE-CLIQ INTERFACE; PLAIN SHAFT, ACCURACY TOLERANCE N, W/O HOLDING BRAKE VIBRATION SEVERITY GRADE N, DIAPHRAGM SEAL (IP 64) | 12814 | TEM | 1 | MC | 106.005 | 1
1FT61346SF711DH0 | SIMOTICS S SYNCHRONOUS SERVOMOTOR, 1FT6 140 NM, 100 K, 3000 RPM, SEPARATE VENTILATION; IM B5 (IM V1, IM V3) FOR POWER AND SIGNAL CONNECTOR OUTGOING CONNECTOR DIRECTION TRAVERSE RIGHT INCREMENTAL ENCODER 2048 P/REV (ENCODER I-2048) WITH DRIVE-CLIQ INTERFACE; PLAIN SHAFT, ACCURACY TOLERANCE N, W. HOLDING BRAKE VIBRATION SEVERITY GRADE N, DIAPHRAGM SEAL (IP 64) | 14688 | TEM | 1 | MC | 116.004 | 1
1FT61346SF711EB0 | SIMOTICS S SYNCHRONOUS SERVOMOTOR, 1FT6 140 NM, 100 K, 3000 RPM, SEPARATE VENTILATION; IM B5 (IM V1, IM V3) FOR POWER AND SIGNAL CONNECTOR OUTGOING CONNECTOR DIRECTION TRAVERSE RIGHT ABSOLUTE ENCODER ENDAT 2048 P/REV (ENCODER A-2048); PERFORMANCE REDUCTION BY 10% DUE TO ABSOLUTE ENCODER; WITH FITTED KEY, ACCURACY TOLERANCE N, W. HOLDING BRAKE VIBRATION SEVERITY GRADE N, DIAPHRAGM SEAL (IP 64) | 14977 | TEM | 1 | MC | 116.004 | 1
1FT61346SF711ED0 | SIMOTICS S SYNCHRONOUS SERVOMOTOR, 1FT6 140 NM, 100 K, 3000 RPM, SEPARATE VENTILATION; IM B5 (IM V1, IM V3) FOR POWER AND SIGNAL CONNECTOR OUTGOING CONNECTOR DIRECTION TRAVERSE RIGHT ABSOLUTE ENCODER ENDAT 2048 P/REV (ENCODER A-2048); PERFORMANCE REDUCTION BY 10% DUE TO ABSOLUTE ENCODER; WITH FITTED KEY, ACCURACY TOLERANCE R, W/O HOLDING BRAKE VIBRATION SEVERITY GRADE N, DIAPHRAGM SEAL (IP 64) | 13491 | TEM | 1 | MC | 106.005 | 1
1FT61346SF711EG0 | SIMOTICS S SYNCHRONOUS SERVOMOTOR, 1FT6 140 NM, 100 K, 3000 RPM, SEPARATE VENTILATION; IM B5 (IM V1, IM V3) FOR POWER AND SIGNAL CONNECTOR OUTGOING CONNECTOR DIRECTION TRAVERSE RIGHT ABSOLUTE ENCODER ENDAT 2048 P/REV (ENCODER A-2048); PERFORMANCE REDUCTION BY 10% DUE TO ABSOLUTE ENCODER; PLAIN SHAFT, ACCURACY TOLERANCE N, W/O HOLDING BRAKE VIBRATION SEVERITY GRADE N, DIAPHRAGM SEAL (IP 64) | 13256 | TEM | 1 | MC | 106.005 | 1
1FT61346SF711EG4 | SIMOTICS S SYNCHRONOUS SERVOMOTOR, 1FT6 140 NM, 100 K, 3000 RPM, SEPARATE VENTILATION; IM B5 (IM V1, IM V3) FOR POWER AND SIGNAL CONNECTOR OUTGOING CONNECTOR DIRECTION TRAVERSE RIGHT ABSOLUTE ENCODER ENDAT 2048 P/REV (ENCODER A-2048); PERFORMANCE REDUCTION BY 10% DUE TO ABSOLUTE ENCODER; PLAIN SHAFT, ACCURACY TOLERANCE N, W/O HOLDING BRAKE VIBRATION SEVERITY GRADE R, GAMMA SEALING RING (IP 65) | 13531 | TEM | 1 | MC | 106.005 | 1
1FT61346SF711EH0 | SIMOTICS S SYNCHRONOUS SERVOMOTOR, 1FT6 140 NM, 100 K, 3000 RPM, SEPARATE VENTILATION; IM B5 (IM V1, IM V3) FOR POWER AND SIGNAL CONNECTOR OUTGOING CONNECTOR DIRECTION TRAVERSE RIGHT ABSOLUTE ENCODER ENDAT 2048 P/REV (ENCODER A-2048); PERFORMANCE REDUCTION BY 10% DUE TO ABSOLUTE ENCODER; PLAIN SHAFT, ACCURACY TOLERANCE N, W. HOLDING BRAKE VIBRATION SEVERITY GRADE N, DIAPHRAGM SEAL (IP 64) | 15130 | TEM | 1 | MC | 116.004 | 1
1FT61346SF711EH1 | SIMOTICS S SYNCHRONOUS SERVOMOTOR, 1FT6 140 NM, 100 K, 3000 RPM, SEPARATE VENTILATION; IM B5 (IM V1, IM V3) FOR POWER AND SIGNAL CONNECTOR OUTGOING CONNECTOR DIRECTION TRAVERSE RIGHT ABSOLUTE ENCODER ENDAT 2048 P/REV (ENCODER A-2048); PERFORMANCE REDUCTION BY 10% DUE TO ABSOLUTE ENCODER; PLAIN SHAFT, ACCURACY TOLERANCE N, W. HOLDING BRAKE VIBRATION SEVERITY GRADE N, GAMMA SEALING RING (IP 65) | 15232 | TEM | 1 | MC | 116.004 | 1
1FT61346SF711FB0 | SIMOTICS S SYNCHRONOUS SERVOMOTOR, 1FT6 140 NM, 100 K, 3000 RPM, SEPARATE VENTILATION; IM B5 (IM V1, IM V3) FOR POWER AND SIGNAL CONNECTOR OUTGOING CONNECTOR DIRECTION TRAVERSE RIGHT ABSOLUTE ENCODER 2048 P/REV (ENCODER A-2048) WITH DRIVE-CLIQ INTERFACE; PERFORMANCE REDUCTION BY 10% DUE TO ABSOLUTE ENCODER; WITH FITTED KEY, ACCURACY TOLERANCE N, W. HOLDING BRAKE VIBRATION SEVERITY GRADE N, DIAPHRAGM SEAL (IP 64) | 15353 | TEM | 1 | MC | 116.004 | 1
1FT61346SF711FB1 | SIMOTICS S SYNCHRONOUS SERVOMOTOR, 1FT6 140 NM, 100 K, 3000 RPM, SEPARATE VENTILATION; IM B5 (IM V1, IM V3) FOR POWER AND SIGNAL CONNECTOR OUTGOING CONNECTOR DIRECTION TRAVERSE RIGHT ABSOLUTE ENCODER 2048 P/REV (ENCODER A-2048) WITH DRIVE-CLIQ INTERFACE; PERFORMANCE REDUCTION BY 10% DUE TO ABSOLUTE ENCODER; WITH FITTED KEY, ACCURACY TOLERANCE N, W. HOLDING BRAKE VIBRATION SEVERITY GRADE N, GAMMA SEALING RING (IP 65) | 15455 | TEM | 1 | MC | 116.004 | 1
1FT61346SF711FG0 | SIMOTICS S SYNCHRONOUS SERVOMOTOR, 1FT6 140 NM, 100 K, 3000 RPM, SEPARATE VENTILATION; IM B5 (IM V1, IM V3) FOR POWER AND SIGNAL CONNECTOR OUTGOING CONNECTOR DIRECTION TRAVERSE RIGHT ABSOLUTE ENCODER 2048 P/REV (ENCODER A-2048) WITH DRIVE-CLIQ INTERFACE; PERFORMANCE REDUCTION BY 10% DUE TO ABSOLUTE ENCODER; PLAIN SHAFT, ACCURACY TOLERANCE N, W/O HOLDING BRAKE VIBRATION SEVERITY GRADE N, DIAPHRAGM SEAL (IP 64) | 13632 | TEM | 1 | MC | 106.005 | 1
1FT61346SF711FH0 | SIMOTICS S SYNCHRONOUS SERVOMOTOR, 1FT6 140 NM, 100 K, 3000 RPM, SEPARATE VENTILATION; IM B5 (IM V1, IM V3) FOR POWER AND SIGNAL CONNECTOR OUTGOING CONNECTOR DIRECTION TRAVERSE RIGHT ABSOLUTE ENCODER 2048 P/REV (ENCODER A-2048) WITH DRIVE-CLIQ INTERFACE; PERFORMANCE REDUCTION BY 10% DUE TO ABSOLUTE ENCODER; PLAIN SHAFT, ACCURACY TOLERANCE N, W. HOLDING BRAKE VIBRATION SEVERITY GRADE N, DIAPHRAGM SEAL (IP 64) | 15507 | TEM | 1 | MC | 116.004 | 1
1FT61346SF711FH1 | SIMOTICS S SYNCHRONOUS SERVOMOTOR, 1FT6 140 NM, 100 K, 3000 RPM, SEPARATE VENTILATION; IM B5 (IM V1, IM V3) FOR POWER AND SIGNAL CONNECTOR OUTGOING CONNECTOR DIRECTION TRAVERSE RIGHT ABSOLUTE ENCODER 2048 P/REV (ENCODER A-2048) WITH DRIVE-CLIQ INTERFACE; PERFORMANCE REDUCTION BY 10% DUE TO ABSOLUTE ENCODER; PLAIN SHAFT, ACCURACY TOLERANCE N, W. HOLDING BRAKE VIBRATION SEVERITY GRADE N, GAMMA SEALING RING (IP 65) | 15609 | TEM | 1 | MC | 116.004 | 1
1FT61346SF711FH3 | SIMOTICS S SYNCHRONOUS SERVOMOTOR, 1FT6 140 NM, 100 K, 3000 RPM, SEPARATE VENTILATION; IM B5 (IM V1, IM V3) FOR POWER AND SIGNAL CONNECTOR OUTGOING CONNECTOR DIRECTION TRAVERSE RIGHT ABSOLUTE ENCODER 2048 P/REV (ENCODER A-2048) WITH DRIVE-CLIQ INTERFACE; PERFORMANCE REDUCTION BY 10% DUE TO ABSOLUTE ENCODER; PLAIN SHAFT, ACCURACY TOLERANCE N, W. HOLDING BRAKE VIBRATION SEVERITY GRADE R, DIAPHRAGM SEAL (IP 64) | 15676 | TEM | 1 | MC | 116.004 | 1
1FT61346SF711SA0 | SIMOTICS S SYNCHRONOUS SERVOMOTOR, 1FT6 140 NM, 100 K, 3000 RPM, SEPARATE VENTILATION; IM B5 (IM V1, IM V3) FOR POWER AND SIGNAL CONNECTOR OUTGOING CONNECTOR DIRECTION TRAVERSE RIGHT RESOLVER MULTI-POLE (RESOLVER P=3); WITH FITTED KEY, ACCURACY TOLERANCE N, W/O HOLDING BRAKE VIBRATION SEVERITY GRADE N, DIAPHRAGM SEAL (IP 64) | 11350 | TEM | 1 | MC | 106.005 | 1
1FT61346SF711SG0 | SIMOTICS S SYNCHRONOUS SERVOMOTOR, 1FT6 140 NM, 100 K, 3000 RPM, SEPARATE VENTILATION; IM B5 (IM V1, IM V3) FOR POWER AND SIGNAL CONNECTOR OUTGOING CONNECTOR DIRECTION TRAVERSE RIGHT RESOLVER MULTI-POLE (RESOLVER P=3); PLAIN SHAFT, ACCURACY TOLERANCE N, W/O HOLDING BRAKE VIBRATION SEVERITY GRADE N, DIAPHRAGM SEAL (IP 64) | 11350 | TEM | 1 | MC | 106.005 | 1
1FT61346SF711TB0 | SIMOTICS S SYNCHRONOUS SERVOMOTOR, 1FT6 140 NM, 100 K, 3000 RPM, SEPARATE VENTILATION; IM B5 (IM V1, IM V3) FOR POWER AND SIGNAL CONNECTOR OUTGOING CONNECTOR DIRECTION TRAVERSE RIGHT RESOLVER 2-POLE (RESOLVER P=1); WITH FITTED KEY, ACCURACY TOLERANCE N, W. HOLDING BRAKE VIBRATION SEVERITY GRADE N, DIAPHRAGM SEAL (IP 64) | 13075 | TEM | 1 | MC | 116.004 | 1
1FT61346SF712AK3 | SIMOTICS S SYNCHRONOUS SERVOMOTOR, 1FT6 140 NM, 100 K, 3000 RPM, SEPARATE VENTILATION; IM B5 (IM V1, IM V3) FOR POWER AND SIGNAL CONNECTOR OUTGOING CONNECTOR DIRECTION TRAVERSE LEFT INCREM. ENCODER, SIN/COS 1 VPP 2048 P/REV (ENCODER I-2048); PLAIN SHAFT, ACCURACY TOLERANCE R, W/O HOLDING BRAKE VIBRATION SEVERITY GRADE R, DIAPHRAGM SEAL (IP 64) | 12988 | TEM | 1 | MC | 106.005 | 1
1FT61346SF712FA3 | SIMOTICS S SYNCHRONOUS SERVOMOTOR, 1FT6 140 NM, 100 K, 3000 RPM, SEPARATE VENTILATION; IM B5 (IM V1, IM V3) FOR POWER AND SIGNAL CONNECTOR OUTGOING CONNECTOR DIRECTION TRAVERSE LEFT ABSOLUTE ENCODER 2048 P/REV (ENCODER A-2048) WITH DRIVE-CLIQ INTERFACE; PERFORMANCE REDUCTION BY 10% DUE TO ABSOLUTE ENCODER; WITH FITTED KEY, ACCURACY TOLERANCE N, W/O HOLDING BRAKE VIBRATION SEVERITY GRADE R, DIAPHRAGM SEAL (IP 64) | 13802 | TEM | 1 | MC | 106.005 | 1
1FT61346SF712SB1 | SIMOTICS S SYNCHRONOUS SERVOMOTOR, 1FT6 140 NM, 100 K, 3000 RPM, SEPARATE VENTILATION; IM B5 (IM V1, IM V3) FOR POWER AND SIGNAL CONNECTOR OUTGOING CONNECTOR DIRECTION TRAVERSE LEFT RESOLVER MULTI-POLE (RESOLVER P=3); WITH FITTED KEY, ACCURACY TOLERANCE N, W. HOLDING BRAKE VIBRATION SEVERITY GRADE N, GAMMA SEALING RING (IP 65) | 13172 | TEM | 1 | MC | 116.004 | 1
1FT61346SF714AA0 | SIMOTICS S SYNCHRONOUS SERVOMOTOR, 1FT6 140 NM, 100 K, 3000 RPM, SEPARATE VENTILATION; IM B5 (IM V1, IM V3) FOR POWER AND SIGNAL CONNECTOR OUTGOING CONNECTOR DIRECTION AXIAL DRIVE END INCREM. ENCODER, SIN/COS 1 VPP 2048 P/REV (ENCODER I-2048); WITH FITTED KEY, ACCURACY TOLERANCE N, W/O HOLDING BRAKE VIBRATION SEVERITY GRADE N, DIAPHRAGM SEAL (IP 64) | 12449 | TEM | 1 | MC | 106.005 | 1
1FT61346SF714AA1 | SIMOTICS S SYNCHRONOUS SERVOMOTOR, 1FT6 140 NM, 100 K, 3000 RPM, SEPARATE VENTILATION; IM B5 (IM V1, IM V3) FOR POWER AND SIGNAL CONNECTOR OUTGOING CONNECTOR DIRECTION AXIAL DRIVE END INCREM. ENCODER, SIN/COS 1 VPP 2048 P/REV (ENCODER I-2048); WITH FITTED KEY, ACCURACY TOLERANCE N, W/O HOLDING BRAKE VIBRATION SEVERITY GRADE N, GAMMA SEALING RING (IP 65) | 12551 | TEM | 1 | MC | 106.005 | 1
1FT61346SF714AB0 | SIMOTICS S SYNCHRONOUS SERVOMOTOR, 1FT6 140 NM, 100 K, 3000 RPM, SEPARATE VENTILATION; IM B5 (IM V1, IM V3) FOR POWER AND SIGNAL CONNECTOR OUTGOING CONNECTOR DIRECTION AXIAL DRIVE END INCREM. ENCODER, SIN/COS 1 VPP 2048 P/REV (ENCODER I-2048); WITH FITTED KEY, ACCURACY TOLERANCE N, W. HOLDING BRAKE VIBRATION SEVERITY GRADE N, DIAPHRAGM SEAL (IP 64) | 14170 | TEM | 1 | MC | 116.004 | 1
1FT61346SF714AB1 | SIMOTICS S SYNCHRONOUS SERVOMOTOR, 1FT6 140 NM, 100 K, 3000 RPM, SEPARATE VENTILATION; IM B5 (IM V1, IM V3) FOR POWER AND SIGNAL CONNECTOR OUTGOING CONNECTOR DIRECTION AXIAL DRIVE END INCREM. ENCODER, SIN/COS 1 VPP 2048 P/REV (ENCODER I-2048); WITH FITTED KEY, ACCURACY TOLERANCE N, W. HOLDING BRAKE VIBRATION SEVERITY GRADE N, GAMMA SEALING RING (IP 65) | 14272 | TEM | 1 | MC | 116.004 | 1
1FT61346SF714AG0 | SIMOTICS S SYNCHRONOUS SERVOMOTOR, 1FT6 140 NM, 100 K, 3000 RPM, SEPARATE VENTILATION; IM B5 (IM V1, IM V3) FOR POWER AND SIGNAL CONNECTOR OUTGOING CONNECTOR DIRECTION AXIAL DRIVE END INCREM. ENCODER, SIN/COS 1 VPP 2048 P/REV (ENCODER I-2048); PLAIN SHAFT, ACCURACY TOLERANCE N, W/O HOLDING BRAKE VIBRATION SEVERITY GRADE N, DIAPHRAGM SEAL (IP 64) | 12449 | TEM | 1 | MC | 106.005 | 1
1FT61346SF714AH1 | SIMOTICS S SYNCHRONOUS SERVOMOTOR, 1FT6 140 NM, 100 K, 3000 RPM, SEPARATE VENTILATION; IM B5 (IM V1, IM V3) FOR POWER AND SIGNAL CONNECTOR OUTGOING CONNECTOR DIRECTION AXIAL DRIVE END INCREM. ENCODER, SIN/COS 1 VPP 2048 P/REV (ENCODER I-2048); PLAIN SHAFT, ACCURACY TOLERANCE N, W. HOLDING BRAKE VIBRATION SEVERITY GRADE N, GAMMA SEALING RING (IP 65) | 14425 | TEM | 1 | MC | 116.004 | 1
1FT61346SF714AL3 | SIMOTICS S SYNCHRONOUS SERVOMOTOR, 1FT6 140 NM, 100 K, 3000 RPM, SEPARATE VENTILATION; IM B5 (IM V1, IM V3) FOR POWER AND SIGNAL CONNECTOR OUTGOING CONNECTOR DIRECTION AXIAL DRIVE END INCREM. ENCODER, SIN/COS 1 VPP 2048 P/REV (ENCODER I-2048); PLAIN SHAFT, ACCURACY TOLERANCE R, W. HOLDING BRAKE VIBRATION SEVERITY GRADE R, DIAPHRAGM SEAL (IP 64) | 14713 | TEM | 1 | MC | 116.004 | 1
1FT61346SF714AL5 | SIMOTICS S SYNCHRONOUS SERVOMOTOR, 1FT6 140 NM, 100 K, 3000 RPM, SEPARATE VENTILATION; IM B5 (IM V1, IM V3) FOR POWER AND SIGNAL CONNECTOR OUTGOING CONNECTOR DIRECTION AXIAL DRIVE END INCREM. ENCODER, SIN/COS 1 VPP 2048 P/REV (ENCODER I-2048); PLAIN SHAFT, ACCURACY TOLERANCE R, W. HOLDING BRAKE VIBRATION SEVERITY GRADE R, ROTARY SHAFT SEAL (IP 67) | 14887 | TEM | 1 | MC | 116.004 | 1
1FT61346SF714DA1 | SIMOTICS S SYNCHRONOUS SERVOMOTOR, 1FT6 140 NM, 100 K, 3000 RPM, SEPARATE VENTILATION; IM B5 (IM V1, IM V3) FOR POWER AND SIGNAL CONNECTOR OUTGOING CONNECTOR DIRECTION AXIAL DRIVE END INCREMENTAL ENCODER 2048 P/REV (ENCODER I-2048) WITH DRIVE-CLIQ INTERFACE; WITH FITTED KEY, ACCURACY TOLERANCE N, W/O HOLDING BRAKE VIBRATION SEVERITY GRADE N, GAMMA SEALING RING (IP 65) | 12916 | TEM | 1 | MC | 106.005 | 1
1FT61346SF714DE1 | SIMOTICS S SYNCHRONOUS SERVOMOTOR, 1FT6 140 NM, 100 K, 3000 RPM, SEPARATE VENTILATION; IM B5 (IM V1, IM V3) FOR POWER AND SIGNAL CONNECTOR OUTGOING CONNECTOR DIRECTION AXIAL DRIVE END INCREMENTAL ENCODER 2048 P/REV (ENCODER I-2048) WITH DRIVE-CLIQ INTERFACE; WITH FITTED KEY, ACCURACY TOLERANCE R, W. HOLDING BRAKE VIBRATION SEVERITY GRADE N, GAMMA SEALING RING (IP 65) | 14885 | TEM | 1 | MC | 116.004 | 1
1FT61346SF714DE2 | SIMOTICS S SYNCHRONOUS SERVOMOTOR, 1FT6 140 NM, 100 K, 3000 RPM, SEPARATE VENTILATION; IM B5 (IM V1, IM V3) FOR POWER AND SIGNAL CONNECTOR OUTGOING CONNECTOR DIRECTION AXIAL DRIVE END INCREMENTAL ENCODER 2048 P/REV (ENCODER I-2048) WITH DRIVE-CLIQ INTERFACE; WITH FITTED KEY, ACCURACY TOLERANCE R, W. HOLDING BRAKE VIBRATION SEVERITY GRADE N, ROTARY SHAFT SEAL (IP 67) | 14970 | TEM | 1 | MC | 116.004 | 1
1FT61346SF714DG0 | SIMOTICS S SYNCHRONOUS SERVOMOTOR, 1FT6 140 NM, 100 K, 3000 RPM, SEPARATE VENTILATION; IM B5 (IM V1, IM V3) FOR POWER AND SIGNAL CONNECTOR OUTGOING CONNECTOR DIRECTION AXIAL DRIVE END INCREMENTAL ENCODER 2048 P/REV (ENCODER I-2048) WITH DRIVE-CLIQ INTERFACE; PLAIN SHAFT, ACCURACY TOLERANCE N, W/O HOLDING BRAKE VIBRATION SEVERITY GRADE N, DIAPHRAGM SEAL (IP 64) | 12814 | TEM | 1 | MC | 106.005 | 1
1FT61346SF714DG1 | SIMOTICS S SYNCHRONOUS SERVOMOTOR, 1FT6 140 NM, 100 K, 3000 RPM, SEPARATE VENTILATION; IM B5 (IM V1, IM V3) FOR POWER AND SIGNAL CONNECTOR OUTGOING CONNECTOR DIRECTION AXIAL DRIVE END INCREMENTAL ENCODER 2048 P/REV (ENCODER I-2048) WITH DRIVE-CLIQ INTERFACE; PLAIN SHAFT, ACCURACY TOLERANCE N, W/O HOLDING BRAKE VIBRATION SEVERITY GRADE N, GAMMA SEALING RING (IP 65) | 12916 | TEM | 1 | MC | 106.005 | 1
1FT61346SF714DL3 | SIMOTICS S SYNCHRONOUS SERVOMOTOR, 1FT6 140 NM, 100 K, 3000 RPM, SEPARATE VENTILATION; IM B5 (IM V1, IM V3) FOR POWER AND SIGNAL CONNECTOR OUTGOING CONNECTOR DIRECTION AXIAL DRIVE END INCREMENTAL ENCODER 2048 P/REV (ENCODER I-2048) WITH DRIVE-CLIQ INTERFACE; PLAIN SHAFT, ACCURACY TOLERANCE R, W. HOLDING BRAKE VIBRATION SEVERITY GRADE R, DIAPHRAGM SEAL (IP 64) | 15077 | TEM | 1 | MC | 116.004 | 1
1FT61346SF714EA0 | SIMOTICS S SYNCHRONOUS SERVOMOTOR, 1FT6 140 NM, 100 K, 3000 RPM, SEPARATE VENTILATION; IM B5 (IM V1, IM V3) FOR POWER AND SIGNAL CONNECTOR OUTGOING CONNECTOR DIRECTION AXIAL DRIVE END ABSOLUTE ENCODER ENDAT 2048 P/REV (ENCODER A-2048); PERFORMANCE REDUCTION BY 10% DUE TO ABSOLUTE ENCODER; WITH FITTED KEY, ACCURACY TOLERANCE N, W/O HOLDING BRAKE VIBRATION SEVERITY GRADE N, DIAPHRAGM SEAL (IP 64) | 13256 | TEM | 1 | MC | 106.005 | 1
1FT61346SF714EB0 | SIMOTICS S SYNCHRONOUS SERVOMOTOR, 1FT6 140 NM, 100 K, 3000 RPM, SEPARATE VENTILATION; IM B5 (IM V1, IM V3) FOR POWER AND SIGNAL CONNECTOR OUTGOING CONNECTOR DIRECTION AXIAL DRIVE END ABSOLUTE ENCODER ENDAT 2048 P/REV (ENCODER A-2048); PERFORMANCE REDUCTION BY 10% DUE TO ABSOLUTE ENCODER; WITH FITTED KEY, ACCURACY TOLERANCE N, W. HOLDING BRAKE VIBRATION SEVERITY GRADE N, DIAPHRAGM SEAL (IP 64) | 14977 | TEM | 1 | MC | 116.004 | 1
1FT61346SF714EE0 | SIMOTICS S SYNCHRONOUS SERVOMOTOR, 1FT6 140 NM, 100 K, 3000 RPM, SEPARATE VENTILATION; IM B5 (IM V1, IM V3) FOR POWER AND SIGNAL CONNECTOR OUTGOING CONNECTOR DIRECTION AXIAL DRIVE END ABSOLUTE ENCODER ENDAT 2048 P/REV (ENCODER A-2048); PERFORMANCE REDUCTION BY 10% DUE TO ABSOLUTE ENCODER; WITH FITTED KEY, ACCURACY TOLERANCE R, W. HOLDING BRAKE VIBRATION SEVERITY GRADE N, DIAPHRAGM SEAL (IP 64) | 15225 | TEM | 1 | MC | 116.004 | 1
1FT61346SF714EE4 | SIMOTICS S SYNCHRONOUS SERVOMOTOR, 1FT6 140 NM, 100 K, 3000 RPM, SEPARATE VENTILATION; IM B5 (IM V1, IM V3) FOR POWER AND SIGNAL CONNECTOR OUTGOING CONNECTOR DIRECTION AXIAL DRIVE END ABSOLUTE ENCODER ENDAT 2048 P/REV (ENCODER A-2048); PERFORMANCE REDUCTION BY 10% DUE TO ABSOLUTE ENCODER; WITH FITTED KEY, ACCURACY TOLERANCE R, W. HOLDING BRAKE VIBRATION SEVERITY GRADE R, GAMMA SEALING RING (IP 65) | 15500 | TEM | 1 | MC | 116.004 | 1
1FT61346SF714EG0 | SIMOTICS S SYNCHRONOUS SERVOMOTOR, 1FT6 140 NM, 100 K, 3000 RPM, SEPARATE VENTILATION; IM B5 (IM V1, IM V3) FOR POWER AND SIGNAL CONNECTOR OUTGOING CONNECTOR DIRECTION AXIAL DRIVE END ABSOLUTE ENCODER ENDAT 2048 P/REV (ENCODER A-2048); PERFORMANCE REDUCTION BY 10% DUE TO ABSOLUTE ENCODER; PLAIN SHAFT, ACCURACY TOLERANCE N, W/O HOLDING BRAKE VIBRATION SEVERITY GRADE N, DIAPHRAGM SEAL (IP 64) | 13256 | TEM | 1 | MC | 106.005 | 1
1FT61346SF714EG1 | SIMOTICS S SYNCHRONOUS SERVOMOTOR, 1FT6 140 NM, 100 K, 3000 RPM, SEPARATE VENTILATION; IM B5 (IM V1, IM V3) FOR POWER AND SIGNAL CONNECTOR OUTGOING CONNECTOR DIRECTION AXIAL DRIVE END ABSOLUTE ENCODER ENDAT 2048 P/REV (ENCODER A-2048); PERFORMANCE REDUCTION BY 10% DUE TO ABSOLUTE ENCODER; PLAIN SHAFT, ACCURACY TOLERANCE N, W/O HOLDING BRAKE VIBRATION SEVERITY GRADE N, GAMMA SEALING RING (IP 65) | 13358 | TEM | 1 | MC | 106.005 | 1
1FT61346SF714EH0 | SIMOTICS S SYNCHRONOUS SERVOMOTOR, 1FT6 140 NM, 100 K, 3000 RPM, SEPARATE VENTILATION; IM B5 (IM V1, IM V3) FOR POWER AND SIGNAL CONNECTOR OUTGOING CONNECTOR DIRECTION AXIAL DRIVE END ABSOLUTE ENCODER ENDAT 2048 P/REV (ENCODER A-2048); PERFORMANCE REDUCTION BY 10% DUE TO ABSOLUTE ENCODER; PLAIN SHAFT, ACCURACY TOLERANCE N, W. HOLDING BRAKE VIBRATION SEVERITY GRADE N, DIAPHRAGM SEAL (IP 64) | 15130 | TEM | 1 | MC | 116.004 | 1
1FT61346SF714EH1 | SIMOTICS S SYNCHRONOUS SERVOMOTOR, 1FT6 140 NM, 100 K, 3000 RPM, SEPARATE VENTILATION; IM B5 (IM V1, IM V3) FOR POWER AND SIGNAL CONNECTOR OUTGOING CONNECTOR DIRECTION AXIAL DRIVE END ABSOLUTE ENCODER ENDAT 2048 P/REV (ENCODER A-2048); PERFORMANCE REDUCTION BY 10% DUE TO ABSOLUTE ENCODER; PLAIN SHAFT, ACCURACY TOLERANCE N, W. HOLDING BRAKE VIBRATION SEVERITY GRADE N, GAMMA SEALING RING (IP 65) | 15232 | TEM | 1 | MC | 116.004 | 1
1FT61346SF714EL0 | SIMOTICS S SYNCHRONOUS SERVOMOTOR, 1FT6 140 NM, 100 K, 3000 RPM, SEPARATE VENTILATION; IM B5 (IM V1, IM V3) FOR POWER AND SIGNAL CONNECTOR OUTGOING CONNECTOR DIRECTION AXIAL DRIVE END ABSOLUTE ENCODER ENDAT 2048 P/REV (ENCODER A-2048); PERFORMANCE REDUCTION BY 10% DUE TO ABSOLUTE ENCODER; PLAIN SHAFT, ACCURACY TOLERANCE R, W. HOLDING BRAKE VIBRATION SEVERITY GRADE N, DIAPHRAGM SEAL (IP 64) | 15351 | TEM | 1 | MC | 116.004 | 1
1FT61346SF714EL4 | SIMOTICS S SYNCHRONOUS SERVOMOTOR, 1FT6 140 NM, 100 K, 3000 RPM, SEPARATE VENTILATION; IM B5 (IM V1, IM V3) FOR POWER AND SIGNAL CONNECTOR OUTGOING CONNECTOR DIRECTION AXIAL DRIVE END ABSOLUTE ENCODER ENDAT 2048 P/REV (ENCODER A-2048); PERFORMANCE REDUCTION BY 10% DUE TO ABSOLUTE ENCODER; PLAIN SHAFT, ACCURACY TOLERANCE R, W. HOLDING BRAKE VIBRATION SEVERITY GRADE R, GAMMA SEALING RING (IP 65) | 15625 | TEM | 1 | MC | 116.004 | 1
1FT61346SF714FB0 | SIMOTICS S SYNCHRONOUS SERVOMOTOR, 1FT6 140 NM, 100 K, 3000 RPM, SEPARATE VENTILATION; IM B5 (IM V1, IM V3) FOR POWER AND SIGNAL CONNECTOR OUTGOING CONNECTOR DIRECTION AXIAL DRIVE END ABSOLUTE ENCODER 2048 P/REV (ENCODER A-2048) WITH DRIVE-CLIQ INTERFACE; PERFORMANCE REDUCTION BY 10% DUE TO ABSOLUTE ENCODER; WITH FITTED KEY, ACCURACY TOLERANCE N, W. HOLDING BRAKE VIBRATION SEVERITY GRADE N, DIAPHRAGM SEAL (IP 64) | 15353 | TEM | 1 | MC | 116.004 | 1
1FT61346SF714FB1 | SIMOTICS S SYNCHRONOUS SERVOMOTOR, 1FT6 140 NM, 100 K, 3000 RPM, SEPARATE VENTILATION; IM B5 (IM V1, IM V3) FOR POWER AND SIGNAL CONNECTOR OUTGOING CONNECTOR DIRECTION AXIAL DRIVE END ABSOLUTE ENCODER 2048 P/REV (ENCODER A-2048) WITH DRIVE-CLIQ INTERFACE; PERFORMANCE REDUCTION BY 10% DUE TO ABSOLUTE ENCODER; WITH FITTED KEY, ACCURACY TOLERANCE N, W. HOLDING BRAKE VIBRATION SEVERITY GRADE N, GAMMA SEALING RING (IP 65) | 15455 | TEM | 1 | MC | 116.004 | 1
1FT61346SF714FE1 | SIMOTICS S SYNCHRONOUS SERVOMOTOR, 1FT6 140 NM, 100 K, 3000 RPM, SEPARATE VENTILATION; IM B5 (IM V1, IM V3) FOR POWER AND SIGNAL CONNECTOR OUTGOING CONNECTOR DIRECTION AXIAL DRIVE END ABSOLUTE ENCODER 2048 P/REV (ENCODER A-2048) WITH DRIVE-CLIQ INTERFACE; PERFORMANCE REDUCTION BY 10% DUE TO ABSOLUTE ENCODER; WITH FITTED KEY, ACCURACY TOLERANCE R, W. HOLDING BRAKE VIBRATION SEVERITY GRADE N, GAMMA SEALING RING (IP 65) | 15703 | TEM | 1 | MC | 116.004 | 1
1FT61346SF714FG0 | SIMOTICS S SYNCHRONOUS SERVOMOTOR, 1FT6 140 NM, 100 K, 3000 RPM, SEPARATE VENTILATION; IM B5 (IM V1, IM V3) FOR POWER AND SIGNAL CONNECTOR OUTGOING CONNECTOR DIRECTION AXIAL DRIVE END ABSOLUTE ENCODER 2048 P/REV (ENCODER A-2048) WITH DRIVE-CLIQ INTERFACE; PERFORMANCE REDUCTION BY 10% DUE TO ABSOLUTE ENCODER; PLAIN SHAFT, ACCURACY TOLERANCE N, W/O HOLDING BRAKE VIBRATION SEVERITY GRADE N, DIAPHRAGM SEAL (IP 64) | 13632 | TEM | 1 | MC | 106.005 | 1
1FT61346SF714FH0 | SIMOTICS S SYNCHRONOUS SERVOMOTOR, 1FT6 140 NM, 100 K, 3000 RPM, SEPARATE VENTILATION; IM B5 (IM V1, IM V3) FOR POWER AND SIGNAL CONNECTOR OUTGOING CONNECTOR DIRECTION AXIAL DRIVE END ABSOLUTE ENCODER 2048 P/REV (ENCODER A-2048) WITH DRIVE-CLIQ INTERFACE; PERFORMANCE REDUCTION BY 10% DUE TO ABSOLUTE ENCODER; PLAIN SHAFT, ACCURACY TOLERANCE N, W. HOLDING BRAKE VIBRATION SEVERITY GRADE N, DIAPHRAGM SEAL (IP 64) | 15507 | TEM | 1 | MC | 116.004 | 1
1FT61346SF714FL1 | SIMOTICS S SYNCHRONOUS SERVOMOTOR, 1FT6 140 NM, 100 K, 3000 RPM, SEPARATE VENTILATION; IM B5 (IM V1, IM V3) FOR POWER AND SIGNAL CONNECTOR OUTGOING CONNECTOR DIRECTION AXIAL DRIVE END ABSOLUTE ENCODER 2048 P/REV (ENCODER A-2048) WITH DRIVE-CLIQ INTERFACE; PERFORMANCE REDUCTION BY 10% DUE TO ABSOLUTE ENCODER; PLAIN SHAFT, ACCURACY TOLERANCE R, W. HOLDING BRAKE VIBRATION SEVERITY GRADE N, GAMMA SEALING RING (IP 65) | 15829 | TEM | 1 | MC | 116.004 | 1
1FT61346SF714PG0 | SIMOTICS S SYNCHRONOUS SERVOMOTOR, 1FT6 140 NM, 100 K, 3000 RPM, SEPARATE VENTILATION; IM B5 (IM V1, IM V3) FOR POWER AND SIGNAL CONNECTOR OUTGOING CONNECTOR DIRECTION AXIAL DRIVE END RESOLVER 2-POLE (RESOLVER P=1) WITH DRIVE-CLIQ INTERFACE; PLAIN SHAFT, ACCURACY TOLERANCE N, W/O HOLDING BRAKE VIBRATION SEVERITY GRADE N, DIAPHRAGM SEAL (IP 64) | 11715 | TEM | 1 | MC | 106.005 | 1
1FT61346SF714SA1 | SIMOTICS S SYNCHRONOUS SERVOMOTOR, 1FT6 140 NM, 100 K, 3000 RPM, SEPARATE VENTILATION; IM B5 (IM V1, IM V3) FOR POWER AND SIGNAL CONNECTOR OUTGOING CONNECTOR DIRECTION AXIAL DRIVE END RESOLVER MULTI-POLE (RESOLVER P=3); WITH FITTED KEY, ACCURACY TOLERANCE N, W/O HOLDING BRAKE VIBRATION SEVERITY GRADE N, GAMMA SEALING RING (IP 65) | 11452 | TEM | 1 | MC | 106.005 | 1
1FT61346SF714SB1 | SIMOTICS S SYNCHRONOUS SERVOMOTOR, 1FT6 140 NM, 100 K, 3000 RPM, SEPARATE VENTILATION; IM B5 (IM V1, IM V3) FOR POWER AND SIGNAL CONNECTOR OUTGOING CONNECTOR DIRECTION AXIAL DRIVE END RESOLVER MULTI-POLE (RESOLVER P=3); WITH FITTED KEY, ACCURACY TOLERANCE N, W. HOLDING BRAKE VIBRATION SEVERITY GRADE N, GAMMA SEALING RING (IP 65) | 13172 | TEM | 1 | MC | 116.004 | 1
1FT61346SF714TA0 | SIMOTICS S SYNCHRONOUS SERVOMOTOR, 1FT6 140 NM, 100 K, 3000 RPM, SEPARATE VENTILATION; IM B5 (IM V1, IM V3) FOR POWER AND SIGNAL CONNECTOR OUTGOING CONNECTOR DIRECTION AXIAL DRIVE END RESOLVER 2-POLE (RESOLVER P=1); WITH FITTED KEY, ACCURACY TOLERANCE N, W/O HOLDING BRAKE VIBRATION SEVERITY GRADE N, DIAPHRAGM SEAL (IP 64) | 11354 | TEM | 1 | MC | 106.005 | 1
1FT61346SF714UA0 | SIMOTICS S SYNCHRONOUS SERVOMOTOR, 1FT6 140 NM, 100 K, 3000 RPM, SEPARATE VENTILATION; IM B5 (IM V1, IM V3) FOR POWER AND SIGNAL CONNECTOR OUTGOING CONNECTOR DIRECTION AXIAL DRIVE END RESOLVER MULTI-POLE (RESOLVER P=3) WITH DRIVE-CLIQ INTERFACE; WITH FITTED KEY, ACCURACY TOLERANCE N, W/O HOLDING BRAKE VIBRATION SEVERITY GRADE N, DIAPHRAGM SEAL (IP 64) | 11715 | TEM | 1 | MC | 106.005 | 1
1FT61346SF714UH0 | SIMOTICS S SYNCHRONOUS SERVOMOTOR, 1FT6 140 NM, 100 K, 3000 RPM, SEPARATE VENTILATION; IM B5 (IM V1, IM V3) FOR POWER AND SIGNAL CONNECTOR OUTGOING CONNECTOR DIRECTION AXIAL DRIVE END RESOLVER MULTI-POLE (RESOLVER P=3) WITH DRIVE-CLIQ INTERFACE; PLAIN SHAFT, ACCURACY TOLERANCE N, W. HOLDING BRAKE VIBRATION SEVERITY GRADE N, DIAPHRAGM SEAL (IP 64) | 13589 | TEM | 1 | MC | 116.004 | 1
1FT61346SF715AK3 | SIMOTICS S SYNCHRONOUS SERVOMOTOR, 1FT6 140 NM, 100 K, 3000 RPM, SEPARATE VENTILATION; IM B5 (IM V1, IM V3) FOR CONNECT. OF TERMINAL BOX AND SIGNAL CONNECTOR, TERMINAL BOX TRAVERSE RIGHT INCREM. ENCODER, SIN/COS 1 VPP 2048 P/REV (ENCODER I-2048); PLAIN SHAFT, ACCURACY TOLERANCE R, W/O HOLDING BRAKE VIBRATION SEVERITY GRADE R, DIAPHRAGM SEAL (IP 64) | 12988 | TEM | 1 | MC | 106.504 | 1
1FT61346SF715DA2 | SIMOTICS S SYNCHRONOUS SERVOMOTOR, 1FT6 140 NM, 100 K, 3000 RPM, SEPARATE VENTILATION; IM B5 (IM V1, IM V3) FOR CONNECT. OF TERMINAL BOX AND SIGNAL CONNECTOR, TERMINAL BOX TRAVERSE RIGHT INCREMENTAL ENCODER 2048 P/REV (ENCODER I-2048) WITH DRIVE-CLIQ INTERFACE; WITH FITTED KEY, ACCURACY TOLERANCE N, W/O HOLDING BRAKE VIBRATION SEVERITY GRADE N, ROTARY SHAFT SEAL (IP 67) | 13001 | TEM | 1 | MC | 106.504 | 1
1FT61346SF715DB2 | SIMOTICS S SYNCHRONOUS SERVOMOTOR, 1FT6 140 NM, 100 K, 3000 RPM, SEPARATE VENTILATION; IM B5 (IM V1, IM V3) FOR CONNECT. OF TERMINAL BOX AND SIGNAL CONNECTOR, TERMINAL BOX TRAVERSE RIGHT INCREMENTAL ENCODER 2048 P/REV (ENCODER I-2048) WITH DRIVE-CLIQ INTERFACE; WITH FITTED KEY, ACCURACY TOLERANCE N, W. HOLDING BRAKE VIBRATION SEVERITY GRADE N, ROTARY SHAFT SEAL (IP 67) | 14721 | TEM | 1 | MC | 116.503 | 1
1FT61346SF715DG0 | SIMOTICS S SYNCHRONOUS SERVOMOTOR, 1FT6 140 NM, 100 K, 3000 RPM, SEPARATE VENTILATION; IM B5 (IM V1, IM V3) FOR CONNECT. OF TERMINAL BOX AND SIGNAL CONNECTOR, TERMINAL BOX TRAVERSE RIGHT INCREMENTAL ENCODER 2048 P/REV (ENCODER I-2048) WITH DRIVE-CLIQ INTERFACE; PLAIN SHAFT, ACCURACY TOLERANCE N, W/O HOLDING BRAKE VIBRATION SEVERITY GRADE N, DIAPHRAGM SEAL (IP 64) | 12814 | TEM | 1 | MC | 106.504 | 1
1FT61346SF715DH0 | SIMOTICS S SYNCHRONOUS SERVOMOTOR, 1FT6 140 NM, 100 K, 3000 RPM, SEPARATE VENTILATION; IM B5 (IM V1, IM V3) FOR CONNECT. OF TERMINAL BOX AND SIGNAL CONNECTOR, TERMINAL BOX TRAVERSE RIGHT INCREMENTAL ENCODER 2048 P/REV (ENCODER I-2048) WITH DRIVE-CLIQ INTERFACE; PLAIN SHAFT, ACCURACY TOLERANCE N, W. HOLDING BRAKE VIBRATION SEVERITY GRADE N, DIAPHRAGM SEAL (IP 64) | 14688 | TEM | 1 | MC | 116.503 | 1
1FT61346SF715FA0 | SIMOTICS S SYNCHRONOUS SERVOMOTOR, 1FT6 140 NM, 100 K, 3000 RPM, SEPARATE VENTILATION; IM B5 (IM V1, IM V3) FOR CONNECT. OF TERMINAL BOX AND SIGNAL CONNECTOR, TERMINAL BOX TRAVERSE RIGHT ABSOLUTE ENCODER 2048 P/REV (ENCODER A-2048) WITH DRIVE-CLIQ INTERFACE; PERFORMANCE REDUCTION BY 10% DUE TO ABSOLUTE ENCODER; WITH FITTED KEY, ACCURACY TOLERANCE N, W/O HOLDING BRAKE VIBRATION SEVERITY GRADE N, DIAPHRAGM SEAL (IP 64) | 13632 | TEM | 1 | MC | 106.504 | 1
1FT61346SF715FA3 | SIMOTICS S SYNCHRONOUS SERVOMOTOR, 1FT6 140 NM, 100 K, 3000 RPM, SEPARATE VENTILATION; IM B5 (IM V1, IM V3) FOR CONNECT. OF TERMINAL BOX AND SIGNAL CONNECTOR, TERMINAL BOX TRAVERSE RIGHT ABSOLUTE ENCODER 2048 P/REV (ENCODER A-2048) WITH DRIVE-CLIQ INTERFACE; PERFORMANCE REDUCTION BY 10% DUE TO ABSOLUTE ENCODER; WITH FITTED KEY, ACCURACY TOLERANCE N, W/O HOLDING BRAKE VIBRATION SEVERITY GRADE R, DIAPHRAGM SEAL (IP 64) | 13802 | TEM | 1 | MC | 106.504 | 1
1FT61346SF715UA0 | SIMOTICS S SYNCHRONOUS SERVOMOTOR, 1FT6 140 NM, 100 K, 3000 RPM, SEPARATE VENTILATION; IM B5 (IM V1, IM V3) FOR CONNECT. OF TERMINAL BOX AND SIGNAL CONNECTOR, TERMINAL BOX TRAVERSE RIGHT RESOLVER MULTI-POLE (RESOLVER P=3) WITH DRIVE-CLIQ INTERFACE; WITH FITTED KEY, ACCURACY TOLERANCE N, W/O HOLDING BRAKE VIBRATION SEVERITY GRADE N, DIAPHRAGM SEAL (IP 64) | 11715 | TEM | 1 | MC | 106.504 | 1
1FT61346SF716SB1 | SIMOTICS S SYNCHRONOUS SERVOMOTOR, 1FT6 140 NM, 100 K, 3000 RPM, SEPARATE VENTILATION; IM B5 (IM V1, IM V3) FOR CONNECT. OF TERMINAL BOX AND SIGNAL CONNECTOR, TERMINAL BOX TRAVERSE LEFT RESOLVER MULTI-POLE (RESOLVER P=3); WITH FITTED KEY, ACCURACY TOLERANCE N, W. HOLDING BRAKE VIBRATION SEVERITY GRADE N, GAMMA SEALING RING (IP 65) | 13172 | TEM | 1 | MC | 116.503 | 1
1FT61346SF717FA0 | SIMOTICS S SYNCHRONOUS SERVOMOTOR, 1FT6 140 NM, 100 K, 3000 RPM, SEPARATE VENTILATION; IM B5 (IM V1, IM V3) FOR CONNECT. OF TERMINAL BOX AND SIGNAL CONNECTOR, TERMINAL BOX AXIAL NON-DRIVE END ABSOLUTE ENCODER 2048 P/REV (ENCODER A-2048) WITH DRIVE-CLIQ INTERFACE; PERFORMANCE REDUCTION BY 10% DUE TO ABSOLUTE ENCODER; WITH FITTED KEY, ACCURACY TOLERANCE N, W/O HOLDING BRAKE VIBRATION SEVERITY GRADE N, DIAPHRAGM SEAL (IP 64) | 13632 | TEM | 1 | MC | 106.504 | 1
1FT61346SF717PA0 | SIMOTICS S SYNCHRONOUS SERVOMOTOR, 1FT6 140 NM, 100 K, 3000 RPM, SEPARATE VENTILATION; IM B5 (IM V1, IM V3) FOR CONNECT. OF TERMINAL BOX AND SIGNAL CONNECTOR, TERMINAL BOX AXIAL NON-DRIVE END RESOLVER 2-POLE (RESOLVER P=1) WITH DRIVE-CLIQ INTERFACE; WITH FITTED KEY, ACCURACY TOLERANCE N, W/O HOLDING BRAKE VIBRATION SEVERITY GRADE N, DIAPHRAGM SEAL (IP 64) | 11715 | TEM | 1 | MC | 106.504 | 1
1FT61346SF718AA1 | SIMOTICS S SYNCHRONOUS SERVOMOTOR, 1FT6 140 NM, 100 K, 3000 RPM, SEPARATE VENTILATION; IM B5 (IM V1, IM V3) FOR CONNECT. OF TERMINAL BOX AND SIGNAL CONNECTOR, TERMINAL BOX AXIAL DRIVE END INCREM. ENCODER, SIN/COS 1 VPP 2048 P/REV (ENCODER I-2048); WITH FITTED KEY, ACCURACY TOLERANCE N, W/O HOLDING BRAKE VIBRATION SEVERITY GRADE N, GAMMA SEALING RING (IP 65) | 12551 | TEM | 1 | MC | 106.504 | 1
1FT61346SF718UG1 | SIMOTICS S SYNCHRONOUS SERVOMOTOR, 1FT6 140 NM, 100 K, 3000 RPM, SEPARATE VENTILATION; IM B5 (IM V1, IM V3) FOR CONNECT. OF TERMINAL BOX AND SIGNAL CONNECTOR, TERMINAL BOX AXIAL DRIVE END RESOLVER MULTI-POLE (RESOLVER P=3) WITH DRIVE-CLIQ INTERFACE; PLAIN SHAFT, ACCURACY TOLERANCE N, W/O HOLDING BRAKE VIBRATION SEVERITY GRADE N, GAMMA SEALING RING (IP 65) | 11817 | TEM | 1 | MC | 106.504 | 1
1FT61346WB765AG0 | SIMOTICS S SYNCHRONOUS SERVOMOTOR 1FT6; 200 NM, 100 K, 1500 REV/MIN WATER-COOLED; DESIGN IM B35; FOR TERMINAL BOX CONNECTION AND SIGNAL CONNECTOR TERMINAL BOX CROSSWISE RIGHT; INCREM. ENCODER, SIN/COS 1 VPP 2048 P/REV (ENCODER I-2048); PLAIN SHAFT, ROTATIONAL TOLERANCE N WITHOUT HOLDING BRAKE; VIBRATION SEVERITY GRADE N SEAL (IP 64); | 11479 | TEM | 1 | MC | 103.504 | 1
1FT61346WB765AK1 | SIMOTICS S SYNCHRONOUS SERVOMOTOR 1FT6; 200 NM, 100 K, 1500 REV/MIN WATER-COOLED; DESIGN IM B35; FOR TERMINAL BOX CONNECTION AND SIGNAL CONNECTOR TERMINAL BOX CROSSWISE RIGHT; INCREM. ENCODER, SIN/COS 1 VPP 2048 P/REV (ENCODER I-2048); PLAIN SHAFT, ROTATIONAL TOLERANCE R WITHOUT HOLDING BRAKE; VIBRATION SEVERITY GRADE N GAMMA SEAL (IP 65); | 11949 | TEM | 1 | MC | 103.504 | 1
1FT61346WB765EG0 | SIMOTICS S SYNCHRONOUS SERVOMOTOR 1FT6; 200 NM, 100 K, 1500 REV/MIN WATER-COOLED; DESIGN IM B35; FOR TERMINAL BOX CONNECTION AND SIGNAL CONNECTOR TERMINAL BOX CROSSWISE RIGHT; ABSOLUTE ENCODER ENDAT 2048 P/REV (ENCODER A-2048); PERFORMANCE REDUCTION BY 10% DUE TO ABSOLUTE ENCODER; PLAIN SHAFT, ROTATIONAL TOLERANCE N WITHOUT HOLDING BRAKE; VIBRATION SEVERITY GRADE N SEAL (IP 64); | 12286 | TEM | 1 | MC | 103.504 | 1
1FT61346WB766AG0 | SIMOTICS S SYNCHRONOUS SERVOMOTOR 1FT6; 200 NM, 100 K, 1500 REV/MIN WATER-COOLED; DESIGN IM B35; FOR TERMINAL BOX CONNECTION AND SIGNAL CONNECTOR TERMINAL BOX CROSSWISE LEFT; INCREM. ENCODER, SIN/COS 1 VPP 2048 P/REV (ENCODER I-2048); PLAIN SHAFT, ROTATIONAL TOLERANCE N WITHOUT HOLDING BRAKE; VIBRATION SEVERITY GRADE N SEAL (IP 64); | 11479 | TEM | 1 | MC | 103.504 | 1
1FT61346WB766EA0 | SIMOTICS S SYNCHRONOUS SERVOMOTOR 1FT6; 200 NM, 100 K, 1500 REV/MIN WATER-COOLED; DESIGN IM B35; FOR TERMINAL BOX CONNECTION AND SIGNAL CONNECTOR TERMINAL BOX CROSSWISE LEFT; ABSOLUTE ENCODER ENDAT 2048 P/REV (ENCODER A-2048); PERFORMANCE REDUCTION BY 10% DUE TO ABSOLUTE ENCODER; WITH FITTED KEY, ROTATIONAL TOLERANCE N WITHOUT HOLDING BRAKE; VIBRATION SEVERITY GRADE N SEAL (IP 64); | 12286 | TEM | 1 | MC | 103.504 | 1
1FT61346WB767AA1 | SIMOTICS S SYNCHRONOUS SERVOMOTOR 1FT6; 200 NM, 100 K, 1500 REV/MIN WATER-COOLED; DESIGN IM B35; FOR TERMINAL BOX CONNECTION AND SIGNAL CONNECTOR TERMINAL BOX AXIAL NON-DRIVE END; INCREM. ENCODER, SIN/COS 1 VPP 2048 P/REV (ENCODER I-2048); WITH FITTED KEY, ROTATIONAL TOLERANCE N WITHOUT HOLDING BRAKE; VIBRATION SEVERITY GRADE N GAMMA SEAL (IP 65); | 11580 | TEM | 1 | MC | 103.504 | 1
1FT61346WB767EG0 | SIMOTICS S SYNCHRONOUS SERVOMOTOR 1FT6; 200 NM, 100 K, 1500 REV/MIN WATER-COOLED; DESIGN IM B35; FOR TERMINAL BOX CONNECTION AND SIGNAL CONNECTOR TERMINAL BOX AXIAL NON-DRIVE END; ABSOLUTE ENCODER ENDAT 2048 P/REV (ENCODER A-2048); PERFORMANCE REDUCTION BY 10% DUE TO ABSOLUTE ENCODER; PLAIN SHAFT, ROTATIONAL TOLERANCE N WITHOUT HOLDING BRAKE; VIBRATION SEVERITY GRADE N SEAL (IP 64); | 12286 | TEM | 1 | MC | 103.504 | 1
1FT61346WB768DG0 | SIMOTICS S SYNCHRONOUS SERVOMOTOR 1FT6; 200 NM, 100 K, 1500 REV/MIN WATER-COOLED; DESIGN IM B35; FOR TERMINAL BOX CONNECTION AND SIGNAL CONNECTOR TERMINAL BOX AXIAL DRIVE END; INCREMENTAL ENCODER 2048 P/REV (ENCODER I-2048) WITH DRIVE-CLIQ INTERFACE; PLAIN SHAFT, ROTATIONAL TOLERANCE N WITHOUT HOLDING BRAKE; VIBRATION SEVERITY GRADE N SEAL (IP 64); | 11843 | TEM | 1 | MC | 103.504 | 1
1FT61346WB768FA0 | SIMOTICS S SYNCHRONOUS SERVOMOTOR 1FT6; 200 NM, 100 K, 1500 REV/MIN WATER-COOLED; DESIGN IM B35; FOR TERMINAL BOX CONNECTION AND SIGNAL CONNECTOR TERMINAL BOX AXIAL DRIVE END; ABSOLUTE ENCODER 2048 P/REV (ENCODER A-2048) WITH DRIVE-CLIQ INTERFACE; PERFORMANCE REDUCTION BY 10% DUE TO ABSOLUTE ENCODER; WITH FITTED KEY, ROTATIONAL TOLERANCE N WITHOUT HOLDING BRAKE; VIBRATION SEVERITY GRADE N SEAL (IP 64); | 12662 | TEM | 1 | MC | 103.504 | 1
1FT61346WD765AA0 | SIMOTICS S SYNCHRONOUS SERVOMOTOR 1FT6; 200 NM, 100 K, 2500 REV/MIN WATER-COOLED; DESIGN IM B35; FOR TERMINAL BOX CONNECTION AND SIGNAL CONNECTOR TERMINAL BOX CROSSWISE RIGHT; INCREM. ENCODER, SIN/COS 1 VPP 2048 P/REV (ENCODER I-2048); WITH FITTED KEY, ROTATIONAL TOLERANCE N WITHOUT HOLDING BRAKE; VIBRATION SEVERITY GRADE N SEAL (IP 64); | 11479 | TEM | 1 | MC | 103.504 | 1
1FT61346WD765AD4 | SIMOTICS S SYNCHRONOUS SERVOMOTOR 1FT6; 200 NM, 100 K, 2500 REV/MIN WATER-COOLED; DESIGN IM B35; FOR TERMINAL BOX CONNECTION AND SIGNAL CONNECTOR TERMINAL BOX CROSSWISE RIGHT; INCREM. ENCODER, SIN/COS 1 VPP 2048 P/REV (ENCODER I-2048); WITH FITTED KEY, ROTATIONAL TOLERANCE R WITHOUT HOLDING BRAKE; VIBRATION SEVERITY GRADE R GAMMA SEAL (IP 65); | 11988 | TEM | 1 | MC | 103.504 | 1
1FT61346WD765AG1 | SIMOTICS S SYNCHRONOUS SERVOMOTOR 1FT6; 200 NM, 100 K, 2500 REV/MIN WATER-COOLED; DESIGN IM B35; FOR TERMINAL BOX CONNECTION AND SIGNAL CONNECTOR TERMINAL BOX CROSSWISE RIGHT; INCREM. ENCODER, SIN/COS 1 VPP 2048 P/REV (ENCODER I-2048); PLAIN SHAFT, ROTATIONAL TOLERANCE N WITHOUT HOLDING BRAKE; VIBRATION SEVERITY GRADE N GAMMA SEAL (IP 65); | 11580 | TEM | 1 | MC | 103.504 | 1
1FT61346WD765AG2 | SIMOTICS S SYNCHRONOUS SERVOMOTOR 1FT6; 200 NM, 100 K, 2500 REV/MIN WATER-COOLED; DESIGN IM B35; FOR TERMINAL BOX CONNECTION AND SIGNAL CONNECTOR TERMINAL BOX CROSSWISE RIGHT; INCREM. ENCODER, SIN/COS 1 VPP 2048 P/REV (ENCODER I-2048); PLAIN SHAFT, ROTATIONAL TOLERANCE N WITHOUT HOLDING BRAKE; VIBRATION SEVERITY GRADE N ROTARY SHAFT SEAL (IP 67); | 11666 | TEM | 1 | MC | 103.504 | 1
1FT61346WD765EA1 | SIMOTICS S SYNCHRONOUS SERVOMOTOR 1FT6; 200 NM, 100 K, 2500 REV/MIN WATER-COOLED; DESIGN IM B35; FOR TERMINAL BOX CONNECTION AND SIGNAL CONNECTOR TERMINAL BOX CROSSWISE RIGHT; ABSOLUTE ENCODER ENDAT 2048 P/REV (ENCODER A-2048); PERFORMANCE REDUCTION BY 10% DUE TO ABSOLUTE ENCODER; WITH FITTED KEY, ROTATIONAL TOLERANCE N WITHOUT HOLDING BRAKE; VIBRATION SEVERITY GRADE N GAMMA SEAL (IP 65); | 12387 | TEM | 1 | MC | 103.504 | 1
1FT61346WD765EG1 | SIMOTICS S SYNCHRONOUS SERVOMOTOR 1FT6; 200 NM, 100 K, 2500 REV/MIN WATER-COOLED; DESIGN IM B35; FOR TERMINAL BOX CONNECTION AND SIGNAL CONNECTOR TERMINAL BOX CROSSWISE RIGHT; ABSOLUTE ENCODER ENDAT 2048 P/REV (ENCODER A-2048); PERFORMANCE REDUCTION BY 10% DUE TO ABSOLUTE ENCODER; PLAIN SHAFT, ROTATIONAL TOLERANCE N WITHOUT HOLDING BRAKE; VIBRATION SEVERITY GRADE N GAMMA SEAL (IP 65); | 12387 | TEM | 1 | MC | 103.504 | 1
1FT61346WD765FG1 | SIMOTICS S SYNCHRONOUS SERVOMOTOR 1FT6; 200 NM, 100 K, 2500 REV/MIN WATER-COOLED; DESIGN IM B35; FOR TERMINAL BOX CONNECTION AND SIGNAL CONNECTOR TERMINAL BOX CROSSWISE RIGHT; ABSOLUTE ENCODER 2048 P/REV (ENCODER A-2048) WITH DRIVE-CLIQ INTERFACE; PERFORMANCE REDUCTION BY 10% DUE TO ABSOLUTE ENCODER; PLAIN SHAFT, ROTATIONAL TOLERANCE N WITHOUT HOLDING BRAKE; VIBRATION SEVERITY GRADE N GAMMA SEAL (IP 65); | 12763 | TEM | 1 | MC | 103.504 | 1
1FT61346WD765SG0 | SIMOTICS S SYNCHRONOUS SERVOMOTOR 1FT6; 200 NM, 100 K, 2500 REV/MIN WATER-COOLED; DESIGN IM B35; FOR TERMINAL BOX CONNECTION AND SIGNAL CONNECTOR TERMINAL BOX CROSSWISE RIGHT; RESOLVER MULTI-POLE (RESOLVER P=3); PLAIN SHAFT, ROTATIONAL TOLERANCE N WITHOUT HOLDING BRAKE; VIBRATION SEVERITY GRADE N SEAL (IP 64); | 10379 | TEM | 1 | MC | 103.504 | 1
1FT61346WD767AG1 | SIMOTICS S SYNCHRONOUS SERVOMOTOR 1FT6; 200 NM, 100 K, 2500 REV/MIN WATER-COOLED; DESIGN IM B35; FOR TERMINAL BOX CONNECTION AND SIGNAL CONNECTOR TERMINAL BOX AXIAL NON-DRIVE END; INCREM. ENCODER, SIN/COS 1 VPP 2048 P/REV (ENCODER I-2048); PLAIN SHAFT, ROTATIONAL TOLERANCE N WITHOUT HOLDING BRAKE; VIBRATION SEVERITY GRADE N GAMMA SEAL (IP 65); | 11580 | TEM | 1 | MC | 103.504 | 1
1FT61346WD767DG1 | SIMOTICS S SYNCHRONOUS SERVOMOTOR 1FT6; 200 NM, 100 K, 2500 REV/MIN WATER-COOLED; DESIGN IM B35; FOR TERMINAL BOX CONNECTION AND SIGNAL CONNECTOR TERMINAL BOX AXIAL NON-DRIVE END; INCREMENTAL ENCODER 2048 P/REV (ENCODER I-2048) WITH DRIVE-CLIQ INTERFACE; PLAIN SHAFT, ROTATIONAL TOLERANCE N WITHOUT HOLDING BRAKE; VIBRATION SEVERITY GRADE N GAMMA SEAL (IP 65); | 11944 | TEM | 1 | MC | 103.504 | 1
1FT61346WD768DG1 | SIMOTICS S SYNCHRONOUS SERVOMOTOR 1FT6; 200 NM, 100 K, 2500 REV/MIN WATER-COOLED; DESIGN IM B35; FOR TERMINAL BOX CONNECTION AND SIGNAL CONNECTOR TERMINAL BOX AXIAL DRIVE END; INCREMENTAL ENCODER 2048 P/REV (ENCODER I-2048) WITH DRIVE-CLIQ INTERFACE; PLAIN SHAFT, ROTATIONAL TOLERANCE N WITHOUT HOLDING BRAKE; VIBRATION SEVERITY GRADE N GAMMA SEAL (IP 65); | 11944 | TEM | 1 | MC | 103.504 | 1
1FT61346WD768EG1 | SIMOTICS S SYNCHRONOUS SERVOMOTOR 1FT6; 200 NM, 100 K, 2500 REV/MIN WATER-COOLED; DESIGN IM B35; FOR TERMINAL BOX CONNECTION AND SIGNAL CONNECTOR TERMINAL BOX AXIAL DRIVE END; ABSOLUTE ENCODER ENDAT 2048 P/REV (ENCODER A-2048); PERFORMANCE REDUCTION BY 10% DUE TO ABSOLUTE ENCODER; PLAIN SHAFT, ROTATIONAL TOLERANCE N WITHOUT HOLDING BRAKE; VIBRATION SEVERITY GRADE N GAMMA SEAL (IP 65); | 12387 | TEM | 1 | MC | 103.504 | 1
1FT61366AB711AA0 | SIMOTICS S SYNCHRONOUS SERVOMOTOR 1FT6 115 NM, 100 K, 1500 RPM NATURAL AIR COOLING; IM B5 (IM V1, IM V3) FOR POWER AND SIGNAL CONNECTOR OUTGOING CONNECTOR DIRECTION TRAVERSE RIGHT INCREM. ENCODER, SIN/COS 1 VPP 2048 P/REV (ENCODER I-2048); WITH FITTED KEY, ACCURACY TOLERANCE N, W/O HOLDING BRAKE VIBRATION SEVERITY GRADE N, DIAPHRAGM SEAL (IP 64) | 12425 | TEM | 1 | MC | 117.005 | 1
1FT61366AB711AA1 | SIMOTICS S SYNCHRONOUS SERVOMOTOR 1FT6 115 NM, 100 K, 1500 RPM NATURAL AIR COOLING; IM B5 (IM V1, IM V3) FOR POWER AND SIGNAL CONNECTOR OUTGOING CONNECTOR DIRECTION TRAVERSE RIGHT INCREM. ENCODER, SIN/COS 1 VPP 2048 P/REV (ENCODER I-2048); WITH FITTED KEY, ACCURACY TOLERANCE N, W/O HOLDING BRAKE VIBRATION SEVERITY GRADE N, GAMMA SEALING RING (IP 65) | 12527 | TEM | 1 | MC | 117.005 | 1
1FT61366AB711AA2 | SIMOTICS S SYNCHRONOUS SERVOMOTOR 1FT6 115 NM, 100 K, 1500 RPM NATURAL AIR COOLING; IM B5 (IM V1, IM V3) FOR POWER AND SIGNAL CONNECTOR OUTGOING CONNECTOR DIRECTION TRAVERSE RIGHT INCREM. ENCODER, SIN/COS 1 VPP 2048 P/REV (ENCODER I-2048); WITH FITTED KEY, ACCURACY TOLERANCE N, W/O HOLDING BRAKE VIBRATION SEVERITY GRADE N, ROTARY SHAFT SEAL (IP 67) | 12613 | TEM | 1 | MC | 117.005 | 1
1FT61366AB711AA5 | SIMOTICS S SYNCHRONOUS SERVOMOTOR 1FT6 115 NM, 100 K, 1500 RPM NATURAL AIR COOLING; IM B5 (IM V1, IM V3) FOR POWER AND SIGNAL CONNECTOR OUTGOING CONNECTOR DIRECTION TRAVERSE RIGHT INCREM. ENCODER, SIN/COS 1 VPP 2048 P/REV (ENCODER I-2048); WITH FITTED KEY, ACCURACY TOLERANCE N, W/O HOLDING BRAKE VIBRATION SEVERITY GRADE R, ROTARY SHAFT SEAL (IP 67) | 12769 | TEM | 1 | MC | 117.005 | 1
1FT61366AB711AB0 | SIMOTICS S SYNCHRONOUS SERVOMOTOR 1FT6 115 NM, 100 K, 1500 RPM NATURAL AIR COOLING; IM B5 (IM V1, IM V3) FOR POWER AND SIGNAL CONNECTOR OUTGOING CONNECTOR DIRECTION TRAVERSE RIGHT INCREM. ENCODER, SIN/COS 1 VPP 2048 P/REV (ENCODER I-2048); WITH FITTED KEY, ACCURACY TOLERANCE N, W. HOLDING BRAKE VIBRATION SEVERITY GRADE N, DIAPHRAGM SEAL (IP 64) | 14146 | TEM | 1 | MC | 127.004 | 1
1FT61366AB711AB1 | SIMOTICS S SYNCHRONOUS SERVOMOTOR 1FT6 115 NM, 100 K, 1500 RPM NATURAL AIR COOLING; IM B5 (IM V1, IM V3) FOR POWER AND SIGNAL CONNECTOR OUTGOING CONNECTOR DIRECTION TRAVERSE RIGHT INCREM. ENCODER, SIN/COS 1 VPP 2048 P/REV (ENCODER I-2048); WITH FITTED KEY, ACCURACY TOLERANCE N, W. HOLDING BRAKE VIBRATION SEVERITY GRADE N, GAMMA SEALING RING (IP 65) | 14248 | TEM | 1 | MC | 127.004 | 1
1FT61366AB711AB2 | SIMOTICS S SYNCHRONOUS SERVOMOTOR 1FT6 115 NM, 100 K, 1500 RPM NATURAL AIR COOLING; IM B5 (IM V1, IM V3) FOR POWER AND SIGNAL CONNECTOR OUTGOING CONNECTOR DIRECTION TRAVERSE RIGHT INCREM. ENCODER, SIN/COS 1 VPP 2048 P/REV (ENCODER I-2048); WITH FITTED KEY, ACCURACY TOLERANCE N, W. HOLDING BRAKE VIBRATION SEVERITY GRADE N, ROTARY SHAFT SEAL (IP 67) | 14333 | TEM | 1 | MC | 127.004 | 1
1FT61366AB711AE0 | SIMOTICS S SYNCHRONOUS SERVOMOTOR 1FT6 115 NM, 100 K, 1500 RPM NATURAL AIR COOLING; IM B5 (IM V1, IM V3) FOR POWER AND SIGNAL CONNECTOR OUTGOING CONNECTOR DIRECTION TRAVERSE RIGHT INCREM. ENCODER, SIN/COS 1 VPP 2048 P/REV (ENCODER I-2048); WITH FITTED KEY, ACCURACY TOLERANCE R, W. HOLDING BRAKE VIBRATION SEVERITY GRADE N, DIAPHRAGM SEAL (IP 64) | 14394 | TEM | 1 | MC | 127.004 | 1
1FT61366AB711AE5 | SIMOTICS S SYNCHRONOUS SERVOMOTOR 1FT6 115 NM, 100 K, 1500 RPM NATURAL AIR COOLING; IM B5 (IM V1, IM V3) FOR POWER AND SIGNAL CONNECTOR OUTGOING CONNECTOR DIRECTION TRAVERSE RIGHT INCREM. ENCODER, SIN/COS 1 VPP 2048 P/REV (ENCODER I-2048); WITH FITTED KEY, ACCURACY TOLERANCE R, W. HOLDING BRAKE VIBRATION SEVERITY GRADE R, ROTARY SHAFT SEAL (IP 67) | 14738 | TEM | 1 | MC | 127.004 | 1
1FT61366AB711AG0 | SIMOTICS S SYNCHRONOUS SERVOMOTOR 1FT6 115 NM, 100 K, 1500 RPM NATURAL AIR COOLING; IM B5 (IM V1, IM V3) FOR POWER AND SIGNAL CONNECTOR OUTGOING CONNECTOR DIRECTION TRAVERSE RIGHT INCREM. ENCODER, SIN/COS 1 VPP 2048 P/REV (ENCODER I-2048); PLAIN SHAFT, ACCURACY TOLERANCE N, W/O HOLDING BRAKE VIBRATION SEVERITY GRADE N, DIAPHRAGM SEAL (IP 64) | 12425 | TEM | 1 | MC | 117.005 | 1
1FT61366AB711AG1 | SIMOTICS S SYNCHRONOUS SERVOMOTOR 1FT6 115 NM, 100 K, 1500 RPM NATURAL AIR COOLING; IM B5 (IM V1, IM V3) FOR POWER AND SIGNAL CONNECTOR OUTGOING CONNECTOR DIRECTION TRAVERSE RIGHT INCREM. ENCODER, SIN/COS 1 VPP 2048 P/REV (ENCODER I-2048); PLAIN SHAFT, ACCURACY TOLERANCE N, W/O HOLDING BRAKE VIBRATION SEVERITY GRADE N, GAMMA SEALING RING (IP 65) | 12527 | TEM | 1 | MC | 117.005 | 1
1FT61366AB711AG2 | SIMOTICS S SYNCHRONOUS SERVOMOTOR 1FT6 115 NM, 100 K, 1500 RPM NATURAL AIR COOLING; IM B5 (IM V1, IM V3) FOR POWER AND SIGNAL CONNECTOR OUTGOING CONNECTOR DIRECTION TRAVERSE RIGHT INCREM. ENCODER, SIN/COS 1 VPP 2048 P/REV (ENCODER I-2048); PLAIN SHAFT, ACCURACY TOLERANCE N, W/O HOLDING BRAKE VIBRATION SEVERITY GRADE N, ROTARY SHAFT SEAL (IP 67) | 12613 | TEM | 1 | MC | 117.005 | 1
1FT61366AB711AH0 | SIMOTICS S SYNCHRONOUS SERVOMOTOR 1FT6 115 NM, 100 K, 1500 RPM NATURAL AIR COOLING; IM B5 (IM V1, IM V3) FOR POWER AND SIGNAL CONNECTOR OUTGOING CONNECTOR DIRECTION TRAVERSE RIGHT INCREM. ENCODER, SIN/COS 1 VPP 2048 P/REV (ENCODER I-2048); PLAIN SHAFT, ACCURACY TOLERANCE N, W. HOLDING BRAKE VIBRATION SEVERITY GRADE N, DIAPHRAGM SEAL (IP 64) | 14300 | TEM | 1 | MC | 127.004 | 1
1FT61366AB711AH1 | SIMOTICS S SYNCHRONOUS SERVOMOTOR 1FT6 115 NM, 100 K, 1500 RPM NATURAL AIR COOLING; IM B5 (IM V1, IM V3) FOR POWER AND SIGNAL CONNECTOR OUTGOING CONNECTOR DIRECTION TRAVERSE RIGHT INCREM. ENCODER, SIN/COS 1 VPP 2048 P/REV (ENCODER I-2048); PLAIN SHAFT, ACCURACY TOLERANCE N, W. HOLDING BRAKE VIBRATION SEVERITY GRADE N, GAMMA SEALING RING (IP 65) | 14402 | TEM | 1 | MC | 127.004 | 1
1FT61366AB711AH4 | SIMOTICS S SYNCHRONOUS SERVOMOTOR 1FT6 115 NM, 100 K, 1500 RPM NATURAL AIR COOLING; IM B5 (IM V1, IM V3) FOR POWER AND SIGNAL CONNECTOR OUTGOING CONNECTOR DIRECTION TRAVERSE RIGHT INCREM. ENCODER, SIN/COS 1 VPP 2048 P/REV (ENCODER I-2048); PLAIN SHAFT, ACCURACY TOLERANCE N, W. HOLDING BRAKE VIBRATION SEVERITY GRADE R, GAMMA SEALING RING (IP 65) | 14574 | TEM | 1 | MC | 127.004 | 1
1FT61366AB711AH6 | SIMOTICS S SYNCHRONOUS SERVOMOTOR 1FT6 115 NM, 100 K, 1500 RPM NATURAL AIR COOLING; IM B5 (IM V1, IM V3) FOR POWER AND SIGNAL CONNECTOR OUTGOING CONNECTOR DIRECTION TRAVERSE RIGHT INCREM. ENCODER, SIN/COS 1 VPP 2048 P/REV (ENCODER I-2048); PLAIN SHAFT, ACCURACY TOLERANCE N, W. HOLDING BRAKE VIBRATION SEVERITY GRADE N, KEROSENE SEAL (IP 68) | 14622 | TEM | 1 | MC | 127.004 | 1
1FT61366AB711AK3 | SIMOTICS S SYNCHRONOUS SERVOMOTOR 1FT6 115 NM, 100 K, 1500 RPM NATURAL AIR COOLING; IM B5 (IM V1, IM V3) FOR POWER AND SIGNAL CONNECTOR OUTGOING CONNECTOR DIRECTION TRAVERSE RIGHT INCREM. ENCODER, SIN/COS 1 VPP 2048 P/REV (ENCODER I-2048); PLAIN SHAFT, ACCURACY TOLERANCE R, W/O HOLDING BRAKE VIBRATION SEVERITY GRADE R, DIAPHRAGM SEAL (IP 64) | 12964 | TEM | 1 | MC | 117.005 | 1
1FT61366AB711AK5 | SIMOTICS S SYNCHRONOUS SERVOMOTOR 1FT6 115 NM, 100 K, 1500 RPM NATURAL AIR COOLING; IM B5 (IM V1, IM V3) FOR POWER AND SIGNAL CONNECTOR OUTGOING CONNECTOR DIRECTION TRAVERSE RIGHT INCREM. ENCODER, SIN/COS 1 VPP 2048 P/REV (ENCODER I-2048); PLAIN SHAFT, ACCURACY TOLERANCE R, W/O HOLDING BRAKE VIBRATION SEVERITY GRADE R, ROTARY SHAFT SEAL (IP 67) | 13138 | TEM | 1 | MC | 117.005 | 1
1FT61366AB711AL4 | SIMOTICS S SYNCHRONOUS SERVOMOTOR 1FT6 115 NM, 100 K, 1500 RPM NATURAL AIR COOLING; IM B5 (IM V1, IM V3) FOR POWER AND SIGNAL CONNECTOR OUTGOING CONNECTOR DIRECTION TRAVERSE RIGHT INCREM. ENCODER, SIN/COS 1 VPP 2048 P/REV (ENCODER I-2048); PLAIN SHAFT, ACCURACY TOLERANCE R, W. HOLDING BRAKE VIBRATION SEVERITY GRADE R, GAMMA SEALING RING (IP 65) | 14794 | TEM | 1 | MC | 127.004 | 1
1FT61366AB711AL5 | SIMOTICS S SYNCHRONOUS SERVOMOTOR 1FT6 115 NM, 100 K, 1500 RPM NATURAL AIR COOLING; IM B5 (IM V1, IM V3) FOR POWER AND SIGNAL CONNECTOR OUTGOING CONNECTOR DIRECTION TRAVERSE RIGHT INCREM. ENCODER, SIN/COS 1 VPP 2048 P/REV (ENCODER I-2048); PLAIN SHAFT, ACCURACY TOLERANCE R, W. HOLDING BRAKE VIBRATION SEVERITY GRADE R, ROTARY SHAFT SEAL (IP 67) | 14863 | TEM | 1 | MC | 127.004 | 1
1FT61366AB711DA0 | SIMOTICS S SYNCHRONOUS SERVOMOTOR 1FT6 115 NM, 100 K, 1500 RPM NATURAL AIR COOLING; IM B5 (IM V1, IM V3) FOR POWER AND SIGNAL CONNECTOR OUTGOING CONNECTOR DIRECTION TRAVERSE RIGHT INCREMENTAL ENCODER 2048 P/REV (ENCODER I-2048) WITH DRIVE-CLIQ INTERFACE; WITH FITTED KEY, ACCURACY TOLERANCE N, W/O HOLDING BRAKE VIBRATION SEVERITY GRADE N, DIAPHRAGM SEAL (IP 64) | 12790 | TEM | 1 | MC | 117.005 | 1
1FT61366AB711DA1 | SIMOTICS S SYNCHRONOUS SERVOMOTOR 1FT6 115 NM, 100 K, 1500 RPM NATURAL AIR COOLING; IM B5 (IM V1, IM V3) FOR POWER AND SIGNAL CONNECTOR OUTGOING CONNECTOR DIRECTION TRAVERSE RIGHT INCREMENTAL ENCODER 2048 P/REV (ENCODER I-2048) WITH DRIVE-CLIQ INTERFACE; WITH FITTED KEY, ACCURACY TOLERANCE N, W/O HOLDING BRAKE VIBRATION SEVERITY GRADE N, GAMMA SEALING RING (IP 65) | 12892 | TEM | 1 | MC | 117.005 | 1
1FT61366AB711DB0 | SIMOTICS S SYNCHRONOUS SERVOMOTOR 1FT6 115 NM, 100 K, 1500 RPM NATURAL AIR COOLING; IM B5 (IM V1, IM V3) FOR POWER AND SIGNAL CONNECTOR OUTGOING CONNECTOR DIRECTION TRAVERSE RIGHT INCREMENTAL ENCODER 2048 P/REV (ENCODER I-2048) WITH DRIVE-CLIQ INTERFACE; WITH FITTED KEY, ACCURACY TOLERANCE N, W. HOLDING BRAKE VIBRATION SEVERITY GRADE N, DIAPHRAGM SEAL (IP 64) | 14510 | TEM | 1 | MC | 127.004 | 1
1FT61366AB711DD5 | SIMOTICS S SYNCHRONOUS SERVOMOTOR 1FT6 115 NM, 100 K, 1500 RPM NATURAL AIR COOLING; IM B5 (IM V1, IM V3) FOR POWER AND SIGNAL CONNECTOR OUTGOING CONNECTOR DIRECTION TRAVERSE RIGHT INCREMENTAL ENCODER 2048 P/REV (ENCODER I-2048) WITH DRIVE-CLIQ INTERFACE; WITH FITTED KEY, ACCURACY TOLERANCE R, W/O HOLDING BRAKE VIBRATION SEVERITY GRADE R, ROTARY SHAFT SEAL (IP 67) | 13368 | TEM | 1 | MC | 117.005 | 1
1FT61366AB711DG0 | SIMOTICS S SYNCHRONOUS SERVOMOTOR 1FT6 115 NM, 100 K, 1500 RPM NATURAL AIR COOLING; IM B5 (IM V1, IM V3) FOR POWER AND SIGNAL CONNECTOR OUTGOING CONNECTOR DIRECTION TRAVERSE RIGHT INCREMENTAL ENCODER 2048 P/REV (ENCODER I-2048) WITH DRIVE-CLIQ INTERFACE; PLAIN SHAFT, ACCURACY TOLERANCE N, W/O HOLDING BRAKE VIBRATION SEVERITY GRADE N, DIAPHRAGM SEAL (IP 64) | 12790 | TEM | 1 | MC | 117.005 | 1
1FT61366AB711DG1 | SIMOTICS S SYNCHRONOUS SERVOMOTOR 1FT6 115 NM, 100 K, 1500 RPM NATURAL AIR COOLING; IM B5 (IM V1, IM V3) FOR POWER AND SIGNAL CONNECTOR OUTGOING CONNECTOR DIRECTION TRAVERSE RIGHT INCREMENTAL ENCODER 2048 P/REV (ENCODER I-2048) WITH DRIVE-CLIQ INTERFACE; PLAIN SHAFT, ACCURACY TOLERANCE N, W/O HOLDING BRAKE VIBRATION SEVERITY GRADE N, GAMMA SEALING RING (IP 65) | 12892 | TEM | 1 | MC | 117.005 | 1
1FT61366AB711DG5 | SIMOTICS S SYNCHRONOUS SERVOMOTOR 1FT6 115 NM, 100 K, 1500 RPM NATURAL AIR COOLING; IM B5 (IM V1, IM V3) FOR POWER AND SIGNAL CONNECTOR OUTGOING CONNECTOR DIRECTION TRAVERSE RIGHT INCREMENTAL ENCODER 2048 P/REV (ENCODER I-2048) WITH DRIVE-CLIQ INTERFACE; PLAIN SHAFT, ACCURACY TOLERANCE N, W/O HOLDING BRAKE VIBRATION SEVERITY GRADE R, ROTARY SHAFT SEAL (IP 67) | 13133 | TEM | 1 | MC | 117.005 | 1
1FT61366AB711DH0 | SIMOTICS S SYNCHRONOUS SERVOMOTOR 1FT6 115 NM, 100 K, 1500 RPM NATURAL AIR COOLING; IM B5 (IM V1, IM V3) FOR POWER AND SIGNAL CONNECTOR OUTGOING CONNECTOR DIRECTION TRAVERSE RIGHT INCREMENTAL ENCODER 2048 P/REV (ENCODER I-2048) WITH DRIVE-CLIQ INTERFACE; PLAIN SHAFT, ACCURACY TOLERANCE N, W. HOLDING BRAKE VIBRATION SEVERITY GRADE N, DIAPHRAGM SEAL (IP 64) | 14664 | TEM | 1 | MC | 127.004 | 1
1FT61366AB711DH1 | SIMOTICS S SYNCHRONOUS SERVOMOTOR 1FT6 115 NM, 100 K, 1500 RPM NATURAL AIR COOLING; IM B5 (IM V1, IM V3) FOR POWER AND SIGNAL CONNECTOR OUTGOING CONNECTOR DIRECTION TRAVERSE RIGHT INCREMENTAL ENCODER 2048 P/REV (ENCODER I-2048) WITH DRIVE-CLIQ INTERFACE; PLAIN SHAFT, ACCURACY TOLERANCE N, W. HOLDING BRAKE VIBRATION SEVERITY GRADE N, GAMMA SEALING RING (IP 65) | 14766 | TEM | 1 | MC | 127.004 | 1
1FT61366AB711DL5 | SIMOTICS S SYNCHRONOUS SERVOMOTOR 1FT6 115 NM, 100 K, 1500 RPM NATURAL AIR COOLING; IM B5 (IM V1, IM V3) FOR POWER AND SIGNAL CONNECTOR OUTGOING CONNECTOR DIRECTION TRAVERSE RIGHT INCREMENTAL ENCODER 2048 P/REV (ENCODER I-2048) WITH DRIVE-CLIQ INTERFACE; PLAIN SHAFT, ACCURACY TOLERANCE R, W. HOLDING BRAKE VIBRATION SEVERITY GRADE R, ROTARY SHAFT SEAL (IP 67) | 15227 | TEM | 1 | MC | 127.004 | 1
1FT61366AB711EA0 | SIMOTICS S SYNCHRONOUS SERVOMOTOR 1FT6 115 NM, 100 K, 1500 RPM NATURAL AIR COOLING; IM B5 (IM V1, IM V3) FOR POWER AND SIGNAL CONNECTOR OUTGOING CONNECTOR DIRECTION TRAVERSE RIGHT ABSOLUTE ENCODER ENDAT 2048 P/REV (ENCODER A-2048); PERFORMANCE REDUCTION BY 10% DUE TO ABSOLUTE ENCODER; WITH FITTED KEY, ACCURACY TOLERANCE N, W/O HOLDING BRAKE VIBRATION SEVERITY GRADE N, DIAPHRAGM SEAL (IP 64) | 13232 | TEM | 1 | MC | 117.005 | 1
1FT61366AB711EB1 | SIMOTICS S SYNCHRONOUS SERVOMOTOR 1FT6 115 NM, 100 K, 1500 RPM NATURAL AIR COOLING; IM B5 (IM V1, IM V3) FOR POWER AND SIGNAL CONNECTOR OUTGOING CONNECTOR DIRECTION TRAVERSE RIGHT ABSOLUTE ENCODER ENDAT 2048 P/REV (ENCODER A-2048); PERFORMANCE REDUCTION BY 10% DUE TO ABSOLUTE ENCODER; WITH FITTED KEY, ACCURACY TOLERANCE N, W. HOLDING BRAKE VIBRATION SEVERITY GRADE N, GAMMA SEALING RING (IP 65) | 15055 | TEM | 1 | MC | 127.004 | 1
1FT61366AB711EG0 | SIMOTICS S SYNCHRONOUS SERVOMOTOR 1FT6 115 NM, 100 K, 1500 RPM NATURAL AIR COOLING; IM B5 (IM V1, IM V3) FOR POWER AND SIGNAL CONNECTOR OUTGOING CONNECTOR DIRECTION TRAVERSE RIGHT ABSOLUTE ENCODER ENDAT 2048 P/REV (ENCODER A-2048); PERFORMANCE REDUCTION BY 10% DUE TO ABSOLUTE ENCODER; PLAIN SHAFT, ACCURACY TOLERANCE N, W/O HOLDING BRAKE VIBRATION SEVERITY GRADE N, DIAPHRAGM SEAL (IP 64) | 13232 | TEM | 1 | MC | 117.005 | 1
1FT61366AB711EG1 | SIMOTICS S SYNCHRONOUS SERVOMOTOR 1FT6 115 NM, 100 K, 1500 RPM NATURAL AIR COOLING; IM B5 (IM V1, IM V3) FOR POWER AND SIGNAL CONNECTOR OUTGOING CONNECTOR DIRECTION TRAVERSE RIGHT ABSOLUTE ENCODER ENDAT 2048 P/REV (ENCODER A-2048); PERFORMANCE REDUCTION BY 10% DUE TO ABSOLUTE ENCODER; PLAIN SHAFT, ACCURACY TOLERANCE N, W/O HOLDING BRAKE VIBRATION SEVERITY GRADE N, GAMMA SEALING RING (IP 65) | 13334 | TEM | 1 | MC | 117.005 | 1
1FT61366AB711FA1 | SIMOTICS S SYNCHRONOUS SERVOMOTOR 1FT6 115 NM, 100 K, 1500 RPM NATURAL AIR COOLING; IM B5 (IM V1, IM V3) FOR POWER AND SIGNAL CONNECTOR OUTGOING CONNECTOR DIRECTION TRAVERSE RIGHT ABSOLUTE ENCODER 2048 P/REV (ENCODER A-2048) WITH DRIVE-CLIQ INTERFACE; PERFORMANCE REDUCTION BY 10% DUE TO ABSOLUTE ENCODER; WITH FITTED KEY, ACCURACY TOLERANCE N, W/O HOLDING BRAKE VIBRATION SEVERITY GRADE N, GAMMA SEALING RING (IP 65) | 13711 | TEM | 1 | MC | 117.005 | 1
1FT61366AB711FA2 | SIMOTICS S SYNCHRONOUS SERVOMOTOR 1FT6 115 NM, 100 K, 1500 RPM NATURAL AIR COOLING; IM B5 (IM V1, IM V3) FOR POWER AND SIGNAL CONNECTOR OUTGOING CONNECTOR DIRECTION TRAVERSE RIGHT ABSOLUTE ENCODER 2048 P/REV (ENCODER A-2048) WITH DRIVE-CLIQ INTERFACE; PERFORMANCE REDUCTION BY 10% DUE TO ABSOLUTE ENCODER; WITH FITTED KEY, ACCURACY TOLERANCE N, W/O HOLDING BRAKE VIBRATION SEVERITY GRADE N, ROTARY SHAFT SEAL (IP 67) | 13796 | TEM | 1 | MC | 117.005 | 1
1FT61366AB711FB0 | SIMOTICS S SYNCHRONOUS SERVOMOTOR 1FT6 115 NM, 100 K, 1500 RPM NATURAL AIR COOLING; IM B5 (IM V1, IM V3) FOR POWER AND SIGNAL CONNECTOR OUTGOING CONNECTOR DIRECTION TRAVERSE RIGHT ABSOLUTE ENCODER 2048 P/REV (ENCODER A-2048) WITH DRIVE-CLIQ INTERFACE; PERFORMANCE REDUCTION BY 10% DUE TO ABSOLUTE ENCODER; WITH FITTED KEY, ACCURACY TOLERANCE N, W. HOLDING BRAKE VIBRATION SEVERITY GRADE N, DIAPHRAGM SEAL (IP 64) | 15329 | TEM | 1 | MC | 127.004 | 1
1FT61366AB711FG0 | SIMOTICS S SYNCHRONOUS SERVOMOTOR 1FT6 115 NM, 100 K, 1500 RPM NATURAL AIR COOLING; IM B5 (IM V1, IM V3) FOR POWER AND SIGNAL CONNECTOR OUTGOING CONNECTOR DIRECTION TRAVERSE RIGHT ABSOLUTE ENCODER 2048 P/REV (ENCODER A-2048) WITH DRIVE-CLIQ INTERFACE; PERFORMANCE REDUCTION BY 10% DUE TO ABSOLUTE ENCODER; PLAIN SHAFT, ACCURACY TOLERANCE N, W/O HOLDING BRAKE VIBRATION SEVERITY GRADE N, DIAPHRAGM SEAL (IP 64) | 13609 | TEM | 1 | MC | 117.005 | 1
1FT61366AB711FG1 | SIMOTICS S SYNCHRONOUS SERVOMOTOR 1FT6 115 NM, 100 K, 1500 RPM NATURAL AIR COOLING; IM B5 (IM V1, IM V3) FOR POWER AND SIGNAL CONNECTOR OUTGOING CONNECTOR DIRECTION TRAVERSE RIGHT ABSOLUTE ENCODER 2048 P/REV (ENCODER A-2048) WITH DRIVE-CLIQ INTERFACE; PERFORMANCE REDUCTION BY 10% DUE TO ABSOLUTE ENCODER; PLAIN SHAFT, ACCURACY TOLERANCE N, W/O HOLDING BRAKE VIBRATION SEVERITY GRADE N, GAMMA SEALING RING (IP 65) | 13711 | TEM | 1 | MC | 117.005 | 1
1FT61366AB711FH0 | SIMOTICS S SYNCHRONOUS SERVOMOTOR 1FT6 115 NM, 100 K, 1500 RPM NATURAL AIR COOLING; IM B5 (IM V1, IM V3) FOR POWER AND SIGNAL CONNECTOR OUTGOING CONNECTOR DIRECTION TRAVERSE RIGHT ABSOLUTE ENCODER 2048 P/REV (ENCODER A-2048) WITH DRIVE-CLIQ INTERFACE; PERFORMANCE REDUCTION BY 10% DUE TO ABSOLUTE ENCODER; PLAIN SHAFT, ACCURACY TOLERANCE N, W. HOLDING BRAKE VIBRATION SEVERITY GRADE N, DIAPHRAGM SEAL (IP 64) | 15483 | TEM | 1 | MC | 127.004 | 1
1FT61366AB711FH1 | SIMOTICS S SYNCHRONOUS SERVOMOTOR 1FT6 115 NM, 100 K, 1500 RPM NATURAL AIR COOLING; IM B5 (IM V1, IM V3) FOR POWER AND SIGNAL CONNECTOR OUTGOING CONNECTOR DIRECTION TRAVERSE RIGHT ABSOLUTE ENCODER 2048 P/REV (ENCODER A-2048) WITH DRIVE-CLIQ INTERFACE; PERFORMANCE REDUCTION BY 10% DUE TO ABSOLUTE ENCODER; PLAIN SHAFT, ACCURACY TOLERANCE N, W. HOLDING BRAKE VIBRATION SEVERITY GRADE N, GAMMA SEALING RING (IP 65) | 15585 | TEM | 1 | MC | 127.004 | 1
1FT61366AB711SA0 | SIMOTICS S SYNCHRONOUS SERVOMOTOR 1FT6 115 NM, 100 K, 1500 RPM NATURAL AIR COOLING; IM B5 (IM V1, IM V3) FOR POWER AND SIGNAL CONNECTOR OUTGOING CONNECTOR DIRECTION TRAVERSE RIGHT RESOLVER MULTI-POLE (RESOLVER P=3); WITH FITTED KEY, ACCURACY TOLERANCE N, W/O HOLDING BRAKE VIBRATION SEVERITY GRADE N, DIAPHRAGM SEAL (IP 64) | 11326 | TEM | 1 | MC | 117.005 | 1
1FT61366AB711TG0 | SIMOTICS S SYNCHRONOUS SERVOMOTOR 1FT6 115 NM, 100 K, 1500 RPM NATURAL AIR COOLING; IM B5 (IM V1, IM V3) FOR POWER AND SIGNAL CONNECTOR OUTGOING CONNECTOR DIRECTION TRAVERSE RIGHT RESOLVER 2-POLE (RESOLVER P=1); PLAIN SHAFT, ACCURACY TOLERANCE N, W/O HOLDING BRAKE VIBRATION SEVERITY GRADE N, DIAPHRAGM SEAL (IP 64) | 11330 | TEM | 1 | MC | 117.005 | 1
1FT61366AB711UA0 | SIMOTICS S SYNCHRONOUS SERVOMOTOR 1FT6 115 NM, 100 K, 1500 RPM NATURAL AIR COOLING; IM B5 (IM V1, IM V3) FOR POWER AND SIGNAL CONNECTOR OUTGOING CONNECTOR DIRECTION TRAVERSE RIGHT RESOLVER MULTI-POLE (RESOLVER P=3) WITH DRIVE-CLIQ INTERFACE; WITH FITTED KEY, ACCURACY TOLERANCE N, W/O HOLDING BRAKE VIBRATION SEVERITY GRADE N, DIAPHRAGM SEAL (IP 64) | 11691 | TEM | 1 | MC | 117.005 | 1
1FT61366AB712AA0 | SIMOTICS S SYNCHRONOUS SERVOMOTOR 1FT6 115 NM, 100 K, 1500 RPM NATURAL AIR COOLING; IM B5 (IM V1, IM V3) FOR POWER AND SIGNAL CONNECTOR OUTGOING CONNECTOR DIRECTION TRAVERSE LEFT INCREM. ENCODER, SIN/COS 1 VPP 2048 P/REV (ENCODER I-2048); WITH FITTED KEY, ACCURACY TOLERANCE N, W/O HOLDING BRAKE VIBRATION SEVERITY GRADE N, DIAPHRAGM SEAL (IP 64) | 12425 | TEM | 1 | MC | 117.005 | 1
1FT61366AB712AG0 | SIMOTICS S SYNCHRONOUS SERVOMOTOR 1FT6 115 NM, 100 K, 1500 RPM NATURAL AIR COOLING; IM B5 (IM V1, IM V3) FOR POWER AND SIGNAL CONNECTOR OUTGOING CONNECTOR DIRECTION TRAVERSE LEFT INCREM. ENCODER, SIN/COS 1 VPP 2048 P/REV (ENCODER I-2048); PLAIN SHAFT, ACCURACY TOLERANCE N, W/O HOLDING BRAKE VIBRATION SEVERITY GRADE N, DIAPHRAGM SEAL (IP 64) | 12425 | TEM | 1 | MC | 117.005 | 1
1FT61366AB712AG1 | SIMOTICS S SYNCHRONOUS SERVOMOTOR 1FT6 115 NM, 100 K, 1500 RPM NATURAL AIR COOLING; IM B5 (IM V1, IM V3) FOR POWER AND SIGNAL CONNECTOR OUTGOING CONNECTOR DIRECTION TRAVERSE LEFT INCREM. ENCODER, SIN/COS 1 VPP 2048 P/REV (ENCODER I-2048); PLAIN SHAFT, ACCURACY TOLERANCE N, W/O HOLDING BRAKE VIBRATION SEVERITY GRADE N, GAMMA SEALING RING (IP 65) | 12527 | TEM | 1 | MC | 117.005 | 1
1FT61366AB712AH0 | SIMOTICS S SYNCHRONOUS SERVOMOTOR 1FT6 115 NM, 100 K, 1500 RPM NATURAL AIR COOLING; IM B5 (IM V1, IM V3) FOR POWER AND SIGNAL CONNECTOR OUTGOING CONNECTOR DIRECTION TRAVERSE LEFT INCREM. ENCODER, SIN/COS 1 VPP 2048 P/REV (ENCODER I-2048); PLAIN SHAFT, ACCURACY TOLERANCE N, W. HOLDING BRAKE VIBRATION SEVERITY GRADE N, DIAPHRAGM SEAL (IP 64) | 14300 | TEM | 1 | MC | 127.004 | 1
1FT61366AB712AL4 | SIMOTICS S SYNCHRONOUS SERVOMOTOR 1FT6 115 NM, 100 K, 1500 RPM NATURAL AIR COOLING; IM B5 (IM V1, IM V3) FOR POWER AND SIGNAL CONNECTOR OUTGOING CONNECTOR DIRECTION TRAVERSE LEFT INCREM. ENCODER, SIN/COS 1 VPP 2048 P/REV (ENCODER I-2048); PLAIN SHAFT, ACCURACY TOLERANCE R, W. HOLDING BRAKE VIBRATION SEVERITY GRADE R, GAMMA SEALING RING (IP 65) | 14794 | TEM | 1 | MC | 127.004 | 1
1FT61366AB712DG0 | SIMOTICS S SYNCHRONOUS SERVOMOTOR 1FT6 115 NM, 100 K, 1500 RPM NATURAL AIR COOLING; IM B5 (IM V1, IM V3) FOR POWER AND SIGNAL CONNECTOR OUTGOING CONNECTOR DIRECTION TRAVERSE LEFT INCREMENTAL ENCODER 2048 P/REV (ENCODER I-2048) WITH DRIVE-CLIQ INTERFACE; PLAIN SHAFT, ACCURACY TOLERANCE N, W/O HOLDING BRAKE VIBRATION SEVERITY GRADE N, DIAPHRAGM SEAL (IP 64) | 12790 | TEM | 1 | MC | 117.005 | 1
1FT61366AB712DH0 | SIMOTICS S SYNCHRONOUS SERVOMOTOR 1FT6 115 NM, 100 K, 1500 RPM NATURAL AIR COOLING; IM B5 (IM V1, IM V3) FOR POWER AND SIGNAL CONNECTOR OUTGOING CONNECTOR DIRECTION TRAVERSE LEFT INCREMENTAL ENCODER 2048 P/REV (ENCODER I-2048) WITH DRIVE-CLIQ INTERFACE; PLAIN SHAFT, ACCURACY TOLERANCE N, W. HOLDING BRAKE VIBRATION SEVERITY GRADE N, DIAPHRAGM SEAL (IP 64) | 14664 | TEM | 1 | MC | 127.004 | 1
1FT61366AB712EG2 | SIMOTICS S SYNCHRONOUS SERVOMOTOR 1FT6 115 NM, 100 K, 1500 RPM NATURAL AIR COOLING; IM B5 (IM V1, IM V3) FOR POWER AND SIGNAL CONNECTOR OUTGOING CONNECTOR DIRECTION TRAVERSE LEFT ABSOLUTE ENCODER ENDAT 2048 P/REV (ENCODER A-2048); PERFORMANCE REDUCTION BY 10% DUE TO ABSOLUTE ENCODER; PLAIN SHAFT, ACCURACY TOLERANCE N, W/O HOLDING BRAKE VIBRATION SEVERITY GRADE N, ROTARY SHAFT SEAL (IP 67) | 13420 | TEM | 1 | MC | 117.005 | 1
1FT61366AB712FG0 | SIMOTICS S SYNCHRONOUS SERVOMOTOR 1FT6 115 NM, 100 K, 1500 RPM NATURAL AIR COOLING; IM B5 (IM V1, IM V3) FOR POWER AND SIGNAL CONNECTOR OUTGOING CONNECTOR DIRECTION TRAVERSE LEFT ABSOLUTE ENCODER 2048 P/REV (ENCODER A-2048) WITH DRIVE-CLIQ INTERFACE; PERFORMANCE REDUCTION BY 10% DUE TO ABSOLUTE ENCODER; PLAIN SHAFT, ACCURACY TOLERANCE N, W/O HOLDING BRAKE VIBRATION SEVERITY GRADE N, DIAPHRAGM SEAL (IP 64) | 13609 | TEM | 1 | MC | 117.005 | 1
1FT61366AB714AA0 | SIMOTICS S SYNCHRONOUS SERVOMOTOR 1FT6 115 NM, 100 K, 1500 RPM NATURAL AIR COOLING; IM B5 (IM V1, IM V3) FOR POWER AND SIGNAL CONNECTOR OUTGOING CONNECTOR DIRECTION AXIAL DRIVE END INCREM. ENCODER, SIN/COS 1 VPP 2048 P/REV (ENCODER I-2048); WITH FITTED KEY, ACCURACY TOLERANCE N, W/O HOLDING BRAKE VIBRATION SEVERITY GRADE N, DIAPHRAGM SEAL (IP 64) | 12425 | TEM | 1 | MC | 117.005 | 1
1FT61366AB714AA1 | SIMOTICS S SYNCHRONOUS SERVOMOTOR 1FT6 115 NM, 100 K, 1500 RPM NATURAL AIR COOLING; IM B5 (IM V1, IM V3) FOR POWER AND SIGNAL CONNECTOR OUTGOING CONNECTOR DIRECTION AXIAL DRIVE END INCREM. ENCODER, SIN/COS 1 VPP 2048 P/REV (ENCODER I-2048); WITH FITTED KEY, ACCURACY TOLERANCE N, W/O HOLDING BRAKE VIBRATION SEVERITY GRADE N, GAMMA SEALING RING (IP 65) | 12527 | TEM | 1 | MC | 117.005 | 1
1FT61366AB714AA2 | SIMOTICS S SYNCHRONOUS SERVOMOTOR 1FT6 115 NM, 100 K, 1500 RPM NATURAL AIR COOLING; IM B5 (IM V1, IM V3) FOR POWER AND SIGNAL CONNECTOR OUTGOING CONNECTOR DIRECTION AXIAL DRIVE END INCREM. ENCODER, SIN/COS 1 VPP 2048 P/REV (ENCODER I-2048); WITH FITTED KEY, ACCURACY TOLERANCE N, W/O HOLDING BRAKE VIBRATION SEVERITY GRADE N, ROTARY SHAFT SEAL (IP 67) | 12613 | TEM | 1 | MC | 117.005 | 1
1FT61366AB714AB0 | SIMOTICS S SYNCHRONOUS SERVOMOTOR 1FT6 115 NM, 100 K, 1500 RPM NATURAL AIR COOLING; IM B5 (IM V1, IM V3) FOR POWER AND SIGNAL CONNECTOR OUTGOING CONNECTOR DIRECTION AXIAL DRIVE END INCREM. ENCODER, SIN/COS 1 VPP 2048 P/REV (ENCODER I-2048); WITH FITTED KEY, ACCURACY TOLERANCE N, W. HOLDING BRAKE VIBRATION SEVERITY GRADE N, DIAPHRAGM SEAL (IP 64) | 14146 | TEM | 1 | MC | 127.004 | 1
1FT61366AB714AB2 | SIMOTICS S SYNCHRONOUS SERVOMOTOR 1FT6 115 NM, 100 K, 1500 RPM NATURAL AIR COOLING; IM B5 (IM V1, IM V3) FOR POWER AND SIGNAL CONNECTOR OUTGOING CONNECTOR DIRECTION AXIAL DRIVE END INCREM. ENCODER, SIN/COS 1 VPP 2048 P/REV (ENCODER I-2048); WITH FITTED KEY, ACCURACY TOLERANCE N, W. HOLDING BRAKE VIBRATION SEVERITY GRADE N, ROTARY SHAFT SEAL (IP 67) | 14333 | TEM | 1 | MC | 127.004 | 1
1FT61366AB714AE0 | SIMOTICS S SYNCHRONOUS SERVOMOTOR 1FT6 115 NM, 100 K, 1500 RPM NATURAL AIR COOLING; IM B5 (IM V1, IM V3) FOR POWER AND SIGNAL CONNECTOR OUTGOING CONNECTOR DIRECTION AXIAL DRIVE END INCREM. ENCODER, SIN/COS 1 VPP 2048 P/REV (ENCODER I-2048); WITH FITTED KEY, ACCURACY TOLERANCE R, W. HOLDING BRAKE VIBRATION SEVERITY GRADE N, DIAPHRAGM SEAL (IP 64) | 14394 | TEM | 1 | MC | 127.004 | 1
1FT61366AB714AG0 | SIMOTICS S SYNCHRONOUS SERVOMOTOR 1FT6 115 NM, 100 K, 1500 RPM NATURAL AIR COOLING; IM B5 (IM V1, IM V3) FOR POWER AND SIGNAL CONNECTOR OUTGOING CONNECTOR DIRECTION AXIAL DRIVE END INCREM. ENCODER, SIN/COS 1 VPP 2048 P/REV (ENCODER I-2048); PLAIN SHAFT, ACCURACY TOLERANCE N, W/O HOLDING BRAKE VIBRATION SEVERITY GRADE N, DIAPHRAGM SEAL (IP 64) | 12425 | TEM | 1 | MC | 117.005 | 1
1FT61366AB714AG1 | SIMOTICS S SYNCHRONOUS SERVOMOTOR 1FT6 115 NM, 100 K, 1500 RPM NATURAL AIR COOLING; IM B5 (IM V1, IM V3) FOR POWER AND SIGNAL CONNECTOR OUTGOING CONNECTOR DIRECTION AXIAL DRIVE END INCREM. ENCODER, SIN/COS 1 VPP 2048 P/REV (ENCODER I-2048); PLAIN SHAFT, ACCURACY TOLERANCE N, W/O HOLDING BRAKE VIBRATION SEVERITY GRADE N, GAMMA SEALING RING (IP 65) | 12527 | TEM | 1 | MC | 117.005 | 1
1FT61366AB714AH0 | SIMOTICS S SYNCHRONOUS SERVOMOTOR 1FT6 115 NM, 100 K, 1500 RPM NATURAL AIR COOLING; IM B5 (IM V1, IM V3) FOR POWER AND SIGNAL CONNECTOR OUTGOING CONNECTOR DIRECTION AXIAL DRIVE END INCREM. ENCODER, SIN/COS 1 VPP 2048 P/REV (ENCODER I-2048); PLAIN SHAFT, ACCURACY TOLERANCE N, W. HOLDING BRAKE VIBRATION SEVERITY GRADE N, DIAPHRAGM SEAL (IP 64) | 14300 | TEM | 1 | MC | 127.004 | 1
1FT61366AB714AH1 | SIMOTICS S SYNCHRONOUS SERVOMOTOR 1FT6 115 NM, 100 K, 1500 RPM NATURAL AIR COOLING; IM B5 (IM V1, IM V3) FOR POWER AND SIGNAL CONNECTOR OUTGOING CONNECTOR DIRECTION AXIAL DRIVE END INCREM. ENCODER, SIN/COS 1 VPP 2048 P/REV (ENCODER I-2048); PLAIN SHAFT, ACCURACY TOLERANCE N, W. HOLDING BRAKE VIBRATION SEVERITY GRADE N, GAMMA SEALING RING (IP 65) | 14402 | TEM | 1 | MC | 127.004 | 1
1FT61366AB714AK0 | SIMOTICS S SYNCHRONOUS SERVOMOTOR 1FT6 115 NM, 100 K, 1500 RPM NATURAL AIR COOLING; IM B5 (IM V1, IM V3) FOR POWER AND SIGNAL CONNECTOR OUTGOING CONNECTOR DIRECTION AXIAL DRIVE END INCREM. ENCODER, SIN/COS 1 VPP 2048 P/REV (ENCODER I-2048); PLAIN SHAFT, ACCURACY TOLERANCE R, W/O HOLDING BRAKE VIBRATION SEVERITY GRADE N, DIAPHRAGM SEAL (IP 64) | 12795 | TEM | 1 | MC | 117.005 | 1
1FT61366AB714AL0 | SIMOTICS S SYNCHRONOUS SERVOMOTOR 1FT6 115 NM, 100 K, 1500 RPM NATURAL AIR COOLING; IM B5 (IM V1, IM V3) FOR POWER AND SIGNAL CONNECTOR OUTGOING CONNECTOR DIRECTION AXIAL DRIVE END INCREM. ENCODER, SIN/COS 1 VPP 2048 P/REV (ENCODER I-2048); PLAIN SHAFT, ACCURACY TOLERANCE R, W. HOLDING BRAKE VIBRATION SEVERITY GRADE N, DIAPHRAGM SEAL (IP 64) | 14520 | TEM | 1 | MC | 127.004 | 1
1FT61366AB714AL4 | SIMOTICS S SYNCHRONOUS SERVOMOTOR 1FT6 115 NM, 100 K, 1500 RPM NATURAL AIR COOLING; IM B5 (IM V1, IM V3) FOR POWER AND SIGNAL CONNECTOR OUTGOING CONNECTOR DIRECTION AXIAL DRIVE END INCREM. ENCODER, SIN/COS 1 VPP 2048 P/REV (ENCODER I-2048); PLAIN SHAFT, ACCURACY TOLERANCE R, W. HOLDING BRAKE VIBRATION SEVERITY GRADE R, GAMMA SEALING RING (IP 65) | 14794 | TEM | 1 | MC | 127.004 | 1
1FT61366AB714DA0 | SIMOTICS S SYNCHRONOUS SERVOMOTOR 1FT6 115 NM, 100 K, 1500 RPM NATURAL AIR COOLING; IM B5 (IM V1, IM V3) FOR POWER AND SIGNAL CONNECTOR OUTGOING CONNECTOR DIRECTION AXIAL DRIVE END INCREMENTAL ENCODER 2048 P/REV (ENCODER I-2048) WITH DRIVE-CLIQ INTERFACE; WITH FITTED KEY, ACCURACY TOLERANCE N, W/O HOLDING BRAKE VIBRATION SEVERITY GRADE N, DIAPHRAGM SEAL (IP 64) | 12790 | TEM | 1 | MC | 117.005 | 1
1FT61366AB714DA1 | SIMOTICS S SYNCHRONOUS SERVOMOTOR 1FT6 115 NM, 100 K, 1500 RPM NATURAL AIR COOLING; IM B5 (IM V1, IM V3) FOR POWER AND SIGNAL CONNECTOR OUTGOING CONNECTOR DIRECTION AXIAL DRIVE END INCREMENTAL ENCODER 2048 P/REV (ENCODER I-2048) WITH DRIVE-CLIQ INTERFACE; WITH FITTED KEY, ACCURACY TOLERANCE N, W/O HOLDING BRAKE VIBRATION SEVERITY GRADE N, GAMMA SEALING RING (IP 65) | 12892 | TEM | 1 | MC | 117.005 | 1
1FT61366AB714DA2 | SIMOTICS S SYNCHRONOUS SERVOMOTOR 1FT6 115 NM, 100 K, 1500 RPM NATURAL AIR COOLING; IM B5 (IM V1, IM V3) FOR POWER AND SIGNAL CONNECTOR OUTGOING CONNECTOR DIRECTION AXIAL DRIVE END INCREMENTAL ENCODER 2048 P/REV (ENCODER I-2048) WITH DRIVE-CLIQ INTERFACE; WITH FITTED KEY, ACCURACY TOLERANCE N, W/O HOLDING BRAKE VIBRATION SEVERITY GRADE N, ROTARY SHAFT SEAL (IP 67) | 12977 | TEM | 1 | MC | 117.005 | 1
1FT61366AB714DB0 | SIMOTICS S SYNCHRONOUS SERVOMOTOR 1FT6 115 NM, 100 K, 1500 RPM NATURAL AIR COOLING; IM B5 (IM V1, IM V3) FOR POWER AND SIGNAL CONNECTOR OUTGOING CONNECTOR DIRECTION AXIAL DRIVE END INCREMENTAL ENCODER 2048 P/REV (ENCODER I-2048) WITH DRIVE-CLIQ INTERFACE; WITH FITTED KEY, ACCURACY TOLERANCE N, W. HOLDING BRAKE VIBRATION SEVERITY GRADE N, DIAPHRAGM SEAL (IP 64) | 14510 | TEM | 1 | MC | 127.004 | 1
1FT61366AB714DB1 | SIMOTICS S SYNCHRONOUS SERVOMOTOR 1FT6 115 NM, 100 K, 1500 RPM NATURAL AIR COOLING; IM B5 (IM V1, IM V3) FOR POWER AND SIGNAL CONNECTOR OUTGOING CONNECTOR DIRECTION AXIAL DRIVE END INCREMENTAL ENCODER 2048 P/REV (ENCODER I-2048) WITH DRIVE-CLIQ INTERFACE; WITH FITTED KEY, ACCURACY TOLERANCE N, W. HOLDING BRAKE VIBRATION SEVERITY GRADE N, GAMMA SEALING RING (IP 65) | 14612 | TEM | 1 | MC | 127.004 | 1
1FT61366AB714DG0 | SIMOTICS S SYNCHRONOUS SERVOMOTOR 1FT6 115 NM, 100 K, 1500 RPM NATURAL AIR COOLING; IM B5 (IM V1, IM V3) FOR POWER AND SIGNAL CONNECTOR OUTGOING CONNECTOR DIRECTION AXIAL DRIVE END INCREMENTAL ENCODER 2048 P/REV (ENCODER I-2048) WITH DRIVE-CLIQ INTERFACE; PLAIN SHAFT, ACCURACY TOLERANCE N, W/O HOLDING BRAKE VIBRATION SEVERITY GRADE N, DIAPHRAGM SEAL (IP 64) | 12790 | TEM | 1 | MC | 117.005 | 1
1FT61366AB714DG1 | SIMOTICS S SYNCHRONOUS SERVOMOTOR 1FT6 115 NM, 100 K, 1500 RPM NATURAL AIR COOLING; IM B5 (IM V1, IM V3) FOR POWER AND SIGNAL CONNECTOR OUTGOING CONNECTOR DIRECTION AXIAL DRIVE END INCREMENTAL ENCODER 2048 P/REV (ENCODER I-2048) WITH DRIVE-CLIQ INTERFACE; PLAIN SHAFT, ACCURACY TOLERANCE N, W/O HOLDING BRAKE VIBRATION SEVERITY GRADE N, GAMMA SEALING RING (IP 65) | 12892 | TEM | 1 | MC | 117.005 | 1
1FT61366AB714DH0 | SIMOTICS S SYNCHRONOUS SERVOMOTOR 1FT6 115 NM, 100 K, 1500 RPM NATURAL AIR COOLING; IM B5 (IM V1, IM V3) FOR POWER AND SIGNAL CONNECTOR OUTGOING CONNECTOR DIRECTION AXIAL DRIVE END INCREMENTAL ENCODER 2048 P/REV (ENCODER I-2048) WITH DRIVE-CLIQ INTERFACE; PLAIN SHAFT, ACCURACY TOLERANCE N, W. HOLDING BRAKE VIBRATION SEVERITY GRADE N, DIAPHRAGM SEAL (IP 64) | 14664 | TEM | 1 | MC | 127.004 | 1
1FT61366AB714EB0 | SIMOTICS S SYNCHRONOUS SERVOMOTOR 1FT6 115 NM, 100 K, 1500 RPM NATURAL AIR COOLING; IM B5 (IM V1, IM V3) FOR POWER AND SIGNAL CONNECTOR OUTGOING CONNECTOR DIRECTION AXIAL DRIVE END ABSOLUTE ENCODER ENDAT 2048 P/REV (ENCODER A-2048); PERFORMANCE REDUCTION BY 10% DUE TO ABSOLUTE ENCODER; WITH FITTED KEY, ACCURACY TOLERANCE N, W. HOLDING BRAKE VIBRATION SEVERITY GRADE N, DIAPHRAGM SEAL (IP 64) | 14953 | TEM | 1 | MC | 127.004 | 1
1FT61366AB714EB2 | SIMOTICS S SYNCHRONOUS SERVOMOTOR 1FT6 115 NM, 100 K, 1500 RPM NATURAL AIR COOLING; IM B5 (IM V1, IM V3) FOR POWER AND SIGNAL CONNECTOR OUTGOING CONNECTOR DIRECTION AXIAL DRIVE END ABSOLUTE ENCODER ENDAT 2048 P/REV (ENCODER A-2048); PERFORMANCE REDUCTION BY 10% DUE TO ABSOLUTE ENCODER; WITH FITTED KEY, ACCURACY TOLERANCE N, W. HOLDING BRAKE VIBRATION SEVERITY GRADE N, ROTARY SHAFT SEAL (IP 67) | 15140 | TEM | 1 | MC | 127.004 | 1
1FT61366AB714EE4 | SIMOTICS S SYNCHRONOUS SERVOMOTOR 1FT6 115 NM, 100 K, 1500 RPM NATURAL AIR COOLING; IM B5 (IM V1, IM V3) FOR POWER AND SIGNAL CONNECTOR OUTGOING CONNECTOR DIRECTION AXIAL DRIVE END ABSOLUTE ENCODER ENDAT 2048 P/REV (ENCODER A-2048); PERFORMANCE REDUCTION BY 10% DUE TO ABSOLUTE ENCODER; WITH FITTED KEY, ACCURACY TOLERANCE R, W. HOLDING BRAKE VIBRATION SEVERITY GRADE R, GAMMA SEALING RING (IP 65) | 15476 | TEM | 1 | MC | 127.004 | 1
1FT61366AB714EE5 | SIMOTICS S SYNCHRONOUS SERVOMOTOR 1FT6 115 NM, 100 K, 1500 RPM NATURAL AIR COOLING; IM B5 (IM V1, IM V3) FOR POWER AND SIGNAL CONNECTOR OUTGOING CONNECTOR DIRECTION AXIAL DRIVE END ABSOLUTE ENCODER ENDAT 2048 P/REV (ENCODER A-2048); PERFORMANCE REDUCTION BY 10% DUE TO ABSOLUTE ENCODER; WITH FITTED KEY, ACCURACY TOLERANCE R, W. HOLDING BRAKE VIBRATION SEVERITY GRADE R, ROTARY SHAFT SEAL (IP 67) | 15545 | TEM | 1 | MC | 127.004 | 1
1FT61366AB714EG0 | SIMOTICS S SYNCHRONOUS SERVOMOTOR 1FT6 115 NM, 100 K, 1500 RPM NATURAL AIR COOLING; IM B5 (IM V1, IM V3) FOR POWER AND SIGNAL CONNECTOR OUTGOING CONNECTOR DIRECTION AXIAL DRIVE END ABSOLUTE ENCODER ENDAT 2048 P/REV (ENCODER A-2048); PERFORMANCE REDUCTION BY 10% DUE TO ABSOLUTE ENCODER; PLAIN SHAFT, ACCURACY TOLERANCE N, W/O HOLDING BRAKE VIBRATION SEVERITY GRADE N, DIAPHRAGM SEAL (IP 64) | 13232 | TEM | 1 | MC | 117.005 | 1
1FT61366AB714EG1 | SIMOTICS S SYNCHRONOUS SERVOMOTOR 1FT6 115 NM, 100 K, 1500 RPM NATURAL AIR COOLING; IM B5 (IM V1, IM V3) FOR POWER AND SIGNAL CONNECTOR OUTGOING CONNECTOR DIRECTION AXIAL DRIVE END ABSOLUTE ENCODER ENDAT 2048 P/REV (ENCODER A-2048); PERFORMANCE REDUCTION BY 10% DUE TO ABSOLUTE ENCODER; PLAIN SHAFT, ACCURACY TOLERANCE N, W/O HOLDING BRAKE VIBRATION SEVERITY GRADE N, GAMMA SEALING RING (IP 65) | 13334 | TEM | 1 | MC | 117.005 | 1
1FT61366AB714EH1 | SIMOTICS S SYNCHRONOUS SERVOMOTOR 1FT6 115 NM, 100 K, 1500 RPM NATURAL AIR COOLING; IM B5 (IM V1, IM V3) FOR POWER AND SIGNAL CONNECTOR OUTGOING CONNECTOR DIRECTION AXIAL DRIVE END ABSOLUTE ENCODER ENDAT 2048 P/REV (ENCODER A-2048); PERFORMANCE REDUCTION BY 10% DUE TO ABSOLUTE ENCODER; PLAIN SHAFT, ACCURACY TOLERANCE N, W. HOLDING BRAKE VIBRATION SEVERITY GRADE N, GAMMA SEALING RING (IP 65) | 15209 | TEM | 1 | MC | 127.004 | 1
1FT61366AB714EH2 | SIMOTICS S SYNCHRONOUS SERVOMOTOR 1FT6 115 NM, 100 K, 1500 RPM NATURAL AIR COOLING; IM B5 (IM V1, IM V3) FOR POWER AND SIGNAL CONNECTOR OUTGOING CONNECTOR DIRECTION AXIAL DRIVE END ABSOLUTE ENCODER ENDAT 2048 P/REV (ENCODER A-2048); PERFORMANCE REDUCTION BY 10% DUE TO ABSOLUTE ENCODER; PLAIN SHAFT, ACCURACY TOLERANCE N, W. HOLDING BRAKE VIBRATION SEVERITY GRADE N, ROTARY SHAFT SEAL (IP 67) | 15294 | TEM | 1 | MC | 127.004 | 1
1FT61366AB714EL0 | SIMOTICS S SYNCHRONOUS SERVOMOTOR 1FT6 115 NM, 100 K, 1500 RPM NATURAL AIR COOLING; IM B5 (IM V1, IM V3) FOR POWER AND SIGNAL CONNECTOR OUTGOING CONNECTOR DIRECTION AXIAL DRIVE END ABSOLUTE ENCODER ENDAT 2048 P/REV (ENCODER A-2048); PERFORMANCE REDUCTION BY 10% DUE TO ABSOLUTE ENCODER; PLAIN SHAFT, ACCURACY TOLERANCE R, W. HOLDING BRAKE VIBRATION SEVERITY GRADE N, DIAPHRAGM SEAL (IP 64) | 15327 | TEM | 1 | MC | 127.004 | 1
1FT61366AB714EL5 | SIMOTICS S SYNCHRONOUS SERVOMOTOR 1FT6 115 NM, 100 K, 1500 RPM NATURAL AIR COOLING; IM B5 (IM V1, IM V3) FOR POWER AND SIGNAL CONNECTOR OUTGOING CONNECTOR DIRECTION AXIAL DRIVE END ABSOLUTE ENCODER ENDAT 2048 P/REV (ENCODER A-2048); PERFORMANCE REDUCTION BY 10% DUE TO ABSOLUTE ENCODER; PLAIN SHAFT, ACCURACY TOLERANCE R, W. HOLDING BRAKE VIBRATION SEVERITY GRADE R, ROTARY SHAFT SEAL (IP 67) | 15670 | TEM | 1 | MC | 127.004 | 1
1FT61366AB714FA0 | SIMOTICS S SYNCHRONOUS SERVOMOTOR 1FT6 115 NM, 100 K, 1500 RPM NATURAL AIR COOLING; IM B5 (IM V1, IM V3) FOR POWER AND SIGNAL CONNECTOR OUTGOING CONNECTOR DIRECTION AXIAL DRIVE END ABSOLUTE ENCODER 2048 P/REV (ENCODER A-2048) WITH DRIVE-CLIQ INTERFACE; PERFORMANCE REDUCTION BY 10% DUE TO ABSOLUTE ENCODER; WITH FITTED KEY, ACCURACY TOLERANCE N, W/O HOLDING BRAKE VIBRATION SEVERITY GRADE N, DIAPHRAGM SEAL (IP 64) | 13609 | TEM | 1 | MC | 117.005 | 1
1FT61366AB714FB0 | SIMOTICS S SYNCHRONOUS SERVOMOTOR 1FT6 115 NM, 100 K, 1500 RPM NATURAL AIR COOLING; IM B5 (IM V1, IM V3) FOR POWER AND SIGNAL CONNECTOR OUTGOING CONNECTOR DIRECTION AXIAL DRIVE END ABSOLUTE ENCODER 2048 P/REV (ENCODER A-2048) WITH DRIVE-CLIQ INTERFACE; PERFORMANCE REDUCTION BY 10% DUE TO ABSOLUTE ENCODER; WITH FITTED KEY, ACCURACY TOLERANCE N, W. HOLDING BRAKE VIBRATION SEVERITY GRADE N, DIAPHRAGM SEAL (IP 64) | 15329 | TEM | 1 | MC | 127.004 | 1
1FT61366AB714FB1 | SIMOTICS S SYNCHRONOUS SERVOMOTOR 1FT6 115 NM, 100 K, 1500 RPM NATURAL AIR COOLING; IM B5 (IM V1, IM V3) FOR POWER AND SIGNAL CONNECTOR OUTGOING CONNECTOR DIRECTION AXIAL DRIVE END ABSOLUTE ENCODER 2048 P/REV (ENCODER A-2048) WITH DRIVE-CLIQ INTERFACE; PERFORMANCE REDUCTION BY 10% DUE TO ABSOLUTE ENCODER; WITH FITTED KEY, ACCURACY TOLERANCE N, W. HOLDING BRAKE VIBRATION SEVERITY GRADE N, GAMMA SEALING RING (IP 65) | 15431 | TEM | 1 | MC | 127.004 | 1
1FT61366AB714FG0 | SIMOTICS S SYNCHRONOUS SERVOMOTOR 1FT6 115 NM, 100 K, 1500 RPM NATURAL AIR COOLING; IM B5 (IM V1, IM V3) FOR POWER AND SIGNAL CONNECTOR OUTGOING CONNECTOR DIRECTION AXIAL DRIVE END ABSOLUTE ENCODER 2048 P/REV (ENCODER A-2048) WITH DRIVE-CLIQ INTERFACE; PERFORMANCE REDUCTION BY 10% DUE TO ABSOLUTE ENCODER; PLAIN SHAFT, ACCURACY TOLERANCE N, W/O HOLDING BRAKE VIBRATION SEVERITY GRADE N, DIAPHRAGM SEAL (IP 64) | 13609 | TEM | 1 | MC | 117.005 | 1
1FT61366AB714FG1 | SIMOTICS S SYNCHRONOUS SERVOMOTOR 1FT6 115 NM, 100 K, 1500 RPM NATURAL AIR COOLING; IM B5 (IM V1, IM V3) FOR POWER AND SIGNAL CONNECTOR OUTGOING CONNECTOR DIRECTION AXIAL DRIVE END ABSOLUTE ENCODER 2048 P/REV (ENCODER A-2048) WITH DRIVE-CLIQ INTERFACE; PERFORMANCE REDUCTION BY 10% DUE TO ABSOLUTE ENCODER; PLAIN SHAFT, ACCURACY TOLERANCE N, W/O HOLDING BRAKE VIBRATION SEVERITY GRADE N, GAMMA SEALING RING (IP 65) | 13711 | TEM | 1 | MC | 117.005 | 1
1FT61366AB714FH0 | SIMOTICS S SYNCHRONOUS SERVOMOTOR 1FT6 115 NM, 100 K, 1500 RPM NATURAL AIR COOLING; IM B5 (IM V1, IM V3) FOR POWER AND SIGNAL CONNECTOR OUTGOING CONNECTOR DIRECTION AXIAL DRIVE END ABSOLUTE ENCODER 2048 P/REV (ENCODER A-2048) WITH DRIVE-CLIQ INTERFACE; PERFORMANCE REDUCTION BY 10% DUE TO ABSOLUTE ENCODER; PLAIN SHAFT, ACCURACY TOLERANCE N, W. HOLDING BRAKE VIBRATION SEVERITY GRADE N, DIAPHRAGM SEAL (IP 64) | 15483 | TEM | 1 | MC | 127.004 | 1
1FT61366AB714FH2 | SIMOTICS S SYNCHRONOUS SERVOMOTOR 1FT6 115 NM, 100 K, 1500 RPM NATURAL AIR COOLING; IM B5 (IM V1, IM V3) FOR POWER AND SIGNAL CONNECTOR OUTGOING CONNECTOR DIRECTION AXIAL DRIVE END ABSOLUTE ENCODER 2048 P/REV (ENCODER A-2048) WITH DRIVE-CLIQ INTERFACE; PERFORMANCE REDUCTION BY 10% DUE TO ABSOLUTE ENCODER; PLAIN SHAFT, ACCURACY TOLERANCE N, W. HOLDING BRAKE VIBRATION SEVERITY GRADE N, ROTARY SHAFT SEAL (IP 67) | 15671 | TEM | 1 | MC | 127.004 | 1
1FT61366AB714SB0 | SIMOTICS S SYNCHRONOUS SERVOMOTOR 1FT6 115 NM, 100 K, 1500 RPM NATURAL AIR COOLING; IM B5 (IM V1, IM V3) FOR POWER AND SIGNAL CONNECTOR OUTGOING CONNECTOR DIRECTION AXIAL DRIVE END RESOLVER MULTI-POLE (RESOLVER P=3); WITH FITTED KEY, ACCURACY TOLERANCE N, W. HOLDING BRAKE VIBRATION SEVERITY GRADE N, DIAPHRAGM SEAL (IP 64) | 13047 | TEM | 1 | MC | 127.004 | 1
1FT61366AB714SG0 | SIMOTICS S SYNCHRONOUS SERVOMOTOR 1FT6 115 NM, 100 K, 1500 RPM NATURAL AIR COOLING; IM B5 (IM V1, IM V3) FOR POWER AND SIGNAL CONNECTOR OUTGOING CONNECTOR DIRECTION AXIAL DRIVE END RESOLVER MULTI-POLE (RESOLVER P=3); PLAIN SHAFT, ACCURACY TOLERANCE N, W/O HOLDING BRAKE VIBRATION SEVERITY GRADE N, DIAPHRAGM SEAL (IP 64) | 11326 | TEM | 1 | MC | 117.005 | 1
1FT61366AB714SH0 | SIMOTICS S SYNCHRONOUS SERVOMOTOR 1FT6 115 NM, 100 K, 1500 RPM NATURAL AIR COOLING; IM B5 (IM V1, IM V3) FOR POWER AND SIGNAL CONNECTOR OUTGOING CONNECTOR DIRECTION AXIAL DRIVE END RESOLVER MULTI-POLE (RESOLVER P=3); PLAIN SHAFT, ACCURACY TOLERANCE N, W. HOLDING BRAKE VIBRATION SEVERITY GRADE N, DIAPHRAGM SEAL (IP 64) | 13200 | TEM | 1 | MC | 127.004 | 1
1FT61366AB714TB0 | SIMOTICS S SYNCHRONOUS SERVOMOTOR 1FT6 115 NM, 100 K, 1500 RPM NATURAL AIR COOLING; IM B5 (IM V1, IM V3) FOR POWER AND SIGNAL CONNECTOR OUTGOING CONNECTOR DIRECTION AXIAL DRIVE END RESOLVER 2-POLE (RESOLVER P=1); WITH FITTED KEY, ACCURACY TOLERANCE N, W. HOLDING BRAKE VIBRATION SEVERITY GRADE N, DIAPHRAGM SEAL (IP 64) | 13051 | TEM | 1 | MC | 127.004 | 1
1FT61366AB716AA0 | SIMOTICS S SYNCHRONOUS SERVOMOTOR 1FT6 115 NM, 100 K, 1500 RPM NATURAL AIR COOLING; IM B5 (IM V1, IM V3) FOR CONNECT. OF TERMINAL BOX AND SIGNAL CONNECTOR, TERMINAL BOX TRAVERSE LEFT INCREM. ENCODER, SIN/COS 1 VPP 2048 P/REV (ENCODER I-2048); WITH FITTED KEY, ACCURACY TOLERANCE N, W/O HOLDING BRAKE VIBRATION SEVERITY GRADE N, DIAPHRAGM SEAL (IP 64) | 12425 | TEM | 1 | MC | 117.504 | 1
1FT61366AB716DG0 | SIMOTICS S SYNCHRONOUS SERVOMOTOR 1FT6 115 NM, 100 K, 1500 RPM NATURAL AIR COOLING; IM B5 (IM V1, IM V3) FOR CONNECT. OF TERMINAL BOX AND SIGNAL CONNECTOR, TERMINAL BOX TRAVERSE LEFT INCREMENTAL ENCODER 2048 P/REV (ENCODER I-2048) WITH DRIVE-CLIQ INTERFACE; PLAIN SHAFT, ACCURACY TOLERANCE N, W/O HOLDING BRAKE VIBRATION SEVERITY GRADE N, DIAPHRAGM SEAL (IP 64) | 12790 | TEM | 1 | MC | 117.504 | 1
1FT61366AB717AG0 | SIMOTICS S SYNCHRONOUS SERVOMOTOR 1FT6 115 NM, 100 K, 1500 RPM NATURAL AIR COOLING; IM B5 (IM V1, IM V3) FOR CONNECT. OF TERMINAL BOX AND SIGNAL CONNECTOR, TERMINAL BOX AXIAL NON-DRIVE END INCREM. ENCODER, SIN/COS 1 VPP 2048 P/REV (ENCODER I-2048); PLAIN SHAFT, ACCURACY TOLERANCE N, W/O HOLDING BRAKE VIBRATION SEVERITY GRADE N, DIAPHRAGM SEAL (IP 64) | 12425 | TEM | 1 | MC | 117.504 | 1
1FT61366AB717AG2 | SIMOTICS S SYNCHRONOUS SERVOMOTOR 1FT6 115 NM, 100 K, 1500 RPM NATURAL AIR COOLING; IM B5 (IM V1, IM V3) FOR CONNECT. OF TERMINAL BOX AND SIGNAL CONNECTOR, TERMINAL BOX AXIAL NON-DRIVE END INCREM. ENCODER, SIN/COS 1 VPP 2048 P/REV (ENCODER I-2048); PLAIN SHAFT, ACCURACY TOLERANCE N, W/O HOLDING BRAKE VIBRATION SEVERITY GRADE N, ROTARY SHAFT SEAL (IP 67) | 12613 | TEM | 1 | MC | 117.504 | 1
1FT61366AB717AH2 | SIMOTICS S SYNCHRONOUS SERVOMOTOR 1FT6 115 NM, 100 K, 1500 RPM NATURAL AIR COOLING; IM B5 (IM V1, IM V3) FOR CONNECT. OF TERMINAL BOX AND SIGNAL CONNECTOR, TERMINAL BOX AXIAL NON-DRIVE END INCREM. ENCODER, SIN/COS 1 VPP 2048 P/REV (ENCODER I-2048); PLAIN SHAFT, ACCURACY TOLERANCE N, W. HOLDING BRAKE VIBRATION SEVERITY GRADE N, ROTARY SHAFT SEAL (IP 67) | 14487 | TEM | 1 | MC | 127.503 | 1
1FT61366AB717SA2 | SIMOTICS S SYNCHRONOUS SERVOMOTOR 1FT6 115 NM, 100 K, 1500 RPM NATURAL AIR COOLING; IM B5 (IM V1, IM V3) FOR CONNECT. OF TERMINAL BOX AND SIGNAL CONNECTOR, TERMINAL BOX AXIAL NON-DRIVE END RESOLVER MULTI-POLE (RESOLVER P=3); WITH FITTED KEY, ACCURACY TOLERANCE N, W/O HOLDING BRAKE VIBRATION SEVERITY GRADE N, ROTARY SHAFT SEAL (IP 67) | 11513 | TEM | 1 | MC | 117.504 | 1
1FT61366AB717TH0 | SIMOTICS S SYNCHRONOUS SERVOMOTOR 1FT6 115 NM, 100 K, 1500 RPM NATURAL AIR COOLING; IM B5 (IM V1, IM V3) FOR CONNECT. OF TERMINAL BOX AND SIGNAL CONNECTOR, TERMINAL BOX AXIAL NON-DRIVE END RESOLVER 2-POLE (RESOLVER P=1); PLAIN SHAFT, ACCURACY TOLERANCE N, W. HOLDING BRAKE VIBRATION SEVERITY GRADE N, DIAPHRAGM SEAL (IP 64) | 13205 | TEM | 1 | MC | 127.503 | 1
1FT61366AB718DH1 | SIMOTICS S SYNCHRONOUS SERVOMOTOR 1FT6 115 NM, 100 K, 1500 RPM NATURAL AIR COOLING; IM B5 (IM V1, IM V3) FOR CONNECT. OF TERMINAL BOX AND SIGNAL CONNECTOR, TERMINAL BOX AXIAL DRIVE END INCREMENTAL ENCODER 2048 P/REV (ENCODER I-2048) WITH DRIVE-CLIQ INTERFACE; PLAIN SHAFT, ACCURACY TOLERANCE N, W. HOLDING BRAKE VIBRATION SEVERITY GRADE N, GAMMA SEALING RING (IP 65) | 14766 | TEM | 1 | MC | 127.503 | 1
1FT61366AB718EE5 | SIMOTICS S SYNCHRONOUS SERVOMOTOR 1FT6 115 NM, 100 K, 1500 RPM NATURAL AIR COOLING; IM B5 (IM V1, IM V3) FOR CONNECT. OF TERMINAL BOX AND SIGNAL CONNECTOR, TERMINAL BOX AXIAL DRIVE END ABSOLUTE ENCODER ENDAT 2048 P/REV (ENCODER A-2048); PERFORMANCE REDUCTION BY 10% DUE TO ABSOLUTE ENCODER; WITH FITTED KEY, ACCURACY TOLERANCE R, W. HOLDING BRAKE VIBRATION SEVERITY GRADE R, ROTARY SHAFT SEAL (IP 67) | 15545 | TEM | 1 | MC | 127.503 | 1
1FT61366AC711AA0 | SIMOTICS S SYNCHRONOUS SERVOMOTOR 1FT6 115 NM, 100 K, 2000 RPM NATURAL AIR COOLING; IM B5 (IM V1, IM V3) FOR POWER AND SIGNAL CONNECTOR OUTGOING CONNECTOR DIRECTION TRAVERSE RIGHT INCREM. ENCODER, SIN/COS 1 VPP 2048 P/REV (ENCODER I-2048); WITH FITTED KEY, ACCURACY TOLERANCE N, W/O HOLDING BRAKE VIBRATION SEVERITY GRADE N, DIAPHRAGM SEAL (IP 64) | 12425 | TEM | 1 | MC | 117.005 | 1
1FT61366AC711AA1 | SIMOTICS S SYNCHRONOUS SERVOMOTOR 1FT6 115 NM, 100 K, 2000 RPM NATURAL AIR COOLING; IM B5 (IM V1, IM V3) FOR POWER AND SIGNAL CONNECTOR OUTGOING CONNECTOR DIRECTION TRAVERSE RIGHT INCREM. ENCODER, SIN/COS 1 VPP 2048 P/REV (ENCODER I-2048); WITH FITTED KEY, ACCURACY TOLERANCE N, W/O HOLDING BRAKE VIBRATION SEVERITY GRADE N, GAMMA SEALING RING (IP 65) | 12527 | TEM | 1 | MC | 117.005 | 1
1FT61366AC711AA2 | SIMOTICS S SYNCHRONOUS SERVOMOTOR 1FT6 115 NM, 100 K, 2000 RPM NATURAL AIR COOLING; IM B5 (IM V1, IM V3) FOR POWER AND SIGNAL CONNECTOR OUTGOING CONNECTOR DIRECTION TRAVERSE RIGHT INCREM. ENCODER, SIN/COS 1 VPP 2048 P/REV (ENCODER I-2048); WITH FITTED KEY, ACCURACY TOLERANCE N, W/O HOLDING BRAKE VIBRATION SEVERITY GRADE N, ROTARY SHAFT SEAL (IP 67) | 12613 | TEM | 1 | MC | 117.005 | 1
1FT61366AC711AB0 | SIMOTICS S SYNCHRONOUS SERVOMOTOR 1FT6 115 NM, 100 K, 2000 RPM NATURAL AIR COOLING; IM B5 (IM V1, IM V3) FOR POWER AND SIGNAL CONNECTOR OUTGOING CONNECTOR DIRECTION TRAVERSE RIGHT INCREM. ENCODER, SIN/COS 1 VPP 2048 P/REV (ENCODER I-2048); WITH FITTED KEY, ACCURACY TOLERANCE N, W. HOLDING BRAKE VIBRATION SEVERITY GRADE N, DIAPHRAGM SEAL (IP 64) | 14146 | TEM | 1 | MC | 127.004 | 1
1FT61366AC711AB1 | SIMOTICS S SYNCHRONOUS SERVOMOTOR 1FT6 115 NM, 100 K, 2000 RPM NATURAL AIR COOLING; IM B5 (IM V1, IM V3) FOR POWER AND SIGNAL CONNECTOR OUTGOING CONNECTOR DIRECTION TRAVERSE RIGHT INCREM. ENCODER, SIN/COS 1 VPP 2048 P/REV (ENCODER I-2048); WITH FITTED KEY, ACCURACY TOLERANCE N, W. HOLDING BRAKE VIBRATION SEVERITY GRADE N, GAMMA SEALING RING (IP 65) | 14248 | TEM | 1 | MC | 127.004 | 1
1FT61366AC711AB2 | SIMOTICS S SYNCHRONOUS SERVOMOTOR 1FT6 115 NM, 100 K, 2000 RPM NATURAL AIR COOLING; IM B5 (IM V1, IM V3) FOR POWER AND SIGNAL CONNECTOR OUTGOING CONNECTOR DIRECTION TRAVERSE RIGHT INCREM. ENCODER, SIN/COS 1 VPP 2048 P/REV (ENCODER I-2048); WITH FITTED KEY, ACCURACY TOLERANCE N, W. HOLDING BRAKE VIBRATION SEVERITY GRADE N, ROTARY SHAFT SEAL (IP 67) | 14333 | TEM | 1 | MC | 127.004 | 1
1FT61366AC711AB6 | SIMOTICS S SYNCHRONOUS SERVOMOTOR 1FT6 115 NM, 100 K, 2000 RPM NATURAL AIR COOLING; IM B5 (IM V1, IM V3) FOR POWER AND SIGNAL CONNECTOR OUTGOING CONNECTOR DIRECTION TRAVERSE RIGHT INCREM. ENCODER, SIN/COS 1 VPP 2048 P/REV (ENCODER I-2048); WITH FITTED KEY, ACCURACY TOLERANCE N, W. HOLDING BRAKE VIBRATION SEVERITY GRADE N, KEROSENE SEAL (IP 68) | 14468 | TEM | 1 | MC | 127.004 | 1
1FT61366AC711AD0 | SIMOTICS S SYNCHRONOUS SERVOMOTOR 1FT6 115 NM, 100 K, 2000 RPM NATURAL AIR COOLING; IM B5 (IM V1, IM V3) FOR POWER AND SIGNAL CONNECTOR OUTGOING CONNECTOR DIRECTION TRAVERSE RIGHT INCREM. ENCODER, SIN/COS 1 VPP 2048 P/REV (ENCODER I-2048); WITH FITTED KEY, ACCURACY TOLERANCE R, W/O HOLDING BRAKE VIBRATION SEVERITY GRADE N, DIAPHRAGM SEAL (IP 64) | 12660 | TEM | 1 | MC | 117.005 | 1
1FT61366AC711AD4 | SIMOTICS S SYNCHRONOUS SERVOMOTOR 1FT6 115 NM, 100 K, 2000 RPM NATURAL AIR COOLING; IM B5 (IM V1, IM V3) FOR POWER AND SIGNAL CONNECTOR OUTGOING CONNECTOR DIRECTION TRAVERSE RIGHT INCREM. ENCODER, SIN/COS 1 VPP 2048 P/REV (ENCODER I-2048); WITH FITTED KEY, ACCURACY TOLERANCE R, W/O HOLDING BRAKE VIBRATION SEVERITY GRADE R, GAMMA SEALING RING (IP 65) | 12934 | TEM | 1 | MC | 117.005 | 1
1FT61366AC711AE0 | SIMOTICS S SYNCHRONOUS SERVOMOTOR 1FT6 115 NM, 100 K, 2000 RPM NATURAL AIR COOLING; IM B5 (IM V1, IM V3) FOR POWER AND SIGNAL CONNECTOR OUTGOING CONNECTOR DIRECTION TRAVERSE RIGHT INCREM. ENCODER, SIN/COS 1 VPP 2048 P/REV (ENCODER I-2048); WITH FITTED KEY, ACCURACY TOLERANCE R, W. HOLDING BRAKE VIBRATION SEVERITY GRADE N, DIAPHRAGM SEAL (IP 64) | 14394 | TEM | 1 | MC | 127.004 | 1
1FT61366AC711AE7 | SIMOTICS S SYNCHRONOUS SERVOMOTOR 1FT6 115 NM, 100 K, 2000 RPM NATURAL AIR COOLING; IM B5 (IM V1, IM V3) FOR POWER AND SIGNAL CONNECTOR OUTGOING CONNECTOR DIRECTION TRAVERSE RIGHT INCREM. ENCODER, SIN/COS 1 VPP 2048 P/REV (ENCODER I-2048); WITH FITTED KEY, ACCURACY TOLERANCE R, W. HOLDING BRAKE VIBRATION SEVERITY GRADE R, KEROSENE SEAL (IP 68) | 14870 | TEM | 1 | MC | 127.004 | 1
1FT61366AC711AG0 | SIMOTICS S SYNCHRONOUS SERVOMOTOR 1FT6 115 NM, 100 K, 2000 RPM NATURAL AIR COOLING; IM B5 (IM V1, IM V3) FOR POWER AND SIGNAL CONNECTOR OUTGOING CONNECTOR DIRECTION TRAVERSE RIGHT INCREM. ENCODER, SIN/COS 1 VPP 2048 P/REV (ENCODER I-2048); PLAIN SHAFT, ACCURACY TOLERANCE N, W/O HOLDING BRAKE VIBRATION SEVERITY GRADE N, DIAPHRAGM SEAL (IP 64) | 12425 | TEM | 1 | MC | 117.005 | 1
1FT61366AC711AG1 | SIMOTICS S SYNCHRONOUS SERVOMOTOR 1FT6 115 NM, 100 K, 2000 RPM NATURAL AIR COOLING; IM B5 (IM V1, IM V3) FOR POWER AND SIGNAL CONNECTOR OUTGOING CONNECTOR DIRECTION TRAVERSE RIGHT INCREM. ENCODER, SIN/COS 1 VPP 2048 P/REV (ENCODER I-2048); PLAIN SHAFT, ACCURACY TOLERANCE N, W/O HOLDING BRAKE VIBRATION SEVERITY GRADE N, GAMMA SEALING RING (IP 65) | 12527 | TEM | 1 | MC | 117.005 | 1
1FT61366AC711AG2 | SIMOTICS S SYNCHRONOUS SERVOMOTOR 1FT6 115 NM, 100 K, 2000 RPM NATURAL AIR COOLING; IM B5 (IM V1, IM V3) FOR POWER AND SIGNAL CONNECTOR OUTGOING CONNECTOR DIRECTION TRAVERSE RIGHT INCREM. ENCODER, SIN/COS 1 VPP 2048 P/REV (ENCODER I-2048); PLAIN SHAFT, ACCURACY TOLERANCE N, W/O HOLDING BRAKE VIBRATION SEVERITY GRADE N, ROTARY SHAFT SEAL (IP 67) | 12613 | TEM | 1 | MC | 117.005 | 1
1FT61366AC711AH0 | SIMOTICS S SYNCHRONOUS SERVOMOTOR 1FT6 115 NM, 100 K, 2000 RPM NATURAL AIR COOLING; IM B5 (IM V1, IM V3) FOR POWER AND SIGNAL CONNECTOR OUTGOING CONNECTOR DIRECTION TRAVERSE RIGHT INCREM. ENCODER, SIN/COS 1 VPP 2048 P/REV (ENCODER I-2048); PLAIN SHAFT, ACCURACY TOLERANCE N, W. HOLDING BRAKE VIBRATION SEVERITY GRADE N, DIAPHRAGM SEAL (IP 64) | 14300 | TEM | 1 | MC | 127.004 | 1
1FT61366AC711AH1 | SIMOTICS S SYNCHRONOUS SERVOMOTOR 1FT6 115 NM, 100 K, 2000 RPM NATURAL AIR COOLING; IM B5 (IM V1, IM V3) FOR POWER AND SIGNAL CONNECTOR OUTGOING CONNECTOR DIRECTION TRAVERSE RIGHT INCREM. ENCODER, SIN/COS 1 VPP 2048 P/REV (ENCODER I-2048); PLAIN SHAFT, ACCURACY TOLERANCE N, W. HOLDING BRAKE VIBRATION SEVERITY GRADE N, GAMMA SEALING RING (IP 65) | 14402 | TEM | 1 | MC | 127.004 | 1
1FT61366AC711AH2 | SIMOTICS S SYNCHRONOUS SERVOMOTOR 1FT6 115 NM, 100 K, 2000 RPM NATURAL AIR COOLING; IM B5 (IM V1, IM V3) FOR POWER AND SIGNAL CONNECTOR OUTGOING CONNECTOR DIRECTION TRAVERSE RIGHT INCREM. ENCODER, SIN/COS 1 VPP 2048 P/REV (ENCODER I-2048); PLAIN SHAFT, ACCURACY TOLERANCE N, W. HOLDING BRAKE VIBRATION SEVERITY GRADE N, ROTARY SHAFT SEAL (IP 67) | 14487 | TEM | 1 | MC | 127.004 | 1
1FT61366AC711AL4 | SIMOTICS S SYNCHRONOUS SERVOMOTOR 1FT6 115 NM, 100 K, 2000 RPM NATURAL AIR COOLING; IM B5 (IM V1, IM V3) FOR POWER AND SIGNAL CONNECTOR OUTGOING CONNECTOR DIRECTION TRAVERSE RIGHT INCREM. ENCODER, SIN/COS 1 VPP 2048 P/REV (ENCODER I-2048); PLAIN SHAFT, ACCURACY TOLERANCE R, W. HOLDING BRAKE VIBRATION SEVERITY GRADE R, GAMMA SEALING RING (IP 65) | 14794 | TEM | 1 | MC | 127.004 | 1
1FT61366AC711AL5 | SIMOTICS S SYNCHRONOUS SERVOMOTOR 1FT6 115 NM, 100 K, 2000 RPM NATURAL AIR COOLING; IM B5 (IM V1, IM V3) FOR POWER AND SIGNAL CONNECTOR OUTGOING CONNECTOR DIRECTION TRAVERSE RIGHT INCREM. ENCODER, SIN/COS 1 VPP 2048 P/REV (ENCODER I-2048); PLAIN SHAFT, ACCURACY TOLERANCE R, W. HOLDING BRAKE VIBRATION SEVERITY GRADE R, ROTARY SHAFT SEAL (IP 67) | 14863 | TEM | 1 | MC | 127.004 | 1
1FT61366AC711DA0 | SIMOTICS S SYNCHRONOUS SERVOMOTOR 1FT6 115 NM, 100 K, 2000 RPM NATURAL AIR COOLING; IM B5 (IM V1, IM V3) FOR POWER AND SIGNAL CONNECTOR OUTGOING CONNECTOR DIRECTION TRAVERSE RIGHT INCREMENTAL ENCODER 2048 P/REV (ENCODER I-2048) WITH DRIVE-CLIQ INTERFACE; WITH FITTED KEY, ACCURACY TOLERANCE N, W/O HOLDING BRAKE VIBRATION SEVERITY GRADE N, DIAPHRAGM SEAL (IP 64) | 12790 | TEM | 1 | MC | 117.005 | 1
1FT61366AC711DA2 | SIMOTICS S SYNCHRONOUS SERVOMOTOR 1FT6 115 NM, 100 K, 2000 RPM NATURAL AIR COOLING; IM B5 (IM V1, IM V3) FOR POWER AND SIGNAL CONNECTOR OUTGOING CONNECTOR DIRECTION TRAVERSE RIGHT INCREMENTAL ENCODER 2048 P/REV (ENCODER I-2048) WITH DRIVE-CLIQ INTERFACE; WITH FITTED KEY, ACCURACY TOLERANCE N, W/O HOLDING BRAKE VIBRATION SEVERITY GRADE N, ROTARY SHAFT SEAL (IP 67) | 12977 | TEM | 1 | MC | 117.005 | 1
1FT61366AC711DB0 | SIMOTICS S SYNCHRONOUS SERVOMOTOR 1FT6 115 NM, 100 K, 2000 RPM NATURAL AIR COOLING; IM B5 (IM V1, IM V3) FOR POWER AND SIGNAL CONNECTOR OUTGOING CONNECTOR DIRECTION TRAVERSE RIGHT INCREMENTAL ENCODER 2048 P/REV (ENCODER I-2048) WITH DRIVE-CLIQ INTERFACE; WITH FITTED KEY, ACCURACY TOLERANCE N, W. HOLDING BRAKE VIBRATION SEVERITY GRADE N, DIAPHRAGM SEAL (IP 64) | 14510 | TEM | 1 | MC | 127.004 | 1
1FT61366AC711DB1 | SIMOTICS S SYNCHRONOUS SERVOMOTOR 1FT6 115 NM, 100 K, 2000 RPM NATURAL AIR COOLING; IM B5 (IM V1, IM V3) FOR POWER AND SIGNAL CONNECTOR OUTGOING CONNECTOR DIRECTION TRAVERSE RIGHT INCREMENTAL ENCODER 2048 P/REV (ENCODER I-2048) WITH DRIVE-CLIQ INTERFACE; WITH FITTED KEY, ACCURACY TOLERANCE N, W. HOLDING BRAKE VIBRATION SEVERITY GRADE N, GAMMA SEALING RING (IP 65) | 14612 | TEM | 1 | MC | 127.004 | 1
1FT61366AC711DB2 | SIMOTICS S SYNCHRONOUS SERVOMOTOR 1FT6 115 NM, 100 K, 2000 RPM NATURAL AIR COOLING; IM B5 (IM V1, IM V3) FOR POWER AND SIGNAL CONNECTOR OUTGOING CONNECTOR DIRECTION TRAVERSE RIGHT INCREMENTAL ENCODER 2048 P/REV (ENCODER I-2048) WITH DRIVE-CLIQ INTERFACE; WITH FITTED KEY, ACCURACY TOLERANCE N, W. HOLDING BRAKE VIBRATION SEVERITY GRADE N, ROTARY SHAFT SEAL (IP 67) | 14698 | TEM | 1 | MC | 127.004 | 1
1FT61366AC711DD7 | SIMOTICS S SYNCHRONOUS SERVOMOTOR 1FT6 115 NM, 100 K, 2000 RPM NATURAL AIR COOLING; IM B5 (IM V1, IM V3) FOR POWER AND SIGNAL CONNECTOR OUTGOING CONNECTOR DIRECTION TRAVERSE RIGHT INCREMENTAL ENCODER 2048 P/REV (ENCODER I-2048) WITH DRIVE-CLIQ INTERFACE; WITH FITTED KEY, ACCURACY TOLERANCE R, W/O HOLDING BRAKE VIBRATION SEVERITY GRADE R, KEROSENE SEAL (IP 68) | 13500 | TEM | 1 | MC | 117.005 | 1
1FT61366AC711DE7 | SIMOTICS S SYNCHRONOUS SERVOMOTOR 1FT6 115 NM, 100 K, 2000 RPM NATURAL AIR COOLING; IM B5 (IM V1, IM V3) FOR POWER AND SIGNAL CONNECTOR OUTGOING CONNECTOR DIRECTION TRAVERSE RIGHT INCREMENTAL ENCODER 2048 P/REV (ENCODER I-2048) WITH DRIVE-CLIQ INTERFACE; WITH FITTED KEY, ACCURACY TOLERANCE R, W. HOLDING BRAKE VIBRATION SEVERITY GRADE R, KEROSENE SEAL (IP 68) | 15235 | TEM | 1 | MC | 127.004 | 1
1FT61366AC711DG0 | SIMOTICS S SYNCHRONOUS SERVOMOTOR 1FT6 115 NM, 100 K, 2000 RPM NATURAL AIR COOLING; IM B5 (IM V1, IM V3) FOR POWER AND SIGNAL CONNECTOR OUTGOING CONNECTOR DIRECTION TRAVERSE RIGHT INCREMENTAL ENCODER 2048 P/REV (ENCODER I-2048) WITH DRIVE-CLIQ INTERFACE; PLAIN SHAFT, ACCURACY TOLERANCE N, W/O HOLDING BRAKE VIBRATION SEVERITY GRADE N, DIAPHRAGM SEAL (IP 64) | 12790 | TEM | 1 | MC | 117.005 | 1
1FT61366AC711DG1 | SIMOTICS S SYNCHRONOUS SERVOMOTOR 1FT6 115 NM, 100 K, 2000 RPM NATURAL AIR COOLING; IM B5 (IM V1, IM V3) FOR POWER AND SIGNAL CONNECTOR OUTGOING CONNECTOR DIRECTION TRAVERSE RIGHT INCREMENTAL ENCODER 2048 P/REV (ENCODER I-2048) WITH DRIVE-CLIQ INTERFACE; PLAIN SHAFT, ACCURACY TOLERANCE N, W/O HOLDING BRAKE VIBRATION SEVERITY GRADE N, GAMMA SEALING RING (IP 65) | 12892 | TEM | 1 | MC | 117.005 | 1
1FT61366AC711DG2 | SIMOTICS S SYNCHRONOUS SERVOMOTOR 1FT6 115 NM, 100 K, 2000 RPM NATURAL AIR COOLING; IM B5 (IM V1, IM V3) FOR POWER AND SIGNAL CONNECTOR OUTGOING CONNECTOR DIRECTION TRAVERSE RIGHT INCREMENTAL ENCODER 2048 P/REV (ENCODER I-2048) WITH DRIVE-CLIQ INTERFACE; PLAIN SHAFT, ACCURACY TOLERANCE N, W/O HOLDING BRAKE VIBRATION SEVERITY GRADE N, ROTARY SHAFT SEAL (IP 67) | 12977 | TEM | 1 | MC | 117.005 | 1
1FT61366AC711DG5 | SIMOTICS S SYNCHRONOUS SERVOMOTOR 1FT6 115 NM, 100 K, 2000 RPM NATURAL AIR COOLING; IM B5 (IM V1, IM V3) FOR POWER AND SIGNAL CONNECTOR OUTGOING CONNECTOR DIRECTION TRAVERSE RIGHT INCREMENTAL ENCODER 2048 P/REV (ENCODER I-2048) WITH DRIVE-CLIQ INTERFACE; PLAIN SHAFT, ACCURACY TOLERANCE N, W/O HOLDING BRAKE VIBRATION SEVERITY GRADE R, ROTARY SHAFT SEAL (IP 67) | 13133 | TEM | 1 | MC | 117.005 | 1
1FT61366AC711DH0 | SIMOTICS S SYNCHRONOUS SERVOMOTOR 1FT6 115 NM, 100 K, 2000 RPM NATURAL AIR COOLING; IM B5 (IM V1, IM V3) FOR POWER AND SIGNAL CONNECTOR OUTGOING CONNECTOR DIRECTION TRAVERSE RIGHT INCREMENTAL ENCODER 2048 P/REV (ENCODER I-2048) WITH DRIVE-CLIQ INTERFACE; PLAIN SHAFT, ACCURACY TOLERANCE N, W. HOLDING BRAKE VIBRATION SEVERITY GRADE N, DIAPHRAGM SEAL (IP 64) | 14664 | TEM | 1 | MC | 127.004 | 1
1FT61366AC711DH1 | SIMOTICS S SYNCHRONOUS SERVOMOTOR 1FT6 115 NM, 100 K, 2000 RPM NATURAL AIR COOLING; IM B5 (IM V1, IM V3) FOR POWER AND SIGNAL CONNECTOR OUTGOING CONNECTOR DIRECTION TRAVERSE RIGHT INCREMENTAL ENCODER 2048 P/REV (ENCODER I-2048) WITH DRIVE-CLIQ INTERFACE; PLAIN SHAFT, ACCURACY TOLERANCE N, W. HOLDING BRAKE VIBRATION SEVERITY GRADE N, GAMMA SEALING RING (IP 65) | 14766 | TEM | 1 | MC | 127.004 | 1
1FT61366AC711DK3 | SIMOTICS S SYNCHRONOUS SERVOMOTOR 1FT6 115 NM, 100 K, 2000 RPM NATURAL AIR COOLING; IM B5 (IM V1, IM V3) FOR POWER AND SIGNAL CONNECTOR OUTGOING CONNECTOR DIRECTION TRAVERSE RIGHT INCREMENTAL ENCODER 2048 P/REV (ENCODER I-2048) WITH DRIVE-CLIQ INTERFACE; PLAIN SHAFT, ACCURACY TOLERANCE R, W/O HOLDING BRAKE VIBRATION SEVERITY GRADE R, DIAPHRAGM SEAL (IP 64) | 13328 | TEM | 1 | MC | 117.005 | 1
1FT61366AC711DL5 | SIMOTICS S SYNCHRONOUS SERVOMOTOR 1FT6 115 NM, 100 K, 2000 RPM NATURAL AIR COOLING; IM B5 (IM V1, IM V3) FOR POWER AND SIGNAL CONNECTOR OUTGOING CONNECTOR DIRECTION TRAVERSE RIGHT INCREMENTAL ENCODER 2048 P/REV (ENCODER I-2048) WITH DRIVE-CLIQ INTERFACE; PLAIN SHAFT, ACCURACY TOLERANCE R, W. HOLDING BRAKE VIBRATION SEVERITY GRADE R, ROTARY SHAFT SEAL (IP 67) | 15227 | TEM | 1 | MC | 127.004 | 1
1FT61366AC711DL7 | SIMOTICS S SYNCHRONOUS SERVOMOTOR 1FT6 115 NM, 100 K, 2000 RPM NATURAL AIR COOLING; IM B5 (IM V1, IM V3) FOR POWER AND SIGNAL CONNECTOR OUTGOING CONNECTOR DIRECTION TRAVERSE RIGHT INCREMENTAL ENCODER 2048 P/REV (ENCODER I-2048) WITH DRIVE-CLIQ INTERFACE; PLAIN SHAFT, ACCURACY TOLERANCE R, W. HOLDING BRAKE VIBRATION SEVERITY GRADE R, KEROSENE SEAL (IP 68) | 15360 | TEM | 1 | MC | 127.004 | 1
1FT61366AC711EA0 | SIMOTICS S SYNCHRONOUS SERVOMOTOR 1FT6 115 NM, 100 K, 2000 RPM NATURAL AIR COOLING; IM B5 (IM V1, IM V3) FOR POWER AND SIGNAL CONNECTOR OUTGOING CONNECTOR DIRECTION TRAVERSE RIGHT ABSOLUTE ENCODER ENDAT 2048 P/REV (ENCODER A-2048); PERFORMANCE REDUCTION BY 10% DUE TO ABSOLUTE ENCODER; WITH FITTED KEY, ACCURACY TOLERANCE N, W/O HOLDING BRAKE VIBRATION SEVERITY GRADE N, DIAPHRAGM SEAL (IP 64) | 13232 | TEM | 1 | MC | 117.005 | 1
1FT61366AC711EA1 | SIMOTICS S SYNCHRONOUS SERVOMOTOR 1FT6 115 NM, 100 K, 2000 RPM NATURAL AIR COOLING; IM B5 (IM V1, IM V3) FOR POWER AND SIGNAL CONNECTOR OUTGOING CONNECTOR DIRECTION TRAVERSE RIGHT ABSOLUTE ENCODER ENDAT 2048 P/REV (ENCODER A-2048); PERFORMANCE REDUCTION BY 10% DUE TO ABSOLUTE ENCODER; WITH FITTED KEY, ACCURACY TOLERANCE N, W/O HOLDING BRAKE VIBRATION SEVERITY GRADE N, GAMMA SEALING RING (IP 65) | 13334 | TEM | 1 | MC | 117.005 | 1
1FT61366AC711EA2 | SIMOTICS S SYNCHRONOUS SERVOMOTOR 1FT6 115 NM, 100 K, 2000 RPM NATURAL AIR COOLING; IM B5 (IM V1, IM V3) FOR POWER AND SIGNAL CONNECTOR OUTGOING CONNECTOR DIRECTION TRAVERSE RIGHT ABSOLUTE ENCODER ENDAT 2048 P/REV (ENCODER A-2048); PERFORMANCE REDUCTION BY 10% DUE TO ABSOLUTE ENCODER; WITH FITTED KEY, ACCURACY TOLERANCE N, W/O HOLDING BRAKE VIBRATION SEVERITY GRADE N, ROTARY SHAFT SEAL (IP 67) | 13420 | TEM | 1 | MC | 117.005 | 1
1FT61366AC711EB0 | SIMOTICS S SYNCHRONOUS SERVOMOTOR 1FT6 115 NM, 100 K, 2000 RPM NATURAL AIR COOLING; IM B5 (IM V1, IM V3) FOR POWER AND SIGNAL CONNECTOR OUTGOING CONNECTOR DIRECTION TRAVERSE RIGHT ABSOLUTE ENCODER ENDAT 2048 P/REV (ENCODER A-2048); PERFORMANCE REDUCTION BY 10% DUE TO ABSOLUTE ENCODER; WITH FITTED KEY, ACCURACY TOLERANCE N, W. HOLDING BRAKE VIBRATION SEVERITY GRADE N, DIAPHRAGM SEAL (IP 64) | 14953 | TEM | 1 | MC | 127.004 | 1
1FT61366AC711EB1 | SIMOTICS S SYNCHRONOUS SERVOMOTOR 1FT6 115 NM, 100 K, 2000 RPM NATURAL AIR COOLING; IM B5 (IM V1, IM V3) FOR POWER AND SIGNAL CONNECTOR OUTGOING CONNECTOR DIRECTION TRAVERSE RIGHT ABSOLUTE ENCODER ENDAT 2048 P/REV (ENCODER A-2048); PERFORMANCE REDUCTION BY 10% DUE TO ABSOLUTE ENCODER; WITH FITTED KEY, ACCURACY TOLERANCE N, W. HOLDING BRAKE VIBRATION SEVERITY GRADE N, GAMMA SEALING RING (IP 65) | 15055 | TEM | 1 | MC | 127.004 | 1
1FT61366AC711EG0 | SIMOTICS S SYNCHRONOUS SERVOMOTOR 1FT6 115 NM, 100 K, 2000 RPM NATURAL AIR COOLING; IM B5 (IM V1, IM V3) FOR POWER AND SIGNAL CONNECTOR OUTGOING CONNECTOR DIRECTION TRAVERSE RIGHT ABSOLUTE ENCODER ENDAT 2048 P/REV (ENCODER A-2048); PERFORMANCE REDUCTION BY 10% DUE TO ABSOLUTE ENCODER; PLAIN SHAFT, ACCURACY TOLERANCE N, W/O HOLDING BRAKE VIBRATION SEVERITY GRADE N, DIAPHRAGM SEAL (IP 64) | 13232 | TEM | 1 | MC | 117.005 | 1
1FT61366AC711EG1 | SIMOTICS S SYNCHRONOUS SERVOMOTOR 1FT6 115 NM, 100 K, 2000 RPM NATURAL AIR COOLING; IM B5 (IM V1, IM V3) FOR POWER AND SIGNAL CONNECTOR OUTGOING CONNECTOR DIRECTION TRAVERSE RIGHT ABSOLUTE ENCODER ENDAT 2048 P/REV (ENCODER A-2048); PERFORMANCE REDUCTION BY 10% DUE TO ABSOLUTE ENCODER; PLAIN SHAFT, ACCURACY TOLERANCE N, W/O HOLDING BRAKE VIBRATION SEVERITY GRADE N, GAMMA SEALING RING (IP 65) | 13334 | TEM | 1 | MC | 117.005 | 1
1FT61366AC711EH0 | SIMOTICS S SYNCHRONOUS SERVOMOTOR 1FT6 115 NM, 100 K, 2000 RPM NATURAL AIR COOLING; IM B5 (IM V1, IM V3) FOR POWER AND SIGNAL CONNECTOR OUTGOING CONNECTOR DIRECTION TRAVERSE RIGHT ABSOLUTE ENCODER ENDAT 2048 P/REV (ENCODER A-2048); PERFORMANCE REDUCTION BY 10% DUE TO ABSOLUTE ENCODER; PLAIN SHAFT, ACCURACY TOLERANCE N, W. HOLDING BRAKE VIBRATION SEVERITY GRADE N, DIAPHRAGM SEAL (IP 64) | 15107 | TEM | 1 | MC | 127.004 | 1
1FT61366AC711EH1 | SIMOTICS S SYNCHRONOUS SERVOMOTOR 1FT6 115 NM, 100 K, 2000 RPM NATURAL AIR COOLING; IM B5 (IM V1, IM V3) FOR POWER AND SIGNAL CONNECTOR OUTGOING CONNECTOR DIRECTION TRAVERSE RIGHT ABSOLUTE ENCODER ENDAT 2048 P/REV (ENCODER A-2048); PERFORMANCE REDUCTION BY 10% DUE TO ABSOLUTE ENCODER; PLAIN SHAFT, ACCURACY TOLERANCE N, W. HOLDING BRAKE VIBRATION SEVERITY GRADE N, GAMMA SEALING RING (IP 65) | 15209 | TEM | 1 | MC | 127.004 | 1
1FT61366AC711EH2 | SIMOTICS S SYNCHRONOUS SERVOMOTOR 1FT6 115 NM, 100 K, 2000 RPM NATURAL AIR COOLING; IM B5 (IM V1, IM V3) FOR POWER AND SIGNAL CONNECTOR OUTGOING CONNECTOR DIRECTION TRAVERSE RIGHT ABSOLUTE ENCODER ENDAT 2048 P/REV (ENCODER A-2048); PERFORMANCE REDUCTION BY 10% DUE TO ABSOLUTE ENCODER; PLAIN SHAFT, ACCURACY TOLERANCE N, W. HOLDING BRAKE VIBRATION SEVERITY GRADE N, ROTARY SHAFT SEAL (IP 67) | 15294 | TEM | 1 | MC | 127.004 | 1
1FT61366AC711FA0 | SIMOTICS S SYNCHRONOUS SERVOMOTOR 1FT6 115 NM, 100 K, 2000 RPM NATURAL AIR COOLING; IM B5 (IM V1, IM V3) FOR POWER AND SIGNAL CONNECTOR OUTGOING CONNECTOR DIRECTION TRAVERSE RIGHT ABSOLUTE ENCODER 2048 P/REV (ENCODER A-2048) WITH DRIVE-CLIQ INTERFACE; PERFORMANCE REDUCTION BY 10% DUE TO ABSOLUTE ENCODER; WITH FITTED KEY, ACCURACY TOLERANCE N, W/O HOLDING BRAKE VIBRATION SEVERITY GRADE N, DIAPHRAGM SEAL (IP 64) | 13609 | TEM | 1 | MC | 117.005 | 1
1FT61366AC711FA1 | SIMOTICS S SYNCHRONOUS SERVOMOTOR 1FT6 115 NM, 100 K, 2000 RPM NATURAL AIR COOLING; IM B5 (IM V1, IM V3) FOR POWER AND SIGNAL CONNECTOR OUTGOING CONNECTOR DIRECTION TRAVERSE RIGHT ABSOLUTE ENCODER 2048 P/REV (ENCODER A-2048) WITH DRIVE-CLIQ INTERFACE; PERFORMANCE REDUCTION BY 10% DUE TO ABSOLUTE ENCODER; WITH FITTED KEY, ACCURACY TOLERANCE N, W/O HOLDING BRAKE VIBRATION SEVERITY GRADE N, GAMMA SEALING RING (IP 65) | 13711 | TEM | 1 | MC | 117.005 | 1
1FT61366AC711FB0 | SIMOTICS S SYNCHRONOUS SERVOMOTOR 1FT6 115 NM, 100 K, 2000 RPM NATURAL AIR COOLING; IM B5 (IM V1, IM V3) FOR POWER AND SIGNAL CONNECTOR OUTGOING CONNECTOR DIRECTION TRAVERSE RIGHT ABSOLUTE ENCODER 2048 P/REV (ENCODER A-2048) WITH DRIVE-CLIQ INTERFACE; PERFORMANCE REDUCTION BY 10% DUE TO ABSOLUTE ENCODER; WITH FITTED KEY, ACCURACY TOLERANCE N, W. HOLDING BRAKE VIBRATION SEVERITY GRADE N, DIAPHRAGM SEAL (IP 64) | 15329 | TEM | 1 | MC | 127.004 | 1
1FT61366AC711FB1 | SIMOTICS S SYNCHRONOUS SERVOMOTOR 1FT6 115 NM, 100 K, 2000 RPM NATURAL AIR COOLING; IM B5 (IM V1, IM V3) FOR POWER AND SIGNAL CONNECTOR OUTGOING CONNECTOR DIRECTION TRAVERSE RIGHT ABSOLUTE ENCODER 2048 P/REV (ENCODER A-2048) WITH DRIVE-CLIQ INTERFACE; PERFORMANCE REDUCTION BY 10% DUE TO ABSOLUTE ENCODER; WITH FITTED KEY, ACCURACY TOLERANCE N, W. HOLDING BRAKE VIBRATION SEVERITY GRADE N, GAMMA SEALING RING (IP 65) | 15431 | TEM | 1 | MC | 127.004 | 1
1FT61366AC711FB2 | SIMOTICS S SYNCHRONOUS SERVOMOTOR 1FT6 115 NM, 100 K, 2000 RPM NATURAL AIR COOLING; IM B5 (IM V1, IM V3) FOR POWER AND SIGNAL CONNECTOR OUTGOING CONNECTOR DIRECTION TRAVERSE RIGHT ABSOLUTE ENCODER 2048 P/REV (ENCODER A-2048) WITH DRIVE-CLIQ INTERFACE; PERFORMANCE REDUCTION BY 10% DUE TO ABSOLUTE ENCODER; WITH FITTED KEY, ACCURACY TOLERANCE N, W. HOLDING BRAKE VIBRATION SEVERITY GRADE N, ROTARY SHAFT SEAL (IP 67) | 15517 | TEM | 1 | MC | 127.004 | 1
1FT61366AC711FG0 | SIMOTICS S SYNCHRONOUS SERVOMOTOR 1FT6 115 NM, 100 K, 2000 RPM NATURAL AIR COOLING; IM B5 (IM V1, IM V3) FOR POWER AND SIGNAL CONNECTOR OUTGOING CONNECTOR DIRECTION TRAVERSE RIGHT ABSOLUTE ENCODER 2048 P/REV (ENCODER A-2048) WITH DRIVE-CLIQ INTERFACE; PERFORMANCE REDUCTION BY 10% DUE TO ABSOLUTE ENCODER; PLAIN SHAFT, ACCURACY TOLERANCE N, W/O HOLDING BRAKE VIBRATION SEVERITY GRADE N, DIAPHRAGM SEAL (IP 64) | 13609 | TEM | 1 | MC | 117.005 | 1
1FT61366AC711FG1 | SIMOTICS S SYNCHRONOUS SERVOMOTOR 1FT6 115 NM, 100 K, 2000 RPM NATURAL AIR COOLING; IM B5 (IM V1, IM V3) FOR POWER AND SIGNAL CONNECTOR OUTGOING CONNECTOR DIRECTION TRAVERSE RIGHT ABSOLUTE ENCODER 2048 P/REV (ENCODER A-2048) WITH DRIVE-CLIQ INTERFACE; PERFORMANCE REDUCTION BY 10% DUE TO ABSOLUTE ENCODER; PLAIN SHAFT, ACCURACY TOLERANCE N, W/O HOLDING BRAKE VIBRATION SEVERITY GRADE N, GAMMA SEALING RING (IP 65) | 13711 | TEM | 1 | MC | 117.005 | 1
1FT61366AC711FL3 | SIMOTICS S SYNCHRONOUS SERVOMOTOR 1FT6 115 NM, 100 K, 2000 RPM NATURAL AIR COOLING; IM B5 (IM V1, IM V3) FOR POWER AND SIGNAL CONNECTOR OUTGOING CONNECTOR DIRECTION TRAVERSE RIGHT ABSOLUTE ENCODER 2048 P/REV (ENCODER A-2048) WITH DRIVE-CLIQ INTERFACE; PERFORMANCE REDUCTION BY 10% DUE TO ABSOLUTE ENCODER; PLAIN SHAFT, ACCURACY TOLERANCE R, W. HOLDING BRAKE VIBRATION SEVERITY GRADE R, DIAPHRAGM SEAL (IP 64) | 15873 | TEM | 1 | MC | 127.004 | 1
1FT61366AC711PA0 | SIMOTICS S SYNCHRONOUS SERVOMOTOR 1FT6 115 NM, 100 K, 2000 RPM NATURAL AIR COOLING; IM B5 (IM V1, IM V3) FOR POWER AND SIGNAL CONNECTOR OUTGOING CONNECTOR DIRECTION TRAVERSE RIGHT RESOLVER 2-POLE (RESOLVER P=1) WITH DRIVE-CLIQ INTERFACE; WITH FITTED KEY, ACCURACY TOLERANCE N, W/O HOLDING BRAKE VIBRATION SEVERITY GRADE N, DIAPHRAGM SEAL (IP 64) | 11691 | TEM | 1 | MC | 117.005 | 1
1FT61366AC711SA0 | SIMOTICS S SYNCHRONOUS SERVOMOTOR 1FT6 115 NM, 100 K, 2000 RPM NATURAL AIR COOLING; IM B5 (IM V1, IM V3) FOR POWER AND SIGNAL CONNECTOR OUTGOING CONNECTOR DIRECTION TRAVERSE RIGHT RESOLVER MULTI-POLE (RESOLVER P=3); WITH FITTED KEY, ACCURACY TOLERANCE N, W/O HOLDING BRAKE VIBRATION SEVERITY GRADE N, DIAPHRAGM SEAL (IP 64) | 11326 | TEM | 1 | MC | 117.005 | 1
1FT61366AC711SA2 | SIMOTICS S SYNCHRONOUS SERVOMOTOR 1FT6 115 NM, 100 K, 2000 RPM NATURAL AIR COOLING; IM B5 (IM V1, IM V3) FOR POWER AND SIGNAL CONNECTOR OUTGOING CONNECTOR DIRECTION TRAVERSE RIGHT RESOLVER MULTI-POLE (RESOLVER P=3); WITH FITTED KEY, ACCURACY TOLERANCE N, W/O HOLDING BRAKE VIBRATION SEVERITY GRADE N, ROTARY SHAFT SEAL (IP 67) | 11513 | TEM | 1 | MC | 117.005 | 1
1FT61366AC711SG0 | SIMOTICS S SYNCHRONOUS SERVOMOTOR 1FT6 115 NM, 100 K, 2000 RPM NATURAL AIR COOLING; IM B5 (IM V1, IM V3) FOR POWER AND SIGNAL CONNECTOR OUTGOING CONNECTOR DIRECTION TRAVERSE RIGHT RESOLVER MULTI-POLE (RESOLVER P=3); PLAIN SHAFT, ACCURACY TOLERANCE N, W/O HOLDING BRAKE VIBRATION SEVERITY GRADE N, DIAPHRAGM SEAL (IP 64) | 11326 | TEM | 1 | MC | 117.005 | 1
1FT61366AC711SH0 | SIMOTICS S SYNCHRONOUS SERVOMOTOR 1FT6 115 NM, 100 K, 2000 RPM NATURAL AIR COOLING; IM B5 (IM V1, IM V3) FOR POWER AND SIGNAL CONNECTOR OUTGOING CONNECTOR DIRECTION TRAVERSE RIGHT RESOLVER MULTI-POLE (RESOLVER P=3); PLAIN SHAFT, ACCURACY TOLERANCE N, W. HOLDING BRAKE VIBRATION SEVERITY GRADE N, DIAPHRAGM SEAL (IP 64) | 13200 | TEM | 1 | MC | 127.004 | 1
1FT61366AC711TA0 | SIMOTICS S SYNCHRONOUS SERVOMOTOR 1FT6 115 NM, 100 K, 2000 RPM NATURAL AIR COOLING; IM B5 (IM V1, IM V3) FOR POWER AND SIGNAL CONNECTOR OUTGOING CONNECTOR DIRECTION TRAVERSE RIGHT RESOLVER 2-POLE (RESOLVER P=1); WITH FITTED KEY, ACCURACY TOLERANCE N, W/O HOLDING BRAKE VIBRATION SEVERITY GRADE N, DIAPHRAGM SEAL (IP 64) | 11330 | TEM | 1 | MC | 117.005 | 1
1FT61366AC711UA0 | SIMOTICS S SYNCHRONOUS SERVOMOTOR 1FT6 115 NM, 100 K, 2000 RPM NATURAL AIR COOLING; IM B5 (IM V1, IM V3) FOR POWER AND SIGNAL CONNECTOR OUTGOING CONNECTOR DIRECTION TRAVERSE RIGHT RESOLVER MULTI-POLE (RESOLVER P=3) WITH DRIVE-CLIQ INTERFACE; WITH FITTED KEY, ACCURACY TOLERANCE N, W/O HOLDING BRAKE VIBRATION SEVERITY GRADE N, DIAPHRAGM SEAL (IP 64) | 11691 | TEM | 1 | MC | 117.005 | 1
1FT61366AC711UA3 | SIMOTICS S SYNCHRONOUS SERVOMOTOR 1FT6 115 NM, 100 K, 2000 RPM NATURAL AIR COOLING; IM B5 (IM V1, IM V3) FOR POWER AND SIGNAL CONNECTOR OUTGOING CONNECTOR DIRECTION TRAVERSE RIGHT RESOLVER MULTI-POLE (RESOLVER P=3) WITH DRIVE-CLIQ INTERFACE; WITH FITTED KEY, ACCURACY TOLERANCE N, W/O HOLDING BRAKE VIBRATION SEVERITY GRADE R, DIAPHRAGM SEAL (IP 64) | 11861 | TEM | 1 | MC | 117.005 | 1
1FT61366AC712AA0 | SIMOTICS S SYNCHRONOUS SERVOMOTOR 1FT6 115 NM, 100 K, 2000 RPM NATURAL AIR COOLING; IM B5 (IM V1, IM V3) FOR POWER AND SIGNAL CONNECTOR OUTGOING CONNECTOR DIRECTION TRAVERSE LEFT INCREM. ENCODER, SIN/COS 1 VPP 2048 P/REV (ENCODER I-2048); WITH FITTED KEY, ACCURACY TOLERANCE N, W/O HOLDING BRAKE VIBRATION SEVERITY GRADE N, DIAPHRAGM SEAL (IP 64) | 12425 | TEM | 1 | MC | 117.005 | 1
1FT61366AC712AA1 | SIMOTICS S SYNCHRONOUS SERVOMOTOR 1FT6 115 NM, 100 K, 2000 RPM NATURAL AIR COOLING; IM B5 (IM V1, IM V3) FOR POWER AND SIGNAL CONNECTOR OUTGOING CONNECTOR DIRECTION TRAVERSE LEFT INCREM. ENCODER, SIN/COS 1 VPP 2048 P/REV (ENCODER I-2048); WITH FITTED KEY, ACCURACY TOLERANCE N, W/O HOLDING BRAKE VIBRATION SEVERITY GRADE N, GAMMA SEALING RING (IP 65) | 12527 | TEM | 1 | MC | 117.005 | 1
1FT61366AC712AB0 | SIMOTICS S SYNCHRONOUS SERVOMOTOR 1FT6 115 NM, 100 K, 2000 RPM NATURAL AIR COOLING; IM B5 (IM V1, IM V3) FOR POWER AND SIGNAL CONNECTOR OUTGOING CONNECTOR DIRECTION TRAVERSE LEFT INCREM. ENCODER, SIN/COS 1 VPP 2048 P/REV (ENCODER I-2048); WITH FITTED KEY, ACCURACY TOLERANCE N, W. HOLDING BRAKE VIBRATION SEVERITY GRADE N, DIAPHRAGM SEAL (IP 64) | 14146 | TEM | 1 | MC | 127.004 | 1
1FT61366AC712AD3 | SIMOTICS S SYNCHRONOUS SERVOMOTOR 1FT6 115 NM, 100 K, 2000 RPM NATURAL AIR COOLING; IM B5 (IM V1, IM V3) FOR POWER AND SIGNAL CONNECTOR OUTGOING CONNECTOR DIRECTION TRAVERSE LEFT INCREM. ENCODER, SIN/COS 1 VPP 2048 P/REV (ENCODER I-2048); WITH FITTED KEY, ACCURACY TOLERANCE R, W/O HOLDING BRAKE VIBRATION SEVERITY GRADE R, DIAPHRAGM SEAL (IP 64) | 12829 | TEM | 1 | MC | 117.005 | 1
1FT61366AC712AG0 | SIMOTICS S SYNCHRONOUS SERVOMOTOR 1FT6 115 NM, 100 K, 2000 RPM NATURAL AIR COOLING; IM B5 (IM V1, IM V3) FOR POWER AND SIGNAL CONNECTOR OUTGOING CONNECTOR DIRECTION TRAVERSE LEFT INCREM. ENCODER, SIN/COS 1 VPP 2048 P/REV (ENCODER I-2048); PLAIN SHAFT, ACCURACY TOLERANCE N, W/O HOLDING BRAKE VIBRATION SEVERITY GRADE N, DIAPHRAGM SEAL (IP 64) | 12425 | TEM | 1 | MC | 117.005 | 1
1FT61366AC712AG1 | SIMOTICS S SYNCHRONOUS SERVOMOTOR 1FT6 115 NM, 100 K, 2000 RPM NATURAL AIR COOLING; IM B5 (IM V1, IM V3) FOR POWER AND SIGNAL CONNECTOR OUTGOING CONNECTOR DIRECTION TRAVERSE LEFT INCREM. ENCODER, SIN/COS 1 VPP 2048 P/REV (ENCODER I-2048); PLAIN SHAFT, ACCURACY TOLERANCE N, W/O HOLDING BRAKE VIBRATION SEVERITY GRADE N, GAMMA SEALING RING (IP 65) | 12527 | TEM | 1 | MC | 117.005 | 1
1FT61366AC712AH0 | SIMOTICS S SYNCHRONOUS SERVOMOTOR 1FT6 115 NM, 100 K, 2000 RPM NATURAL AIR COOLING; IM B5 (IM V1, IM V3) FOR POWER AND SIGNAL CONNECTOR OUTGOING CONNECTOR DIRECTION TRAVERSE LEFT INCREM. ENCODER, SIN/COS 1 VPP 2048 P/REV (ENCODER I-2048); PLAIN SHAFT, ACCURACY TOLERANCE N, W. HOLDING BRAKE VIBRATION SEVERITY GRADE N, DIAPHRAGM SEAL (IP 64) | 14300 | TEM | 1 | MC | 127.004 | 1
1FT61366AC712DG0 | SIMOTICS S SYNCHRONOUS SERVOMOTOR 1FT6 115 NM, 100 K, 2000 RPM NATURAL AIR COOLING; IM B5 (IM V1, IM V3) FOR POWER AND SIGNAL CONNECTOR OUTGOING CONNECTOR DIRECTION TRAVERSE LEFT INCREMENTAL ENCODER 2048 P/REV (ENCODER I-2048) WITH DRIVE-CLIQ INTERFACE; PLAIN SHAFT, ACCURACY TOLERANCE N, W/O HOLDING BRAKE VIBRATION SEVERITY GRADE N, DIAPHRAGM SEAL (IP 64) | 12790 | TEM | 1 | MC | 117.005 | 1
1FT61366AC712DH0 | SIMOTICS S SYNCHRONOUS SERVOMOTOR 1FT6 115 NM, 100 K, 2000 RPM NATURAL AIR COOLING; IM B5 (IM V1, IM V3) FOR POWER AND SIGNAL CONNECTOR OUTGOING CONNECTOR DIRECTION TRAVERSE LEFT INCREMENTAL ENCODER 2048 P/REV (ENCODER I-2048) WITH DRIVE-CLIQ INTERFACE; PLAIN SHAFT, ACCURACY TOLERANCE N, W. HOLDING BRAKE VIBRATION SEVERITY GRADE N, DIAPHRAGM SEAL (IP 64) | 14664 | TEM | 1 | MC | 127.004 | 1
1FT61366AC712EG1 | SIMOTICS S SYNCHRONOUS SERVOMOTOR 1FT6 115 NM, 100 K, 2000 RPM NATURAL AIR COOLING; IM B5 (IM V1, IM V3) FOR POWER AND SIGNAL CONNECTOR OUTGOING CONNECTOR DIRECTION TRAVERSE LEFT ABSOLUTE ENCODER ENDAT 2048 P/REV (ENCODER A-2048); PERFORMANCE REDUCTION BY 10% DUE TO ABSOLUTE ENCODER; PLAIN SHAFT, ACCURACY TOLERANCE N, W/O HOLDING BRAKE VIBRATION SEVERITY GRADE N, GAMMA SEALING RING (IP 65) | 13334 | TEM | 1 | MC | 117.005 | 1
1FT61366AC712FA0 | SIMOTICS S SYNCHRONOUS SERVOMOTOR 1FT6 115 NM, 100 K, 2000 RPM NATURAL AIR COOLING; IM B5 (IM V1, IM V3) FOR POWER AND SIGNAL CONNECTOR OUTGOING CONNECTOR DIRECTION TRAVERSE LEFT ABSOLUTE ENCODER 2048 P/REV (ENCODER A-2048) WITH DRIVE-CLIQ INTERFACE; PERFORMANCE REDUCTION BY 10% DUE TO ABSOLUTE ENCODER; WITH FITTED KEY, ACCURACY TOLERANCE N, W/O HOLDING BRAKE VIBRATION SEVERITY GRADE N, DIAPHRAGM SEAL (IP 64) | 13609 | TEM | 1 | MC | 117.005 | 1
1FT61366AC712FB1 | SIMOTICS S SYNCHRONOUS SERVOMOTOR 1FT6 115 NM, 100 K, 2000 RPM NATURAL AIR COOLING; IM B5 (IM V1, IM V3) FOR POWER AND SIGNAL CONNECTOR OUTGOING CONNECTOR DIRECTION TRAVERSE LEFT ABSOLUTE ENCODER 2048 P/REV (ENCODER A-2048) WITH DRIVE-CLIQ INTERFACE; PERFORMANCE REDUCTION BY 10% DUE TO ABSOLUTE ENCODER; WITH FITTED KEY, ACCURACY TOLERANCE N, W. HOLDING BRAKE VIBRATION SEVERITY GRADE N, GAMMA SEALING RING (IP 65) | 15431 | TEM | 1 | MC | 127.004 | 1
1FT61366AC714AA0 | SIMOTICS S SYNCHRONOUS SERVOMOTOR 1FT6 115 NM, 100 K, 2000 RPM NATURAL AIR COOLING; IM B5 (IM V1, IM V3) FOR POWER AND SIGNAL CONNECTOR OUTGOING CONNECTOR DIRECTION AXIAL DRIVE END INCREM. ENCODER, SIN/COS 1 VPP 2048 P/REV (ENCODER I-2048); WITH FITTED KEY, ACCURACY TOLERANCE N, W/O HOLDING BRAKE VIBRATION SEVERITY GRADE N, DIAPHRAGM SEAL (IP 64) | 12425 | TEM | 1 | MC | 117.005 | 1
1FT61366AC714AA1 | SIMOTICS S SYNCHRONOUS SERVOMOTOR 1FT6 115 NM, 100 K, 2000 RPM NATURAL AIR COOLING; IM B5 (IM V1, IM V3) FOR POWER AND SIGNAL CONNECTOR OUTGOING CONNECTOR DIRECTION AXIAL DRIVE END INCREM. ENCODER, SIN/COS 1 VPP 2048 P/REV (ENCODER I-2048); WITH FITTED KEY, ACCURACY TOLERANCE N, W/O HOLDING BRAKE VIBRATION SEVERITY GRADE N, GAMMA SEALING RING (IP 65) | 12527 | TEM | 1 | MC | 117.005 | 1
1FT61366AC714AA2 | SIMOTICS S SYNCHRONOUS SERVOMOTOR 1FT6 115 NM, 100 K, 2000 RPM NATURAL AIR COOLING; IM B5 (IM V1, IM V3) FOR POWER AND SIGNAL CONNECTOR OUTGOING CONNECTOR DIRECTION AXIAL DRIVE END INCREM. ENCODER, SIN/COS 1 VPP 2048 P/REV (ENCODER I-2048); WITH FITTED KEY, ACCURACY TOLERANCE N, W/O HOLDING BRAKE VIBRATION SEVERITY GRADE N, ROTARY SHAFT SEAL (IP 67) | 12613 | TEM | 1 | MC | 117.005 | 1
1FT61366AC714AB0 | SIMOTICS S SYNCHRONOUS SERVOMOTOR 1FT6 115 NM, 100 K, 2000 RPM NATURAL AIR COOLING; IM B5 (IM V1, IM V3) FOR POWER AND SIGNAL CONNECTOR OUTGOING CONNECTOR DIRECTION AXIAL DRIVE END INCREM. ENCODER, SIN/COS 1 VPP 2048 P/REV (ENCODER I-2048); WITH FITTED KEY, ACCURACY TOLERANCE N, W. HOLDING BRAKE VIBRATION SEVERITY GRADE N, DIAPHRAGM SEAL (IP 64) | 14146 | TEM | 1 | MC | 127.004 | 1
1FT61366AC714AB1 | SIMOTICS S SYNCHRONOUS SERVOMOTOR 1FT6 115 NM, 100 K, 2000 RPM NATURAL AIR COOLING; IM B5 (IM V1, IM V3) FOR POWER AND SIGNAL CONNECTOR OUTGOING CONNECTOR DIRECTION AXIAL DRIVE END INCREM. ENCODER, SIN/COS 1 VPP 2048 P/REV (ENCODER I-2048); WITH FITTED KEY, ACCURACY TOLERANCE N, W. HOLDING BRAKE VIBRATION SEVERITY GRADE N, GAMMA SEALING RING (IP 65) | 14248 | TEM | 1 | MC | 127.004 | 1
1FT61366AC714AB2 | SIMOTICS S SYNCHRONOUS SERVOMOTOR 1FT6 115 NM, 100 K, 2000 RPM NATURAL AIR COOLING; IM B5 (IM V1, IM V3) FOR POWER AND SIGNAL CONNECTOR OUTGOING CONNECTOR DIRECTION AXIAL DRIVE END INCREM. ENCODER, SIN/COS 1 VPP 2048 P/REV (ENCODER I-2048); WITH FITTED KEY, ACCURACY TOLERANCE N, W. HOLDING BRAKE VIBRATION SEVERITY GRADE N, ROTARY SHAFT SEAL (IP 67) | 14333 | TEM | 1 | MC | 127.004 | 1
1FT61366AC714AB3 | SIMOTICS S SYNCHRONOUS SERVOMOTOR 1FT6 115 NM, 100 K, 2000 RPM NATURAL AIR COOLING; IM B5 (IM V1, IM V3) FOR POWER AND SIGNAL CONNECTOR OUTGOING CONNECTOR DIRECTION AXIAL DRIVE END INCREM. ENCODER, SIN/COS 1 VPP 2048 P/REV (ENCODER I-2048); WITH FITTED KEY, ACCURACY TOLERANCE N, W. HOLDING BRAKE VIBRATION SEVERITY GRADE R, DIAPHRAGM SEAL (IP 64) | 14315 | TEM | 1 | MC | 127.004 | 1
1FT61366AC714AD7 | SIMOTICS S SYNCHRONOUS SERVOMOTOR 1FT6 115 NM, 100 K, 2000 RPM NATURAL AIR COOLING; IM B5 (IM V1, IM V3) FOR POWER AND SIGNAL CONNECTOR OUTGOING CONNECTOR DIRECTION AXIAL DRIVE END INCREM. ENCODER, SIN/COS 1 VPP 2048 P/REV (ENCODER I-2048); WITH FITTED KEY, ACCURACY TOLERANCE R, W/O HOLDING BRAKE VIBRATION SEVERITY GRADE R, KEROSENE SEAL (IP 68) | 13136 | TEM | 1 | MC | 117.005 | 1
1FT61366AC714AE1 | SIMOTICS S SYNCHRONOUS SERVOMOTOR 1FT6 115 NM, 100 K, 2000 RPM NATURAL AIR COOLING; IM B5 (IM V1, IM V3) FOR POWER AND SIGNAL CONNECTOR OUTGOING CONNECTOR DIRECTION AXIAL DRIVE END INCREM. ENCODER, SIN/COS 1 VPP 2048 P/REV (ENCODER I-2048); WITH FITTED KEY, ACCURACY TOLERANCE R, W. HOLDING BRAKE VIBRATION SEVERITY GRADE N, GAMMA SEALING RING (IP 65) | 14496 | TEM | 1 | MC | 127.004 | 1
1FT61366AC714AE7 | SIMOTICS S SYNCHRONOUS SERVOMOTOR 1FT6 115 NM, 100 K, 2000 RPM NATURAL AIR COOLING; IM B5 (IM V1, IM V3) FOR POWER AND SIGNAL CONNECTOR OUTGOING CONNECTOR DIRECTION AXIAL DRIVE END INCREM. ENCODER, SIN/COS 1 VPP 2048 P/REV (ENCODER I-2048); WITH FITTED KEY, ACCURACY TOLERANCE R, W. HOLDING BRAKE VIBRATION SEVERITY GRADE R, KEROSENE SEAL (IP 68) | 14870 | TEM | 1 | MC | 127.004 | 1
1FT61366AC714AG0 | SIMOTICS S SYNCHRONOUS SERVOMOTOR 1FT6 115 NM, 100 K, 2000 RPM NATURAL AIR COOLING; IM B5 (IM V1, IM V3) FOR POWER AND SIGNAL CONNECTOR OUTGOING CONNECTOR DIRECTION AXIAL DRIVE END INCREM. ENCODER, SIN/COS 1 VPP 2048 P/REV (ENCODER I-2048); PLAIN SHAFT, ACCURACY TOLERANCE N, W/O HOLDING BRAKE VIBRATION SEVERITY GRADE N, DIAPHRAGM SEAL (IP 64) | 12425 | TEM | 1 | MC | 117.005 | 1
1FT61366AC714AG1 | SIMOTICS S SYNCHRONOUS SERVOMOTOR 1FT6 115 NM, 100 K, 2000 RPM NATURAL AIR COOLING; IM B5 (IM V1, IM V3) FOR POWER AND SIGNAL CONNECTOR OUTGOING CONNECTOR DIRECTION AXIAL DRIVE END INCREM. ENCODER, SIN/COS 1 VPP 2048 P/REV (ENCODER I-2048); PLAIN SHAFT, ACCURACY TOLERANCE N, W/O HOLDING BRAKE VIBRATION SEVERITY GRADE N, GAMMA SEALING RING (IP 65) | 12527 | TEM | 1 | MC | 117.005 | 1
1FT61366AC714AG2 | SIMOTICS S SYNCHRONOUS SERVOMOTOR 1FT6 115 NM, 100 K, 2000 RPM NATURAL AIR COOLING; IM B5 (IM V1, IM V3) FOR POWER AND SIGNAL CONNECTOR OUTGOING CONNECTOR DIRECTION AXIAL DRIVE END INCREM. ENCODER, SIN/COS 1 VPP 2048 P/REV (ENCODER I-2048); PLAIN SHAFT, ACCURACY TOLERANCE N, W/O HOLDING BRAKE VIBRATION SEVERITY GRADE N, ROTARY SHAFT SEAL (IP 67) | 12613 | TEM | 1 | MC | 117.005 | 1
1FT61366AC714AH0 | SIMOTICS S SYNCHRONOUS SERVOMOTOR 1FT6 115 NM, 100 K, 2000 RPM NATURAL AIR COOLING; IM B5 (IM V1, IM V3) FOR POWER AND SIGNAL CONNECTOR OUTGOING CONNECTOR DIRECTION AXIAL DRIVE END INCREM. ENCODER, SIN/COS 1 VPP 2048 P/REV (ENCODER I-2048); PLAIN SHAFT, ACCURACY TOLERANCE N, W. HOLDING BRAKE VIBRATION SEVERITY GRADE N, DIAPHRAGM SEAL (IP 64) | 14300 | TEM | 1 | MC | 127.004 | 1
1FT61366AC714AH1 | SIMOTICS S SYNCHRONOUS SERVOMOTOR 1FT6 115 NM, 100 K, 2000 RPM NATURAL AIR COOLING; IM B5 (IM V1, IM V3) FOR POWER AND SIGNAL CONNECTOR OUTGOING CONNECTOR DIRECTION AXIAL DRIVE END INCREM. ENCODER, SIN/COS 1 VPP 2048 P/REV (ENCODER I-2048); PLAIN SHAFT, ACCURACY TOLERANCE N, W. HOLDING BRAKE VIBRATION SEVERITY GRADE N, GAMMA SEALING RING (IP 65) | 14402 | TEM | 1 | MC | 127.004 | 1
1FT61366AC714AH2 | SIMOTICS S SYNCHRONOUS SERVOMOTOR 1FT6 115 NM, 100 K, 2000 RPM NATURAL AIR COOLING; IM B5 (IM V1, IM V3) FOR POWER AND SIGNAL CONNECTOR OUTGOING CONNECTOR DIRECTION AXIAL DRIVE END INCREM. ENCODER, SIN/COS 1 VPP 2048 P/REV (ENCODER I-2048); PLAIN SHAFT, ACCURACY TOLERANCE N, W. HOLDING BRAKE VIBRATION SEVERITY GRADE N, ROTARY SHAFT SEAL (IP 67) | 14487 | TEM | 1 | MC | 127.004 | 1
1FT61366AC714AH6 | SIMOTICS S SYNCHRONOUS SERVOMOTOR 1FT6 115 NM, 100 K, 2000 RPM NATURAL AIR COOLING; IM B5 (IM V1, IM V3) FOR POWER AND SIGNAL CONNECTOR OUTGOING CONNECTOR DIRECTION AXIAL DRIVE END INCREM. ENCODER, SIN/COS 1 VPP 2048 P/REV (ENCODER I-2048); PLAIN SHAFT, ACCURACY TOLERANCE N, W. HOLDING BRAKE VIBRATION SEVERITY GRADE N, KEROSENE SEAL (IP 68) | 14622 | TEM | 1 | MC | 127.004 | 1
1FT61366AC714AL3 | SIMOTICS S SYNCHRONOUS SERVOMOTOR 1FT6 115 NM, 100 K, 2000 RPM NATURAL AIR COOLING; IM B5 (IM V1, IM V3) FOR POWER AND SIGNAL CONNECTOR OUTGOING CONNECTOR DIRECTION AXIAL DRIVE END INCREM. ENCODER, SIN/COS 1 VPP 2048 P/REV (ENCODER I-2048); PLAIN SHAFT, ACCURACY TOLERANCE R, W. HOLDING BRAKE VIBRATION SEVERITY GRADE R, DIAPHRAGM SEAL (IP 64) | 14689 | TEM | 1 | MC | 127.004 | 1
1FT61366AC714AL5 | SIMOTICS S SYNCHRONOUS SERVOMOTOR 1FT6 115 NM, 100 K, 2000 RPM NATURAL AIR COOLING; IM B5 (IM V1, IM V3) FOR POWER AND SIGNAL CONNECTOR OUTGOING CONNECTOR DIRECTION AXIAL DRIVE END INCREM. ENCODER, SIN/COS 1 VPP 2048 P/REV (ENCODER I-2048); PLAIN SHAFT, ACCURACY TOLERANCE R, W. HOLDING BRAKE VIBRATION SEVERITY GRADE R, ROTARY SHAFT SEAL (IP 67) | 14863 | TEM | 1 | MC | 127.004 | 1
1FT61366AC714DA0 | SIMOTICS S SYNCHRONOUS SERVOMOTOR 1FT6 115 NM, 100 K, 2000 RPM NATURAL AIR COOLING; IM B5 (IM V1, IM V3) FOR POWER AND SIGNAL CONNECTOR OUTGOING CONNECTOR DIRECTION AXIAL DRIVE END INCREMENTAL ENCODER 2048 P/REV (ENCODER I-2048) WITH DRIVE-CLIQ INTERFACE; WITH FITTED KEY, ACCURACY TOLERANCE N, W/O HOLDING BRAKE VIBRATION SEVERITY GRADE N, DIAPHRAGM SEAL (IP 64) | 12790 | TEM | 1 | MC | 117.005 | 1
1FT61366AC714DA1 | SIMOTICS S SYNCHRONOUS SERVOMOTOR 1FT6 115 NM, 100 K, 2000 RPM NATURAL AIR COOLING; IM B5 (IM V1, IM V3) FOR POWER AND SIGNAL CONNECTOR OUTGOING CONNECTOR DIRECTION AXIAL DRIVE END INCREMENTAL ENCODER 2048 P/REV (ENCODER I-2048) WITH DRIVE-CLIQ INTERFACE; WITH FITTED KEY, ACCURACY TOLERANCE N, W/O HOLDING BRAKE VIBRATION SEVERITY GRADE N, GAMMA SEALING RING (IP 65) | 12892 | TEM | 1 | MC | 117.005 | 1
1FT61366AC714DB0 | SIMOTICS S SYNCHRONOUS SERVOMOTOR 1FT6 115 NM, 100 K, 2000 RPM NATURAL AIR COOLING; IM B5 (IM V1, IM V3) FOR POWER AND SIGNAL CONNECTOR OUTGOING CONNECTOR DIRECTION AXIAL DRIVE END INCREMENTAL ENCODER 2048 P/REV (ENCODER I-2048) WITH DRIVE-CLIQ INTERFACE; WITH FITTED KEY, ACCURACY TOLERANCE N, W. HOLDING BRAKE VIBRATION SEVERITY GRADE N, DIAPHRAGM SEAL (IP 64) | 14510 | TEM | 1 | MC | 127.004 | 1
1FT61366AC714DB1 | SIMOTICS S SYNCHRONOUS SERVOMOTOR 1FT6 115 NM, 100 K, 2000 RPM NATURAL AIR COOLING; IM B5 (IM V1, IM V3) FOR POWER AND SIGNAL CONNECTOR OUTGOING CONNECTOR DIRECTION AXIAL DRIVE END INCREMENTAL ENCODER 2048 P/REV (ENCODER I-2048) WITH DRIVE-CLIQ INTERFACE; WITH FITTED KEY, ACCURACY TOLERANCE N, W. HOLDING BRAKE VIBRATION SEVERITY GRADE N, GAMMA SEALING RING (IP 65) | 14612 | TEM | 1 | MC | 127.004 | 1
1FT61366AC714DE5 | SIMOTICS S SYNCHRONOUS SERVOMOTOR 1FT6 115 NM, 100 K, 2000 RPM NATURAL AIR COOLING; IM B5 (IM V1, IM V3) FOR POWER AND SIGNAL CONNECTOR OUTGOING CONNECTOR DIRECTION AXIAL DRIVE END INCREMENTAL ENCODER 2048 P/REV (ENCODER I-2048) WITH DRIVE-CLIQ INTERFACE; WITH FITTED KEY, ACCURACY TOLERANCE R, W. HOLDING BRAKE VIBRATION SEVERITY GRADE R, ROTARY SHAFT SEAL (IP 67) | 15102 | TEM | 1 | MC | 127.004 | 1
1FT61366AC714DG0 | SIMOTICS S SYNCHRONOUS SERVOMOTOR 1FT6 115 NM, 100 K, 2000 RPM NATURAL AIR COOLING; IM B5 (IM V1, IM V3) FOR POWER AND SIGNAL CONNECTOR OUTGOING CONNECTOR DIRECTION AXIAL DRIVE END INCREMENTAL ENCODER 2048 P/REV (ENCODER I-2048) WITH DRIVE-CLIQ INTERFACE; PLAIN SHAFT, ACCURACY TOLERANCE N, W/O HOLDING BRAKE VIBRATION SEVERITY GRADE N, DIAPHRAGM SEAL (IP 64) | 12790 | TEM | 1 | MC | 117.005 | 1
1FT61366AC714DG1 | SIMOTICS S SYNCHRONOUS SERVOMOTOR 1FT6 115 NM, 100 K, 2000 RPM NATURAL AIR COOLING; IM B5 (IM V1, IM V3) FOR POWER AND SIGNAL CONNECTOR OUTGOING CONNECTOR DIRECTION AXIAL DRIVE END INCREMENTAL ENCODER 2048 P/REV (ENCODER I-2048) WITH DRIVE-CLIQ INTERFACE; PLAIN SHAFT, ACCURACY TOLERANCE N, W/O HOLDING BRAKE VIBRATION SEVERITY GRADE N, GAMMA SEALING RING (IP 65) | 12892 | TEM | 1 | MC | 117.005 | 1
1FT61366AC714DG2 | SIMOTICS S SYNCHRONOUS SERVOMOTOR 1FT6 115 NM, 100 K, 2000 RPM NATURAL AIR COOLING; IM B5 (IM V1, IM V3) FOR POWER AND SIGNAL CONNECTOR OUTGOING CONNECTOR DIRECTION AXIAL DRIVE END INCREMENTAL ENCODER 2048 P/REV (ENCODER I-2048) WITH DRIVE-CLIQ INTERFACE; PLAIN SHAFT, ACCURACY TOLERANCE N, W/O HOLDING BRAKE VIBRATION SEVERITY GRADE N, ROTARY SHAFT SEAL (IP 67) | 12977 | TEM | 1 | MC | 117.005 | 1
1FT61366AC714DG3 | SIMOTICS S SYNCHRONOUS SERVOMOTOR 1FT6 115 NM, 100 K, 2000 RPM NATURAL AIR COOLING; IM B5 (IM V1, IM V3) FOR POWER AND SIGNAL CONNECTOR OUTGOING CONNECTOR DIRECTION AXIAL DRIVE END INCREMENTAL ENCODER 2048 P/REV (ENCODER I-2048) WITH DRIVE-CLIQ INTERFACE; PLAIN SHAFT, ACCURACY TOLERANCE N, W/O HOLDING BRAKE VIBRATION SEVERITY GRADE R, DIAPHRAGM SEAL (IP 64) | 12959 | TEM | 1 | MC | 117.005 | 1
1FT61366AC714DH0 | SIMOTICS S SYNCHRONOUS SERVOMOTOR 1FT6 115 NM, 100 K, 2000 RPM NATURAL AIR COOLING; IM B5 (IM V1, IM V3) FOR POWER AND SIGNAL CONNECTOR OUTGOING CONNECTOR DIRECTION AXIAL DRIVE END INCREMENTAL ENCODER 2048 P/REV (ENCODER I-2048) WITH DRIVE-CLIQ INTERFACE; PLAIN SHAFT, ACCURACY TOLERANCE N, W. HOLDING BRAKE VIBRATION SEVERITY GRADE N, DIAPHRAGM SEAL (IP 64) | 14664 | TEM | 1 | MC | 127.004 | 1
1FT61366AC714DH1 | SIMOTICS S SYNCHRONOUS SERVOMOTOR 1FT6 115 NM, 100 K, 2000 RPM NATURAL AIR COOLING; IM B5 (IM V1, IM V3) FOR POWER AND SIGNAL CONNECTOR OUTGOING CONNECTOR DIRECTION AXIAL DRIVE END INCREMENTAL ENCODER 2048 P/REV (ENCODER I-2048) WITH DRIVE-CLIQ INTERFACE; PLAIN SHAFT, ACCURACY TOLERANCE N, W. HOLDING BRAKE VIBRATION SEVERITY GRADE N, GAMMA SEALING RING (IP 65) | 14766 | TEM | 1 | MC | 127.004 | 1
1FT61366AC714EA0 | SIMOTICS S SYNCHRONOUS SERVOMOTOR 1FT6 115 NM, 100 K, 2000 RPM NATURAL AIR COOLING; IM B5 (IM V1, IM V3) FOR POWER AND SIGNAL CONNECTOR OUTGOING CONNECTOR DIRECTION AXIAL DRIVE END ABSOLUTE ENCODER ENDAT 2048 P/REV (ENCODER A-2048); PERFORMANCE REDUCTION BY 10% DUE TO ABSOLUTE ENCODER; WITH FITTED KEY, ACCURACY TOLERANCE N, W/O HOLDING BRAKE VIBRATION SEVERITY GRADE N, DIAPHRAGM SEAL (IP 64) | 13232 | TEM | 1 | MC | 117.005 | 1
1FT61366AC714EA1 | SIMOTICS S SYNCHRONOUS SERVOMOTOR 1FT6 115 NM, 100 K, 2000 RPM NATURAL AIR COOLING; IM B5 (IM V1, IM V3) FOR POWER AND SIGNAL CONNECTOR OUTGOING CONNECTOR DIRECTION AXIAL DRIVE END ABSOLUTE ENCODER ENDAT 2048 P/REV (ENCODER A-2048); PERFORMANCE REDUCTION BY 10% DUE TO ABSOLUTE ENCODER; WITH FITTED KEY, ACCURACY TOLERANCE N, W/O HOLDING BRAKE VIBRATION SEVERITY GRADE N, GAMMA SEALING RING (IP 65) | 13334 | TEM | 1 | MC | 117.005 | 1
1FT61366AC714EB0 | SIMOTICS S SYNCHRONOUS SERVOMOTOR 1FT6 115 NM, 100 K, 2000 RPM NATURAL AIR COOLING; IM B5 (IM V1, IM V3) FOR POWER AND SIGNAL CONNECTOR OUTGOING CONNECTOR DIRECTION AXIAL DRIVE END ABSOLUTE ENCODER ENDAT 2048 P/REV (ENCODER A-2048); PERFORMANCE REDUCTION BY 10% DUE TO ABSOLUTE ENCODER; WITH FITTED KEY, ACCURACY TOLERANCE N, W. HOLDING BRAKE VIBRATION SEVERITY GRADE N, DIAPHRAGM SEAL (IP 64) | 14953 | TEM | 1 | MC | 127.004 | 1
1FT61366AC714EB1 | SIMOTICS S SYNCHRONOUS SERVOMOTOR 1FT6 115 NM, 100 K, 2000 RPM NATURAL AIR COOLING; IM B5 (IM V1, IM V3) FOR POWER AND SIGNAL CONNECTOR OUTGOING CONNECTOR DIRECTION AXIAL DRIVE END ABSOLUTE ENCODER ENDAT 2048 P/REV (ENCODER A-2048); PERFORMANCE REDUCTION BY 10% DUE TO ABSOLUTE ENCODER; WITH FITTED KEY, ACCURACY TOLERANCE N, W. HOLDING BRAKE VIBRATION SEVERITY GRADE N, GAMMA SEALING RING (IP 65) | 15055 | TEM | 1 | MC | 127.004 | 1
1FT61366AC714EB2 | SIMOTICS S SYNCHRONOUS SERVOMOTOR 1FT6 115 NM, 100 K, 2000 RPM NATURAL AIR COOLING; IM B5 (IM V1, IM V3) FOR POWER AND SIGNAL CONNECTOR OUTGOING CONNECTOR DIRECTION AXIAL DRIVE END ABSOLUTE ENCODER ENDAT 2048 P/REV (ENCODER A-2048); PERFORMANCE REDUCTION BY 10% DUE TO ABSOLUTE ENCODER; WITH FITTED KEY, ACCURACY TOLERANCE N, W. HOLDING BRAKE VIBRATION SEVERITY GRADE N, ROTARY SHAFT SEAL (IP 67) | 15140 | TEM | 1 | MC | 127.004 | 1
1FT61366AC714EB5 | SIMOTICS S SYNCHRONOUS SERVOMOTOR 1FT6 115 NM, 100 K, 2000 RPM NATURAL AIR COOLING; IM B5 (IM V1, IM V3) FOR POWER AND SIGNAL CONNECTOR OUTGOING CONNECTOR DIRECTION AXIAL DRIVE END ABSOLUTE ENCODER ENDAT 2048 P/REV (ENCODER A-2048); PERFORMANCE REDUCTION BY 10% DUE TO ABSOLUTE ENCODER; WITH FITTED KEY, ACCURACY TOLERANCE N, W. HOLDING BRAKE VIBRATION SEVERITY GRADE R, ROTARY SHAFT SEAL (IP 67) | 15296 | TEM | 1 | MC | 127.004 | 1
1FT61366AC714EG0 | SIMOTICS S SYNCHRONOUS SERVOMOTOR 1FT6 115 NM, 100 K, 2000 RPM NATURAL AIR COOLING; IM B5 (IM V1, IM V3) FOR POWER AND SIGNAL CONNECTOR OUTGOING CONNECTOR DIRECTION AXIAL DRIVE END ABSOLUTE ENCODER ENDAT 2048 P/REV (ENCODER A-2048); PERFORMANCE REDUCTION BY 10% DUE TO ABSOLUTE ENCODER; PLAIN SHAFT, ACCURACY TOLERANCE N, W/O HOLDING BRAKE VIBRATION SEVERITY GRADE N, DIAPHRAGM SEAL (IP 64) | 13232 | TEM | 1 | MC | 117.005 | 1
1FT61366AC714EG1 | SIMOTICS S SYNCHRONOUS SERVOMOTOR 1FT6 115 NM, 100 K, 2000 RPM NATURAL AIR COOLING; IM B5 (IM V1, IM V3) FOR POWER AND SIGNAL CONNECTOR OUTGOING CONNECTOR DIRECTION AXIAL DRIVE END ABSOLUTE ENCODER ENDAT 2048 P/REV (ENCODER A-2048); PERFORMANCE REDUCTION BY 10% DUE TO ABSOLUTE ENCODER; PLAIN SHAFT, ACCURACY TOLERANCE N, W/O HOLDING BRAKE VIBRATION SEVERITY GRADE N, GAMMA SEALING RING (IP 65) | 13334 | TEM | 1 | MC | 117.005 | 1
1FT61366AC714EH0 | SIMOTICS S SYNCHRONOUS SERVOMOTOR 1FT6 115 NM, 100 K, 2000 RPM NATURAL AIR COOLING; IM B5 (IM V1, IM V3) FOR POWER AND SIGNAL CONNECTOR OUTGOING CONNECTOR DIRECTION AXIAL DRIVE END ABSOLUTE ENCODER ENDAT 2048 P/REV (ENCODER A-2048); PERFORMANCE REDUCTION BY 10% DUE TO ABSOLUTE ENCODER; PLAIN SHAFT, ACCURACY TOLERANCE N, W. HOLDING BRAKE VIBRATION SEVERITY GRADE N, DIAPHRAGM SEAL (IP 64) | 15107 | TEM | 1 | MC | 127.004 | 1
1FT61366AC714EH1 | SIMOTICS S SYNCHRONOUS SERVOMOTOR 1FT6 115 NM, 100 K, 2000 RPM NATURAL AIR COOLING; IM B5 (IM V1, IM V3) FOR POWER AND SIGNAL CONNECTOR OUTGOING CONNECTOR DIRECTION AXIAL DRIVE END ABSOLUTE ENCODER ENDAT 2048 P/REV (ENCODER A-2048); PERFORMANCE REDUCTION BY 10% DUE TO ABSOLUTE ENCODER; PLAIN SHAFT, ACCURACY TOLERANCE N, W. HOLDING BRAKE VIBRATION SEVERITY GRADE N, GAMMA SEALING RING (IP 65) | 15209 | TEM | 1 | MC | 127.004 | 1
1FT61366AC714EH2 | SIMOTICS S SYNCHRONOUS SERVOMOTOR 1FT6 115 NM, 100 K, 2000 RPM NATURAL AIR COOLING; IM B5 (IM V1, IM V3) FOR POWER AND SIGNAL CONNECTOR OUTGOING CONNECTOR DIRECTION AXIAL DRIVE END ABSOLUTE ENCODER ENDAT 2048 P/REV (ENCODER A-2048); PERFORMANCE REDUCTION BY 10% DUE TO ABSOLUTE ENCODER; PLAIN SHAFT, ACCURACY TOLERANCE N, W. HOLDING BRAKE VIBRATION SEVERITY GRADE N, ROTARY SHAFT SEAL (IP 67) | 15294 | TEM | 1 | MC | 127.004 | 1
1FT61366AC714FA0 | SIMOTICS S SYNCHRONOUS SERVOMOTOR 1FT6 115 NM, 100 K, 2000 RPM NATURAL AIR COOLING; IM B5 (IM V1, IM V3) FOR POWER AND SIGNAL CONNECTOR OUTGOING CONNECTOR DIRECTION AXIAL DRIVE END ABSOLUTE ENCODER 2048 P/REV (ENCODER A-2048) WITH DRIVE-CLIQ INTERFACE; PERFORMANCE REDUCTION BY 10% DUE TO ABSOLUTE ENCODER; WITH FITTED KEY, ACCURACY TOLERANCE N, W/O HOLDING BRAKE VIBRATION SEVERITY GRADE N, DIAPHRAGM SEAL (IP 64) | 13609 | TEM | 1 | MC | 117.005 | 1
1FT61366AC714FB0 | SIMOTICS S SYNCHRONOUS SERVOMOTOR 1FT6 115 NM, 100 K, 2000 RPM NATURAL AIR COOLING; IM B5 (IM V1, IM V3) FOR POWER AND SIGNAL CONNECTOR OUTGOING CONNECTOR DIRECTION AXIAL DRIVE END ABSOLUTE ENCODER 2048 P/REV (ENCODER A-2048) WITH DRIVE-CLIQ INTERFACE; PERFORMANCE REDUCTION BY 10% DUE TO ABSOLUTE ENCODER; WITH FITTED KEY, ACCURACY TOLERANCE N, W. HOLDING BRAKE VIBRATION SEVERITY GRADE N, DIAPHRAGM SEAL (IP 64) | 15329 | TEM | 1 | MC | 127.004 | 1
1FT61366AC714FB1 | SIMOTICS S SYNCHRONOUS SERVOMOTOR 1FT6 115 NM, 100 K, 2000 RPM NATURAL AIR COOLING; IM B5 (IM V1, IM V3) FOR POWER AND SIGNAL CONNECTOR OUTGOING CONNECTOR DIRECTION AXIAL DRIVE END ABSOLUTE ENCODER 2048 P/REV (ENCODER A-2048) WITH DRIVE-CLIQ INTERFACE; PERFORMANCE REDUCTION BY 10% DUE TO ABSOLUTE ENCODER; WITH FITTED KEY, ACCURACY TOLERANCE N, W. HOLDING BRAKE VIBRATION SEVERITY GRADE N, GAMMA SEALING RING (IP 65) | 15431 | TEM | 1 | MC | 127.004 | 1
1FT61366AC714FG0 | SIMOTICS S SYNCHRONOUS SERVOMOTOR 1FT6 115 NM, 100 K, 2000 RPM NATURAL AIR COOLING; IM B5 (IM V1, IM V3) FOR POWER AND SIGNAL CONNECTOR OUTGOING CONNECTOR DIRECTION AXIAL DRIVE END ABSOLUTE ENCODER 2048 P/REV (ENCODER A-2048) WITH DRIVE-CLIQ INTERFACE; PERFORMANCE REDUCTION BY 10% DUE TO ABSOLUTE ENCODER; PLAIN SHAFT, ACCURACY TOLERANCE N, W/O HOLDING BRAKE VIBRATION SEVERITY GRADE N, DIAPHRAGM SEAL (IP 64) | 13609 | TEM | 1 | MC | 117.005 | 1
1FT61366AC714FG1 | SIMOTICS S SYNCHRONOUS SERVOMOTOR 1FT6 115 NM, 100 K, 2000 RPM NATURAL AIR COOLING; IM B5 (IM V1, IM V3) FOR POWER AND SIGNAL CONNECTOR OUTGOING CONNECTOR DIRECTION AXIAL DRIVE END ABSOLUTE ENCODER 2048 P/REV (ENCODER A-2048) WITH DRIVE-CLIQ INTERFACE; PERFORMANCE REDUCTION BY 10% DUE TO ABSOLUTE ENCODER; PLAIN SHAFT, ACCURACY TOLERANCE N, W/O HOLDING BRAKE VIBRATION SEVERITY GRADE N, GAMMA SEALING RING (IP 65) | 13711 | TEM | 1 | MC | 117.005 | 1
1FT61366AC714FH0 | SIMOTICS S SYNCHRONOUS SERVOMOTOR 1FT6 115 NM, 100 K, 2000 RPM NATURAL AIR COOLING; IM B5 (IM V1, IM V3) FOR POWER AND SIGNAL CONNECTOR OUTGOING CONNECTOR DIRECTION AXIAL DRIVE END ABSOLUTE ENCODER 2048 P/REV (ENCODER A-2048) WITH DRIVE-CLIQ INTERFACE; PERFORMANCE REDUCTION BY 10% DUE TO ABSOLUTE ENCODER; PLAIN SHAFT, ACCURACY TOLERANCE N, W. HOLDING BRAKE VIBRATION SEVERITY GRADE N, DIAPHRAGM SEAL (IP 64) | 15483 | TEM | 1 | MC | 127.004 | 1
1FT61366AC714FH1 | SIMOTICS S SYNCHRONOUS SERVOMOTOR 1FT6 115 NM, 100 K, 2000 RPM NATURAL AIR COOLING; IM B5 (IM V1, IM V3) FOR POWER AND SIGNAL CONNECTOR OUTGOING CONNECTOR DIRECTION AXIAL DRIVE END ABSOLUTE ENCODER 2048 P/REV (ENCODER A-2048) WITH DRIVE-CLIQ INTERFACE; PERFORMANCE REDUCTION BY 10% DUE TO ABSOLUTE ENCODER; PLAIN SHAFT, ACCURACY TOLERANCE N, W. HOLDING BRAKE VIBRATION SEVERITY GRADE N, GAMMA SEALING RING (IP 65) | 15585 | TEM | 1 | MC | 127.004 | 1
1FT61366AC714FH2 | SIMOTICS S SYNCHRONOUS SERVOMOTOR 1FT6 115 NM, 100 K, 2000 RPM NATURAL AIR COOLING; IM B5 (IM V1, IM V3) FOR POWER AND SIGNAL CONNECTOR OUTGOING CONNECTOR DIRECTION AXIAL DRIVE END ABSOLUTE ENCODER 2048 P/REV (ENCODER A-2048) WITH DRIVE-CLIQ INTERFACE; PERFORMANCE REDUCTION BY 10% DUE TO ABSOLUTE ENCODER; PLAIN SHAFT, ACCURACY TOLERANCE N, W. HOLDING BRAKE VIBRATION SEVERITY GRADE N, ROTARY SHAFT SEAL (IP 67) | 15671 | TEM | 1 | MC | 127.004 | 1
1FT61366AC714FL3 | SIMOTICS S SYNCHRONOUS SERVOMOTOR 1FT6 115 NM, 100 K, 2000 RPM NATURAL AIR COOLING; IM B5 (IM V1, IM V3) FOR POWER AND SIGNAL CONNECTOR OUTGOING CONNECTOR DIRECTION AXIAL DRIVE END ABSOLUTE ENCODER 2048 P/REV (ENCODER A-2048) WITH DRIVE-CLIQ INTERFACE; PERFORMANCE REDUCTION BY 10% DUE TO ABSOLUTE ENCODER; PLAIN SHAFT, ACCURACY TOLERANCE R, W. HOLDING BRAKE VIBRATION SEVERITY GRADE R, DIAPHRAGM SEAL (IP 64) | 15873 | TEM | 1 | MC | 127.004 | 1
1FT61366AC714PB0 | SIMOTICS S SYNCHRONOUS SERVOMOTOR 1FT6 115 NM, 100 K, 2000 RPM NATURAL AIR COOLING; IM B5 (IM V1, IM V3) FOR POWER AND SIGNAL CONNECTOR OUTGOING CONNECTOR DIRECTION AXIAL DRIVE END RESOLVER 2-POLE (RESOLVER P=1) WITH DRIVE-CLIQ INTERFACE; WITH FITTED KEY, ACCURACY TOLERANCE N, W. HOLDING BRAKE VIBRATION SEVERITY GRADE N, DIAPHRAGM SEAL (IP 64) | 13412 | TEM | 1 | MC | 127.004 | 1
1FT61366AC714PG0 | SIMOTICS S SYNCHRONOUS SERVOMOTOR 1FT6 115 NM, 100 K, 2000 RPM NATURAL AIR COOLING; IM B5 (IM V1, IM V3) FOR POWER AND SIGNAL CONNECTOR OUTGOING CONNECTOR DIRECTION AXIAL DRIVE END RESOLVER 2-POLE (RESOLVER P=1) WITH DRIVE-CLIQ INTERFACE; PLAIN SHAFT, ACCURACY TOLERANCE N, W/O HOLDING BRAKE VIBRATION SEVERITY GRADE N, DIAPHRAGM SEAL (IP 64) | 11691 | TEM | 1 | MC | 117.005 | 1
1FT61366AC714UA0 | SIMOTICS S SYNCHRONOUS SERVOMOTOR 1FT6 115 NM, 100 K, 2000 RPM NATURAL AIR COOLING; IM B5 (IM V1, IM V3) FOR POWER AND SIGNAL CONNECTOR OUTGOING CONNECTOR DIRECTION AXIAL DRIVE END RESOLVER MULTI-POLE (RESOLVER P=3) WITH DRIVE-CLIQ INTERFACE; WITH FITTED KEY, ACCURACY TOLERANCE N, W/O HOLDING BRAKE VIBRATION SEVERITY GRADE N, DIAPHRAGM SEAL (IP 64) | 11691 | TEM | 1 | MC | 117.005 | 1
1FT61366AC714UB0 | SIMOTICS S SYNCHRONOUS SERVOMOTOR 1FT6 115 NM, 100 K, 2000 RPM NATURAL AIR COOLING; IM B5 (IM V1, IM V3) FOR POWER AND SIGNAL CONNECTOR OUTGOING CONNECTOR DIRECTION AXIAL DRIVE END RESOLVER MULTI-POLE (RESOLVER P=3) WITH DRIVE-CLIQ INTERFACE; WITH FITTED KEY, ACCURACY TOLERANCE N, W. HOLDING BRAKE VIBRATION SEVERITY GRADE N, DIAPHRAGM SEAL (IP 64) | 13412 | TEM | 1 | MC | 127.004 | 1
1FT61366AC715TA1 | SIMOTICS S SYNCHRONOUS SERVOMOTOR 1FT6 115 NM, 100 K, 2000 RPM NATURAL AIR COOLING; IM B5 (IM V1, IM V3) FOR CONNECT. OF TERMINAL BOX AND SIGNAL CONNECTOR, TERMINAL BOX TRAVERSE RIGHT RESOLVER 2-POLE (RESOLVER P=1); WITH FITTED KEY, ACCURACY TOLERANCE N, W/O HOLDING BRAKE VIBRATION SEVERITY GRADE N, GAMMA SEALING RING (IP 65) | 11432 | TEM | 1 | MC | 117.504 | 1
1FT61366AC715UB6 | SIMOTICS S SYNCHRONOUS SERVOMOTOR 1FT6 115 NM, 100 K, 2000 RPM NATURAL AIR COOLING; IM B5 (IM V1, IM V3) FOR CONNECT. OF TERMINAL BOX AND SIGNAL CONNECTOR, TERMINAL BOX TRAVERSE RIGHT RESOLVER MULTI-POLE (RESOLVER P=3) WITH DRIVE-CLIQ INTERFACE; WITH FITTED KEY, ACCURACY TOLERANCE N, W. HOLDING BRAKE VIBRATION SEVERITY GRADE N, KEROSENE SEAL (IP 68) | 13734 | TEM | 1 | MC | 127.503 | 1
1FT61366AC715UG1 | SIMOTICS S SYNCHRONOUS SERVOMOTOR 1FT6 115 NM, 100 K, 2000 RPM NATURAL AIR COOLING; IM B5 (IM V1, IM V3) FOR CONNECT. OF TERMINAL BOX AND SIGNAL CONNECTOR, TERMINAL BOX TRAVERSE RIGHT RESOLVER MULTI-POLE (RESOLVER P=3) WITH DRIVE-CLIQ INTERFACE; PLAIN SHAFT, ACCURACY TOLERANCE N, W/O HOLDING BRAKE VIBRATION SEVERITY GRADE N, GAMMA SEALING RING (IP 65) | 11793 | TEM | 1 | MC | 117.504 | 1
1FT61366AC716EB1 | SIMOTICS S SYNCHRONOUS SERVOMOTOR 1FT6 115 NM, 100 K, 2000 RPM NATURAL AIR COOLING; IM B5 (IM V1, IM V3) FOR CONNECT. OF TERMINAL BOX AND SIGNAL CONNECTOR, TERMINAL BOX TRAVERSE LEFT ABSOLUTE ENCODER ENDAT 2048 P/REV (ENCODER A-2048); PERFORMANCE REDUCTION BY 10% DUE TO ABSOLUTE ENCODER; WITH FITTED KEY, ACCURACY TOLERANCE N, W. HOLDING BRAKE VIBRATION SEVERITY GRADE N, GAMMA SEALING RING (IP 65) | 15055 | TEM | 1 | MC | 127.503 | 1
1FT61366AC717DA0 | SIMOTICS S SYNCHRONOUS SERVOMOTOR 1FT6 115 NM, 100 K, 2000 RPM NATURAL AIR COOLING; IM B5 (IM V1, IM V3) FOR CONNECT. OF TERMINAL BOX AND SIGNAL CONNECTOR, TERMINAL BOX AXIAL NON-DRIVE END INCREMENTAL ENCODER 2048 P/REV (ENCODER I-2048) WITH DRIVE-CLIQ INTERFACE; WITH FITTED KEY, ACCURACY TOLERANCE N, W/O HOLDING BRAKE VIBRATION SEVERITY GRADE N, DIAPHRAGM SEAL (IP 64) | 12790 | TEM | 1 | MC | 117.504 | 1
1FT61366AC717DB0 | SIMOTICS S SYNCHRONOUS SERVOMOTOR 1FT6 115 NM, 100 K, 2000 RPM NATURAL AIR COOLING; IM B5 (IM V1, IM V3) FOR CONNECT. OF TERMINAL BOX AND SIGNAL CONNECTOR, TERMINAL BOX AXIAL NON-DRIVE END INCREMENTAL ENCODER 2048 P/REV (ENCODER I-2048) WITH DRIVE-CLIQ INTERFACE; WITH FITTED KEY, ACCURACY TOLERANCE N, W. HOLDING BRAKE VIBRATION SEVERITY GRADE N, DIAPHRAGM SEAL (IP 64) | 14510 | TEM | 1 | MC | 127.503 | 1
1FT61366AC717TA0 | SIMOTICS S SYNCHRONOUS SERVOMOTOR 1FT6 115 NM, 100 K, 2000 RPM NATURAL AIR COOLING; IM B5 (IM V1, IM V3) FOR CONNECT. OF TERMINAL BOX AND SIGNAL CONNECTOR, TERMINAL BOX AXIAL NON-DRIVE END RESOLVER 2-POLE (RESOLVER P=1); WITH FITTED KEY, ACCURACY TOLERANCE N, W/O HOLDING BRAKE VIBRATION SEVERITY GRADE N, DIAPHRAGM SEAL (IP 64) | 11330 | TEM | 1 | MC | 117.504 | 1
1FT61366AC717TA2 | SIMOTICS S SYNCHRONOUS SERVOMOTOR 1FT6 115 NM, 100 K, 2000 RPM NATURAL AIR COOLING; IM B5 (IM V1, IM V3) FOR CONNECT. OF TERMINAL BOX AND SIGNAL CONNECTOR, TERMINAL BOX AXIAL NON-DRIVE END RESOLVER 2-POLE (RESOLVER P=1); WITH FITTED KEY, ACCURACY TOLERANCE N, W/O HOLDING BRAKE VIBRATION SEVERITY GRADE N, ROTARY SHAFT SEAL (IP 67) | 11518 | TEM | 1 | MC | 117.504 | 1
1FT61366AC718DG1 | SIMOTICS S SYNCHRONOUS SERVOMOTOR 1FT6 115 NM, 100 K, 2000 RPM NATURAL AIR COOLING; IM B5 (IM V1, IM V3) FOR CONNECT. OF TERMINAL BOX AND SIGNAL CONNECTOR, TERMINAL BOX AXIAL DRIVE END INCREMENTAL ENCODER 2048 P/REV (ENCODER I-2048) WITH DRIVE-CLIQ INTERFACE; PLAIN SHAFT, ACCURACY TOLERANCE N, W/O HOLDING BRAKE VIBRATION SEVERITY GRADE N, GAMMA SEALING RING (IP 65) | 12892 | TEM | 1 | MC | 117.504 | 1
1FT61366AC718TA0 | SIMOTICS S SYNCHRONOUS SERVOMOTOR 1FT6 115 NM, 100 K, 2000 RPM NATURAL AIR COOLING; IM B5 (IM V1, IM V3) FOR CONNECT. OF TERMINAL BOX AND SIGNAL CONNECTOR, TERMINAL BOX AXIAL DRIVE END RESOLVER 2-POLE (RESOLVER P=1); WITH FITTED KEY, ACCURACY TOLERANCE N, W/O HOLDING BRAKE VIBRATION SEVERITY GRADE N, DIAPHRAGM SEAL (IP 64) | 11330 | TEM | 1 | MC | 117.504 | 1
1FT61366SB711AA0 | SIMOTICS S SYNCHRONOUS SERVOMOTOR, 1FT6 175 NM, 100 K, 1500 RPM, SEPARATE VENTILATION; IM B5 (IM V1, IM V3) FOR POWER AND SIGNAL CONNECTOR OUTGOING CONNECTOR DIRECTION TRAVERSE RIGHT INCREM. ENCODER, SIN/COS 1 VPP 2048 P/REV (ENCODER I-2048); WITH FITTED KEY, ACCURACY TOLERANCE N, W/O HOLDING BRAKE VIBRATION SEVERITY GRADE N, DIAPHRAGM SEAL (IP 64) | 13869 | TEM | 1 | MC | 123.005 | 1
1FT61366SB711AB0 | SIMOTICS S SYNCHRONOUS SERVOMOTOR, 1FT6 175 NM, 100 K, 1500 RPM, SEPARATE VENTILATION; IM B5 (IM V1, IM V3) FOR POWER AND SIGNAL CONNECTOR OUTGOING CONNECTOR DIRECTION TRAVERSE RIGHT INCREM. ENCODER, SIN/COS 1 VPP 2048 P/REV (ENCODER I-2048); WITH FITTED KEY, ACCURACY TOLERANCE N, W. HOLDING BRAKE VIBRATION SEVERITY GRADE N, DIAPHRAGM SEAL (IP 64) | 15590 | TEM | 1 | MC | 133.004 | 1
1FT61366SB711AG0 | SIMOTICS S SYNCHRONOUS SERVOMOTOR, 1FT6 175 NM, 100 K, 1500 RPM, SEPARATE VENTILATION; IM B5 (IM V1, IM V3) FOR POWER AND SIGNAL CONNECTOR OUTGOING CONNECTOR DIRECTION TRAVERSE RIGHT INCREM. ENCODER, SIN/COS 1 VPP 2048 P/REV (ENCODER I-2048); PLAIN SHAFT, ACCURACY TOLERANCE N, W/O HOLDING BRAKE VIBRATION SEVERITY GRADE N, DIAPHRAGM SEAL (IP 64) | 13869 | TEM | 1 | MC | 123.005 | 1
1FT61366SB711AG1 | SIMOTICS S SYNCHRONOUS SERVOMOTOR, 1FT6 175 NM, 100 K, 1500 RPM, SEPARATE VENTILATION; IM B5 (IM V1, IM V3) FOR POWER AND SIGNAL CONNECTOR OUTGOING CONNECTOR DIRECTION TRAVERSE RIGHT INCREM. ENCODER, SIN/COS 1 VPP 2048 P/REV (ENCODER I-2048); PLAIN SHAFT, ACCURACY TOLERANCE N, W/O HOLDING BRAKE VIBRATION SEVERITY GRADE N, GAMMA SEALING RING (IP 65) | 13971 | TEM | 1 | MC | 123.005 | 1
1FT61366SB711AH0 | SIMOTICS S SYNCHRONOUS SERVOMOTOR, 1FT6 175 NM, 100 K, 1500 RPM, SEPARATE VENTILATION; IM B5 (IM V1, IM V3) FOR POWER AND SIGNAL CONNECTOR OUTGOING CONNECTOR DIRECTION TRAVERSE RIGHT INCREM. ENCODER, SIN/COS 1 VPP 2048 P/REV (ENCODER I-2048); PLAIN SHAFT, ACCURACY TOLERANCE N, W. HOLDING BRAKE VIBRATION SEVERITY GRADE N, DIAPHRAGM SEAL (IP 64) | 15743 | TEM | 1 | MC | 133.004 | 1
1FT61366SB711AH1 | SIMOTICS S SYNCHRONOUS SERVOMOTOR, 1FT6 175 NM, 100 K, 1500 RPM, SEPARATE VENTILATION; IM B5 (IM V1, IM V3) FOR POWER AND SIGNAL CONNECTOR OUTGOING CONNECTOR DIRECTION TRAVERSE RIGHT INCREM. ENCODER, SIN/COS 1 VPP 2048 P/REV (ENCODER I-2048); PLAIN SHAFT, ACCURACY TOLERANCE N, W. HOLDING BRAKE VIBRATION SEVERITY GRADE N, GAMMA SEALING RING (IP 65) | 15845 | TEM | 1 | MC | 133.004 | 1
1FT61366SB711DA0 | SIMOTICS S SYNCHRONOUS SERVOMOTOR, 1FT6 175 NM, 100 K, 1500 RPM, SEPARATE VENTILATION; IM B5 (IM V1, IM V3) FOR POWER AND SIGNAL CONNECTOR OUTGOING CONNECTOR DIRECTION TRAVERSE RIGHT INCREMENTAL ENCODER 2048 P/REV (ENCODER I-2048) WITH DRIVE-CLIQ INTERFACE; WITH FITTED KEY, ACCURACY TOLERANCE N, W/O HOLDING BRAKE VIBRATION SEVERITY GRADE N, DIAPHRAGM SEAL (IP 64) | 14233 | TEM | 1 | MC | 123.005 | 1
1FT61366SB711DG0 | SIMOTICS S SYNCHRONOUS SERVOMOTOR, 1FT6 175 NM, 100 K, 1500 RPM, SEPARATE VENTILATION; IM B5 (IM V1, IM V3) FOR POWER AND SIGNAL CONNECTOR OUTGOING CONNECTOR DIRECTION TRAVERSE RIGHT INCREMENTAL ENCODER 2048 P/REV (ENCODER I-2048) WITH DRIVE-CLIQ INTERFACE; PLAIN SHAFT, ACCURACY TOLERANCE N, W/O HOLDING BRAKE VIBRATION SEVERITY GRADE N, DIAPHRAGM SEAL (IP 64) | 14233 | TEM | 1 | MC | 123.005 | 1
1FT61366SB711EA0 | SIMOTICS S SYNCHRONOUS SERVOMOTOR, 1FT6 175 NM, 100 K, 1500 RPM, SEPARATE VENTILATION; IM B5 (IM V1, IM V3) FOR POWER AND SIGNAL CONNECTOR OUTGOING CONNECTOR DIRECTION TRAVERSE RIGHT ABSOLUTE ENCODER ENDAT 2048 P/REV (ENCODER A-2048); PERFORMANCE REDUCTION BY 10% DUE TO ABSOLUTE ENCODER; WITH FITTED KEY, ACCURACY TOLERANCE N, W/O HOLDING BRAKE VIBRATION SEVERITY GRADE N, DIAPHRAGM SEAL (IP 64) | 14676 | TEM | 1 | MC | 123.005 | 1
1FT61366SB711EB0 | SIMOTICS S SYNCHRONOUS SERVOMOTOR, 1FT6 175 NM, 100 K, 1500 RPM, SEPARATE VENTILATION; IM B5 (IM V1, IM V3) FOR POWER AND SIGNAL CONNECTOR OUTGOING CONNECTOR DIRECTION TRAVERSE RIGHT ABSOLUTE ENCODER ENDAT 2048 P/REV (ENCODER A-2048); PERFORMANCE REDUCTION BY 10% DUE TO ABSOLUTE ENCODER; WITH FITTED KEY, ACCURACY TOLERANCE N, W. HOLDING BRAKE VIBRATION SEVERITY GRADE N, DIAPHRAGM SEAL (IP 64) | 16397 | TEM | 1 | MC | 133.004 | 1
1FT61366SB711EB5 | SIMOTICS S SYNCHRONOUS SERVOMOTOR, 1FT6 175 NM, 100 K, 1500 RPM, SEPARATE VENTILATION; IM B5 (IM V1, IM V3) FOR POWER AND SIGNAL CONNECTOR OUTGOING CONNECTOR DIRECTION TRAVERSE RIGHT ABSOLUTE ENCODER ENDAT 2048 P/REV (ENCODER A-2048); PERFORMANCE REDUCTION BY 10% DUE TO ABSOLUTE ENCODER; WITH FITTED KEY, ACCURACY TOLERANCE N, W. HOLDING BRAKE VIBRATION SEVERITY GRADE R, ROTARY SHAFT SEAL (IP 67) | 16740 | TEM | 1 | MC | 133.004 | 1
1FT61366SB711EH4 | SIMOTICS S SYNCHRONOUS SERVOMOTOR, 1FT6 175 NM, 100 K, 1500 RPM, SEPARATE VENTILATION; IM B5 (IM V1, IM V3) FOR POWER AND SIGNAL CONNECTOR OUTGOING CONNECTOR DIRECTION TRAVERSE RIGHT ABSOLUTE ENCODER ENDAT 2048 P/REV (ENCODER A-2048); PERFORMANCE REDUCTION BY 10% DUE TO ABSOLUTE ENCODER; PLAIN SHAFT, ACCURACY TOLERANCE N, W. HOLDING BRAKE VIBRATION SEVERITY GRADE R, GAMMA SEALING RING (IP 65) | 16825 | TEM | 1 | MC | 133.004 | 1
1FT61366SB711FA1 | SIMOTICS S SYNCHRONOUS SERVOMOTOR, 1FT6 175 NM, 100 K, 1500 RPM, SEPARATE VENTILATION; IM B5 (IM V1, IM V3) FOR POWER AND SIGNAL CONNECTOR OUTGOING CONNECTOR DIRECTION TRAVERSE RIGHT ABSOLUTE ENCODER 2048 P/REV (ENCODER A-2048) WITH DRIVE-CLIQ INTERFACE; PERFORMANCE REDUCTION BY 10% DUE TO ABSOLUTE ENCODER; WITH FITTED KEY, ACCURACY TOLERANCE N, W/O HOLDING BRAKE VIBRATION SEVERITY GRADE N, GAMMA SEALING RING (IP 65) | 15154 | TEM | 1 | MC | 123.005 | 1
1FT61366SB711PA0 | SIMOTICS S SYNCHRONOUS SERVOMOTOR, 1FT6 175 NM, 100 K, 1500 RPM, SEPARATE VENTILATION; IM B5 (IM V1, IM V3) FOR POWER AND SIGNAL CONNECTOR OUTGOING CONNECTOR DIRECTION TRAVERSE RIGHT RESOLVER 2-POLE (RESOLVER P=1) WITH DRIVE-CLIQ INTERFACE; WITH FITTED KEY, ACCURACY TOLERANCE N, W/O HOLDING BRAKE VIBRATION SEVERITY GRADE N, DIAPHRAGM SEAL (IP 64) | 13135 | TEM | 1 | MC | 123.005 | 1
1FT61366SB711SA0 | SIMOTICS S SYNCHRONOUS SERVOMOTOR, 1FT6 175 NM, 100 K, 1500 RPM, SEPARATE VENTILATION; IM B5 (IM V1, IM V3) FOR POWER AND SIGNAL CONNECTOR OUTGOING CONNECTOR DIRECTION TRAVERSE RIGHT RESOLVER MULTI-POLE (RESOLVER P=3); WITH FITTED KEY, ACCURACY TOLERANCE N, W/O HOLDING BRAKE VIBRATION SEVERITY GRADE N, DIAPHRAGM SEAL (IP 64) | 12770 | TEM | 1 | MC | 123.005 | 1
1FT61366SB711TA0 | SIMOTICS S SYNCHRONOUS SERVOMOTOR, 1FT6 175 NM, 100 K, 1500 RPM, SEPARATE VENTILATION; IM B5 (IM V1, IM V3) FOR POWER AND SIGNAL CONNECTOR OUTGOING CONNECTOR DIRECTION TRAVERSE RIGHT RESOLVER 2-POLE (RESOLVER P=1); WITH FITTED KEY, ACCURACY TOLERANCE N, W/O HOLDING BRAKE VIBRATION SEVERITY GRADE N, DIAPHRAGM SEAL (IP 64) | 12774 | TEM | 1 | MC | 123.005 | 1
1FT61366SB711TG0 | SIMOTICS S SYNCHRONOUS SERVOMOTOR, 1FT6 175 NM, 100 K, 1500 RPM, SEPARATE VENTILATION; IM B5 (IM V1, IM V3) FOR POWER AND SIGNAL CONNECTOR OUTGOING CONNECTOR DIRECTION TRAVERSE RIGHT RESOLVER 2-POLE (RESOLVER P=1); PLAIN SHAFT, ACCURACY TOLERANCE N, W/O HOLDING BRAKE VIBRATION SEVERITY GRADE N, DIAPHRAGM SEAL (IP 64) | 12774 | TEM | 1 | MC | 123.005 | 1
1FT61366SB712AA0 | SIMOTICS S SYNCHRONOUS SERVOMOTOR, 1FT6 175 NM, 100 K, 1500 RPM, SEPARATE VENTILATION; IM B5 (IM V1, IM V3) FOR POWER AND SIGNAL CONNECTOR OUTGOING CONNECTOR DIRECTION TRAVERSE LEFT INCREM. ENCODER, SIN/COS 1 VPP 2048 P/REV (ENCODER I-2048); WITH FITTED KEY, ACCURACY TOLERANCE N, W/O HOLDING BRAKE VIBRATION SEVERITY GRADE N, DIAPHRAGM SEAL (IP 64) | 13869 | TEM | 1 | MC | 123.005 | 1
1FT61366SB712AB0 | SIMOTICS S SYNCHRONOUS SERVOMOTOR, 1FT6 175 NM, 100 K, 1500 RPM, SEPARATE VENTILATION; IM B5 (IM V1, IM V3) FOR POWER AND SIGNAL CONNECTOR OUTGOING CONNECTOR DIRECTION TRAVERSE LEFT INCREM. ENCODER, SIN/COS 1 VPP 2048 P/REV (ENCODER I-2048); WITH FITTED KEY, ACCURACY TOLERANCE N, W. HOLDING BRAKE VIBRATION SEVERITY GRADE N, DIAPHRAGM SEAL (IP 64) | 15590 | TEM | 1 | MC | 133.004 | 1
1FT61366SB712AG0 | SIMOTICS S SYNCHRONOUS SERVOMOTOR, 1FT6 175 NM, 100 K, 1500 RPM, SEPARATE VENTILATION; IM B5 (IM V1, IM V3) FOR POWER AND SIGNAL CONNECTOR OUTGOING CONNECTOR DIRECTION TRAVERSE LEFT INCREM. ENCODER, SIN/COS 1 VPP 2048 P/REV (ENCODER I-2048); PLAIN SHAFT, ACCURACY TOLERANCE N, W/O HOLDING BRAKE VIBRATION SEVERITY GRADE N, DIAPHRAGM SEAL (IP 64) | 13869 | TEM | 1 | MC | 123.005 | 1
1FT61366SB712AG1 | SIMOTICS S SYNCHRONOUS SERVOMOTOR, 1FT6 175 NM, 100 K, 1500 RPM, SEPARATE VENTILATION; IM B5 (IM V1, IM V3) FOR POWER AND SIGNAL CONNECTOR OUTGOING CONNECTOR DIRECTION TRAVERSE LEFT INCREM. ENCODER, SIN/COS 1 VPP 2048 P/REV (ENCODER I-2048); PLAIN SHAFT, ACCURACY TOLERANCE N, W/O HOLDING BRAKE VIBRATION SEVERITY GRADE N, GAMMA SEALING RING (IP 65) | 13971 | TEM | 1 | MC | 123.005 | 1
1FT61366SB712AH0 | SIMOTICS S SYNCHRONOUS SERVOMOTOR, 1FT6 175 NM, 100 K, 1500 RPM, SEPARATE VENTILATION; IM B5 (IM V1, IM V3) FOR POWER AND SIGNAL CONNECTOR OUTGOING CONNECTOR DIRECTION TRAVERSE LEFT INCREM. ENCODER, SIN/COS 1 VPP 2048 P/REV (ENCODER I-2048); PLAIN SHAFT, ACCURACY TOLERANCE N, W. HOLDING BRAKE VIBRATION SEVERITY GRADE N, DIAPHRAGM SEAL (IP 64) | 15743 | TEM | 1 | MC | 133.004 | 1
1FT61366SB712UA0 | SIMOTICS S SYNCHRONOUS SERVOMOTOR, 1FT6 175 NM, 100 K, 1500 RPM, SEPARATE VENTILATION; IM B5 (IM V1, IM V3) FOR POWER AND SIGNAL CONNECTOR OUTGOING CONNECTOR DIRECTION TRAVERSE LEFT RESOLVER MULTI-POLE (RESOLVER P=3) WITH DRIVE-CLIQ INTERFACE; WITH FITTED KEY, ACCURACY TOLERANCE N, W/O HOLDING BRAKE VIBRATION SEVERITY GRADE N, DIAPHRAGM SEAL (IP 64) | 13135 | TEM | 1 | MC | 123.005 | 1
1FT61366SB714AA1 | SIMOTICS S SYNCHRONOUS SERVOMOTOR, 1FT6 175 NM, 100 K, 1500 RPM, SEPARATE VENTILATION; IM B5 (IM V1, IM V3) FOR POWER AND SIGNAL CONNECTOR OUTGOING CONNECTOR DIRECTION AXIAL DRIVE END INCREM. ENCODER, SIN/COS 1 VPP 2048 P/REV (ENCODER I-2048); WITH FITTED KEY, ACCURACY TOLERANCE N, W/O HOLDING BRAKE VIBRATION SEVERITY GRADE N, GAMMA SEALING RING (IP 65) | 13971 | TEM | 1 | MC | 123.005 | 1
1FT61366SB714AB1 | SIMOTICS S SYNCHRONOUS SERVOMOTOR, 1FT6 175 NM, 100 K, 1500 RPM, SEPARATE VENTILATION; IM B5 (IM V1, IM V3) FOR POWER AND SIGNAL CONNECTOR OUTGOING CONNECTOR DIRECTION AXIAL DRIVE END INCREM. ENCODER, SIN/COS 1 VPP 2048 P/REV (ENCODER I-2048); WITH FITTED KEY, ACCURACY TOLERANCE N, W. HOLDING BRAKE VIBRATION SEVERITY GRADE N, GAMMA SEALING RING (IP 65) | 15692 | TEM | 1 | MC | 133.004 | 1
1FT61366SB714AG0 | SIMOTICS S SYNCHRONOUS SERVOMOTOR, 1FT6 175 NM, 100 K, 1500 RPM, SEPARATE VENTILATION; IM B5 (IM V1, IM V3) FOR POWER AND SIGNAL CONNECTOR OUTGOING CONNECTOR DIRECTION AXIAL DRIVE END INCREM. ENCODER, SIN/COS 1 VPP 2048 P/REV (ENCODER I-2048); PLAIN SHAFT, ACCURACY TOLERANCE N, W/O HOLDING BRAKE VIBRATION SEVERITY GRADE N, DIAPHRAGM SEAL (IP 64) | 13869 | TEM | 1 | MC | 123.005 | 1
1FT61366SB714AK4 | SIMOTICS S SYNCHRONOUS SERVOMOTOR, 1FT6 175 NM, 100 K, 1500 RPM, SEPARATE VENTILATION; IM B5 (IM V1, IM V3) FOR POWER AND SIGNAL CONNECTOR OUTGOING CONNECTOR DIRECTION AXIAL DRIVE END INCREM. ENCODER, SIN/COS 1 VPP 2048 P/REV (ENCODER I-2048); PLAIN SHAFT, ACCURACY TOLERANCE R, W/O HOLDING BRAKE VIBRATION SEVERITY GRADE R, GAMMA SEALING RING (IP 65) | 14513 | TEM | 1 | MC | 123.005 | 1
1FT61366SB714DA0 | SIMOTICS S SYNCHRONOUS SERVOMOTOR, 1FT6 175 NM, 100 K, 1500 RPM, SEPARATE VENTILATION; IM B5 (IM V1, IM V3) FOR POWER AND SIGNAL CONNECTOR OUTGOING CONNECTOR DIRECTION AXIAL DRIVE END INCREMENTAL ENCODER 2048 P/REV (ENCODER I-2048) WITH DRIVE-CLIQ INTERFACE; WITH FITTED KEY, ACCURACY TOLERANCE N, W/O HOLDING BRAKE VIBRATION SEVERITY GRADE N, DIAPHRAGM SEAL (IP 64) | 14233 | TEM | 1 | MC | 123.005 | 1
1FT61366SB714DB0 | SIMOTICS S SYNCHRONOUS SERVOMOTOR, 1FT6 175 NM, 100 K, 1500 RPM, SEPARATE VENTILATION; IM B5 (IM V1, IM V3) FOR POWER AND SIGNAL CONNECTOR OUTGOING CONNECTOR DIRECTION AXIAL DRIVE END INCREMENTAL ENCODER 2048 P/REV (ENCODER I-2048) WITH DRIVE-CLIQ INTERFACE; WITH FITTED KEY, ACCURACY TOLERANCE N, W. HOLDING BRAKE VIBRATION SEVERITY GRADE N, DIAPHRAGM SEAL (IP 64) | 15954 | TEM | 1 | MC | 133.004 | 1
1FT61366SB714DB1 | SIMOTICS S SYNCHRONOUS SERVOMOTOR, 1FT6 175 NM, 100 K, 1500 RPM, SEPARATE VENTILATION; IM B5 (IM V1, IM V3) FOR POWER AND SIGNAL CONNECTOR OUTGOING CONNECTOR DIRECTION AXIAL DRIVE END INCREMENTAL ENCODER 2048 P/REV (ENCODER I-2048) WITH DRIVE-CLIQ INTERFACE; WITH FITTED KEY, ACCURACY TOLERANCE N, W. HOLDING BRAKE VIBRATION SEVERITY GRADE N, GAMMA SEALING RING (IP 65) | 16056 | TEM | 1 | MC | 133.004 | 1
1FT61366SB714DD0 | SIMOTICS S SYNCHRONOUS SERVOMOTOR, 1FT6 175 NM, 100 K, 1500 RPM, SEPARATE VENTILATION; IM B5 (IM V1, IM V3) FOR POWER AND SIGNAL CONNECTOR OUTGOING CONNECTOR DIRECTION AXIAL DRIVE END INCREMENTAL ENCODER 2048 P/REV (ENCODER I-2048) WITH DRIVE-CLIQ INTERFACE; WITH FITTED KEY, ACCURACY TOLERANCE R, W/O HOLDING BRAKE VIBRATION SEVERITY GRADE N, DIAPHRAGM SEAL (IP 64) | 14468 | TEM | 1 | MC | 123.005 | 1
1FT61366SB714DG0 | SIMOTICS S SYNCHRONOUS SERVOMOTOR, 1FT6 175 NM, 100 K, 1500 RPM, SEPARATE VENTILATION; IM B5 (IM V1, IM V3) FOR POWER AND SIGNAL CONNECTOR OUTGOING CONNECTOR DIRECTION AXIAL DRIVE END INCREMENTAL ENCODER 2048 P/REV (ENCODER I-2048) WITH DRIVE-CLIQ INTERFACE; PLAIN SHAFT, ACCURACY TOLERANCE N, W/O HOLDING BRAKE VIBRATION SEVERITY GRADE N, DIAPHRAGM SEAL (IP 64) | 14233 | TEM | 1 | MC | 123.005 | 1
1FT61366SB714EA0 | SIMOTICS S SYNCHRONOUS SERVOMOTOR, 1FT6 175 NM, 100 K, 1500 RPM, SEPARATE VENTILATION; IM B5 (IM V1, IM V3) FOR POWER AND SIGNAL CONNECTOR OUTGOING CONNECTOR DIRECTION AXIAL DRIVE END ABSOLUTE ENCODER ENDAT 2048 P/REV (ENCODER A-2048); PERFORMANCE REDUCTION BY 10% DUE TO ABSOLUTE ENCODER; WITH FITTED KEY, ACCURACY TOLERANCE N, W/O HOLDING BRAKE VIBRATION SEVERITY GRADE N, DIAPHRAGM SEAL (IP 64) | 14676 | TEM | 1 | MC | 123.005 | 1
1FT61366SB714FA1 | SIMOTICS S SYNCHRONOUS SERVOMOTOR, 1FT6 175 NM, 100 K, 1500 RPM, SEPARATE VENTILATION; IM B5 (IM V1, IM V3) FOR POWER AND SIGNAL CONNECTOR OUTGOING CONNECTOR DIRECTION AXIAL DRIVE END ABSOLUTE ENCODER 2048 P/REV (ENCODER A-2048) WITH DRIVE-CLIQ INTERFACE; PERFORMANCE REDUCTION BY 10% DUE TO ABSOLUTE ENCODER; WITH FITTED KEY, ACCURACY TOLERANCE N, W/O HOLDING BRAKE VIBRATION SEVERITY GRADE N, GAMMA SEALING RING (IP 65) | 15154 | TEM | 1 | MC | 123.005 | 1
1FT61366SB714FB1 | SIMOTICS S SYNCHRONOUS SERVOMOTOR, 1FT6 175 NM, 100 K, 1500 RPM, SEPARATE VENTILATION; IM B5 (IM V1, IM V3) FOR POWER AND SIGNAL CONNECTOR OUTGOING CONNECTOR DIRECTION AXIAL DRIVE END ABSOLUTE ENCODER 2048 P/REV (ENCODER A-2048) WITH DRIVE-CLIQ INTERFACE; PERFORMANCE REDUCTION BY 10% DUE TO ABSOLUTE ENCODER; WITH FITTED KEY, ACCURACY TOLERANCE N, W. HOLDING BRAKE VIBRATION SEVERITY GRADE N, GAMMA SEALING RING (IP 65) | 16875 | TEM | 1 | MC | 133.004 | 1
1FT61366SB714FG1 | SIMOTICS S SYNCHRONOUS SERVOMOTOR, 1FT6 175 NM, 100 K, 1500 RPM, SEPARATE VENTILATION; IM B5 (IM V1, IM V3) FOR POWER AND SIGNAL CONNECTOR OUTGOING CONNECTOR DIRECTION AXIAL DRIVE END ABSOLUTE ENCODER 2048 P/REV (ENCODER A-2048) WITH DRIVE-CLIQ INTERFACE; PERFORMANCE REDUCTION BY 10% DUE TO ABSOLUTE ENCODER; PLAIN SHAFT, ACCURACY TOLERANCE N, W/O HOLDING BRAKE VIBRATION SEVERITY GRADE N, GAMMA SEALING RING (IP 65) | 15154 | TEM | 1 | MC | 123.005 | 1
1FT61366SB714PA3 | SIMOTICS S SYNCHRONOUS SERVOMOTOR, 1FT6 175 NM, 100 K, 1500 RPM, SEPARATE VENTILATION; IM B5 (IM V1, IM V3) FOR POWER AND SIGNAL CONNECTOR OUTGOING CONNECTOR DIRECTION AXIAL DRIVE END RESOLVER 2-POLE (RESOLVER P=1) WITH DRIVE-CLIQ INTERFACE; WITH FITTED KEY, ACCURACY TOLERANCE N, W/O HOLDING BRAKE VIBRATION SEVERITY GRADE R, DIAPHRAGM SEAL (IP 64) | 13304 | TEM | 1 | MC | 123.005 | 1
1FT61366SB714UA1 | SIMOTICS S SYNCHRONOUS SERVOMOTOR, 1FT6 175 NM, 100 K, 1500 RPM, SEPARATE VENTILATION; IM B5 (IM V1, IM V3) FOR POWER AND SIGNAL CONNECTOR OUTGOING CONNECTOR DIRECTION AXIAL DRIVE END RESOLVER MULTI-POLE (RESOLVER P=3) WITH DRIVE-CLIQ INTERFACE; WITH FITTED KEY, ACCURACY TOLERANCE N, W/O HOLDING BRAKE VIBRATION SEVERITY GRADE N, GAMMA SEALING RING (IP 65) | 13237 | TEM | 1 | MC | 123.005 | 1
1FT61366SB715AA0 | SIMOTICS S SYNCHRONOUS SERVOMOTOR, 1FT6 175 NM, 100 K, 1500 RPM, SEPARATE VENTILATION; IM B5 (IM V1, IM V3) FOR CONNECT. OF TERMINAL BOX AND SIGNAL CONNECTOR, TERMINAL BOX TRAVERSE RIGHT INCREM. ENCODER, SIN/COS 1 VPP 2048 P/REV (ENCODER I-2048); WITH FITTED KEY, ACCURACY TOLERANCE N, W/O HOLDING BRAKE VIBRATION SEVERITY GRADE N, DIAPHRAGM SEAL (IP 64) | 13869 | TEM | 1 | MC | 123.504 | 1
1FT61366SB715AB1 | SIMOTICS S SYNCHRONOUS SERVOMOTOR, 1FT6 175 NM, 100 K, 1500 RPM, SEPARATE VENTILATION; IM B5 (IM V1, IM V3) FOR CONNECT. OF TERMINAL BOX AND SIGNAL CONNECTOR, TERMINAL BOX TRAVERSE RIGHT INCREM. ENCODER, SIN/COS 1 VPP 2048 P/REV (ENCODER I-2048); WITH FITTED KEY, ACCURACY TOLERANCE N, W. HOLDING BRAKE VIBRATION SEVERITY GRADE N, GAMMA SEALING RING (IP 65) | 15692 | TEM | 1 | MC | 133.503 | 1
1FT61366SB715FG0 | SIMOTICS S SYNCHRONOUS SERVOMOTOR, 1FT6 175 NM, 100 K, 1500 RPM, SEPARATE VENTILATION; IM B5 (IM V1, IM V3) FOR CONNECT. OF TERMINAL BOX AND SIGNAL CONNECTOR, TERMINAL BOX TRAVERSE RIGHT ABSOLUTE ENCODER 2048 P/REV (ENCODER A-2048) WITH DRIVE-CLIQ INTERFACE; PERFORMANCE REDUCTION BY 10% DUE TO ABSOLUTE ENCODER; PLAIN SHAFT, ACCURACY TOLERANCE N, W/O HOLDING BRAKE VIBRATION SEVERITY GRADE N, DIAPHRAGM SEAL (IP 64) | 15052 | TEM | 1 | MC | 123.504 | 1
1FT61366SB715SA3 | SIMOTICS S SYNCHRONOUS SERVOMOTOR, 1FT6 175 NM, 100 K, 1500 RPM, SEPARATE VENTILATION; IM B5 (IM V1, IM V3) FOR CONNECT. OF TERMINAL BOX AND SIGNAL CONNECTOR, TERMINAL BOX TRAVERSE RIGHT RESOLVER MULTI-POLE (RESOLVER P=3); WITH FITTED KEY, ACCURACY TOLERANCE N, W/O HOLDING BRAKE VIBRATION SEVERITY GRADE R, DIAPHRAGM SEAL (IP 64) | 12939 | TEM | 1 | MC | 123.504 | 1
1FT61366SB715TA0 | SIMOTICS S SYNCHRONOUS SERVOMOTOR, 1FT6 175 NM, 100 K, 1500 RPM, SEPARATE VENTILATION; IM B5 (IM V1, IM V3) FOR CONNECT. OF TERMINAL BOX AND SIGNAL CONNECTOR, TERMINAL BOX TRAVERSE RIGHT RESOLVER 2-POLE (RESOLVER P=1); WITH FITTED KEY, ACCURACY TOLERANCE N, W/O HOLDING BRAKE VIBRATION SEVERITY GRADE N, DIAPHRAGM SEAL (IP 64) | 12774 | TEM | 1 | MC | 123.504 | 1
1FT61366SB715TA3 | SIMOTICS S SYNCHRONOUS SERVOMOTOR, 1FT6 175 NM, 100 K, 1500 RPM, SEPARATE VENTILATION; IM B5 (IM V1, IM V3) FOR CONNECT. OF TERMINAL BOX AND SIGNAL CONNECTOR, TERMINAL BOX TRAVERSE RIGHT RESOLVER 2-POLE (RESOLVER P=1); WITH FITTED KEY, ACCURACY TOLERANCE N, W/O HOLDING BRAKE VIBRATION SEVERITY GRADE R, DIAPHRAGM SEAL (IP 64) | 12944 | TEM | 1 | MC | 123.504 | 1
1FT61366SB716AA0 | SIMOTICS S SYNCHRONOUS SERVOMOTOR, 1FT6 175 NM, 100 K, 1500 RPM, SEPARATE VENTILATION; IM B5 (IM V1, IM V3) FOR CONNECT. OF TERMINAL BOX AND SIGNAL CONNECTOR, TERMINAL BOX TRAVERSE LEFT INCREM. ENCODER, SIN/COS 1 VPP 2048 P/REV (ENCODER I-2048); WITH FITTED KEY, ACCURACY TOLERANCE N, W/O HOLDING BRAKE VIBRATION SEVERITY GRADE N, DIAPHRAGM SEAL (IP 64) | 13869 | TEM | 1 | MC | 123.504 | 1
1FT61366SB717AG1 | SIMOTICS S SYNCHRONOUS SERVOMOTOR, 1FT6 175 NM, 100 K, 1500 RPM, SEPARATE VENTILATION; IM B5 (IM V1, IM V3) FOR CONNECT. OF TERMINAL BOX AND SIGNAL CONNECTOR, TERMINAL BOX AXIAL NON-DRIVE END INCREM. ENCODER, SIN/COS 1 VPP 2048 P/REV (ENCODER I-2048); PLAIN SHAFT, ACCURACY TOLERANCE N, W/O HOLDING BRAKE VIBRATION SEVERITY GRADE N, GAMMA SEALING RING (IP 65) | 13971 | TEM | 1 | MC | 123.504 | 1
1FT61366SB717AK0 | SIMOTICS S SYNCHRONOUS SERVOMOTOR, 1FT6 175 NM, 100 K, 1500 RPM, SEPARATE VENTILATION; IM B5 (IM V1, IM V3) FOR CONNECT. OF TERMINAL BOX AND SIGNAL CONNECTOR, TERMINAL BOX AXIAL NON-DRIVE END INCREM. ENCODER, SIN/COS 1 VPP 2048 P/REV (ENCODER I-2048); PLAIN SHAFT, ACCURACY TOLERANCE R, W/O HOLDING BRAKE VIBRATION SEVERITY GRADE N, DIAPHRAGM SEAL (IP 64) | 14238 | TEM | 1 | MC | 123.504 | 1
1FT61366SB717EA1 | SIMOTICS S SYNCHRONOUS SERVOMOTOR, 1FT6 175 NM, 100 K, 1500 RPM, SEPARATE VENTILATION; IM B5 (IM V1, IM V3) FOR CONNECT. OF TERMINAL BOX AND SIGNAL CONNECTOR, TERMINAL BOX AXIAL NON-DRIVE END ABSOLUTE ENCODER ENDAT 2048 P/REV (ENCODER A-2048); PERFORMANCE REDUCTION BY 10% DUE TO ABSOLUTE ENCODER; WITH FITTED KEY, ACCURACY TOLERANCE N, W/O HOLDING BRAKE VIBRATION SEVERITY GRADE N, GAMMA SEALING RING (IP 65) | 14778 | TEM | 1 | MC | 123.504 | 1
1FT61366SB717FA3 | SIMOTICS S SYNCHRONOUS SERVOMOTOR, 1FT6 175 NM, 100 K, 1500 RPM, SEPARATE VENTILATION; IM B5 (IM V1, IM V3) FOR CONNECT. OF TERMINAL BOX AND SIGNAL CONNECTOR, TERMINAL BOX AXIAL NON-DRIVE END ABSOLUTE ENCODER 2048 P/REV (ENCODER A-2048) WITH DRIVE-CLIQ INTERFACE; PERFORMANCE REDUCTION BY 10% DUE TO ABSOLUTE ENCODER; WITH FITTED KEY, ACCURACY TOLERANCE N, W/O HOLDING BRAKE VIBRATION SEVERITY GRADE R, DIAPHRAGM SEAL (IP 64) | 15222 | TEM | 1 | MC | 123.504 | 1
1FT61366SC711AA0 | SIMOTICS S SYNCHRONOUS SERVOMOTOR, 1FT6 175 NM, 100 K, 2000 RPM, SEPARATE VENTILATION; IM B5 (IM V1, IM V3) FOR POWER AND SIGNAL CONNECTOR OUTGOING CONNECTOR DIRECTION TRAVERSE RIGHT INCREM. ENCODER, SIN/COS 1 VPP 2048 P/REV (ENCODER I-2048); WITH FITTED KEY, ACCURACY TOLERANCE N, W/O HOLDING BRAKE VIBRATION SEVERITY GRADE N, DIAPHRAGM SEAL (IP 64) | 13869 | TEM | 1 | MC | 123.005 | 1
1FT61366SC711AA1 | SIMOTICS S SYNCHRONOUS SERVOMOTOR, 1FT6 175 NM, 100 K, 2000 RPM, SEPARATE VENTILATION; IM B5 (IM V1, IM V3) FOR POWER AND SIGNAL CONNECTOR OUTGOING CONNECTOR DIRECTION TRAVERSE RIGHT INCREM. ENCODER, SIN/COS 1 VPP 2048 P/REV (ENCODER I-2048); WITH FITTED KEY, ACCURACY TOLERANCE N, W/O HOLDING BRAKE VIBRATION SEVERITY GRADE N, GAMMA SEALING RING (IP 65) | 13971 | TEM | 1 | MC | 123.005 | 1
1FT61366SC711AB0 | SIMOTICS S SYNCHRONOUS SERVOMOTOR, 1FT6 175 NM, 100 K, 2000 RPM, SEPARATE VENTILATION; IM B5 (IM V1, IM V3) FOR POWER AND SIGNAL CONNECTOR OUTGOING CONNECTOR DIRECTION TRAVERSE RIGHT INCREM. ENCODER, SIN/COS 1 VPP 2048 P/REV (ENCODER I-2048); WITH FITTED KEY, ACCURACY TOLERANCE N, W. HOLDING BRAKE VIBRATION SEVERITY GRADE N, DIAPHRAGM SEAL (IP 64) | 15590 | TEM | 1 | MC | 133.004 | 1
1FT61366SC711AB1 | SIMOTICS S SYNCHRONOUS SERVOMOTOR, 1FT6 175 NM, 100 K, 2000 RPM, SEPARATE VENTILATION; IM B5 (IM V1, IM V3) FOR POWER AND SIGNAL CONNECTOR OUTGOING CONNECTOR DIRECTION TRAVERSE RIGHT INCREM. ENCODER, SIN/COS 1 VPP 2048 P/REV (ENCODER I-2048); WITH FITTED KEY, ACCURACY TOLERANCE N, W. HOLDING BRAKE VIBRATION SEVERITY GRADE N, GAMMA SEALING RING (IP 65) | 15692 | TEM | 1 | MC | 133.004 | 1
1FT61366SC711AG0 | SIMOTICS S SYNCHRONOUS SERVOMOTOR, 1FT6 175 NM, 100 K, 2000 RPM, SEPARATE VENTILATION; IM B5 (IM V1, IM V3) FOR POWER AND SIGNAL CONNECTOR OUTGOING CONNECTOR DIRECTION TRAVERSE RIGHT INCREM. ENCODER, SIN/COS 1 VPP 2048 P/REV (ENCODER I-2048); PLAIN SHAFT, ACCURACY TOLERANCE N, W/O HOLDING BRAKE VIBRATION SEVERITY GRADE N, DIAPHRAGM SEAL (IP 64) | 13869 | TEM | 1 | MC | 123.005 | 1
1FT61366SC711AH1 | SIMOTICS S SYNCHRONOUS SERVOMOTOR, 1FT6 175 NM, 100 K, 2000 RPM, SEPARATE VENTILATION; IM B5 (IM V1, IM V3) FOR POWER AND SIGNAL CONNECTOR OUTGOING CONNECTOR DIRECTION TRAVERSE RIGHT INCREM. ENCODER, SIN/COS 1 VPP 2048 P/REV (ENCODER I-2048); PLAIN SHAFT, ACCURACY TOLERANCE N, W. HOLDING BRAKE VIBRATION SEVERITY GRADE N, GAMMA SEALING RING (IP 65) | 15845 | TEM | 1 | MC | 133.004 | 1
1FT61366SC711AK5 | SIMOTICS S SYNCHRONOUS SERVOMOTOR, 1FT6 175 NM, 100 K, 2000 RPM, SEPARATE VENTILATION; IM B5 (IM V1, IM V3) FOR POWER AND SIGNAL CONNECTOR OUTGOING CONNECTOR DIRECTION TRAVERSE RIGHT INCREM. ENCODER, SIN/COS 1 VPP 2048 P/REV (ENCODER I-2048); PLAIN SHAFT, ACCURACY TOLERANCE R, W/O HOLDING BRAKE VIBRATION SEVERITY GRADE R, ROTARY SHAFT SEAL (IP 67) | 14581 | TEM | 1 | MC | 123.005 | 1
1FT61366SC711DA1 | SIMOTICS S SYNCHRONOUS SERVOMOTOR, 1FT6 175 NM, 100 K, 2000 RPM, SEPARATE VENTILATION; IM B5 (IM V1, IM V3) FOR POWER AND SIGNAL CONNECTOR OUTGOING CONNECTOR DIRECTION TRAVERSE RIGHT INCREMENTAL ENCODER 2048 P/REV (ENCODER I-2048) WITH DRIVE-CLIQ INTERFACE; WITH FITTED KEY, ACCURACY TOLERANCE N, W/O HOLDING BRAKE VIBRATION SEVERITY GRADE N, GAMMA SEALING RING (IP 65) | 14335 | TEM | 1 | MC | 123.005 | 1
1FT61366SC711DB0 | SIMOTICS S SYNCHRONOUS SERVOMOTOR, 1FT6 175 NM, 100 K, 2000 RPM, SEPARATE VENTILATION; IM B5 (IM V1, IM V3) FOR POWER AND SIGNAL CONNECTOR OUTGOING CONNECTOR DIRECTION TRAVERSE RIGHT INCREMENTAL ENCODER 2048 P/REV (ENCODER I-2048) WITH DRIVE-CLIQ INTERFACE; WITH FITTED KEY, ACCURACY TOLERANCE N, W. HOLDING BRAKE VIBRATION SEVERITY GRADE N, DIAPHRAGM SEAL (IP 64) | 15954 | TEM | 1 | MC | 133.004 | 1
1FT61366SC711DB1 | SIMOTICS S SYNCHRONOUS SERVOMOTOR, 1FT6 175 NM, 100 K, 2000 RPM, SEPARATE VENTILATION; IM B5 (IM V1, IM V3) FOR POWER AND SIGNAL CONNECTOR OUTGOING CONNECTOR DIRECTION TRAVERSE RIGHT INCREMENTAL ENCODER 2048 P/REV (ENCODER I-2048) WITH DRIVE-CLIQ INTERFACE; WITH FITTED KEY, ACCURACY TOLERANCE N, W. HOLDING BRAKE VIBRATION SEVERITY GRADE N, GAMMA SEALING RING (IP 65) | 16056 | TEM | 1 | MC | 133.004 | 1
1FT61366SC711DH0 | SIMOTICS S SYNCHRONOUS SERVOMOTOR, 1FT6 175 NM, 100 K, 2000 RPM, SEPARATE VENTILATION; IM B5 (IM V1, IM V3) FOR POWER AND SIGNAL CONNECTOR OUTGOING CONNECTOR DIRECTION TRAVERSE RIGHT INCREMENTAL ENCODER 2048 P/REV (ENCODER I-2048) WITH DRIVE-CLIQ INTERFACE; PLAIN SHAFT, ACCURACY TOLERANCE N, W. HOLDING BRAKE VIBRATION SEVERITY GRADE N, DIAPHRAGM SEAL (IP 64) | 16108 | TEM | 1 | MC | 133.004 | 1
1FT61366SC711DH1 | SIMOTICS S SYNCHRONOUS SERVOMOTOR, 1FT6 175 NM, 100 K, 2000 RPM, SEPARATE VENTILATION; IM B5 (IM V1, IM V3) FOR POWER AND SIGNAL CONNECTOR OUTGOING CONNECTOR DIRECTION TRAVERSE RIGHT INCREMENTAL ENCODER 2048 P/REV (ENCODER I-2048) WITH DRIVE-CLIQ INTERFACE; PLAIN SHAFT, ACCURACY TOLERANCE N, W. HOLDING BRAKE VIBRATION SEVERITY GRADE N, GAMMA SEALING RING (IP 65) | 16210 | TEM | 1 | MC | 133.004 | 1
1FT61366SC711EB0 | SIMOTICS S SYNCHRONOUS SERVOMOTOR, 1FT6 175 NM, 100 K, 2000 RPM, SEPARATE VENTILATION; IM B5 (IM V1, IM V3) FOR POWER AND SIGNAL CONNECTOR OUTGOING CONNECTOR DIRECTION TRAVERSE RIGHT ABSOLUTE ENCODER ENDAT 2048 P/REV (ENCODER A-2048); PERFORMANCE REDUCTION BY 10% DUE TO ABSOLUTE ENCODER; WITH FITTED KEY, ACCURACY TOLERANCE N, W. HOLDING BRAKE VIBRATION SEVERITY GRADE N, DIAPHRAGM SEAL (IP 64) | 16397 | TEM | 1 | MC | 133.004 | 1
1FT61366SC711EB1 | SIMOTICS S SYNCHRONOUS SERVOMOTOR, 1FT6 175 NM, 100 K, 2000 RPM, SEPARATE VENTILATION; IM B5 (IM V1, IM V3) FOR POWER AND SIGNAL CONNECTOR OUTGOING CONNECTOR DIRECTION TRAVERSE RIGHT ABSOLUTE ENCODER ENDAT 2048 P/REV (ENCODER A-2048); PERFORMANCE REDUCTION BY 10% DUE TO ABSOLUTE ENCODER; WITH FITTED KEY, ACCURACY TOLERANCE N, W. HOLDING BRAKE VIBRATION SEVERITY GRADE N, GAMMA SEALING RING (IP 65) | 16499 | TEM | 1 | MC | 133.004 | 1
1FT61366SC711EG0 | SIMOTICS S SYNCHRONOUS SERVOMOTOR, 1FT6 175 NM, 100 K, 2000 RPM, SEPARATE VENTILATION; IM B5 (IM V1, IM V3) FOR POWER AND SIGNAL CONNECTOR OUTGOING CONNECTOR DIRECTION TRAVERSE RIGHT ABSOLUTE ENCODER ENDAT 2048 P/REV (ENCODER A-2048); PERFORMANCE REDUCTION BY 10% DUE TO ABSOLUTE ENCODER; PLAIN SHAFT, ACCURACY TOLERANCE N, W/O HOLDING BRAKE VIBRATION SEVERITY GRADE N, DIAPHRAGM SEAL (IP 64) | 14676 | TEM | 1 | MC | 123.005 | 1
1FT61366SC711EG1 | SIMOTICS S SYNCHRONOUS SERVOMOTOR, 1FT6 175 NM, 100 K, 2000 RPM, SEPARATE VENTILATION; IM B5 (IM V1, IM V3) FOR POWER AND SIGNAL CONNECTOR OUTGOING CONNECTOR DIRECTION TRAVERSE RIGHT ABSOLUTE ENCODER ENDAT 2048 P/REV (ENCODER A-2048); PERFORMANCE REDUCTION BY 10% DUE TO ABSOLUTE ENCODER; PLAIN SHAFT, ACCURACY TOLERANCE N, W/O HOLDING BRAKE VIBRATION SEVERITY GRADE N, GAMMA SEALING RING (IP 65) | 14778 | TEM | 1 | MC | 123.005 | 1
1FT61366SC711EH1 | SIMOTICS S SYNCHRONOUS SERVOMOTOR, 1FT6 175 NM, 100 K, 2000 RPM, SEPARATE VENTILATION; IM B5 (IM V1, IM V3) FOR POWER AND SIGNAL CONNECTOR OUTGOING CONNECTOR DIRECTION TRAVERSE RIGHT ABSOLUTE ENCODER ENDAT 2048 P/REV (ENCODER A-2048); PERFORMANCE REDUCTION BY 10% DUE TO ABSOLUTE ENCODER; PLAIN SHAFT, ACCURACY TOLERANCE N, W. HOLDING BRAKE VIBRATION SEVERITY GRADE N, GAMMA SEALING RING (IP 65) | 16652 | TEM | 1 | MC | 133.004 | 1
1FT61366SC711FA0 | SIMOTICS S SYNCHRONOUS SERVOMOTOR, 1FT6 175 NM, 100 K, 2000 RPM, SEPARATE VENTILATION; IM B5 (IM V1, IM V3) FOR POWER AND SIGNAL CONNECTOR OUTGOING CONNECTOR DIRECTION TRAVERSE RIGHT ABSOLUTE ENCODER 2048 P/REV (ENCODER A-2048) WITH DRIVE-CLIQ INTERFACE; PERFORMANCE REDUCTION BY 10% DUE TO ABSOLUTE ENCODER; WITH FITTED KEY, ACCURACY TOLERANCE N, W/O HOLDING BRAKE VIBRATION SEVERITY GRADE N, DIAPHRAGM SEAL (IP 64) | 15052 | TEM | 1 | MC | 123.005 | 1
1FT61366SC711FB0 | SIMOTICS S SYNCHRONOUS SERVOMOTOR, 1FT6 175 NM, 100 K, 2000 RPM, SEPARATE VENTILATION; IM B5 (IM V1, IM V3) FOR POWER AND SIGNAL CONNECTOR OUTGOING CONNECTOR DIRECTION TRAVERSE RIGHT ABSOLUTE ENCODER 2048 P/REV (ENCODER A-2048) WITH DRIVE-CLIQ INTERFACE; PERFORMANCE REDUCTION BY 10% DUE TO ABSOLUTE ENCODER; WITH FITTED KEY, ACCURACY TOLERANCE N, W. HOLDING BRAKE VIBRATION SEVERITY GRADE N, DIAPHRAGM SEAL (IP 64) | 16773 | TEM | 1 | MC | 133.004 | 1
1FT61366SC711FB1 | SIMOTICS S SYNCHRONOUS SERVOMOTOR, 1FT6 175 NM, 100 K, 2000 RPM, SEPARATE VENTILATION; IM B5 (IM V1, IM V3) FOR POWER AND SIGNAL CONNECTOR OUTGOING CONNECTOR DIRECTION TRAVERSE RIGHT ABSOLUTE ENCODER 2048 P/REV (ENCODER A-2048) WITH DRIVE-CLIQ INTERFACE; PERFORMANCE REDUCTION BY 10% DUE TO ABSOLUTE ENCODER; WITH FITTED KEY, ACCURACY TOLERANCE N, W. HOLDING BRAKE VIBRATION SEVERITY GRADE N, GAMMA SEALING RING (IP 65) | 16875 | TEM | 1 | MC | 133.004 | 1
1FT61366SC711FH1 | SIMOTICS S SYNCHRONOUS SERVOMOTOR, 1FT6 175 NM, 100 K, 2000 RPM, SEPARATE VENTILATION; IM B5 (IM V1, IM V3) FOR POWER AND SIGNAL CONNECTOR OUTGOING CONNECTOR DIRECTION TRAVERSE RIGHT ABSOLUTE ENCODER 2048 P/REV (ENCODER A-2048) WITH DRIVE-CLIQ INTERFACE; PERFORMANCE REDUCTION BY 10% DUE TO ABSOLUTE ENCODER; PLAIN SHAFT, ACCURACY TOLERANCE N, W. HOLDING BRAKE VIBRATION SEVERITY GRADE N, GAMMA SEALING RING (IP 65) | 17029 | TEM | 1 | MC | 133.004 | 1
1FT61366SC711SA0 | SIMOTICS S SYNCHRONOUS SERVOMOTOR, 1FT6 175 NM, 100 K, 2000 RPM, SEPARATE VENTILATION; IM B5 (IM V1, IM V3) FOR POWER AND SIGNAL CONNECTOR OUTGOING CONNECTOR DIRECTION TRAVERSE RIGHT RESOLVER MULTI-POLE (RESOLVER P=3); WITH FITTED KEY, ACCURACY TOLERANCE N, W/O HOLDING BRAKE VIBRATION SEVERITY GRADE N, DIAPHRAGM SEAL (IP 64) | 12770 | TEM | 1 | MC | 123.005 | 1
1FT61366SC711SG0 | SIMOTICS S SYNCHRONOUS SERVOMOTOR, 1FT6 175 NM, 100 K, 2000 RPM, SEPARATE VENTILATION; IM B5 (IM V1, IM V3) FOR POWER AND SIGNAL CONNECTOR OUTGOING CONNECTOR DIRECTION TRAVERSE RIGHT RESOLVER MULTI-POLE (RESOLVER P=3); PLAIN SHAFT, ACCURACY TOLERANCE N, W/O HOLDING BRAKE VIBRATION SEVERITY GRADE N, DIAPHRAGM SEAL (IP 64) | 12770 | TEM | 1 | MC | 123.005 | 1
1FT61366SC711TA0 | SIMOTICS S SYNCHRONOUS SERVOMOTOR, 1FT6 175 NM, 100 K, 2000 RPM, SEPARATE VENTILATION; IM B5 (IM V1, IM V3) FOR POWER AND SIGNAL CONNECTOR OUTGOING CONNECTOR DIRECTION TRAVERSE RIGHT RESOLVER 2-POLE (RESOLVER P=1); WITH FITTED KEY, ACCURACY TOLERANCE N, W/O HOLDING BRAKE VIBRATION SEVERITY GRADE N, DIAPHRAGM SEAL (IP 64) | 12774 | TEM | 1 | MC | 123.005 | 1
1FT61366SC711TG0 | SIMOTICS S SYNCHRONOUS SERVOMOTOR, 1FT6 175 NM, 100 K, 2000 RPM, SEPARATE VENTILATION; IM B5 (IM V1, IM V3) FOR POWER AND SIGNAL CONNECTOR OUTGOING CONNECTOR DIRECTION TRAVERSE RIGHT RESOLVER 2-POLE (RESOLVER P=1); PLAIN SHAFT, ACCURACY TOLERANCE N, W/O HOLDING BRAKE VIBRATION SEVERITY GRADE N, DIAPHRAGM SEAL (IP 64) | 12774 | TEM | 1 | MC | 123.005 | 1
1FT61366SC711TH0 | SIMOTICS S SYNCHRONOUS SERVOMOTOR, 1FT6 175 NM, 100 K, 2000 RPM, SEPARATE VENTILATION; IM B5 (IM V1, IM V3) FOR POWER AND SIGNAL CONNECTOR OUTGOING CONNECTOR DIRECTION TRAVERSE RIGHT RESOLVER 2-POLE (RESOLVER P=1); PLAIN SHAFT, ACCURACY TOLERANCE N, W. HOLDING BRAKE VIBRATION SEVERITY GRADE N, DIAPHRAGM SEAL (IP 64) | 14648 | TEM | 1 | MC | 133.004 | 1
1FT61366SC712AA0 | SIMOTICS S SYNCHRONOUS SERVOMOTOR, 1FT6 175 NM, 100 K, 2000 RPM, SEPARATE VENTILATION; IM B5 (IM V1, IM V3) FOR POWER AND SIGNAL CONNECTOR OUTGOING CONNECTOR DIRECTION TRAVERSE LEFT INCREM. ENCODER, SIN/COS 1 VPP 2048 P/REV (ENCODER I-2048); WITH FITTED KEY, ACCURACY TOLERANCE N, W/O HOLDING BRAKE VIBRATION SEVERITY GRADE N, DIAPHRAGM SEAL (IP 64) | 13869 | TEM | 1 | MC | 123.005 | 1
1FT61366SC712FA1 | SIMOTICS S SYNCHRONOUS SERVOMOTOR, 1FT6 175 NM, 100 K, 2000 RPM, SEPARATE VENTILATION; IM B5 (IM V1, IM V3) FOR POWER AND SIGNAL CONNECTOR OUTGOING CONNECTOR DIRECTION TRAVERSE LEFT ABSOLUTE ENCODER 2048 P/REV (ENCODER A-2048) WITH DRIVE-CLIQ INTERFACE; PERFORMANCE REDUCTION BY 10% DUE TO ABSOLUTE ENCODER; WITH FITTED KEY, ACCURACY TOLERANCE N, W/O HOLDING BRAKE VIBRATION SEVERITY GRADE N, GAMMA SEALING RING (IP 65) | 15154 | TEM | 1 | MC | 123.005 | 1
1FT61366SC714AB0 | SIMOTICS S SYNCHRONOUS SERVOMOTOR, 1FT6 175 NM, 100 K, 2000 RPM, SEPARATE VENTILATION; IM B5 (IM V1, IM V3) FOR POWER AND SIGNAL CONNECTOR OUTGOING CONNECTOR DIRECTION AXIAL DRIVE END INCREM. ENCODER, SIN/COS 1 VPP 2048 P/REV (ENCODER I-2048); WITH FITTED KEY, ACCURACY TOLERANCE N, W. HOLDING BRAKE VIBRATION SEVERITY GRADE N, DIAPHRAGM SEAL (IP 64) | 15590 | TEM | 1 | MC | 133.004 | 1
1FT61366SC714AG0 | SIMOTICS S SYNCHRONOUS SERVOMOTOR, 1FT6 175 NM, 100 K, 2000 RPM, SEPARATE VENTILATION; IM B5 (IM V1, IM V3) FOR POWER AND SIGNAL CONNECTOR OUTGOING CONNECTOR DIRECTION AXIAL DRIVE END INCREM. ENCODER, SIN/COS 1 VPP 2048 P/REV (ENCODER I-2048); PLAIN SHAFT, ACCURACY TOLERANCE N, W/O HOLDING BRAKE VIBRATION SEVERITY GRADE N, DIAPHRAGM SEAL (IP 64) | 13869 | TEM | 1 | MC | 123.005 | 1
1FT61366SC714AG1 | SIMOTICS S SYNCHRONOUS SERVOMOTOR, 1FT6 175 NM, 100 K, 2000 RPM, SEPARATE VENTILATION; IM B5 (IM V1, IM V3) FOR POWER AND SIGNAL CONNECTOR OUTGOING CONNECTOR DIRECTION AXIAL DRIVE END INCREM. ENCODER, SIN/COS 1 VPP 2048 P/REV (ENCODER I-2048); PLAIN SHAFT, ACCURACY TOLERANCE N, W/O HOLDING BRAKE VIBRATION SEVERITY GRADE N, GAMMA SEALING RING (IP 65) | 13971 | TEM | 1 | MC | 123.005 | 1
1FT61366SC714AH0 | SIMOTICS S SYNCHRONOUS SERVOMOTOR, 1FT6 175 NM, 100 K, 2000 RPM, SEPARATE VENTILATION; IM B5 (IM V1, IM V3) FOR POWER AND SIGNAL CONNECTOR OUTGOING CONNECTOR DIRECTION AXIAL DRIVE END INCREM. ENCODER, SIN/COS 1 VPP 2048 P/REV (ENCODER I-2048); PLAIN SHAFT, ACCURACY TOLERANCE N, W. HOLDING BRAKE VIBRATION SEVERITY GRADE N, DIAPHRAGM SEAL (IP 64) | 15743 | TEM | 1 | MC | 133.004 | 1
1FT61366SC714AH2 | SIMOTICS S SYNCHRONOUS SERVOMOTOR, 1FT6 175 NM, 100 K, 2000 RPM, SEPARATE VENTILATION; IM B5 (IM V1, IM V3) FOR POWER AND SIGNAL CONNECTOR OUTGOING CONNECTOR DIRECTION AXIAL DRIVE END INCREM. ENCODER, SIN/COS 1 VPP 2048 P/REV (ENCODER I-2048); PLAIN SHAFT, ACCURACY TOLERANCE N, W. HOLDING BRAKE VIBRATION SEVERITY GRADE N, ROTARY SHAFT SEAL (IP 67) | 15931 | TEM | 1 | MC | 133.004 | 1
1FT61366SC714AL4 | SIMOTICS S SYNCHRONOUS SERVOMOTOR, 1FT6 175 NM, 100 K, 2000 RPM, SEPARATE VENTILATION; IM B5 (IM V1, IM V3) FOR POWER AND SIGNAL CONNECTOR OUTGOING CONNECTOR DIRECTION AXIAL DRIVE END INCREM. ENCODER, SIN/COS 1 VPP 2048 P/REV (ENCODER I-2048); PLAIN SHAFT, ACCURACY TOLERANCE R, W. HOLDING BRAKE VIBRATION SEVERITY GRADE R, GAMMA SEALING RING (IP 65) | 16238 | TEM | 1 | MC | 133.004 | 1
1FT61366SC714DA0 | SIMOTICS S SYNCHRONOUS SERVOMOTOR, 1FT6 175 NM, 100 K, 2000 RPM, SEPARATE VENTILATION; IM B5 (IM V1, IM V3) FOR POWER AND SIGNAL CONNECTOR OUTGOING CONNECTOR DIRECTION AXIAL DRIVE END INCREMENTAL ENCODER 2048 P/REV (ENCODER I-2048) WITH DRIVE-CLIQ INTERFACE; WITH FITTED KEY, ACCURACY TOLERANCE N, W/O HOLDING BRAKE VIBRATION SEVERITY GRADE N, DIAPHRAGM SEAL (IP 64) | 14233 | TEM | 1 | MC | 123.005 | 1
1FT61366SC714DG0 | SIMOTICS S SYNCHRONOUS SERVOMOTOR, 1FT6 175 NM, 100 K, 2000 RPM, SEPARATE VENTILATION; IM B5 (IM V1, IM V3) FOR POWER AND SIGNAL CONNECTOR OUTGOING CONNECTOR DIRECTION AXIAL DRIVE END INCREMENTAL ENCODER 2048 P/REV (ENCODER I-2048) WITH DRIVE-CLIQ INTERFACE; PLAIN SHAFT, ACCURACY TOLERANCE N, W/O HOLDING BRAKE VIBRATION SEVERITY GRADE N, DIAPHRAGM SEAL (IP 64) | 14233 | TEM | 1 | MC | 123.005 | 1
1FT61366SC714DH0 | SIMOTICS S SYNCHRONOUS SERVOMOTOR, 1FT6 175 NM, 100 K, 2000 RPM, SEPARATE VENTILATION; IM B5 (IM V1, IM V3) FOR POWER AND SIGNAL CONNECTOR OUTGOING CONNECTOR DIRECTION AXIAL DRIVE END INCREMENTAL ENCODER 2048 P/REV (ENCODER I-2048) WITH DRIVE-CLIQ INTERFACE; PLAIN SHAFT, ACCURACY TOLERANCE N, W. HOLDING BRAKE VIBRATION SEVERITY GRADE N, DIAPHRAGM SEAL (IP 64) | 16108 | TEM | 1 | MC | 133.004 | 1
1FT61366SC714EB1 | SIMOTICS S SYNCHRONOUS SERVOMOTOR, 1FT6 175 NM, 100 K, 2000 RPM, SEPARATE VENTILATION; IM B5 (IM V1, IM V3) FOR POWER AND SIGNAL CONNECTOR OUTGOING CONNECTOR DIRECTION AXIAL DRIVE END ABSOLUTE ENCODER ENDAT 2048 P/REV (ENCODER A-2048); PERFORMANCE REDUCTION BY 10% DUE TO ABSOLUTE ENCODER; WITH FITTED KEY, ACCURACY TOLERANCE N, W. HOLDING BRAKE VIBRATION SEVERITY GRADE N, GAMMA SEALING RING (IP 65) | 16499 | TEM | 1 | MC | 133.004 | 1
1FT61366SC714EG0 | SIMOTICS S SYNCHRONOUS SERVOMOTOR, 1FT6 175 NM, 100 K, 2000 RPM, SEPARATE VENTILATION; IM B5 (IM V1, IM V3) FOR POWER AND SIGNAL CONNECTOR OUTGOING CONNECTOR DIRECTION AXIAL DRIVE END ABSOLUTE ENCODER ENDAT 2048 P/REV (ENCODER A-2048); PERFORMANCE REDUCTION BY 10% DUE TO ABSOLUTE ENCODER; PLAIN SHAFT, ACCURACY TOLERANCE N, W/O HOLDING BRAKE VIBRATION SEVERITY GRADE N, DIAPHRAGM SEAL (IP 64) | 14676 | TEM | 1 | MC | 123.005 | 1
1FT61366SC714EH1 | SIMOTICS S SYNCHRONOUS SERVOMOTOR, 1FT6 175 NM, 100 K, 2000 RPM, SEPARATE VENTILATION; IM B5 (IM V1, IM V3) FOR POWER AND SIGNAL CONNECTOR OUTGOING CONNECTOR DIRECTION AXIAL DRIVE END ABSOLUTE ENCODER ENDAT 2048 P/REV (ENCODER A-2048); PERFORMANCE REDUCTION BY 10% DUE TO ABSOLUTE ENCODER; PLAIN SHAFT, ACCURACY TOLERANCE N, W. HOLDING BRAKE VIBRATION SEVERITY GRADE N, GAMMA SEALING RING (IP 65) | 16652 | TEM | 1 | MC | 133.004 | 1
1FT61366SC714EK1 | SIMOTICS S SYNCHRONOUS SERVOMOTOR, 1FT6 175 NM, 100 K, 2000 RPM, SEPARATE VENTILATION; IM B5 (IM V1, IM V3) FOR POWER AND SIGNAL CONNECTOR OUTGOING CONNECTOR DIRECTION AXIAL DRIVE END ABSOLUTE ENCODER ENDAT 2048 P/REV (ENCODER A-2048); PERFORMANCE REDUCTION BY 10% DUE TO ABSOLUTE ENCODER; PLAIN SHAFT, ACCURACY TOLERANCE R, W/O HOLDING BRAKE VIBRATION SEVERITY GRADE N, GAMMA SEALING RING (IP 65) | 15147 | TEM | 1 | MC | 123.005 | 1
1FT61366SC714FA1 | SIMOTICS S SYNCHRONOUS SERVOMOTOR, 1FT6 175 NM, 100 K, 2000 RPM, SEPARATE VENTILATION; IM B5 (IM V1, IM V3) FOR POWER AND SIGNAL CONNECTOR OUTGOING CONNECTOR DIRECTION AXIAL DRIVE END ABSOLUTE ENCODER 2048 P/REV (ENCODER A-2048) WITH DRIVE-CLIQ INTERFACE; PERFORMANCE REDUCTION BY 10% DUE TO ABSOLUTE ENCODER; WITH FITTED KEY, ACCURACY TOLERANCE N, W/O HOLDING BRAKE VIBRATION SEVERITY GRADE N, GAMMA SEALING RING (IP 65) | 15154 | TEM | 1 | MC | 123.005 | 1
1FT61366SC714FA2 | SIMOTICS S SYNCHRONOUS SERVOMOTOR, 1FT6 175 NM, 100 K, 2000 RPM, SEPARATE VENTILATION; IM B5 (IM V1, IM V3) FOR POWER AND SIGNAL CONNECTOR OUTGOING CONNECTOR DIRECTION AXIAL DRIVE END ABSOLUTE ENCODER 2048 P/REV (ENCODER A-2048) WITH DRIVE-CLIQ INTERFACE; PERFORMANCE REDUCTION BY 10% DUE TO ABSOLUTE ENCODER; WITH FITTED KEY, ACCURACY TOLERANCE N, W/O HOLDING BRAKE VIBRATION SEVERITY GRADE N, ROTARY SHAFT SEAL (IP 67) | 15240 | TEM | 1 | MC | 123.005 | 1
1FT61366SC714FB0 | SIMOTICS S SYNCHRONOUS SERVOMOTOR, 1FT6 175 NM, 100 K, 2000 RPM, SEPARATE VENTILATION; IM B5 (IM V1, IM V3) FOR POWER AND SIGNAL CONNECTOR OUTGOING CONNECTOR DIRECTION AXIAL DRIVE END ABSOLUTE ENCODER 2048 P/REV (ENCODER A-2048) WITH DRIVE-CLIQ INTERFACE; PERFORMANCE REDUCTION BY 10% DUE TO ABSOLUTE ENCODER; WITH FITTED KEY, ACCURACY TOLERANCE N, W. HOLDING BRAKE VIBRATION SEVERITY GRADE N, DIAPHRAGM SEAL (IP 64) | 16773 | TEM | 1 | MC | 133.004 | 1
1FT61366SC714FL0 | SIMOTICS S SYNCHRONOUS SERVOMOTOR, 1FT6 175 NM, 100 K, 2000 RPM, SEPARATE VENTILATION; IM B5 (IM V1, IM V3) FOR POWER AND SIGNAL CONNECTOR OUTGOING CONNECTOR DIRECTION AXIAL DRIVE END ABSOLUTE ENCODER 2048 P/REV (ENCODER A-2048) WITH DRIVE-CLIQ INTERFACE; PERFORMANCE REDUCTION BY 10% DUE TO ABSOLUTE ENCODER; PLAIN SHAFT, ACCURACY TOLERANCE R, W. HOLDING BRAKE VIBRATION SEVERITY GRADE N, DIAPHRAGM SEAL (IP 64) | 17147 | TEM | 1 | MC | 133.004 | 1
1FT61366SC714UH0 | SIMOTICS S SYNCHRONOUS SERVOMOTOR, 1FT6 175 NM, 100 K, 2000 RPM, SEPARATE VENTILATION; IM B5 (IM V1, IM V3) FOR POWER AND SIGNAL CONNECTOR OUTGOING CONNECTOR DIRECTION AXIAL DRIVE END RESOLVER MULTI-POLE (RESOLVER P=3) WITH DRIVE-CLIQ INTERFACE; PLAIN SHAFT, ACCURACY TOLERANCE N, W. HOLDING BRAKE VIBRATION SEVERITY GRADE N, DIAPHRAGM SEAL (IP 64) | 15009 | TEM | 1 | MC | 133.004 | 1
1FT61366SC715AB0 | SIMOTICS S SYNCHRONOUS SERVOMOTOR, 1FT6 175 NM, 100 K, 2000 RPM, SEPARATE VENTILATION; IM B5 (IM V1, IM V3) FOR CONNECT. OF TERMINAL BOX AND SIGNAL CONNECTOR, TERMINAL BOX TRAVERSE RIGHT INCREM. ENCODER, SIN/COS 1 VPP 2048 P/REV (ENCODER I-2048); WITH FITTED KEY, ACCURACY TOLERANCE N, W. HOLDING BRAKE VIBRATION SEVERITY GRADE N, DIAPHRAGM SEAL (IP 64) | 15590 | TEM | 1 | MC | 133.503 | 1
1FT61366SC715DA1 | SIMOTICS S SYNCHRONOUS SERVOMOTOR, 1FT6 175 NM, 100 K, 2000 RPM, SEPARATE VENTILATION; IM B5 (IM V1, IM V3) FOR CONNECT. OF TERMINAL BOX AND SIGNAL CONNECTOR, TERMINAL BOX TRAVERSE RIGHT INCREMENTAL ENCODER 2048 P/REV (ENCODER I-2048) WITH DRIVE-CLIQ INTERFACE; WITH FITTED KEY, ACCURACY TOLERANCE N, W/O HOLDING BRAKE VIBRATION SEVERITY GRADE N, GAMMA SEALING RING (IP 65) | 14335 | TEM | 1 | MC | 123.504 | 1
1FT61366SC715DH1 | SIMOTICS S SYNCHRONOUS SERVOMOTOR, 1FT6 175 NM, 100 K, 2000 RPM, SEPARATE VENTILATION; IM B5 (IM V1, IM V3) FOR CONNECT. OF TERMINAL BOX AND SIGNAL CONNECTOR, TERMINAL BOX TRAVERSE RIGHT INCREMENTAL ENCODER 2048 P/REV (ENCODER I-2048) WITH DRIVE-CLIQ INTERFACE; PLAIN SHAFT, ACCURACY TOLERANCE N, W. HOLDING BRAKE VIBRATION SEVERITY GRADE N, GAMMA SEALING RING (IP 65) | 16210 | TEM | 1 | MC | 133.503 | 1
1FT61366SC715SG0 | SIMOTICS S SYNCHRONOUS SERVOMOTOR, 1FT6 175 NM, 100 K, 2000 RPM, SEPARATE VENTILATION; IM B5 (IM V1, IM V3) FOR CONNECT. OF TERMINAL BOX AND SIGNAL CONNECTOR, TERMINAL BOX TRAVERSE RIGHT RESOLVER MULTI-POLE (RESOLVER P=3); PLAIN SHAFT, ACCURACY TOLERANCE N, W/O HOLDING BRAKE VIBRATION SEVERITY GRADE N, DIAPHRAGM SEAL (IP 64) | 12770 | TEM | 1 | MC | 123.504 | 1
1FT61366SC715TA0 | SIMOTICS S SYNCHRONOUS SERVOMOTOR, 1FT6 175 NM, 100 K, 2000 RPM, SEPARATE VENTILATION; IM B5 (IM V1, IM V3) FOR CONNECT. OF TERMINAL BOX AND SIGNAL CONNECTOR, TERMINAL BOX TRAVERSE RIGHT RESOLVER 2-POLE (RESOLVER P=1); WITH FITTED KEY, ACCURACY TOLERANCE N, W/O HOLDING BRAKE VIBRATION SEVERITY GRADE N, DIAPHRAGM SEAL (IP 64) | 12774 | TEM | 1 | MC | 123.504 | 1
1FT61366SC715TG0 | SIMOTICS S SYNCHRONOUS SERVOMOTOR, 1FT6 175 NM, 100 K, 2000 RPM, SEPARATE VENTILATION; IM B5 (IM V1, IM V3) FOR CONNECT. OF TERMINAL BOX AND SIGNAL CONNECTOR, TERMINAL BOX TRAVERSE RIGHT RESOLVER 2-POLE (RESOLVER P=1); PLAIN SHAFT, ACCURACY TOLERANCE N, W/O HOLDING BRAKE VIBRATION SEVERITY GRADE N, DIAPHRAGM SEAL (IP 64) | 12774 | TEM | 1 | MC | 123.504 | 1
1FT61366SC715UA0 | SIMOTICS S SYNCHRONOUS SERVOMOTOR, 1FT6 175 NM, 100 K, 2000 RPM, SEPARATE VENTILATION; IM B5 (IM V1, IM V3) FOR CONNECT. OF TERMINAL BOX AND SIGNAL CONNECTOR, TERMINAL BOX TRAVERSE RIGHT RESOLVER MULTI-POLE (RESOLVER P=3) WITH DRIVE-CLIQ INTERFACE; WITH FITTED KEY, ACCURACY TOLERANCE N, W/O HOLDING BRAKE VIBRATION SEVERITY GRADE N, DIAPHRAGM SEAL (IP 64) | 13135 | TEM | 1 | MC | 123.504 | 1
1FT61366SC715UA1 | SIMOTICS S SYNCHRONOUS SERVOMOTOR, 1FT6 175 NM, 100 K, 2000 RPM, SEPARATE VENTILATION; IM B5 (IM V1, IM V3) FOR CONNECT. OF TERMINAL BOX AND SIGNAL CONNECTOR, TERMINAL BOX TRAVERSE RIGHT RESOLVER MULTI-POLE (RESOLVER P=3) WITH DRIVE-CLIQ INTERFACE; WITH FITTED KEY, ACCURACY TOLERANCE N, W/O HOLDING BRAKE VIBRATION SEVERITY GRADE N, GAMMA SEALING RING (IP 65) | 13237 | TEM | 1 | MC | 123.504 | 1
1FT61366SC716UA0 | SIMOTICS S SYNCHRONOUS SERVOMOTOR, 1FT6 175 NM, 100 K, 2000 RPM, SEPARATE VENTILATION; IM B5 (IM V1, IM V3) FOR CONNECT. OF TERMINAL BOX AND SIGNAL CONNECTOR, TERMINAL BOX TRAVERSE LEFT RESOLVER MULTI-POLE (RESOLVER P=3) WITH DRIVE-CLIQ INTERFACE; WITH FITTED KEY, ACCURACY TOLERANCE N, W/O HOLDING BRAKE VIBRATION SEVERITY GRADE N, DIAPHRAGM SEAL (IP 64) | 13135 | TEM | 1 | MC | 123.504 | 1
1FT61366SC717SA0 | SIMOTICS S SYNCHRONOUS SERVOMOTOR, 1FT6 175 NM, 100 K, 2000 RPM, SEPARATE VENTILATION; IM B5 (IM V1, IM V3) FOR CONNECT. OF TERMINAL BOX AND SIGNAL CONNECTOR, TERMINAL BOX AXIAL NON-DRIVE END RESOLVER MULTI-POLE (RESOLVER P=3); WITH FITTED KEY, ACCURACY TOLERANCE N, W/O HOLDING BRAKE VIBRATION SEVERITY GRADE N, DIAPHRAGM SEAL (IP 64) | 12770 | TEM | 1 | MC | 123.504 | 1
1FT61366SC717TA0 | SIMOTICS S SYNCHRONOUS SERVOMOTOR, 1FT6 175 NM, 100 K, 2000 RPM, SEPARATE VENTILATION; IM B5 (IM V1, IM V3) FOR CONNECT. OF TERMINAL BOX AND SIGNAL CONNECTOR, TERMINAL BOX AXIAL NON-DRIVE END RESOLVER 2-POLE (RESOLVER P=1); WITH FITTED KEY, ACCURACY TOLERANCE N, W/O HOLDING BRAKE VIBRATION SEVERITY GRADE N, DIAPHRAGM SEAL (IP 64) | 12774 | TEM | 1 | MC | 123.504 | 1
1FT61366SC718DG0 | SIMOTICS S SYNCHRONOUS SERVOMOTOR, 1FT6 175 NM, 100 K, 2000 RPM, SEPARATE VENTILATION; IM B5 (IM V1, IM V3) FOR CONNECT. OF TERMINAL BOX AND SIGNAL CONNECTOR, TERMINAL BOX AXIAL DRIVE END INCREMENTAL ENCODER 2048 P/REV (ENCODER I-2048) WITH DRIVE-CLIQ INTERFACE; PLAIN SHAFT, ACCURACY TOLERANCE N, W/O HOLDING BRAKE VIBRATION SEVERITY GRADE N, DIAPHRAGM SEAL (IP 64) | 14233 | TEM | 1 | MC | 123.504 | 1
1FT61366SC718DH0 | SIMOTICS S SYNCHRONOUS SERVOMOTOR, 1FT6 175 NM, 100 K, 2000 RPM, SEPARATE VENTILATION; IM B5 (IM V1, IM V3) FOR CONNECT. OF TERMINAL BOX AND SIGNAL CONNECTOR, TERMINAL BOX AXIAL DRIVE END INCREMENTAL ENCODER 2048 P/REV (ENCODER I-2048) WITH DRIVE-CLIQ INTERFACE; PLAIN SHAFT, ACCURACY TOLERANCE N, W. HOLDING BRAKE VIBRATION SEVERITY GRADE N, DIAPHRAGM SEAL (IP 64) | 16108 | TEM | 1 | MC | 133.503 | 1
1FT61366SC718DL1 | SIMOTICS S SYNCHRONOUS SERVOMOTOR, 1FT6 175 NM, 100 K, 2000 RPM, SEPARATE VENTILATION; IM B5 (IM V1, IM V3) FOR CONNECT. OF TERMINAL BOX AND SIGNAL CONNECTOR, TERMINAL BOX AXIAL DRIVE END INCREMENTAL ENCODER 2048 P/REV (ENCODER I-2048) WITH DRIVE-CLIQ INTERFACE; PLAIN SHAFT, ACCURACY TOLERANCE R, W. HOLDING BRAKE VIBRATION SEVERITY GRADE N, GAMMA SEALING RING (IP 65) | 16430 | TEM | 1 | MC | 133.503 | 1
1FT61366SF715AA0 | SIMOTICS S SYNCHRONOUS SERVOMOTOR 1FT6 175 NM, 100 K, 3000 REV/MIN SEPARATE VENTILATION; IM B5 (IM V1, IM V3) FOR TERMINAL BOX CONNECTION AND SIGNAL POINT TERMINAL BOX CROSSWISE RIGHT INCREM. ENCODER, SIN/COS 1 VPP 2048 P/REV (ENCODER I-2048); WITH FITTED KEY, ACCURACY TOLERANCE N, W/O HOLDING BRAKE VIBRATION SEVERITY GRADE N, DIAPHRAGM SEAL (IP 64) | 13869 | TEM | 1 | MC | 123.504 | 1
1FT61366SF715AB0 | SIMOTICS S SYNCHRONOUS SERVOMOTOR 1FT6 175 NM, 100 K, 3000 REV/MIN SEPARATE VENTILATION; IM B5 (IM V1, IM V3) FOR TERMINAL BOX CONNECTION AND SIGNAL POINT TERMINAL BOX CROSSWISE RIGHT INCREM. ENCODER, SIN/COS 1 VPP 2048 P/REV (ENCODER I-2048); WITH FITTED KEY, ACCURACY TOLERANCE N, W. HOLDING BRAKE VIBRATION SEVERITY GRADE N, DIAPHRAGM SEAL (IP 64) | 15590 | TEM | 1 | MC | 133.503 | 1
1FT61366SF715AB1 | SIMOTICS S SYNCHRONOUS SERVOMOTOR 1FT6 175 NM, 100 K, 3000 REV/MIN SEPARATE VENTILATION; IM B5 (IM V1, IM V3) FOR TERMINAL BOX CONNECTION AND SIGNAL POINT TERMINAL BOX CROSSWISE RIGHT INCREM. ENCODER, SIN/COS 1 VPP 2048 P/REV (ENCODER I-2048); WITH FITTED KEY, ACCURACY TOLERANCE N, W. HOLDING BRAKE VIBRATION SEVERITY GRADE N, GAMMA SEALING RING (IP 65) | 15692 | TEM | 1 | MC | 133.503 | 1
1FT61366SF715AD3 | SIMOTICS S SYNCHRONOUS SERVOMOTOR 1FT6 175 NM, 100 K, 3000 REV/MIN SEPARATE VENTILATION; IM B5 (IM V1, IM V3) FOR TERMINAL BOX CONNECTION AND SIGNAL POINT TERMINAL BOX CROSSWISE RIGHT INCREM. ENCODER, SIN/COS 1 VPP 2048 P/REV (ENCODER I-2048); WITH FITTED KEY, ACCURACY TOLERANCE R, W/O HOLDING BRAKE VIBRATION SEVERITY GRADE R, DIAPHRAGM SEAL (IP 64) | 14273 | TEM | 1 | MC | 123.504 | 1
1FT61366SF715AH0 | SIMOTICS S SYNCHRONOUS SERVOMOTOR 1FT6 175 NM, 100 K, 3000 REV/MIN SEPARATE VENTILATION; IM B5 (IM V1, IM V3) FOR TERMINAL BOX CONNECTION AND SIGNAL POINT TERMINAL BOX CROSSWISE RIGHT INCREM. ENCODER, SIN/COS 1 VPP 2048 P/REV (ENCODER I-2048); PLAIN SHAFT, ACCURACY TOLERANCE N, W. HOLDING BRAKE VIBRATION SEVERITY GRADE N, DIAPHRAGM SEAL (IP 64) | 15743 | TEM | 1 | MC | 133.503 | 1
1FT61366SF715DA2 | SIMOTICS S SYNCHRONOUS SERVOMOTOR 1FT6 175 NM, 100 K, 3000 REV/MIN SEPARATE VENTILATION; IM B5 (IM V1, IM V3) FOR TERMINAL BOX CONNECTION AND SIGNAL POINT TERMINAL BOX CROSSWISE RIGHT INCREMENTAL ENCODER 2048 P/REV (ENCODER I-2048) WITH DRIVE-CLIQ INTERFACE; WITH FITTED KEY, ACCURACY TOLERANCE N, W/O HOLDING BRAKE VIBRATION SEVERITY GRADE N, ROTARY SHAFT SEAL (IP 67) | 14421 | TEM | 1 | MC | 123.504 | 1
1FT61366SF715DB1 | SIMOTICS S SYNCHRONOUS SERVOMOTOR 1FT6 175 NM, 100 K, 3000 REV/MIN SEPARATE VENTILATION; IM B5 (IM V1, IM V3) FOR TERMINAL BOX CONNECTION AND SIGNAL POINT TERMINAL BOX CROSSWISE RIGHT INCREMENTAL ENCODER 2048 P/REV (ENCODER I-2048) WITH DRIVE-CLIQ INTERFACE; WITH FITTED KEY, ACCURACY TOLERANCE N, W. HOLDING BRAKE VIBRATION SEVERITY GRADE N, GAMMA SEALING RING (IP 65) | 16056 | TEM | 1 | MC | 133.503 | 1
1FT61366SF715DB2 | SIMOTICS S SYNCHRONOUS SERVOMOTOR 1FT6 175 NM, 100 K, 3000 REV/MIN SEPARATE VENTILATION; IM B5 (IM V1, IM V3) FOR TERMINAL BOX CONNECTION AND SIGNAL POINT TERMINAL BOX CROSSWISE RIGHT INCREMENTAL ENCODER 2048 P/REV (ENCODER I-2048) WITH DRIVE-CLIQ INTERFACE; WITH FITTED KEY, ACCURACY TOLERANCE N, W. HOLDING BRAKE VIBRATION SEVERITY GRADE N, ROTARY SHAFT SEAL (IP 67) | 16141 | TEM | 1 | MC | 133.503 | 1
1FT61366SF715DL4 | SIMOTICS S SYNCHRONOUS SERVOMOTOR 1FT6 175 NM, 100 K, 3000 REV/MIN SEPARATE VENTILATION; IM B5 (IM V1, IM V3) FOR TERMINAL BOX CONNECTION AND SIGNAL POINT TERMINAL BOX CROSSWISE RIGHT INCREMENTAL ENCODER 2048 P/REV (ENCODER I-2048) WITH DRIVE-CLIQ INTERFACE; PLAIN SHAFT, ACCURACY TOLERANCE R, W. HOLDING BRAKE VIBRATION SEVERITY GRADE R, GAMMA SEALING RING (IP 65) | 16603 | TEM | 1 | MC | 133.503 | 1
1FT61366SF715EB1 | SIMOTICS S SYNCHRONOUS SERVOMOTOR 1FT6 175 NM, 100 K, 3000 REV/MIN SEPARATE VENTILATION; IM B5 (IM V1, IM V3) FOR TERMINAL BOX CONNECTION AND SIGNAL POINT TERMINAL BOX CROSSWISE RIGHT ABSOLUTE ENCODER ENDAT 2048 P/REV (ENCODER A-2048); PERFORMANCE REDUCTION BY 10% DUE TO ABSOLUTE ENCODER; WITH FITTED KEY, ACCURACY TOLERANCE N, W. HOLDING BRAKE VIBRATION SEVERITY GRADE N, GAMMA SEALING RING (IP 65) | 16499 | TEM | 1 | MC | 133.503 | 1
1FT61366SF715EG0 | SIMOTICS S SYNCHRONOUS SERVOMOTOR 1FT6 175 NM, 100 K, 3000 REV/MIN SEPARATE VENTILATION; IM B5 (IM V1, IM V3) FOR TERMINAL BOX CONNECTION AND SIGNAL POINT TERMINAL BOX CROSSWISE RIGHT ABSOLUTE ENCODER ENDAT 2048 P/REV (ENCODER A-2048); PERFORMANCE REDUCTION BY 10% DUE TO ABSOLUTE ENCODER; PLAIN SHAFT, ACCURACY TOLERANCE N, W/O HOLDING BRAKE VIBRATION SEVERITY GRADE N, DIAPHRAGM SEAL (IP 64) | 14676 | TEM | 1 | MC | 123.504 | 1
1FT61366SF715EG1 | SIMOTICS S SYNCHRONOUS SERVOMOTOR 1FT6 175 NM, 100 K, 3000 REV/MIN SEPARATE VENTILATION; IM B5 (IM V1, IM V3) FOR TERMINAL BOX CONNECTION AND SIGNAL POINT TERMINAL BOX CROSSWISE RIGHT ABSOLUTE ENCODER ENDAT 2048 P/REV (ENCODER A-2048); PERFORMANCE REDUCTION BY 10% DUE TO ABSOLUTE ENCODER; PLAIN SHAFT, ACCURACY TOLERANCE N, W/O HOLDING BRAKE VIBRATION SEVERITY GRADE N, GAMMA SEALING RING (IP 65) | 14778 | TEM | 1 | MC | 123.504 | 1
1FT61366SF715EL3 | SIMOTICS S SYNCHRONOUS SERVOMOTOR 1FT6 175 NM, 100 K, 3000 REV/MIN SEPARATE VENTILATION; IM B5 (IM V1, IM V3) FOR TERMINAL BOX CONNECTION AND SIGNAL POINT TERMINAL BOX CROSSWISE RIGHT ABSOLUTE ENCODER ENDAT 2048 P/REV (ENCODER A-2048); PERFORMANCE REDUCTION BY 10% DUE TO ABSOLUTE ENCODER; PLAIN SHAFT, ACCURACY TOLERANCE R, W. HOLDING BRAKE VIBRATION SEVERITY GRADE R, DIAPHRAGM SEAL (IP 64) | 16940 | TEM | 1 | MC | 133.503 | 1
1FT61366SF715FA0 | SIMOTICS S SYNCHRONOUS SERVOMOTOR 1FT6 175 NM, 100 K, 3000 REV/MIN SEPARATE VENTILATION; IM B5 (IM V1, IM V3) FOR TERMINAL BOX CONNECTION AND SIGNAL POINT TERMINAL BOX CROSSWISE RIGHT ABSOLUTE ENCODER 2048 P/REV (ENCODER A-2048) WITH DRIVE-CLIQ INTERFACE; PERFORMANCE REDUCTION BY 10% DUE TO ABSOLUTE ENCODER; WITH FITTED KEY, ACCURACY TOLERANCE N, W/O HOLDING BRAKE VIBRATION SEVERITY GRADE N, DIAPHRAGM SEAL (IP 64) | 15052 | TEM | 1 | MC | 123.504 | 1
1FT61366SF715FA3 | SIMOTICS S SYNCHRONOUS SERVOMOTOR 1FT6 175 NM, 100 K, 3000 REV/MIN SEPARATE VENTILATION; IM B5 (IM V1, IM V3) FOR TERMINAL BOX CONNECTION AND SIGNAL POINT TERMINAL BOX CROSSWISE RIGHT ABSOLUTE ENCODER 2048 P/REV (ENCODER A-2048) WITH DRIVE-CLIQ INTERFACE; PERFORMANCE REDUCTION BY 10% DUE TO ABSOLUTE ENCODER; WITH FITTED KEY, ACCURACY TOLERANCE N, W/O HOLDING BRAKE VIBRATION SEVERITY GRADE R, DIAPHRAGM SEAL (IP 64) | 15222 | TEM | 1 | MC | 123.504 | 1
1FT61366SF715FB1 | SIMOTICS S SYNCHRONOUS SERVOMOTOR 1FT6 175 NM, 100 K, 3000 REV/MIN SEPARATE VENTILATION; IM B5 (IM V1, IM V3) FOR TERMINAL BOX CONNECTION AND SIGNAL POINT TERMINAL BOX CROSSWISE RIGHT ABSOLUTE ENCODER 2048 P/REV (ENCODER A-2048) WITH DRIVE-CLIQ INTERFACE; PERFORMANCE REDUCTION BY 10% DUE TO ABSOLUTE ENCODER; WITH FITTED KEY, ACCURACY TOLERANCE N, W. HOLDING BRAKE VIBRATION SEVERITY GRADE N, GAMMA SEALING RING (IP 65) | 16875 | TEM | 1 | MC | 133.503 | 1
1FT61366SF715FH0 | SIMOTICS S SYNCHRONOUS SERVOMOTOR 1FT6 175 NM, 100 K, 3000 REV/MIN SEPARATE VENTILATION; IM B5 (IM V1, IM V3) FOR TERMINAL BOX CONNECTION AND SIGNAL POINT TERMINAL BOX CROSSWISE RIGHT ABSOLUTE ENCODER 2048 P/REV (ENCODER A-2048) WITH DRIVE-CLIQ INTERFACE; PERFORMANCE REDUCTION BY 10% DUE TO ABSOLUTE ENCODER; PLAIN SHAFT, ACCURACY TOLERANCE N, W. HOLDING BRAKE VIBRATION SEVERITY GRADE N, DIAPHRAGM SEAL (IP 64) | 16927 | TEM | 1 | MC | 133.503 | 1
1FT61366SF715FL3 | SIMOTICS S SYNCHRONOUS SERVOMOTOR 1FT6 175 NM, 100 K, 3000 REV/MIN SEPARATE VENTILATION; IM B5 (IM V1, IM V3) FOR TERMINAL BOX CONNECTION AND SIGNAL POINT TERMINAL BOX CROSSWISE RIGHT ABSOLUTE ENCODER 2048 P/REV (ENCODER A-2048) WITH DRIVE-CLIQ INTERFACE; PERFORMANCE REDUCTION BY 10% DUE TO ABSOLUTE ENCODER; PLAIN SHAFT, ACCURACY TOLERANCE R, W. HOLDING BRAKE VIBRATION SEVERITY GRADE R, DIAPHRAGM SEAL (IP 64) | 17316 | TEM | 1 | MC | 133.503 | 1
1FT61366SF715SB0 | SIMOTICS S SYNCHRONOUS SERVOMOTOR 1FT6 175 NM, 100 K, 3000 REV/MIN SEPARATE VENTILATION; IM B5 (IM V1, IM V3) FOR TERMINAL BOX CONNECTION AND SIGNAL POINT TERMINAL BOX CROSSWISE RIGHT RESOLVER MULTI-POLE (RESOLVER P=3); WITH FITTED KEY, ACCURACY TOLERANCE N, W. HOLDING BRAKE VIBRATION SEVERITY GRADE N, DIAPHRAGM SEAL (IP 64) | 14490 | TEM | 1 | MC | 133.503 | 1
1FT61366SF715SG0 | SIMOTICS S SYNCHRONOUS SERVOMOTOR 1FT6 175 NM, 100 K, 3000 REV/MIN SEPARATE VENTILATION; IM B5 (IM V1, IM V3) FOR TERMINAL BOX CONNECTION AND SIGNAL POINT TERMINAL BOX CROSSWISE RIGHT RESOLVER MULTI-POLE (RESOLVER P=3); PLAIN SHAFT, ACCURACY TOLERANCE N, W/O HOLDING BRAKE VIBRATION SEVERITY GRADE N, DIAPHRAGM SEAL (IP 64) | 12770 | TEM | 1 | MC | 123.504 | 1
1FT61366SF715TA1 | SIMOTICS S SYNCHRONOUS SERVOMOTOR 1FT6 175 NM, 100 K, 3000 REV/MIN SEPARATE VENTILATION; IM B5 (IM V1, IM V3) FOR TERMINAL BOX CONNECTION AND SIGNAL POINT TERMINAL BOX CROSSWISE RIGHT RESOLVER 2-POLE (RESOLVER P=1); WITH FITTED KEY, ACCURACY TOLERANCE N, W/O HOLDING BRAKE VIBRATION SEVERITY GRADE N, GAMMA SEALING RING (IP 65) | 12876 | TEM | 1 | MC | 123.504 | 1
1FT61366SF715TB0 | SIMOTICS S SYNCHRONOUS SERVOMOTOR 1FT6 175 NM, 100 K, 3000 REV/MIN SEPARATE VENTILATION; IM B5 (IM V1, IM V3) FOR TERMINAL BOX CONNECTION AND SIGNAL POINT TERMINAL BOX CROSSWISE RIGHT RESOLVER 2-POLE (RESOLVER P=1); WITH FITTED KEY, ACCURACY TOLERANCE N, W. HOLDING BRAKE VIBRATION SEVERITY GRADE N, DIAPHRAGM SEAL (IP 64) | 14495 | TEM | 1 | MC | 133.503 | 1
1FT61366SF715UA0 | SIMOTICS S SYNCHRONOUS SERVOMOTOR 1FT6 175 NM, 100 K, 3000 REV/MIN SEPARATE VENTILATION; IM B5 (IM V1, IM V3) FOR TERMINAL BOX CONNECTION AND SIGNAL POINT TERMINAL BOX CROSSWISE RIGHT RESOLVER MULTI-POLE (RESOLVER P=3) WITH DRIVE-CLIQ INTERFACE; WITH FITTED KEY, ACCURACY TOLERANCE N, W/O HOLDING BRAKE VIBRATION SEVERITY GRADE N, DIAPHRAGM SEAL (IP 64) | 13135 | TEM | 1 | MC | 123.504 | 1
1FT61366SF715UG0 | SIMOTICS S SYNCHRONOUS SERVOMOTOR 1FT6 175 NM, 100 K, 3000 REV/MIN SEPARATE VENTILATION; IM B5 (IM V1, IM V3) FOR TERMINAL BOX CONNECTION AND SIGNAL POINT TERMINAL BOX CROSSWISE RIGHT RESOLVER MULTI-POLE (RESOLVER P=3) WITH DRIVE-CLIQ INTERFACE; PLAIN SHAFT, ACCURACY TOLERANCE N, W/O HOLDING BRAKE VIBRATION SEVERITY GRADE N, DIAPHRAGM SEAL (IP 64) | 13135 | TEM | 1 | MC | 123.504 | 1
1FT61366SF716AA0 | SIMOTICS S SYNCHRONOUS SERVOMOTOR 1FT6 175 NM, 100 K, 3000 REV/MIN SEPARATE VENTILATION; IM B5 (IM V1, IM V3) FOR TERMINAL BOX CONNECTION AND SIGNAL POINT TERMINAL BOX CROSSWISE LEFT INCREM. ENCODER, SIN/COS 1 VPP 2048 P/REV (ENCODER I-2048); WITH FITTED KEY, ACCURACY TOLERANCE N, W/O HOLDING BRAKE VIBRATION SEVERITY GRADE N, DIAPHRAGM SEAL (IP 64) | 13869 | TEM | 1 | MC | 123.504 | 1
1FT61366SF716AB1 | SIMOTICS S SYNCHRONOUS SERVOMOTOR 1FT6 175 NM, 100 K, 3000 REV/MIN SEPARATE VENTILATION; IM B5 (IM V1, IM V3) FOR TERMINAL BOX CONNECTION AND SIGNAL POINT TERMINAL BOX CROSSWISE LEFT INCREM. ENCODER, SIN/COS 1 VPP 2048 P/REV (ENCODER I-2048); WITH FITTED KEY, ACCURACY TOLERANCE N, W. HOLDING BRAKE VIBRATION SEVERITY GRADE N, GAMMA SEALING RING (IP 65) | 15692 | TEM | 1 | MC | 133.503 | 1
1FT61366SF716DB1 | SIMOTICS S SYNCHRONOUS SERVOMOTOR 1FT6 175 NM, 100 K, 3000 REV/MIN SEPARATE VENTILATION; IM B5 (IM V1, IM V3) FOR TERMINAL BOX CONNECTION AND SIGNAL POINT TERMINAL BOX CROSSWISE LEFT INCREMENTAL ENCODER 2048 P/REV (ENCODER I-2048) WITH DRIVE-CLIQ INTERFACE; WITH FITTED KEY, ACCURACY TOLERANCE N, W. HOLDING BRAKE VIBRATION SEVERITY GRADE N, GAMMA SEALING RING (IP 65) | 16056 | TEM | 1 | MC | 133.503 | 1
1FT61366SF716SB1 | SIMOTICS S SYNCHRONOUS SERVOMOTOR 1FT6 175 NM, 100 K, 3000 REV/MIN SEPARATE VENTILATION; IM B5 (IM V1, IM V3) FOR TERMINAL BOX CONNECTION AND SIGNAL POINT TERMINAL BOX CROSSWISE LEFT RESOLVER MULTI-POLE (RESOLVER P=3); WITH FITTED KEY, ACCURACY TOLERANCE N, W. HOLDING BRAKE VIBRATION SEVERITY GRADE N, GAMMA SEALING RING (IP 65) | 14592 | TEM | 1 | MC | 133.503 | 1
1FT61366SF717AA0 | SIMOTICS S SYNCHRONOUS SERVOMOTOR 1FT6 175 NM, 100 K, 3000 REV/MIN SEPARATE VENTILATION; IM B5 (IM V1, IM V3) FOR TERMINAL BOX CONNECTION AND SIGNAL POINT TERMINAL BOX AXIAL NON-DRIVE END INCREM. ENCODER, SIN/COS 1 VPP 2048 P/REV (ENCODER I-2048); WITH FITTED KEY, ACCURACY TOLERANCE N, W/O HOLDING BRAKE VIBRATION SEVERITY GRADE N, DIAPHRAGM SEAL (IP 64) | 13869 | TEM | 1 | MC | 123.504 | 1
1FT61366SF717AG0 | SIMOTICS S SYNCHRONOUS SERVOMOTOR 1FT6 175 NM, 100 K, 3000 REV/MIN SEPARATE VENTILATION; IM B5 (IM V1, IM V3) FOR TERMINAL BOX CONNECTION AND SIGNAL POINT TERMINAL BOX AXIAL NON-DRIVE END INCREM. ENCODER, SIN/COS 1 VPP 2048 P/REV (ENCODER I-2048); PLAIN SHAFT, ACCURACY TOLERANCE N, W/O HOLDING BRAKE VIBRATION SEVERITY GRADE N, DIAPHRAGM SEAL (IP 64) | 13869 | TEM | 1 | MC | 123.504 | 1
1FT61366SF717DA0 | SIMOTICS S SYNCHRONOUS SERVOMOTOR 1FT6 175 NM, 100 K, 3000 REV/MIN SEPARATE VENTILATION; IM B5 (IM V1, IM V3) FOR TERMINAL BOX CONNECTION AND SIGNAL POINT TERMINAL BOX AXIAL NON-DRIVE END INCREMENTAL ENCODER 2048 P/REV (ENCODER I-2048) WITH DRIVE-CLIQ INTERFACE; WITH FITTED KEY, ACCURACY TOLERANCE N, W/O HOLDING BRAKE VIBRATION SEVERITY GRADE N, DIAPHRAGM SEAL (IP 64) | 14233 | TEM | 1 | MC | 123.504 | 1
1FT61366SF717DH0 | SIMOTICS S SYNCHRONOUS SERVOMOTOR 1FT6 175 NM, 100 K, 3000 REV/MIN SEPARATE VENTILATION; IM B5 (IM V1, IM V3) FOR TERMINAL BOX CONNECTION AND SIGNAL POINT TERMINAL BOX AXIAL NON-DRIVE END INCREMENTAL ENCODER 2048 P/REV (ENCODER I-2048) WITH DRIVE-CLIQ INTERFACE; PLAIN SHAFT, ACCURACY TOLERANCE N, W. HOLDING BRAKE VIBRATION SEVERITY GRADE N, DIAPHRAGM SEAL (IP 64) | 16108 | TEM | 1 | MC | 133.503 | 1
1FT61366SF717EH0 | SIMOTICS S SYNCHRONOUS SERVOMOTOR 1FT6 175 NM, 100 K, 3000 REV/MIN SEPARATE VENTILATION; IM B5 (IM V1, IM V3) FOR TERMINAL BOX CONNECTION AND SIGNAL POINT TERMINAL BOX AXIAL NON-DRIVE END ABSOLUTE ENCODER ENDAT 2048 P/REV (ENCODER A-2048); PERFORMANCE REDUCTION BY 10% DUE TO ABSOLUTE ENCODER; PLAIN SHAFT, ACCURACY TOLERANCE N, W. HOLDING BRAKE VIBRATION SEVERITY GRADE N, DIAPHRAGM SEAL (IP 64) | 16550 | TEM | 1 | MC | 133.503 | 1
1FT61366SF717FH0 | SIMOTICS S SYNCHRONOUS SERVOMOTOR 1FT6 175 NM, 100 K, 3000 REV/MIN SEPARATE VENTILATION; IM B5 (IM V1, IM V3) FOR TERMINAL BOX CONNECTION AND SIGNAL POINT TERMINAL BOX AXIAL NON-DRIVE END ABSOLUTE ENCODER 2048 P/REV (ENCODER A-2048) WITH DRIVE-CLIQ INTERFACE; PERFORMANCE REDUCTION BY 10% DUE TO ABSOLUTE ENCODER; PLAIN SHAFT, ACCURACY TOLERANCE N, W. HOLDING BRAKE VIBRATION SEVERITY GRADE N, DIAPHRAGM SEAL (IP 64) | 16927 | TEM | 1 | MC | 133.503 | 1
1FT61366SF718AA0 | SIMOTICS S SYNCHRONOUS SERVOMOTOR 1FT6 175 NM, 100 K, 3000 REV/MIN SEPARATE VENTILATION; IM B5 (IM V1, IM V3) FOR TERMINAL BOX CONNECTION AND SIGNAL POINT TERMINAL BOX AXIAL DRIVE END INCREM. ENCODER, SIN/COS 1 VPP 2048 P/REV (ENCODER I-2048); WITH FITTED KEY, ACCURACY TOLERANCE N, W/O HOLDING BRAKE VIBRATION SEVERITY GRADE N, DIAPHRAGM SEAL (IP 64) | 13869 | TEM | 1 | MC | 123.504 | 1
1FT61366SF718AB0 | SIMOTICS S SYNCHRONOUS SERVOMOTOR 1FT6 175 NM, 100 K, 3000 REV/MIN SEPARATE VENTILATION; IM B5 (IM V1, IM V3) FOR TERMINAL BOX CONNECTION AND SIGNAL POINT TERMINAL BOX AXIAL DRIVE END INCREM. ENCODER, SIN/COS 1 VPP 2048 P/REV (ENCODER I-2048); WITH FITTED KEY, ACCURACY TOLERANCE N, W. HOLDING BRAKE VIBRATION SEVERITY GRADE N, DIAPHRAGM SEAL (IP 64) | 15590 | TEM | 1 | MC | 133.503 | 1
1FT61366SF718AB1 | SIMOTICS S SYNCHRONOUS SERVOMOTOR 1FT6 175 NM, 100 K, 3000 REV/MIN SEPARATE VENTILATION; IM B5 (IM V1, IM V3) FOR TERMINAL BOX CONNECTION AND SIGNAL POINT TERMINAL BOX AXIAL DRIVE END INCREM. ENCODER, SIN/COS 1 VPP 2048 P/REV (ENCODER I-2048); WITH FITTED KEY, ACCURACY TOLERANCE N, W. HOLDING BRAKE VIBRATION SEVERITY GRADE N, GAMMA SEALING RING (IP 65) | 15692 | TEM | 1 | MC | 133.503 | 1
1FT61366SF718DA0 | SIMOTICS S SYNCHRONOUS SERVOMOTOR 1FT6 175 NM, 100 K, 3000 REV/MIN SEPARATE VENTILATION; IM B5 (IM V1, IM V3) FOR TERMINAL BOX CONNECTION AND SIGNAL POINT TERMINAL BOX AXIAL DRIVE END INCREMENTAL ENCODER 2048 P/REV (ENCODER I-2048) WITH DRIVE-CLIQ INTERFACE; WITH FITTED KEY, ACCURACY TOLERANCE N, W/O HOLDING BRAKE VIBRATION SEVERITY GRADE N, DIAPHRAGM SEAL (IP 64) | 14233 | TEM | 1 | MC | 123.504 | 1
1FT61366SF718DB0 | SIMOTICS S SYNCHRONOUS SERVOMOTOR 1FT6 175 NM, 100 K, 3000 REV/MIN SEPARATE VENTILATION; IM B5 (IM V1, IM V3) FOR TERMINAL BOX CONNECTION AND SIGNAL POINT TERMINAL BOX AXIAL DRIVE END INCREMENTAL ENCODER 2048 P/REV (ENCODER I-2048) WITH DRIVE-CLIQ INTERFACE; WITH FITTED KEY, ACCURACY TOLERANCE N, W. HOLDING BRAKE VIBRATION SEVERITY GRADE N, DIAPHRAGM SEAL (IP 64) | 15954 | TEM | 1 | MC | 133.503 | 1
1FT61366SF718DE1 | SIMOTICS S SYNCHRONOUS SERVOMOTOR 1FT6 175 NM, 100 K, 3000 REV/MIN SEPARATE VENTILATION; IM B5 (IM V1, IM V3) FOR TERMINAL BOX CONNECTION AND SIGNAL POINT TERMINAL BOX AXIAL DRIVE END INCREMENTAL ENCODER 2048 P/REV (ENCODER I-2048) WITH DRIVE-CLIQ INTERFACE; WITH FITTED KEY, ACCURACY TOLERANCE R, W. HOLDING BRAKE VIBRATION SEVERITY GRADE N, GAMMA SEALING RING (IP 65) | 16304 | TEM | 1 | MC | 133.503 | 1
1FT61366SF718DG3 | SIMOTICS S SYNCHRONOUS SERVOMOTOR 1FT6 175 NM, 100 K, 3000 REV/MIN SEPARATE VENTILATION; IM B5 (IM V1, IM V3) FOR TERMINAL BOX CONNECTION AND SIGNAL POINT TERMINAL BOX AXIAL DRIVE END INCREMENTAL ENCODER 2048 P/REV (ENCODER I-2048) WITH DRIVE-CLIQ INTERFACE; PLAIN SHAFT, ACCURACY TOLERANCE N, W/O HOLDING BRAKE VIBRATION SEVERITY GRADE R, DIAPHRAGM SEAL (IP 64) | 14403 | TEM | 1 | MC | 123.504 | 1
1FT61366SF718DL1 | SIMOTICS S SYNCHRONOUS SERVOMOTOR 1FT6 175 NM, 100 K, 3000 REV/MIN SEPARATE VENTILATION; IM B5 (IM V1, IM V3) FOR TERMINAL BOX CONNECTION AND SIGNAL POINT TERMINAL BOX AXIAL DRIVE END INCREMENTAL ENCODER 2048 P/REV (ENCODER I-2048) WITH DRIVE-CLIQ INTERFACE; PLAIN SHAFT, ACCURACY TOLERANCE R, W. HOLDING BRAKE VIBRATION SEVERITY GRADE N, GAMMA SEALING RING (IP 65) | 16430 | TEM | 1 | MC | 133.503 | 1
1FT61366SF718EB0 | SIMOTICS S SYNCHRONOUS SERVOMOTOR 1FT6 175 NM, 100 K, 3000 REV/MIN SEPARATE VENTILATION; IM B5 (IM V1, IM V3) FOR TERMINAL BOX CONNECTION AND SIGNAL POINT TERMINAL BOX AXIAL DRIVE END ABSOLUTE ENCODER ENDAT 2048 P/REV (ENCODER A-2048); PERFORMANCE REDUCTION BY 10% DUE TO ABSOLUTE ENCODER; WITH FITTED KEY, ACCURACY TOLERANCE N, W. HOLDING BRAKE VIBRATION SEVERITY GRADE N, DIAPHRAGM SEAL (IP 64) | 16397 | TEM | 1 | MC | 133.503 | 1
1FT61366SF718EH0 | SIMOTICS S SYNCHRONOUS SERVOMOTOR 1FT6 175 NM, 100 K, 3000 REV/MIN SEPARATE VENTILATION; IM B5 (IM V1, IM V3) FOR TERMINAL BOX CONNECTION AND SIGNAL POINT TERMINAL BOX AXIAL DRIVE END ABSOLUTE ENCODER ENDAT 2048 P/REV (ENCODER A-2048); PERFORMANCE REDUCTION BY 10% DUE TO ABSOLUTE ENCODER; PLAIN SHAFT, ACCURACY TOLERANCE N, W. HOLDING BRAKE VIBRATION SEVERITY GRADE N, DIAPHRAGM SEAL (IP 64) | 16550 | TEM | 1 | MC | 133.503 | 1
1FT61366SF718EH1 | SIMOTICS S SYNCHRONOUS SERVOMOTOR 1FT6 175 NM, 100 K, 3000 REV/MIN SEPARATE VENTILATION; IM B5 (IM V1, IM V3) FOR TERMINAL BOX CONNECTION AND SIGNAL POINT TERMINAL BOX AXIAL DRIVE END ABSOLUTE ENCODER ENDAT 2048 P/REV (ENCODER A-2048); PERFORMANCE REDUCTION BY 10% DUE TO ABSOLUTE ENCODER; PLAIN SHAFT, ACCURACY TOLERANCE N, W. HOLDING BRAKE VIBRATION SEVERITY GRADE N, GAMMA SEALING RING (IP 65) | 16652 | TEM | 1 | MC | 133.503 | 1
1FT61366SF718EL7 | SIMOTICS S SYNCHRONOUS SERVOMOTOR 1FT6 175 NM, 100 K, 3000 REV/MIN SEPARATE VENTILATION; IM B5 (IM V1, IM V3) FOR TERMINAL BOX CONNECTION AND SIGNAL POINT TERMINAL BOX AXIAL DRIVE END ABSOLUTE ENCODER ENDAT 2048 P/REV (ENCODER A-2048); PERFORMANCE REDUCTION BY 10% DUE TO ABSOLUTE ENCODER; PLAIN SHAFT, ACCURACY TOLERANCE R, W. HOLDING BRAKE VIBRATION SEVERITY GRADE R, DEGREE OF PROTECTION IP68 CUSTOMER SPECIFIC VERSION | 17099 | TEM | 1 | MC | 133.503 | 1
1FT61366SF718FA0 | SIMOTICS S SYNCHRONOUS SERVOMOTOR 1FT6 175 NM, 100 K, 3000 REV/MIN SEPARATE VENTILATION; IM B5 (IM V1, IM V3) FOR TERMINAL BOX CONNECTION AND SIGNAL POINT TERMINAL BOX AXIAL DRIVE END ABSOLUTE ENCODER 2048 P/REV (ENCODER A-2048) WITH DRIVE-CLIQ INTERFACE; PERFORMANCE REDUCTION BY 10% DUE TO ABSOLUTE ENCODER; WITH FITTED KEY, ACCURACY TOLERANCE N, W/O HOLDING BRAKE VIBRATION SEVERITY GRADE N, DIAPHRAGM SEAL (IP 64) | 15052 | TEM | 1 | MC | 123.504 | 1
1FT61366SF718FA1 | SIMOTICS S SYNCHRONOUS SERVOMOTOR 1FT6 175 NM, 100 K, 3000 REV/MIN SEPARATE VENTILATION; IM B5 (IM V1, IM V3) FOR TERMINAL BOX CONNECTION AND SIGNAL POINT TERMINAL BOX AXIAL DRIVE END ABSOLUTE ENCODER 2048 P/REV (ENCODER A-2048) WITH DRIVE-CLIQ INTERFACE; PERFORMANCE REDUCTION BY 10% DUE TO ABSOLUTE ENCODER; WITH FITTED KEY, ACCURACY TOLERANCE N, W/O HOLDING BRAKE VIBRATION SEVERITY GRADE N, GAMMA SEALING RING (IP 65) | 15154 | TEM | 1 | MC | 123.504 | 1
1FT61366SF718FG0 | SIMOTICS S SYNCHRONOUS SERVOMOTOR 1FT6 175 NM, 100 K, 3000 REV/MIN SEPARATE VENTILATION; IM B5 (IM V1, IM V3) FOR TERMINAL BOX CONNECTION AND SIGNAL POINT TERMINAL BOX AXIAL DRIVE END ABSOLUTE ENCODER 2048 P/REV (ENCODER A-2048) WITH DRIVE-CLIQ INTERFACE; PERFORMANCE REDUCTION BY 10% DUE TO ABSOLUTE ENCODER; PLAIN SHAFT, ACCURACY TOLERANCE N, W/O HOLDING BRAKE VIBRATION SEVERITY GRADE N, DIAPHRAGM SEAL (IP 64) | 15052 | TEM | 1 | MC | 123.504 | 1
1FT61366SF718FG3 | SIMOTICS S SYNCHRONOUS SERVOMOTOR 1FT6 175 NM, 100 K, 3000 REV/MIN SEPARATE VENTILATION; IM B5 (IM V1, IM V3) FOR TERMINAL BOX CONNECTION AND SIGNAL POINT TERMINAL BOX AXIAL DRIVE END ABSOLUTE ENCODER 2048 P/REV (ENCODER A-2048) WITH DRIVE-CLIQ INTERFACE; PERFORMANCE REDUCTION BY 10% DUE TO ABSOLUTE ENCODER; PLAIN SHAFT, ACCURACY TOLERANCE N, W/O HOLDING BRAKE VIBRATION SEVERITY GRADE R, DIAPHRAGM SEAL (IP 64) | 15222 | TEM | 1 | MC | 123.504 | 1
1FT61366SF718FH0 | SIMOTICS S SYNCHRONOUS SERVOMOTOR 1FT6 175 NM, 100 K, 3000 REV/MIN SEPARATE VENTILATION; IM B5 (IM V1, IM V3) FOR TERMINAL BOX CONNECTION AND SIGNAL POINT TERMINAL BOX AXIAL DRIVE END ABSOLUTE ENCODER 2048 P/REV (ENCODER A-2048) WITH DRIVE-CLIQ INTERFACE; PERFORMANCE REDUCTION BY 10% DUE TO ABSOLUTE ENCODER; PLAIN SHAFT, ACCURACY TOLERANCE N, W. HOLDING BRAKE VIBRATION SEVERITY GRADE N, DIAPHRAGM SEAL (IP 64) | 16927 | TEM | 1 | MC | 133.503 | 1
1FT61366SF718FH1 | SIMOTICS S SYNCHRONOUS SERVOMOTOR 1FT6 175 NM, 100 K, 3000 REV/MIN SEPARATE VENTILATION; IM B5 (IM V1, IM V3) FOR TERMINAL BOX CONNECTION AND SIGNAL POINT TERMINAL BOX AXIAL DRIVE END ABSOLUTE ENCODER 2048 P/REV (ENCODER A-2048) WITH DRIVE-CLIQ INTERFACE; PERFORMANCE REDUCTION BY 10% DUE TO ABSOLUTE ENCODER; PLAIN SHAFT, ACCURACY TOLERANCE N, W. HOLDING BRAKE VIBRATION SEVERITY GRADE N, GAMMA SEALING RING (IP 65) | 17029 | TEM | 1 | MC | 133.503 | 1
1FT61366SF718SA0 | SIMOTICS S SYNCHRONOUS SERVOMOTOR 1FT6 175 NM, 100 K, 3000 REV/MIN SEPARATE VENTILATION; IM B5 (IM V1, IM V3) FOR TERMINAL BOX CONNECTION AND SIGNAL POINT TERMINAL BOX AXIAL DRIVE END RESOLVER MULTI-POLE (RESOLVER P=3); WITH FITTED KEY, ACCURACY TOLERANCE N, W/O HOLDING BRAKE VIBRATION SEVERITY GRADE N, DIAPHRAGM SEAL (IP 64) | 12770 | TEM | 1 | MC | 123.504 | 1
1FT61366SF718TA0 | SIMOTICS S SYNCHRONOUS SERVOMOTOR 1FT6 175 NM, 100 K, 3000 REV/MIN SEPARATE VENTILATION; IM B5 (IM V1, IM V3) FOR TERMINAL BOX CONNECTION AND SIGNAL POINT TERMINAL BOX AXIAL DRIVE END RESOLVER 2-POLE (RESOLVER P=1); WITH FITTED KEY, ACCURACY TOLERANCE N, W/O HOLDING BRAKE VIBRATION SEVERITY GRADE N, DIAPHRAGM SEAL (IP 64) | 12774 | TEM | 1 | MC | 123.504 | 1
1FT61366SF718TE0 | SIMOTICS S SYNCHRONOUS SERVOMOTOR 1FT6 175 NM, 100 K, 3000 REV/MIN SEPARATE VENTILATION; IM B5 (IM V1, IM V3) FOR TERMINAL BOX CONNECTION AND SIGNAL POINT TERMINAL BOX AXIAL DRIVE END RESOLVER 2-POLE (RESOLVER P=1); WITH FITTED KEY, ACCURACY TOLERANCE R, W. HOLDING BRAKE VIBRATION SEVERITY GRADE N, DIAPHRAGM SEAL (IP 64) | 14743 | TEM | 1 | MC | 133.503 | 1
1FT61366SF718UB0 | SIMOTICS S SYNCHRONOUS SERVOMOTOR 1FT6 175 NM, 100 K, 3000 REV/MIN SEPARATE VENTILATION; IM B5 (IM V1, IM V3) FOR TERMINAL BOX CONNECTION AND SIGNAL POINT TERMINAL BOX AXIAL DRIVE END RESOLVER MULTI-POLE (RESOLVER P=3) WITH DRIVE-CLIQ INTERFACE; WITH FITTED KEY, ACCURACY TOLERANCE N, W. HOLDING BRAKE VIBRATION SEVERITY GRADE N, DIAPHRAGM SEAL (IP 64) | 14856 | TEM | 1 | MC | 133.503 | 1
1FT61366WB765EG1 | SIMOTICS S SYNCHRONOUS SERVOMOTOR 1FT6 240 NM, 100 K, 1500 RPM WATER-COOLED DESIGN IM B35; FOR TERMINAL BOX CONNECTION AND SIGNAL CONNECTOR TERMINAL BOX CROSSWISE RIGHT; ABSOLUTE ENCODER ENDAT 2048 P/REV (ENCODER A-2048); PERFORMANCE REDUCTION BY 10% DUE TO ABSOLUTE ENCODER; PLAIN SHAFT, ROTATIONAL TOLERANCE N WITHOUT HOLDING BRAKE; VIBRATION SEVERITY GRADE N GAMMA SEAL (IP 65); | 13831 | TEM | 1 | MC | 120.504 | 1
1FT61366WB766AG0 | SIMOTICS S SYNCHRONOUS SERVOMOTOR 1FT6 240 NM, 100 K, 1500 RPM WATER-COOLED DESIGN IM B35; FOR TERMINAL BOX CONNECTION AND SIGNAL CONNECTOR TERMINAL BOX CROSSWISE LEFT; INCREM. ENCODER, SIN/COS 1 VPP 2048 P/REV (ENCODER I-2048); PLAIN SHAFT, ROTATIONAL TOLERANCE N WITHOUT HOLDING BRAKE; VIBRATION SEVERITY GRADE N SEAL (IP 64); | 12922 | TEM | 1 | MC | 120.504 | 1
1FT61366WD765AG0 | SIMOTICS S SYNCHRONOUS SERVOMOTOR 1FT6 240 NM, 100 K, 2500 RPM WATER-COOLED DESIGN IM B35; FOR TERMINAL BOX CONNECTION AND SIGNAL CONNECTOR TERMINAL BOX CROSSWISE RIGHT; INCREM. ENCODER, SIN/COS 1 VPP 2048 P/REV (ENCODER I-2048); PLAIN SHAFT, ROTATIONAL TOLERANCE N WITHOUT HOLDING BRAKE; VIBRATION SEVERITY GRADE N SEAL (IP 64); | 12922 | TEM | 1 | MC | 120.504 | 1
1FT61366WD766DK4 | SIMOTICS S SYNCHRONOUS SERVOMOTOR 1FT6 240 NM, 100 K, 2500 RPM WATER-COOLED DESIGN IM B35; FOR TERMINAL BOX CONNECTION AND SIGNAL CONNECTOR TERMINAL BOX CROSSWISE LEFT; INCREMENTAL ENCODER 2048 P/REV (ENCODER I-2048) WITH DRIVE-CLIQ INTERFACE; PLAIN SHAFT, ROTATIONAL TOLERANCE R WITHOUT HOLDING BRAKE; VIBRATION SEVERITY GRADE R GAMMA SEAL (IP 65); | 13931 | TEM | 1 | MC | 120.504 | 1
1FT61366WD767DK4 | SIMOTICS S SYNCHRONOUS SERVOMOTOR 1FT6 240 NM, 100 K, 2500 RPM WATER-COOLED DESIGN IM B35; FOR TERMINAL BOX CONNECTION AND SIGNAL CONNECTOR TERMINAL BOX AXIAL NON-DRIVE END; INCREMENTAL ENCODER 2048 P/REV (ENCODER I-2048) WITH DRIVE-CLIQ INTERFACE; PLAIN SHAFT, ROTATIONAL TOLERANCE R WITHOUT HOLDING BRAKE; VIBRATION SEVERITY GRADE R GAMMA SEAL (IP 65); | 13931 | TEM | 1 | MC | 120.504 | 1
1FT61366WD767EG1 | SIMOTICS S SYNCHRONOUS SERVOMOTOR 1FT6 240 NM, 100 K, 2500 RPM WATER-COOLED DESIGN IM B35; FOR TERMINAL BOX CONNECTION AND SIGNAL CONNECTOR TERMINAL BOX AXIAL NON-DRIVE END; ABSOLUTE ENCODER ENDAT 2048 P/REV (ENCODER A-2048); PERFORMANCE REDUCTION BY 10% DUE TO ABSOLUTE ENCODER; PLAIN SHAFT, ROTATIONAL TOLERANCE N WITHOUT HOLDING BRAKE; VIBRATION SEVERITY GRADE N GAMMA SEAL (IP 65); | 13831 | TEM | 1 | MC | 120.504 | 1
1FT61366WD767FA1 | SIMOTICS S SYNCHRONOUS SERVOMOTOR 1FT6 240 NM, 100 K, 2500 RPM WATER-COOLED DESIGN IM B35; FOR TERMINAL BOX CONNECTION AND SIGNAL CONNECTOR TERMINAL BOX AXIAL NON-DRIVE END; ABSOLUTE ENCODER 2048 P/REV (ENCODER A-2048) WITH DRIVE-CLIQ INTERFACE; PERFORMANCE REDUCTION BY 10% DUE TO ABSOLUTE ENCODER; WITH FITTED KEY, ROTATIONAL TOLERANCE N WITHOUT HOLDING BRAKE; VIBRATION SEVERITY GRADE N GAMMA SEAL (IP 65); | 14207 | TEM | 1 | MC | 120.504 | 1
1FT61366WD768UA0 | SIMOTICS S SYNCHRONOUS SERVOMOTOR 1FT6 240 NM, 100 K, 2500 RPM WATER-COOLED DESIGN IM B35; FOR TERMINAL BOX CONNECTION AND SIGNAL CONNECTOR TERMINAL BOX AXIAL DRIVE END; RESOLVER MULTI-POLE (RESOLVER P=3) WITH DRIVE-CLIQ INTERFACE; WITH FITTED KEY, ROTATIONAL TOLERANCE N WITHOUT HOLDING BRAKE; VIBRATION SEVERITY GRADE N SEAL (IP 64); | 12188 | TEM | 1 | MC | 120.504 | 1
1FT61386WB765EA0 | SIMOTICS S SYNCHRONOUS SERVOMOTOR 1FT6; 300 NM, 100 K, 1500 REV/MIN WATER-COOLED; DESIGN IM B35; FOR TERMINAL BOX CONNECTION AND SIGNAL CONNECTOR TERMINAL BOX CROSSWISE RIGHT; ABSOLUTE ENCODER ENDAT 2048 P/REV (ENCODER A-2048); PERFORMANCE REDUCTION BY 10% DUE TO ABSOLUTE ENCODER; WITH FITTED KEY, ROTATIONAL TOLERANCE N WITHOUT HOLDING BRAKE; VIBRATION SEVERITY GRADE N SEAL (IP 64); | 14392 | TEM | 1 | MC | 137.504 | 1
1FT61386WB766EA0 | SIMOTICS S SYNCHRONOUS SERVOMOTOR 1FT6; 300 NM, 100 K, 1500 REV/MIN WATER-COOLED; DESIGN IM B35; FOR TERMINAL BOX CONNECTION AND SIGNAL CONNECTOR TERMINAL BOX CROSSWISE LEFT; ABSOLUTE ENCODER ENDAT 2048 P/REV (ENCODER A-2048); PERFORMANCE REDUCTION BY 10% DUE TO ABSOLUTE ENCODER; WITH FITTED KEY, ROTATIONAL TOLERANCE N WITHOUT HOLDING BRAKE; VIBRATION SEVERITY GRADE N SEAL (IP 64); | 14392 | TEM | 1 | MC | 137.504 | 1
1FT61386WB767AG0 | SIMOTICS S SYNCHRONOUS SERVOMOTOR 1FT6; 300 NM, 100 K, 1500 REV/MIN WATER-COOLED; DESIGN IM B35; FOR TERMINAL BOX CONNECTION AND SIGNAL CONNECTOR TERMINAL BOX AXIAL NON-DRIVE END; INCREM. ENCODER, SIN/COS 1 VPP 2048 P/REV (ENCODER I-2048); PLAIN SHAFT, ROTATIONAL TOLERANCE N WITHOUT HOLDING BRAKE; VIBRATION SEVERITY GRADE N SEAL (IP 64); | 13585 | TEM | 1 | MC | 137.504 | 1
1FT61386WB768AG1 | SIMOTICS S SYNCHRONOUS SERVOMOTOR 1FT6; 300 NM, 100 K, 1500 REV/MIN WATER-COOLED; DESIGN IM B35; FOR TERMINAL BOX CONNECTION AND SIGNAL CONNECTOR TERMINAL BOX AXIAL DRIVE END; INCREM. ENCODER, SIN/COS 1 VPP 2048 P/REV (ENCODER I-2048); PLAIN SHAFT, ROTATIONAL TOLERANCE N WITHOUT HOLDING BRAKE; VIBRATION SEVERITY GRADE N GAMMA SEAL (IP 65); | 13686 | TEM | 1 | MC | 137.504 | 1
1FT61386WB768DG0 | SIMOTICS S SYNCHRONOUS SERVOMOTOR 1FT6; 300 NM, 100 K, 1500 REV/MIN WATER-COOLED; DESIGN IM B35; FOR TERMINAL BOX CONNECTION AND SIGNAL CONNECTOR TERMINAL BOX AXIAL DRIVE END; INCREMENTAL ENCODER 2048 P/REV (ENCODER I-2048) WITH DRIVE-CLIQ INTERFACE; PLAIN SHAFT, ROTATIONAL TOLERANCE N WITHOUT HOLDING BRAKE; VIBRATION SEVERITY GRADE N SEAL (IP 64); | 13949 | TEM | 1 | MC | 137.504 | 1
1FT61386WB768DG1 | SIMOTICS S SYNCHRONOUS SERVOMOTOR 1FT6; 300 NM, 100 K, 1500 REV/MIN WATER-COOLED; DESIGN IM B35; FOR TERMINAL BOX CONNECTION AND SIGNAL CONNECTOR TERMINAL BOX AXIAL DRIVE END; INCREMENTAL ENCODER 2048 P/REV (ENCODER I-2048) WITH DRIVE-CLIQ INTERFACE; PLAIN SHAFT, ROTATIONAL TOLERANCE N WITHOUT HOLDING BRAKE; VIBRATION SEVERITY GRADE N GAMMA SEAL (IP 65); | 14051 | TEM | 1 | MC | 137.504 | 1
1FT61386WB768EG0 | SIMOTICS S SYNCHRONOUS SERVOMOTOR 1FT6; 300 NM, 100 K, 1500 REV/MIN WATER-COOLED; DESIGN IM B35; FOR TERMINAL BOX CONNECTION AND SIGNAL CONNECTOR TERMINAL BOX AXIAL DRIVE END; ABSOLUTE ENCODER ENDAT 2048 P/REV (ENCODER A-2048); PERFORMANCE REDUCTION BY 10% DUE TO ABSOLUTE ENCODER; PLAIN SHAFT, ROTATIONAL TOLERANCE N WITHOUT HOLDING BRAKE; VIBRATION SEVERITY GRADE N SEAL (IP 64); | 14392 | TEM | 1 | MC | 137.504 | 1
1FT61386WD766DK4 | SIMOTICS S SYNCHRONOUS SERVOMOTOR 1FT6; 300 NM, 100 K, 2500 REV/MIN; WATER-COOLED; DESIGN IM B35; FOR TERMINAL BOX CONNECTION AND SIGNAL CONNECTOR TERMINAL BOX CROSSWISE LEFT; INCREMENTAL ENCODER 2048 P/REV (ENCODER I-2048) WITH DRIVE-CLIQ INTERFACE; PLAIN SHAFT, ROTATIONAL TOLERANCE R WITHOUT HOLDING BRAKE; VIBRATION SEVERITY GRADE R GAMMA SEAL (IP 65); | 14593 | TEM | 1 | MC | 137.504 | 1
1FT61386WD766EK4 | SIMOTICS S SYNCHRONOUS SERVOMOTOR 1FT6; 300 NM, 100 K, 2500 REV/MIN; WATER-COOLED; DESIGN IM B35; FOR TERMINAL BOX CONNECTION AND SIGNAL CONNECTOR TERMINAL BOX CROSSWISE LEFT; ABSOLUTE ENCODER ENDAT 2048 P/REV (ENCODER A-2048); PERFORMANCE REDUCTION BY 10% DUE TO ABSOLUTE ENCODER; PLAIN SHAFT, ROTATIONAL TOLERANCE R WITHOUT HOLDING BRAKE; VIBRATION SEVERITY GRADE R GAMMA SEAL (IP 65); | 15036 | TEM | 1 | MC | 137.504 | 1
1FT61386WD768AA0 | SIMOTICS S SYNCHRONOUS SERVOMOTOR 1FT6; 300 NM, 100 K, 2500 REV/MIN; WATER-COOLED; DESIGN IM B35; FOR TERMINAL BOX CONNECTION AND SIGNAL CONNECTOR TERMINAL BOX AXIAL DRIVE END; INCREM. ENCODER, SIN/COS 1 VPP 2048 P/REV (ENCODER I-2048); WITH FITTED KEY, ROTATIONAL TOLERANCE N WITHOUT HOLDING BRAKE; VIBRATION SEVERITY GRADE N SEAL (IP 64); | 13585 | TEM | 1 | MC | 137.504 | 1
1FT61386WD768DA3 | SIMOTICS S SYNCHRONOUS SERVOMOTOR 1FT6; 300 NM, 100 K, 2500 REV/MIN; WATER-COOLED; DESIGN IM B35; FOR TERMINAL BOX CONNECTION AND SIGNAL CONNECTOR TERMINAL BOX AXIAL DRIVE END; INCREMENTAL ENCODER 2048 P/REV (ENCODER I-2048) WITH DRIVE-CLIQ INTERFACE; WITH FITTED KEY, ROTATIONAL TOLERANCE N WITHOUT HOLDING BRAKE; VIBRATION SEVERITY GRADE R SEAL (IP 64); | 14118 | TEM | 1 | MC | 137.504 | 1
1FT61386WD768DG1 | SIMOTICS S SYNCHRONOUS SERVOMOTOR 1FT6; 300 NM, 100 K, 2500 REV/MIN; WATER-COOLED; DESIGN IM B35; FOR TERMINAL BOX CONNECTION AND SIGNAL CONNECTOR TERMINAL BOX AXIAL DRIVE END; INCREMENTAL ENCODER 2048 P/REV (ENCODER I-2048) WITH DRIVE-CLIQ INTERFACE; PLAIN SHAFT, ROTATIONAL TOLERANCE N WITHOUT HOLDING BRAKE; VIBRATION SEVERITY GRADE N GAMMA SEAL (IP 65); | 14051 | TEM | 1 | MC | 137.504 | 1
1FT61386WD768EK4 | SIMOTICS S SYNCHRONOUS SERVOMOTOR 1FT6; 300 NM, 100 K, 2500 REV/MIN; WATER-COOLED; DESIGN IM B35; FOR TERMINAL BOX CONNECTION AND SIGNAL CONNECTOR TERMINAL BOX AXIAL DRIVE END; ABSOLUTE ENCODER ENDAT 2048 P/REV (ENCODER A-2048); PERFORMANCE REDUCTION BY 10% DUE TO ABSOLUTE ENCODER; PLAIN SHAFT, ROTATIONAL TOLERANCE R WITHOUT HOLDING BRAKE; VIBRATION SEVERITY GRADE R GAMMA SEAL (IP 65); | 15036 | TEM | 1 | MC | 137.504 | 1
1FT61386WD768FA0 | SIMOTICS S SYNCHRONOUS SERVOMOTOR 1FT6; 300 NM, 100 K, 2500 REV/MIN; WATER-COOLED; DESIGN IM B35; FOR TERMINAL BOX CONNECTION AND SIGNAL CONNECTOR TERMINAL BOX AXIAL DRIVE END; ABSOLUTE ENCODER 2048 P/REV (ENCODER A-2048) WITH DRIVE-CLIQ INTERFACE; PERFORMANCE REDUCTION BY 10% DUE TO ABSOLUTE ENCODER; WITH FITTED KEY, ROTATIONAL TOLERANCE N WITHOUT HOLDING BRAKE; VIBRATION SEVERITY GRADE N SEAL (IP 64); | 14768 | TEM | 1 | MC | 137.504 | 1
1FT61386WD768TA0 | SIMOTICS S SYNCHRONOUS SERVOMOTOR 1FT6; 300 NM, 100 K, 2500 REV/MIN; WATER-COOLED; DESIGN IM B35; FOR TERMINAL BOX CONNECTION AND SIGNAL CONNECTOR TERMINAL BOX AXIAL DRIVE END; RESOLVER 2-POLE (RESOLVER P=1); WITH FITTED KEY, ROTATIONAL TOLERANCE N WITHOUT HOLDING BRAKE; VIBRATION SEVERITY GRADE N SEAL (IP 64); | 12490 | TEM | 1 | MC | 137.504 | 1
1FT70341AK701BG1 | SIMOTICS S SYNCHRONOUS MOTOR 1FT7, M0=2NM (100K) NN=6000RPM, PN=0,88KW NATURAL AIR COOLING; POWER CONNECTOR ROTATABLE VIBRATION SEVERITY GRADE A PROTECTION CLASS IP 65; FRAME SIZE IMB 5 (IM V1, IM V3) FLANGE 0 ABSOLUTE VALUE ENCODER SINGLETURN 24 BIT WITH DRIVE-CLIQ INTERFACE (ENCODER AS24DQI) PLAIN SHAFT, W/O HOLDING BRAKE; ACCURACY TOLERANCE N | 2612 | TEM | 1 | MC | 3.8 | 1
1FT70341AK701BH1 | SIMOTICS S SYNCHRONOUS MOTOR 1FT7, M0=2NM (100K) NN=6000RPM, PN=0,88KW NATURAL AIR COOLING; POWER CONNECTOR ROTATABLE VIBRATION SEVERITY GRADE A PROTECTION CLASS IP 65; FRAME SIZE IMB 5 (IM V1, IM V3) FLANGE 0 ABSOLUTE VALUE ENCODER SINGLETURN 24 BIT WITH DRIVE-CLIQ INTERFACE (ENCODER AS24DQI) PLAIN SHAFT, WITH HOLDING BRAKE; ACCURACY TOLERANCE N | 3103 | TEM | 1 | MC | 4.1 | 1
1FT70341AK701CG1 | SIMOTICS S SYNCHRONOUS MOTOR 1FT7, M0=2NM (100K) NN=6000RPM, PN=0,88KW NATURAL AIR COOLING; POWER CONNECTOR ROTATABLE VIBRATION SEVERITY GRADE A PROTECTION CLASS IP 65; FRAME SIZE IMB 5 (IM V1, IM V3) FLANGE 0 ABSOLUTE ENCODER 24 BITS + 12 BIT MULTITURN WITH DRIVE-CLIQ INTERFACE (ENCODER AM24DQI) PLAIN SHAFT, W/O HOLDING BRAKE; ACCURACY TOLERANCE N | 3377 | TEM | 1 | MC | 3.9 | 1
1FT70341AK701CH1 | SIMOTICS S SYNCHRONOUS MOTOR 1FT7, M0=2NM (100K) NN=6000RPM, PN=0,88KW NATURAL AIR COOLING; POWER CONNECTOR ROTATABLE VIBRATION SEVERITY GRADE A PROTECTION CLASS IP 65; FRAME SIZE IMB 5 (IM V1, IM V3) FLANGE 0 ABSOLUTE ENCODER 24 BITS + 12 BIT MULTITURN WITH DRIVE-CLIQ INTERFACE (ENCODER AM24DQI) PLAIN SHAFT, WITH HOLDING BRAKE; ACCURACY TOLERANCE N | 3868 | TEM | 1 | MC | 4.2 | 1
1FT70341AK701DG1 | SIMOTICS S SYNCHRONOUS MOTOR 1FT7, M0=2NM (100K) NN=6000RPM, PN=0,88KW NATURAL AIR COOLING; POWER CONNECTOR ROTATABLE VIBRATION SEVERITY GRADE A PROTECTION CLASS IP 65; FRAME SIZE IMB 5 (IM V1, IM V3) FLANGE 0 INCREMENTAL ENCODER 2048 S/R WITH DRIVE-CLIQ INTERFACE (ENCODER I-2048) CONNECTOR ROTATABLE PLAIN SHAFT, W/O HOLDING BRAKE; ACCURACY TOLERANCE N | 2692 | TEM | 1 | MC | 3.8 | 1
1FT70341AK701DH1 | SIMOTICS S SYNCHRONOUS MOTOR 1FT7, M0=2NM (100K) NN=6000RPM, PN=0,88KW NATURAL AIR COOLING; POWER CONNECTOR ROTATABLE VIBRATION SEVERITY GRADE A PROTECTION CLASS IP 65; FRAME SIZE IMB 5 (IM V1, IM V3) FLANGE 0 INCREMENTAL ENCODER 2048 S/R WITH DRIVE-CLIQ INTERFACE (ENCODER I-2048) CONNECTOR ROTATABLE PLAIN SHAFT, WITH HOLDING BRAKE; ACCURACY TOLERANCE N | 3183 | TEM | 1 | MC | 4.1 | 1
1FT70341AK701FG1 | SIMOTICS S SYNCHRONOUS MOTOR 1FT7, M0=2NM (100K) NN=6000RPM, PN=0,88KW NATURAL AIR COOLING; POWER CONNECTOR ROTATABLE VIBRATION SEVERITY GRADE A PROTECTION CLASS IP 65; FRAME SIZE IMB 5 (IM V1, IM V3) FLANGE 0 ABSOLUTE ENCODER 22 BITS MULTI TURN WITH DRIVE-CLIQ INTERFACE (ENCODER AM-22-DQ) CONNECTOR ROTATABLE PLAIN SHAFT, W/O HOLDING BRAKE; ACCURACY TOLERANCE N | 3457 | TEM | 1 | MC | 3.8 | 1
1FT70341AK701FH1 | SIMOTICS S SYNCHRONOUS MOTOR 1FT7, M0=2NM (100K) NN=6000RPM, PN=0,88KW NATURAL AIR COOLING; POWER CONNECTOR ROTATABLE VIBRATION SEVERITY GRADE A PROTECTION CLASS IP 65; FRAME SIZE IMB 5 (IM V1, IM V3) FLANGE 0 ABSOLUTE ENCODER 22 BITS MULTI TURN WITH DRIVE-CLIQ INTERFACE (ENCODER AM-22-DQ) CONNECTOR ROTATABLE PLAIN SHAFT, WITH HOLDING BRAKE; ACCURACY TOLERANCE N | 3948 | TEM | 1 | MC | 4.1 | 1
1FT70341AK701MG1 | SIMOTICS S SYNCHRONOUS MOTOR 1FT7, M0=2NM (100K) NN=6000RPM, PN=0,88KW NATURAL AIR COOLING; POWER CONNECTOR ROTATABLE VIBRATION SEVERITY GRADE A PROTECTION CLASS IP 65; FRAME SIZE IMB 5 (IM V1, IM V3) FLANGE (COMPACT) WITH KTY TEMPERATURE SENSOR ABSOLUTE ENCODER ENDAT 2048 S/R (ENCODER A-2048) CONNECTOR ROTATABLE PLAIN SHAFT, W/O HOLDING BRAKE; ACCURACY TOLERANCE N | 3025 | TEM | 1 | MC | 3.8 | 1
1FT70341AK701MH1 | SIMOTICS S SYNCHRONOUS MOTOR 1FT7, M0=2NM (100K) NN=6000RPM, PN=0,88KW NATURAL AIR COOLING; POWER CONNECTOR ROTATABLE VIBRATION SEVERITY GRADE A PROTECTION CLASS IP 65; FRAME SIZE IMB 5 (IM V1, IM V3) FLANGE (COMPACT) WITH KTY TEMPERATURE SENSOR ABSOLUTE ENCODER ENDAT 2048 S/R (ENCODER A-2048) CONNECTOR ROTATABLE PLAIN SHAFT, WITH HOLDING BRAKE; ACCURACY TOLERANCE N | 3516 | TEM | 1 | MC | 4.1 | 1
1FT70341AK701NG1 | SIMOTICS S SYNCHRONOUS MOTOR 1FT7, M0=2NM (100K) NN=6000RPM, PN=0,88KW NATURAL AIR COOLING; POWER CONNECTOR ROTATABLE VIBRATION SEVERITY GRADE A PROTECTION CLASS IP 65; FRAME SIZE IMB 5 (IM V1, IM V3) FLANGE (COMPACT) WITH KTY TEMPERATURE SENSOR INCREM. ENCODER SIN/COS 1VSS 2048 S/R (ENCODER I-2048) CONNECTOR ROTATABLE PLAIN SHAFT, W/O HOLDING BRAKE; ACCURACY TOLERANCE N | 2271 | TEM | 1 | MC | 3.8 | 1
1FT70341AK701NH1 | SIMOTICS S SYNCHRONOUS MOTOR 1FT7, M0=2NM (100K) NN=6000RPM, PN=0,88KW NATURAL AIR COOLING; POWER CONNECTOR ROTATABLE VIBRATION SEVERITY GRADE A PROTECTION CLASS IP 65; FRAME SIZE IMB 5 (IM V1, IM V3) FLANGE (COMPACT) WITH KTY TEMPERATURE SENSOR INCREM. ENCODER SIN/COS 1VSS 2048 S/R (ENCODER I-2048) CONNECTOR ROTATABLE PLAIN SHAFT, WITH HOLDING BRAKE; ACCURACY TOLERANCE N | 2762 | TEM | 1 | MC | 4.1 | 1
1FT70341AK711BG1 | SIMOTICS S SYNCHRONOUS MOTOR 1FT7, M0=2NM (100K) NN=6000RPM, PN=0,88KW NATURAL AIR COOLING; POWER CONNECTOR ROTATABLE VIBRATION SEVERITY GRADE A PROTECTION CLASS IP 65; FRAME SIZE IMB 5 (IM V1, IM V3) FLANGE 1 (1FT6 COMPATIBLE) ABSOLUTE VALUE ENCODER SINGLETURN 24 BIT WITH DRIVE-CLIQ INTERFACE (ENCODER AS24DQI) PLAIN SHAFT, W/O HOLDING BRAKE; ACCURACY TOLERANCE N | 2612 | TEM | 1 | MC | 3.8 | 1
1FT70341AK711BH1 | SIMOTICS S SYNCHRONOUS MOTOR 1FT7, M0=2NM (100K) NN=6000RPM, PN=0,88KW NATURAL AIR COOLING; POWER CONNECTOR ROTATABLE VIBRATION SEVERITY GRADE A PROTECTION CLASS IP 65; FRAME SIZE IMB 5 (IM V1, IM V3) FLANGE 1 (1FT6 COMPATIBLE) ABSOLUTE VALUE ENCODER SINGLETURN 24 BIT WITH DRIVE-CLIQ INTERFACE (ENCODER AS24DQI) PLAIN SHAFT, WITH HOLDING BRAKE; ACCURACY TOLERANCE N | 3103 | TEM | 1 | MC | 4.1 | 1
1FT70341AK711CG1 | SIMOTICS S SYNCHRONOUS MOTOR 1FT7, M0=2NM (100K) NN=6000RPM, PN=0,88KW NATURAL AIR COOLING; POWER CONNECTOR ROTATABLE VIBRATION SEVERITY GRADE A PROTECTION CLASS IP 65; FRAME SIZE IMB 5 (IM V1, IM V3) FLANGE 1 (1FT6 COMPATIBLE) ABSOLUTE ENCODER 24 BITS + 12 BIT MULTITURN WITH DRIVE-CLIQ INTERFACE (ENCODER AM24DQI) PLAIN SHAFT, W/O HOLDING BRAKE; ACCURACY TOLERANCE N | 3377 | TEM | 1 | MC | 3.9 | 1
1FT70341AK711CH1 | SIMOTICS S SYNCHRONOUS MOTOR 1FT7, M0=2NM (100K) NN=6000RPM, PN=0,88KW NATURAL AIR COOLING; POWER CONNECTOR ROTATABLE VIBRATION SEVERITY GRADE A PROTECTION CLASS IP 65; FRAME SIZE IMB 5 (IM V1, IM V3) FLANGE 1 (1FT6 COMPATIBLE) ABSOLUTE ENCODER 24 BITS + 12 BIT MULTITURN WITH DRIVE-CLIQ INTERFACE (ENCODER AM24DQI) PLAIN SHAFT, WITH HOLDING BRAKE; ACCURACY TOLERANCE N | 3868 | TEM | 1 | MC | 4.2 | 1
1FT70341AK711DG1 | SIMOTICS S SYNCHRONOUS MOTOR 1FT7, M0=2NM (100K) NN=6000RPM, PN=0,88KW NATURAL AIR COOLING; POWER CONNECTOR ROTATABLE VIBRATION SEVERITY GRADE A PROTECTION CLASS IP 65; FRAME SIZE IMB 5 (IM V1, IM V3) FLANGE 1 (1FT6 COMPATIBLE) INCREMENTAL ENCODER 2048 S/R WITH DRIVE-CLIQ INTERFACE (ENCODER I-2048) CONNECTOR ROTATABLE PLAIN SHAFT, W/O HOLDING BRAKE; ACCURACY TOLERANCE N | 2692 | TEM | 1 | MC | 3.8 | 1
1FT70341AK711DH1 | SIMOTICS S SYNCHRONOUS MOTOR 1FT7, M0=2NM (100K) NN=6000RPM, PN=0,88KW NATURAL AIR COOLING; POWER CONNECTOR ROTATABLE VIBRATION SEVERITY GRADE A PROTECTION CLASS IP 65; FRAME SIZE IMB 5 (IM V1, IM V3) FLANGE 1 (1FT6 COMPATIBLE) INCREMENTAL ENCODER 2048 S/R WITH DRIVE-CLIQ INTERFACE (ENCODER I-2048) CONNECTOR ROTATABLE PLAIN SHAFT, WITH HOLDING BRAKE; ACCURACY TOLERANCE N | 3183 | TEM | 1 | MC | 4.1 | 1
1FT70341AK711FG1 | SIMOTICS S SYNCHRONOUS MOTOR 1FT7, M0=2NM (100K) NN=6000RPM, PN=0,88KW NATURAL AIR COOLING; POWER CONNECTOR ROTATABLE VIBRATION SEVERITY GRADE A PROTECTION CLASS IP 65; FRAME SIZE IMB 5 (IM V1, IM V3) FLANGE 1 (1FT6 COMPATIBLE) ABSOLUTE ENCODER 22 BITS MULTI TURN WITH DRIVE-CLIQ INTERFACE (ENCODER AM-22-DQ) CONNECTOR ROTATABLE PLAIN SHAFT, W/O HOLDING BRAKE; ACCURACY TOLERANCE N | 3457 | TEM | 1 | MC | 3.8 | 1
1FT70341AK711FH1 | SIMOTICS S SYNCHRONOUS MOTOR 1FT7, M0=2NM (100K) NN=6000RPM, PN=0,88KW NATURAL AIR COOLING; POWER CONNECTOR ROTATABLE VIBRATION SEVERITY GRADE A PROTECTION CLASS IP 65; FRAME SIZE IMB 5 (IM V1, IM V3) FLANGE 1 (1FT6 COMPATIBLE) ABSOLUTE ENCODER 22 BITS MULTI TURN WITH DRIVE-CLIQ INTERFACE (ENCODER AM-22-DQ) CONNECTOR ROTATABLE PLAIN SHAFT, WITH HOLDING BRAKE; ACCURACY TOLERANCE N | 3948 | TEM | 1 | MC | 4.1 | 1
1FT70341AK711MG1 | SIMOTICS S SYNCHRONOUS MOTOR 1FT7, M0=2NM (100K) NN=6000RPM, PN=0,88KW NATURAL AIR COOLING; POWER CONNECTOR ROTATABLE VIBRATION SEVERITY GRADE A PROTECTION CLASS IP 65; FRAME SIZE IMB 5 (IM V1, IM V3) (1FT6 COMPATIBLE) WITH KTY TEMPERATURE SENSOR ABSOLUTE ENCODER ENDAT 2048 S/R (ENCODER A-2048) CONNECTOR ROTATABLE PLAIN SHAFT, W/O HOLDING BRAKE; ACCURACY TOLERANCE N | 3025 | TEM | 1 | MC | 3.8 | 1
1FT70341AK711MH1 | SIMOTICS S SYNCHRONOUS MOTOR 1FT7, M0=2NM (100K) NN=6000RPM, PN=0,88KW NATURAL AIR COOLING; POWER CONNECTOR ROTATABLE VIBRATION SEVERITY GRADE A PROTECTION CLASS IP 65; FRAME SIZE IMB 5 (IM V1, IM V3) (1FT6 COMPATIBLE) WITH KTY TEMPERATURE SENSOR ABSOLUTE ENCODER ENDAT 2048 S/R (ENCODER A-2048) CONNECTOR ROTATABLE PLAIN SHAFT, WITH HOLDING BRAKE; ACCURACY TOLERANCE N | 3516 | TEM | 1 | MC | 4.1 | 1
1FT70341AK711NG1 | SIMOTICS S SYNCHRONOUS MOTOR 1FT7, M0=2NM (100K) NN=6000RPM, PN=0,88KW NATURAL AIR COOLING; POWER CONNECTOR ROTATABLE VIBRATION SEVERITY GRADE A PROTECTION CLASS IP 65; FRAME SIZE IMB 5 (1FT6 COMPATIBLE) WITH KTY TEMPERATURE SENSOR INCREM. ENCODER SIN/COS 1VSS 2048 S/R (ENCODER I-2048) CONNECTOR ROTATABLE PLAIN SHAFT, W/O HOLDING BRAKE; ACCURACY TOLERANCE N | 2271 | TEM | 1 | MC | 3.8 | 1
1FT70341AK711NH1 | SIMOTICS S SYNCHRONOUS MOTOR 1FT7, M0=2NM (100K) NN=6000RPM, PN=0,88KW NATURAL AIR COOLING; POWER CONNECTOR ROTATABLE VIBRATION SEVERITY GRADE A PROTECTION CLASS IP 65; FRAME SIZE IMB 5 (1FT6 COMPATIBLE) WITH KTY TEMPERATURE SENSOR INCREM. ENCODER SIN/COS 1VSS 2048 S/R (ENCODER I-2048) CONNECTOR ROTATABLE PLAIN SHAFT, WITH HOLDING BRAKE; ACCURACY TOLERANCE N | 2762 | TEM | 1 | MC | 4.1 | 1
1FT70345AK701BA0 | SIMOTICS S SYNCHRONOUS MOTOR 1FT7, M0=2NM (100K) NN=6000RPM, PN=0,88KW NATURAL AIR COOLING, FRAME SIZE IMB 5 (IM V1, IM V3) FLANGE 0 POWER CONNECTOR ROTATABLE ABSOLUTE VALUE ENCODER SINGLETURN 24 BIT WITH DRIVE-CLIQ INTERFACE (ENCODER AS24DQI) SHAFT WITH FITTED KEY; W/O HOLDING BRAKE; ACC. TOLERANCE N VIBRATION SEVERITY GRADE A, DEGREE OF PROTECTION IP 64 | 3096 | TEM | 1 | MC | 3.904 | 1
1FT70345AK701BA1 | SIMOTICS S SYNCHRONOUS MOTOR 1FT7, M0=2NM (100K) NN=6000RPM, PN=0,88KW NATURAL AIR COOLING, FRAME SIZE IMB 5 (IM V1, IM V3) FLANGE 0 POWER CONNECTOR ROTATABLE ABSOLUTE VALUE ENCODER SINGLETURN 24 BIT WITH DRIVE-CLIQ INTERFACE (ENCODER AS24DQI) SHAFT WITH FITTED KEY; W/O HOLDING BRAKE; ACC. TOLERANCE N VIBRATION SEVERITY GRADE A, DEGREE OF PROTECTION IP 65 | 3192 | TEM | 1 | MC | 3.904 | 1
1FT70345AK701BB0 | SIMOTICS S SYNCHRONOUS MOTOR 1FT7, M0=2NM (100K) NN=6000RPM, PN=0,88KW NATURAL AIR COOLING, FRAME SIZE IMB 5 (IM V1, IM V3) FLANGE 0 POWER CONNECTOR ROTATABLE ABSOLUTE VALUE ENCODER SINGLETURN 24 BIT WITH DRIVE-CLIQ INTERFACE (ENCODER AS24DQI) SHAFT WITH FITTED KEY; WITH HOLDING BRAKE; ACC. TOLERANCE N VIBRATION SEVERITY GRADE A, DEGREE OF PROTECTION IP 64 | 3731 | TEM | 1 | MC | 4.203 | 1
1FT70345AK701BB2 | SIMOTICS S SYNCHRONOUS MOTOR 1FT7, M0=2NM (100K) NN=6000RPM, PN=0,88KW NATURAL AIR COOLING, FRAME SIZE IMB 5 (IM V1, IM V3) FLANGE 0 POWER CONNECTOR ROTATABLE ABSOLUTE VALUE ENCODER SINGLETURN 24 BIT WITH DRIVE-CLIQ INTERFACE (ENCODER AS24DQI) SHAFT WITH FITTED KEY; WITH HOLDING BRAKE; ACC. TOLERANCE N VIBRATION SEVERITY GRADE A, DEGREE OF PROTECTION IP 67 | 3907 | TEM | 1 | MC | 4.203 | 1
1FT70345AK701BB3 | SIMOTICS S SYNCHRONOUS MOTOR 1FT7, M0=2NM (100K) NN=6000RPM, PN=0,88KW NATURAL AIR COOLING, FRAME SIZE IMB 5 (IM V1, IM V3) FLANGE 0 POWER CONNECTOR ROTATABLE ABSOLUTE VALUE ENCODER SINGLETURN 24 BIT WITH DRIVE-CLIQ INTERFACE (ENCODER AS24DQI) SHAFT WITH FITTED KEY; WITH HOLDING BRAKE; ACC. TOLERANCE N VIBRATION SEVERITY GRADE A+R, DEGREE OF PROTECTION IP 64 | 3886 | TEM | 1 | MC | 4.203 | 1
1FT70345AK701BD3 | SIMOTICS S SYNCHRONOUS MOTOR 1FT7, M0=2NM (100K) NN=6000RPM, PN=0,88KW NATURAL AIR COOLING, FRAME SIZE IMB 5 (IM V1, IM V3) FLANGE 0 POWER CONNECTOR ROTATABLE ABSOLUTE VALUE ENCODER SINGLETURN 24 BIT WITH DRIVE-CLIQ INTERFACE (ENCODER AS24DQI) SHAFT WITH FITTED KEY; W/O HOLDING BRAKE; ACC. TOLERANCE R VIBRATION SEVERITY GRADE A+R, DEGREE OF PROTECTION IP 64 | 3410 | TEM | 1 | MC | 3.904 | 1
1FT70345AK701BH0 | SIMOTICS S SYNCHRONOUS MOTOR 1FT7, M0=2NM (100K) NN=6000RPM, PN=0,88KW NATURAL AIR COOLING, FRAME SIZE IMB 5 (IM V1, IM V3) FLANGE 0 POWER CONNECTOR ROTATABLE ABSOLUTE VALUE ENCODER SINGLETURN 24 BIT WITH DRIVE-CLIQ INTERFACE (ENCODER AS24DQI) PLAIN SHAFT, WITH HOLDING BRAKE; ACCURACY TOLERANCE N VIBRATION SEVERITY GRADE A, DEGREE OF PROTECTION IP 64 | 3731 | TEM | 1 | MC | 4.203 | 1
1FT70345AK701BH1 | SIMOTICS S SYNCHRONOUS MOTOR 1FT7, M0=2NM (100K) NN=6000RPM, PN=0,88KW NATURAL AIR COOLING, FRAME SIZE IMB 5 (IM V1, IM V3) FLANGE 0 POWER CONNECTOR ROTATABLE ABSOLUTE VALUE ENCODER SINGLETURN 24 BIT WITH DRIVE-CLIQ INTERFACE (ENCODER AS24DQI) PLAIN SHAFT, WITH HOLDING BRAKE; ACCURACY TOLERANCE N VIBRATION SEVERITY GRADE A, DEGREE OF PROTECTION IP 65 | 3827 | TEM | 1 | MC | 4.203 | 1
1FT70345AK701BK4 | SIMOTICS S SYNCHRONOUS MOTOR 1FT7, M0=2NM (100K) NN=6000RPM, PN=0,88KW NATURAL AIR COOLING, FRAME SIZE IMB 5 (IM V1, IM V3) FLANGE 0 POWER CONNECTOR ROTATABLE ABSOLUTE VALUE ENCODER SINGLETURN 24 BIT WITH DRIVE-CLIQ INTERFACE (ENCODER AS24DQI) PLAIN SHAFT, W/O HOLDING BRAKE; ACC. TOLERANCE R VIBRATION SEVERITY GRADE A+R, DEGREE OF PROTECTION IP 65 | 3508 | TEM | 1 | MC | 3.904 | 1
1FT70345AK701CA0 | SIMOTICS S SYNCHRONOUS MOTOR 1FT7, M0=2NM (100K) NN=6000RPM, PN=0,88KW NATURAL AIR COOLING, FRAME SIZE IMB 5 (IM V1, IM V3) FLANGE 0 POWER CONNECTOR ROTATABLE ABSOLUTE ENCODER 24 BITS + 12 BIT MULTITURN WITH DRIVE-CLIQ INTERFACE (ENCODER AM24DQI) SHAFT WITH FITTED KEY; W/O HOLDING BRAKE; ACC. TOLERANCE N VIBRATION SEVERITY GRADE A, DEGREE OF PROTECTION IP 64 | 3861 | TEM | 1 | MC | 3.904 | 1
1FT70345AK701CA1 | SIMOTICS S SYNCHRONOUS MOTOR 1FT7, M0=2NM (100K) NN=6000RPM, PN=0,88KW NATURAL AIR COOLING, FRAME SIZE IMB 5 (IM V1, IM V3) FLANGE 0 POWER CONNECTOR ROTATABLE ABSOLUTE ENCODER 24 BITS + 12 BIT MULTITURN WITH DRIVE-CLIQ INTERFACE (ENCODER AM24DQI) SHAFT WITH FITTED KEY; W/O HOLDING BRAKE; ACC. TOLERANCE N VIBRATION SEVERITY GRADE A, DEGREE OF PROTECTION IP 65 | 3958 | TEM | 1 | MC | 3.904 | 1
1FT70345AK701CA2 | SIMOTICS S SYNCHRONOUS MOTOR 1FT7, M0=2NM (100K) NN=6000RPM, PN=0,88KW NATURAL AIR COOLING, FRAME SIZE IMB 5 (IM V1, IM V3) FLANGE 0 POWER CONNECTOR ROTATABLE ABSOLUTE ENCODER 24 BITS + 12 BIT MULTITURN WITH DRIVE-CLIQ INTERFACE (ENCODER AM24DQI) SHAFT WITH FITTED KEY; W/O HOLDING BRAKE; ACC. TOLERANCE N VIBRATION SEVERITY GRADE A, DEGREE OF PROTECTION IP 67 | 4037 | TEM | 1 | MC | 3.904 | 1
1FT70345AK701CA3 | SIMOTICS S SYNCHRONOUS MOTOR 1FT7, M0=2NM (100K) NN=6000RPM, PN=0,88KW NATURAL AIR COOLING, FRAME SIZE IMB 5 (IM V1, IM V3) FLANGE 0 POWER CONNECTOR ROTATABLE ABSOLUTE ENCODER 24 BITS + 12 BIT MULTITURN WITH DRIVE-CLIQ INTERFACE (ENCODER AM24DQI) SHAFT WITH FITTED KEY; W/O HOLDING BRAKE; ACC. TOLERANCE N VIBRATION SEVERITY GRADE A+R, DEGREE OF PROTECTION IP 64 | 4016 | TEM | 1 | MC | 3.904 | 1
1FT70345AK701CA5 | SIMOTICS S SYNCHRONOUS MOTOR 1FT7, M0=2NM (100K) NN=6000RPM, PN=0,88KW NATURAL AIR COOLING, FRAME SIZE IMB 5 (IM V1, IM V3) FLANGE 0 POWER CONNECTOR ROTATABLE ABSOLUTE ENCODER 24 BITS + 12 BIT MULTITURN WITH DRIVE-CLIQ INTERFACE (ENCODER AM24DQI) SHAFT WITH FITTED KEY; W/O HOLDING BRAKE; ACC. TOLERANCE N VIBRATION SEVERITY GRADE A+R, DEGREE OF PROTECTION IP 67 | 4193 | TEM | 1 | MC | 3.904 | 1
1FT70345AK701CB0 | SIMOTICS S SYNCHRONOUS MOTOR 1FT7, M0=2NM (100K) NN=6000RPM, PN=0,88KW NATURAL AIR COOLING, FRAME SIZE IMB 5 (IM V1, IM V3) FLANGE 0 POWER CONNECTOR ROTATABLE ABSOLUTE ENCODER 24 BITS + 12 BIT MULTITURN WITH DRIVE-CLIQ INTERFACE (ENCODER AM24DQI) SHAFT WITH FITTED KEY; WITH HOLDING BRAKE; ACC. TOLERANCE N VIBRATION SEVERITY GRADE A, DEGREE OF PROTECTION IP 64 | 4496 | TEM | 1 | MC | 4.203 | 1
1FT70345AK701CB1 | SIMOTICS S SYNCHRONOUS MOTOR 1FT7, M0=2NM (100K) NN=6000RPM, PN=0,88KW NATURAL AIR COOLING, FRAME SIZE IMB 5 (IM V1, IM V3) FLANGE 0 POWER CONNECTOR ROTATABLE ABSOLUTE ENCODER 24 BITS + 12 BIT MULTITURN WITH DRIVE-CLIQ INTERFACE (ENCODER AM24DQI) SHAFT WITH FITTED KEY; WITH HOLDING BRAKE; ACC. TOLERANCE N VIBRATION SEVERITY GRADE A, DEGREE OF PROTECTION IP 65 | 4592 | TEM | 1 | MC | 4.203 | 1
1FT70345AK701CG0 | SIMOTICS S SYNCHRONOUS MOTOR 1FT7, M0=2NM (100K) NN=6000RPM, PN=0,88KW NATURAL AIR COOLING, FRAME SIZE IMB 5 (IM V1, IM V3) FLANGE 0 POWER CONNECTOR ROTATABLE ABSOLUTE ENCODER 24 BITS + 12 BIT MULTITURN WITH DRIVE-CLIQ INTERFACE (ENCODER AM24DQI) PLAIN SHAFT, W/O HOLDING BRAKE; ACC. TOLERANCE N VIBRATION SEVERITY GRADE A, DEGREE OF PROTECTION IP 64 | 3861 | TEM | 1 | MC | 3.904 | 1
1FT70345AK701CG1 | SIMOTICS S SYNCHRONOUS MOTOR 1FT7, M0=2NM (100K) NN=6000RPM, PN=0,88KW NATURAL AIR COOLING, FRAME SIZE IMB 5 (IM V1, IM V3) FLANGE 0 POWER CONNECTOR ROTATABLE ABSOLUTE ENCODER 24 BITS + 12 BIT MULTITURN WITH DRIVE-CLIQ INTERFACE (ENCODER AM24DQI) PLAIN SHAFT, W/O HOLDING BRAKE; ACC. TOLERANCE N VIBRATION SEVERITY GRADE A, DEGREE OF PROTECTION IP 65 | 3958 | TEM | 1 | MC | 3.904 | 1
1FT70345AK701CG2 | SIMOTICS S SYNCHRONOUS MOTOR 1FT7, M0=2NM (100K) NN=6000RPM, PN=0,88KW NATURAL AIR COOLING, FRAME SIZE IMB 5 (IM V1, IM V3) FLANGE 0 POWER CONNECTOR ROTATABLE ABSOLUTE ENCODER 24 BITS + 12 BIT MULTITURN WITH DRIVE-CLIQ INTERFACE (ENCODER AM24DQI) PLAIN SHAFT, W/O HOLDING BRAKE; ACC. TOLERANCE N VIBRATION SEVERITY GRADE A, DEGREE OF PROTECTION IP 67 | 4037 | TEM | 1 | MC | 3.904 | 1
1FT70345AK701CG3 | SIMOTICS S SYNCHRONOUS MOTOR 1FT7, M0=2NM (100K) NN=6000RPM, PN=0,88KW NATURAL AIR COOLING, FRAME SIZE IMB 5 (IM V1, IM V3) FLANGE 0 POWER CONNECTOR ROTATABLE ABSOLUTE ENCODER 24 BITS + 12 BIT MULTITURN WITH DRIVE-CLIQ INTERFACE (ENCODER AM24DQI) PLAIN SHAFT, W/O HOLDING BRAKE; ACC. TOLERANCE N VIBRATION SEVERITY GRADE A+R, DEGREE OF PROTECTION IP 64 | 4016 | TEM | 1 | MC | 3.904 | 1
1FT70345AK701CG5 | SIMOTICS S SYNCHRONOUS MOTOR 1FT7, M0=2NM (100K) NN=6000RPM, PN=0,88KW NATURAL AIR COOLING, FRAME SIZE IMB 5 (IM V1, IM V3) FLANGE 0 POWER CONNECTOR ROTATABLE ABSOLUTE ENCODER 24 BITS + 12 BIT MULTITURN WITH DRIVE-CLIQ INTERFACE (ENCODER AM24DQI) PLAIN SHAFT, W/O HOLDING BRAKE; ACC. TOLERANCE N VIBRATION SEVERITY GRADE A+R, DEGREE OF PROTECTION IP 67 | 4193 | TEM | 1 | MC | 3.904 | 1
1FT70345AK701CH0 | SIMOTICS S SYNCHRONOUS MOTOR 1FT7, M0=2NM (100K) NN=6000RPM, PN=0,88KW NATURAL AIR COOLING, FRAME SIZE IMB 5 (IM V1, IM V3) FLANGE 0 POWER CONNECTOR ROTATABLE ABSOLUTE ENCODER 24 BITS + 12 BIT MULTITURN WITH DRIVE-CLIQ INTERFACE (ENCODER AM24DQI) PLAIN SHAFT, WITH HOLDING BRAKE; ACCURACY TOLERANCE N VIBRATION SEVERITY GRADE A, DEGREE OF PROTECTION IP 64 | 4496 | TEM | 1 | MC | 4.203 | 1
1FT70345AK701CH1 | SIMOTICS S SYNCHRONOUS MOTOR 1FT7, M0=2NM (100K) NN=6000RPM, PN=0,88KW NATURAL AIR COOLING, FRAME SIZE IMB 5 (IM V1, IM V3) FLANGE 0 POWER CONNECTOR ROTATABLE ABSOLUTE ENCODER 24 BITS + 12 BIT MULTITURN WITH DRIVE-CLIQ INTERFACE (ENCODER AM24DQI) PLAIN SHAFT, WITH HOLDING BRAKE; ACCURACY TOLERANCE N VIBRATION SEVERITY GRADE A, DEGREE OF PROTECTION IP 65 | 4592 | TEM | 1 | MC | 4.203 | 1
1FT70345AK701CH2 | SIMOTICS S SYNCHRONOUS MOTOR 1FT7, M0=2NM (100K) NN=6000RPM, PN=0,88KW NATURAL AIR COOLING, FRAME SIZE IMB 5 (IM V1, IM V3) FLANGE 0 POWER CONNECTOR ROTATABLE ABSOLUTE ENCODER 24 BITS + 12 BIT MULTITURN WITH DRIVE-CLIQ INTERFACE (ENCODER AM24DQI) PLAIN SHAFT, WITH HOLDING BRAKE; ACCURACY TOLERANCE N VIBRATION SEVERITY GRADE A, DEGREE OF PROTECTION IP 67 | 4672 | TEM | 1 | MC | 4.203 | 1
1FT70345AK701CH3 | SIMOTICS S SYNCHRONOUS MOTOR 1FT7, M0=2NM (100K) NN=6000RPM, PN=0,88KW NATURAL AIR COOLING, FRAME SIZE IMB 5 (IM V1, IM V3) FLANGE 0 POWER CONNECTOR ROTATABLE ABSOLUTE ENCODER 24 BITS + 12 BIT MULTITURN WITH DRIVE-CLIQ INTERFACE (ENCODER AM24DQI) PLAIN SHAFT, WITH HOLDING BRAKE; ACCURACY TOLERANCE N VIBRATION SEVERITY GRADE A+R, DEGREE OF PROTECTION IP 64 | 4651 | TEM | 1 | MC | 4.203 | 1
1FT70345AK701DA0 | SIMOTICS S SYNCHRONOUS MOTOR 1FT7, M0=2NM (100K) NN=6000RPM, PN=0,88KW NATURAL AIR COOLING, FRAME SIZE IMB 5 (IM V1, IM V3) FLANGE 0 POWER CONNECTOR ROTATABLE INCREMENTAL ENCODER 2048 S/R WITH DRIVE-CLIQ INTERFACE (ENCODER I-2048) CONNECTOR ROTATABLE SHAFT WITH FITTED KEY; W/O HOLDING BRAKE; ACC. TOLERANCE N VIBRATION SEVERITY GRADE A, DEGREE OF PROTECTION IP 64 | 3176 | TEM | 1 | MC | 3.904 | 1
1FT70345AK701DA1 | SIMOTICS S SYNCHRONOUS MOTOR 1FT7, M0=2NM (100K) NN=6000RPM, PN=0,88KW NATURAL AIR COOLING, FRAME SIZE IMB 5 (IM V1, IM V3) FLANGE 0 POWER CONNECTOR ROTATABLE INCREMENTAL ENCODER 2048 S/R WITH DRIVE-CLIQ INTERFACE (ENCODER I-2048) CONNECTOR ROTATABLE SHAFT WITH FITTED KEY; W/O HOLDING BRAKE; ACC. TOLERANCE N VIBRATION SEVERITY GRADE A, DEGREE OF PROTECTION IP 65 | 3273 | TEM | 1 | MC | 3.904 | 1
1FT70345AK701DA2 | SIMOTICS S SYNCHRONOUS MOTOR 1FT7, M0=2NM (100K) NN=6000RPM, PN=0,88KW NATURAL AIR COOLING, FRAME SIZE IMB 5 (IM V1, IM V3) FLANGE 0 POWER CONNECTOR ROTATABLE INCREMENTAL ENCODER 2048 S/R WITH DRIVE-CLIQ INTERFACE (ENCODER I-2048) CONNECTOR ROTATABLE SHAFT WITH FITTED KEY; W/O HOLDING BRAKE; ACC. TOLERANCE N VIBRATION SEVERITY GRADE A, DEGREE OF PROTECTION IP 67 | 3352 | TEM | 1 | MC | 3.904 | 1
1FT70345AK701DB0 | SIMOTICS S SYNCHRONOUS MOTOR 1FT7, M0=2NM (100K) NN=6000RPM, PN=0,88KW NATURAL AIR COOLING, FRAME SIZE IMB 5 (IM V1, IM V3) FLANGE 0 POWER CONNECTOR ROTATABLE INCREMENTAL ENCODER 2048 S/R WITH DRIVE-CLIQ INTERFACE (ENCODER I-2048) CONNECTOR ROTATABLE SHAFT WITH FITTED KEY; WITH HOLDING BRAKE; ACC. TOLERANCE N VIBRATION SEVERITY GRADE A, DEGREE OF PROTECTION IP 64 | 3811 | TEM | 1 | MC | 4.203 | 1
1FT70345AK701DG0 | SIMOTICS S SYNCHRONOUS MOTOR 1FT7, M0=2NM (100K) NN=6000RPM, PN=0,88KW NATURAL AIR COOLING, FRAME SIZE IMB 5 (IM V1, IM V3) FLANGE 0 POWER CONNECTOR ROTATABLE INCREMENTAL ENCODER 2048 S/R WITH DRIVE-CLIQ INTERFACE (ENCODER I-2048) CONNECTOR ROTATABLE PLAIN SHAFT, W/O HOLDING BRAKE; ACC. TOLERANCE N VIBRATION SEVERITY GRADE A, DEGREE OF PROTECTION IP 64 | 3176 | TEM | 1 | MC | 3.904 | 1
1FT70345AK701DG1 | SIMOTICS S SYNCHRONOUS MOTOR 1FT7, M0=2NM (100K) NN=6000RPM, PN=0,88KW NATURAL AIR COOLING, FRAME SIZE IMB 5 (IM V1, IM V3) FLANGE 0 POWER CONNECTOR ROTATABLE INCREMENTAL ENCODER 2048 S/R WITH DRIVE-CLIQ INTERFACE (ENCODER I-2048) CONNECTOR ROTATABLE PLAIN SHAFT, W/O HOLDING BRAKE; ACC. TOLERANCE N VIBRATION SEVERITY GRADE A, DEGREE OF PROTECTION IP 65 | 3273 | TEM | 1 | MC | 3.904 | 1
1FT70345AK701DG2 | SIMOTICS S SYNCHRONOUS MOTOR 1FT7, M0=2NM (100K) NN=6000RPM, PN=0,88KW NATURAL AIR COOLING, FRAME SIZE IMB 5 (IM V1, IM V3) FLANGE 0 POWER CONNECTOR ROTATABLE INCREMENTAL ENCODER 2048 S/R WITH DRIVE-CLIQ INTERFACE (ENCODER I-2048) CONNECTOR ROTATABLE PLAIN SHAFT, W/O HOLDING BRAKE; ACC. TOLERANCE N VIBRATION SEVERITY GRADE A, DEGREE OF PROTECTION IP 67 | 3352 | TEM | 1 | MC | 3.904 | 1
1FT70345AK701FA0 | SIMOTICS S SYNCHRONOUS MOTOR 1FT7, M0=2NM (100K) NN=6000RPM, PN=0,88KW NATURAL AIR COOLING, FRAME SIZE IMB 5 (IM V1, IM V3) FLANGE 0 POWER CONNECTOR ROTATABLE ABSOLUTE ENCODER 22 BITS MULTI TURN WITH DRIVE-CLIQ INTERFACE (ENCODER AM-22-DQ) CONNECTOR ROTATABLE SHAFT WITH FITTED KEY; W/O HOLDING BRAKE; ACC. TOLERANCE N VIBRATION SEVERITY GRADE A, DEGREE OF PROTECTION IP 64 | 3942 | TEM | 1 | MC | 3.904 | 1
1FT70345AK701FA1 | SIMOTICS S SYNCHRONOUS MOTOR 1FT7, M0=2NM (100K) NN=6000RPM, PN=0,88KW NATURAL AIR COOLING, FRAME SIZE IMB 5 (IM V1, IM V3) FLANGE 0 POWER CONNECTOR ROTATABLE ABSOLUTE ENCODER 22 BITS MULTI TURN WITH DRIVE-CLIQ INTERFACE (ENCODER AM-22-DQ) CONNECTOR ROTATABLE SHAFT WITH FITTED KEY; W/O HOLDING BRAKE; ACC. TOLERANCE N VIBRATION SEVERITY GRADE A, DEGREE OF PROTECTION IP 65 | 4038 | TEM | 1 | MC | 3.904 | 1
1FT70345AK701FA2 | SIMOTICS S SYNCHRONOUS MOTOR 1FT7, M0=2NM (100K) NN=6000RPM, PN=0,88KW NATURAL AIR COOLING, FRAME SIZE IMB 5 (IM V1, IM V3) FLANGE 0 POWER CONNECTOR ROTATABLE ABSOLUTE ENCODER 22 BITS MULTI TURN WITH DRIVE-CLIQ INTERFACE (ENCODER AM-22-DQ) CONNECTOR ROTATABLE SHAFT WITH FITTED KEY; W/O HOLDING BRAKE; ACC. TOLERANCE N VIBRATION SEVERITY GRADE A, DEGREE OF PROTECTION IP 67 | 4117 | TEM | 1 | MC | 3.904 | 1
1FT70345AK701FA3 | SIMOTICS S SYNCHRONOUS MOTOR 1FT7, M0=2NM (100K) NN=6000RPM, PN=0,88KW NATURAL AIR COOLING, FRAME SIZE IMB 5 (IM V1, IM V3) FLANGE 0 POWER CONNECTOR ROTATABLE ABSOLUTE ENCODER 22 BITS MULTI TURN WITH DRIVE-CLIQ INTERFACE (ENCODER AM-22-DQ) CONNECTOR ROTATABLE SHAFT WITH FITTED KEY; W/O HOLDING BRAKE; ACC. TOLERANCE N VIBRATION SEVERITY GRADE A+R, DEGREE OF PROTECTION IP 64 | 4096 | TEM | 1 | MC | 3.904 | 1
1FT70345AK701FB0 | SIMOTICS S SYNCHRONOUS MOTOR 1FT7, M0=2NM (100K) NN=6000RPM, PN=0,88KW NATURAL AIR COOLING, FRAME SIZE IMB 5 (IM V1, IM V3) FLANGE 0 POWER CONNECTOR ROTATABLE ABSOLUTE ENCODER 22 BITS MULTI TURN WITH DRIVE-CLIQ INTERFACE (ENCODER AM-22-DQ) CONNECTOR ROTATABLE SHAFT WITH FITTED KEY; WITH HOLDING BRAKE; ACC. TOLERANCE N VIBRATION SEVERITY GRADE A, DEGREE OF PROTECTION IP 64 | 4576 | TEM | 1 | MC | 4.203 | 1
1FT70345AK701FB2 | SIMOTICS S SYNCHRONOUS MOTOR 1FT7, M0=2NM (100K) NN=6000RPM, PN=0,88KW NATURAL AIR COOLING, FRAME SIZE IMB 5 (IM V1, IM V3) FLANGE 0 POWER CONNECTOR ROTATABLE ABSOLUTE ENCODER 22 BITS MULTI TURN WITH DRIVE-CLIQ INTERFACE (ENCODER AM-22-DQ) CONNECTOR ROTATABLE SHAFT WITH FITTED KEY; WITH HOLDING BRAKE; ACC. TOLERANCE N VIBRATION SEVERITY GRADE A, DEGREE OF PROTECTION IP 67 | 4752 | TEM | 1 | MC | 4.203 | 1
1FT70345AK701FB3 | SIMOTICS S SYNCHRONOUS MOTOR 1FT7, M0=2NM (100K) NN=6000RPM, PN=0,88KW NATURAL AIR COOLING, FRAME SIZE IMB 5 (IM V1, IM V3) FLANGE 0 POWER CONNECTOR ROTATABLE ABSOLUTE ENCODER 22 BITS MULTI TURN WITH DRIVE-CLIQ INTERFACE (ENCODER AM-22-DQ) CONNECTOR ROTATABLE SHAFT WITH FITTED KEY; WITH HOLDING BRAKE; ACC. TOLERANCE N VIBRATION SEVERITY GRADE A+R, DEGREE OF PROTECTION IP 64 | 4731 | TEM | 1 | MC | 4.203 | 1
1FT70345AK701FG0 | SIMOTICS S SYNCHRONOUS MOTOR 1FT7, M0=2NM (100K) NN=6000RPM, PN=0,88KW NATURAL AIR COOLING, FRAME SIZE IMB 5 (IM V1, IM V3) FLANGE 0 POWER CONNECTOR ROTATABLE ABSOLUTE ENCODER 22 BITS MULTI TURN WITH DRIVE-CLIQ INTERFACE (ENCODER AM-22-DQ) CONNECTOR ROTATABLE PLAIN SHAFT, W/O HOLDING BRAKE; ACC. TOLERANCE N VIBRATION SEVERITY GRADE A, DEGREE OF PROTECTION IP 64 | 3942 | TEM | 1 | MC | 3.904 | 1
1FT70345AK701FG1 | SIMOTICS S SYNCHRONOUS MOTOR 1FT7, M0=2NM (100K) NN=6000RPM, PN=0,88KW NATURAL AIR COOLING, FRAME SIZE IMB 5 (IM V1, IM V3) FLANGE 0 POWER CONNECTOR ROTATABLE ABSOLUTE ENCODER 22 BITS MULTI TURN WITH DRIVE-CLIQ INTERFACE (ENCODER AM-22-DQ) CONNECTOR ROTATABLE PLAIN SHAFT, W/O HOLDING BRAKE; ACC. TOLERANCE N VIBRATION SEVERITY GRADE A, DEGREE OF PROTECTION IP 65 | 4038 | TEM | 1 | MC | 3.904 | 1
1FT70345AK701FG2 | SIMOTICS S SYNCHRONOUS MOTOR 1FT7, M0=2NM (100K) NN=6000RPM, PN=0,88KW NATURAL AIR COOLING, FRAME SIZE IMB 5 (IM V1, IM V3) FLANGE 0 POWER CONNECTOR ROTATABLE ABSOLUTE ENCODER 22 BITS MULTI TURN WITH DRIVE-CLIQ INTERFACE (ENCODER AM-22-DQ) CONNECTOR ROTATABLE PLAIN SHAFT, W/O HOLDING BRAKE; ACC. TOLERANCE N VIBRATION SEVERITY GRADE A, DEGREE OF PROTECTION IP 67 | 4117 | TEM | 1 | MC | 3.904 | 1
1FT70345AK701FG3 | SIMOTICS S SYNCHRONOUS MOTOR 1FT7, M0=2NM (100K) NN=6000RPM, PN=0,88KW NATURAL AIR COOLING, FRAME SIZE IMB 5 (IM V1, IM V3) FLANGE 0 POWER CONNECTOR ROTATABLE ABSOLUTE ENCODER 22 BITS MULTI TURN WITH DRIVE-CLIQ INTERFACE (ENCODER AM-22-DQ) CONNECTOR ROTATABLE PLAIN SHAFT, W/O HOLDING BRAKE; ACC. TOLERANCE N VIBRATION SEVERITY GRADE A+R, DEGREE OF PROTECTION IP 64 | 4096 | TEM | 1 | MC | 3.904 | 1
1FT70345AK701FH0 | SIMOTICS S SYNCHRONOUS MOTOR 1FT7, M0=2NM (100K) NN=6000RPM, PN=0,88KW NATURAL AIR COOLING, FRAME SIZE IMB 5 (IM V1, IM V3) FLANGE 0 POWER CONNECTOR ROTATABLE ABSOLUTE ENCODER 22 BITS MULTI TURN WITH DRIVE-CLIQ INTERFACE (ENCODER AM-22-DQ) CONNECTOR ROTATABLE PLAIN SHAFT, WITH HOLDING BRAKE; ACCURACY TOLERANCE N VIBRATION SEVERITY GRADE A, DEGREE OF PROTECTION IP 64 | 4576 | TEM | 1 | MC | 4.203 | 1
1FT70345AK701FH1 | SIMOTICS S SYNCHRONOUS MOTOR 1FT7, M0=2NM (100K) NN=6000RPM, PN=0,88KW NATURAL AIR COOLING, FRAME SIZE IMB 5 (IM V1, IM V3) FLANGE 0 POWER CONNECTOR ROTATABLE ABSOLUTE ENCODER 22 BITS MULTI TURN WITH DRIVE-CLIQ INTERFACE (ENCODER AM-22-DQ) CONNECTOR ROTATABLE PLAIN SHAFT, WITH HOLDING BRAKE; ACCURACY TOLERANCE N VIBRATION SEVERITY GRADE A, DEGREE OF PROTECTION IP 65 | 4672 | TEM | 1 | MC | 4.203 | 1
1FT70345AK701MA1 | SIMOTICS S SYNCHRONOUS MOTOR 1FT7, M0=2NM (100K) NN=6000RPM, PN=0,88KW NATURAL AIR COOLING, FRAME SIZE IMB 5 (IM V1, IM V3) FLANGE (COMPACT) WITH KTY TEMPERATURE SENSOR POWER CONNECTOR ROTATABLE ABSOLUTE ENCODER ENDAT 2048 S/R (ENCODER A-2048) CONNECTOR ROTATABLE SHAFT WITH FITTED KEY; W/O HOLDING BRAKE; ACC. TOLERANCE N VIBRATION SEVERITY GRADE A, DEGREE OF PROTECTION IP 65 | 3606 | TEM | 1 | MC | 3.904 | 1
1FT70345AK701MB1 | SIMOTICS S SYNCHRONOUS MOTOR 1FT7, M0=2NM (100K) NN=6000RPM, PN=0,88KW NATURAL AIR COOLING, FRAME SIZE IMB 5 (IM V1, IM V3) FLANGE (COMPACT) WITH KTY TEMPERATURE SENSOR POWER CONNECTOR ROTATABLE ABSOLUTE ENCODER ENDAT 2048 S/R (ENCODER A-2048) CONNECTOR ROTATABLE SHAFT WITH FITTED KEY; WITH HOLDING BRAKE; ACC. TOLERANCE N VIBRATION SEVERITY GRADE A, DEGREE OF PROTECTION IP 65 | 4241 | TEM | 1 | MC | 4.203 | 1
1FT70345AK701MB2 | SIMOTICS S SYNCHRONOUS MOTOR 1FT7, M0=2NM (100K) NN=6000RPM, PN=0,88KW NATURAL AIR COOLING, FRAME SIZE IMB 5 (IM V1, IM V3) FLANGE (COMPACT) WITH KTY TEMPERATURE SENSOR POWER CONNECTOR ROTATABLE ABSOLUTE ENCODER ENDAT 2048 S/R (ENCODER A-2048) CONNECTOR ROTATABLE SHAFT WITH FITTED KEY; WITH HOLDING BRAKE; ACC. TOLERANCE N VIBRATION SEVERITY GRADE A, DEGREE OF PROTECTION IP 67 | 4320 | TEM | 1 | MC | 4.203 | 1
1FT70345AK701MG0 | SIMOTICS S SYNCHRONOUS MOTOR 1FT7, M0=2NM (100K) NN=6000RPM, PN=0,88KW NATURAL AIR COOLING, FRAME SIZE IMB 5 (IM V1, IM V3) FLANGE (COMPACT) WITH KTY TEMPERATURE SENSOR POWER CONNECTOR ROTATABLE ABSOLUTE ENCODER ENDAT 2048 S/R (ENCODER A-2048) CONNECTOR ROTATABLE PLAIN SHAFT, W/O HOLDING BRAKE; ACC. TOLERANCE N VIBRATION SEVERITY GRADE A, DEGREE OF PROTECTION IP 64 | 3510 | TEM | 1 | MC | 3.904 | 1
1FT70345AK701MG1 | SIMOTICS S SYNCHRONOUS MOTOR 1FT7, M0=2NM (100K) NN=6000RPM, PN=0,88KW NATURAL AIR COOLING, FRAME SIZE IMB 5 (IM V1, IM V3) FLANGE (COMPACT) WITH KTY TEMPERATURE SENSOR POWER CONNECTOR ROTATABLE ABSOLUTE ENCODER ENDAT 2048 S/R (ENCODER A-2048) CONNECTOR ROTATABLE PLAIN SHAFT, W/O HOLDING BRAKE; ACC. TOLERANCE N VIBRATION SEVERITY GRADE A, DEGREE OF PROTECTION IP 65 | 3606 | TEM | 1 | MC | 3.904 | 1
1FT70345AK701MG2 | SIMOTICS S SYNCHRONOUS MOTOR 1FT7, M0=2NM (100K) NN=6000RPM, PN=0,88KW NATURAL AIR COOLING, FRAME SIZE IMB 5 (IM V1, IM V3) FLANGE (COMPACT) WITH KTY TEMPERATURE SENSOR POWER CONNECTOR ROTATABLE ABSOLUTE ENCODER ENDAT 2048 S/R (ENCODER A-2048) CONNECTOR ROTATABLE PLAIN SHAFT, W/O HOLDING BRAKE; ACC. TOLERANCE N VIBRATION SEVERITY GRADE A, DEGREE OF PROTECTION IP 67 | 3685 | TEM | 1 | MC | 3.904 | 1
1FT70345AK701MG5 | SIMOTICS S SYNCHRONOUS MOTOR 1FT7, M0=2NM (100K) NN=6000RPM, PN=0,88KW NATURAL AIR COOLING, FRAME SIZE IMB 5 (IM V1, IM V3) FLANGE (COMPACT) WITH KTY TEMPERATURE SENSOR POWER CONNECTOR ROTATABLE ABSOLUTE ENCODER ENDAT 2048 S/R (ENCODER A-2048) CONNECTOR ROTATABLE PLAIN SHAFT, W/O HOLDING BRAKE; ACC. TOLERANCE N VIBRATION SEVERITY GRADE A+R, DEGREE OF PROTECTION IP 67 | 3841 | TEM | 1 | MC | 3.904 | 1
1FT70345AK701MH2 | SIMOTICS S SYNCHRONOUS MOTOR 1FT7, M0=2NM (100K) NN=6000RPM, PN=0,88KW NATURAL AIR COOLING, FRAME SIZE IMB 5 (IM V1, IM V3) FLANGE (COMPACT) WITH KTY TEMPERATURE SENSOR POWER CONNECTOR ROTATABLE ABSOLUTE ENCODER ENDAT 2048 S/R (ENCODER A-2048) CONNECTOR ROTATABLE PLAIN SHAFT, WITH HOLDING BRAKE; ACCURACY TOLERANCE N VIBRATION SEVERITY GRADE A, DEGREE OF PROTECTION IP 67 | 4320 | TEM | 1 | MC | 4.203 | 1
1FT70345AK701NA1 | SIMOTICS S SYNCHRONOUS MOTOR 1FT7, M0=2NM (100K) NN=6000RPM, PN=0,88KW NATURAL AIR COOLING, FRAME SIZE IMB 5 (IM V1, IM V3) FLANGE (COMPACT) WITH KTY TEMPERATURE SENSOR POWER CONNECTOR ROTATABLE INCREM. ENCODER SIN/COS 1VSS 2048 S/R (ENCODER I-2048) CONNECTOR ROTATABLE SHAFT WITH FITTED KEY; W/O HOLDING BRAKE; ACC. TOLERANCE N VIBRATION SEVERITY GRADE A, DEGREE OF PROTECTION IP 65 | 2852 | TEM | 1 | MC | 3.904 | 1
1FT70345AK701NG0 | SIMOTICS S SYNCHRONOUS MOTOR 1FT7, M0=2NM (100K) NN=6000RPM, PN=0,88KW NATURAL AIR COOLING, FRAME SIZE IMB 5 (IM V1, IM V3) FLANGE (COMPACT) WITH KTY TEMPERATURE SENSOR POWER CONNECTOR ROTATABLE INCREM. ENCODER SIN/COS 1VSS 2048 S/R (ENCODER I-2048) CONNECTOR ROTATABLE PLAIN SHAFT, W/O HOLDING BRAKE; ACC. TOLERANCE N VIBRATION SEVERITY GRADE A, DEGREE OF PROTECTION IP 64 | 2756 | TEM | 1 | MC | 3.904 | 1
1FT70345AK711BA0 | SIMOTICS S SYNCHRONOUS MOTOR 1FT7, M0=2NM (100K) NN=6000RPM, PN=0,88KW NATURAL AIR COOLING, FRAME SIZE IMB 5 (IM V1, IM V3) FLANGE 1 (1FT6 COMPATIBLE) POWER CONNECTOR ROTATABLE ABSOLUTE VALUE ENCODER SINGLETURN 24 BIT WITH DRIVE-CLIQ INTERFACE (ENCODER AS24DQI) SHAFT WITH FITTED KEY; W/O HOLDING BRAKE; ACC. TOLERANCE N VIBRATION SEVERITY GRADE A, DEGREE OF PROTECTION IP 64 | 3096 | TEM | 1 | MC | 3.904 | 1
1FT70345AK711BA1 | SIMOTICS S SYNCHRONOUS MOTOR 1FT7, M0=2NM (100K) NN=6000RPM, PN=0,88KW NATURAL AIR COOLING, FRAME SIZE IMB 5 (IM V1, IM V3) FLANGE 1 (1FT6 COMPATIBLE) POWER CONNECTOR ROTATABLE ABSOLUTE VALUE ENCODER SINGLETURN 24 BIT WITH DRIVE-CLIQ INTERFACE (ENCODER AS24DQI) SHAFT WITH FITTED KEY; W/O HOLDING BRAKE; ACC. TOLERANCE N VIBRATION SEVERITY GRADE A, DEGREE OF PROTECTION IP 65 | 3192 | TEM | 1 | MC | 3.904 | 1
1FT70345AK711BA5 | SIMOTICS S SYNCHRONOUS MOTOR 1FT7, M0=2NM (100K) NN=6000RPM, PN=0,88KW NATURAL AIR COOLING, FRAME SIZE IMB 5 (IM V1, IM V3) FLANGE 1 (1FT6 COMPATIBLE) POWER CONNECTOR ROTATABLE ABSOLUTE VALUE ENCODER SINGLETURN 24 BIT WITH DRIVE-CLIQ INTERFACE (ENCODER AS24DQI) SHAFT WITH FITTED KEY; W/O HOLDING BRAKE; ACC. TOLERANCE N VIBRATION SEVERITY GRADE A+R, DEGREE OF PROTECTION IP 67 | 3428 | TEM | 1 | MC | 3.904 | 1
1FT70345AK711BB0 | SIMOTICS S SYNCHRONOUS MOTOR 1FT7, M0=2NM (100K) NN=6000RPM, PN=0,88KW NATURAL AIR COOLING, FRAME SIZE IMB 5 (IM V1, IM V3) FLANGE 1 (1FT6 COMPATIBLE) POWER CONNECTOR ROTATABLE ABSOLUTE VALUE ENCODER SINGLETURN 24 BIT WITH DRIVE-CLIQ INTERFACE (ENCODER AS24DQI) SHAFT WITH FITTED KEY; WITH HOLDING BRAKE; ACC. TOLERANCE N VIBRATION SEVERITY GRADE A, DEGREE OF PROTECTION IP 64 | 3731 | TEM | 1 | MC | 4.203 | 1
1FT70345AK711BB1 | SIMOTICS S SYNCHRONOUS MOTOR 1FT7, M0=2NM (100K) NN=6000RPM, PN=0,88KW NATURAL AIR COOLING, FRAME SIZE IMB 5 (IM V1, IM V3) FLANGE 1 (1FT6 COMPATIBLE) POWER CONNECTOR ROTATABLE ABSOLUTE VALUE ENCODER SINGLETURN 24 BIT WITH DRIVE-CLIQ INTERFACE (ENCODER AS24DQI) SHAFT WITH FITTED KEY; WITH HOLDING BRAKE; ACC. TOLERANCE N VIBRATION SEVERITY GRADE A, DEGREE OF PROTECTION IP 65 | 3827 | TEM | 1 | MC | 4.203 | 1
1FT70345AK711BG0 | SIMOTICS S SYNCHRONOUS MOTOR 1FT7, M0=2NM (100K) NN=6000RPM, PN=0,88KW NATURAL AIR COOLING, FRAME SIZE IMB 5 (IM V1, IM V3) FLANGE 1 (1FT6 COMPATIBLE) POWER CONNECTOR ROTATABLE ABSOLUTE VALUE ENCODER SINGLETURN 24 BIT WITH DRIVE-CLIQ INTERFACE (ENCODER AS24DQI) PLAIN SHAFT, W/O HOLDING BRAKE; ACC. TOLERANCE N VIBRATION SEVERITY GRADE A, DEGREE OF PROTECTION IP 64 | 3096 | TEM | 1 | MC | 3.904 | 1
1FT70345AK711BG1 | SIMOTICS S SYNCHRONOUS MOTOR 1FT7, M0=2NM (100K) NN=6000RPM, PN=0,88KW NATURAL AIR COOLING, FRAME SIZE IMB 5 (IM V1, IM V3) FLANGE 1 (1FT6 COMPATIBLE) POWER CONNECTOR ROTATABLE ABSOLUTE VALUE ENCODER SINGLETURN 24 BIT WITH DRIVE-CLIQ INTERFACE (ENCODER AS24DQI) PLAIN SHAFT, W/O HOLDING BRAKE; ACC. TOLERANCE N VIBRATION SEVERITY GRADE A, DEGREE OF PROTECTION IP 65 | 3192 | TEM | 1 | MC | 3.904 | 1
1FT70345AK711BG2 | SIMOTICS S SYNCHRONOUS MOTOR 1FT7, M0=2NM (100K) NN=6000RPM, PN=0,88KW NATURAL AIR COOLING, FRAME SIZE IMB 5 (IM V1, IM V3) FLANGE 1 (1FT6 COMPATIBLE) POWER CONNECTOR ROTATABLE ABSOLUTE VALUE ENCODER SINGLETURN 24 BIT WITH DRIVE-CLIQ INTERFACE (ENCODER AS24DQI) PLAIN SHAFT, W/O HOLDING BRAKE; ACC. TOLERANCE N VIBRATION SEVERITY GRADE A, DEGREE OF PROTECTION IP 67 | 3272 | TEM | 1 | MC | 3.904 | 1
1FT70345AK711BG5 | SIMOTICS S SYNCHRONOUS MOTOR 1FT7, M0=2NM (100K) NN=6000RPM, PN=0,88KW NATURAL AIR COOLING, FRAME SIZE IMB 5 (IM V1, IM V3) FLANGE 1 (1FT6 COMPATIBLE) POWER CONNECTOR ROTATABLE ABSOLUTE VALUE ENCODER SINGLETURN 24 BIT WITH DRIVE-CLIQ INTERFACE (ENCODER AS24DQI) PLAIN SHAFT, W/O HOLDING BRAKE; ACC. TOLERANCE N VIBRATION SEVERITY GRADE A+R, DEGREE OF PROTECTION IP 67 | 3428 | TEM | 1 | MC | 3.904 | 1
1FT70345AK711BH0 | SIMOTICS S SYNCHRONOUS MOTOR 1FT7, M0=2NM (100K) NN=6000RPM, PN=0,88KW NATURAL AIR COOLING, FRAME SIZE IMB 5 (IM V1, IM V3) FLANGE 1 (1FT6 COMPATIBLE) POWER CONNECTOR ROTATABLE ABSOLUTE VALUE ENCODER SINGLETURN 24 BIT WITH DRIVE-CLIQ INTERFACE (ENCODER AS24DQI) PLAIN SHAFT, WITH HOLDING BRAKE; ACCURACY TOLERANCE N VIBRATION SEVERITY GRADE A, DEGREE OF PROTECTION IP 64 | 3731 | TEM | 1 | MC | 4.203 | 1
1FT70345AK711BH1 | SIMOTICS S SYNCHRONOUS MOTOR 1FT7, M0=2NM (100K) NN=6000RPM, PN=0,88KW NATURAL AIR COOLING, FRAME SIZE IMB 5 (IM V1, IM V3) FLANGE 1 (1FT6 COMPATIBLE) POWER CONNECTOR ROTATABLE ABSOLUTE VALUE ENCODER SINGLETURN 24 BIT WITH DRIVE-CLIQ INTERFACE (ENCODER AS24DQI) PLAIN SHAFT, WITH HOLDING BRAKE; ACCURACY TOLERANCE N VIBRATION SEVERITY GRADE A, DEGREE OF PROTECTION IP 65 | 3827 | TEM | 1 | MC | 4.203 | 1
1FT70345AK711BH5 | SIMOTICS S SYNCHRONOUS MOTOR 1FT7, M0=2NM (100K) NN=6000RPM, PN=0,88KW NATURAL AIR COOLING, FRAME SIZE IMB 5 (IM V1, IM V3) FLANGE 1 (1FT6 COMPATIBLE) POWER CONNECTOR ROTATABLE ABSOLUTE VALUE ENCODER SINGLETURN 24 BIT WITH DRIVE-CLIQ INTERFACE (ENCODER AS24DQI) PLAIN SHAFT, WITH HOLDING BRAKE; ACCURACY TOLERANCE N VIBRATION SEVERITY GRADE A+R, DEGREE OF PROTECTION IP 67 | 4063 | TEM | 1 | MC | 4.203 | 1
1FT70345AK711BK5 | SIMOTICS S SYNCHRONOUS MOTOR 1FT7, M0=2NM (100K) NN=6000RPM, PN=0,88KW NATURAL AIR COOLING, FRAME SIZE IMB 5 (IM V1, IM V3) FLANGE 1 (1FT6 COMPATIBLE) POWER CONNECTOR ROTATABLE ABSOLUTE VALUE ENCODER SINGLETURN 24 BIT WITH DRIVE-CLIQ INTERFACE (ENCODER AS24DQI) PLAIN SHAFT, W/O HOLDING BRAKE; ACC. TOLERANCE R VIBRATION SEVERITY GRADE A+R, DEGREE OF PROTECTION IP 67 | 3587 | TEM | 1 | MC | 3.904 | 1
1FT70345AK711BL4 | SIMOTICS S SYNCHRONOUS MOTOR 1FT7, M0=2NM (100K) NN=6000RPM, PN=0,88KW NATURAL AIR COOLING, FRAME SIZE IMB 5 (IM V1, IM V3) FLANGE 1 (1FT6 COMPATIBLE) POWER CONNECTOR ROTATABLE ABSOLUTE VALUE ENCODER SINGLETURN 24 BIT WITH DRIVE-CLIQ INTERFACE (ENCODER AS24DQI) PLAIN SHAFT, WITH HOLDING BRAKE; ACCURACY TOLERANCE R VIBRATION SEVERITY GRADE A+R, DEGREE OF PROTECTION IP 65 | 4142 | TEM | 1 | MC | 4.203 | 1
1FT70345AK711CA0 | SIMOTICS S SYNCHRONOUS MOTOR 1FT7, M0=2NM (100K) NN=6000RPM, PN=0,88KW NATURAL AIR COOLING, FRAME SIZE IMB 5 (IM V1, IM V3) FLANGE 1 (1FT6 COMPATIBLE) POWER CONNECTOR ROTATABLE ABSOLUTE ENCODER 24 BITS + 12 BIT MULTITURN WITH DRIVE-CLIQ INTERFACE (ENCODER AM24DQI) SHAFT WITH FITTED KEY; W/O HOLDING BRAKE; ACC. TOLERANCE N VIBRATION SEVERITY GRADE A, DEGREE OF PROTECTION IP 64 | 3861 | TEM | 1 | MC | 3.904 | 1
1FT70345AK711CA1 | SIMOTICS S SYNCHRONOUS MOTOR 1FT7, M0=2NM (100K) NN=6000RPM, PN=0,88KW NATURAL AIR COOLING, FRAME SIZE IMB 5 (IM V1, IM V3) FLANGE 1 (1FT6 COMPATIBLE) POWER CONNECTOR ROTATABLE ABSOLUTE ENCODER 24 BITS + 12 BIT MULTITURN WITH DRIVE-CLIQ INTERFACE (ENCODER AM24DQI) SHAFT WITH FITTED KEY; W/O HOLDING BRAKE; ACC. TOLERANCE N VIBRATION SEVERITY GRADE A, DEGREE OF PROTECTION IP 65 | 3958 | TEM | 1 | MC | 3.904 | 1
1FT70345AK711CA2 | SIMOTICS S SYNCHRONOUS MOTOR 1FT7, M0=2NM (100K) NN=6000RPM, PN=0,88KW NATURAL AIR COOLING, FRAME SIZE IMB 5 (IM V1, IM V3) FLANGE 1 (1FT6 COMPATIBLE) POWER CONNECTOR ROTATABLE ABSOLUTE ENCODER 24 BITS + 12 BIT MULTITURN WITH DRIVE-CLIQ INTERFACE (ENCODER AM24DQI) SHAFT WITH FITTED KEY; W/O HOLDING BRAKE; ACC. TOLERANCE N VIBRATION SEVERITY GRADE A, DEGREE OF PROTECTION IP 67 | 4037 | TEM | 1 | MC | 3.904 | 1
1FT70345AK711CB0 | SIMOTICS S SYNCHRONOUS MOTOR 1FT7, M0=2NM (100K) NN=6000RPM, PN=0,88KW NATURAL AIR COOLING, FRAME SIZE IMB 5 (IM V1, IM V3) FLANGE 1 (1FT6 COMPATIBLE) POWER CONNECTOR ROTATABLE ABSOLUTE ENCODER 24 BITS + 12 BIT MULTITURN WITH DRIVE-CLIQ INTERFACE (ENCODER AM24DQI) SHAFT WITH FITTED KEY; WITH HOLDING BRAKE; ACC. TOLERANCE N VIBRATION SEVERITY GRADE A, DEGREE OF PROTECTION IP 64 | 4496 | TEM | 1 | MC | 4.203 | 1
1FT70345AK711CB1 | SIMOTICS S SYNCHRONOUS MOTOR 1FT7, M0=2NM (100K) NN=6000RPM, PN=0,88KW NATURAL AIR COOLING, FRAME SIZE IMB 5 (IM V1, IM V3) FLANGE 1 (1FT6 COMPATIBLE) POWER CONNECTOR ROTATABLE ABSOLUTE ENCODER 24 BITS + 12 BIT MULTITURN WITH DRIVE-CLIQ INTERFACE (ENCODER AM24DQI) SHAFT WITH FITTED KEY; WITH HOLDING BRAKE; ACC. TOLERANCE N VIBRATION SEVERITY GRADE A, DEGREE OF PROTECTION IP 65 | 4592 | TEM | 1 | MC | 4.203 | 1
1FT70345AK711CB2 | SIMOTICS S SYNCHRONOUS MOTOR 1FT7, M0=2NM (100K) NN=6000RPM, PN=0,88KW NATURAL AIR COOLING, FRAME SIZE IMB 5 (IM V1, IM V3) FLANGE 1 (1FT6 COMPATIBLE) POWER CONNECTOR ROTATABLE ABSOLUTE ENCODER 24 BITS + 12 BIT MULTITURN WITH DRIVE-CLIQ INTERFACE (ENCODER AM24DQI) SHAFT WITH FITTED KEY; WITH HOLDING BRAKE; ACC. TOLERANCE N VIBRATION SEVERITY GRADE A, DEGREE OF PROTECTION IP 67 | 4672 | TEM | 1 | MC | 4.203 | 1
1FT70345AK711CB4 | SIMOTICS S SYNCHRONOUS MOTOR 1FT7, M0=2NM (100K) NN=6000RPM, PN=0,88KW NATURAL AIR COOLING, FRAME SIZE IMB 5 (IM V1, IM V3) FLANGE 1 (1FT6 COMPATIBLE) POWER CONNECTOR ROTATABLE ABSOLUTE ENCODER 24 BITS + 12 BIT MULTITURN WITH DRIVE-CLIQ INTERFACE (ENCODER AM24DQI) SHAFT WITH FITTED KEY; WITH HOLDING BRAKE; ACC. TOLERANCE N VIBRATION SEVERITY GRADE A+R, DEGREE OF PROTECTION IP 65 | 4748 | TEM | 1 | MC | 4.203 | 1
1FT70345AK711CB5 | SIMOTICS S SYNCHRONOUS MOTOR 1FT7, M0=2NM (100K) NN=6000RPM, PN=0,88KW NATURAL AIR COOLING, FRAME SIZE IMB 5 (IM V1, IM V3) FLANGE 1 (1FT6 COMPATIBLE) POWER CONNECTOR ROTATABLE ABSOLUTE ENCODER 24 BITS + 12 BIT MULTITURN WITH DRIVE-CLIQ INTERFACE (ENCODER AM24DQI) SHAFT WITH FITTED KEY; WITH HOLDING BRAKE; ACC. TOLERANCE N VIBRATION SEVERITY GRADE A+R, DEGREE OF PROTECTION IP 67 | 4828 | TEM | 1 | MC | 4.203 | 1
1FT70345AK711CD5 | SIMOTICS S SYNCHRONOUS MOTOR 1FT7, M0=2NM (100K) NN=6000RPM, PN=0,88KW NATURAL AIR COOLING, FRAME SIZE IMB 5 (IM V1, IM V3) FLANGE 1 (1FT6 COMPATIBLE) POWER CONNECTOR ROTATABLE ABSOLUTE ENCODER 24 BITS + 12 BIT MULTITURN WITH DRIVE-CLIQ INTERFACE (ENCODER AM24DQI) SHAFT WITH FITTED KEY; W/O HOLDING BRAKE; ACC. TOLERANCE R VIBRATION SEVERITY GRADE A+R, DEGREE OF PROTECTION IP 67 | 4352 | TEM | 1 | MC | 3.904 | 1
1FT70345AK711CE5 | SIMOTICS S SYNCHRONOUS MOTOR 1FT7, M0=2NM (100K) NN=6000RPM, PN=0,88KW NATURAL AIR COOLING, FRAME SIZE IMB 5 (IM V1, IM V3) FLANGE 1 (1FT6 COMPATIBLE) POWER CONNECTOR ROTATABLE ABSOLUTE ENCODER 24 BITS + 12 BIT MULTITURN WITH DRIVE-CLIQ INTERFACE (ENCODER AM24DQI) SHAFT WITH FITTED KEY; WITH HOLDING BRAKE; ACC. TOLERANCE R VIBRATION SEVERITY GRADE A+R, DEGREE OF PROTECTION IP 67 | 4987 | TEM | 1 | MC | 4.203 | 1
1FT70345AK711CG0 | SIMOTICS S SYNCHRONOUS MOTOR 1FT7, M0=2NM (100K) NN=6000RPM, PN=0,88KW NATURAL AIR COOLING, FRAME SIZE IMB 5 (IM V1, IM V3) FLANGE 1 (1FT6 COMPATIBLE) POWER CONNECTOR ROTATABLE ABSOLUTE ENCODER 24 BITS + 12 BIT MULTITURN WITH DRIVE-CLIQ INTERFACE (ENCODER AM24DQI) PLAIN SHAFT, W/O HOLDING BRAKE; ACC. TOLERANCE N VIBRATION SEVERITY GRADE A, DEGREE OF PROTECTION IP 64 | 3861 | TEM | 1 | MC | 3.904 | 1
1FT70345AK711CG1 | SIMOTICS S SYNCHRONOUS MOTOR 1FT7, M0=2NM (100K) NN=6000RPM, PN=0,88KW NATURAL AIR COOLING, FRAME SIZE IMB 5 (IM V1, IM V3) FLANGE 1 (1FT6 COMPATIBLE) POWER CONNECTOR ROTATABLE ABSOLUTE ENCODER 24 BITS + 12 BIT MULTITURN WITH DRIVE-CLIQ INTERFACE (ENCODER AM24DQI) PLAIN SHAFT, W/O HOLDING BRAKE; ACC. TOLERANCE N VIBRATION SEVERITY GRADE A, DEGREE OF PROTECTION IP 65 | 3958 | TEM | 1 | MC | 3.904 | 1
1FT70345AK711CG2 | SIMOTICS S SYNCHRONOUS MOTOR 1FT7, M0=2NM (100K) NN=6000RPM, PN=0,88KW NATURAL AIR COOLING, FRAME SIZE IMB 5 (IM V1, IM V3) FLANGE 1 (1FT6 COMPATIBLE) POWER CONNECTOR ROTATABLE ABSOLUTE ENCODER 24 BITS + 12 BIT MULTITURN WITH DRIVE-CLIQ INTERFACE (ENCODER AM24DQI) PLAIN SHAFT, W/O HOLDING BRAKE; ACC. TOLERANCE N VIBRATION SEVERITY GRADE A, DEGREE OF PROTECTION IP 67 | 4037 | TEM | 1 | MC | 3.904 | 1
1FT70345AK711CG5 | SIMOTICS S SYNCHRONOUS MOTOR 1FT7, M0=2NM (100K) NN=6000RPM, PN=0,88KW NATURAL AIR COOLING, FRAME SIZE IMB 5 (IM V1, IM V3) FLANGE 1 (1FT6 COMPATIBLE) POWER CONNECTOR ROTATABLE ABSOLUTE ENCODER 24 BITS + 12 BIT MULTITURN WITH DRIVE-CLIQ INTERFACE (ENCODER AM24DQI) PLAIN SHAFT, W/O HOLDING BRAKE; ACC. TOLERANCE N VIBRATION SEVERITY GRADE A+R, DEGREE OF PROTECTION IP 67 | 4193 | TEM | 1 | MC | 3.904 | 1
1FT70345AK711CH0 | SIMOTICS S SYNCHRONOUS MOTOR 1FT7, M0=2NM (100K) NN=6000RPM, PN=0,88KW NATURAL AIR COOLING, FRAME SIZE IMB 5 (IM V1, IM V3) FLANGE 1 (1FT6 COMPATIBLE) POWER CONNECTOR ROTATABLE ABSOLUTE ENCODER 24 BITS + 12 BIT MULTITURN WITH DRIVE-CLIQ INTERFACE (ENCODER AM24DQI) PLAIN SHAFT, WITH HOLDING BRAKE; ACCURACY TOLERANCE N VIBRATION SEVERITY GRADE A, DEGREE OF PROTECTION IP 64 | 4496 | TEM | 1 | MC | 4.203 | 1
1FT70345AK711CH1 | SIMOTICS S SYNCHRONOUS MOTOR 1FT7, M0=2NM (100K) NN=6000RPM, PN=0,88KW NATURAL AIR COOLING, FRAME SIZE IMB 5 (IM V1, IM V3) FLANGE 1 (1FT6 COMPATIBLE) POWER CONNECTOR ROTATABLE ABSOLUTE ENCODER 24 BITS + 12 BIT MULTITURN WITH DRIVE-CLIQ INTERFACE (ENCODER AM24DQI) PLAIN SHAFT, WITH HOLDING BRAKE; ACCURACY TOLERANCE N VIBRATION SEVERITY GRADE A, DEGREE OF PROTECTION IP 65 | 4592 | TEM | 1 | MC | 4.203 | 1
1FT70345AK711CH2 | SIMOTICS S SYNCHRONOUS MOTOR 1FT7, M0=2NM (100K) NN=6000RPM, PN=0,88KW NATURAL AIR COOLING, FRAME SIZE IMB 5 (IM V1, IM V3) FLANGE 1 (1FT6 COMPATIBLE) POWER CONNECTOR ROTATABLE ABSOLUTE ENCODER 24 BITS + 12 BIT MULTITURN WITH DRIVE-CLIQ INTERFACE (ENCODER AM24DQI) PLAIN SHAFT, WITH HOLDING BRAKE; ACCURACY TOLERANCE N VIBRATION SEVERITY GRADE A, DEGREE OF PROTECTION IP 67 | 4672 | TEM | 1 | MC | 4.203 | 1
1FT70345AK711CK5 | SIMOTICS S SYNCHRONOUS MOTOR 1FT7, M0=2NM (100K) NN=6000RPM, PN=0,88KW NATURAL AIR COOLING, FRAME SIZE IMB 5 (IM V1, IM V3) FLANGE 1 (1FT6 COMPATIBLE) POWER CONNECTOR ROTATABLE ABSOLUTE ENCODER 24 BITS + 12 BIT MULTITURN WITH DRIVE-CLIQ INTERFACE (ENCODER AM24DQI) PLAIN SHAFT, W/O HOLDING BRAKE; ACC. TOLERANCE R VIBRATION SEVERITY GRADE A+R, DEGREE OF PROTECTION IP 67 | 4352 | TEM | 1 | MC | 3.904 | 1
1FT70345AK711CL5 | SIMOTICS S SYNCHRONOUS MOTOR 1FT7, M0=2NM (100K) NN=6000RPM, PN=0,88KW NATURAL AIR COOLING, FRAME SIZE IMB 5 (IM V1, IM V3) FLANGE 1 (1FT6 COMPATIBLE) POWER CONNECTOR ROTATABLE ABSOLUTE ENCODER 24 BITS + 12 BIT MULTITURN WITH DRIVE-CLIQ INTERFACE (ENCODER AM24DQI) PLAIN SHAFT, WITH HOLDING BRAKE; ACCURACY TOLERANCE R VIBRATION SEVERITY GRADE A+R, DEGREE OF PROTECTION IP 67 | 4987 | TEM | 1 | MC | 4.203 | 1
1FT70345AK711DA0 | SIMOTICS S SYNCHRONOUS MOTOR 1FT7, M0=2NM (100K) NN=6000RPM, PN=0,88KW NATURAL AIR COOLING, FRAME SIZE IMB 5 (IM V1, IM V3) FLANGE 1 (1FT6 COMPATIBLE) POWER CONNECTOR ROTATABLE INCREMENTAL ENCODER 2048 S/R WITH DRIVE-CLIQ INTERFACE (ENCODER I-2048) CONNECTOR ROTATABLE SHAFT WITH FITTED KEY; W/O HOLDING BRAKE; ACC. TOLERANCE N VIBRATION SEVERITY GRADE A, DEGREE OF PROTECTION IP 64 | 3176 | TEM | 1 | MC | 3.904 | 1
1FT70345AK711DA1 | SIMOTICS S SYNCHRONOUS MOTOR 1FT7, M0=2NM (100K) NN=6000RPM, PN=0,88KW NATURAL AIR COOLING, FRAME SIZE IMB 5 (IM V1, IM V3) FLANGE 1 (1FT6 COMPATIBLE) POWER CONNECTOR ROTATABLE INCREMENTAL ENCODER 2048 S/R WITH DRIVE-CLIQ INTERFACE (ENCODER I-2048) CONNECTOR ROTATABLE SHAFT WITH FITTED KEY; W/O HOLDING BRAKE; ACC. TOLERANCE N VIBRATION SEVERITY GRADE A, DEGREE OF PROTECTION IP 65 | 3273 | TEM | 1 | MC | 3.904 | 1
1FT70345AK711DA2 | SIMOTICS S SYNCHRONOUS MOTOR 1FT7, M0=2NM (100K) NN=6000RPM, PN=0,88KW NATURAL AIR COOLING, FRAME SIZE IMB 5 (IM V1, IM V3) FLANGE 1 (1FT6 COMPATIBLE) POWER CONNECTOR ROTATABLE INCREMENTAL ENCODER 2048 S/R WITH DRIVE-CLIQ INTERFACE (ENCODER I-2048) CONNECTOR ROTATABLE SHAFT WITH FITTED KEY; W/O HOLDING BRAKE; ACC. TOLERANCE N VIBRATION SEVERITY GRADE A, DEGREE OF PROTECTION IP 67 | 3352 | TEM | 1 | MC | 3.904 | 1
1FT70345AK711DA3 | SIMOTICS S SYNCHRONOUS MOTOR 1FT7, M0=2NM (100K) NN=6000RPM, PN=0,88KW NATURAL AIR COOLING, FRAME SIZE IMB 5 (IM V1, IM V3) FLANGE 1 (1FT6 COMPATIBLE) POWER CONNECTOR ROTATABLE INCREMENTAL ENCODER 2048 S/R WITH DRIVE-CLIQ INTERFACE (ENCODER I-2048) CONNECTOR ROTATABLE SHAFT WITH FITTED KEY; W/O HOLDING BRAKE; ACC. TOLERANCE N VIBRATION SEVERITY GRADE A+R, DEGREE OF PROTECTION IP 64 | 3331 | TEM | 1 | MC | 3.904 | 1
1FT70345AK711DA5 | SIMOTICS S SYNCHRONOUS MOTOR 1FT7, M0=2NM (100K) NN=6000RPM, PN=0,88KW NATURAL AIR COOLING, FRAME SIZE IMB 5 (IM V1, IM V3) FLANGE 1 (1FT6 COMPATIBLE) POWER CONNECTOR ROTATABLE INCREMENTAL ENCODER 2048 S/R WITH DRIVE-CLIQ INTERFACE (ENCODER I-2048) CONNECTOR ROTATABLE SHAFT WITH FITTED KEY; W/O HOLDING BRAKE; ACC. TOLERANCE N VIBRATION SEVERITY GRADE A+R, DEGREE OF PROTECTION IP 67 | 3508 | TEM | 1 | MC | 3.904 | 1
1FT70345AK711DB0 | SIMOTICS S SYNCHRONOUS MOTOR 1FT7, M0=2NM (100K) NN=6000RPM, PN=0,88KW NATURAL AIR COOLING, FRAME SIZE IMB 5 (IM V1, IM V3) FLANGE 1 (1FT6 COMPATIBLE) POWER CONNECTOR ROTATABLE INCREMENTAL ENCODER 2048 S/R WITH DRIVE-CLIQ INTERFACE (ENCODER I-2048) CONNECTOR ROTATABLE SHAFT WITH FITTED KEY; WITH HOLDING BRAKE; ACC. TOLERANCE N VIBRATION SEVERITY GRADE A, DEGREE OF PROTECTION IP 64 | 3811 | TEM | 1 | MC | 4.203 | 1
1FT70345AK711DB1 | SIMOTICS S SYNCHRONOUS MOTOR 1FT7, M0=2NM (100K) NN=6000RPM, PN=0,88KW NATURAL AIR COOLING, FRAME SIZE IMB 5 (IM V1, IM V3) FLANGE 1 (1FT6 COMPATIBLE) POWER CONNECTOR ROTATABLE INCREMENTAL ENCODER 2048 S/R WITH DRIVE-CLIQ INTERFACE (ENCODER I-2048) CONNECTOR ROTATABLE SHAFT WITH FITTED KEY; WITH HOLDING BRAKE; ACC. TOLERANCE N VIBRATION SEVERITY GRADE A, DEGREE OF PROTECTION IP 65 | 3907 | TEM | 1 | MC | 4.203 | 1
1FT70345AK711DB2 | SIMOTICS S SYNCHRONOUS MOTOR 1FT7, M0=2NM (100K) NN=6000RPM, PN=0,88KW NATURAL AIR COOLING, FRAME SIZE IMB 5 (IM V1, IM V3) FLANGE 1 (1FT6 COMPATIBLE) POWER CONNECTOR ROTATABLE INCREMENTAL ENCODER 2048 S/R WITH DRIVE-CLIQ INTERFACE (ENCODER I-2048) CONNECTOR ROTATABLE SHAFT WITH FITTED KEY; WITH HOLDING BRAKE; ACC. TOLERANCE N VIBRATION SEVERITY GRADE A, DEGREE OF PROTECTION IP 67 | 3987 | TEM | 1 | MC | 4.203 | 1
1FT70345AK711DE2 | SIMOTICS S SYNCHRONOUS MOTOR 1FT7, M0=2NM (100K) NN=6000RPM, PN=0,88KW NATURAL AIR COOLING, FRAME SIZE IMB 5 (IM V1, IM V3) FLANGE 1 (1FT6 COMPATIBLE) POWER CONNECTOR ROTATABLE INCREMENTAL ENCODER 2048 S/R WITH DRIVE-CLIQ INTERFACE (ENCODER I-2048) CONNECTOR ROTATABLE SHAFT WITH FITTED KEY; WITH HOLDING BRAKE; ACC. TOLERANCE R VIBRATION SEVERITY GRADE A, DEGREE OF PROTECTION IP 67 | 4146 | TEM | 1 | MC | 4.203 | 1
1FT70345AK711DG0 | SIMOTICS S SYNCHRONOUS MOTOR 1FT7, M0=2NM (100K) NN=6000RPM, PN=0,88KW NATURAL AIR COOLING, FRAME SIZE IMB 5 (IM V1, IM V3) FLANGE 1 (1FT6 COMPATIBLE) POWER CONNECTOR ROTATABLE INCREMENTAL ENCODER 2048 S/R WITH DRIVE-CLIQ INTERFACE (ENCODER I-2048) CONNECTOR ROTATABLE PLAIN SHAFT, W/O HOLDING BRAKE; ACC. TOLERANCE N VIBRATION SEVERITY GRADE A, DEGREE OF PROTECTION IP 64 | 3176 | TEM | 1 | MC | 3.904 | 1
1FT70345AK711DG2 | SIMOTICS S SYNCHRONOUS MOTOR 1FT7, M0=2NM (100K) NN=6000RPM, PN=0,88KW NATURAL AIR COOLING, FRAME SIZE IMB 5 (IM V1, IM V3) FLANGE 1 (1FT6 COMPATIBLE) POWER CONNECTOR ROTATABLE INCREMENTAL ENCODER 2048 S/R WITH DRIVE-CLIQ INTERFACE (ENCODER I-2048) CONNECTOR ROTATABLE PLAIN SHAFT, W/O HOLDING BRAKE; ACC. TOLERANCE N VIBRATION SEVERITY GRADE A, DEGREE OF PROTECTION IP 67 | 3352 | TEM | 1 | MC | 3.904 | 1
1FT70345AK711DG3 | SIMOTICS S SYNCHRONOUS MOTOR 1FT7, M0=2NM (100K) NN=6000RPM, PN=0,88KW NATURAL AIR COOLING, FRAME SIZE IMB 5 (IM V1, IM V3) FLANGE 1 (1FT6 COMPATIBLE) POWER CONNECTOR ROTATABLE INCREMENTAL ENCODER 2048 S/R WITH DRIVE-CLIQ INTERFACE (ENCODER I-2048) CONNECTOR ROTATABLE PLAIN SHAFT, W/O HOLDING BRAKE; ACC. TOLERANCE N VIBRATION SEVERITY GRADE A+R, DEGREE OF PROTECTION IP 64 | 3331 | TEM | 1 | MC | 3.904 | 1
1FT70345AK711DG5 | SIMOTICS S SYNCHRONOUS MOTOR 1FT7, M0=2NM (100K) NN=6000RPM, PN=0,88KW NATURAL AIR COOLING, FRAME SIZE IMB 5 (IM V1, IM V3) FLANGE 1 (1FT6 COMPATIBLE) POWER CONNECTOR ROTATABLE INCREMENTAL ENCODER 2048 S/R WITH DRIVE-CLIQ INTERFACE (ENCODER I-2048) CONNECTOR ROTATABLE PLAIN SHAFT, W/O HOLDING BRAKE; ACC. TOLERANCE N VIBRATION SEVERITY GRADE A+R, DEGREE OF PROTECTION IP 67 | 3508 | TEM | 1 | MC | 3.904 | 1
1FT70345AK711DH1 | SIMOTICS S SYNCHRONOUS MOTOR 1FT7, M0=2NM (100K) NN=6000RPM, PN=0,88KW NATURAL AIR COOLING, FRAME SIZE IMB 5 (IM V1, IM V3) FLANGE 1 (1FT6 COMPATIBLE) POWER CONNECTOR ROTATABLE INCREMENTAL ENCODER 2048 S/R WITH DRIVE-CLIQ INTERFACE (ENCODER I-2048) CONNECTOR ROTATABLE PLAIN SHAFT, WITH HOLDING BRAKE; ACCURACY TOLERANCE N VIBRATION SEVERITY GRADE A, DEGREE OF PROTECTION IP 65 | 3907 | TEM | 1 | MC | 4.203 | 1
1FT70345AK711DH2 | SIMOTICS S SYNCHRONOUS MOTOR 1FT7, M0=2NM (100K) NN=6000RPM, PN=0,88KW NATURAL AIR COOLING, FRAME SIZE IMB 5 (IM V1, IM V3) FLANGE 1 (1FT6 COMPATIBLE) POWER CONNECTOR ROTATABLE INCREMENTAL ENCODER 2048 S/R WITH DRIVE-CLIQ INTERFACE (ENCODER I-2048) CONNECTOR ROTATABLE PLAIN SHAFT, WITH HOLDING BRAKE; ACCURACY TOLERANCE N VIBRATION SEVERITY GRADE A, DEGREE OF PROTECTION IP 67 | 3987 | TEM | 1 | MC | 4.203 | 1
1FT70345AK711DK1 | SIMOTICS S SYNCHRONOUS MOTOR 1FT7, M0=2NM (100K) NN=6000RPM, PN=0,88KW NATURAL AIR COOLING, FRAME SIZE IMB 5 (IM V1, IM V3) FLANGE 1 (1FT6 COMPATIBLE) POWER CONNECTOR ROTATABLE INCREMENTAL ENCODER 2048 S/R WITH DRIVE-CLIQ INTERFACE (ENCODER I-2048) CONNECTOR ROTATABLE PLAIN SHAFT, W/O HOLDING BRAKE; ACC. TOLERANCE R VIBRATION SEVERITY GRADE A, DEGREE OF PROTECTION IP 65 | 3432 | TEM | 1 | MC | 3.904 | 1
1FT70345AK711DK2 | SIMOTICS S SYNCHRONOUS MOTOR 1FT7, M0=2NM (100K) NN=6000RPM, PN=0,88KW NATURAL AIR COOLING, FRAME SIZE IMB 5 (IM V1, IM V3) FLANGE 1 (1FT6 COMPATIBLE) POWER CONNECTOR ROTATABLE INCREMENTAL ENCODER 2048 S/R WITH DRIVE-CLIQ INTERFACE (ENCODER I-2048) CONNECTOR ROTATABLE PLAIN SHAFT, W/O HOLDING BRAKE; ACC. TOLERANCE R VIBRATION SEVERITY GRADE A, DEGREE OF PROTECTION IP 67 | 3512 | TEM | 1 | MC | 3.904 | 1
1FT70345AK711DL2 | SIMOTICS S SYNCHRONOUS MOTOR 1FT7, M0=2NM (100K) NN=6000RPM, PN=0,88KW NATURAL AIR COOLING, FRAME SIZE IMB 5 (IM V1, IM V3) FLANGE 1 (1FT6 COMPATIBLE) POWER CONNECTOR ROTATABLE INCREMENTAL ENCODER 2048 S/R WITH DRIVE-CLIQ INTERFACE (ENCODER I-2048) CONNECTOR ROTATABLE PLAIN SHAFT, WITH HOLDING BRAKE; ACCURACY TOLERANCE R VIBRATION SEVERITY GRADE A, DEGREE OF PROTECTION IP 67 | 4146 | TEM | 1 | MC | 4.203 | 1
1FT70345AK711FA0 | SIMOTICS S SYNCHRONOUS MOTOR 1FT7, M0=2NM (100K) NN=6000RPM, PN=0,88KW NATURAL AIR COOLING, FRAME SIZE IMB 5 (IM V1, IM V3) FLANGE 1 (1FT6 COMPATIBLE) POWER CONNECTOR ROTATABLE ABSOLUTE ENCODER 22 BITS MULTI TURN WITH DRIVE-CLIQ INTERFACE (ENCODER AM-22-DQ) CONNECTOR ROTATABLE SHAFT WITH FITTED KEY; W/O HOLDING BRAKE; ACC. TOLERANCE N VIBRATION SEVERITY GRADE A, DEGREE OF PROTECTION IP 64 | 3942 | TEM | 1 | MC | 3.904 | 1
1FT70345AK711FA1 | SIMOTICS S SYNCHRONOUS MOTOR 1FT7, M0=2NM (100K) NN=6000RPM, PN=0,88KW NATURAL AIR COOLING, FRAME SIZE IMB 5 (IM V1, IM V3) FLANGE 1 (1FT6 COMPATIBLE) POWER CONNECTOR ROTATABLE ABSOLUTE ENCODER 22 BITS MULTI TURN WITH DRIVE-CLIQ INTERFACE (ENCODER AM-22-DQ) CONNECTOR ROTATABLE SHAFT WITH FITTED KEY; W/O HOLDING BRAKE; ACC. TOLERANCE N VIBRATION SEVERITY GRADE A, DEGREE OF PROTECTION IP 65 | 4038 | TEM | 1 | MC | 3.904 | 1
1FT70345AK711FA2 | SIMOTICS S SYNCHRONOUS MOTOR 1FT7, M0=2NM (100K) NN=6000RPM, PN=0,88KW NATURAL AIR COOLING, FRAME SIZE IMB 5 (IM V1, IM V3) FLANGE 1 (1FT6 COMPATIBLE) POWER CONNECTOR ROTATABLE ABSOLUTE ENCODER 22 BITS MULTI TURN WITH DRIVE-CLIQ INTERFACE (ENCODER AM-22-DQ) CONNECTOR ROTATABLE SHAFT WITH FITTED KEY; W/O HOLDING BRAKE; ACC. TOLERANCE N VIBRATION SEVERITY GRADE A, DEGREE OF PROTECTION IP 67 | 4117 | TEM | 1 | MC | 3.904 | 1
1FT70345AK711FB0 | SIMOTICS S SYNCHRONOUS MOTOR 1FT7, M0=2NM (100K) NN=6000RPM, PN=0,88KW NATURAL AIR COOLING, FRAME SIZE IMB 5 (IM V1, IM V3) FLANGE 1 (1FT6 COMPATIBLE) POWER CONNECTOR ROTATABLE ABSOLUTE ENCODER 22 BITS MULTI TURN WITH DRIVE-CLIQ INTERFACE (ENCODER AM-22-DQ) CONNECTOR ROTATABLE SHAFT WITH FITTED KEY; WITH HOLDING BRAKE; ACC. TOLERANCE N VIBRATION SEVERITY GRADE A, DEGREE OF PROTECTION IP 64 | 4576 | TEM | 1 | MC | 4.203 | 1
1FT70345AK711FB1 | SIMOTICS S SYNCHRONOUS MOTOR 1FT7, M0=2NM (100K) NN=6000RPM, PN=0,88KW NATURAL AIR COOLING, FRAME SIZE IMB 5 (IM V1, IM V3) FLANGE 1 (1FT6 COMPATIBLE) POWER CONNECTOR ROTATABLE ABSOLUTE ENCODER 22 BITS MULTI TURN WITH DRIVE-CLIQ INTERFACE (ENCODER AM-22-DQ) CONNECTOR ROTATABLE SHAFT WITH FITTED KEY; WITH HOLDING BRAKE; ACC. TOLERANCE N VIBRATION SEVERITY GRADE A, DEGREE OF PROTECTION IP 65 | 4672 | TEM | 1 | MC | 4.203 | 1
1FT70345AK711FB2 | SIMOTICS S SYNCHRONOUS MOTOR 1FT7, M0=2NM (100K) NN=6000RPM, PN=0,88KW NATURAL AIR COOLING, FRAME SIZE IMB 5 (IM V1, IM V3) FLANGE 1 (1FT6 COMPATIBLE) POWER CONNECTOR ROTATABLE ABSOLUTE ENCODER 22 BITS MULTI TURN WITH DRIVE-CLIQ INTERFACE (ENCODER AM-22-DQ) CONNECTOR ROTATABLE SHAFT WITH FITTED KEY; WITH HOLDING BRAKE; ACC. TOLERANCE N VIBRATION SEVERITY GRADE A, DEGREE OF PROTECTION IP 67 | 4752 | TEM | 1 | MC | 4.203 | 1
1FT70345AK711FB3 | SIMOTICS S SYNCHRONOUS MOTOR 1FT7, M0=2NM (100K) NN=6000RPM, PN=0,88KW NATURAL AIR COOLING, FRAME SIZE IMB 5 (IM V1, IM V3) FLANGE 1 (1FT6 COMPATIBLE) POWER CONNECTOR ROTATABLE ABSOLUTE ENCODER 22 BITS MULTI TURN WITH DRIVE-CLIQ INTERFACE (ENCODER AM-22-DQ) CONNECTOR ROTATABLE SHAFT WITH FITTED KEY; WITH HOLDING BRAKE; ACC. TOLERANCE N VIBRATION SEVERITY GRADE A+R, DEGREE OF PROTECTION IP 64 | 4731 | TEM | 1 | MC | 4.203 | 1
1FT70345AK711FB4 | SIMOTICS S SYNCHRONOUS MOTOR 1FT7, M0=2NM (100K) NN=6000RPM, PN=0,88KW NATURAL AIR COOLING, FRAME SIZE IMB 5 (IM V1, IM V3) FLANGE 1 (1FT6 COMPATIBLE) POWER CONNECTOR ROTATABLE ABSOLUTE ENCODER 22 BITS MULTI TURN WITH DRIVE-CLIQ INTERFACE (ENCODER AM-22-DQ) CONNECTOR ROTATABLE SHAFT WITH FITTED KEY; WITH HOLDING BRAKE; ACC. TOLERANCE N VIBRATION SEVERITY GRADE A+R, DEGREE OF PROTECTION IP 65 | 4828 | TEM | 1 | MC | 4.203 | 1
1FT70345AK711FB5 | SIMOTICS S SYNCHRONOUS MOTOR 1FT7, M0=2NM (100K) NN=6000RPM, PN=0,88KW NATURAL AIR COOLING, FRAME SIZE IMB 5 (IM V1, IM V3) FLANGE 1 (1FT6 COMPATIBLE) POWER CONNECTOR ROTATABLE ABSOLUTE ENCODER 22 BITS MULTI TURN WITH DRIVE-CLIQ INTERFACE (ENCODER AM-22-DQ) CONNECTOR ROTATABLE SHAFT WITH FITTED KEY; WITH HOLDING BRAKE; ACC. TOLERANCE N VIBRATION SEVERITY GRADE A+R, DEGREE OF PROTECTION IP 67 | 4908 | TEM | 1 | MC | 4.203 | 1
1FT70345AK711FD2 | SIMOTICS S SYNCHRONOUS MOTOR 1FT7, M0=2NM (100K) NN=6000RPM, PN=0,88KW NATURAL AIR COOLING, FRAME SIZE IMB 5 (IM V1, IM V3) FLANGE 1 (1FT6 COMPATIBLE) POWER CONNECTOR ROTATABLE ABSOLUTE ENCODER 22 BITS MULTI TURN WITH DRIVE-CLIQ INTERFACE (ENCODER AM-22-DQ) CONNECTOR ROTATABLE SHAFT WITH FITTED KEY; W/O HOLDING BRAKE; ACC. TOLERANCE R VIBRATION SEVERITY GRADE A, DEGREE OF PROTECTION IP 67 | 4277 | TEM | 1 | MC | 3.904 | 1
1FT70345AK711FD3 | SIMOTICS S SYNCHRONOUS MOTOR 1FT7, M0=2NM (100K) NN=6000RPM, PN=0,88KW NATURAL AIR COOLING, FRAME SIZE IMB 5 (IM V1, IM V3) FLANGE 1 (1FT6 COMPATIBLE) POWER CONNECTOR ROTATABLE ABSOLUTE ENCODER 22 BITS MULTI TURN WITH DRIVE-CLIQ INTERFACE (ENCODER AM-22-DQ) CONNECTOR ROTATABLE SHAFT WITH FITTED KEY; W/O HOLDING BRAKE; ACC. TOLERANCE R VIBRATION SEVERITY GRADE A+R, DEGREE OF PROTECTION IP 64 | 4256 | TEM | 1 | MC | 3.904 | 1
1FT70345AK711FD5 | SIMOTICS S SYNCHRONOUS MOTOR 1FT7, M0=2NM (100K) NN=6000RPM, PN=0,88KW NATURAL AIR COOLING, FRAME SIZE IMB 5 (IM V1, IM V3) FLANGE 1 (1FT6 COMPATIBLE) POWER CONNECTOR ROTATABLE ABSOLUTE ENCODER 22 BITS MULTI TURN WITH DRIVE-CLIQ INTERFACE (ENCODER AM-22-DQ) CONNECTOR ROTATABLE SHAFT WITH FITTED KEY; W/O HOLDING BRAKE; ACC. TOLERANCE R VIBRATION SEVERITY GRADE A+R, DEGREE OF PROTECTION IP 67 | 4433 | TEM | 1 | MC | 3.904 | 1
1FT70345AK711FG0 | SIMOTICS S SYNCHRONOUS MOTOR 1FT7, M0=2NM (100K) NN=6000RPM, PN=0,88KW NATURAL AIR COOLING, FRAME SIZE IMB 5 (IM V1, IM V3) FLANGE 1 (1FT6 COMPATIBLE) POWER CONNECTOR ROTATABLE ABSOLUTE ENCODER 22 BITS MULTI TURN WITH DRIVE-CLIQ INTERFACE (ENCODER AM-22-DQ) CONNECTOR ROTATABLE PLAIN SHAFT, W/O HOLDING BRAKE; ACC. TOLERANCE N VIBRATION SEVERITY GRADE A, DEGREE OF PROTECTION IP 64 | 3942 | TEM | 1 | MC | 3.904 | 1
1FT70345AK711FG1 | SIMOTICS S SYNCHRONOUS MOTOR 1FT7, M0=2NM (100K) NN=6000RPM, PN=0,88KW NATURAL AIR COOLING, FRAME SIZE IMB 5 (IM V1, IM V3) FLANGE 1 (1FT6 COMPATIBLE) POWER CONNECTOR ROTATABLE ABSOLUTE ENCODER 22 BITS MULTI TURN WITH DRIVE-CLIQ INTERFACE (ENCODER AM-22-DQ) CONNECTOR ROTATABLE PLAIN SHAFT, W/O HOLDING BRAKE; ACC. TOLERANCE N VIBRATION SEVERITY GRADE A, DEGREE OF PROTECTION IP 65 | 4038 | TEM | 1 | MC | 3.904 | 1
1FT70345AK711FG2 | SIMOTICS S SYNCHRONOUS MOTOR 1FT7, M0=2NM (100K) NN=6000RPM, PN=0,88KW NATURAL AIR COOLING, FRAME SIZE IMB 5 (IM V1, IM V3) FLANGE 1 (1FT6 COMPATIBLE) POWER CONNECTOR ROTATABLE ABSOLUTE ENCODER 22 BITS MULTI TURN WITH DRIVE-CLIQ INTERFACE (ENCODER AM-22-DQ) CONNECTOR ROTATABLE PLAIN SHAFT, W/O HOLDING BRAKE; ACC. TOLERANCE N VIBRATION SEVERITY GRADE A, DEGREE OF PROTECTION IP 67 | 4117 | TEM | 1 | MC | 3.904 | 1
1FT70345AK711FG5 | SIMOTICS S SYNCHRONOUS MOTOR 1FT7, M0=2NM (100K) NN=6000RPM, PN=0,88KW NATURAL AIR COOLING, FRAME SIZE IMB 5 (IM V1, IM V3) FLANGE 1 (1FT6 COMPATIBLE) POWER CONNECTOR ROTATABLE ABSOLUTE ENCODER 22 BITS MULTI TURN WITH DRIVE-CLIQ INTERFACE (ENCODER AM-22-DQ) CONNECTOR ROTATABLE PLAIN SHAFT, W/O HOLDING BRAKE; ACC. TOLERANCE N VIBRATION SEVERITY GRADE A+R, DEGREE OF PROTECTION IP 67 | 4273 | TEM | 1 | MC | 3.904 | 1
1FT70345AK711FH0 | SIMOTICS S SYNCHRONOUS MOTOR 1FT7, M0=2NM (100K) NN=6000RPM, PN=0,88KW NATURAL AIR COOLING, FRAME SIZE IMB 5 (IM V1, IM V3) FLANGE 1 (1FT6 COMPATIBLE) POWER CONNECTOR ROTATABLE ABSOLUTE ENCODER 22 BITS MULTI TURN WITH DRIVE-CLIQ INTERFACE (ENCODER AM-22-DQ) CONNECTOR ROTATABLE PLAIN SHAFT, WITH HOLDING BRAKE; ACCURACY TOLERANCE N VIBRATION SEVERITY GRADE A, DEGREE OF PROTECTION IP 64 | 4576 | TEM | 1 | MC | 4.203 | 1
1FT70345AK711FH1 | SIMOTICS S SYNCHRONOUS MOTOR 1FT7, M0=2NM (100K) NN=6000RPM, PN=0,88KW NATURAL AIR COOLING, FRAME SIZE IMB 5 (IM V1, IM V3) FLANGE 1 (1FT6 COMPATIBLE) POWER CONNECTOR ROTATABLE ABSOLUTE ENCODER 22 BITS MULTI TURN WITH DRIVE-CLIQ INTERFACE (ENCODER AM-22-DQ) CONNECTOR ROTATABLE PLAIN SHAFT, WITH HOLDING BRAKE; ACCURACY TOLERANCE N VIBRATION SEVERITY GRADE A, DEGREE OF PROTECTION IP 65 | 4672 | TEM | 1 | MC | 4.203 | 1
1FT70345AK711FH2 | SIMOTICS S SYNCHRONOUS MOTOR 1FT7, M0=2NM (100K) NN=6000RPM, PN=0,88KW NATURAL AIR COOLING, FRAME SIZE IMB 5 (IM V1, IM V3) FLANGE 1 (1FT6 COMPATIBLE) POWER CONNECTOR ROTATABLE ABSOLUTE ENCODER 22 BITS MULTI TURN WITH DRIVE-CLIQ INTERFACE (ENCODER AM-22-DQ) CONNECTOR ROTATABLE PLAIN SHAFT, WITH HOLDING BRAKE; ACCURACY TOLERANCE N VIBRATION SEVERITY GRADE A, DEGREE OF PROTECTION IP 67 | 4752 | TEM | 1 | MC | 4.203 | 1
1FT70345AK711FH4 | SIMOTICS S SYNCHRONOUS MOTOR 1FT7, M0=2NM (100K) NN=6000RPM, PN=0,88KW NATURAL AIR COOLING, FRAME SIZE IMB 5 (IM V1, IM V3) FLANGE 1 (1FT6 COMPATIBLE) POWER CONNECTOR ROTATABLE ABSOLUTE ENCODER 22 BITS MULTI TURN WITH DRIVE-CLIQ INTERFACE (ENCODER AM-22-DQ) CONNECTOR ROTATABLE PLAIN SHAFT, WITH HOLDING BRAKE; ACCURACY TOLERANCE N VIBRATION SEVERITY GRADE A+R, DEGREE OF PROTECTION IP 65 | 4828 | TEM | 1 | MC | 4.203 | 1
1FT70345AK711FH5 | SIMOTICS S SYNCHRONOUS MOTOR 1FT7, M0=2NM (100K) NN=6000RPM, PN=0,88KW NATURAL AIR COOLING, FRAME SIZE IMB 5 (IM V1, IM V3) FLANGE 1 (1FT6 COMPATIBLE) POWER CONNECTOR ROTATABLE ABSOLUTE ENCODER 22 BITS MULTI TURN WITH DRIVE-CLIQ INTERFACE (ENCODER AM-22-DQ) CONNECTOR ROTATABLE PLAIN SHAFT, WITH HOLDING BRAKE; ACCURACY TOLERANCE N VIBRATION SEVERITY GRADE A+R, DEGREE OF PROTECTION IP 67 | 4908 | TEM | 1 | MC | 4.203 | 1
1FT70345AK711FK3 | SIMOTICS S SYNCHRONOUS MOTOR 1FT7, M0=2NM (100K) NN=6000RPM, PN=0,88KW NATURAL AIR COOLING, FRAME SIZE IMB 5 (IM V1, IM V3) FLANGE 1 (1FT6 COMPATIBLE) POWER CONNECTOR ROTATABLE ABSOLUTE ENCODER 22 BITS MULTI TURN WITH DRIVE-CLIQ INTERFACE (ENCODER AM-22-DQ) CONNECTOR ROTATABLE PLAIN SHAFT, W/O HOLDING BRAKE; ACC. TOLERANCE R VIBRATION SEVERITY GRADE A+R, DEGREE OF PROTECTION IP 64 | 4256 | TEM | 1 | MC | 3.904 | 1
1FT70345AK711FK5 | SIMOTICS S SYNCHRONOUS MOTOR 1FT7, M0=2NM (100K) NN=6000RPM, PN=0,88KW NATURAL AIR COOLING, FRAME SIZE IMB 5 (IM V1, IM V3) FLANGE 1 (1FT6 COMPATIBLE) POWER CONNECTOR ROTATABLE ABSOLUTE ENCODER 22 BITS MULTI TURN WITH DRIVE-CLIQ INTERFACE (ENCODER AM-22-DQ) CONNECTOR ROTATABLE PLAIN SHAFT, W/O HOLDING BRAKE; ACC. TOLERANCE R VIBRATION SEVERITY GRADE A+R, DEGREE OF PROTECTION IP 67 | 4433 | TEM | 1 | MC | 3.904 | 1
1FT70345AK711FL2 | SIMOTICS S SYNCHRONOUS MOTOR 1FT7, M0=2NM (100K) NN=6000RPM, PN=0,88KW NATURAL AIR COOLING, FRAME SIZE IMB 5 (IM V1, IM V3) FLANGE 1 (1FT6 COMPATIBLE) POWER CONNECTOR ROTATABLE ABSOLUTE ENCODER 22 BITS MULTI TURN WITH DRIVE-CLIQ INTERFACE (ENCODER AM-22-DQ) CONNECTOR ROTATABLE PLAIN SHAFT, WITH HOLDING BRAKE; ACCURACY TOLERANCE R VIBRATION SEVERITY GRADE A, DEGREE OF PROTECTION IP 67 | 4911 | TEM | 1 | MC | 4.203 | 1
1FT70345AK711MA0 | SIMOTICS S SYNCHRONOUS MOTOR 1FT7, M0=2NM (100K) NN=6000RPM, PN=0,88KW NATURAL AIR COOLING, IM B5, STANDARD BRIDE (1FT6 COMPATIBLE) WITH KTY TEMPERATURE SENSOR POWER CONNECTOR ROTATABLE ABSOLUTE ENCODER ENDAT 2048 S/R (ENCODER A-2048) CONNECTOR ROTATABLE SHAFT WITH FITTED KEY; W/O HOLDING BRAKE; ACC. TOLERANCE N VIBRATION SEVERITY GRADE A, DEGREE OF PROTECTION IP 64 | 3510 | TEM | 1 | MC | 3.904 | 1
1FT70345AK711MA1 | SIMOTICS S SYNCHRONOUS MOTOR 1FT7, M0=2NM (100K) NN=6000RPM, PN=0,88KW NATURAL AIR COOLING, IM B5, STANDARD BRIDE (1FT6 COMPATIBLE) WITH KTY TEMPERATURE SENSOR POWER CONNECTOR ROTATABLE ABSOLUTE ENCODER ENDAT 2048 S/R (ENCODER A-2048) CONNECTOR ROTATABLE SHAFT WITH FITTED KEY; W/O HOLDING BRAKE; ACC. TOLERANCE N VIBRATION SEVERITY GRADE A, DEGREE OF PROTECTION IP 65 | 3606 | TEM | 1 | MC | 3.904 | 1
1FT70345AK711MA2 | SIMOTICS S SYNCHRONOUS MOTOR 1FT7, M0=2NM (100K) NN=6000RPM, PN=0,88KW NATURAL AIR COOLING, IM B5, STANDARD BRIDE (1FT6 COMPATIBLE) WITH KTY TEMPERATURE SENSOR POWER CONNECTOR ROTATABLE ABSOLUTE ENCODER ENDAT 2048 S/R (ENCODER A-2048) CONNECTOR ROTATABLE SHAFT WITH FITTED KEY; W/O HOLDING BRAKE; ACC. TOLERANCE N VIBRATION SEVERITY GRADE A, DEGREE OF PROTECTION IP 67 | 3685 | TEM | 1 | MC | 3.904 | 1
1FT70345AK711MA5 | SIMOTICS S SYNCHRONOUS MOTOR 1FT7, M0=2NM (100K) NN=6000RPM, PN=0,88KW NATURAL AIR COOLING, IM B5, STANDARD BRIDE (1FT6 COMPATIBLE) WITH KTY TEMPERATURE SENSOR POWER CONNECTOR ROTATABLE ABSOLUTE ENCODER ENDAT 2048 S/R (ENCODER A-2048) CONNECTOR ROTATABLE SHAFT WITH FITTED KEY; W/O HOLDING BRAKE; ACC. TOLERANCE N VIBRATION SEVERITY GRADE A+R, DEGREE OF PROTECTION IP 67 | 3841 | TEM | 1 | MC | 3.904 | 1
1FT70345AK711MB0 | SIMOTICS S SYNCHRONOUS MOTOR 1FT7, M0=2NM (100K) NN=6000RPM, PN=0,88KW NATURAL AIR COOLING, IM B5, STANDARD BRIDE (1FT6 COMPATIBLE) WITH KTY TEMPERATURE SENSOR POWER CONNECTOR ROTATABLE ABSOLUTE ENCODER ENDAT 2048 S/R (ENCODER A-2048) CONNECTOR ROTATABLE SHAFT WITH FITTED KEY; WITH HOLDING BRAKE; ACC. TOLERANCE N VIBRATION SEVERITY GRADE A, DEGREE OF PROTECTION IP 64 | 4144 | TEM | 1 | MC | 4.203 | 1
1FT70345AK711MB1 | SIMOTICS S SYNCHRONOUS MOTOR 1FT7, M0=2NM (100K) NN=6000RPM, PN=0,88KW NATURAL AIR COOLING, IM B5, STANDARD BRIDE (1FT6 COMPATIBLE) WITH KTY TEMPERATURE SENSOR POWER CONNECTOR ROTATABLE ABSOLUTE ENCODER ENDAT 2048 S/R (ENCODER A-2048) CONNECTOR ROTATABLE SHAFT WITH FITTED KEY; WITH HOLDING BRAKE; ACC. TOLERANCE N VIBRATION SEVERITY GRADE A, DEGREE OF PROTECTION IP 65 | 4241 | TEM | 1 | MC | 4.203 | 1
1FT70345AK711MB2 | SIMOTICS S SYNCHRONOUS MOTOR 1FT7, M0=2NM (100K) NN=6000RPM, PN=0,88KW NATURAL AIR COOLING, IM B5, STANDARD BRIDE (1FT6 COMPATIBLE) WITH KTY TEMPERATURE SENSOR POWER CONNECTOR ROTATABLE ABSOLUTE ENCODER ENDAT 2048 S/R (ENCODER A-2048) CONNECTOR ROTATABLE SHAFT WITH FITTED KEY; WITH HOLDING BRAKE; ACC. TOLERANCE N VIBRATION SEVERITY GRADE A, DEGREE OF PROTECTION IP 67 | 4320 | TEM | 1 | MC | 4.203 | 1
1FT70345AK711ME5 | SIMOTICS S SYNCHRONOUS MOTOR 1FT7, M0=2NM (100K) NN=6000RPM, PN=0,88KW NATURAL AIR COOLING, IM B5, STANDARD BRIDE (1FT6 COMPATIBLE) WITH KTY TEMPERATURE SENSOR POWER CONNECTOR ROTATABLE ABSOLUTE ENCODER ENDAT 2048 S/R (ENCODER A-2048) CONNECTOR ROTATABLE SHAFT WITH FITTED KEY; WITH HOLDING BRAKE; ACC. TOLERANCE R VIBRATION SEVERITY GRADE A+R, DEGREE OF PROTECTION IP 67 | 4635 | TEM | 1 | MC | 4.203 | 1
1FT70345AK711MG1 | SIMOTICS S SYNCHRONOUS MOTOR 1FT7, M0=2NM (100K) NN=6000RPM, PN=0,88KW NATURAL AIR COOLING, IM B5, STANDARD BRIDE (1FT6 COMPATIBLE) WITH KTY TEMPERATURE SENSOR POWER CONNECTOR ROTATABLE ABSOLUTE ENCODER ENDAT 2048 S/R (ENCODER A-2048) CONNECTOR ROTATABLE PLAIN SHAFT, W/O HOLDING BRAKE; ACC. TOLERANCE N VIBRATION SEVERITY GRADE A, DEGREE OF PROTECTION IP 65 | 3606 | TEM | 1 | MC | 3.904 | 1
1FT70345AK711MG2 | SIMOTICS S SYNCHRONOUS MOTOR 1FT7, M0=2NM (100K) NN=6000RPM, PN=0,88KW NATURAL AIR COOLING, IM B5, STANDARD BRIDE (1FT6 COMPATIBLE) WITH KTY TEMPERATURE SENSOR POWER CONNECTOR ROTATABLE ABSOLUTE ENCODER ENDAT 2048 S/R (ENCODER A-2048) CONNECTOR ROTATABLE PLAIN SHAFT, W/O HOLDING BRAKE; ACC. TOLERANCE N VIBRATION SEVERITY GRADE A, DEGREE OF PROTECTION IP 67 | 3685 | TEM | 1 | MC | 3.904 | 1
1FT70345AK711MG5 | SIMOTICS S SYNCHRONOUS MOTOR 1FT7, M0=2NM (100K) NN=6000RPM, PN=0,88KW NATURAL AIR COOLING, IM B5, STANDARD BRIDE (1FT6 COMPATIBLE) WITH KTY TEMPERATURE SENSOR POWER CONNECTOR ROTATABLE ABSOLUTE ENCODER ENDAT 2048 S/R (ENCODER A-2048) CONNECTOR ROTATABLE PLAIN SHAFT, W/O HOLDING BRAKE; ACC. TOLERANCE N VIBRATION SEVERITY GRADE A+R, DEGREE OF PROTECTION IP 67 | 3841 | TEM | 1 | MC | 3.904 | 1
1FT70345AK711MH0 | SIMOTICS S SYNCHRONOUS MOTOR 1FT7, M0=2NM (100K) NN=6000RPM, PN=0,88KW NATURAL AIR COOLING, IM B5, STANDARD BRIDE (1FT6 COMPATIBLE) WITH KTY TEMPERATURE SENSOR POWER CONNECTOR ROTATABLE ABSOLUTE ENCODER ENDAT 2048 S/R (ENCODER A-2048) CONNECTOR ROTATABLE PLAIN SHAFT, WITH HOLDING BRAKE; ACCURACY TOLERANCE N VIBRATION SEVERITY GRADE A, DEGREE OF PROTECTION IP 64 | 4144 | TEM | 1 | MC | 4.203 | 1
1FT70345AK711MH1 | SIMOTICS S SYNCHRONOUS MOTOR 1FT7, M0=2NM (100K) NN=6000RPM, PN=0,88KW NATURAL AIR COOLING, IM B5, STANDARD BRIDE (1FT6 COMPATIBLE) WITH KTY TEMPERATURE SENSOR POWER CONNECTOR ROTATABLE ABSOLUTE ENCODER ENDAT 2048 S/R (ENCODER A-2048) CONNECTOR ROTATABLE PLAIN SHAFT, WITH HOLDING BRAKE; ACCURACY TOLERANCE N VIBRATION SEVERITY GRADE A, DEGREE OF PROTECTION IP 65 | 4241 | TEM | 1 | MC | 4.203 | 1
1FT70345AK711MH2 | SIMOTICS S SYNCHRONOUS MOTOR 1FT7, M0=2NM (100K) NN=6000RPM, PN=0,88KW NATURAL AIR COOLING, IM B5, STANDARD BRIDE (1FT6 COMPATIBLE) WITH KTY TEMPERATURE SENSOR POWER CONNECTOR ROTATABLE ABSOLUTE ENCODER ENDAT 2048 S/R (ENCODER A-2048) CONNECTOR ROTATABLE PLAIN SHAFT, WITH HOLDING BRAKE; ACCURACY TOLERANCE N VIBRATION SEVERITY GRADE A, DEGREE OF PROTECTION IP 67 | 4320 | TEM | 1 | MC | 4.203 | 1
1FT70345AK711NA0 | SIMOTICS S SYNCHRONOUS MOTOR 1FT7, M0=2NM (100K) NN=6000RPM, PN=0,88KW NATURAL AIR COOLING, FRAME SIZE IMB 5 (IM V1, IM V3) (1FT6 COMPATIBLE) WITH KTY TEMPERATURE SENSOR POWER CONNECTOR ROTATABLE INCREM. ENCODER SIN/COS 1VSS 2048 S/R (ENCODER I-2048) CONNECTOR ROTATABLE SHAFT WITH FITTED KEY; W/O HOLDING BRAKE; ACC. TOLERANCE N VIBRATION SEVERITY GRADE A, DEGREE OF PROTECTION IP 64 | 2756 | TEM | 1 | MC | 3.904 | 1
1FT70345AK711NA1 | SIMOTICS S SYNCHRONOUS MOTOR 1FT7, M0=2NM (100K) NN=6000RPM, PN=0,88KW NATURAL AIR COOLING, FRAME SIZE IMB 5 (IM V1, IM V3) (1FT6 COMPATIBLE) WITH KTY TEMPERATURE SENSOR POWER CONNECTOR ROTATABLE INCREM. ENCODER SIN/COS 1VSS 2048 S/R (ENCODER I-2048) CONNECTOR ROTATABLE SHAFT WITH FITTED KEY; W/O HOLDING BRAKE; ACC. TOLERANCE N VIBRATION SEVERITY GRADE A, DEGREE OF PROTECTION IP 65 | 2852 | TEM | 1 | MC | 3.904 | 1
1FT70345AK711NA2 | SIMOTICS S SYNCHRONOUS MOTOR 1FT7, M0=2NM (100K) NN=6000RPM, PN=0,88KW NATURAL AIR COOLING, FRAME SIZE IMB 5 (IM V1, IM V3) (1FT6 COMPATIBLE) WITH KTY TEMPERATURE SENSOR POWER CONNECTOR ROTATABLE INCREM. ENCODER SIN/COS 1VSS 2048 S/R (ENCODER I-2048) CONNECTOR ROTATABLE SHAFT WITH FITTED KEY; W/O HOLDING BRAKE; ACC. TOLERANCE N VIBRATION SEVERITY GRADE A, DEGREE OF PROTECTION IP 67 | 2931 | TEM | 1 | MC | 3.904 | 1
1FT70345AK711NA3 | SIMOTICS S SYNCHRONOUS MOTOR 1FT7, M0=2NM (100K) NN=6000RPM, PN=0,88KW NATURAL AIR COOLING, FRAME SIZE IMB 5 (IM V1, IM V3) (1FT6 COMPATIBLE) WITH KTY TEMPERATURE SENSOR POWER CONNECTOR ROTATABLE INCREM. ENCODER SIN/COS 1VSS 2048 S/R (ENCODER I-2048) CONNECTOR ROTATABLE SHAFT WITH FITTED KEY; W/O HOLDING BRAKE; ACC. TOLERANCE N VIBRATION SEVERITY GRADE A+R, DEGREE OF PROTECTION IP 64 | 2911 | TEM | 1 | MC | 3.904 | 1
1FT70345AK711NA5 | SIMOTICS S SYNCHRONOUS MOTOR 1FT7, M0=2NM (100K) NN=6000RPM, PN=0,88KW NATURAL AIR COOLING, FRAME SIZE IMB 5 (IM V1, IM V3) (1FT6 COMPATIBLE) WITH KTY TEMPERATURE SENSOR POWER CONNECTOR ROTATABLE INCREM. ENCODER SIN/COS 1VSS 2048 S/R (ENCODER I-2048) CONNECTOR ROTATABLE SHAFT WITH FITTED KEY; W/O HOLDING BRAKE; ACC. TOLERANCE N VIBRATION SEVERITY GRADE A+R, DEGREE OF PROTECTION IP 67 | 3087 | TEM | 1 | MC | 3.904 | 1
1FT70345AK711NB1 | SIMOTICS S SYNCHRONOUS MOTOR 1FT7, M0=2NM (100K) NN=6000RPM, PN=0,88KW NATURAL AIR COOLING, FRAME SIZE IMB 5 (IM V1, IM V3) (1FT6 COMPATIBLE) WITH KTY TEMPERATURE SENSOR POWER CONNECTOR ROTATABLE INCREM. ENCODER SIN/COS 1VSS 2048 S/R (ENCODER I-2048) CONNECTOR ROTATABLE SHAFT WITH FITTED KEY; WITH HOLDING BRAKE; ACC. TOLERANCE N VIBRATION SEVERITY GRADE A, DEGREE OF PROTECTION IP 65 | 3487 | TEM | 1 | MC | 4.203 | 1
1FT70345AK711ND2 | SIMOTICS S SYNCHRONOUS MOTOR 1FT7, M0=2NM (100K) NN=6000RPM, PN=0,88KW NATURAL AIR COOLING, FRAME SIZE IMB 5 (IM V1, IM V3) (1FT6 COMPATIBLE) WITH KTY TEMPERATURE SENSOR POWER CONNECTOR ROTATABLE INCREM. ENCODER SIN/COS 1VSS 2048 S/R (ENCODER I-2048) CONNECTOR ROTATABLE SHAFT WITH FITTED KEY; W/O HOLDING BRAKE; ACC. TOLERANCE R VIBRATION SEVERITY GRADE A, DEGREE OF PROTECTION IP 67 | 3091 | TEM | 1 | MC | 3.904 | 1
1FT70345AK711NE5 | SIMOTICS S SYNCHRONOUS MOTOR 1FT7, M0=2NM (100K) NN=6000RPM, PN=0,88KW NATURAL AIR COOLING, FRAME SIZE IMB 5 (IM V1, IM V3) (1FT6 COMPATIBLE) WITH KTY TEMPERATURE SENSOR POWER CONNECTOR ROTATABLE INCREM. ENCODER SIN/COS 1VSS 2048 S/R (ENCODER I-2048) CONNECTOR ROTATABLE SHAFT WITH FITTED KEY; WITH HOLDING BRAKE; ACC. TOLERANCE R VIBRATION SEVERITY GRADE A+R, DEGREE OF PROTECTION IP 67 | 3881 | TEM | 1 | MC | 4.203 | 1
1FT70345AK711NG0 | SIMOTICS S SYNCHRONOUS MOTOR 1FT7, M0=2NM (100K) NN=6000RPM, PN=0,88KW NATURAL AIR COOLING, FRAME SIZE IMB 5 (IM V1, IM V3) (1FT6 COMPATIBLE) WITH KTY TEMPERATURE SENSOR POWER CONNECTOR ROTATABLE INCREM. ENCODER SIN/COS 1VSS 2048 S/R (ENCODER I-2048) CONNECTOR ROTATABLE PLAIN SHAFT, W/O HOLDING BRAKE; ACC. TOLERANCE N VIBRATION SEVERITY GRADE A, DEGREE OF PROTECTION IP 64 | 2756 | TEM | 1 | MC | 3.904 | 1
1FT70345AK711NG1 | SIMOTICS S SYNCHRONOUS MOTOR 1FT7, M0=2NM (100K) NN=6000RPM, PN=0,88KW NATURAL AIR COOLING, FRAME SIZE IMB 5 (IM V1, IM V3) (1FT6 COMPATIBLE) WITH KTY TEMPERATURE SENSOR POWER CONNECTOR ROTATABLE INCREM. ENCODER SIN/COS 1VSS 2048 S/R (ENCODER I-2048) CONNECTOR ROTATABLE PLAIN SHAFT, W/O HOLDING BRAKE; ACC. TOLERANCE N VIBRATION SEVERITY GRADE A, DEGREE OF PROTECTION IP 65 | 2852 | TEM | 1 | MC | 3.904 | 1
1FT70345AK711NG2 | SIMOTICS S SYNCHRONOUS MOTOR 1FT7, M0=2NM (100K) NN=6000RPM, PN=0,88KW NATURAL AIR COOLING, FRAME SIZE IMB 5 (IM V1, IM V3) (1FT6 COMPATIBLE) WITH KTY TEMPERATURE SENSOR POWER CONNECTOR ROTATABLE INCREM. ENCODER SIN/COS 1VSS 2048 S/R (ENCODER I-2048) CONNECTOR ROTATABLE PLAIN SHAFT, W/O HOLDING BRAKE; ACC. TOLERANCE N VIBRATION SEVERITY GRADE A, DEGREE OF PROTECTION IP 67 | 2931 | TEM | 1 | MC | 3.904 | 1
1FT70345AK711NG5 | SIMOTICS S SYNCHRONOUS MOTOR 1FT7, M0=2NM (100K) NN=6000RPM, PN=0,88KW NATURAL AIR COOLING, FRAME SIZE IMB 5 (IM V1, IM V3) (1FT6 COMPATIBLE) WITH KTY TEMPERATURE SENSOR POWER CONNECTOR ROTATABLE INCREM. ENCODER SIN/COS 1VSS 2048 S/R (ENCODER I-2048) CONNECTOR ROTATABLE PLAIN SHAFT, W/O HOLDING BRAKE; ACC. TOLERANCE N VIBRATION SEVERITY GRADE A+R, DEGREE OF PROTECTION IP 67 | 3087 | TEM | 1 | MC | 3.904 | 1
1FT70345AK711NH0 | SIMOTICS S SYNCHRONOUS MOTOR 1FT7, M0=2NM (100K) NN=6000RPM, PN=0,88KW NATURAL AIR COOLING, FRAME SIZE IMB 5 (IM V1, IM V3) (1FT6 COMPATIBLE) WITH KTY TEMPERATURE SENSOR POWER CONNECTOR ROTATABLE INCREM. ENCODER SIN/COS 1VSS 2048 S/R (ENCODER I-2048) CONNECTOR ROTATABLE PLAIN SHAFT, WITH HOLDING BRAKE; ACCURACY TOLERANCE N VIBRATION SEVERITY GRADE A, DEGREE OF PROTECTION IP 64 | 3390 | TEM | 1 | MC | 4.203 | 1
1FT70345AK711NH1 | SIMOTICS S SYNCHRONOUS MOTOR 1FT7, M0=2NM (100K) NN=6000RPM, PN=0,88KW NATURAL AIR COOLING, FRAME SIZE IMB 5 (IM V1, IM V3) (1FT6 COMPATIBLE) WITH KTY TEMPERATURE SENSOR POWER CONNECTOR ROTATABLE INCREM. ENCODER SIN/COS 1VSS 2048 S/R (ENCODER I-2048) CONNECTOR ROTATABLE PLAIN SHAFT, WITH HOLDING BRAKE; ACCURACY TOLERANCE N VIBRATION SEVERITY GRADE A, DEGREE OF PROTECTION IP 65 | 3487 | TEM | 1 | MC | 4.203 | 1
1FT70345AK711NH2 | SIMOTICS S SYNCHRONOUS MOTOR 1FT7, M0=2NM (100K) NN=6000RPM, PN=0,88KW NATURAL AIR COOLING, FRAME SIZE IMB 5 (IM V1, IM V3) (1FT6 COMPATIBLE) WITH KTY TEMPERATURE SENSOR POWER CONNECTOR ROTATABLE INCREM. ENCODER SIN/COS 1VSS 2048 S/R (ENCODER I-2048) CONNECTOR ROTATABLE PLAIN SHAFT, WITH HOLDING BRAKE; ACCURACY TOLERANCE N VIBRATION SEVERITY GRADE A, DEGREE OF PROTECTION IP 67 | 3566 | TEM | 1 | MC | 4.203 | 1
1FT70345AK711NK1 | SIMOTICS S SYNCHRONOUS MOTOR 1FT7, M0=2NM (100K) NN=6000RPM, PN=0,88KW NATURAL AIR COOLING, FRAME SIZE IMB 5 (IM V1, IM V3) (1FT6 COMPATIBLE) WITH KTY TEMPERATURE SENSOR POWER CONNECTOR ROTATABLE INCREM. ENCODER SIN/COS 1VSS 2048 S/R (ENCODER I-2048) CONNECTOR ROTATABLE PLAIN SHAFT, W/O HOLDING BRAKE; ACC. TOLERANCE R VIBRATION SEVERITY GRADE A, DEGREE OF PROTECTION IP 65 | 3011 | TEM | 1 | MC | 3.904 | 1
1FT70345AK711NK5 | SIMOTICS S SYNCHRONOUS MOTOR 1FT7, M0=2NM (100K) NN=6000RPM, PN=0,88KW NATURAL AIR COOLING, FRAME SIZE IMB 5 (IM V1, IM V3) (1FT6 COMPATIBLE) WITH KTY TEMPERATURE SENSOR POWER CONNECTOR ROTATABLE INCREM. ENCODER SIN/COS 1VSS 2048 S/R (ENCODER I-2048) CONNECTOR ROTATABLE PLAIN SHAFT, W/O HOLDING BRAKE; ACC. TOLERANCE R VIBRATION SEVERITY GRADE A+R, DEGREE OF PROTECTION IP 67 | 3247 | TEM | 1 | MC | 3.904 | 1
1FT70345AK711NL5 | SIMOTICS S SYNCHRONOUS MOTOR 1FT7, M0=2NM (100K) NN=6000RPM, PN=0,88KW NATURAL AIR COOLING, FRAME SIZE IMB 5 (IM V1, IM V3) (1FT6 COMPATIBLE) WITH KTY TEMPERATURE SENSOR POWER CONNECTOR ROTATABLE INCREM. ENCODER SIN/COS 1VSS 2048 S/R (ENCODER I-2048) CONNECTOR ROTATABLE PLAIN SHAFT, WITH HOLDING BRAKE; ACCURACY TOLERANCE R VIBRATION SEVERITY GRADE A+R, DEGREE OF PROTECTION IP 67 | 3881 | TEM | 1 | MC | 4.203 | 1
1FT70365AK701BA0 | SIMOTICS S SYNCHRONOUS MOTOR 1FT7, M0=3NM (100K) NN=6000RPM, PN=1,07KW NATURAL AIR COOLING; FRAME SIZE IMB 5 (IM V1, IM V3) FLANGE 0 POWER CONNECTOR ROTATABLE ABSOLUTE VALUE ENCODER SINGLETURN 24 BIT WITH DRIVE-CLIQ INTERFACE (ENCODER AS24DQI) SHAFT WITH FITTED KEY; W/O HOLDING BRAKE; ACC. TOLERANCE N VIBRATION SEVERITY GRADE A, DEGREE OF PROTECTION IP 64 | 3236 | TEM | 1 | MC | 5.104 | 1
1FT70365AK701BB0 | SIMOTICS S SYNCHRONOUS MOTOR 1FT7, M0=3NM (100K) NN=6000RPM, PN=1,07KW NATURAL AIR COOLING; FRAME SIZE IMB 5 (IM V1, IM V3) FLANGE 0 POWER CONNECTOR ROTATABLE ABSOLUTE VALUE ENCODER SINGLETURN 24 BIT WITH DRIVE-CLIQ INTERFACE (ENCODER AS24DQI) SHAFT WITH FITTED KEY; WITH HOLDING BRAKE; ACC. TOLERANCE N VIBRATION SEVERITY GRADE A, DEGREE OF PROTECTION IP 64 | 3870 | TEM | 1 | MC | 5.403 | 1
1FT70365AK701BB5 | SIMOTICS S SYNCHRONOUS MOTOR 1FT7, M0=3NM (100K) NN=6000RPM, PN=1,07KW NATURAL AIR COOLING; FRAME SIZE IMB 5 (IM V1, IM V3) FLANGE 0 POWER CONNECTOR ROTATABLE ABSOLUTE VALUE ENCODER SINGLETURN 24 BIT WITH DRIVE-CLIQ INTERFACE (ENCODER AS24DQI) SHAFT WITH FITTED KEY; WITH HOLDING BRAKE; ACC. TOLERANCE N VIBRATION SEVERITY GRADE A+R, DEGREE OF PROTECTION IP 67 | 4202 | TEM | 1 | MC | 5.403 | 1
1FT70365AK701BG0 | SIMOTICS S SYNCHRONOUS MOTOR 1FT7, M0=3NM (100K) NN=6000RPM, PN=1,07KW NATURAL AIR COOLING; FRAME SIZE IMB 5 (IM V1, IM V3) FLANGE 0 POWER CONNECTOR ROTATABLE ABSOLUTE VALUE ENCODER SINGLETURN 24 BIT WITH DRIVE-CLIQ INTERFACE (ENCODER AS24DQI) PLAIN SHAFT, W/O HOLDING BRAKE; ACC. TOLERANCE N VIBRATION SEVERITY GRADE A, DEGREE OF PROTECTION IP 64 | 3236 | TEM | 1 | MC | 5.104 | 1
1FT70365AK701BG1 | SIMOTICS S SYNCHRONOUS MOTOR 1FT7, M0=3NM (100K) NN=6000RPM, PN=1,07KW NATURAL AIR COOLING; FRAME SIZE IMB 5 (IM V1, IM V3) FLANGE 0 POWER CONNECTOR ROTATABLE ABSOLUTE VALUE ENCODER SINGLETURN 24 BIT WITH DRIVE-CLIQ INTERFACE (ENCODER AS24DQI) PLAIN SHAFT, W/O HOLDING BRAKE; ACC. TOLERANCE N VIBRATION SEVERITY GRADE A, DEGREE OF PROTECTION IP 65 | 3332 | TEM | 1 | MC | 5.104 | 1
1FT70365AK701BH0 | SIMOTICS S SYNCHRONOUS MOTOR 1FT7, M0=3NM (100K) NN=6000RPM, PN=1,07KW NATURAL AIR COOLING; FRAME SIZE IMB 5 (IM V1, IM V3) FLANGE 0 POWER CONNECTOR ROTATABLE ABSOLUTE VALUE ENCODER SINGLETURN 24 BIT WITH DRIVE-CLIQ INTERFACE (ENCODER AS24DQI) PLAIN SHAFT, WITH HOLDING BRAKE; ACCURACY TOLERANCE N VIBRATION SEVERITY GRADE A, DEGREE OF PROTECTION IP 64 | 3870 | TEM | 1 | MC | 5.403 | 1
1FT70365AK701CA0 | SIMOTICS S SYNCHRONOUS MOTOR 1FT7, M0=3NM (100K) NN=6000RPM, PN=1,07KW NATURAL AIR COOLING; FRAME SIZE IMB 5 (IM V1, IM V3) FLANGE 0 POWER CONNECTOR ROTATABLE ABSOLUTE ENCODER 24 BITS + 12 BIT MULTITURN WITH DRIVE-CLIQ INTERFACE (ENCODER AM24DQI) SHAFT WITH FITTED KEY; W/O HOLDING BRAKE; ACC. TOLERANCE N VIBRATION SEVERITY GRADE A, DEGREE OF PROTECTION IP 64 | 4001 | TEM | 1 | MC | 5.104 | 1
1FT70365AK701CA1 | SIMOTICS S SYNCHRONOUS MOTOR 1FT7, M0=3NM (100K) NN=6000RPM, PN=1,07KW NATURAL AIR COOLING; FRAME SIZE IMB 5 (IM V1, IM V3) FLANGE 0 POWER CONNECTOR ROTATABLE ABSOLUTE ENCODER 24 BITS + 12 BIT MULTITURN WITH DRIVE-CLIQ INTERFACE (ENCODER AM24DQI) SHAFT WITH FITTED KEY; W/O HOLDING BRAKE; ACC. TOLERANCE N VIBRATION SEVERITY GRADE A, DEGREE OF PROTECTION IP 65 | 4097 | TEM | 1 | MC | 5.104 | 1
1FT70365AK701CA3 | SIMOTICS S SYNCHRONOUS MOTOR 1FT7, M0=3NM (100K) NN=6000RPM, PN=1,07KW NATURAL AIR COOLING; FRAME SIZE IMB 5 (IM V1, IM V3) FLANGE 0 POWER CONNECTOR ROTATABLE ABSOLUTE ENCODER 24 BITS + 12 BIT MULTITURN WITH DRIVE-CLIQ INTERFACE (ENCODER AM24DQI) SHAFT WITH FITTED KEY; W/O HOLDING BRAKE; ACC. TOLERANCE N VIBRATION SEVERITY GRADE A+R, DEGREE OF PROTECTION IP 64 | 4155 | TEM | 1 | MC | 5.104 | 1
1FT70365AK701CB0 | SIMOTICS S SYNCHRONOUS MOTOR 1FT7, M0=3NM (100K) NN=6000RPM, PN=1,07KW NATURAL AIR COOLING; FRAME SIZE IMB 5 (IM V1, IM V3) FLANGE 0 POWER CONNECTOR ROTATABLE ABSOLUTE ENCODER 24 BITS + 12 BIT MULTITURN WITH DRIVE-CLIQ INTERFACE (ENCODER AM24DQI) SHAFT WITH FITTED KEY; WITH HOLDING BRAKE; ACC. TOLERANCE N VIBRATION SEVERITY GRADE A, DEGREE OF PROTECTION IP 64 | 4635 | TEM | 1 | MC | 5.403 | 1
1FT70365AK701CB2 | SIMOTICS S SYNCHRONOUS MOTOR 1FT7, M0=3NM (100K) NN=6000RPM, PN=1,07KW NATURAL AIR COOLING; FRAME SIZE IMB 5 (IM V1, IM V3) FLANGE 0 POWER CONNECTOR ROTATABLE ABSOLUTE ENCODER 24 BITS + 12 BIT MULTITURN WITH DRIVE-CLIQ INTERFACE (ENCODER AM24DQI) SHAFT WITH FITTED KEY; WITH HOLDING BRAKE; ACC. TOLERANCE N VIBRATION SEVERITY GRADE A, DEGREE OF PROTECTION IP 67 | 4811 | TEM | 1 | MC | 5.403 | 1
1FT70365AK701CB3 | SIMOTICS S SYNCHRONOUS MOTOR 1FT7, M0=3NM (100K) NN=6000RPM, PN=1,07KW NATURAL AIR COOLING; FRAME SIZE IMB 5 (IM V1, IM V3) FLANGE 0 POWER CONNECTOR ROTATABLE ABSOLUTE ENCODER 24 BITS + 12 BIT MULTITURN WITH DRIVE-CLIQ INTERFACE (ENCODER AM24DQI) SHAFT WITH FITTED KEY; WITH HOLDING BRAKE; ACC. TOLERANCE N VIBRATION SEVERITY GRADE A+R, DEGREE OF PROTECTION IP 64 | 4790 | TEM | 1 | MC | 5.403 | 1
1FT70365AK701CG0 | SIMOTICS S SYNCHRONOUS MOTOR 1FT7, M0=3NM (100K) NN=6000RPM, PN=1,07KW NATURAL AIR COOLING; FRAME SIZE IMB 5 (IM V1, IM V3) FLANGE 0 POWER CONNECTOR ROTATABLE ABSOLUTE ENCODER 24 BITS + 12 BIT MULTITURN WITH DRIVE-CLIQ INTERFACE (ENCODER AM24DQI) PLAIN SHAFT, W/O HOLDING BRAKE; ACC. TOLERANCE N VIBRATION SEVERITY GRADE A, DEGREE OF PROTECTION IP 64 | 4001 | TEM | 1 | MC | 5.104 | 1
1FT70365AK701CG1 | SIMOTICS S SYNCHRONOUS MOTOR 1FT7, M0=3NM (100K) NN=6000RPM, PN=1,07KW NATURAL AIR COOLING; FRAME SIZE IMB 5 (IM V1, IM V3) FLANGE 0 POWER CONNECTOR ROTATABLE ABSOLUTE ENCODER 24 BITS + 12 BIT MULTITURN WITH DRIVE-CLIQ INTERFACE (ENCODER AM24DQI) PLAIN SHAFT, W/O HOLDING BRAKE; ACC. TOLERANCE N VIBRATION SEVERITY GRADE A, DEGREE OF PROTECTION IP 65 | 4097 | TEM | 1 | MC | 5.104 | 1
1FT70365AK701CG3 | SIMOTICS S SYNCHRONOUS MOTOR 1FT7, M0=3NM (100K) NN=6000RPM, PN=1,07KW NATURAL AIR COOLING; FRAME SIZE IMB 5 (IM V1, IM V3) FLANGE 0 POWER CONNECTOR ROTATABLE ABSOLUTE ENCODER 24 BITS + 12 BIT MULTITURN WITH DRIVE-CLIQ INTERFACE (ENCODER AM24DQI) PLAIN SHAFT, W/O HOLDING BRAKE; ACC. TOLERANCE N VIBRATION SEVERITY GRADE A+R, DEGREE OF PROTECTION IP 64 | 4155 | TEM | 1 | MC | 5.104 | 1
1FT70365AK701CG5 | SIMOTICS S SYNCHRONOUS MOTOR 1FT7, M0=3NM (100K) NN=6000RPM, PN=1,07KW NATURAL AIR COOLING; FRAME SIZE IMB 5 (IM V1, IM V3) FLANGE 0 POWER CONNECTOR ROTATABLE ABSOLUTE ENCODER 24 BITS + 12 BIT MULTITURN WITH DRIVE-CLIQ INTERFACE (ENCODER AM24DQI) PLAIN SHAFT, W/O HOLDING BRAKE; ACC. TOLERANCE N VIBRATION SEVERITY GRADE A+R, DEGREE OF PROTECTION IP 67 | 4332 | TEM | 1 | MC | 5.104 | 1
1FT70365AK701CH0 | SIMOTICS S SYNCHRONOUS MOTOR 1FT7, M0=3NM (100K) NN=6000RPM, PN=1,07KW NATURAL AIR COOLING; FRAME SIZE IMB 5 (IM V1, IM V3) FLANGE 0 POWER CONNECTOR ROTATABLE ABSOLUTE ENCODER 24 BITS + 12 BIT MULTITURN WITH DRIVE-CLIQ INTERFACE (ENCODER AM24DQI) PLAIN SHAFT, WITH HOLDING BRAKE; ACCURACY TOLERANCE N VIBRATION SEVERITY GRADE A, DEGREE OF PROTECTION IP 64 | 4635 | TEM | 1 | MC | 5.403 | 1
1FT70365AK701CH1 | SIMOTICS S SYNCHRONOUS MOTOR 1FT7, M0=3NM (100K) NN=6000RPM, PN=1,07KW NATURAL AIR COOLING; FRAME SIZE IMB 5 (IM V1, IM V3) FLANGE 0 POWER CONNECTOR ROTATABLE ABSOLUTE ENCODER 24 BITS + 12 BIT MULTITURN WITH DRIVE-CLIQ INTERFACE (ENCODER AM24DQI) PLAIN SHAFT, WITH HOLDING BRAKE; ACCURACY TOLERANCE N VIBRATION SEVERITY GRADE A, DEGREE OF PROTECTION IP 65 | 4731 | TEM | 1 | MC | 5.403 | 1
1FT70365AK701CH3 | SIMOTICS S SYNCHRONOUS MOTOR 1FT7, M0=3NM (100K) NN=6000RPM, PN=1,07KW NATURAL AIR COOLING; FRAME SIZE IMB 5 (IM V1, IM V3) FLANGE 0 POWER CONNECTOR ROTATABLE ABSOLUTE ENCODER 24 BITS + 12 BIT MULTITURN WITH DRIVE-CLIQ INTERFACE (ENCODER AM24DQI) PLAIN SHAFT, WITH HOLDING BRAKE; ACCURACY TOLERANCE N VIBRATION SEVERITY GRADE A+R, DEGREE OF PROTECTION IP 64 | 4790 | TEM | 1 | MC | 5.403 | 1
1FT70365AK701DA0 | SIMOTICS S SYNCHRONOUS MOTOR 1FT7, M0=3NM (100K) NN=6000RPM, PN=1,07KW NATURAL AIR COOLING; FRAME SIZE IMB 5 (IM V1, IM V3) FLANGE 0 POWER CONNECTOR ROTATABLE INCREMENTAL ENCODER 2048 S/R WITH DRIVE-CLIQ INTERFACE (ENCODER I-2048) CONNECTOR ROTATABLE SHAFT WITH FITTED KEY; W/O HOLDING BRAKE; ACC. TOLERANCE N VIBRATION SEVERITY GRADE A, DEGREE OF PROTECTION IP 64 | 3316 | TEM | 1 | MC | 5.104 | 1
1FT70365AK701DA2 | SIMOTICS S SYNCHRONOUS MOTOR 1FT7, M0=3NM (100K) NN=6000RPM, PN=1,07KW NATURAL AIR COOLING; FRAME SIZE IMB 5 (IM V1, IM V3) FLANGE 0 POWER CONNECTOR ROTATABLE INCREMENTAL ENCODER 2048 S/R WITH DRIVE-CLIQ INTERFACE (ENCODER I-2048) CONNECTOR ROTATABLE SHAFT WITH FITTED KEY; W/O HOLDING BRAKE; ACC. TOLERANCE N VIBRATION SEVERITY GRADE A, DEGREE OF PROTECTION IP 67 | 3491 | TEM | 1 | MC | 5.104 | 1
1FT70365AK701DA3 | SIMOTICS S SYNCHRONOUS MOTOR 1FT7, M0=3NM (100K) NN=6000RPM, PN=1,07KW NATURAL AIR COOLING; FRAME SIZE IMB 5 (IM V1, IM V3) FLANGE 0 POWER CONNECTOR ROTATABLE INCREMENTAL ENCODER 2048 S/R WITH DRIVE-CLIQ INTERFACE (ENCODER I-2048) CONNECTOR ROTATABLE SHAFT WITH FITTED KEY; W/O HOLDING BRAKE; ACC. TOLERANCE N VIBRATION SEVERITY GRADE A+R, DEGREE OF PROTECTION IP 64 | 3471 | TEM | 1 | MC | 5.104 | 1
1FT70365AK701DD4 | SIMOTICS S SYNCHRONOUS MOTOR 1FT7, M0=3NM (100K) NN=6000RPM, PN=1,07KW NATURAL AIR COOLING; FRAME SIZE IMB 5 (IM V1, IM V3) FLANGE 0 POWER CONNECTOR ROTATABLE INCREMENTAL ENCODER 2048 S/R WITH DRIVE-CLIQ INTERFACE (ENCODER I-2048) CONNECTOR ROTATABLE SHAFT WITH FITTED KEY; W/O HOLDING BRAKE; ACC. TOLERANCE R VIBRATION SEVERITY GRADE A+R, DEGREE OF PROTECTION IP 65 | 3727 | TEM | 1 | MC | 5.104 | 1
1FT70365AK701DD5 | SIMOTICS S SYNCHRONOUS MOTOR 1FT7, M0=3NM (100K) NN=6000RPM, PN=1,07KW NATURAL AIR COOLING; FRAME SIZE IMB 5 (IM V1, IM V3) FLANGE 0 POWER CONNECTOR ROTATABLE INCREMENTAL ENCODER 2048 S/R WITH DRIVE-CLIQ INTERFACE (ENCODER I-2048) CONNECTOR ROTATABLE SHAFT WITH FITTED KEY; W/O HOLDING BRAKE; ACC. TOLERANCE R VIBRATION SEVERITY GRADE A+R, DEGREE OF PROTECTION IP 67 | 3807 | TEM | 1 | MC | 5.104 | 1
1FT70365AK701DG0 | SIMOTICS S SYNCHRONOUS MOTOR 1FT7, M0=3NM (100K) NN=6000RPM, PN=1,07KW NATURAL AIR COOLING; FRAME SIZE IMB 5 (IM V1, IM V3) FLANGE 0 POWER CONNECTOR ROTATABLE INCREMENTAL ENCODER 2048 S/R WITH DRIVE-CLIQ INTERFACE (ENCODER I-2048) CONNECTOR ROTATABLE PLAIN SHAFT, W/O HOLDING BRAKE; ACC. TOLERANCE N VIBRATION SEVERITY GRADE A, DEGREE OF PROTECTION IP 64 | 3316 | TEM | 1 | MC | 5.104 | 1
1FT70365AK701DG1 | SIMOTICS S SYNCHRONOUS MOTOR 1FT7, M0=3NM (100K) NN=6000RPM, PN=1,07KW NATURAL AIR COOLING; FRAME SIZE IMB 5 (IM V1, IM V3) FLANGE 0 POWER CONNECTOR ROTATABLE INCREMENTAL ENCODER 2048 S/R WITH DRIVE-CLIQ INTERFACE (ENCODER I-2048) CONNECTOR ROTATABLE PLAIN SHAFT, W/O HOLDING BRAKE; ACC. TOLERANCE N VIBRATION SEVERITY GRADE A, DEGREE OF PROTECTION IP 65 | 3412 | TEM | 1 | MC | 5.104 | 1
1FT70365AK701DG2 | SIMOTICS S SYNCHRONOUS MOTOR 1FT7, M0=3NM (100K) NN=6000RPM, PN=1,07KW NATURAL AIR COOLING; FRAME SIZE IMB 5 (IM V1, IM V3) FLANGE 0 POWER CONNECTOR ROTATABLE INCREMENTAL ENCODER 2048 S/R WITH DRIVE-CLIQ INTERFACE (ENCODER I-2048) CONNECTOR ROTATABLE PLAIN SHAFT, W/O HOLDING BRAKE; ACC. TOLERANCE N VIBRATION SEVERITY GRADE A, DEGREE OF PROTECTION IP 67 | 3491 | TEM | 1 | MC | 5.104 | 1
1FT70365AK701DG3 | SIMOTICS S SYNCHRONOUS MOTOR 1FT7, M0=3NM (100K) NN=6000RPM, PN=1,07KW NATURAL AIR COOLING; FRAME SIZE IMB 5 (IM V1, IM V3) FLANGE 0 POWER CONNECTOR ROTATABLE INCREMENTAL ENCODER 2048 S/R WITH DRIVE-CLIQ INTERFACE (ENCODER I-2048) CONNECTOR ROTATABLE PLAIN SHAFT, W/O HOLDING BRAKE; ACC. TOLERANCE N VIBRATION SEVERITY GRADE A+R, DEGREE OF PROTECTION IP 64 | 3471 | TEM | 1 | MC | 5.104 | 1
1FT70365AK701FA0 | SIMOTICS S SYNCHRONOUS MOTOR 1FT7, M0=3NM (100K) NN=6000RPM, PN=1,07KW NATURAL AIR COOLING; FRAME SIZE IMB 5 (IM V1, IM V3) FLANGE 0 POWER CONNECTOR ROTATABLE ABSOLUTE ENCODER 22 BITS MULTI TURN WITH DRIVE-CLIQ INTERFACE (ENCODER AM-22-DQ) CONNECTOR ROTATABLE SHAFT WITH FITTED KEY; W/O HOLDING BRAKE; ACC. TOLERANCE N VIBRATION SEVERITY GRADE A, DEGREE OF PROTECTION IP 64 | 4081 | TEM | 1 | MC | 5.104 | 1
1FT70365AK701FA1 | SIMOTICS S SYNCHRONOUS MOTOR 1FT7, M0=3NM (100K) NN=6000RPM, PN=1,07KW NATURAL AIR COOLING; FRAME SIZE IMB 5 (IM V1, IM V3) FLANGE 0 POWER CONNECTOR ROTATABLE ABSOLUTE ENCODER 22 BITS MULTI TURN WITH DRIVE-CLIQ INTERFACE (ENCODER AM-22-DQ) CONNECTOR ROTATABLE SHAFT WITH FITTED KEY; W/O HOLDING BRAKE; ACC. TOLERANCE N VIBRATION SEVERITY GRADE A, DEGREE OF PROTECTION IP 65 | 4177 | TEM | 1 | MC | 5.104 | 1
1FT70365AK701FA4 | SIMOTICS S SYNCHRONOUS MOTOR 1FT7, M0=3NM (100K) NN=6000RPM, PN=1,07KW NATURAL AIR COOLING; FRAME SIZE IMB 5 (IM V1, IM V3) FLANGE 0 POWER CONNECTOR ROTATABLE ABSOLUTE ENCODER 22 BITS MULTI TURN WITH DRIVE-CLIQ INTERFACE (ENCODER AM-22-DQ) CONNECTOR ROTATABLE SHAFT WITH FITTED KEY; W/O HOLDING BRAKE; ACC. TOLERANCE N VIBRATION SEVERITY GRADE A+R, DEGREE OF PROTECTION IP 65 | 4333 | TEM | 1 | MC | 5.104 | 1
1FT70365AK701FB0 | SIMOTICS S SYNCHRONOUS MOTOR 1FT7, M0=3NM (100K) NN=6000RPM, PN=1,07KW NATURAL AIR COOLING; FRAME SIZE IMB 5 (IM V1, IM V3) FLANGE 0 POWER CONNECTOR ROTATABLE ABSOLUTE ENCODER 22 BITS MULTI TURN WITH DRIVE-CLIQ INTERFACE (ENCODER AM-22-DQ) CONNECTOR ROTATABLE SHAFT WITH FITTED KEY; WITH HOLDING BRAKE; ACC. TOLERANCE N VIBRATION SEVERITY GRADE A, DEGREE OF PROTECTION IP 64 | 4715 | TEM | 1 | MC | 5.403 | 1
1FT70365AK701FB2 | SIMOTICS S SYNCHRONOUS MOTOR 1FT7, M0=3NM (100K) NN=6000RPM, PN=1,07KW NATURAL AIR COOLING; FRAME SIZE IMB 5 (IM V1, IM V3) FLANGE 0 POWER CONNECTOR ROTATABLE ABSOLUTE ENCODER 22 BITS MULTI TURN WITH DRIVE-CLIQ INTERFACE (ENCODER AM-22-DQ) CONNECTOR ROTATABLE SHAFT WITH FITTED KEY; WITH HOLDING BRAKE; ACC. TOLERANCE N VIBRATION SEVERITY GRADE A, DEGREE OF PROTECTION IP 67 | 4891 | TEM | 1 | MC | 5.403 | 1
1FT70365AK701FG0 | SIMOTICS S SYNCHRONOUS MOTOR 1FT7, M0=3NM (100K) NN=6000RPM, PN=1,07KW NATURAL AIR COOLING; FRAME SIZE IMB 5 (IM V1, IM V3) FLANGE 0 POWER CONNECTOR ROTATABLE ABSOLUTE ENCODER 22 BITS MULTI TURN WITH DRIVE-CLIQ INTERFACE (ENCODER AM-22-DQ) CONNECTOR ROTATABLE PLAIN SHAFT, W/O HOLDING BRAKE; ACC. TOLERANCE N VIBRATION SEVERITY GRADE A, DEGREE OF PROTECTION IP 64 | 4081 | TEM | 1 | MC | 5.104 | 1
1FT70365AK701FG1 | SIMOTICS S SYNCHRONOUS MOTOR 1FT7, M0=3NM (100K) NN=6000RPM, PN=1,07KW NATURAL AIR COOLING; FRAME SIZE IMB 5 (IM V1, IM V3) FLANGE 0 POWER CONNECTOR ROTATABLE ABSOLUTE ENCODER 22 BITS MULTI TURN WITH DRIVE-CLIQ INTERFACE (ENCODER AM-22-DQ) CONNECTOR ROTATABLE PLAIN SHAFT, W/O HOLDING BRAKE; ACC. TOLERANCE N VIBRATION SEVERITY GRADE A, DEGREE OF PROTECTION IP 65 | 4177 | TEM | 1 | MC | 5.104 | 1
1FT70365AK701FG2 | SIMOTICS S SYNCHRONOUS MOTOR 1FT7, M0=3NM (100K) NN=6000RPM, PN=1,07KW NATURAL AIR COOLING; FRAME SIZE IMB 5 (IM V1, IM V3) FLANGE 0 POWER CONNECTOR ROTATABLE ABSOLUTE ENCODER 22 BITS MULTI TURN WITH DRIVE-CLIQ INTERFACE (ENCODER AM-22-DQ) CONNECTOR ROTATABLE PLAIN SHAFT, W/O HOLDING BRAKE; ACC. TOLERANCE N VIBRATION SEVERITY GRADE A, DEGREE OF PROTECTION IP 67 | 4257 | TEM | 1 | MC | 5.104 | 1
1FT70365AK701FH0 | SIMOTICS S SYNCHRONOUS MOTOR 1FT7, M0=3NM (100K) NN=6000RPM, PN=1,07KW NATURAL AIR COOLING; FRAME SIZE IMB 5 (IM V1, IM V3) FLANGE 0 POWER CONNECTOR ROTATABLE ABSOLUTE ENCODER 22 BITS MULTI TURN WITH DRIVE-CLIQ INTERFACE (ENCODER AM-22-DQ) CONNECTOR ROTATABLE PLAIN SHAFT, WITH HOLDING BRAKE; ACCURACY TOLERANCE N VIBRATION SEVERITY GRADE A, DEGREE OF PROTECTION IP 64 | 4715 | TEM | 1 | MC | 5.403 | 1
1FT70365AK701FH2 | SIMOTICS S SYNCHRONOUS MOTOR 1FT7, M0=3NM (100K) NN=6000RPM, PN=1,07KW NATURAL AIR COOLING; FRAME SIZE IMB 5 (IM V1, IM V3) FLANGE 0 POWER CONNECTOR ROTATABLE ABSOLUTE ENCODER 22 BITS MULTI TURN WITH DRIVE-CLIQ INTERFACE (ENCODER AM-22-DQ) CONNECTOR ROTATABLE PLAIN SHAFT, WITH HOLDING BRAKE; ACCURACY TOLERANCE N VIBRATION SEVERITY GRADE A, DEGREE OF PROTECTION IP 67 | 4891 | TEM | 1 | MC | 5.403 | 1
1FT70365AK701FH3 | SIMOTICS S SYNCHRONOUS MOTOR 1FT7, M0=3NM (100K) NN=6000RPM, PN=1,07KW NATURAL AIR COOLING; FRAME SIZE IMB 5 (IM V1, IM V3) FLANGE 0 POWER CONNECTOR ROTATABLE ABSOLUTE ENCODER 22 BITS MULTI TURN WITH DRIVE-CLIQ INTERFACE (ENCODER AM-22-DQ) CONNECTOR ROTATABLE PLAIN SHAFT, WITH HOLDING BRAKE; ACCURACY TOLERANCE N VIBRATION SEVERITY GRADE A+R, DEGREE OF PROTECTION IP 64 | 4870 | TEM | 1 | MC | 5.403 | 1
1FT70365AK701FK5 | SIMOTICS S SYNCHRONOUS MOTOR 1FT7, M0=3NM (100K) NN=6000RPM, PN=1,07KW NATURAL AIR COOLING; FRAME SIZE IMB 5 (IM V1, IM V3) FLANGE 0 POWER CONNECTOR ROTATABLE ABSOLUTE ENCODER 22 BITS MULTI TURN WITH DRIVE-CLIQ INTERFACE (ENCODER AM-22-DQ) CONNECTOR ROTATABLE PLAIN SHAFT, W/O HOLDING BRAKE; ACC. TOLERANCE R VIBRATION SEVERITY GRADE A+R, DEGREE OF PROTECTION IP 67 | 4572 | TEM | 1 | MC | 5.104 | 1
1FT70365AK701MA1 | SIMOTICS S SYNCHRONOUS MOTOR 1FT7, M0=3NM (100K) NN=6000RPM, PN=1,07KW NATURAL AIR COOLING; FRAME SIZE IMB 5 (IM V1, IM V3) FLANGE (COMPACT) WITH KTY TEMPERATURE SENSOR POWER CONNECTOR ROTATABLE ABSOLUTE ENCODER ENDAT 2048 S/R (ENCODER A-2048) CONNECTOR ROTATABLE SHAFT WITH FITTED KEY; W/O HOLDING BRAKE; ACC. TOLERANCE N VIBRATION SEVERITY GRADE A, DEGREE OF PROTECTION IP 65 | 3745 | TEM | 1 | MC | 5.104 | 1
1FT70365AK701MB0 | SIMOTICS S SYNCHRONOUS MOTOR 1FT7, M0=3NM (100K) NN=6000RPM, PN=1,07KW NATURAL AIR COOLING; FRAME SIZE IMB 5 (IM V1, IM V3) FLANGE (COMPACT) WITH KTY TEMPERATURE SENSOR POWER CONNECTOR ROTATABLE ABSOLUTE ENCODER ENDAT 2048 S/R (ENCODER A-2048) CONNECTOR ROTATABLE SHAFT WITH FITTED KEY; WITH HOLDING BRAKE; ACC. TOLERANCE N VIBRATION SEVERITY GRADE A, DEGREE OF PROTECTION IP 64 | 4284 | TEM | 1 | MC | 5.403 | 1
1FT70365AK701MB1 | SIMOTICS S SYNCHRONOUS MOTOR 1FT7, M0=3NM (100K) NN=6000RPM, PN=1,07KW NATURAL AIR COOLING; FRAME SIZE IMB 5 (IM V1, IM V3) FLANGE (COMPACT) WITH KTY TEMPERATURE SENSOR POWER CONNECTOR ROTATABLE ABSOLUTE ENCODER ENDAT 2048 S/R (ENCODER A-2048) CONNECTOR ROTATABLE SHAFT WITH FITTED KEY; WITH HOLDING BRAKE; ACC. TOLERANCE N VIBRATION SEVERITY GRADE A, DEGREE OF PROTECTION IP 65 | 4380 | TEM | 1 | MC | 5.403 | 1
1FT70365AK701MD5 | SIMOTICS S SYNCHRONOUS MOTOR 1FT7, M0=3NM (100K) NN=6000RPM, PN=1,07KW NATURAL AIR COOLING; FRAME SIZE IMB 5 (IM V1, IM V3) FLANGE (COMPACT) WITH KTY TEMPERATURE SENSOR POWER CONNECTOR ROTATABLE ABSOLUTE ENCODER ENDAT 2048 S/R (ENCODER A-2048) CONNECTOR ROTATABLE SHAFT WITH FITTED KEY; W/O HOLDING BRAKE; ACC. TOLERANCE R VIBRATION SEVERITY GRADE A+R, DEGREE OF PROTECTION IP 67 | 4140 | TEM | 1 | MC | 5.104 | 1
1FT70365AK701MH0 | SIMOTICS S SYNCHRONOUS MOTOR 1FT7, M0=3NM (100K) NN=6000RPM, PN=1,07KW NATURAL AIR COOLING; FRAME SIZE IMB 5 (IM V1, IM V3) FLANGE (COMPACT) WITH KTY TEMPERATURE SENSOR POWER CONNECTOR ROTATABLE ABSOLUTE ENCODER ENDAT 2048 S/R (ENCODER A-2048) CONNECTOR ROTATABLE PLAIN SHAFT, WITH HOLDING BRAKE; ACCURACY TOLERANCE N VIBRATION SEVERITY GRADE A, DEGREE OF PROTECTION IP 64 | 4284 | TEM | 1 | MC | 5.403 | 1
1FT70365AK701NA0 | SIMOTICS S SYNCHRONOUS MOTOR 1FT7, M0=3NM (100K) NN=6000RPM, PN=1,07KW NATURAL AIR COOLING; FRAME SIZE IMB 5 (IM V1, IM V3) FLANGE (COMPACT) WITH KTY TEMPERATURE SENSOR POWER CONNECTOR ROTATABLE INCREM. ENCODER SIN/COS 1VSS 2048 S/R (ENCODER I-2048) CONNECTOR ROTATABLE SHAFT WITH FITTED KEY; W/O HOLDING BRAKE; ACC. TOLERANCE N VIBRATION SEVERITY GRADE A, DEGREE OF PROTECTION IP 64 | 2895 | TEM | 1 | MC | 5.104 | 1
1FT70365AK701NA1 | SIMOTICS S SYNCHRONOUS MOTOR 1FT7, M0=3NM (100K) NN=6000RPM, PN=1,07KW NATURAL AIR COOLING; FRAME SIZE IMB 5 (IM V1, IM V3) FLANGE (COMPACT) WITH KTY TEMPERATURE SENSOR POWER CONNECTOR ROTATABLE INCREM. ENCODER SIN/COS 1VSS 2048 S/R (ENCODER I-2048) CONNECTOR ROTATABLE SHAFT WITH FITTED KEY; W/O HOLDING BRAKE; ACC. TOLERANCE N VIBRATION SEVERITY GRADE A, DEGREE OF PROTECTION IP 65 | 2991 | TEM | 1 | MC | 5.104 | 1
1FT70365AK701NB0 | SIMOTICS S SYNCHRONOUS MOTOR 1FT7, M0=3NM (100K) NN=6000RPM, PN=1,07KW NATURAL AIR COOLING; FRAME SIZE IMB 5 (IM V1, IM V3) FLANGE (COMPACT) WITH KTY TEMPERATURE SENSOR POWER CONNECTOR ROTATABLE INCREM. ENCODER SIN/COS 1VSS 2048 S/R (ENCODER I-2048) CONNECTOR ROTATABLE SHAFT WITH FITTED KEY; WITH HOLDING BRAKE; ACC. TOLERANCE N VIBRATION SEVERITY GRADE A, DEGREE OF PROTECTION IP 64 | 3530 | TEM | 1 | MC | 5.403 | 1
1FT70365AK701ND4 | SIMOTICS S SYNCHRONOUS MOTOR 1FT7, M0=3NM (100K) NN=6000RPM, PN=1,07KW NATURAL AIR COOLING; FRAME SIZE IMB 5 (IM V1, IM V3) FLANGE (COMPACT) WITH KTY TEMPERATURE SENSOR POWER CONNECTOR ROTATABLE INCREM. ENCODER SIN/COS 1VSS 2048 S/R (ENCODER I-2048) CONNECTOR ROTATABLE SHAFT WITH FITTED KEY; W/O HOLDING BRAKE; ACC. TOLERANCE R VIBRATION SEVERITY GRADE A+R, DEGREE OF PROTECTION IP 65 | 3307 | TEM | 1 | MC | 5.104 | 1
1FT70365AK701ND5 | SIMOTICS S SYNCHRONOUS MOTOR 1FT7, M0=3NM (100K) NN=6000RPM, PN=1,07KW NATURAL AIR COOLING; FRAME SIZE IMB 5 (IM V1, IM V3) FLANGE (COMPACT) WITH KTY TEMPERATURE SENSOR POWER CONNECTOR ROTATABLE INCREM. ENCODER SIN/COS 1VSS 2048 S/R (ENCODER I-2048) CONNECTOR ROTATABLE SHAFT WITH FITTED KEY; W/O HOLDING BRAKE; ACC. TOLERANCE R VIBRATION SEVERITY GRADE A+R, DEGREE OF PROTECTION IP 67 | 3386 | TEM | 1 | MC | 5.104 | 1
1FT70365AK701NG0 | SIMOTICS S SYNCHRONOUS MOTOR 1FT7, M0=3NM (100K) NN=6000RPM, PN=1,07KW NATURAL AIR COOLING; FRAME SIZE IMB 5 (IM V1, IM V3) FLANGE (COMPACT) WITH KTY TEMPERATURE SENSOR POWER CONNECTOR ROTATABLE INCREM. ENCODER SIN/COS 1VSS 2048 S/R (ENCODER I-2048) CONNECTOR ROTATABLE PLAIN SHAFT, W/O HOLDING BRAKE; ACC. TOLERANCE N VIBRATION SEVERITY GRADE A, DEGREE OF PROTECTION IP 64 | 2895 | TEM | 1 | MC | 5.104 | 1
1FT70365AK711BA0 | SIMOTICS S SYNCHRONOUS MOTOR 1FT7, M0=3NM (100K) NN=6000RPM, PN=1,07KW NATURAL AIR COOLING; FRAME SIZE IMB 5 (IM V1, IM V3) FLANGE 1 (1FT6 COMPATIBLE) POWER CONNECTOR ROTATABLE ABSOLUTE VALUE ENCODER SINGLETURN 24 BIT WITH DRIVE-CLIQ INTERFACE (ENCODER AS24DQI) SHAFT WITH FITTED KEY; W/O HOLDING BRAKE; ACC. TOLERANCE N VIBRATION SEVERITY GRADE A, DEGREE OF PROTECTION IP 64 | 3236 | TEM | 1 | MC | 5.104 | 1
1FT70365AK711BG0 | SIMOTICS S SYNCHRONOUS MOTOR 1FT7, M0=3NM (100K) NN=6000RPM, PN=1,07KW NATURAL AIR COOLING; FRAME SIZE IMB 5 (IM V1, IM V3) FLANGE 1 (1FT6 COMPATIBLE) POWER CONNECTOR ROTATABLE ABSOLUTE VALUE ENCODER SINGLETURN 24 BIT WITH DRIVE-CLIQ INTERFACE (ENCODER AS24DQI) PLAIN SHAFT, W/O HOLDING BRAKE; ACC. TOLERANCE N VIBRATION SEVERITY GRADE A, DEGREE OF PROTECTION IP 64 | 3236 | TEM | 1 | MC | 5.104 | 1
1FT70365AK711BG1 | SIMOTICS S SYNCHRONOUS MOTOR 1FT7, M0=3NM (100K) NN=6000RPM, PN=1,07KW NATURAL AIR COOLING; FRAME SIZE IMB 5 (IM V1, IM V3) FLANGE 1 (1FT6 COMPATIBLE) POWER CONNECTOR ROTATABLE ABSOLUTE VALUE ENCODER SINGLETURN 24 BIT WITH DRIVE-CLIQ INTERFACE (ENCODER AS24DQI) PLAIN SHAFT, W/O HOLDING BRAKE; ACC. TOLERANCE N VIBRATION SEVERITY GRADE A, DEGREE OF PROTECTION IP 65 | 3332 | TEM | 1 | MC | 5.104 | 1
1FT70365AK711BG2 | SIMOTICS S SYNCHRONOUS MOTOR 1FT7, M0=3NM (100K) NN=6000RPM, PN=1,07KW NATURAL AIR COOLING; FRAME SIZE IMB 5 (IM V1, IM V3) FLANGE 1 (1FT6 COMPATIBLE) POWER CONNECTOR ROTATABLE ABSOLUTE VALUE ENCODER SINGLETURN 24 BIT WITH DRIVE-CLIQ INTERFACE (ENCODER AS24DQI) PLAIN SHAFT, W/O HOLDING BRAKE; ACC. TOLERANCE N VIBRATION SEVERITY GRADE A, DEGREE OF PROTECTION IP 67 | 3411 | TEM | 1 | MC | 5.104 | 1
1FT70365AK711BH0 | SIMOTICS S SYNCHRONOUS MOTOR 1FT7, M0=3NM (100K) NN=6000RPM, PN=1,07KW NATURAL AIR COOLING; FRAME SIZE IMB 5 (IM V1, IM V3) FLANGE 1 (1FT6 COMPATIBLE) POWER CONNECTOR ROTATABLE ABSOLUTE VALUE ENCODER SINGLETURN 24 BIT WITH DRIVE-CLIQ INTERFACE (ENCODER AS24DQI) PLAIN SHAFT, WITH HOLDING BRAKE; ACCURACY TOLERANCE N VIBRATION SEVERITY GRADE A, DEGREE OF PROTECTION IP 64 | 3870 | TEM | 1 | MC | 5.403 | 1
1FT70365AK711BK4 | SIMOTICS S SYNCHRONOUS MOTOR 1FT7, M0=3NM (100K) NN=6000RPM, PN=1,07KW NATURAL AIR COOLING; FRAME SIZE IMB 5 (IM V1, IM V3) FLANGE 1 (1FT6 COMPATIBLE) POWER CONNECTOR ROTATABLE ABSOLUTE VALUE ENCODER SINGLETURN 24 BIT WITH DRIVE-CLIQ INTERFACE (ENCODER AS24DQI) PLAIN SHAFT, W/O HOLDING BRAKE; ACC. TOLERANCE R VIBRATION SEVERITY GRADE A+R, DEGREE OF PROTECTION IP 65 | 3647 | TEM | 1 | MC | 5.104 | 1
1FT70365AK711BK5 | SIMOTICS S SYNCHRONOUS MOTOR 1FT7, M0=3NM (100K) NN=6000RPM, PN=1,07KW NATURAL AIR COOLING; FRAME SIZE IMB 5 (IM V1, IM V3) FLANGE 1 (1FT6 COMPATIBLE) POWER CONNECTOR ROTATABLE ABSOLUTE VALUE ENCODER SINGLETURN 24 BIT WITH DRIVE-CLIQ INTERFACE (ENCODER AS24DQI) PLAIN SHAFT, W/O HOLDING BRAKE; ACC. TOLERANCE R VIBRATION SEVERITY GRADE A+R, DEGREE OF PROTECTION IP 67 | 3727 | TEM | 1 | MC | 5.104 | 1
1FT70365AK711BL4 | SIMOTICS S SYNCHRONOUS MOTOR 1FT7, M0=3NM (100K) NN=6000RPM, PN=1,07KW NATURAL AIR COOLING; FRAME SIZE IMB 5 (IM V1, IM V3) FLANGE 1 (1FT6 COMPATIBLE) POWER CONNECTOR ROTATABLE ABSOLUTE VALUE ENCODER SINGLETURN 24 BIT WITH DRIVE-CLIQ INTERFACE (ENCODER AS24DQI) PLAIN SHAFT, WITH HOLDING BRAKE; ACCURACY TOLERANCE R VIBRATION SEVERITY GRADE A+R, DEGREE OF PROTECTION IP 65 | 4282 | TEM | 1 | MC | 5.403 | 1
1FT70365AK711CA0 | SIMOTICS S SYNCHRONOUS MOTOR 1FT7, M0=3NM (100K) NN=6000RPM, PN=1,07KW NATURAL AIR COOLING; FRAME SIZE IMB 5 (IM V1, IM V3) FLANGE 1 (1FT6 COMPATIBLE) POWER CONNECTOR ROTATABLE ABSOLUTE ENCODER 24 BITS + 12 BIT MULTITURN WITH DRIVE-CLIQ INTERFACE (ENCODER AM24DQI) SHAFT WITH FITTED KEY; W/O HOLDING BRAKE; ACC. TOLERANCE N VIBRATION SEVERITY GRADE A, DEGREE OF PROTECTION IP 64 | 4001 | TEM | 1 | MC | 5.104 | 1
1FT70365AK711CA1 | SIMOTICS S SYNCHRONOUS MOTOR 1FT7, M0=3NM (100K) NN=6000RPM, PN=1,07KW NATURAL AIR COOLING; FRAME SIZE IMB 5 (IM V1, IM V3) FLANGE 1 (1FT6 COMPATIBLE) POWER CONNECTOR ROTATABLE ABSOLUTE ENCODER 24 BITS + 12 BIT MULTITURN WITH DRIVE-CLIQ INTERFACE (ENCODER AM24DQI) SHAFT WITH FITTED KEY; W/O HOLDING BRAKE; ACC. TOLERANCE N VIBRATION SEVERITY GRADE A, DEGREE OF PROTECTION IP 65 | 4097 | TEM | 1 | MC | 5.104 | 1
1FT70365AK711CA2 | SIMOTICS S SYNCHRONOUS MOTOR 1FT7, M0=3NM (100K) NN=6000RPM, PN=1,07KW NATURAL AIR COOLING; FRAME SIZE IMB 5 (IM V1, IM V3) FLANGE 1 (1FT6 COMPATIBLE) POWER CONNECTOR ROTATABLE ABSOLUTE ENCODER 24 BITS + 12 BIT MULTITURN WITH DRIVE-CLIQ INTERFACE (ENCODER AM24DQI) SHAFT WITH FITTED KEY; W/O HOLDING BRAKE; ACC. TOLERANCE N VIBRATION SEVERITY GRADE A, DEGREE OF PROTECTION IP 67 | 4176 | TEM | 1 | MC | 5.104 | 1
1FT70365AK711CB0 | SIMOTICS S SYNCHRONOUS MOTOR 1FT7, M0=3NM (100K) NN=6000RPM, PN=1,07KW NATURAL AIR COOLING; FRAME SIZE IMB 5 (IM V1, IM V3) FLANGE 1 (1FT6 COMPATIBLE) POWER CONNECTOR ROTATABLE ABSOLUTE ENCODER 24 BITS + 12 BIT MULTITURN WITH DRIVE-CLIQ INTERFACE (ENCODER AM24DQI) SHAFT WITH FITTED KEY; WITH HOLDING BRAKE; ACC. TOLERANCE N VIBRATION SEVERITY GRADE A, DEGREE OF PROTECTION IP 64 | 4635 | TEM | 1 | MC | 5.403 | 1
1FT70365AK711CB2 | SIMOTICS S SYNCHRONOUS MOTOR 1FT7, M0=3NM (100K) NN=6000RPM, PN=1,07KW NATURAL AIR COOLING; FRAME SIZE IMB 5 (IM V1, IM V3) FLANGE 1 (1FT6 COMPATIBLE) POWER CONNECTOR ROTATABLE ABSOLUTE ENCODER 24 BITS + 12 BIT MULTITURN WITH DRIVE-CLIQ INTERFACE (ENCODER AM24DQI) SHAFT WITH FITTED KEY; WITH HOLDING BRAKE; ACC. TOLERANCE N VIBRATION SEVERITY GRADE A, DEGREE OF PROTECTION IP 67 | 4811 | TEM | 1 | MC | 5.403 | 1
1FT70365AK711CB3 | SIMOTICS S SYNCHRONOUS MOTOR 1FT7, M0=3NM (100K) NN=6000RPM, PN=1,07KW NATURAL AIR COOLING; FRAME SIZE IMB 5 (IM V1, IM V3) FLANGE 1 (1FT6 COMPATIBLE) POWER CONNECTOR ROTATABLE ABSOLUTE ENCODER 24 BITS + 12 BIT MULTITURN WITH DRIVE-CLIQ INTERFACE (ENCODER AM24DQI) SHAFT WITH FITTED KEY; WITH HOLDING BRAKE; ACC. TOLERANCE N VIBRATION SEVERITY GRADE A+R, DEGREE OF PROTECTION IP 64 | 4790 | TEM | 1 | MC | 5.403 | 1
1FT70365AK711CG0 | SIMOTICS S SYNCHRONOUS MOTOR 1FT7, M0=3NM (100K) NN=6000RPM, PN=1,07KW NATURAL AIR COOLING; FRAME SIZE IMB 5 (IM V1, IM V3) FLANGE 1 (1FT6 COMPATIBLE) POWER CONNECTOR ROTATABLE ABSOLUTE ENCODER 24 BITS + 12 BIT MULTITURN WITH DRIVE-CLIQ INTERFACE (ENCODER AM24DQI) PLAIN SHAFT, W/O HOLDING BRAKE; ACC. TOLERANCE N VIBRATION SEVERITY GRADE A, DEGREE OF PROTECTION IP 64 | 4001 | TEM | 1 | MC | 5.104 | 1
1FT70365AK711CG1 | SIMOTICS S SYNCHRONOUS MOTOR 1FT7, M0=3NM (100K) NN=6000RPM, PN=1,07KW NATURAL AIR COOLING; FRAME SIZE IMB 5 (IM V1, IM V3) FLANGE 1 (1FT6 COMPATIBLE) POWER CONNECTOR ROTATABLE ABSOLUTE ENCODER 24 BITS + 12 BIT MULTITURN WITH DRIVE-CLIQ INTERFACE (ENCODER AM24DQI) PLAIN SHAFT, W/O HOLDING BRAKE; ACC. TOLERANCE N VIBRATION SEVERITY GRADE A, DEGREE OF PROTECTION IP 65 | 4097 | TEM | 1 | MC | 5.104 | 1
1FT70365AK711CG2 | SIMOTICS S SYNCHRONOUS MOTOR 1FT7, M0=3NM (100K) NN=6000RPM, PN=1,07KW NATURAL AIR COOLING; FRAME SIZE IMB 5 (IM V1, IM V3) FLANGE 1 (1FT6 COMPATIBLE) POWER CONNECTOR ROTATABLE ABSOLUTE ENCODER 24 BITS + 12 BIT MULTITURN WITH DRIVE-CLIQ INTERFACE (ENCODER AM24DQI) PLAIN SHAFT, W/O HOLDING BRAKE; ACC. TOLERANCE N VIBRATION SEVERITY GRADE A, DEGREE OF PROTECTION IP 67 | 4176 | TEM | 1 | MC | 5.104 | 1
1FT70365AK711CH0 | SIMOTICS S SYNCHRONOUS MOTOR 1FT7, M0=3NM (100K) NN=6000RPM, PN=1,07KW NATURAL AIR COOLING; FRAME SIZE IMB 5 (IM V1, IM V3) FLANGE 1 (1FT6 COMPATIBLE) POWER CONNECTOR ROTATABLE ABSOLUTE ENCODER 24 BITS + 12 BIT MULTITURN WITH DRIVE-CLIQ INTERFACE (ENCODER AM24DQI) PLAIN SHAFT, WITH HOLDING BRAKE; ACCURACY TOLERANCE N VIBRATION SEVERITY GRADE A, DEGREE OF PROTECTION IP 64 | 4635 | TEM | 1 | MC | 5.403 | 1
1FT70365AK711CH1 | SIMOTICS S SYNCHRONOUS MOTOR 1FT7, M0=3NM (100K) NN=6000RPM, PN=1,07KW NATURAL AIR COOLING; FRAME SIZE IMB 5 (IM V1, IM V3) FLANGE 1 (1FT6 COMPATIBLE) POWER CONNECTOR ROTATABLE ABSOLUTE ENCODER 24 BITS + 12 BIT MULTITURN WITH DRIVE-CLIQ INTERFACE (ENCODER AM24DQI) PLAIN SHAFT, WITH HOLDING BRAKE; ACCURACY TOLERANCE N VIBRATION SEVERITY GRADE A, DEGREE OF PROTECTION IP 65 | 4731 | TEM | 1 | MC | 5.403 | 1
1FT70365AK711CL2 | SIMOTICS S SYNCHRONOUS MOTOR 1FT7, M0=3NM (100K) NN=6000RPM, PN=1,07KW NATURAL AIR COOLING; FRAME SIZE IMB 5 (IM V1, IM V3) FLANGE 1 (1FT6 COMPATIBLE) POWER CONNECTOR ROTATABLE ABSOLUTE ENCODER 24 BITS + 12 BIT MULTITURN WITH DRIVE-CLIQ INTERFACE (ENCODER AM24DQI) PLAIN SHAFT, WITH HOLDING BRAKE; ACCURACY TOLERANCE R VIBRATION SEVERITY GRADE A, DEGREE OF PROTECTION IP 67 | 4970 | TEM | 1 | MC | 5.403 | 1
1FT70365AK711DA0 | SIMOTICS S SYNCHRONOUS MOTOR 1FT7, M0=3NM (100K) NN=6000RPM, PN=1,07KW NATURAL AIR COOLING; FRAME SIZE IMB 5 (IM V1, IM V3) FLANGE 1 (1FT6 COMPATIBLE) POWER CONNECTOR ROTATABLE INCREMENTAL ENCODER 2048 S/R WITH DRIVE-CLIQ INTERFACE (ENCODER I-2048) CONNECTOR ROTATABLE SHAFT WITH FITTED KEY; W/O HOLDING BRAKE; ACC. TOLERANCE N VIBRATION SEVERITY GRADE A, DEGREE OF PROTECTION IP 64 | 3316 | TEM | 1 | MC | 5.104 | 1
1FT70365AK711DA1 | SIMOTICS S SYNCHRONOUS MOTOR 1FT7, M0=3NM (100K) NN=6000RPM, PN=1,07KW NATURAL AIR COOLING; FRAME SIZE IMB 5 (IM V1, IM V3) FLANGE 1 (1FT6 COMPATIBLE) POWER CONNECTOR ROTATABLE INCREMENTAL ENCODER 2048 S/R WITH DRIVE-CLIQ INTERFACE (ENCODER I-2048) CONNECTOR ROTATABLE SHAFT WITH FITTED KEY; W/O HOLDING BRAKE; ACC. TOLERANCE N VIBRATION SEVERITY GRADE A, DEGREE OF PROTECTION IP 65 | 3412 | TEM | 1 | MC | 5.104 | 1
1FT70365AK711DA3 | SIMOTICS S SYNCHRONOUS MOTOR 1FT7, M0=3NM (100K) NN=6000RPM, PN=1,07KW NATURAL AIR COOLING; FRAME SIZE IMB 5 (IM V1, IM V3) FLANGE 1 (1FT6 COMPATIBLE) POWER CONNECTOR ROTATABLE INCREMENTAL ENCODER 2048 S/R WITH DRIVE-CLIQ INTERFACE (ENCODER I-2048) CONNECTOR ROTATABLE SHAFT WITH FITTED KEY; W/O HOLDING BRAKE; ACC. TOLERANCE N VIBRATION SEVERITY GRADE A+R, DEGREE OF PROTECTION IP 64 | 3471 | TEM | 1 | MC | 5.104 | 1
1FT70365AK711DB0 | SIMOTICS S SYNCHRONOUS MOTOR 1FT7, M0=3NM (100K) NN=6000RPM, PN=1,07KW NATURAL AIR COOLING; FRAME SIZE IMB 5 (IM V1, IM V3) FLANGE 1 (1FT6 COMPATIBLE) POWER CONNECTOR ROTATABLE INCREMENTAL ENCODER 2048 S/R WITH DRIVE-CLIQ INTERFACE (ENCODER I-2048) CONNECTOR ROTATABLE SHAFT WITH FITTED KEY; WITH HOLDING BRAKE; ACC. TOLERANCE N VIBRATION SEVERITY GRADE A, DEGREE OF PROTECTION IP 64 | 3950 | TEM | 1 | MC | 5.403 | 1
1FT70365AK711DB3 | SIMOTICS S SYNCHRONOUS MOTOR 1FT7, M0=3NM (100K) NN=6000RPM, PN=1,07KW NATURAL AIR COOLING; FRAME SIZE IMB 5 (IM V1, IM V3) FLANGE 1 (1FT6 COMPATIBLE) POWER CONNECTOR ROTATABLE INCREMENTAL ENCODER 2048 S/R WITH DRIVE-CLIQ INTERFACE (ENCODER I-2048) CONNECTOR ROTATABLE SHAFT WITH FITTED KEY; WITH HOLDING BRAKE; ACC. TOLERANCE N VIBRATION SEVERITY GRADE A+R, DEGREE OF PROTECTION IP 64 | 4105 | TEM | 1 | MC | 5.403 | 1
1FT70365AK711DD1 | SIMOTICS S SYNCHRONOUS MOTOR 1FT7, M0=3NM (100K) NN=6000RPM, PN=1,07KW NATURAL AIR COOLING; FRAME SIZE IMB 5 (IM V1, IM V3) FLANGE 1 (1FT6 COMPATIBLE) POWER CONNECTOR ROTATABLE INCREMENTAL ENCODER 2048 S/R WITH DRIVE-CLIQ INTERFACE (ENCODER I-2048) CONNECTOR ROTATABLE SHAFT WITH FITTED KEY; W/O HOLDING BRAKE; ACC. TOLERANCE R VIBRATION SEVERITY GRADE A, DEGREE OF PROTECTION IP 65 | 3571 | TEM | 1 | MC | 5.104 | 1
1FT70365AK711DG1 | SIMOTICS S SYNCHRONOUS MOTOR 1FT7, M0=3NM (100K) NN=6000RPM, PN=1,07KW NATURAL AIR COOLING; FRAME SIZE IMB 5 (IM V1, IM V3) FLANGE 1 (1FT6 COMPATIBLE) POWER CONNECTOR ROTATABLE INCREMENTAL ENCODER 2048 S/R WITH DRIVE-CLIQ INTERFACE (ENCODER I-2048) CONNECTOR ROTATABLE PLAIN SHAFT, W/O HOLDING BRAKE; ACC. TOLERANCE N VIBRATION SEVERITY GRADE A, DEGREE OF PROTECTION IP 65 | 3412 | TEM | 1 | MC | 5.104 | 1
1FT70365AK711DG3 | SIMOTICS S SYNCHRONOUS MOTOR 1FT7, M0=3NM (100K) NN=6000RPM, PN=1,07KW NATURAL AIR COOLING; FRAME SIZE IMB 5 (IM V1, IM V3) FLANGE 1 (1FT6 COMPATIBLE) POWER CONNECTOR ROTATABLE INCREMENTAL ENCODER 2048 S/R WITH DRIVE-CLIQ INTERFACE (ENCODER I-2048) CONNECTOR ROTATABLE PLAIN SHAFT, W/O HOLDING BRAKE; ACC. TOLERANCE N VIBRATION SEVERITY GRADE A+R, DEGREE OF PROTECTION IP 64 | 3471 | TEM | 1 | MC | 5.104 | 1
1FT70365AK711DH1 | SIMOTICS S SYNCHRONOUS MOTOR 1FT7, M0=3NM (100K) NN=6000RPM, PN=1,07KW NATURAL AIR COOLING; FRAME SIZE IMB 5 (IM V1, IM V3) FLANGE 1 (1FT6 COMPATIBLE) POWER CONNECTOR ROTATABLE INCREMENTAL ENCODER 2048 S/R WITH DRIVE-CLIQ INTERFACE (ENCODER I-2048) CONNECTOR ROTATABLE PLAIN SHAFT, WITH HOLDING BRAKE; ACCURACY TOLERANCE N VIBRATION SEVERITY GRADE A, DEGREE OF PROTECTION IP 65 | 4047 | TEM | 1 | MC | 5.403 | 1
1FT70365AK711FA0 | SIMOTICS S SYNCHRONOUS MOTOR 1FT7, M0=3NM (100K) NN=6000RPM, PN=1,07KW NATURAL AIR COOLING; FRAME SIZE IMB 5 (IM V1, IM V3) FLANGE 1 (1FT6 COMPATIBLE) POWER CONNECTOR ROTATABLE ABSOLUTE ENCODER 22 BITS MULTI TURN WITH DRIVE-CLIQ INTERFACE (ENCODER AM-22-DQ) CONNECTOR ROTATABLE SHAFT WITH FITTED KEY; W/O HOLDING BRAKE; ACC. TOLERANCE N VIBRATION SEVERITY GRADE A, DEGREE OF PROTECTION IP 64 | 4081 | TEM | 1 | MC | 5.104 | 1
1FT70365AK711FA1 | SIMOTICS S SYNCHRONOUS MOTOR 1FT7, M0=3NM (100K) NN=6000RPM, PN=1,07KW NATURAL AIR COOLING; FRAME SIZE IMB 5 (IM V1, IM V3) FLANGE 1 (1FT6 COMPATIBLE) POWER CONNECTOR ROTATABLE ABSOLUTE ENCODER 22 BITS MULTI TURN WITH DRIVE-CLIQ INTERFACE (ENCODER AM-22-DQ) CONNECTOR ROTATABLE SHAFT WITH FITTED KEY; W/O HOLDING BRAKE; ACC. TOLERANCE N VIBRATION SEVERITY GRADE A, DEGREE OF PROTECTION IP 65 | 4177 | TEM | 1 | MC | 5.104 | 1
1FT70365AK711FA2 | SIMOTICS S SYNCHRONOUS MOTOR 1FT7, M0=3NM (100K) NN=6000RPM, PN=1,07KW NATURAL AIR COOLING; FRAME SIZE IMB 5 (IM V1, IM V3) FLANGE 1 (1FT6 COMPATIBLE) POWER CONNECTOR ROTATABLE ABSOLUTE ENCODER 22 BITS MULTI TURN WITH DRIVE-CLIQ INTERFACE (ENCODER AM-22-DQ) CONNECTOR ROTATABLE SHAFT WITH FITTED KEY; W/O HOLDING BRAKE; ACC. TOLERANCE N VIBRATION SEVERITY GRADE A, DEGREE OF PROTECTION IP 67 | 4257 | TEM | 1 | MC | 5.104 | 1
1FT70365AK711FA5 | SIMOTICS S SYNCHRONOUS MOTOR 1FT7, M0=3NM (100K) NN=6000RPM, PN=1,07KW NATURAL AIR COOLING; FRAME SIZE IMB 5 (IM V1, IM V3) FLANGE 1 (1FT6 COMPATIBLE) POWER CONNECTOR ROTATABLE ABSOLUTE ENCODER 22 BITS MULTI TURN WITH DRIVE-CLIQ INTERFACE (ENCODER AM-22-DQ) CONNECTOR ROTATABLE SHAFT WITH FITTED KEY; W/O HOLDING BRAKE; ACC. TOLERANCE N VIBRATION SEVERITY GRADE A+R, DEGREE OF PROTECTION IP 67 | 4413 | TEM | 1 | MC | 5.104 | 1
1FT70365AK711FB0 | SIMOTICS S SYNCHRONOUS MOTOR 1FT7, M0=3NM (100K) NN=6000RPM, PN=1,07KW NATURAL AIR COOLING; FRAME SIZE IMB 5 (IM V1, IM V3) FLANGE 1 (1FT6 COMPATIBLE) POWER CONNECTOR ROTATABLE ABSOLUTE ENCODER 22 BITS MULTI TURN WITH DRIVE-CLIQ INTERFACE (ENCODER AM-22-DQ) CONNECTOR ROTATABLE SHAFT WITH FITTED KEY; WITH HOLDING BRAKE; ACC. TOLERANCE N VIBRATION SEVERITY GRADE A, DEGREE OF PROTECTION IP 64 | 4715 | TEM | 1 | MC | 5.403 | 1
1FT70365AK711FB1 | SIMOTICS S SYNCHRONOUS MOTOR 1FT7, M0=3NM (100K) NN=6000RPM, PN=1,07KW NATURAL AIR COOLING; FRAME SIZE IMB 5 (IM V1, IM V3) FLANGE 1 (1FT6 COMPATIBLE) POWER CONNECTOR ROTATABLE ABSOLUTE ENCODER 22 BITS MULTI TURN WITH DRIVE-CLIQ INTERFACE (ENCODER AM-22-DQ) CONNECTOR ROTATABLE SHAFT WITH FITTED KEY; WITH HOLDING BRAKE; ACC. TOLERANCE N VIBRATION SEVERITY GRADE A, DEGREE OF PROTECTION IP 65 | 4812 | TEM | 1 | MC | 5.403 | 1
1FT70365AK711FB2 | SIMOTICS S SYNCHRONOUS MOTOR 1FT7, M0=3NM (100K) NN=6000RPM, PN=1,07KW NATURAL AIR COOLING; FRAME SIZE IMB 5 (IM V1, IM V3) FLANGE 1 (1FT6 COMPATIBLE) POWER CONNECTOR ROTATABLE ABSOLUTE ENCODER 22 BITS MULTI TURN WITH DRIVE-CLIQ INTERFACE (ENCODER AM-22-DQ) CONNECTOR ROTATABLE SHAFT WITH FITTED KEY; WITH HOLDING BRAKE; ACC. TOLERANCE N VIBRATION SEVERITY GRADE A, DEGREE OF PROTECTION IP 67 | 4891 | TEM | 1 | MC | 5.403 | 1
1FT70365AK711FB3 | SIMOTICS S SYNCHRONOUS MOTOR 1FT7, M0=3NM (100K) NN=6000RPM, PN=1,07KW NATURAL AIR COOLING; FRAME SIZE IMB 5 (IM V1, IM V3) FLANGE 1 (1FT6 COMPATIBLE) POWER CONNECTOR ROTATABLE ABSOLUTE ENCODER 22 BITS MULTI TURN WITH DRIVE-CLIQ INTERFACE (ENCODER AM-22-DQ) CONNECTOR ROTATABLE SHAFT WITH FITTED KEY; WITH HOLDING BRAKE; ACC. TOLERANCE N VIBRATION SEVERITY GRADE A+R, DEGREE OF PROTECTION IP 64 | 4870 | TEM | 1 | MC | 5.403 | 1
1FT70365AK711FB5 | SIMOTICS S SYNCHRONOUS MOTOR 1FT7, M0=3NM (100K) NN=6000RPM, PN=1,07KW NATURAL AIR COOLING; FRAME SIZE IMB 5 (IM V1, IM V3) FLANGE 1 (1FT6 COMPATIBLE) POWER CONNECTOR ROTATABLE ABSOLUTE ENCODER 22 BITS MULTI TURN WITH DRIVE-CLIQ INTERFACE (ENCODER AM-22-DQ) CONNECTOR ROTATABLE SHAFT WITH FITTED KEY; WITH HOLDING BRAKE; ACC. TOLERANCE N VIBRATION SEVERITY GRADE A+R, DEGREE OF PROTECTION IP 67 | 5047 | TEM | 1 | MC | 5.403 | 1
1FT70365AK711FE2 | SIMOTICS S SYNCHRONOUS MOTOR 1FT7, M0=3NM (100K) NN=6000RPM, PN=1,07KW NATURAL AIR COOLING; FRAME SIZE IMB 5 (IM V1, IM V3) FLANGE 1 (1FT6 COMPATIBLE) POWER CONNECTOR ROTATABLE ABSOLUTE ENCODER 22 BITS MULTI TURN WITH DRIVE-CLIQ INTERFACE (ENCODER AM-22-DQ) CONNECTOR ROTATABLE SHAFT WITH FITTED KEY; WITH HOLDING BRAKE; ACC. TOLERANCE R VIBRATION SEVERITY GRADE A, DEGREE OF PROTECTION IP 67 | 5051 | TEM | 1 | MC | 5.403 | 1
1FT70365AK711FE4 | SIMOTICS S SYNCHRONOUS MOTOR 1FT7, M0=3NM (100K) NN=6000RPM, PN=1,07KW NATURAL AIR COOLING; FRAME SIZE IMB 5 (IM V1, IM V3) FLANGE 1 (1FT6 COMPATIBLE) POWER CONNECTOR ROTATABLE ABSOLUTE ENCODER 22 BITS MULTI TURN WITH DRIVE-CLIQ INTERFACE (ENCODER AM-22-DQ) CONNECTOR ROTATABLE SHAFT WITH FITTED KEY; WITH HOLDING BRAKE; ACC. TOLERANCE R VIBRATION SEVERITY GRADE A+R, DEGREE OF PROTECTION IP 65 | 5127 | TEM | 1 | MC | 5.403 | 1
1FT70365AK711FG0 | SIMOTICS S SYNCHRONOUS MOTOR 1FT7, M0=3NM (100K) NN=6000RPM, PN=1,07KW NATURAL AIR COOLING; FRAME SIZE IMB 5 (IM V1, IM V3) FLANGE 1 (1FT6 COMPATIBLE) POWER CONNECTOR ROTATABLE ABSOLUTE ENCODER 22 BITS MULTI TURN WITH DRIVE-CLIQ INTERFACE (ENCODER AM-22-DQ) CONNECTOR ROTATABLE PLAIN SHAFT, W/O HOLDING BRAKE; ACC. TOLERANCE N VIBRATION SEVERITY GRADE A, DEGREE OF PROTECTION IP 64 | 4081 | TEM | 1 | MC | 5.104 | 1
1FT70365AK711FG1 | SIMOTICS S SYNCHRONOUS MOTOR 1FT7, M0=3NM (100K) NN=6000RPM, PN=1,07KW NATURAL AIR COOLING; FRAME SIZE IMB 5 (IM V1, IM V3) FLANGE 1 (1FT6 COMPATIBLE) POWER CONNECTOR ROTATABLE ABSOLUTE ENCODER 22 BITS MULTI TURN WITH DRIVE-CLIQ INTERFACE (ENCODER AM-22-DQ) CONNECTOR ROTATABLE PLAIN SHAFT, W/O HOLDING BRAKE; ACC. TOLERANCE N VIBRATION SEVERITY GRADE A, DEGREE OF PROTECTION IP 65 | 4177 | TEM | 1 | MC | 5.104 | 1
1FT70365AK711FG3 | SIMOTICS S SYNCHRONOUS MOTOR 1FT7, M0=3NM (100K) NN=6000RPM, PN=1,07KW NATURAL AIR COOLING; FRAME SIZE IMB 5 (IM V1, IM V3) FLANGE 1 (1FT6 COMPATIBLE) POWER CONNECTOR ROTATABLE ABSOLUTE ENCODER 22 BITS MULTI TURN WITH DRIVE-CLIQ INTERFACE (ENCODER AM-22-DQ) CONNECTOR ROTATABLE PLAIN SHAFT, W/O HOLDING BRAKE; ACC. TOLERANCE N VIBRATION SEVERITY GRADE A+R, DEGREE OF PROTECTION IP 64 | 4236 | TEM | 1 | MC | 5.104 | 1
1FT70365AK711FG4 | SIMOTICS S SYNCHRONOUS MOTOR 1FT7, M0=3NM (100K) NN=6000RPM, PN=1,07KW NATURAL AIR COOLING; FRAME SIZE IMB 5 (IM V1, IM V3) FLANGE 1 (1FT6 COMPATIBLE) POWER CONNECTOR ROTATABLE ABSOLUTE ENCODER 22 BITS MULTI TURN WITH DRIVE-CLIQ INTERFACE (ENCODER AM-22-DQ) CONNECTOR ROTATABLE PLAIN SHAFT, W/O HOLDING BRAKE; ACC. TOLERANCE N VIBRATION SEVERITY GRADE A+R, DEGREE OF PROTECTION IP 65 | 4333 | TEM | 1 | MC | 5.104 | 1
1FT70365AK711FH0 | SIMOTICS S SYNCHRONOUS MOTOR 1FT7, M0=3NM (100K) NN=6000RPM, PN=1,07KW NATURAL AIR COOLING; FRAME SIZE IMB 5 (IM V1, IM V3) FLANGE 1 (1FT6 COMPATIBLE) POWER CONNECTOR ROTATABLE ABSOLUTE ENCODER 22 BITS MULTI TURN WITH DRIVE-CLIQ INTERFACE (ENCODER AM-22-DQ) CONNECTOR ROTATABLE PLAIN SHAFT, WITH HOLDING BRAKE; ACCURACY TOLERANCE N VIBRATION SEVERITY GRADE A, DEGREE OF PROTECTION IP 64 | 4715 | TEM | 1 | MC | 5.403 | 1
1FT70365AK711FH1 | SIMOTICS S SYNCHRONOUS MOTOR 1FT7, M0=3NM (100K) NN=6000RPM, PN=1,07KW NATURAL AIR COOLING; FRAME SIZE IMB 5 (IM V1, IM V3) FLANGE 1 (1FT6 COMPATIBLE) POWER CONNECTOR ROTATABLE ABSOLUTE ENCODER 22 BITS MULTI TURN WITH DRIVE-CLIQ INTERFACE (ENCODER AM-22-DQ) CONNECTOR ROTATABLE PLAIN SHAFT, WITH HOLDING BRAKE; ACCURACY TOLERANCE N VIBRATION SEVERITY GRADE A, DEGREE OF PROTECTION IP 65 | 4812 | TEM | 1 | MC | 5.403 | 1
1FT70365AK711FL1 | SIMOTICS S SYNCHRONOUS MOTOR 1FT7, M0=3NM (100K) NN=6000RPM, PN=1,07KW NATURAL AIR COOLING; FRAME SIZE IMB 5 (IM V1, IM V3) FLANGE 1 (1FT6 COMPATIBLE) POWER CONNECTOR ROTATABLE ABSOLUTE ENCODER 22 BITS MULTI TURN WITH DRIVE-CLIQ INTERFACE (ENCODER AM-22-DQ) CONNECTOR ROTATABLE PLAIN SHAFT, WITH HOLDING BRAKE; ACCURACY TOLERANCE R VIBRATION SEVERITY GRADE A, DEGREE OF PROTECTION IP 65 | 4971 | TEM | 1 | MC | 5.403 | 1
1FT70365AK711MA2 | SIMOTICS S SYNCHRONOUS MOTOR 1FT7, M0=3NM (100K) NN=6000RPM, PN=1,07KW NATURAL AIR COOLING; IM B5, STANDARD BRIDE (1FT6 COMPATIBLE) WITH KTY TEMPERATURE SENSOR POWER CONNECTOR ROTATABLE ABSOLUTE ENCODER ENDAT 2048 S/R (ENCODER A-2048) CONNECTOR ROTATABLE SHAFT WITH FITTED KEY; W/O HOLDING BRAKE; ACC. TOLERANCE N VIBRATION SEVERITY GRADE A, DEGREE OF PROTECTION IP 67 | 3825 | TEM | 1 | MC | 5.104 | 1
1FT70365AK711MB1 | SIMOTICS S SYNCHRONOUS MOTOR 1FT7, M0=3NM (100K) NN=6000RPM, PN=1,07KW NATURAL AIR COOLING; IM B5, STANDARD BRIDE (1FT6 COMPATIBLE) WITH KTY TEMPERATURE SENSOR POWER CONNECTOR ROTATABLE ABSOLUTE ENCODER ENDAT 2048 S/R (ENCODER A-2048) CONNECTOR ROTATABLE SHAFT WITH FITTED KEY; WITH HOLDING BRAKE; ACC. TOLERANCE N VIBRATION SEVERITY GRADE A, DEGREE OF PROTECTION IP 65 | 4380 | TEM | 1 | MC | 5.403 | 1
1FT70365AK711MB2 | SIMOTICS S SYNCHRONOUS MOTOR 1FT7, M0=3NM (100K) NN=6000RPM, PN=1,07KW NATURAL AIR COOLING; IM B5, STANDARD BRIDE (1FT6 COMPATIBLE) WITH KTY TEMPERATURE SENSOR POWER CONNECTOR ROTATABLE ABSOLUTE ENCODER ENDAT 2048 S/R (ENCODER A-2048) CONNECTOR ROTATABLE SHAFT WITH FITTED KEY; WITH HOLDING BRAKE; ACC. TOLERANCE N VIBRATION SEVERITY GRADE A, DEGREE OF PROTECTION IP 67 | 4459 | TEM | 1 | MC | 5.403 | 1
1FT70365AK711MG0 | SIMOTICS S SYNCHRONOUS MOTOR 1FT7, M0=3NM (100K) NN=6000RPM, PN=1,07KW NATURAL AIR COOLING; IM B5, STANDARD BRIDE (1FT6 COMPATIBLE) WITH KTY TEMPERATURE SENSOR POWER CONNECTOR ROTATABLE ABSOLUTE ENCODER ENDAT 2048 S/R (ENCODER A-2048) CONNECTOR ROTATABLE PLAIN SHAFT, W/O HOLDING BRAKE; ACC. TOLERANCE N VIBRATION SEVERITY GRADE A, DEGREE OF PROTECTION IP 64 | 3649 | TEM | 1 | MC | 5.104 | 1
1FT70365AK711MG1 | SIMOTICS S SYNCHRONOUS MOTOR 1FT7, M0=3NM (100K) NN=6000RPM, PN=1,07KW NATURAL AIR COOLING; IM B5, STANDARD BRIDE (1FT6 COMPATIBLE) WITH KTY TEMPERATURE SENSOR POWER CONNECTOR ROTATABLE ABSOLUTE ENCODER ENDAT 2048 S/R (ENCODER A-2048) CONNECTOR ROTATABLE PLAIN SHAFT, W/O HOLDING BRAKE; ACC. TOLERANCE N VIBRATION SEVERITY GRADE A, DEGREE OF PROTECTION IP 65 | 3745 | TEM | 1 | MC | 5.104 | 1
1FT70365AK711MG2 | SIMOTICS S SYNCHRONOUS MOTOR 1FT7, M0=3NM (100K) NN=6000RPM, PN=1,07KW NATURAL AIR COOLING; IM B5, STANDARD BRIDE (1FT6 COMPATIBLE) WITH KTY TEMPERATURE SENSOR POWER CONNECTOR ROTATABLE ABSOLUTE ENCODER ENDAT 2048 S/R (ENCODER A-2048) CONNECTOR ROTATABLE PLAIN SHAFT, W/O HOLDING BRAKE; ACC. TOLERANCE N VIBRATION SEVERITY GRADE A, DEGREE OF PROTECTION IP 67 | 3825 | TEM | 1 | MC | 5.104 | 1
1FT70365AK711MG4 | SIMOTICS S SYNCHRONOUS MOTOR 1FT7, M0=3NM (100K) NN=6000RPM, PN=1,07KW NATURAL AIR COOLING; IM B5, STANDARD BRIDE (1FT6 COMPATIBLE) WITH KTY TEMPERATURE SENSOR POWER CONNECTOR ROTATABLE ABSOLUTE ENCODER ENDAT 2048 S/R (ENCODER A-2048) CONNECTOR ROTATABLE PLAIN SHAFT, W/O HOLDING BRAKE; ACC. TOLERANCE N VIBRATION SEVERITY GRADE A+R, DEGREE OF PROTECTION IP 65 | 3901 | TEM | 1 | MC | 5.104 | 1
1FT70365AK711MG5 | SIMOTICS S SYNCHRONOUS MOTOR 1FT7, M0=3NM (100K) NN=6000RPM, PN=1,07KW NATURAL AIR COOLING; IM B5, STANDARD BRIDE (1FT6 COMPATIBLE) WITH KTY TEMPERATURE SENSOR POWER CONNECTOR ROTATABLE ABSOLUTE ENCODER ENDAT 2048 S/R (ENCODER A-2048) CONNECTOR ROTATABLE PLAIN SHAFT, W/O HOLDING BRAKE; ACC. TOLERANCE N VIBRATION SEVERITY GRADE A+R, DEGREE OF PROTECTION IP 67 | 3981 | TEM | 1 | MC | 5.104 | 1
1FT70365AK711MH0 | SIMOTICS S SYNCHRONOUS MOTOR 1FT7, M0=3NM (100K) NN=6000RPM, PN=1,07KW NATURAL AIR COOLING; IM B5, STANDARD BRIDE (1FT6 COMPATIBLE) WITH KTY TEMPERATURE SENSOR POWER CONNECTOR ROTATABLE ABSOLUTE ENCODER ENDAT 2048 S/R (ENCODER A-2048) CONNECTOR ROTATABLE PLAIN SHAFT, WITH HOLDING BRAKE; ACCURACY TOLERANCE N VIBRATION SEVERITY GRADE A, DEGREE OF PROTECTION IP 64 | 4284 | TEM | 1 | MC | 5.403 | 1
1FT70365AK711MH1 | SIMOTICS S SYNCHRONOUS MOTOR 1FT7, M0=3NM (100K) NN=6000RPM, PN=1,07KW NATURAL AIR COOLING; IM B5, STANDARD BRIDE (1FT6 COMPATIBLE) WITH KTY TEMPERATURE SENSOR POWER CONNECTOR ROTATABLE ABSOLUTE ENCODER ENDAT 2048 S/R (ENCODER A-2048) CONNECTOR ROTATABLE PLAIN SHAFT, WITH HOLDING BRAKE; ACCURACY TOLERANCE N VIBRATION SEVERITY GRADE A, DEGREE OF PROTECTION IP 65 | 4380 | TEM | 1 | MC | 5.403 | 1
1FT70365AK711MH2 | SIMOTICS S SYNCHRONOUS MOTOR 1FT7, M0=3NM (100K) NN=6000RPM, PN=1,07KW NATURAL AIR COOLING; IM B5, STANDARD BRIDE (1FT6 COMPATIBLE) WITH KTY TEMPERATURE SENSOR POWER CONNECTOR ROTATABLE ABSOLUTE ENCODER ENDAT 2048 S/R (ENCODER A-2048) CONNECTOR ROTATABLE PLAIN SHAFT, WITH HOLDING BRAKE; ACCURACY TOLERANCE N VIBRATION SEVERITY GRADE A, DEGREE OF PROTECTION IP 67 | 4459 | TEM | 1 | MC | 5.403 | 1
1FT70365AK711ML0 | SIMOTICS S SYNCHRONOUS MOTOR 1FT7, M0=3NM (100K) NN=6000RPM, PN=1,07KW NATURAL AIR COOLING; IM B5, STANDARD BRIDE (1FT6 COMPATIBLE) WITH KTY TEMPERATURE SENSOR POWER CONNECTOR ROTATABLE ABSOLUTE ENCODER ENDAT 2048 S/R (ENCODER A-2048) CONNECTOR ROTATABLE PLAIN SHAFT, WITH HOLDING BRAKE; ACCURACY TOLERANCE R VIBRATION SEVERITY GRADE A, DEGREE OF PROTECTION IP 64 | 4443 | TEM | 1 | MC | 5.403 | 1
1FT70365AK711NA0 | SIMOTICS S SYNCHRONOUS MOTOR 1FT7, M0=3NM (100K) NN=6000RPM, PN=1,07KW NATURAL AIR COOLING; FRAME SIZE IMB 5 (IM V1, IM V3) (1FT6 COMPATIBLE) WITH KTY TEMPERATURE SENSOR POWER CONNECTOR ROTATABLE INCREM. ENCODER SIN/COS 1VSS 2048 S/R (ENCODER I-2048) CONNECTOR ROTATABLE SHAFT WITH FITTED KEY; W/O HOLDING BRAKE; ACC. TOLERANCE N VIBRATION SEVERITY GRADE A, DEGREE OF PROTECTION IP 64 | 2895 | TEM | 1 | MC | 5.104 | 1
1FT70365AK711NA1 | SIMOTICS S SYNCHRONOUS MOTOR 1FT7, M0=3NM (100K) NN=6000RPM, PN=1,07KW NATURAL AIR COOLING; FRAME SIZE IMB 5 (IM V1, IM V3) (1FT6 COMPATIBLE) WITH KTY TEMPERATURE SENSOR POWER CONNECTOR ROTATABLE INCREM. ENCODER SIN/COS 1VSS 2048 S/R (ENCODER I-2048) CONNECTOR ROTATABLE SHAFT WITH FITTED KEY; W/O HOLDING BRAKE; ACC. TOLERANCE N VIBRATION SEVERITY GRADE A, DEGREE OF PROTECTION IP 65 | 2991 | TEM | 1 | MC | 5.104 | 1
1FT70365AK711ND5 | SIMOTICS S SYNCHRONOUS MOTOR 1FT7, M0=3NM (100K) NN=6000RPM, PN=1,07KW NATURAL AIR COOLING; FRAME SIZE IMB 5 (IM V1, IM V3) (1FT6 COMPATIBLE) WITH KTY TEMPERATURE SENSOR POWER CONNECTOR ROTATABLE INCREM. ENCODER SIN/COS 1VSS 2048 S/R (ENCODER I-2048) CONNECTOR ROTATABLE SHAFT WITH FITTED KEY; W/O HOLDING BRAKE; ACC. TOLERANCE R VIBRATION SEVERITY GRADE A+R, DEGREE OF PROTECTION IP 67 | 3386 | TEM | 1 | MC | 5.104 | 1
1FT70365AK711NG0 | SIMOTICS S SYNCHRONOUS MOTOR 1FT7, M0=3NM (100K) NN=6000RPM, PN=1,07KW NATURAL AIR COOLING; FRAME SIZE IMB 5 (IM V1, IM V3) (1FT6 COMPATIBLE) WITH KTY TEMPERATURE SENSOR POWER CONNECTOR ROTATABLE INCREM. ENCODER SIN/COS 1VSS 2048 S/R (ENCODER I-2048) CONNECTOR ROTATABLE PLAIN SHAFT, W/O HOLDING BRAKE; ACC. TOLERANCE N VIBRATION SEVERITY GRADE A, DEGREE OF PROTECTION IP 64 | 2895 | TEM | 1 | MC | 5.104 | 1
1FT70365AK711NG1 | SIMOTICS S SYNCHRONOUS MOTOR 1FT7, M0=3NM (100K) NN=6000RPM, PN=1,07KW NATURAL AIR COOLING; FRAME SIZE IMB 5 (IM V1, IM V3) (1FT6 COMPATIBLE) WITH KTY TEMPERATURE SENSOR POWER CONNECTOR ROTATABLE INCREM. ENCODER SIN/COS 1VSS 2048 S/R (ENCODER I-2048) CONNECTOR ROTATABLE PLAIN SHAFT, W/O HOLDING BRAKE; ACC. TOLERANCE N VIBRATION SEVERITY GRADE A, DEGREE OF PROTECTION IP 65 | 2991 | TEM | 1 | MC | 5.104 | 1
1FT70365AK711NH0 | SIMOTICS S SYNCHRONOUS MOTOR 1FT7, M0=3NM (100K) NN=6000RPM, PN=1,07KW NATURAL AIR COOLING; FRAME SIZE IMB 5 (IM V1, IM V3) (1FT6 COMPATIBLE) WITH KTY TEMPERATURE SENSOR POWER CONNECTOR ROTATABLE INCREM. ENCODER SIN/COS 1VSS 2048 S/R (ENCODER I-2048) CONNECTOR ROTATABLE PLAIN SHAFT, WITH HOLDING BRAKE; ACCURACY TOLERANCE N VIBRATION SEVERITY GRADE A, DEGREE OF PROTECTION IP 64 | 3530 | TEM | 1 | MC | 5.403 | 1
1FT70365AK711NH1 | SIMOTICS S SYNCHRONOUS MOTOR 1FT7, M0=3NM (100K) NN=6000RPM, PN=1,07KW NATURAL AIR COOLING; FRAME SIZE IMB 5 (IM V1, IM V3) (1FT6 COMPATIBLE) WITH KTY TEMPERATURE SENSOR POWER CONNECTOR ROTATABLE INCREM. ENCODER SIN/COS 1VSS 2048 S/R (ENCODER I-2048) CONNECTOR ROTATABLE PLAIN SHAFT, WITH HOLDING BRAKE; ACCURACY TOLERANCE N VIBRATION SEVERITY GRADE A, DEGREE OF PROTECTION IP 65 | 3626 | TEM | 1 | MC | 5.403 | 1
1FT70365AK711NK5 | SIMOTICS S SYNCHRONOUS MOTOR 1FT7, M0=3NM (100K) NN=6000RPM, PN=1,07KW NATURAL AIR COOLING; FRAME SIZE IMB 5 (IM V1, IM V3) (1FT6 COMPATIBLE) WITH KTY TEMPERATURE SENSOR POWER CONNECTOR ROTATABLE INCREM. ENCODER SIN/COS 1VSS 2048 S/R (ENCODER I-2048) CONNECTOR ROTATABLE PLAIN SHAFT, W/O HOLDING BRAKE; ACC. TOLERANCE R VIBRATION SEVERITY GRADE A+R, DEGREE OF PROTECTION IP 67 | 3386 | TEM | 1 | MC | 5.104 | 1
1FT70425AF701BA0 | SIMOTICS S SYNCHRONOUS MOTOR 1FT7, M0=3NM (100K) NN=3000RPM, PN=0,85KW NATURAL AIR COOLING; FRAME SIZE IMB 5 (IM V1, IM V3) FLANGE 0 POWER CONNECTOR ROTATABLE ABSOLUTE VALUE ENCODER SINGLETURN 24 BIT WITH DRIVE-CLIQ INTERFACE (ENCODER AS24DQI) SHAFT WITH FITTED KEY; W/O HOLDING BRAKE; ACC. TOLERANCE N VIBRATION SEVERITY GRADE A, DEGREE OF PROTECTION IP 64 | 3278 | TEM | 1 | MC | 4.704 | 1
1FT70425AF701BA3 | SIMOTICS S SYNCHRONOUS MOTOR 1FT7, M0=3NM (100K) NN=3000RPM, PN=0,85KW NATURAL AIR COOLING; FRAME SIZE IMB 5 (IM V1, IM V3) FLANGE 0 POWER CONNECTOR ROTATABLE ABSOLUTE VALUE ENCODER SINGLETURN 24 BIT WITH DRIVE-CLIQ INTERFACE (ENCODER AS24DQI) SHAFT WITH FITTED KEY; W/O HOLDING BRAKE; ACC. TOLERANCE N VIBRATION SEVERITY GRADE A+R, DEGREE OF PROTECTION IP 64 | 3432 | TEM | 1 | MC | 4.704 | 1
1FT70425AF701BA4 | SIMOTICS S SYNCHRONOUS MOTOR 1FT7, M0=3NM (100K) NN=3000RPM, PN=0,85KW NATURAL AIR COOLING; FRAME SIZE IMB 5 (IM V1, IM V3) FLANGE 0 POWER CONNECTOR ROTATABLE ABSOLUTE VALUE ENCODER SINGLETURN 24 BIT WITH DRIVE-CLIQ INTERFACE (ENCODER AS24DQI) SHAFT WITH FITTED KEY; W/O HOLDING BRAKE; ACC. TOLERANCE N VIBRATION SEVERITY GRADE A+R, DEGREE OF PROTECTION IP 65 | 3530 | TEM | 1 | MC | 4.704 | 1
1FT70425AF701BA5 | SIMOTICS S SYNCHRONOUS MOTOR 1FT7, M0=3NM (100K) NN=3000RPM, PN=0,85KW NATURAL AIR COOLING; FRAME SIZE IMB 5 (IM V1, IM V3) FLANGE 0 POWER CONNECTOR ROTATABLE ABSOLUTE VALUE ENCODER SINGLETURN 24 BIT WITH DRIVE-CLIQ INTERFACE (ENCODER AS24DQI) SHAFT WITH FITTED KEY; W/O HOLDING BRAKE; ACC. TOLERANCE N VIBRATION SEVERITY GRADE A+R, DEGREE OF PROTECTION IP 67 | 3609 | TEM | 1 | MC | 4.704 | 1
1FT70425AF701BB4 | SIMOTICS S SYNCHRONOUS MOTOR 1FT7, M0=3NM (100K) NN=3000RPM, PN=0,85KW NATURAL AIR COOLING; FRAME SIZE IMB 5 (IM V1, IM V3) FLANGE 0 POWER CONNECTOR ROTATABLE ABSOLUTE VALUE ENCODER SINGLETURN 24 BIT WITH DRIVE-CLIQ INTERFACE (ENCODER AS24DQI) SHAFT WITH FITTED KEY; WITH HOLDING BRAKE; ACC. TOLERANCE N VIBRATION SEVERITY GRADE A+R, DEGREE OF PROTECTION IP 65 | 4215 | TEM | 1 | MC | 5.403 | 1
1FT70425AF701BB5 | SIMOTICS S SYNCHRONOUS MOTOR 1FT7, M0=3NM (100K) NN=3000RPM, PN=0,85KW NATURAL AIR COOLING; FRAME SIZE IMB 5 (IM V1, IM V3) FLANGE 0 POWER CONNECTOR ROTATABLE ABSOLUTE VALUE ENCODER SINGLETURN 24 BIT WITH DRIVE-CLIQ INTERFACE (ENCODER AS24DQI) SHAFT WITH FITTED KEY; WITH HOLDING BRAKE; ACC. TOLERANCE N VIBRATION SEVERITY GRADE A+R, DEGREE OF PROTECTION IP 67 | 4295 | TEM | 1 | MC | 5.403 | 1
1FT70425AF701BG0 | SIMOTICS S SYNCHRONOUS MOTOR 1FT7, M0=3NM (100K) NN=3000RPM, PN=0,85KW NATURAL AIR COOLING; FRAME SIZE IMB 5 (IM V1, IM V3) FLANGE 0 POWER CONNECTOR ROTATABLE ABSOLUTE VALUE ENCODER SINGLETURN 24 BIT WITH DRIVE-CLIQ INTERFACE (ENCODER AS24DQI) PLAIN SHAFT, W/O HOLDING BRAKE; ACC. TOLERANCE N VIBRATION SEVERITY GRADE A, DEGREE OF PROTECTION IP 64 | 3278 | TEM | 1 | MC | 4.704 | 1
1FT70425AF701BG1 | SIMOTICS S SYNCHRONOUS MOTOR 1FT7, M0=3NM (100K) NN=3000RPM, PN=0,85KW NATURAL AIR COOLING; FRAME SIZE IMB 5 (IM V1, IM V3) FLANGE 0 POWER CONNECTOR ROTATABLE ABSOLUTE VALUE ENCODER SINGLETURN 24 BIT WITH DRIVE-CLIQ INTERFACE (ENCODER AS24DQI) PLAIN SHAFT, W/O HOLDING BRAKE; ACC. TOLERANCE N VIBRATION SEVERITY GRADE A, DEGREE OF PROTECTION IP 65 | 3374 | TEM | 1 | MC | 4.704 | 1
1FT70425AF701BG3 | SIMOTICS S SYNCHRONOUS MOTOR 1FT7, M0=3NM (100K) NN=3000RPM, PN=0,85KW NATURAL AIR COOLING; FRAME SIZE IMB 5 (IM V1, IM V3) FLANGE 0 POWER CONNECTOR ROTATABLE ABSOLUTE VALUE ENCODER SINGLETURN 24 BIT WITH DRIVE-CLIQ INTERFACE (ENCODER AS24DQI) PLAIN SHAFT, W/O HOLDING BRAKE; ACC. TOLERANCE N VIBRATION SEVERITY GRADE A+R, DEGREE OF PROTECTION IP 64 | 3432 | TEM | 1 | MC | 4.704 | 1
1FT70425AF701BG5 | SIMOTICS S SYNCHRONOUS MOTOR 1FT7, M0=3NM (100K) NN=3000RPM, PN=0,85KW NATURAL AIR COOLING; FRAME SIZE IMB 5 (IM V1, IM V3) FLANGE 0 POWER CONNECTOR ROTATABLE ABSOLUTE VALUE ENCODER SINGLETURN 24 BIT WITH DRIVE-CLIQ INTERFACE (ENCODER AS24DQI) PLAIN SHAFT, W/O HOLDING BRAKE; ACC. TOLERANCE N VIBRATION SEVERITY GRADE A+R, DEGREE OF PROTECTION IP 67 | 3609 | TEM | 1 | MC | 4.704 | 1
1FT70425AF701BH1 | SIMOTICS S SYNCHRONOUS MOTOR 1FT7, M0=3NM (100K) NN=3000RPM, PN=0,85KW NATURAL AIR COOLING; FRAME SIZE IMB 5 (IM V1, IM V3) FLANGE 0 POWER CONNECTOR ROTATABLE ABSOLUTE VALUE ENCODER SINGLETURN 24 BIT WITH DRIVE-CLIQ INTERFACE (ENCODER AS24DQI) PLAIN SHAFT, WITH HOLDING BRAKE; ACCURACY TOLERANCE N VIBRATION SEVERITY GRADE A, DEGREE OF PROTECTION IP 65 | 4059 | TEM | 1 | MC | 5.403 | 1
1FT70425AF701CA0 | SIMOTICS S SYNCHRONOUS MOTOR 1FT7, M0=3NM (100K) NN=3000RPM, PN=0,85KW NATURAL AIR COOLING; FRAME SIZE IMB 5 (IM V1, IM V3) FLANGE 0 POWER CONNECTOR ROTATABLE ABSOLUTE ENCODER 24 BITS + 12 BIT MULTITURN WITH DRIVE-CLIQ INTERFACE (ENCODER AM24DQI) SHAFT WITH FITTED KEY; W/O HOLDING BRAKE; ACC. TOLERANCE N VIBRATION SEVERITY GRADE A, DEGREE OF PROTECTION IP 64 | 4043 | TEM | 1 | MC | 4.704 | 1
1FT70425AF701CA2 | SIMOTICS S SYNCHRONOUS MOTOR 1FT7, M0=3NM (100K) NN=3000RPM, PN=0,85KW NATURAL AIR COOLING; FRAME SIZE IMB 5 (IM V1, IM V3) FLANGE 0 POWER CONNECTOR ROTATABLE ABSOLUTE ENCODER 24 BITS + 12 BIT MULTITURN WITH DRIVE-CLIQ INTERFACE (ENCODER AM24DQI) SHAFT WITH FITTED KEY; W/O HOLDING BRAKE; ACC. TOLERANCE N VIBRATION SEVERITY GRADE A, DEGREE OF PROTECTION IP 67 | 4218 | TEM | 1 | MC | 4.704 | 1
1FT70425AF701CB0 | SIMOTICS S SYNCHRONOUS MOTOR 1FT7, M0=3NM (100K) NN=3000RPM, PN=0,85KW NATURAL AIR COOLING; FRAME SIZE IMB 5 (IM V1, IM V3) FLANGE 0 POWER CONNECTOR ROTATABLE ABSOLUTE ENCODER 24 BITS + 12 BIT MULTITURN WITH DRIVE-CLIQ INTERFACE (ENCODER AM24DQI) SHAFT WITH FITTED KEY; WITH HOLDING BRAKE; ACC. TOLERANCE N VIBRATION SEVERITY GRADE A, DEGREE OF PROTECTION IP 64 | 4728 | TEM | 1 | MC | 5.403 | 1
1FT70425AF701CB2 | SIMOTICS S SYNCHRONOUS MOTOR 1FT7, M0=3NM (100K) NN=3000RPM, PN=0,85KW NATURAL AIR COOLING; FRAME SIZE IMB 5 (IM V1, IM V3) FLANGE 0 POWER CONNECTOR ROTATABLE ABSOLUTE ENCODER 24 BITS + 12 BIT MULTITURN WITH DRIVE-CLIQ INTERFACE (ENCODER AM24DQI) SHAFT WITH FITTED KEY; WITH HOLDING BRAKE; ACC. TOLERANCE N VIBRATION SEVERITY GRADE A, DEGREE OF PROTECTION IP 67 | 4904 | TEM | 1 | MC | 5.403 | 1
1FT70425AF701CB3 | SIMOTICS S SYNCHRONOUS MOTOR 1FT7, M0=3NM (100K) NN=3000RPM, PN=0,85KW NATURAL AIR COOLING; FRAME SIZE IMB 5 (IM V1, IM V3) FLANGE 0 POWER CONNECTOR ROTATABLE ABSOLUTE ENCODER 24 BITS + 12 BIT MULTITURN WITH DRIVE-CLIQ INTERFACE (ENCODER AM24DQI) SHAFT WITH FITTED KEY; WITH HOLDING BRAKE; ACC. TOLERANCE N VIBRATION SEVERITY GRADE A+R, DEGREE OF PROTECTION IP 64 | 4883 | TEM | 1 | MC | 5.403 | 1
1FT70425AF701CB4 | SIMOTICS S SYNCHRONOUS MOTOR 1FT7, M0=3NM (100K) NN=3000RPM, PN=0,85KW NATURAL AIR COOLING; FRAME SIZE IMB 5 (IM V1, IM V3) FLANGE 0 POWER CONNECTOR ROTATABLE ABSOLUTE ENCODER 24 BITS + 12 BIT MULTITURN WITH DRIVE-CLIQ INTERFACE (ENCODER AM24DQI) SHAFT WITH FITTED KEY; WITH HOLDING BRAKE; ACC. TOLERANCE N VIBRATION SEVERITY GRADE A+R, DEGREE OF PROTECTION IP 65 | 4980 | TEM | 1 | MC | 5.403 | 1
1FT70425AF701CG0 | SIMOTICS S SYNCHRONOUS MOTOR 1FT7, M0=3NM (100K) NN=3000RPM, PN=0,85KW NATURAL AIR COOLING; FRAME SIZE IMB 5 (IM V1, IM V3) FLANGE 0 POWER CONNECTOR ROTATABLE ABSOLUTE ENCODER 24 BITS + 12 BIT MULTITURN WITH DRIVE-CLIQ INTERFACE (ENCODER AM24DQI) PLAIN SHAFT, W/O HOLDING BRAKE; ACC. TOLERANCE N VIBRATION SEVERITY GRADE A, DEGREE OF PROTECTION IP 64 | 4043 | TEM | 1 | MC | 4.704 | 1
1FT70425AF701CG1 | SIMOTICS S SYNCHRONOUS MOTOR 1FT7, M0=3NM (100K) NN=3000RPM, PN=0,85KW NATURAL AIR COOLING; FRAME SIZE IMB 5 (IM V1, IM V3) FLANGE 0 POWER CONNECTOR ROTATABLE ABSOLUTE ENCODER 24 BITS + 12 BIT MULTITURN WITH DRIVE-CLIQ INTERFACE (ENCODER AM24DQI) PLAIN SHAFT, W/O HOLDING BRAKE; ACC. TOLERANCE N VIBRATION SEVERITY GRADE A, DEGREE OF PROTECTION IP 65 | 4139 | TEM | 1 | MC | 4.704 | 1
1FT70425AF701CG3 | SIMOTICS S SYNCHRONOUS MOTOR 1FT7, M0=3NM (100K) NN=3000RPM, PN=0,85KW NATURAL AIR COOLING; FRAME SIZE IMB 5 (IM V1, IM V3) FLANGE 0 POWER CONNECTOR ROTATABLE ABSOLUTE ENCODER 24 BITS + 12 BIT MULTITURN WITH DRIVE-CLIQ INTERFACE (ENCODER AM24DQI) PLAIN SHAFT, W/O HOLDING BRAKE; ACC. TOLERANCE N VIBRATION SEVERITY GRADE A+R, DEGREE OF PROTECTION IP 64 | 4197 | TEM | 1 | MC | 4.704 | 1
1FT70425AF701CG5 | SIMOTICS S SYNCHRONOUS MOTOR 1FT7, M0=3NM (100K) NN=3000RPM, PN=0,85KW NATURAL AIR COOLING; FRAME SIZE IMB 5 (IM V1, IM V3) FLANGE 0 POWER CONNECTOR ROTATABLE ABSOLUTE ENCODER 24 BITS + 12 BIT MULTITURN WITH DRIVE-CLIQ INTERFACE (ENCODER AM24DQI) PLAIN SHAFT, W/O HOLDING BRAKE; ACC. TOLERANCE N VIBRATION SEVERITY GRADE A+R, DEGREE OF PROTECTION IP 67 | 4374 | TEM | 1 | MC | 4.704 | 1
1FT70425AF701CH0 | SIMOTICS S SYNCHRONOUS MOTOR 1FT7, M0=3NM (100K) NN=3000RPM, PN=0,85KW NATURAL AIR COOLING; FRAME SIZE IMB 5 (IM V1, IM V3) FLANGE 0 POWER CONNECTOR ROTATABLE ABSOLUTE ENCODER 24 BITS + 12 BIT MULTITURN WITH DRIVE-CLIQ INTERFACE (ENCODER AM24DQI) PLAIN SHAFT, WITH HOLDING BRAKE; ACCURACY TOLERANCE N VIBRATION SEVERITY GRADE A, DEGREE OF PROTECTION IP 64 | 4728 | TEM | 1 | MC | 5.403 | 1
1FT70425AF701CH2 | SIMOTICS S SYNCHRONOUS MOTOR 1FT7, M0=3NM (100K) NN=3000RPM, PN=0,85KW NATURAL AIR COOLING; FRAME SIZE IMB 5 (IM V1, IM V3) FLANGE 0 POWER CONNECTOR ROTATABLE ABSOLUTE ENCODER 24 BITS + 12 BIT MULTITURN WITH DRIVE-CLIQ INTERFACE (ENCODER AM24DQI) PLAIN SHAFT, WITH HOLDING BRAKE; ACCURACY TOLERANCE N VIBRATION SEVERITY GRADE A, DEGREE OF PROTECTION IP 67 | 4904 | TEM | 1 | MC | 5.403 | 1
1FT70425AF701CH4 | SIMOTICS S SYNCHRONOUS MOTOR 1FT7, M0=3NM (100K) NN=3000RPM, PN=0,85KW NATURAL AIR COOLING; FRAME SIZE IMB 5 (IM V1, IM V3) FLANGE 0 POWER CONNECTOR ROTATABLE ABSOLUTE ENCODER 24 BITS + 12 BIT MULTITURN WITH DRIVE-CLIQ INTERFACE (ENCODER AM24DQI) PLAIN SHAFT, WITH HOLDING BRAKE; ACCURACY TOLERANCE N VIBRATION SEVERITY GRADE A+R, DEGREE OF PROTECTION IP 65 | 4980 | TEM | 1 | MC | 5.403 | 1
1FT70425AF701DA0 | SIMOTICS S SYNCHRONOUS MOTOR 1FT7, M0=3NM (100K) NN=3000RPM, PN=0,85KW NATURAL AIR COOLING; FRAME SIZE IMB 5 (IM V1, IM V3) FLANGE 0 POWER CONNECTOR ROTATABLE INCREMENTAL ENCODER 2048 S/R WITH DRIVE-CLIQ INTERFACE (ENCODER I-2048) CONNECTOR ROTATABLE SHAFT WITH FITTED KEY; W/O HOLDING BRAKE; ACC. TOLERANCE N VIBRATION SEVERITY GRADE A, DEGREE OF PROTECTION IP 64 | 3358 | TEM | 1 | MC | 4.704 | 1
1FT70425AF701DA3 | SIMOTICS S SYNCHRONOUS MOTOR 1FT7, M0=3NM (100K) NN=3000RPM, PN=0,85KW NATURAL AIR COOLING; FRAME SIZE IMB 5 (IM V1, IM V3) FLANGE 0 POWER CONNECTOR ROTATABLE INCREMENTAL ENCODER 2048 S/R WITH DRIVE-CLIQ INTERFACE (ENCODER I-2048) CONNECTOR ROTATABLE SHAFT WITH FITTED KEY; W/O HOLDING BRAKE; ACC. TOLERANCE N VIBRATION SEVERITY GRADE A+R, DEGREE OF PROTECTION IP 64 | 3512 | TEM | 1 | MC | 4.704 | 1
1FT70425AF701DA5 | SIMOTICS S SYNCHRONOUS MOTOR 1FT7, M0=3NM (100K) NN=3000RPM, PN=0,85KW NATURAL AIR COOLING; FRAME SIZE IMB 5 (IM V1, IM V3) FLANGE 0 POWER CONNECTOR ROTATABLE INCREMENTAL ENCODER 2048 S/R WITH DRIVE-CLIQ INTERFACE (ENCODER I-2048) CONNECTOR ROTATABLE SHAFT WITH FITTED KEY; W/O HOLDING BRAKE; ACC. TOLERANCE N VIBRATION SEVERITY GRADE A+R, DEGREE OF PROTECTION IP 67 | 3689 | TEM | 1 | MC | 4.704 | 1
1FT70425AF701DB0 | SIMOTICS S SYNCHRONOUS MOTOR 1FT7, M0=3NM (100K) NN=3000RPM, PN=0,85KW NATURAL AIR COOLING; FRAME SIZE IMB 5 (IM V1, IM V3) FLANGE 0 POWER CONNECTOR ROTATABLE INCREMENTAL ENCODER 2048 S/R WITH DRIVE-CLIQ INTERFACE (ENCODER I-2048) CONNECTOR ROTATABLE SHAFT WITH FITTED KEY; WITH HOLDING BRAKE; ACC. TOLERANCE N VIBRATION SEVERITY GRADE A, DEGREE OF PROTECTION IP 64 | 4043 | TEM | 1 | MC | 5.403 | 1
1FT70425AF701DB1 | SIMOTICS S SYNCHRONOUS MOTOR 1FT7, M0=3NM (100K) NN=3000RPM, PN=0,85KW NATURAL AIR COOLING; FRAME SIZE IMB 5 (IM V1, IM V3) FLANGE 0 POWER CONNECTOR ROTATABLE INCREMENTAL ENCODER 2048 S/R WITH DRIVE-CLIQ INTERFACE (ENCODER I-2048) CONNECTOR ROTATABLE SHAFT WITH FITTED KEY; WITH HOLDING BRAKE; ACC. TOLERANCE N VIBRATION SEVERITY GRADE A, DEGREE OF PROTECTION IP 65 | 4139 | TEM | 1 | MC | 5.403 | 1
1FT70425AF701DB2 | SIMOTICS S SYNCHRONOUS MOTOR 1FT7, M0=3NM (100K) NN=3000RPM, PN=0,85KW NATURAL AIR COOLING; FRAME SIZE IMB 5 (IM V1, IM V3) FLANGE 0 POWER CONNECTOR ROTATABLE INCREMENTAL ENCODER 2048 S/R WITH DRIVE-CLIQ INTERFACE (ENCODER I-2048) CONNECTOR ROTATABLE SHAFT WITH FITTED KEY; WITH HOLDING BRAKE; ACC. TOLERANCE N VIBRATION SEVERITY GRADE A, DEGREE OF PROTECTION IP 67 | 4219 | TEM | 1 | MC | 5.403 | 1
1FT70425AF701DD2 | SIMOTICS S SYNCHRONOUS MOTOR 1FT7, M0=3NM (100K) NN=3000RPM, PN=0,85KW NATURAL AIR COOLING; FRAME SIZE IMB 5 (IM V1, IM V3) FLANGE 0 POWER CONNECTOR ROTATABLE INCREMENTAL ENCODER 2048 S/R WITH DRIVE-CLIQ INTERFACE (ENCODER I-2048) CONNECTOR ROTATABLE SHAFT WITH FITTED KEY; W/O HOLDING BRAKE; ACC. TOLERANCE R VIBRATION SEVERITY GRADE A, DEGREE OF PROTECTION IP 67 | 3693 | TEM | 1 | MC | 4.704 | 1
1FT70425AF701DD4 | SIMOTICS S SYNCHRONOUS MOTOR 1FT7, M0=3NM (100K) NN=3000RPM, PN=0,85KW NATURAL AIR COOLING; FRAME SIZE IMB 5 (IM V1, IM V3) FLANGE 0 POWER CONNECTOR ROTATABLE INCREMENTAL ENCODER 2048 S/R WITH DRIVE-CLIQ INTERFACE (ENCODER I-2048) CONNECTOR ROTATABLE SHAFT WITH FITTED KEY; W/O HOLDING BRAKE; ACC. TOLERANCE R VIBRATION SEVERITY GRADE A+R, DEGREE OF PROTECTION IP 65 | 3769 | TEM | 1 | MC | 4.704 | 1
1FT70425AF701DG0 | SIMOTICS S SYNCHRONOUS MOTOR 1FT7, M0=3NM (100K) NN=3000RPM, PN=0,85KW NATURAL AIR COOLING; FRAME SIZE IMB 5 (IM V1, IM V3) FLANGE 0 POWER CONNECTOR ROTATABLE INCREMENTAL ENCODER 2048 S/R WITH DRIVE-CLIQ INTERFACE (ENCODER I-2048) CONNECTOR ROTATABLE PLAIN SHAFT, W/O HOLDING BRAKE; ACC. TOLERANCE N VIBRATION SEVERITY GRADE A, DEGREE OF PROTECTION IP 64 | 3358 | TEM | 1 | MC | 4.704 | 1
1FT70425AF701DG1 | SIMOTICS S SYNCHRONOUS MOTOR 1FT7, M0=3NM (100K) NN=3000RPM, PN=0,85KW NATURAL AIR COOLING; FRAME SIZE IMB 5 (IM V1, IM V3) FLANGE 0 POWER CONNECTOR ROTATABLE INCREMENTAL ENCODER 2048 S/R WITH DRIVE-CLIQ INTERFACE (ENCODER I-2048) CONNECTOR ROTATABLE PLAIN SHAFT, W/O HOLDING BRAKE; ACC. TOLERANCE N VIBRATION SEVERITY GRADE A, DEGREE OF PROTECTION IP 65 | 3454 | TEM | 1 | MC | 4.704 | 1
1FT70425AF701DG3 | SIMOTICS S SYNCHRONOUS MOTOR 1FT7, M0=3NM (100K) NN=3000RPM, PN=0,85KW NATURAL AIR COOLING; FRAME SIZE IMB 5 (IM V1, IM V3) FLANGE 0 POWER CONNECTOR ROTATABLE INCREMENTAL ENCODER 2048 S/R WITH DRIVE-CLIQ INTERFACE (ENCODER I-2048) CONNECTOR ROTATABLE PLAIN SHAFT, W/O HOLDING BRAKE; ACC. TOLERANCE N VIBRATION SEVERITY GRADE A+R, DEGREE OF PROTECTION IP 64 | 3512 | TEM | 1 | MC | 4.704 | 1
1FT70425AF701DH0 | SIMOTICS S SYNCHRONOUS MOTOR 1FT7, M0=3NM (100K) NN=3000RPM, PN=0,85KW NATURAL AIR COOLING; FRAME SIZE IMB 5 (IM V1, IM V3) FLANGE 0 POWER CONNECTOR ROTATABLE INCREMENTAL ENCODER 2048 S/R WITH DRIVE-CLIQ INTERFACE (ENCODER I-2048) CONNECTOR ROTATABLE PLAIN SHAFT, WITH HOLDING BRAKE; ACCURACY TOLERANCE N VIBRATION SEVERITY GRADE A, DEGREE OF PROTECTION IP 64 | 4043 | TEM | 1 | MC | 5.403 | 1
1FT70425AF701DH1 | SIMOTICS S SYNCHRONOUS MOTOR 1FT7, M0=3NM (100K) NN=3000RPM, PN=0,85KW NATURAL AIR COOLING; FRAME SIZE IMB 5 (IM V1, IM V3) FLANGE 0 POWER CONNECTOR ROTATABLE INCREMENTAL ENCODER 2048 S/R WITH DRIVE-CLIQ INTERFACE (ENCODER I-2048) CONNECTOR ROTATABLE PLAIN SHAFT, WITH HOLDING BRAKE; ACCURACY TOLERANCE N VIBRATION SEVERITY GRADE A, DEGREE OF PROTECTION IP 65 | 4139 | TEM | 1 | MC | 5.403 | 1
1FT70425AF701DK0 | SIMOTICS S SYNCHRONOUS MOTOR 1FT7, M0=3NM (100K) NN=3000RPM, PN=0,85KW NATURAL AIR COOLING; FRAME SIZE IMB 5 (IM V1, IM V3) FLANGE 0 POWER CONNECTOR ROTATABLE INCREMENTAL ENCODER 2048 S/R WITH DRIVE-CLIQ INTERFACE (ENCODER I-2048) CONNECTOR ROTATABLE PLAIN SHAFT, W/O HOLDING BRAKE; ACC. TOLERANCE R VIBRATION SEVERITY GRADE A, DEGREE OF PROTECTION IP 64 | 3517 | TEM | 1 | MC | 4.704 | 1
1FT70425AF701FA0 | SIMOTICS S SYNCHRONOUS MOTOR 1FT7, M0=3NM (100K) NN=3000RPM, PN=0,85KW NATURAL AIR COOLING; FRAME SIZE IMB 5 (IM V1, IM V3) FLANGE 0 POWER CONNECTOR ROTATABLE ABSOLUTE ENCODER 22 BITS MULTI TURN WITH DRIVE-CLIQ INTERFACE (ENCODER AM-22-DQ) CONNECTOR ROTATABLE SHAFT WITH FITTED KEY; W/O HOLDING BRAKE; ACC. TOLERANCE N VIBRATION SEVERITY GRADE A, DEGREE OF PROTECTION IP 64 | 4123 | TEM | 1 | MC | 4.704 | 1
1FT70425AF701FA1 | SIMOTICS S SYNCHRONOUS MOTOR 1FT7, M0=3NM (100K) NN=3000RPM, PN=0,85KW NATURAL AIR COOLING; FRAME SIZE IMB 5 (IM V1, IM V3) FLANGE 0 POWER CONNECTOR ROTATABLE ABSOLUTE ENCODER 22 BITS MULTI TURN WITH DRIVE-CLIQ INTERFACE (ENCODER AM-22-DQ) CONNECTOR ROTATABLE SHAFT WITH FITTED KEY; W/O HOLDING BRAKE; ACC. TOLERANCE N VIBRATION SEVERITY GRADE A, DEGREE OF PROTECTION IP 65 | 4219 | TEM | 1 | MC | 4.704 | 1
1FT70425AF701FA2 | SIMOTICS S SYNCHRONOUS MOTOR 1FT7, M0=3NM (100K) NN=3000RPM, PN=0,85KW NATURAL AIR COOLING; FRAME SIZE IMB 5 (IM V1, IM V3) FLANGE 0 POWER CONNECTOR ROTATABLE ABSOLUTE ENCODER 22 BITS MULTI TURN WITH DRIVE-CLIQ INTERFACE (ENCODER AM-22-DQ) CONNECTOR ROTATABLE SHAFT WITH FITTED KEY; W/O HOLDING BRAKE; ACC. TOLERANCE N VIBRATION SEVERITY GRADE A, DEGREE OF PROTECTION IP 67 | 4299 | TEM | 1 | MC | 4.704 | 1
1FT70425AF701FA3 | SIMOTICS S SYNCHRONOUS MOTOR 1FT7, M0=3NM (100K) NN=3000RPM, PN=0,85KW NATURAL AIR COOLING; FRAME SIZE IMB 5 (IM V1, IM V3) FLANGE 0 POWER CONNECTOR ROTATABLE ABSOLUTE ENCODER 22 BITS MULTI TURN WITH DRIVE-CLIQ INTERFACE (ENCODER AM-22-DQ) CONNECTOR ROTATABLE SHAFT WITH FITTED KEY; W/O HOLDING BRAKE; ACC. TOLERANCE N VIBRATION SEVERITY GRADE A+R, DEGREE OF PROTECTION IP 64 | 4278 | TEM | 1 | MC | 4.704 | 1
1FT70425AF701FA4 | SIMOTICS S SYNCHRONOUS MOTOR 1FT7, M0=3NM (100K) NN=3000RPM, PN=0,85KW NATURAL AIR COOLING; FRAME SIZE IMB 5 (IM V1, IM V3) FLANGE 0 POWER CONNECTOR ROTATABLE ABSOLUTE ENCODER 22 BITS MULTI TURN WITH DRIVE-CLIQ INTERFACE (ENCODER AM-22-DQ) CONNECTOR ROTATABLE SHAFT WITH FITTED KEY; W/O HOLDING BRAKE; ACC. TOLERANCE N VIBRATION SEVERITY GRADE A+R, DEGREE OF PROTECTION IP 65 | 4375 | TEM | 1 | MC | 4.704 | 1
1FT70425AF701FB0 | SIMOTICS S SYNCHRONOUS MOTOR 1FT7, M0=3NM (100K) NN=3000RPM, PN=0,85KW NATURAL AIR COOLING; FRAME SIZE IMB 5 (IM V1, IM V3) FLANGE 0 POWER CONNECTOR ROTATABLE ABSOLUTE ENCODER 22 BITS MULTI TURN WITH DRIVE-CLIQ INTERFACE (ENCODER AM-22-DQ) CONNECTOR ROTATABLE SHAFT WITH FITTED KEY; WITH HOLDING BRAKE; ACC. TOLERANCE N VIBRATION SEVERITY GRADE A, DEGREE OF PROTECTION IP 64 | 4808 | TEM | 1 | MC | 5.403 | 1
1FT70425AF701FB1 | SIMOTICS S SYNCHRONOUS MOTOR 1FT7, M0=3NM (100K) NN=3000RPM, PN=0,85KW NATURAL AIR COOLING; FRAME SIZE IMB 5 (IM V1, IM V3) FLANGE 0 POWER CONNECTOR ROTATABLE ABSOLUTE ENCODER 22 BITS MULTI TURN WITH DRIVE-CLIQ INTERFACE (ENCODER AM-22-DQ) CONNECTOR ROTATABLE SHAFT WITH FITTED KEY; WITH HOLDING BRAKE; ACC. TOLERANCE N VIBRATION SEVERITY GRADE A, DEGREE OF PROTECTION IP 65 | 4904 | TEM | 1 | MC | 5.403 | 1
1FT70425AF701FB3 | SIMOTICS S SYNCHRONOUS MOTOR 1FT7, M0=3NM (100K) NN=3000RPM, PN=0,85KW NATURAL AIR COOLING; FRAME SIZE IMB 5 (IM V1, IM V3) FLANGE 0 POWER CONNECTOR ROTATABLE ABSOLUTE ENCODER 22 BITS MULTI TURN WITH DRIVE-CLIQ INTERFACE (ENCODER AM-22-DQ) CONNECTOR ROTATABLE SHAFT WITH FITTED KEY; WITH HOLDING BRAKE; ACC. TOLERANCE N VIBRATION SEVERITY GRADE A+R, DEGREE OF PROTECTION IP 64 | 4963 | TEM | 1 | MC | 5.403 | 1
1FT70425AF701FB4 | SIMOTICS S SYNCHRONOUS MOTOR 1FT7, M0=3NM (100K) NN=3000RPM, PN=0,85KW NATURAL AIR COOLING; FRAME SIZE IMB 5 (IM V1, IM V3) FLANGE 0 POWER CONNECTOR ROTATABLE ABSOLUTE ENCODER 22 BITS MULTI TURN WITH DRIVE-CLIQ INTERFACE (ENCODER AM-22-DQ) CONNECTOR ROTATABLE SHAFT WITH FITTED KEY; WITH HOLDING BRAKE; ACC. TOLERANCE N VIBRATION SEVERITY GRADE A+R, DEGREE OF PROTECTION IP 65 | 5060 | TEM | 1 | MC | 5.403 | 1
1FT70425AF701FD2 | SIMOTICS S SYNCHRONOUS MOTOR 1FT7, M0=3NM (100K) NN=3000RPM, PN=0,85KW NATURAL AIR COOLING; FRAME SIZE IMB 5 (IM V1, IM V3) FLANGE 0 POWER CONNECTOR ROTATABLE ABSOLUTE ENCODER 22 BITS MULTI TURN WITH DRIVE-CLIQ INTERFACE (ENCODER AM-22-DQ) CONNECTOR ROTATABLE SHAFT WITH FITTED KEY; W/O HOLDING BRAKE; ACC. TOLERANCE R VIBRATION SEVERITY GRADE A, DEGREE OF PROTECTION IP 67 | 4458 | TEM | 1 | MC | 4.704 | 1
1FT70425AF701FG0 | SIMOTICS S SYNCHRONOUS MOTOR 1FT7, M0=3NM (100K) NN=3000RPM, PN=0,85KW NATURAL AIR COOLING; FRAME SIZE IMB 5 (IM V1, IM V3) FLANGE 0 POWER CONNECTOR ROTATABLE ABSOLUTE ENCODER 22 BITS MULTI TURN WITH DRIVE-CLIQ INTERFACE (ENCODER AM-22-DQ) CONNECTOR ROTATABLE PLAIN SHAFT, W/O HOLDING BRAKE; ACC. TOLERANCE N VIBRATION SEVERITY GRADE A, DEGREE OF PROTECTION IP 64 | 4123 | TEM | 1 | MC | 4.704 | 1
1FT70425AF701FG1 | SIMOTICS S SYNCHRONOUS MOTOR 1FT7, M0=3NM (100K) NN=3000RPM, PN=0,85KW NATURAL AIR COOLING; FRAME SIZE IMB 5 (IM V1, IM V3) FLANGE 0 POWER CONNECTOR ROTATABLE ABSOLUTE ENCODER 22 BITS MULTI TURN WITH DRIVE-CLIQ INTERFACE (ENCODER AM-22-DQ) CONNECTOR ROTATABLE PLAIN SHAFT, W/O HOLDING BRAKE; ACC. TOLERANCE N VIBRATION SEVERITY GRADE A, DEGREE OF PROTECTION IP 65 | 4219 | TEM | 1 | MC | 4.704 | 1
1FT70425AF701FG2 | SIMOTICS S SYNCHRONOUS MOTOR 1FT7, M0=3NM (100K) NN=3000RPM, PN=0,85KW NATURAL AIR COOLING; FRAME SIZE IMB 5 (IM V1, IM V3) FLANGE 0 POWER CONNECTOR ROTATABLE ABSOLUTE ENCODER 22 BITS MULTI TURN WITH DRIVE-CLIQ INTERFACE (ENCODER AM-22-DQ) CONNECTOR ROTATABLE PLAIN SHAFT, W/O HOLDING BRAKE; ACC. TOLERANCE N VIBRATION SEVERITY GRADE A, DEGREE OF PROTECTION IP 67 | 4299 | TEM | 1 | MC | 4.704 | 1
1FT70425AF701FG3 | SIMOTICS S SYNCHRONOUS MOTOR 1FT7, M0=3NM (100K) NN=3000RPM, PN=0,85KW NATURAL AIR COOLING; FRAME SIZE IMB 5 (IM V1, IM V3) FLANGE 0 POWER CONNECTOR ROTATABLE ABSOLUTE ENCODER 22 BITS MULTI TURN WITH DRIVE-CLIQ INTERFACE (ENCODER AM-22-DQ) CONNECTOR ROTATABLE PLAIN SHAFT, W/O HOLDING BRAKE; ACC. TOLERANCE N VIBRATION SEVERITY GRADE A+R, DEGREE OF PROTECTION IP 64 | 4278 | TEM | 1 | MC | 4.704 | 1
1FT70425AF701FG4 | SIMOTICS S SYNCHRONOUS MOTOR 1FT7, M0=3NM (100K) NN=3000RPM, PN=0,85KW NATURAL AIR COOLING; FRAME SIZE IMB 5 (IM V1, IM V3) FLANGE 0 POWER CONNECTOR ROTATABLE ABSOLUTE ENCODER 22 BITS MULTI TURN WITH DRIVE-CLIQ INTERFACE (ENCODER AM-22-DQ) CONNECTOR ROTATABLE PLAIN SHAFT, W/O HOLDING BRAKE; ACC. TOLERANCE N VIBRATION SEVERITY GRADE A+R, DEGREE OF PROTECTION IP 65 | 4375 | TEM | 1 | MC | 4.704 | 1
1FT70425AF701FH0 | SIMOTICS S SYNCHRONOUS MOTOR 1FT7, M0=3NM (100K) NN=3000RPM, PN=0,85KW NATURAL AIR COOLING; FRAME SIZE IMB 5 (IM V1, IM V3) FLANGE 0 POWER CONNECTOR ROTATABLE ABSOLUTE ENCODER 22 BITS MULTI TURN WITH DRIVE-CLIQ INTERFACE (ENCODER AM-22-DQ) CONNECTOR ROTATABLE PLAIN SHAFT, WITH HOLDING BRAKE; ACCURACY TOLERANCE N VIBRATION SEVERITY GRADE A, DEGREE OF PROTECTION IP 64 | 4808 | TEM | 1 | MC | 5.403 | 1
1FT70425AF701FH1 | SIMOTICS S SYNCHRONOUS MOTOR 1FT7, M0=3NM (100K) NN=3000RPM, PN=0,85KW NATURAL AIR COOLING; FRAME SIZE IMB 5 (IM V1, IM V3) FLANGE 0 POWER CONNECTOR ROTATABLE ABSOLUTE ENCODER 22 BITS MULTI TURN WITH DRIVE-CLIQ INTERFACE (ENCODER AM-22-DQ) CONNECTOR ROTATABLE PLAIN SHAFT, WITH HOLDING BRAKE; ACCURACY TOLERANCE N VIBRATION SEVERITY GRADE A, DEGREE OF PROTECTION IP 65 | 4904 | TEM | 1 | MC | 5.403 | 1
1FT70425AF701FH2 | SIMOTICS S SYNCHRONOUS MOTOR 1FT7, M0=3NM (100K) NN=3000RPM, PN=0,85KW NATURAL AIR COOLING; FRAME SIZE IMB 5 (IM V1, IM V3) FLANGE 0 POWER CONNECTOR ROTATABLE ABSOLUTE ENCODER 22 BITS MULTI TURN WITH DRIVE-CLIQ INTERFACE (ENCODER AM-22-DQ) CONNECTOR ROTATABLE PLAIN SHAFT, WITH HOLDING BRAKE; ACCURACY TOLERANCE N VIBRATION SEVERITY GRADE A, DEGREE OF PROTECTION IP 67 | 4984 | TEM | 1 | MC | 5.403 | 1
1FT70425AF701FH3 | SIMOTICS S SYNCHRONOUS MOTOR 1FT7, M0=3NM (100K) NN=3000RPM, PN=0,85KW NATURAL AIR COOLING; FRAME SIZE IMB 5 (IM V1, IM V3) FLANGE 0 POWER CONNECTOR ROTATABLE ABSOLUTE ENCODER 22 BITS MULTI TURN WITH DRIVE-CLIQ INTERFACE (ENCODER AM-22-DQ) CONNECTOR ROTATABLE PLAIN SHAFT, WITH HOLDING BRAKE; ACCURACY TOLERANCE N VIBRATION SEVERITY GRADE A+R, DEGREE OF PROTECTION IP 64 | 4963 | TEM | 1 | MC | 5.403 | 1
1FT70425AF701FH4 | SIMOTICS S SYNCHRONOUS MOTOR 1FT7, M0=3NM (100K) NN=3000RPM, PN=0,85KW NATURAL AIR COOLING; FRAME SIZE IMB 5 (IM V1, IM V3) FLANGE 0 POWER CONNECTOR ROTATABLE ABSOLUTE ENCODER 22 BITS MULTI TURN WITH DRIVE-CLIQ INTERFACE (ENCODER AM-22-DQ) CONNECTOR ROTATABLE PLAIN SHAFT, WITH HOLDING BRAKE; ACCURACY TOLERANCE N VIBRATION SEVERITY GRADE A+R, DEGREE OF PROTECTION IP 65 | 5060 | TEM | 1 | MC | 5.403 | 1
1FT70425AF701FK2 | SIMOTICS S SYNCHRONOUS MOTOR 1FT7, M0=3NM (100K) NN=3000RPM, PN=0,85KW NATURAL AIR COOLING; FRAME SIZE IMB 5 (IM V1, IM V3) FLANGE 0 POWER CONNECTOR ROTATABLE ABSOLUTE ENCODER 22 BITS MULTI TURN WITH DRIVE-CLIQ INTERFACE (ENCODER AM-22-DQ) CONNECTOR ROTATABLE PLAIN SHAFT, W/O HOLDING BRAKE; ACC. TOLERANCE R VIBRATION SEVERITY GRADE A, DEGREE OF PROTECTION IP 67 | 4458 | TEM | 1 | MC | 4.704 | 1
1FT70425AF701FL2 | SIMOTICS S SYNCHRONOUS MOTOR 1FT7, M0=3NM (100K) NN=3000RPM, PN=0,85KW NATURAL AIR COOLING; FRAME SIZE IMB 5 (IM V1, IM V3) FLANGE 0 POWER CONNECTOR ROTATABLE ABSOLUTE ENCODER 22 BITS MULTI TURN WITH DRIVE-CLIQ INTERFACE (ENCODER AM-22-DQ) CONNECTOR ROTATABLE PLAIN SHAFT, WITH HOLDING BRAKE; ACCURACY TOLERANCE R VIBRATION SEVERITY GRADE A, DEGREE OF PROTECTION IP 67 | 5141 | TEM | 1 | MC | 5.403 | 1
1FT70425AF701MA0 | SIMOTICS S SYNCHRONOUS MOTOR 1FT7, M0=3NM (100K) NN=3000RPM, PN=0,85KW NATURAL AIR COOLING; FRAME SIZE IMB 5 (IM V1, IM V3) FLANGE (COMPACT) WITH KTY TEMPERATURE SENSOR POWER CONNECTOR ROTATABLE ABSOLUTE ENCODER ENDAT 2048 S/R (ENCODER A-2048) CONNECTOR ROTATABLE SHAFT WITH FITTED KEY; W/O HOLDING BRAKE; ACC. TOLERANCE N VIBRATION SEVERITY GRADE A, DEGREE OF PROTECTION IP 64 | 3691 | TEM | 1 | MC | 4.704 | 1
1FT70425AF701MA1 | SIMOTICS S SYNCHRONOUS MOTOR 1FT7, M0=3NM (100K) NN=3000RPM, PN=0,85KW NATURAL AIR COOLING; FRAME SIZE IMB 5 (IM V1, IM V3) FLANGE (COMPACT) WITH KTY TEMPERATURE SENSOR POWER CONNECTOR ROTATABLE ABSOLUTE ENCODER ENDAT 2048 S/R (ENCODER A-2048) CONNECTOR ROTATABLE SHAFT WITH FITTED KEY; W/O HOLDING BRAKE; ACC. TOLERANCE N VIBRATION SEVERITY GRADE A, DEGREE OF PROTECTION IP 65 | 3787 | TEM | 1 | MC | 4.704 | 1
1FT70425AF701MB0 | SIMOTICS S SYNCHRONOUS MOTOR 1FT7, M0=3NM (100K) NN=3000RPM, PN=0,85KW NATURAL AIR COOLING; FRAME SIZE IMB 5 (IM V1, IM V3) FLANGE (COMPACT) WITH KTY TEMPERATURE SENSOR POWER CONNECTOR ROTATABLE ABSOLUTE ENCODER ENDAT 2048 S/R (ENCODER A-2048) CONNECTOR ROTATABLE SHAFT WITH FITTED KEY; WITH HOLDING BRAKE; ACC. TOLERANCE N VIBRATION SEVERITY GRADE A, DEGREE OF PROTECTION IP 64 | 4377 | TEM | 1 | MC | 5.403 | 1
1FT70425AF701MB1 | SIMOTICS S SYNCHRONOUS MOTOR 1FT7, M0=3NM (100K) NN=3000RPM, PN=0,85KW NATURAL AIR COOLING; FRAME SIZE IMB 5 (IM V1, IM V3) FLANGE (COMPACT) WITH KTY TEMPERATURE SENSOR POWER CONNECTOR ROTATABLE ABSOLUTE ENCODER ENDAT 2048 S/R (ENCODER A-2048) CONNECTOR ROTATABLE SHAFT WITH FITTED KEY; WITH HOLDING BRAKE; ACC. TOLERANCE N VIBRATION SEVERITY GRADE A, DEGREE OF PROTECTION IP 65 | 4473 | TEM | 1 | MC | 5.403 | 1
1FT70425AF701MG0 | SIMOTICS S SYNCHRONOUS MOTOR 1FT7, M0=3NM (100K) NN=3000RPM, PN=0,85KW NATURAL AIR COOLING; FRAME SIZE IMB 5 (IM V1, IM V3) FLANGE (COMPACT) WITH KTY TEMPERATURE SENSOR POWER CONNECTOR ROTATABLE ABSOLUTE ENCODER ENDAT 2048 S/R (ENCODER A-2048) CONNECTOR ROTATABLE PLAIN SHAFT, W/O HOLDING BRAKE; ACC. TOLERANCE N VIBRATION SEVERITY GRADE A, DEGREE OF PROTECTION IP 64 | 3691 | TEM | 1 | MC | 4.704 | 1
1FT70425AF701MG2 | SIMOTICS S SYNCHRONOUS MOTOR 1FT7, M0=3NM (100K) NN=3000RPM, PN=0,85KW NATURAL AIR COOLING; FRAME SIZE IMB 5 (IM V1, IM V3) FLANGE (COMPACT) WITH KTY TEMPERATURE SENSOR POWER CONNECTOR ROTATABLE ABSOLUTE ENCODER ENDAT 2048 S/R (ENCODER A-2048) CONNECTOR ROTATABLE PLAIN SHAFT, W/O HOLDING BRAKE; ACC. TOLERANCE N VIBRATION SEVERITY GRADE A, DEGREE OF PROTECTION IP 67 | 3867 | TEM | 1 | MC | 4.704 | 1
1FT70425AF701MH0 | SIMOTICS S SYNCHRONOUS MOTOR 1FT7, M0=3NM (100K) NN=3000RPM, PN=0,85KW NATURAL AIR COOLING; FRAME SIZE IMB 5 (IM V1, IM V3) FLANGE (COMPACT) WITH KTY TEMPERATURE SENSOR POWER CONNECTOR ROTATABLE ABSOLUTE ENCODER ENDAT 2048 S/R (ENCODER A-2048) CONNECTOR ROTATABLE PLAIN SHAFT, WITH HOLDING BRAKE; ACCURACY TOLERANCE N VIBRATION SEVERITY GRADE A, DEGREE OF PROTECTION IP 64 | 4377 | TEM | 1 | MC | 5.403 | 1
1FT70425AF701MH2 | SIMOTICS S SYNCHRONOUS MOTOR 1FT7, M0=3NM (100K) NN=3000RPM, PN=0,85KW NATURAL AIR COOLING; FRAME SIZE IMB 5 (IM V1, IM V3) FLANGE (COMPACT) WITH KTY TEMPERATURE SENSOR POWER CONNECTOR ROTATABLE ABSOLUTE ENCODER ENDAT 2048 S/R (ENCODER A-2048) CONNECTOR ROTATABLE PLAIN SHAFT, WITH HOLDING BRAKE; ACCURACY TOLERANCE N VIBRATION SEVERITY GRADE A, DEGREE OF PROTECTION IP 67 | 4552 | TEM | 1 | MC | 5.403 | 1
1FT70425AF701NA0 | SIMOTICS S SYNCHRONOUS MOTOR 1FT7, M0=3NM (100K) NN=3000RPM, PN=0,85KW NATURAL AIR COOLING; FRAME SIZE IMB 5 (IM V1, IM V3) FLANGE (COMPACT) WITH KTY TEMPERATURE SENSOR POWER CONNECTOR ROTATABLE INCREM. ENCODER SIN/COS 1VSS 2048 S/R (ENCODER I-2048) CONNECTOR ROTATABLE SHAFT WITH FITTED KEY; W/O HOLDING BRAKE; ACC. TOLERANCE N VIBRATION SEVERITY GRADE A, DEGREE OF PROTECTION IP 64 | 2937 | TEM | 1 | MC | 4.704 | 1
1FT70425AF701NA2 | SIMOTICS S SYNCHRONOUS MOTOR 1FT7, M0=3NM (100K) NN=3000RPM, PN=0,85KW NATURAL AIR COOLING; FRAME SIZE IMB 5 (IM V1, IM V3) FLANGE (COMPACT) WITH KTY TEMPERATURE SENSOR POWER CONNECTOR ROTATABLE INCREM. ENCODER SIN/COS 1VSS 2048 S/R (ENCODER I-2048) CONNECTOR ROTATABLE SHAFT WITH FITTED KEY; W/O HOLDING BRAKE; ACC. TOLERANCE N VIBRATION SEVERITY GRADE A, DEGREE OF PROTECTION IP 67 | 3113 | TEM | 1 | MC | 4.704 | 1
1FT70425AF701NB1 | SIMOTICS S SYNCHRONOUS MOTOR 1FT7, M0=3NM (100K) NN=3000RPM, PN=0,85KW NATURAL AIR COOLING; FRAME SIZE IMB 5 (IM V1, IM V3) FLANGE (COMPACT) WITH KTY TEMPERATURE SENSOR POWER CONNECTOR ROTATABLE INCREM. ENCODER SIN/COS 1VSS 2048 S/R (ENCODER I-2048) CONNECTOR ROTATABLE SHAFT WITH FITTED KEY; WITH HOLDING BRAKE; ACC. TOLERANCE N VIBRATION SEVERITY GRADE A, DEGREE OF PROTECTION IP 65 | 3719 | TEM | 1 | MC | 5.403 | 1
1FT70425AF701ND4 | SIMOTICS S SYNCHRONOUS MOTOR 1FT7, M0=3NM (100K) NN=3000RPM, PN=0,85KW NATURAL AIR COOLING; FRAME SIZE IMB 5 (IM V1, IM V3) FLANGE (COMPACT) WITH KTY TEMPERATURE SENSOR POWER CONNECTOR ROTATABLE INCREM. ENCODER SIN/COS 1VSS 2048 S/R (ENCODER I-2048) CONNECTOR ROTATABLE SHAFT WITH FITTED KEY; W/O HOLDING BRAKE; ACC. TOLERANCE R VIBRATION SEVERITY GRADE A+R, DEGREE OF PROTECTION IP 65 | 3349 | TEM | 1 | MC | 4.704 | 1
1FT70425AF701NE4 | SIMOTICS S SYNCHRONOUS MOTOR 1FT7, M0=3NM (100K) NN=3000RPM, PN=0,85KW NATURAL AIR COOLING; FRAME SIZE IMB 5 (IM V1, IM V3) FLANGE (COMPACT) WITH KTY TEMPERATURE SENSOR POWER CONNECTOR ROTATABLE INCREM. ENCODER SIN/COS 1VSS 2048 S/R (ENCODER I-2048) CONNECTOR ROTATABLE SHAFT WITH FITTED KEY; WITH HOLDING BRAKE; ACC. TOLERANCE R VIBRATION SEVERITY GRADE A+R, DEGREE OF PROTECTION IP 65 | 4032 | TEM | 1 | MC | 5.403 | 1
1FT70425AF701NG0 | SIMOTICS S SYNCHRONOUS MOTOR 1FT7, M0=3NM (100K) NN=3000RPM, PN=0,85KW NATURAL AIR COOLING; FRAME SIZE IMB 5 (IM V1, IM V3) FLANGE (COMPACT) WITH KTY TEMPERATURE SENSOR POWER CONNECTOR ROTATABLE INCREM. ENCODER SIN/COS 1VSS 2048 S/R (ENCODER I-2048) CONNECTOR ROTATABLE PLAIN SHAFT, W/O HOLDING BRAKE; ACC. TOLERANCE N VIBRATION SEVERITY GRADE A, DEGREE OF PROTECTION IP 64 | 2937 | TEM | 1 | MC | 4.704 | 1
1FT70425AF701NG1 | SIMOTICS S SYNCHRONOUS MOTOR 1FT7, M0=3NM (100K) NN=3000RPM, PN=0,85KW NATURAL AIR COOLING; FRAME SIZE IMB 5 (IM V1, IM V3) FLANGE (COMPACT) WITH KTY TEMPERATURE SENSOR POWER CONNECTOR ROTATABLE INCREM. ENCODER SIN/COS 1VSS 2048 S/R (ENCODER I-2048) CONNECTOR ROTATABLE PLAIN SHAFT, W/O HOLDING BRAKE; ACC. TOLERANCE N VIBRATION SEVERITY GRADE A, DEGREE OF PROTECTION IP 65 | 3033 | TEM | 1 | MC | 4.704 | 1
1FT70425AF701NH0 | SIMOTICS S SYNCHRONOUS MOTOR 1FT7, M0=3NM (100K) NN=3000RPM, PN=0,85KW NATURAL AIR COOLING; FRAME SIZE IMB 5 (IM V1, IM V3) FLANGE (COMPACT) WITH KTY TEMPERATURE SENSOR POWER CONNECTOR ROTATABLE INCREM. ENCODER SIN/COS 1VSS 2048 S/R (ENCODER I-2048) CONNECTOR ROTATABLE PLAIN SHAFT, WITH HOLDING BRAKE; ACCURACY TOLERANCE N VIBRATION SEVERITY GRADE A, DEGREE OF PROTECTION IP 64 | 3623 | TEM | 1 | MC | 5.403 | 1
1FT70425AF711BA0 | SIMOTICS S SYNCHRONOUS MOTOR 1FT7, M0=3NM (100K) NN=3000RPM, PN=0,85KW NATURAL AIR COOLING; FRAME SIZE IMB 5 (IM V1, IM V3) FLANGE 1 (1FT6 COMPATIBLE) POWER CONNECTOR ROTATABLE ABSOLUTE VALUE ENCODER SINGLETURN 24 BIT WITH DRIVE-CLIQ INTERFACE (ENCODER AS24DQI) SHAFT WITH FITTED KEY; W/O HOLDING BRAKE; ACC. TOLERANCE N VIBRATION SEVERITY GRADE A, DEGREE OF PROTECTION IP 64 | 3278 | TEM | 1 | MC | 4.704 | 1
1FT70425AF711BA1 | SIMOTICS S SYNCHRONOUS MOTOR 1FT7, M0=3NM (100K) NN=3000RPM, PN=0,85KW NATURAL AIR COOLING; FRAME SIZE IMB 5 (IM V1, IM V3) FLANGE 1 (1FT6 COMPATIBLE) POWER CONNECTOR ROTATABLE ABSOLUTE VALUE ENCODER SINGLETURN 24 BIT WITH DRIVE-CLIQ INTERFACE (ENCODER AS24DQI) SHAFT WITH FITTED KEY; W/O HOLDING BRAKE; ACC. TOLERANCE N VIBRATION SEVERITY GRADE A, DEGREE OF PROTECTION IP 65 | 3374 | TEM | 1 | MC | 4.704 | 1
1FT70425AF711BA2 | SIMOTICS S SYNCHRONOUS MOTOR 1FT7, M0=3NM (100K) NN=3000RPM, PN=0,85KW NATURAL AIR COOLING; FRAME SIZE IMB 5 (IM V1, IM V3) FLANGE 1 (1FT6 COMPATIBLE) POWER CONNECTOR ROTATABLE ABSOLUTE VALUE ENCODER SINGLETURN 24 BIT WITH DRIVE-CLIQ INTERFACE (ENCODER AS24DQI) SHAFT WITH FITTED KEY; W/O HOLDING BRAKE; ACC. TOLERANCE N VIBRATION SEVERITY GRADE A, DEGREE OF PROTECTION IP 67 | 3453 | TEM | 1 | MC | 4.704 | 1
1FT70425AF711BG0 | SIMOTICS S SYNCHRONOUS MOTOR 1FT7, M0=3NM (100K) NN=3000RPM, PN=0,85KW NATURAL AIR COOLING; FRAME SIZE IMB 5 (IM V1, IM V3) FLANGE 1 (1FT6 COMPATIBLE) POWER CONNECTOR ROTATABLE ABSOLUTE VALUE ENCODER SINGLETURN 24 BIT WITH DRIVE-CLIQ INTERFACE (ENCODER AS24DQI) PLAIN SHAFT, W/O HOLDING BRAKE; ACC. TOLERANCE N VIBRATION SEVERITY GRADE A, DEGREE OF PROTECTION IP 64 | 3278 | TEM | 1 | MC | 4.704 | 1
1FT70425AF711BG1 | SIMOTICS S SYNCHRONOUS MOTOR 1FT7, M0=3NM (100K) NN=3000RPM, PN=0,85KW NATURAL AIR COOLING; FRAME SIZE IMB 5 (IM V1, IM V3) FLANGE 1 (1FT6 COMPATIBLE) POWER CONNECTOR ROTATABLE ABSOLUTE VALUE ENCODER SINGLETURN 24 BIT WITH DRIVE-CLIQ INTERFACE (ENCODER AS24DQI) PLAIN SHAFT, W/O HOLDING BRAKE; ACC. TOLERANCE N VIBRATION SEVERITY GRADE A, DEGREE OF PROTECTION IP 65 | 3374 | TEM | 1 | MC | 4.704 | 1
1FT70425AF711BG2 | SIMOTICS S SYNCHRONOUS MOTOR 1FT7, M0=3NM (100K) NN=3000RPM, PN=0,85KW NATURAL AIR COOLING; FRAME SIZE IMB 5 (IM V1, IM V3) FLANGE 1 (1FT6 COMPATIBLE) POWER CONNECTOR ROTATABLE ABSOLUTE VALUE ENCODER SINGLETURN 24 BIT WITH DRIVE-CLIQ INTERFACE (ENCODER AS24DQI) PLAIN SHAFT, W/O HOLDING BRAKE; ACC. TOLERANCE N VIBRATION SEVERITY GRADE A, DEGREE OF PROTECTION IP 67 | 3453 | TEM | 1 | MC | 4.704 | 1
1FT70425AF711BH0 | SIMOTICS S SYNCHRONOUS MOTOR 1FT7, M0=3NM (100K) NN=3000RPM, PN=0,85KW NATURAL AIR COOLING; FRAME SIZE IMB 5 (IM V1, IM V3) FLANGE 1 (1FT6 COMPATIBLE) POWER CONNECTOR ROTATABLE ABSOLUTE VALUE ENCODER SINGLETURN 24 BIT WITH DRIVE-CLIQ INTERFACE (ENCODER AS24DQI) PLAIN SHAFT, WITH HOLDING BRAKE; ACCURACY TOLERANCE N VIBRATION SEVERITY GRADE A, DEGREE OF PROTECTION IP 64 | 3963 | TEM | 1 | MC | 5.403 | 1
1FT70425AF711BH1 | SIMOTICS S SYNCHRONOUS MOTOR 1FT7, M0=3NM (100K) NN=3000RPM, PN=0,85KW NATURAL AIR COOLING; FRAME SIZE IMB 5 (IM V1, IM V3) FLANGE 1 (1FT6 COMPATIBLE) POWER CONNECTOR ROTATABLE ABSOLUTE VALUE ENCODER SINGLETURN 24 BIT WITH DRIVE-CLIQ INTERFACE (ENCODER AS24DQI) PLAIN SHAFT, WITH HOLDING BRAKE; ACCURACY TOLERANCE N VIBRATION SEVERITY GRADE A, DEGREE OF PROTECTION IP 65 | 4059 | TEM | 1 | MC | 5.403 | 1
1FT70425AF711BH5 | SIMOTICS S SYNCHRONOUS MOTOR 1FT7, M0=3NM (100K) NN=3000RPM, PN=0,85KW NATURAL AIR COOLING; FRAME SIZE IMB 5 (IM V1, IM V3) FLANGE 1 (1FT6 COMPATIBLE) POWER CONNECTOR ROTATABLE ABSOLUTE VALUE ENCODER SINGLETURN 24 BIT WITH DRIVE-CLIQ INTERFACE (ENCODER AS24DQI) PLAIN SHAFT, WITH HOLDING BRAKE; ACCURACY TOLERANCE N VIBRATION SEVERITY GRADE A+R, DEGREE OF PROTECTION IP 67 | 4295 | TEM | 1 | MC | 5.403 | 1
1FT70425AF711BK4 | SIMOTICS S SYNCHRONOUS MOTOR 1FT7, M0=3NM (100K) NN=3000RPM, PN=0,85KW NATURAL AIR COOLING; FRAME SIZE IMB 5 (IM V1, IM V3) FLANGE 1 (1FT6 COMPATIBLE) POWER CONNECTOR ROTATABLE ABSOLUTE VALUE ENCODER SINGLETURN 24 BIT WITH DRIVE-CLIQ INTERFACE (ENCODER AS24DQI) PLAIN SHAFT, W/O HOLDING BRAKE; ACC. TOLERANCE R VIBRATION SEVERITY GRADE A+R, DEGREE OF PROTECTION IP 65 | 3689 | TEM | 1 | MC | 4.704 | 1
1FT70425AF711BK5 | SIMOTICS S SYNCHRONOUS MOTOR 1FT7, M0=3NM (100K) NN=3000RPM, PN=0,85KW NATURAL AIR COOLING; FRAME SIZE IMB 5 (IM V1, IM V3) FLANGE 1 (1FT6 COMPATIBLE) POWER CONNECTOR ROTATABLE ABSOLUTE VALUE ENCODER SINGLETURN 24 BIT WITH DRIVE-CLIQ INTERFACE (ENCODER AS24DQI) PLAIN SHAFT, W/O HOLDING BRAKE; ACC. TOLERANCE R VIBRATION SEVERITY GRADE A+R, DEGREE OF PROTECTION IP 67 | 3769 | TEM | 1 | MC | 4.704 | 1
1FT70425AF711BL5 | SIMOTICS S SYNCHRONOUS MOTOR 1FT7, M0=3NM (100K) NN=3000RPM, PN=0,85KW NATURAL AIR COOLING; FRAME SIZE IMB 5 (IM V1, IM V3) FLANGE 1 (1FT6 COMPATIBLE) POWER CONNECTOR ROTATABLE ABSOLUTE VALUE ENCODER SINGLETURN 24 BIT WITH DRIVE-CLIQ INTERFACE (ENCODER AS24DQI) PLAIN SHAFT, WITH HOLDING BRAKE; ACCURACY TOLERANCE R VIBRATION SEVERITY GRADE A+R, DEGREE OF PROTECTION IP 67 | 4452 | TEM | 1 | MC | 5.403 | 1
1FT70425AF711CA0 | SIMOTICS S SYNCHRONOUS MOTOR 1FT7, M0=3NM (100K) NN=3000RPM, PN=0,85KW NATURAL AIR COOLING; FRAME SIZE IMB 5 (IM V1, IM V3) FLANGE 1 (1FT6 COMPATIBLE) POWER CONNECTOR ROTATABLE ABSOLUTE ENCODER 24 BITS + 12 BIT MULTITURN WITH DRIVE-CLIQ INTERFACE (ENCODER AM24DQI) SHAFT WITH FITTED KEY; W/O HOLDING BRAKE; ACC. TOLERANCE N VIBRATION SEVERITY GRADE A, DEGREE OF PROTECTION IP 64 | 4043 | TEM | 1 | MC | 4.704 | 1
1FT70425AF711CA1 | SIMOTICS S SYNCHRONOUS MOTOR 1FT7, M0=3NM (100K) NN=3000RPM, PN=0,85KW NATURAL AIR COOLING; FRAME SIZE IMB 5 (IM V1, IM V3) FLANGE 1 (1FT6 COMPATIBLE) POWER CONNECTOR ROTATABLE ABSOLUTE ENCODER 24 BITS + 12 BIT MULTITURN WITH DRIVE-CLIQ INTERFACE (ENCODER AM24DQI) SHAFT WITH FITTED KEY; W/O HOLDING BRAKE; ACC. TOLERANCE N VIBRATION SEVERITY GRADE A, DEGREE OF PROTECTION IP 65 | 4139 | TEM | 1 | MC | 4.704 | 1
1FT70425AF711CA2 | SIMOTICS S SYNCHRONOUS MOTOR 1FT7, M0=3NM (100K) NN=3000RPM, PN=0,85KW NATURAL AIR COOLING; FRAME SIZE IMB 5 (IM V1, IM V3) FLANGE 1 (1FT6 COMPATIBLE) POWER CONNECTOR ROTATABLE ABSOLUTE ENCODER 24 BITS + 12 BIT MULTITURN WITH DRIVE-CLIQ INTERFACE (ENCODER AM24DQI) SHAFT WITH FITTED KEY; W/O HOLDING BRAKE; ACC. TOLERANCE N VIBRATION SEVERITY GRADE A, DEGREE OF PROTECTION IP 67 | 4218 | TEM | 1 | MC | 4.704 | 1
1FT70425AF711CA3 | SIMOTICS S SYNCHRONOUS MOTOR 1FT7, M0=3NM (100K) NN=3000RPM, PN=0,85KW NATURAL AIR COOLING; FRAME SIZE IMB 5 (IM V1, IM V3) FLANGE 1 (1FT6 COMPATIBLE) POWER CONNECTOR ROTATABLE ABSOLUTE ENCODER 24 BITS + 12 BIT MULTITURN WITH DRIVE-CLIQ INTERFACE (ENCODER AM24DQI) SHAFT WITH FITTED KEY; W/O HOLDING BRAKE; ACC. TOLERANCE N VIBRATION SEVERITY GRADE A+R, DEGREE OF PROTECTION IP 64 | 4197 | TEM | 1 | MC | 4.704 | 1
1FT70425AF711CA5 | SIMOTICS S SYNCHRONOUS MOTOR 1FT7, M0=3NM (100K) NN=3000RPM, PN=0,85KW NATURAL AIR COOLING; FRAME SIZE IMB 5 (IM V1, IM V3) FLANGE 1 (1FT6 COMPATIBLE) POWER CONNECTOR ROTATABLE ABSOLUTE ENCODER 24 BITS + 12 BIT MULTITURN WITH DRIVE-CLIQ INTERFACE (ENCODER AM24DQI) SHAFT WITH FITTED KEY; W/O HOLDING BRAKE; ACC. TOLERANCE N VIBRATION SEVERITY GRADE A+R, DEGREE OF PROTECTION IP 67 | 4374 | TEM | 1 | MC | 4.704 | 1
1FT70425AF711CB0 | SIMOTICS S SYNCHRONOUS MOTOR 1FT7, M0=3NM (100K) NN=3000RPM, PN=0,85KW NATURAL AIR COOLING; FRAME SIZE IMB 5 (IM V1, IM V3) FLANGE 1 (1FT6 COMPATIBLE) POWER CONNECTOR ROTATABLE ABSOLUTE ENCODER 24 BITS + 12 BIT MULTITURN WITH DRIVE-CLIQ INTERFACE (ENCODER AM24DQI) SHAFT WITH FITTED KEY; WITH HOLDING BRAKE; ACC. TOLERANCE N VIBRATION SEVERITY GRADE A, DEGREE OF PROTECTION IP 64 | 4728 | TEM | 1 | MC | 5.403 | 1
1FT70425AF711CB1 | SIMOTICS S SYNCHRONOUS MOTOR 1FT7, M0=3NM (100K) NN=3000RPM, PN=0,85KW NATURAL AIR COOLING; FRAME SIZE IMB 5 (IM V1, IM V3) FLANGE 1 (1FT6 COMPATIBLE) POWER CONNECTOR ROTATABLE ABSOLUTE ENCODER 24 BITS + 12 BIT MULTITURN WITH DRIVE-CLIQ INTERFACE (ENCODER AM24DQI) SHAFT WITH FITTED KEY; WITH HOLDING BRAKE; ACC. TOLERANCE N VIBRATION SEVERITY GRADE A, DEGREE OF PROTECTION IP 65 | 4824 | TEM | 1 | MC | 5.403 | 1
1FT70425AF711CB2 | SIMOTICS S SYNCHRONOUS MOTOR 1FT7, M0=3NM (100K) NN=3000RPM, PN=0,85KW NATURAL AIR COOLING; FRAME SIZE IMB 5 (IM V1, IM V3) FLANGE 1 (1FT6 COMPATIBLE) POWER CONNECTOR ROTATABLE ABSOLUTE ENCODER 24 BITS + 12 BIT MULTITURN WITH DRIVE-CLIQ INTERFACE (ENCODER AM24DQI) SHAFT WITH FITTED KEY; WITH HOLDING BRAKE; ACC. TOLERANCE N VIBRATION SEVERITY GRADE A, DEGREE OF PROTECTION IP 67 | 4904 | TEM | 1 | MC | 5.403 | 1
1FT70425AF711CG0 | SIMOTICS S SYNCHRONOUS MOTOR 1FT7, M0=3NM (100K) NN=3000RPM, PN=0,85KW NATURAL AIR COOLING; FRAME SIZE IMB 5 (IM V1, IM V3) FLANGE 1 (1FT6 COMPATIBLE) POWER CONNECTOR ROTATABLE ABSOLUTE ENCODER 24 BITS + 12 BIT MULTITURN WITH DRIVE-CLIQ INTERFACE (ENCODER AM24DQI) PLAIN SHAFT, W/O HOLDING BRAKE; ACC. TOLERANCE N VIBRATION SEVERITY GRADE A, DEGREE OF PROTECTION IP 64 | 4043 | TEM | 1 | MC | 4.704 | 1
1FT70425AF711CG1 | SIMOTICS S SYNCHRONOUS MOTOR 1FT7, M0=3NM (100K) NN=3000RPM, PN=0,85KW NATURAL AIR COOLING; FRAME SIZE IMB 5 (IM V1, IM V3) FLANGE 1 (1FT6 COMPATIBLE) POWER CONNECTOR ROTATABLE ABSOLUTE ENCODER 24 BITS + 12 BIT MULTITURN WITH DRIVE-CLIQ INTERFACE (ENCODER AM24DQI) PLAIN SHAFT, W/O HOLDING BRAKE; ACC. TOLERANCE N VIBRATION SEVERITY GRADE A, DEGREE OF PROTECTION IP 65 | 4139 | TEM | 1 | MC | 4.704 | 1
1FT70425AF711CG2 | SIMOTICS S SYNCHRONOUS MOTOR 1FT7, M0=3NM (100K) NN=3000RPM, PN=0,85KW NATURAL AIR COOLING; FRAME SIZE IMB 5 (IM V1, IM V3) FLANGE 1 (1FT6 COMPATIBLE) POWER CONNECTOR ROTATABLE ABSOLUTE ENCODER 24 BITS + 12 BIT MULTITURN WITH DRIVE-CLIQ INTERFACE (ENCODER AM24DQI) PLAIN SHAFT, W/O HOLDING BRAKE; ACC. TOLERANCE N VIBRATION SEVERITY GRADE A, DEGREE OF PROTECTION IP 67 | 4218 | TEM | 1 | MC | 4.704 | 1
1FT70425AF711CG5 | SIMOTICS S SYNCHRONOUS MOTOR 1FT7, M0=3NM (100K) NN=3000RPM, PN=0,85KW NATURAL AIR COOLING; FRAME SIZE IMB 5 (IM V1, IM V3) FLANGE 1 (1FT6 COMPATIBLE) POWER CONNECTOR ROTATABLE ABSOLUTE ENCODER 24 BITS + 12 BIT MULTITURN WITH DRIVE-CLIQ INTERFACE (ENCODER AM24DQI) PLAIN SHAFT, W/O HOLDING BRAKE; ACC. TOLERANCE N VIBRATION SEVERITY GRADE A+R, DEGREE OF PROTECTION IP 67 | 4374 | TEM | 1 | MC | 4.704 | 1
1FT70425AF711CH0 | SIMOTICS S SYNCHRONOUS MOTOR 1FT7, M0=3NM (100K) NN=3000RPM, PN=0,85KW NATURAL AIR COOLING; FRAME SIZE IMB 5 (IM V1, IM V3) FLANGE 1 (1FT6 COMPATIBLE) POWER CONNECTOR ROTATABLE ABSOLUTE ENCODER 24 BITS + 12 BIT MULTITURN WITH DRIVE-CLIQ INTERFACE (ENCODER AM24DQI) PLAIN SHAFT, WITH HOLDING BRAKE; ACCURACY TOLERANCE N VIBRATION SEVERITY GRADE A, DEGREE OF PROTECTION IP 64 | 4728 | TEM | 1 | MC | 5.403 | 1
1FT70425AF711CH1 | SIMOTICS S SYNCHRONOUS MOTOR 1FT7, M0=3NM (100K) NN=3000RPM, PN=0,85KW NATURAL AIR COOLING; FRAME SIZE IMB 5 (IM V1, IM V3) FLANGE 1 (1FT6 COMPATIBLE) POWER CONNECTOR ROTATABLE ABSOLUTE ENCODER 24 BITS + 12 BIT MULTITURN WITH DRIVE-CLIQ INTERFACE (ENCODER AM24DQI) PLAIN SHAFT, WITH HOLDING BRAKE; ACCURACY TOLERANCE N VIBRATION SEVERITY GRADE A, DEGREE OF PROTECTION IP 65 | 4824 | TEM | 1 | MC | 5.403 | 1
1FT70425AF711CH2 | SIMOTICS S SYNCHRONOUS MOTOR 1FT7, M0=3NM (100K) NN=3000RPM, PN=0,85KW NATURAL AIR COOLING; FRAME SIZE IMB 5 (IM V1, IM V3) FLANGE 1 (1FT6 COMPATIBLE) POWER CONNECTOR ROTATABLE ABSOLUTE ENCODER 24 BITS + 12 BIT MULTITURN WITH DRIVE-CLIQ INTERFACE (ENCODER AM24DQI) PLAIN SHAFT, WITH HOLDING BRAKE; ACCURACY TOLERANCE N VIBRATION SEVERITY GRADE A, DEGREE OF PROTECTION IP 67 | 4904 | TEM | 1 | MC | 5.403 | 1
1FT70425AF711CH3 | SIMOTICS S SYNCHRONOUS MOTOR 1FT7, M0=3NM (100K) NN=3000RPM, PN=0,85KW NATURAL AIR COOLING; FRAME SIZE IMB 5 (IM V1, IM V3) FLANGE 1 (1FT6 COMPATIBLE) POWER CONNECTOR ROTATABLE ABSOLUTE ENCODER 24 BITS + 12 BIT MULTITURN WITH DRIVE-CLIQ INTERFACE (ENCODER AM24DQI) PLAIN SHAFT, WITH HOLDING BRAKE; ACCURACY TOLERANCE N VIBRATION SEVERITY GRADE A+R, DEGREE OF PROTECTION IP 64 | 4883 | TEM | 1 | MC | 5.403 | 1
1FT70425AF711CH5 | SIMOTICS S SYNCHRONOUS MOTOR 1FT7, M0=3NM (100K) NN=3000RPM, PN=0,85KW NATURAL AIR COOLING; FRAME SIZE IMB 5 (IM V1, IM V3) FLANGE 1 (1FT6 COMPATIBLE) POWER CONNECTOR ROTATABLE ABSOLUTE ENCODER 24 BITS + 12 BIT MULTITURN WITH DRIVE-CLIQ INTERFACE (ENCODER AM24DQI) PLAIN SHAFT, WITH HOLDING BRAKE; ACCURACY TOLERANCE N VIBRATION SEVERITY GRADE A+R, DEGREE OF PROTECTION IP 67 | 5060 | TEM | 1 | MC | 5.403 | 1
1FT70425AF711CK1 | SIMOTICS S SYNCHRONOUS MOTOR 1FT7, M0=3NM (100K) NN=3000RPM, PN=0,85KW NATURAL AIR COOLING; FRAME SIZE IMB 5 (IM V1, IM V3) FLANGE 1 (1FT6 COMPATIBLE) POWER CONNECTOR ROTATABLE ABSOLUTE ENCODER 24 BITS + 12 BIT MULTITURN WITH DRIVE-CLIQ INTERFACE (ENCODER AM24DQI) PLAIN SHAFT, W/O HOLDING BRAKE; ACC. TOLERANCE R VIBRATION SEVERITY GRADE A, DEGREE OF PROTECTION IP 65 | 4298 | TEM | 1 | MC | 4.704 | 1
1FT70425AF711DA0 | SIMOTICS S SYNCHRONOUS MOTOR 1FT7, M0=3NM (100K) NN=3000RPM, PN=0,85KW NATURAL AIR COOLING; FRAME SIZE IMB 5 (IM V1, IM V3) FLANGE 1 (1FT6 COMPATIBLE) POWER CONNECTOR ROTATABLE INCREMENTAL ENCODER 2048 S/R WITH DRIVE-CLIQ INTERFACE (ENCODER I-2048) CONNECTOR ROTATABLE SHAFT WITH FITTED KEY; W/O HOLDING BRAKE; ACC. TOLERANCE N VIBRATION SEVERITY GRADE A, DEGREE OF PROTECTION IP 64 | 3358 | TEM | 1 | MC | 4.704 | 1
1FT70425AF711DA1 | SIMOTICS S SYNCHRONOUS MOTOR 1FT7, M0=3NM (100K) NN=3000RPM, PN=0,85KW NATURAL AIR COOLING; FRAME SIZE IMB 5 (IM V1, IM V3) FLANGE 1 (1FT6 COMPATIBLE) POWER CONNECTOR ROTATABLE INCREMENTAL ENCODER 2048 S/R WITH DRIVE-CLIQ INTERFACE (ENCODER I-2048) CONNECTOR ROTATABLE SHAFT WITH FITTED KEY; W/O HOLDING BRAKE; ACC. TOLERANCE N VIBRATION SEVERITY GRADE A, DEGREE OF PROTECTION IP 65 | 3454 | TEM | 1 | MC | 4.704 | 1
1FT70425AF711DA2 | SIMOTICS S SYNCHRONOUS MOTOR 1FT7, M0=3NM (100K) NN=3000RPM, PN=0,85KW NATURAL AIR COOLING; FRAME SIZE IMB 5 (IM V1, IM V3) FLANGE 1 (1FT6 COMPATIBLE) POWER CONNECTOR ROTATABLE INCREMENTAL ENCODER 2048 S/R WITH DRIVE-CLIQ INTERFACE (ENCODER I-2048) CONNECTOR ROTATABLE SHAFT WITH FITTED KEY; W/O HOLDING BRAKE; ACC. TOLERANCE N VIBRATION SEVERITY GRADE A, DEGREE OF PROTECTION IP 67 | 3533 | TEM | 1 | MC | 4.704 | 1
1FT70425AF711DA5 | SIMOTICS S SYNCHRONOUS MOTOR 1FT7, M0=3NM (100K) NN=3000RPM, PN=0,85KW NATURAL AIR COOLING; FRAME SIZE IMB 5 (IM V1, IM V3) FLANGE 1 (1FT6 COMPATIBLE) POWER CONNECTOR ROTATABLE INCREMENTAL ENCODER 2048 S/R WITH DRIVE-CLIQ INTERFACE (ENCODER I-2048) CONNECTOR ROTATABLE SHAFT WITH FITTED KEY; W/O HOLDING BRAKE; ACC. TOLERANCE N VIBRATION SEVERITY GRADE A+R, DEGREE OF PROTECTION IP 67 | 3689 | TEM | 1 | MC | 4.704 | 1
1FT70425AF711DB0 | SIMOTICS S SYNCHRONOUS MOTOR 1FT7, M0=3NM (100K) NN=3000RPM, PN=0,85KW NATURAL AIR COOLING; FRAME SIZE IMB 5 (IM V1, IM V3) FLANGE 1 (1FT6 COMPATIBLE) POWER CONNECTOR ROTATABLE INCREMENTAL ENCODER 2048 S/R WITH DRIVE-CLIQ INTERFACE (ENCODER I-2048) CONNECTOR ROTATABLE SHAFT WITH FITTED KEY; WITH HOLDING BRAKE; ACC. TOLERANCE N VIBRATION SEVERITY GRADE A, DEGREE OF PROTECTION IP 64 | 4043 | TEM | 1 | MC | 5.403 | 1
1FT70425AF711DB1 | SIMOTICS S SYNCHRONOUS MOTOR 1FT7, M0=3NM (100K) NN=3000RPM, PN=0,85KW NATURAL AIR COOLING; FRAME SIZE IMB 5 (IM V1, IM V3) FLANGE 1 (1FT6 COMPATIBLE) POWER CONNECTOR ROTATABLE INCREMENTAL ENCODER 2048 S/R WITH DRIVE-CLIQ INTERFACE (ENCODER I-2048) CONNECTOR ROTATABLE SHAFT WITH FITTED KEY; WITH HOLDING BRAKE; ACC. TOLERANCE N VIBRATION SEVERITY GRADE A, DEGREE OF PROTECTION IP 65 | 4139 | TEM | 1 | MC | 5.403 | 1
1FT70425AF711DB2 | SIMOTICS S SYNCHRONOUS MOTOR 1FT7, M0=3NM (100K) NN=3000RPM, PN=0,85KW NATURAL AIR COOLING; FRAME SIZE IMB 5 (IM V1, IM V3) FLANGE 1 (1FT6 COMPATIBLE) POWER CONNECTOR ROTATABLE INCREMENTAL ENCODER 2048 S/R WITH DRIVE-CLIQ INTERFACE (ENCODER I-2048) CONNECTOR ROTATABLE SHAFT WITH FITTED KEY; WITH HOLDING BRAKE; ACC. TOLERANCE N VIBRATION SEVERITY GRADE A, DEGREE OF PROTECTION IP 67 | 4219 | TEM | 1 | MC | 5.403 | 1
1FT70425AF711DB3 | SIMOTICS S SYNCHRONOUS MOTOR 1FT7, M0=3NM (100K) NN=3000RPM, PN=0,85KW NATURAL AIR COOLING; FRAME SIZE IMB 5 (IM V1, IM V3) FLANGE 1 (1FT6 COMPATIBLE) POWER CONNECTOR ROTATABLE INCREMENTAL ENCODER 2048 S/R WITH DRIVE-CLIQ INTERFACE (ENCODER I-2048) CONNECTOR ROTATABLE SHAFT WITH FITTED KEY; WITH HOLDING BRAKE; ACC. TOLERANCE N VIBRATION SEVERITY GRADE A+R, DEGREE OF PROTECTION IP 64 | 4198 | TEM | 1 | MC | 5.403 | 1
1FT70425AF711DB5 | SIMOTICS S SYNCHRONOUS MOTOR 1FT7, M0=3NM (100K) NN=3000RPM, PN=0,85KW NATURAL AIR COOLING; FRAME SIZE IMB 5 (IM V1, IM V3) FLANGE 1 (1FT6 COMPATIBLE) POWER CONNECTOR ROTATABLE INCREMENTAL ENCODER 2048 S/R WITH DRIVE-CLIQ INTERFACE (ENCODER I-2048) CONNECTOR ROTATABLE SHAFT WITH FITTED KEY; WITH HOLDING BRAKE; ACC. TOLERANCE N VIBRATION SEVERITY GRADE A+R, DEGREE OF PROTECTION IP 67 | 4375 | TEM | 1 | MC | 5.403 | 1
1FT70425AF711DD2 | SIMOTICS S SYNCHRONOUS MOTOR 1FT7, M0=3NM (100K) NN=3000RPM, PN=0,85KW NATURAL AIR COOLING; FRAME SIZE IMB 5 (IM V1, IM V3) FLANGE 1 (1FT6 COMPATIBLE) POWER CONNECTOR ROTATABLE INCREMENTAL ENCODER 2048 S/R WITH DRIVE-CLIQ INTERFACE (ENCODER I-2048) CONNECTOR ROTATABLE SHAFT WITH FITTED KEY; W/O HOLDING BRAKE; ACC. TOLERANCE R VIBRATION SEVERITY GRADE A, DEGREE OF PROTECTION IP 67 | 3693 | TEM | 1 | MC | 4.704 | 1
1FT70425AF711DD3 | SIMOTICS S SYNCHRONOUS MOTOR 1FT7, M0=3NM (100K) NN=3000RPM, PN=0,85KW NATURAL AIR COOLING; FRAME SIZE IMB 5 (IM V1, IM V3) FLANGE 1 (1FT6 COMPATIBLE) POWER CONNECTOR ROTATABLE INCREMENTAL ENCODER 2048 S/R WITH DRIVE-CLIQ INTERFACE (ENCODER I-2048) CONNECTOR ROTATABLE SHAFT WITH FITTED KEY; W/O HOLDING BRAKE; ACC. TOLERANCE R VIBRATION SEVERITY GRADE A+R, DEGREE OF PROTECTION IP 64 | 3672 | TEM | 1 | MC | 4.704 | 1
1FT70425AF711DE0 | SIMOTICS S SYNCHRONOUS MOTOR 1FT7, M0=3NM (100K) NN=3000RPM, PN=0,85KW NATURAL AIR COOLING; FRAME SIZE IMB 5 (IM V1, IM V3) FLANGE 1 (1FT6 COMPATIBLE) POWER CONNECTOR ROTATABLE INCREMENTAL ENCODER 2048 S/R WITH DRIVE-CLIQ INTERFACE (ENCODER I-2048) CONNECTOR ROTATABLE SHAFT WITH FITTED KEY; WITH HOLDING BRAKE; ACC. TOLERANCE R VIBRATION SEVERITY GRADE A, DEGREE OF PROTECTION IP 64 | 4200 | TEM | 1 | MC | 5.403 | 1
1FT70425AF711DG0 | SIMOTICS S SYNCHRONOUS MOTOR 1FT7, M0=3NM (100K) NN=3000RPM, PN=0,85KW NATURAL AIR COOLING; FRAME SIZE IMB 5 (IM V1, IM V3) FLANGE 1 (1FT6 COMPATIBLE) POWER CONNECTOR ROTATABLE INCREMENTAL ENCODER 2048 S/R WITH DRIVE-CLIQ INTERFACE (ENCODER I-2048) CONNECTOR ROTATABLE PLAIN SHAFT, W/O HOLDING BRAKE; ACC. TOLERANCE N VIBRATION SEVERITY GRADE A, DEGREE OF PROTECTION IP 64 | 3358 | TEM | 1 | MC | 4.704 | 1
1FT70425AF711DG1 | SIMOTICS S SYNCHRONOUS MOTOR 1FT7, M0=3NM (100K) NN=3000RPM, PN=0,85KW NATURAL AIR COOLING; FRAME SIZE IMB 5 (IM V1, IM V3) FLANGE 1 (1FT6 COMPATIBLE) POWER CONNECTOR ROTATABLE INCREMENTAL ENCODER 2048 S/R WITH DRIVE-CLIQ INTERFACE (ENCODER I-2048) CONNECTOR ROTATABLE PLAIN SHAFT, W/O HOLDING BRAKE; ACC. TOLERANCE N VIBRATION SEVERITY GRADE A, DEGREE OF PROTECTION IP 65 | 3454 | TEM | 1 | MC | 4.704 | 1
1FT70425AF711DG2 | SIMOTICS S SYNCHRONOUS MOTOR 1FT7, M0=3NM (100K) NN=3000RPM, PN=0,85KW NATURAL AIR COOLING; FRAME SIZE IMB 5 (IM V1, IM V3) FLANGE 1 (1FT6 COMPATIBLE) POWER CONNECTOR ROTATABLE INCREMENTAL ENCODER 2048 S/R WITH DRIVE-CLIQ INTERFACE (ENCODER I-2048) CONNECTOR ROTATABLE PLAIN SHAFT, W/O HOLDING BRAKE; ACC. TOLERANCE N VIBRATION SEVERITY GRADE A, DEGREE OF PROTECTION IP 67 | 3533 | TEM | 1 | MC | 4.704 | 1
1FT70425AF711DH0 | SIMOTICS S SYNCHRONOUS MOTOR 1FT7, M0=3NM (100K) NN=3000RPM, PN=0,85KW NATURAL AIR COOLING; FRAME SIZE IMB 5 (IM V1, IM V3) FLANGE 1 (1FT6 COMPATIBLE) POWER CONNECTOR ROTATABLE INCREMENTAL ENCODER 2048 S/R WITH DRIVE-CLIQ INTERFACE (ENCODER I-2048) CONNECTOR ROTATABLE PLAIN SHAFT, WITH HOLDING BRAKE; ACCURACY TOLERANCE N VIBRATION SEVERITY GRADE A, DEGREE OF PROTECTION IP 64 | 4043 | TEM | 1 | MC | 5.403 | 1
1FT70425AF711DH1 | SIMOTICS S SYNCHRONOUS MOTOR 1FT7, M0=3NM (100K) NN=3000RPM, PN=0,85KW NATURAL AIR COOLING; FRAME SIZE IMB 5 (IM V1, IM V3) FLANGE 1 (1FT6 COMPATIBLE) POWER CONNECTOR ROTATABLE INCREMENTAL ENCODER 2048 S/R WITH DRIVE-CLIQ INTERFACE (ENCODER I-2048) CONNECTOR ROTATABLE PLAIN SHAFT, WITH HOLDING BRAKE; ACCURACY TOLERANCE N VIBRATION SEVERITY GRADE A, DEGREE OF PROTECTION IP 65 | 4139 | TEM | 1 | MC | 5.403 | 1
1FT70425AF711DH2 | SIMOTICS S SYNCHRONOUS MOTOR 1FT7, M0=3NM (100K) NN=3000RPM, PN=0,85KW NATURAL AIR COOLING; FRAME SIZE IMB 5 (IM V1, IM V3) FLANGE 1 (1FT6 COMPATIBLE) POWER CONNECTOR ROTATABLE INCREMENTAL ENCODER 2048 S/R WITH DRIVE-CLIQ INTERFACE (ENCODER I-2048) CONNECTOR ROTATABLE PLAIN SHAFT, WITH HOLDING BRAKE; ACCURACY TOLERANCE N VIBRATION SEVERITY GRADE A, DEGREE OF PROTECTION IP 67 | 4219 | TEM | 1 | MC | 5.403 | 1
1FT70425AF711DH5 | SIMOTICS S SYNCHRONOUS MOTOR 1FT7, M0=3NM (100K) NN=3000RPM, PN=0,85KW NATURAL AIR COOLING; FRAME SIZE IMB 5 (IM V1, IM V3) FLANGE 1 (1FT6 COMPATIBLE) POWER CONNECTOR ROTATABLE INCREMENTAL ENCODER 2048 S/R WITH DRIVE-CLIQ INTERFACE (ENCODER I-2048) CONNECTOR ROTATABLE PLAIN SHAFT, WITH HOLDING BRAKE; ACCURACY TOLERANCE N VIBRATION SEVERITY GRADE A+R, DEGREE OF PROTECTION IP 67 | 4375 | TEM | 1 | MC | 5.403 | 1
1FT70425AF711DK2 | SIMOTICS S SYNCHRONOUS MOTOR 1FT7, M0=3NM (100K) NN=3000RPM, PN=0,85KW NATURAL AIR COOLING; FRAME SIZE IMB 5 (IM V1, IM V3) FLANGE 1 (1FT6 COMPATIBLE) POWER CONNECTOR ROTATABLE INCREMENTAL ENCODER 2048 S/R WITH DRIVE-CLIQ INTERFACE (ENCODER I-2048) CONNECTOR ROTATABLE PLAIN SHAFT, W/O HOLDING BRAKE; ACC. TOLERANCE R VIBRATION SEVERITY GRADE A, DEGREE OF PROTECTION IP 67 | 3693 | TEM | 1 | MC | 4.704 | 1
1FT70425AF711DK5 | SIMOTICS S SYNCHRONOUS MOTOR 1FT7, M0=3NM (100K) NN=3000RPM, PN=0,85KW NATURAL AIR COOLING; FRAME SIZE IMB 5 (IM V1, IM V3) FLANGE 1 (1FT6 COMPATIBLE) POWER CONNECTOR ROTATABLE INCREMENTAL ENCODER 2048 S/R WITH DRIVE-CLIQ INTERFACE (ENCODER I-2048) CONNECTOR ROTATABLE PLAIN SHAFT, W/O HOLDING BRAKE; ACC. TOLERANCE R VIBRATION SEVERITY GRADE A+R, DEGREE OF PROTECTION IP 67 | 3849 | TEM | 1 | MC | 4.704 | 1
1FT70425AF711DL5 | SIMOTICS S SYNCHRONOUS MOTOR 1FT7, M0=3NM (100K) NN=3000RPM, PN=0,85KW NATURAL AIR COOLING; FRAME SIZE IMB 5 (IM V1, IM V3) FLANGE 1 (1FT6 COMPATIBLE) POWER CONNECTOR ROTATABLE INCREMENTAL ENCODER 2048 S/R WITH DRIVE-CLIQ INTERFACE (ENCODER I-2048) CONNECTOR ROTATABLE PLAIN SHAFT, WITH HOLDING BRAKE; ACCURACY TOLERANCE R VIBRATION SEVERITY GRADE A+R, DEGREE OF PROTECTION IP 67 | 4532 | TEM | 1 | MC | 5.403 | 1
1FT70425AF711FA0 | SIMOTICS S SYNCHRONOUS MOTOR 1FT7, M0=3NM (100K) NN=3000RPM, PN=0,85KW NATURAL AIR COOLING; FRAME SIZE IMB 5 (IM V1, IM V3) FLANGE 1 (1FT6 COMPATIBLE) POWER CONNECTOR ROTATABLE ABSOLUTE ENCODER 22 BITS MULTI TURN WITH DRIVE-CLIQ INTERFACE (ENCODER AM-22-DQ) CONNECTOR ROTATABLE SHAFT WITH FITTED KEY; W/O HOLDING BRAKE; ACC. TOLERANCE N VIBRATION SEVERITY GRADE A, DEGREE OF PROTECTION IP 64 | 4123 | TEM | 1 | MC | 4.704 | 1
1FT70425AF711FA1 | SIMOTICS S SYNCHRONOUS MOTOR 1FT7, M0=3NM (100K) NN=3000RPM, PN=0,85KW NATURAL AIR COOLING; FRAME SIZE IMB 5 (IM V1, IM V3) FLANGE 1 (1FT6 COMPATIBLE) POWER CONNECTOR ROTATABLE ABSOLUTE ENCODER 22 BITS MULTI TURN WITH DRIVE-CLIQ INTERFACE (ENCODER AM-22-DQ) CONNECTOR ROTATABLE SHAFT WITH FITTED KEY; W/O HOLDING BRAKE; ACC. TOLERANCE N VIBRATION SEVERITY GRADE A, DEGREE OF PROTECTION IP 65 | 4219 | TEM | 1 | MC | 4.704 | 1
1FT70425AF711FA2 | SIMOTICS S SYNCHRONOUS MOTOR 1FT7, M0=3NM (100K) NN=3000RPM, PN=0,85KW NATURAL AIR COOLING; FRAME SIZE IMB 5 (IM V1, IM V3) FLANGE 1 (1FT6 COMPATIBLE) POWER CONNECTOR ROTATABLE ABSOLUTE ENCODER 22 BITS MULTI TURN WITH DRIVE-CLIQ INTERFACE (ENCODER AM-22-DQ) CONNECTOR ROTATABLE SHAFT WITH FITTED KEY; W/O HOLDING BRAKE; ACC. TOLERANCE N VIBRATION SEVERITY GRADE A, DEGREE OF PROTECTION IP 67 | 4299 | TEM | 1 | MC | 4.704 | 1
1FT70425AF711FA3 | SIMOTICS S SYNCHRONOUS MOTOR 1FT7, M0=3NM (100K) NN=3000RPM, PN=0,85KW NATURAL AIR COOLING; FRAME SIZE IMB 5 (IM V1, IM V3) FLANGE 1 (1FT6 COMPATIBLE) POWER CONNECTOR ROTATABLE ABSOLUTE ENCODER 22 BITS MULTI TURN WITH DRIVE-CLIQ INTERFACE (ENCODER AM-22-DQ) CONNECTOR ROTATABLE SHAFT WITH FITTED KEY; W/O HOLDING BRAKE; ACC. TOLERANCE N VIBRATION SEVERITY GRADE A+R, DEGREE OF PROTECTION IP 64 | 4278 | TEM | 1 | MC | 4.704 | 1
1FT70425AF711FB0 | SIMOTICS S SYNCHRONOUS MOTOR 1FT7, M0=3NM (100K) NN=3000RPM, PN=0,85KW NATURAL AIR COOLING; FRAME SIZE IMB 5 (IM V1, IM V3) FLANGE 1 (1FT6 COMPATIBLE) POWER CONNECTOR ROTATABLE ABSOLUTE ENCODER 22 BITS MULTI TURN WITH DRIVE-CLIQ INTERFACE (ENCODER AM-22-DQ) CONNECTOR ROTATABLE SHAFT WITH FITTED KEY; WITH HOLDING BRAKE; ACC. TOLERANCE N VIBRATION SEVERITY GRADE A, DEGREE OF PROTECTION IP 64 | 4808 | TEM | 1 | MC | 5.403 | 1
1FT70425AF711FB1 | SIMOTICS S SYNCHRONOUS MOTOR 1FT7, M0=3NM (100K) NN=3000RPM, PN=0,85KW NATURAL AIR COOLING; FRAME SIZE IMB 5 (IM V1, IM V3) FLANGE 1 (1FT6 COMPATIBLE) POWER CONNECTOR ROTATABLE ABSOLUTE ENCODER 22 BITS MULTI TURN WITH DRIVE-CLIQ INTERFACE (ENCODER AM-22-DQ) CONNECTOR ROTATABLE SHAFT WITH FITTED KEY; WITH HOLDING BRAKE; ACC. TOLERANCE N VIBRATION SEVERITY GRADE A, DEGREE OF PROTECTION IP 65 | 4904 | TEM | 1 | MC | 5.403 | 1
1FT70425AF711FB2 | SIMOTICS S SYNCHRONOUS MOTOR 1FT7, M0=3NM (100K) NN=3000RPM, PN=0,85KW NATURAL AIR COOLING; FRAME SIZE IMB 5 (IM V1, IM V3) FLANGE 1 (1FT6 COMPATIBLE) POWER CONNECTOR ROTATABLE ABSOLUTE ENCODER 22 BITS MULTI TURN WITH DRIVE-CLIQ INTERFACE (ENCODER AM-22-DQ) CONNECTOR ROTATABLE SHAFT WITH FITTED KEY; WITH HOLDING BRAKE; ACC. TOLERANCE N VIBRATION SEVERITY GRADE A, DEGREE OF PROTECTION IP 67 | 4984 | TEM | 1 | MC | 5.403 | 1
1FT70425AF711FB5 | SIMOTICS S SYNCHRONOUS MOTOR 1FT7, M0=3NM (100K) NN=3000RPM, PN=0,85KW NATURAL AIR COOLING; FRAME SIZE IMB 5 (IM V1, IM V3) FLANGE 1 (1FT6 COMPATIBLE) POWER CONNECTOR ROTATABLE ABSOLUTE ENCODER 22 BITS MULTI TURN WITH DRIVE-CLIQ INTERFACE (ENCODER AM-22-DQ) CONNECTOR ROTATABLE SHAFT WITH FITTED KEY; WITH HOLDING BRAKE; ACC. TOLERANCE N VIBRATION SEVERITY GRADE A+R, DEGREE OF PROTECTION IP 67 | 5140 | TEM | 1 | MC | 5.403 | 1
1FT70425AF711FD2 | SIMOTICS S SYNCHRONOUS MOTOR 1FT7, M0=3NM (100K) NN=3000RPM, PN=0,85KW NATURAL AIR COOLING; FRAME SIZE IMB 5 (IM V1, IM V3) FLANGE 1 (1FT6 COMPATIBLE) POWER CONNECTOR ROTATABLE ABSOLUTE ENCODER 22 BITS MULTI TURN WITH DRIVE-CLIQ INTERFACE (ENCODER AM-22-DQ) CONNECTOR ROTATABLE SHAFT WITH FITTED KEY; W/O HOLDING BRAKE; ACC. TOLERANCE R VIBRATION SEVERITY GRADE A, DEGREE OF PROTECTION IP 67 | 4458 | TEM | 1 | MC | 4.704 | 1
1FT70425AF711FD4 | SIMOTICS S SYNCHRONOUS MOTOR 1FT7, M0=3NM (100K) NN=3000RPM, PN=0,85KW NATURAL AIR COOLING; FRAME SIZE IMB 5 (IM V1, IM V3) FLANGE 1 (1FT6 COMPATIBLE) POWER CONNECTOR ROTATABLE ABSOLUTE ENCODER 22 BITS MULTI TURN WITH DRIVE-CLIQ INTERFACE (ENCODER AM-22-DQ) CONNECTOR ROTATABLE SHAFT WITH FITTED KEY; W/O HOLDING BRAKE; ACC. TOLERANCE R VIBRATION SEVERITY GRADE A+R, DEGREE OF PROTECTION IP 65 | 4534 | TEM | 1 | MC | 4.704 | 1
1FT70425AF711FD5 | SIMOTICS S SYNCHRONOUS MOTOR 1FT7, M0=3NM (100K) NN=3000RPM, PN=0,85KW NATURAL AIR COOLING; FRAME SIZE IMB 5 (IM V1, IM V3) FLANGE 1 (1FT6 COMPATIBLE) POWER CONNECTOR ROTATABLE ABSOLUTE ENCODER 22 BITS MULTI TURN WITH DRIVE-CLIQ INTERFACE (ENCODER AM-22-DQ) CONNECTOR ROTATABLE SHAFT WITH FITTED KEY; W/O HOLDING BRAKE; ACC. TOLERANCE R VIBRATION SEVERITY GRADE A+R, DEGREE OF PROTECTION IP 67 | 4614 | TEM | 1 | MC | 4.704 | 1
1FT70425AF711FE0 | SIMOTICS S SYNCHRONOUS MOTOR 1FT7, M0=3NM (100K) NN=3000RPM, PN=0,85KW NATURAL AIR COOLING; FRAME SIZE IMB 5 (IM V1, IM V3) FLANGE 1 (1FT6 COMPATIBLE) POWER CONNECTOR ROTATABLE ABSOLUTE ENCODER 22 BITS MULTI TURN WITH DRIVE-CLIQ INTERFACE (ENCODER AM-22-DQ) CONNECTOR ROTATABLE SHAFT WITH FITTED KEY; WITH HOLDING BRAKE; ACC. TOLERANCE R VIBRATION SEVERITY GRADE A, DEGREE OF PROTECTION IP 64 | 4965 | TEM | 1 | MC | 5.403 | 1
1FT70425AF711FE2 | SIMOTICS S SYNCHRONOUS MOTOR 1FT7, M0=3NM (100K) NN=3000RPM, PN=0,85KW NATURAL AIR COOLING; FRAME SIZE IMB 5 (IM V1, IM V3) FLANGE 1 (1FT6 COMPATIBLE) POWER CONNECTOR ROTATABLE ABSOLUTE ENCODER 22 BITS MULTI TURN WITH DRIVE-CLIQ INTERFACE (ENCODER AM-22-DQ) CONNECTOR ROTATABLE SHAFT WITH FITTED KEY; WITH HOLDING BRAKE; ACC. TOLERANCE R VIBRATION SEVERITY GRADE A, DEGREE OF PROTECTION IP 67 | 5141 | TEM | 1 | MC | 5.403 | 1
1FT70425AF711FE5 | SIMOTICS S SYNCHRONOUS MOTOR 1FT7, M0=3NM (100K) NN=3000RPM, PN=0,85KW NATURAL AIR COOLING; FRAME SIZE IMB 5 (IM V1, IM V3) FLANGE 1 (1FT6 COMPATIBLE) POWER CONNECTOR ROTATABLE ABSOLUTE ENCODER 22 BITS MULTI TURN WITH DRIVE-CLIQ INTERFACE (ENCODER AM-22-DQ) CONNECTOR ROTATABLE SHAFT WITH FITTED KEY; WITH HOLDING BRAKE; ACC. TOLERANCE R VIBRATION SEVERITY GRADE A+R, DEGREE OF PROTECTION IP 67 | 5297 | TEM | 1 | MC | 5.403 | 1
1FT70425AF711FG0 | SIMOTICS S SYNCHRONOUS MOTOR 1FT7, M0=3NM (100K) NN=3000RPM, PN=0,85KW NATURAL AIR COOLING; FRAME SIZE IMB 5 (IM V1, IM V3) FLANGE 1 (1FT6 COMPATIBLE) POWER CONNECTOR ROTATABLE ABSOLUTE ENCODER 22 BITS MULTI TURN WITH DRIVE-CLIQ INTERFACE (ENCODER AM-22-DQ) CONNECTOR ROTATABLE PLAIN SHAFT, W/O HOLDING BRAKE; ACC. TOLERANCE N VIBRATION SEVERITY GRADE A, DEGREE OF PROTECTION IP 64 | 4123 | TEM | 1 | MC | 4.704 | 1
1FT70425AF711FG1 | SIMOTICS S SYNCHRONOUS MOTOR 1FT7, M0=3NM (100K) NN=3000RPM, PN=0,85KW NATURAL AIR COOLING; FRAME SIZE IMB 5 (IM V1, IM V3) FLANGE 1 (1FT6 COMPATIBLE) POWER CONNECTOR ROTATABLE ABSOLUTE ENCODER 22 BITS MULTI TURN WITH DRIVE-CLIQ INTERFACE (ENCODER AM-22-DQ) CONNECTOR ROTATABLE PLAIN SHAFT, W/O HOLDING BRAKE; ACC. TOLERANCE N VIBRATION SEVERITY GRADE A, DEGREE OF PROTECTION IP 65 | 4219 | TEM | 1 | MC | 4.704 | 1
1FT70425AF711FG2 | SIMOTICS S SYNCHRONOUS MOTOR 1FT7, M0=3NM (100K) NN=3000RPM, PN=0,85KW NATURAL AIR COOLING; FRAME SIZE IMB 5 (IM V1, IM V3) FLANGE 1 (1FT6 COMPATIBLE) POWER CONNECTOR ROTATABLE ABSOLUTE ENCODER 22 BITS MULTI TURN WITH DRIVE-CLIQ INTERFACE (ENCODER AM-22-DQ) CONNECTOR ROTATABLE PLAIN SHAFT, W/O HOLDING BRAKE; ACC. TOLERANCE N VIBRATION SEVERITY GRADE A, DEGREE OF PROTECTION IP 67 | 4299 | TEM | 1 | MC | 4.704 | 1
1FT70425AF711FG3 | SIMOTICS S SYNCHRONOUS MOTOR 1FT7, M0=3NM (100K) NN=3000RPM, PN=0,85KW NATURAL AIR COOLING; FRAME SIZE IMB 5 (IM V1, IM V3) FLANGE 1 (1FT6 COMPATIBLE) POWER CONNECTOR ROTATABLE ABSOLUTE ENCODER 22 BITS MULTI TURN WITH DRIVE-CLIQ INTERFACE (ENCODER AM-22-DQ) CONNECTOR ROTATABLE PLAIN SHAFT, W/O HOLDING BRAKE; ACC. TOLERANCE N VIBRATION SEVERITY GRADE A+R, DEGREE OF PROTECTION IP 64 | 4278 | TEM | 1 | MC | 4.704 | 1
1FT70425AF711FG5 | SIMOTICS S SYNCHRONOUS MOTOR 1FT7, M0=3NM (100K) NN=3000RPM, PN=0,85KW NATURAL AIR COOLING; FRAME SIZE IMB 5 (IM V1, IM V3) FLANGE 1 (1FT6 COMPATIBLE) POWER CONNECTOR ROTATABLE ABSOLUTE ENCODER 22 BITS MULTI TURN WITH DRIVE-CLIQ INTERFACE (ENCODER AM-22-DQ) CONNECTOR ROTATABLE PLAIN SHAFT, W/O HOLDING BRAKE; ACC. TOLERANCE N VIBRATION SEVERITY GRADE A+R, DEGREE OF PROTECTION IP 67 | 4454 | TEM | 1 | MC | 4.704 | 1
1FT70425AF711FH0 | SIMOTICS S SYNCHRONOUS MOTOR 1FT7, M0=3NM (100K) NN=3000RPM, PN=0,85KW NATURAL AIR COOLING; FRAME SIZE IMB 5 (IM V1, IM V3) FLANGE 1 (1FT6 COMPATIBLE) POWER CONNECTOR ROTATABLE ABSOLUTE ENCODER 22 BITS MULTI TURN WITH DRIVE-CLIQ INTERFACE (ENCODER AM-22-DQ) CONNECTOR ROTATABLE PLAIN SHAFT, WITH HOLDING BRAKE; ACCURACY TOLERANCE N VIBRATION SEVERITY GRADE A, DEGREE OF PROTECTION IP 64 | 4808 | TEM | 1 | MC | 5.403 | 1
1FT70425AF711FH1 | SIMOTICS S SYNCHRONOUS MOTOR 1FT7, M0=3NM (100K) NN=3000RPM, PN=0,85KW NATURAL AIR COOLING; FRAME SIZE IMB 5 (IM V1, IM V3) FLANGE 1 (1FT6 COMPATIBLE) POWER CONNECTOR ROTATABLE ABSOLUTE ENCODER 22 BITS MULTI TURN WITH DRIVE-CLIQ INTERFACE (ENCODER AM-22-DQ) CONNECTOR ROTATABLE PLAIN SHAFT, WITH HOLDING BRAKE; ACCURACY TOLERANCE N VIBRATION SEVERITY GRADE A, DEGREE OF PROTECTION IP 65 | 4904 | TEM | 1 | MC | 5.403 | 1
1FT70425AF711FH2 | SIMOTICS S SYNCHRONOUS MOTOR 1FT7, M0=3NM (100K) NN=3000RPM, PN=0,85KW NATURAL AIR COOLING; FRAME SIZE IMB 5 (IM V1, IM V3) FLANGE 1 (1FT6 COMPATIBLE) POWER CONNECTOR ROTATABLE ABSOLUTE ENCODER 22 BITS MULTI TURN WITH DRIVE-CLIQ INTERFACE (ENCODER AM-22-DQ) CONNECTOR ROTATABLE PLAIN SHAFT, WITH HOLDING BRAKE; ACCURACY TOLERANCE N VIBRATION SEVERITY GRADE A, DEGREE OF PROTECTION IP 67 | 4984 | TEM | 1 | MC | 5.403 | 1
1FT70425AF711FH3 | SIMOTICS S SYNCHRONOUS MOTOR 1FT7, M0=3NM (100K) NN=3000RPM, PN=0,85KW NATURAL AIR COOLING; FRAME SIZE IMB 5 (IM V1, IM V3) FLANGE 1 (1FT6 COMPATIBLE) POWER CONNECTOR ROTATABLE ABSOLUTE ENCODER 22 BITS MULTI TURN WITH DRIVE-CLIQ INTERFACE (ENCODER AM-22-DQ) CONNECTOR ROTATABLE PLAIN SHAFT, WITH HOLDING BRAKE; ACCURACY TOLERANCE N VIBRATION SEVERITY GRADE A+R, DEGREE OF PROTECTION IP 64 | 4963 | TEM | 1 | MC | 5.403 | 1
1FT70425AF711FH4 | SIMOTICS S SYNCHRONOUS MOTOR 1FT7, M0=3NM (100K) NN=3000RPM, PN=0,85KW NATURAL AIR COOLING; FRAME SIZE IMB 5 (IM V1, IM V3) FLANGE 1 (1FT6 COMPATIBLE) POWER CONNECTOR ROTATABLE ABSOLUTE ENCODER 22 BITS MULTI TURN WITH DRIVE-CLIQ INTERFACE (ENCODER AM-22-DQ) CONNECTOR ROTATABLE PLAIN SHAFT, WITH HOLDING BRAKE; ACCURACY TOLERANCE N VIBRATION SEVERITY GRADE A+R, DEGREE OF PROTECTION IP 65 | 5060 | TEM | 1 | MC | 5.403 | 1
1FT70425AF711FH5 | SIMOTICS S SYNCHRONOUS MOTOR 1FT7, M0=3NM (100K) NN=3000RPM, PN=0,85KW NATURAL AIR COOLING; FRAME SIZE IMB 5 (IM V1, IM V3) FLANGE 1 (1FT6 COMPATIBLE) POWER CONNECTOR ROTATABLE ABSOLUTE ENCODER 22 BITS MULTI TURN WITH DRIVE-CLIQ INTERFACE (ENCODER AM-22-DQ) CONNECTOR ROTATABLE PLAIN SHAFT, WITH HOLDING BRAKE; ACCURACY TOLERANCE N VIBRATION SEVERITY GRADE A+R, DEGREE OF PROTECTION IP 67 | 5140 | TEM | 1 | MC | 5.403 | 1
1FT70425AF711FK0 | SIMOTICS S SYNCHRONOUS MOTOR 1FT7, M0=3NM (100K) NN=3000RPM, PN=0,85KW NATURAL AIR COOLING; FRAME SIZE IMB 5 (IM V1, IM V3) FLANGE 1 (1FT6 COMPATIBLE) POWER CONNECTOR ROTATABLE ABSOLUTE ENCODER 22 BITS MULTI TURN WITH DRIVE-CLIQ INTERFACE (ENCODER AM-22-DQ) CONNECTOR ROTATABLE PLAIN SHAFT, W/O HOLDING BRAKE; ACC. TOLERANCE R VIBRATION SEVERITY GRADE A, DEGREE OF PROTECTION IP 64 | 4282 | TEM | 1 | MC | 4.704 | 1
1FT70425AF711MA1 | SIMOTICS S SYNCHRONOUS MOTOR 1FT7, M0=3NM (100K) NN=3000RPM, PN=0,85KW NATURAL AIR COOLING; FRAME SIZE IMB 5 (IM V1, IM V3) (1FT6 COMPATIBLE) WITH KTY TEMPERATURE SENSOR POWER CONNECTOR ROTATABLE ABSOLUTE ENCODER ENDAT 2048 S/R (ENCODER A-2048) CONNECTOR ROTATABLE SHAFT WITH FITTED KEY; W/O HOLDING BRAKE; ACC. TOLERANCE N VIBRATION SEVERITY GRADE A, DEGREE OF PROTECTION IP 65 | 3787 | TEM | 1 | MC | 4.704 | 1
1FT70425AF711MA5 | SIMOTICS S SYNCHRONOUS MOTOR 1FT7, M0=3NM (100K) NN=3000RPM, PN=0,85KW NATURAL AIR COOLING; FRAME SIZE IMB 5 (IM V1, IM V3) (1FT6 COMPATIBLE) WITH KTY TEMPERATURE SENSOR POWER CONNECTOR ROTATABLE ABSOLUTE ENCODER ENDAT 2048 S/R (ENCODER A-2048) CONNECTOR ROTATABLE SHAFT WITH FITTED KEY; W/O HOLDING BRAKE; ACC. TOLERANCE N VIBRATION SEVERITY GRADE A+R, DEGREE OF PROTECTION IP 67 | 4023 | TEM | 1 | MC | 4.704 | 1
1FT70425AF711MB0 | SIMOTICS S SYNCHRONOUS MOTOR 1FT7, M0=3NM (100K) NN=3000RPM, PN=0,85KW NATURAL AIR COOLING; FRAME SIZE IMB 5 (IM V1, IM V3) (1FT6 COMPATIBLE) WITH KTY TEMPERATURE SENSOR POWER CONNECTOR ROTATABLE ABSOLUTE ENCODER ENDAT 2048 S/R (ENCODER A-2048) CONNECTOR ROTATABLE SHAFT WITH FITTED KEY; WITH HOLDING BRAKE; ACC. TOLERANCE N VIBRATION SEVERITY GRADE A, DEGREE OF PROTECTION IP 64 | 4377 | TEM | 1 | MC | 5.403 | 1
1FT70425AF711MB1 | SIMOTICS S SYNCHRONOUS MOTOR 1FT7, M0=3NM (100K) NN=3000RPM, PN=0,85KW NATURAL AIR COOLING; FRAME SIZE IMB 5 (IM V1, IM V3) (1FT6 COMPATIBLE) WITH KTY TEMPERATURE SENSOR POWER CONNECTOR ROTATABLE ABSOLUTE ENCODER ENDAT 2048 S/R (ENCODER A-2048) CONNECTOR ROTATABLE SHAFT WITH FITTED KEY; WITH HOLDING BRAKE; ACC. TOLERANCE N VIBRATION SEVERITY GRADE A, DEGREE OF PROTECTION IP 65 | 4473 | TEM | 1 | MC | 5.403 | 1
1FT70425AF711MB2 | SIMOTICS S SYNCHRONOUS MOTOR 1FT7, M0=3NM (100K) NN=3000RPM, PN=0,85KW NATURAL AIR COOLING; FRAME SIZE IMB 5 (IM V1, IM V3) (1FT6 COMPATIBLE) WITH KTY TEMPERATURE SENSOR POWER CONNECTOR ROTATABLE ABSOLUTE ENCODER ENDAT 2048 S/R (ENCODER A-2048) CONNECTOR ROTATABLE SHAFT WITH FITTED KEY; WITH HOLDING BRAKE; ACC. TOLERANCE N VIBRATION SEVERITY GRADE A, DEGREE OF PROTECTION IP 67 | 4552 | TEM | 1 | MC | 5.403 | 1
1FT70425AF711MB5 | SIMOTICS S SYNCHRONOUS MOTOR 1FT7, M0=3NM (100K) NN=3000RPM, PN=0,85KW NATURAL AIR COOLING; FRAME SIZE IMB 5 (IM V1, IM V3) (1FT6 COMPATIBLE) WITH KTY TEMPERATURE SENSOR POWER CONNECTOR ROTATABLE ABSOLUTE ENCODER ENDAT 2048 S/R (ENCODER A-2048) CONNECTOR ROTATABLE SHAFT WITH FITTED KEY; WITH HOLDING BRAKE; ACC. TOLERANCE N VIBRATION SEVERITY GRADE A+R, DEGREE OF PROTECTION IP 67 | 4708 | TEM | 1 | MC | 5.403 | 1
1FT70425AF711ME5 | SIMOTICS S SYNCHRONOUS MOTOR 1FT7, M0=3NM (100K) NN=3000RPM, PN=0,85KW NATURAL AIR COOLING; FRAME SIZE IMB 5 (IM V1, IM V3) (1FT6 COMPATIBLE) WITH KTY TEMPERATURE SENSOR POWER CONNECTOR ROTATABLE ABSOLUTE ENCODER ENDAT 2048 S/R (ENCODER A-2048) CONNECTOR ROTATABLE SHAFT WITH FITTED KEY; WITH HOLDING BRAKE; ACC. TOLERANCE R VIBRATION SEVERITY GRADE A+R, DEGREE OF PROTECTION IP 67 | 4865 | TEM | 1 | MC | 5.403 | 1
1FT70425AF711MG0 | SIMOTICS S SYNCHRONOUS MOTOR 1FT7, M0=3NM (100K) NN=3000RPM, PN=0,85KW NATURAL AIR COOLING; FRAME SIZE IMB 5 (IM V1, IM V3) (1FT6 COMPATIBLE) WITH KTY TEMPERATURE SENSOR POWER CONNECTOR ROTATABLE ABSOLUTE ENCODER ENDAT 2048 S/R (ENCODER A-2048) CONNECTOR ROTATABLE PLAIN SHAFT, W/O HOLDING BRAKE; ACC. TOLERANCE N VIBRATION SEVERITY GRADE A, DEGREE OF PROTECTION IP 64 | 3691 | TEM | 1 | MC | 4.704 | 1
1FT70425AF711MG1 | SIMOTICS S SYNCHRONOUS MOTOR 1FT7, M0=3NM (100K) NN=3000RPM, PN=0,85KW NATURAL AIR COOLING; FRAME SIZE IMB 5 (IM V1, IM V3) (1FT6 COMPATIBLE) WITH KTY TEMPERATURE SENSOR POWER CONNECTOR ROTATABLE ABSOLUTE ENCODER ENDAT 2048 S/R (ENCODER A-2048) CONNECTOR ROTATABLE PLAIN SHAFT, W/O HOLDING BRAKE; ACC. TOLERANCE N VIBRATION SEVERITY GRADE A, DEGREE OF PROTECTION IP 65 | 3787 | TEM | 1 | MC | 4.704 | 1
1FT70425AF711MG2 | SIMOTICS S SYNCHRONOUS MOTOR 1FT7, M0=3NM (100K) NN=3000RPM, PN=0,85KW NATURAL AIR COOLING; FRAME SIZE IMB 5 (IM V1, IM V3) (1FT6 COMPATIBLE) WITH KTY TEMPERATURE SENSOR POWER CONNECTOR ROTATABLE ABSOLUTE ENCODER ENDAT 2048 S/R (ENCODER A-2048) CONNECTOR ROTATABLE PLAIN SHAFT, W/O HOLDING BRAKE; ACC. TOLERANCE N VIBRATION SEVERITY GRADE A, DEGREE OF PROTECTION IP 67 | 3867 | TEM | 1 | MC | 4.704 | 1
1FT70425AF711MH0 | SIMOTICS S SYNCHRONOUS MOTOR 1FT7, M0=3NM (100K) NN=3000RPM, PN=0,85KW NATURAL AIR COOLING; FRAME SIZE IMB 5 (IM V1, IM V3) (1FT6 COMPATIBLE) WITH KTY TEMPERATURE SENSOR POWER CONNECTOR ROTATABLE ABSOLUTE ENCODER ENDAT 2048 S/R (ENCODER A-2048) CONNECTOR ROTATABLE PLAIN SHAFT, WITH HOLDING BRAKE; ACCURACY TOLERANCE N VIBRATION SEVERITY GRADE A, DEGREE OF PROTECTION IP 64 | 4377 | TEM | 1 | MC | 5.403 | 1
1FT70425AF711MH1 | SIMOTICS S SYNCHRONOUS MOTOR 1FT7, M0=3NM (100K) NN=3000RPM, PN=0,85KW NATURAL AIR COOLING; FRAME SIZE IMB 5 (IM V1, IM V3) (1FT6 COMPATIBLE) WITH KTY TEMPERATURE SENSOR POWER CONNECTOR ROTATABLE ABSOLUTE ENCODER ENDAT 2048 S/R (ENCODER A-2048) CONNECTOR ROTATABLE PLAIN SHAFT, WITH HOLDING BRAKE; ACCURACY TOLERANCE N VIBRATION SEVERITY GRADE A, DEGREE OF PROTECTION IP 65 | 4473 | TEM | 1 | MC | 5.403 | 1
1FT70425AF711MH2 | SIMOTICS S SYNCHRONOUS MOTOR 1FT7, M0=3NM (100K) NN=3000RPM, PN=0,85KW NATURAL AIR COOLING; FRAME SIZE IMB 5 (IM V1, IM V3) (1FT6 COMPATIBLE) WITH KTY TEMPERATURE SENSOR POWER CONNECTOR ROTATABLE ABSOLUTE ENCODER ENDAT 2048 S/R (ENCODER A-2048) CONNECTOR ROTATABLE PLAIN SHAFT, WITH HOLDING BRAKE; ACCURACY TOLERANCE N VIBRATION SEVERITY GRADE A, DEGREE OF PROTECTION IP 67 | 4552 | TEM | 1 | MC | 5.403 | 1
1FT70425AF711MH5 | SIMOTICS S SYNCHRONOUS MOTOR 1FT7, M0=3NM (100K) NN=3000RPM, PN=0,85KW NATURAL AIR COOLING; FRAME SIZE IMB 5 (IM V1, IM V3) (1FT6 COMPATIBLE) WITH KTY TEMPERATURE SENSOR POWER CONNECTOR ROTATABLE ABSOLUTE ENCODER ENDAT 2048 S/R (ENCODER A-2048) CONNECTOR ROTATABLE PLAIN SHAFT, WITH HOLDING BRAKE; ACCURACY TOLERANCE N VIBRATION SEVERITY GRADE A+R, DEGREE OF PROTECTION IP 67 | 4708 | TEM | 1 | MC | 5.403 | 1
1FT70425AF711NA0 | SIMOTICS S SYNCHRONOUS MOTOR 1FT7, M0=3NM (100K) NN=3000RPM, PN=0,85KW NATURAL AIR COOLING; FRAME SIZE IM B5 (1FT6 COMPATIBLE) WITH KTY TEMPERATURE SENSOR POWER CONNECTOR ROTATABLE INCREM. ENCODER SIN/COS 1VSS 2048 S/R (ENCODER I-2048) CONNECTOR ROTATABLE SHAFT WITH FITTED KEY; W/O HOLDING BRAKE; ACC. TOLERANCE N VIBRATION SEVERITY GRADE A, DEGREE OF PROTECTION IP 64 | 2937 | TEM | 1 | MC | 4.704 | 1
1FT70425AF711NA1 | SIMOTICS S SYNCHRONOUS MOTOR 1FT7, M0=3NM (100K) NN=3000RPM, PN=0,85KW NATURAL AIR COOLING; FRAME SIZE IM B5 (1FT6 COMPATIBLE) WITH KTY TEMPERATURE SENSOR POWER CONNECTOR ROTATABLE INCREM. ENCODER SIN/COS 1VSS 2048 S/R (ENCODER I-2048) CONNECTOR ROTATABLE SHAFT WITH FITTED KEY; W/O HOLDING BRAKE; ACC. TOLERANCE N VIBRATION SEVERITY GRADE A, DEGREE OF PROTECTION IP 65 | 3033 | TEM | 1 | MC | 4.704 | 1
1FT70425AF711NB0 | SIMOTICS S SYNCHRONOUS MOTOR 1FT7, M0=3NM (100K) NN=3000RPM, PN=0,85KW NATURAL AIR COOLING; FRAME SIZE IM B5 (1FT6 COMPATIBLE) WITH KTY TEMPERATURE SENSOR POWER CONNECTOR ROTATABLE INCREM. ENCODER SIN/COS 1VSS 2048 S/R (ENCODER I-2048) CONNECTOR ROTATABLE SHAFT WITH FITTED KEY; WITH HOLDING BRAKE; ACC. TOLERANCE N VIBRATION SEVERITY GRADE A, DEGREE OF PROTECTION IP 64 | 3623 | TEM | 1 | MC | 5.403 | 1
1FT70425AF711NB1 | SIMOTICS S SYNCHRONOUS MOTOR 1FT7, M0=3NM (100K) NN=3000RPM, PN=0,85KW NATURAL AIR COOLING; FRAME SIZE IM B5 (1FT6 COMPATIBLE) WITH KTY TEMPERATURE SENSOR POWER CONNECTOR ROTATABLE INCREM. ENCODER SIN/COS 1VSS 2048 S/R (ENCODER I-2048) CONNECTOR ROTATABLE SHAFT WITH FITTED KEY; WITH HOLDING BRAKE; ACC. TOLERANCE N VIBRATION SEVERITY GRADE A, DEGREE OF PROTECTION IP 65 | 3719 | TEM | 1 | MC | 5.403 | 1
1FT70425AF711NG0 | SIMOTICS S SYNCHRONOUS MOTOR 1FT7, M0=3NM (100K) NN=3000RPM, PN=0,85KW NATURAL AIR COOLING; FRAME SIZE IM B5 (1FT6 COMPATIBLE) WITH KTY TEMPERATURE SENSOR POWER CONNECTOR ROTATABLE INCREM. ENCODER SIN/COS 1VSS 2048 S/R (ENCODER I-2048) CONNECTOR ROTATABLE PLAIN SHAFT, W/O HOLDING BRAKE; ACC. TOLERANCE N VIBRATION SEVERITY GRADE A, DEGREE OF PROTECTION IP 64 | 2937 | TEM | 1 | MC | 4.704 | 1
1FT70425AF711NG1 | SIMOTICS S SYNCHRONOUS MOTOR 1FT7, M0=3NM (100K) NN=3000RPM, PN=0,85KW NATURAL AIR COOLING; FRAME SIZE IM B5 (1FT6 COMPATIBLE) WITH KTY TEMPERATURE SENSOR POWER CONNECTOR ROTATABLE INCREM. ENCODER SIN/COS 1VSS 2048 S/R (ENCODER I-2048) CONNECTOR ROTATABLE PLAIN SHAFT, W/O HOLDING BRAKE; ACC. TOLERANCE N VIBRATION SEVERITY GRADE A, DEGREE OF PROTECTION IP 65 | 3033 | TEM | 1 | MC | 4.704 | 1
1FT70425AF711NH0 | SIMOTICS S SYNCHRONOUS MOTOR 1FT7, M0=3NM (100K) NN=3000RPM, PN=0,85KW NATURAL AIR COOLING; FRAME SIZE IM B5 (1FT6 COMPATIBLE) WITH KTY TEMPERATURE SENSOR POWER CONNECTOR ROTATABLE INCREM. ENCODER SIN/COS 1VSS 2048 S/R (ENCODER I-2048) CONNECTOR ROTATABLE PLAIN SHAFT, WITH HOLDING BRAKE; ACCURACY TOLERANCE N VIBRATION SEVERITY GRADE A, DEGREE OF PROTECTION IP 64 | 3623 | TEM | 1 | MC | 5.403 | 1
1FT70425AF711NH1 | SIMOTICS S SYNCHRONOUS MOTOR 1FT7, M0=3NM (100K) NN=3000RPM, PN=0,85KW NATURAL AIR COOLING; FRAME SIZE IM B5 (1FT6 COMPATIBLE) WITH KTY TEMPERATURE SENSOR POWER CONNECTOR ROTATABLE INCREM. ENCODER SIN/COS 1VSS 2048 S/R (ENCODER I-2048) CONNECTOR ROTATABLE PLAIN SHAFT, WITH HOLDING BRAKE; ACCURACY TOLERANCE N VIBRATION SEVERITY GRADE A, DEGREE OF PROTECTION IP 65 | 3719 | TEM | 1 | MC | 5.403 | 1
1FT70425AF711NK0 | SIMOTICS S SYNCHRONOUS MOTOR 1FT7, M0=3NM (100K) NN=3000RPM, PN=0,85KW NATURAL AIR COOLING; FRAME SIZE IM B5 (1FT6 COMPATIBLE) WITH KTY TEMPERATURE SENSOR POWER CONNECTOR ROTATABLE INCREM. ENCODER SIN/COS 1VSS 2048 S/R (ENCODER I-2048) CONNECTOR ROTATABLE PLAIN SHAFT, W/O HOLDING BRAKE; ACC. TOLERANCE R VIBRATION SEVERITY GRADE A, DEGREE OF PROTECTION IP 64 | 3096 | TEM | 1 | MC | 4.704 | 1
1FT70425AF711NK2 | SIMOTICS S SYNCHRONOUS MOTOR 1FT7, M0=3NM (100K) NN=3000RPM, PN=0,85KW NATURAL AIR COOLING; FRAME SIZE IM B5 (1FT6 COMPATIBLE) WITH KTY TEMPERATURE SENSOR POWER CONNECTOR ROTATABLE INCREM. ENCODER SIN/COS 1VSS 2048 S/R (ENCODER I-2048) CONNECTOR ROTATABLE PLAIN SHAFT, W/O HOLDING BRAKE; ACC. TOLERANCE R VIBRATION SEVERITY GRADE A, DEGREE OF PROTECTION IP 67 | 3272 | TEM | 1 | MC | 4.704 | 1
1FT70425AF711NK5 | SIMOTICS S SYNCHRONOUS MOTOR 1FT7, M0=3NM (100K) NN=3000RPM, PN=0,85KW NATURAL AIR COOLING; FRAME SIZE IM B5 (1FT6 COMPATIBLE) WITH KTY TEMPERATURE SENSOR POWER CONNECTOR ROTATABLE INCREM. ENCODER SIN/COS 1VSS 2048 S/R (ENCODER I-2048) CONNECTOR ROTATABLE PLAIN SHAFT, W/O HOLDING BRAKE; ACC. TOLERANCE R VIBRATION SEVERITY GRADE A+R, DEGREE OF PROTECTION IP 67 | 3428 | TEM | 1 | MC | 4.704 | 1
1FT70425AF711NL5 | SIMOTICS S SYNCHRONOUS MOTOR 1FT7, M0=3NM (100K) NN=3000RPM, PN=0,85KW NATURAL AIR COOLING; FRAME SIZE IM B5 (1FT6 COMPATIBLE) WITH KTY TEMPERATURE SENSOR POWER CONNECTOR ROTATABLE INCREM. ENCODER SIN/COS 1VSS 2048 S/R (ENCODER I-2048) CONNECTOR ROTATABLE PLAIN SHAFT, WITH HOLDING BRAKE; ACCURACY TOLERANCE R VIBRATION SEVERITY GRADE A+R, DEGREE OF PROTECTION IP 67 | 4111 | TEM | 1 | MC | 5.403 | 1
1FT70425AK701BA0 | SIMOTICS S SYNCHRONOUS MOTOR 1FT7, M0=3NM (100K) NN=6000RPM, PN=1,26KW NATURAL AIR COOLING; FRAME SIZE IMB 5 (IM V1, IM V3) FLANGE 0 POWER CONNECTOR ROTATABLE ABSOLUTE VALUE ENCODER SINGLETURN 24 BIT WITH DRIVE-CLIQ INTERFACE (ENCODER AS24DQI) SHAFT WITH FITTED KEY; W/O HOLDING BRAKE; ACC. TOLERANCE N VIBRATION SEVERITY GRADE A, DEGREE OF PROTECTION IP 64 | 3278 | TEM | 1 | MC | 4.704 | 1
1FT70425AK701BA4 | SIMOTICS S SYNCHRONOUS MOTOR 1FT7, M0=3NM (100K) NN=6000RPM, PN=1,26KW NATURAL AIR COOLING; FRAME SIZE IMB 5 (IM V1, IM V3) FLANGE 0 POWER CONNECTOR ROTATABLE ABSOLUTE VALUE ENCODER SINGLETURN 24 BIT WITH DRIVE-CLIQ INTERFACE (ENCODER AS24DQI) SHAFT WITH FITTED KEY; W/O HOLDING BRAKE; ACC. TOLERANCE N VIBRATION SEVERITY GRADE A+R, DEGREE OF PROTECTION IP 65 | 3530 | TEM | 1 | MC | 4.704 | 1
1FT70425AK701BD1 | SIMOTICS S SYNCHRONOUS MOTOR 1FT7, M0=3NM (100K) NN=6000RPM, PN=1,26KW NATURAL AIR COOLING; FRAME SIZE IMB 5 (IM V1, IM V3) FLANGE 0 POWER CONNECTOR ROTATABLE ABSOLUTE VALUE ENCODER SINGLETURN 24 BIT WITH DRIVE-CLIQ INTERFACE (ENCODER AS24DQI) SHAFT WITH FITTED KEY; W/O HOLDING BRAKE; ACC. TOLERANCE R VIBRATION SEVERITY GRADE A, DEGREE OF PROTECTION IP 65 | 3533 | TEM | 1 | MC | 4.704 | 1
1FT70425AK701BG0 | SIMOTICS S SYNCHRONOUS MOTOR 1FT7, M0=3NM (100K) NN=6000RPM, PN=1,26KW NATURAL AIR COOLING; FRAME SIZE IMB 5 (IM V1, IM V3) FLANGE 0 POWER CONNECTOR ROTATABLE ABSOLUTE VALUE ENCODER SINGLETURN 24 BIT WITH DRIVE-CLIQ INTERFACE (ENCODER AS24DQI) PLAIN SHAFT, W/O HOLDING BRAKE; ACC. TOLERANCE N VIBRATION SEVERITY GRADE A, DEGREE OF PROTECTION IP 64 | 3278 | TEM | 1 | MC | 4.704 | 1
1FT70425AK701BG3 | SIMOTICS S SYNCHRONOUS MOTOR 1FT7, M0=3NM (100K) NN=6000RPM, PN=1,26KW NATURAL AIR COOLING; FRAME SIZE IMB 5 (IM V1, IM V3) FLANGE 0 POWER CONNECTOR ROTATABLE ABSOLUTE VALUE ENCODER SINGLETURN 24 BIT WITH DRIVE-CLIQ INTERFACE (ENCODER AS24DQI) PLAIN SHAFT, W/O HOLDING BRAKE; ACC. TOLERANCE N VIBRATION SEVERITY GRADE A+R, DEGREE OF PROTECTION IP 64 | 3432 | TEM | 1 | MC | 4.704 | 1
1FT70425AK701BH0 | SIMOTICS S SYNCHRONOUS MOTOR 1FT7, M0=3NM (100K) NN=6000RPM, PN=1,26KW NATURAL AIR COOLING; FRAME SIZE IMB 5 (IM V1, IM V3) FLANGE 0 POWER CONNECTOR ROTATABLE ABSOLUTE VALUE ENCODER SINGLETURN 24 BIT WITH DRIVE-CLIQ INTERFACE (ENCODER AS24DQI) PLAIN SHAFT, WITH HOLDING BRAKE; ACCURACY TOLERANCE N VIBRATION SEVERITY GRADE A, DEGREE OF PROTECTION IP 64 | 3963 | TEM | 1 | MC | 5.403 | 1
1FT70425AK701BH2 | SIMOTICS S SYNCHRONOUS MOTOR 1FT7, M0=3NM (100K) NN=6000RPM, PN=1,26KW NATURAL AIR COOLING; FRAME SIZE IMB 5 (IM V1, IM V3) FLANGE 0 POWER CONNECTOR ROTATABLE ABSOLUTE VALUE ENCODER SINGLETURN 24 BIT WITH DRIVE-CLIQ INTERFACE (ENCODER AS24DQI) PLAIN SHAFT, WITH HOLDING BRAKE; ACCURACY TOLERANCE N VIBRATION SEVERITY GRADE A, DEGREE OF PROTECTION IP 67 | 4139 | TEM | 1 | MC | 5.403 | 1
1FT70425AK701CA2 | SIMOTICS S SYNCHRONOUS MOTOR 1FT7, M0=3NM (100K) NN=6000RPM, PN=1,26KW NATURAL AIR COOLING; FRAME SIZE IMB 5 (IM V1, IM V3) FLANGE 0 POWER CONNECTOR ROTATABLE ABSOLUTE ENCODER 24 BITS + 12 BIT MULTITURN WITH DRIVE-CLIQ INTERFACE (ENCODER AM24DQI) SHAFT WITH FITTED KEY; W/O HOLDING BRAKE; ACC. TOLERANCE N VIBRATION SEVERITY GRADE A, DEGREE OF PROTECTION IP 67 | 4218 | TEM | 1 | MC | 4.704 | 1
1FT70425AK701CB2 | SIMOTICS S SYNCHRONOUS MOTOR 1FT7, M0=3NM (100K) NN=6000RPM, PN=1,26KW NATURAL AIR COOLING; FRAME SIZE IMB 5 (IM V1, IM V3) FLANGE 0 POWER CONNECTOR ROTATABLE ABSOLUTE ENCODER 24 BITS + 12 BIT MULTITURN WITH DRIVE-CLIQ INTERFACE (ENCODER AM24DQI) SHAFT WITH FITTED KEY; WITH HOLDING BRAKE; ACC. TOLERANCE N VIBRATION SEVERITY GRADE A, DEGREE OF PROTECTION IP 67 | 4904 | TEM | 1 | MC | 5.403 | 1
1FT70425AK701CG0 | SIMOTICS S SYNCHRONOUS MOTOR 1FT7, M0=3NM (100K) NN=6000RPM, PN=1,26KW NATURAL AIR COOLING; FRAME SIZE IMB 5 (IM V1, IM V3) FLANGE 0 POWER CONNECTOR ROTATABLE ABSOLUTE ENCODER 24 BITS + 12 BIT MULTITURN WITH DRIVE-CLIQ INTERFACE (ENCODER AM24DQI) PLAIN SHAFT, W/O HOLDING BRAKE; ACC. TOLERANCE N VIBRATION SEVERITY GRADE A, DEGREE OF PROTECTION IP 64 | 4043 | TEM | 1 | MC | 4.704 | 1
1FT70425AK701CG1 | SIMOTICS S SYNCHRONOUS MOTOR 1FT7, M0=3NM (100K) NN=6000RPM, PN=1,26KW NATURAL AIR COOLING; FRAME SIZE IMB 5 (IM V1, IM V3) FLANGE 0 POWER CONNECTOR ROTATABLE ABSOLUTE ENCODER 24 BITS + 12 BIT MULTITURN WITH DRIVE-CLIQ INTERFACE (ENCODER AM24DQI) PLAIN SHAFT, W/O HOLDING BRAKE; ACC. TOLERANCE N VIBRATION SEVERITY GRADE A, DEGREE OF PROTECTION IP 65 | 4139 | TEM | 1 | MC | 4.704 | 1
1FT70425AK701CG3 | SIMOTICS S SYNCHRONOUS MOTOR 1FT7, M0=3NM (100K) NN=6000RPM, PN=1,26KW NATURAL AIR COOLING; FRAME SIZE IMB 5 (IM V1, IM V3) FLANGE 0 POWER CONNECTOR ROTATABLE ABSOLUTE ENCODER 24 BITS + 12 BIT MULTITURN WITH DRIVE-CLIQ INTERFACE (ENCODER AM24DQI) PLAIN SHAFT, W/O HOLDING BRAKE; ACC. TOLERANCE N VIBRATION SEVERITY GRADE A+R, DEGREE OF PROTECTION IP 64 | 4197 | TEM | 1 | MC | 4.704 | 1
1FT70425AK701CG4 | SIMOTICS S SYNCHRONOUS MOTOR 1FT7, M0=3NM (100K) NN=6000RPM, PN=1,26KW NATURAL AIR COOLING; FRAME SIZE IMB 5 (IM V1, IM V3) FLANGE 0 POWER CONNECTOR ROTATABLE ABSOLUTE ENCODER 24 BITS + 12 BIT MULTITURN WITH DRIVE-CLIQ INTERFACE (ENCODER AM24DQI) PLAIN SHAFT, W/O HOLDING BRAKE; ACC. TOLERANCE N VIBRATION SEVERITY GRADE A+R, DEGREE OF PROTECTION IP 65 | 4295 | TEM | 1 | MC | 4.704 | 1
1FT70425AK701CG5 | SIMOTICS S SYNCHRONOUS MOTOR 1FT7, M0=3NM (100K) NN=6000RPM, PN=1,26KW NATURAL AIR COOLING; FRAME SIZE IMB 5 (IM V1, IM V3) FLANGE 0 POWER CONNECTOR ROTATABLE ABSOLUTE ENCODER 24 BITS + 12 BIT MULTITURN WITH DRIVE-CLIQ INTERFACE (ENCODER AM24DQI) PLAIN SHAFT, W/O HOLDING BRAKE; ACC. TOLERANCE N VIBRATION SEVERITY GRADE A+R, DEGREE OF PROTECTION IP 67 | 4374 | TEM | 1 | MC | 4.704 | 1
1FT70425AK701CH2 | SIMOTICS S SYNCHRONOUS MOTOR 1FT7, M0=3NM (100K) NN=6000RPM, PN=1,26KW NATURAL AIR COOLING; FRAME SIZE IMB 5 (IM V1, IM V3) FLANGE 0 POWER CONNECTOR ROTATABLE ABSOLUTE ENCODER 24 BITS + 12 BIT MULTITURN WITH DRIVE-CLIQ INTERFACE (ENCODER AM24DQI) PLAIN SHAFT, WITH HOLDING BRAKE; ACCURACY TOLERANCE N VIBRATION SEVERITY GRADE A, DEGREE OF PROTECTION IP 67 | 4904 | TEM | 1 | MC | 5.403 | 1
1FT70425AK701CH5 | SIMOTICS S SYNCHRONOUS MOTOR 1FT7, M0=3NM (100K) NN=6000RPM, PN=1,26KW NATURAL AIR COOLING; FRAME SIZE IMB 5 (IM V1, IM V3) FLANGE 0 POWER CONNECTOR ROTATABLE ABSOLUTE ENCODER 24 BITS + 12 BIT MULTITURN WITH DRIVE-CLIQ INTERFACE (ENCODER AM24DQI) PLAIN SHAFT, WITH HOLDING BRAKE; ACCURACY TOLERANCE N VIBRATION SEVERITY GRADE A+R, DEGREE OF PROTECTION IP 67 | 5060 | TEM | 1 | MC | 5.403 | 1
1FT70425AK701CL4 | SIMOTICS S SYNCHRONOUS MOTOR 1FT7, M0=3NM (100K) NN=6000RPM, PN=1,26KW NATURAL AIR COOLING; FRAME SIZE IMB 5 (IM V1, IM V3) FLANGE 0 POWER CONNECTOR ROTATABLE ABSOLUTE ENCODER 24 BITS + 12 BIT MULTITURN WITH DRIVE-CLIQ INTERFACE (ENCODER AM24DQI) PLAIN SHAFT, WITH HOLDING BRAKE; ACCURACY TOLERANCE R VIBRATION SEVERITY GRADE A+R, DEGREE OF PROTECTION IP 65 | 5137 | TEM | 1 | MC | 5.403 | 1
1FT70425AK701DA0 | SIMOTICS S SYNCHRONOUS MOTOR 1FT7, M0=3NM (100K) NN=6000RPM, PN=1,26KW NATURAL AIR COOLING; FRAME SIZE IMB 5 (IM V1, IM V3) FLANGE 0 POWER CONNECTOR ROTATABLE INCREMENTAL ENCODER 2048 S/R WITH DRIVE-CLIQ INTERFACE (ENCODER I-2048) CONNECTOR ROTATABLE SHAFT WITH FITTED KEY; W/O HOLDING BRAKE; ACC. TOLERANCE N VIBRATION SEVERITY GRADE A, DEGREE OF PROTECTION IP 64 | 3358 | TEM | 1 | MC | 4.704 | 1
1FT70425AK701DA3 | SIMOTICS S SYNCHRONOUS MOTOR 1FT7, M0=3NM (100K) NN=6000RPM, PN=1,26KW NATURAL AIR COOLING; FRAME SIZE IMB 5 (IM V1, IM V3) FLANGE 0 POWER CONNECTOR ROTATABLE INCREMENTAL ENCODER 2048 S/R WITH DRIVE-CLIQ INTERFACE (ENCODER I-2048) CONNECTOR ROTATABLE SHAFT WITH FITTED KEY; W/O HOLDING BRAKE; ACC. TOLERANCE N VIBRATION SEVERITY GRADE A+R, DEGREE OF PROTECTION IP 64 | 3512 | TEM | 1 | MC | 4.704 | 1
1FT70425AK701DB3 | SIMOTICS S SYNCHRONOUS MOTOR 1FT7, M0=3NM (100K) NN=6000RPM, PN=1,26KW NATURAL AIR COOLING; FRAME SIZE IMB 5 (IM V1, IM V3) FLANGE 0 POWER CONNECTOR ROTATABLE INCREMENTAL ENCODER 2048 S/R WITH DRIVE-CLIQ INTERFACE (ENCODER I-2048) CONNECTOR ROTATABLE SHAFT WITH FITTED KEY; WITH HOLDING BRAKE; ACC. TOLERANCE N VIBRATION SEVERITY GRADE A+R, DEGREE OF PROTECTION IP 64 | 4198 | TEM | 1 | MC | 5.403 | 1
1FT70425AK701DD5 | SIMOTICS S SYNCHRONOUS MOTOR 1FT7, M0=3NM (100K) NN=6000RPM, PN=1,26KW NATURAL AIR COOLING; FRAME SIZE IMB 5 (IM V1, IM V3) FLANGE 0 POWER CONNECTOR ROTATABLE INCREMENTAL ENCODER 2048 S/R WITH DRIVE-CLIQ INTERFACE (ENCODER I-2048) CONNECTOR ROTATABLE SHAFT WITH FITTED KEY; W/O HOLDING BRAKE; ACC. TOLERANCE R VIBRATION SEVERITY GRADE A+R, DEGREE OF PROTECTION IP 67 | 3849 | TEM | 1 | MC | 4.704 | 1
1FT70425AK701DE2 | SIMOTICS S SYNCHRONOUS MOTOR 1FT7, M0=3NM (100K) NN=6000RPM, PN=1,26KW NATURAL AIR COOLING; FRAME SIZE IMB 5 (IM V1, IM V3) FLANGE 0 POWER CONNECTOR ROTATABLE INCREMENTAL ENCODER 2048 S/R WITH DRIVE-CLIQ INTERFACE (ENCODER I-2048) CONNECTOR ROTATABLE SHAFT WITH FITTED KEY; WITH HOLDING BRAKE; ACC. TOLERANCE R VIBRATION SEVERITY GRADE A, DEGREE OF PROTECTION IP 67 | 4376 | TEM | 1 | MC | 5.403 | 1
1FT70425AK701DG0 | SIMOTICS S SYNCHRONOUS MOTOR 1FT7, M0=3NM (100K) NN=6000RPM, PN=1,26KW NATURAL AIR COOLING; FRAME SIZE IMB 5 (IM V1, IM V3) FLANGE 0 POWER CONNECTOR ROTATABLE INCREMENTAL ENCODER 2048 S/R WITH DRIVE-CLIQ INTERFACE (ENCODER I-2048) CONNECTOR ROTATABLE PLAIN SHAFT, W/O HOLDING BRAKE; ACC. TOLERANCE N VIBRATION SEVERITY GRADE A, DEGREE OF PROTECTION IP 64 | 3358 | TEM | 1 | MC | 4.704 | 1
1FT70425AK701DG1 | SIMOTICS S SYNCHRONOUS MOTOR 1FT7, M0=3NM (100K) NN=6000RPM, PN=1,26KW NATURAL AIR COOLING; FRAME SIZE IMB 5 (IM V1, IM V3) FLANGE 0 POWER CONNECTOR ROTATABLE INCREMENTAL ENCODER 2048 S/R WITH DRIVE-CLIQ INTERFACE (ENCODER I-2048) CONNECTOR ROTATABLE PLAIN SHAFT, W/O HOLDING BRAKE; ACC. TOLERANCE N VIBRATION SEVERITY GRADE A, DEGREE OF PROTECTION IP 65 | 3454 | TEM | 1 | MC | 4.704 | 1
1FT70425AK701FA0 | SIMOTICS S SYNCHRONOUS MOTOR 1FT7, M0=3NM (100K) NN=6000RPM, PN=1,26KW NATURAL AIR COOLING; FRAME SIZE IMB 5 (IM V1, IM V3) FLANGE 0 POWER CONNECTOR ROTATABLE ABSOLUTE ENCODER 22 BITS MULTI TURN WITH DRIVE-CLIQ INTERFACE (ENCODER AM-22-DQ) CONNECTOR ROTATABLE SHAFT WITH FITTED KEY; W/O HOLDING BRAKE; ACC. TOLERANCE N VIBRATION SEVERITY GRADE A, DEGREE OF PROTECTION IP 64 | 4123 | TEM | 1 | MC | 4.704 | 1
1FT70425AK701FA2 | SIMOTICS S SYNCHRONOUS MOTOR 1FT7, M0=3NM (100K) NN=6000RPM, PN=1,26KW NATURAL AIR COOLING; FRAME SIZE IMB 5 (IM V1, IM V3) FLANGE 0 POWER CONNECTOR ROTATABLE ABSOLUTE ENCODER 22 BITS MULTI TURN WITH DRIVE-CLIQ INTERFACE (ENCODER AM-22-DQ) CONNECTOR ROTATABLE SHAFT WITH FITTED KEY; W/O HOLDING BRAKE; ACC. TOLERANCE N VIBRATION SEVERITY GRADE A, DEGREE OF PROTECTION IP 67 | 4299 | TEM | 1 | MC | 4.704 | 1
1FT70425AK701FB0 | SIMOTICS S SYNCHRONOUS MOTOR 1FT7, M0=3NM (100K) NN=6000RPM, PN=1,26KW NATURAL AIR COOLING; FRAME SIZE IMB 5 (IM V1, IM V3) FLANGE 0 POWER CONNECTOR ROTATABLE ABSOLUTE ENCODER 22 BITS MULTI TURN WITH DRIVE-CLIQ INTERFACE (ENCODER AM-22-DQ) CONNECTOR ROTATABLE SHAFT WITH FITTED KEY; WITH HOLDING BRAKE; ACC. TOLERANCE N VIBRATION SEVERITY GRADE A, DEGREE OF PROTECTION IP 64 | 4808 | TEM | 1 | MC | 5.403 | 1
1FT70425AK701FB3 | SIMOTICS S SYNCHRONOUS MOTOR 1FT7, M0=3NM (100K) NN=6000RPM, PN=1,26KW NATURAL AIR COOLING; FRAME SIZE IMB 5 (IM V1, IM V3) FLANGE 0 POWER CONNECTOR ROTATABLE ABSOLUTE ENCODER 22 BITS MULTI TURN WITH DRIVE-CLIQ INTERFACE (ENCODER AM-22-DQ) CONNECTOR ROTATABLE SHAFT WITH FITTED KEY; WITH HOLDING BRAKE; ACC. TOLERANCE N VIBRATION SEVERITY GRADE A+R, DEGREE OF PROTECTION IP 64 | 4963 | TEM | 1 | MC | 5.403 | 1
1FT70425AK701FG0 | SIMOTICS S SYNCHRONOUS MOTOR 1FT7, M0=3NM (100K) NN=6000RPM, PN=1,26KW NATURAL AIR COOLING; FRAME SIZE IMB 5 (IM V1, IM V3) FLANGE 0 POWER CONNECTOR ROTATABLE ABSOLUTE ENCODER 22 BITS MULTI TURN WITH DRIVE-CLIQ INTERFACE (ENCODER AM-22-DQ) CONNECTOR ROTATABLE PLAIN SHAFT, W/O HOLDING BRAKE; ACC. TOLERANCE N VIBRATION SEVERITY GRADE A, DEGREE OF PROTECTION IP 64 | 4123 | TEM | 1 | MC | 4.704 | 1
1FT70425AK701FG1 | SIMOTICS S SYNCHRONOUS MOTOR 1FT7, M0=3NM (100K) NN=6000RPM, PN=1,26KW NATURAL AIR COOLING; FRAME SIZE IMB 5 (IM V1, IM V3) FLANGE 0 POWER CONNECTOR ROTATABLE ABSOLUTE ENCODER 22 BITS MULTI TURN WITH DRIVE-CLIQ INTERFACE (ENCODER AM-22-DQ) CONNECTOR ROTATABLE PLAIN SHAFT, W/O HOLDING BRAKE; ACC. TOLERANCE N VIBRATION SEVERITY GRADE A, DEGREE OF PROTECTION IP 65 | 4219 | TEM | 1 | MC | 4.704 | 1
1FT70425AK701FG2 | SIMOTICS S SYNCHRONOUS MOTOR 1FT7, M0=3NM (100K) NN=6000RPM, PN=1,26KW NATURAL AIR COOLING; FRAME SIZE IMB 5 (IM V1, IM V3) FLANGE 0 POWER CONNECTOR ROTATABLE ABSOLUTE ENCODER 22 BITS MULTI TURN WITH DRIVE-CLIQ INTERFACE (ENCODER AM-22-DQ) CONNECTOR ROTATABLE PLAIN SHAFT, W/O HOLDING BRAKE; ACC. TOLERANCE N VIBRATION SEVERITY GRADE A, DEGREE OF PROTECTION IP 67 | 4299 | TEM | 1 | MC | 4.704 | 1
1FT70425AK701FG4 | SIMOTICS S SYNCHRONOUS MOTOR 1FT7, M0=3NM (100K) NN=6000RPM, PN=1,26KW NATURAL AIR COOLING; FRAME SIZE IMB 5 (IM V1, IM V3) FLANGE 0 POWER CONNECTOR ROTATABLE ABSOLUTE ENCODER 22 BITS MULTI TURN WITH DRIVE-CLIQ INTERFACE (ENCODER AM-22-DQ) CONNECTOR ROTATABLE PLAIN SHAFT, W/O HOLDING BRAKE; ACC. TOLERANCE N VIBRATION SEVERITY GRADE A+R, DEGREE OF PROTECTION IP 65 | 4375 | TEM | 1 | MC | 4.704 | 1
1FT70425AK701FH0 | SIMOTICS S SYNCHRONOUS MOTOR 1FT7, M0=3NM (100K) NN=6000RPM, PN=1,26KW NATURAL AIR COOLING; FRAME SIZE IMB 5 (IM V1, IM V3) FLANGE 0 POWER CONNECTOR ROTATABLE ABSOLUTE ENCODER 22 BITS MULTI TURN WITH DRIVE-CLIQ INTERFACE (ENCODER AM-22-DQ) CONNECTOR ROTATABLE PLAIN SHAFT, WITH HOLDING BRAKE; ACCURACY TOLERANCE N VIBRATION SEVERITY GRADE A, DEGREE OF PROTECTION IP 64 | 4808 | TEM | 1 | MC | 5.403 | 1
1FT70425AK701MG1 | SIMOTICS S SYNCHRONOUS MOTOR 1FT7, M0=3NM (100K) NN=6000RPM, PN=1,26KW NATURAL AIR COOLING; FRAME SIZE IMB 5 (IM V1, IM V3) FLANGE (COMPACT) WITH KTY TEMPERATURE SENSOR POWER CONNECTOR ROTATABLE ABSOLUTE ENCODER ENDAT 2048 S/R (ENCODER A-2048) CONNECTOR ROTATABLE PLAIN SHAFT, W/O HOLDING BRAKE; ACC. TOLERANCE N VIBRATION SEVERITY GRADE A, DEGREE OF PROTECTION IP 65 | 3787 | TEM | 1 | MC | 4.704 | 1
1FT70425AK701MH2 | SIMOTICS S SYNCHRONOUS MOTOR 1FT7, M0=3NM (100K) NN=6000RPM, PN=1,26KW NATURAL AIR COOLING; FRAME SIZE IMB 5 (IM V1, IM V3) FLANGE (COMPACT) WITH KTY TEMPERATURE SENSOR POWER CONNECTOR ROTATABLE ABSOLUTE ENCODER ENDAT 2048 S/R (ENCODER A-2048) CONNECTOR ROTATABLE PLAIN SHAFT, WITH HOLDING BRAKE; ACCURACY TOLERANCE N VIBRATION SEVERITY GRADE A, DEGREE OF PROTECTION IP 67 | 4552 | TEM | 1 | MC | 5.403 | 1
1FT70425AK701MK2 | SIMOTICS S SYNCHRONOUS MOTOR 1FT7, M0=3NM (100K) NN=6000RPM, PN=1,26KW NATURAL AIR COOLING; FRAME SIZE IMB 5 (IM V1, IM V3) FLANGE (COMPACT) WITH KTY TEMPERATURE SENSOR POWER CONNECTOR ROTATABLE ABSOLUTE ENCODER ENDAT 2048 S/R (ENCODER A-2048) CONNECTOR ROTATABLE PLAIN SHAFT, W/O HOLDING BRAKE; ACC. TOLERANCE R VIBRATION SEVERITY GRADE A, DEGREE OF PROTECTION IP 67 | 4026 | TEM | 1 | MC | 4.704 | 1
1FT70425AK701NA0 | SIMOTICS S SYNCHRONOUS MOTOR 1FT7, M0=3NM (100K) NN=6000RPM, PN=1,26KW NATURAL AIR COOLING; FRAME SIZE IMB 5 (IM V1, IM V3) FLANGE (COMPACT) WITH KTY TEMPERATURE SENSOR POWER CONNECTOR ROTATABLE INCREM. ENCODER SIN/COS 1VSS 2048 S/R (ENCODER I-2048) CONNECTOR ROTATABLE SHAFT WITH FITTED KEY; W/O HOLDING BRAKE; ACC. TOLERANCE N VIBRATION SEVERITY GRADE A, DEGREE OF PROTECTION IP 64 | 2937 | TEM | 1 | MC | 4.704 | 1
1FT70425AK701NA1 | SIMOTICS S SYNCHRONOUS MOTOR 1FT7, M0=3NM (100K) NN=6000RPM, PN=1,26KW NATURAL AIR COOLING; FRAME SIZE IMB 5 (IM V1, IM V3) FLANGE (COMPACT) WITH KTY TEMPERATURE SENSOR POWER CONNECTOR ROTATABLE INCREM. ENCODER SIN/COS 1VSS 2048 S/R (ENCODER I-2048) CONNECTOR ROTATABLE SHAFT WITH FITTED KEY; W/O HOLDING BRAKE; ACC. TOLERANCE N VIBRATION SEVERITY GRADE A, DEGREE OF PROTECTION IP 65 | 3033 | TEM | 1 | MC | 4.704 | 1
1FT70425AK701ND1 | SIMOTICS S SYNCHRONOUS MOTOR 1FT7, M0=3NM (100K) NN=6000RPM, PN=1,26KW NATURAL AIR COOLING; FRAME SIZE IMB 5 (IM V1, IM V3) FLANGE (COMPACT) WITH KTY TEMPERATURE SENSOR POWER CONNECTOR ROTATABLE INCREM. ENCODER SIN/COS 1VSS 2048 S/R (ENCODER I-2048) CONNECTOR ROTATABLE SHAFT WITH FITTED KEY; W/O HOLDING BRAKE; ACC. TOLERANCE R VIBRATION SEVERITY GRADE A, DEGREE OF PROTECTION IP 65 | 3193 | TEM | 1 | MC | 4.704 | 1
1FT70425AK701NG0 | SIMOTICS S SYNCHRONOUS MOTOR 1FT7, M0=3NM (100K) NN=6000RPM, PN=1,26KW NATURAL AIR COOLING; FRAME SIZE IMB 5 (IM V1, IM V3) FLANGE (COMPACT) WITH KTY TEMPERATURE SENSOR POWER CONNECTOR ROTATABLE INCREM. ENCODER SIN/COS 1VSS 2048 S/R (ENCODER I-2048) CONNECTOR ROTATABLE PLAIN SHAFT, W/O HOLDING BRAKE; ACC. TOLERANCE N VIBRATION SEVERITY GRADE A, DEGREE OF PROTECTION IP 64 | 2937 | TEM | 1 | MC | 4.704 | 1
1FT70425AK701NG1 | SIMOTICS S SYNCHRONOUS MOTOR 1FT7, M0=3NM (100K) NN=6000RPM, PN=1,26KW NATURAL AIR COOLING; FRAME SIZE IMB 5 (IM V1, IM V3) FLANGE (COMPACT) WITH KTY TEMPERATURE SENSOR POWER CONNECTOR ROTATABLE INCREM. ENCODER SIN/COS 1VSS 2048 S/R (ENCODER I-2048) CONNECTOR ROTATABLE PLAIN SHAFT, W/O HOLDING BRAKE; ACC. TOLERANCE N VIBRATION SEVERITY GRADE A, DEGREE OF PROTECTION IP 65 | 3033 | TEM | 1 | MC | 4.704 | 1
1FT70425AK701NH0 | SIMOTICS S SYNCHRONOUS MOTOR 1FT7, M0=3NM (100K) NN=6000RPM, PN=1,26KW NATURAL AIR COOLING; FRAME SIZE IMB 5 (IM V1, IM V3) FLANGE (COMPACT) WITH KTY TEMPERATURE SENSOR POWER CONNECTOR ROTATABLE INCREM. ENCODER SIN/COS 1VSS 2048 S/R (ENCODER I-2048) CONNECTOR ROTATABLE PLAIN SHAFT, WITH HOLDING BRAKE; ACCURACY TOLERANCE N VIBRATION SEVERITY GRADE A, DEGREE OF PROTECTION IP 64 | 3623 | TEM | 1 | MC | 5.403 | 1
1FT70425AK711BA1 | SIMOTICS S SYNCHRONOUS MOTOR 1FT7, M0=3NM (100K) NN=6000RPM, PN=1,26KW NATURAL AIR COOLING; FRAME SIZE IMB 5 (IM V1, IM V3) FLANGE 1 (1FT6 COMPATIBLE) POWER CONNECTOR ROTATABLE ABSOLUTE VALUE ENCODER SINGLETURN 24 BIT WITH DRIVE-CLIQ INTERFACE (ENCODER AS24DQI) SHAFT WITH FITTED KEY; W/O HOLDING BRAKE; ACC. TOLERANCE N VIBRATION SEVERITY GRADE A, DEGREE OF PROTECTION IP 65 | 3374 | TEM | 1 | MC | 4.704 | 1
1FT70425AK711BA2 | SIMOTICS S SYNCHRONOUS MOTOR 1FT7, M0=3NM (100K) NN=6000RPM, PN=1,26KW NATURAL AIR COOLING; FRAME SIZE IMB 5 (IM V1, IM V3) FLANGE 1 (1FT6 COMPATIBLE) POWER CONNECTOR ROTATABLE ABSOLUTE VALUE ENCODER SINGLETURN 24 BIT WITH DRIVE-CLIQ INTERFACE (ENCODER AS24DQI) SHAFT WITH FITTED KEY; W/O HOLDING BRAKE; ACC. TOLERANCE N VIBRATION SEVERITY GRADE A, DEGREE OF PROTECTION IP 67 | 3453 | TEM | 1 | MC | 4.704 | 1
1FT70425AK711BA3 | SIMOTICS S SYNCHRONOUS MOTOR 1FT7, M0=3NM (100K) NN=6000RPM, PN=1,26KW NATURAL AIR COOLING; FRAME SIZE IMB 5 (IM V1, IM V3) FLANGE 1 (1FT6 COMPATIBLE) POWER CONNECTOR ROTATABLE ABSOLUTE VALUE ENCODER SINGLETURN 24 BIT WITH DRIVE-CLIQ INTERFACE (ENCODER AS24DQI) SHAFT WITH FITTED KEY; W/O HOLDING BRAKE; ACC. TOLERANCE N VIBRATION SEVERITY GRADE A+R, DEGREE OF PROTECTION IP 64 | 3432 | TEM | 1 | MC | 4.704 | 1
1FT70425AK711BA5 | SIMOTICS S SYNCHRONOUS MOTOR 1FT7, M0=3NM (100K) NN=6000RPM, PN=1,26KW NATURAL AIR COOLING; FRAME SIZE IMB 5 (IM V1, IM V3) FLANGE 1 (1FT6 COMPATIBLE) POWER CONNECTOR ROTATABLE ABSOLUTE VALUE ENCODER SINGLETURN 24 BIT WITH DRIVE-CLIQ INTERFACE (ENCODER AS24DQI) SHAFT WITH FITTED KEY; W/O HOLDING BRAKE; ACC. TOLERANCE N VIBRATION SEVERITY GRADE A+R, DEGREE OF PROTECTION IP 67 | 3609 | TEM | 1 | MC | 4.704 | 1
1FT70425AK711BE2 | SIMOTICS S SYNCHRONOUS MOTOR 1FT7, M0=3NM (100K) NN=6000RPM, PN=1,26KW NATURAL AIR COOLING; FRAME SIZE IMB 5 (IM V1, IM V3) FLANGE 1 (1FT6 COMPATIBLE) POWER CONNECTOR ROTATABLE ABSOLUTE VALUE ENCODER SINGLETURN 24 BIT WITH DRIVE-CLIQ INTERFACE (ENCODER AS24DQI) SHAFT WITH FITTED KEY; WITH HOLDING BRAKE; ACC. TOLERANCE R VIBRATION SEVERITY GRADE A, DEGREE OF PROTECTION IP 67 | 4296 | TEM | 1 | MC | 5.403 | 1
1FT70425AK711BG0 | SIMOTICS S SYNCHRONOUS MOTOR 1FT7, M0=3NM (100K) NN=6000RPM, PN=1,26KW NATURAL AIR COOLING; FRAME SIZE IMB 5 (IM V1, IM V3) FLANGE 1 (1FT6 COMPATIBLE) POWER CONNECTOR ROTATABLE ABSOLUTE VALUE ENCODER SINGLETURN 24 BIT WITH DRIVE-CLIQ INTERFACE (ENCODER AS24DQI) PLAIN SHAFT, W/O HOLDING BRAKE; ACC. TOLERANCE N VIBRATION SEVERITY GRADE A, DEGREE OF PROTECTION IP 64 | 3278 | TEM | 1 | MC | 4.704 | 1
1FT70425AK711BG2 | SIMOTICS S SYNCHRONOUS MOTOR 1FT7, M0=3NM (100K) NN=6000RPM, PN=1,26KW NATURAL AIR COOLING; FRAME SIZE IMB 5 (IM V1, IM V3) FLANGE 1 (1FT6 COMPATIBLE) POWER CONNECTOR ROTATABLE ABSOLUTE VALUE ENCODER SINGLETURN 24 BIT WITH DRIVE-CLIQ INTERFACE (ENCODER AS24DQI) PLAIN SHAFT, W/O HOLDING BRAKE; ACC. TOLERANCE N VIBRATION SEVERITY GRADE A, DEGREE OF PROTECTION IP 67 | 3453 | TEM | 1 | MC | 4.704 | 1
1FT70425AK711BG5 | SIMOTICS S SYNCHRONOUS MOTOR 1FT7, M0=3NM (100K) NN=6000RPM, PN=1,26KW NATURAL AIR COOLING; FRAME SIZE IMB 5 (IM V1, IM V3) FLANGE 1 (1FT6 COMPATIBLE) POWER CONNECTOR ROTATABLE ABSOLUTE VALUE ENCODER SINGLETURN 24 BIT WITH DRIVE-CLIQ INTERFACE (ENCODER AS24DQI) PLAIN SHAFT, W/O HOLDING BRAKE; ACC. TOLERANCE N VIBRATION SEVERITY GRADE A+R, DEGREE OF PROTECTION IP 67 | 3609 | TEM | 1 | MC | 4.704 | 1
1FT70425AK711BH0 | SIMOTICS S SYNCHRONOUS MOTOR 1FT7, M0=3NM (100K) NN=6000RPM, PN=1,26KW NATURAL AIR COOLING; FRAME SIZE IMB 5 (IM V1, IM V3) FLANGE 1 (1FT6 COMPATIBLE) POWER CONNECTOR ROTATABLE ABSOLUTE VALUE ENCODER SINGLETURN 24 BIT WITH DRIVE-CLIQ INTERFACE (ENCODER AS24DQI) PLAIN SHAFT, WITH HOLDING BRAKE; ACCURACY TOLERANCE N VIBRATION SEVERITY GRADE A, DEGREE OF PROTECTION IP 64 | 3963 | TEM | 1 | MC | 5.403 | 1
1FT70425AK711BH1 | SIMOTICS S SYNCHRONOUS MOTOR 1FT7, M0=3NM (100K) NN=6000RPM, PN=1,26KW NATURAL AIR COOLING; FRAME SIZE IMB 5 (IM V1, IM V3) FLANGE 1 (1FT6 COMPATIBLE) POWER CONNECTOR ROTATABLE ABSOLUTE VALUE ENCODER SINGLETURN 24 BIT WITH DRIVE-CLIQ INTERFACE (ENCODER AS24DQI) PLAIN SHAFT, WITH HOLDING BRAKE; ACCURACY TOLERANCE N VIBRATION SEVERITY GRADE A, DEGREE OF PROTECTION IP 65 | 4059 | TEM | 1 | MC | 5.403 | 1
1FT70425AK711BK4 | SIMOTICS S SYNCHRONOUS MOTOR 1FT7, M0=3NM (100K) NN=6000RPM, PN=1,26KW NATURAL AIR COOLING; FRAME SIZE IMB 5 (IM V1, IM V3) FLANGE 1 (1FT6 COMPATIBLE) POWER CONNECTOR ROTATABLE ABSOLUTE VALUE ENCODER SINGLETURN 24 BIT WITH DRIVE-CLIQ INTERFACE (ENCODER AS24DQI) PLAIN SHAFT, W/O HOLDING BRAKE; ACC. TOLERANCE R VIBRATION SEVERITY GRADE A+R, DEGREE OF PROTECTION IP 65 | 3689 | TEM | 1 | MC | 4.704 | 1
1FT70425AK711BK5 | SIMOTICS S SYNCHRONOUS MOTOR 1FT7, M0=3NM (100K) NN=6000RPM, PN=1,26KW NATURAL AIR COOLING; FRAME SIZE IMB 5 (IM V1, IM V3) FLANGE 1 (1FT6 COMPATIBLE) POWER CONNECTOR ROTATABLE ABSOLUTE VALUE ENCODER SINGLETURN 24 BIT WITH DRIVE-CLIQ INTERFACE (ENCODER AS24DQI) PLAIN SHAFT, W/O HOLDING BRAKE; ACC. TOLERANCE R VIBRATION SEVERITY GRADE A+R, DEGREE OF PROTECTION IP 67 | 3769 | TEM | 1 | MC | 4.704 | 1
1FT70425AK711BL1 | SIMOTICS S SYNCHRONOUS MOTOR 1FT7, M0=3NM (100K) NN=6000RPM, PN=1,26KW NATURAL AIR COOLING; FRAME SIZE IMB 5 (IM V1, IM V3) FLANGE 1 (1FT6 COMPATIBLE) POWER CONNECTOR ROTATABLE ABSOLUTE VALUE ENCODER SINGLETURN 24 BIT WITH DRIVE-CLIQ INTERFACE (ENCODER AS24DQI) PLAIN SHAFT, WITH HOLDING BRAKE; ACCURACY TOLERANCE R VIBRATION SEVERITY GRADE A, DEGREE OF PROTECTION IP 65 | 4216 | TEM | 1 | MC | 5.403 | 1
1FT70425AK711CA0 | SIMOTICS S SYNCHRONOUS MOTOR 1FT7, M0=3NM (100K) NN=6000RPM, PN=1,26KW NATURAL AIR COOLING; FRAME SIZE IMB 5 (IM V1, IM V3) FLANGE 1 (1FT6 COMPATIBLE) POWER CONNECTOR ROTATABLE ABSOLUTE ENCODER 24 BITS + 12 BIT MULTITURN WITH DRIVE-CLIQ INTERFACE (ENCODER AM24DQI) SHAFT WITH FITTED KEY; W/O HOLDING BRAKE; ACC. TOLERANCE N VIBRATION SEVERITY GRADE A, DEGREE OF PROTECTION IP 64 | 4043 | TEM | 1 | MC | 4.704 | 1
1FT70425AK711CA1 | SIMOTICS S SYNCHRONOUS MOTOR 1FT7, M0=3NM (100K) NN=6000RPM, PN=1,26KW NATURAL AIR COOLING; FRAME SIZE IMB 5 (IM V1, IM V3) FLANGE 1 (1FT6 COMPATIBLE) POWER CONNECTOR ROTATABLE ABSOLUTE ENCODER 24 BITS + 12 BIT MULTITURN WITH DRIVE-CLIQ INTERFACE (ENCODER AM24DQI) SHAFT WITH FITTED KEY; W/O HOLDING BRAKE; ACC. TOLERANCE N VIBRATION SEVERITY GRADE A, DEGREE OF PROTECTION IP 65 | 4139 | TEM | 1 | MC | 4.704 | 1
1FT70425AK711CA2 | SIMOTICS S SYNCHRONOUS MOTOR 1FT7, M0=3NM (100K) NN=6000RPM, PN=1,26KW NATURAL AIR COOLING; FRAME SIZE IMB 5 (IM V1, IM V3) FLANGE 1 (1FT6 COMPATIBLE) POWER CONNECTOR ROTATABLE ABSOLUTE ENCODER 24 BITS + 12 BIT MULTITURN WITH DRIVE-CLIQ INTERFACE (ENCODER AM24DQI) SHAFT WITH FITTED KEY; W/O HOLDING BRAKE; ACC. TOLERANCE N VIBRATION SEVERITY GRADE A, DEGREE OF PROTECTION IP 67 | 4218 | TEM | 1 | MC | 4.704 | 1
1FT70425AK711CA3 | SIMOTICS S SYNCHRONOUS MOTOR 1FT7, M0=3NM (100K) NN=6000RPM, PN=1,26KW NATURAL AIR COOLING; FRAME SIZE IMB 5 (IM V1, IM V3) FLANGE 1 (1FT6 COMPATIBLE) POWER CONNECTOR ROTATABLE ABSOLUTE ENCODER 24 BITS + 12 BIT MULTITURN WITH DRIVE-CLIQ INTERFACE (ENCODER AM24DQI) SHAFT WITH FITTED KEY; W/O HOLDING BRAKE; ACC. TOLERANCE N VIBRATION SEVERITY GRADE A+R, DEGREE OF PROTECTION IP 64 | 4197 | TEM | 1 | MC | 4.704 | 1
1FT70425AK711CA5 | SIMOTICS S SYNCHRONOUS MOTOR 1FT7, M0=3NM (100K) NN=6000RPM, PN=1,26KW NATURAL AIR COOLING; FRAME SIZE IMB 5 (IM V1, IM V3) FLANGE 1 (1FT6 COMPATIBLE) POWER CONNECTOR ROTATABLE ABSOLUTE ENCODER 24 BITS + 12 BIT MULTITURN WITH DRIVE-CLIQ INTERFACE (ENCODER AM24DQI) SHAFT WITH FITTED KEY; W/O HOLDING BRAKE; ACC. TOLERANCE N VIBRATION SEVERITY GRADE A+R, DEGREE OF PROTECTION IP 67 | 4374 | TEM | 1 | MC | 4.704 | 1
1FT70425AK711CB0 | SIMOTICS S SYNCHRONOUS MOTOR 1FT7, M0=3NM (100K) NN=6000RPM, PN=1,26KW NATURAL AIR COOLING; FRAME SIZE IMB 5 (IM V1, IM V3) FLANGE 1 (1FT6 COMPATIBLE) POWER CONNECTOR ROTATABLE ABSOLUTE ENCODER 24 BITS + 12 BIT MULTITURN WITH DRIVE-CLIQ INTERFACE (ENCODER AM24DQI) SHAFT WITH FITTED KEY; WITH HOLDING BRAKE; ACC. TOLERANCE N VIBRATION SEVERITY GRADE A, DEGREE OF PROTECTION IP 64 | 4728 | TEM | 1 | MC | 5.403 | 1
1FT70425AK711CB1 | SIMOTICS S SYNCHRONOUS MOTOR 1FT7, M0=3NM (100K) NN=6000RPM, PN=1,26KW NATURAL AIR COOLING; FRAME SIZE IMB 5 (IM V1, IM V3) FLANGE 1 (1FT6 COMPATIBLE) POWER CONNECTOR ROTATABLE ABSOLUTE ENCODER 24 BITS + 12 BIT MULTITURN WITH DRIVE-CLIQ INTERFACE (ENCODER AM24DQI) SHAFT WITH FITTED KEY; WITH HOLDING BRAKE; ACC. TOLERANCE N VIBRATION SEVERITY GRADE A, DEGREE OF PROTECTION IP 65 | 4824 | TEM | 1 | MC | 5.403 | 1
1FT70425AK711CD5 | SIMOTICS S SYNCHRONOUS MOTOR 1FT7, M0=3NM (100K) NN=6000RPM, PN=1,26KW NATURAL AIR COOLING; FRAME SIZE IMB 5 (IM V1, IM V3) FLANGE 1 (1FT6 COMPATIBLE) POWER CONNECTOR ROTATABLE ABSOLUTE ENCODER 24 BITS + 12 BIT MULTITURN WITH DRIVE-CLIQ INTERFACE (ENCODER AM24DQI) SHAFT WITH FITTED KEY; W/O HOLDING BRAKE; ACC. TOLERANCE R VIBRATION SEVERITY GRADE A+R, DEGREE OF PROTECTION IP 67 | 4534 | TEM | 1 | MC | 4.704 | 1
1FT70425AK711CG0 | SIMOTICS S SYNCHRONOUS MOTOR 1FT7, M0=3NM (100K) NN=6000RPM, PN=1,26KW NATURAL AIR COOLING; FRAME SIZE IMB 5 (IM V1, IM V3) FLANGE 1 (1FT6 COMPATIBLE) POWER CONNECTOR ROTATABLE ABSOLUTE ENCODER 24 BITS + 12 BIT MULTITURN WITH DRIVE-CLIQ INTERFACE (ENCODER AM24DQI) PLAIN SHAFT, W/O HOLDING BRAKE; ACC. TOLERANCE N VIBRATION SEVERITY GRADE A, DEGREE OF PROTECTION IP 64 | 4043 | TEM | 1 | MC | 4.704 | 1
1FT70425AK711CG1 | SIMOTICS S SYNCHRONOUS MOTOR 1FT7, M0=3NM (100K) NN=6000RPM, PN=1,26KW NATURAL AIR COOLING; FRAME SIZE IMB 5 (IM V1, IM V3) FLANGE 1 (1FT6 COMPATIBLE) POWER CONNECTOR ROTATABLE ABSOLUTE ENCODER 24 BITS + 12 BIT MULTITURN WITH DRIVE-CLIQ INTERFACE (ENCODER AM24DQI) PLAIN SHAFT, W/O HOLDING BRAKE; ACC. TOLERANCE N VIBRATION SEVERITY GRADE A, DEGREE OF PROTECTION IP 65 | 4139 | TEM | 1 | MC | 4.704 | 1
1FT70425AK711CG2 | SIMOTICS S SYNCHRONOUS MOTOR 1FT7, M0=3NM (100K) NN=6000RPM, PN=1,26KW NATURAL AIR COOLING; FRAME SIZE IMB 5 (IM V1, IM V3) FLANGE 1 (1FT6 COMPATIBLE) POWER CONNECTOR ROTATABLE ABSOLUTE ENCODER 24 BITS + 12 BIT MULTITURN WITH DRIVE-CLIQ INTERFACE (ENCODER AM24DQI) PLAIN SHAFT, W/O HOLDING BRAKE; ACC. TOLERANCE N VIBRATION SEVERITY GRADE A, DEGREE OF PROTECTION IP 67 | 4218 | TEM | 1 | MC | 4.704 | 1
1FT70425AK711CG3 | SIMOTICS S SYNCHRONOUS MOTOR 1FT7, M0=3NM (100K) NN=6000RPM, PN=1,26KW NATURAL AIR COOLING; FRAME SIZE IMB 5 (IM V1, IM V3) FLANGE 1 (1FT6 COMPATIBLE) POWER CONNECTOR ROTATABLE ABSOLUTE ENCODER 24 BITS + 12 BIT MULTITURN WITH DRIVE-CLIQ INTERFACE (ENCODER AM24DQI) PLAIN SHAFT, W/O HOLDING BRAKE; ACC. TOLERANCE N VIBRATION SEVERITY GRADE A+R, DEGREE OF PROTECTION IP 64 | 4197 | TEM | 1 | MC | 4.704 | 1
1FT70425AK711CG5 | SIMOTICS S SYNCHRONOUS MOTOR 1FT7, M0=3NM (100K) NN=6000RPM, PN=1,26KW NATURAL AIR COOLING; FRAME SIZE IMB 5 (IM V1, IM V3) FLANGE 1 (1FT6 COMPATIBLE) POWER CONNECTOR ROTATABLE ABSOLUTE ENCODER 24 BITS + 12 BIT MULTITURN WITH DRIVE-CLIQ INTERFACE (ENCODER AM24DQI) PLAIN SHAFT, W/O HOLDING BRAKE; ACC. TOLERANCE N VIBRATION SEVERITY GRADE A+R, DEGREE OF PROTECTION IP 67 | 4374 | TEM | 1 | MC | 4.704 | 1
1FT70425AK711CH0 | SIMOTICS S SYNCHRONOUS MOTOR 1FT7, M0=3NM (100K) NN=6000RPM, PN=1,26KW NATURAL AIR COOLING; FRAME SIZE IMB 5 (IM V1, IM V3) FLANGE 1 (1FT6 COMPATIBLE) POWER CONNECTOR ROTATABLE ABSOLUTE ENCODER 24 BITS + 12 BIT MULTITURN WITH DRIVE-CLIQ INTERFACE (ENCODER AM24DQI) PLAIN SHAFT, WITH HOLDING BRAKE; ACCURACY TOLERANCE N VIBRATION SEVERITY GRADE A, DEGREE OF PROTECTION IP 64 | 4728 | TEM | 1 | MC | 5.403 | 1
1FT70425AK711CH1 | SIMOTICS S SYNCHRONOUS MOTOR 1FT7, M0=3NM (100K) NN=6000RPM, PN=1,26KW NATURAL AIR COOLING; FRAME SIZE IMB 5 (IM V1, IM V3) FLANGE 1 (1FT6 COMPATIBLE) POWER CONNECTOR ROTATABLE ABSOLUTE ENCODER 24 BITS + 12 BIT MULTITURN WITH DRIVE-CLIQ INTERFACE (ENCODER AM24DQI) PLAIN SHAFT, WITH HOLDING BRAKE; ACCURACY TOLERANCE N VIBRATION SEVERITY GRADE A, DEGREE OF PROTECTION IP 65 | 4824 | TEM | 1 | MC | 5.403 | 1
1FT70425AK711CH2 | SIMOTICS S SYNCHRONOUS MOTOR 1FT7, M0=3NM (100K) NN=6000RPM, PN=1,26KW NATURAL AIR COOLING; FRAME SIZE IMB 5 (IM V1, IM V3) FLANGE 1 (1FT6 COMPATIBLE) POWER CONNECTOR ROTATABLE ABSOLUTE ENCODER 24 BITS + 12 BIT MULTITURN WITH DRIVE-CLIQ INTERFACE (ENCODER AM24DQI) PLAIN SHAFT, WITH HOLDING BRAKE; ACCURACY TOLERANCE N VIBRATION SEVERITY GRADE A, DEGREE OF PROTECTION IP 67 | 4904 | TEM | 1 | MC | 5.403 | 1
1FT70425AK711CH5 | SIMOTICS S SYNCHRONOUS MOTOR 1FT7, M0=3NM (100K) NN=6000RPM, PN=1,26KW NATURAL AIR COOLING; FRAME SIZE IMB 5 (IM V1, IM V3) FLANGE 1 (1FT6 COMPATIBLE) POWER CONNECTOR ROTATABLE ABSOLUTE ENCODER 24 BITS + 12 BIT MULTITURN WITH DRIVE-CLIQ INTERFACE (ENCODER AM24DQI) PLAIN SHAFT, WITH HOLDING BRAKE; ACCURACY TOLERANCE N VIBRATION SEVERITY GRADE A+R, DEGREE OF PROTECTION IP 67 | 5060 | TEM | 1 | MC | 5.403 | 1
1FT70425AK711CK1 | SIMOTICS S SYNCHRONOUS MOTOR 1FT7, M0=3NM (100K) NN=6000RPM, PN=1,26KW NATURAL AIR COOLING; FRAME SIZE IMB 5 (IM V1, IM V3) FLANGE 1 (1FT6 COMPATIBLE) POWER CONNECTOR ROTATABLE ABSOLUTE ENCODER 24 BITS + 12 BIT MULTITURN WITH DRIVE-CLIQ INTERFACE (ENCODER AM24DQI) PLAIN SHAFT, W/O HOLDING BRAKE; ACC. TOLERANCE R VIBRATION SEVERITY GRADE A, DEGREE OF PROTECTION IP 65 | 4298 | TEM | 1 | MC | 4.704 | 1
1FT70425AK711CL1 | SIMOTICS S SYNCHRONOUS MOTOR 1FT7, M0=3NM (100K) NN=6000RPM, PN=1,26KW NATURAL AIR COOLING; FRAME SIZE IMB 5 (IM V1, IM V3) FLANGE 1 (1FT6 COMPATIBLE) POWER CONNECTOR ROTATABLE ABSOLUTE ENCODER 24 BITS + 12 BIT MULTITURN WITH DRIVE-CLIQ INTERFACE (ENCODER AM24DQI) PLAIN SHAFT, WITH HOLDING BRAKE; ACCURACY TOLERANCE R VIBRATION SEVERITY GRADE A, DEGREE OF PROTECTION IP 65 | 4981 | TEM | 1 | MC | 5.403 | 1
1FT70425AK711DA2 | SIMOTICS S SYNCHRONOUS MOTOR 1FT7, M0=3NM (100K) NN=6000RPM, PN=1,26KW NATURAL AIR COOLING; FRAME SIZE IMB 5 (IM V1, IM V3) FLANGE 1 (1FT6 COMPATIBLE) POWER CONNECTOR ROTATABLE INCREMENTAL ENCODER 2048 S/R WITH DRIVE-CLIQ INTERFACE (ENCODER I-2048) CONNECTOR ROTATABLE SHAFT WITH FITTED KEY; W/O HOLDING BRAKE; ACC. TOLERANCE N VIBRATION SEVERITY GRADE A, DEGREE OF PROTECTION IP 67 | 3533 | TEM | 1 | MC | 4.704 | 1
1FT70425AK711DB0 | SIMOTICS S SYNCHRONOUS MOTOR 1FT7, M0=3NM (100K) NN=6000RPM, PN=1,26KW NATURAL AIR COOLING; FRAME SIZE IMB 5 (IM V1, IM V3) FLANGE 1 (1FT6 COMPATIBLE) POWER CONNECTOR ROTATABLE INCREMENTAL ENCODER 2048 S/R WITH DRIVE-CLIQ INTERFACE (ENCODER I-2048) CONNECTOR ROTATABLE SHAFT WITH FITTED KEY; WITH HOLDING BRAKE; ACC. TOLERANCE N VIBRATION SEVERITY GRADE A, DEGREE OF PROTECTION IP 64 | 4043 | TEM | 1 | MC | 5.403 | 1
1FT70425AK711DB2 | SIMOTICS S SYNCHRONOUS MOTOR 1FT7, M0=3NM (100K) NN=6000RPM, PN=1,26KW NATURAL AIR COOLING; FRAME SIZE IMB 5 (IM V1, IM V3) FLANGE 1 (1FT6 COMPATIBLE) POWER CONNECTOR ROTATABLE INCREMENTAL ENCODER 2048 S/R WITH DRIVE-CLIQ INTERFACE (ENCODER I-2048) CONNECTOR ROTATABLE SHAFT WITH FITTED KEY; WITH HOLDING BRAKE; ACC. TOLERANCE N VIBRATION SEVERITY GRADE A, DEGREE OF PROTECTION IP 67 | 4219 | TEM | 1 | MC | 5.403 | 1
1FT70425AK711DE2 | SIMOTICS S SYNCHRONOUS MOTOR 1FT7, M0=3NM (100K) NN=6000RPM, PN=1,26KW NATURAL AIR COOLING; FRAME SIZE IMB 5 (IM V1, IM V3) FLANGE 1 (1FT6 COMPATIBLE) POWER CONNECTOR ROTATABLE INCREMENTAL ENCODER 2048 S/R WITH DRIVE-CLIQ INTERFACE (ENCODER I-2048) CONNECTOR ROTATABLE SHAFT WITH FITTED KEY; WITH HOLDING BRAKE; ACC. TOLERANCE R VIBRATION SEVERITY GRADE A, DEGREE OF PROTECTION IP 67 | 4376 | TEM | 1 | MC | 5.403 | 1
1FT70425AK711DG0 | SIMOTICS S SYNCHRONOUS MOTOR 1FT7, M0=3NM (100K) NN=6000RPM, PN=1,26KW NATURAL AIR COOLING; FRAME SIZE IMB 5 (IM V1, IM V3) FLANGE 1 (1FT6 COMPATIBLE) POWER CONNECTOR ROTATABLE INCREMENTAL ENCODER 2048 S/R WITH DRIVE-CLIQ INTERFACE (ENCODER I-2048) CONNECTOR ROTATABLE PLAIN SHAFT, W/O HOLDING BRAKE; ACC. TOLERANCE N VIBRATION SEVERITY GRADE A, DEGREE OF PROTECTION IP 64 | 3358 | TEM | 1 | MC | 4.704 | 1
1FT70425AK711DG1 | SIMOTICS S SYNCHRONOUS MOTOR 1FT7, M0=3NM (100K) NN=6000RPM, PN=1,26KW NATURAL AIR COOLING; FRAME SIZE IMB 5 (IM V1, IM V3) FLANGE 1 (1FT6 COMPATIBLE) POWER CONNECTOR ROTATABLE INCREMENTAL ENCODER 2048 S/R WITH DRIVE-CLIQ INTERFACE (ENCODER I-2048) CONNECTOR ROTATABLE PLAIN SHAFT, W/O HOLDING BRAKE; ACC. TOLERANCE N VIBRATION SEVERITY GRADE A, DEGREE OF PROTECTION IP 65 | 3454 | TEM | 1 | MC | 4.704 | 1
1FT70425AK711DG3 | SIMOTICS S SYNCHRONOUS MOTOR 1FT7, M0=3NM (100K) NN=6000RPM, PN=1,26KW NATURAL AIR COOLING; FRAME SIZE IMB 5 (IM V1, IM V3) FLANGE 1 (1FT6 COMPATIBLE) POWER CONNECTOR ROTATABLE INCREMENTAL ENCODER 2048 S/R WITH DRIVE-CLIQ INTERFACE (ENCODER I-2048) CONNECTOR ROTATABLE PLAIN SHAFT, W/O HOLDING BRAKE; ACC. TOLERANCE N VIBRATION SEVERITY GRADE A+R, DEGREE OF PROTECTION IP 64 | 3512 | TEM | 1 | MC | 4.704 | 1
1FT70425AK711DH1 | SIMOTICS S SYNCHRONOUS MOTOR 1FT7, M0=3NM (100K) NN=6000RPM, PN=1,26KW NATURAL AIR COOLING; FRAME SIZE IMB 5 (IM V1, IM V3) FLANGE 1 (1FT6 COMPATIBLE) POWER CONNECTOR ROTATABLE INCREMENTAL ENCODER 2048 S/R WITH DRIVE-CLIQ INTERFACE (ENCODER I-2048) CONNECTOR ROTATABLE PLAIN SHAFT, WITH HOLDING BRAKE; ACCURACY TOLERANCE N VIBRATION SEVERITY GRADE A, DEGREE OF PROTECTION IP 65 | 4139 | TEM | 1 | MC | 5.403 | 1
1FT70425AK711DK2 | SIMOTICS S SYNCHRONOUS MOTOR 1FT7, M0=3NM (100K) NN=6000RPM, PN=1,26KW NATURAL AIR COOLING; FRAME SIZE IMB 5 (IM V1, IM V3) FLANGE 1 (1FT6 COMPATIBLE) POWER CONNECTOR ROTATABLE INCREMENTAL ENCODER 2048 S/R WITH DRIVE-CLIQ INTERFACE (ENCODER I-2048) CONNECTOR ROTATABLE PLAIN SHAFT, W/O HOLDING BRAKE; ACC. TOLERANCE R VIBRATION SEVERITY GRADE A, DEGREE OF PROTECTION IP 67 | 3693 | TEM | 1 | MC | 4.704 | 1
1FT70425AK711DK5 | SIMOTICS S SYNCHRONOUS MOTOR 1FT7, M0=3NM (100K) NN=6000RPM, PN=1,26KW NATURAL AIR COOLING; FRAME SIZE IMB 5 (IM V1, IM V3) FLANGE 1 (1FT6 COMPATIBLE) POWER CONNECTOR ROTATABLE INCREMENTAL ENCODER 2048 S/R WITH DRIVE-CLIQ INTERFACE (ENCODER I-2048) CONNECTOR ROTATABLE PLAIN SHAFT, W/O HOLDING BRAKE; ACC. TOLERANCE R VIBRATION SEVERITY GRADE A+R, DEGREE OF PROTECTION IP 67 | 3849 | TEM | 1 | MC | 4.704 | 1
1FT70425AK711DL0 | SIMOTICS S SYNCHRONOUS MOTOR 1FT7, M0=3NM (100K) NN=6000RPM, PN=1,26KW NATURAL AIR COOLING; FRAME SIZE IMB 5 (IM V1, IM V3) FLANGE 1 (1FT6 COMPATIBLE) POWER CONNECTOR ROTATABLE INCREMENTAL ENCODER 2048 S/R WITH DRIVE-CLIQ INTERFACE (ENCODER I-2048) CONNECTOR ROTATABLE PLAIN SHAFT, WITH HOLDING BRAKE; ACCURACY TOLERANCE R VIBRATION SEVERITY GRADE A, DEGREE OF PROTECTION IP 64 | 4200 | TEM | 1 | MC | 5.403 | 1
1FT70425AK711DL1 | SIMOTICS S SYNCHRONOUS MOTOR 1FT7, M0=3NM (100K) NN=6000RPM, PN=1,26KW NATURAL AIR COOLING; FRAME SIZE IMB 5 (IM V1, IM V3) FLANGE 1 (1FT6 COMPATIBLE) POWER CONNECTOR ROTATABLE INCREMENTAL ENCODER 2048 S/R WITH DRIVE-CLIQ INTERFACE (ENCODER I-2048) CONNECTOR ROTATABLE PLAIN SHAFT, WITH HOLDING BRAKE; ACCURACY TOLERANCE R VIBRATION SEVERITY GRADE A, DEGREE OF PROTECTION IP 65 | 4296 | TEM | 1 | MC | 5.403 | 1
1FT70425AK711FA0 | SIMOTICS S SYNCHRONOUS MOTOR 1FT7, M0=3NM (100K) NN=6000RPM, PN=1,26KW NATURAL AIR COOLING; FRAME SIZE IMB 5 (IM V1, IM V3) FLANGE 1 (1FT6 COMPATIBLE) POWER CONNECTOR ROTATABLE ABSOLUTE ENCODER 22 BITS MULTI TURN WITH DRIVE-CLIQ INTERFACE (ENCODER AM-22-DQ) CONNECTOR ROTATABLE SHAFT WITH FITTED KEY; W/O HOLDING BRAKE; ACC. TOLERANCE N VIBRATION SEVERITY GRADE A, DEGREE OF PROTECTION IP 64 | 4123 | TEM | 1 | MC | 4.704 | 1
1FT70425AK711FA1 | SIMOTICS S SYNCHRONOUS MOTOR 1FT7, M0=3NM (100K) NN=6000RPM, PN=1,26KW NATURAL AIR COOLING; FRAME SIZE IMB 5 (IM V1, IM V3) FLANGE 1 (1FT6 COMPATIBLE) POWER CONNECTOR ROTATABLE ABSOLUTE ENCODER 22 BITS MULTI TURN WITH DRIVE-CLIQ INTERFACE (ENCODER AM-22-DQ) CONNECTOR ROTATABLE SHAFT WITH FITTED KEY; W/O HOLDING BRAKE; ACC. TOLERANCE N VIBRATION SEVERITY GRADE A, DEGREE OF PROTECTION IP 65 | 4219 | TEM | 1 | MC | 4.704 | 1
1FT70425AK711FB0 | SIMOTICS S SYNCHRONOUS MOTOR 1FT7, M0=3NM (100K) NN=6000RPM, PN=1,26KW NATURAL AIR COOLING; FRAME SIZE IMB 5 (IM V1, IM V3) FLANGE 1 (1FT6 COMPATIBLE) POWER CONNECTOR ROTATABLE ABSOLUTE ENCODER 22 BITS MULTI TURN WITH DRIVE-CLIQ INTERFACE (ENCODER AM-22-DQ) CONNECTOR ROTATABLE SHAFT WITH FITTED KEY; WITH HOLDING BRAKE; ACC. TOLERANCE N VIBRATION SEVERITY GRADE A, DEGREE OF PROTECTION IP 64 | 4808 | TEM | 1 | MC | 5.403 | 1
1FT70425AK711FB1 | SIMOTICS S SYNCHRONOUS MOTOR 1FT7, M0=3NM (100K) NN=6000RPM, PN=1,26KW NATURAL AIR COOLING; FRAME SIZE IMB 5 (IM V1, IM V3) FLANGE 1 (1FT6 COMPATIBLE) POWER CONNECTOR ROTATABLE ABSOLUTE ENCODER 22 BITS MULTI TURN WITH DRIVE-CLIQ INTERFACE (ENCODER AM-22-DQ) CONNECTOR ROTATABLE SHAFT WITH FITTED KEY; WITH HOLDING BRAKE; ACC. TOLERANCE N VIBRATION SEVERITY GRADE A, DEGREE OF PROTECTION IP 65 | 4904 | TEM | 1 | MC | 5.403 | 1
1FT70425AK711FB2 | SIMOTICS S SYNCHRONOUS MOTOR 1FT7, M0=3NM (100K) NN=6000RPM, PN=1,26KW NATURAL AIR COOLING; FRAME SIZE IMB 5 (IM V1, IM V3) FLANGE 1 (1FT6 COMPATIBLE) POWER CONNECTOR ROTATABLE ABSOLUTE ENCODER 22 BITS MULTI TURN WITH DRIVE-CLIQ INTERFACE (ENCODER AM-22-DQ) CONNECTOR ROTATABLE SHAFT WITH FITTED KEY; WITH HOLDING BRAKE; ACC. TOLERANCE N VIBRATION SEVERITY GRADE A, DEGREE OF PROTECTION IP 67 | 4984 | TEM | 1 | MC | 5.403 | 1
1FT70425AK711FE2 | SIMOTICS S SYNCHRONOUS MOTOR 1FT7, M0=3NM (100K) NN=6000RPM, PN=1,26KW NATURAL AIR COOLING; FRAME SIZE IMB 5 (IM V1, IM V3) FLANGE 1 (1FT6 COMPATIBLE) POWER CONNECTOR ROTATABLE ABSOLUTE ENCODER 22 BITS MULTI TURN WITH DRIVE-CLIQ INTERFACE (ENCODER AM-22-DQ) CONNECTOR ROTATABLE SHAFT WITH FITTED KEY; WITH HOLDING BRAKE; ACC. TOLERANCE R VIBRATION SEVERITY GRADE A, DEGREE OF PROTECTION IP 67 | 5141 | TEM | 1 | MC | 5.403 | 1
1FT70425AK711FG0 | SIMOTICS S SYNCHRONOUS MOTOR 1FT7, M0=3NM (100K) NN=6000RPM, PN=1,26KW NATURAL AIR COOLING; FRAME SIZE IMB 5 (IM V1, IM V3) FLANGE 1 (1FT6 COMPATIBLE) POWER CONNECTOR ROTATABLE ABSOLUTE ENCODER 22 BITS MULTI TURN WITH DRIVE-CLIQ INTERFACE (ENCODER AM-22-DQ) CONNECTOR ROTATABLE PLAIN SHAFT, W/O HOLDING BRAKE; ACC. TOLERANCE N VIBRATION SEVERITY GRADE A, DEGREE OF PROTECTION IP 64 | 4123 | TEM | 1 | MC | 4.704 | 1
1FT70425AK711FG1 | SIMOTICS S SYNCHRONOUS MOTOR 1FT7, M0=3NM (100K) NN=6000RPM, PN=1,26KW NATURAL AIR COOLING; FRAME SIZE IMB 5 (IM V1, IM V3) FLANGE 1 (1FT6 COMPATIBLE) POWER CONNECTOR ROTATABLE ABSOLUTE ENCODER 22 BITS MULTI TURN WITH DRIVE-CLIQ INTERFACE (ENCODER AM-22-DQ) CONNECTOR ROTATABLE PLAIN SHAFT, W/O HOLDING BRAKE; ACC. TOLERANCE N VIBRATION SEVERITY GRADE A, DEGREE OF PROTECTION IP 65 | 4219 | TEM | 1 | MC | 4.704 | 1
1FT70425AK711FG3 | SIMOTICS S SYNCHRONOUS MOTOR 1FT7, M0=3NM (100K) NN=6000RPM, PN=1,26KW NATURAL AIR COOLING; FRAME SIZE IMB 5 (IM V1, IM V3) FLANGE 1 (1FT6 COMPATIBLE) POWER CONNECTOR ROTATABLE ABSOLUTE ENCODER 22 BITS MULTI TURN WITH DRIVE-CLIQ INTERFACE (ENCODER AM-22-DQ) CONNECTOR ROTATABLE PLAIN SHAFT, W/O HOLDING BRAKE; ACC. TOLERANCE N VIBRATION SEVERITY GRADE A+R, DEGREE OF PROTECTION IP 64 | 4278 | TEM | 1 | MC | 4.704 | 1
1FT70425AK711FG5 | SIMOTICS S SYNCHRONOUS MOTOR 1FT7, M0=3NM (100K) NN=6000RPM, PN=1,26KW NATURAL AIR COOLING; FRAME SIZE IMB 5 (IM V1, IM V3) FLANGE 1 (1FT6 COMPATIBLE) POWER CONNECTOR ROTATABLE ABSOLUTE ENCODER 22 BITS MULTI TURN WITH DRIVE-CLIQ INTERFACE (ENCODER AM-22-DQ) CONNECTOR ROTATABLE PLAIN SHAFT, W/O HOLDING BRAKE; ACC. TOLERANCE N VIBRATION SEVERITY GRADE A+R, DEGREE OF PROTECTION IP 67 | 4454 | TEM | 1 | MC | 4.704 | 1
1FT70425AK711FH0 | SIMOTICS S SYNCHRONOUS MOTOR 1FT7, M0=3NM (100K) NN=6000RPM, PN=1,26KW NATURAL AIR COOLING; FRAME SIZE IMB 5 (IM V1, IM V3) FLANGE 1 (1FT6 COMPATIBLE) POWER CONNECTOR ROTATABLE ABSOLUTE ENCODER 22 BITS MULTI TURN WITH DRIVE-CLIQ INTERFACE (ENCODER AM-22-DQ) CONNECTOR ROTATABLE PLAIN SHAFT, WITH HOLDING BRAKE; ACCURACY TOLERANCE N VIBRATION SEVERITY GRADE A, DEGREE OF PROTECTION IP 64 | 4808 | TEM | 1 | MC | 5.403 | 1
1FT70425AK711FH1 | SIMOTICS S SYNCHRONOUS MOTOR 1FT7, M0=3NM (100K) NN=6000RPM, PN=1,26KW NATURAL AIR COOLING; FRAME SIZE IMB 5 (IM V1, IM V3) FLANGE 1 (1FT6 COMPATIBLE) POWER CONNECTOR ROTATABLE ABSOLUTE ENCODER 22 BITS MULTI TURN WITH DRIVE-CLIQ INTERFACE (ENCODER AM-22-DQ) CONNECTOR ROTATABLE PLAIN SHAFT, WITH HOLDING BRAKE; ACCURACY TOLERANCE N VIBRATION SEVERITY GRADE A, DEGREE OF PROTECTION IP 65 | 4904 | TEM | 1 | MC | 5.403 | 1
1FT70425AK711FH2 | SIMOTICS S SYNCHRONOUS MOTOR 1FT7, M0=3NM (100K) NN=6000RPM, PN=1,26KW NATURAL AIR COOLING; FRAME SIZE IMB 5 (IM V1, IM V3) FLANGE 1 (1FT6 COMPATIBLE) POWER CONNECTOR ROTATABLE ABSOLUTE ENCODER 22 BITS MULTI TURN WITH DRIVE-CLIQ INTERFACE (ENCODER AM-22-DQ) CONNECTOR ROTATABLE PLAIN SHAFT, WITH HOLDING BRAKE; ACCURACY TOLERANCE N VIBRATION SEVERITY GRADE A, DEGREE OF PROTECTION IP 67 | 4984 | TEM | 1 | MC | 5.403 | 1
1FT70425AK711FH3 | SIMOTICS S SYNCHRONOUS MOTOR 1FT7, M0=3NM (100K) NN=6000RPM, PN=1,26KW NATURAL AIR COOLING; FRAME SIZE IMB 5 (IM V1, IM V3) FLANGE 1 (1FT6 COMPATIBLE) POWER CONNECTOR ROTATABLE ABSOLUTE ENCODER 22 BITS MULTI TURN WITH DRIVE-CLIQ INTERFACE (ENCODER AM-22-DQ) CONNECTOR ROTATABLE PLAIN SHAFT, WITH HOLDING BRAKE; ACCURACY TOLERANCE N VIBRATION SEVERITY GRADE A+R, DEGREE OF PROTECTION IP 64 | 4963 | TEM | 1 | MC | 5.403 | 1
1FT70425AK711FK1 | SIMOTICS S SYNCHRONOUS MOTOR 1FT7, M0=3NM (100K) NN=6000RPM, PN=1,26KW NATURAL AIR COOLING; FRAME SIZE IMB 5 (IM V1, IM V3) FLANGE 1 (1FT6 COMPATIBLE) POWER CONNECTOR ROTATABLE ABSOLUTE ENCODER 22 BITS MULTI TURN WITH DRIVE-CLIQ INTERFACE (ENCODER AM-22-DQ) CONNECTOR ROTATABLE PLAIN SHAFT, W/O HOLDING BRAKE; ACC. TOLERANCE R VIBRATION SEVERITY GRADE A, DEGREE OF PROTECTION IP 65 | 4378 | TEM | 1 | MC | 4.704 | 1
1FT70425AK711FL1 | SIMOTICS S SYNCHRONOUS MOTOR 1FT7, M0=3NM (100K) NN=6000RPM, PN=1,26KW NATURAL AIR COOLING; FRAME SIZE IMB 5 (IM V1, IM V3) FLANGE 1 (1FT6 COMPATIBLE) POWER CONNECTOR ROTATABLE ABSOLUTE ENCODER 22 BITS MULTI TURN WITH DRIVE-CLIQ INTERFACE (ENCODER AM-22-DQ) CONNECTOR ROTATABLE PLAIN SHAFT, WITH HOLDING BRAKE; ACCURACY TOLERANCE R VIBRATION SEVERITY GRADE A, DEGREE OF PROTECTION IP 65 | 5061 | TEM | 1 | MC | 5.403 | 1
1FT70425AK711MA1 | SIMOTICS S SYNCHRONOUS MOTOR 1FT7, M0=3NM (100K) NN=6000RPM, PN=1,26KW NATURAL AIR COOLING; FRAME SIZE IMB 5 (IM V1, IM V3) (1FT6 COMPATIBLE) WITH KTY TEMPERATURE SENSOR POWER CONNECTOR ROTATABLE ABSOLUTE ENCODER ENDAT 2048 S/R (ENCODER A-2048) CONNECTOR ROTATABLE SHAFT WITH FITTED KEY; W/O HOLDING BRAKE; ACC. TOLERANCE N VIBRATION SEVERITY GRADE A, DEGREE OF PROTECTION IP 65 | 3787 | TEM | 1 | MC | 4.704 | 1
1FT70425AK711MB0 | SIMOTICS S SYNCHRONOUS MOTOR 1FT7, M0=3NM (100K) NN=6000RPM, PN=1,26KW NATURAL AIR COOLING; FRAME SIZE IMB 5 (IM V1, IM V3) (1FT6 COMPATIBLE) WITH KTY TEMPERATURE SENSOR POWER CONNECTOR ROTATABLE ABSOLUTE ENCODER ENDAT 2048 S/R (ENCODER A-2048) CONNECTOR ROTATABLE SHAFT WITH FITTED KEY; WITH HOLDING BRAKE; ACC. TOLERANCE N VIBRATION SEVERITY GRADE A, DEGREE OF PROTECTION IP 64 | 4377 | TEM | 1 | MC | 5.403 | 1
1FT70425AK711MB1 | SIMOTICS S SYNCHRONOUS MOTOR 1FT7, M0=3NM (100K) NN=6000RPM, PN=1,26KW NATURAL AIR COOLING; FRAME SIZE IMB 5 (IM V1, IM V3) (1FT6 COMPATIBLE) WITH KTY TEMPERATURE SENSOR POWER CONNECTOR ROTATABLE ABSOLUTE ENCODER ENDAT 2048 S/R (ENCODER A-2048) CONNECTOR ROTATABLE SHAFT WITH FITTED KEY; WITH HOLDING BRAKE; ACC. TOLERANCE N VIBRATION SEVERITY GRADE A, DEGREE OF PROTECTION IP 65 | 4473 | TEM | 1 | MC | 5.403 | 1
1FT70425AK711MB4 | SIMOTICS S SYNCHRONOUS MOTOR 1FT7, M0=3NM (100K) NN=6000RPM, PN=1,26KW NATURAL AIR COOLING; FRAME SIZE IMB 5 (IM V1, IM V3) (1FT6 COMPATIBLE) WITH KTY TEMPERATURE SENSOR POWER CONNECTOR ROTATABLE ABSOLUTE ENCODER ENDAT 2048 S/R (ENCODER A-2048) CONNECTOR ROTATABLE SHAFT WITH FITTED KEY; WITH HOLDING BRAKE; ACC. TOLERANCE N VIBRATION SEVERITY GRADE A+R, DEGREE OF PROTECTION IP 65 | 4629 | TEM | 1 | MC | 5.403 | 1
1FT70425AK711MG2 | SIMOTICS S SYNCHRONOUS MOTOR 1FT7, M0=3NM (100K) NN=6000RPM, PN=1,26KW NATURAL AIR COOLING; FRAME SIZE IMB 5 (IM V1, IM V3) (1FT6 COMPATIBLE) WITH KTY TEMPERATURE SENSOR POWER CONNECTOR ROTATABLE ABSOLUTE ENCODER ENDAT 2048 S/R (ENCODER A-2048) CONNECTOR ROTATABLE PLAIN SHAFT, W/O HOLDING BRAKE; ACC. TOLERANCE N VIBRATION SEVERITY GRADE A, DEGREE OF PROTECTION IP 67 | 3867 | TEM | 1 | MC | 4.704 | 1
1FT70425AK711MH0 | SIMOTICS S SYNCHRONOUS MOTOR 1FT7, M0=3NM (100K) NN=6000RPM, PN=1,26KW NATURAL AIR COOLING; FRAME SIZE IMB 5 (IM V1, IM V3) (1FT6 COMPATIBLE) WITH KTY TEMPERATURE SENSOR POWER CONNECTOR ROTATABLE ABSOLUTE ENCODER ENDAT 2048 S/R (ENCODER A-2048) CONNECTOR ROTATABLE PLAIN SHAFT, WITH HOLDING BRAKE; ACCURACY TOLERANCE N VIBRATION SEVERITY GRADE A, DEGREE OF PROTECTION IP 64 | 4377 | TEM | 1 | MC | 5.403 | 1
1FT70425AK711MH1 | SIMOTICS S SYNCHRONOUS MOTOR 1FT7, M0=3NM (100K) NN=6000RPM, PN=1,26KW NATURAL AIR COOLING; FRAME SIZE IMB 5 (IM V1, IM V3) (1FT6 COMPATIBLE) WITH KTY TEMPERATURE SENSOR POWER CONNECTOR ROTATABLE ABSOLUTE ENCODER ENDAT 2048 S/R (ENCODER A-2048) CONNECTOR ROTATABLE PLAIN SHAFT, WITH HOLDING BRAKE; ACCURACY TOLERANCE N VIBRATION SEVERITY GRADE A, DEGREE OF PROTECTION IP 65 | 4473 | TEM | 1 | MC | 5.403 | 1
1FT70425AK711MH2 | SIMOTICS S SYNCHRONOUS MOTOR 1FT7, M0=3NM (100K) NN=6000RPM, PN=1,26KW NATURAL AIR COOLING; FRAME SIZE IMB 5 (IM V1, IM V3) (1FT6 COMPATIBLE) WITH KTY TEMPERATURE SENSOR POWER CONNECTOR ROTATABLE ABSOLUTE ENCODER ENDAT 2048 S/R (ENCODER A-2048) CONNECTOR ROTATABLE PLAIN SHAFT, WITH HOLDING BRAKE; ACCURACY TOLERANCE N VIBRATION SEVERITY GRADE A, DEGREE OF PROTECTION IP 67 | 4552 | TEM | 1 | MC | 5.403 | 1
1FT70425AK711NA0 | SIMOTICS S SYNCHRONOUS MOTOR 1FT7, M0=3NM (100K) NN=6000RPM, PN=1,26KW NATURAL AIR COOLING; FRAME SIZE IM B5 (1FT6 COMPATIBLE) WITH KTY TEMPERATURE SENSOR POWER CONNECTOR ROTATABLE INCREM. ENCODER SIN/COS 1VSS 2048 S/R (ENCODER I-2048) CONNECTOR ROTATABLE SHAFT WITH FITTED KEY; W/O HOLDING BRAKE; ACC. TOLERANCE N VIBRATION SEVERITY GRADE A, DEGREE OF PROTECTION IP 64 | 2937 | TEM | 1 | MC | 4.704 | 1
1FT70425AK711NB4 | SIMOTICS S SYNCHRONOUS MOTOR 1FT7, M0=3NM (100K) NN=6000RPM, PN=1,26KW NATURAL AIR COOLING; FRAME SIZE IM B5 (1FT6 COMPATIBLE) WITH KTY TEMPERATURE SENSOR POWER CONNECTOR ROTATABLE INCREM. ENCODER SIN/COS 1VSS 2048 S/R (ENCODER I-2048) CONNECTOR ROTATABLE SHAFT WITH FITTED KEY; WITH HOLDING BRAKE; ACC. TOLERANCE N VIBRATION SEVERITY GRADE A+R, DEGREE OF PROTECTION IP 65 | 3875 | TEM | 1 | MC | 5.403 | 1
1FT70425AK711ND2 | SIMOTICS S SYNCHRONOUS MOTOR 1FT7, M0=3NM (100K) NN=6000RPM, PN=1,26KW NATURAL AIR COOLING; FRAME SIZE IM B5 (1FT6 COMPATIBLE) WITH KTY TEMPERATURE SENSOR POWER CONNECTOR ROTATABLE INCREM. ENCODER SIN/COS 1VSS 2048 S/R (ENCODER I-2048) CONNECTOR ROTATABLE SHAFT WITH FITTED KEY; W/O HOLDING BRAKE; ACC. TOLERANCE R VIBRATION SEVERITY GRADE A, DEGREE OF PROTECTION IP 67 | 3272 | TEM | 1 | MC | 4.704 | 1
1FT70425AK711NE2 | SIMOTICS S SYNCHRONOUS MOTOR 1FT7, M0=3NM (100K) NN=6000RPM, PN=1,26KW NATURAL AIR COOLING; FRAME SIZE IM B5 (1FT6 COMPATIBLE) WITH KTY TEMPERATURE SENSOR POWER CONNECTOR ROTATABLE INCREM. ENCODER SIN/COS 1VSS 2048 S/R (ENCODER I-2048) CONNECTOR ROTATABLE SHAFT WITH FITTED KEY; WITH HOLDING BRAKE; ACC. TOLERANCE R VIBRATION SEVERITY GRADE A, DEGREE OF PROTECTION IP 67 | 3955 | TEM | 1 | MC | 5.403 | 1
1FT70425AK711NG1 | SIMOTICS S SYNCHRONOUS MOTOR 1FT7, M0=3NM (100K) NN=6000RPM, PN=1,26KW NATURAL AIR COOLING; FRAME SIZE IM B5 (1FT6 COMPATIBLE) WITH KTY TEMPERATURE SENSOR POWER CONNECTOR ROTATABLE INCREM. ENCODER SIN/COS 1VSS 2048 S/R (ENCODER I-2048) CONNECTOR ROTATABLE PLAIN SHAFT, W/O HOLDING BRAKE; ACC. TOLERANCE N VIBRATION SEVERITY GRADE A, DEGREE OF PROTECTION IP 65 | 3033 | TEM | 1 | MC | 4.704 | 1
1FT70425AK711NG2 | SIMOTICS S SYNCHRONOUS MOTOR 1FT7, M0=3NM (100K) NN=6000RPM, PN=1,26KW NATURAL AIR COOLING; FRAME SIZE IM B5 (1FT6 COMPATIBLE) WITH KTY TEMPERATURE SENSOR POWER CONNECTOR ROTATABLE INCREM. ENCODER SIN/COS 1VSS 2048 S/R (ENCODER I-2048) CONNECTOR ROTATABLE PLAIN SHAFT, W/O HOLDING BRAKE; ACC. TOLERANCE N VIBRATION SEVERITY GRADE A, DEGREE OF PROTECTION IP 67 | 3113 | TEM | 1 | MC | 4.704 | 1
1FT70425AK711NH0 | SIMOTICS S SYNCHRONOUS MOTOR 1FT7, M0=3NM (100K) NN=6000RPM, PN=1,26KW NATURAL AIR COOLING; FRAME SIZE IM B5 (1FT6 COMPATIBLE) WITH KTY TEMPERATURE SENSOR POWER CONNECTOR ROTATABLE INCREM. ENCODER SIN/COS 1VSS 2048 S/R (ENCODER I-2048) CONNECTOR ROTATABLE PLAIN SHAFT, WITH HOLDING BRAKE; ACCURACY TOLERANCE N VIBRATION SEVERITY GRADE A, DEGREE OF PROTECTION IP 64 | 3623 | TEM | 1 | MC | 5.403 | 1
1FT70425AK711NH1 | SIMOTICS S SYNCHRONOUS MOTOR 1FT7, M0=3NM (100K) NN=6000RPM, PN=1,26KW NATURAL AIR COOLING; FRAME SIZE IM B5 (1FT6 COMPATIBLE) WITH KTY TEMPERATURE SENSOR POWER CONNECTOR ROTATABLE INCREM. ENCODER SIN/COS 1VSS 2048 S/R (ENCODER I-2048) CONNECTOR ROTATABLE PLAIN SHAFT, WITH HOLDING BRAKE; ACCURACY TOLERANCE N VIBRATION SEVERITY GRADE A, DEGREE OF PROTECTION IP 65 | 3719 | TEM | 1 | MC | 5.403 | 1
1FT70425AK711NK5 | SIMOTICS S SYNCHRONOUS MOTOR 1FT7, M0=3NM (100K) NN=6000RPM, PN=1,26KW NATURAL AIR COOLING; FRAME SIZE IM B5 (1FT6 COMPATIBLE) WITH KTY TEMPERATURE SENSOR POWER CONNECTOR ROTATABLE INCREM. ENCODER SIN/COS 1VSS 2048 S/R (ENCODER I-2048) CONNECTOR ROTATABLE PLAIN SHAFT, W/O HOLDING BRAKE; ACC. TOLERANCE R VIBRATION SEVERITY GRADE A+R, DEGREE OF PROTECTION IP 67 | 3428 | TEM | 1 | MC | 4.704 | 1
1FT70441AF701BG1 | SIMOTICS S SYNCHRONOUS MOTOR 1FT7, M0=5NM (100K) NN=3000RPM, PN=1,35KW NATURAL AIR COOLING; POWER CONNECTOR ROTATABLE VIBRATION SEVERITY GRADE A PROTECTION CLASS IP 65; FRAME SIZE IMB 5 (IM V1, IM V3) FLANGE 0 ABSOLUTE VALUE ENCODER SINGLETURN 24 BIT WITH DRIVE-CLIQ INTERFACE (ENCODER AS24DQI) PLAIN SHAFT, W/O HOLDING BRAKE; ACCURACY TOLERANCE N | 2851 | TEM | 1 | MC | 7.2 | 1
1FT70441AF701BH1 | SIMOTICS S SYNCHRONOUS MOTOR 1FT7, M0=5NM (100K) NN=3000RPM, PN=1,35KW NATURAL AIR COOLING; POWER CONNECTOR ROTATABLE VIBRATION SEVERITY GRADE A PROTECTION CLASS IP 65; FRAME SIZE IMB 5 (IM V1, IM V3) FLANGE 0 ABSOLUTE VALUE ENCODER SINGLETURN 24 BIT WITH DRIVE-CLIQ INTERFACE (ENCODER AS24DQI) PLAIN SHAFT, WITH HOLDING BRAKE; ACCURACY TOLERANCE N | 3375 | TEM | 1 | MC | 7.9 | 1
1FT70441AF701CG1 | SIMOTICS S SYNCHRONOUS MOTOR 1FT7, M0=5NM (100K) NN=3000RPM, PN=1,35KW NATURAL AIR COOLING; POWER CONNECTOR ROTATABLE VIBRATION SEVERITY GRADE A PROTECTION CLASS IP 65; FRAME SIZE IMB 5 (IM V1, IM V3) FLANGE 0 ABSOLUTE ENCODER 24 BITS + 12 BIT MULTITURN WITH DRIVE-CLIQ INTERFACE (ENCODER AM24DQI) PLAIN SHAFT, W/O HOLDING BRAKE; ACCURACY TOLERANCE N | 3616 | TEM | 1 | MC | 7.3 | 1
1FT70441AF701CH1 | SIMOTICS S SYNCHRONOUS MOTOR 1FT7, M0=5NM (100K) NN=3000RPM, PN=1,35KW NATURAL AIR COOLING; POWER CONNECTOR ROTATABLE VIBRATION SEVERITY GRADE A PROTECTION CLASS IP 65; FRAME SIZE IMB 5 (IM V1, IM V3) FLANGE 0 ABSOLUTE ENCODER 24 BITS + 12 BIT MULTITURN WITH DRIVE-CLIQ INTERFACE (ENCODER AM24DQI) PLAIN SHAFT, WITH HOLDING BRAKE; ACCURACY TOLERANCE N | 4140 | TEM | 1 | MC | 8 | 1
1FT70441AF701DG1 | SIMOTICS S SYNCHRONOUS MOTOR 1FT7, M0=5NM (100K) NN=3000RPM, PN=1,35KW NATURAL AIR COOLING; POWER CONNECTOR ROTATABLE VIBRATION SEVERITY GRADE A PROTECTION CLASS IP 65; FRAME SIZE IMB 5 (IM V1, IM V3) FLANGE 0 INCREMENTAL ENCODER 2048 S/R WITH DRIVE-CLIQ INTERFACE (ENCODER I-2048) CONNECTOR ROTATABLE PLAIN SHAFT, W/O HOLDING BRAKE; ACCURACY TOLERANCE N | 2931 | TEM | 1 | MC | 7.2 | 1
1FT70441AF701DH1 | SIMOTICS S SYNCHRONOUS MOTOR 1FT7, M0=5NM (100K) NN=3000RPM, PN=1,35KW NATURAL AIR COOLING; POWER CONNECTOR ROTATABLE VIBRATION SEVERITY GRADE A PROTECTION CLASS IP 65; FRAME SIZE IMB 5 (IM V1, IM V3) FLANGE 0 INCREMENTAL ENCODER 2048 S/R WITH DRIVE-CLIQ INTERFACE (ENCODER I-2048) CONNECTOR ROTATABLE PLAIN SHAFT, WITH HOLDING BRAKE; ACCURACY TOLERANCE N | 3455 | TEM | 1 | MC | 7.9 | 1
1FT70441AF701FG1 | SIMOTICS S SYNCHRONOUS MOTOR 1FT7, M0=5NM (100K) NN=3000RPM, PN=1,35KW NATURAL AIR COOLING; POWER CONNECTOR ROTATABLE VIBRATION SEVERITY GRADE A PROTECTION CLASS IP 65; FRAME SIZE IMB 5 (IM V1, IM V3) FLANGE 0 ABSOLUTE ENCODER 22 BITS MULTI TURN WITH DRIVE-CLIQ INTERFACE (ENCODER AM-22-DQ) CONNECTOR ROTATABLE PLAIN SHAFT, W/O HOLDING BRAKE; ACCURACY TOLERANCE N | 3696 | TEM | 1 | MC | 7.2 | 1
1FT70441AF701FH1 | SIMOTICS S SYNCHRONOUS MOTOR 1FT7, M0=5NM (100K) NN=3000RPM, PN=1,35KW NATURAL AIR COOLING; POWER CONNECTOR ROTATABLE VIBRATION SEVERITY GRADE A PROTECTION CLASS IP 65; FRAME SIZE IMB 5 (IM V1, IM V3) FLANGE 0 ABSOLUTE ENCODER 22 BITS MULTI TURN WITH DRIVE-CLIQ INTERFACE (ENCODER AM-22-DQ) CONNECTOR ROTATABLE PLAIN SHAFT, WITH HOLDING BRAKE; ACCURACY TOLERANCE N | 4220 | TEM | 1 | MC | 7.9 | 1
1FT70441AF701MG1 | SIMOTICS S SYNCHRONOUS MOTOR 1FT7, M0=5NM (100K) NN=3000RPM, PN=1,35KW NATURAL AIR COOLING; POWER CONNECTOR ROTATABLE VIBRATION SEVERITY GRADE A PROTECTION CLASS IP 65; FRAME SIZE IMB 5 (IM V1, IM V3) FLANGE (COMPACT) WITH KTY TEMPERATURE SENSOR ABSOLUTE ENCODER ENDAT 2048 S/R (ENCODER A-2048) CONNECTOR ROTATABLE PLAIN SHAFT, W/O HOLDING BRAKE; ACCURACY TOLERANCE N | 3264 | TEM | 1 | MC | 7.2 | 1
1FT70441AF701MH1 | SIMOTICS S SYNCHRONOUS MOTOR 1FT7, M0=5NM (100K) NN=3000RPM, PN=1,35KW NATURAL AIR COOLING; POWER CONNECTOR ROTATABLE VIBRATION SEVERITY GRADE A PROTECTION CLASS IP 65; FRAME SIZE IMB 5 (IM V1, IM V3) FLANGE (COMPACT) WITH KTY TEMPERATURE SENSOR ABSOLUTE ENCODER ENDAT 2048 S/R (ENCODER A-2048) CONNECTOR ROTATABLE PLAIN SHAFT, WITH HOLDING BRAKE; ACCURACY TOLERANCE N | 3788 | TEM | 1 | MC | 7.9 | 1
1FT70441AF701NG1 | SIMOTICS S SYNCHRONOUS MOTOR 1FT7, M0=5NM (100K) NN=3000RPM, PN=1,35KW NATURAL AIR COOLING; POWER CONNECTOR ROTATABLE VIBRATION SEVERITY GRADE A PROTECTION CLASS IP 65; FRAME SIZE IMB 5 (IM V1, IM V3) FLANGE (COMPACT) WITH KTY TEMPERATURE SENSOR INCREM. ENCODER SIN/COS 1VSS 2048 S/R (ENCODER I-2048) CONNECTOR ROTATABLE PLAIN SHAFT, W/O HOLDING BRAKE; ACCURACY TOLERANCE N | 2510 | TEM | 1 | MC | 7.2 | 1
1FT70441AF701NH1 | SIMOTICS S SYNCHRONOUS MOTOR 1FT7, M0=5NM (100K) NN=3000RPM, PN=1,35KW NATURAL AIR COOLING; POWER CONNECTOR ROTATABLE VIBRATION SEVERITY GRADE A PROTECTION CLASS IP 65; FRAME SIZE IMB 5 (IM V1, IM V3) FLANGE (COMPACT) WITH KTY TEMPERATURE SENSOR INCREM. ENCODER SIN/COS 1VSS 2048 S/R (ENCODER I-2048) CONNECTOR ROTATABLE PLAIN SHAFT, WITH HOLDING BRAKE; ACCURACY TOLERANCE N | 3034 | TEM | 1 | MC | 7.9 | 1
1FT70441AF711BG1 | SIMOTICS S SYNCHRONOUS MOTOR 1FT7, M0=5NM (100K) NN=3000RPM, PN=1,35KW NATURAL AIR COOLING; POWER CONNECTOR ROTATABLE VIBRATION SEVERITY GRADE A PROTECTION CLASS IP 65; FRAME SIZE IMB 5 (IM V1, IM V3) FLANGE 1 (1FT6 COMPATIBLE) ABSOLUTE VALUE ENCODER SINGLETURN 24 BIT WITH DRIVE-CLIQ INTERFACE (ENCODER AS24DQI) PLAIN SHAFT, W/O HOLDING BRAKE; ACCURACY TOLERANCE N | 2851 | TEM | 1 | MC | 7.2 | 1
1FT70441AF711BH1 | SIMOTICS S SYNCHRONOUS MOTOR 1FT7, M0=5NM (100K) NN=3000RPM, PN=1,35KW NATURAL AIR COOLING; POWER CONNECTOR ROTATABLE VIBRATION SEVERITY GRADE A PROTECTION CLASS IP 65; FRAME SIZE IMB 5 (IM V1, IM V3) FLANGE 1 (1FT6 COMPATIBLE) ABSOLUTE VALUE ENCODER SINGLETURN 24 BIT WITH DRIVE-CLIQ INTERFACE (ENCODER AS24DQI) PLAIN SHAFT, WITH HOLDING BRAKE; ACCURACY TOLERANCE N | 3375 | TEM | 1 | MC | 7.9 | 1
1FT70441AF711CG1 | SIMOTICS S SYNCHRONOUS MOTOR 1FT7, M0=5NM (100K) NN=3000RPM, PN=1,35KW NATURAL AIR COOLING; POWER CONNECTOR ROTATABLE VIBRATION SEVERITY GRADE A PROTECTION CLASS IP 65; FRAME SIZE IMB 5 (IM V1, IM V3) FLANGE 1 (1FT6 COMPATIBLE) ABSOLUTE ENCODER 24 BITS + 12 BIT MULTITURN WITH DRIVE-CLIQ INTERFACE (ENCODER AM24DQI) PLAIN SHAFT, W/O HOLDING BRAKE; ACCURACY TOLERANCE N | 3616 | TEM | 1 | MC | 7.3 | 1
1FT70441AF711CH1 | SIMOTICS S SYNCHRONOUS MOTOR 1FT7, M0=5NM (100K) NN=3000RPM, PN=1,35KW NATURAL AIR COOLING; POWER CONNECTOR ROTATABLE VIBRATION SEVERITY GRADE A PROTECTION CLASS IP 65; FRAME SIZE IMB 5 (IM V1, IM V3) FLANGE 1 (1FT6 COMPATIBLE) ABSOLUTE ENCODER 24 BITS + 12 BIT MULTITURN WITH DRIVE-CLIQ INTERFACE (ENCODER AM24DQI) PLAIN SHAFT, WITH HOLDING BRAKE; ACCURACY TOLERANCE N | 4140 | TEM | 1 | MC | 8 | 1
1FT70441AF711DG1 | SIMOTICS S SYNCHRONOUS MOTOR 1FT7, M0=5NM (100K) NN=3000RPM, PN=1,35KW NATURAL AIR COOLING; POWER CONNECTOR ROTATABLE VIBRATION SEVERITY GRADE A PROTECTION CLASS IP 65; FRAME SIZE IMB 5 (IM V1, IM V3) FLANGE 1 (1FT6 COMPATIBLE) INCREMENTAL ENCODER 2048 S/R WITH DRIVE-CLIQ INTERFACE (ENCODER I-2048) CONNECTOR ROTATABLE PLAIN SHAFT, W/O HOLDING BRAKE; ACCURACY TOLERANCE N | 2931 | TEM | 1 | MC | 7.2 | 1
1FT70441AF711DH1 | SIMOTICS S SYNCHRONOUS MOTOR 1FT7, M0=5NM (100K) NN=3000RPM, PN=1,35KW NATURAL AIR COOLING; POWER CONNECTOR ROTATABLE VIBRATION SEVERITY GRADE A PROTECTION CLASS IP 65; FRAME SIZE IMB 5 (IM V1, IM V3) FLANGE 1 (1FT6 COMPATIBLE) INCREMENTAL ENCODER 2048 S/R WITH DRIVE-CLIQ INTERFACE (ENCODER I-2048) CONNECTOR ROTATABLE PLAIN SHAFT, WITH HOLDING BRAKE; ACCURACY TOLERANCE N | 3455 | TEM | 1 | MC | 7.9 | 1
1FT70441AF711FG1 | SIMOTICS S SYNCHRONOUS MOTOR 1FT7, M0=5NM (100K) NN=3000RPM, PN=1,35KW NATURAL AIR COOLING; POWER CONNECTOR ROTATABLE VIBRATION SEVERITY GRADE A PROTECTION CLASS IP 65; FRAME SIZE IMB 5 (IM V1, IM V3) FLANGE 1 (1FT6 COMPATIBLE) ABSOLUTE ENCODER 22 BITS MULTI TURN WITH DRIVE-CLIQ INTERFACE (ENCODER AM-22-DQ) CONNECTOR ROTATABLE PLAIN SHAFT, W/O HOLDING BRAKE; ACCURACY TOLERANCE N | 3696 | TEM | 1 | MC | 7.2 | 1
1FT70441AF711FH1 | SIMOTICS S SYNCHRONOUS MOTOR 1FT7, M0=5NM (100K) NN=3000RPM, PN=1,35KW NATURAL AIR COOLING; POWER CONNECTOR ROTATABLE VIBRATION SEVERITY GRADE A PROTECTION CLASS IP 65; FRAME SIZE IMB 5 (IM V1, IM V3) FLANGE 1 (1FT6 COMPATIBLE) ABSOLUTE ENCODER 22 BITS MULTI TURN WITH DRIVE-CLIQ INTERFACE (ENCODER AM-22-DQ) CONNECTOR ROTATABLE PLAIN SHAFT, WITH HOLDING BRAKE; ACCURACY TOLERANCE N | 4220 | TEM | 1 | MC | 7.9 | 1
1FT70441AF711MG1 | SIMOTICS S SYNCHRONOUS MOTOR 1FT7, M0=5NM (100K) NN=3000RPM, PN=1,35KW NATURAL AIR COOLING; POWER CONNECTOR ROTATABLE VIBRATION SEVERITY GRADE A PROTECTION CLASS IP 65; FRAME SIZE IMB 5 (IM V1, IM V3) (1FT6 COMPATIBLE) WITH KTY TEMPERATURE SENSOR ABSOLUTE ENCODER ENDAT 2048 S/R (ENCODER A-2048) CONNECTOR ROTATABLE PLAIN SHAFT, W/O HOLDING BRAKE; ACCURACY TOLERANCE N | 3264 | TEM | 1 | MC | 7.2 | 1
1FT70441AF711MH1 | SIMOTICS S SYNCHRONOUS MOTOR 1FT7, M0=5NM (100K) NN=3000RPM, PN=1,35KW NATURAL AIR COOLING; POWER CONNECTOR ROTATABLE VIBRATION SEVERITY GRADE A PROTECTION CLASS IP 65; FRAME SIZE IMB 5 (IM V1, IM V3) (1FT6 COMPATIBLE) WITH KTY TEMPERATURE SENSOR ABSOLUTE ENCODER ENDAT 2048 S/R (ENCODER A-2048) CONNECTOR ROTATABLE PLAIN SHAFT, WITH HOLDING BRAKE; ACCURACY TOLERANCE N | 3788 | TEM | 1 | MC | 7.9 | 1
1FT70441AF711NG1 | SIMOTICS S SYNCHRONOUS MOTOR 1FT7, M0=5NM (100K) NN=3000RPM, PN=1,35KW NATURAL AIR COOLING; POWER CONNECTOR ROTATABLE VIBRATION SEVERITY GRADE A PROTECTION CLASS IP 65; FRAME SIZE IMB 5 (1FT6 COMPATIBLE) WITH KTY TEMPERATURE SENSOR INCREM. ENCODER SIN/COS 1VSS 2048 S/R (ENCODER I-2048) CONNECTOR ROTATABLE PLAIN SHAFT, W/O HOLDING BRAKE; ACCURACY TOLERANCE N | 2510 | TEM | 1 | MC | 7.2 | 1
1FT70441AF711NH1 | SIMOTICS S SYNCHRONOUS MOTOR 1FT7, M0=5NM (100K) NN=3000RPM, PN=1,35KW NATURAL AIR COOLING; POWER CONNECTOR ROTATABLE VIBRATION SEVERITY GRADE A PROTECTION CLASS IP 65; FRAME SIZE IMB 5 (1FT6 COMPATIBLE) WITH KTY TEMPERATURE SENSOR INCREM. ENCODER SIN/COS 1VSS 2048 S/R (ENCODER I-2048) CONNECTOR ROTATABLE PLAIN SHAFT, WITH HOLDING BRAKE; ACCURACY TOLERANCE N | 3034 | TEM | 1 | MC | 7.9 | 1
1FT70445AF701BA0 | SIMOTICS S SYNCHRONOUS MOTOR 1FT7, M0=5NM (100K) NN=3000RPM, PN=1,35KW NATURAL AIR COOLING; FRAME SIZE IMB 5 (IM V1, IM V3) FLANGE 0 POWER CONNECTOR ROTATABLE ABSOLUTE VALUE ENCODER SINGLETURN 24 BIT WITH DRIVE-CLIQ INTERFACE (ENCODER AS24DQI) SHAFT WITH FITTED KEY; W/O HOLDING BRAKE; ACC. TOLERANCE N VIBRATION SEVERITY GRADE A, DEGREE OF PROTECTION IP 64 | 3640 | TEM | 1 | MC | 7.304 | 1
1FT70445AF701BA2 | SIMOTICS S SYNCHRONOUS MOTOR 1FT7, M0=5NM (100K) NN=3000RPM, PN=1,35KW NATURAL AIR COOLING; FRAME SIZE IMB 5 (IM V1, IM V3) FLANGE 0 POWER CONNECTOR ROTATABLE ABSOLUTE VALUE ENCODER SINGLETURN 24 BIT WITH DRIVE-CLIQ INTERFACE (ENCODER AS24DQI) SHAFT WITH FITTED KEY; W/O HOLDING BRAKE; ACC. TOLERANCE N VIBRATION SEVERITY GRADE A, DEGREE OF PROTECTION IP 67 | 3816 | TEM | 1 | MC | 7.304 | 1
1FT70445AF701BB0 | SIMOTICS S SYNCHRONOUS MOTOR 1FT7, M0=5NM (100K) NN=3000RPM, PN=1,35KW NATURAL AIR COOLING; FRAME SIZE IMB 5 (IM V1, IM V3) FLANGE 0 POWER CONNECTOR ROTATABLE ABSOLUTE VALUE ENCODER SINGLETURN 24 BIT WITH DRIVE-CLIQ INTERFACE (ENCODER AS24DQI) SHAFT WITH FITTED KEY; WITH HOLDING BRAKE; ACC. TOLERANCE N VIBRATION SEVERITY GRADE A, DEGREE OF PROTECTION IP 64 | 4326 | TEM | 1 | MC | 8.003 | 1
1FT70445AF701BB1 | SIMOTICS S SYNCHRONOUS MOTOR 1FT7, M0=5NM (100K) NN=3000RPM, PN=1,35KW NATURAL AIR COOLING; FRAME SIZE IMB 5 (IM V1, IM V3) FLANGE 0 POWER CONNECTOR ROTATABLE ABSOLUTE VALUE ENCODER SINGLETURN 24 BIT WITH DRIVE-CLIQ INTERFACE (ENCODER AS24DQI) SHAFT WITH FITTED KEY; WITH HOLDING BRAKE; ACC. TOLERANCE N VIBRATION SEVERITY GRADE A, DEGREE OF PROTECTION IP 65 | 4422 | TEM | 1 | MC | 8.003 | 1
1FT70445AF701BE5 | SIMOTICS S SYNCHRONOUS MOTOR 1FT7, M0=5NM (100K) NN=3000RPM, PN=1,35KW NATURAL AIR COOLING; FRAME SIZE IMB 5 (IM V1, IM V3) FLANGE 0 POWER CONNECTOR ROTATABLE ABSOLUTE VALUE ENCODER SINGLETURN 24 BIT WITH DRIVE-CLIQ INTERFACE (ENCODER AS24DQI) SHAFT WITH FITTED KEY; WITH HOLDING BRAKE; ACC. TOLERANCE R VIBRATION SEVERITY GRADE A+R, DEGREE OF PROTECTION IP 67 | 4814 | TEM | 1 | MC | 8.003 | 1
1FT70445AF701BG0 | SIMOTICS S SYNCHRONOUS MOTOR 1FT7, M0=5NM (100K) NN=3000RPM, PN=1,35KW NATURAL AIR COOLING; FRAME SIZE IMB 5 (IM V1, IM V3) FLANGE 0 POWER CONNECTOR ROTATABLE ABSOLUTE VALUE ENCODER SINGLETURN 24 BIT WITH DRIVE-CLIQ INTERFACE (ENCODER AS24DQI) PLAIN SHAFT, W/O HOLDING BRAKE; ACC. TOLERANCE N VIBRATION SEVERITY GRADE A, DEGREE OF PROTECTION IP 64 | 3640 | TEM | 1 | MC | 7.304 | 1
1FT70445AF701BG1 | SIMOTICS S SYNCHRONOUS MOTOR 1FT7, M0=5NM (100K) NN=3000RPM, PN=1,35KW NATURAL AIR COOLING; FRAME SIZE IMB 5 (IM V1, IM V3) FLANGE 0 POWER CONNECTOR ROTATABLE ABSOLUTE VALUE ENCODER SINGLETURN 24 BIT WITH DRIVE-CLIQ INTERFACE (ENCODER AS24DQI) PLAIN SHAFT, W/O HOLDING BRAKE; ACC. TOLERANCE N VIBRATION SEVERITY GRADE A, DEGREE OF PROTECTION IP 65 | 3736 | TEM | 1 | MC | 7.304 | 1
1FT70445AF701BK4 | SIMOTICS S SYNCHRONOUS MOTOR 1FT7, M0=5NM (100K) NN=3000RPM, PN=1,35KW NATURAL AIR COOLING; FRAME SIZE IMB 5 (IM V1, IM V3) FLANGE 0 POWER CONNECTOR ROTATABLE ABSOLUTE VALUE ENCODER SINGLETURN 24 BIT WITH DRIVE-CLIQ INTERFACE (ENCODER AS24DQI) PLAIN SHAFT, W/O HOLDING BRAKE; ACC. TOLERANCE R VIBRATION SEVERITY GRADE A+R, DEGREE OF PROTECTION IP 65 | 4052 | TEM | 1 | MC | 7.304 | 1
1FT70445AF701CA0 | SIMOTICS S SYNCHRONOUS MOTOR 1FT7, M0=5NM (100K) NN=3000RPM, PN=1,35KW NATURAL AIR COOLING; FRAME SIZE IMB 5 (IM V1, IM V3) FLANGE 0 POWER CONNECTOR ROTATABLE ABSOLUTE ENCODER 24 BITS + 12 BIT MULTITURN WITH DRIVE-CLIQ INTERFACE (ENCODER AM24DQI) SHAFT WITH FITTED KEY; W/O HOLDING BRAKE; ACC. TOLERANCE N VIBRATION SEVERITY GRADE A, DEGREE OF PROTECTION IP 64 | 4405 | TEM | 1 | MC | 7.304 | 1
1FT70445AF701CA1 | SIMOTICS S SYNCHRONOUS MOTOR 1FT7, M0=5NM (100K) NN=3000RPM, PN=1,35KW NATURAL AIR COOLING; FRAME SIZE IMB 5 (IM V1, IM V3) FLANGE 0 POWER CONNECTOR ROTATABLE ABSOLUTE ENCODER 24 BITS + 12 BIT MULTITURN WITH DRIVE-CLIQ INTERFACE (ENCODER AM24DQI) SHAFT WITH FITTED KEY; W/O HOLDING BRAKE; ACC. TOLERANCE N VIBRATION SEVERITY GRADE A, DEGREE OF PROTECTION IP 65 | 4502 | TEM | 1 | MC | 7.304 | 1
1FT70445AF701CA2 | SIMOTICS S SYNCHRONOUS MOTOR 1FT7, M0=5NM (100K) NN=3000RPM, PN=1,35KW NATURAL AIR COOLING; FRAME SIZE IMB 5 (IM V1, IM V3) FLANGE 0 POWER CONNECTOR ROTATABLE ABSOLUTE ENCODER 24 BITS + 12 BIT MULTITURN WITH DRIVE-CLIQ INTERFACE (ENCODER AM24DQI) SHAFT WITH FITTED KEY; W/O HOLDING BRAKE; ACC. TOLERANCE N VIBRATION SEVERITY GRADE A, DEGREE OF PROTECTION IP 67 | 4581 | TEM | 1 | MC | 7.304 | 1
1FT70445AF701CA3 | SIMOTICS S SYNCHRONOUS MOTOR 1FT7, M0=5NM (100K) NN=3000RPM, PN=1,35KW NATURAL AIR COOLING; FRAME SIZE IMB 5 (IM V1, IM V3) FLANGE 0 POWER CONNECTOR ROTATABLE ABSOLUTE ENCODER 24 BITS + 12 BIT MULTITURN WITH DRIVE-CLIQ INTERFACE (ENCODER AM24DQI) SHAFT WITH FITTED KEY; W/O HOLDING BRAKE; ACC. TOLERANCE N VIBRATION SEVERITY GRADE A+R, DEGREE OF PROTECTION IP 64 | 4560 | TEM | 1 | MC | 7.304 | 1
1FT70445AF701CB0 | SIMOTICS S SYNCHRONOUS MOTOR 1FT7, M0=5NM (100K) NN=3000RPM, PN=1,35KW NATURAL AIR COOLING; FRAME SIZE IMB 5 (IM V1, IM V3) FLANGE 0 POWER CONNECTOR ROTATABLE ABSOLUTE ENCODER 24 BITS + 12 BIT MULTITURN WITH DRIVE-CLIQ INTERFACE (ENCODER AM24DQI) SHAFT WITH FITTED KEY; WITH HOLDING BRAKE; ACC. TOLERANCE N VIBRATION SEVERITY GRADE A, DEGREE OF PROTECTION IP 64 | 5091 | TEM | 1 | MC | 8.003 | 1
1FT70445AF701CB1 | SIMOTICS S SYNCHRONOUS MOTOR 1FT7, M0=5NM (100K) NN=3000RPM, PN=1,35KW NATURAL AIR COOLING; FRAME SIZE IMB 5 (IM V1, IM V3) FLANGE 0 POWER CONNECTOR ROTATABLE ABSOLUTE ENCODER 24 BITS + 12 BIT MULTITURN WITH DRIVE-CLIQ INTERFACE (ENCODER AM24DQI) SHAFT WITH FITTED KEY; WITH HOLDING BRAKE; ACC. TOLERANCE N VIBRATION SEVERITY GRADE A, DEGREE OF PROTECTION IP 65 | 5187 | TEM | 1 | MC | 8.003 | 1
1FT70445AF701CB2 | SIMOTICS S SYNCHRONOUS MOTOR 1FT7, M0=5NM (100K) NN=3000RPM, PN=1,35KW NATURAL AIR COOLING; FRAME SIZE IMB 5 (IM V1, IM V3) FLANGE 0 POWER CONNECTOR ROTATABLE ABSOLUTE ENCODER 24 BITS + 12 BIT MULTITURN WITH DRIVE-CLIQ INTERFACE (ENCODER AM24DQI) SHAFT WITH FITTED KEY; WITH HOLDING BRAKE; ACC. TOLERANCE N VIBRATION SEVERITY GRADE A, DEGREE OF PROTECTION IP 67 | 5267 | TEM | 1 | MC | 8.003 | 1
1FT70445AF701CD1 | SIMOTICS S SYNCHRONOUS MOTOR 1FT7, M0=5NM (100K) NN=3000RPM, PN=1,35KW NATURAL AIR COOLING; FRAME SIZE IMB 5 (IM V1, IM V3) FLANGE 0 POWER CONNECTOR ROTATABLE ABSOLUTE ENCODER 24 BITS + 12 BIT MULTITURN WITH DRIVE-CLIQ INTERFACE (ENCODER AM24DQI) SHAFT WITH FITTED KEY; W/O HOLDING BRAKE; ACC. TOLERANCE R VIBRATION SEVERITY GRADE A, DEGREE OF PROTECTION IP 65 | 4661 | TEM | 1 | MC | 7.304 | 1
1FT70445AF701CG0 | SIMOTICS S SYNCHRONOUS MOTOR 1FT7, M0=5NM (100K) NN=3000RPM, PN=1,35KW NATURAL AIR COOLING; FRAME SIZE IMB 5 (IM V1, IM V3) FLANGE 0 POWER CONNECTOR ROTATABLE ABSOLUTE ENCODER 24 BITS + 12 BIT MULTITURN WITH DRIVE-CLIQ INTERFACE (ENCODER AM24DQI) PLAIN SHAFT, W/O HOLDING BRAKE; ACC. TOLERANCE N VIBRATION SEVERITY GRADE A, DEGREE OF PROTECTION IP 64 | 4405 | TEM | 1 | MC | 7.304 | 1
1FT70445AF701CG1 | SIMOTICS S SYNCHRONOUS MOTOR 1FT7, M0=5NM (100K) NN=3000RPM, PN=1,35KW NATURAL AIR COOLING; FRAME SIZE IMB 5 (IM V1, IM V3) FLANGE 0 POWER CONNECTOR ROTATABLE ABSOLUTE ENCODER 24 BITS + 12 BIT MULTITURN WITH DRIVE-CLIQ INTERFACE (ENCODER AM24DQI) PLAIN SHAFT, W/O HOLDING BRAKE; ACC. TOLERANCE N VIBRATION SEVERITY GRADE A, DEGREE OF PROTECTION IP 65 | 4502 | TEM | 1 | MC | 7.304 | 1
1FT70445AF701CG2 | SIMOTICS S SYNCHRONOUS MOTOR 1FT7, M0=5NM (100K) NN=3000RPM, PN=1,35KW NATURAL AIR COOLING; FRAME SIZE IMB 5 (IM V1, IM V3) FLANGE 0 POWER CONNECTOR ROTATABLE ABSOLUTE ENCODER 24 BITS + 12 BIT MULTITURN WITH DRIVE-CLIQ INTERFACE (ENCODER AM24DQI) PLAIN SHAFT, W/O HOLDING BRAKE; ACC. TOLERANCE N VIBRATION SEVERITY GRADE A, DEGREE OF PROTECTION IP 67 | 4581 | TEM | 1 | MC | 7.304 | 1
1FT70445AF701CG3 | SIMOTICS S SYNCHRONOUS MOTOR 1FT7, M0=5NM (100K) NN=3000RPM, PN=1,35KW NATURAL AIR COOLING; FRAME SIZE IMB 5 (IM V1, IM V3) FLANGE 0 POWER CONNECTOR ROTATABLE ABSOLUTE ENCODER 24 BITS + 12 BIT MULTITURN WITH DRIVE-CLIQ INTERFACE (ENCODER AM24DQI) PLAIN SHAFT, W/O HOLDING BRAKE; ACC. TOLERANCE N VIBRATION SEVERITY GRADE A+R, DEGREE OF PROTECTION IP 64 | 4560 | TEM | 1 | MC | 7.304 | 1
1FT70445AF701CH0 | SIMOTICS S SYNCHRONOUS MOTOR 1FT7, M0=5NM (100K) NN=3000RPM, PN=1,35KW NATURAL AIR COOLING; FRAME SIZE IMB 5 (IM V1, IM V3) FLANGE 0 POWER CONNECTOR ROTATABLE ABSOLUTE ENCODER 24 BITS + 12 BIT MULTITURN WITH DRIVE-CLIQ INTERFACE (ENCODER AM24DQI) PLAIN SHAFT, WITH HOLDING BRAKE; ACCURACY TOLERANCE N VIBRATION SEVERITY GRADE A, DEGREE OF PROTECTION IP 64 | 5091 | TEM | 1 | MC | 8.003 | 1
1FT70445AF701CH1 | SIMOTICS S SYNCHRONOUS MOTOR 1FT7, M0=5NM (100K) NN=3000RPM, PN=1,35KW NATURAL AIR COOLING; FRAME SIZE IMB 5 (IM V1, IM V3) FLANGE 0 POWER CONNECTOR ROTATABLE ABSOLUTE ENCODER 24 BITS + 12 BIT MULTITURN WITH DRIVE-CLIQ INTERFACE (ENCODER AM24DQI) PLAIN SHAFT, WITH HOLDING BRAKE; ACCURACY TOLERANCE N VIBRATION SEVERITY GRADE A, DEGREE OF PROTECTION IP 65 | 5187 | TEM | 1 | MC | 8.003 | 1
1FT70445AF701CH2 | SIMOTICS S SYNCHRONOUS MOTOR 1FT7, M0=5NM (100K) NN=3000RPM, PN=1,35KW NATURAL AIR COOLING; FRAME SIZE IMB 5 (IM V1, IM V3) FLANGE 0 POWER CONNECTOR ROTATABLE ABSOLUTE ENCODER 24 BITS + 12 BIT MULTITURN WITH DRIVE-CLIQ INTERFACE (ENCODER AM24DQI) PLAIN SHAFT, WITH HOLDING BRAKE; ACCURACY TOLERANCE N VIBRATION SEVERITY GRADE A, DEGREE OF PROTECTION IP 67 | 5267 | TEM | 1 | MC | 8.003 | 1
1FT70445AF701CH3 | SIMOTICS S SYNCHRONOUS MOTOR 1FT7, M0=5NM (100K) NN=3000RPM, PN=1,35KW NATURAL AIR COOLING; FRAME SIZE IMB 5 (IM V1, IM V3) FLANGE 0 POWER CONNECTOR ROTATABLE ABSOLUTE ENCODER 24 BITS + 12 BIT MULTITURN WITH DRIVE-CLIQ INTERFACE (ENCODER AM24DQI) PLAIN SHAFT, WITH HOLDING BRAKE; ACCURACY TOLERANCE N VIBRATION SEVERITY GRADE A+R, DEGREE OF PROTECTION IP 64 | 5246 | TEM | 1 | MC | 8.003 | 1
1FT70445AF701CL4 | SIMOTICS S SYNCHRONOUS MOTOR 1FT7, M0=5NM (100K) NN=3000RPM, PN=1,35KW NATURAL AIR COOLING; FRAME SIZE IMB 5 (IM V1, IM V3) FLANGE 0 POWER CONNECTOR ROTATABLE ABSOLUTE ENCODER 24 BITS + 12 BIT MULTITURN WITH DRIVE-CLIQ INTERFACE (ENCODER AM24DQI) PLAIN SHAFT, WITH HOLDING BRAKE; ACCURACY TOLERANCE R VIBRATION SEVERITY GRADE A+R, DEGREE OF PROTECTION IP 65 | 5500 | TEM | 1 | MC | 8.003 | 1
1FT70445AF701DA0 | SIMOTICS S SYNCHRONOUS MOTOR 1FT7, M0=5NM (100K) NN=3000RPM, PN=1,35KW NATURAL AIR COOLING; FRAME SIZE IMB 5 (IM V1, IM V3) FLANGE 0 POWER CONNECTOR ROTATABLE INCREMENTAL ENCODER 2048 S/R WITH DRIVE-CLIQ INTERFACE (ENCODER I-2048) CONNECTOR ROTATABLE SHAFT WITH FITTED KEY; W/O HOLDING BRAKE; ACC. TOLERANCE N VIBRATION SEVERITY GRADE A, DEGREE OF PROTECTION IP 64 | 3720 | TEM | 1 | MC | 7.304 | 1
1FT70445AF701DA1 | SIMOTICS S SYNCHRONOUS MOTOR 1FT7, M0=5NM (100K) NN=3000RPM, PN=1,35KW NATURAL AIR COOLING; FRAME SIZE IMB 5 (IM V1, IM V3) FLANGE 0 POWER CONNECTOR ROTATABLE INCREMENTAL ENCODER 2048 S/R WITH DRIVE-CLIQ INTERFACE (ENCODER I-2048) CONNECTOR ROTATABLE SHAFT WITH FITTED KEY; W/O HOLDING BRAKE; ACC. TOLERANCE N VIBRATION SEVERITY GRADE A, DEGREE OF PROTECTION IP 65 | 3817 | TEM | 1 | MC | 7.304 | 1
1FT70445AF701DA2 | SIMOTICS S SYNCHRONOUS MOTOR 1FT7, M0=5NM (100K) NN=3000RPM, PN=1,35KW NATURAL AIR COOLING; FRAME SIZE IMB 5 (IM V1, IM V3) FLANGE 0 POWER CONNECTOR ROTATABLE INCREMENTAL ENCODER 2048 S/R WITH DRIVE-CLIQ INTERFACE (ENCODER I-2048) CONNECTOR ROTATABLE SHAFT WITH FITTED KEY; W/O HOLDING BRAKE; ACC. TOLERANCE N VIBRATION SEVERITY GRADE A, DEGREE OF PROTECTION IP 67 | 3896 | TEM | 1 | MC | 7.304 | 1
1FT70445AF701DA3 | SIMOTICS S SYNCHRONOUS MOTOR 1FT7, M0=5NM (100K) NN=3000RPM, PN=1,35KW NATURAL AIR COOLING; FRAME SIZE IMB 5 (IM V1, IM V3) FLANGE 0 POWER CONNECTOR ROTATABLE INCREMENTAL ENCODER 2048 S/R WITH DRIVE-CLIQ INTERFACE (ENCODER I-2048) CONNECTOR ROTATABLE SHAFT WITH FITTED KEY; W/O HOLDING BRAKE; ACC. TOLERANCE N VIBRATION SEVERITY GRADE A+R, DEGREE OF PROTECTION IP 64 | 3875 | TEM | 1 | MC | 7.304 | 1
1FT70445AF701DB0 | SIMOTICS S SYNCHRONOUS MOTOR 1FT7, M0=5NM (100K) NN=3000RPM, PN=1,35KW NATURAL AIR COOLING; FRAME SIZE IMB 5 (IM V1, IM V3) FLANGE 0 POWER CONNECTOR ROTATABLE INCREMENTAL ENCODER 2048 S/R WITH DRIVE-CLIQ INTERFACE (ENCODER I-2048) CONNECTOR ROTATABLE SHAFT WITH FITTED KEY; WITH HOLDING BRAKE; ACC. TOLERANCE N VIBRATION SEVERITY GRADE A, DEGREE OF PROTECTION IP 64 | 4406 | TEM | 1 | MC | 8.003 | 1
1FT70445AF701DB1 | SIMOTICS S SYNCHRONOUS MOTOR 1FT7, M0=5NM (100K) NN=3000RPM, PN=1,35KW NATURAL AIR COOLING; FRAME SIZE IMB 5 (IM V1, IM V3) FLANGE 0 POWER CONNECTOR ROTATABLE INCREMENTAL ENCODER 2048 S/R WITH DRIVE-CLIQ INTERFACE (ENCODER I-2048) CONNECTOR ROTATABLE SHAFT WITH FITTED KEY; WITH HOLDING BRAKE; ACC. TOLERANCE N VIBRATION SEVERITY GRADE A, DEGREE OF PROTECTION IP 65 | 4502 | TEM | 1 | MC | 8.003 | 1
1FT70445AF701DB3 | SIMOTICS S SYNCHRONOUS MOTOR 1FT7, M0=5NM (100K) NN=3000RPM, PN=1,35KW NATURAL AIR COOLING; FRAME SIZE IMB 5 (IM V1, IM V3) FLANGE 0 POWER CONNECTOR ROTATABLE INCREMENTAL ENCODER 2048 S/R WITH DRIVE-CLIQ INTERFACE (ENCODER I-2048) CONNECTOR ROTATABLE SHAFT WITH FITTED KEY; WITH HOLDING BRAKE; ACC. TOLERANCE N VIBRATION SEVERITY GRADE A+R, DEGREE OF PROTECTION IP 64 | 4561 | TEM | 1 | MC | 8.003 | 1
1FT70445AF701DB4 | SIMOTICS S SYNCHRONOUS MOTOR 1FT7, M0=5NM (100K) NN=3000RPM, PN=1,35KW NATURAL AIR COOLING; FRAME SIZE IMB 5 (IM V1, IM V3) FLANGE 0 POWER CONNECTOR ROTATABLE INCREMENTAL ENCODER 2048 S/R WITH DRIVE-CLIQ INTERFACE (ENCODER I-2048) CONNECTOR ROTATABLE SHAFT WITH FITTED KEY; WITH HOLDING BRAKE; ACC. TOLERANCE N VIBRATION SEVERITY GRADE A+R, DEGREE OF PROTECTION IP 65 | 4658 | TEM | 1 | MC | 8.003 | 1
1FT70445AF701DD2 | SIMOTICS S SYNCHRONOUS MOTOR 1FT7, M0=5NM (100K) NN=3000RPM, PN=1,35KW NATURAL AIR COOLING; FRAME SIZE IMB 5 (IM V1, IM V3) FLANGE 0 POWER CONNECTOR ROTATABLE INCREMENTAL ENCODER 2048 S/R WITH DRIVE-CLIQ INTERFACE (ENCODER I-2048) CONNECTOR ROTATABLE SHAFT WITH FITTED KEY; W/O HOLDING BRAKE; ACC. TOLERANCE R VIBRATION SEVERITY GRADE A, DEGREE OF PROTECTION IP 67 | 4056 | TEM | 1 | MC | 7.304 | 1
1FT70445AF701DD4 | SIMOTICS S SYNCHRONOUS MOTOR 1FT7, M0=5NM (100K) NN=3000RPM, PN=1,35KW NATURAL AIR COOLING; FRAME SIZE IMB 5 (IM V1, IM V3) FLANGE 0 POWER CONNECTOR ROTATABLE INCREMENTAL ENCODER 2048 S/R WITH DRIVE-CLIQ INTERFACE (ENCODER I-2048) CONNECTOR ROTATABLE SHAFT WITH FITTED KEY; W/O HOLDING BRAKE; ACC. TOLERANCE R VIBRATION SEVERITY GRADE A+R, DEGREE OF PROTECTION IP 65 | 4132 | TEM | 1 | MC | 7.304 | 1
1FT70445AF701DG0 | SIMOTICS S SYNCHRONOUS MOTOR 1FT7, M0=5NM (100K) NN=3000RPM, PN=1,35KW NATURAL AIR COOLING; FRAME SIZE IMB 5 (IM V1, IM V3) FLANGE 0 POWER CONNECTOR ROTATABLE INCREMENTAL ENCODER 2048 S/R WITH DRIVE-CLIQ INTERFACE (ENCODER I-2048) CONNECTOR ROTATABLE PLAIN SHAFT, W/O HOLDING BRAKE; ACC. TOLERANCE N VIBRATION SEVERITY GRADE A, DEGREE OF PROTECTION IP 64 | 3720 | TEM | 1 | MC | 7.304 | 1
1FT70445AF701DG1 | SIMOTICS S SYNCHRONOUS MOTOR 1FT7, M0=5NM (100K) NN=3000RPM, PN=1,35KW NATURAL AIR COOLING; FRAME SIZE IMB 5 (IM V1, IM V3) FLANGE 0 POWER CONNECTOR ROTATABLE INCREMENTAL ENCODER 2048 S/R WITH DRIVE-CLIQ INTERFACE (ENCODER I-2048) CONNECTOR ROTATABLE PLAIN SHAFT, W/O HOLDING BRAKE; ACC. TOLERANCE N VIBRATION SEVERITY GRADE A, DEGREE OF PROTECTION IP 65 | 3817 | TEM | 1 | MC | 7.304 | 1
1FT70445AF701DG2 | SIMOTICS S SYNCHRONOUS MOTOR 1FT7, M0=5NM (100K) NN=3000RPM, PN=1,35KW NATURAL AIR COOLING; FRAME SIZE IMB 5 (IM V1, IM V3) FLANGE 0 POWER CONNECTOR ROTATABLE INCREMENTAL ENCODER 2048 S/R WITH DRIVE-CLIQ INTERFACE (ENCODER I-2048) CONNECTOR ROTATABLE PLAIN SHAFT, W/O HOLDING BRAKE; ACC. TOLERANCE N VIBRATION SEVERITY GRADE A, DEGREE OF PROTECTION IP 67 | 3896 | TEM | 1 | MC | 7.304 | 1
1FT70445AF701DH0 | SIMOTICS S SYNCHRONOUS MOTOR 1FT7, M0=5NM (100K) NN=3000RPM, PN=1,35KW NATURAL AIR COOLING; FRAME SIZE IMB 5 (IM V1, IM V3) FLANGE 0 POWER CONNECTOR ROTATABLE INCREMENTAL ENCODER 2048 S/R WITH DRIVE-CLIQ INTERFACE (ENCODER I-2048) CONNECTOR ROTATABLE PLAIN SHAFT, WITH HOLDING BRAKE; ACCURACY TOLERANCE N VIBRATION SEVERITY GRADE A, DEGREE OF PROTECTION IP 64 | 4406 | TEM | 1 | MC | 8.003 | 1
1FT70445AF701DH1 | SIMOTICS S SYNCHRONOUS MOTOR 1FT7, M0=5NM (100K) NN=3000RPM, PN=1,35KW NATURAL AIR COOLING; FRAME SIZE IMB 5 (IM V1, IM V3) FLANGE 0 POWER CONNECTOR ROTATABLE INCREMENTAL ENCODER 2048 S/R WITH DRIVE-CLIQ INTERFACE (ENCODER I-2048) CONNECTOR ROTATABLE PLAIN SHAFT, WITH HOLDING BRAKE; ACCURACY TOLERANCE N VIBRATION SEVERITY GRADE A, DEGREE OF PROTECTION IP 65 | 4502 | TEM | 1 | MC | 8.003 | 1
1FT70445AF701FA0 | SIMOTICS S SYNCHRONOUS MOTOR 1FT7, M0=5NM (100K) NN=3000RPM, PN=1,35KW NATURAL AIR COOLING; FRAME SIZE IMB 5 (IM V1, IM V3) FLANGE 0 POWER CONNECTOR ROTATABLE ABSOLUTE ENCODER 22 BITS MULTI TURN WITH DRIVE-CLIQ INTERFACE (ENCODER AM-22-DQ) CONNECTOR ROTATABLE SHAFT WITH FITTED KEY; W/O HOLDING BRAKE; ACC. TOLERANCE N VIBRATION SEVERITY GRADE A, DEGREE OF PROTECTION IP 64 | 4485 | TEM | 1 | MC | 7.304 | 1
1FT70445AF701FA1 | SIMOTICS S SYNCHRONOUS MOTOR 1FT7, M0=5NM (100K) NN=3000RPM, PN=1,35KW NATURAL AIR COOLING; FRAME SIZE IMB 5 (IM V1, IM V3) FLANGE 0 POWER CONNECTOR ROTATABLE ABSOLUTE ENCODER 22 BITS MULTI TURN WITH DRIVE-CLIQ INTERFACE (ENCODER AM-22-DQ) CONNECTOR ROTATABLE SHAFT WITH FITTED KEY; W/O HOLDING BRAKE; ACC. TOLERANCE N VIBRATION SEVERITY GRADE A, DEGREE OF PROTECTION IP 65 | 4582 | TEM | 1 | MC | 7.304 | 1
1FT70445AF701FA2 | SIMOTICS S SYNCHRONOUS MOTOR 1FT7, M0=5NM (100K) NN=3000RPM, PN=1,35KW NATURAL AIR COOLING; FRAME SIZE IMB 5 (IM V1, IM V3) FLANGE 0 POWER CONNECTOR ROTATABLE ABSOLUTE ENCODER 22 BITS MULTI TURN WITH DRIVE-CLIQ INTERFACE (ENCODER AM-22-DQ) CONNECTOR ROTATABLE SHAFT WITH FITTED KEY; W/O HOLDING BRAKE; ACC. TOLERANCE N VIBRATION SEVERITY GRADE A, DEGREE OF PROTECTION IP 67 | 4661 | TEM | 1 | MC | 7.304 | 1
1FT70445AF701FB0 | SIMOTICS S SYNCHRONOUS MOTOR 1FT7, M0=5NM (100K) NN=3000RPM, PN=1,35KW NATURAL AIR COOLING; FRAME SIZE IMB 5 (IM V1, IM V3) FLANGE 0 POWER CONNECTOR ROTATABLE ABSOLUTE ENCODER 22 BITS MULTI TURN WITH DRIVE-CLIQ INTERFACE (ENCODER AM-22-DQ) CONNECTOR ROTATABLE SHAFT WITH FITTED KEY; WITH HOLDING BRAKE; ACC. TOLERANCE N VIBRATION SEVERITY GRADE A, DEGREE OF PROTECTION IP 64 | 5171 | TEM | 1 | MC | 8.003 | 1
1FT70445AF701FB1 | SIMOTICS S SYNCHRONOUS MOTOR 1FT7, M0=5NM (100K) NN=3000RPM, PN=1,35KW NATURAL AIR COOLING; FRAME SIZE IMB 5 (IM V1, IM V3) FLANGE 0 POWER CONNECTOR ROTATABLE ABSOLUTE ENCODER 22 BITS MULTI TURN WITH DRIVE-CLIQ INTERFACE (ENCODER AM-22-DQ) CONNECTOR ROTATABLE SHAFT WITH FITTED KEY; WITH HOLDING BRAKE; ACC. TOLERANCE N VIBRATION SEVERITY GRADE A, DEGREE OF PROTECTION IP 65 | 5267 | TEM | 1 | MC | 8.003 | 1
1FT70445AF701FB4 | SIMOTICS S SYNCHRONOUS MOTOR 1FT7, M0=5NM (100K) NN=3000RPM, PN=1,35KW NATURAL AIR COOLING; FRAME SIZE IMB 5 (IM V1, IM V3) FLANGE 0 POWER CONNECTOR ROTATABLE ABSOLUTE ENCODER 22 BITS MULTI TURN WITH DRIVE-CLIQ INTERFACE (ENCODER AM-22-DQ) CONNECTOR ROTATABLE SHAFT WITH FITTED KEY; WITH HOLDING BRAKE; ACC. TOLERANCE N VIBRATION SEVERITY GRADE A+R, DEGREE OF PROTECTION IP 65 | 5423 | TEM | 1 | MC | 8.003 | 1
1FT70445AF701FG0 | SIMOTICS S SYNCHRONOUS MOTOR 1FT7, M0=5NM (100K) NN=3000RPM, PN=1,35KW NATURAL AIR COOLING; FRAME SIZE IMB 5 (IM V1, IM V3) FLANGE 0 POWER CONNECTOR ROTATABLE ABSOLUTE ENCODER 22 BITS MULTI TURN WITH DRIVE-CLIQ INTERFACE (ENCODER AM-22-DQ) CONNECTOR ROTATABLE PLAIN SHAFT, W/O HOLDING BRAKE; ACC. TOLERANCE N VIBRATION SEVERITY GRADE A, DEGREE OF PROTECTION IP 64 | 4485 | TEM | 1 | MC | 7.304 | 1
1FT70445AF701FG1 | SIMOTICS S SYNCHRONOUS MOTOR 1FT7, M0=5NM (100K) NN=3000RPM, PN=1,35KW NATURAL AIR COOLING; FRAME SIZE IMB 5 (IM V1, IM V3) FLANGE 0 POWER CONNECTOR ROTATABLE ABSOLUTE ENCODER 22 BITS MULTI TURN WITH DRIVE-CLIQ INTERFACE (ENCODER AM-22-DQ) CONNECTOR ROTATABLE PLAIN SHAFT, W/O HOLDING BRAKE; ACC. TOLERANCE N VIBRATION SEVERITY GRADE A, DEGREE OF PROTECTION IP 65 | 4582 | TEM | 1 | MC | 7.304 | 1
1FT70445AF701FG2 | SIMOTICS S SYNCHRONOUS MOTOR 1FT7, M0=5NM (100K) NN=3000RPM, PN=1,35KW NATURAL AIR COOLING; FRAME SIZE IMB 5 (IM V1, IM V3) FLANGE 0 POWER CONNECTOR ROTATABLE ABSOLUTE ENCODER 22 BITS MULTI TURN WITH DRIVE-CLIQ INTERFACE (ENCODER AM-22-DQ) CONNECTOR ROTATABLE PLAIN SHAFT, W/O HOLDING BRAKE; ACC. TOLERANCE N VIBRATION SEVERITY GRADE A, DEGREE OF PROTECTION IP 67 | 4661 | TEM | 1 | MC | 7.304 | 1
1FT70445AF701FG3 | SIMOTICS S SYNCHRONOUS MOTOR 1FT7, M0=5NM (100K) NN=3000RPM, PN=1,35KW NATURAL AIR COOLING; FRAME SIZE IMB 5 (IM V1, IM V3) FLANGE 0 POWER CONNECTOR ROTATABLE ABSOLUTE ENCODER 22 BITS MULTI TURN WITH DRIVE-CLIQ INTERFACE (ENCODER AM-22-DQ) CONNECTOR ROTATABLE PLAIN SHAFT, W/O HOLDING BRAKE; ACC. TOLERANCE N VIBRATION SEVERITY GRADE A+R, DEGREE OF PROTECTION IP 64 | 4640 | TEM | 1 | MC | 7.304 | 1
1FT70445AF701FH0 | SIMOTICS S SYNCHRONOUS MOTOR 1FT7, M0=5NM (100K) NN=3000RPM, PN=1,35KW NATURAL AIR COOLING; FRAME SIZE IMB 5 (IM V1, IM V3) FLANGE 0 POWER CONNECTOR ROTATABLE ABSOLUTE ENCODER 22 BITS MULTI TURN WITH DRIVE-CLIQ INTERFACE (ENCODER AM-22-DQ) CONNECTOR ROTATABLE PLAIN SHAFT, WITH HOLDING BRAKE; ACCURACY TOLERANCE N VIBRATION SEVERITY GRADE A, DEGREE OF PROTECTION IP 64 | 5171 | TEM | 1 | MC | 8.003 | 1
1FT70445AF701FH1 | SIMOTICS S SYNCHRONOUS MOTOR 1FT7, M0=5NM (100K) NN=3000RPM, PN=1,35KW NATURAL AIR COOLING; FRAME SIZE IMB 5 (IM V1, IM V3) FLANGE 0 POWER CONNECTOR ROTATABLE ABSOLUTE ENCODER 22 BITS MULTI TURN WITH DRIVE-CLIQ INTERFACE (ENCODER AM-22-DQ) CONNECTOR ROTATABLE PLAIN SHAFT, WITH HOLDING BRAKE; ACCURACY TOLERANCE N VIBRATION SEVERITY GRADE A, DEGREE OF PROTECTION IP 65 | 5267 | TEM | 1 | MC | 8.003 | 1
1FT70445AF701FH2 | SIMOTICS S SYNCHRONOUS MOTOR 1FT7, M0=5NM (100K) NN=3000RPM, PN=1,35KW NATURAL AIR COOLING; FRAME SIZE IMB 5 (IM V1, IM V3) FLANGE 0 POWER CONNECTOR ROTATABLE ABSOLUTE ENCODER 22 BITS MULTI TURN WITH DRIVE-CLIQ INTERFACE (ENCODER AM-22-DQ) CONNECTOR ROTATABLE PLAIN SHAFT, WITH HOLDING BRAKE; ACCURACY TOLERANCE N VIBRATION SEVERITY GRADE A, DEGREE OF PROTECTION IP 67 | 5347 | TEM | 1 | MC | 8.003 | 1
1FT70445AF701FH4 | SIMOTICS S SYNCHRONOUS MOTOR 1FT7, M0=5NM (100K) NN=3000RPM, PN=1,35KW NATURAL AIR COOLING; FRAME SIZE IMB 5 (IM V1, IM V3) FLANGE 0 POWER CONNECTOR ROTATABLE ABSOLUTE ENCODER 22 BITS MULTI TURN WITH DRIVE-CLIQ INTERFACE (ENCODER AM-22-DQ) CONNECTOR ROTATABLE PLAIN SHAFT, WITH HOLDING BRAKE; ACCURACY TOLERANCE N VIBRATION SEVERITY GRADE A+R, DEGREE OF PROTECTION IP 65 | 5423 | TEM | 1 | MC | 8.003 | 1
1FT70445AF701FK1 | SIMOTICS S SYNCHRONOUS MOTOR 1FT7, M0=5NM (100K) NN=3000RPM, PN=1,35KW NATURAL AIR COOLING; FRAME SIZE IMB 5 (IM V1, IM V3) FLANGE 0 POWER CONNECTOR ROTATABLE ABSOLUTE ENCODER 22 BITS MULTI TURN WITH DRIVE-CLIQ INTERFACE (ENCODER AM-22-DQ) CONNECTOR ROTATABLE PLAIN SHAFT, W/O HOLDING BRAKE; ACC. TOLERANCE R VIBRATION SEVERITY GRADE A, DEGREE OF PROTECTION IP 65 | 4741 | TEM | 1 | MC | 7.304 | 1
1FT70445AF701MA0 | SIMOTICS S SYNCHRONOUS MOTOR 1FT7, M0=5NM (100K) NN=3000RPM, PN=1,35KW NATURAL AIR COOLING; FRAME SIZE IMB 5 (IM V1, IM V3) FLANGE (COMPACT) WITH KTY TEMPERATURE SENSOR POWER CONNECTOR ROTATABLE ABSOLUTE ENCODER ENDAT 2048 S/R (ENCODER A-2048) CONNECTOR ROTATABLE SHAFT WITH FITTED KEY; W/O HOLDING BRAKE; ACC. TOLERANCE N VIBRATION SEVERITY GRADE A, DEGREE OF PROTECTION IP 64 | 4054 | TEM | 1 | MC | 7.304 | 1
1FT70445AF701MA1 | SIMOTICS S SYNCHRONOUS MOTOR 1FT7, M0=5NM (100K) NN=3000RPM, PN=1,35KW NATURAL AIR COOLING; FRAME SIZE IMB 5 (IM V1, IM V3) FLANGE (COMPACT) WITH KTY TEMPERATURE SENSOR POWER CONNECTOR ROTATABLE ABSOLUTE ENCODER ENDAT 2048 S/R (ENCODER A-2048) CONNECTOR ROTATABLE SHAFT WITH FITTED KEY; W/O HOLDING BRAKE; ACC. TOLERANCE N VIBRATION SEVERITY GRADE A, DEGREE OF PROTECTION IP 65 | 4150 | TEM | 1 | MC | 7.304 | 1
1FT70445AF701MB1 | SIMOTICS S SYNCHRONOUS MOTOR 1FT7, M0=5NM (100K) NN=3000RPM, PN=1,35KW NATURAL AIR COOLING; FRAME SIZE IMB 5 (IM V1, IM V3) FLANGE (COMPACT) WITH KTY TEMPERATURE SENSOR POWER CONNECTOR ROTATABLE ABSOLUTE ENCODER ENDAT 2048 S/R (ENCODER A-2048) CONNECTOR ROTATABLE SHAFT WITH FITTED KEY; WITH HOLDING BRAKE; ACC. TOLERANCE N VIBRATION SEVERITY GRADE A, DEGREE OF PROTECTION IP 65 | 4835 | TEM | 1 | MC | 8.003 | 1
1FT70445AF701MB2 | SIMOTICS S SYNCHRONOUS MOTOR 1FT7, M0=5NM (100K) NN=3000RPM, PN=1,35KW NATURAL AIR COOLING; FRAME SIZE IMB 5 (IM V1, IM V3) FLANGE (COMPACT) WITH KTY TEMPERATURE SENSOR POWER CONNECTOR ROTATABLE ABSOLUTE ENCODER ENDAT 2048 S/R (ENCODER A-2048) CONNECTOR ROTATABLE SHAFT WITH FITTED KEY; WITH HOLDING BRAKE; ACC. TOLERANCE N VIBRATION SEVERITY GRADE A, DEGREE OF PROTECTION IP 67 | 4915 | TEM | 1 | MC | 8.003 | 1
1FT70445AF701MK2 | SIMOTICS S SYNCHRONOUS MOTOR 1FT7, M0=5NM (100K) NN=3000RPM, PN=1,35KW NATURAL AIR COOLING; FRAME SIZE IMB 5 (IM V1, IM V3) FLANGE (COMPACT) WITH KTY TEMPERATURE SENSOR POWER CONNECTOR ROTATABLE ABSOLUTE ENCODER ENDAT 2048 S/R (ENCODER A-2048) CONNECTOR ROTATABLE PLAIN SHAFT, W/O HOLDING BRAKE; ACC. TOLERANCE R VIBRATION SEVERITY GRADE A, DEGREE OF PROTECTION IP 67 | 4389 | TEM | 1 | MC | 7.304 | 1
1FT70445AF701NA0 | SIMOTICS S SYNCHRONOUS MOTOR 1FT7, M0=5NM (100K) NN=3000RPM, PN=1,35KW NATURAL AIR COOLING; FRAME SIZE IMB 5 (IM V1, IM V3) FLANGE (COMPACT) WITH KTY TEMPERATURE SENSOR POWER CONNECTOR ROTATABLE INCREM. ENCODER SIN/COS 1VSS 2048 S/R (ENCODER I-2048) CONNECTOR ROTATABLE SHAFT WITH FITTED KEY; W/O HOLDING BRAKE; ACC. TOLERANCE N VIBRATION SEVERITY GRADE A, DEGREE OF PROTECTION IP 64 | 3300 | TEM | 1 | MC | 7.304 | 1
1FT70445AF701NA1 | SIMOTICS S SYNCHRONOUS MOTOR 1FT7, M0=5NM (100K) NN=3000RPM, PN=1,35KW NATURAL AIR COOLING; FRAME SIZE IMB 5 (IM V1, IM V3) FLANGE (COMPACT) WITH KTY TEMPERATURE SENSOR POWER CONNECTOR ROTATABLE INCREM. ENCODER SIN/COS 1VSS 2048 S/R (ENCODER I-2048) CONNECTOR ROTATABLE SHAFT WITH FITTED KEY; W/O HOLDING BRAKE; ACC. TOLERANCE N VIBRATION SEVERITY GRADE A, DEGREE OF PROTECTION IP 65 | 3396 | TEM | 1 | MC | 7.304 | 1
1FT70445AF701NG0 | SIMOTICS S SYNCHRONOUS MOTOR 1FT7, M0=5NM (100K) NN=3000RPM, PN=1,35KW NATURAL AIR COOLING; FRAME SIZE IMB 5 (IM V1, IM V3) FLANGE (COMPACT) WITH KTY TEMPERATURE SENSOR POWER CONNECTOR ROTATABLE INCREM. ENCODER SIN/COS 1VSS 2048 S/R (ENCODER I-2048) CONNECTOR ROTATABLE PLAIN SHAFT, W/O HOLDING BRAKE; ACC. TOLERANCE N VIBRATION SEVERITY GRADE A, DEGREE OF PROTECTION IP 64 | 3300 | TEM | 1 | MC | 7.304 | 1
1FT70445AF701NG1 | SIMOTICS S SYNCHRONOUS MOTOR 1FT7, M0=5NM (100K) NN=3000RPM, PN=1,35KW NATURAL AIR COOLING; FRAME SIZE IMB 5 (IM V1, IM V3) FLANGE (COMPACT) WITH KTY TEMPERATURE SENSOR POWER CONNECTOR ROTATABLE INCREM. ENCODER SIN/COS 1VSS 2048 S/R (ENCODER I-2048) CONNECTOR ROTATABLE PLAIN SHAFT, W/O HOLDING BRAKE; ACC. TOLERANCE N VIBRATION SEVERITY GRADE A, DEGREE OF PROTECTION IP 65 | 3396 | TEM | 1 | MC | 7.304 | 1
1FT70445AF701NG2 | SIMOTICS S SYNCHRONOUS MOTOR 1FT7, M0=5NM (100K) NN=3000RPM, PN=1,35KW NATURAL AIR COOLING; FRAME SIZE IMB 5 (IM V1, IM V3) FLANGE (COMPACT) WITH KTY TEMPERATURE SENSOR POWER CONNECTOR ROTATABLE INCREM. ENCODER SIN/COS 1VSS 2048 S/R (ENCODER I-2048) CONNECTOR ROTATABLE PLAIN SHAFT, W/O HOLDING BRAKE; ACC. TOLERANCE N VIBRATION SEVERITY GRADE A, DEGREE OF PROTECTION IP 67 | 3475 | TEM | 1 | MC | 7.304 | 1
1FT70445AF711BA0 | SIMOTICS S SYNCHRONOUS MOTOR 1FT7, M0=5NM (100K) NN=3000RPM, PN=1,35KW NATURAL AIR COOLING; FRAME SIZE IMB 5 (IM V1, IM V3) FLANGE 1 (1FT6 COMPATIBLE) POWER CONNECTOR ROTATABLE ABSOLUTE VALUE ENCODER SINGLETURN 24 BIT WITH DRIVE-CLIQ INTERFACE (ENCODER AS24DQI) SHAFT WITH FITTED KEY; W/O HOLDING BRAKE; ACC. TOLERANCE N VIBRATION SEVERITY GRADE A, DEGREE OF PROTECTION IP 64 | 3640 | TEM | 1 | MC | 7.304 | 1
1FT70445AF711BA1 | SIMOTICS S SYNCHRONOUS MOTOR 1FT7, M0=5NM (100K) NN=3000RPM, PN=1,35KW NATURAL AIR COOLING; FRAME SIZE IMB 5 (IM V1, IM V3) FLANGE 1 (1FT6 COMPATIBLE) POWER CONNECTOR ROTATABLE ABSOLUTE VALUE ENCODER SINGLETURN 24 BIT WITH DRIVE-CLIQ INTERFACE (ENCODER AS24DQI) SHAFT WITH FITTED KEY; W/O HOLDING BRAKE; ACC. TOLERANCE N VIBRATION SEVERITY GRADE A, DEGREE OF PROTECTION IP 65 | 3736 | TEM | 1 | MC | 7.304 | 1
1FT70445AF711BB0 | SIMOTICS S SYNCHRONOUS MOTOR 1FT7, M0=5NM (100K) NN=3000RPM, PN=1,35KW NATURAL AIR COOLING; FRAME SIZE IMB 5 (IM V1, IM V3) FLANGE 1 (1FT6 COMPATIBLE) POWER CONNECTOR ROTATABLE ABSOLUTE VALUE ENCODER SINGLETURN 24 BIT WITH DRIVE-CLIQ INTERFACE (ENCODER AS24DQI) SHAFT WITH FITTED KEY; WITH HOLDING BRAKE; ACC. TOLERANCE N VIBRATION SEVERITY GRADE A, DEGREE OF PROTECTION IP 64 | 4326 | TEM | 1 | MC | 8.003 | 1
1FT70445AF711BB1 | SIMOTICS S SYNCHRONOUS MOTOR 1FT7, M0=5NM (100K) NN=3000RPM, PN=1,35KW NATURAL AIR COOLING; FRAME SIZE IMB 5 (IM V1, IM V3) FLANGE 1 (1FT6 COMPATIBLE) POWER CONNECTOR ROTATABLE ABSOLUTE VALUE ENCODER SINGLETURN 24 BIT WITH DRIVE-CLIQ INTERFACE (ENCODER AS24DQI) SHAFT WITH FITTED KEY; WITH HOLDING BRAKE; ACC. TOLERANCE N VIBRATION SEVERITY GRADE A, DEGREE OF PROTECTION IP 65 | 4422 | TEM | 1 | MC | 8.003 | 1
1FT70445AF711BB2 | SIMOTICS S SYNCHRONOUS MOTOR 1FT7, M0=5NM (100K) NN=3000RPM, PN=1,35KW NATURAL AIR COOLING; FRAME SIZE IMB 5 (IM V1, IM V3) FLANGE 1 (1FT6 COMPATIBLE) POWER CONNECTOR ROTATABLE ABSOLUTE VALUE ENCODER SINGLETURN 24 BIT WITH DRIVE-CLIQ INTERFACE (ENCODER AS24DQI) SHAFT WITH FITTED KEY; WITH HOLDING BRAKE; ACC. TOLERANCE N VIBRATION SEVERITY GRADE A, DEGREE OF PROTECTION IP 67 | 4501 | TEM | 1 | MC | 8.003 | 1
1FT70445AF711BD0 | SIMOTICS S SYNCHRONOUS MOTOR 1FT7, M0=5NM (100K) NN=3000RPM, PN=1,35KW NATURAL AIR COOLING; FRAME SIZE IMB 5 (IM V1, IM V3) FLANGE 1 (1FT6 COMPATIBLE) POWER CONNECTOR ROTATABLE ABSOLUTE VALUE ENCODER SINGLETURN 24 BIT WITH DRIVE-CLIQ INTERFACE (ENCODER AS24DQI) SHAFT WITH FITTED KEY; W/O HOLDING BRAKE; ACC. TOLERANCE R VIBRATION SEVERITY GRADE A, DEGREE OF PROTECTION IP 64 | 3800 | TEM | 1 | MC | 7.304 | 1
1FT70445AF711BD1 | SIMOTICS S SYNCHRONOUS MOTOR 1FT7, M0=5NM (100K) NN=3000RPM, PN=1,35KW NATURAL AIR COOLING; FRAME SIZE IMB 5 (IM V1, IM V3) FLANGE 1 (1FT6 COMPATIBLE) POWER CONNECTOR ROTATABLE ABSOLUTE VALUE ENCODER SINGLETURN 24 BIT WITH DRIVE-CLIQ INTERFACE (ENCODER AS24DQI) SHAFT WITH FITTED KEY; W/O HOLDING BRAKE; ACC. TOLERANCE R VIBRATION SEVERITY GRADE A, DEGREE OF PROTECTION IP 65 | 3896 | TEM | 1 | MC | 7.304 | 1
1FT70445AF711BG0 | SIMOTICS S SYNCHRONOUS MOTOR 1FT7, M0=5NM (100K) NN=3000RPM, PN=1,35KW NATURAL AIR COOLING; FRAME SIZE IMB 5 (IM V1, IM V3) FLANGE 1 (1FT6 COMPATIBLE) POWER CONNECTOR ROTATABLE ABSOLUTE VALUE ENCODER SINGLETURN 24 BIT WITH DRIVE-CLIQ INTERFACE (ENCODER AS24DQI) PLAIN SHAFT, W/O HOLDING BRAKE; ACC. TOLERANCE N VIBRATION SEVERITY GRADE A, DEGREE OF PROTECTION IP 64 | 3640 | TEM | 1 | MC | 7.304 | 1
1FT70445AF711BG1 | SIMOTICS S SYNCHRONOUS MOTOR 1FT7, M0=5NM (100K) NN=3000RPM, PN=1,35KW NATURAL AIR COOLING; FRAME SIZE IMB 5 (IM V1, IM V3) FLANGE 1 (1FT6 COMPATIBLE) POWER CONNECTOR ROTATABLE ABSOLUTE VALUE ENCODER SINGLETURN 24 BIT WITH DRIVE-CLIQ INTERFACE (ENCODER AS24DQI) PLAIN SHAFT, W/O HOLDING BRAKE; ACC. TOLERANCE N VIBRATION SEVERITY GRADE A, DEGREE OF PROTECTION IP 65 | 3736 | TEM | 1 | MC | 7.304 | 1
1FT70445AF711BG2 | SIMOTICS S SYNCHRONOUS MOTOR 1FT7, M0=5NM (100K) NN=3000RPM, PN=1,35KW NATURAL AIR COOLING; FRAME SIZE IMB 5 (IM V1, IM V3) FLANGE 1 (1FT6 COMPATIBLE) POWER CONNECTOR ROTATABLE ABSOLUTE VALUE ENCODER SINGLETURN 24 BIT WITH DRIVE-CLIQ INTERFACE (ENCODER AS24DQI) PLAIN SHAFT, W/O HOLDING BRAKE; ACC. TOLERANCE N VIBRATION SEVERITY GRADE A, DEGREE OF PROTECTION IP 67 | 3816 | TEM | 1 | MC | 7.304 | 1
1FT70445AF711BG3 | SIMOTICS S SYNCHRONOUS MOTOR 1FT7, M0=5NM (100K) NN=3000RPM, PN=1,35KW NATURAL AIR COOLING; FRAME SIZE IMB 5 (IM V1, IM V3) FLANGE 1 (1FT6 COMPATIBLE) POWER CONNECTOR ROTATABLE ABSOLUTE VALUE ENCODER SINGLETURN 24 BIT WITH DRIVE-CLIQ INTERFACE (ENCODER AS24DQI) PLAIN SHAFT, W/O HOLDING BRAKE; ACC. TOLERANCE N VIBRATION SEVERITY GRADE A+R, DEGREE OF PROTECTION IP 64 | 3795 | TEM | 1 | MC | 7.304 | 1
1FT70445AF711BG5 | SIMOTICS S SYNCHRONOUS MOTOR 1FT7, M0=5NM (100K) NN=3000RPM, PN=1,35KW NATURAL AIR COOLING; FRAME SIZE IMB 5 (IM V1, IM V3) FLANGE 1 (1FT6 COMPATIBLE) POWER CONNECTOR ROTATABLE ABSOLUTE VALUE ENCODER SINGLETURN 24 BIT WITH DRIVE-CLIQ INTERFACE (ENCODER AS24DQI) PLAIN SHAFT, W/O HOLDING BRAKE; ACC. TOLERANCE N VIBRATION SEVERITY GRADE A+R, DEGREE OF PROTECTION IP 67 | 3972 | TEM | 1 | MC | 7.304 | 1
1FT70445AF711BH0 | SIMOTICS S SYNCHRONOUS MOTOR 1FT7, M0=5NM (100K) NN=3000RPM, PN=1,35KW NATURAL AIR COOLING; FRAME SIZE IMB 5 (IM V1, IM V3) FLANGE 1 (1FT6 COMPATIBLE) POWER CONNECTOR ROTATABLE ABSOLUTE VALUE ENCODER SINGLETURN 24 BIT WITH DRIVE-CLIQ INTERFACE (ENCODER AS24DQI) PLAIN SHAFT, WITH HOLDING BRAKE; ACCURACY TOLERANCE N VIBRATION SEVERITY GRADE A, DEGREE OF PROTECTION IP 64 | 4326 | TEM | 1 | MC | 8.003 | 1
1FT70445AF711BH1 | SIMOTICS S SYNCHRONOUS MOTOR 1FT7, M0=5NM (100K) NN=3000RPM, PN=1,35KW NATURAL AIR COOLING; FRAME SIZE IMB 5 (IM V1, IM V3) FLANGE 1 (1FT6 COMPATIBLE) POWER CONNECTOR ROTATABLE ABSOLUTE VALUE ENCODER SINGLETURN 24 BIT WITH DRIVE-CLIQ INTERFACE (ENCODER AS24DQI) PLAIN SHAFT, WITH HOLDING BRAKE; ACCURACY TOLERANCE N VIBRATION SEVERITY GRADE A, DEGREE OF PROTECTION IP 65 | 4422 | TEM | 1 | MC | 8.003 | 1
1FT70445AF711BH2 | SIMOTICS S SYNCHRONOUS MOTOR 1FT7, M0=5NM (100K) NN=3000RPM, PN=1,35KW NATURAL AIR COOLING; FRAME SIZE IMB 5 (IM V1, IM V3) FLANGE 1 (1FT6 COMPATIBLE) POWER CONNECTOR ROTATABLE ABSOLUTE VALUE ENCODER SINGLETURN 24 BIT WITH DRIVE-CLIQ INTERFACE (ENCODER AS24DQI) PLAIN SHAFT, WITH HOLDING BRAKE; ACCURACY TOLERANCE N VIBRATION SEVERITY GRADE A, DEGREE OF PROTECTION IP 67 | 4501 | TEM | 1 | MC | 8.003 | 1
1FT70445AF711BH5 | SIMOTICS S SYNCHRONOUS MOTOR 1FT7, M0=5NM (100K) NN=3000RPM, PN=1,35KW NATURAL AIR COOLING; FRAME SIZE IMB 5 (IM V1, IM V3) FLANGE 1 (1FT6 COMPATIBLE) POWER CONNECTOR ROTATABLE ABSOLUTE VALUE ENCODER SINGLETURN 24 BIT WITH DRIVE-CLIQ INTERFACE (ENCODER AS24DQI) PLAIN SHAFT, WITH HOLDING BRAKE; ACCURACY TOLERANCE N VIBRATION SEVERITY GRADE A+R, DEGREE OF PROTECTION IP 67 | 4657 | TEM | 1 | MC | 8.003 | 1
1FT70445AF711BK3 | SIMOTICS S SYNCHRONOUS MOTOR 1FT7, M0=5NM (100K) NN=3000RPM, PN=1,35KW NATURAL AIR COOLING; FRAME SIZE IMB 5 (IM V1, IM V3) FLANGE 1 (1FT6 COMPATIBLE) POWER CONNECTOR ROTATABLE ABSOLUTE VALUE ENCODER SINGLETURN 24 BIT WITH DRIVE-CLIQ INTERFACE (ENCODER AS24DQI) PLAIN SHAFT, W/O HOLDING BRAKE; ACC. TOLERANCE R VIBRATION SEVERITY GRADE A+R, DEGREE OF PROTECTION IP 64 | 3954 | TEM | 1 | MC | 7.304 | 1
1FT70445AF711BK4 | SIMOTICS S SYNCHRONOUS MOTOR 1FT7, M0=5NM (100K) NN=3000RPM, PN=1,35KW NATURAL AIR COOLING; FRAME SIZE IMB 5 (IM V1, IM V3) FLANGE 1 (1FT6 COMPATIBLE) POWER CONNECTOR ROTATABLE ABSOLUTE VALUE ENCODER SINGLETURN 24 BIT WITH DRIVE-CLIQ INTERFACE (ENCODER AS24DQI) PLAIN SHAFT, W/O HOLDING BRAKE; ACC. TOLERANCE R VIBRATION SEVERITY GRADE A+R, DEGREE OF PROTECTION IP 65 | 4052 | TEM | 1 | MC | 7.304 | 1
1FT70445AF711CA0 | SIMOTICS S SYNCHRONOUS MOTOR 1FT7, M0=5NM (100K) NN=3000RPM, PN=1,35KW NATURAL AIR COOLING; FRAME SIZE IMB 5 (IM V1, IM V3) FLANGE 1 (1FT6 COMPATIBLE) POWER CONNECTOR ROTATABLE ABSOLUTE ENCODER 24 BITS + 12 BIT MULTITURN WITH DRIVE-CLIQ INTERFACE (ENCODER AM24DQI) SHAFT WITH FITTED KEY; W/O HOLDING BRAKE; ACC. TOLERANCE N VIBRATION SEVERITY GRADE A, DEGREE OF PROTECTION IP 64 | 4405 | TEM | 1 | MC | 7.304 | 1
1FT70445AF711CA1 | SIMOTICS S SYNCHRONOUS MOTOR 1FT7, M0=5NM (100K) NN=3000RPM, PN=1,35KW NATURAL AIR COOLING; FRAME SIZE IMB 5 (IM V1, IM V3) FLANGE 1 (1FT6 COMPATIBLE) POWER CONNECTOR ROTATABLE ABSOLUTE ENCODER 24 BITS + 12 BIT MULTITURN WITH DRIVE-CLIQ INTERFACE (ENCODER AM24DQI) SHAFT WITH FITTED KEY; W/O HOLDING BRAKE; ACC. TOLERANCE N VIBRATION SEVERITY GRADE A, DEGREE OF PROTECTION IP 65 | 4502 | TEM | 1 | MC | 7.304 | 1
1FT70445AF711CA2 | SIMOTICS S SYNCHRONOUS MOTOR 1FT7, M0=5NM (100K) NN=3000RPM, PN=1,35KW NATURAL AIR COOLING; FRAME SIZE IMB 5 (IM V1, IM V3) FLANGE 1 (1FT6 COMPATIBLE) POWER CONNECTOR ROTATABLE ABSOLUTE ENCODER 24 BITS + 12 BIT MULTITURN WITH DRIVE-CLIQ INTERFACE (ENCODER AM24DQI) SHAFT WITH FITTED KEY; W/O HOLDING BRAKE; ACC. TOLERANCE N VIBRATION SEVERITY GRADE A, DEGREE OF PROTECTION IP 67 | 4581 | TEM | 1 | MC | 7.304 | 1
1FT70445AF711CB0 | SIMOTICS S SYNCHRONOUS MOTOR 1FT7, M0=5NM (100K) NN=3000RPM, PN=1,35KW NATURAL AIR COOLING; FRAME SIZE IMB 5 (IM V1, IM V3) FLANGE 1 (1FT6 COMPATIBLE) POWER CONNECTOR ROTATABLE ABSOLUTE ENCODER 24 BITS + 12 BIT MULTITURN WITH DRIVE-CLIQ INTERFACE (ENCODER AM24DQI) SHAFT WITH FITTED KEY; WITH HOLDING BRAKE; ACC. TOLERANCE N VIBRATION SEVERITY GRADE A, DEGREE OF PROTECTION IP 64 | 5091 | TEM | 1 | MC | 8.003 | 1
1FT70445AF711CB1 | SIMOTICS S SYNCHRONOUS MOTOR 1FT7, M0=5NM (100K) NN=3000RPM, PN=1,35KW NATURAL AIR COOLING; FRAME SIZE IMB 5 (IM V1, IM V3) FLANGE 1 (1FT6 COMPATIBLE) POWER CONNECTOR ROTATABLE ABSOLUTE ENCODER 24 BITS + 12 BIT MULTITURN WITH DRIVE-CLIQ INTERFACE (ENCODER AM24DQI) SHAFT WITH FITTED KEY; WITH HOLDING BRAKE; ACC. TOLERANCE N VIBRATION SEVERITY GRADE A, DEGREE OF PROTECTION IP 65 | 5187 | TEM | 1 | MC | 8.003 | 1
1FT70445AF711CB2 | SIMOTICS S SYNCHRONOUS MOTOR 1FT7, M0=5NM (100K) NN=3000RPM, PN=1,35KW NATURAL AIR COOLING; FRAME SIZE IMB 5 (IM V1, IM V3) FLANGE 1 (1FT6 COMPATIBLE) POWER CONNECTOR ROTATABLE ABSOLUTE ENCODER 24 BITS + 12 BIT MULTITURN WITH DRIVE-CLIQ INTERFACE (ENCODER AM24DQI) SHAFT WITH FITTED KEY; WITH HOLDING BRAKE; ACC. TOLERANCE N VIBRATION SEVERITY GRADE A, DEGREE OF PROTECTION IP 67 | 5267 | TEM | 1 | MC | 8.003 | 1
1FT70445AF711CB3 | SIMOTICS S SYNCHRONOUS MOTOR 1FT7, M0=5NM (100K) NN=3000RPM, PN=1,35KW NATURAL AIR COOLING; FRAME SIZE IMB 5 (IM V1, IM V3) FLANGE 1 (1FT6 COMPATIBLE) POWER CONNECTOR ROTATABLE ABSOLUTE ENCODER 24 BITS + 12 BIT MULTITURN WITH DRIVE-CLIQ INTERFACE (ENCODER AM24DQI) SHAFT WITH FITTED KEY; WITH HOLDING BRAKE; ACC. TOLERANCE N VIBRATION SEVERITY GRADE A+R, DEGREE OF PROTECTION IP 64 | 5246 | TEM | 1 | MC | 8.003 | 1
1FT70445AF711CB4 | SIMOTICS S SYNCHRONOUS MOTOR 1FT7, M0=5NM (100K) NN=3000RPM, PN=1,35KW NATURAL AIR COOLING; FRAME SIZE IMB 5 (IM V1, IM V3) FLANGE 1 (1FT6 COMPATIBLE) POWER CONNECTOR ROTATABLE ABSOLUTE ENCODER 24 BITS + 12 BIT MULTITURN WITH DRIVE-CLIQ INTERFACE (ENCODER AM24DQI) SHAFT WITH FITTED KEY; WITH HOLDING BRAKE; ACC. TOLERANCE N VIBRATION SEVERITY GRADE A+R, DEGREE OF PROTECTION IP 65 | 5343 | TEM | 1 | MC | 8.003 | 1
1FT70445AF711CB5 | SIMOTICS S SYNCHRONOUS MOTOR 1FT7, M0=5NM (100K) NN=3000RPM, PN=1,35KW NATURAL AIR COOLING; FRAME SIZE IMB 5 (IM V1, IM V3) FLANGE 1 (1FT6 COMPATIBLE) POWER CONNECTOR ROTATABLE ABSOLUTE ENCODER 24 BITS + 12 BIT MULTITURN WITH DRIVE-CLIQ INTERFACE (ENCODER AM24DQI) SHAFT WITH FITTED KEY; WITH HOLDING BRAKE; ACC. TOLERANCE N VIBRATION SEVERITY GRADE A+R, DEGREE OF PROTECTION IP 67 | 5422 | TEM | 1 | MC | 8.003 | 1
1FT70445AF711CD2 | SIMOTICS S SYNCHRONOUS MOTOR 1FT7, M0=5NM (100K) NN=3000RPM, PN=1,35KW NATURAL AIR COOLING; FRAME SIZE IMB 5 (IM V1, IM V3) FLANGE 1 (1FT6 COMPATIBLE) POWER CONNECTOR ROTATABLE ABSOLUTE ENCODER 24 BITS + 12 BIT MULTITURN WITH DRIVE-CLIQ INTERFACE (ENCODER AM24DQI) SHAFT WITH FITTED KEY; W/O HOLDING BRAKE; ACC. TOLERANCE R VIBRATION SEVERITY GRADE A, DEGREE OF PROTECTION IP 67 | 4741 | TEM | 1 | MC | 7.304 | 1
1FT70445AF711CD5 | SIMOTICS S SYNCHRONOUS MOTOR 1FT7, M0=5NM (100K) NN=3000RPM, PN=1,35KW NATURAL AIR COOLING; FRAME SIZE IMB 5 (IM V1, IM V3) FLANGE 1 (1FT6 COMPATIBLE) POWER CONNECTOR ROTATABLE ABSOLUTE ENCODER 24 BITS + 12 BIT MULTITURN WITH DRIVE-CLIQ INTERFACE (ENCODER AM24DQI) SHAFT WITH FITTED KEY; W/O HOLDING BRAKE; ACC. TOLERANCE R VIBRATION SEVERITY GRADE A+R, DEGREE OF PROTECTION IP 67 | 4896 | TEM | 1 | MC | 7.304 | 1
1FT70445AF711CG0 | SIMOTICS S SYNCHRONOUS MOTOR 1FT7, M0=5NM (100K) NN=3000RPM, PN=1,35KW NATURAL AIR COOLING; FRAME SIZE IMB 5 (IM V1, IM V3) FLANGE 1 (1FT6 COMPATIBLE) POWER CONNECTOR ROTATABLE ABSOLUTE ENCODER 24 BITS + 12 BIT MULTITURN WITH DRIVE-CLIQ INTERFACE (ENCODER AM24DQI) PLAIN SHAFT, W/O HOLDING BRAKE; ACC. TOLERANCE N VIBRATION SEVERITY GRADE A, DEGREE OF PROTECTION IP 64 | 4405 | TEM | 1 | MC | 7.304 | 1
1FT70445AF711CG1 | SIMOTICS S SYNCHRONOUS MOTOR 1FT7, M0=5NM (100K) NN=3000RPM, PN=1,35KW NATURAL AIR COOLING; FRAME SIZE IMB 5 (IM V1, IM V3) FLANGE 1 (1FT6 COMPATIBLE) POWER CONNECTOR ROTATABLE ABSOLUTE ENCODER 24 BITS + 12 BIT MULTITURN WITH DRIVE-CLIQ INTERFACE (ENCODER AM24DQI) PLAIN SHAFT, W/O HOLDING BRAKE; ACC. TOLERANCE N VIBRATION SEVERITY GRADE A, DEGREE OF PROTECTION IP 65 | 4502 | TEM | 1 | MC | 7.304 | 1
1FT70445AF711CG2 | SIMOTICS S SYNCHRONOUS MOTOR 1FT7, M0=5NM (100K) NN=3000RPM, PN=1,35KW NATURAL AIR COOLING; FRAME SIZE IMB 5 (IM V1, IM V3) FLANGE 1 (1FT6 COMPATIBLE) POWER CONNECTOR ROTATABLE ABSOLUTE ENCODER 24 BITS + 12 BIT MULTITURN WITH DRIVE-CLIQ INTERFACE (ENCODER AM24DQI) PLAIN SHAFT, W/O HOLDING BRAKE; ACC. TOLERANCE N VIBRATION SEVERITY GRADE A, DEGREE OF PROTECTION IP 67 | 4581 | TEM | 1 | MC | 7.304 | 1
1FT70445AF711CH0 | SIMOTICS S SYNCHRONOUS MOTOR 1FT7, M0=5NM (100K) NN=3000RPM, PN=1,35KW NATURAL AIR COOLING; FRAME SIZE IMB 5 (IM V1, IM V3) FLANGE 1 (1FT6 COMPATIBLE) POWER CONNECTOR ROTATABLE ABSOLUTE ENCODER 24 BITS + 12 BIT MULTITURN WITH DRIVE-CLIQ INTERFACE (ENCODER AM24DQI) PLAIN SHAFT, WITH HOLDING BRAKE; ACCURACY TOLERANCE N VIBRATION SEVERITY GRADE A, DEGREE OF PROTECTION IP 64 | 5091 | TEM | 1 | MC | 8.003 | 1
1FT70445AF711CH1 | SIMOTICS S SYNCHRONOUS MOTOR 1FT7, M0=5NM (100K) NN=3000RPM, PN=1,35KW NATURAL AIR COOLING; FRAME SIZE IMB 5 (IM V1, IM V3) FLANGE 1 (1FT6 COMPATIBLE) POWER CONNECTOR ROTATABLE ABSOLUTE ENCODER 24 BITS + 12 BIT MULTITURN WITH DRIVE-CLIQ INTERFACE (ENCODER AM24DQI) PLAIN SHAFT, WITH HOLDING BRAKE; ACCURACY TOLERANCE N VIBRATION SEVERITY GRADE A, DEGREE OF PROTECTION IP 65 | 5187 | TEM | 1 | MC | 8.003 | 1
1FT70445AF711CH2 | SIMOTICS S SYNCHRONOUS MOTOR 1FT7, M0=5NM (100K) NN=3000RPM, PN=1,35KW NATURAL AIR COOLING; FRAME SIZE IMB 5 (IM V1, IM V3) FLANGE 1 (1FT6 COMPATIBLE) POWER CONNECTOR ROTATABLE ABSOLUTE ENCODER 24 BITS + 12 BIT MULTITURN WITH DRIVE-CLIQ INTERFACE (ENCODER AM24DQI) PLAIN SHAFT, WITH HOLDING BRAKE; ACCURACY TOLERANCE N VIBRATION SEVERITY GRADE A, DEGREE OF PROTECTION IP 67 | 5267 | TEM | 1 | MC | 8.003 | 1
1FT70445AF711CH5 | SIMOTICS S SYNCHRONOUS MOTOR 1FT7, M0=5NM (100K) NN=3000RPM, PN=1,35KW NATURAL AIR COOLING; FRAME SIZE IMB 5 (IM V1, IM V3) FLANGE 1 (1FT6 COMPATIBLE) POWER CONNECTOR ROTATABLE ABSOLUTE ENCODER 24 BITS + 12 BIT MULTITURN WITH DRIVE-CLIQ INTERFACE (ENCODER AM24DQI) PLAIN SHAFT, WITH HOLDING BRAKE; ACCURACY TOLERANCE N VIBRATION SEVERITY GRADE A+R, DEGREE OF PROTECTION IP 67 | 5422 | TEM | 1 | MC | 8.003 | 1
1FT70445AF711CK4 | SIMOTICS S SYNCHRONOUS MOTOR 1FT7, M0=5NM (100K) NN=3000RPM, PN=1,35KW NATURAL AIR COOLING; FRAME SIZE IMB 5 (IM V1, IM V3) FLANGE 1 (1FT6 COMPATIBLE) POWER CONNECTOR ROTATABLE ABSOLUTE ENCODER 24 BITS + 12 BIT MULTITURN WITH DRIVE-CLIQ INTERFACE (ENCODER AM24DQI) PLAIN SHAFT, W/O HOLDING BRAKE; ACC. TOLERANCE R VIBRATION SEVERITY GRADE A+R, DEGREE OF PROTECTION IP 65 | 4817 | TEM | 1 | MC | 7.304 | 1
1FT70445AF711CL1 | SIMOTICS S SYNCHRONOUS MOTOR 1FT7, M0=5NM (100K) NN=3000RPM, PN=1,35KW NATURAL AIR COOLING; FRAME SIZE IMB 5 (IM V1, IM V3) FLANGE 1 (1FT6 COMPATIBLE) POWER CONNECTOR ROTATABLE ABSOLUTE ENCODER 24 BITS + 12 BIT MULTITURN WITH DRIVE-CLIQ INTERFACE (ENCODER AM24DQI) PLAIN SHAFT, WITH HOLDING BRAKE; ACCURACY TOLERANCE R VIBRATION SEVERITY GRADE A, DEGREE OF PROTECTION IP 65 | 5344 | TEM | 1 | MC | 8.003 | 1
1FT70445AF711DA0 | SIMOTICS S SYNCHRONOUS MOTOR 1FT7, M0=5NM (100K) NN=3000RPM, PN=1,35KW NATURAL AIR COOLING; FRAME SIZE IMB 5 (IM V1, IM V3) FLANGE 1 (1FT6 COMPATIBLE) POWER CONNECTOR ROTATABLE INCREMENTAL ENCODER 2048 S/R WITH DRIVE-CLIQ INTERFACE (ENCODER I-2048) CONNECTOR ROTATABLE SHAFT WITH FITTED KEY; W/O HOLDING BRAKE; ACC. TOLERANCE N VIBRATION SEVERITY GRADE A, DEGREE OF PROTECTION IP 64 | 3720 | TEM | 1 | MC | 7.304 | 1
1FT70445AF711DA1 | SIMOTICS S SYNCHRONOUS MOTOR 1FT7, M0=5NM (100K) NN=3000RPM, PN=1,35KW NATURAL AIR COOLING; FRAME SIZE IMB 5 (IM V1, IM V3) FLANGE 1 (1FT6 COMPATIBLE) POWER CONNECTOR ROTATABLE INCREMENTAL ENCODER 2048 S/R WITH DRIVE-CLIQ INTERFACE (ENCODER I-2048) CONNECTOR ROTATABLE SHAFT WITH FITTED KEY; W/O HOLDING BRAKE; ACC. TOLERANCE N VIBRATION SEVERITY GRADE A, DEGREE OF PROTECTION IP 65 | 3817 | TEM | 1 | MC | 7.304 | 1
1FT70445AF711DA2 | SIMOTICS S SYNCHRONOUS MOTOR 1FT7, M0=5NM (100K) NN=3000RPM, PN=1,35KW NATURAL AIR COOLING; FRAME SIZE IMB 5 (IM V1, IM V3) FLANGE 1 (1FT6 COMPATIBLE) POWER CONNECTOR ROTATABLE INCREMENTAL ENCODER 2048 S/R WITH DRIVE-CLIQ INTERFACE (ENCODER I-2048) CONNECTOR ROTATABLE SHAFT WITH FITTED KEY; W/O HOLDING BRAKE; ACC. TOLERANCE N VIBRATION SEVERITY GRADE A, DEGREE OF PROTECTION IP 67 | 3896 | TEM | 1 | MC | 7.304 | 1
1FT70445AF711DA3 | SIMOTICS S SYNCHRONOUS MOTOR 1FT7, M0=5NM (100K) NN=3000RPM, PN=1,35KW NATURAL AIR COOLING; FRAME SIZE IMB 5 (IM V1, IM V3) FLANGE 1 (1FT6 COMPATIBLE) POWER CONNECTOR ROTATABLE INCREMENTAL ENCODER 2048 S/R WITH DRIVE-CLIQ INTERFACE (ENCODER I-2048) CONNECTOR ROTATABLE SHAFT WITH FITTED KEY; W/O HOLDING BRAKE; ACC. TOLERANCE N VIBRATION SEVERITY GRADE A+R, DEGREE OF PROTECTION IP 64 | 3875 | TEM | 1 | MC | 7.304 | 1
1FT70445AF711DA5 | SIMOTICS S SYNCHRONOUS MOTOR 1FT7, M0=5NM (100K) NN=3000RPM, PN=1,35KW NATURAL AIR COOLING; FRAME SIZE IMB 5 (IM V1, IM V3) FLANGE 1 (1FT6 COMPATIBLE) POWER CONNECTOR ROTATABLE INCREMENTAL ENCODER 2048 S/R WITH DRIVE-CLIQ INTERFACE (ENCODER I-2048) CONNECTOR ROTATABLE SHAFT WITH FITTED KEY; W/O HOLDING BRAKE; ACC. TOLERANCE N VIBRATION SEVERITY GRADE A+R, DEGREE OF PROTECTION IP 67 | 4052 | TEM | 1 | MC | 7.304 | 1
1FT70445AF711DB0 | SIMOTICS S SYNCHRONOUS MOTOR 1FT7, M0=5NM (100K) NN=3000RPM, PN=1,35KW NATURAL AIR COOLING; FRAME SIZE IMB 5 (IM V1, IM V3) FLANGE 1 (1FT6 COMPATIBLE) POWER CONNECTOR ROTATABLE INCREMENTAL ENCODER 2048 S/R WITH DRIVE-CLIQ INTERFACE (ENCODER I-2048) CONNECTOR ROTATABLE SHAFT WITH FITTED KEY; WITH HOLDING BRAKE; ACC. TOLERANCE N VIBRATION SEVERITY GRADE A, DEGREE OF PROTECTION IP 64 | 4406 | TEM | 1 | MC | 8.003 | 1
1FT70445AF711DB1 | SIMOTICS S SYNCHRONOUS MOTOR 1FT7, M0=5NM (100K) NN=3000RPM, PN=1,35KW NATURAL AIR COOLING; FRAME SIZE IMB 5 (IM V1, IM V3) FLANGE 1 (1FT6 COMPATIBLE) POWER CONNECTOR ROTATABLE INCREMENTAL ENCODER 2048 S/R WITH DRIVE-CLIQ INTERFACE (ENCODER I-2048) CONNECTOR ROTATABLE SHAFT WITH FITTED KEY; WITH HOLDING BRAKE; ACC. TOLERANCE N VIBRATION SEVERITY GRADE A, DEGREE OF PROTECTION IP 65 | 4502 | TEM | 1 | MC | 8.003 | 1
1FT70445AF711DB3 | SIMOTICS S SYNCHRONOUS MOTOR 1FT7, M0=5NM (100K) NN=3000RPM, PN=1,35KW NATURAL AIR COOLING; FRAME SIZE IMB 5 (IM V1, IM V3) FLANGE 1 (1FT6 COMPATIBLE) POWER CONNECTOR ROTATABLE INCREMENTAL ENCODER 2048 S/R WITH DRIVE-CLIQ INTERFACE (ENCODER I-2048) CONNECTOR ROTATABLE SHAFT WITH FITTED KEY; WITH HOLDING BRAKE; ACC. TOLERANCE N VIBRATION SEVERITY GRADE A+R, DEGREE OF PROTECTION IP 64 | 4561 | TEM | 1 | MC | 8.003 | 1
1FT70445AF711DB4 | SIMOTICS S SYNCHRONOUS MOTOR 1FT7, M0=5NM (100K) NN=3000RPM, PN=1,35KW NATURAL AIR COOLING; FRAME SIZE IMB 5 (IM V1, IM V3) FLANGE 1 (1FT6 COMPATIBLE) POWER CONNECTOR ROTATABLE INCREMENTAL ENCODER 2048 S/R WITH DRIVE-CLIQ INTERFACE (ENCODER I-2048) CONNECTOR ROTATABLE SHAFT WITH FITTED KEY; WITH HOLDING BRAKE; ACC. TOLERANCE N VIBRATION SEVERITY GRADE A+R, DEGREE OF PROTECTION IP 65 | 4658 | TEM | 1 | MC | 8.003 | 1
1FT70445AF711DD2 | SIMOTICS S SYNCHRONOUS MOTOR 1FT7, M0=5NM (100K) NN=3000RPM, PN=1,35KW NATURAL AIR COOLING; FRAME SIZE IMB 5 (IM V1, IM V3) FLANGE 1 (1FT6 COMPATIBLE) POWER CONNECTOR ROTATABLE INCREMENTAL ENCODER 2048 S/R WITH DRIVE-CLIQ INTERFACE (ENCODER I-2048) CONNECTOR ROTATABLE SHAFT WITH FITTED KEY; W/O HOLDING BRAKE; ACC. TOLERANCE R VIBRATION SEVERITY GRADE A, DEGREE OF PROTECTION IP 67 | 4056 | TEM | 1 | MC | 7.304 | 1
1FT70445AF711DG0 | SIMOTICS S SYNCHRONOUS MOTOR 1FT7, M0=5NM (100K) NN=3000RPM, PN=1,35KW NATURAL AIR COOLING; FRAME SIZE IMB 5 (IM V1, IM V3) FLANGE 1 (1FT6 COMPATIBLE) POWER CONNECTOR ROTATABLE INCREMENTAL ENCODER 2048 S/R WITH DRIVE-CLIQ INTERFACE (ENCODER I-2048) CONNECTOR ROTATABLE PLAIN SHAFT, W/O HOLDING BRAKE; ACC. TOLERANCE N VIBRATION SEVERITY GRADE A, DEGREE OF PROTECTION IP 64 | 3720 | TEM | 1 | MC | 7.304 | 1
1FT70445AF711DG1 | SIMOTICS S SYNCHRONOUS MOTOR 1FT7, M0=5NM (100K) NN=3000RPM, PN=1,35KW NATURAL AIR COOLING; FRAME SIZE IMB 5 (IM V1, IM V3) FLANGE 1 (1FT6 COMPATIBLE) POWER CONNECTOR ROTATABLE INCREMENTAL ENCODER 2048 S/R WITH DRIVE-CLIQ INTERFACE (ENCODER I-2048) CONNECTOR ROTATABLE PLAIN SHAFT, W/O HOLDING BRAKE; ACC. TOLERANCE N VIBRATION SEVERITY GRADE A, DEGREE OF PROTECTION IP 65 | 3817 | TEM | 1 | MC | 7.304 | 1
1FT70445AF711DG2 | SIMOTICS S SYNCHRONOUS MOTOR 1FT7, M0=5NM (100K) NN=3000RPM, PN=1,35KW NATURAL AIR COOLING; FRAME SIZE IMB 5 (IM V1, IM V3) FLANGE 1 (1FT6 COMPATIBLE) POWER CONNECTOR ROTATABLE INCREMENTAL ENCODER 2048 S/R WITH DRIVE-CLIQ INTERFACE (ENCODER I-2048) CONNECTOR ROTATABLE PLAIN SHAFT, W/O HOLDING BRAKE; ACC. TOLERANCE N VIBRATION SEVERITY GRADE A, DEGREE OF PROTECTION IP 67 | 3896 | TEM | 1 | MC | 7.304 | 1
1FT70445AF711DH0 | SIMOTICS S SYNCHRONOUS MOTOR 1FT7, M0=5NM (100K) NN=3000RPM, PN=1,35KW NATURAL AIR COOLING; FRAME SIZE IMB 5 (IM V1, IM V3) FLANGE 1 (1FT6 COMPATIBLE) POWER CONNECTOR ROTATABLE INCREMENTAL ENCODER 2048 S/R WITH DRIVE-CLIQ INTERFACE (ENCODER I-2048) CONNECTOR ROTATABLE PLAIN SHAFT, WITH HOLDING BRAKE; ACCURACY TOLERANCE N VIBRATION SEVERITY GRADE A, DEGREE OF PROTECTION IP 64 | 4406 | TEM | 1 | MC | 8.003 | 1
1FT70445AF711DH1 | SIMOTICS S SYNCHRONOUS MOTOR 1FT7, M0=5NM (100K) NN=3000RPM, PN=1,35KW NATURAL AIR COOLING; FRAME SIZE IMB 5 (IM V1, IM V3) FLANGE 1 (1FT6 COMPATIBLE) POWER CONNECTOR ROTATABLE INCREMENTAL ENCODER 2048 S/R WITH DRIVE-CLIQ INTERFACE (ENCODER I-2048) CONNECTOR ROTATABLE PLAIN SHAFT, WITH HOLDING BRAKE; ACCURACY TOLERANCE N VIBRATION SEVERITY GRADE A, DEGREE OF PROTECTION IP 65 | 4502 | TEM | 1 | MC | 8.003 | 1
1FT70445AF711DH2 | SIMOTICS S SYNCHRONOUS MOTOR 1FT7, M0=5NM (100K) NN=3000RPM, PN=1,35KW NATURAL AIR COOLING; FRAME SIZE IMB 5 (IM V1, IM V3) FLANGE 1 (1FT6 COMPATIBLE) POWER CONNECTOR ROTATABLE INCREMENTAL ENCODER 2048 S/R WITH DRIVE-CLIQ INTERFACE (ENCODER I-2048) CONNECTOR ROTATABLE PLAIN SHAFT, WITH HOLDING BRAKE; ACCURACY TOLERANCE N VIBRATION SEVERITY GRADE A, DEGREE OF PROTECTION IP 67 | 4582 | TEM | 1 | MC | 8.003 | 1
1FT70445AF711FA0 | SIMOTICS S SYNCHRONOUS MOTOR 1FT7, M0=5NM (100K) NN=3000RPM, PN=1,35KW NATURAL AIR COOLING; FRAME SIZE IMB 5 (IM V1, IM V3) FLANGE 1 (1FT6 COMPATIBLE) POWER CONNECTOR ROTATABLE ABSOLUTE ENCODER 22 BITS MULTI TURN WITH DRIVE-CLIQ INTERFACE (ENCODER AM-22-DQ) CONNECTOR ROTATABLE SHAFT WITH FITTED KEY; W/O HOLDING BRAKE; ACC. TOLERANCE N VIBRATION SEVERITY GRADE A, DEGREE OF PROTECTION IP 64 | 4485 | TEM | 1 | MC | 7.304 | 1
1FT70445AF711FA1 | SIMOTICS S SYNCHRONOUS MOTOR 1FT7, M0=5NM (100K) NN=3000RPM, PN=1,35KW NATURAL AIR COOLING; FRAME SIZE IMB 5 (IM V1, IM V3) FLANGE 1 (1FT6 COMPATIBLE) POWER CONNECTOR ROTATABLE ABSOLUTE ENCODER 22 BITS MULTI TURN WITH DRIVE-CLIQ INTERFACE (ENCODER AM-22-DQ) CONNECTOR ROTATABLE SHAFT WITH FITTED KEY; W/O HOLDING BRAKE; ACC. TOLERANCE N VIBRATION SEVERITY GRADE A, DEGREE OF PROTECTION IP 65 | 4582 | TEM | 1 | MC | 7.304 | 1
1FT70445AF711FA2 | SIMOTICS S SYNCHRONOUS MOTOR 1FT7, M0=5NM (100K) NN=3000RPM, PN=1,35KW NATURAL AIR COOLING; FRAME SIZE IMB 5 (IM V1, IM V3) FLANGE 1 (1FT6 COMPATIBLE) POWER CONNECTOR ROTATABLE ABSOLUTE ENCODER 22 BITS MULTI TURN WITH DRIVE-CLIQ INTERFACE (ENCODER AM-22-DQ) CONNECTOR ROTATABLE SHAFT WITH FITTED KEY; W/O HOLDING BRAKE; ACC. TOLERANCE N VIBRATION SEVERITY GRADE A, DEGREE OF PROTECTION IP 67 | 4661 | TEM | 1 | MC | 7.304 | 1
1FT70445AF711FA4 | SIMOTICS S SYNCHRONOUS MOTOR 1FT7, M0=5NM (100K) NN=3000RPM, PN=1,35KW NATURAL AIR COOLING; FRAME SIZE IMB 5 (IM V1, IM V3) FLANGE 1 (1FT6 COMPATIBLE) POWER CONNECTOR ROTATABLE ABSOLUTE ENCODER 22 BITS MULTI TURN WITH DRIVE-CLIQ INTERFACE (ENCODER AM-22-DQ) CONNECTOR ROTATABLE SHAFT WITH FITTED KEY; W/O HOLDING BRAKE; ACC. TOLERANCE N VIBRATION SEVERITY GRADE A+R, DEGREE OF PROTECTION IP 65 | 4738 | TEM | 1 | MC | 7.304 | 1
1FT70445AF711FA5 | SIMOTICS S SYNCHRONOUS MOTOR 1FT7, M0=5NM (100K) NN=3000RPM, PN=1,35KW NATURAL AIR COOLING; FRAME SIZE IMB 5 (IM V1, IM V3) FLANGE 1 (1FT6 COMPATIBLE) POWER CONNECTOR ROTATABLE ABSOLUTE ENCODER 22 BITS MULTI TURN WITH DRIVE-CLIQ INTERFACE (ENCODER AM-22-DQ) CONNECTOR ROTATABLE SHAFT WITH FITTED KEY; W/O HOLDING BRAKE; ACC. TOLERANCE N VIBRATION SEVERITY GRADE A+R, DEGREE OF PROTECTION IP 67 | 4817 | TEM | 1 | MC | 7.304 | 1
1FT70445AF711FB0 | SIMOTICS S SYNCHRONOUS MOTOR 1FT7, M0=5NM (100K) NN=3000RPM, PN=1,35KW NATURAL AIR COOLING; FRAME SIZE IMB 5 (IM V1, IM V3) FLANGE 1 (1FT6 COMPATIBLE) POWER CONNECTOR ROTATABLE ABSOLUTE ENCODER 22 BITS MULTI TURN WITH DRIVE-CLIQ INTERFACE (ENCODER AM-22-DQ) CONNECTOR ROTATABLE SHAFT WITH FITTED KEY; WITH HOLDING BRAKE; ACC. TOLERANCE N VIBRATION SEVERITY GRADE A, DEGREE OF PROTECTION IP 64 | 5171 | TEM | 1 | MC | 8.003 | 1
1FT70445AF711FB1 | SIMOTICS S SYNCHRONOUS MOTOR 1FT7, M0=5NM (100K) NN=3000RPM, PN=1,35KW NATURAL AIR COOLING; FRAME SIZE IMB 5 (IM V1, IM V3) FLANGE 1 (1FT6 COMPATIBLE) POWER CONNECTOR ROTATABLE ABSOLUTE ENCODER 22 BITS MULTI TURN WITH DRIVE-CLIQ INTERFACE (ENCODER AM-22-DQ) CONNECTOR ROTATABLE SHAFT WITH FITTED KEY; WITH HOLDING BRAKE; ACC. TOLERANCE N VIBRATION SEVERITY GRADE A, DEGREE OF PROTECTION IP 65 | 5267 | TEM | 1 | MC | 8.003 | 1
1FT70445AF711FB2 | SIMOTICS S SYNCHRONOUS MOTOR 1FT7, M0=5NM (100K) NN=3000RPM, PN=1,35KW NATURAL AIR COOLING; FRAME SIZE IMB 5 (IM V1, IM V3) FLANGE 1 (1FT6 COMPATIBLE) POWER CONNECTOR ROTATABLE ABSOLUTE ENCODER 22 BITS MULTI TURN WITH DRIVE-CLIQ INTERFACE (ENCODER AM-22-DQ) CONNECTOR ROTATABLE SHAFT WITH FITTED KEY; WITH HOLDING BRAKE; ACC. TOLERANCE N VIBRATION SEVERITY GRADE A, DEGREE OF PROTECTION IP 67 | 5347 | TEM | 1 | MC | 8.003 | 1
1FT70445AF711FD0 | SIMOTICS S SYNCHRONOUS MOTOR 1FT7, M0=5NM (100K) NN=3000RPM, PN=1,35KW NATURAL AIR COOLING; FRAME SIZE IMB 5 (IM V1, IM V3) FLANGE 1 (1FT6 COMPATIBLE) POWER CONNECTOR ROTATABLE ABSOLUTE ENCODER 22 BITS MULTI TURN WITH DRIVE-CLIQ INTERFACE (ENCODER AM-22-DQ) CONNECTOR ROTATABLE SHAFT WITH FITTED KEY; W/O HOLDING BRAKE; ACC. TOLERANCE R VIBRATION SEVERITY GRADE A, DEGREE OF PROTECTION IP 64 | 4645 | TEM | 1 | MC | 7.304 | 1
1FT70445AF711FD2 | SIMOTICS S SYNCHRONOUS MOTOR 1FT7, M0=5NM (100K) NN=3000RPM, PN=1,35KW NATURAL AIR COOLING; FRAME SIZE IMB 5 (IM V1, IM V3) FLANGE 1 (1FT6 COMPATIBLE) POWER CONNECTOR ROTATABLE ABSOLUTE ENCODER 22 BITS MULTI TURN WITH DRIVE-CLIQ INTERFACE (ENCODER AM-22-DQ) CONNECTOR ROTATABLE SHAFT WITH FITTED KEY; W/O HOLDING BRAKE; ACC. TOLERANCE R VIBRATION SEVERITY GRADE A, DEGREE OF PROTECTION IP 67 | 4821 | TEM | 1 | MC | 7.304 | 1
1FT70445AF711FD5 | SIMOTICS S SYNCHRONOUS MOTOR 1FT7, M0=5NM (100K) NN=3000RPM, PN=1,35KW NATURAL AIR COOLING; FRAME SIZE IMB 5 (IM V1, IM V3) FLANGE 1 (1FT6 COMPATIBLE) POWER CONNECTOR ROTATABLE ABSOLUTE ENCODER 22 BITS MULTI TURN WITH DRIVE-CLIQ INTERFACE (ENCODER AM-22-DQ) CONNECTOR ROTATABLE SHAFT WITH FITTED KEY; W/O HOLDING BRAKE; ACC. TOLERANCE R VIBRATION SEVERITY GRADE A+R, DEGREE OF PROTECTION IP 67 | 4977 | TEM | 1 | MC | 7.304 | 1
1FT70445AF711FE5 | SIMOTICS S SYNCHRONOUS MOTOR 1FT7, M0=5NM (100K) NN=3000RPM, PN=1,35KW NATURAL AIR COOLING; FRAME SIZE IMB 5 (IM V1, IM V3) FLANGE 1 (1FT6 COMPATIBLE) POWER CONNECTOR ROTATABLE ABSOLUTE ENCODER 22 BITS MULTI TURN WITH DRIVE-CLIQ INTERFACE (ENCODER AM-22-DQ) CONNECTOR ROTATABLE SHAFT WITH FITTED KEY; WITH HOLDING BRAKE; ACC. TOLERANCE R VIBRATION SEVERITY GRADE A+R, DEGREE OF PROTECTION IP 67 | 5660 | TEM | 1 | MC | 8.003 | 1
1FT70445AF711FG0 | SIMOTICS S SYNCHRONOUS MOTOR 1FT7, M0=5NM (100K) NN=3000RPM, PN=1,35KW NATURAL AIR COOLING; FRAME SIZE IMB 5 (IM V1, IM V3) FLANGE 1 (1FT6 COMPATIBLE) POWER CONNECTOR ROTATABLE ABSOLUTE ENCODER 22 BITS MULTI TURN WITH DRIVE-CLIQ INTERFACE (ENCODER AM-22-DQ) CONNECTOR ROTATABLE PLAIN SHAFT, W/O HOLDING BRAKE; ACC. TOLERANCE N VIBRATION SEVERITY GRADE A, DEGREE OF PROTECTION IP 64 | 4485 | TEM | 1 | MC | 7.304 | 1
1FT70445AF711FG1 | SIMOTICS S SYNCHRONOUS MOTOR 1FT7, M0=5NM (100K) NN=3000RPM, PN=1,35KW NATURAL AIR COOLING; FRAME SIZE IMB 5 (IM V1, IM V3) FLANGE 1 (1FT6 COMPATIBLE) POWER CONNECTOR ROTATABLE ABSOLUTE ENCODER 22 BITS MULTI TURN WITH DRIVE-CLIQ INTERFACE (ENCODER AM-22-DQ) CONNECTOR ROTATABLE PLAIN SHAFT, W/O HOLDING BRAKE; ACC. TOLERANCE N VIBRATION SEVERITY GRADE A, DEGREE OF PROTECTION IP 65 | 4582 | TEM | 1 | MC | 7.304 | 1
1FT70445AF711FG2 | SIMOTICS S SYNCHRONOUS MOTOR 1FT7, M0=5NM (100K) NN=3000RPM, PN=1,35KW NATURAL AIR COOLING; FRAME SIZE IMB 5 (IM V1, IM V3) FLANGE 1 (1FT6 COMPATIBLE) POWER CONNECTOR ROTATABLE ABSOLUTE ENCODER 22 BITS MULTI TURN WITH DRIVE-CLIQ INTERFACE (ENCODER AM-22-DQ) CONNECTOR ROTATABLE PLAIN SHAFT, W/O HOLDING BRAKE; ACC. TOLERANCE N VIBRATION SEVERITY GRADE A, DEGREE OF PROTECTION IP 67 | 4661 | TEM | 1 | MC | 7.304 | 1
1FT70445AF711FG3 | SIMOTICS S SYNCHRONOUS MOTOR 1FT7, M0=5NM (100K) NN=3000RPM, PN=1,35KW NATURAL AIR COOLING; FRAME SIZE IMB 5 (IM V1, IM V3) FLANGE 1 (1FT6 COMPATIBLE) POWER CONNECTOR ROTATABLE ABSOLUTE ENCODER 22 BITS MULTI TURN WITH DRIVE-CLIQ INTERFACE (ENCODER AM-22-DQ) CONNECTOR ROTATABLE PLAIN SHAFT, W/O HOLDING BRAKE; ACC. TOLERANCE N VIBRATION SEVERITY GRADE A+R, DEGREE OF PROTECTION IP 64 | 4640 | TEM | 1 | MC | 7.304 | 1
1FT70445AF711FG4 | SIMOTICS S SYNCHRONOUS MOTOR 1FT7, M0=5NM (100K) NN=3000RPM, PN=1,35KW NATURAL AIR COOLING; FRAME SIZE IMB 5 (IM V1, IM V3) FLANGE 1 (1FT6 COMPATIBLE) POWER CONNECTOR ROTATABLE ABSOLUTE ENCODER 22 BITS MULTI TURN WITH DRIVE-CLIQ INTERFACE (ENCODER AM-22-DQ) CONNECTOR ROTATABLE PLAIN SHAFT, W/O HOLDING BRAKE; ACC. TOLERANCE N VIBRATION SEVERITY GRADE A+R, DEGREE OF PROTECTION IP 65 | 4738 | TEM | 1 | MC | 7.304 | 1
1FT70445AF711FG5 | SIMOTICS S SYNCHRONOUS MOTOR 1FT7, M0=5NM (100K) NN=3000RPM, PN=1,35KW NATURAL AIR COOLING; FRAME SIZE IMB 5 (IM V1, IM V3) FLANGE 1 (1FT6 COMPATIBLE) POWER CONNECTOR ROTATABLE ABSOLUTE ENCODER 22 BITS MULTI TURN WITH DRIVE-CLIQ INTERFACE (ENCODER AM-22-DQ) CONNECTOR ROTATABLE PLAIN SHAFT, W/O HOLDING BRAKE; ACC. TOLERANCE N VIBRATION SEVERITY GRADE A+R, DEGREE OF PROTECTION IP 67 | 4817 | TEM | 1 | MC | 7.304 | 1
1FT70445AF711FH0 | SIMOTICS S SYNCHRONOUS MOTOR 1FT7, M0=5NM (100K) NN=3000RPM, PN=1,35KW NATURAL AIR COOLING; FRAME SIZE IMB 5 (IM V1, IM V3) FLANGE 1 (1FT6 COMPATIBLE) POWER CONNECTOR ROTATABLE ABSOLUTE ENCODER 22 BITS MULTI TURN WITH DRIVE-CLIQ INTERFACE (ENCODER AM-22-DQ) CONNECTOR ROTATABLE PLAIN SHAFT, WITH HOLDING BRAKE; ACCURACY TOLERANCE N VIBRATION SEVERITY GRADE A, DEGREE OF PROTECTION IP 64 | 5171 | TEM | 1 | MC | 8.003 | 1
1FT70445AF711FH1 | SIMOTICS S SYNCHRONOUS MOTOR 1FT7, M0=5NM (100K) NN=3000RPM, PN=1,35KW NATURAL AIR COOLING; FRAME SIZE IMB 5 (IM V1, IM V3) FLANGE 1 (1FT6 COMPATIBLE) POWER CONNECTOR ROTATABLE ABSOLUTE ENCODER 22 BITS MULTI TURN WITH DRIVE-CLIQ INTERFACE (ENCODER AM-22-DQ) CONNECTOR ROTATABLE PLAIN SHAFT, WITH HOLDING BRAKE; ACCURACY TOLERANCE N VIBRATION SEVERITY GRADE A, DEGREE OF PROTECTION IP 65 | 5267 | TEM | 1 | MC | 8.003 | 1
1FT70445AF711FH2 | SIMOTICS S SYNCHRONOUS MOTOR 1FT7, M0=5NM (100K) NN=3000RPM, PN=1,35KW NATURAL AIR COOLING; FRAME SIZE IMB 5 (IM V1, IM V3) FLANGE 1 (1FT6 COMPATIBLE) POWER CONNECTOR ROTATABLE ABSOLUTE ENCODER 22 BITS MULTI TURN WITH DRIVE-CLIQ INTERFACE (ENCODER AM-22-DQ) CONNECTOR ROTATABLE PLAIN SHAFT, WITH HOLDING BRAKE; ACCURACY TOLERANCE N VIBRATION SEVERITY GRADE A, DEGREE OF PROTECTION IP 67 | 5347 | TEM | 1 | MC | 8.003 | 1
1FT70445AF711FH5 | SIMOTICS S SYNCHRONOUS MOTOR 1FT7, M0=5NM (100K) NN=3000RPM, PN=1,35KW NATURAL AIR COOLING; FRAME SIZE IMB 5 (IM V1, IM V3) FLANGE 1 (1FT6 COMPATIBLE) POWER CONNECTOR ROTATABLE ABSOLUTE ENCODER 22 BITS MULTI TURN WITH DRIVE-CLIQ INTERFACE (ENCODER AM-22-DQ) CONNECTOR ROTATABLE PLAIN SHAFT, WITH HOLDING BRAKE; ACCURACY TOLERANCE N VIBRATION SEVERITY GRADE A+R, DEGREE OF PROTECTION IP 67 | 5503 | TEM | 1 | MC | 8.003 | 1
1FT70445AF711FK5 | SIMOTICS S SYNCHRONOUS MOTOR 1FT7, M0=5NM (100K) NN=3000RPM, PN=1,35KW NATURAL AIR COOLING; FRAME SIZE IMB 5 (IM V1, IM V3) FLANGE 1 (1FT6 COMPATIBLE) POWER CONNECTOR ROTATABLE ABSOLUTE ENCODER 22 BITS MULTI TURN WITH DRIVE-CLIQ INTERFACE (ENCODER AM-22-DQ) CONNECTOR ROTATABLE PLAIN SHAFT, W/O HOLDING BRAKE; ACC. TOLERANCE R VIBRATION SEVERITY GRADE A+R, DEGREE OF PROTECTION IP 67 | 4977 | TEM | 1 | MC | 7.304 | 1
1FT70445AF711FL3 | SIMOTICS S SYNCHRONOUS MOTOR 1FT7, M0=5NM (100K) NN=3000RPM, PN=1,35KW NATURAL AIR COOLING; FRAME SIZE IMB 5 (IM V1, IM V3) FLANGE 1 (1FT6 COMPATIBLE) POWER CONNECTOR ROTATABLE ABSOLUTE ENCODER 22 BITS MULTI TURN WITH DRIVE-CLIQ INTERFACE (ENCODER AM-22-DQ) CONNECTOR ROTATABLE PLAIN SHAFT, WITH HOLDING BRAKE; ACCURACY TOLERANCE R VIBRATION SEVERITY GRADE A+R, DEGREE OF PROTECTION IP 64 | 5483 | TEM | 1 | MC | 8.003 | 1
1FT70445AF711MA1 | SIMOTICS S SYNCHRONOUS MOTOR 1FT7, M0=5NM (100K) NN=3000RPM, PN=1,35KW NATURAL AIR COOLING; FRAME SIZE IMB 5 (IM V1, IM V3) (1FT6 COMPATIBLE) WITH KTY TEMPERATURE SENSOR POWER CONNECTOR ROTATABLE ABSOLUTE ENCODER ENDAT 2048 S/R (ENCODER A-2048) CONNECTOR ROTATABLE SHAFT WITH FITTED KEY; W/O HOLDING BRAKE; ACC. TOLERANCE N VIBRATION SEVERITY GRADE A, DEGREE OF PROTECTION IP 65 | 4150 | TEM | 1 | MC | 7.304 | 1
1FT70445AF711MA2 | SIMOTICS S SYNCHRONOUS MOTOR 1FT7, M0=5NM (100K) NN=3000RPM, PN=1,35KW NATURAL AIR COOLING; FRAME SIZE IMB 5 (IM V1, IM V3) (1FT6 COMPATIBLE) WITH KTY TEMPERATURE SENSOR POWER CONNECTOR ROTATABLE ABSOLUTE ENCODER ENDAT 2048 S/R (ENCODER A-2048) CONNECTOR ROTATABLE SHAFT WITH FITTED KEY; W/O HOLDING BRAKE; ACC. TOLERANCE N VIBRATION SEVERITY GRADE A, DEGREE OF PROTECTION IP 67 | 4229 | TEM | 1 | MC | 7.304 | 1
1FT70445AF711MA5 | SIMOTICS S SYNCHRONOUS MOTOR 1FT7, M0=5NM (100K) NN=3000RPM, PN=1,35KW NATURAL AIR COOLING; FRAME SIZE IMB 5 (IM V1, IM V3) (1FT6 COMPATIBLE) WITH KTY TEMPERATURE SENSOR POWER CONNECTOR ROTATABLE ABSOLUTE ENCODER ENDAT 2048 S/R (ENCODER A-2048) CONNECTOR ROTATABLE SHAFT WITH FITTED KEY; W/O HOLDING BRAKE; ACC. TOLERANCE N VIBRATION SEVERITY GRADE A+R, DEGREE OF PROTECTION IP 67 | 4385 | TEM | 1 | MC | 7.304 | 1
1FT70445AF711MB0 | SIMOTICS S SYNCHRONOUS MOTOR 1FT7, M0=5NM (100K) NN=3000RPM, PN=1,35KW NATURAL AIR COOLING; FRAME SIZE IMB 5 (IM V1, IM V3) (1FT6 COMPATIBLE) WITH KTY TEMPERATURE SENSOR POWER CONNECTOR ROTATABLE ABSOLUTE ENCODER ENDAT 2048 S/R (ENCODER A-2048) CONNECTOR ROTATABLE SHAFT WITH FITTED KEY; WITH HOLDING BRAKE; ACC. TOLERANCE N VIBRATION SEVERITY GRADE A, DEGREE OF PROTECTION IP 64 | 4739 | TEM | 1 | MC | 8.003 | 1
1FT70445AF711MB1 | SIMOTICS S SYNCHRONOUS MOTOR 1FT7, M0=5NM (100K) NN=3000RPM, PN=1,35KW NATURAL AIR COOLING; FRAME SIZE IMB 5 (IM V1, IM V3) (1FT6 COMPATIBLE) WITH KTY TEMPERATURE SENSOR POWER CONNECTOR ROTATABLE ABSOLUTE ENCODER ENDAT 2048 S/R (ENCODER A-2048) CONNECTOR ROTATABLE SHAFT WITH FITTED KEY; WITH HOLDING BRAKE; ACC. TOLERANCE N VIBRATION SEVERITY GRADE A, DEGREE OF PROTECTION IP 65 | 4835 | TEM | 1 | MC | 8.003 | 1
1FT70445AF711MB2 | SIMOTICS S SYNCHRONOUS MOTOR 1FT7, M0=5NM (100K) NN=3000RPM, PN=1,35KW NATURAL AIR COOLING; FRAME SIZE IMB 5 (IM V1, IM V3) (1FT6 COMPATIBLE) WITH KTY TEMPERATURE SENSOR POWER CONNECTOR ROTATABLE ABSOLUTE ENCODER ENDAT 2048 S/R (ENCODER A-2048) CONNECTOR ROTATABLE SHAFT WITH FITTED KEY; WITH HOLDING BRAKE; ACC. TOLERANCE N VIBRATION SEVERITY GRADE A, DEGREE OF PROTECTION IP 67 | 4915 | TEM | 1 | MC | 8.003 | 1
1FT70445AF711MD1 | SIMOTICS S SYNCHRONOUS MOTOR 1FT7, M0=5NM (100K) NN=3000RPM, PN=1,35KW NATURAL AIR COOLING; FRAME SIZE IMB 5 (IM V1, IM V3) (1FT6 COMPATIBLE) WITH KTY TEMPERATURE SENSOR POWER CONNECTOR ROTATABLE ABSOLUTE ENCODER ENDAT 2048 S/R (ENCODER A-2048) CONNECTOR ROTATABLE SHAFT WITH FITTED KEY; W/O HOLDING BRAKE; ACC. TOLERANCE R VIBRATION SEVERITY GRADE A, DEGREE OF PROTECTION IP 65 | 4309 | TEM | 1 | MC | 7.304 | 1
1FT70445AF711MG1 | SIMOTICS S SYNCHRONOUS MOTOR 1FT7, M0=5NM (100K) NN=3000RPM, PN=1,35KW NATURAL AIR COOLING; FRAME SIZE IMB 5 (IM V1, IM V3) (1FT6 COMPATIBLE) WITH KTY TEMPERATURE SENSOR POWER CONNECTOR ROTATABLE ABSOLUTE ENCODER ENDAT 2048 S/R (ENCODER A-2048) CONNECTOR ROTATABLE PLAIN SHAFT, W/O HOLDING BRAKE; ACC. TOLERANCE N VIBRATION SEVERITY GRADE A, DEGREE OF PROTECTION IP 65 | 4150 | TEM | 1 | MC | 7.304 | 1
1FT70445AF711MG2 | SIMOTICS S SYNCHRONOUS MOTOR 1FT7, M0=5NM (100K) NN=3000RPM, PN=1,35KW NATURAL AIR COOLING; FRAME SIZE IMB 5 (IM V1, IM V3) (1FT6 COMPATIBLE) WITH KTY TEMPERATURE SENSOR POWER CONNECTOR ROTATABLE ABSOLUTE ENCODER ENDAT 2048 S/R (ENCODER A-2048) CONNECTOR ROTATABLE PLAIN SHAFT, W/O HOLDING BRAKE; ACC. TOLERANCE N VIBRATION SEVERITY GRADE A, DEGREE OF PROTECTION IP 67 | 4229 | TEM | 1 | MC | 7.304 | 1
1FT70445AF711MG4 | SIMOTICS S SYNCHRONOUS MOTOR 1FT7, M0=5NM (100K) NN=3000RPM, PN=1,35KW NATURAL AIR COOLING; FRAME SIZE IMB 5 (IM V1, IM V3) (1FT6 COMPATIBLE) WITH KTY TEMPERATURE SENSOR POWER CONNECTOR ROTATABLE ABSOLUTE ENCODER ENDAT 2048 S/R (ENCODER A-2048) CONNECTOR ROTATABLE PLAIN SHAFT, W/O HOLDING BRAKE; ACC. TOLERANCE N VIBRATION SEVERITY GRADE A+R, DEGREE OF PROTECTION IP 65 | 4306 | TEM | 1 | MC | 7.304 | 1
1FT70445AF711MH0 | SIMOTICS S SYNCHRONOUS MOTOR 1FT7, M0=5NM (100K) NN=3000RPM, PN=1,35KW NATURAL AIR COOLING; FRAME SIZE IMB 5 (IM V1, IM V3) (1FT6 COMPATIBLE) WITH KTY TEMPERATURE SENSOR POWER CONNECTOR ROTATABLE ABSOLUTE ENCODER ENDAT 2048 S/R (ENCODER A-2048) CONNECTOR ROTATABLE PLAIN SHAFT, WITH HOLDING BRAKE; ACCURACY TOLERANCE N VIBRATION SEVERITY GRADE A, DEGREE OF PROTECTION IP 64 | 4739 | TEM | 1 | MC | 8.003 | 1
1FT70445AF711MH1 | SIMOTICS S SYNCHRONOUS MOTOR 1FT7, M0=5NM (100K) NN=3000RPM, PN=1,35KW NATURAL AIR COOLING; FRAME SIZE IMB 5 (IM V1, IM V3) (1FT6 COMPATIBLE) WITH KTY TEMPERATURE SENSOR POWER CONNECTOR ROTATABLE ABSOLUTE ENCODER ENDAT 2048 S/R (ENCODER A-2048) CONNECTOR ROTATABLE PLAIN SHAFT, WITH HOLDING BRAKE; ACCURACY TOLERANCE N VIBRATION SEVERITY GRADE A, DEGREE OF PROTECTION IP 65 | 4835 | TEM | 1 | MC | 8.003 | 1
1FT70445AF711MH2 | SIMOTICS S SYNCHRONOUS MOTOR 1FT7, M0=5NM (100K) NN=3000RPM, PN=1,35KW NATURAL AIR COOLING; FRAME SIZE IMB 5 (IM V1, IM V3) (1FT6 COMPATIBLE) WITH KTY TEMPERATURE SENSOR POWER CONNECTOR ROTATABLE ABSOLUTE ENCODER ENDAT 2048 S/R (ENCODER A-2048) CONNECTOR ROTATABLE PLAIN SHAFT, WITH HOLDING BRAKE; ACCURACY TOLERANCE N VIBRATION SEVERITY GRADE A, DEGREE OF PROTECTION IP 67 | 4915 | TEM | 1 | MC | 8.003 | 1
1FT70445AF711MK4 | SIMOTICS S SYNCHRONOUS MOTOR 1FT7, M0=5NM (100K) NN=3000RPM, PN=1,35KW NATURAL AIR COOLING; FRAME SIZE IMB 5 (IM V1, IM V3) (1FT6 COMPATIBLE) WITH KTY TEMPERATURE SENSOR POWER CONNECTOR ROTATABLE ABSOLUTE ENCODER ENDAT 2048 S/R (ENCODER A-2048) CONNECTOR ROTATABLE PLAIN SHAFT, W/O HOLDING BRAKE; ACC. TOLERANCE R VIBRATION SEVERITY GRADE A+R, DEGREE OF PROTECTION IP 65 | 4465 | TEM | 1 | MC | 7.304 | 1
1FT70445AF711ML3 | SIMOTICS S SYNCHRONOUS MOTOR 1FT7, M0=5NM (100K) NN=3000RPM, PN=1,35KW NATURAL AIR COOLING; FRAME SIZE IMB 5 (IM V1, IM V3) (1FT6 COMPATIBLE) WITH KTY TEMPERATURE SENSOR POWER CONNECTOR ROTATABLE ABSOLUTE ENCODER ENDAT 2048 S/R (ENCODER A-2048) CONNECTOR ROTATABLE PLAIN SHAFT, WITH HOLDING BRAKE; ACCURACY TOLERANCE R VIBRATION SEVERITY GRADE A+R, DEGREE OF PROTECTION IP 64 | 5051 | TEM | 1 | MC | 8.003 | 1
1FT70445AF711NA0 | SIMOTICS S SYNCHRONOUS MOTOR 1FT7, M0=5NM (100K) NN=3000RPM, PN=1,35KW NATURAL AIR COOLING; FRAME SIZE IM B5 (1FT6 COMPATIBLE) WITH KTY TEMPERATURE SENSOR POWER CONNECTOR ROTATABLE INCREM. ENCODER SIN/COS 1VSS 2048 S/R (ENCODER I-2048) CONNECTOR ROTATABLE SHAFT WITH FITTED KEY; W/O HOLDING BRAKE; ACC. TOLERANCE N VIBRATION SEVERITY GRADE A, DEGREE OF PROTECTION IP 64 | 3300 | TEM | 1 | MC | 7.304 | 1
1FT70445AF711NA1 | SIMOTICS S SYNCHRONOUS MOTOR 1FT7, M0=5NM (100K) NN=3000RPM, PN=1,35KW NATURAL AIR COOLING; FRAME SIZE IM B5 (1FT6 COMPATIBLE) WITH KTY TEMPERATURE SENSOR POWER CONNECTOR ROTATABLE INCREM. ENCODER SIN/COS 1VSS 2048 S/R (ENCODER I-2048) CONNECTOR ROTATABLE SHAFT WITH FITTED KEY; W/O HOLDING BRAKE; ACC. TOLERANCE N VIBRATION SEVERITY GRADE A, DEGREE OF PROTECTION IP 65 | 3396 | TEM | 1 | MC | 7.304 | 1
1FT70445AF711NA2 | SIMOTICS S SYNCHRONOUS MOTOR 1FT7, M0=5NM (100K) NN=3000RPM, PN=1,35KW NATURAL AIR COOLING; FRAME SIZE IM B5 (1FT6 COMPATIBLE) WITH KTY TEMPERATURE SENSOR POWER CONNECTOR ROTATABLE INCREM. ENCODER SIN/COS 1VSS 2048 S/R (ENCODER I-2048) CONNECTOR ROTATABLE SHAFT WITH FITTED KEY; W/O HOLDING BRAKE; ACC. TOLERANCE N VIBRATION SEVERITY GRADE A, DEGREE OF PROTECTION IP 67 | 3475 | TEM | 1 | MC | 7.304 | 1
1FT70445AF711NA3 | SIMOTICS S SYNCHRONOUS MOTOR 1FT7, M0=5NM (100K) NN=3000RPM, PN=1,35KW NATURAL AIR COOLING; FRAME SIZE IM B5 (1FT6 COMPATIBLE) WITH KTY TEMPERATURE SENSOR POWER CONNECTOR ROTATABLE INCREM. ENCODER SIN/COS 1VSS 2048 S/R (ENCODER I-2048) CONNECTOR ROTATABLE SHAFT WITH FITTED KEY; W/O HOLDING BRAKE; ACC. TOLERANCE N VIBRATION SEVERITY GRADE A+R, DEGREE OF PROTECTION IP 64 | 3454 | TEM | 1 | MC | 7.304 | 1
1FT70445AF711NB0 | SIMOTICS S SYNCHRONOUS MOTOR 1FT7, M0=5NM (100K) NN=3000RPM, PN=1,35KW NATURAL AIR COOLING; FRAME SIZE IM B5 (1FT6 COMPATIBLE) WITH KTY TEMPERATURE SENSOR POWER CONNECTOR ROTATABLE INCREM. ENCODER SIN/COS 1VSS 2048 S/R (ENCODER I-2048) CONNECTOR ROTATABLE SHAFT WITH FITTED KEY; WITH HOLDING BRAKE; ACC. TOLERANCE N VIBRATION SEVERITY GRADE A, DEGREE OF PROTECTION IP 64 | 3985 | TEM | 1 | MC | 8.003 | 1
1FT70445AF711ND0 | SIMOTICS S SYNCHRONOUS MOTOR 1FT7, M0=5NM (100K) NN=3000RPM, PN=1,35KW NATURAL AIR COOLING; FRAME SIZE IM B5 (1FT6 COMPATIBLE) WITH KTY TEMPERATURE SENSOR POWER CONNECTOR ROTATABLE INCREM. ENCODER SIN/COS 1VSS 2048 S/R (ENCODER I-2048) CONNECTOR ROTATABLE SHAFT WITH FITTED KEY; W/O HOLDING BRAKE; ACC. TOLERANCE R VIBRATION SEVERITY GRADE A, DEGREE OF PROTECTION IP 64 | 3459 | TEM | 1 | MC | 7.304 | 1
1FT70445AF711NE1 | SIMOTICS S SYNCHRONOUS MOTOR 1FT7, M0=5NM (100K) NN=3000RPM, PN=1,35KW NATURAL AIR COOLING; FRAME SIZE IM B5 (1FT6 COMPATIBLE) WITH KTY TEMPERATURE SENSOR POWER CONNECTOR ROTATABLE INCREM. ENCODER SIN/COS 1VSS 2048 S/R (ENCODER I-2048) CONNECTOR ROTATABLE SHAFT WITH FITTED KEY; WITH HOLDING BRAKE; ACC. TOLERANCE R VIBRATION SEVERITY GRADE A, DEGREE OF PROTECTION IP 65 | 4238 | TEM | 1 | MC | 8.003 | 1
1FT70445AF711NG0 | SIMOTICS S SYNCHRONOUS MOTOR 1FT7, M0=5NM (100K) NN=3000RPM, PN=1,35KW NATURAL AIR COOLING; FRAME SIZE IM B5 (1FT6 COMPATIBLE) WITH KTY TEMPERATURE SENSOR POWER CONNECTOR ROTATABLE INCREM. ENCODER SIN/COS 1VSS 2048 S/R (ENCODER I-2048) CONNECTOR ROTATABLE PLAIN SHAFT, W/O HOLDING BRAKE; ACC. TOLERANCE N VIBRATION SEVERITY GRADE A, DEGREE OF PROTECTION IP 64 | 3300 | TEM | 1 | MC | 7.304 | 1
1FT70445AF711NG1 | SIMOTICS S SYNCHRONOUS MOTOR 1FT7, M0=5NM (100K) NN=3000RPM, PN=1,35KW NATURAL AIR COOLING; FRAME SIZE IM B5 (1FT6 COMPATIBLE) WITH KTY TEMPERATURE SENSOR POWER CONNECTOR ROTATABLE INCREM. ENCODER SIN/COS 1VSS 2048 S/R (ENCODER I-2048) CONNECTOR ROTATABLE PLAIN SHAFT, W/O HOLDING BRAKE; ACC. TOLERANCE N VIBRATION SEVERITY GRADE A, DEGREE OF PROTECTION IP 65 | 3396 | TEM | 1 | MC | 7.304 | 1
1FT70445AF711NG2 | SIMOTICS S SYNCHRONOUS MOTOR 1FT7, M0=5NM (100K) NN=3000RPM, PN=1,35KW NATURAL AIR COOLING; FRAME SIZE IM B5 (1FT6 COMPATIBLE) WITH KTY TEMPERATURE SENSOR POWER CONNECTOR ROTATABLE INCREM. ENCODER SIN/COS 1VSS 2048 S/R (ENCODER I-2048) CONNECTOR ROTATABLE PLAIN SHAFT, W/O HOLDING BRAKE; ACC. TOLERANCE N VIBRATION SEVERITY GRADE A, DEGREE OF PROTECTION IP 67 | 3475 | TEM | 1 | MC | 7.304 | 1
1FT70445AF711NH0 | SIMOTICS S SYNCHRONOUS MOTOR 1FT7, M0=5NM (100K) NN=3000RPM, PN=1,35KW NATURAL AIR COOLING; FRAME SIZE IM B5 (1FT6 COMPATIBLE) WITH KTY TEMPERATURE SENSOR POWER CONNECTOR ROTATABLE INCREM. ENCODER SIN/COS 1VSS 2048 S/R (ENCODER I-2048) CONNECTOR ROTATABLE PLAIN SHAFT, WITH HOLDING BRAKE; ACCURACY TOLERANCE N VIBRATION SEVERITY GRADE A, DEGREE OF PROTECTION IP 64 | 3985 | TEM | 1 | MC | 8.003 | 1
1FT70445AF711NH2 | SIMOTICS S SYNCHRONOUS MOTOR 1FT7, M0=5NM (100K) NN=3000RPM, PN=1,35KW NATURAL AIR COOLING; FRAME SIZE IM B5 (1FT6 COMPATIBLE) WITH KTY TEMPERATURE SENSOR POWER CONNECTOR ROTATABLE INCREM. ENCODER SIN/COS 1VSS 2048 S/R (ENCODER I-2048) CONNECTOR ROTATABLE PLAIN SHAFT, WITH HOLDING BRAKE; ACCURACY TOLERANCE N VIBRATION SEVERITY GRADE A, DEGREE OF PROTECTION IP 67 | 4161 | TEM | 1 | MC | 8.003 | 1
1FT70445AF711NK3 | SIMOTICS S SYNCHRONOUS MOTOR 1FT7, M0=5NM (100K) NN=3000RPM, PN=1,35KW NATURAL AIR COOLING; FRAME SIZE IM B5 (1FT6 COMPATIBLE) WITH KTY TEMPERATURE SENSOR POWER CONNECTOR ROTATABLE INCREM. ENCODER SIN/COS 1VSS 2048 S/R (ENCODER I-2048) CONNECTOR ROTATABLE PLAIN SHAFT, W/O HOLDING BRAKE; ACC. TOLERANCE R VIBRATION SEVERITY GRADE A+R, DEGREE OF PROTECTION IP 64 | 3614 | TEM | 1 | MC | 7.304 | 1
1FT70445AF711NK5 | SIMOTICS S SYNCHRONOUS MOTOR 1FT7, M0=5NM (100K) NN=3000RPM, PN=1,35KW NATURAL AIR COOLING; FRAME SIZE IM B5 (1FT6 COMPATIBLE) WITH KTY TEMPERATURE SENSOR POWER CONNECTOR ROTATABLE INCREM. ENCODER SIN/COS 1VSS 2048 S/R (ENCODER I-2048) CONNECTOR ROTATABLE PLAIN SHAFT, W/O HOLDING BRAKE; ACC. TOLERANCE R VIBRATION SEVERITY GRADE A+R, DEGREE OF PROTECTION IP 67 | 3791 | TEM | 1 | MC | 7.304 | 1
1FT70445AF711NL5 | SIMOTICS S SYNCHRONOUS MOTOR 1FT7, M0=5NM (100K) NN=3000RPM, PN=1,35KW NATURAL AIR COOLING; FRAME SIZE IM B5 (1FT6 COMPATIBLE) WITH KTY TEMPERATURE SENSOR POWER CONNECTOR ROTATABLE INCREM. ENCODER SIN/COS 1VSS 2048 S/R (ENCODER I-2048) CONNECTOR ROTATABLE PLAIN SHAFT, WITH HOLDING BRAKE; ACCURACY TOLERANCE R VIBRATION SEVERITY GRADE A+R, DEGREE OF PROTECTION IP 67 | 4474 | TEM | 1 | MC | 8.003 | 1
1FT70445AK701BA0 | SIMOTICS S SYNCHRONOUS MOTOR 1FT7, M0=5NM (100K) NN=6000RPM, PN=1,41KW NATURAL AIR COOLING; FRAME SIZE IMB 5 (IM V1, IM V3) FLANGE 0 POWER CONNECTOR ROTATABLE ABSOLUTE VALUE ENCODER SINGLETURN 24 BIT WITH DRIVE-CLIQ INTERFACE (ENCODER AS24DQI) SHAFT WITH FITTED KEY; W/O HOLDING BRAKE; ACC. TOLERANCE N VIBRATION SEVERITY GRADE A, DEGREE OF PROTECTION IP 64 | 3640 | TEM | 1 | MC | 7.304 | 1
1FT70445AK701BG0 | SIMOTICS S SYNCHRONOUS MOTOR 1FT7, M0=5NM (100K) NN=6000RPM, PN=1,41KW NATURAL AIR COOLING; FRAME SIZE IMB 5 (IM V1, IM V3) FLANGE 0 POWER CONNECTOR ROTATABLE ABSOLUTE VALUE ENCODER SINGLETURN 24 BIT WITH DRIVE-CLIQ INTERFACE (ENCODER AS24DQI) PLAIN SHAFT, W/O HOLDING BRAKE; ACC. TOLERANCE N VIBRATION SEVERITY GRADE A, DEGREE OF PROTECTION IP 64 | 3640 | TEM | 1 | MC | 7.304 | 1
1FT70445AK701BG1 | SIMOTICS S SYNCHRONOUS MOTOR 1FT7, M0=5NM (100K) NN=6000RPM, PN=1,41KW NATURAL AIR COOLING; FRAME SIZE IMB 5 (IM V1, IM V3) FLANGE 0 POWER CONNECTOR ROTATABLE ABSOLUTE VALUE ENCODER SINGLETURN 24 BIT WITH DRIVE-CLIQ INTERFACE (ENCODER AS24DQI) PLAIN SHAFT, W/O HOLDING BRAKE; ACC. TOLERANCE N VIBRATION SEVERITY GRADE A, DEGREE OF PROTECTION IP 65 | 3736 | TEM | 1 | MC | 7.304 | 1
1FT70445AK701BG2 | SIMOTICS S SYNCHRONOUS MOTOR 1FT7, M0=5NM (100K) NN=6000RPM, PN=1,41KW NATURAL AIR COOLING; FRAME SIZE IMB 5 (IM V1, IM V3) FLANGE 0 POWER CONNECTOR ROTATABLE ABSOLUTE VALUE ENCODER SINGLETURN 24 BIT WITH DRIVE-CLIQ INTERFACE (ENCODER AS24DQI) PLAIN SHAFT, W/O HOLDING BRAKE; ACC. TOLERANCE N VIBRATION SEVERITY GRADE A, DEGREE OF PROTECTION IP 67 | 3816 | TEM | 1 | MC | 7.304 | 1
1FT70445AK701BG3 | SIMOTICS S SYNCHRONOUS MOTOR 1FT7, M0=5NM (100K) NN=6000RPM, PN=1,41KW NATURAL AIR COOLING; FRAME SIZE IMB 5 (IM V1, IM V3) FLANGE 0 POWER CONNECTOR ROTATABLE ABSOLUTE VALUE ENCODER SINGLETURN 24 BIT WITH DRIVE-CLIQ INTERFACE (ENCODER AS24DQI) PLAIN SHAFT, W/O HOLDING BRAKE; ACC. TOLERANCE N VIBRATION SEVERITY GRADE A+R, DEGREE OF PROTECTION IP 64 | 3795 | TEM | 1 | MC | 7.304 | 1
1FT70445AK701BG5 | SIMOTICS S SYNCHRONOUS MOTOR 1FT7, M0=5NM (100K) NN=6000RPM, PN=1,41KW NATURAL AIR COOLING; FRAME SIZE IMB 5 (IM V1, IM V3) FLANGE 0 POWER CONNECTOR ROTATABLE ABSOLUTE VALUE ENCODER SINGLETURN 24 BIT WITH DRIVE-CLIQ INTERFACE (ENCODER AS24DQI) PLAIN SHAFT, W/O HOLDING BRAKE; ACC. TOLERANCE N VIBRATION SEVERITY GRADE A+R, DEGREE OF PROTECTION IP 67 | 3972 | TEM | 1 | MC | 7.304 | 1
1FT70445AK701BH0 | SIMOTICS S SYNCHRONOUS MOTOR 1FT7, M0=5NM (100K) NN=6000RPM, PN=1,41KW NATURAL AIR COOLING; FRAME SIZE IMB 5 (IM V1, IM V3) FLANGE 0 POWER CONNECTOR ROTATABLE ABSOLUTE VALUE ENCODER SINGLETURN 24 BIT WITH DRIVE-CLIQ INTERFACE (ENCODER AS24DQI) PLAIN SHAFT, WITH HOLDING BRAKE; ACCURACY TOLERANCE N VIBRATION SEVERITY GRADE A, DEGREE OF PROTECTION IP 64 | 4326 | TEM | 1 | MC | 8.003 | 1
1FT70445AK701BH1 | SIMOTICS S SYNCHRONOUS MOTOR 1FT7, M0=5NM (100K) NN=6000RPM, PN=1,41KW NATURAL AIR COOLING; FRAME SIZE IMB 5 (IM V1, IM V3) FLANGE 0 POWER CONNECTOR ROTATABLE ABSOLUTE VALUE ENCODER SINGLETURN 24 BIT WITH DRIVE-CLIQ INTERFACE (ENCODER AS24DQI) PLAIN SHAFT, WITH HOLDING BRAKE; ACCURACY TOLERANCE N VIBRATION SEVERITY GRADE A, DEGREE OF PROTECTION IP 65 | 4422 | TEM | 1 | MC | 8.003 | 1
1FT70445AK701BH3 | SIMOTICS S SYNCHRONOUS MOTOR 1FT7, M0=5NM (100K) NN=6000RPM, PN=1,41KW NATURAL AIR COOLING; FRAME SIZE IMB 5 (IM V1, IM V3) FLANGE 0 POWER CONNECTOR ROTATABLE ABSOLUTE VALUE ENCODER SINGLETURN 24 BIT WITH DRIVE-CLIQ INTERFACE (ENCODER AS24DQI) PLAIN SHAFT, WITH HOLDING BRAKE; ACCURACY TOLERANCE N VIBRATION SEVERITY GRADE A+R, DEGREE OF PROTECTION IP 64 | 4480 | TEM | 1 | MC | 8.003 | 1
1FT70445AK701BH5 | SIMOTICS S SYNCHRONOUS MOTOR 1FT7, M0=5NM (100K) NN=6000RPM, PN=1,41KW NATURAL AIR COOLING; FRAME SIZE IMB 5 (IM V1, IM V3) FLANGE 0 POWER CONNECTOR ROTATABLE ABSOLUTE VALUE ENCODER SINGLETURN 24 BIT WITH DRIVE-CLIQ INTERFACE (ENCODER AS24DQI) PLAIN SHAFT, WITH HOLDING BRAKE; ACCURACY TOLERANCE N VIBRATION SEVERITY GRADE A+R, DEGREE OF PROTECTION IP 67 | 4657 | TEM | 1 | MC | 8.003 | 1
1FT70445AK701CA0 | SIMOTICS S SYNCHRONOUS MOTOR 1FT7, M0=5NM (100K) NN=6000RPM, PN=1,41KW NATURAL AIR COOLING; FRAME SIZE IMB 5 (IM V1, IM V3) FLANGE 0 POWER CONNECTOR ROTATABLE ABSOLUTE ENCODER 24 BITS + 12 BIT MULTITURN WITH DRIVE-CLIQ INTERFACE (ENCODER AM24DQI) SHAFT WITH FITTED KEY; W/O HOLDING BRAKE; ACC. TOLERANCE N VIBRATION SEVERITY GRADE A, DEGREE OF PROTECTION IP 64 | 4405 | TEM | 1 | MC | 7.304 | 1
1FT70445AK701CA1 | SIMOTICS S SYNCHRONOUS MOTOR 1FT7, M0=5NM (100K) NN=6000RPM, PN=1,41KW NATURAL AIR COOLING; FRAME SIZE IMB 5 (IM V1, IM V3) FLANGE 0 POWER CONNECTOR ROTATABLE ABSOLUTE ENCODER 24 BITS + 12 BIT MULTITURN WITH DRIVE-CLIQ INTERFACE (ENCODER AM24DQI) SHAFT WITH FITTED KEY; W/O HOLDING BRAKE; ACC. TOLERANCE N VIBRATION SEVERITY GRADE A, DEGREE OF PROTECTION IP 65 | 4502 | TEM | 1 | MC | 7.304 | 1
1FT70445AK701CA2 | SIMOTICS S SYNCHRONOUS MOTOR 1FT7, M0=5NM (100K) NN=6000RPM, PN=1,41KW NATURAL AIR COOLING; FRAME SIZE IMB 5 (IM V1, IM V3) FLANGE 0 POWER CONNECTOR ROTATABLE ABSOLUTE ENCODER 24 BITS + 12 BIT MULTITURN WITH DRIVE-CLIQ INTERFACE (ENCODER AM24DQI) SHAFT WITH FITTED KEY; W/O HOLDING BRAKE; ACC. TOLERANCE N VIBRATION SEVERITY GRADE A, DEGREE OF PROTECTION IP 67 | 4581 | TEM | 1 | MC | 7.304 | 1
1FT70445AK701CA3 | SIMOTICS S SYNCHRONOUS MOTOR 1FT7, M0=5NM (100K) NN=6000RPM, PN=1,41KW NATURAL AIR COOLING; FRAME SIZE IMB 5 (IM V1, IM V3) FLANGE 0 POWER CONNECTOR ROTATABLE ABSOLUTE ENCODER 24 BITS + 12 BIT MULTITURN WITH DRIVE-CLIQ INTERFACE (ENCODER AM24DQI) SHAFT WITH FITTED KEY; W/O HOLDING BRAKE; ACC. TOLERANCE N VIBRATION SEVERITY GRADE A+R, DEGREE OF PROTECTION IP 64 | 4560 | TEM | 1 | MC | 7.304 | 1
1FT70445AK701CA5 | SIMOTICS S SYNCHRONOUS MOTOR 1FT7, M0=5NM (100K) NN=6000RPM, PN=1,41KW NATURAL AIR COOLING; FRAME SIZE IMB 5 (IM V1, IM V3) FLANGE 0 POWER CONNECTOR ROTATABLE ABSOLUTE ENCODER 24 BITS + 12 BIT MULTITURN WITH DRIVE-CLIQ INTERFACE (ENCODER AM24DQI) SHAFT WITH FITTED KEY; W/O HOLDING BRAKE; ACC. TOLERANCE N VIBRATION SEVERITY GRADE A+R, DEGREE OF PROTECTION IP 67 | 4737 | TEM | 1 | MC | 7.304 | 1
1FT70445AK701CB0 | SIMOTICS S SYNCHRONOUS MOTOR 1FT7, M0=5NM (100K) NN=6000RPM, PN=1,41KW NATURAL AIR COOLING; FRAME SIZE IMB 5 (IM V1, IM V3) FLANGE 0 POWER CONNECTOR ROTATABLE ABSOLUTE ENCODER 24 BITS + 12 BIT MULTITURN WITH DRIVE-CLIQ INTERFACE (ENCODER AM24DQI) SHAFT WITH FITTED KEY; WITH HOLDING BRAKE; ACC. TOLERANCE N VIBRATION SEVERITY GRADE A, DEGREE OF PROTECTION IP 64 | 5091 | TEM | 1 | MC | 8.003 | 1
1FT70445AK701CB1 | SIMOTICS S SYNCHRONOUS MOTOR 1FT7, M0=5NM (100K) NN=6000RPM, PN=1,41KW NATURAL AIR COOLING; FRAME SIZE IMB 5 (IM V1, IM V3) FLANGE 0 POWER CONNECTOR ROTATABLE ABSOLUTE ENCODER 24 BITS + 12 BIT MULTITURN WITH DRIVE-CLIQ INTERFACE (ENCODER AM24DQI) SHAFT WITH FITTED KEY; WITH HOLDING BRAKE; ACC. TOLERANCE N VIBRATION SEVERITY GRADE A, DEGREE OF PROTECTION IP 65 | 5187 | TEM | 1 | MC | 8.003 | 1
1FT70445AK701CG0 | SIMOTICS S SYNCHRONOUS MOTOR 1FT7, M0=5NM (100K) NN=6000RPM, PN=1,41KW NATURAL AIR COOLING; FRAME SIZE IMB 5 (IM V1, IM V3) FLANGE 0 POWER CONNECTOR ROTATABLE ABSOLUTE ENCODER 24 BITS + 12 BIT MULTITURN WITH DRIVE-CLIQ INTERFACE (ENCODER AM24DQI) PLAIN SHAFT, W/O HOLDING BRAKE; ACC. TOLERANCE N VIBRATION SEVERITY GRADE A, DEGREE OF PROTECTION IP 64 | 4405 | TEM | 1 | MC | 7.304 | 1
1FT70445AK701CG1 | SIMOTICS S SYNCHRONOUS MOTOR 1FT7, M0=5NM (100K) NN=6000RPM, PN=1,41KW NATURAL AIR COOLING; FRAME SIZE IMB 5 (IM V1, IM V3) FLANGE 0 POWER CONNECTOR ROTATABLE ABSOLUTE ENCODER 24 BITS + 12 BIT MULTITURN WITH DRIVE-CLIQ INTERFACE (ENCODER AM24DQI) PLAIN SHAFT, W/O HOLDING BRAKE; ACC. TOLERANCE N VIBRATION SEVERITY GRADE A, DEGREE OF PROTECTION IP 65 | 4502 | TEM | 1 | MC | 7.304 | 1
1FT70445AK701CG2 | SIMOTICS S SYNCHRONOUS MOTOR 1FT7, M0=5NM (100K) NN=6000RPM, PN=1,41KW NATURAL AIR COOLING; FRAME SIZE IMB 5 (IM V1, IM V3) FLANGE 0 POWER CONNECTOR ROTATABLE ABSOLUTE ENCODER 24 BITS + 12 BIT MULTITURN WITH DRIVE-CLIQ INTERFACE (ENCODER AM24DQI) PLAIN SHAFT, W/O HOLDING BRAKE; ACC. TOLERANCE N VIBRATION SEVERITY GRADE A, DEGREE OF PROTECTION IP 67 | 4581 | TEM | 1 | MC | 7.304 | 1
1FT70445AK701CG3 | SIMOTICS S SYNCHRONOUS MOTOR 1FT7, M0=5NM (100K) NN=6000RPM, PN=1,41KW NATURAL AIR COOLING; FRAME SIZE IMB 5 (IM V1, IM V3) FLANGE 0 POWER CONNECTOR ROTATABLE ABSOLUTE ENCODER 24 BITS + 12 BIT MULTITURN WITH DRIVE-CLIQ INTERFACE (ENCODER AM24DQI) PLAIN SHAFT, W/O HOLDING BRAKE; ACC. TOLERANCE N VIBRATION SEVERITY GRADE A+R, DEGREE OF PROTECTION IP 64 | 4560 | TEM | 1 | MC | 7.304 | 1
1FT70445AK701CG5 | SIMOTICS S SYNCHRONOUS MOTOR 1FT7, M0=5NM (100K) NN=6000RPM, PN=1,41KW NATURAL AIR COOLING; FRAME SIZE IMB 5 (IM V1, IM V3) FLANGE 0 POWER CONNECTOR ROTATABLE ABSOLUTE ENCODER 24 BITS + 12 BIT MULTITURN WITH DRIVE-CLIQ INTERFACE (ENCODER AM24DQI) PLAIN SHAFT, W/O HOLDING BRAKE; ACC. TOLERANCE N VIBRATION SEVERITY GRADE A+R, DEGREE OF PROTECTION IP 67 | 4737 | TEM | 1 | MC | 7.304 | 1
1FT70445AK701CH1 | SIMOTICS S SYNCHRONOUS MOTOR 1FT7, M0=5NM (100K) NN=6000RPM, PN=1,41KW NATURAL AIR COOLING; FRAME SIZE IMB 5 (IM V1, IM V3) FLANGE 0 POWER CONNECTOR ROTATABLE ABSOLUTE ENCODER 24 BITS + 12 BIT MULTITURN WITH DRIVE-CLIQ INTERFACE (ENCODER AM24DQI) PLAIN SHAFT, WITH HOLDING BRAKE; ACCURACY TOLERANCE N VIBRATION SEVERITY GRADE A, DEGREE OF PROTECTION IP 65 | 5187 | TEM | 1 | MC | 8.003 | 1
1FT70445AK701CH3 | SIMOTICS S SYNCHRONOUS MOTOR 1FT7, M0=5NM (100K) NN=6000RPM, PN=1,41KW NATURAL AIR COOLING; FRAME SIZE IMB 5 (IM V1, IM V3) FLANGE 0 POWER CONNECTOR ROTATABLE ABSOLUTE ENCODER 24 BITS + 12 BIT MULTITURN WITH DRIVE-CLIQ INTERFACE (ENCODER AM24DQI) PLAIN SHAFT, WITH HOLDING BRAKE; ACCURACY TOLERANCE N VIBRATION SEVERITY GRADE A+R, DEGREE OF PROTECTION IP 64 | 5246 | TEM | 1 | MC | 8.003 | 1
1FT70445AK701CH5 | SIMOTICS S SYNCHRONOUS MOTOR 1FT7, M0=5NM (100K) NN=6000RPM, PN=1,41KW NATURAL AIR COOLING; FRAME SIZE IMB 5 (IM V1, IM V3) FLANGE 0 POWER CONNECTOR ROTATABLE ABSOLUTE ENCODER 24 BITS + 12 BIT MULTITURN WITH DRIVE-CLIQ INTERFACE (ENCODER AM24DQI) PLAIN SHAFT, WITH HOLDING BRAKE; ACCURACY TOLERANCE N VIBRATION SEVERITY GRADE A+R, DEGREE OF PROTECTION IP 67 | 5422 | TEM | 1 | MC | 8.003 | 1
1FT70445AK701DA0 | SIMOTICS S SYNCHRONOUS MOTOR 1FT7, M0=5NM (100K) NN=6000RPM, PN=1,41KW NATURAL AIR COOLING; FRAME SIZE IMB 5 (IM V1, IM V3) FLANGE 0 POWER CONNECTOR ROTATABLE INCREMENTAL ENCODER 2048 S/R WITH DRIVE-CLIQ INTERFACE (ENCODER I-2048) CONNECTOR ROTATABLE SHAFT WITH FITTED KEY; W/O HOLDING BRAKE; ACC. TOLERANCE N VIBRATION SEVERITY GRADE A, DEGREE OF PROTECTION IP 64 | 3720 | TEM | 1 | MC | 7.304 | 1
1FT70445AK701DA1 | SIMOTICS S SYNCHRONOUS MOTOR 1FT7, M0=5NM (100K) NN=6000RPM, PN=1,41KW NATURAL AIR COOLING; FRAME SIZE IMB 5 (IM V1, IM V3) FLANGE 0 POWER CONNECTOR ROTATABLE INCREMENTAL ENCODER 2048 S/R WITH DRIVE-CLIQ INTERFACE (ENCODER I-2048) CONNECTOR ROTATABLE SHAFT WITH FITTED KEY; W/O HOLDING BRAKE; ACC. TOLERANCE N VIBRATION SEVERITY GRADE A, DEGREE OF PROTECTION IP 65 | 3817 | TEM | 1 | MC | 7.304 | 1
1FT70445AK701DA4 | SIMOTICS S SYNCHRONOUS MOTOR 1FT7, M0=5NM (100K) NN=6000RPM, PN=1,41KW NATURAL AIR COOLING; FRAME SIZE IMB 5 (IM V1, IM V3) FLANGE 0 POWER CONNECTOR ROTATABLE INCREMENTAL ENCODER 2048 S/R WITH DRIVE-CLIQ INTERFACE (ENCODER I-2048) CONNECTOR ROTATABLE SHAFT WITH FITTED KEY; W/O HOLDING BRAKE; ACC. TOLERANCE N VIBRATION SEVERITY GRADE A+R, DEGREE OF PROTECTION IP 65 | 3972 | TEM | 1 | MC | 7.304 | 1
1FT70445AK701DB1 | SIMOTICS S SYNCHRONOUS MOTOR 1FT7, M0=5NM (100K) NN=6000RPM, PN=1,41KW NATURAL AIR COOLING; FRAME SIZE IMB 5 (IM V1, IM V3) FLANGE 0 POWER CONNECTOR ROTATABLE INCREMENTAL ENCODER 2048 S/R WITH DRIVE-CLIQ INTERFACE (ENCODER I-2048) CONNECTOR ROTATABLE SHAFT WITH FITTED KEY; WITH HOLDING BRAKE; ACC. TOLERANCE N VIBRATION SEVERITY GRADE A, DEGREE OF PROTECTION IP 65 | 4502 | TEM | 1 | MC | 8.003 | 1
1FT70445AK701DD0 | SIMOTICS S SYNCHRONOUS MOTOR 1FT7, M0=5NM (100K) NN=6000RPM, PN=1,41KW NATURAL AIR COOLING; FRAME SIZE IMB 5 (IM V1, IM V3) FLANGE 0 POWER CONNECTOR ROTATABLE INCREMENTAL ENCODER 2048 S/R WITH DRIVE-CLIQ INTERFACE (ENCODER I-2048) CONNECTOR ROTATABLE SHAFT WITH FITTED KEY; W/O HOLDING BRAKE; ACC. TOLERANCE R VIBRATION SEVERITY GRADE A, DEGREE OF PROTECTION IP 64 | 3880 | TEM | 1 | MC | 7.304 | 1
1FT70445AK701DG0 | SIMOTICS S SYNCHRONOUS MOTOR 1FT7, M0=5NM (100K) NN=6000RPM, PN=1,41KW NATURAL AIR COOLING; FRAME SIZE IMB 5 (IM V1, IM V3) FLANGE 0 POWER CONNECTOR ROTATABLE INCREMENTAL ENCODER 2048 S/R WITH DRIVE-CLIQ INTERFACE (ENCODER I-2048) CONNECTOR ROTATABLE PLAIN SHAFT, W/O HOLDING BRAKE; ACC. TOLERANCE N VIBRATION SEVERITY GRADE A, DEGREE OF PROTECTION IP 64 | 3720 | TEM | 1 | MC | 7.304 | 1
1FT70445AK701DG1 | SIMOTICS S SYNCHRONOUS MOTOR 1FT7, M0=5NM (100K) NN=6000RPM, PN=1,41KW NATURAL AIR COOLING; FRAME SIZE IMB 5 (IM V1, IM V3) FLANGE 0 POWER CONNECTOR ROTATABLE INCREMENTAL ENCODER 2048 S/R WITH DRIVE-CLIQ INTERFACE (ENCODER I-2048) CONNECTOR ROTATABLE PLAIN SHAFT, W/O HOLDING BRAKE; ACC. TOLERANCE N VIBRATION SEVERITY GRADE A, DEGREE OF PROTECTION IP 65 | 3817 | TEM | 1 | MC | 7.304 | 1
1FT70445AK701DH0 | SIMOTICS S SYNCHRONOUS MOTOR 1FT7, M0=5NM (100K) NN=6000RPM, PN=1,41KW NATURAL AIR COOLING; FRAME SIZE IMB 5 (IM V1, IM V3) FLANGE 0 POWER CONNECTOR ROTATABLE INCREMENTAL ENCODER 2048 S/R WITH DRIVE-CLIQ INTERFACE (ENCODER I-2048) CONNECTOR ROTATABLE PLAIN SHAFT, WITH HOLDING BRAKE; ACCURACY TOLERANCE N VIBRATION SEVERITY GRADE A, DEGREE OF PROTECTION IP 64 | 4406 | TEM | 1 | MC | 8.003 | 1
1FT70445AK701FB2 | SIMOTICS S SYNCHRONOUS MOTOR 1FT7, M0=5NM (100K) NN=6000RPM, PN=1,41KW NATURAL AIR COOLING; FRAME SIZE IMB 5 (IM V1, IM V3) FLANGE 0 POWER CONNECTOR ROTATABLE ABSOLUTE ENCODER 22 BITS MULTI TURN WITH DRIVE-CLIQ INTERFACE (ENCODER AM-22-DQ) CONNECTOR ROTATABLE SHAFT WITH FITTED KEY; WITH HOLDING BRAKE; ACC. TOLERANCE N VIBRATION SEVERITY GRADE A, DEGREE OF PROTECTION IP 67 | 5347 | TEM | 1 | MC | 8.003 | 1
1FT70445AK701FG0 | SIMOTICS S SYNCHRONOUS MOTOR 1FT7, M0=5NM (100K) NN=6000RPM, PN=1,41KW NATURAL AIR COOLING; FRAME SIZE IMB 5 (IM V1, IM V3) FLANGE 0 POWER CONNECTOR ROTATABLE ABSOLUTE ENCODER 22 BITS MULTI TURN WITH DRIVE-CLIQ INTERFACE (ENCODER AM-22-DQ) CONNECTOR ROTATABLE PLAIN SHAFT, W/O HOLDING BRAKE; ACC. TOLERANCE N VIBRATION SEVERITY GRADE A, DEGREE OF PROTECTION IP 64 | 4485 | TEM | 1 | MC | 7.304 | 1
1FT70445AK701FG1 | SIMOTICS S SYNCHRONOUS MOTOR 1FT7, M0=5NM (100K) NN=6000RPM, PN=1,41KW NATURAL AIR COOLING; FRAME SIZE IMB 5 (IM V1, IM V3) FLANGE 0 POWER CONNECTOR ROTATABLE ABSOLUTE ENCODER 22 BITS MULTI TURN WITH DRIVE-CLIQ INTERFACE (ENCODER AM-22-DQ) CONNECTOR ROTATABLE PLAIN SHAFT, W/O HOLDING BRAKE; ACC. TOLERANCE N VIBRATION SEVERITY GRADE A, DEGREE OF PROTECTION IP 65 | 4582 | TEM | 1 | MC | 7.304 | 1
1FT70445AK701FH0 | SIMOTICS S SYNCHRONOUS MOTOR 1FT7, M0=5NM (100K) NN=6000RPM, PN=1,41KW NATURAL AIR COOLING; FRAME SIZE IMB 5 (IM V1, IM V3) FLANGE 0 POWER CONNECTOR ROTATABLE ABSOLUTE ENCODER 22 BITS MULTI TURN WITH DRIVE-CLIQ INTERFACE (ENCODER AM-22-DQ) CONNECTOR ROTATABLE PLAIN SHAFT, WITH HOLDING BRAKE; ACCURACY TOLERANCE N VIBRATION SEVERITY GRADE A, DEGREE OF PROTECTION IP 64 | 5171 | TEM | 1 | MC | 8.003 | 1
1FT70445AK701FH1 | SIMOTICS S SYNCHRONOUS MOTOR 1FT7, M0=5NM (100K) NN=6000RPM, PN=1,41KW NATURAL AIR COOLING; FRAME SIZE IMB 5 (IM V1, IM V3) FLANGE 0 POWER CONNECTOR ROTATABLE ABSOLUTE ENCODER 22 BITS MULTI TURN WITH DRIVE-CLIQ INTERFACE (ENCODER AM-22-DQ) CONNECTOR ROTATABLE PLAIN SHAFT, WITH HOLDING BRAKE; ACCURACY TOLERANCE N VIBRATION SEVERITY GRADE A, DEGREE OF PROTECTION IP 65 | 5267 | TEM | 1 | MC | 8.003 | 1
1FT70445AK701MA0 | SIMOTICS S SYNCHRONOUS MOTOR 1FT7, M0=5NM (100K) NN=6000RPM, PN=1,41KW NATURAL AIR COOLING; FRAME SIZE IMB 5 (IM V1, IM V3) FLANGE (COMPACT) WITH KTY TEMPERATURE SENSOR POWER CONNECTOR ROTATABLE ABSOLUTE ENCODER ENDAT 2048 S/R (ENCODER A-2048) CONNECTOR ROTATABLE SHAFT WITH FITTED KEY; W/O HOLDING BRAKE; ACC. TOLERANCE N VIBRATION SEVERITY GRADE A, DEGREE OF PROTECTION IP 64 | 4054 | TEM | 1 | MC | 7.304 | 1
1FT70445AK701MG1 | SIMOTICS S SYNCHRONOUS MOTOR 1FT7, M0=5NM (100K) NN=6000RPM, PN=1,41KW NATURAL AIR COOLING; FRAME SIZE IMB 5 (IM V1, IM V3) FLANGE (COMPACT) WITH KTY TEMPERATURE SENSOR POWER CONNECTOR ROTATABLE ABSOLUTE ENCODER ENDAT 2048 S/R (ENCODER A-2048) CONNECTOR ROTATABLE PLAIN SHAFT, W/O HOLDING BRAKE; ACC. TOLERANCE N VIBRATION SEVERITY GRADE A, DEGREE OF PROTECTION IP 65 | 4150 | TEM | 1 | MC | 7.304 | 1
1FT70445AK701MK2 | SIMOTICS S SYNCHRONOUS MOTOR 1FT7, M0=5NM (100K) NN=6000RPM, PN=1,41KW NATURAL AIR COOLING; FRAME SIZE IMB 5 (IM V1, IM V3) FLANGE (COMPACT) WITH KTY TEMPERATURE SENSOR POWER CONNECTOR ROTATABLE ABSOLUTE ENCODER ENDAT 2048 S/R (ENCODER A-2048) CONNECTOR ROTATABLE PLAIN SHAFT, W/O HOLDING BRAKE; ACC. TOLERANCE R VIBRATION SEVERITY GRADE A, DEGREE OF PROTECTION IP 67 | 4389 | TEM | 1 | MC | 7.304 | 1
1FT70445AK701NA0 | SIMOTICS S SYNCHRONOUS MOTOR 1FT7, M0=5NM (100K) NN=6000RPM, PN=1,41KW NATURAL AIR COOLING; FRAME SIZE IMB 5 (IM V1, IM V3) FLANGE (COMPACT) WITH KTY TEMPERATURE SENSOR POWER CONNECTOR ROTATABLE INCREM. ENCODER SIN/COS 1VSS 2048 S/R (ENCODER I-2048) CONNECTOR ROTATABLE SHAFT WITH FITTED KEY; W/O HOLDING BRAKE; ACC. TOLERANCE N VIBRATION SEVERITY GRADE A, DEGREE OF PROTECTION IP 64 | 3300 | TEM | 1 | MC | 7.304 | 1
1FT70445AK701NA1 | SIMOTICS S SYNCHRONOUS MOTOR 1FT7, M0=5NM (100K) NN=6000RPM, PN=1,41KW NATURAL AIR COOLING; FRAME SIZE IMB 5 (IM V1, IM V3) FLANGE (COMPACT) WITH KTY TEMPERATURE SENSOR POWER CONNECTOR ROTATABLE INCREM. ENCODER SIN/COS 1VSS 2048 S/R (ENCODER I-2048) CONNECTOR ROTATABLE SHAFT WITH FITTED KEY; W/O HOLDING BRAKE; ACC. TOLERANCE N VIBRATION SEVERITY GRADE A, DEGREE OF PROTECTION IP 65 | 3396 | TEM | 1 | MC | 7.304 | 1
1FT70445AK701ND0 | SIMOTICS S SYNCHRONOUS MOTOR 1FT7, M0=5NM (100K) NN=6000RPM, PN=1,41KW NATURAL AIR COOLING; FRAME SIZE IMB 5 (IM V1, IM V3) FLANGE (COMPACT) WITH KTY TEMPERATURE SENSOR POWER CONNECTOR ROTATABLE INCREM. ENCODER SIN/COS 1VSS 2048 S/R (ENCODER I-2048) CONNECTOR ROTATABLE SHAFT WITH FITTED KEY; W/O HOLDING BRAKE; ACC. TOLERANCE R VIBRATION SEVERITY GRADE A, DEGREE OF PROTECTION IP 64 | 3459 | TEM | 1 | MC | 7.304 | 1
1FT70445AK701NG0 | SIMOTICS S SYNCHRONOUS MOTOR 1FT7, M0=5NM (100K) NN=6000RPM, PN=1,41KW NATURAL AIR COOLING; FRAME SIZE IMB 5 (IM V1, IM V3) FLANGE (COMPACT) WITH KTY TEMPERATURE SENSOR POWER CONNECTOR ROTATABLE INCREM. ENCODER SIN/COS 1VSS 2048 S/R (ENCODER I-2048) CONNECTOR ROTATABLE PLAIN SHAFT, W/O HOLDING BRAKE; ACC. TOLERANCE N VIBRATION SEVERITY GRADE A, DEGREE OF PROTECTION IP 64 | 3300 | TEM | 1 | MC | 7.304 | 1
1FT70445AK701NH1 | SIMOTICS S SYNCHRONOUS MOTOR 1FT7, M0=5NM (100K) NN=6000RPM, PN=1,41KW NATURAL AIR COOLING; FRAME SIZE IMB 5 (IM V1, IM V3) FLANGE (COMPACT) WITH KTY TEMPERATURE SENSOR POWER CONNECTOR ROTATABLE INCREM. ENCODER SIN/COS 1VSS 2048 S/R (ENCODER I-2048) CONNECTOR ROTATABLE PLAIN SHAFT, WITH HOLDING BRAKE; ACCURACY TOLERANCE N VIBRATION SEVERITY GRADE A, DEGREE OF PROTECTION IP 65 | 4081 | TEM | 1 | MC | 8.003 | 1
1FT70445AK701NK0 | SIMOTICS S SYNCHRONOUS MOTOR 1FT7, M0=5NM (100K) NN=6000RPM, PN=1,41KW NATURAL AIR COOLING; FRAME SIZE IMB 5 (IM V1, IM V3) FLANGE (COMPACT) WITH KTY TEMPERATURE SENSOR POWER CONNECTOR ROTATABLE INCREM. ENCODER SIN/COS 1VSS 2048 S/R (ENCODER I-2048) CONNECTOR ROTATABLE PLAIN SHAFT, W/O HOLDING BRAKE; ACC. TOLERANCE R VIBRATION SEVERITY GRADE A, DEGREE OF PROTECTION IP 64 | 3459 | TEM | 1 | MC | 7.304 | 1
1FT70445AK711BA0 | SIMOTICS S SYNCHRONOUS MOTOR 1FT7, M0=5NM (100K) NN=6000RPM, PN=1,41KW NATURAL AIR COOLING; FRAME SIZE IMB 5 (IM V1, IM V3) FLANGE 1 (1FT6 COMPATIBLE) POWER CONNECTOR ROTATABLE ABSOLUTE VALUE ENCODER SINGLETURN 24 BIT WITH DRIVE-CLIQ INTERFACE (ENCODER AS24DQI) SHAFT WITH FITTED KEY; W/O HOLDING BRAKE; ACC. TOLERANCE N VIBRATION SEVERITY GRADE A, DEGREE OF PROTECTION IP 64 | 3640 | TEM | 1 | MC | 7.304 | 1
1FT70445AK711BA1 | SIMOTICS S SYNCHRONOUS MOTOR 1FT7, M0=5NM (100K) NN=6000RPM, PN=1,41KW NATURAL AIR COOLING; FRAME SIZE IMB 5 (IM V1, IM V3) FLANGE 1 (1FT6 COMPATIBLE) POWER CONNECTOR ROTATABLE ABSOLUTE VALUE ENCODER SINGLETURN 24 BIT WITH DRIVE-CLIQ INTERFACE (ENCODER AS24DQI) SHAFT WITH FITTED KEY; W/O HOLDING BRAKE; ACC. TOLERANCE N VIBRATION SEVERITY GRADE A, DEGREE OF PROTECTION IP 65 | 3736 | TEM | 1 | MC | 7.304 | 1
1FT70445AK711BA2 | SIMOTICS S SYNCHRONOUS MOTOR 1FT7, M0=5NM (100K) NN=6000RPM, PN=1,41KW NATURAL AIR COOLING; FRAME SIZE IMB 5 (IM V1, IM V3) FLANGE 1 (1FT6 COMPATIBLE) POWER CONNECTOR ROTATABLE ABSOLUTE VALUE ENCODER SINGLETURN 24 BIT WITH DRIVE-CLIQ INTERFACE (ENCODER AS24DQI) SHAFT WITH FITTED KEY; W/O HOLDING BRAKE; ACC. TOLERANCE N VIBRATION SEVERITY GRADE A, DEGREE OF PROTECTION IP 67 | 3816 | TEM | 1 | MC | 7.304 | 1
1FT70445AK711BA3 | SIMOTICS S SYNCHRONOUS MOTOR 1FT7, M0=5NM (100K) NN=6000RPM, PN=1,41KW NATURAL AIR COOLING; FRAME SIZE IMB 5 (IM V1, IM V3) FLANGE 1 (1FT6 COMPATIBLE) POWER CONNECTOR ROTATABLE ABSOLUTE VALUE ENCODER SINGLETURN 24 BIT WITH DRIVE-CLIQ INTERFACE (ENCODER AS24DQI) SHAFT WITH FITTED KEY; W/O HOLDING BRAKE; ACC. TOLERANCE N VIBRATION SEVERITY GRADE A+R, DEGREE OF PROTECTION IP 64 | 3795 | TEM | 1 | MC | 7.304 | 1
1FT70445AK711BD5 | SIMOTICS S SYNCHRONOUS MOTOR 1FT7, M0=5NM (100K) NN=6000RPM, PN=1,41KW NATURAL AIR COOLING; FRAME SIZE IMB 5 (IM V1, IM V3) FLANGE 1 (1FT6 COMPATIBLE) POWER CONNECTOR ROTATABLE ABSOLUTE VALUE ENCODER SINGLETURN 24 BIT WITH DRIVE-CLIQ INTERFACE (ENCODER AS24DQI) SHAFT WITH FITTED KEY; W/O HOLDING BRAKE; ACC. TOLERANCE R VIBRATION SEVERITY GRADE A+R, DEGREE OF PROTECTION IP 67 | 4131 | TEM | 1 | MC | 7.304 | 1
1FT70445AK711BG0 | SIMOTICS S SYNCHRONOUS MOTOR 1FT7, M0=5NM (100K) NN=6000RPM, PN=1,41KW NATURAL AIR COOLING; FRAME SIZE IMB 5 (IM V1, IM V3) FLANGE 1 (1FT6 COMPATIBLE) POWER CONNECTOR ROTATABLE ABSOLUTE VALUE ENCODER SINGLETURN 24 BIT WITH DRIVE-CLIQ INTERFACE (ENCODER AS24DQI) PLAIN SHAFT, W/O HOLDING BRAKE; ACC. TOLERANCE N VIBRATION SEVERITY GRADE A, DEGREE OF PROTECTION IP 64 | 3640 | TEM | 1 | MC | 7.304 | 1
1FT70445AK711BG1 | SIMOTICS S SYNCHRONOUS MOTOR 1FT7, M0=5NM (100K) NN=6000RPM, PN=1,41KW NATURAL AIR COOLING; FRAME SIZE IMB 5 (IM V1, IM V3) FLANGE 1 (1FT6 COMPATIBLE) POWER CONNECTOR ROTATABLE ABSOLUTE VALUE ENCODER SINGLETURN 24 BIT WITH DRIVE-CLIQ INTERFACE (ENCODER AS24DQI) PLAIN SHAFT, W/O HOLDING BRAKE; ACC. TOLERANCE N VIBRATION SEVERITY GRADE A, DEGREE OF PROTECTION IP 65 | 3736 | TEM | 1 | MC | 7.304 | 1
1FT70445AK711BG2 | SIMOTICS S SYNCHRONOUS MOTOR 1FT7, M0=5NM (100K) NN=6000RPM, PN=1,41KW NATURAL AIR COOLING; FRAME SIZE IMB 5 (IM V1, IM V3) FLANGE 1 (1FT6 COMPATIBLE) POWER CONNECTOR ROTATABLE ABSOLUTE VALUE ENCODER SINGLETURN 24 BIT WITH DRIVE-CLIQ INTERFACE (ENCODER AS24DQI) PLAIN SHAFT, W/O HOLDING BRAKE; ACC. TOLERANCE N VIBRATION SEVERITY GRADE A, DEGREE OF PROTECTION IP 67 | 3816 | TEM | 1 | MC | 7.304 | 1
1FT70445AK711BG4 | SIMOTICS S SYNCHRONOUS MOTOR 1FT7, M0=5NM (100K) NN=6000RPM, PN=1,41KW NATURAL AIR COOLING; FRAME SIZE IMB 5 (IM V1, IM V3) FLANGE 1 (1FT6 COMPATIBLE) POWER CONNECTOR ROTATABLE ABSOLUTE VALUE ENCODER SINGLETURN 24 BIT WITH DRIVE-CLIQ INTERFACE (ENCODER AS24DQI) PLAIN SHAFT, W/O HOLDING BRAKE; ACC. TOLERANCE N VIBRATION SEVERITY GRADE A+R, DEGREE OF PROTECTION IP 65 | 3892 | TEM | 1 | MC | 7.304 | 1
1FT70445AK711BG5 | SIMOTICS S SYNCHRONOUS MOTOR 1FT7, M0=5NM (100K) NN=6000RPM, PN=1,41KW NATURAL AIR COOLING; FRAME SIZE IMB 5 (IM V1, IM V3) FLANGE 1 (1FT6 COMPATIBLE) POWER CONNECTOR ROTATABLE ABSOLUTE VALUE ENCODER SINGLETURN 24 BIT WITH DRIVE-CLIQ INTERFACE (ENCODER AS24DQI) PLAIN SHAFT, W/O HOLDING BRAKE; ACC. TOLERANCE N VIBRATION SEVERITY GRADE A+R, DEGREE OF PROTECTION IP 67 | 3972 | TEM | 1 | MC | 7.304 | 1
1FT70445AK711BH0 | SIMOTICS S SYNCHRONOUS MOTOR 1FT7, M0=5NM (100K) NN=6000RPM, PN=1,41KW NATURAL AIR COOLING; FRAME SIZE IMB 5 (IM V1, IM V3) FLANGE 1 (1FT6 COMPATIBLE) POWER CONNECTOR ROTATABLE ABSOLUTE VALUE ENCODER SINGLETURN 24 BIT WITH DRIVE-CLIQ INTERFACE (ENCODER AS24DQI) PLAIN SHAFT, WITH HOLDING BRAKE; ACCURACY TOLERANCE N VIBRATION SEVERITY GRADE A, DEGREE OF PROTECTION IP 64 | 4326 | TEM | 1 | MC | 8.003 | 1
1FT70445AK711BH1 | SIMOTICS S SYNCHRONOUS MOTOR 1FT7, M0=5NM (100K) NN=6000RPM, PN=1,41KW NATURAL AIR COOLING; FRAME SIZE IMB 5 (IM V1, IM V3) FLANGE 1 (1FT6 COMPATIBLE) POWER CONNECTOR ROTATABLE ABSOLUTE VALUE ENCODER SINGLETURN 24 BIT WITH DRIVE-CLIQ INTERFACE (ENCODER AS24DQI) PLAIN SHAFT, WITH HOLDING BRAKE; ACCURACY TOLERANCE N VIBRATION SEVERITY GRADE A, DEGREE OF PROTECTION IP 65 | 4422 | TEM | 1 | MC | 8.003 | 1
1FT70445AK711BK5 | SIMOTICS S SYNCHRONOUS MOTOR 1FT7, M0=5NM (100K) NN=6000RPM, PN=1,41KW NATURAL AIR COOLING; FRAME SIZE IMB 5 (IM V1, IM V3) FLANGE 1 (1FT6 COMPATIBLE) POWER CONNECTOR ROTATABLE ABSOLUTE VALUE ENCODER SINGLETURN 24 BIT WITH DRIVE-CLIQ INTERFACE (ENCODER AS24DQI) PLAIN SHAFT, W/O HOLDING BRAKE; ACC. TOLERANCE R VIBRATION SEVERITY GRADE A+R, DEGREE OF PROTECTION IP 67 | 4131 | TEM | 1 | MC | 7.304 | 1
1FT70445AK711CA0 | SIMOTICS S SYNCHRONOUS MOTOR 1FT7, M0=5NM (100K) NN=6000RPM, PN=1,41KW NATURAL AIR COOLING; FRAME SIZE IMB 5 (IM V1, IM V3) FLANGE 1 (1FT6 COMPATIBLE) POWER CONNECTOR ROTATABLE ABSOLUTE ENCODER 24 BITS + 12 BIT MULTITURN WITH DRIVE-CLIQ INTERFACE (ENCODER AM24DQI) SHAFT WITH FITTED KEY; W/O HOLDING BRAKE; ACC. TOLERANCE N VIBRATION SEVERITY GRADE A, DEGREE OF PROTECTION IP 64 | 4405 | TEM | 1 | MC | 7.304 | 1
1FT70445AK711CA1 | SIMOTICS S SYNCHRONOUS MOTOR 1FT7, M0=5NM (100K) NN=6000RPM, PN=1,41KW NATURAL AIR COOLING; FRAME SIZE IMB 5 (IM V1, IM V3) FLANGE 1 (1FT6 COMPATIBLE) POWER CONNECTOR ROTATABLE ABSOLUTE ENCODER 24 BITS + 12 BIT MULTITURN WITH DRIVE-CLIQ INTERFACE (ENCODER AM24DQI) SHAFT WITH FITTED KEY; W/O HOLDING BRAKE; ACC. TOLERANCE N VIBRATION SEVERITY GRADE A, DEGREE OF PROTECTION IP 65 | 4502 | TEM | 1 | MC | 7.304 | 1
1FT70445AK711CA2 | SIMOTICS S SYNCHRONOUS MOTOR 1FT7, M0=5NM (100K) NN=6000RPM, PN=1,41KW NATURAL AIR COOLING; FRAME SIZE IMB 5 (IM V1, IM V3) FLANGE 1 (1FT6 COMPATIBLE) POWER CONNECTOR ROTATABLE ABSOLUTE ENCODER 24 BITS + 12 BIT MULTITURN WITH DRIVE-CLIQ INTERFACE (ENCODER AM24DQI) SHAFT WITH FITTED KEY; W/O HOLDING BRAKE; ACC. TOLERANCE N VIBRATION SEVERITY GRADE A, DEGREE OF PROTECTION IP 67 | 4581 | TEM | 1 | MC | 7.304 | 1
1FT70445AK711CB0 | SIMOTICS S SYNCHRONOUS MOTOR 1FT7, M0=5NM (100K) NN=6000RPM, PN=1,41KW NATURAL AIR COOLING; FRAME SIZE IMB 5 (IM V1, IM V3) FLANGE 1 (1FT6 COMPATIBLE) POWER CONNECTOR ROTATABLE ABSOLUTE ENCODER 24 BITS + 12 BIT MULTITURN WITH DRIVE-CLIQ INTERFACE (ENCODER AM24DQI) SHAFT WITH FITTED KEY; WITH HOLDING BRAKE; ACC. TOLERANCE N VIBRATION SEVERITY GRADE A, DEGREE OF PROTECTION IP 64 | 5091 | TEM | 1 | MC | 8.003 | 1
1FT70445AK711CB1 | SIMOTICS S SYNCHRONOUS MOTOR 1FT7, M0=5NM (100K) NN=6000RPM, PN=1,41KW NATURAL AIR COOLING; FRAME SIZE IMB 5 (IM V1, IM V3) FLANGE 1 (1FT6 COMPATIBLE) POWER CONNECTOR ROTATABLE ABSOLUTE ENCODER 24 BITS + 12 BIT MULTITURN WITH DRIVE-CLIQ INTERFACE (ENCODER AM24DQI) SHAFT WITH FITTED KEY; WITH HOLDING BRAKE; ACC. TOLERANCE N VIBRATION SEVERITY GRADE A, DEGREE OF PROTECTION IP 65 | 5187 | TEM | 1 | MC | 8.003 | 1
1FT70445AK711CB2 | SIMOTICS S SYNCHRONOUS MOTOR 1FT7, M0=5NM (100K) NN=6000RPM, PN=1,41KW NATURAL AIR COOLING; FRAME SIZE IMB 5 (IM V1, IM V3) FLANGE 1 (1FT6 COMPATIBLE) POWER CONNECTOR ROTATABLE ABSOLUTE ENCODER 24 BITS + 12 BIT MULTITURN WITH DRIVE-CLIQ INTERFACE (ENCODER AM24DQI) SHAFT WITH FITTED KEY; WITH HOLDING BRAKE; ACC. TOLERANCE N VIBRATION SEVERITY GRADE A, DEGREE OF PROTECTION IP 67 | 5267 | TEM | 1 | MC | 8.003 | 1
1FT70445AK711CD5 | SIMOTICS S SYNCHRONOUS MOTOR 1FT7, M0=5NM (100K) NN=6000RPM, PN=1,41KW NATURAL AIR COOLING; FRAME SIZE IMB 5 (IM V1, IM V3) FLANGE 1 (1FT6 COMPATIBLE) POWER CONNECTOR ROTATABLE ABSOLUTE ENCODER 24 BITS + 12 BIT MULTITURN WITH DRIVE-CLIQ INTERFACE (ENCODER AM24DQI) SHAFT WITH FITTED KEY; W/O HOLDING BRAKE; ACC. TOLERANCE R VIBRATION SEVERITY GRADE A+R, DEGREE OF PROTECTION IP 67 | 4896 | TEM | 1 | MC | 7.304 | 1
1FT70445AK711CG0 | SIMOTICS S SYNCHRONOUS MOTOR 1FT7, M0=5NM (100K) NN=6000RPM, PN=1,41KW NATURAL AIR COOLING; FRAME SIZE IMB 5 (IM V1, IM V3) FLANGE 1 (1FT6 COMPATIBLE) POWER CONNECTOR ROTATABLE ABSOLUTE ENCODER 24 BITS + 12 BIT MULTITURN WITH DRIVE-CLIQ INTERFACE (ENCODER AM24DQI) PLAIN SHAFT, W/O HOLDING BRAKE; ACC. TOLERANCE N VIBRATION SEVERITY GRADE A, DEGREE OF PROTECTION IP 64 | 4405 | TEM | 1 | MC | 7.304 | 1
1FT70445AK711CG1 | SIMOTICS S SYNCHRONOUS MOTOR 1FT7, M0=5NM (100K) NN=6000RPM, PN=1,41KW NATURAL AIR COOLING; FRAME SIZE IMB 5 (IM V1, IM V3) FLANGE 1 (1FT6 COMPATIBLE) POWER CONNECTOR ROTATABLE ABSOLUTE ENCODER 24 BITS + 12 BIT MULTITURN WITH DRIVE-CLIQ INTERFACE (ENCODER AM24DQI) PLAIN SHAFT, W/O HOLDING BRAKE; ACC. TOLERANCE N VIBRATION SEVERITY GRADE A, DEGREE OF PROTECTION IP 65 | 4502 | TEM | 1 | MC | 7.304 | 1
1FT70445AK711CG2 | SIMOTICS S SYNCHRONOUS MOTOR 1FT7, M0=5NM (100K) NN=6000RPM, PN=1,41KW NATURAL AIR COOLING; FRAME SIZE IMB 5 (IM V1, IM V3) FLANGE 1 (1FT6 COMPATIBLE) POWER CONNECTOR ROTATABLE ABSOLUTE ENCODER 24 BITS + 12 BIT MULTITURN WITH DRIVE-CLIQ INTERFACE (ENCODER AM24DQI) PLAIN SHAFT, W/O HOLDING BRAKE; ACC. TOLERANCE N VIBRATION SEVERITY GRADE A, DEGREE OF PROTECTION IP 67 | 4581 | TEM | 1 | MC | 7.304 | 1
1FT70445AK711CG5 | SIMOTICS S SYNCHRONOUS MOTOR 1FT7, M0=5NM (100K) NN=6000RPM, PN=1,41KW NATURAL AIR COOLING; FRAME SIZE IMB 5 (IM V1, IM V3) FLANGE 1 (1FT6 COMPATIBLE) POWER CONNECTOR ROTATABLE ABSOLUTE ENCODER 24 BITS + 12 BIT MULTITURN WITH DRIVE-CLIQ INTERFACE (ENCODER AM24DQI) PLAIN SHAFT, W/O HOLDING BRAKE; ACC. TOLERANCE N VIBRATION SEVERITY GRADE A+R, DEGREE OF PROTECTION IP 67 | 4737 | TEM | 1 | MC | 7.304 | 1
1FT70445AK711CH0 | SIMOTICS S SYNCHRONOUS MOTOR 1FT7, M0=5NM (100K) NN=6000RPM, PN=1,41KW NATURAL AIR COOLING; FRAME SIZE IMB 5 (IM V1, IM V3) FLANGE 1 (1FT6 COMPATIBLE) POWER CONNECTOR ROTATABLE ABSOLUTE ENCODER 24 BITS + 12 BIT MULTITURN WITH DRIVE-CLIQ INTERFACE (ENCODER AM24DQI) PLAIN SHAFT, WITH HOLDING BRAKE; ACCURACY TOLERANCE N VIBRATION SEVERITY GRADE A, DEGREE OF PROTECTION IP 64 | 5091 | TEM | 1 | MC | 8.003 | 1
1FT70445AK711CH1 | SIMOTICS S SYNCHRONOUS MOTOR 1FT7, M0=5NM (100K) NN=6000RPM, PN=1,41KW NATURAL AIR COOLING; FRAME SIZE IMB 5 (IM V1, IM V3) FLANGE 1 (1FT6 COMPATIBLE) POWER CONNECTOR ROTATABLE ABSOLUTE ENCODER 24 BITS + 12 BIT MULTITURN WITH DRIVE-CLIQ INTERFACE (ENCODER AM24DQI) PLAIN SHAFT, WITH HOLDING BRAKE; ACCURACY TOLERANCE N VIBRATION SEVERITY GRADE A, DEGREE OF PROTECTION IP 65 | 5187 | TEM | 1 | MC | 8.003 | 1
1FT70445AK711CH5 | SIMOTICS S SYNCHRONOUS MOTOR 1FT7, M0=5NM (100K) NN=6000RPM, PN=1,41KW NATURAL AIR COOLING; FRAME SIZE IMB 5 (IM V1, IM V3) FLANGE 1 (1FT6 COMPATIBLE) POWER CONNECTOR ROTATABLE ABSOLUTE ENCODER 24 BITS + 12 BIT MULTITURN WITH DRIVE-CLIQ INTERFACE (ENCODER AM24DQI) PLAIN SHAFT, WITH HOLDING BRAKE; ACCURACY TOLERANCE N VIBRATION SEVERITY GRADE A+R, DEGREE OF PROTECTION IP 67 | 5422 | TEM | 1 | MC | 8.003 | 1
1FT70445AK711CK5 | SIMOTICS S SYNCHRONOUS MOTOR 1FT7, M0=5NM (100K) NN=6000RPM, PN=1,41KW NATURAL AIR COOLING; FRAME SIZE IMB 5 (IM V1, IM V3) FLANGE 1 (1FT6 COMPATIBLE) POWER CONNECTOR ROTATABLE ABSOLUTE ENCODER 24 BITS + 12 BIT MULTITURN WITH DRIVE-CLIQ INTERFACE (ENCODER AM24DQI) PLAIN SHAFT, W/O HOLDING BRAKE; ACC. TOLERANCE R VIBRATION SEVERITY GRADE A+R, DEGREE OF PROTECTION IP 67 | 4896 | TEM | 1 | MC | 7.304 | 1
1FT70445AK711CL2 | SIMOTICS S SYNCHRONOUS MOTOR 1FT7, M0=5NM (100K) NN=6000RPM, PN=1,41KW NATURAL AIR COOLING; FRAME SIZE IMB 5 (IM V1, IM V3) FLANGE 1 (1FT6 COMPATIBLE) POWER CONNECTOR ROTATABLE ABSOLUTE ENCODER 24 BITS + 12 BIT MULTITURN WITH DRIVE-CLIQ INTERFACE (ENCODER AM24DQI) PLAIN SHAFT, WITH HOLDING BRAKE; ACCURACY TOLERANCE R VIBRATION SEVERITY GRADE A, DEGREE OF PROTECTION IP 67 | 5424 | TEM | 1 | MC | 8.003 | 1
1FT70445AK711DA0 | SIMOTICS S SYNCHRONOUS MOTOR 1FT7, M0=5NM (100K) NN=6000RPM, PN=1,41KW NATURAL AIR COOLING; FRAME SIZE IMB 5 (IM V1, IM V3) FLANGE 1 (1FT6 COMPATIBLE) POWER CONNECTOR ROTATABLE INCREMENTAL ENCODER 2048 S/R WITH DRIVE-CLIQ INTERFACE (ENCODER I-2048) CONNECTOR ROTATABLE SHAFT WITH FITTED KEY; W/O HOLDING BRAKE; ACC. TOLERANCE N VIBRATION SEVERITY GRADE A, DEGREE OF PROTECTION IP 64 | 3720 | TEM | 1 | MC | 7.304 | 1
1FT70445AK711DA1 | SIMOTICS S SYNCHRONOUS MOTOR 1FT7, M0=5NM (100K) NN=6000RPM, PN=1,41KW NATURAL AIR COOLING; FRAME SIZE IMB 5 (IM V1, IM V3) FLANGE 1 (1FT6 COMPATIBLE) POWER CONNECTOR ROTATABLE INCREMENTAL ENCODER 2048 S/R WITH DRIVE-CLIQ INTERFACE (ENCODER I-2048) CONNECTOR ROTATABLE SHAFT WITH FITTED KEY; W/O HOLDING BRAKE; ACC. TOLERANCE N VIBRATION SEVERITY GRADE A, DEGREE OF PROTECTION IP 65 | 3817 | TEM | 1 | MC | 7.304 | 1
1FT70445AK711DA2 | SIMOTICS S SYNCHRONOUS MOTOR 1FT7, M0=5NM (100K) NN=6000RPM, PN=1,41KW NATURAL AIR COOLING; FRAME SIZE IMB 5 (IM V1, IM V3) FLANGE 1 (1FT6 COMPATIBLE) POWER CONNECTOR ROTATABLE INCREMENTAL ENCODER 2048 S/R WITH DRIVE-CLIQ INTERFACE (ENCODER I-2048) CONNECTOR ROTATABLE SHAFT WITH FITTED KEY; W/O HOLDING BRAKE; ACC. TOLERANCE N VIBRATION SEVERITY GRADE A, DEGREE OF PROTECTION IP 67 | 3896 | TEM | 1 | MC | 7.304 | 1
1FT70445AK711DA3 | SIMOTICS S SYNCHRONOUS MOTOR 1FT7, M0=5NM (100K) NN=6000RPM, PN=1,41KW NATURAL AIR COOLING; FRAME SIZE IMB 5 (IM V1, IM V3) FLANGE 1 (1FT6 COMPATIBLE) POWER CONNECTOR ROTATABLE INCREMENTAL ENCODER 2048 S/R WITH DRIVE-CLIQ INTERFACE (ENCODER I-2048) CONNECTOR ROTATABLE SHAFT WITH FITTED KEY; W/O HOLDING BRAKE; ACC. TOLERANCE N VIBRATION SEVERITY GRADE A+R, DEGREE OF PROTECTION IP 64 | 3875 | TEM | 1 | MC | 7.304 | 1
1FT70445AK711DB2 | SIMOTICS S SYNCHRONOUS MOTOR 1FT7, M0=5NM (100K) NN=6000RPM, PN=1,41KW NATURAL AIR COOLING; FRAME SIZE IMB 5 (IM V1, IM V3) FLANGE 1 (1FT6 COMPATIBLE) POWER CONNECTOR ROTATABLE INCREMENTAL ENCODER 2048 S/R WITH DRIVE-CLIQ INTERFACE (ENCODER I-2048) CONNECTOR ROTATABLE SHAFT WITH FITTED KEY; WITH HOLDING BRAKE; ACC. TOLERANCE N VIBRATION SEVERITY GRADE A, DEGREE OF PROTECTION IP 67 | 4582 | TEM | 1 | MC | 8.003 | 1
1FT70445AK711DD0 | SIMOTICS S SYNCHRONOUS MOTOR 1FT7, M0=5NM (100K) NN=6000RPM, PN=1,41KW NATURAL AIR COOLING; FRAME SIZE IMB 5 (IM V1, IM V3) FLANGE 1 (1FT6 COMPATIBLE) POWER CONNECTOR ROTATABLE INCREMENTAL ENCODER 2048 S/R WITH DRIVE-CLIQ INTERFACE (ENCODER I-2048) CONNECTOR ROTATABLE SHAFT WITH FITTED KEY; W/O HOLDING BRAKE; ACC. TOLERANCE R VIBRATION SEVERITY GRADE A, DEGREE OF PROTECTION IP 64 | 3880 | TEM | 1 | MC | 7.304 | 1
1FT70445AK711DD4 | SIMOTICS S SYNCHRONOUS MOTOR 1FT7, M0=5NM (100K) NN=6000RPM, PN=1,41KW NATURAL AIR COOLING; FRAME SIZE IMB 5 (IM V1, IM V3) FLANGE 1 (1FT6 COMPATIBLE) POWER CONNECTOR ROTATABLE INCREMENTAL ENCODER 2048 S/R WITH DRIVE-CLIQ INTERFACE (ENCODER I-2048) CONNECTOR ROTATABLE SHAFT WITH FITTED KEY; W/O HOLDING BRAKE; ACC. TOLERANCE R VIBRATION SEVERITY GRADE A+R, DEGREE OF PROTECTION IP 65 | 4132 | TEM | 1 | MC | 7.304 | 1
1FT70445AK711DE0 | SIMOTICS S SYNCHRONOUS MOTOR 1FT7, M0=5NM (100K) NN=6000RPM, PN=1,41KW NATURAL AIR COOLING; FRAME SIZE IMB 5 (IM V1, IM V3) FLANGE 1 (1FT6 COMPATIBLE) POWER CONNECTOR ROTATABLE INCREMENTAL ENCODER 2048 S/R WITH DRIVE-CLIQ INTERFACE (ENCODER I-2048) CONNECTOR ROTATABLE SHAFT WITH FITTED KEY; WITH HOLDING BRAKE; ACC. TOLERANCE R VIBRATION SEVERITY GRADE A, DEGREE OF PROTECTION IP 64 | 4563 | TEM | 1 | MC | 8.003 | 1
1FT70445AK711DG0 | SIMOTICS S SYNCHRONOUS MOTOR 1FT7, M0=5NM (100K) NN=6000RPM, PN=1,41KW NATURAL AIR COOLING; FRAME SIZE IMB 5 (IM V1, IM V3) FLANGE 1 (1FT6 COMPATIBLE) POWER CONNECTOR ROTATABLE INCREMENTAL ENCODER 2048 S/R WITH DRIVE-CLIQ INTERFACE (ENCODER I-2048) CONNECTOR ROTATABLE PLAIN SHAFT, W/O HOLDING BRAKE; ACC. TOLERANCE N VIBRATION SEVERITY GRADE A, DEGREE OF PROTECTION IP 64 | 3720 | TEM | 1 | MC | 7.304 | 1
1FT70445AK711DG1 | SIMOTICS S SYNCHRONOUS MOTOR 1FT7, M0=5NM (100K) NN=6000RPM, PN=1,41KW NATURAL AIR COOLING; FRAME SIZE IMB 5 (IM V1, IM V3) FLANGE 1 (1FT6 COMPATIBLE) POWER CONNECTOR ROTATABLE INCREMENTAL ENCODER 2048 S/R WITH DRIVE-CLIQ INTERFACE (ENCODER I-2048) CONNECTOR ROTATABLE PLAIN SHAFT, W/O HOLDING BRAKE; ACC. TOLERANCE N VIBRATION SEVERITY GRADE A, DEGREE OF PROTECTION IP 65 | 3817 | TEM | 1 | MC | 7.304 | 1
1FT70445AK711DG2 | SIMOTICS S SYNCHRONOUS MOTOR 1FT7, M0=5NM (100K) NN=6000RPM, PN=1,41KW NATURAL AIR COOLING; FRAME SIZE IMB 5 (IM V1, IM V3) FLANGE 1 (1FT6 COMPATIBLE) POWER CONNECTOR ROTATABLE INCREMENTAL ENCODER 2048 S/R WITH DRIVE-CLIQ INTERFACE (ENCODER I-2048) CONNECTOR ROTATABLE PLAIN SHAFT, W/O HOLDING BRAKE; ACC. TOLERANCE N VIBRATION SEVERITY GRADE A, DEGREE OF PROTECTION IP 67 | 3896 | TEM | 1 | MC | 7.304 | 1
1FT70445AK711DG3 | SIMOTICS S SYNCHRONOUS MOTOR 1FT7, M0=5NM (100K) NN=6000RPM, PN=1,41KW NATURAL AIR COOLING; FRAME SIZE IMB 5 (IM V1, IM V3) FLANGE 1 (1FT6 COMPATIBLE) POWER CONNECTOR ROTATABLE INCREMENTAL ENCODER 2048 S/R WITH DRIVE-CLIQ INTERFACE (ENCODER I-2048) CONNECTOR ROTATABLE PLAIN SHAFT, W/O HOLDING BRAKE; ACC. TOLERANCE N VIBRATION SEVERITY GRADE A+R, DEGREE OF PROTECTION IP 64 | 3875 | TEM | 1 | MC | 7.304 | 1
1FT70445AK711DH0 | SIMOTICS S SYNCHRONOUS MOTOR 1FT7, M0=5NM (100K) NN=6000RPM, PN=1,41KW NATURAL AIR COOLING; FRAME SIZE IMB 5 (IM V1, IM V3) FLANGE 1 (1FT6 COMPATIBLE) POWER CONNECTOR ROTATABLE INCREMENTAL ENCODER 2048 S/R WITH DRIVE-CLIQ INTERFACE (ENCODER I-2048) CONNECTOR ROTATABLE PLAIN SHAFT, WITH HOLDING BRAKE; ACCURACY TOLERANCE N VIBRATION SEVERITY GRADE A, DEGREE OF PROTECTION IP 64 | 4406 | TEM | 1 | MC | 8.003 | 1
1FT70445AK711DH1 | SIMOTICS S SYNCHRONOUS MOTOR 1FT7, M0=5NM (100K) NN=6000RPM, PN=1,41KW NATURAL AIR COOLING; FRAME SIZE IMB 5 (IM V1, IM V3) FLANGE 1 (1FT6 COMPATIBLE) POWER CONNECTOR ROTATABLE INCREMENTAL ENCODER 2048 S/R WITH DRIVE-CLIQ INTERFACE (ENCODER I-2048) CONNECTOR ROTATABLE PLAIN SHAFT, WITH HOLDING BRAKE; ACCURACY TOLERANCE N VIBRATION SEVERITY GRADE A, DEGREE OF PROTECTION IP 65 | 4502 | TEM | 1 | MC | 8.003 | 1
1FT70445AK711DK0 | SIMOTICS S SYNCHRONOUS MOTOR 1FT7, M0=5NM (100K) NN=6000RPM, PN=1,41KW NATURAL AIR COOLING; FRAME SIZE IMB 5 (IM V1, IM V3) FLANGE 1 (1FT6 COMPATIBLE) POWER CONNECTOR ROTATABLE INCREMENTAL ENCODER 2048 S/R WITH DRIVE-CLIQ INTERFACE (ENCODER I-2048) CONNECTOR ROTATABLE PLAIN SHAFT, W/O HOLDING BRAKE; ACC. TOLERANCE R VIBRATION SEVERITY GRADE A, DEGREE OF PROTECTION IP 64 | 3880 | TEM | 1 | MC | 7.304 | 1
1FT70445AK711DL0 | SIMOTICS S SYNCHRONOUS MOTOR 1FT7, M0=5NM (100K) NN=6000RPM, PN=1,41KW NATURAL AIR COOLING; FRAME SIZE IMB 5 (IM V1, IM V3) FLANGE 1 (1FT6 COMPATIBLE) POWER CONNECTOR ROTATABLE INCREMENTAL ENCODER 2048 S/R WITH DRIVE-CLIQ INTERFACE (ENCODER I-2048) CONNECTOR ROTATABLE PLAIN SHAFT, WITH HOLDING BRAKE; ACCURACY TOLERANCE R VIBRATION SEVERITY GRADE A, DEGREE OF PROTECTION IP 64 | 4563 | TEM | 1 | MC | 8.003 | 1
1FT70445AK711FA0 | SIMOTICS S SYNCHRONOUS MOTOR 1FT7, M0=5NM (100K) NN=6000RPM, PN=1,41KW NATURAL AIR COOLING; FRAME SIZE IMB 5 (IM V1, IM V3) FLANGE 1 (1FT6 COMPATIBLE) POWER CONNECTOR ROTATABLE ABSOLUTE ENCODER 22 BITS MULTI TURN WITH DRIVE-CLIQ INTERFACE (ENCODER AM-22-DQ) CONNECTOR ROTATABLE SHAFT WITH FITTED KEY; W/O HOLDING BRAKE; ACC. TOLERANCE N VIBRATION SEVERITY GRADE A, DEGREE OF PROTECTION IP 64 | 4485 | TEM | 1 | MC | 7.304 | 1
1FT70445AK711FA1 | SIMOTICS S SYNCHRONOUS MOTOR 1FT7, M0=5NM (100K) NN=6000RPM, PN=1,41KW NATURAL AIR COOLING; FRAME SIZE IMB 5 (IM V1, IM V3) FLANGE 1 (1FT6 COMPATIBLE) POWER CONNECTOR ROTATABLE ABSOLUTE ENCODER 22 BITS MULTI TURN WITH DRIVE-CLIQ INTERFACE (ENCODER AM-22-DQ) CONNECTOR ROTATABLE SHAFT WITH FITTED KEY; W/O HOLDING BRAKE; ACC. TOLERANCE N VIBRATION SEVERITY GRADE A, DEGREE OF PROTECTION IP 65 | 4582 | TEM | 1 | MC | 7.304 | 1
1FT70445AK711FA3 | SIMOTICS S SYNCHRONOUS MOTOR 1FT7, M0=5NM (100K) NN=6000RPM, PN=1,41KW NATURAL AIR COOLING; FRAME SIZE IMB 5 (IM V1, IM V3) FLANGE 1 (1FT6 COMPATIBLE) POWER CONNECTOR ROTATABLE ABSOLUTE ENCODER 22 BITS MULTI TURN WITH DRIVE-CLIQ INTERFACE (ENCODER AM-22-DQ) CONNECTOR ROTATABLE SHAFT WITH FITTED KEY; W/O HOLDING BRAKE; ACC. TOLERANCE N VIBRATION SEVERITY GRADE A+R, DEGREE OF PROTECTION IP 64 | 4640 | TEM | 1 | MC | 7.304 | 1
1FT70445AK711FA5 | SIMOTICS S SYNCHRONOUS MOTOR 1FT7, M0=5NM (100K) NN=6000RPM, PN=1,41KW NATURAL AIR COOLING; FRAME SIZE IMB 5 (IM V1, IM V3) FLANGE 1 (1FT6 COMPATIBLE) POWER CONNECTOR ROTATABLE ABSOLUTE ENCODER 22 BITS MULTI TURN WITH DRIVE-CLIQ INTERFACE (ENCODER AM-22-DQ) CONNECTOR ROTATABLE SHAFT WITH FITTED KEY; W/O HOLDING BRAKE; ACC. TOLERANCE N VIBRATION SEVERITY GRADE A+R, DEGREE OF PROTECTION IP 67 | 4817 | TEM | 1 | MC | 7.304 | 1
1FT70445AK711FB0 | SIMOTICS S SYNCHRONOUS MOTOR 1FT7, M0=5NM (100K) NN=6000RPM, PN=1,41KW NATURAL AIR COOLING; FRAME SIZE IMB 5 (IM V1, IM V3) FLANGE 1 (1FT6 COMPATIBLE) POWER CONNECTOR ROTATABLE ABSOLUTE ENCODER 22 BITS MULTI TURN WITH DRIVE-CLIQ INTERFACE (ENCODER AM-22-DQ) CONNECTOR ROTATABLE SHAFT WITH FITTED KEY; WITH HOLDING BRAKE; ACC. TOLERANCE N VIBRATION SEVERITY GRADE A, DEGREE OF PROTECTION IP 64 | 5171 | TEM | 1 | MC | 8.003 | 1
1FT70445AK711FB1 | SIMOTICS S SYNCHRONOUS MOTOR 1FT7, M0=5NM (100K) NN=6000RPM, PN=1,41KW NATURAL AIR COOLING; FRAME SIZE IMB 5 (IM V1, IM V3) FLANGE 1 (1FT6 COMPATIBLE) POWER CONNECTOR ROTATABLE ABSOLUTE ENCODER 22 BITS MULTI TURN WITH DRIVE-CLIQ INTERFACE (ENCODER AM-22-DQ) CONNECTOR ROTATABLE SHAFT WITH FITTED KEY; WITH HOLDING BRAKE; ACC. TOLERANCE N VIBRATION SEVERITY GRADE A, DEGREE OF PROTECTION IP 65 | 5267 | TEM | 1 | MC | 8.003 | 1
1FT70445AK711FD0 | SIMOTICS S SYNCHRONOUS MOTOR 1FT7, M0=5NM (100K) NN=6000RPM, PN=1,41KW NATURAL AIR COOLING; FRAME SIZE IMB 5 (IM V1, IM V3) FLANGE 1 (1FT6 COMPATIBLE) POWER CONNECTOR ROTATABLE ABSOLUTE ENCODER 22 BITS MULTI TURN WITH DRIVE-CLIQ INTERFACE (ENCODER AM-22-DQ) CONNECTOR ROTATABLE SHAFT WITH FITTED KEY; W/O HOLDING BRAKE; ACC. TOLERANCE R VIBRATION SEVERITY GRADE A, DEGREE OF PROTECTION IP 64 | 4645 | TEM | 1 | MC | 7.304 | 1
1FT70445AK711FG0 | SIMOTICS S SYNCHRONOUS MOTOR 1FT7, M0=5NM (100K) NN=6000RPM, PN=1,41KW NATURAL AIR COOLING; FRAME SIZE IMB 5 (IM V1, IM V3) FLANGE 1 (1FT6 COMPATIBLE) POWER CONNECTOR ROTATABLE ABSOLUTE ENCODER 22 BITS MULTI TURN WITH DRIVE-CLIQ INTERFACE (ENCODER AM-22-DQ) CONNECTOR ROTATABLE PLAIN SHAFT, W/O HOLDING BRAKE; ACC. TOLERANCE N VIBRATION SEVERITY GRADE A, DEGREE OF PROTECTION IP 64 | 4485 | TEM | 1 | MC | 7.304 | 1
1FT70445AK711FG1 | SIMOTICS S SYNCHRONOUS MOTOR 1FT7, M0=5NM (100K) NN=6000RPM, PN=1,41KW NATURAL AIR COOLING; FRAME SIZE IMB 5 (IM V1, IM V3) FLANGE 1 (1FT6 COMPATIBLE) POWER CONNECTOR ROTATABLE ABSOLUTE ENCODER 22 BITS MULTI TURN WITH DRIVE-CLIQ INTERFACE (ENCODER AM-22-DQ) CONNECTOR ROTATABLE PLAIN SHAFT, W/O HOLDING BRAKE; ACC. TOLERANCE N VIBRATION SEVERITY GRADE A, DEGREE OF PROTECTION IP 65 | 4582 | TEM | 1 | MC | 7.304 | 1
1FT70445AK711FG2 | SIMOTICS S SYNCHRONOUS MOTOR 1FT7, M0=5NM (100K) NN=6000RPM, PN=1,41KW NATURAL AIR COOLING; FRAME SIZE IMB 5 (IM V1, IM V3) FLANGE 1 (1FT6 COMPATIBLE) POWER CONNECTOR ROTATABLE ABSOLUTE ENCODER 22 BITS MULTI TURN WITH DRIVE-CLIQ INTERFACE (ENCODER AM-22-DQ) CONNECTOR ROTATABLE PLAIN SHAFT, W/O HOLDING BRAKE; ACC. TOLERANCE N VIBRATION SEVERITY GRADE A, DEGREE OF PROTECTION IP 67 | 4661 | TEM | 1 | MC | 7.304 | 1
1FT70445AK711FG3 | SIMOTICS S SYNCHRONOUS MOTOR 1FT7, M0=5NM (100K) NN=6000RPM, PN=1,41KW NATURAL AIR COOLING; FRAME SIZE IMB 5 (IM V1, IM V3) FLANGE 1 (1FT6 COMPATIBLE) POWER CONNECTOR ROTATABLE ABSOLUTE ENCODER 22 BITS MULTI TURN WITH DRIVE-CLIQ INTERFACE (ENCODER AM-22-DQ) CONNECTOR ROTATABLE PLAIN SHAFT, W/O HOLDING BRAKE; ACC. TOLERANCE N VIBRATION SEVERITY GRADE A+R, DEGREE OF PROTECTION IP 64 | 4640 | TEM | 1 | MC | 7.304 | 1
1FT70445AK711FG5 | SIMOTICS S SYNCHRONOUS MOTOR 1FT7, M0=5NM (100K) NN=6000RPM, PN=1,41KW NATURAL AIR COOLING; FRAME SIZE IMB 5 (IM V1, IM V3) FLANGE 1 (1FT6 COMPATIBLE) POWER CONNECTOR ROTATABLE ABSOLUTE ENCODER 22 BITS MULTI TURN WITH DRIVE-CLIQ INTERFACE (ENCODER AM-22-DQ) CONNECTOR ROTATABLE PLAIN SHAFT, W/O HOLDING BRAKE; ACC. TOLERANCE N VIBRATION SEVERITY GRADE A+R, DEGREE OF PROTECTION IP 67 | 4817 | TEM | 1 | MC | 7.304 | 1
1FT70445AK711FH0 | SIMOTICS S SYNCHRONOUS MOTOR 1FT7, M0=5NM (100K) NN=6000RPM, PN=1,41KW NATURAL AIR COOLING; FRAME SIZE IMB 5 (IM V1, IM V3) FLANGE 1 (1FT6 COMPATIBLE) POWER CONNECTOR ROTATABLE ABSOLUTE ENCODER 22 BITS MULTI TURN WITH DRIVE-CLIQ INTERFACE (ENCODER AM-22-DQ) CONNECTOR ROTATABLE PLAIN SHAFT, WITH HOLDING BRAKE; ACCURACY TOLERANCE N VIBRATION SEVERITY GRADE A, DEGREE OF PROTECTION IP 64 | 5171 | TEM | 1 | MC | 8.003 | 1
1FT70445AK711FH1 | SIMOTICS S SYNCHRONOUS MOTOR 1FT7, M0=5NM (100K) NN=6000RPM, PN=1,41KW NATURAL AIR COOLING; FRAME SIZE IMB 5 (IM V1, IM V3) FLANGE 1 (1FT6 COMPATIBLE) POWER CONNECTOR ROTATABLE ABSOLUTE ENCODER 22 BITS MULTI TURN WITH DRIVE-CLIQ INTERFACE (ENCODER AM-22-DQ) CONNECTOR ROTATABLE PLAIN SHAFT, WITH HOLDING BRAKE; ACCURACY TOLERANCE N VIBRATION SEVERITY GRADE A, DEGREE OF PROTECTION IP 65 | 5267 | TEM | 1 | MC | 8.003 | 1
1FT70445AK711FH2 | SIMOTICS S SYNCHRONOUS MOTOR 1FT7, M0=5NM (100K) NN=6000RPM, PN=1,41KW NATURAL AIR COOLING; FRAME SIZE IMB 5 (IM V1, IM V3) FLANGE 1 (1FT6 COMPATIBLE) POWER CONNECTOR ROTATABLE ABSOLUTE ENCODER 22 BITS MULTI TURN WITH DRIVE-CLIQ INTERFACE (ENCODER AM-22-DQ) CONNECTOR ROTATABLE PLAIN SHAFT, WITH HOLDING BRAKE; ACCURACY TOLERANCE N VIBRATION SEVERITY GRADE A, DEGREE OF PROTECTION IP 67 | 5347 | TEM | 1 | MC | 8.003 | 1
1FT70445AK711FK0 | SIMOTICS S SYNCHRONOUS MOTOR 1FT7, M0=5NM (100K) NN=6000RPM, PN=1,41KW NATURAL AIR COOLING; FRAME SIZE IMB 5 (IM V1, IM V3) FLANGE 1 (1FT6 COMPATIBLE) POWER CONNECTOR ROTATABLE ABSOLUTE ENCODER 22 BITS MULTI TURN WITH DRIVE-CLIQ INTERFACE (ENCODER AM-22-DQ) CONNECTOR ROTATABLE PLAIN SHAFT, W/O HOLDING BRAKE; ACC. TOLERANCE R VIBRATION SEVERITY GRADE A, DEGREE OF PROTECTION IP 64 | 4645 | TEM | 1 | MC | 7.304 | 1
1FT70445AK711MA0 | SIMOTICS S SYNCHRONOUS MOTOR 1FT7, M0=5NM (100K) NN=6000RPM, PN=1,41KW NATURAL AIR COOLING; FRAME SIZE IMB 5 (IM V1, IM V3) (1FT6 COMPATIBLE) WITH KTY TEMPERATURE SENSOR POWER CONNECTOR ROTATABLE ABSOLUTE ENCODER ENDAT 2048 S/R (ENCODER A-2048) CONNECTOR ROTATABLE SHAFT WITH FITTED KEY; W/O HOLDING BRAKE; ACC. TOLERANCE N VIBRATION SEVERITY GRADE A, DEGREE OF PROTECTION IP 64 | 4054 | TEM | 1 | MC | 7.304 | 1
1FT70445AK711MA1 | SIMOTICS S SYNCHRONOUS MOTOR 1FT7, M0=5NM (100K) NN=6000RPM, PN=1,41KW NATURAL AIR COOLING; FRAME SIZE IMB 5 (IM V1, IM V3) (1FT6 COMPATIBLE) WITH KTY TEMPERATURE SENSOR POWER CONNECTOR ROTATABLE ABSOLUTE ENCODER ENDAT 2048 S/R (ENCODER A-2048) CONNECTOR ROTATABLE SHAFT WITH FITTED KEY; W/O HOLDING BRAKE; ACC. TOLERANCE N VIBRATION SEVERITY GRADE A, DEGREE OF PROTECTION IP 65 | 4150 | TEM | 1 | MC | 7.304 | 1
1FT70445AK711MA2 | SIMOTICS S SYNCHRONOUS MOTOR 1FT7, M0=5NM (100K) NN=6000RPM, PN=1,41KW NATURAL AIR COOLING; FRAME SIZE IMB 5 (IM V1, IM V3) (1FT6 COMPATIBLE) WITH KTY TEMPERATURE SENSOR POWER CONNECTOR ROTATABLE ABSOLUTE ENCODER ENDAT 2048 S/R (ENCODER A-2048) CONNECTOR ROTATABLE SHAFT WITH FITTED KEY; W/O HOLDING BRAKE; ACC. TOLERANCE N VIBRATION SEVERITY GRADE A, DEGREE OF PROTECTION IP 67 | 4229 | TEM | 1 | MC | 7.304 | 1
1FT70445AK711MB1 | SIMOTICS S SYNCHRONOUS MOTOR 1FT7, M0=5NM (100K) NN=6000RPM, PN=1,41KW NATURAL AIR COOLING; FRAME SIZE IMB 5 (IM V1, IM V3) (1FT6 COMPATIBLE) WITH KTY TEMPERATURE SENSOR POWER CONNECTOR ROTATABLE ABSOLUTE ENCODER ENDAT 2048 S/R (ENCODER A-2048) CONNECTOR ROTATABLE SHAFT WITH FITTED KEY; WITH HOLDING BRAKE; ACC. TOLERANCE N VIBRATION SEVERITY GRADE A, DEGREE OF PROTECTION IP 65 | 4835 | TEM | 1 | MC | 8.003 | 1
1FT70445AK711MG0 | SIMOTICS S SYNCHRONOUS MOTOR 1FT7, M0=5NM (100K) NN=6000RPM, PN=1,41KW NATURAL AIR COOLING; FRAME SIZE IMB 5 (IM V1, IM V3) (1FT6 COMPATIBLE) WITH KTY TEMPERATURE SENSOR POWER CONNECTOR ROTATABLE ABSOLUTE ENCODER ENDAT 2048 S/R (ENCODER A-2048) CONNECTOR ROTATABLE PLAIN SHAFT, W/O HOLDING BRAKE; ACC. TOLERANCE N VIBRATION SEVERITY GRADE A, DEGREE OF PROTECTION IP 64 | 4054 | TEM | 1 | MC | 7.304 | 1
1FT70445AK711MG1 | SIMOTICS S SYNCHRONOUS MOTOR 1FT7, M0=5NM (100K) NN=6000RPM, PN=1,41KW NATURAL AIR COOLING; FRAME SIZE IMB 5 (IM V1, IM V3) (1FT6 COMPATIBLE) WITH KTY TEMPERATURE SENSOR POWER CONNECTOR ROTATABLE ABSOLUTE ENCODER ENDAT 2048 S/R (ENCODER A-2048) CONNECTOR ROTATABLE PLAIN SHAFT, W/O HOLDING BRAKE; ACC. TOLERANCE N VIBRATION SEVERITY GRADE A, DEGREE OF PROTECTION IP 65 | 4150 | TEM | 1 | MC | 7.304 | 1
1FT70445AK711MG2 | SIMOTICS S SYNCHRONOUS MOTOR 1FT7, M0=5NM (100K) NN=6000RPM, PN=1,41KW NATURAL AIR COOLING; FRAME SIZE IMB 5 (IM V1, IM V3) (1FT6 COMPATIBLE) WITH KTY TEMPERATURE SENSOR POWER CONNECTOR ROTATABLE ABSOLUTE ENCODER ENDAT 2048 S/R (ENCODER A-2048) CONNECTOR ROTATABLE PLAIN SHAFT, W/O HOLDING BRAKE; ACC. TOLERANCE N VIBRATION SEVERITY GRADE A, DEGREE OF PROTECTION IP 67 | 4229 | TEM | 1 | MC | 7.304 | 1
1FT70445AK711MH0 | SIMOTICS S SYNCHRONOUS MOTOR 1FT7, M0=5NM (100K) NN=6000RPM, PN=1,41KW NATURAL AIR COOLING; FRAME SIZE IMB 5 (IM V1, IM V3) (1FT6 COMPATIBLE) WITH KTY TEMPERATURE SENSOR POWER CONNECTOR ROTATABLE ABSOLUTE ENCODER ENDAT 2048 S/R (ENCODER A-2048) CONNECTOR ROTATABLE PLAIN SHAFT, WITH HOLDING BRAKE; ACCURACY TOLERANCE N VIBRATION SEVERITY GRADE A, DEGREE OF PROTECTION IP 64 | 4739 | TEM | 1 | MC | 8.003 | 1
1FT70445AK711MH1 | SIMOTICS S SYNCHRONOUS MOTOR 1FT7, M0=5NM (100K) NN=6000RPM, PN=1,41KW NATURAL AIR COOLING; FRAME SIZE IMB 5 (IM V1, IM V3) (1FT6 COMPATIBLE) WITH KTY TEMPERATURE SENSOR POWER CONNECTOR ROTATABLE ABSOLUTE ENCODER ENDAT 2048 S/R (ENCODER A-2048) CONNECTOR ROTATABLE PLAIN SHAFT, WITH HOLDING BRAKE; ACCURACY TOLERANCE N VIBRATION SEVERITY GRADE A, DEGREE OF PROTECTION IP 65 | 4835 | TEM | 1 | MC | 8.003 | 1
1FT70445AK711MH2 | SIMOTICS S SYNCHRONOUS MOTOR 1FT7, M0=5NM (100K) NN=6000RPM, PN=1,41KW NATURAL AIR COOLING; FRAME SIZE IMB 5 (IM V1, IM V3) (1FT6 COMPATIBLE) WITH KTY TEMPERATURE SENSOR POWER CONNECTOR ROTATABLE ABSOLUTE ENCODER ENDAT 2048 S/R (ENCODER A-2048) CONNECTOR ROTATABLE PLAIN SHAFT, WITH HOLDING BRAKE; ACCURACY TOLERANCE N VIBRATION SEVERITY GRADE A, DEGREE OF PROTECTION IP 67 | 4915 | TEM | 1 | MC | 8.003 | 1
1FT70445AK711MK5 | SIMOTICS S SYNCHRONOUS MOTOR 1FT7, M0=5NM (100K) NN=6000RPM, PN=1,41KW NATURAL AIR COOLING; FRAME SIZE IMB 5 (IM V1, IM V3) (1FT6 COMPATIBLE) WITH KTY TEMPERATURE SENSOR POWER CONNECTOR ROTATABLE ABSOLUTE ENCODER ENDAT 2048 S/R (ENCODER A-2048) CONNECTOR ROTATABLE PLAIN SHAFT, W/O HOLDING BRAKE; ACC. TOLERANCE R VIBRATION SEVERITY GRADE A+R, DEGREE OF PROTECTION IP 67 | 4545 | TEM | 1 | MC | 7.304 | 1
1FT70445AK711ML3 | SIMOTICS S SYNCHRONOUS MOTOR 1FT7, M0=5NM (100K) NN=6000RPM, PN=1,41KW NATURAL AIR COOLING; FRAME SIZE IMB 5 (IM V1, IM V3) (1FT6 COMPATIBLE) WITH KTY TEMPERATURE SENSOR POWER CONNECTOR ROTATABLE ABSOLUTE ENCODER ENDAT 2048 S/R (ENCODER A-2048) CONNECTOR ROTATABLE PLAIN SHAFT, WITH HOLDING BRAKE; ACCURACY TOLERANCE R VIBRATION SEVERITY GRADE A+R, DEGREE OF PROTECTION IP 64 | 5051 | TEM | 1 | MC | 8.003 | 1
1FT70445AK711NA0 | SIMOTICS S SYNCHRONOUS MOTOR 1FT7, M0=5NM (100K) NN=6000RPM, PN=1,41KW NATURAL AIR COOLING; FRAME SIZE IM B5 (1FT6 COMPATIBLE) WITH KTY TEMPERATURE SENSOR POWER CONNECTOR ROTATABLE INCREM. ENCODER SIN/COS 1VSS 2048 S/R (ENCODER I-2048) CONNECTOR ROTATABLE SHAFT WITH FITTED KEY; W/O HOLDING BRAKE; ACC. TOLERANCE N VIBRATION SEVERITY GRADE A, DEGREE OF PROTECTION IP 64 | 3300 | TEM | 1 | MC | 7.304 | 1
1FT70445AK711NA1 | SIMOTICS S SYNCHRONOUS MOTOR 1FT7, M0=5NM (100K) NN=6000RPM, PN=1,41KW NATURAL AIR COOLING; FRAME SIZE IM B5 (1FT6 COMPATIBLE) WITH KTY TEMPERATURE SENSOR POWER CONNECTOR ROTATABLE INCREM. ENCODER SIN/COS 1VSS 2048 S/R (ENCODER I-2048) CONNECTOR ROTATABLE SHAFT WITH FITTED KEY; W/O HOLDING BRAKE; ACC. TOLERANCE N VIBRATION SEVERITY GRADE A, DEGREE OF PROTECTION IP 65 | 3396 | TEM | 1 | MC | 7.304 | 1
1FT70445AK711NA2 | SIMOTICS S SYNCHRONOUS MOTOR 1FT7, M0=5NM (100K) NN=6000RPM, PN=1,41KW NATURAL AIR COOLING; FRAME SIZE IM B5 (1FT6 COMPATIBLE) WITH KTY TEMPERATURE SENSOR POWER CONNECTOR ROTATABLE INCREM. ENCODER SIN/COS 1VSS 2048 S/R (ENCODER I-2048) CONNECTOR ROTATABLE SHAFT WITH FITTED KEY; W/O HOLDING BRAKE; ACC. TOLERANCE N VIBRATION SEVERITY GRADE A, DEGREE OF PROTECTION IP 67 | 3475 | TEM | 1 | MC | 7.304 | 1
1FT70445AK711NB1 | SIMOTICS S SYNCHRONOUS MOTOR 1FT7, M0=5NM (100K) NN=6000RPM, PN=1,41KW NATURAL AIR COOLING; FRAME SIZE IM B5 (1FT6 COMPATIBLE) WITH KTY TEMPERATURE SENSOR POWER CONNECTOR ROTATABLE INCREM. ENCODER SIN/COS 1VSS 2048 S/R (ENCODER I-2048) CONNECTOR ROTATABLE SHAFT WITH FITTED KEY; WITH HOLDING BRAKE; ACC. TOLERANCE N VIBRATION SEVERITY GRADE A, DEGREE OF PROTECTION IP 65 | 4081 | TEM | 1 | MC | 8.003 | 1
1FT70445AK711NE4 | SIMOTICS S SYNCHRONOUS MOTOR 1FT7, M0=5NM (100K) NN=6000RPM, PN=1,41KW NATURAL AIR COOLING; FRAME SIZE IM B5 (1FT6 COMPATIBLE) WITH KTY TEMPERATURE SENSOR POWER CONNECTOR ROTATABLE INCREM. ENCODER SIN/COS 1VSS 2048 S/R (ENCODER I-2048) CONNECTOR ROTATABLE SHAFT WITH FITTED KEY; WITH HOLDING BRAKE; ACC. TOLERANCE R VIBRATION SEVERITY GRADE A+R, DEGREE OF PROTECTION IP 65 | 4394 | TEM | 1 | MC | 8.003 | 1
1FT70445AK711NG0 | SIMOTICS S SYNCHRONOUS MOTOR 1FT7, M0=5NM (100K) NN=6000RPM, PN=1,41KW NATURAL AIR COOLING; FRAME SIZE IM B5 (1FT6 COMPATIBLE) WITH KTY TEMPERATURE SENSOR POWER CONNECTOR ROTATABLE INCREM. ENCODER SIN/COS 1VSS 2048 S/R (ENCODER I-2048) CONNECTOR ROTATABLE PLAIN SHAFT, W/O HOLDING BRAKE; ACC. TOLERANCE N VIBRATION SEVERITY GRADE A, DEGREE OF PROTECTION IP 64 | 3300 | TEM | 1 | MC | 7.304 | 1
1FT70445AK711NG1 | SIMOTICS S SYNCHRONOUS MOTOR 1FT7, M0=5NM (100K) NN=6000RPM, PN=1,41KW NATURAL AIR COOLING; FRAME SIZE IM B5 (1FT6 COMPATIBLE) WITH KTY TEMPERATURE SENSOR POWER CONNECTOR ROTATABLE INCREM. ENCODER SIN/COS 1VSS 2048 S/R (ENCODER I-2048) CONNECTOR ROTATABLE PLAIN SHAFT, W/O HOLDING BRAKE; ACC. TOLERANCE N VIBRATION SEVERITY GRADE A, DEGREE OF PROTECTION IP 65 | 3396 | TEM | 1 | MC | 7.304 | 1
1FT70445AK711NG2 | SIMOTICS S SYNCHRONOUS MOTOR 1FT7, M0=5NM (100K) NN=6000RPM, PN=1,41KW NATURAL AIR COOLING; FRAME SIZE IM B5 (1FT6 COMPATIBLE) WITH KTY TEMPERATURE SENSOR POWER CONNECTOR ROTATABLE INCREM. ENCODER SIN/COS 1VSS 2048 S/R (ENCODER I-2048) CONNECTOR ROTATABLE PLAIN SHAFT, W/O HOLDING BRAKE; ACC. TOLERANCE N VIBRATION SEVERITY GRADE A, DEGREE OF PROTECTION IP 67 | 3475 | TEM | 1 | MC | 7.304 | 1
1FT70445AK711NH0 | SIMOTICS S SYNCHRONOUS MOTOR 1FT7, M0=5NM (100K) NN=6000RPM, PN=1,41KW NATURAL AIR COOLING; FRAME SIZE IM B5 (1FT6 COMPATIBLE) WITH KTY TEMPERATURE SENSOR POWER CONNECTOR ROTATABLE INCREM. ENCODER SIN/COS 1VSS 2048 S/R (ENCODER I-2048) CONNECTOR ROTATABLE PLAIN SHAFT, WITH HOLDING BRAKE; ACCURACY TOLERANCE N VIBRATION SEVERITY GRADE A, DEGREE OF PROTECTION IP 64 | 3985 | TEM | 1 | MC | 8.003 | 1
1FT70445AK711NH1 | SIMOTICS S SYNCHRONOUS MOTOR 1FT7, M0=5NM (100K) NN=6000RPM, PN=1,41KW NATURAL AIR COOLING; FRAME SIZE IM B5 (1FT6 COMPATIBLE) WITH KTY TEMPERATURE SENSOR POWER CONNECTOR ROTATABLE INCREM. ENCODER SIN/COS 1VSS 2048 S/R (ENCODER I-2048) CONNECTOR ROTATABLE PLAIN SHAFT, WITH HOLDING BRAKE; ACCURACY TOLERANCE N VIBRATION SEVERITY GRADE A, DEGREE OF PROTECTION IP 65 | 4081 | TEM | 1 | MC | 8.003 | 1
1FT70445AK711NK5 | SIMOTICS S SYNCHRONOUS MOTOR 1FT7, M0=5NM (100K) NN=6000RPM, PN=1,41KW NATURAL AIR COOLING; FRAME SIZE IM B5 (1FT6 COMPATIBLE) WITH KTY TEMPERATURE SENSOR POWER CONNECTOR ROTATABLE INCREM. ENCODER SIN/COS 1VSS 2048 S/R (ENCODER I-2048) CONNECTOR ROTATABLE PLAIN SHAFT, W/O HOLDING BRAKE; ACC. TOLERANCE R VIBRATION SEVERITY GRADE A+R, DEGREE OF PROTECTION IP 67 | 3791 | TEM | 1 | MC | 7.304 | 1
1FT70465AF701BA0 | SIMOTICS S SYNCHRONOUS MOTOR 1FT7, M0=7NM (100K) NN=3000RPM, PN=1,76KW NATURAL AIR COOLING; FRAME SIZE IMB 5 (IM V1, IM V3) FLANGE 0 POWER CONNECTOR ROTATABLE ABSOLUTE VALUE ENCODER SINGLETURN 24 BIT WITH DRIVE-CLIQ INTERFACE (ENCODER AS24DQI) SHAFT WITH FITTED KEY; W/O HOLDING BRAKE; ACC. TOLERANCE N VIBRATION SEVERITY GRADE A, DEGREE OF PROTECTION IP 64 | 3945 | TEM | 1 | MC | 9.404 | 1
1FT70465AF701BA1 | SIMOTICS S SYNCHRONOUS MOTOR 1FT7, M0=7NM (100K) NN=3000RPM, PN=1,76KW NATURAL AIR COOLING; FRAME SIZE IMB 5 (IM V1, IM V3) FLANGE 0 POWER CONNECTOR ROTATABLE ABSOLUTE VALUE ENCODER SINGLETURN 24 BIT WITH DRIVE-CLIQ INTERFACE (ENCODER AS24DQI) SHAFT WITH FITTED KEY; W/O HOLDING BRAKE; ACC. TOLERANCE N VIBRATION SEVERITY GRADE A, DEGREE OF PROTECTION IP 65 | 4042 | TEM | 1 | MC | 9.404 | 1
1FT70465AF701BA3 | SIMOTICS S SYNCHRONOUS MOTOR 1FT7, M0=7NM (100K) NN=3000RPM, PN=1,76KW NATURAL AIR COOLING; FRAME SIZE IMB 5 (IM V1, IM V3) FLANGE 0 POWER CONNECTOR ROTATABLE ABSOLUTE VALUE ENCODER SINGLETURN 24 BIT WITH DRIVE-CLIQ INTERFACE (ENCODER AS24DQI) SHAFT WITH FITTED KEY; W/O HOLDING BRAKE; ACC. TOLERANCE N VIBRATION SEVERITY GRADE A+R, DEGREE OF PROTECTION IP 64 | 4100 | TEM | 1 | MC | 9.404 | 1
1FT70465AF701BA5 | SIMOTICS S SYNCHRONOUS MOTOR 1FT7, M0=7NM (100K) NN=3000RPM, PN=1,76KW NATURAL AIR COOLING; FRAME SIZE IMB 5 (IM V1, IM V3) FLANGE 0 POWER CONNECTOR ROTATABLE ABSOLUTE VALUE ENCODER SINGLETURN 24 BIT WITH DRIVE-CLIQ INTERFACE (ENCODER AS24DQI) SHAFT WITH FITTED KEY; W/O HOLDING BRAKE; ACC. TOLERANCE N VIBRATION SEVERITY GRADE A+R, DEGREE OF PROTECTION IP 67 | 4277 | TEM | 1 | MC | 9.404 | 1
1FT70465AF701BB0 | SIMOTICS S SYNCHRONOUS MOTOR 1FT7, M0=7NM (100K) NN=3000RPM, PN=1,76KW NATURAL AIR COOLING; FRAME SIZE IMB 5 (IM V1, IM V3) FLANGE 0 POWER CONNECTOR ROTATABLE ABSOLUTE VALUE ENCODER SINGLETURN 24 BIT WITH DRIVE-CLIQ INTERFACE (ENCODER AS24DQI) SHAFT WITH FITTED KEY; WITH HOLDING BRAKE; ACC. TOLERANCE N VIBRATION SEVERITY GRADE A, DEGREE OF PROTECTION IP 64 | 4631 | TEM | 1 | MC | 10.103 | 1
1FT70465AF701BG0 | SIMOTICS S SYNCHRONOUS MOTOR 1FT7, M0=7NM (100K) NN=3000RPM, PN=1,76KW NATURAL AIR COOLING; FRAME SIZE IMB 5 (IM V1, IM V3) FLANGE 0 POWER CONNECTOR ROTATABLE ABSOLUTE VALUE ENCODER SINGLETURN 24 BIT WITH DRIVE-CLIQ INTERFACE (ENCODER AS24DQI) PLAIN SHAFT, W/O HOLDING BRAKE; ACC. TOLERANCE N VIBRATION SEVERITY GRADE A, DEGREE OF PROTECTION IP 64 | 3945 | TEM | 1 | MC | 9.404 | 1
1FT70465AF701BG1 | SIMOTICS S SYNCHRONOUS MOTOR 1FT7, M0=7NM (100K) NN=3000RPM, PN=1,76KW NATURAL AIR COOLING; FRAME SIZE IMB 5 (IM V1, IM V3) FLANGE 0 POWER CONNECTOR ROTATABLE ABSOLUTE VALUE ENCODER SINGLETURN 24 BIT WITH DRIVE-CLIQ INTERFACE (ENCODER AS24DQI) PLAIN SHAFT, W/O HOLDING BRAKE; ACC. TOLERANCE N VIBRATION SEVERITY GRADE A, DEGREE OF PROTECTION IP 65 | 4042 | TEM | 1 | MC | 9.404 | 1
1FT70465AF701BG2 | SIMOTICS S SYNCHRONOUS MOTOR 1FT7, M0=7NM (100K) NN=3000RPM, PN=1,76KW NATURAL AIR COOLING; FRAME SIZE IMB 5 (IM V1, IM V3) FLANGE 0 POWER CONNECTOR ROTATABLE ABSOLUTE VALUE ENCODER SINGLETURN 24 BIT WITH DRIVE-CLIQ INTERFACE (ENCODER AS24DQI) PLAIN SHAFT, W/O HOLDING BRAKE; ACC. TOLERANCE N VIBRATION SEVERITY GRADE A, DEGREE OF PROTECTION IP 67 | 4121 | TEM | 1 | MC | 9.404 | 1
1FT70465AF701CA0 | SIMOTICS S SYNCHRONOUS MOTOR 1FT7, M0=7NM (100K) NN=3000RPM, PN=1,76KW NATURAL AIR COOLING; FRAME SIZE IMB 5 (IM V1, IM V3) FLANGE 0 POWER CONNECTOR ROTATABLE ABSOLUTE ENCODER 24 BITS + 12 BIT MULTITURN WITH DRIVE-CLIQ INTERFACE (ENCODER AM24DQI) SHAFT WITH FITTED KEY; W/O HOLDING BRAKE; ACC. TOLERANCE N VIBRATION SEVERITY GRADE A, DEGREE OF PROTECTION IP 64 | 4710 | TEM | 1 | MC | 9.404 | 1
1FT70465AF701CA1 | SIMOTICS S SYNCHRONOUS MOTOR 1FT7, M0=7NM (100K) NN=3000RPM, PN=1,76KW NATURAL AIR COOLING; FRAME SIZE IMB 5 (IM V1, IM V3) FLANGE 0 POWER CONNECTOR ROTATABLE ABSOLUTE ENCODER 24 BITS + 12 BIT MULTITURN WITH DRIVE-CLIQ INTERFACE (ENCODER AM24DQI) SHAFT WITH FITTED KEY; W/O HOLDING BRAKE; ACC. TOLERANCE N VIBRATION SEVERITY GRADE A, DEGREE OF PROTECTION IP 65 | 4807 | TEM | 1 | MC | 9.404 | 1
1FT70465AF701CA3 | SIMOTICS S SYNCHRONOUS MOTOR 1FT7, M0=7NM (100K) NN=3000RPM, PN=1,76KW NATURAL AIR COOLING; FRAME SIZE IMB 5 (IM V1, IM V3) FLANGE 0 POWER CONNECTOR ROTATABLE ABSOLUTE ENCODER 24 BITS + 12 BIT MULTITURN WITH DRIVE-CLIQ INTERFACE (ENCODER AM24DQI) SHAFT WITH FITTED KEY; W/O HOLDING BRAKE; ACC. TOLERANCE N VIBRATION SEVERITY GRADE A+R, DEGREE OF PROTECTION IP 64 | 4865 | TEM | 1 | MC | 9.404 | 1
1FT70465AF701CB0 | SIMOTICS S SYNCHRONOUS MOTOR 1FT7, M0=7NM (100K) NN=3000RPM, PN=1,76KW NATURAL AIR COOLING; FRAME SIZE IMB 5 (IM V1, IM V3) FLANGE 0 POWER CONNECTOR ROTATABLE ABSOLUTE ENCODER 24 BITS + 12 BIT MULTITURN WITH DRIVE-CLIQ INTERFACE (ENCODER AM24DQI) SHAFT WITH FITTED KEY; WITH HOLDING BRAKE; ACC. TOLERANCE N VIBRATION SEVERITY GRADE A, DEGREE OF PROTECTION IP 64 | 5396 | TEM | 1 | MC | 10.103 | 1
1FT70465AF701CB1 | SIMOTICS S SYNCHRONOUS MOTOR 1FT7, M0=7NM (100K) NN=3000RPM, PN=1,76KW NATURAL AIR COOLING; FRAME SIZE IMB 5 (IM V1, IM V3) FLANGE 0 POWER CONNECTOR ROTATABLE ABSOLUTE ENCODER 24 BITS + 12 BIT MULTITURN WITH DRIVE-CLIQ INTERFACE (ENCODER AM24DQI) SHAFT WITH FITTED KEY; WITH HOLDING BRAKE; ACC. TOLERANCE N VIBRATION SEVERITY GRADE A, DEGREE OF PROTECTION IP 65 | 5492 | TEM | 1 | MC | 10.103 | 1
1FT70465AF701CB3 | SIMOTICS S SYNCHRONOUS MOTOR 1FT7, M0=7NM (100K) NN=3000RPM, PN=1,76KW NATURAL AIR COOLING; FRAME SIZE IMB 5 (IM V1, IM V3) FLANGE 0 POWER CONNECTOR ROTATABLE ABSOLUTE ENCODER 24 BITS + 12 BIT MULTITURN WITH DRIVE-CLIQ INTERFACE (ENCODER AM24DQI) SHAFT WITH FITTED KEY; WITH HOLDING BRAKE; ACC. TOLERANCE N VIBRATION SEVERITY GRADE A+R, DEGREE OF PROTECTION IP 64 | 5551 | TEM | 1 | MC | 10.103 | 1
1FT70465AF701CG0 | SIMOTICS S SYNCHRONOUS MOTOR 1FT7, M0=7NM (100K) NN=3000RPM, PN=1,76KW NATURAL AIR COOLING; FRAME SIZE IMB 5 (IM V1, IM V3) FLANGE 0 POWER CONNECTOR ROTATABLE ABSOLUTE ENCODER 24 BITS + 12 BIT MULTITURN WITH DRIVE-CLIQ INTERFACE (ENCODER AM24DQI) PLAIN SHAFT, W/O HOLDING BRAKE; ACC. TOLERANCE N VIBRATION SEVERITY GRADE A, DEGREE OF PROTECTION IP 64 | 4710 | TEM | 1 | MC | 9.404 | 1
1FT70465AF701CG1 | SIMOTICS S SYNCHRONOUS MOTOR 1FT7, M0=7NM (100K) NN=3000RPM, PN=1,76KW NATURAL AIR COOLING; FRAME SIZE IMB 5 (IM V1, IM V3) FLANGE 0 POWER CONNECTOR ROTATABLE ABSOLUTE ENCODER 24 BITS + 12 BIT MULTITURN WITH DRIVE-CLIQ INTERFACE (ENCODER AM24DQI) PLAIN SHAFT, W/O HOLDING BRAKE; ACC. TOLERANCE N VIBRATION SEVERITY GRADE A, DEGREE OF PROTECTION IP 65 | 4807 | TEM | 1 | MC | 9.404 | 1
1FT70465AF701CG2 | SIMOTICS S SYNCHRONOUS MOTOR 1FT7, M0=7NM (100K) NN=3000RPM, PN=1,76KW NATURAL AIR COOLING; FRAME SIZE IMB 5 (IM V1, IM V3) FLANGE 0 POWER CONNECTOR ROTATABLE ABSOLUTE ENCODER 24 BITS + 12 BIT MULTITURN WITH DRIVE-CLIQ INTERFACE (ENCODER AM24DQI) PLAIN SHAFT, W/O HOLDING BRAKE; ACC. TOLERANCE N VIBRATION SEVERITY GRADE A, DEGREE OF PROTECTION IP 67 | 4886 | TEM | 1 | MC | 9.404 | 1
1FT70465AF701CG3 | SIMOTICS S SYNCHRONOUS MOTOR 1FT7, M0=7NM (100K) NN=3000RPM, PN=1,76KW NATURAL AIR COOLING; FRAME SIZE IMB 5 (IM V1, IM V3) FLANGE 0 POWER CONNECTOR ROTATABLE ABSOLUTE ENCODER 24 BITS + 12 BIT MULTITURN WITH DRIVE-CLIQ INTERFACE (ENCODER AM24DQI) PLAIN SHAFT, W/O HOLDING BRAKE; ACC. TOLERANCE N VIBRATION SEVERITY GRADE A+R, DEGREE OF PROTECTION IP 64 | 4865 | TEM | 1 | MC | 9.404 | 1
1FT70465AF701CH0 | SIMOTICS S SYNCHRONOUS MOTOR 1FT7, M0=7NM (100K) NN=3000RPM, PN=1,76KW NATURAL AIR COOLING; FRAME SIZE IMB 5 (IM V1, IM V3) FLANGE 0 POWER CONNECTOR ROTATABLE ABSOLUTE ENCODER 24 BITS + 12 BIT MULTITURN WITH DRIVE-CLIQ INTERFACE (ENCODER AM24DQI) PLAIN SHAFT, WITH HOLDING BRAKE; ACCURACY TOLERANCE N VIBRATION SEVERITY GRADE A, DEGREE OF PROTECTION IP 64 | 5396 | TEM | 1 | MC | 10.103 | 1
1FT70465AF701CH1 | SIMOTICS S SYNCHRONOUS MOTOR 1FT7, M0=7NM (100K) NN=3000RPM, PN=1,76KW NATURAL AIR COOLING; FRAME SIZE IMB 5 (IM V1, IM V3) FLANGE 0 POWER CONNECTOR ROTATABLE ABSOLUTE ENCODER 24 BITS + 12 BIT MULTITURN WITH DRIVE-CLIQ INTERFACE (ENCODER AM24DQI) PLAIN SHAFT, WITH HOLDING BRAKE; ACCURACY TOLERANCE N VIBRATION SEVERITY GRADE A, DEGREE OF PROTECTION IP 65 | 5492 | TEM | 1 | MC | 10.103 | 1
1FT70465AF701CH2 | SIMOTICS S SYNCHRONOUS MOTOR 1FT7, M0=7NM (100K) NN=3000RPM, PN=1,76KW NATURAL AIR COOLING; FRAME SIZE IMB 5 (IM V1, IM V3) FLANGE 0 POWER CONNECTOR ROTATABLE ABSOLUTE ENCODER 24 BITS + 12 BIT MULTITURN WITH DRIVE-CLIQ INTERFACE (ENCODER AM24DQI) PLAIN SHAFT, WITH HOLDING BRAKE; ACCURACY TOLERANCE N VIBRATION SEVERITY GRADE A, DEGREE OF PROTECTION IP 67 | 5572 | TEM | 1 | MC | 10.103 | 1
1FT70465AF701CH3 | SIMOTICS S SYNCHRONOUS MOTOR 1FT7, M0=7NM (100K) NN=3000RPM, PN=1,76KW NATURAL AIR COOLING; FRAME SIZE IMB 5 (IM V1, IM V3) FLANGE 0 POWER CONNECTOR ROTATABLE ABSOLUTE ENCODER 24 BITS + 12 BIT MULTITURN WITH DRIVE-CLIQ INTERFACE (ENCODER AM24DQI) PLAIN SHAFT, WITH HOLDING BRAKE; ACCURACY TOLERANCE N VIBRATION SEVERITY GRADE A+R, DEGREE OF PROTECTION IP 64 | 5551 | TEM | 1 | MC | 10.103 | 1
1FT70465AF701CH4 | SIMOTICS S SYNCHRONOUS MOTOR 1FT7, M0=7NM (100K) NN=3000RPM, PN=1,76KW NATURAL AIR COOLING; FRAME SIZE IMB 5 (IM V1, IM V3) FLANGE 0 POWER CONNECTOR ROTATABLE ABSOLUTE ENCODER 24 BITS + 12 BIT MULTITURN WITH DRIVE-CLIQ INTERFACE (ENCODER AM24DQI) PLAIN SHAFT, WITH HOLDING BRAKE; ACCURACY TOLERANCE N VIBRATION SEVERITY GRADE A+R, DEGREE OF PROTECTION IP 65 | 5648 | TEM | 1 | MC | 10.103 | 1
1FT70465AF701CL4 | SIMOTICS S SYNCHRONOUS MOTOR 1FT7, M0=7NM (100K) NN=3000RPM, PN=1,76KW NATURAL AIR COOLING; FRAME SIZE IMB 5 (IM V1, IM V3) FLANGE 0 POWER CONNECTOR ROTATABLE ABSOLUTE ENCODER 24 BITS + 12 BIT MULTITURN WITH DRIVE-CLIQ INTERFACE (ENCODER AM24DQI) PLAIN SHAFT, WITH HOLDING BRAKE; ACCURACY TOLERANCE R VIBRATION SEVERITY GRADE A+R, DEGREE OF PROTECTION IP 65 | 5805 | TEM | 1 | MC | 10.103 | 1
1FT70465AF701DA0 | SIMOTICS S SYNCHRONOUS MOTOR 1FT7, M0=7NM (100K) NN=3000RPM, PN=1,76KW NATURAL AIR COOLING; FRAME SIZE IMB 5 (IM V1, IM V3) FLANGE 0 POWER CONNECTOR ROTATABLE INCREMENTAL ENCODER 2048 S/R WITH DRIVE-CLIQ INTERFACE (ENCODER I-2048) CONNECTOR ROTATABLE SHAFT WITH FITTED KEY; W/O HOLDING BRAKE; ACC. TOLERANCE N VIBRATION SEVERITY GRADE A, DEGREE OF PROTECTION IP 64 | 4026 | TEM | 1 | MC | 9.404 | 1
1FT70465AF701DA1 | SIMOTICS S SYNCHRONOUS MOTOR 1FT7, M0=7NM (100K) NN=3000RPM, PN=1,76KW NATURAL AIR COOLING; FRAME SIZE IMB 5 (IM V1, IM V3) FLANGE 0 POWER CONNECTOR ROTATABLE INCREMENTAL ENCODER 2048 S/R WITH DRIVE-CLIQ INTERFACE (ENCODER I-2048) CONNECTOR ROTATABLE SHAFT WITH FITTED KEY; W/O HOLDING BRAKE; ACC. TOLERANCE N VIBRATION SEVERITY GRADE A, DEGREE OF PROTECTION IP 65 | 4122 | TEM | 1 | MC | 9.404 | 1
1FT70465AF701DA2 | SIMOTICS S SYNCHRONOUS MOTOR 1FT7, M0=7NM (100K) NN=3000RPM, PN=1,76KW NATURAL AIR COOLING; FRAME SIZE IMB 5 (IM V1, IM V3) FLANGE 0 POWER CONNECTOR ROTATABLE INCREMENTAL ENCODER 2048 S/R WITH DRIVE-CLIQ INTERFACE (ENCODER I-2048) CONNECTOR ROTATABLE SHAFT WITH FITTED KEY; W/O HOLDING BRAKE; ACC. TOLERANCE N VIBRATION SEVERITY GRADE A, DEGREE OF PROTECTION IP 67 | 4201 | TEM | 1 | MC | 9.404 | 1
1FT70465AF701DA3 | SIMOTICS S SYNCHRONOUS MOTOR 1FT7, M0=7NM (100K) NN=3000RPM, PN=1,76KW NATURAL AIR COOLING; FRAME SIZE IMB 5 (IM V1, IM V3) FLANGE 0 POWER CONNECTOR ROTATABLE INCREMENTAL ENCODER 2048 S/R WITH DRIVE-CLIQ INTERFACE (ENCODER I-2048) CONNECTOR ROTATABLE SHAFT WITH FITTED KEY; W/O HOLDING BRAKE; ACC. TOLERANCE N VIBRATION SEVERITY GRADE A+R, DEGREE OF PROTECTION IP 64 | 4180 | TEM | 1 | MC | 9.404 | 1
1FT70465AF701DB0 | SIMOTICS S SYNCHRONOUS MOTOR 1FT7, M0=7NM (100K) NN=3000RPM, PN=1,76KW NATURAL AIR COOLING; FRAME SIZE IMB 5 (IM V1, IM V3) FLANGE 0 POWER CONNECTOR ROTATABLE INCREMENTAL ENCODER 2048 S/R WITH DRIVE-CLIQ INTERFACE (ENCODER I-2048) CONNECTOR ROTATABLE SHAFT WITH FITTED KEY; WITH HOLDING BRAKE; ACC. TOLERANCE N VIBRATION SEVERITY GRADE A, DEGREE OF PROTECTION IP 64 | 4711 | TEM | 1 | MC | 10.103 | 1
1FT70465AF701DB1 | SIMOTICS S SYNCHRONOUS MOTOR 1FT7, M0=7NM (100K) NN=3000RPM, PN=1,76KW NATURAL AIR COOLING; FRAME SIZE IMB 5 (IM V1, IM V3) FLANGE 0 POWER CONNECTOR ROTATABLE INCREMENTAL ENCODER 2048 S/R WITH DRIVE-CLIQ INTERFACE (ENCODER I-2048) CONNECTOR ROTATABLE SHAFT WITH FITTED KEY; WITH HOLDING BRAKE; ACC. TOLERANCE N VIBRATION SEVERITY GRADE A, DEGREE OF PROTECTION IP 65 | 4807 | TEM | 1 | MC | 10.103 | 1
1FT70465AF701DB2 | SIMOTICS S SYNCHRONOUS MOTOR 1FT7, M0=7NM (100K) NN=3000RPM, PN=1,76KW NATURAL AIR COOLING; FRAME SIZE IMB 5 (IM V1, IM V3) FLANGE 0 POWER CONNECTOR ROTATABLE INCREMENTAL ENCODER 2048 S/R WITH DRIVE-CLIQ INTERFACE (ENCODER I-2048) CONNECTOR ROTATABLE SHAFT WITH FITTED KEY; WITH HOLDING BRAKE; ACC. TOLERANCE N VIBRATION SEVERITY GRADE A, DEGREE OF PROTECTION IP 67 | 4887 | TEM | 1 | MC | 10.103 | 1
1FT70465AF701DB4 | SIMOTICS S SYNCHRONOUS MOTOR 1FT7, M0=7NM (100K) NN=3000RPM, PN=1,76KW NATURAL AIR COOLING; FRAME SIZE IMB 5 (IM V1, IM V3) FLANGE 0 POWER CONNECTOR ROTATABLE INCREMENTAL ENCODER 2048 S/R WITH DRIVE-CLIQ INTERFACE (ENCODER I-2048) CONNECTOR ROTATABLE SHAFT WITH FITTED KEY; WITH HOLDING BRAKE; ACC. TOLERANCE N VIBRATION SEVERITY GRADE A+R, DEGREE OF PROTECTION IP 65 | 4963 | TEM | 1 | MC | 10.103 | 1
1FT70465AF701DD2 | SIMOTICS S SYNCHRONOUS MOTOR 1FT7, M0=7NM (100K) NN=3000RPM, PN=1,76KW NATURAL AIR COOLING; FRAME SIZE IMB 5 (IM V1, IM V3) FLANGE 0 POWER CONNECTOR ROTATABLE INCREMENTAL ENCODER 2048 S/R WITH DRIVE-CLIQ INTERFACE (ENCODER I-2048) CONNECTOR ROTATABLE SHAFT WITH FITTED KEY; W/O HOLDING BRAKE; ACC. TOLERANCE R VIBRATION SEVERITY GRADE A, DEGREE OF PROTECTION IP 67 | 4361 | TEM | 1 | MC | 9.404 | 1
1FT70465AF701DD4 | SIMOTICS S SYNCHRONOUS MOTOR 1FT7, M0=7NM (100K) NN=3000RPM, PN=1,76KW NATURAL AIR COOLING; FRAME SIZE IMB 5 (IM V1, IM V3) FLANGE 0 POWER CONNECTOR ROTATABLE INCREMENTAL ENCODER 2048 S/R WITH DRIVE-CLIQ INTERFACE (ENCODER I-2048) CONNECTOR ROTATABLE SHAFT WITH FITTED KEY; W/O HOLDING BRAKE; ACC. TOLERANCE R VIBRATION SEVERITY GRADE A+R, DEGREE OF PROTECTION IP 65 | 4437 | TEM | 1 | MC | 9.404 | 1
1FT70465AF701DE4 | SIMOTICS S SYNCHRONOUS MOTOR 1FT7, M0=7NM (100K) NN=3000RPM, PN=1,76KW NATURAL AIR COOLING; FRAME SIZE IMB 5 (IM V1, IM V3) FLANGE 0 POWER CONNECTOR ROTATABLE INCREMENTAL ENCODER 2048 S/R WITH DRIVE-CLIQ INTERFACE (ENCODER I-2048) CONNECTOR ROTATABLE SHAFT WITH FITTED KEY; WITH HOLDING BRAKE; ACC. TOLERANCE R VIBRATION SEVERITY GRADE A+R, DEGREE OF PROTECTION IP 65 | 5120 | TEM | 1 | MC | 10.103 | 1
1FT70465AF701DG0 | SIMOTICS S SYNCHRONOUS MOTOR 1FT7, M0=7NM (100K) NN=3000RPM, PN=1,76KW NATURAL AIR COOLING; FRAME SIZE IMB 5 (IM V1, IM V3) FLANGE 0 POWER CONNECTOR ROTATABLE INCREMENTAL ENCODER 2048 S/R WITH DRIVE-CLIQ INTERFACE (ENCODER I-2048) CONNECTOR ROTATABLE PLAIN SHAFT, W/O HOLDING BRAKE; ACC. TOLERANCE N VIBRATION SEVERITY GRADE A, DEGREE OF PROTECTION IP 64 | 4026 | TEM | 1 | MC | 9.404 | 1
1FT70465AF701DG2 | SIMOTICS S SYNCHRONOUS MOTOR 1FT7, M0=7NM (100K) NN=3000RPM, PN=1,76KW NATURAL AIR COOLING; FRAME SIZE IMB 5 (IM V1, IM V3) FLANGE 0 POWER CONNECTOR ROTATABLE INCREMENTAL ENCODER 2048 S/R WITH DRIVE-CLIQ INTERFACE (ENCODER I-2048) CONNECTOR ROTATABLE PLAIN SHAFT, W/O HOLDING BRAKE; ACC. TOLERANCE N VIBRATION SEVERITY GRADE A, DEGREE OF PROTECTION IP 67 | 4201 | TEM | 1 | MC | 9.404 | 1
1FT70465AF701DG4 | SIMOTICS S SYNCHRONOUS MOTOR 1FT7, M0=7NM (100K) NN=3000RPM, PN=1,76KW NATURAL AIR COOLING; FRAME SIZE IMB 5 (IM V1, IM V3) FLANGE 0 POWER CONNECTOR ROTATABLE INCREMENTAL ENCODER 2048 S/R WITH DRIVE-CLIQ INTERFACE (ENCODER I-2048) CONNECTOR ROTATABLE PLAIN SHAFT, W/O HOLDING BRAKE; ACC. TOLERANCE N VIBRATION SEVERITY GRADE A+R, DEGREE OF PROTECTION IP 65 | 4278 | TEM | 1 | MC | 9.404 | 1
1FT70465AF701DH0 | SIMOTICS S SYNCHRONOUS MOTOR 1FT7, M0=7NM (100K) NN=3000RPM, PN=1,76KW NATURAL AIR COOLING; FRAME SIZE IMB 5 (IM V1, IM V3) FLANGE 0 POWER CONNECTOR ROTATABLE INCREMENTAL ENCODER 2048 S/R WITH DRIVE-CLIQ INTERFACE (ENCODER I-2048) CONNECTOR ROTATABLE PLAIN SHAFT, WITH HOLDING BRAKE; ACCURACY TOLERANCE N VIBRATION SEVERITY GRADE A, DEGREE OF PROTECTION IP 64 | 4711 | TEM | 1 | MC | 10.103 | 1
1FT70465AF701FA0 | SIMOTICS S SYNCHRONOUS MOTOR 1FT7, M0=7NM (100K) NN=3000RPM, PN=1,76KW NATURAL AIR COOLING; FRAME SIZE IMB 5 (IM V1, IM V3) FLANGE 0 POWER CONNECTOR ROTATABLE ABSOLUTE ENCODER 22 BITS MULTI TURN WITH DRIVE-CLIQ INTERFACE (ENCODER AM-22-DQ) CONNECTOR ROTATABLE SHAFT WITH FITTED KEY; W/O HOLDING BRAKE; ACC. TOLERANCE N VIBRATION SEVERITY GRADE A, DEGREE OF PROTECTION IP 64 | 4791 | TEM | 1 | MC | 9.404 | 1
1FT70465AF701FA1 | SIMOTICS S SYNCHRONOUS MOTOR 1FT7, M0=7NM (100K) NN=3000RPM, PN=1,76KW NATURAL AIR COOLING; FRAME SIZE IMB 5 (IM V1, IM V3) FLANGE 0 POWER CONNECTOR ROTATABLE ABSOLUTE ENCODER 22 BITS MULTI TURN WITH DRIVE-CLIQ INTERFACE (ENCODER AM-22-DQ) CONNECTOR ROTATABLE SHAFT WITH FITTED KEY; W/O HOLDING BRAKE; ACC. TOLERANCE N VIBRATION SEVERITY GRADE A, DEGREE OF PROTECTION IP 65 | 4887 | TEM | 1 | MC | 9.404 | 1
1FT70465AF701FA2 | SIMOTICS S SYNCHRONOUS MOTOR 1FT7, M0=7NM (100K) NN=3000RPM, PN=1,76KW NATURAL AIR COOLING; FRAME SIZE IMB 5 (IM V1, IM V3) FLANGE 0 POWER CONNECTOR ROTATABLE ABSOLUTE ENCODER 22 BITS MULTI TURN WITH DRIVE-CLIQ INTERFACE (ENCODER AM-22-DQ) CONNECTOR ROTATABLE SHAFT WITH FITTED KEY; W/O HOLDING BRAKE; ACC. TOLERANCE N VIBRATION SEVERITY GRADE A, DEGREE OF PROTECTION IP 67 | 4966 | TEM | 1 | MC | 9.404 | 1
1FT70465AF701FA3 | SIMOTICS S SYNCHRONOUS MOTOR 1FT7, M0=7NM (100K) NN=3000RPM, PN=1,76KW NATURAL AIR COOLING; FRAME SIZE IMB 5 (IM V1, IM V3) FLANGE 0 POWER CONNECTOR ROTATABLE ABSOLUTE ENCODER 22 BITS MULTI TURN WITH DRIVE-CLIQ INTERFACE (ENCODER AM-22-DQ) CONNECTOR ROTATABLE SHAFT WITH FITTED KEY; W/O HOLDING BRAKE; ACC. TOLERANCE N VIBRATION SEVERITY GRADE A+R, DEGREE OF PROTECTION IP 64 | 4945 | TEM | 1 | MC | 9.404 | 1
1FT70465AF701FA4 | SIMOTICS S SYNCHRONOUS MOTOR 1FT7, M0=7NM (100K) NN=3000RPM, PN=1,76KW NATURAL AIR COOLING; FRAME SIZE IMB 5 (IM V1, IM V3) FLANGE 0 POWER CONNECTOR ROTATABLE ABSOLUTE ENCODER 22 BITS MULTI TURN WITH DRIVE-CLIQ INTERFACE (ENCODER AM-22-DQ) CONNECTOR ROTATABLE SHAFT WITH FITTED KEY; W/O HOLDING BRAKE; ACC. TOLERANCE N VIBRATION SEVERITY GRADE A+R, DEGREE OF PROTECTION IP 65 | 5043 | TEM | 1 | MC | 9.404 | 1
1FT70465AF701FB0 | SIMOTICS S SYNCHRONOUS MOTOR 1FT7, M0=7NM (100K) NN=3000RPM, PN=1,76KW NATURAL AIR COOLING; FRAME SIZE IMB 5 (IM V1, IM V3) FLANGE 0 POWER CONNECTOR ROTATABLE ABSOLUTE ENCODER 22 BITS MULTI TURN WITH DRIVE-CLIQ INTERFACE (ENCODER AM-22-DQ) CONNECTOR ROTATABLE SHAFT WITH FITTED KEY; WITH HOLDING BRAKE; ACC. TOLERANCE N VIBRATION SEVERITY GRADE A, DEGREE OF PROTECTION IP 64 | 5476 | TEM | 1 | MC | 10.103 | 1
1FT70465AF701FB1 | SIMOTICS S SYNCHRONOUS MOTOR 1FT7, M0=7NM (100K) NN=3000RPM, PN=1,76KW NATURAL AIR COOLING; FRAME SIZE IMB 5 (IM V1, IM V3) FLANGE 0 POWER CONNECTOR ROTATABLE ABSOLUTE ENCODER 22 BITS MULTI TURN WITH DRIVE-CLIQ INTERFACE (ENCODER AM-22-DQ) CONNECTOR ROTATABLE SHAFT WITH FITTED KEY; WITH HOLDING BRAKE; ACC. TOLERANCE N VIBRATION SEVERITY GRADE A, DEGREE OF PROTECTION IP 65 | 5572 | TEM | 1 | MC | 10.103 | 1
1FT70465AF701FB4 | SIMOTICS S SYNCHRONOUS MOTOR 1FT7, M0=7NM (100K) NN=3000RPM, PN=1,76KW NATURAL AIR COOLING; FRAME SIZE IMB 5 (IM V1, IM V3) FLANGE 0 POWER CONNECTOR ROTATABLE ABSOLUTE ENCODER 22 BITS MULTI TURN WITH DRIVE-CLIQ INTERFACE (ENCODER AM-22-DQ) CONNECTOR ROTATABLE SHAFT WITH FITTED KEY; WITH HOLDING BRAKE; ACC. TOLERANCE N VIBRATION SEVERITY GRADE A+R, DEGREE OF PROTECTION IP 65 | 5728 | TEM | 1 | MC | 10.103 | 1
1FT70465AF701FD0 | SIMOTICS S SYNCHRONOUS MOTOR 1FT7, M0=7NM (100K) NN=3000RPM, PN=1,76KW NATURAL AIR COOLING; FRAME SIZE IMB 5 (IM V1, IM V3) FLANGE 0 POWER CONNECTOR ROTATABLE ABSOLUTE ENCODER 22 BITS MULTI TURN WITH DRIVE-CLIQ INTERFACE (ENCODER AM-22-DQ) CONNECTOR ROTATABLE SHAFT WITH FITTED KEY; W/O HOLDING BRAKE; ACC. TOLERANCE R VIBRATION SEVERITY GRADE A, DEGREE OF PROTECTION IP 64 | 4950 | TEM | 1 | MC | 9.404 | 1
1FT70465AF701FG0 | SIMOTICS S SYNCHRONOUS MOTOR 1FT7, M0=7NM (100K) NN=3000RPM, PN=1,76KW NATURAL AIR COOLING; FRAME SIZE IMB 5 (IM V1, IM V3) FLANGE 0 POWER CONNECTOR ROTATABLE ABSOLUTE ENCODER 22 BITS MULTI TURN WITH DRIVE-CLIQ INTERFACE (ENCODER AM-22-DQ) CONNECTOR ROTATABLE PLAIN SHAFT, W/O HOLDING BRAKE; ACC. TOLERANCE N VIBRATION SEVERITY GRADE A, DEGREE OF PROTECTION IP 64 | 4791 | TEM | 1 | MC | 9.404 | 1
1FT70465AF701FG1 | SIMOTICS S SYNCHRONOUS MOTOR 1FT7, M0=7NM (100K) NN=3000RPM, PN=1,76KW NATURAL AIR COOLING; FRAME SIZE IMB 5 (IM V1, IM V3) FLANGE 0 POWER CONNECTOR ROTATABLE ABSOLUTE ENCODER 22 BITS MULTI TURN WITH DRIVE-CLIQ INTERFACE (ENCODER AM-22-DQ) CONNECTOR ROTATABLE PLAIN SHAFT, W/O HOLDING BRAKE; ACC. TOLERANCE N VIBRATION SEVERITY GRADE A, DEGREE OF PROTECTION IP 65 | 4887 | TEM | 1 | MC | 9.404 | 1
1FT70465AF701FG2 | SIMOTICS S SYNCHRONOUS MOTOR 1FT7, M0=7NM (100K) NN=3000RPM, PN=1,76KW NATURAL AIR COOLING; FRAME SIZE IMB 5 (IM V1, IM V3) FLANGE 0 POWER CONNECTOR ROTATABLE ABSOLUTE ENCODER 22 BITS MULTI TURN WITH DRIVE-CLIQ INTERFACE (ENCODER AM-22-DQ) CONNECTOR ROTATABLE PLAIN SHAFT, W/O HOLDING BRAKE; ACC. TOLERANCE N VIBRATION SEVERITY GRADE A, DEGREE OF PROTECTION IP 67 | 4966 | TEM | 1 | MC | 9.404 | 1
1FT70465AF701FG4 | SIMOTICS S SYNCHRONOUS MOTOR 1FT7, M0=7NM (100K) NN=3000RPM, PN=1,76KW NATURAL AIR COOLING; FRAME SIZE IMB 5 (IM V1, IM V3) FLANGE 0 POWER CONNECTOR ROTATABLE ABSOLUTE ENCODER 22 BITS MULTI TURN WITH DRIVE-CLIQ INTERFACE (ENCODER AM-22-DQ) CONNECTOR ROTATABLE PLAIN SHAFT, W/O HOLDING BRAKE; ACC. TOLERANCE N VIBRATION SEVERITY GRADE A+R, DEGREE OF PROTECTION IP 65 | 5043 | TEM | 1 | MC | 9.404 | 1
1FT70465AF701FH0 | SIMOTICS S SYNCHRONOUS MOTOR 1FT7, M0=7NM (100K) NN=3000RPM, PN=1,76KW NATURAL AIR COOLING; FRAME SIZE IMB 5 (IM V1, IM V3) FLANGE 0 POWER CONNECTOR ROTATABLE ABSOLUTE ENCODER 22 BITS MULTI TURN WITH DRIVE-CLIQ INTERFACE (ENCODER AM-22-DQ) CONNECTOR ROTATABLE PLAIN SHAFT, WITH HOLDING BRAKE; ACCURACY TOLERANCE N VIBRATION SEVERITY GRADE A, DEGREE OF PROTECTION IP 64 | 5476 | TEM | 1 | MC | 10.103 | 1
1FT70465AF701FH1 | SIMOTICS S SYNCHRONOUS MOTOR 1FT7, M0=7NM (100K) NN=3000RPM, PN=1,76KW NATURAL AIR COOLING; FRAME SIZE IMB 5 (IM V1, IM V3) FLANGE 0 POWER CONNECTOR ROTATABLE ABSOLUTE ENCODER 22 BITS MULTI TURN WITH DRIVE-CLIQ INTERFACE (ENCODER AM-22-DQ) CONNECTOR ROTATABLE PLAIN SHAFT, WITH HOLDING BRAKE; ACCURACY TOLERANCE N VIBRATION SEVERITY GRADE A, DEGREE OF PROTECTION IP 65 | 5572 | TEM | 1 | MC | 10.103 | 1
1FT70465AF701FH4 | SIMOTICS S SYNCHRONOUS MOTOR 1FT7, M0=7NM (100K) NN=3000RPM, PN=1,76KW NATURAL AIR COOLING; FRAME SIZE IMB 5 (IM V1, IM V3) FLANGE 0 POWER CONNECTOR ROTATABLE ABSOLUTE ENCODER 22 BITS MULTI TURN WITH DRIVE-CLIQ INTERFACE (ENCODER AM-22-DQ) CONNECTOR ROTATABLE PLAIN SHAFT, WITH HOLDING BRAKE; ACCURACY TOLERANCE N VIBRATION SEVERITY GRADE A+R, DEGREE OF PROTECTION IP 65 | 5728 | TEM | 1 | MC | 10.103 | 1
1FT70465AF701FH5 | SIMOTICS S SYNCHRONOUS MOTOR 1FT7, M0=7NM (100K) NN=3000RPM, PN=1,76KW NATURAL AIR COOLING; FRAME SIZE IMB 5 (IM V1, IM V3) FLANGE 0 POWER CONNECTOR ROTATABLE ABSOLUTE ENCODER 22 BITS MULTI TURN WITH DRIVE-CLIQ INTERFACE (ENCODER AM-22-DQ) CONNECTOR ROTATABLE PLAIN SHAFT, WITH HOLDING BRAKE; ACCURACY TOLERANCE N VIBRATION SEVERITY GRADE A+R, DEGREE OF PROTECTION IP 67 | 5808 | TEM | 1 | MC | 10.103 | 1
1FT70465AF701MA0 | SIMOTICS S SYNCHRONOUS MOTOR 1FT7, M0=7NM (100K) NN=3000RPM, PN=1,76KW NATURAL AIR COOLING; FRAME SIZE IMB 5 (IM V1, IM V3) FLANGE (COMPACT) WITH KTY TEMPERATURE SENSOR POWER CONNECTOR ROTATABLE ABSOLUTE ENCODER ENDAT 2048 S/R (ENCODER A-2048) CONNECTOR ROTATABLE SHAFT WITH FITTED KEY; W/O HOLDING BRAKE; ACC. TOLERANCE N VIBRATION SEVERITY GRADE A, DEGREE OF PROTECTION IP 64 | 4359 | TEM | 1 | MC | 9.404 | 1
1FT70465AF701MA1 | SIMOTICS S SYNCHRONOUS MOTOR 1FT7, M0=7NM (100K) NN=3000RPM, PN=1,76KW NATURAL AIR COOLING; FRAME SIZE IMB 5 (IM V1, IM V3) FLANGE (COMPACT) WITH KTY TEMPERATURE SENSOR POWER CONNECTOR ROTATABLE ABSOLUTE ENCODER ENDAT 2048 S/R (ENCODER A-2048) CONNECTOR ROTATABLE SHAFT WITH FITTED KEY; W/O HOLDING BRAKE; ACC. TOLERANCE N VIBRATION SEVERITY GRADE A, DEGREE OF PROTECTION IP 65 | 4455 | TEM | 1 | MC | 9.404 | 1
1FT70465AF701MB1 | SIMOTICS S SYNCHRONOUS MOTOR 1FT7, M0=7NM (100K) NN=3000RPM, PN=1,76KW NATURAL AIR COOLING; FRAME SIZE IMB 5 (IM V1, IM V3) FLANGE (COMPACT) WITH KTY TEMPERATURE SENSOR POWER CONNECTOR ROTATABLE ABSOLUTE ENCODER ENDAT 2048 S/R (ENCODER A-2048) CONNECTOR ROTATABLE SHAFT WITH FITTED KEY; WITH HOLDING BRAKE; ACC. TOLERANCE N VIBRATION SEVERITY GRADE A, DEGREE OF PROTECTION IP 65 | 5141 | TEM | 1 | MC | 10.103 | 1
1FT70465AF701MB2 | SIMOTICS S SYNCHRONOUS MOTOR 1FT7, M0=7NM (100K) NN=3000RPM, PN=1,76KW NATURAL AIR COOLING; FRAME SIZE IMB 5 (IM V1, IM V3) FLANGE (COMPACT) WITH KTY TEMPERATURE SENSOR POWER CONNECTOR ROTATABLE ABSOLUTE ENCODER ENDAT 2048 S/R (ENCODER A-2048) CONNECTOR ROTATABLE SHAFT WITH FITTED KEY; WITH HOLDING BRAKE; ACC. TOLERANCE N VIBRATION SEVERITY GRADE A, DEGREE OF PROTECTION IP 67 | 5220 | TEM | 1 | MC | 10.103 | 1
1FT70465AF701MG0 | SIMOTICS S SYNCHRONOUS MOTOR 1FT7, M0=7NM (100K) NN=3000RPM, PN=1,76KW NATURAL AIR COOLING; FRAME SIZE IMB 5 (IM V1, IM V3) FLANGE (COMPACT) WITH KTY TEMPERATURE SENSOR POWER CONNECTOR ROTATABLE ABSOLUTE ENCODER ENDAT 2048 S/R (ENCODER A-2048) CONNECTOR ROTATABLE PLAIN SHAFT, W/O HOLDING BRAKE; ACC. TOLERANCE N VIBRATION SEVERITY GRADE A, DEGREE OF PROTECTION IP 64 | 4359 | TEM | 1 | MC | 9.404 | 1
1FT70465AF701MG2 | SIMOTICS S SYNCHRONOUS MOTOR 1FT7, M0=7NM (100K) NN=3000RPM, PN=1,76KW NATURAL AIR COOLING; FRAME SIZE IMB 5 (IM V1, IM V3) FLANGE (COMPACT) WITH KTY TEMPERATURE SENSOR POWER CONNECTOR ROTATABLE ABSOLUTE ENCODER ENDAT 2048 S/R (ENCODER A-2048) CONNECTOR ROTATABLE PLAIN SHAFT, W/O HOLDING BRAKE; ACC. TOLERANCE N VIBRATION SEVERITY GRADE A, DEGREE OF PROTECTION IP 67 | 4535 | TEM | 1 | MC | 9.404 | 1
1FT70465AF701MH2 | SIMOTICS S SYNCHRONOUS MOTOR 1FT7, M0=7NM (100K) NN=3000RPM, PN=1,76KW NATURAL AIR COOLING; FRAME SIZE IMB 5 (IM V1, IM V3) FLANGE (COMPACT) WITH KTY TEMPERATURE SENSOR POWER CONNECTOR ROTATABLE ABSOLUTE ENCODER ENDAT 2048 S/R (ENCODER A-2048) CONNECTOR ROTATABLE PLAIN SHAFT, WITH HOLDING BRAKE; ACCURACY TOLERANCE N VIBRATION SEVERITY GRADE A, DEGREE OF PROTECTION IP 67 | 5220 | TEM | 1 | MC | 10.103 | 1
1FT70465AF701NA0 | SIMOTICS S SYNCHRONOUS MOTOR 1FT7, M0=7NM (100K) NN=3000RPM, PN=1,76KW NATURAL AIR COOLING; FRAME SIZE IMB 5 (IM V1, IM V3) FLANGE (COMPACT) WITH KTY TEMPERATURE SENSOR POWER CONNECTOR ROTATABLE INCREM. ENCODER SIN/COS 1VSS 2048 S/R (ENCODER I-2048) CONNECTOR ROTATABLE SHAFT WITH FITTED KEY; W/O HOLDING BRAKE; ACC. TOLERANCE N VIBRATION SEVERITY GRADE A, DEGREE OF PROTECTION IP 64 | 3605 | TEM | 1 | MC | 9.404 | 1
1FT70465AF701NB0 | SIMOTICS S SYNCHRONOUS MOTOR 1FT7, M0=7NM (100K) NN=3000RPM, PN=1,76KW NATURAL AIR COOLING; FRAME SIZE IMB 5 (IM V1, IM V3) FLANGE (COMPACT) WITH KTY TEMPERATURE SENSOR POWER CONNECTOR ROTATABLE INCREM. ENCODER SIN/COS 1VSS 2048 S/R (ENCODER I-2048) CONNECTOR ROTATABLE SHAFT WITH FITTED KEY; WITH HOLDING BRAKE; ACC. TOLERANCE N VIBRATION SEVERITY GRADE A, DEGREE OF PROTECTION IP 64 | 4290 | TEM | 1 | MC | 10.103 | 1
1FT70465AF701NB1 | SIMOTICS S SYNCHRONOUS MOTOR 1FT7, M0=7NM (100K) NN=3000RPM, PN=1,76KW NATURAL AIR COOLING; FRAME SIZE IMB 5 (IM V1, IM V3) FLANGE (COMPACT) WITH KTY TEMPERATURE SENSOR POWER CONNECTOR ROTATABLE INCREM. ENCODER SIN/COS 1VSS 2048 S/R (ENCODER I-2048) CONNECTOR ROTATABLE SHAFT WITH FITTED KEY; WITH HOLDING BRAKE; ACC. TOLERANCE N VIBRATION SEVERITY GRADE A, DEGREE OF PROTECTION IP 65 | 4387 | TEM | 1 | MC | 10.103 | 1
1FT70465AF701ND4 | SIMOTICS S SYNCHRONOUS MOTOR 1FT7, M0=7NM (100K) NN=3000RPM, PN=1,76KW NATURAL AIR COOLING; FRAME SIZE IMB 5 (IM V1, IM V3) FLANGE (COMPACT) WITH KTY TEMPERATURE SENSOR POWER CONNECTOR ROTATABLE INCREM. ENCODER SIN/COS 1VSS 2048 S/R (ENCODER I-2048) CONNECTOR ROTATABLE SHAFT WITH FITTED KEY; W/O HOLDING BRAKE; ACC. TOLERANCE R VIBRATION SEVERITY GRADE A+R, DEGREE OF PROTECTION IP 65 | 4016 | TEM | 1 | MC | 9.404 | 1
1FT70465AF701NH1 | SIMOTICS S SYNCHRONOUS MOTOR 1FT7, M0=7NM (100K) NN=3000RPM, PN=1,76KW NATURAL AIR COOLING; FRAME SIZE IMB 5 (IM V1, IM V3) FLANGE (COMPACT) WITH KTY TEMPERATURE SENSOR POWER CONNECTOR ROTATABLE INCREM. ENCODER SIN/COS 1VSS 2048 S/R (ENCODER I-2048) CONNECTOR ROTATABLE PLAIN SHAFT, WITH HOLDING BRAKE; ACCURACY TOLERANCE N VIBRATION SEVERITY GRADE A, DEGREE OF PROTECTION IP 65 | 4387 | TEM | 1 | MC | 10.103 | 1
1FT70465AF711BA0 | SIMOTICS S SYNCHRONOUS MOTOR 1FT7, M0=7NM (100K) NN=3000RPM, PN=1,76KW NATURAL AIR COOLING; FRAME SIZE IMB 5 (IM V1, IM V3) FLANGE 1 (1FT6 COMPATIBLE) POWER CONNECTOR ROTATABLE ABSOLUTE VALUE ENCODER SINGLETURN 24 BIT WITH DRIVE-CLIQ INTERFACE (ENCODER AS24DQI) SHAFT WITH FITTED KEY; W/O HOLDING BRAKE; ACC. TOLERANCE N VIBRATION SEVERITY GRADE A, DEGREE OF PROTECTION IP 64 | 3945 | TEM | 1 | MC | 9.404 | 1
1FT70465AF711BA1 | SIMOTICS S SYNCHRONOUS MOTOR 1FT7, M0=7NM (100K) NN=3000RPM, PN=1,76KW NATURAL AIR COOLING; FRAME SIZE IMB 5 (IM V1, IM V3) FLANGE 1 (1FT6 COMPATIBLE) POWER CONNECTOR ROTATABLE ABSOLUTE VALUE ENCODER SINGLETURN 24 BIT WITH DRIVE-CLIQ INTERFACE (ENCODER AS24DQI) SHAFT WITH FITTED KEY; W/O HOLDING BRAKE; ACC. TOLERANCE N VIBRATION SEVERITY GRADE A, DEGREE OF PROTECTION IP 65 | 4042 | TEM | 1 | MC | 9.404 | 1
1FT70465AF711BA5 | SIMOTICS S SYNCHRONOUS MOTOR 1FT7, M0=7NM (100K) NN=3000RPM, PN=1,76KW NATURAL AIR COOLING; FRAME SIZE IMB 5 (IM V1, IM V3) FLANGE 1 (1FT6 COMPATIBLE) POWER CONNECTOR ROTATABLE ABSOLUTE VALUE ENCODER SINGLETURN 24 BIT WITH DRIVE-CLIQ INTERFACE (ENCODER AS24DQI) SHAFT WITH FITTED KEY; W/O HOLDING BRAKE; ACC. TOLERANCE N VIBRATION SEVERITY GRADE A+R, DEGREE OF PROTECTION IP 67 | 4277 | TEM | 1 | MC | 9.404 | 1
1FT70465AF711BB0 | SIMOTICS S SYNCHRONOUS MOTOR 1FT7, M0=7NM (100K) NN=3000RPM, PN=1,76KW NATURAL AIR COOLING; FRAME SIZE IMB 5 (IM V1, IM V3) FLANGE 1 (1FT6 COMPATIBLE) POWER CONNECTOR ROTATABLE ABSOLUTE VALUE ENCODER SINGLETURN 24 BIT WITH DRIVE-CLIQ INTERFACE (ENCODER AS24DQI) SHAFT WITH FITTED KEY; WITH HOLDING BRAKE; ACC. TOLERANCE N VIBRATION SEVERITY GRADE A, DEGREE OF PROTECTION IP 64 | 4631 | TEM | 1 | MC | 10.103 | 1
1FT70465AF711BB1 | SIMOTICS S SYNCHRONOUS MOTOR 1FT7, M0=7NM (100K) NN=3000RPM, PN=1,76KW NATURAL AIR COOLING; FRAME SIZE IMB 5 (IM V1, IM V3) FLANGE 1 (1FT6 COMPATIBLE) POWER CONNECTOR ROTATABLE ABSOLUTE VALUE ENCODER SINGLETURN 24 BIT WITH DRIVE-CLIQ INTERFACE (ENCODER AS24DQI) SHAFT WITH FITTED KEY; WITH HOLDING BRAKE; ACC. TOLERANCE N VIBRATION SEVERITY GRADE A, DEGREE OF PROTECTION IP 65 | 4727 | TEM | 1 | MC | 10.103 | 1
1FT70465AF711BG0 | SIMOTICS S SYNCHRONOUS MOTOR 1FT7, M0=7NM (100K) NN=3000RPM, PN=1,76KW NATURAL AIR COOLING; FRAME SIZE IMB 5 (IM V1, IM V3) FLANGE 1 (1FT6 COMPATIBLE) POWER CONNECTOR ROTATABLE ABSOLUTE VALUE ENCODER SINGLETURN 24 BIT WITH DRIVE-CLIQ INTERFACE (ENCODER AS24DQI) PLAIN SHAFT, W/O HOLDING BRAKE; ACC. TOLERANCE N VIBRATION SEVERITY GRADE A, DEGREE OF PROTECTION IP 64 | 3945 | TEM | 1 | MC | 9.404 | 1
1FT70465AF711BG1 | SIMOTICS S SYNCHRONOUS MOTOR 1FT7, M0=7NM (100K) NN=3000RPM, PN=1,76KW NATURAL AIR COOLING; FRAME SIZE IMB 5 (IM V1, IM V3) FLANGE 1 (1FT6 COMPATIBLE) POWER CONNECTOR ROTATABLE ABSOLUTE VALUE ENCODER SINGLETURN 24 BIT WITH DRIVE-CLIQ INTERFACE (ENCODER AS24DQI) PLAIN SHAFT, W/O HOLDING BRAKE; ACC. TOLERANCE N VIBRATION SEVERITY GRADE A, DEGREE OF PROTECTION IP 65 | 4042 | TEM | 1 | MC | 9.404 | 1
1FT70465AF711BH0 | SIMOTICS S SYNCHRONOUS MOTOR 1FT7, M0=7NM (100K) NN=3000RPM, PN=1,76KW NATURAL AIR COOLING; FRAME SIZE IMB 5 (IM V1, IM V3) FLANGE 1 (1FT6 COMPATIBLE) POWER CONNECTOR ROTATABLE ABSOLUTE VALUE ENCODER SINGLETURN 24 BIT WITH DRIVE-CLIQ INTERFACE (ENCODER AS24DQI) PLAIN SHAFT, WITH HOLDING BRAKE; ACCURACY TOLERANCE N VIBRATION SEVERITY GRADE A, DEGREE OF PROTECTION IP 64 | 4631 | TEM | 1 | MC | 10.103 | 1
1FT70465AF711BH1 | SIMOTICS S SYNCHRONOUS MOTOR 1FT7, M0=7NM (100K) NN=3000RPM, PN=1,76KW NATURAL AIR COOLING; FRAME SIZE IMB 5 (IM V1, IM V3) FLANGE 1 (1FT6 COMPATIBLE) POWER CONNECTOR ROTATABLE ABSOLUTE VALUE ENCODER SINGLETURN 24 BIT WITH DRIVE-CLIQ INTERFACE (ENCODER AS24DQI) PLAIN SHAFT, WITH HOLDING BRAKE; ACCURACY TOLERANCE N VIBRATION SEVERITY GRADE A, DEGREE OF PROTECTION IP 65 | 4727 | TEM | 1 | MC | 10.103 | 1
1FT70465AF711CA0 | SIMOTICS S SYNCHRONOUS MOTOR 1FT7, M0=7NM (100K) NN=3000RPM, PN=1,76KW NATURAL AIR COOLING; FRAME SIZE IMB 5 (IM V1, IM V3) FLANGE 1 (1FT6 COMPATIBLE) POWER CONNECTOR ROTATABLE ABSOLUTE ENCODER 24 BITS + 12 BIT MULTITURN WITH DRIVE-CLIQ INTERFACE (ENCODER AM24DQI) SHAFT WITH FITTED KEY; W/O HOLDING BRAKE; ACC. TOLERANCE N VIBRATION SEVERITY GRADE A, DEGREE OF PROTECTION IP 64 | 4710 | TEM | 1 | MC | 9.404 | 1
1FT70465AF711CA1 | SIMOTICS S SYNCHRONOUS MOTOR 1FT7, M0=7NM (100K) NN=3000RPM, PN=1,76KW NATURAL AIR COOLING; FRAME SIZE IMB 5 (IM V1, IM V3) FLANGE 1 (1FT6 COMPATIBLE) POWER CONNECTOR ROTATABLE ABSOLUTE ENCODER 24 BITS + 12 BIT MULTITURN WITH DRIVE-CLIQ INTERFACE (ENCODER AM24DQI) SHAFT WITH FITTED KEY; W/O HOLDING BRAKE; ACC. TOLERANCE N VIBRATION SEVERITY GRADE A, DEGREE OF PROTECTION IP 65 | 4807 | TEM | 1 | MC | 9.404 | 1
1FT70465AF711CA2 | SIMOTICS S SYNCHRONOUS MOTOR 1FT7, M0=7NM (100K) NN=3000RPM, PN=1,76KW NATURAL AIR COOLING; FRAME SIZE IMB 5 (IM V1, IM V3) FLANGE 1 (1FT6 COMPATIBLE) POWER CONNECTOR ROTATABLE ABSOLUTE ENCODER 24 BITS + 12 BIT MULTITURN WITH DRIVE-CLIQ INTERFACE (ENCODER AM24DQI) SHAFT WITH FITTED KEY; W/O HOLDING BRAKE; ACC. TOLERANCE N VIBRATION SEVERITY GRADE A, DEGREE OF PROTECTION IP 67 | 4886 | TEM | 1 | MC | 9.404 | 1
1FT70465AF711CA4 | SIMOTICS S SYNCHRONOUS MOTOR 1FT7, M0=7NM (100K) NN=3000RPM, PN=1,76KW NATURAL AIR COOLING; FRAME SIZE IMB 5 (IM V1, IM V3) FLANGE 1 (1FT6 COMPATIBLE) POWER CONNECTOR ROTATABLE ABSOLUTE ENCODER 24 BITS + 12 BIT MULTITURN WITH DRIVE-CLIQ INTERFACE (ENCODER AM24DQI) SHAFT WITH FITTED KEY; W/O HOLDING BRAKE; ACC. TOLERANCE N VIBRATION SEVERITY GRADE A+R, DEGREE OF PROTECTION IP 65 | 4963 | TEM | 1 | MC | 9.404 | 1
1FT70465AF711CB0 | SIMOTICS S SYNCHRONOUS MOTOR 1FT7, M0=7NM (100K) NN=3000RPM, PN=1,76KW NATURAL AIR COOLING; FRAME SIZE IMB 5 (IM V1, IM V3) FLANGE 1 (1FT6 COMPATIBLE) POWER CONNECTOR ROTATABLE ABSOLUTE ENCODER 24 BITS + 12 BIT MULTITURN WITH DRIVE-CLIQ INTERFACE (ENCODER AM24DQI) SHAFT WITH FITTED KEY; WITH HOLDING BRAKE; ACC. TOLERANCE N VIBRATION SEVERITY GRADE A, DEGREE OF PROTECTION IP 64 | 5396 | TEM | 1 | MC | 10.103 | 1
1FT70465AF711CB1 | SIMOTICS S SYNCHRONOUS MOTOR 1FT7, M0=7NM (100K) NN=3000RPM, PN=1,76KW NATURAL AIR COOLING; FRAME SIZE IMB 5 (IM V1, IM V3) FLANGE 1 (1FT6 COMPATIBLE) POWER CONNECTOR ROTATABLE ABSOLUTE ENCODER 24 BITS + 12 BIT MULTITURN WITH DRIVE-CLIQ INTERFACE (ENCODER AM24DQI) SHAFT WITH FITTED KEY; WITH HOLDING BRAKE; ACC. TOLERANCE N VIBRATION SEVERITY GRADE A, DEGREE OF PROTECTION IP 65 | 5492 | TEM | 1 | MC | 10.103 | 1
1FT70465AF711CB2 | SIMOTICS S SYNCHRONOUS MOTOR 1FT7, M0=7NM (100K) NN=3000RPM, PN=1,76KW NATURAL AIR COOLING; FRAME SIZE IMB 5 (IM V1, IM V3) FLANGE 1 (1FT6 COMPATIBLE) POWER CONNECTOR ROTATABLE ABSOLUTE ENCODER 24 BITS + 12 BIT MULTITURN WITH DRIVE-CLIQ INTERFACE (ENCODER AM24DQI) SHAFT WITH FITTED KEY; WITH HOLDING BRAKE; ACC. TOLERANCE N VIBRATION SEVERITY GRADE A, DEGREE OF PROTECTION IP 67 | 5572 | TEM | 1 | MC | 10.103 | 1
1FT70465AF711CD1 | SIMOTICS S SYNCHRONOUS MOTOR 1FT7, M0=7NM (100K) NN=3000RPM, PN=1,76KW NATURAL AIR COOLING; FRAME SIZE IMB 5 (IM V1, IM V3) FLANGE 1 (1FT6 COMPATIBLE) POWER CONNECTOR ROTATABLE ABSOLUTE ENCODER 24 BITS + 12 BIT MULTITURN WITH DRIVE-CLIQ INTERFACE (ENCODER AM24DQI) SHAFT WITH FITTED KEY; W/O HOLDING BRAKE; ACC. TOLERANCE R VIBRATION SEVERITY GRADE A, DEGREE OF PROTECTION IP 65 | 4966 | TEM | 1 | MC | 9.404 | 1
1FT70465AF711CG0 | SIMOTICS S SYNCHRONOUS MOTOR 1FT7, M0=7NM (100K) NN=3000RPM, PN=1,76KW NATURAL AIR COOLING; FRAME SIZE IMB 5 (IM V1, IM V3) FLANGE 1 (1FT6 COMPATIBLE) POWER CONNECTOR ROTATABLE ABSOLUTE ENCODER 24 BITS + 12 BIT MULTITURN WITH DRIVE-CLIQ INTERFACE (ENCODER AM24DQI) PLAIN SHAFT, W/O HOLDING BRAKE; ACC. TOLERANCE N VIBRATION SEVERITY GRADE A, DEGREE OF PROTECTION IP 64 | 4710 | TEM | 1 | MC | 9.404 | 1
1FT70465AF711CG1 | SIMOTICS S SYNCHRONOUS MOTOR 1FT7, M0=7NM (100K) NN=3000RPM, PN=1,76KW NATURAL AIR COOLING; FRAME SIZE IMB 5 (IM V1, IM V3) FLANGE 1 (1FT6 COMPATIBLE) POWER CONNECTOR ROTATABLE ABSOLUTE ENCODER 24 BITS + 12 BIT MULTITURN WITH DRIVE-CLIQ INTERFACE (ENCODER AM24DQI) PLAIN SHAFT, W/O HOLDING BRAKE; ACC. TOLERANCE N VIBRATION SEVERITY GRADE A, DEGREE OF PROTECTION IP 65 | 4807 | TEM | 1 | MC | 9.404 | 1
1FT70465AF711CG2 | SIMOTICS S SYNCHRONOUS MOTOR 1FT7, M0=7NM (100K) NN=3000RPM, PN=1,76KW NATURAL AIR COOLING; FRAME SIZE IMB 5 (IM V1, IM V3) FLANGE 1 (1FT6 COMPATIBLE) POWER CONNECTOR ROTATABLE ABSOLUTE ENCODER 24 BITS + 12 BIT MULTITURN WITH DRIVE-CLIQ INTERFACE (ENCODER AM24DQI) PLAIN SHAFT, W/O HOLDING BRAKE; ACC. TOLERANCE N VIBRATION SEVERITY GRADE A, DEGREE OF PROTECTION IP 67 | 4886 | TEM | 1 | MC | 9.404 | 1
1FT70465AF711CG5 | SIMOTICS S SYNCHRONOUS MOTOR 1FT7, M0=7NM (100K) NN=3000RPM, PN=1,76KW NATURAL AIR COOLING; FRAME SIZE IMB 5 (IM V1, IM V3) FLANGE 1 (1FT6 COMPATIBLE) POWER CONNECTOR ROTATABLE ABSOLUTE ENCODER 24 BITS + 12 BIT MULTITURN WITH DRIVE-CLIQ INTERFACE (ENCODER AM24DQI) PLAIN SHAFT, W/O HOLDING BRAKE; ACC. TOLERANCE N VIBRATION SEVERITY GRADE A+R, DEGREE OF PROTECTION IP 67 | 5042 | TEM | 1 | MC | 9.404 | 1
1FT70465AF711CH0 | SIMOTICS S SYNCHRONOUS MOTOR 1FT7, M0=7NM (100K) NN=3000RPM, PN=1,76KW NATURAL AIR COOLING; FRAME SIZE IMB 5 (IM V1, IM V3) FLANGE 1 (1FT6 COMPATIBLE) POWER CONNECTOR ROTATABLE ABSOLUTE ENCODER 24 BITS + 12 BIT MULTITURN WITH DRIVE-CLIQ INTERFACE (ENCODER AM24DQI) PLAIN SHAFT, WITH HOLDING BRAKE; ACCURACY TOLERANCE N VIBRATION SEVERITY GRADE A, DEGREE OF PROTECTION IP 64 | 5396 | TEM | 1 | MC | 10.103 | 1
1FT70465AF711CH1 | SIMOTICS S SYNCHRONOUS MOTOR 1FT7, M0=7NM (100K) NN=3000RPM, PN=1,76KW NATURAL AIR COOLING; FRAME SIZE IMB 5 (IM V1, IM V3) FLANGE 1 (1FT6 COMPATIBLE) POWER CONNECTOR ROTATABLE ABSOLUTE ENCODER 24 BITS + 12 BIT MULTITURN WITH DRIVE-CLIQ INTERFACE (ENCODER AM24DQI) PLAIN SHAFT, WITH HOLDING BRAKE; ACCURACY TOLERANCE N VIBRATION SEVERITY GRADE A, DEGREE OF PROTECTION IP 65 | 5492 | TEM | 1 | MC | 10.103 | 1
1FT70465AF711CH2 | SIMOTICS S SYNCHRONOUS MOTOR 1FT7, M0=7NM (100K) NN=3000RPM, PN=1,76KW NATURAL AIR COOLING; FRAME SIZE IMB 5 (IM V1, IM V3) FLANGE 1 (1FT6 COMPATIBLE) POWER CONNECTOR ROTATABLE ABSOLUTE ENCODER 24 BITS + 12 BIT MULTITURN WITH DRIVE-CLIQ INTERFACE (ENCODER AM24DQI) PLAIN SHAFT, WITH HOLDING BRAKE; ACCURACY TOLERANCE N VIBRATION SEVERITY GRADE A, DEGREE OF PROTECTION IP 67 | 5572 | TEM | 1 | MC | 10.103 | 1
1FT70465AF711CH3 | SIMOTICS S SYNCHRONOUS MOTOR 1FT7, M0=7NM (100K) NN=3000RPM, PN=1,76KW NATURAL AIR COOLING; FRAME SIZE IMB 5 (IM V1, IM V3) FLANGE 1 (1FT6 COMPATIBLE) POWER CONNECTOR ROTATABLE ABSOLUTE ENCODER 24 BITS + 12 BIT MULTITURN WITH DRIVE-CLIQ INTERFACE (ENCODER AM24DQI) PLAIN SHAFT, WITH HOLDING BRAKE; ACCURACY TOLERANCE N VIBRATION SEVERITY GRADE A+R, DEGREE OF PROTECTION IP 64 | 5551 | TEM | 1 | MC | 10.103 | 1
1FT70465AF711CK1 | SIMOTICS S SYNCHRONOUS MOTOR 1FT7, M0=7NM (100K) NN=3000RPM, PN=1,76KW NATURAL AIR COOLING; FRAME SIZE IMB 5 (IM V1, IM V3) FLANGE 1 (1FT6 COMPATIBLE) POWER CONNECTOR ROTATABLE ABSOLUTE ENCODER 24 BITS + 12 BIT MULTITURN WITH DRIVE-CLIQ INTERFACE (ENCODER AM24DQI) PLAIN SHAFT, W/O HOLDING BRAKE; ACC. TOLERANCE R VIBRATION SEVERITY GRADE A, DEGREE OF PROTECTION IP 65 | 4966 | TEM | 1 | MC | 9.404 | 1
1FT70465AF711CL1 | SIMOTICS S SYNCHRONOUS MOTOR 1FT7, M0=7NM (100K) NN=3000RPM, PN=1,76KW NATURAL AIR COOLING; FRAME SIZE IMB 5 (IM V1, IM V3) FLANGE 1 (1FT6 COMPATIBLE) POWER CONNECTOR ROTATABLE ABSOLUTE ENCODER 24 BITS + 12 BIT MULTITURN WITH DRIVE-CLIQ INTERFACE (ENCODER AM24DQI) PLAIN SHAFT, WITH HOLDING BRAKE; ACCURACY TOLERANCE R VIBRATION SEVERITY GRADE A, DEGREE OF PROTECTION IP 65 | 5649 | TEM | 1 | MC | 10.103 | 1
1FT70465AF711CL5 | SIMOTICS S SYNCHRONOUS MOTOR 1FT7, M0=7NM (100K) NN=3000RPM, PN=1,76KW NATURAL AIR COOLING; FRAME SIZE IMB 5 (IM V1, IM V3) FLANGE 1 (1FT6 COMPATIBLE) POWER CONNECTOR ROTATABLE ABSOLUTE ENCODER 24 BITS + 12 BIT MULTITURN WITH DRIVE-CLIQ INTERFACE (ENCODER AM24DQI) PLAIN SHAFT, WITH HOLDING BRAKE; ACCURACY TOLERANCE R VIBRATION SEVERITY GRADE A+R, DEGREE OF PROTECTION IP 67 | 5885 | TEM | 1 | MC | 10.103 | 1
1FT70465AF711DA0 | SIMOTICS S SYNCHRONOUS MOTOR 1FT7, M0=7NM (100K) NN=3000RPM, PN=1,76KW NATURAL AIR COOLING; FRAME SIZE IMB 5 (IM V1, IM V3) FLANGE 1 (1FT6 COMPATIBLE) POWER CONNECTOR ROTATABLE INCREMENTAL ENCODER 2048 S/R WITH DRIVE-CLIQ INTERFACE (ENCODER I-2048) CONNECTOR ROTATABLE SHAFT WITH FITTED KEY; W/O HOLDING BRAKE; ACC. TOLERANCE N VIBRATION SEVERITY GRADE A, DEGREE OF PROTECTION IP 64 | 4026 | TEM | 1 | MC | 9.404 | 1
1FT70465AF711DA1 | SIMOTICS S SYNCHRONOUS MOTOR 1FT7, M0=7NM (100K) NN=3000RPM, PN=1,76KW NATURAL AIR COOLING; FRAME SIZE IMB 5 (IM V1, IM V3) FLANGE 1 (1FT6 COMPATIBLE) POWER CONNECTOR ROTATABLE INCREMENTAL ENCODER 2048 S/R WITH DRIVE-CLIQ INTERFACE (ENCODER I-2048) CONNECTOR ROTATABLE SHAFT WITH FITTED KEY; W/O HOLDING BRAKE; ACC. TOLERANCE N VIBRATION SEVERITY GRADE A, DEGREE OF PROTECTION IP 65 | 4122 | TEM | 1 | MC | 9.404 | 1
1FT70465AF711DA2 | SIMOTICS S SYNCHRONOUS MOTOR 1FT7, M0=7NM (100K) NN=3000RPM, PN=1,76KW NATURAL AIR COOLING; FRAME SIZE IMB 5 (IM V1, IM V3) FLANGE 1 (1FT6 COMPATIBLE) POWER CONNECTOR ROTATABLE INCREMENTAL ENCODER 2048 S/R WITH DRIVE-CLIQ INTERFACE (ENCODER I-2048) CONNECTOR ROTATABLE SHAFT WITH FITTED KEY; W/O HOLDING BRAKE; ACC. TOLERANCE N VIBRATION SEVERITY GRADE A, DEGREE OF PROTECTION IP 67 | 4201 | TEM | 1 | MC | 9.404 | 1
1FT70465AF711DA3 | SIMOTICS S SYNCHRONOUS MOTOR 1FT7, M0=7NM (100K) NN=3000RPM, PN=1,76KW NATURAL AIR COOLING; FRAME SIZE IMB 5 (IM V1, IM V3) FLANGE 1 (1FT6 COMPATIBLE) POWER CONNECTOR ROTATABLE INCREMENTAL ENCODER 2048 S/R WITH DRIVE-CLIQ INTERFACE (ENCODER I-2048) CONNECTOR ROTATABLE SHAFT WITH FITTED KEY; W/O HOLDING BRAKE; ACC. TOLERANCE N VIBRATION SEVERITY GRADE A+R, DEGREE OF PROTECTION IP 64 | 4180 | TEM | 1 | MC | 9.404 | 1
1FT70465AF711DB0 | SIMOTICS S SYNCHRONOUS MOTOR 1FT7, M0=7NM (100K) NN=3000RPM, PN=1,76KW NATURAL AIR COOLING; FRAME SIZE IMB 5 (IM V1, IM V3) FLANGE 1 (1FT6 COMPATIBLE) POWER CONNECTOR ROTATABLE INCREMENTAL ENCODER 2048 S/R WITH DRIVE-CLIQ INTERFACE (ENCODER I-2048) CONNECTOR ROTATABLE SHAFT WITH FITTED KEY; WITH HOLDING BRAKE; ACC. TOLERANCE N VIBRATION SEVERITY GRADE A, DEGREE OF PROTECTION IP 64 | 4711 | TEM | 1 | MC | 10.103 | 1
1FT70465AF711DB1 | SIMOTICS S SYNCHRONOUS MOTOR 1FT7, M0=7NM (100K) NN=3000RPM, PN=1,76KW NATURAL AIR COOLING; FRAME SIZE IMB 5 (IM V1, IM V3) FLANGE 1 (1FT6 COMPATIBLE) POWER CONNECTOR ROTATABLE INCREMENTAL ENCODER 2048 S/R WITH DRIVE-CLIQ INTERFACE (ENCODER I-2048) CONNECTOR ROTATABLE SHAFT WITH FITTED KEY; WITH HOLDING BRAKE; ACC. TOLERANCE N VIBRATION SEVERITY GRADE A, DEGREE OF PROTECTION IP 65 | 4807 | TEM | 1 | MC | 10.103 | 1
1FT70465AF711DG0 | SIMOTICS S SYNCHRONOUS MOTOR 1FT7, M0=7NM (100K) NN=3000RPM, PN=1,76KW NATURAL AIR COOLING; FRAME SIZE IMB 5 (IM V1, IM V3) FLANGE 1 (1FT6 COMPATIBLE) POWER CONNECTOR ROTATABLE INCREMENTAL ENCODER 2048 S/R WITH DRIVE-CLIQ INTERFACE (ENCODER I-2048) CONNECTOR ROTATABLE PLAIN SHAFT, W/O HOLDING BRAKE; ACC. TOLERANCE N VIBRATION SEVERITY GRADE A, DEGREE OF PROTECTION IP 64 | 4026 | TEM | 1 | MC | 9.404 | 1
1FT70465AF711DG1 | SIMOTICS S SYNCHRONOUS MOTOR 1FT7, M0=7NM (100K) NN=3000RPM, PN=1,76KW NATURAL AIR COOLING; FRAME SIZE IMB 5 (IM V1, IM V3) FLANGE 1 (1FT6 COMPATIBLE) POWER CONNECTOR ROTATABLE INCREMENTAL ENCODER 2048 S/R WITH DRIVE-CLIQ INTERFACE (ENCODER I-2048) CONNECTOR ROTATABLE PLAIN SHAFT, W/O HOLDING BRAKE; ACC. TOLERANCE N VIBRATION SEVERITY GRADE A, DEGREE OF PROTECTION IP 65 | 4122 | TEM | 1 | MC | 9.404 | 1
1FT70465AF711DG2 | SIMOTICS S SYNCHRONOUS MOTOR 1FT7, M0=7NM (100K) NN=3000RPM, PN=1,76KW NATURAL AIR COOLING; FRAME SIZE IMB 5 (IM V1, IM V3) FLANGE 1 (1FT6 COMPATIBLE) POWER CONNECTOR ROTATABLE INCREMENTAL ENCODER 2048 S/R WITH DRIVE-CLIQ INTERFACE (ENCODER I-2048) CONNECTOR ROTATABLE PLAIN SHAFT, W/O HOLDING BRAKE; ACC. TOLERANCE N VIBRATION SEVERITY GRADE A, DEGREE OF PROTECTION IP 67 | 4201 | TEM | 1 | MC | 9.404 | 1
1FT70465AF711DG3 | SIMOTICS S SYNCHRONOUS MOTOR 1FT7, M0=7NM (100K) NN=3000RPM, PN=1,76KW NATURAL AIR COOLING; FRAME SIZE IMB 5 (IM V1, IM V3) FLANGE 1 (1FT6 COMPATIBLE) POWER CONNECTOR ROTATABLE INCREMENTAL ENCODER 2048 S/R WITH DRIVE-CLIQ INTERFACE (ENCODER I-2048) CONNECTOR ROTATABLE PLAIN SHAFT, W/O HOLDING BRAKE; ACC. TOLERANCE N VIBRATION SEVERITY GRADE A+R, DEGREE OF PROTECTION IP 64 | 4180 | TEM | 1 | MC | 9.404 | 1
1FT70465AF711DH0 | SIMOTICS S SYNCHRONOUS MOTOR 1FT7, M0=7NM (100K) NN=3000RPM, PN=1,76KW NATURAL AIR COOLING; FRAME SIZE IMB 5 (IM V1, IM V3) FLANGE 1 (1FT6 COMPATIBLE) POWER CONNECTOR ROTATABLE INCREMENTAL ENCODER 2048 S/R WITH DRIVE-CLIQ INTERFACE (ENCODER I-2048) CONNECTOR ROTATABLE PLAIN SHAFT, WITH HOLDING BRAKE; ACCURACY TOLERANCE N VIBRATION SEVERITY GRADE A, DEGREE OF PROTECTION IP 64 | 4711 | TEM | 1 | MC | 10.103 | 1
1FT70465AF711DH1 | SIMOTICS S SYNCHRONOUS MOTOR 1FT7, M0=7NM (100K) NN=3000RPM, PN=1,76KW NATURAL AIR COOLING; FRAME SIZE IMB 5 (IM V1, IM V3) FLANGE 1 (1FT6 COMPATIBLE) POWER CONNECTOR ROTATABLE INCREMENTAL ENCODER 2048 S/R WITH DRIVE-CLIQ INTERFACE (ENCODER I-2048) CONNECTOR ROTATABLE PLAIN SHAFT, WITH HOLDING BRAKE; ACCURACY TOLERANCE N VIBRATION SEVERITY GRADE A, DEGREE OF PROTECTION IP 65 | 4807 | TEM | 1 | MC | 10.103 | 1
1FT70465AF711DL1 | SIMOTICS S SYNCHRONOUS MOTOR 1FT7, M0=7NM (100K) NN=3000RPM, PN=1,76KW NATURAL AIR COOLING; FRAME SIZE IMB 5 (IM V1, IM V3) FLANGE 1 (1FT6 COMPATIBLE) POWER CONNECTOR ROTATABLE INCREMENTAL ENCODER 2048 S/R WITH DRIVE-CLIQ INTERFACE (ENCODER I-2048) CONNECTOR ROTATABLE PLAIN SHAFT, WITH HOLDING BRAKE; ACCURACY TOLERANCE R VIBRATION SEVERITY GRADE A, DEGREE OF PROTECTION IP 65 | 4964 | TEM | 1 | MC | 10.103 | 1
1FT70465AF711FA0 | SIMOTICS S SYNCHRONOUS MOTOR 1FT7, M0=7NM (100K) NN=3000RPM, PN=1,76KW NATURAL AIR COOLING; FRAME SIZE IMB 5 (IM V1, IM V3) FLANGE 1 (1FT6 COMPATIBLE) POWER CONNECTOR ROTATABLE ABSOLUTE ENCODER 22 BITS MULTI TURN WITH DRIVE-CLIQ INTERFACE (ENCODER AM-22-DQ) CONNECTOR ROTATABLE SHAFT WITH FITTED KEY; W/O HOLDING BRAKE; ACC. TOLERANCE N VIBRATION SEVERITY GRADE A, DEGREE OF PROTECTION IP 64 | 4791 | TEM | 1 | MC | 9.404 | 1
1FT70465AF711FA1 | SIMOTICS S SYNCHRONOUS MOTOR 1FT7, M0=7NM (100K) NN=3000RPM, PN=1,76KW NATURAL AIR COOLING; FRAME SIZE IMB 5 (IM V1, IM V3) FLANGE 1 (1FT6 COMPATIBLE) POWER CONNECTOR ROTATABLE ABSOLUTE ENCODER 22 BITS MULTI TURN WITH DRIVE-CLIQ INTERFACE (ENCODER AM-22-DQ) CONNECTOR ROTATABLE SHAFT WITH FITTED KEY; W/O HOLDING BRAKE; ACC. TOLERANCE N VIBRATION SEVERITY GRADE A, DEGREE OF PROTECTION IP 65 | 4887 | TEM | 1 | MC | 9.404 | 1
1FT70465AF711FA2 | SIMOTICS S SYNCHRONOUS MOTOR 1FT7, M0=7NM (100K) NN=3000RPM, PN=1,76KW NATURAL AIR COOLING; FRAME SIZE IMB 5 (IM V1, IM V3) FLANGE 1 (1FT6 COMPATIBLE) POWER CONNECTOR ROTATABLE ABSOLUTE ENCODER 22 BITS MULTI TURN WITH DRIVE-CLIQ INTERFACE (ENCODER AM-22-DQ) CONNECTOR ROTATABLE SHAFT WITH FITTED KEY; W/O HOLDING BRAKE; ACC. TOLERANCE N VIBRATION SEVERITY GRADE A, DEGREE OF PROTECTION IP 67 | 4966 | TEM | 1 | MC | 9.404 | 1
1FT70465AF711FA3 | SIMOTICS S SYNCHRONOUS MOTOR 1FT7, M0=7NM (100K) NN=3000RPM, PN=1,76KW NATURAL AIR COOLING; FRAME SIZE IMB 5 (IM V1, IM V3) FLANGE 1 (1FT6 COMPATIBLE) POWER CONNECTOR ROTATABLE ABSOLUTE ENCODER 22 BITS MULTI TURN WITH DRIVE-CLIQ INTERFACE (ENCODER AM-22-DQ) CONNECTOR ROTATABLE SHAFT WITH FITTED KEY; W/O HOLDING BRAKE; ACC. TOLERANCE N VIBRATION SEVERITY GRADE A+R, DEGREE OF PROTECTION IP 64 | 4945 | TEM | 1 | MC | 9.404 | 1
1FT70465AF711FA5 | SIMOTICS S SYNCHRONOUS MOTOR 1FT7, M0=7NM (100K) NN=3000RPM, PN=1,76KW NATURAL AIR COOLING; FRAME SIZE IMB 5 (IM V1, IM V3) FLANGE 1 (1FT6 COMPATIBLE) POWER CONNECTOR ROTATABLE ABSOLUTE ENCODER 22 BITS MULTI TURN WITH DRIVE-CLIQ INTERFACE (ENCODER AM-22-DQ) CONNECTOR ROTATABLE SHAFT WITH FITTED KEY; W/O HOLDING BRAKE; ACC. TOLERANCE N VIBRATION SEVERITY GRADE A+R, DEGREE OF PROTECTION IP 67 | 5122 | TEM | 1 | MC | 9.404 | 1
1FT70465AF711FB0 | SIMOTICS S SYNCHRONOUS MOTOR 1FT7, M0=7NM (100K) NN=3000RPM, PN=1,76KW NATURAL AIR COOLING; FRAME SIZE IMB 5 (IM V1, IM V3) FLANGE 1 (1FT6 COMPATIBLE) POWER CONNECTOR ROTATABLE ABSOLUTE ENCODER 22 BITS MULTI TURN WITH DRIVE-CLIQ INTERFACE (ENCODER AM-22-DQ) CONNECTOR ROTATABLE SHAFT WITH FITTED KEY; WITH HOLDING BRAKE; ACC. TOLERANCE N VIBRATION SEVERITY GRADE A, DEGREE OF PROTECTION IP 64 | 5476 | TEM | 1 | MC | 10.103 | 1
1FT70465AF711FB1 | SIMOTICS S SYNCHRONOUS MOTOR 1FT7, M0=7NM (100K) NN=3000RPM, PN=1,76KW NATURAL AIR COOLING; FRAME SIZE IMB 5 (IM V1, IM V3) FLANGE 1 (1FT6 COMPATIBLE) POWER CONNECTOR ROTATABLE ABSOLUTE ENCODER 22 BITS MULTI TURN WITH DRIVE-CLIQ INTERFACE (ENCODER AM-22-DQ) CONNECTOR ROTATABLE SHAFT WITH FITTED KEY; WITH HOLDING BRAKE; ACC. TOLERANCE N VIBRATION SEVERITY GRADE A, DEGREE OF PROTECTION IP 65 | 5572 | TEM | 1 | MC | 10.103 | 1
1FT70465AF711FB2 | SIMOTICS S SYNCHRONOUS MOTOR 1FT7, M0=7NM (100K) NN=3000RPM, PN=1,76KW NATURAL AIR COOLING; FRAME SIZE IMB 5 (IM V1, IM V3) FLANGE 1 (1FT6 COMPATIBLE) POWER CONNECTOR ROTATABLE ABSOLUTE ENCODER 22 BITS MULTI TURN WITH DRIVE-CLIQ INTERFACE (ENCODER AM-22-DQ) CONNECTOR ROTATABLE SHAFT WITH FITTED KEY; WITH HOLDING BRAKE; ACC. TOLERANCE N VIBRATION SEVERITY GRADE A, DEGREE OF PROTECTION IP 67 | 5652 | TEM | 1 | MC | 10.103 | 1
1FT70465AF711FG0 | SIMOTICS S SYNCHRONOUS MOTOR 1FT7, M0=7NM (100K) NN=3000RPM, PN=1,76KW NATURAL AIR COOLING; FRAME SIZE IMB 5 (IM V1, IM V3) FLANGE 1 (1FT6 COMPATIBLE) POWER CONNECTOR ROTATABLE ABSOLUTE ENCODER 22 BITS MULTI TURN WITH DRIVE-CLIQ INTERFACE (ENCODER AM-22-DQ) CONNECTOR ROTATABLE PLAIN SHAFT, W/O HOLDING BRAKE; ACC. TOLERANCE N VIBRATION SEVERITY GRADE A, DEGREE OF PROTECTION IP 64 | 4791 | TEM | 1 | MC | 9.404 | 1
1FT70465AF711FG1 | SIMOTICS S SYNCHRONOUS MOTOR 1FT7, M0=7NM (100K) NN=3000RPM, PN=1,76KW NATURAL AIR COOLING; FRAME SIZE IMB 5 (IM V1, IM V3) FLANGE 1 (1FT6 COMPATIBLE) POWER CONNECTOR ROTATABLE ABSOLUTE ENCODER 22 BITS MULTI TURN WITH DRIVE-CLIQ INTERFACE (ENCODER AM-22-DQ) CONNECTOR ROTATABLE PLAIN SHAFT, W/O HOLDING BRAKE; ACC. TOLERANCE N VIBRATION SEVERITY GRADE A, DEGREE OF PROTECTION IP 65 | 4887 | TEM | 1 | MC | 9.404 | 1
1FT70465AF711FG2 | SIMOTICS S SYNCHRONOUS MOTOR 1FT7, M0=7NM (100K) NN=3000RPM, PN=1,76KW NATURAL AIR COOLING; FRAME SIZE IMB 5 (IM V1, IM V3) FLANGE 1 (1FT6 COMPATIBLE) POWER CONNECTOR ROTATABLE ABSOLUTE ENCODER 22 BITS MULTI TURN WITH DRIVE-CLIQ INTERFACE (ENCODER AM-22-DQ) CONNECTOR ROTATABLE PLAIN SHAFT, W/O HOLDING BRAKE; ACC. TOLERANCE N VIBRATION SEVERITY GRADE A, DEGREE OF PROTECTION IP 67 | 4966 | TEM | 1 | MC | 9.404 | 1
1FT70465AF711FG3 | SIMOTICS S SYNCHRONOUS MOTOR 1FT7, M0=7NM (100K) NN=3000RPM, PN=1,76KW NATURAL AIR COOLING; FRAME SIZE IMB 5 (IM V1, IM V3) FLANGE 1 (1FT6 COMPATIBLE) POWER CONNECTOR ROTATABLE ABSOLUTE ENCODER 22 BITS MULTI TURN WITH DRIVE-CLIQ INTERFACE (ENCODER AM-22-DQ) CONNECTOR ROTATABLE PLAIN SHAFT, W/O HOLDING BRAKE; ACC. TOLERANCE N VIBRATION SEVERITY GRADE A+R, DEGREE OF PROTECTION IP 64 | 4945 | TEM | 1 | MC | 9.404 | 1
1FT70465AF711FG5 | SIMOTICS S SYNCHRONOUS MOTOR 1FT7, M0=7NM (100K) NN=3000RPM, PN=1,76KW NATURAL AIR COOLING; FRAME SIZE IMB 5 (IM V1, IM V3) FLANGE 1 (1FT6 COMPATIBLE) POWER CONNECTOR ROTATABLE ABSOLUTE ENCODER 22 BITS MULTI TURN WITH DRIVE-CLIQ INTERFACE (ENCODER AM-22-DQ) CONNECTOR ROTATABLE PLAIN SHAFT, W/O HOLDING BRAKE; ACC. TOLERANCE N VIBRATION SEVERITY GRADE A+R, DEGREE OF PROTECTION IP 67 | 5122 | TEM | 1 | MC | 9.404 | 1
1FT70465AF711FH0 | SIMOTICS S SYNCHRONOUS MOTOR 1FT7, M0=7NM (100K) NN=3000RPM, PN=1,76KW NATURAL AIR COOLING; FRAME SIZE IMB 5 (IM V1, IM V3) FLANGE 1 (1FT6 COMPATIBLE) POWER CONNECTOR ROTATABLE ABSOLUTE ENCODER 22 BITS MULTI TURN WITH DRIVE-CLIQ INTERFACE (ENCODER AM-22-DQ) CONNECTOR ROTATABLE PLAIN SHAFT, WITH HOLDING BRAKE; ACCURACY TOLERANCE N VIBRATION SEVERITY GRADE A, DEGREE OF PROTECTION IP 64 | 5476 | TEM | 1 | MC | 10.103 | 1
1FT70465AF711FH1 | SIMOTICS S SYNCHRONOUS MOTOR 1FT7, M0=7NM (100K) NN=3000RPM, PN=1,76KW NATURAL AIR COOLING; FRAME SIZE IMB 5 (IM V1, IM V3) FLANGE 1 (1FT6 COMPATIBLE) POWER CONNECTOR ROTATABLE ABSOLUTE ENCODER 22 BITS MULTI TURN WITH DRIVE-CLIQ INTERFACE (ENCODER AM-22-DQ) CONNECTOR ROTATABLE PLAIN SHAFT, WITH HOLDING BRAKE; ACCURACY TOLERANCE N VIBRATION SEVERITY GRADE A, DEGREE OF PROTECTION IP 65 | 5572 | TEM | 1 | MC | 10.103 | 1
1FT70465AF711FH2 | SIMOTICS S SYNCHRONOUS MOTOR 1FT7, M0=7NM (100K) NN=3000RPM, PN=1,76KW NATURAL AIR COOLING; FRAME SIZE IMB 5 (IM V1, IM V3) FLANGE 1 (1FT6 COMPATIBLE) POWER CONNECTOR ROTATABLE ABSOLUTE ENCODER 22 BITS MULTI TURN WITH DRIVE-CLIQ INTERFACE (ENCODER AM-22-DQ) CONNECTOR ROTATABLE PLAIN SHAFT, WITH HOLDING BRAKE; ACCURACY TOLERANCE N VIBRATION SEVERITY GRADE A, DEGREE OF PROTECTION IP 67 | 5652 | TEM | 1 | MC | 10.103 | 1
1FT70465AF711MA0 | SIMOTICS S SYNCHRONOUS MOTOR 1FT7, M0=7NM (100K) NN=3000RPM, PN=1,76KW NATURAL AIR COOLING; FRAME SIZE IMB 5 (IM V1, IM V3) (1FT6 COMPATIBLE) WITH KTY TEMPERATURE SENSOR POWER CONNECTOR ROTATABLE ABSOLUTE ENCODER ENDAT 2048 S/R (ENCODER A-2048) CONNECTOR ROTATABLE SHAFT WITH FITTED KEY; W/O HOLDING BRAKE; ACC. TOLERANCE N VIBRATION SEVERITY GRADE A, DEGREE OF PROTECTION IP 64 | 4359 | TEM | 1 | MC | 9.404 | 1
1FT70465AF711MA1 | SIMOTICS S SYNCHRONOUS MOTOR 1FT7, M0=7NM (100K) NN=3000RPM, PN=1,76KW NATURAL AIR COOLING; FRAME SIZE IMB 5 (IM V1, IM V3) (1FT6 COMPATIBLE) WITH KTY TEMPERATURE SENSOR POWER CONNECTOR ROTATABLE ABSOLUTE ENCODER ENDAT 2048 S/R (ENCODER A-2048) CONNECTOR ROTATABLE SHAFT WITH FITTED KEY; W/O HOLDING BRAKE; ACC. TOLERANCE N VIBRATION SEVERITY GRADE A, DEGREE OF PROTECTION IP 65 | 4455 | TEM | 1 | MC | 9.404 | 1
1FT70465AF711MA2 | SIMOTICS S SYNCHRONOUS MOTOR 1FT7, M0=7NM (100K) NN=3000RPM, PN=1,76KW NATURAL AIR COOLING; FRAME SIZE IMB 5 (IM V1, IM V3) (1FT6 COMPATIBLE) WITH KTY TEMPERATURE SENSOR POWER CONNECTOR ROTATABLE ABSOLUTE ENCODER ENDAT 2048 S/R (ENCODER A-2048) CONNECTOR ROTATABLE SHAFT WITH FITTED KEY; W/O HOLDING BRAKE; ACC. TOLERANCE N VIBRATION SEVERITY GRADE A, DEGREE OF PROTECTION IP 67 | 4535 | TEM | 1 | MC | 9.404 | 1
1FT70465AF711MB0 | SIMOTICS S SYNCHRONOUS MOTOR 1FT7, M0=7NM (100K) NN=3000RPM, PN=1,76KW NATURAL AIR COOLING; FRAME SIZE IMB 5 (IM V1, IM V3) (1FT6 COMPATIBLE) WITH KTY TEMPERATURE SENSOR POWER CONNECTOR ROTATABLE ABSOLUTE ENCODER ENDAT 2048 S/R (ENCODER A-2048) CONNECTOR ROTATABLE SHAFT WITH FITTED KEY; WITH HOLDING BRAKE; ACC. TOLERANCE N VIBRATION SEVERITY GRADE A, DEGREE OF PROTECTION IP 64 | 5044 | TEM | 1 | MC | 10.103 | 1
1FT70465AF711MB2 | SIMOTICS S SYNCHRONOUS MOTOR 1FT7, M0=7NM (100K) NN=3000RPM, PN=1,76KW NATURAL AIR COOLING; FRAME SIZE IMB 5 (IM V1, IM V3) (1FT6 COMPATIBLE) WITH KTY TEMPERATURE SENSOR POWER CONNECTOR ROTATABLE ABSOLUTE ENCODER ENDAT 2048 S/R (ENCODER A-2048) CONNECTOR ROTATABLE SHAFT WITH FITTED KEY; WITH HOLDING BRAKE; ACC. TOLERANCE N VIBRATION SEVERITY GRADE A, DEGREE OF PROTECTION IP 67 | 5220 | TEM | 1 | MC | 10.103 | 1
1FT70465AF711MB3 | SIMOTICS S SYNCHRONOUS MOTOR 1FT7, M0=7NM (100K) NN=3000RPM, PN=1,76KW NATURAL AIR COOLING; FRAME SIZE IMB 5 (IM V1, IM V3) (1FT6 COMPATIBLE) WITH KTY TEMPERATURE SENSOR POWER CONNECTOR ROTATABLE ABSOLUTE ENCODER ENDAT 2048 S/R (ENCODER A-2048) CONNECTOR ROTATABLE SHAFT WITH FITTED KEY; WITH HOLDING BRAKE; ACC. TOLERANCE N VIBRATION SEVERITY GRADE A+R, DEGREE OF PROTECTION IP 64 | 5199 | TEM | 1 | MC | 10.103 | 1
1FT70465AF711MG0 | SIMOTICS S SYNCHRONOUS MOTOR 1FT7, M0=7NM (100K) NN=3000RPM, PN=1,76KW NATURAL AIR COOLING; FRAME SIZE IMB 5 (IM V1, IM V3) (1FT6 COMPATIBLE) WITH KTY TEMPERATURE SENSOR POWER CONNECTOR ROTATABLE ABSOLUTE ENCODER ENDAT 2048 S/R (ENCODER A-2048) CONNECTOR ROTATABLE PLAIN SHAFT, W/O HOLDING BRAKE; ACC. TOLERANCE N VIBRATION SEVERITY GRADE A, DEGREE OF PROTECTION IP 64 | 4359 | TEM | 1 | MC | 9.404 | 1
1FT70465AF711MG1 | SIMOTICS S SYNCHRONOUS MOTOR 1FT7, M0=7NM (100K) NN=3000RPM, PN=1,76KW NATURAL AIR COOLING; FRAME SIZE IMB 5 (IM V1, IM V3) (1FT6 COMPATIBLE) WITH KTY TEMPERATURE SENSOR POWER CONNECTOR ROTATABLE ABSOLUTE ENCODER ENDAT 2048 S/R (ENCODER A-2048) CONNECTOR ROTATABLE PLAIN SHAFT, W/O HOLDING BRAKE; ACC. TOLERANCE N VIBRATION SEVERITY GRADE A, DEGREE OF PROTECTION IP 65 | 4455 | TEM | 1 | MC | 9.404 | 1
1FT70465AF711MH0 | SIMOTICS S SYNCHRONOUS MOTOR 1FT7, M0=7NM (100K) NN=3000RPM, PN=1,76KW NATURAL AIR COOLING; FRAME SIZE IMB 5 (IM V1, IM V3) (1FT6 COMPATIBLE) WITH KTY TEMPERATURE SENSOR POWER CONNECTOR ROTATABLE ABSOLUTE ENCODER ENDAT 2048 S/R (ENCODER A-2048) CONNECTOR ROTATABLE PLAIN SHAFT, WITH HOLDING BRAKE; ACCURACY TOLERANCE N VIBRATION SEVERITY GRADE A, DEGREE OF PROTECTION IP 64 | 5044 | TEM | 1 | MC | 10.103 | 1
1FT70465AF711MH1 | SIMOTICS S SYNCHRONOUS MOTOR 1FT7, M0=7NM (100K) NN=3000RPM, PN=1,76KW NATURAL AIR COOLING; FRAME SIZE IMB 5 (IM V1, IM V3) (1FT6 COMPATIBLE) WITH KTY TEMPERATURE SENSOR POWER CONNECTOR ROTATABLE ABSOLUTE ENCODER ENDAT 2048 S/R (ENCODER A-2048) CONNECTOR ROTATABLE PLAIN SHAFT, WITH HOLDING BRAKE; ACCURACY TOLERANCE N VIBRATION SEVERITY GRADE A, DEGREE OF PROTECTION IP 65 | 5141 | TEM | 1 | MC | 10.103 | 1
1FT70465AF711ML1 | SIMOTICS S SYNCHRONOUS MOTOR 1FT7, M0=7NM (100K) NN=3000RPM, PN=1,76KW NATURAL AIR COOLING; FRAME SIZE IMB 5 (IM V1, IM V3) (1FT6 COMPATIBLE) WITH KTY TEMPERATURE SENSOR POWER CONNECTOR ROTATABLE ABSOLUTE ENCODER ENDAT 2048 S/R (ENCODER A-2048) CONNECTOR ROTATABLE PLAIN SHAFT, WITH HOLDING BRAKE; ACCURACY TOLERANCE R VIBRATION SEVERITY GRADE A, DEGREE OF PROTECTION IP 65 | 5298 | TEM | 1 | MC | 10.103 | 1
1FT70465AF711NA1 | SIMOTICS S SYNCHRONOUS MOTOR 1FT7, M0=7NM (100K) NN=3000RPM, PN=1,76KW NATURAL AIR COOLING; FRAME SIZE IM B5 (1FT6 COMPATIBLE) WITH KTY TEMPERATURE SENSOR POWER CONNECTOR ROTATABLE INCREM. ENCODER SIN/COS 1VSS 2048 S/R (ENCODER I-2048) CONNECTOR ROTATABLE SHAFT WITH FITTED KEY; W/O HOLDING BRAKE; ACC. TOLERANCE N VIBRATION SEVERITY GRADE A, DEGREE OF PROTECTION IP 65 | 3701 | TEM | 1 | MC | 9.404 | 1
1FT70465AF711NA2 | SIMOTICS S SYNCHRONOUS MOTOR 1FT7, M0=7NM (100K) NN=3000RPM, PN=1,76KW NATURAL AIR COOLING; FRAME SIZE IM B5 (1FT6 COMPATIBLE) WITH KTY TEMPERATURE SENSOR POWER CONNECTOR ROTATABLE INCREM. ENCODER SIN/COS 1VSS 2048 S/R (ENCODER I-2048) CONNECTOR ROTATABLE SHAFT WITH FITTED KEY; W/O HOLDING BRAKE; ACC. TOLERANCE N VIBRATION SEVERITY GRADE A, DEGREE OF PROTECTION IP 67 | 3781 | TEM | 1 | MC | 9.404 | 1
1FT70465AF711NA4 | SIMOTICS S SYNCHRONOUS MOTOR 1FT7, M0=7NM (100K) NN=3000RPM, PN=1,76KW NATURAL AIR COOLING; FRAME SIZE IM B5 (1FT6 COMPATIBLE) WITH KTY TEMPERATURE SENSOR POWER CONNECTOR ROTATABLE INCREM. ENCODER SIN/COS 1VSS 2048 S/R (ENCODER I-2048) CONNECTOR ROTATABLE SHAFT WITH FITTED KEY; W/O HOLDING BRAKE; ACC. TOLERANCE N VIBRATION SEVERITY GRADE A+R, DEGREE OF PROTECTION IP 65 | 3857 | TEM | 1 | MC | 9.404 | 1
1FT70465AF711NB0 | SIMOTICS S SYNCHRONOUS MOTOR 1FT7, M0=7NM (100K) NN=3000RPM, PN=1,76KW NATURAL AIR COOLING; FRAME SIZE IM B5 (1FT6 COMPATIBLE) WITH KTY TEMPERATURE SENSOR POWER CONNECTOR ROTATABLE INCREM. ENCODER SIN/COS 1VSS 2048 S/R (ENCODER I-2048) CONNECTOR ROTATABLE SHAFT WITH FITTED KEY; WITH HOLDING BRAKE; ACC. TOLERANCE N VIBRATION SEVERITY GRADE A, DEGREE OF PROTECTION IP 64 | 4290 | TEM | 1 | MC | 10.103 | 1
1FT70465AF711NB1 | SIMOTICS S SYNCHRONOUS MOTOR 1FT7, M0=7NM (100K) NN=3000RPM, PN=1,76KW NATURAL AIR COOLING; FRAME SIZE IM B5 (1FT6 COMPATIBLE) WITH KTY TEMPERATURE SENSOR POWER CONNECTOR ROTATABLE INCREM. ENCODER SIN/COS 1VSS 2048 S/R (ENCODER I-2048) CONNECTOR ROTATABLE SHAFT WITH FITTED KEY; WITH HOLDING BRAKE; ACC. TOLERANCE N VIBRATION SEVERITY GRADE A, DEGREE OF PROTECTION IP 65 | 4387 | TEM | 1 | MC | 10.103 | 1
1FT70465AF711NB2 | SIMOTICS S SYNCHRONOUS MOTOR 1FT7, M0=7NM (100K) NN=3000RPM, PN=1,76KW NATURAL AIR COOLING; FRAME SIZE IM B5 (1FT6 COMPATIBLE) WITH KTY TEMPERATURE SENSOR POWER CONNECTOR ROTATABLE INCREM. ENCODER SIN/COS 1VSS 2048 S/R (ENCODER I-2048) CONNECTOR ROTATABLE SHAFT WITH FITTED KEY; WITH HOLDING BRAKE; ACC. TOLERANCE N VIBRATION SEVERITY GRADE A, DEGREE OF PROTECTION IP 67 | 4466 | TEM | 1 | MC | 10.103 | 1
1FT70465AF711NG0 | SIMOTICS S SYNCHRONOUS MOTOR 1FT7, M0=7NM (100K) NN=3000RPM, PN=1,76KW NATURAL AIR COOLING; FRAME SIZE IM B5 (1FT6 COMPATIBLE) WITH KTY TEMPERATURE SENSOR POWER CONNECTOR ROTATABLE INCREM. ENCODER SIN/COS 1VSS 2048 S/R (ENCODER I-2048) CONNECTOR ROTATABLE PLAIN SHAFT, W/O HOLDING BRAKE; ACC. TOLERANCE N VIBRATION SEVERITY GRADE A, DEGREE OF PROTECTION IP 64 | 3605 | TEM | 1 | MC | 9.404 | 1
1FT70465AF711NG1 | SIMOTICS S SYNCHRONOUS MOTOR 1FT7, M0=7NM (100K) NN=3000RPM, PN=1,76KW NATURAL AIR COOLING; FRAME SIZE IM B5 (1FT6 COMPATIBLE) WITH KTY TEMPERATURE SENSOR POWER CONNECTOR ROTATABLE INCREM. ENCODER SIN/COS 1VSS 2048 S/R (ENCODER I-2048) CONNECTOR ROTATABLE PLAIN SHAFT, W/O HOLDING BRAKE; ACC. TOLERANCE N VIBRATION SEVERITY GRADE A, DEGREE OF PROTECTION IP 65 | 3701 | TEM | 1 | MC | 9.404 | 1
1FT70465AF711NH1 | SIMOTICS S SYNCHRONOUS MOTOR 1FT7, M0=7NM (100K) NN=3000RPM, PN=1,76KW NATURAL AIR COOLING; FRAME SIZE IM B5 (1FT6 COMPATIBLE) WITH KTY TEMPERATURE SENSOR POWER CONNECTOR ROTATABLE INCREM. ENCODER SIN/COS 1VSS 2048 S/R (ENCODER I-2048) CONNECTOR ROTATABLE PLAIN SHAFT, WITH HOLDING BRAKE; ACCURACY TOLERANCE N VIBRATION SEVERITY GRADE A, DEGREE OF PROTECTION IP 65 | 4387 | TEM | 1 | MC | 10.103 | 1
1FT70465AF711NH2 | SIMOTICS S SYNCHRONOUS MOTOR 1FT7, M0=7NM (100K) NN=3000RPM, PN=1,76KW NATURAL AIR COOLING; FRAME SIZE IM B5 (1FT6 COMPATIBLE) WITH KTY TEMPERATURE SENSOR POWER CONNECTOR ROTATABLE INCREM. ENCODER SIN/COS 1VSS 2048 S/R (ENCODER I-2048) CONNECTOR ROTATABLE PLAIN SHAFT, WITH HOLDING BRAKE; ACCURACY TOLERANCE N VIBRATION SEVERITY GRADE A, DEGREE OF PROTECTION IP 67 | 4466 | TEM | 1 | MC | 10.103 | 1
1FT70465AH701CA2 | SIMOTICS S SYNCHRONOUS MOTOR 1FT7, M0=7NM (100K) NN=4500RPM, PN=1,32KW NATURAL AIR COOLING; FRAME SIZE IMB 5 (IM V1, IM V3) FLANGE 0 POWER CONNECTOR ROTATABLE ABSOLUTE ENCODER 24 BITS + 12 BIT MULTITURN WITH DRIVE-CLIQ INTERFACE (ENCODER AM24DQI) SHAFT WITH FITTED KEY; W/O HOLDING BRAKE; ACC. TOLERANCE N VIBRATION SEVERITY GRADE A, DEGREE OF PROTECTION IP 67 | 4886 | TEM | 1 | MC | 9.404 | 1
1FT70465AH701CA4 | SIMOTICS S SYNCHRONOUS MOTOR 1FT7, M0=7NM (100K) NN=4500RPM, PN=1,32KW NATURAL AIR COOLING; FRAME SIZE IMB 5 (IM V1, IM V3) FLANGE 0 POWER CONNECTOR ROTATABLE ABSOLUTE ENCODER 24 BITS + 12 BIT MULTITURN WITH DRIVE-CLIQ INTERFACE (ENCODER AM24DQI) SHAFT WITH FITTED KEY; W/O HOLDING BRAKE; ACC. TOLERANCE N VIBRATION SEVERITY GRADE A+R, DEGREE OF PROTECTION IP 65 | 4963 | TEM | 1 | MC | 9.404 | 1
1FT70465AH701CB0 | SIMOTICS S SYNCHRONOUS MOTOR 1FT7, M0=7NM (100K) NN=4500RPM, PN=1,32KW NATURAL AIR COOLING; FRAME SIZE IMB 5 (IM V1, IM V3) FLANGE 0 POWER CONNECTOR ROTATABLE ABSOLUTE ENCODER 24 BITS + 12 BIT MULTITURN WITH DRIVE-CLIQ INTERFACE (ENCODER AM24DQI) SHAFT WITH FITTED KEY; WITH HOLDING BRAKE; ACC. TOLERANCE N VIBRATION SEVERITY GRADE A, DEGREE OF PROTECTION IP 64 | 5396 | TEM | 1 | MC | 10.103 | 1
1FT70465AH701CB1 | SIMOTICS S SYNCHRONOUS MOTOR 1FT7, M0=7NM (100K) NN=4500RPM, PN=1,32KW NATURAL AIR COOLING; FRAME SIZE IMB 5 (IM V1, IM V3) FLANGE 0 POWER CONNECTOR ROTATABLE ABSOLUTE ENCODER 24 BITS + 12 BIT MULTITURN WITH DRIVE-CLIQ INTERFACE (ENCODER AM24DQI) SHAFT WITH FITTED KEY; WITH HOLDING BRAKE; ACC. TOLERANCE N VIBRATION SEVERITY GRADE A, DEGREE OF PROTECTION IP 65 | 5492 | TEM | 1 | MC | 10.103 | 1
1FT70465AH701CG0 | SIMOTICS S SYNCHRONOUS MOTOR 1FT7, M0=7NM (100K) NN=4500RPM, PN=1,32KW NATURAL AIR COOLING; FRAME SIZE IMB 5 (IM V1, IM V3) FLANGE 0 POWER CONNECTOR ROTATABLE ABSOLUTE ENCODER 24 BITS + 12 BIT MULTITURN WITH DRIVE-CLIQ INTERFACE (ENCODER AM24DQI) PLAIN SHAFT, W/O HOLDING BRAKE; ACC. TOLERANCE N VIBRATION SEVERITY GRADE A, DEGREE OF PROTECTION IP 64 | 4710 | TEM | 1 | MC | 9.404 | 1
1FT70465AH701CG1 | SIMOTICS S SYNCHRONOUS MOTOR 1FT7, M0=7NM (100K) NN=4500RPM, PN=1,32KW NATURAL AIR COOLING; FRAME SIZE IMB 5 (IM V1, IM V3) FLANGE 0 POWER CONNECTOR ROTATABLE ABSOLUTE ENCODER 24 BITS + 12 BIT MULTITURN WITH DRIVE-CLIQ INTERFACE (ENCODER AM24DQI) PLAIN SHAFT, W/O HOLDING BRAKE; ACC. TOLERANCE N VIBRATION SEVERITY GRADE A, DEGREE OF PROTECTION IP 65 | 4807 | TEM | 1 | MC | 9.404 | 1
1FT70465AH701CG2 | SIMOTICS S SYNCHRONOUS MOTOR 1FT7, M0=7NM (100K) NN=4500RPM, PN=1,32KW NATURAL AIR COOLING; FRAME SIZE IMB 5 (IM V1, IM V3) FLANGE 0 POWER CONNECTOR ROTATABLE ABSOLUTE ENCODER 24 BITS + 12 BIT MULTITURN WITH DRIVE-CLIQ INTERFACE (ENCODER AM24DQI) PLAIN SHAFT, W/O HOLDING BRAKE; ACC. TOLERANCE N VIBRATION SEVERITY GRADE A, DEGREE OF PROTECTION IP 67 | 4886 | TEM | 1 | MC | 9.404 | 1
1FT70465AH701CG3 | SIMOTICS S SYNCHRONOUS MOTOR 1FT7, M0=7NM (100K) NN=4500RPM, PN=1,32KW NATURAL AIR COOLING; FRAME SIZE IMB 5 (IM V1, IM V3) FLANGE 0 POWER CONNECTOR ROTATABLE ABSOLUTE ENCODER 24 BITS + 12 BIT MULTITURN WITH DRIVE-CLIQ INTERFACE (ENCODER AM24DQI) PLAIN SHAFT, W/O HOLDING BRAKE; ACC. TOLERANCE N VIBRATION SEVERITY GRADE A+R, DEGREE OF PROTECTION IP 64 | 4865 | TEM | 1 | MC | 9.404 | 1
1FT70465AH701CG4 | SIMOTICS S SYNCHRONOUS MOTOR 1FT7, M0=7NM (100K) NN=4500RPM, PN=1,32KW NATURAL AIR COOLING; FRAME SIZE IMB 5 (IM V1, IM V3) FLANGE 0 POWER CONNECTOR ROTATABLE ABSOLUTE ENCODER 24 BITS + 12 BIT MULTITURN WITH DRIVE-CLIQ INTERFACE (ENCODER AM24DQI) PLAIN SHAFT, W/O HOLDING BRAKE; ACC. TOLERANCE N VIBRATION SEVERITY GRADE A+R, DEGREE OF PROTECTION IP 65 | 4963 | TEM | 1 | MC | 9.404 | 1
1FT70465AH701CG5 | SIMOTICS S SYNCHRONOUS MOTOR 1FT7, M0=7NM (100K) NN=4500RPM, PN=1,32KW NATURAL AIR COOLING; FRAME SIZE IMB 5 (IM V1, IM V3) FLANGE 0 POWER CONNECTOR ROTATABLE ABSOLUTE ENCODER 24 BITS + 12 BIT MULTITURN WITH DRIVE-CLIQ INTERFACE (ENCODER AM24DQI) PLAIN SHAFT, W/O HOLDING BRAKE; ACC. TOLERANCE N VIBRATION SEVERITY GRADE A+R, DEGREE OF PROTECTION IP 67 | 5042 | TEM | 1 | MC | 9.404 | 1
1FT70465AH701CH0 | SIMOTICS S SYNCHRONOUS MOTOR 1FT7, M0=7NM (100K) NN=4500RPM, PN=1,32KW NATURAL AIR COOLING; FRAME SIZE IMB 5 (IM V1, IM V3) FLANGE 0 POWER CONNECTOR ROTATABLE ABSOLUTE ENCODER 24 BITS + 12 BIT MULTITURN WITH DRIVE-CLIQ INTERFACE (ENCODER AM24DQI) PLAIN SHAFT, WITH HOLDING BRAKE; ACCURACY TOLERANCE N VIBRATION SEVERITY GRADE A, DEGREE OF PROTECTION IP 64 | 5396 | TEM | 1 | MC | 10.103 | 1
1FT70465AH701CH1 | SIMOTICS S SYNCHRONOUS MOTOR 1FT7, M0=7NM (100K) NN=4500RPM, PN=1,32KW NATURAL AIR COOLING; FRAME SIZE IMB 5 (IM V1, IM V3) FLANGE 0 POWER CONNECTOR ROTATABLE ABSOLUTE ENCODER 24 BITS + 12 BIT MULTITURN WITH DRIVE-CLIQ INTERFACE (ENCODER AM24DQI) PLAIN SHAFT, WITH HOLDING BRAKE; ACCURACY TOLERANCE N VIBRATION SEVERITY GRADE A, DEGREE OF PROTECTION IP 65 | 5492 | TEM | 1 | MC | 10.103 | 1
1FT70465AH701CH2 | SIMOTICS S SYNCHRONOUS MOTOR 1FT7, M0=7NM (100K) NN=4500RPM, PN=1,32KW NATURAL AIR COOLING; FRAME SIZE IMB 5 (IM V1, IM V3) FLANGE 0 POWER CONNECTOR ROTATABLE ABSOLUTE ENCODER 24 BITS + 12 BIT MULTITURN WITH DRIVE-CLIQ INTERFACE (ENCODER AM24DQI) PLAIN SHAFT, WITH HOLDING BRAKE; ACCURACY TOLERANCE N VIBRATION SEVERITY GRADE A, DEGREE OF PROTECTION IP 67 | 5572 | TEM | 1 | MC | 10.103 | 1
1FT70465AH701CK1 | SIMOTICS S SYNCHRONOUS MOTOR 1FT7, M0=7NM (100K) NN=4500RPM, PN=1,32KW NATURAL AIR COOLING; FRAME SIZE IMB 5 (IM V1, IM V3) FLANGE 0 POWER CONNECTOR ROTATABLE ABSOLUTE ENCODER 24 BITS + 12 BIT MULTITURN WITH DRIVE-CLIQ INTERFACE (ENCODER AM24DQI) PLAIN SHAFT, W/O HOLDING BRAKE; ACC. TOLERANCE R VIBRATION SEVERITY GRADE A, DEGREE OF PROTECTION IP 65 | 4966 | TEM | 1 | MC | 9.404 | 1
1FT70465AH701CL1 | SIMOTICS S SYNCHRONOUS MOTOR 1FT7, M0=7NM (100K) NN=4500RPM, PN=1,32KW NATURAL AIR COOLING; FRAME SIZE IMB 5 (IM V1, IM V3) FLANGE 0 POWER CONNECTOR ROTATABLE ABSOLUTE ENCODER 24 BITS + 12 BIT MULTITURN WITH DRIVE-CLIQ INTERFACE (ENCODER AM24DQI) PLAIN SHAFT, WITH HOLDING BRAKE; ACCURACY TOLERANCE R VIBRATION SEVERITY GRADE A, DEGREE OF PROTECTION IP 65 | 5649 | TEM | 1 | MC | 10.103 | 1
1FT70465AH701CL4 | SIMOTICS S SYNCHRONOUS MOTOR 1FT7, M0=7NM (100K) NN=4500RPM, PN=1,32KW NATURAL AIR COOLING; FRAME SIZE IMB 5 (IM V1, IM V3) FLANGE 0 POWER CONNECTOR ROTATABLE ABSOLUTE ENCODER 24 BITS + 12 BIT MULTITURN WITH DRIVE-CLIQ INTERFACE (ENCODER AM24DQI) PLAIN SHAFT, WITH HOLDING BRAKE; ACCURACY TOLERANCE R VIBRATION SEVERITY GRADE A+R, DEGREE OF PROTECTION IP 65 | 5805 | TEM | 1 | MC | 10.103 | 1
1FT70465AH701DA0 | SIMOTICS S SYNCHRONOUS MOTOR 1FT7, M0=7NM (100K) NN=4500RPM, PN=1,32KW NATURAL AIR COOLING; FRAME SIZE IMB 5 (IM V1, IM V3) FLANGE 0 POWER CONNECTOR ROTATABLE INCREMENTAL ENCODER 2048 S/R WITH DRIVE-CLIQ INTERFACE (ENCODER I-2048) CONNECTOR ROTATABLE SHAFT WITH FITTED KEY; W/O HOLDING BRAKE; ACC. TOLERANCE N VIBRATION SEVERITY GRADE A, DEGREE OF PROTECTION IP 64 | 4026 | TEM | 1 | MC | 9.404 | 1
1FT70465AH701DA2 | SIMOTICS S SYNCHRONOUS MOTOR 1FT7, M0=7NM (100K) NN=4500RPM, PN=1,32KW NATURAL AIR COOLING; FRAME SIZE IMB 5 (IM V1, IM V3) FLANGE 0 POWER CONNECTOR ROTATABLE INCREMENTAL ENCODER 2048 S/R WITH DRIVE-CLIQ INTERFACE (ENCODER I-2048) CONNECTOR ROTATABLE SHAFT WITH FITTED KEY; W/O HOLDING BRAKE; ACC. TOLERANCE N VIBRATION SEVERITY GRADE A, DEGREE OF PROTECTION IP 67 | 4201 | TEM | 1 | MC | 9.404 | 1
1FT70465AH701DB0 | SIMOTICS S SYNCHRONOUS MOTOR 1FT7, M0=7NM (100K) NN=4500RPM, PN=1,32KW NATURAL AIR COOLING; FRAME SIZE IMB 5 (IM V1, IM V3) FLANGE 0 POWER CONNECTOR ROTATABLE INCREMENTAL ENCODER 2048 S/R WITH DRIVE-CLIQ INTERFACE (ENCODER I-2048) CONNECTOR ROTATABLE SHAFT WITH FITTED KEY; WITH HOLDING BRAKE; ACC. TOLERANCE N VIBRATION SEVERITY GRADE A, DEGREE OF PROTECTION IP 64 | 4711 | TEM | 1 | MC | 10.103 | 1
1FT70465AH701DB2 | SIMOTICS S SYNCHRONOUS MOTOR 1FT7, M0=7NM (100K) NN=4500RPM, PN=1,32KW NATURAL AIR COOLING; FRAME SIZE IMB 5 (IM V1, IM V3) FLANGE 0 POWER CONNECTOR ROTATABLE INCREMENTAL ENCODER 2048 S/R WITH DRIVE-CLIQ INTERFACE (ENCODER I-2048) CONNECTOR ROTATABLE SHAFT WITH FITTED KEY; WITH HOLDING BRAKE; ACC. TOLERANCE N VIBRATION SEVERITY GRADE A, DEGREE OF PROTECTION IP 67 | 4887 | TEM | 1 | MC | 10.103 | 1
1FT70465AH701DB4 | SIMOTICS S SYNCHRONOUS MOTOR 1FT7, M0=7NM (100K) NN=4500RPM, PN=1,32KW NATURAL AIR COOLING; FRAME SIZE IMB 5 (IM V1, IM V3) FLANGE 0 POWER CONNECTOR ROTATABLE INCREMENTAL ENCODER 2048 S/R WITH DRIVE-CLIQ INTERFACE (ENCODER I-2048) CONNECTOR ROTATABLE SHAFT WITH FITTED KEY; WITH HOLDING BRAKE; ACC. TOLERANCE N VIBRATION SEVERITY GRADE A+R, DEGREE OF PROTECTION IP 65 | 4963 | TEM | 1 | MC | 10.103 | 1
1FT70465AH701DG0 | SIMOTICS S SYNCHRONOUS MOTOR 1FT7, M0=7NM (100K) NN=4500RPM, PN=1,32KW NATURAL AIR COOLING; FRAME SIZE IMB 5 (IM V1, IM V3) FLANGE 0 POWER CONNECTOR ROTATABLE INCREMENTAL ENCODER 2048 S/R WITH DRIVE-CLIQ INTERFACE (ENCODER I-2048) CONNECTOR ROTATABLE PLAIN SHAFT, W/O HOLDING BRAKE; ACC. TOLERANCE N VIBRATION SEVERITY GRADE A, DEGREE OF PROTECTION IP 64 | 4026 | TEM | 1 | MC | 9.404 | 1
1FT70465AH701DG2 | SIMOTICS S SYNCHRONOUS MOTOR 1FT7, M0=7NM (100K) NN=4500RPM, PN=1,32KW NATURAL AIR COOLING; FRAME SIZE IMB 5 (IM V1, IM V3) FLANGE 0 POWER CONNECTOR ROTATABLE INCREMENTAL ENCODER 2048 S/R WITH DRIVE-CLIQ INTERFACE (ENCODER I-2048) CONNECTOR ROTATABLE PLAIN SHAFT, W/O HOLDING BRAKE; ACC. TOLERANCE N VIBRATION SEVERITY GRADE A, DEGREE OF PROTECTION IP 67 | 4201 | TEM | 1 | MC | 9.404 | 1
1FT70465AH701DG3 | SIMOTICS S SYNCHRONOUS MOTOR 1FT7, M0=7NM (100K) NN=4500RPM, PN=1,32KW NATURAL AIR COOLING; FRAME SIZE IMB 5 (IM V1, IM V3) FLANGE 0 POWER CONNECTOR ROTATABLE INCREMENTAL ENCODER 2048 S/R WITH DRIVE-CLIQ INTERFACE (ENCODER I-2048) CONNECTOR ROTATABLE PLAIN SHAFT, W/O HOLDING BRAKE; ACC. TOLERANCE N VIBRATION SEVERITY GRADE A+R, DEGREE OF PROTECTION IP 64 | 4180 | TEM | 1 | MC | 9.404 | 1
1FT70465AH701DH0 | SIMOTICS S SYNCHRONOUS MOTOR 1FT7, M0=7NM (100K) NN=4500RPM, PN=1,32KW NATURAL AIR COOLING; FRAME SIZE IMB 5 (IM V1, IM V3) FLANGE 0 POWER CONNECTOR ROTATABLE INCREMENTAL ENCODER 2048 S/R WITH DRIVE-CLIQ INTERFACE (ENCODER I-2048) CONNECTOR ROTATABLE PLAIN SHAFT, WITH HOLDING BRAKE; ACCURACY TOLERANCE N VIBRATION SEVERITY GRADE A, DEGREE OF PROTECTION IP 64 | 4711 | TEM | 1 | MC | 10.103 | 1
1FT70465AH701DH1 | SIMOTICS S SYNCHRONOUS MOTOR 1FT7, M0=7NM (100K) NN=4500RPM, PN=1,32KW NATURAL AIR COOLING; FRAME SIZE IMB 5 (IM V1, IM V3) FLANGE 0 POWER CONNECTOR ROTATABLE INCREMENTAL ENCODER 2048 S/R WITH DRIVE-CLIQ INTERFACE (ENCODER I-2048) CONNECTOR ROTATABLE PLAIN SHAFT, WITH HOLDING BRAKE; ACCURACY TOLERANCE N VIBRATION SEVERITY GRADE A, DEGREE OF PROTECTION IP 65 | 4807 | TEM | 1 | MC | 10.103 | 1
1FT70465AH701DK4 | SIMOTICS S SYNCHRONOUS MOTOR 1FT7, M0=7NM (100K) NN=4500RPM, PN=1,32KW NATURAL AIR COOLING; FRAME SIZE IMB 5 (IM V1, IM V3) FLANGE 0 POWER CONNECTOR ROTATABLE INCREMENTAL ENCODER 2048 S/R WITH DRIVE-CLIQ INTERFACE (ENCODER I-2048) CONNECTOR ROTATABLE PLAIN SHAFT, W/O HOLDING BRAKE; ACC. TOLERANCE R VIBRATION SEVERITY GRADE A+R, DEGREE OF PROTECTION IP 65 | 4437 | TEM | 1 | MC | 9.404 | 1
1FT70465AH701DL0 | SIMOTICS S SYNCHRONOUS MOTOR 1FT7, M0=7NM (100K) NN=4500RPM, PN=1,32KW NATURAL AIR COOLING; FRAME SIZE IMB 5 (IM V1, IM V3) FLANGE 0 POWER CONNECTOR ROTATABLE INCREMENTAL ENCODER 2048 S/R WITH DRIVE-CLIQ INTERFACE (ENCODER I-2048) CONNECTOR ROTATABLE PLAIN SHAFT, WITH HOLDING BRAKE; ACCURACY TOLERANCE R VIBRATION SEVERITY GRADE A, DEGREE OF PROTECTION IP 64 | 4868 | TEM | 1 | MC | 10.103 | 1
1FT70465AH701FA0 | SIMOTICS S SYNCHRONOUS MOTOR 1FT7, M0=7NM (100K) NN=4500RPM, PN=1,32KW NATURAL AIR COOLING; FRAME SIZE IMB 5 (IM V1, IM V3) FLANGE 0 POWER CONNECTOR ROTATABLE ABSOLUTE ENCODER 22 BITS MULTI TURN WITH DRIVE-CLIQ INTERFACE (ENCODER AM-22-DQ) CONNECTOR ROTATABLE SHAFT WITH FITTED KEY; W/O HOLDING BRAKE; ACC. TOLERANCE N VIBRATION SEVERITY GRADE A, DEGREE OF PROTECTION IP 64 | 4791 | TEM | 1 | MC | 9.404 | 1
1FT70465AH701FB0 | SIMOTICS S SYNCHRONOUS MOTOR 1FT7, M0=7NM (100K) NN=4500RPM, PN=1,32KW NATURAL AIR COOLING; FRAME SIZE IMB 5 (IM V1, IM V3) FLANGE 0 POWER CONNECTOR ROTATABLE ABSOLUTE ENCODER 22 BITS MULTI TURN WITH DRIVE-CLIQ INTERFACE (ENCODER AM-22-DQ) CONNECTOR ROTATABLE SHAFT WITH FITTED KEY; WITH HOLDING BRAKE; ACC. TOLERANCE N VIBRATION SEVERITY GRADE A, DEGREE OF PROTECTION IP 64 | 5476 | TEM | 1 | MC | 10.103 | 1
1FT70465AH701FB3 | SIMOTICS S SYNCHRONOUS MOTOR 1FT7, M0=7NM (100K) NN=4500RPM, PN=1,32KW NATURAL AIR COOLING; FRAME SIZE IMB 5 (IM V1, IM V3) FLANGE 0 POWER CONNECTOR ROTATABLE ABSOLUTE ENCODER 22 BITS MULTI TURN WITH DRIVE-CLIQ INTERFACE (ENCODER AM-22-DQ) CONNECTOR ROTATABLE SHAFT WITH FITTED KEY; WITH HOLDING BRAKE; ACC. TOLERANCE N VIBRATION SEVERITY GRADE A+R, DEGREE OF PROTECTION IP 64 | 5631 | TEM | 1 | MC | 10.103 | 1
1FT70465AH701FG2 | SIMOTICS S SYNCHRONOUS MOTOR 1FT7, M0=7NM (100K) NN=4500RPM, PN=1,32KW NATURAL AIR COOLING; FRAME SIZE IMB 5 (IM V1, IM V3) FLANGE 0 POWER CONNECTOR ROTATABLE ABSOLUTE ENCODER 22 BITS MULTI TURN WITH DRIVE-CLIQ INTERFACE (ENCODER AM-22-DQ) CONNECTOR ROTATABLE PLAIN SHAFT, W/O HOLDING BRAKE; ACC. TOLERANCE N VIBRATION SEVERITY GRADE A, DEGREE OF PROTECTION IP 67 | 4966 | TEM | 1 | MC | 9.404 | 1
1FT70465AH701FH1 | SIMOTICS S SYNCHRONOUS MOTOR 1FT7, M0=7NM (100K) NN=4500RPM, PN=1,32KW NATURAL AIR COOLING; FRAME SIZE IMB 5 (IM V1, IM V3) FLANGE 0 POWER CONNECTOR ROTATABLE ABSOLUTE ENCODER 22 BITS MULTI TURN WITH DRIVE-CLIQ INTERFACE (ENCODER AM-22-DQ) CONNECTOR ROTATABLE PLAIN SHAFT, WITH HOLDING BRAKE; ACCURACY TOLERANCE N VIBRATION SEVERITY GRADE A, DEGREE OF PROTECTION IP 65 | 5572 | TEM | 1 | MC | 10.103 | 1
1FT70465AH701FH2 | SIMOTICS S SYNCHRONOUS MOTOR 1FT7, M0=7NM (100K) NN=4500RPM, PN=1,32KW NATURAL AIR COOLING; FRAME SIZE IMB 5 (IM V1, IM V3) FLANGE 0 POWER CONNECTOR ROTATABLE ABSOLUTE ENCODER 22 BITS MULTI TURN WITH DRIVE-CLIQ INTERFACE (ENCODER AM-22-DQ) CONNECTOR ROTATABLE PLAIN SHAFT, WITH HOLDING BRAKE; ACCURACY TOLERANCE N VIBRATION SEVERITY GRADE A, DEGREE OF PROTECTION IP 67 | 5652 | TEM | 1 | MC | 10.103 | 1
1FT70465AH701FH3 | SIMOTICS S SYNCHRONOUS MOTOR 1FT7, M0=7NM (100K) NN=4500RPM, PN=1,32KW NATURAL AIR COOLING; FRAME SIZE IMB 5 (IM V1, IM V3) FLANGE 0 POWER CONNECTOR ROTATABLE ABSOLUTE ENCODER 22 BITS MULTI TURN WITH DRIVE-CLIQ INTERFACE (ENCODER AM-22-DQ) CONNECTOR ROTATABLE PLAIN SHAFT, WITH HOLDING BRAKE; ACCURACY TOLERANCE N VIBRATION SEVERITY GRADE A+R, DEGREE OF PROTECTION IP 64 | 5631 | TEM | 1 | MC | 10.103 | 1
1FT70465AH701FH5 | SIMOTICS S SYNCHRONOUS MOTOR 1FT7, M0=7NM (100K) NN=4500RPM, PN=1,32KW NATURAL AIR COOLING; FRAME SIZE IMB 5 (IM V1, IM V3) FLANGE 0 POWER CONNECTOR ROTATABLE ABSOLUTE ENCODER 22 BITS MULTI TURN WITH DRIVE-CLIQ INTERFACE (ENCODER AM-22-DQ) CONNECTOR ROTATABLE PLAIN SHAFT, WITH HOLDING BRAKE; ACCURACY TOLERANCE N VIBRATION SEVERITY GRADE A+R, DEGREE OF PROTECTION IP 67 | 5808 | TEM | 1 | MC | 10.103 | 1
1FT70465AH701FK1 | SIMOTICS S SYNCHRONOUS MOTOR 1FT7, M0=7NM (100K) NN=4500RPM, PN=1,32KW NATURAL AIR COOLING; FRAME SIZE IMB 5 (IM V1, IM V3) FLANGE 0 POWER CONNECTOR ROTATABLE ABSOLUTE ENCODER 22 BITS MULTI TURN WITH DRIVE-CLIQ INTERFACE (ENCODER AM-22-DQ) CONNECTOR ROTATABLE PLAIN SHAFT, W/O HOLDING BRAKE; ACC. TOLERANCE R VIBRATION SEVERITY GRADE A, DEGREE OF PROTECTION IP 65 | 5046 | TEM | 1 | MC | 9.404 | 1
1FT70465AH701MG2 | SIMOTICS S SYNCHRONOUS MOTOR 1FT7, M0=7NM (100K) NN=4500RPM, PN=1,32KW NATURAL AIR COOLING; FRAME SIZE IMB 5 (IM V1, IM V3) FLANGE (COMPACT) WITH KTY TEMPERATURE SENSOR POWER CONNECTOR ROTATABLE ABSOLUTE ENCODER ENDAT 2048 S/R (ENCODER A-2048) CONNECTOR ROTATABLE PLAIN SHAFT, W/O HOLDING BRAKE; ACC. TOLERANCE N VIBRATION SEVERITY GRADE A, DEGREE OF PROTECTION IP 67 | 4535 | TEM | 1 | MC | 9.404 | 1
1FT70465AH701MH0 | SIMOTICS S SYNCHRONOUS MOTOR 1FT7, M0=7NM (100K) NN=4500RPM, PN=1,32KW NATURAL AIR COOLING; FRAME SIZE IMB 5 (IM V1, IM V3) FLANGE (COMPACT) WITH KTY TEMPERATURE SENSOR POWER CONNECTOR ROTATABLE ABSOLUTE ENCODER ENDAT 2048 S/R (ENCODER A-2048) CONNECTOR ROTATABLE PLAIN SHAFT, WITH HOLDING BRAKE; ACCURACY TOLERANCE N VIBRATION SEVERITY GRADE A, DEGREE OF PROTECTION IP 64 | 5044 | TEM | 1 | MC | 10.103 | 1
1FT70465AH701NA1 | SIMOTICS S SYNCHRONOUS MOTOR 1FT7, M0=7NM (100K) NN=4500RPM, PN=1,32KW NATURAL AIR COOLING; FRAME SIZE IMB 5 (IM V1, IM V3) FLANGE (COMPACT) WITH KTY TEMPERATURE SENSOR POWER CONNECTOR ROTATABLE INCREM. ENCODER SIN/COS 1VSS 2048 S/R (ENCODER I-2048) CONNECTOR ROTATABLE SHAFT WITH FITTED KEY; W/O HOLDING BRAKE; ACC. TOLERANCE N VIBRATION SEVERITY GRADE A, DEGREE OF PROTECTION IP 65 | 3701 | TEM | 1 | MC | 9.404 | 1
1FT70465AH701NH0 | SIMOTICS S SYNCHRONOUS MOTOR 1FT7, M0=7NM (100K) NN=4500RPM, PN=1,32KW NATURAL AIR COOLING; FRAME SIZE IMB 5 (IM V1, IM V3) FLANGE (COMPACT) WITH KTY TEMPERATURE SENSOR POWER CONNECTOR ROTATABLE INCREM. ENCODER SIN/COS 1VSS 2048 S/R (ENCODER I-2048) CONNECTOR ROTATABLE PLAIN SHAFT, WITH HOLDING BRAKE; ACCURACY TOLERANCE N VIBRATION SEVERITY GRADE A, DEGREE OF PROTECTION IP 64 | 4290 | TEM | 1 | MC | 10.103 | 1
1FT70465AH711BA0 | SIMOTICS S SYNCHRONOUS MOTOR 1FT7, M0=7NM (100K) NN=4500RPM, PN=1,32KW NATURAL AIR COOLING; FRAME SIZE IMB 5 (IM V1, IM V3) FLANGE 1 (1FT6 COMPATIBLE) POWER CONNECTOR ROTATABLE ABSOLUTE VALUE ENCODER SINGLETURN 24 BIT WITH DRIVE-CLIQ INTERFACE (ENCODER AS24DQI) SHAFT WITH FITTED KEY; W/O HOLDING BRAKE; ACC. TOLERANCE N VIBRATION SEVERITY GRADE A, DEGREE OF PROTECTION IP 64 | 3945 | TEM | 1 | MC | 9.404 | 1
1FT70465AH711BB1 | SIMOTICS S SYNCHRONOUS MOTOR 1FT7, M0=7NM (100K) NN=4500RPM, PN=1,32KW NATURAL AIR COOLING; FRAME SIZE IMB 5 (IM V1, IM V3) FLANGE 1 (1FT6 COMPATIBLE) POWER CONNECTOR ROTATABLE ABSOLUTE VALUE ENCODER SINGLETURN 24 BIT WITH DRIVE-CLIQ INTERFACE (ENCODER AS24DQI) SHAFT WITH FITTED KEY; WITH HOLDING BRAKE; ACC. TOLERANCE N VIBRATION SEVERITY GRADE A, DEGREE OF PROTECTION IP 65 | 4727 | TEM | 1 | MC | 10.103 | 1
1FT70465AH711BG1 | SIMOTICS S SYNCHRONOUS MOTOR 1FT7, M0=7NM (100K) NN=4500RPM, PN=1,32KW NATURAL AIR COOLING; FRAME SIZE IMB 5 (IM V1, IM V3) FLANGE 1 (1FT6 COMPATIBLE) POWER CONNECTOR ROTATABLE ABSOLUTE VALUE ENCODER SINGLETURN 24 BIT WITH DRIVE-CLIQ INTERFACE (ENCODER AS24DQI) PLAIN SHAFT, W/O HOLDING BRAKE; ACC. TOLERANCE N VIBRATION SEVERITY GRADE A, DEGREE OF PROTECTION IP 65 | 4042 | TEM | 1 | MC | 9.404 | 1
1FT70465AH711BG5 | SIMOTICS S SYNCHRONOUS MOTOR 1FT7, M0=7NM (100K) NN=4500RPM, PN=1,32KW NATURAL AIR COOLING; FRAME SIZE IMB 5 (IM V1, IM V3) FLANGE 1 (1FT6 COMPATIBLE) POWER CONNECTOR ROTATABLE ABSOLUTE VALUE ENCODER SINGLETURN 24 BIT WITH DRIVE-CLIQ INTERFACE (ENCODER AS24DQI) PLAIN SHAFT, W/O HOLDING BRAKE; ACC. TOLERANCE N VIBRATION SEVERITY GRADE A+R, DEGREE OF PROTECTION IP 67 | 4277 | TEM | 1 | MC | 9.404 | 1
1FT70465AH711BH0 | SIMOTICS S SYNCHRONOUS MOTOR 1FT7, M0=7NM (100K) NN=4500RPM, PN=1,32KW NATURAL AIR COOLING; FRAME SIZE IMB 5 (IM V1, IM V3) FLANGE 1 (1FT6 COMPATIBLE) POWER CONNECTOR ROTATABLE ABSOLUTE VALUE ENCODER SINGLETURN 24 BIT WITH DRIVE-CLIQ INTERFACE (ENCODER AS24DQI) PLAIN SHAFT, WITH HOLDING BRAKE; ACCURACY TOLERANCE N VIBRATION SEVERITY GRADE A, DEGREE OF PROTECTION IP 64 | 4631 | TEM | 1 | MC | 10.103 | 1
1FT70465AH711BK3 | SIMOTICS S SYNCHRONOUS MOTOR 1FT7, M0=7NM (100K) NN=4500RPM, PN=1,32KW NATURAL AIR COOLING; FRAME SIZE IMB 5 (IM V1, IM V3) FLANGE 1 (1FT6 COMPATIBLE) POWER CONNECTOR ROTATABLE ABSOLUTE VALUE ENCODER SINGLETURN 24 BIT WITH DRIVE-CLIQ INTERFACE (ENCODER AS24DQI) PLAIN SHAFT, W/O HOLDING BRAKE; ACC. TOLERANCE R VIBRATION SEVERITY GRADE A+R, DEGREE OF PROTECTION IP 64 | 4260 | TEM | 1 | MC | 9.404 | 1
1FT70465AH711CA1 | SIMOTICS S SYNCHRONOUS MOTOR 1FT7, M0=7NM (100K) NN=4500RPM, PN=1,32KW NATURAL AIR COOLING; FRAME SIZE IMB 5 (IM V1, IM V3) FLANGE 1 (1FT6 COMPATIBLE) POWER CONNECTOR ROTATABLE ABSOLUTE ENCODER 24 BITS + 12 BIT MULTITURN WITH DRIVE-CLIQ INTERFACE (ENCODER AM24DQI) SHAFT WITH FITTED KEY; W/O HOLDING BRAKE; ACC. TOLERANCE N VIBRATION SEVERITY GRADE A, DEGREE OF PROTECTION IP 65 | 4807 | TEM | 1 | MC | 9.404 | 1
1FT70465AH711CB1 | SIMOTICS S SYNCHRONOUS MOTOR 1FT7, M0=7NM (100K) NN=4500RPM, PN=1,32KW NATURAL AIR COOLING; FRAME SIZE IMB 5 (IM V1, IM V3) FLANGE 1 (1FT6 COMPATIBLE) POWER CONNECTOR ROTATABLE ABSOLUTE ENCODER 24 BITS + 12 BIT MULTITURN WITH DRIVE-CLIQ INTERFACE (ENCODER AM24DQI) SHAFT WITH FITTED KEY; WITH HOLDING BRAKE; ACC. TOLERANCE N VIBRATION SEVERITY GRADE A, DEGREE OF PROTECTION IP 65 | 5492 | TEM | 1 | MC | 10.103 | 1
1FT70465AH711CG1 | SIMOTICS S SYNCHRONOUS MOTOR 1FT7, M0=7NM (100K) NN=4500RPM, PN=1,32KW NATURAL AIR COOLING; FRAME SIZE IMB 5 (IM V1, IM V3) FLANGE 1 (1FT6 COMPATIBLE) POWER CONNECTOR ROTATABLE ABSOLUTE ENCODER 24 BITS + 12 BIT MULTITURN WITH DRIVE-CLIQ INTERFACE (ENCODER AM24DQI) PLAIN SHAFT, W/O HOLDING BRAKE; ACC. TOLERANCE N VIBRATION SEVERITY GRADE A, DEGREE OF PROTECTION IP 65 | 4807 | TEM | 1 | MC | 9.404 | 1
1FT70465AH711CG3 | SIMOTICS S SYNCHRONOUS MOTOR 1FT7, M0=7NM (100K) NN=4500RPM, PN=1,32KW NATURAL AIR COOLING; FRAME SIZE IMB 5 (IM V1, IM V3) FLANGE 1 (1FT6 COMPATIBLE) POWER CONNECTOR ROTATABLE ABSOLUTE ENCODER 24 BITS + 12 BIT MULTITURN WITH DRIVE-CLIQ INTERFACE (ENCODER AM24DQI) PLAIN SHAFT, W/O HOLDING BRAKE; ACC. TOLERANCE N VIBRATION SEVERITY GRADE A+R, DEGREE OF PROTECTION IP 64 | 4865 | TEM | 1 | MC | 9.404 | 1
1FT70465AH711CG4 | SIMOTICS S SYNCHRONOUS MOTOR 1FT7, M0=7NM (100K) NN=4500RPM, PN=1,32KW NATURAL AIR COOLING; FRAME SIZE IMB 5 (IM V1, IM V3) FLANGE 1 (1FT6 COMPATIBLE) POWER CONNECTOR ROTATABLE ABSOLUTE ENCODER 24 BITS + 12 BIT MULTITURN WITH DRIVE-CLIQ INTERFACE (ENCODER AM24DQI) PLAIN SHAFT, W/O HOLDING BRAKE; ACC. TOLERANCE N VIBRATION SEVERITY GRADE A+R, DEGREE OF PROTECTION IP 65 | 4963 | TEM | 1 | MC | 9.404 | 1
1FT70465AH711CH0 | SIMOTICS S SYNCHRONOUS MOTOR 1FT7, M0=7NM (100K) NN=4500RPM, PN=1,32KW NATURAL AIR COOLING; FRAME SIZE IMB 5 (IM V1, IM V3) FLANGE 1 (1FT6 COMPATIBLE) POWER CONNECTOR ROTATABLE ABSOLUTE ENCODER 24 BITS + 12 BIT MULTITURN WITH DRIVE-CLIQ INTERFACE (ENCODER AM24DQI) PLAIN SHAFT, WITH HOLDING BRAKE; ACCURACY TOLERANCE N VIBRATION SEVERITY GRADE A, DEGREE OF PROTECTION IP 64 | 5396 | TEM | 1 | MC | 10.103 | 1
1FT70465AH711CH1 | SIMOTICS S SYNCHRONOUS MOTOR 1FT7, M0=7NM (100K) NN=4500RPM, PN=1,32KW NATURAL AIR COOLING; FRAME SIZE IMB 5 (IM V1, IM V3) FLANGE 1 (1FT6 COMPATIBLE) POWER CONNECTOR ROTATABLE ABSOLUTE ENCODER 24 BITS + 12 BIT MULTITURN WITH DRIVE-CLIQ INTERFACE (ENCODER AM24DQI) PLAIN SHAFT, WITH HOLDING BRAKE; ACCURACY TOLERANCE N VIBRATION SEVERITY GRADE A, DEGREE OF PROTECTION IP 65 | 5492 | TEM | 1 | MC | 10.103 | 1
1FT70465AH711CH2 | SIMOTICS S SYNCHRONOUS MOTOR 1FT7, M0=7NM (100K) NN=4500RPM, PN=1,32KW NATURAL AIR COOLING; FRAME SIZE IMB 5 (IM V1, IM V3) FLANGE 1 (1FT6 COMPATIBLE) POWER CONNECTOR ROTATABLE ABSOLUTE ENCODER 24 BITS + 12 BIT MULTITURN WITH DRIVE-CLIQ INTERFACE (ENCODER AM24DQI) PLAIN SHAFT, WITH HOLDING BRAKE; ACCURACY TOLERANCE N VIBRATION SEVERITY GRADE A, DEGREE OF PROTECTION IP 67 | 5572 | TEM | 1 | MC | 10.103 | 1
1FT70465AH711DA0 | SIMOTICS S SYNCHRONOUS MOTOR 1FT7, M0=7NM (100K) NN=4500RPM, PN=1,32KW NATURAL AIR COOLING; FRAME SIZE IMB 5 (IM V1, IM V3) FLANGE 1 (1FT6 COMPATIBLE) POWER CONNECTOR ROTATABLE INCREMENTAL ENCODER 2048 S/R WITH DRIVE-CLIQ INTERFACE (ENCODER I-2048) CONNECTOR ROTATABLE SHAFT WITH FITTED KEY; W/O HOLDING BRAKE; ACC. TOLERANCE N VIBRATION SEVERITY GRADE A, DEGREE OF PROTECTION IP 64 | 4026 | TEM | 1 | MC | 9.404 | 1
1FT70465AH711DB0 | SIMOTICS S SYNCHRONOUS MOTOR 1FT7, M0=7NM (100K) NN=4500RPM, PN=1,32KW NATURAL AIR COOLING; FRAME SIZE IMB 5 (IM V1, IM V3) FLANGE 1 (1FT6 COMPATIBLE) POWER CONNECTOR ROTATABLE INCREMENTAL ENCODER 2048 S/R WITH DRIVE-CLIQ INTERFACE (ENCODER I-2048) CONNECTOR ROTATABLE SHAFT WITH FITTED KEY; WITH HOLDING BRAKE; ACC. TOLERANCE N VIBRATION SEVERITY GRADE A, DEGREE OF PROTECTION IP 64 | 4711 | TEM | 1 | MC | 10.103 | 1
1FT70465AH711DB1 | SIMOTICS S SYNCHRONOUS MOTOR 1FT7, M0=7NM (100K) NN=4500RPM, PN=1,32KW NATURAL AIR COOLING; FRAME SIZE IMB 5 (IM V1, IM V3) FLANGE 1 (1FT6 COMPATIBLE) POWER CONNECTOR ROTATABLE INCREMENTAL ENCODER 2048 S/R WITH DRIVE-CLIQ INTERFACE (ENCODER I-2048) CONNECTOR ROTATABLE SHAFT WITH FITTED KEY; WITH HOLDING BRAKE; ACC. TOLERANCE N VIBRATION SEVERITY GRADE A, DEGREE OF PROTECTION IP 65 | 4807 | TEM | 1 | MC | 10.103 | 1
1FT70465AH711DD2 | SIMOTICS S SYNCHRONOUS MOTOR 1FT7, M0=7NM (100K) NN=4500RPM, PN=1,32KW NATURAL AIR COOLING; FRAME SIZE IMB 5 (IM V1, IM V3) FLANGE 1 (1FT6 COMPATIBLE) POWER CONNECTOR ROTATABLE INCREMENTAL ENCODER 2048 S/R WITH DRIVE-CLIQ INTERFACE (ENCODER I-2048) CONNECTOR ROTATABLE SHAFT WITH FITTED KEY; W/O HOLDING BRAKE; ACC. TOLERANCE R VIBRATION SEVERITY GRADE A, DEGREE OF PROTECTION IP 67 | 4361 | TEM | 1 | MC | 9.404 | 1
1FT70465AH711DG0 | SIMOTICS S SYNCHRONOUS MOTOR 1FT7, M0=7NM (100K) NN=4500RPM, PN=1,32KW NATURAL AIR COOLING; FRAME SIZE IMB 5 (IM V1, IM V3) FLANGE 1 (1FT6 COMPATIBLE) POWER CONNECTOR ROTATABLE INCREMENTAL ENCODER 2048 S/R WITH DRIVE-CLIQ INTERFACE (ENCODER I-2048) CONNECTOR ROTATABLE PLAIN SHAFT, W/O HOLDING BRAKE; ACC. TOLERANCE N VIBRATION SEVERITY GRADE A, DEGREE OF PROTECTION IP 64 | 4026 | TEM | 1 | MC | 9.404 | 1
1FT70465AH711DG1 | SIMOTICS S SYNCHRONOUS MOTOR 1FT7, M0=7NM (100K) NN=4500RPM, PN=1,32KW NATURAL AIR COOLING; FRAME SIZE IMB 5 (IM V1, IM V3) FLANGE 1 (1FT6 COMPATIBLE) POWER CONNECTOR ROTATABLE INCREMENTAL ENCODER 2048 S/R WITH DRIVE-CLIQ INTERFACE (ENCODER I-2048) CONNECTOR ROTATABLE PLAIN SHAFT, W/O HOLDING BRAKE; ACC. TOLERANCE N VIBRATION SEVERITY GRADE A, DEGREE OF PROTECTION IP 65 | 4122 | TEM | 1 | MC | 9.404 | 1
1FT70465AH711DH1 | SIMOTICS S SYNCHRONOUS MOTOR 1FT7, M0=7NM (100K) NN=4500RPM, PN=1,32KW NATURAL AIR COOLING; FRAME SIZE IMB 5 (IM V1, IM V3) FLANGE 1 (1FT6 COMPATIBLE) POWER CONNECTOR ROTATABLE INCREMENTAL ENCODER 2048 S/R WITH DRIVE-CLIQ INTERFACE (ENCODER I-2048) CONNECTOR ROTATABLE PLAIN SHAFT, WITH HOLDING BRAKE; ACCURACY TOLERANCE N VIBRATION SEVERITY GRADE A, DEGREE OF PROTECTION IP 65 | 4807 | TEM | 1 | MC | 10.103 | 1
1FT70465AH711FA0 | SIMOTICS S SYNCHRONOUS MOTOR 1FT7, M0=7NM (100K) NN=4500RPM, PN=1,32KW NATURAL AIR COOLING; FRAME SIZE IMB 5 (IM V1, IM V3) FLANGE 1 (1FT6 COMPATIBLE) POWER CONNECTOR ROTATABLE ABSOLUTE ENCODER 22 BITS MULTI TURN WITH DRIVE-CLIQ INTERFACE (ENCODER AM-22-DQ) CONNECTOR ROTATABLE SHAFT WITH FITTED KEY; W/O HOLDING BRAKE; ACC. TOLERANCE N VIBRATION SEVERITY GRADE A, DEGREE OF PROTECTION IP 64 | 4791 | TEM | 1 | MC | 9.404 | 1
1FT70465AH711FA1 | SIMOTICS S SYNCHRONOUS MOTOR 1FT7, M0=7NM (100K) NN=4500RPM, PN=1,32KW NATURAL AIR COOLING; FRAME SIZE IMB 5 (IM V1, IM V3) FLANGE 1 (1FT6 COMPATIBLE) POWER CONNECTOR ROTATABLE ABSOLUTE ENCODER 22 BITS MULTI TURN WITH DRIVE-CLIQ INTERFACE (ENCODER AM-22-DQ) CONNECTOR ROTATABLE SHAFT WITH FITTED KEY; W/O HOLDING BRAKE; ACC. TOLERANCE N VIBRATION SEVERITY GRADE A, DEGREE OF PROTECTION IP 65 | 4887 | TEM | 1 | MC | 9.404 | 1
1FT70465AH711FA2 | SIMOTICS S SYNCHRONOUS MOTOR 1FT7, M0=7NM (100K) NN=4500RPM, PN=1,32KW NATURAL AIR COOLING; FRAME SIZE IMB 5 (IM V1, IM V3) FLANGE 1 (1FT6 COMPATIBLE) POWER CONNECTOR ROTATABLE ABSOLUTE ENCODER 22 BITS MULTI TURN WITH DRIVE-CLIQ INTERFACE (ENCODER AM-22-DQ) CONNECTOR ROTATABLE SHAFT WITH FITTED KEY; W/O HOLDING BRAKE; ACC. TOLERANCE N VIBRATION SEVERITY GRADE A, DEGREE OF PROTECTION IP 67 | 4966 | TEM | 1 | MC | 9.404 | 1
1FT70465AH711FB0 | SIMOTICS S SYNCHRONOUS MOTOR 1FT7, M0=7NM (100K) NN=4500RPM, PN=1,32KW NATURAL AIR COOLING; FRAME SIZE IMB 5 (IM V1, IM V3) FLANGE 1 (1FT6 COMPATIBLE) POWER CONNECTOR ROTATABLE ABSOLUTE ENCODER 22 BITS MULTI TURN WITH DRIVE-CLIQ INTERFACE (ENCODER AM-22-DQ) CONNECTOR ROTATABLE SHAFT WITH FITTED KEY; WITH HOLDING BRAKE; ACC. TOLERANCE N VIBRATION SEVERITY GRADE A, DEGREE OF PROTECTION IP 64 | 5476 | TEM | 1 | MC | 10.103 | 1
1FT70465AH711FB2 | SIMOTICS S SYNCHRONOUS MOTOR 1FT7, M0=7NM (100K) NN=4500RPM, PN=1,32KW NATURAL AIR COOLING; FRAME SIZE IMB 5 (IM V1, IM V3) FLANGE 1 (1FT6 COMPATIBLE) POWER CONNECTOR ROTATABLE ABSOLUTE ENCODER 22 BITS MULTI TURN WITH DRIVE-CLIQ INTERFACE (ENCODER AM-22-DQ) CONNECTOR ROTATABLE SHAFT WITH FITTED KEY; WITH HOLDING BRAKE; ACC. TOLERANCE N VIBRATION SEVERITY GRADE A, DEGREE OF PROTECTION IP 67 | 5652 | TEM | 1 | MC | 10.103 | 1
1FT70465AH711FG0 | SIMOTICS S SYNCHRONOUS MOTOR 1FT7, M0=7NM (100K) NN=4500RPM, PN=1,32KW NATURAL AIR COOLING; FRAME SIZE IMB 5 (IM V1, IM V3) FLANGE 1 (1FT6 COMPATIBLE) POWER CONNECTOR ROTATABLE ABSOLUTE ENCODER 22 BITS MULTI TURN WITH DRIVE-CLIQ INTERFACE (ENCODER AM-22-DQ) CONNECTOR ROTATABLE PLAIN SHAFT, W/O HOLDING BRAKE; ACC. TOLERANCE N VIBRATION SEVERITY GRADE A, DEGREE OF PROTECTION IP 64 | 4791 | TEM | 1 | MC | 9.404 | 1
1FT70465AH711FG1 | SIMOTICS S SYNCHRONOUS MOTOR 1FT7, M0=7NM (100K) NN=4500RPM, PN=1,32KW NATURAL AIR COOLING; FRAME SIZE IMB 5 (IM V1, IM V3) FLANGE 1 (1FT6 COMPATIBLE) POWER CONNECTOR ROTATABLE ABSOLUTE ENCODER 22 BITS MULTI TURN WITH DRIVE-CLIQ INTERFACE (ENCODER AM-22-DQ) CONNECTOR ROTATABLE PLAIN SHAFT, W/O HOLDING BRAKE; ACC. TOLERANCE N VIBRATION SEVERITY GRADE A, DEGREE OF PROTECTION IP 65 | 4887 | TEM | 1 | MC | 9.404 | 1
1FT70465AH711FG3 | SIMOTICS S SYNCHRONOUS MOTOR 1FT7, M0=7NM (100K) NN=4500RPM, PN=1,32KW NATURAL AIR COOLING; FRAME SIZE IMB 5 (IM V1, IM V3) FLANGE 1 (1FT6 COMPATIBLE) POWER CONNECTOR ROTATABLE ABSOLUTE ENCODER 22 BITS MULTI TURN WITH DRIVE-CLIQ INTERFACE (ENCODER AM-22-DQ) CONNECTOR ROTATABLE PLAIN SHAFT, W/O HOLDING BRAKE; ACC. TOLERANCE N VIBRATION SEVERITY GRADE A+R, DEGREE OF PROTECTION IP 64 | 4945 | TEM | 1 | MC | 9.404 | 1
1FT70465AH711FH0 | SIMOTICS S SYNCHRONOUS MOTOR 1FT7, M0=7NM (100K) NN=4500RPM, PN=1,32KW NATURAL AIR COOLING; FRAME SIZE IMB 5 (IM V1, IM V3) FLANGE 1 (1FT6 COMPATIBLE) POWER CONNECTOR ROTATABLE ABSOLUTE ENCODER 22 BITS MULTI TURN WITH DRIVE-CLIQ INTERFACE (ENCODER AM-22-DQ) CONNECTOR ROTATABLE PLAIN SHAFT, WITH HOLDING BRAKE; ACCURACY TOLERANCE N VIBRATION SEVERITY GRADE A, DEGREE OF PROTECTION IP 64 | 5476 | TEM | 1 | MC | 10.103 | 1
1FT70465AH711FH1 | SIMOTICS S SYNCHRONOUS MOTOR 1FT7, M0=7NM (100K) NN=4500RPM, PN=1,32KW NATURAL AIR COOLING; FRAME SIZE IMB 5 (IM V1, IM V3) FLANGE 1 (1FT6 COMPATIBLE) POWER CONNECTOR ROTATABLE ABSOLUTE ENCODER 22 BITS MULTI TURN WITH DRIVE-CLIQ INTERFACE (ENCODER AM-22-DQ) CONNECTOR ROTATABLE PLAIN SHAFT, WITH HOLDING BRAKE; ACCURACY TOLERANCE N VIBRATION SEVERITY GRADE A, DEGREE OF PROTECTION IP 65 | 5572 | TEM | 1 | MC | 10.103 | 1
1FT70465AH711FL3 | SIMOTICS S SYNCHRONOUS MOTOR 1FT7, M0=7NM (100K) NN=4500RPM, PN=1,32KW NATURAL AIR COOLING; FRAME SIZE IMB 5 (IM V1, IM V3) FLANGE 1 (1FT6 COMPATIBLE) POWER CONNECTOR ROTATABLE ABSOLUTE ENCODER 22 BITS MULTI TURN WITH DRIVE-CLIQ INTERFACE (ENCODER AM-22-DQ) CONNECTOR ROTATABLE PLAIN SHAFT, WITH HOLDING BRAKE; ACCURACY TOLERANCE R VIBRATION SEVERITY GRADE A+R, DEGREE OF PROTECTION IP 64 | 5788 | TEM | 1 | MC | 10.103 | 1
1FT70465AH711MA0 | SIMOTICS S SYNCHRONOUS MOTOR 1FT7, M0=7NM (100K) NN=4500RPM, PN=1,32KW NATURAL AIR COOLING; FRAME SIZE IMB 5 (IM V1, IM V3) (1FT6 COMPATIBLE) WITH KTY TEMPERATURE SENSOR POWER CONNECTOR ROTATABLE ABSOLUTE ENCODER ENDAT 2048 S/R (ENCODER A-2048) CONNECTOR ROTATABLE SHAFT WITH FITTED KEY; W/O HOLDING BRAKE; ACC. TOLERANCE N VIBRATION SEVERITY GRADE A, DEGREE OF PROTECTION IP 64 | 4359 | TEM | 1 | MC | 9.404 | 1
1FT70465AH711MA1 | SIMOTICS S SYNCHRONOUS MOTOR 1FT7, M0=7NM (100K) NN=4500RPM, PN=1,32KW NATURAL AIR COOLING; FRAME SIZE IMB 5 (IM V1, IM V3) (1FT6 COMPATIBLE) WITH KTY TEMPERATURE SENSOR POWER CONNECTOR ROTATABLE ABSOLUTE ENCODER ENDAT 2048 S/R (ENCODER A-2048) CONNECTOR ROTATABLE SHAFT WITH FITTED KEY; W/O HOLDING BRAKE; ACC. TOLERANCE N VIBRATION SEVERITY GRADE A, DEGREE OF PROTECTION IP 65 | 4455 | TEM | 1 | MC | 9.404 | 1
1FT70465AH711MB1 | SIMOTICS S SYNCHRONOUS MOTOR 1FT7, M0=7NM (100K) NN=4500RPM, PN=1,32KW NATURAL AIR COOLING; FRAME SIZE IMB 5 (IM V1, IM V3) (1FT6 COMPATIBLE) WITH KTY TEMPERATURE SENSOR POWER CONNECTOR ROTATABLE ABSOLUTE ENCODER ENDAT 2048 S/R (ENCODER A-2048) CONNECTOR ROTATABLE SHAFT WITH FITTED KEY; WITH HOLDING BRAKE; ACC. TOLERANCE N VIBRATION SEVERITY GRADE A, DEGREE OF PROTECTION IP 65 | 5141 | TEM | 1 | MC | 10.103 | 1
1FT70465AH711MG1 | SIMOTICS S SYNCHRONOUS MOTOR 1FT7, M0=7NM (100K) NN=4500RPM, PN=1,32KW NATURAL AIR COOLING; FRAME SIZE IMB 5 (IM V1, IM V3) (1FT6 COMPATIBLE) WITH KTY TEMPERATURE SENSOR POWER CONNECTOR ROTATABLE ABSOLUTE ENCODER ENDAT 2048 S/R (ENCODER A-2048) CONNECTOR ROTATABLE PLAIN SHAFT, W/O HOLDING BRAKE; ACC. TOLERANCE N VIBRATION SEVERITY GRADE A, DEGREE OF PROTECTION IP 65 | 4455 | TEM | 1 | MC | 9.404 | 1
1FT70465AH711MH0 | SIMOTICS S SYNCHRONOUS MOTOR 1FT7, M0=7NM (100K) NN=4500RPM, PN=1,32KW NATURAL AIR COOLING; FRAME SIZE IMB 5 (IM V1, IM V3) (1FT6 COMPATIBLE) WITH KTY TEMPERATURE SENSOR POWER CONNECTOR ROTATABLE ABSOLUTE ENCODER ENDAT 2048 S/R (ENCODER A-2048) CONNECTOR ROTATABLE PLAIN SHAFT, WITH HOLDING BRAKE; ACCURACY TOLERANCE N VIBRATION SEVERITY GRADE A, DEGREE OF PROTECTION IP 64 | 5044 | TEM | 1 | MC | 10.103 | 1
1FT70465AH711MH2 | SIMOTICS S SYNCHRONOUS MOTOR 1FT7, M0=7NM (100K) NN=4500RPM, PN=1,32KW NATURAL AIR COOLING; FRAME SIZE IMB 5 (IM V1, IM V3) (1FT6 COMPATIBLE) WITH KTY TEMPERATURE SENSOR POWER CONNECTOR ROTATABLE ABSOLUTE ENCODER ENDAT 2048 S/R (ENCODER A-2048) CONNECTOR ROTATABLE PLAIN SHAFT, WITH HOLDING BRAKE; ACCURACY TOLERANCE N VIBRATION SEVERITY GRADE A, DEGREE OF PROTECTION IP 67 | 5220 | TEM | 1 | MC | 10.103 | 1
1FT70465AH711ML0 | SIMOTICS S SYNCHRONOUS MOTOR 1FT7, M0=7NM (100K) NN=4500RPM, PN=1,32KW NATURAL AIR COOLING; FRAME SIZE IMB 5 (IM V1, IM V3) (1FT6 COMPATIBLE) WITH KTY TEMPERATURE SENSOR POWER CONNECTOR ROTATABLE ABSOLUTE ENCODER ENDAT 2048 S/R (ENCODER A-2048) CONNECTOR ROTATABLE PLAIN SHAFT, WITH HOLDING BRAKE; ACCURACY TOLERANCE R VIBRATION SEVERITY GRADE A, DEGREE OF PROTECTION IP 64 | 5201 | TEM | 1 | MC | 10.103 | 1
1FT70465AH711NA0 | SIMOTICS S SYNCHRONOUS MOTOR 1FT7, M0=7NM (100K) NN=4500RPM, PN=1,32KW NATURAL AIR COOLING; FRAME SIZE IM B5 (1FT6 COMPATIBLE) WITH KTY TEMPERATURE SENSOR POWER CONNECTOR ROTATABLE INCREM. ENCODER SIN/COS 1VSS 2048 S/R (ENCODER I-2048) CONNECTOR ROTATABLE SHAFT WITH FITTED KEY; W/O HOLDING BRAKE; ACC. TOLERANCE N VIBRATION SEVERITY GRADE A, DEGREE OF PROTECTION IP 64 | 3605 | TEM | 1 | MC | 9.404 | 1
1FT70465AH711NA1 | SIMOTICS S SYNCHRONOUS MOTOR 1FT7, M0=7NM (100K) NN=4500RPM, PN=1,32KW NATURAL AIR COOLING; FRAME SIZE IM B5 (1FT6 COMPATIBLE) WITH KTY TEMPERATURE SENSOR POWER CONNECTOR ROTATABLE INCREM. ENCODER SIN/COS 1VSS 2048 S/R (ENCODER I-2048) CONNECTOR ROTATABLE SHAFT WITH FITTED KEY; W/O HOLDING BRAKE; ACC. TOLERANCE N VIBRATION SEVERITY GRADE A, DEGREE OF PROTECTION IP 65 | 3701 | TEM | 1 | MC | 9.404 | 1
1FT70465AH711NA2 | SIMOTICS S SYNCHRONOUS MOTOR 1FT7, M0=7NM (100K) NN=4500RPM, PN=1,32KW NATURAL AIR COOLING; FRAME SIZE IM B5 (1FT6 COMPATIBLE) WITH KTY TEMPERATURE SENSOR POWER CONNECTOR ROTATABLE INCREM. ENCODER SIN/COS 1VSS 2048 S/R (ENCODER I-2048) CONNECTOR ROTATABLE SHAFT WITH FITTED KEY; W/O HOLDING BRAKE; ACC. TOLERANCE N VIBRATION SEVERITY GRADE A, DEGREE OF PROTECTION IP 67 | 3781 | TEM | 1 | MC | 9.404 | 1
1FT70465AH711NB0 | SIMOTICS S SYNCHRONOUS MOTOR 1FT7, M0=7NM (100K) NN=4500RPM, PN=1,32KW NATURAL AIR COOLING; FRAME SIZE IM B5 (1FT6 COMPATIBLE) WITH KTY TEMPERATURE SENSOR POWER CONNECTOR ROTATABLE INCREM. ENCODER SIN/COS 1VSS 2048 S/R (ENCODER I-2048) CONNECTOR ROTATABLE SHAFT WITH FITTED KEY; WITH HOLDING BRAKE; ACC. TOLERANCE N VIBRATION SEVERITY GRADE A, DEGREE OF PROTECTION IP 64 | 4290 | TEM | 1 | MC | 10.103 | 1
1FT70465AH711NB1 | SIMOTICS S SYNCHRONOUS MOTOR 1FT7, M0=7NM (100K) NN=4500RPM, PN=1,32KW NATURAL AIR COOLING; FRAME SIZE IM B5 (1FT6 COMPATIBLE) WITH KTY TEMPERATURE SENSOR POWER CONNECTOR ROTATABLE INCREM. ENCODER SIN/COS 1VSS 2048 S/R (ENCODER I-2048) CONNECTOR ROTATABLE SHAFT WITH FITTED KEY; WITH HOLDING BRAKE; ACC. TOLERANCE N VIBRATION SEVERITY GRADE A, DEGREE OF PROTECTION IP 65 | 4387 | TEM | 1 | MC | 10.103 | 1
1FT70465AH711NG1 | SIMOTICS S SYNCHRONOUS MOTOR 1FT7, M0=7NM (100K) NN=4500RPM, PN=1,32KW NATURAL AIR COOLING; FRAME SIZE IM B5 (1FT6 COMPATIBLE) WITH KTY TEMPERATURE SENSOR POWER CONNECTOR ROTATABLE INCREM. ENCODER SIN/COS 1VSS 2048 S/R (ENCODER I-2048) CONNECTOR ROTATABLE PLAIN SHAFT, W/O HOLDING BRAKE; ACC. TOLERANCE N VIBRATION SEVERITY GRADE A, DEGREE OF PROTECTION IP 65 | 3701 | TEM | 1 | MC | 9.404 | 1
1FT70621AF701BG1 | SIMOTICS S SYNCHRONOUS MOTOR 1FT7, M0=6NM (100K) NN=3000RPM, PN=1,70KW NATURAL AIR COOLING; POWER CONNECTOR ROTATABLE VIBRATION SEVERITY GRADE A PROTECTION CLASS IP 65; FRAME SIZE IMB 5 (IM V1, IM V3) FLANGE 0 ABSOLUTE VALUE ENCODER SINGLETURN 24 BIT WITH DRIVE-CLIQ INTERFACE (ENCODER AS24DQI) PLAIN SHAFT, W/O HOLDING BRAKE; ACCURACY TOLERANCE N | 2807 | TEM | 1 | MC | 7.1 | 1
1FT70621AF701BH1 | SIMOTICS S SYNCHRONOUS MOTOR 1FT7, M0=6NM (100K) NN=3000RPM, PN=1,70KW NATURAL AIR COOLING; POWER CONNECTOR ROTATABLE VIBRATION SEVERITY GRADE A PROTECTION CLASS IP 65; FRAME SIZE IMB 5 (IM V1, IM V3) FLANGE 0 ABSOLUTE VALUE ENCODER SINGLETURN 24 BIT WITH DRIVE-CLIQ INTERFACE (ENCODER AS24DQI) PLAIN SHAFT, WITH HOLDING BRAKE; ACCURACY TOLERANCE N | 3417 | TEM | 1 | MC | 8.4 | 1
1FT70621AF701CG1 | SIMOTICS S SYNCHRONOUS MOTOR 1FT7, M0=6NM (100K) NN=3000RPM, PN=1,70KW NATURAL AIR COOLING; POWER CONNECTOR ROTATABLE VIBRATION SEVERITY GRADE A PROTECTION CLASS IP 65; FRAME SIZE IMB 5 (IM V1, IM V3) FLANGE 0 ABSOLUTE ENCODER 24 BITS + 12 BIT MULTITURN WITH DRIVE-CLIQ INTERFACE (ENCODER AM24DQI) PLAIN SHAFT, W/O HOLDING BRAKE; ACCURACY TOLERANCE N | 3572 | TEM | 1 | MC | 7.2 | 1
1FT70621AF701CH1 | SIMOTICS S SYNCHRONOUS MOTOR 1FT7, M0=6NM (100K) NN=3000RPM, PN=1,70KW NATURAL AIR COOLING; POWER CONNECTOR ROTATABLE VIBRATION SEVERITY GRADE A PROTECTION CLASS IP 65; FRAME SIZE IMB 5 (IM V1, IM V3) FLANGE 0 ABSOLUTE ENCODER 24 BITS + 12 BIT MULTITURN WITH DRIVE-CLIQ INTERFACE (ENCODER AM24DQI) PLAIN SHAFT, WITH HOLDING BRAKE; ACCURACY TOLERANCE N | 4182 | TEM | 1 | MC | 8.5 | 1
1FT70621AF701DG1 | SIMOTICS S SYNCHRONOUS MOTOR 1FT7, M0=6NM (100K) NN=3000RPM, PN=1,70KW NATURAL AIR COOLING; POWER CONNECTOR ROTATABLE VIBRATION SEVERITY GRADE A PROTECTION CLASS IP 65; FRAME SIZE IMB 5 (IM V1, IM V3) FLANGE 0 INCREMENTAL ENCODER 2048 S/R WITH DRIVE-CLIQ INTERFACE (ENCODER I-2048) CONNECTOR ROTATABLE PLAIN SHAFT, W/O HOLDING BRAKE; ACCURACY TOLERANCE N | 2887 | TEM | 1 | MC | 7.1 | 1
1FT70621AF701DH1 | SIMOTICS S SYNCHRONOUS MOTOR 1FT7, M0=6NM (100K) NN=3000RPM, PN=1,70KW NATURAL AIR COOLING; POWER CONNECTOR ROTATABLE VIBRATION SEVERITY GRADE A PROTECTION CLASS IP 65; FRAME SIZE IMB 5 (IM V1, IM V3) FLANGE 0 INCREMENTAL ENCODER 2048 S/R WITH DRIVE-CLIQ INTERFACE (ENCODER I-2048) CONNECTOR ROTATABLE PLAIN SHAFT, WITH HOLDING BRAKE; ACCURACY TOLERANCE N | 3497 | TEM | 1 | MC | 8.4 | 1
1FT70621AF701FG1 | SIMOTICS S SYNCHRONOUS MOTOR 1FT7, M0=6NM (100K) NN=3000RPM, PN=1,70KW NATURAL AIR COOLING; POWER CONNECTOR ROTATABLE VIBRATION SEVERITY GRADE A PROTECTION CLASS IP 65; FRAME SIZE IMB 5 (IM V1, IM V3) FLANGE 0 ABSOLUTE ENCODER 22 BITS MULTI TURN WITH DRIVE-CLIQ INTERFACE (ENCODER AM-22-DQ) CONNECTOR ROTATABLE PLAIN SHAFT, W/O HOLDING BRAKE; ACCURACY TOLERANCE N | 3652 | TEM | 1 | MC | 7.1 | 1
1FT70621AF701FH1 | SIMOTICS S SYNCHRONOUS MOTOR 1FT7, M0=6NM (100K) NN=3000RPM, PN=1,70KW NATURAL AIR COOLING; POWER CONNECTOR ROTATABLE VIBRATION SEVERITY GRADE A PROTECTION CLASS IP 65; FRAME SIZE IMB 5 (IM V1, IM V3) FLANGE 0 ABSOLUTE ENCODER 22 BITS MULTI TURN WITH DRIVE-CLIQ INTERFACE (ENCODER AM-22-DQ) CONNECTOR ROTATABLE PLAIN SHAFT, WITH HOLDING BRAKE; ACCURACY TOLERANCE N | 4262 | TEM | 1 | MC | 8.4 | 1
1FT70621AF701MG1 | SIMOTICS S SYNCHRONOUS MOTOR 1FT7, M0=6NM (100K) NN=3000RPM, PN=1,70KW NATURAL AIR COOLING; POWER CONNECTOR ROTATABLE VIBRATION SEVERITY GRADE A PROTECTION CLASS IP 65; FRAME SIZE IMB 5 (IM V1, IM V3) FLANGE (COMPACT) WITH KTY TEMPERATURE SENSOR ABSOLUTE ENCODER ENDAT 2048 S/R (ENCODER A-2048) CONNECTOR ROTATABLE PLAIN SHAFT, W/O HOLDING BRAKE; ACCURACY TOLERANCE N | 3220 | TEM | 1 | MC | 7.1 | 1
1FT70621AF701MH1 | SIMOTICS S SYNCHRONOUS MOTOR 1FT7, M0=6NM (100K) NN=3000RPM, PN=1,70KW NATURAL AIR COOLING; POWER CONNECTOR ROTATABLE VIBRATION SEVERITY GRADE A PROTECTION CLASS IP 65; FRAME SIZE IMB 5 (IM V1, IM V3) FLANGE (COMPACT) WITH KTY TEMPERATURE SENSOR ABSOLUTE ENCODER ENDAT 2048 S/R (ENCODER A-2048) CONNECTOR ROTATABLE PLAIN SHAFT, WITH HOLDING BRAKE; ACCURACY TOLERANCE N | 3830 | TEM | 1 | MC | 8.4 | 1
1FT70621AF701NG1 | SIMOTICS S SYNCHRONOUS MOTOR 1FT7, M0=6NM (100K) NN=3000RPM, PN=1,70KW NATURAL AIR COOLING; POWER CONNECTOR ROTATABLE VIBRATION SEVERITY GRADE A PROTECTION CLASS IP 65; FRAME SIZE IMB 5 (IM V1, IM V3) FLANGE (COMPACT) WITH KTY TEMPERATURE SENSOR INCREM. ENCODER SIN/COS 1VSS 2048 S/R (ENCODER I-2048) CONNECTOR ROTATABLE PLAIN SHAFT, W/O HOLDING BRAKE; ACCURACY TOLERANCE N | 2466 | TEM | 1 | MC | 7.1 | 1
1FT70621AF701NH1 | SIMOTICS S SYNCHRONOUS MOTOR 1FT7, M0=6NM (100K) NN=3000RPM, PN=1,70KW NATURAL AIR COOLING; POWER CONNECTOR ROTATABLE VIBRATION SEVERITY GRADE A PROTECTION CLASS IP 65; FRAME SIZE IMB 5 (IM V1, IM V3) FLANGE (COMPACT) WITH KTY TEMPERATURE SENSOR INCREM. ENCODER SIN/COS 1VSS 2048 S/R (ENCODER I-2048) CONNECTOR ROTATABLE PLAIN SHAFT, WITH HOLDING BRAKE; ACCURACY TOLERANCE N | 3076 | TEM | 1 | MC | 8.4 | 1
1FT70621AF711BG1 | SIMOTICS S SYNCHRONOUS MOTOR 1FT7, M0=6NM (100K) NN=3000RPM, PN=1,70KW NATURAL AIR COOLING; POWER CONNECTOR ROTATABLE VIBRATION SEVERITY GRADE A PROTECTION CLASS IP 65; FRAME SIZE IMB 5 (IM V1, IM V3) FLANGE 1 (1FT6 COMPATIBLE) ABSOLUTE VALUE ENCODER SINGLETURN 24 BIT WITH DRIVE-CLIQ INTERFACE (ENCODER AS24DQI) PLAIN SHAFT, W/O HOLDING BRAKE; ACCURACY TOLERANCE N | 2807 | TEM | 1 | MC | 7.1 | 1
1FT70621AF711BH1 | SIMOTICS S SYNCHRONOUS MOTOR 1FT7, M0=6NM (100K) NN=3000RPM, PN=1,70KW NATURAL AIR COOLING; POWER CONNECTOR ROTATABLE VIBRATION SEVERITY GRADE A PROTECTION CLASS IP 65; FRAME SIZE IMB 5 (IM V1, IM V3) FLANGE 1 (1FT6 COMPATIBLE) ABSOLUTE VALUE ENCODER SINGLETURN 24 BIT WITH DRIVE-CLIQ INTERFACE (ENCODER AS24DQI) PLAIN SHAFT, WITH HOLDING BRAKE; ACCURACY TOLERANCE N | 3417 | TEM | 1 | MC | 8.4 | 1
1FT70621AF711CG1 | SIMOTICS S SYNCHRONOUS MOTOR 1FT7, M0=6NM (100K) NN=3000RPM, PN=1,70KW NATURAL AIR COOLING; POWER CONNECTOR ROTATABLE VIBRATION SEVERITY GRADE A PROTECTION CLASS IP 65; FRAME SIZE IMB 5 (IM V1, IM V3) FLANGE 1 (1FT6 COMPATIBLE) ABSOLUTE ENCODER 24 BITS + 12 BIT MULTITURN WITH DRIVE-CLIQ INTERFACE (ENCODER AM24DQI) PLAIN SHAFT, W/O HOLDING BRAKE; ACCURACY TOLERANCE N | 3572 | TEM | 1 | MC | 7.2 | 1
1FT70621AF711CH1 | SIMOTICS S SYNCHRONOUS MOTOR 1FT7, M0=6NM (100K) NN=3000RPM, PN=1,70KW NATURAL AIR COOLING; POWER CONNECTOR ROTATABLE VIBRATION SEVERITY GRADE A PROTECTION CLASS IP 65; FRAME SIZE IMB 5 (IM V1, IM V3) FLANGE 1 (1FT6 COMPATIBLE) ABSOLUTE ENCODER 24 BITS + 12 BIT MULTITURN WITH DRIVE-CLIQ INTERFACE (ENCODER AM24DQI) PLAIN SHAFT, WITH HOLDING BRAKE; ACCURACY TOLERANCE N | 4182 | TEM | 1 | MC | 8.5 | 1
1FT70621AF711DG1 | SIMOTICS S SYNCHRONOUS MOTOR 1FT7, M0=6NM (100K) NN=3000RPM, PN=1,70KW NATURAL AIR COOLING; POWER CONNECTOR ROTATABLE VIBRATION SEVERITY GRADE A PROTECTION CLASS IP 65; FRAME SIZE IMB 5 (IM V1, IM V3) FLANGE 1 (1FT6 COMPATIBLE) INCREMENTAL ENCODER 2048 S/R WITH DRIVE-CLIQ INTERFACE (ENCODER I-2048) CONNECTOR ROTATABLE PLAIN SHAFT, W/O HOLDING BRAKE; ACCURACY TOLERANCE N | 2887 | TEM | 1 | MC | 7.1 | 1
1FT70621AF711DH1 | SIMOTICS S SYNCHRONOUS MOTOR 1FT7, M0=6NM (100K) NN=3000RPM, PN=1,70KW NATURAL AIR COOLING; POWER CONNECTOR ROTATABLE VIBRATION SEVERITY GRADE A PROTECTION CLASS IP 65; FRAME SIZE IMB 5 (IM V1, IM V3) FLANGE 1 (1FT6 COMPATIBLE) INCREMENTAL ENCODER 2048 S/R WITH DRIVE-CLIQ INTERFACE (ENCODER I-2048) CONNECTOR ROTATABLE PLAIN SHAFT, WITH HOLDING BRAKE; ACCURACY TOLERANCE N | 3497 | TEM | 1 | MC | 8.4 | 1
1FT70621AF711FG1 | SIMOTICS S SYNCHRONOUS MOTOR 1FT7, M0=6NM (100K) NN=3000RPM, PN=1,70KW NATURAL AIR COOLING; POWER CONNECTOR ROTATABLE VIBRATION SEVERITY GRADE A PROTECTION CLASS IP 65; FRAME SIZE IMB 5 (IM V1, IM V3) FLANGE 1 (1FT6 COMPATIBLE) ABSOLUTE ENCODER 22 BITS MULTI TURN WITH DRIVE-CLIQ INTERFACE (ENCODER AM-22-DQ) CONNECTOR ROTATABLE PLAIN SHAFT, W/O HOLDING BRAKE; ACCURACY TOLERANCE N | 3652 | TEM | 1 | MC | 7.1 | 1
1FT70621AF711FH1 | SIMOTICS S SYNCHRONOUS MOTOR 1FT7, M0=6NM (100K) NN=3000RPM, PN=1,70KW NATURAL AIR COOLING; POWER CONNECTOR ROTATABLE VIBRATION SEVERITY GRADE A PROTECTION CLASS IP 65; FRAME SIZE IMB 5 (IM V1, IM V3) FLANGE 1 (1FT6 COMPATIBLE) ABSOLUTE ENCODER 22 BITS MULTI TURN WITH DRIVE-CLIQ INTERFACE (ENCODER AM-22-DQ) CONNECTOR ROTATABLE PLAIN SHAFT, WITH HOLDING BRAKE; ACCURACY TOLERANCE N | 4262 | TEM | 1 | MC | 8.4 | 1
1FT70621AF711MG1 | SIMOTICS S SYNCHRONOUS MOTOR 1FT7, M0=6NM (100K) NN=3000RPM, PN=1,70KW NATURAL AIR COOLING; POWER CONNECTOR ROTATABLE VIBRATION SEVERITY GRADE A PROTECTION CLASS IP 65; FRAME SIZE IMB 5 (IM V1, IM V3) (1FT6 COMPATIBLE) WITH KTY TEMPERATURE SENSOR ABSOLUTE ENCODER ENDAT 2048 S/R (ENCODER A-2048) CONNECTOR ROTATABLE PLAIN SHAFT, W/O HOLDING BRAKE; ACCURACY TOLERANCE N | 3220 | TEM | 1 | MC | 7.1 | 1
1FT70621AF711MH1 | SIMOTICS S SYNCHRONOUS MOTOR 1FT7, M0=6NM (100K) NN=3000RPM, PN=1,70KW NATURAL AIR COOLING; POWER CONNECTOR ROTATABLE VIBRATION SEVERITY GRADE A PROTECTION CLASS IP 65; FRAME SIZE IMB 5 (IM V1, IM V3) (1FT6 COMPATIBLE) WITH KTY TEMPERATURE SENSOR ABSOLUTE ENCODER ENDAT 2048 S/R (ENCODER A-2048) CONNECTOR ROTATABLE PLAIN SHAFT, WITH HOLDING BRAKE; ACCURACY TOLERANCE N | 3830 | TEM | 1 | MC | 8.4 | 1
1FT70621AF711NG1 | SIMOTICS S SYNCHRONOUS MOTOR 1FT7, M0=6NM (100K) NN=3000RPM, PN=1,70KW NATURAL AIR COOLING; POWER CONNECTOR ROTATABLE VIBRATION SEVERITY GRADE A PROTECTION CLASS IP 65; FRAME SIZE IMB 5 (1FT6 COMPATIBLE) WITH KTY TEMPERATURE SENSOR INCREM. ENCODER SIN/COS 1VSS 2048 S/R (ENCODER I-2048) CONNECTOR ROTATABLE PLAIN SHAFT, W/O HOLDING BRAKE; ACCURACY TOLERANCE N | 2466 | TEM | 1 | MC | 7.1 | 1
1FT70621AF711NH1 | SIMOTICS S SYNCHRONOUS MOTOR 1FT7, M0=6NM (100K) NN=3000RPM, PN=1,70KW NATURAL AIR COOLING; POWER CONNECTOR ROTATABLE VIBRATION SEVERITY GRADE A PROTECTION CLASS IP 65; FRAME SIZE IMB 5 (1FT6 COMPATIBLE) WITH KTY TEMPERATURE SENSOR INCREM. ENCODER SIN/COS 1VSS 2048 S/R (ENCODER I-2048) CONNECTOR ROTATABLE PLAIN SHAFT, WITH HOLDING BRAKE; ACCURACY TOLERANCE N | 3076 | TEM | 1 | MC | 8.4 | 1
1FT70621AK701BG1 | SIMOTICS S SYNCHRONOUS MOTOR 1FT7, M0=6NM (100K) NN=6000RPM, PN=2,13KW NATURAL AIR COOLING; POWER CONNECTOR ROTATABLE VIBRATION SEVERITY GRADE A PROTECTION CLASS IP 65; FRAME SIZE IMB 5 (IM V1, IM V3) FLANGE 0 ABSOLUTE VALUE ENCODER SINGLETURN 24 BIT WITH DRIVE-CLIQ INTERFACE (ENCODER AS24DQI) PLAIN SHAFT, W/O HOLDING BRAKE; ACCURACY TOLERANCE N | 2807 | TEM | 1 | MC | 7.1 | 1
1FT70621AK701CG1 | SIMOTICS S SYNCHRONOUS MOTOR 1FT7, M0=6NM (100K) NN=6000RPM, PN=2,13KW NATURAL AIR COOLING; POWER CONNECTOR ROTATABLE VIBRATION SEVERITY GRADE A PROTECTION CLASS IP 65; FRAME SIZE IMB 5 (IM V1, IM V3) FLANGE 0 ABSOLUTE ENCODER 24 BITS + 12 BIT MULTITURN WITH DRIVE-CLIQ INTERFACE (ENCODER AM24DQI) PLAIN SHAFT, W/O HOLDING BRAKE; ACCURACY TOLERANCE N | 3572 | TEM | 1 | MC | 7.2 | 1
1FT70621AK701CH1 | SIMOTICS S SYNCHRONOUS MOTOR 1FT7, M0=6NM (100K) NN=6000RPM, PN=2,13KW NATURAL AIR COOLING; POWER CONNECTOR ROTATABLE VIBRATION SEVERITY GRADE A PROTECTION CLASS IP 65; FRAME SIZE IMB 5 (IM V1, IM V3) FLANGE 0 ABSOLUTE ENCODER 24 BITS + 12 BIT MULTITURN WITH DRIVE-CLIQ INTERFACE (ENCODER AM24DQI) PLAIN SHAFT, WITH HOLDING BRAKE; ACCURACY TOLERANCE N | 4182 | TEM | 1 | MC | 8.5 | 1
1FT70621AK701DG1 | SIMOTICS S SYNCHRONOUS MOTOR 1FT7, M0=6NM (100K) NN=6000RPM, PN=2,13KW NATURAL AIR COOLING; POWER CONNECTOR ROTATABLE VIBRATION SEVERITY GRADE A PROTECTION CLASS IP 65; FRAME SIZE IMB 5 (IM V1, IM V3) FLANGE 0 INCREMENTAL ENCODER 2048 S/R WITH DRIVE-CLIQ INTERFACE (ENCODER I-2048) CONNECTOR ROTATABLE PLAIN SHAFT, W/O HOLDING BRAKE; ACCURACY TOLERANCE N | 2887 | TEM | 1 | MC | 7.1 | 1
1FT70621AK701FG1 | SIMOTICS S SYNCHRONOUS MOTOR 1FT7, M0=6NM (100K) NN=6000RPM, PN=2,13KW NATURAL AIR COOLING; POWER CONNECTOR ROTATABLE VIBRATION SEVERITY GRADE A PROTECTION CLASS IP 65; FRAME SIZE IMB 5 (IM V1, IM V3) FLANGE 0 ABSOLUTE ENCODER 22 BITS MULTI TURN WITH DRIVE-CLIQ INTERFACE (ENCODER AM-22-DQ) CONNECTOR ROTATABLE PLAIN SHAFT, W/O HOLDING BRAKE; ACCURACY TOLERANCE N | 3652 | TEM | 1 | MC | 7.1 | 1
1FT70621AK701FH1 | SIMOTICS S SYNCHRONOUS MOTOR 1FT7, M0=6NM (100K) NN=6000RPM, PN=2,13KW NATURAL AIR COOLING; POWER CONNECTOR ROTATABLE VIBRATION SEVERITY GRADE A PROTECTION CLASS IP 65; FRAME SIZE IMB 5 (IM V1, IM V3) FLANGE 0 ABSOLUTE ENCODER 22 BITS MULTI TURN WITH DRIVE-CLIQ INTERFACE (ENCODER AM-22-DQ) CONNECTOR ROTATABLE PLAIN SHAFT, WITH HOLDING BRAKE; ACCURACY TOLERANCE N | 4262 | TEM | 1 | MC | 8.4 | 1
1FT70621AK711BG1 | SIMOTICS S SYNCHRONOUS MOTOR 1FT7, M0=6NM (100K) NN=6000RPM, PN=2,13KW NATURAL AIR COOLING; POWER CONNECTOR ROTATABLE VIBRATION SEVERITY GRADE A PROTECTION CLASS IP 65; FRAME SIZE IMB 5 (IM V1, IM V3) FLANGE 1 (1FT6 COMPATIBLE) ABSOLUTE VALUE ENCODER SINGLETURN 24 BIT WITH DRIVE-CLIQ INTERFACE (ENCODER AS24DQI) PLAIN SHAFT, W/O HOLDING BRAKE; ACCURACY TOLERANCE N | 2807 | TEM | 1 | MC | 7.1 | 1
1FT70621AK711BH1 | SIMOTICS S SYNCHRONOUS MOTOR 1FT7, M0=6NM (100K) NN=6000RPM, PN=2,13KW NATURAL AIR COOLING; POWER CONNECTOR ROTATABLE VIBRATION SEVERITY GRADE A PROTECTION CLASS IP 65; FRAME SIZE IMB 5 (IM V1, IM V3) FLANGE 1 (1FT6 COMPATIBLE) ABSOLUTE VALUE ENCODER SINGLETURN 24 BIT WITH DRIVE-CLIQ INTERFACE (ENCODER AS24DQI) PLAIN SHAFT, WITH HOLDING BRAKE; ACCURACY TOLERANCE N | 3417 | TEM | 1 | MC | 8.4 | 1
1FT70621AK711CG1 | SIMOTICS S SYNCHRONOUS MOTOR 1FT7, M0=6NM (100K) NN=6000RPM, PN=2,13KW NATURAL AIR COOLING; POWER CONNECTOR ROTATABLE VIBRATION SEVERITY GRADE A PROTECTION CLASS IP 65; FRAME SIZE IMB 5 (IM V1, IM V3) FLANGE 1 (1FT6 COMPATIBLE) ABSOLUTE ENCODER 24 BITS + 12 BIT MULTITURN WITH DRIVE-CLIQ INTERFACE (ENCODER AM24DQI) PLAIN SHAFT, W/O HOLDING BRAKE; ACCURACY TOLERANCE N | 3572 | TEM | 1 | MC | 7.2 | 1
1FT70621AK711CH1 | SIMOTICS S SYNCHRONOUS MOTOR 1FT7, M0=6NM (100K) NN=6000RPM, PN=2,13KW NATURAL AIR COOLING; POWER CONNECTOR ROTATABLE VIBRATION SEVERITY GRADE A PROTECTION CLASS IP 65; FRAME SIZE IMB 5 (IM V1, IM V3) FLANGE 1 (1FT6 COMPATIBLE) ABSOLUTE ENCODER 24 BITS + 12 BIT MULTITURN WITH DRIVE-CLIQ INTERFACE (ENCODER AM24DQI) PLAIN SHAFT, WITH HOLDING BRAKE; ACCURACY TOLERANCE N | 4182 | TEM | 1 | MC | 8.5 | 1
1FT70621AK711DG1 | SIMOTICS S SYNCHRONOUS MOTOR 1FT7, M0=6NM (100K) NN=6000RPM, PN=2,13KW NATURAL AIR COOLING; POWER CONNECTOR ROTATABLE VIBRATION SEVERITY GRADE A PROTECTION CLASS IP 65; FRAME SIZE IMB 5 (IM V1, IM V3) FLANGE 1 (1FT6 COMPATIBLE) INCREMENTAL ENCODER 2048 S/R WITH DRIVE-CLIQ INTERFACE (ENCODER I-2048) CONNECTOR ROTATABLE PLAIN SHAFT, W/O HOLDING BRAKE; ACCURACY TOLERANCE N | 2887 | TEM | 1 | MC | 7.1 | 1
1FT70621AK711DH1 | SIMOTICS S SYNCHRONOUS MOTOR 1FT7, M0=6NM (100K) NN=6000RPM, PN=2,13KW NATURAL AIR COOLING; POWER CONNECTOR ROTATABLE VIBRATION SEVERITY GRADE A PROTECTION CLASS IP 65; FRAME SIZE IMB 5 (IM V1, IM V3) FLANGE 1 (1FT6 COMPATIBLE) INCREMENTAL ENCODER 2048 S/R WITH DRIVE-CLIQ INTERFACE (ENCODER I-2048) CONNECTOR ROTATABLE PLAIN SHAFT, WITH HOLDING BRAKE; ACCURACY TOLERANCE N | 3497 | TEM | 1 | MC | 8.4 | 1
1FT70621AK711FG1 | SIMOTICS S SYNCHRONOUS MOTOR 1FT7, M0=6NM (100K) NN=6000RPM, PN=2,13KW NATURAL AIR COOLING; POWER CONNECTOR ROTATABLE VIBRATION SEVERITY GRADE A PROTECTION CLASS IP 65; FRAME SIZE IMB 5 (IM V1, IM V3) FLANGE 1 (1FT6 COMPATIBLE) ABSOLUTE ENCODER 22 BITS MULTI TURN WITH DRIVE-CLIQ INTERFACE (ENCODER AM-22-DQ) CONNECTOR ROTATABLE PLAIN SHAFT, W/O HOLDING BRAKE; ACCURACY TOLERANCE N | 3652 | TEM | 1 | MC | 7.1 | 1
1FT70621AK711FH1 | SIMOTICS S SYNCHRONOUS MOTOR 1FT7, M0=6NM (100K) NN=6000RPM, PN=2,13KW NATURAL AIR COOLING; POWER CONNECTOR ROTATABLE VIBRATION SEVERITY GRADE A PROTECTION CLASS IP 65; FRAME SIZE IMB 5 (IM V1, IM V3) FLANGE 1 (1FT6 COMPATIBLE) ABSOLUTE ENCODER 22 BITS MULTI TURN WITH DRIVE-CLIQ INTERFACE (ENCODER AM-22-DQ) CONNECTOR ROTATABLE PLAIN SHAFT, WITH HOLDING BRAKE; ACCURACY TOLERANCE N | 4262 | TEM | 1 | MC | 8.4 | 1
1FT70621AK711MG1 | SIMOTICS S SYNCHRONOUS MOTOR 1FT7, M0=6NM (100K) NN=6000RPM, PN=2,13KW NATURAL AIR COOLING; POWER CONNECTOR ROTATABLE VIBRATION SEVERITY GRADE A PROTECTION CLASS IP 65; FRAME SIZE IMB 5 (IM V1, IM V3) (1FT6 COMPATIBLE) WITH KTY TEMPERATURE SENSOR ABSOLUTE ENCODER ENDAT 2048 S/R (ENCODER A-2048) CONNECTOR ROTATABLE PLAIN SHAFT, W/O HOLDING BRAKE; ACCURACY TOLERANCE N | 3220 | TEM | 1 | MC | 7.1 | 1
1FT70621AK711MH1 | SIMOTICS S SYNCHRONOUS MOTOR 1FT7, M0=6NM (100K) NN=6000RPM, PN=2,13KW NATURAL AIR COOLING; POWER CONNECTOR ROTATABLE VIBRATION SEVERITY GRADE A PROTECTION CLASS IP 65; FRAME SIZE IMB 5 (IM V1, IM V3) (1FT6 COMPATIBLE) WITH KTY TEMPERATURE SENSOR ABSOLUTE ENCODER ENDAT 2048 S/R (ENCODER A-2048) CONNECTOR ROTATABLE PLAIN SHAFT, WITH HOLDING BRAKE; ACCURACY TOLERANCE N | 3830 | TEM | 1 | MC | 8.4 | 1
1FT70621AK711NG1 | SIMOTICS S SYNCHRONOUS MOTOR 1FT7, M0=6NM (100K) NN=6000RPM, PN=2,13KW NATURAL AIR COOLING; POWER CONNECTOR ROTATABLE VIBRATION SEVERITY GRADE A PROTECTION CLASS IP 65; FRAME SIZE IMB 5 (1FT6 COMPATIBLE) WITH KTY TEMPERATURE SENSOR INCREM. ENCODER SIN/COS 1VSS 2048 S/R (ENCODER I-2048) CONNECTOR ROTATABLE PLAIN SHAFT, W/O HOLDING BRAKE; ACCURACY TOLERANCE N | 2466 | TEM | 1 | MC | 7.1 | 1
1FT70625AF701BA0 | SIMOTICS S SYNCHRONOUS MOTOR 1FT7, M0=6NM (100K) NN=3000RPM, PN=1,70KW NATURAL AIR COOLING; FRAME SIZE IMB 5 (IM V1, IM V3) FLANGE 0 POWER CONNECTOR ROTATABLE ABSOLUTE VALUE ENCODER SINGLETURN 24 BIT WITH DRIVE-CLIQ INTERFACE (ENCODER AS24DQI) SHAFT WITH FITTED KEY; W/O HOLDING BRAKE; ACC. TOLERANCE N VIBRATION SEVERITY GRADE A, DEGREE OF PROTECTION IP 64 | 3587 | TEM | 1 | MC | 7.204 | 1
1FT70625AF701BA1 | SIMOTICS S SYNCHRONOUS MOTOR 1FT7, M0=6NM (100K) NN=3000RPM, PN=1,70KW NATURAL AIR COOLING; FRAME SIZE IMB 5 (IM V1, IM V3) FLANGE 0 POWER CONNECTOR ROTATABLE ABSOLUTE VALUE ENCODER SINGLETURN 24 BIT WITH DRIVE-CLIQ INTERFACE (ENCODER AS24DQI) SHAFT WITH FITTED KEY; W/O HOLDING BRAKE; ACC. TOLERANCE N VIBRATION SEVERITY GRADE A, DEGREE OF PROTECTION IP 65 | 3683 | TEM | 1 | MC | 7.204 | 1
1FT70625AF701BB1 | SIMOTICS S SYNCHRONOUS MOTOR 1FT7, M0=6NM (100K) NN=3000RPM, PN=1,70KW NATURAL AIR COOLING; FRAME SIZE IMB 5 (IM V1, IM V3) FLANGE 0 POWER CONNECTOR ROTATABLE ABSOLUTE VALUE ENCODER SINGLETURN 24 BIT WITH DRIVE-CLIQ INTERFACE (ENCODER AS24DQI) SHAFT WITH FITTED KEY; WITH HOLDING BRAKE; ACC. TOLERANCE N VIBRATION SEVERITY GRADE A, DEGREE OF PROTECTION IP 65 | 4477 | TEM | 1 | MC | 8.503 | 1
1FT70625AF701BE4 | SIMOTICS S SYNCHRONOUS MOTOR 1FT7, M0=6NM (100K) NN=3000RPM, PN=1,70KW NATURAL AIR COOLING; FRAME SIZE IMB 5 (IM V1, IM V3) FLANGE 0 POWER CONNECTOR ROTATABLE ABSOLUTE VALUE ENCODER SINGLETURN 24 BIT WITH DRIVE-CLIQ INTERFACE (ENCODER AS24DQI) SHAFT WITH FITTED KEY; WITH HOLDING BRAKE; ACC. TOLERANCE R VIBRATION SEVERITY GRADE A+R, DEGREE OF PROTECTION IP 65 | 4790 | TEM | 1 | MC | 8.503 | 1
1FT70625AF701BH0 | SIMOTICS S SYNCHRONOUS MOTOR 1FT7, M0=6NM (100K) NN=3000RPM, PN=1,70KW NATURAL AIR COOLING; FRAME SIZE IMB 5 (IM V1, IM V3) FLANGE 0 POWER CONNECTOR ROTATABLE ABSOLUTE VALUE ENCODER SINGLETURN 24 BIT WITH DRIVE-CLIQ INTERFACE (ENCODER AS24DQI) PLAIN SHAFT, WITH HOLDING BRAKE; ACCURACY TOLERANCE N VIBRATION SEVERITY GRADE A, DEGREE OF PROTECTION IP 64 | 4381 | TEM | 1 | MC | 8.503 | 1
1FT70625AF701BH1 | SIMOTICS S SYNCHRONOUS MOTOR 1FT7, M0=6NM (100K) NN=3000RPM, PN=1,70KW NATURAL AIR COOLING; FRAME SIZE IMB 5 (IM V1, IM V3) FLANGE 0 POWER CONNECTOR ROTATABLE ABSOLUTE VALUE ENCODER SINGLETURN 24 BIT WITH DRIVE-CLIQ INTERFACE (ENCODER AS24DQI) PLAIN SHAFT, WITH HOLDING BRAKE; ACCURACY TOLERANCE N VIBRATION SEVERITY GRADE A, DEGREE OF PROTECTION IP 65 | 4477 | TEM | 1 | MC | 8.503 | 1
1FT70625AF701BH5 | SIMOTICS S SYNCHRONOUS MOTOR 1FT7, M0=6NM (100K) NN=3000RPM, PN=1,70KW NATURAL AIR COOLING; FRAME SIZE IMB 5 (IM V1, IM V3) FLANGE 0 POWER CONNECTOR ROTATABLE ABSOLUTE VALUE ENCODER SINGLETURN 24 BIT WITH DRIVE-CLIQ INTERFACE (ENCODER AS24DQI) PLAIN SHAFT, WITH HOLDING BRAKE; ACCURACY TOLERANCE N VIBRATION SEVERITY GRADE A+R, DEGREE OF PROTECTION IP 67 | 4713 | TEM | 1 | MC | 8.503 | 1
1FT70625AF701CA0 | SIMOTICS S SYNCHRONOUS MOTOR 1FT7, M0=6NM (100K) NN=3000RPM, PN=1,70KW NATURAL AIR COOLING; FRAME SIZE IMB 5 (IM V1, IM V3) FLANGE 0 POWER CONNECTOR ROTATABLE ABSOLUTE ENCODER 24 BITS + 12 BIT MULTITURN WITH DRIVE-CLIQ INTERFACE (ENCODER AM24DQI) SHAFT WITH FITTED KEY; W/O HOLDING BRAKE; ACC. TOLERANCE N VIBRATION SEVERITY GRADE A, DEGREE OF PROTECTION IP 64 | 4352 | TEM | 1 | MC | 7.204 | 1
1FT70625AF701CA1 | SIMOTICS S SYNCHRONOUS MOTOR 1FT7, M0=6NM (100K) NN=3000RPM, PN=1,70KW NATURAL AIR COOLING; FRAME SIZE IMB 5 (IM V1, IM V3) FLANGE 0 POWER CONNECTOR ROTATABLE ABSOLUTE ENCODER 24 BITS + 12 BIT MULTITURN WITH DRIVE-CLIQ INTERFACE (ENCODER AM24DQI) SHAFT WITH FITTED KEY; W/O HOLDING BRAKE; ACC. TOLERANCE N VIBRATION SEVERITY GRADE A, DEGREE OF PROTECTION IP 65 | 4448 | TEM | 1 | MC | 7.204 | 1
1FT70625AF701CA2 | SIMOTICS S SYNCHRONOUS MOTOR 1FT7, M0=6NM (100K) NN=3000RPM, PN=1,70KW NATURAL AIR COOLING; FRAME SIZE IMB 5 (IM V1, IM V3) FLANGE 0 POWER CONNECTOR ROTATABLE ABSOLUTE ENCODER 24 BITS + 12 BIT MULTITURN WITH DRIVE-CLIQ INTERFACE (ENCODER AM24DQI) SHAFT WITH FITTED KEY; W/O HOLDING BRAKE; ACC. TOLERANCE N VIBRATION SEVERITY GRADE A, DEGREE OF PROTECTION IP 67 | 4528 | TEM | 1 | MC | 7.204 | 1
1FT70625AF701CB0 | SIMOTICS S SYNCHRONOUS MOTOR 1FT7, M0=6NM (100K) NN=3000RPM, PN=1,70KW NATURAL AIR COOLING; FRAME SIZE IMB 5 (IM V1, IM V3) FLANGE 0 POWER CONNECTOR ROTATABLE ABSOLUTE ENCODER 24 BITS + 12 BIT MULTITURN WITH DRIVE-CLIQ INTERFACE (ENCODER AM24DQI) SHAFT WITH FITTED KEY; WITH HOLDING BRAKE; ACC. TOLERANCE N VIBRATION SEVERITY GRADE A, DEGREE OF PROTECTION IP 64 | 5146 | TEM | 1 | MC | 8.503 | 1
1FT70625AF701CB1 | SIMOTICS S SYNCHRONOUS MOTOR 1FT7, M0=6NM (100K) NN=3000RPM, PN=1,70KW NATURAL AIR COOLING; FRAME SIZE IMB 5 (IM V1, IM V3) FLANGE 0 POWER CONNECTOR ROTATABLE ABSOLUTE ENCODER 24 BITS + 12 BIT MULTITURN WITH DRIVE-CLIQ INTERFACE (ENCODER AM24DQI) SHAFT WITH FITTED KEY; WITH HOLDING BRAKE; ACC. TOLERANCE N VIBRATION SEVERITY GRADE A, DEGREE OF PROTECTION IP 65 | 5242 | TEM | 1 | MC | 8.503 | 1
1FT70625AF701CB3 | SIMOTICS S SYNCHRONOUS MOTOR 1FT7, M0=6NM (100K) NN=3000RPM, PN=1,70KW NATURAL AIR COOLING; FRAME SIZE IMB 5 (IM V1, IM V3) FLANGE 0 POWER CONNECTOR ROTATABLE ABSOLUTE ENCODER 24 BITS + 12 BIT MULTITURN WITH DRIVE-CLIQ INTERFACE (ENCODER AM24DQI) SHAFT WITH FITTED KEY; WITH HOLDING BRAKE; ACC. TOLERANCE N VIBRATION SEVERITY GRADE A+R, DEGREE OF PROTECTION IP 64 | 5301 | TEM | 1 | MC | 8.503 | 1
1FT70625AF701CG0 | SIMOTICS S SYNCHRONOUS MOTOR 1FT7, M0=6NM (100K) NN=3000RPM, PN=1,70KW NATURAL AIR COOLING; FRAME SIZE IMB 5 (IM V1, IM V3) FLANGE 0 POWER CONNECTOR ROTATABLE ABSOLUTE ENCODER 24 BITS + 12 BIT MULTITURN WITH DRIVE-CLIQ INTERFACE (ENCODER AM24DQI) PLAIN SHAFT, W/O HOLDING BRAKE; ACC. TOLERANCE N VIBRATION SEVERITY GRADE A, DEGREE OF PROTECTION IP 64 | 4352 | TEM | 1 | MC | 7.204 | 1
1FT70625AF701CG1 | SIMOTICS S SYNCHRONOUS MOTOR 1FT7, M0=6NM (100K) NN=3000RPM, PN=1,70KW NATURAL AIR COOLING; FRAME SIZE IMB 5 (IM V1, IM V3) FLANGE 0 POWER CONNECTOR ROTATABLE ABSOLUTE ENCODER 24 BITS + 12 BIT MULTITURN WITH DRIVE-CLIQ INTERFACE (ENCODER AM24DQI) PLAIN SHAFT, W/O HOLDING BRAKE; ACC. TOLERANCE N VIBRATION SEVERITY GRADE A, DEGREE OF PROTECTION IP 65 | 4448 | TEM | 1 | MC | 7.204 | 1
1FT70625AF701CH0 | SIMOTICS S SYNCHRONOUS MOTOR 1FT7, M0=6NM (100K) NN=3000RPM, PN=1,70KW NATURAL AIR COOLING; FRAME SIZE IMB 5 (IM V1, IM V3) FLANGE 0 POWER CONNECTOR ROTATABLE ABSOLUTE ENCODER 24 BITS + 12 BIT MULTITURN WITH DRIVE-CLIQ INTERFACE (ENCODER AM24DQI) PLAIN SHAFT, WITH HOLDING BRAKE; ACCURACY TOLERANCE N VIBRATION SEVERITY GRADE A, DEGREE OF PROTECTION IP 64 | 5146 | TEM | 1 | MC | 8.503 | 1
1FT70625AF701CH1 | SIMOTICS S SYNCHRONOUS MOTOR 1FT7, M0=6NM (100K) NN=3000RPM, PN=1,70KW NATURAL AIR COOLING; FRAME SIZE IMB 5 (IM V1, IM V3) FLANGE 0 POWER CONNECTOR ROTATABLE ABSOLUTE ENCODER 24 BITS + 12 BIT MULTITURN WITH DRIVE-CLIQ INTERFACE (ENCODER AM24DQI) PLAIN SHAFT, WITH HOLDING BRAKE; ACCURACY TOLERANCE N VIBRATION SEVERITY GRADE A, DEGREE OF PROTECTION IP 65 | 5242 | TEM | 1 | MC | 8.503 | 1
1FT70625AF701CH4 | SIMOTICS S SYNCHRONOUS MOTOR 1FT7, M0=6NM (100K) NN=3000RPM, PN=1,70KW NATURAL AIR COOLING; FRAME SIZE IMB 5 (IM V1, IM V3) FLANGE 0 POWER CONNECTOR ROTATABLE ABSOLUTE ENCODER 24 BITS + 12 BIT MULTITURN WITH DRIVE-CLIQ INTERFACE (ENCODER AM24DQI) PLAIN SHAFT, WITH HOLDING BRAKE; ACCURACY TOLERANCE N VIBRATION SEVERITY GRADE A+R, DEGREE OF PROTECTION IP 65 | 5398 | TEM | 1 | MC | 8.503 | 1
1FT70625AF701DA0 | SIMOTICS S SYNCHRONOUS MOTOR 1FT7, M0=6NM (100K) NN=3000RPM, PN=1,70KW NATURAL AIR COOLING; FRAME SIZE IMB 5 (IM V1, IM V3) FLANGE 0 POWER CONNECTOR ROTATABLE INCREMENTAL ENCODER 2048 S/R WITH DRIVE-CLIQ INTERFACE (ENCODER I-2048) CONNECTOR ROTATABLE SHAFT WITH FITTED KEY; W/O HOLDING BRAKE; ACC. TOLERANCE N VIBRATION SEVERITY GRADE A, DEGREE OF PROTECTION IP 64 | 3667 | TEM | 1 | MC | 7.204 | 1
1FT70625AF701DA3 | SIMOTICS S SYNCHRONOUS MOTOR 1FT7, M0=6NM (100K) NN=3000RPM, PN=1,70KW NATURAL AIR COOLING; FRAME SIZE IMB 5 (IM V1, IM V3) FLANGE 0 POWER CONNECTOR ROTATABLE INCREMENTAL ENCODER 2048 S/R WITH DRIVE-CLIQ INTERFACE (ENCODER I-2048) CONNECTOR ROTATABLE SHAFT WITH FITTED KEY; W/O HOLDING BRAKE; ACC. TOLERANCE N VIBRATION SEVERITY GRADE A+R, DEGREE OF PROTECTION IP 64 | 3822 | TEM | 1 | MC | 7.204 | 1
1FT70625AF701DB0 | SIMOTICS S SYNCHRONOUS MOTOR 1FT7, M0=6NM (100K) NN=3000RPM, PN=1,70KW NATURAL AIR COOLING; FRAME SIZE IMB 5 (IM V1, IM V3) FLANGE 0 POWER CONNECTOR ROTATABLE INCREMENTAL ENCODER 2048 S/R WITH DRIVE-CLIQ INTERFACE (ENCODER I-2048) CONNECTOR ROTATABLE SHAFT WITH FITTED KEY; WITH HOLDING BRAKE; ACC. TOLERANCE N VIBRATION SEVERITY GRADE A, DEGREE OF PROTECTION IP 64 | 4461 | TEM | 1 | MC | 8.503 | 1
1FT70625AF701DB3 | SIMOTICS S SYNCHRONOUS MOTOR 1FT7, M0=6NM (100K) NN=3000RPM, PN=1,70KW NATURAL AIR COOLING; FRAME SIZE IMB 5 (IM V1, IM V3) FLANGE 0 POWER CONNECTOR ROTATABLE INCREMENTAL ENCODER 2048 S/R WITH DRIVE-CLIQ INTERFACE (ENCODER I-2048) CONNECTOR ROTATABLE SHAFT WITH FITTED KEY; WITH HOLDING BRAKE; ACC. TOLERANCE N VIBRATION SEVERITY GRADE A+R, DEGREE OF PROTECTION IP 64 | 4616 | TEM | 1 | MC | 8.503 | 1
1FT70625AF701DB5 | SIMOTICS S SYNCHRONOUS MOTOR 1FT7, M0=6NM (100K) NN=3000RPM, PN=1,70KW NATURAL AIR COOLING; FRAME SIZE IMB 5 (IM V1, IM V3) FLANGE 0 POWER CONNECTOR ROTATABLE INCREMENTAL ENCODER 2048 S/R WITH DRIVE-CLIQ INTERFACE (ENCODER I-2048) CONNECTOR ROTATABLE SHAFT WITH FITTED KEY; WITH HOLDING BRAKE; ACC. TOLERANCE N VIBRATION SEVERITY GRADE A+R, DEGREE OF PROTECTION IP 67 | 4793 | TEM | 1 | MC | 8.503 | 1
1FT70625AF701DD2 | SIMOTICS S SYNCHRONOUS MOTOR 1FT7, M0=6NM (100K) NN=3000RPM, PN=1,70KW NATURAL AIR COOLING; FRAME SIZE IMB 5 (IM V1, IM V3) FLANGE 0 POWER CONNECTOR ROTATABLE INCREMENTAL ENCODER 2048 S/R WITH DRIVE-CLIQ INTERFACE (ENCODER I-2048) CONNECTOR ROTATABLE SHAFT WITH FITTED KEY; W/O HOLDING BRAKE; ACC. TOLERANCE R VIBRATION SEVERITY GRADE A, DEGREE OF PROTECTION IP 67 | 4002 | TEM | 1 | MC | 7.204 | 1
1FT70625AF701DG0 | SIMOTICS S SYNCHRONOUS MOTOR 1FT7, M0=6NM (100K) NN=3000RPM, PN=1,70KW NATURAL AIR COOLING; FRAME SIZE IMB 5 (IM V1, IM V3) FLANGE 0 POWER CONNECTOR ROTATABLE INCREMENTAL ENCODER 2048 S/R WITH DRIVE-CLIQ INTERFACE (ENCODER I-2048) CONNECTOR ROTATABLE PLAIN SHAFT, W/O HOLDING BRAKE; ACC. TOLERANCE N VIBRATION SEVERITY GRADE A, DEGREE OF PROTECTION IP 64 | 3667 | TEM | 1 | MC | 7.204 | 1
1FT70625AF701DG1 | SIMOTICS S SYNCHRONOUS MOTOR 1FT7, M0=6NM (100K) NN=3000RPM, PN=1,70KW NATURAL AIR COOLING; FRAME SIZE IMB 5 (IM V1, IM V3) FLANGE 0 POWER CONNECTOR ROTATABLE INCREMENTAL ENCODER 2048 S/R WITH DRIVE-CLIQ INTERFACE (ENCODER I-2048) CONNECTOR ROTATABLE PLAIN SHAFT, W/O HOLDING BRAKE; ACC. TOLERANCE N VIBRATION SEVERITY GRADE A, DEGREE OF PROTECTION IP 65 | 3763 | TEM | 1 | MC | 7.204 | 1
1FT70625AF701DG2 | SIMOTICS S SYNCHRONOUS MOTOR 1FT7, M0=6NM (100K) NN=3000RPM, PN=1,70KW NATURAL AIR COOLING; FRAME SIZE IMB 5 (IM V1, IM V3) FLANGE 0 POWER CONNECTOR ROTATABLE INCREMENTAL ENCODER 2048 S/R WITH DRIVE-CLIQ INTERFACE (ENCODER I-2048) CONNECTOR ROTATABLE PLAIN SHAFT, W/O HOLDING BRAKE; ACC. TOLERANCE N VIBRATION SEVERITY GRADE A, DEGREE OF PROTECTION IP 67 | 3843 | TEM | 1 | MC | 7.204 | 1
1FT70625AF701DG3 | SIMOTICS S SYNCHRONOUS MOTOR 1FT7, M0=6NM (100K) NN=3000RPM, PN=1,70KW NATURAL AIR COOLING; FRAME SIZE IMB 5 (IM V1, IM V3) FLANGE 0 POWER CONNECTOR ROTATABLE INCREMENTAL ENCODER 2048 S/R WITH DRIVE-CLIQ INTERFACE (ENCODER I-2048) CONNECTOR ROTATABLE PLAIN SHAFT, W/O HOLDING BRAKE; ACC. TOLERANCE N VIBRATION SEVERITY GRADE A+R, DEGREE OF PROTECTION IP 64 | 3822 | TEM | 1 | MC | 7.204 | 1
1FT70625AF701DH2 | SIMOTICS S SYNCHRONOUS MOTOR 1FT7, M0=6NM (100K) NN=3000RPM, PN=1,70KW NATURAL AIR COOLING; FRAME SIZE IMB 5 (IM V1, IM V3) FLANGE 0 POWER CONNECTOR ROTATABLE INCREMENTAL ENCODER 2048 S/R WITH DRIVE-CLIQ INTERFACE (ENCODER I-2048) CONNECTOR ROTATABLE PLAIN SHAFT, WITH HOLDING BRAKE; ACCURACY TOLERANCE N VIBRATION SEVERITY GRADE A, DEGREE OF PROTECTION IP 67 | 4637 | TEM | 1 | MC | 8.503 | 1
1FT70625AF701DH3 | SIMOTICS S SYNCHRONOUS MOTOR 1FT7, M0=6NM (100K) NN=3000RPM, PN=1,70KW NATURAL AIR COOLING; FRAME SIZE IMB 5 (IM V1, IM V3) FLANGE 0 POWER CONNECTOR ROTATABLE INCREMENTAL ENCODER 2048 S/R WITH DRIVE-CLIQ INTERFACE (ENCODER I-2048) CONNECTOR ROTATABLE PLAIN SHAFT, WITH HOLDING BRAKE; ACCURACY TOLERANCE N VIBRATION SEVERITY GRADE A+R, DEGREE OF PROTECTION IP 64 | 4616 | TEM | 1 | MC | 8.503 | 1
1FT70625AF701FA1 | SIMOTICS S SYNCHRONOUS MOTOR 1FT7, M0=6NM (100K) NN=3000RPM, PN=1,70KW NATURAL AIR COOLING; FRAME SIZE IMB 5 (IM V1, IM V3) FLANGE 0 POWER CONNECTOR ROTATABLE ABSOLUTE ENCODER 22 BITS MULTI TURN WITH DRIVE-CLIQ INTERFACE (ENCODER AM-22-DQ) CONNECTOR ROTATABLE SHAFT WITH FITTED KEY; W/O HOLDING BRAKE; ACC. TOLERANCE N VIBRATION SEVERITY GRADE A, DEGREE OF PROTECTION IP 65 | 4529 | TEM | 1 | MC | 7.204 | 1
1FT70625AF701FA2 | SIMOTICS S SYNCHRONOUS MOTOR 1FT7, M0=6NM (100K) NN=3000RPM, PN=1,70KW NATURAL AIR COOLING; FRAME SIZE IMB 5 (IM V1, IM V3) FLANGE 0 POWER CONNECTOR ROTATABLE ABSOLUTE ENCODER 22 BITS MULTI TURN WITH DRIVE-CLIQ INTERFACE (ENCODER AM-22-DQ) CONNECTOR ROTATABLE SHAFT WITH FITTED KEY; W/O HOLDING BRAKE; ACC. TOLERANCE N VIBRATION SEVERITY GRADE A, DEGREE OF PROTECTION IP 67 | 4608 | TEM | 1 | MC | 7.204 | 1
1FT70625AF701FA3 | SIMOTICS S SYNCHRONOUS MOTOR 1FT7, M0=6NM (100K) NN=3000RPM, PN=1,70KW NATURAL AIR COOLING; FRAME SIZE IMB 5 (IM V1, IM V3) FLANGE 0 POWER CONNECTOR ROTATABLE ABSOLUTE ENCODER 22 BITS MULTI TURN WITH DRIVE-CLIQ INTERFACE (ENCODER AM-22-DQ) CONNECTOR ROTATABLE SHAFT WITH FITTED KEY; W/O HOLDING BRAKE; ACC. TOLERANCE N VIBRATION SEVERITY GRADE A+R, DEGREE OF PROTECTION IP 64 | 4587 | TEM | 1 | MC | 7.204 | 1
1FT70625AF701FB0 | SIMOTICS S SYNCHRONOUS MOTOR 1FT7, M0=6NM (100K) NN=3000RPM, PN=1,70KW NATURAL AIR COOLING; FRAME SIZE IMB 5 (IM V1, IM V3) FLANGE 0 POWER CONNECTOR ROTATABLE ABSOLUTE ENCODER 22 BITS MULTI TURN WITH DRIVE-CLIQ INTERFACE (ENCODER AM-22-DQ) CONNECTOR ROTATABLE SHAFT WITH FITTED KEY; WITH HOLDING BRAKE; ACC. TOLERANCE N VIBRATION SEVERITY GRADE A, DEGREE OF PROTECTION IP 64 | 5226 | TEM | 1 | MC | 8.503 | 1
1FT70625AF701FD2 | SIMOTICS S SYNCHRONOUS MOTOR 1FT7, M0=6NM (100K) NN=3000RPM, PN=1,70KW NATURAL AIR COOLING; FRAME SIZE IMB 5 (IM V1, IM V3) FLANGE 0 POWER CONNECTOR ROTATABLE ABSOLUTE ENCODER 22 BITS MULTI TURN WITH DRIVE-CLIQ INTERFACE (ENCODER AM-22-DQ) CONNECTOR ROTATABLE SHAFT WITH FITTED KEY; W/O HOLDING BRAKE; ACC. TOLERANCE R VIBRATION SEVERITY GRADE A, DEGREE OF PROTECTION IP 67 | 4768 | TEM | 1 | MC | 7.204 | 1
1FT70625AF701FG1 | SIMOTICS S SYNCHRONOUS MOTOR 1FT7, M0=6NM (100K) NN=3000RPM, PN=1,70KW NATURAL AIR COOLING; FRAME SIZE IMB 5 (IM V1, IM V3) FLANGE 0 POWER CONNECTOR ROTATABLE ABSOLUTE ENCODER 22 BITS MULTI TURN WITH DRIVE-CLIQ INTERFACE (ENCODER AM-22-DQ) CONNECTOR ROTATABLE PLAIN SHAFT, W/O HOLDING BRAKE; ACC. TOLERANCE N VIBRATION SEVERITY GRADE A, DEGREE OF PROTECTION IP 65 | 4529 | TEM | 1 | MC | 7.204 | 1
1FT70625AF701FG2 | SIMOTICS S SYNCHRONOUS MOTOR 1FT7, M0=6NM (100K) NN=3000RPM, PN=1,70KW NATURAL AIR COOLING; FRAME SIZE IMB 5 (IM V1, IM V3) FLANGE 0 POWER CONNECTOR ROTATABLE ABSOLUTE ENCODER 22 BITS MULTI TURN WITH DRIVE-CLIQ INTERFACE (ENCODER AM-22-DQ) CONNECTOR ROTATABLE PLAIN SHAFT, W/O HOLDING BRAKE; ACC. TOLERANCE N VIBRATION SEVERITY GRADE A, DEGREE OF PROTECTION IP 67 | 4608 | TEM | 1 | MC | 7.204 | 1
1FT70625AF701FG3 | SIMOTICS S SYNCHRONOUS MOTOR 1FT7, M0=6NM (100K) NN=3000RPM, PN=1,70KW NATURAL AIR COOLING; FRAME SIZE IMB 5 (IM V1, IM V3) FLANGE 0 POWER CONNECTOR ROTATABLE ABSOLUTE ENCODER 22 BITS MULTI TURN WITH DRIVE-CLIQ INTERFACE (ENCODER AM-22-DQ) CONNECTOR ROTATABLE PLAIN SHAFT, W/O HOLDING BRAKE; ACC. TOLERANCE N VIBRATION SEVERITY GRADE A+R, DEGREE OF PROTECTION IP 64 | 4587 | TEM | 1 | MC | 7.204 | 1
1FT70625AF701FH0 | SIMOTICS S SYNCHRONOUS MOTOR 1FT7, M0=6NM (100K) NN=3000RPM, PN=1,70KW NATURAL AIR COOLING; FRAME SIZE IMB 5 (IM V1, IM V3) FLANGE 0 POWER CONNECTOR ROTATABLE ABSOLUTE ENCODER 22 BITS MULTI TURN WITH DRIVE-CLIQ INTERFACE (ENCODER AM-22-DQ) CONNECTOR ROTATABLE PLAIN SHAFT, WITH HOLDING BRAKE; ACCURACY TOLERANCE N VIBRATION SEVERITY GRADE A, DEGREE OF PROTECTION IP 64 | 5226 | TEM | 1 | MC | 8.503 | 1
1FT70625AF701FH1 | SIMOTICS S SYNCHRONOUS MOTOR 1FT7, M0=6NM (100K) NN=3000RPM, PN=1,70KW NATURAL AIR COOLING; FRAME SIZE IMB 5 (IM V1, IM V3) FLANGE 0 POWER CONNECTOR ROTATABLE ABSOLUTE ENCODER 22 BITS MULTI TURN WITH DRIVE-CLIQ INTERFACE (ENCODER AM-22-DQ) CONNECTOR ROTATABLE PLAIN SHAFT, WITH HOLDING BRAKE; ACCURACY TOLERANCE N VIBRATION SEVERITY GRADE A, DEGREE OF PROTECTION IP 65 | 5322 | TEM | 1 | MC | 8.503 | 1
1FT70625AF701FH2 | SIMOTICS S SYNCHRONOUS MOTOR 1FT7, M0=6NM (100K) NN=3000RPM, PN=1,70KW NATURAL AIR COOLING; FRAME SIZE IMB 5 (IM V1, IM V3) FLANGE 0 POWER CONNECTOR ROTATABLE ABSOLUTE ENCODER 22 BITS MULTI TURN WITH DRIVE-CLIQ INTERFACE (ENCODER AM-22-DQ) CONNECTOR ROTATABLE PLAIN SHAFT, WITH HOLDING BRAKE; ACCURACY TOLERANCE N VIBRATION SEVERITY GRADE A, DEGREE OF PROTECTION IP 67 | 5402 | TEM | 1 | MC | 8.503 | 1
1FT70625AF701MA0 | SIMOTICS S SYNCHRONOUS MOTOR 1FT7, M0=6NM (100K) NN=3000RPM, PN=1,70KW NATURAL AIR COOLING; FRAME SIZE IMB 5 (IM V1, IM V3) FLANGE (COMPACT) WITH KTY TEMPERATURE SENSOR POWER CONNECTOR ROTATABLE ABSOLUTE ENCODER ENDAT 2048 S/R (ENCODER A-2048) CONNECTOR ROTATABLE SHAFT WITH FITTED KEY; W/O HOLDING BRAKE; ACC. TOLERANCE N VIBRATION SEVERITY GRADE A, DEGREE OF PROTECTION IP 64 | 4001 | TEM | 1 | MC | 7.204 | 1
1FT70625AF701MA2 | SIMOTICS S SYNCHRONOUS MOTOR 1FT7, M0=6NM (100K) NN=3000RPM, PN=1,70KW NATURAL AIR COOLING; FRAME SIZE IMB 5 (IM V1, IM V3) FLANGE (COMPACT) WITH KTY TEMPERATURE SENSOR POWER CONNECTOR ROTATABLE ABSOLUTE ENCODER ENDAT 2048 S/R (ENCODER A-2048) CONNECTOR ROTATABLE SHAFT WITH FITTED KEY; W/O HOLDING BRAKE; ACC. TOLERANCE N VIBRATION SEVERITY GRADE A, DEGREE OF PROTECTION IP 67 | 4176 | TEM | 1 | MC | 7.204 | 1
1FT70625AF701MB1 | SIMOTICS S SYNCHRONOUS MOTOR 1FT7, M0=6NM (100K) NN=3000RPM, PN=1,70KW NATURAL AIR COOLING; FRAME SIZE IMB 5 (IM V1, IM V3) FLANGE (COMPACT) WITH KTY TEMPERATURE SENSOR POWER CONNECTOR ROTATABLE ABSOLUTE ENCODER ENDAT 2048 S/R (ENCODER A-2048) CONNECTOR ROTATABLE SHAFT WITH FITTED KEY; WITH HOLDING BRAKE; ACC. TOLERANCE N VIBRATION SEVERITY GRADE A, DEGREE OF PROTECTION IP 65 | 4891 | TEM | 1 | MC | 8.503 | 1
1FT70625AF701MG2 | SIMOTICS S SYNCHRONOUS MOTOR 1FT7, M0=6NM (100K) NN=3000RPM, PN=1,70KW NATURAL AIR COOLING; FRAME SIZE IMB 5 (IM V1, IM V3) FLANGE (COMPACT) WITH KTY TEMPERATURE SENSOR POWER CONNECTOR ROTATABLE ABSOLUTE ENCODER ENDAT 2048 S/R (ENCODER A-2048) CONNECTOR ROTATABLE PLAIN SHAFT, W/O HOLDING BRAKE; ACC. TOLERANCE N VIBRATION SEVERITY GRADE A, DEGREE OF PROTECTION IP 67 | 4176 | TEM | 1 | MC | 7.204 | 1
1FT70625AF701MG5 | SIMOTICS S SYNCHRONOUS MOTOR 1FT7, M0=6NM (100K) NN=3000RPM, PN=1,70KW NATURAL AIR COOLING; FRAME SIZE IMB 5 (IM V1, IM V3) FLANGE (COMPACT) WITH KTY TEMPERATURE SENSOR POWER CONNECTOR ROTATABLE ABSOLUTE ENCODER ENDAT 2048 S/R (ENCODER A-2048) CONNECTOR ROTATABLE PLAIN SHAFT, W/O HOLDING BRAKE; ACC. TOLERANCE N VIBRATION SEVERITY GRADE A+R, DEGREE OF PROTECTION IP 67 | 4332 | TEM | 1 | MC | 7.204 | 1
1FT70625AF701MH5 | SIMOTICS S SYNCHRONOUS MOTOR 1FT7, M0=6NM (100K) NN=3000RPM, PN=1,70KW NATURAL AIR COOLING; FRAME SIZE IMB 5 (IM V1, IM V3) FLANGE (COMPACT) WITH KTY TEMPERATURE SENSOR POWER CONNECTOR ROTATABLE ABSOLUTE ENCODER ENDAT 2048 S/R (ENCODER A-2048) CONNECTOR ROTATABLE PLAIN SHAFT, WITH HOLDING BRAKE; ACCURACY TOLERANCE N VIBRATION SEVERITY GRADE A+R, DEGREE OF PROTECTION IP 67 | 5126 | TEM | 1 | MC | 8.503 | 1
1FT70625AF701NG0 | SIMOTICS S SYNCHRONOUS MOTOR 1FT7, M0=6NM (100K) NN=3000RPM, PN=1,70KW NATURAL AIR COOLING; FRAME SIZE IMB 5 (IM V1, IM V3) FLANGE (COMPACT) WITH KTY TEMPERATURE SENSOR POWER CONNECTOR ROTATABLE INCREM. ENCODER SIN/COS 1VSS 2048 S/R (ENCODER I-2048) CONNECTOR ROTATABLE PLAIN SHAFT, W/O HOLDING BRAKE; ACC. TOLERANCE N VIBRATION SEVERITY GRADE A, DEGREE OF PROTECTION IP 64 | 3247 | TEM | 1 | MC | 7.204 | 1
1FT70625AF711BA0 | SIMOTICS S SYNCHRONOUS MOTOR 1FT7, M0=6NM (100K) NN=3000RPM, PN=1,70KW NATURAL AIR COOLING; FRAME SIZE IMB 5 (IM V1, IM V3) FLANGE 1 (1FT6 COMPATIBLE) POWER CONNECTOR ROTATABLE ABSOLUTE VALUE ENCODER SINGLETURN 24 BIT WITH DRIVE-CLIQ INTERFACE (ENCODER AS24DQI) SHAFT WITH FITTED KEY; W/O HOLDING BRAKE; ACC. TOLERANCE N VIBRATION SEVERITY GRADE A, DEGREE OF PROTECTION IP 64 | 3587 | TEM | 1 | MC | 7.204 | 1
1FT70625AF711BA1 | SIMOTICS S SYNCHRONOUS MOTOR 1FT7, M0=6NM (100K) NN=3000RPM, PN=1,70KW NATURAL AIR COOLING; FRAME SIZE IMB 5 (IM V1, IM V3) FLANGE 1 (1FT6 COMPATIBLE) POWER CONNECTOR ROTATABLE ABSOLUTE VALUE ENCODER SINGLETURN 24 BIT WITH DRIVE-CLIQ INTERFACE (ENCODER AS24DQI) SHAFT WITH FITTED KEY; W/O HOLDING BRAKE; ACC. TOLERANCE N VIBRATION SEVERITY GRADE A, DEGREE OF PROTECTION IP 65 | 3683 | TEM | 1 | MC | 7.204 | 1
1FT70625AF711BA2 | SIMOTICS S SYNCHRONOUS MOTOR 1FT7, M0=6NM (100K) NN=3000RPM, PN=1,70KW NATURAL AIR COOLING; FRAME SIZE IMB 5 (IM V1, IM V3) FLANGE 1 (1FT6 COMPATIBLE) POWER CONNECTOR ROTATABLE ABSOLUTE VALUE ENCODER SINGLETURN 24 BIT WITH DRIVE-CLIQ INTERFACE (ENCODER AS24DQI) SHAFT WITH FITTED KEY; W/O HOLDING BRAKE; ACC. TOLERANCE N VIBRATION SEVERITY GRADE A, DEGREE OF PROTECTION IP 67 | 3763 | TEM | 1 | MC | 7.204 | 1
1FT70625AF711BB0 | SIMOTICS S SYNCHRONOUS MOTOR 1FT7, M0=6NM (100K) NN=3000RPM, PN=1,70KW NATURAL AIR COOLING; FRAME SIZE IMB 5 (IM V1, IM V3) FLANGE 1 (1FT6 COMPATIBLE) POWER CONNECTOR ROTATABLE ABSOLUTE VALUE ENCODER SINGLETURN 24 BIT WITH DRIVE-CLIQ INTERFACE (ENCODER AS24DQI) SHAFT WITH FITTED KEY; WITH HOLDING BRAKE; ACC. TOLERANCE N VIBRATION SEVERITY GRADE A, DEGREE OF PROTECTION IP 64 | 4381 | TEM | 1 | MC | 8.503 | 1
1FT70625AF711BB1 | SIMOTICS S SYNCHRONOUS MOTOR 1FT7, M0=6NM (100K) NN=3000RPM, PN=1,70KW NATURAL AIR COOLING; FRAME SIZE IMB 5 (IM V1, IM V3) FLANGE 1 (1FT6 COMPATIBLE) POWER CONNECTOR ROTATABLE ABSOLUTE VALUE ENCODER SINGLETURN 24 BIT WITH DRIVE-CLIQ INTERFACE (ENCODER AS24DQI) SHAFT WITH FITTED KEY; WITH HOLDING BRAKE; ACC. TOLERANCE N VIBRATION SEVERITY GRADE A, DEGREE OF PROTECTION IP 65 | 4477 | TEM | 1 | MC | 8.503 | 1
1FT70625AF711BB2 | SIMOTICS S SYNCHRONOUS MOTOR 1FT7, M0=6NM (100K) NN=3000RPM, PN=1,70KW NATURAL AIR COOLING; FRAME SIZE IMB 5 (IM V1, IM V3) FLANGE 1 (1FT6 COMPATIBLE) POWER CONNECTOR ROTATABLE ABSOLUTE VALUE ENCODER SINGLETURN 24 BIT WITH DRIVE-CLIQ INTERFACE (ENCODER AS24DQI) SHAFT WITH FITTED KEY; WITH HOLDING BRAKE; ACC. TOLERANCE N VIBRATION SEVERITY GRADE A, DEGREE OF PROTECTION IP 67 | 4557 | TEM | 1 | MC | 8.503 | 1
1FT70625AF711BG0 | SIMOTICS S SYNCHRONOUS MOTOR 1FT7, M0=6NM (100K) NN=3000RPM, PN=1,70KW NATURAL AIR COOLING; FRAME SIZE IMB 5 (IM V1, IM V3) FLANGE 1 (1FT6 COMPATIBLE) POWER CONNECTOR ROTATABLE ABSOLUTE VALUE ENCODER SINGLETURN 24 BIT WITH DRIVE-CLIQ INTERFACE (ENCODER AS24DQI) PLAIN SHAFT, W/O HOLDING BRAKE; ACC. TOLERANCE N VIBRATION SEVERITY GRADE A, DEGREE OF PROTECTION IP 64 | 3587 | TEM | 1 | MC | 7.204 | 1
1FT70625AF711BG1 | SIMOTICS S SYNCHRONOUS MOTOR 1FT7, M0=6NM (100K) NN=3000RPM, PN=1,70KW NATURAL AIR COOLING; FRAME SIZE IMB 5 (IM V1, IM V3) FLANGE 1 (1FT6 COMPATIBLE) POWER CONNECTOR ROTATABLE ABSOLUTE VALUE ENCODER SINGLETURN 24 BIT WITH DRIVE-CLIQ INTERFACE (ENCODER AS24DQI) PLAIN SHAFT, W/O HOLDING BRAKE; ACC. TOLERANCE N VIBRATION SEVERITY GRADE A, DEGREE OF PROTECTION IP 65 | 3683 | TEM | 1 | MC | 7.204 | 1
1FT70625AF711BG2 | SIMOTICS S SYNCHRONOUS MOTOR 1FT7, M0=6NM (100K) NN=3000RPM, PN=1,70KW NATURAL AIR COOLING; FRAME SIZE IMB 5 (IM V1, IM V3) FLANGE 1 (1FT6 COMPATIBLE) POWER CONNECTOR ROTATABLE ABSOLUTE VALUE ENCODER SINGLETURN 24 BIT WITH DRIVE-CLIQ INTERFACE (ENCODER AS24DQI) PLAIN SHAFT, W/O HOLDING BRAKE; ACC. TOLERANCE N VIBRATION SEVERITY GRADE A, DEGREE OF PROTECTION IP 67 | 3763 | TEM | 1 | MC | 7.204 | 1
1FT70625AF711BG5 | SIMOTICS S SYNCHRONOUS MOTOR 1FT7, M0=6NM (100K) NN=3000RPM, PN=1,70KW NATURAL AIR COOLING; FRAME SIZE IMB 5 (IM V1, IM V3) FLANGE 1 (1FT6 COMPATIBLE) POWER CONNECTOR ROTATABLE ABSOLUTE VALUE ENCODER SINGLETURN 24 BIT WITH DRIVE-CLIQ INTERFACE (ENCODER AS24DQI) PLAIN SHAFT, W/O HOLDING BRAKE; ACC. TOLERANCE N VIBRATION SEVERITY GRADE A+R, DEGREE OF PROTECTION IP 67 | 3919 | TEM | 1 | MC | 7.204 | 1
1FT70625AF711BH0 | SIMOTICS S SYNCHRONOUS MOTOR 1FT7, M0=6NM (100K) NN=3000RPM, PN=1,70KW NATURAL AIR COOLING; FRAME SIZE IMB 5 (IM V1, IM V3) FLANGE 1 (1FT6 COMPATIBLE) POWER CONNECTOR ROTATABLE ABSOLUTE VALUE ENCODER SINGLETURN 24 BIT WITH DRIVE-CLIQ INTERFACE (ENCODER AS24DQI) PLAIN SHAFT, WITH HOLDING BRAKE; ACCURACY TOLERANCE N VIBRATION SEVERITY GRADE A, DEGREE OF PROTECTION IP 64 | 4381 | TEM | 1 | MC | 8.503 | 1
1FT70625AF711BH5 | SIMOTICS S SYNCHRONOUS MOTOR 1FT7, M0=6NM (100K) NN=3000RPM, PN=1,70KW NATURAL AIR COOLING; FRAME SIZE IMB 5 (IM V1, IM V3) FLANGE 1 (1FT6 COMPATIBLE) POWER CONNECTOR ROTATABLE ABSOLUTE VALUE ENCODER SINGLETURN 24 BIT WITH DRIVE-CLIQ INTERFACE (ENCODER AS24DQI) PLAIN SHAFT, WITH HOLDING BRAKE; ACCURACY TOLERANCE N VIBRATION SEVERITY GRADE A+R, DEGREE OF PROTECTION IP 67 | 4713 | TEM | 1 | MC | 8.503 | 1
1FT70625AF711BK2 | SIMOTICS S SYNCHRONOUS MOTOR 1FT7, M0=6NM (100K) NN=3000RPM, PN=1,70KW NATURAL AIR COOLING; FRAME SIZE IMB 5 (IM V1, IM V3) FLANGE 1 (1FT6 COMPATIBLE) POWER CONNECTOR ROTATABLE ABSOLUTE VALUE ENCODER SINGLETURN 24 BIT WITH DRIVE-CLIQ INTERFACE (ENCODER AS24DQI) PLAIN SHAFT, W/O HOLDING BRAKE; ACC. TOLERANCE R VIBRATION SEVERITY GRADE A, DEGREE OF PROTECTION IP 67 | 3922 | TEM | 1 | MC | 7.204 | 1
1FT70625AF711BK5 | SIMOTICS S SYNCHRONOUS MOTOR 1FT7, M0=6NM (100K) NN=3000RPM, PN=1,70KW NATURAL AIR COOLING; FRAME SIZE IMB 5 (IM V1, IM V3) FLANGE 1 (1FT6 COMPATIBLE) POWER CONNECTOR ROTATABLE ABSOLUTE VALUE ENCODER SINGLETURN 24 BIT WITH DRIVE-CLIQ INTERFACE (ENCODER AS24DQI) PLAIN SHAFT, W/O HOLDING BRAKE; ACC. TOLERANCE R VIBRATION SEVERITY GRADE A+R, DEGREE OF PROTECTION IP 67 | 4078 | TEM | 1 | MC | 7.204 | 1
1FT70625AF711BL2 | SIMOTICS S SYNCHRONOUS MOTOR 1FT7, M0=6NM (100K) NN=3000RPM, PN=1,70KW NATURAL AIR COOLING; FRAME SIZE IMB 5 (IM V1, IM V3) FLANGE 1 (1FT6 COMPATIBLE) POWER CONNECTOR ROTATABLE ABSOLUTE VALUE ENCODER SINGLETURN 24 BIT WITH DRIVE-CLIQ INTERFACE (ENCODER AS24DQI) PLAIN SHAFT, WITH HOLDING BRAKE; ACCURACY TOLERANCE R VIBRATION SEVERITY GRADE A, DEGREE OF PROTECTION IP 67 | 4714 | TEM | 1 | MC | 8.503 | 1
1FT70625AF711BL4 | SIMOTICS S SYNCHRONOUS MOTOR 1FT7, M0=6NM (100K) NN=3000RPM, PN=1,70KW NATURAL AIR COOLING; FRAME SIZE IMB 5 (IM V1, IM V3) FLANGE 1 (1FT6 COMPATIBLE) POWER CONNECTOR ROTATABLE ABSOLUTE VALUE ENCODER SINGLETURN 24 BIT WITH DRIVE-CLIQ INTERFACE (ENCODER AS24DQI) PLAIN SHAFT, WITH HOLDING BRAKE; ACCURACY TOLERANCE R VIBRATION SEVERITY GRADE A+R, DEGREE OF PROTECTION IP 65 | 4790 | TEM | 1 | MC | 8.503 | 1
1FT70625AF711CA0 | SIMOTICS S SYNCHRONOUS MOTOR 1FT7, M0=6NM (100K) NN=3000RPM, PN=1,70KW NATURAL AIR COOLING; FRAME SIZE IMB 5 (IM V1, IM V3) FLANGE 1 (1FT6 COMPATIBLE) POWER CONNECTOR ROTATABLE ABSOLUTE ENCODER 24 BITS + 12 BIT MULTITURN WITH DRIVE-CLIQ INTERFACE (ENCODER AM24DQI) SHAFT WITH FITTED KEY; W/O HOLDING BRAKE; ACC. TOLERANCE N VIBRATION SEVERITY GRADE A, DEGREE OF PROTECTION IP 64 | 4352 | TEM | 1 | MC | 7.204 | 1
1FT70625AF711CA1 | SIMOTICS S SYNCHRONOUS MOTOR 1FT7, M0=6NM (100K) NN=3000RPM, PN=1,70KW NATURAL AIR COOLING; FRAME SIZE IMB 5 (IM V1, IM V3) FLANGE 1 (1FT6 COMPATIBLE) POWER CONNECTOR ROTATABLE ABSOLUTE ENCODER 24 BITS + 12 BIT MULTITURN WITH DRIVE-CLIQ INTERFACE (ENCODER AM24DQI) SHAFT WITH FITTED KEY; W/O HOLDING BRAKE; ACC. TOLERANCE N VIBRATION SEVERITY GRADE A, DEGREE OF PROTECTION IP 65 | 4448 | TEM | 1 | MC | 7.204 | 1
1FT70625AF711CA2 | SIMOTICS S SYNCHRONOUS MOTOR 1FT7, M0=6NM (100K) NN=3000RPM, PN=1,70KW NATURAL AIR COOLING; FRAME SIZE IMB 5 (IM V1, IM V3) FLANGE 1 (1FT6 COMPATIBLE) POWER CONNECTOR ROTATABLE ABSOLUTE ENCODER 24 BITS + 12 BIT MULTITURN WITH DRIVE-CLIQ INTERFACE (ENCODER AM24DQI) SHAFT WITH FITTED KEY; W/O HOLDING BRAKE; ACC. TOLERANCE N VIBRATION SEVERITY GRADE A, DEGREE OF PROTECTION IP 67 | 4528 | TEM | 1 | MC | 7.204 | 1
1FT70625AF711CA3 | SIMOTICS S SYNCHRONOUS MOTOR 1FT7, M0=6NM (100K) NN=3000RPM, PN=1,70KW NATURAL AIR COOLING; FRAME SIZE IMB 5 (IM V1, IM V3) FLANGE 1 (1FT6 COMPATIBLE) POWER CONNECTOR ROTATABLE ABSOLUTE ENCODER 24 BITS + 12 BIT MULTITURN WITH DRIVE-CLIQ INTERFACE (ENCODER AM24DQI) SHAFT WITH FITTED KEY; W/O HOLDING BRAKE; ACC. TOLERANCE N VIBRATION SEVERITY GRADE A+R, DEGREE OF PROTECTION IP 64 | 4507 | TEM | 1 | MC | 7.204 | 1
1FT70625AF711CB0 | SIMOTICS S SYNCHRONOUS MOTOR 1FT7, M0=6NM (100K) NN=3000RPM, PN=1,70KW NATURAL AIR COOLING; FRAME SIZE IMB 5 (IM V1, IM V3) FLANGE 1 (1FT6 COMPATIBLE) POWER CONNECTOR ROTATABLE ABSOLUTE ENCODER 24 BITS + 12 BIT MULTITURN WITH DRIVE-CLIQ INTERFACE (ENCODER AM24DQI) SHAFT WITH FITTED KEY; WITH HOLDING BRAKE; ACC. TOLERANCE N VIBRATION SEVERITY GRADE A, DEGREE OF PROTECTION IP 64 | 5146 | TEM | 1 | MC | 8.503 | 1
1FT70625AF711CB1 | SIMOTICS S SYNCHRONOUS MOTOR 1FT7, M0=6NM (100K) NN=3000RPM, PN=1,70KW NATURAL AIR COOLING; FRAME SIZE IMB 5 (IM V1, IM V3) FLANGE 1 (1FT6 COMPATIBLE) POWER CONNECTOR ROTATABLE ABSOLUTE ENCODER 24 BITS + 12 BIT MULTITURN WITH DRIVE-CLIQ INTERFACE (ENCODER AM24DQI) SHAFT WITH FITTED KEY; WITH HOLDING BRAKE; ACC. TOLERANCE N VIBRATION SEVERITY GRADE A, DEGREE OF PROTECTION IP 65 | 5242 | TEM | 1 | MC | 8.503 | 1
1FT70625AF711CB2 | SIMOTICS S SYNCHRONOUS MOTOR 1FT7, M0=6NM (100K) NN=3000RPM, PN=1,70KW NATURAL AIR COOLING; FRAME SIZE IMB 5 (IM V1, IM V3) FLANGE 1 (1FT6 COMPATIBLE) POWER CONNECTOR ROTATABLE ABSOLUTE ENCODER 24 BITS + 12 BIT MULTITURN WITH DRIVE-CLIQ INTERFACE (ENCODER AM24DQI) SHAFT WITH FITTED KEY; WITH HOLDING BRAKE; ACC. TOLERANCE N VIBRATION SEVERITY GRADE A, DEGREE OF PROTECTION IP 67 | 5322 | TEM | 1 | MC | 8.503 | 1
1FT70625AF711CG0 | SIMOTICS S SYNCHRONOUS MOTOR 1FT7, M0=6NM (100K) NN=3000RPM, PN=1,70KW NATURAL AIR COOLING; FRAME SIZE IMB 5 (IM V1, IM V3) FLANGE 1 (1FT6 COMPATIBLE) POWER CONNECTOR ROTATABLE ABSOLUTE ENCODER 24 BITS + 12 BIT MULTITURN WITH DRIVE-CLIQ INTERFACE (ENCODER AM24DQI) PLAIN SHAFT, W/O HOLDING BRAKE; ACC. TOLERANCE N VIBRATION SEVERITY GRADE A, DEGREE OF PROTECTION IP 64 | 4352 | TEM | 1 | MC | 7.204 | 1
1FT70625AF711CG1 | SIMOTICS S SYNCHRONOUS MOTOR 1FT7, M0=6NM (100K) NN=3000RPM, PN=1,70KW NATURAL AIR COOLING; FRAME SIZE IMB 5 (IM V1, IM V3) FLANGE 1 (1FT6 COMPATIBLE) POWER CONNECTOR ROTATABLE ABSOLUTE ENCODER 24 BITS + 12 BIT MULTITURN WITH DRIVE-CLIQ INTERFACE (ENCODER AM24DQI) PLAIN SHAFT, W/O HOLDING BRAKE; ACC. TOLERANCE N VIBRATION SEVERITY GRADE A, DEGREE OF PROTECTION IP 65 | 4448 | TEM | 1 | MC | 7.204 | 1
1FT70625AF711CG2 | SIMOTICS S SYNCHRONOUS MOTOR 1FT7, M0=6NM (100K) NN=3000RPM, PN=1,70KW NATURAL AIR COOLING; FRAME SIZE IMB 5 (IM V1, IM V3) FLANGE 1 (1FT6 COMPATIBLE) POWER CONNECTOR ROTATABLE ABSOLUTE ENCODER 24 BITS + 12 BIT MULTITURN WITH DRIVE-CLIQ INTERFACE (ENCODER AM24DQI) PLAIN SHAFT, W/O HOLDING BRAKE; ACC. TOLERANCE N VIBRATION SEVERITY GRADE A, DEGREE OF PROTECTION IP 67 | 4528 | TEM | 1 | MC | 7.204 | 1
1FT70625AF711CG5 | SIMOTICS S SYNCHRONOUS MOTOR 1FT7, M0=6NM (100K) NN=3000RPM, PN=1,70KW NATURAL AIR COOLING; FRAME SIZE IMB 5 (IM V1, IM V3) FLANGE 1 (1FT6 COMPATIBLE) POWER CONNECTOR ROTATABLE ABSOLUTE ENCODER 24 BITS + 12 BIT MULTITURN WITH DRIVE-CLIQ INTERFACE (ENCODER AM24DQI) PLAIN SHAFT, W/O HOLDING BRAKE; ACC. TOLERANCE N VIBRATION SEVERITY GRADE A+R, DEGREE OF PROTECTION IP 67 | 4684 | TEM | 1 | MC | 7.204 | 1
1FT70625AF711CH1 | SIMOTICS S SYNCHRONOUS MOTOR 1FT7, M0=6NM (100K) NN=3000RPM, PN=1,70KW NATURAL AIR COOLING; FRAME SIZE IMB 5 (IM V1, IM V3) FLANGE 1 (1FT6 COMPATIBLE) POWER CONNECTOR ROTATABLE ABSOLUTE ENCODER 24 BITS + 12 BIT MULTITURN WITH DRIVE-CLIQ INTERFACE (ENCODER AM24DQI) PLAIN SHAFT, WITH HOLDING BRAKE; ACCURACY TOLERANCE N VIBRATION SEVERITY GRADE A, DEGREE OF PROTECTION IP 65 | 5242 | TEM | 1 | MC | 8.503 | 1
1FT70625AF711CH2 | SIMOTICS S SYNCHRONOUS MOTOR 1FT7, M0=6NM (100K) NN=3000RPM, PN=1,70KW NATURAL AIR COOLING; FRAME SIZE IMB 5 (IM V1, IM V3) FLANGE 1 (1FT6 COMPATIBLE) POWER CONNECTOR ROTATABLE ABSOLUTE ENCODER 24 BITS + 12 BIT MULTITURN WITH DRIVE-CLIQ INTERFACE (ENCODER AM24DQI) PLAIN SHAFT, WITH HOLDING BRAKE; ACCURACY TOLERANCE N VIBRATION SEVERITY GRADE A, DEGREE OF PROTECTION IP 67 | 5322 | TEM | 1 | MC | 8.503 | 1
1FT70625AF711CL2 | SIMOTICS S SYNCHRONOUS MOTOR 1FT7, M0=6NM (100K) NN=3000RPM, PN=1,70KW NATURAL AIR COOLING; FRAME SIZE IMB 5 (IM V1, IM V3) FLANGE 1 (1FT6 COMPATIBLE) POWER CONNECTOR ROTATABLE ABSOLUTE ENCODER 24 BITS + 12 BIT MULTITURN WITH DRIVE-CLIQ INTERFACE (ENCODER AM24DQI) PLAIN SHAFT, WITH HOLDING BRAKE; ACCURACY TOLERANCE R VIBRATION SEVERITY GRADE A, DEGREE OF PROTECTION IP 67 | 5479 | TEM | 1 | MC | 8.503 | 1
1FT70625AF711DA0 | SIMOTICS S SYNCHRONOUS MOTOR 1FT7, M0=6NM (100K) NN=3000RPM, PN=1,70KW NATURAL AIR COOLING; FRAME SIZE IMB 5 (IM V1, IM V3) FLANGE 1 (1FT6 COMPATIBLE) POWER CONNECTOR ROTATABLE INCREMENTAL ENCODER 2048 S/R WITH DRIVE-CLIQ INTERFACE (ENCODER I-2048) CONNECTOR ROTATABLE SHAFT WITH FITTED KEY; W/O HOLDING BRAKE; ACC. TOLERANCE N VIBRATION SEVERITY GRADE A, DEGREE OF PROTECTION IP 64 | 3667 | TEM | 1 | MC | 7.204 | 1
1FT70625AF711DA1 | SIMOTICS S SYNCHRONOUS MOTOR 1FT7, M0=6NM (100K) NN=3000RPM, PN=1,70KW NATURAL AIR COOLING; FRAME SIZE IMB 5 (IM V1, IM V3) FLANGE 1 (1FT6 COMPATIBLE) POWER CONNECTOR ROTATABLE INCREMENTAL ENCODER 2048 S/R WITH DRIVE-CLIQ INTERFACE (ENCODER I-2048) CONNECTOR ROTATABLE SHAFT WITH FITTED KEY; W/O HOLDING BRAKE; ACC. TOLERANCE N VIBRATION SEVERITY GRADE A, DEGREE OF PROTECTION IP 65 | 3763 | TEM | 1 | MC | 7.204 | 1
1FT70625AF711DB0 | SIMOTICS S SYNCHRONOUS MOTOR 1FT7, M0=6NM (100K) NN=3000RPM, PN=1,70KW NATURAL AIR COOLING; FRAME SIZE IMB 5 (IM V1, IM V3) FLANGE 1 (1FT6 COMPATIBLE) POWER CONNECTOR ROTATABLE INCREMENTAL ENCODER 2048 S/R WITH DRIVE-CLIQ INTERFACE (ENCODER I-2048) CONNECTOR ROTATABLE SHAFT WITH FITTED KEY; WITH HOLDING BRAKE; ACC. TOLERANCE N VIBRATION SEVERITY GRADE A, DEGREE OF PROTECTION IP 64 | 4461 | TEM | 1 | MC | 8.503 | 1
1FT70625AF711DB1 | SIMOTICS S SYNCHRONOUS MOTOR 1FT7, M0=6NM (100K) NN=3000RPM, PN=1,70KW NATURAL AIR COOLING; FRAME SIZE IMB 5 (IM V1, IM V3) FLANGE 1 (1FT6 COMPATIBLE) POWER CONNECTOR ROTATABLE INCREMENTAL ENCODER 2048 S/R WITH DRIVE-CLIQ INTERFACE (ENCODER I-2048) CONNECTOR ROTATABLE SHAFT WITH FITTED KEY; WITH HOLDING BRAKE; ACC. TOLERANCE N VIBRATION SEVERITY GRADE A, DEGREE OF PROTECTION IP 65 | 4557 | TEM | 1 | MC | 8.503 | 1
1FT70625AF711DD0 | SIMOTICS S SYNCHRONOUS MOTOR 1FT7, M0=6NM (100K) NN=3000RPM, PN=1,70KW NATURAL AIR COOLING; FRAME SIZE IMB 5 (IM V1, IM V3) FLANGE 1 (1FT6 COMPATIBLE) POWER CONNECTOR ROTATABLE INCREMENTAL ENCODER 2048 S/R WITH DRIVE-CLIQ INTERFACE (ENCODER I-2048) CONNECTOR ROTATABLE SHAFT WITH FITTED KEY; W/O HOLDING BRAKE; ACC. TOLERANCE R VIBRATION SEVERITY GRADE A, DEGREE OF PROTECTION IP 64 | 3827 | TEM | 1 | MC | 7.204 | 1
1FT70625AF711DD2 | SIMOTICS S SYNCHRONOUS MOTOR 1FT7, M0=6NM (100K) NN=3000RPM, PN=1,70KW NATURAL AIR COOLING; FRAME SIZE IMB 5 (IM V1, IM V3) FLANGE 1 (1FT6 COMPATIBLE) POWER CONNECTOR ROTATABLE INCREMENTAL ENCODER 2048 S/R WITH DRIVE-CLIQ INTERFACE (ENCODER I-2048) CONNECTOR ROTATABLE SHAFT WITH FITTED KEY; W/O HOLDING BRAKE; ACC. TOLERANCE R VIBRATION SEVERITY GRADE A, DEGREE OF PROTECTION IP 67 | 4002 | TEM | 1 | MC | 7.204 | 1
1FT70625AF711DG0 | SIMOTICS S SYNCHRONOUS MOTOR 1FT7, M0=6NM (100K) NN=3000RPM, PN=1,70KW NATURAL AIR COOLING; FRAME SIZE IMB 5 (IM V1, IM V3) FLANGE 1 (1FT6 COMPATIBLE) POWER CONNECTOR ROTATABLE INCREMENTAL ENCODER 2048 S/R WITH DRIVE-CLIQ INTERFACE (ENCODER I-2048) CONNECTOR ROTATABLE PLAIN SHAFT, W/O HOLDING BRAKE; ACC. TOLERANCE N VIBRATION SEVERITY GRADE A, DEGREE OF PROTECTION IP 64 | 3667 | TEM | 1 | MC | 7.204 | 1
1FT70625AF711DG1 | SIMOTICS S SYNCHRONOUS MOTOR 1FT7, M0=6NM (100K) NN=3000RPM, PN=1,70KW NATURAL AIR COOLING; FRAME SIZE IMB 5 (IM V1, IM V3) FLANGE 1 (1FT6 COMPATIBLE) POWER CONNECTOR ROTATABLE INCREMENTAL ENCODER 2048 S/R WITH DRIVE-CLIQ INTERFACE (ENCODER I-2048) CONNECTOR ROTATABLE PLAIN SHAFT, W/O HOLDING BRAKE; ACC. TOLERANCE N VIBRATION SEVERITY GRADE A, DEGREE OF PROTECTION IP 65 | 3763 | TEM | 1 | MC | 7.204 | 1
1FT70625AF711DG2 | SIMOTICS S SYNCHRONOUS MOTOR 1FT7, M0=6NM (100K) NN=3000RPM, PN=1,70KW NATURAL AIR COOLING; FRAME SIZE IMB 5 (IM V1, IM V3) FLANGE 1 (1FT6 COMPATIBLE) POWER CONNECTOR ROTATABLE INCREMENTAL ENCODER 2048 S/R WITH DRIVE-CLIQ INTERFACE (ENCODER I-2048) CONNECTOR ROTATABLE PLAIN SHAFT, W/O HOLDING BRAKE; ACC. TOLERANCE N VIBRATION SEVERITY GRADE A, DEGREE OF PROTECTION IP 67 | 3843 | TEM | 1 | MC | 7.204 | 1
1FT70625AF711DG5 | SIMOTICS S SYNCHRONOUS MOTOR 1FT7, M0=6NM (100K) NN=3000RPM, PN=1,70KW NATURAL AIR COOLING; FRAME SIZE IMB 5 (IM V1, IM V3) FLANGE 1 (1FT6 COMPATIBLE) POWER CONNECTOR ROTATABLE INCREMENTAL ENCODER 2048 S/R WITH DRIVE-CLIQ INTERFACE (ENCODER I-2048) CONNECTOR ROTATABLE PLAIN SHAFT, W/O HOLDING BRAKE; ACC. TOLERANCE N VIBRATION SEVERITY GRADE A+R, DEGREE OF PROTECTION IP 67 | 3999 | TEM | 1 | MC | 7.204 | 1
1FT70625AF711DH1 | SIMOTICS S SYNCHRONOUS MOTOR 1FT7, M0=6NM (100K) NN=3000RPM, PN=1,70KW NATURAL AIR COOLING; FRAME SIZE IMB 5 (IM V1, IM V3) FLANGE 1 (1FT6 COMPATIBLE) POWER CONNECTOR ROTATABLE INCREMENTAL ENCODER 2048 S/R WITH DRIVE-CLIQ INTERFACE (ENCODER I-2048) CONNECTOR ROTATABLE PLAIN SHAFT, WITH HOLDING BRAKE; ACCURACY TOLERANCE N VIBRATION SEVERITY GRADE A, DEGREE OF PROTECTION IP 65 | 4557 | TEM | 1 | MC | 8.503 | 1
1FT70625AF711DH2 | SIMOTICS S SYNCHRONOUS MOTOR 1FT7, M0=6NM (100K) NN=3000RPM, PN=1,70KW NATURAL AIR COOLING; FRAME SIZE IMB 5 (IM V1, IM V3) FLANGE 1 (1FT6 COMPATIBLE) POWER CONNECTOR ROTATABLE INCREMENTAL ENCODER 2048 S/R WITH DRIVE-CLIQ INTERFACE (ENCODER I-2048) CONNECTOR ROTATABLE PLAIN SHAFT, WITH HOLDING BRAKE; ACCURACY TOLERANCE N VIBRATION SEVERITY GRADE A, DEGREE OF PROTECTION IP 67 | 4637 | TEM | 1 | MC | 8.503 | 1
1FT70625AF711DK0 | SIMOTICS S SYNCHRONOUS MOTOR 1FT7, M0=6NM (100K) NN=3000RPM, PN=1,70KW NATURAL AIR COOLING; FRAME SIZE IMB 5 (IM V1, IM V3) FLANGE 1 (1FT6 COMPATIBLE) POWER CONNECTOR ROTATABLE INCREMENTAL ENCODER 2048 S/R WITH DRIVE-CLIQ INTERFACE (ENCODER I-2048) CONNECTOR ROTATABLE PLAIN SHAFT, W/O HOLDING BRAKE; ACC. TOLERANCE R VIBRATION SEVERITY GRADE A, DEGREE OF PROTECTION IP 64 | 3827 | TEM | 1 | MC | 7.204 | 1
1FT70625AF711DK2 | SIMOTICS S SYNCHRONOUS MOTOR 1FT7, M0=6NM (100K) NN=3000RPM, PN=1,70KW NATURAL AIR COOLING; FRAME SIZE IMB 5 (IM V1, IM V3) FLANGE 1 (1FT6 COMPATIBLE) POWER CONNECTOR ROTATABLE INCREMENTAL ENCODER 2048 S/R WITH DRIVE-CLIQ INTERFACE (ENCODER I-2048) CONNECTOR ROTATABLE PLAIN SHAFT, W/O HOLDING BRAKE; ACC. TOLERANCE R VIBRATION SEVERITY GRADE A, DEGREE OF PROTECTION IP 67 | 4002 | TEM | 1 | MC | 7.204 | 1
1FT70625AF711DK3 | SIMOTICS S SYNCHRONOUS MOTOR 1FT7, M0=6NM (100K) NN=3000RPM, PN=1,70KW NATURAL AIR COOLING; FRAME SIZE IMB 5 (IM V1, IM V3) FLANGE 1 (1FT6 COMPATIBLE) POWER CONNECTOR ROTATABLE INCREMENTAL ENCODER 2048 S/R WITH DRIVE-CLIQ INTERFACE (ENCODER I-2048) CONNECTOR ROTATABLE PLAIN SHAFT, W/O HOLDING BRAKE; ACC. TOLERANCE R VIBRATION SEVERITY GRADE A+R, DEGREE OF PROTECTION IP 64 | 3982 | TEM | 1 | MC | 7.204 | 1
1FT70625AF711DL2 | SIMOTICS S SYNCHRONOUS MOTOR 1FT7, M0=6NM (100K) NN=3000RPM, PN=1,70KW NATURAL AIR COOLING; FRAME SIZE IMB 5 (IM V1, IM V3) FLANGE 1 (1FT6 COMPATIBLE) POWER CONNECTOR ROTATABLE INCREMENTAL ENCODER 2048 S/R WITH DRIVE-CLIQ INTERFACE (ENCODER I-2048) CONNECTOR ROTATABLE PLAIN SHAFT, WITH HOLDING BRAKE; ACCURACY TOLERANCE R VIBRATION SEVERITY GRADE A, DEGREE OF PROTECTION IP 67 | 4794 | TEM | 1 | MC | 8.503 | 1
1FT70625AF711FA0 | SIMOTICS S SYNCHRONOUS MOTOR 1FT7, M0=6NM (100K) NN=3000RPM, PN=1,70KW NATURAL AIR COOLING; FRAME SIZE IMB 5 (IM V1, IM V3) FLANGE 1 (1FT6 COMPATIBLE) POWER CONNECTOR ROTATABLE ABSOLUTE ENCODER 22 BITS MULTI TURN WITH DRIVE-CLIQ INTERFACE (ENCODER AM-22-DQ) CONNECTOR ROTATABLE SHAFT WITH FITTED KEY; W/O HOLDING BRAKE; ACC. TOLERANCE N VIBRATION SEVERITY GRADE A, DEGREE OF PROTECTION IP 64 | 4432 | TEM | 1 | MC | 7.204 | 1
1FT70625AF711FA1 | SIMOTICS S SYNCHRONOUS MOTOR 1FT7, M0=6NM (100K) NN=3000RPM, PN=1,70KW NATURAL AIR COOLING; FRAME SIZE IMB 5 (IM V1, IM V3) FLANGE 1 (1FT6 COMPATIBLE) POWER CONNECTOR ROTATABLE ABSOLUTE ENCODER 22 BITS MULTI TURN WITH DRIVE-CLIQ INTERFACE (ENCODER AM-22-DQ) CONNECTOR ROTATABLE SHAFT WITH FITTED KEY; W/O HOLDING BRAKE; ACC. TOLERANCE N VIBRATION SEVERITY GRADE A, DEGREE OF PROTECTION IP 65 | 4529 | TEM | 1 | MC | 7.204 | 1
1FT70625AF711FA2 | SIMOTICS S SYNCHRONOUS MOTOR 1FT7, M0=6NM (100K) NN=3000RPM, PN=1,70KW NATURAL AIR COOLING; FRAME SIZE IMB 5 (IM V1, IM V3) FLANGE 1 (1FT6 COMPATIBLE) POWER CONNECTOR ROTATABLE ABSOLUTE ENCODER 22 BITS MULTI TURN WITH DRIVE-CLIQ INTERFACE (ENCODER AM-22-DQ) CONNECTOR ROTATABLE SHAFT WITH FITTED KEY; W/O HOLDING BRAKE; ACC. TOLERANCE N VIBRATION SEVERITY GRADE A, DEGREE OF PROTECTION IP 67 | 4608 | TEM | 1 | MC | 7.204 | 1
1FT70625AF711FB0 | SIMOTICS S SYNCHRONOUS MOTOR 1FT7, M0=6NM (100K) NN=3000RPM, PN=1,70KW NATURAL AIR COOLING; FRAME SIZE IMB 5 (IM V1, IM V3) FLANGE 1 (1FT6 COMPATIBLE) POWER CONNECTOR ROTATABLE ABSOLUTE ENCODER 22 BITS MULTI TURN WITH DRIVE-CLIQ INTERFACE (ENCODER AM-22-DQ) CONNECTOR ROTATABLE SHAFT WITH FITTED KEY; WITH HOLDING BRAKE; ACC. TOLERANCE N VIBRATION SEVERITY GRADE A, DEGREE OF PROTECTION IP 64 | 5226 | TEM | 1 | MC | 8.503 | 1
1FT70625AF711FB1 | SIMOTICS S SYNCHRONOUS MOTOR 1FT7, M0=6NM (100K) NN=3000RPM, PN=1,70KW NATURAL AIR COOLING; FRAME SIZE IMB 5 (IM V1, IM V3) FLANGE 1 (1FT6 COMPATIBLE) POWER CONNECTOR ROTATABLE ABSOLUTE ENCODER 22 BITS MULTI TURN WITH DRIVE-CLIQ INTERFACE (ENCODER AM-22-DQ) CONNECTOR ROTATABLE SHAFT WITH FITTED KEY; WITH HOLDING BRAKE; ACC. TOLERANCE N VIBRATION SEVERITY GRADE A, DEGREE OF PROTECTION IP 65 | 5322 | TEM | 1 | MC | 8.503 | 1
1FT70625AF711FB3 | SIMOTICS S SYNCHRONOUS MOTOR 1FT7, M0=6NM (100K) NN=3000RPM, PN=1,70KW NATURAL AIR COOLING; FRAME SIZE IMB 5 (IM V1, IM V3) FLANGE 1 (1FT6 COMPATIBLE) POWER CONNECTOR ROTATABLE ABSOLUTE ENCODER 22 BITS MULTI TURN WITH DRIVE-CLIQ INTERFACE (ENCODER AM-22-DQ) CONNECTOR ROTATABLE SHAFT WITH FITTED KEY; WITH HOLDING BRAKE; ACC. TOLERANCE N VIBRATION SEVERITY GRADE A+R, DEGREE OF PROTECTION IP 64 | 5381 | TEM | 1 | MC | 8.503 | 1
1FT70625AF711FD2 | SIMOTICS S SYNCHRONOUS MOTOR 1FT7, M0=6NM (100K) NN=3000RPM, PN=1,70KW NATURAL AIR COOLING; FRAME SIZE IMB 5 (IM V1, IM V3) FLANGE 1 (1FT6 COMPATIBLE) POWER CONNECTOR ROTATABLE ABSOLUTE ENCODER 22 BITS MULTI TURN WITH DRIVE-CLIQ INTERFACE (ENCODER AM-22-DQ) CONNECTOR ROTATABLE SHAFT WITH FITTED KEY; W/O HOLDING BRAKE; ACC. TOLERANCE R VIBRATION SEVERITY GRADE A, DEGREE OF PROTECTION IP 67 | 4768 | TEM | 1 | MC | 7.204 | 1
1FT70625AF711FE2 | SIMOTICS S SYNCHRONOUS MOTOR 1FT7, M0=6NM (100K) NN=3000RPM, PN=1,70KW NATURAL AIR COOLING; FRAME SIZE IMB 5 (IM V1, IM V3) FLANGE 1 (1FT6 COMPATIBLE) POWER CONNECTOR ROTATABLE ABSOLUTE ENCODER 22 BITS MULTI TURN WITH DRIVE-CLIQ INTERFACE (ENCODER AM-22-DQ) CONNECTOR ROTATABLE SHAFT WITH FITTED KEY; WITH HOLDING BRAKE; ACC. TOLERANCE R VIBRATION SEVERITY GRADE A, DEGREE OF PROTECTION IP 67 | 5559 | TEM | 1 | MC | 8.503 | 1
1FT70625AF711FG0 | SIMOTICS S SYNCHRONOUS MOTOR 1FT7, M0=6NM (100K) NN=3000RPM, PN=1,70KW NATURAL AIR COOLING; FRAME SIZE IMB 5 (IM V1, IM V3) FLANGE 1 (1FT6 COMPATIBLE) POWER CONNECTOR ROTATABLE ABSOLUTE ENCODER 22 BITS MULTI TURN WITH DRIVE-CLIQ INTERFACE (ENCODER AM-22-DQ) CONNECTOR ROTATABLE PLAIN SHAFT, W/O HOLDING BRAKE; ACC. TOLERANCE N VIBRATION SEVERITY GRADE A, DEGREE OF PROTECTION IP 64 | 4432 | TEM | 1 | MC | 7.204 | 1
1FT70625AF711FG1 | SIMOTICS S SYNCHRONOUS MOTOR 1FT7, M0=6NM (100K) NN=3000RPM, PN=1,70KW NATURAL AIR COOLING; FRAME SIZE IMB 5 (IM V1, IM V3) FLANGE 1 (1FT6 COMPATIBLE) POWER CONNECTOR ROTATABLE ABSOLUTE ENCODER 22 BITS MULTI TURN WITH DRIVE-CLIQ INTERFACE (ENCODER AM-22-DQ) CONNECTOR ROTATABLE PLAIN SHAFT, W/O HOLDING BRAKE; ACC. TOLERANCE N VIBRATION SEVERITY GRADE A, DEGREE OF PROTECTION IP 65 | 4529 | TEM | 1 | MC | 7.204 | 1
1FT70625AF711FG2 | SIMOTICS S SYNCHRONOUS MOTOR 1FT7, M0=6NM (100K) NN=3000RPM, PN=1,70KW NATURAL AIR COOLING; FRAME SIZE IMB 5 (IM V1, IM V3) FLANGE 1 (1FT6 COMPATIBLE) POWER CONNECTOR ROTATABLE ABSOLUTE ENCODER 22 BITS MULTI TURN WITH DRIVE-CLIQ INTERFACE (ENCODER AM-22-DQ) CONNECTOR ROTATABLE PLAIN SHAFT, W/O HOLDING BRAKE; ACC. TOLERANCE N VIBRATION SEVERITY GRADE A, DEGREE OF PROTECTION IP 67 | 4608 | TEM | 1 | MC | 7.204 | 1
1FT70625AF711FH0 | SIMOTICS S SYNCHRONOUS MOTOR 1FT7, M0=6NM (100K) NN=3000RPM, PN=1,70KW NATURAL AIR COOLING; FRAME SIZE IMB 5 (IM V1, IM V3) FLANGE 1 (1FT6 COMPATIBLE) POWER CONNECTOR ROTATABLE ABSOLUTE ENCODER 22 BITS MULTI TURN WITH DRIVE-CLIQ INTERFACE (ENCODER AM-22-DQ) CONNECTOR ROTATABLE PLAIN SHAFT, WITH HOLDING BRAKE; ACCURACY TOLERANCE N VIBRATION SEVERITY GRADE A, DEGREE OF PROTECTION IP 64 | 5226 | TEM | 1 | MC | 8.503 | 1
1FT70625AF711FH1 | SIMOTICS S SYNCHRONOUS MOTOR 1FT7, M0=6NM (100K) NN=3000RPM, PN=1,70KW NATURAL AIR COOLING; FRAME SIZE IMB 5 (IM V1, IM V3) FLANGE 1 (1FT6 COMPATIBLE) POWER CONNECTOR ROTATABLE ABSOLUTE ENCODER 22 BITS MULTI TURN WITH DRIVE-CLIQ INTERFACE (ENCODER AM-22-DQ) CONNECTOR ROTATABLE PLAIN SHAFT, WITH HOLDING BRAKE; ACCURACY TOLERANCE N VIBRATION SEVERITY GRADE A, DEGREE OF PROTECTION IP 65 | 5322 | TEM | 1 | MC | 8.503 | 1
1FT70625AF711FH2 | SIMOTICS S SYNCHRONOUS MOTOR 1FT7, M0=6NM (100K) NN=3000RPM, PN=1,70KW NATURAL AIR COOLING; FRAME SIZE IMB 5 (IM V1, IM V3) FLANGE 1 (1FT6 COMPATIBLE) POWER CONNECTOR ROTATABLE ABSOLUTE ENCODER 22 BITS MULTI TURN WITH DRIVE-CLIQ INTERFACE (ENCODER AM-22-DQ) CONNECTOR ROTATABLE PLAIN SHAFT, WITH HOLDING BRAKE; ACCURACY TOLERANCE N VIBRATION SEVERITY GRADE A, DEGREE OF PROTECTION IP 67 | 5402 | TEM | 1 | MC | 8.503 | 1
1FT70625AF711FH5 | SIMOTICS S SYNCHRONOUS MOTOR 1FT7, M0=6NM (100K) NN=3000RPM, PN=1,70KW NATURAL AIR COOLING; FRAME SIZE IMB 5 (IM V1, IM V3) FLANGE 1 (1FT6 COMPATIBLE) POWER CONNECTOR ROTATABLE ABSOLUTE ENCODER 22 BITS MULTI TURN WITH DRIVE-CLIQ INTERFACE (ENCODER AM-22-DQ) CONNECTOR ROTATABLE PLAIN SHAFT, WITH HOLDING BRAKE; ACCURACY TOLERANCE N VIBRATION SEVERITY GRADE A+R, DEGREE OF PROTECTION IP 67 | 5558 | TEM | 1 | MC | 8.503 | 1
1FT70625AF711FK2 | SIMOTICS S SYNCHRONOUS MOTOR 1FT7, M0=6NM (100K) NN=3000RPM, PN=1,70KW NATURAL AIR COOLING; FRAME SIZE IMB 5 (IM V1, IM V3) FLANGE 1 (1FT6 COMPATIBLE) POWER CONNECTOR ROTATABLE ABSOLUTE ENCODER 22 BITS MULTI TURN WITH DRIVE-CLIQ INTERFACE (ENCODER AM-22-DQ) CONNECTOR ROTATABLE PLAIN SHAFT, W/O HOLDING BRAKE; ACC. TOLERANCE R VIBRATION SEVERITY GRADE A, DEGREE OF PROTECTION IP 67 | 4768 | TEM | 1 | MC | 7.204 | 1
1FT70625AF711FL2 | SIMOTICS S SYNCHRONOUS MOTOR 1FT7, M0=6NM (100K) NN=3000RPM, PN=1,70KW NATURAL AIR COOLING; FRAME SIZE IMB 5 (IM V1, IM V3) FLANGE 1 (1FT6 COMPATIBLE) POWER CONNECTOR ROTATABLE ABSOLUTE ENCODER 22 BITS MULTI TURN WITH DRIVE-CLIQ INTERFACE (ENCODER AM-22-DQ) CONNECTOR ROTATABLE PLAIN SHAFT, WITH HOLDING BRAKE; ACCURACY TOLERANCE R VIBRATION SEVERITY GRADE A, DEGREE OF PROTECTION IP 67 | 5559 | TEM | 1 | MC | 8.503 | 1
1FT70625AF711MA0 | SIMOTICS S SYNCHRONOUS MOTOR 1FT7, M0=6NM (100K) NN=3000RPM, PN=1,70KW NATURAL AIR COOLING; FRAME SIZE IMB 5 (IM V1, IM V3) (1FT6 COMPATIBLE) WITH KTY TEMPERATURE SENSOR POWER CONNECTOR ROTATABLE ABSOLUTE ENCODER ENDAT 2048 S/R (ENCODER A-2048) CONNECTOR ROTATABLE SHAFT WITH FITTED KEY; W/O HOLDING BRAKE; ACC. TOLERANCE N VIBRATION SEVERITY GRADE A, DEGREE OF PROTECTION IP 64 | 4001 | TEM | 1 | MC | 7.204 | 1
1FT70625AF711MA1 | SIMOTICS S SYNCHRONOUS MOTOR 1FT7, M0=6NM (100K) NN=3000RPM, PN=1,70KW NATURAL AIR COOLING; FRAME SIZE IMB 5 (IM V1, IM V3) (1FT6 COMPATIBLE) WITH KTY TEMPERATURE SENSOR POWER CONNECTOR ROTATABLE ABSOLUTE ENCODER ENDAT 2048 S/R (ENCODER A-2048) CONNECTOR ROTATABLE SHAFT WITH FITTED KEY; W/O HOLDING BRAKE; ACC. TOLERANCE N VIBRATION SEVERITY GRADE A, DEGREE OF PROTECTION IP 65 | 4097 | TEM | 1 | MC | 7.204 | 1
1FT70625AF711MA2 | SIMOTICS S SYNCHRONOUS MOTOR 1FT7, M0=6NM (100K) NN=3000RPM, PN=1,70KW NATURAL AIR COOLING; FRAME SIZE IMB 5 (IM V1, IM V3) (1FT6 COMPATIBLE) WITH KTY TEMPERATURE SENSOR POWER CONNECTOR ROTATABLE ABSOLUTE ENCODER ENDAT 2048 S/R (ENCODER A-2048) CONNECTOR ROTATABLE SHAFT WITH FITTED KEY; W/O HOLDING BRAKE; ACC. TOLERANCE N VIBRATION SEVERITY GRADE A, DEGREE OF PROTECTION IP 67 | 4176 | TEM | 1 | MC | 7.204 | 1
1FT70625AF711MB1 | SIMOTICS S SYNCHRONOUS MOTOR 1FT7, M0=6NM (100K) NN=3000RPM, PN=1,70KW NATURAL AIR COOLING; FRAME SIZE IMB 5 (IM V1, IM V3) (1FT6 COMPATIBLE) WITH KTY TEMPERATURE SENSOR POWER CONNECTOR ROTATABLE ABSOLUTE ENCODER ENDAT 2048 S/R (ENCODER A-2048) CONNECTOR ROTATABLE SHAFT WITH FITTED KEY; WITH HOLDING BRAKE; ACC. TOLERANCE N VIBRATION SEVERITY GRADE A, DEGREE OF PROTECTION IP 65 | 4891 | TEM | 1 | MC | 8.503 | 1
1FT70625AF711MB2 | SIMOTICS S SYNCHRONOUS MOTOR 1FT7, M0=6NM (100K) NN=3000RPM, PN=1,70KW NATURAL AIR COOLING; FRAME SIZE IMB 5 (IM V1, IM V3) (1FT6 COMPATIBLE) WITH KTY TEMPERATURE SENSOR POWER CONNECTOR ROTATABLE ABSOLUTE ENCODER ENDAT 2048 S/R (ENCODER A-2048) CONNECTOR ROTATABLE SHAFT WITH FITTED KEY; WITH HOLDING BRAKE; ACC. TOLERANCE N VIBRATION SEVERITY GRADE A, DEGREE OF PROTECTION IP 67 | 4970 | TEM | 1 | MC | 8.503 | 1
1FT70625AF711MG0 | SIMOTICS S SYNCHRONOUS MOTOR 1FT7, M0=6NM (100K) NN=3000RPM, PN=1,70KW NATURAL AIR COOLING; FRAME SIZE IMB 5 (IM V1, IM V3) (1FT6 COMPATIBLE) WITH KTY TEMPERATURE SENSOR POWER CONNECTOR ROTATABLE ABSOLUTE ENCODER ENDAT 2048 S/R (ENCODER A-2048) CONNECTOR ROTATABLE PLAIN SHAFT, W/O HOLDING BRAKE; ACC. TOLERANCE N VIBRATION SEVERITY GRADE A, DEGREE OF PROTECTION IP 64 | 4001 | TEM | 1 | MC | 7.204 | 1
1FT70625AF711MG2 | SIMOTICS S SYNCHRONOUS MOTOR 1FT7, M0=6NM (100K) NN=3000RPM, PN=1,70KW NATURAL AIR COOLING; FRAME SIZE IMB 5 (IM V1, IM V3) (1FT6 COMPATIBLE) WITH KTY TEMPERATURE SENSOR POWER CONNECTOR ROTATABLE ABSOLUTE ENCODER ENDAT 2048 S/R (ENCODER A-2048) CONNECTOR ROTATABLE PLAIN SHAFT, W/O HOLDING BRAKE; ACC. TOLERANCE N VIBRATION SEVERITY GRADE A, DEGREE OF PROTECTION IP 67 | 4176 | TEM | 1 | MC | 7.204 | 1
1FT70625AF711MH2 | SIMOTICS S SYNCHRONOUS MOTOR 1FT7, M0=6NM (100K) NN=3000RPM, PN=1,70KW NATURAL AIR COOLING; FRAME SIZE IMB 5 (IM V1, IM V3) (1FT6 COMPATIBLE) WITH KTY TEMPERATURE SENSOR POWER CONNECTOR ROTATABLE ABSOLUTE ENCODER ENDAT 2048 S/R (ENCODER A-2048) CONNECTOR ROTATABLE PLAIN SHAFT, WITH HOLDING BRAKE; ACCURACY TOLERANCE N VIBRATION SEVERITY GRADE A, DEGREE OF PROTECTION IP 67 | 4970 | TEM | 1 | MC | 8.503 | 1
1FT70625AF711ML2 | SIMOTICS S SYNCHRONOUS MOTOR 1FT7, M0=6NM (100K) NN=3000RPM, PN=1,70KW NATURAL AIR COOLING; FRAME SIZE IMB 5 (IM V1, IM V3) (1FT6 COMPATIBLE) WITH KTY TEMPERATURE SENSOR POWER CONNECTOR ROTATABLE ABSOLUTE ENCODER ENDAT 2048 S/R (ENCODER A-2048) CONNECTOR ROTATABLE PLAIN SHAFT, WITH HOLDING BRAKE; ACCURACY TOLERANCE R VIBRATION SEVERITY GRADE A, DEGREE OF PROTECTION IP 67 | 5127 | TEM | 1 | MC | 8.503 | 1
1FT70625AF711NA0 | SIMOTICS S SYNCHRONOUS MOTOR 1FT7, M0=6NM (100K) NN=3000RPM, PN=1,70KW NATURAL AIR COOLING; FRAME SIZE IM B5 (1FT6 COMPATIBLE) WITH KTY TEMPERATURE SENSOR POWER CONNECTOR ROTATABLE INCREM. ENCODER SIN/COS 1VSS 2048 S/R (ENCODER I-2048) CONNECTOR ROTATABLE SHAFT WITH FITTED KEY; W/O HOLDING BRAKE; ACC. TOLERANCE N VIBRATION SEVERITY GRADE A, DEGREE OF PROTECTION IP 64 | 3247 | TEM | 1 | MC | 7.204 | 1
1FT70625AF711NA1 | SIMOTICS S SYNCHRONOUS MOTOR 1FT7, M0=6NM (100K) NN=3000RPM, PN=1,70KW NATURAL AIR COOLING; FRAME SIZE IM B5 (1FT6 COMPATIBLE) WITH KTY TEMPERATURE SENSOR POWER CONNECTOR ROTATABLE INCREM. ENCODER SIN/COS 1VSS 2048 S/R (ENCODER I-2048) CONNECTOR ROTATABLE SHAFT WITH FITTED KEY; W/O HOLDING BRAKE; ACC. TOLERANCE N VIBRATION SEVERITY GRADE A, DEGREE OF PROTECTION IP 65 | 3343 | TEM | 1 | MC | 7.204 | 1
1FT70625AF711NA2 | SIMOTICS S SYNCHRONOUS MOTOR 1FT7, M0=6NM (100K) NN=3000RPM, PN=1,70KW NATURAL AIR COOLING; FRAME SIZE IM B5 (1FT6 COMPATIBLE) WITH KTY TEMPERATURE SENSOR POWER CONNECTOR ROTATABLE INCREM. ENCODER SIN/COS 1VSS 2048 S/R (ENCODER I-2048) CONNECTOR ROTATABLE SHAFT WITH FITTED KEY; W/O HOLDING BRAKE; ACC. TOLERANCE N VIBRATION SEVERITY GRADE A, DEGREE OF PROTECTION IP 67 | 3422 | TEM | 1 | MC | 7.204 | 1
1FT70625AF711NB0 | SIMOTICS S SYNCHRONOUS MOTOR 1FT7, M0=6NM (100K) NN=3000RPM, PN=1,70KW NATURAL AIR COOLING; FRAME SIZE IM B5 (1FT6 COMPATIBLE) WITH KTY TEMPERATURE SENSOR POWER CONNECTOR ROTATABLE INCREM. ENCODER SIN/COS 1VSS 2048 S/R (ENCODER I-2048) CONNECTOR ROTATABLE SHAFT WITH FITTED KEY; WITH HOLDING BRAKE; ACC. TOLERANCE N VIBRATION SEVERITY GRADE A, DEGREE OF PROTECTION IP 64 | 4040 | TEM | 1 | MC | 8.503 | 1
1FT70625AF711NB1 | SIMOTICS S SYNCHRONOUS MOTOR 1FT7, M0=6NM (100K) NN=3000RPM, PN=1,70KW NATURAL AIR COOLING; FRAME SIZE IM B5 (1FT6 COMPATIBLE) WITH KTY TEMPERATURE SENSOR POWER CONNECTOR ROTATABLE INCREM. ENCODER SIN/COS 1VSS 2048 S/R (ENCODER I-2048) CONNECTOR ROTATABLE SHAFT WITH FITTED KEY; WITH HOLDING BRAKE; ACC. TOLERANCE N VIBRATION SEVERITY GRADE A, DEGREE OF PROTECTION IP 65 | 4137 | TEM | 1 | MC | 8.503 | 1
1FT70625AF711NG2 | SIMOTICS S SYNCHRONOUS MOTOR 1FT7, M0=6NM (100K) NN=3000RPM, PN=1,70KW NATURAL AIR COOLING; FRAME SIZE IM B5 (1FT6 COMPATIBLE) WITH KTY TEMPERATURE SENSOR POWER CONNECTOR ROTATABLE INCREM. ENCODER SIN/COS 1VSS 2048 S/R (ENCODER I-2048) CONNECTOR ROTATABLE PLAIN SHAFT, W/O HOLDING BRAKE; ACC. TOLERANCE N VIBRATION SEVERITY GRADE A, DEGREE OF PROTECTION IP 67 | 3422 | TEM | 1 | MC | 7.204 | 1
1FT70625AF711NH1 | SIMOTICS S SYNCHRONOUS MOTOR 1FT7, M0=6NM (100K) NN=3000RPM, PN=1,70KW NATURAL AIR COOLING; FRAME SIZE IM B5 (1FT6 COMPATIBLE) WITH KTY TEMPERATURE SENSOR POWER CONNECTOR ROTATABLE INCREM. ENCODER SIN/COS 1VSS 2048 S/R (ENCODER I-2048) CONNECTOR ROTATABLE PLAIN SHAFT, WITH HOLDING BRAKE; ACCURACY TOLERANCE N VIBRATION SEVERITY GRADE A, DEGREE OF PROTECTION IP 65 | 4137 | TEM | 1 | MC | 8.503 | 1
1FT70625AF711NH2 | SIMOTICS S SYNCHRONOUS MOTOR 1FT7, M0=6NM (100K) NN=3000RPM, PN=1,70KW NATURAL AIR COOLING; FRAME SIZE IM B5 (1FT6 COMPATIBLE) WITH KTY TEMPERATURE SENSOR POWER CONNECTOR ROTATABLE INCREM. ENCODER SIN/COS 1VSS 2048 S/R (ENCODER I-2048) CONNECTOR ROTATABLE PLAIN SHAFT, WITH HOLDING BRAKE; ACCURACY TOLERANCE N VIBRATION SEVERITY GRADE A, DEGREE OF PROTECTION IP 67 | 4216 | TEM | 1 | MC | 8.503 | 1
1FT70625AF711NK2 | SIMOTICS S SYNCHRONOUS MOTOR 1FT7, M0=6NM (100K) NN=3000RPM, PN=1,70KW NATURAL AIR COOLING; FRAME SIZE IM B5 (1FT6 COMPATIBLE) WITH KTY TEMPERATURE SENSOR POWER CONNECTOR ROTATABLE INCREM. ENCODER SIN/COS 1VSS 2048 S/R (ENCODER I-2048) CONNECTOR ROTATABLE PLAIN SHAFT, W/O HOLDING BRAKE; ACC. TOLERANCE R VIBRATION SEVERITY GRADE A, DEGREE OF PROTECTION IP 67 | 3582 | TEM | 1 | MC | 7.204 | 1
1FT70625AF711NK5 | SIMOTICS S SYNCHRONOUS MOTOR 1FT7, M0=6NM (100K) NN=3000RPM, PN=1,70KW NATURAL AIR COOLING; FRAME SIZE IM B5 (1FT6 COMPATIBLE) WITH KTY TEMPERATURE SENSOR POWER CONNECTOR ROTATABLE INCREM. ENCODER SIN/COS 1VSS 2048 S/R (ENCODER I-2048) CONNECTOR ROTATABLE PLAIN SHAFT, W/O HOLDING BRAKE; ACC. TOLERANCE R VIBRATION SEVERITY GRADE A+R, DEGREE OF PROTECTION IP 67 | 3738 | TEM | 1 | MC | 7.204 | 1
1FT70625AF711NL2 | SIMOTICS S SYNCHRONOUS MOTOR 1FT7, M0=6NM (100K) NN=3000RPM, PN=1,70KW NATURAL AIR COOLING; FRAME SIZE IM B5 (1FT6 COMPATIBLE) WITH KTY TEMPERATURE SENSOR POWER CONNECTOR ROTATABLE INCREM. ENCODER SIN/COS 1VSS 2048 S/R (ENCODER I-2048) CONNECTOR ROTATABLE PLAIN SHAFT, WITH HOLDING BRAKE; ACCURACY TOLERANCE R VIBRATION SEVERITY GRADE A, DEGREE OF PROTECTION IP 67 | 4373 | TEM | 1 | MC | 8.503 | 1
1FT70625AF711NL5 | SIMOTICS S SYNCHRONOUS MOTOR 1FT7, M0=6NM (100K) NN=3000RPM, PN=1,70KW NATURAL AIR COOLING; FRAME SIZE IM B5 (1FT6 COMPATIBLE) WITH KTY TEMPERATURE SENSOR POWER CONNECTOR ROTATABLE INCREM. ENCODER SIN/COS 1VSS 2048 S/R (ENCODER I-2048) CONNECTOR ROTATABLE PLAIN SHAFT, WITH HOLDING BRAKE; ACCURACY TOLERANCE R VIBRATION SEVERITY GRADE A+R, DEGREE OF PROTECTION IP 67 | 4529 | TEM | 1 | MC | 8.503 | 1
1FT70625AK701BG2 | SIMOTICS S SYNCHRONOUS MOTOR 1FT7, M0=6NM (100K) NN=6000RPM, PN=2,13KW NATURAL AIR COOLING; FRAME SIZE IMB 5 (IM V1, IM V3) FLANGE 0 POWER CONNECTOR ROTATABLE ABSOLUTE VALUE ENCODER SINGLETURN 24 BIT WITH DRIVE-CLIQ INTERFACE (ENCODER AS24DQI) PLAIN SHAFT, W/O HOLDING BRAKE; ACC. TOLERANCE N VIBRATION SEVERITY GRADE A, DEGREE OF PROTECTION IP 67 | 3763 | TEM | 1 | MC | 7.204 | 1
1FT70625AK701CD3 | SIMOTICS S SYNCHRONOUS MOTOR 1FT7, M0=6NM (100K) NN=6000RPM, PN=2,13KW NATURAL AIR COOLING; FRAME SIZE IMB 5 (IM V1, IM V3) FLANGE 0 POWER CONNECTOR ROTATABLE ABSOLUTE ENCODER 24 BITS + 12 BIT MULTITURN WITH DRIVE-CLIQ INTERFACE (ENCODER AM24DQI) SHAFT WITH FITTED KEY; W/O HOLDING BRAKE; ACC. TOLERANCE R VIBRATION SEVERITY GRADE A+R, DEGREE OF PROTECTION IP 64 | 4666 | TEM | 1 | MC | 7.204 | 1
1FT70625AK701CG2 | SIMOTICS S SYNCHRONOUS MOTOR 1FT7, M0=6NM (100K) NN=6000RPM, PN=2,13KW NATURAL AIR COOLING; FRAME SIZE IMB 5 (IM V1, IM V3) FLANGE 0 POWER CONNECTOR ROTATABLE ABSOLUTE ENCODER 24 BITS + 12 BIT MULTITURN WITH DRIVE-CLIQ INTERFACE (ENCODER AM24DQI) PLAIN SHAFT, W/O HOLDING BRAKE; ACC. TOLERANCE N VIBRATION SEVERITY GRADE A, DEGREE OF PROTECTION IP 67 | 4528 | TEM | 1 | MC | 7.204 | 1
1FT70625AK701CH2 | SIMOTICS S SYNCHRONOUS MOTOR 1FT7, M0=6NM (100K) NN=6000RPM, PN=2,13KW NATURAL AIR COOLING; FRAME SIZE IMB 5 (IM V1, IM V3) FLANGE 0 POWER CONNECTOR ROTATABLE ABSOLUTE ENCODER 24 BITS + 12 BIT MULTITURN WITH DRIVE-CLIQ INTERFACE (ENCODER AM24DQI) PLAIN SHAFT, WITH HOLDING BRAKE; ACCURACY TOLERANCE N VIBRATION SEVERITY GRADE A, DEGREE OF PROTECTION IP 67 | 5322 | TEM | 1 | MC | 8.503 | 1
1FT70625AK701DA1 | SIMOTICS S SYNCHRONOUS MOTOR 1FT7, M0=6NM (100K) NN=6000RPM, PN=2,13KW NATURAL AIR COOLING; FRAME SIZE IMB 5 (IM V1, IM V3) FLANGE 0 POWER CONNECTOR ROTATABLE INCREMENTAL ENCODER 2048 S/R WITH DRIVE-CLIQ INTERFACE (ENCODER I-2048) CONNECTOR ROTATABLE SHAFT WITH FITTED KEY; W/O HOLDING BRAKE; ACC. TOLERANCE N VIBRATION SEVERITY GRADE A, DEGREE OF PROTECTION IP 65 | 3763 | TEM | 1 | MC | 7.204 | 1
1FT70625AK701DA3 | SIMOTICS S SYNCHRONOUS MOTOR 1FT7, M0=6NM (100K) NN=6000RPM, PN=2,13KW NATURAL AIR COOLING; FRAME SIZE IMB 5 (IM V1, IM V3) FLANGE 0 POWER CONNECTOR ROTATABLE INCREMENTAL ENCODER 2048 S/R WITH DRIVE-CLIQ INTERFACE (ENCODER I-2048) CONNECTOR ROTATABLE SHAFT WITH FITTED KEY; W/O HOLDING BRAKE; ACC. TOLERANCE N VIBRATION SEVERITY GRADE A+R, DEGREE OF PROTECTION IP 64 | 3822 | TEM | 1 | MC | 7.204 | 1
1FT70625AK701DB0 | SIMOTICS S SYNCHRONOUS MOTOR 1FT7, M0=6NM (100K) NN=6000RPM, PN=2,13KW NATURAL AIR COOLING; FRAME SIZE IMB 5 (IM V1, IM V3) FLANGE 0 POWER CONNECTOR ROTATABLE INCREMENTAL ENCODER 2048 S/R WITH DRIVE-CLIQ INTERFACE (ENCODER I-2048) CONNECTOR ROTATABLE SHAFT WITH FITTED KEY; WITH HOLDING BRAKE; ACC. TOLERANCE N VIBRATION SEVERITY GRADE A, DEGREE OF PROTECTION IP 64 | 4461 | TEM | 1 | MC | 8.503 | 1
1FT70625AK701DD0 | SIMOTICS S SYNCHRONOUS MOTOR 1FT7, M0=6NM (100K) NN=6000RPM, PN=2,13KW NATURAL AIR COOLING; FRAME SIZE IMB 5 (IM V1, IM V3) FLANGE 0 POWER CONNECTOR ROTATABLE INCREMENTAL ENCODER 2048 S/R WITH DRIVE-CLIQ INTERFACE (ENCODER I-2048) CONNECTOR ROTATABLE SHAFT WITH FITTED KEY; W/O HOLDING BRAKE; ACC. TOLERANCE R VIBRATION SEVERITY GRADE A, DEGREE OF PROTECTION IP 64 | 3827 | TEM | 1 | MC | 7.204 | 1
1FT70625AK701DG0 | SIMOTICS S SYNCHRONOUS MOTOR 1FT7, M0=6NM (100K) NN=6000RPM, PN=2,13KW NATURAL AIR COOLING; FRAME SIZE IMB 5 (IM V1, IM V3) FLANGE 0 POWER CONNECTOR ROTATABLE INCREMENTAL ENCODER 2048 S/R WITH DRIVE-CLIQ INTERFACE (ENCODER I-2048) CONNECTOR ROTATABLE PLAIN SHAFT, W/O HOLDING BRAKE; ACC. TOLERANCE N VIBRATION SEVERITY GRADE A, DEGREE OF PROTECTION IP 64 | 3667 | TEM | 1 | MC | 7.204 | 1
1FT70625AK701DG1 | SIMOTICS S SYNCHRONOUS MOTOR 1FT7, M0=6NM (100K) NN=6000RPM, PN=2,13KW NATURAL AIR COOLING; FRAME SIZE IMB 5 (IM V1, IM V3) FLANGE 0 POWER CONNECTOR ROTATABLE INCREMENTAL ENCODER 2048 S/R WITH DRIVE-CLIQ INTERFACE (ENCODER I-2048) CONNECTOR ROTATABLE PLAIN SHAFT, W/O HOLDING BRAKE; ACC. TOLERANCE N VIBRATION SEVERITY GRADE A, DEGREE OF PROTECTION IP 65 | 3763 | TEM | 1 | MC | 7.204 | 1
1FT70625AK701DG2 | SIMOTICS S SYNCHRONOUS MOTOR 1FT7, M0=6NM (100K) NN=6000RPM, PN=2,13KW NATURAL AIR COOLING; FRAME SIZE IMB 5 (IM V1, IM V3) FLANGE 0 POWER CONNECTOR ROTATABLE INCREMENTAL ENCODER 2048 S/R WITH DRIVE-CLIQ INTERFACE (ENCODER I-2048) CONNECTOR ROTATABLE PLAIN SHAFT, W/O HOLDING BRAKE; ACC. TOLERANCE N VIBRATION SEVERITY GRADE A, DEGREE OF PROTECTION IP 67 | 3843 | TEM | 1 | MC | 7.204 | 1
1FT70625AK701DK0 | SIMOTICS S SYNCHRONOUS MOTOR 1FT7, M0=6NM (100K) NN=6000RPM, PN=2,13KW NATURAL AIR COOLING; FRAME SIZE IMB 5 (IM V1, IM V3) FLANGE 0 POWER CONNECTOR ROTATABLE INCREMENTAL ENCODER 2048 S/R WITH DRIVE-CLIQ INTERFACE (ENCODER I-2048) CONNECTOR ROTATABLE PLAIN SHAFT, W/O HOLDING BRAKE; ACC. TOLERANCE R VIBRATION SEVERITY GRADE A, DEGREE OF PROTECTION IP 64 | 3827 | TEM | 1 | MC | 7.204 | 1
1FT70625AK701FB0 | SIMOTICS S SYNCHRONOUS MOTOR 1FT7, M0=6NM (100K) NN=6000RPM, PN=2,13KW NATURAL AIR COOLING; FRAME SIZE IMB 5 (IM V1, IM V3) FLANGE 0 POWER CONNECTOR ROTATABLE ABSOLUTE ENCODER 22 BITS MULTI TURN WITH DRIVE-CLIQ INTERFACE (ENCODER AM-22-DQ) CONNECTOR ROTATABLE SHAFT WITH FITTED KEY; WITH HOLDING BRAKE; ACC. TOLERANCE N VIBRATION SEVERITY GRADE A, DEGREE OF PROTECTION IP 64 | 5226 | TEM | 1 | MC | 8.503 | 1
1FT70625AK701FB2 | SIMOTICS S SYNCHRONOUS MOTOR 1FT7, M0=6NM (100K) NN=6000RPM, PN=2,13KW NATURAL AIR COOLING; FRAME SIZE IMB 5 (IM V1, IM V3) FLANGE 0 POWER CONNECTOR ROTATABLE ABSOLUTE ENCODER 22 BITS MULTI TURN WITH DRIVE-CLIQ INTERFACE (ENCODER AM-22-DQ) CONNECTOR ROTATABLE SHAFT WITH FITTED KEY; WITH HOLDING BRAKE; ACC. TOLERANCE N VIBRATION SEVERITY GRADE A, DEGREE OF PROTECTION IP 67 | 5402 | TEM | 1 | MC | 8.503 | 1
1FT70625AK701FG1 | SIMOTICS S SYNCHRONOUS MOTOR 1FT7, M0=6NM (100K) NN=6000RPM, PN=2,13KW NATURAL AIR COOLING; FRAME SIZE IMB 5 (IM V1, IM V3) FLANGE 0 POWER CONNECTOR ROTATABLE ABSOLUTE ENCODER 22 BITS MULTI TURN WITH DRIVE-CLIQ INTERFACE (ENCODER AM-22-DQ) CONNECTOR ROTATABLE PLAIN SHAFT, W/O HOLDING BRAKE; ACC. TOLERANCE N VIBRATION SEVERITY GRADE A, DEGREE OF PROTECTION IP 65 | 4529 | TEM | 1 | MC | 7.204 | 1
1FT70625AK701NA0 | SIMOTICS S SYNCHRONOUS MOTOR 1FT7, M0=6NM (100K) NN=6000RPM, PN=2,13KW NATURAL AIR COOLING; FRAME SIZE IMB 5 (IM V1, IM V3) FLANGE (COMPACT) WITH KTY TEMPERATURE SENSOR POWER CONNECTOR ROTATABLE INCREM. ENCODER SIN/COS 1VSS 2048 S/R (ENCODER I-2048) CONNECTOR ROTATABLE SHAFT WITH FITTED KEY; W/O HOLDING BRAKE; ACC. TOLERANCE N VIBRATION SEVERITY GRADE A, DEGREE OF PROTECTION IP 64 | 3247 | TEM | 1 | MC | 7.204 | 1
1FT70625AK701ND0 | SIMOTICS S SYNCHRONOUS MOTOR 1FT7, M0=6NM (100K) NN=6000RPM, PN=2,13KW NATURAL AIR COOLING; FRAME SIZE IMB 5 (IM V1, IM V3) FLANGE (COMPACT) WITH KTY TEMPERATURE SENSOR POWER CONNECTOR ROTATABLE INCREM. ENCODER SIN/COS 1VSS 2048 S/R (ENCODER I-2048) CONNECTOR ROTATABLE SHAFT WITH FITTED KEY; W/O HOLDING BRAKE; ACC. TOLERANCE R VIBRATION SEVERITY GRADE A, DEGREE OF PROTECTION IP 64 | 3406 | TEM | 1 | MC | 7.204 | 1
1FT70625AK701NG2 | SIMOTICS S SYNCHRONOUS MOTOR 1FT7, M0=6NM (100K) NN=6000RPM, PN=2,13KW NATURAL AIR COOLING; FRAME SIZE IMB 5 (IM V1, IM V3) FLANGE (COMPACT) WITH KTY TEMPERATURE SENSOR POWER CONNECTOR ROTATABLE INCREM. ENCODER SIN/COS 1VSS 2048 S/R (ENCODER I-2048) CONNECTOR ROTATABLE PLAIN SHAFT, W/O HOLDING BRAKE; ACC. TOLERANCE N VIBRATION SEVERITY GRADE A, DEGREE OF PROTECTION IP 67 | 3422 | TEM | 1 | MC | 7.204 | 1
1FT70625AK701NK0 | SIMOTICS S SYNCHRONOUS MOTOR 1FT7, M0=6NM (100K) NN=6000RPM, PN=2,13KW NATURAL AIR COOLING; FRAME SIZE IMB 5 (IM V1, IM V3) FLANGE (COMPACT) WITH KTY TEMPERATURE SENSOR POWER CONNECTOR ROTATABLE INCREM. ENCODER SIN/COS 1VSS 2048 S/R (ENCODER I-2048) CONNECTOR ROTATABLE PLAIN SHAFT, W/O HOLDING BRAKE; ACC. TOLERANCE R VIBRATION SEVERITY GRADE A, DEGREE OF PROTECTION IP 64 | 3406 | TEM | 1 | MC | 7.204 | 1
1FT70625AK711BA1 | SIMOTICS S SYNCHRONOUS MOTOR 1FT7, M0=6NM (100K) NN=6000RPM, PN=2,13KW NATURAL AIR COOLING; FRAME SIZE IMB 5 (IM V1, IM V3) FLANGE 1 (1FT6 COMPATIBLE) POWER CONNECTOR ROTATABLE ABSOLUTE VALUE ENCODER SINGLETURN 24 BIT WITH DRIVE-CLIQ INTERFACE (ENCODER AS24DQI) SHAFT WITH FITTED KEY; W/O HOLDING BRAKE; ACC. TOLERANCE N VIBRATION SEVERITY GRADE A, DEGREE OF PROTECTION IP 65 | 3683 | TEM | 1 | MC | 7.204 | 1
1FT70625AK711BA2 | SIMOTICS S SYNCHRONOUS MOTOR 1FT7, M0=6NM (100K) NN=6000RPM, PN=2,13KW NATURAL AIR COOLING; FRAME SIZE IMB 5 (IM V1, IM V3) FLANGE 1 (1FT6 COMPATIBLE) POWER CONNECTOR ROTATABLE ABSOLUTE VALUE ENCODER SINGLETURN 24 BIT WITH DRIVE-CLIQ INTERFACE (ENCODER AS24DQI) SHAFT WITH FITTED KEY; W/O HOLDING BRAKE; ACC. TOLERANCE N VIBRATION SEVERITY GRADE A, DEGREE OF PROTECTION IP 67 | 3763 | TEM | 1 | MC | 7.204 | 1
1FT70625AK711BA5 | SIMOTICS S SYNCHRONOUS MOTOR 1FT7, M0=6NM (100K) NN=6000RPM, PN=2,13KW NATURAL AIR COOLING; FRAME SIZE IMB 5 (IM V1, IM V3) FLANGE 1 (1FT6 COMPATIBLE) POWER CONNECTOR ROTATABLE ABSOLUTE VALUE ENCODER SINGLETURN 24 BIT WITH DRIVE-CLIQ INTERFACE (ENCODER AS24DQI) SHAFT WITH FITTED KEY; W/O HOLDING BRAKE; ACC. TOLERANCE N VIBRATION SEVERITY GRADE A+R, DEGREE OF PROTECTION IP 67 | 3919 | TEM | 1 | MC | 7.204 | 1
1FT70625AK711BB0 | SIMOTICS S SYNCHRONOUS MOTOR 1FT7, M0=6NM (100K) NN=6000RPM, PN=2,13KW NATURAL AIR COOLING; FRAME SIZE IMB 5 (IM V1, IM V3) FLANGE 1 (1FT6 COMPATIBLE) POWER CONNECTOR ROTATABLE ABSOLUTE VALUE ENCODER SINGLETURN 24 BIT WITH DRIVE-CLIQ INTERFACE (ENCODER AS24DQI) SHAFT WITH FITTED KEY; WITH HOLDING BRAKE; ACC. TOLERANCE N VIBRATION SEVERITY GRADE A, DEGREE OF PROTECTION IP 64 | 4381 | TEM | 1 | MC | 8.503 | 1
1FT70625AK711BG2 | SIMOTICS S SYNCHRONOUS MOTOR 1FT7, M0=6NM (100K) NN=6000RPM, PN=2,13KW NATURAL AIR COOLING; FRAME SIZE IMB 5 (IM V1, IM V3) FLANGE 1 (1FT6 COMPATIBLE) POWER CONNECTOR ROTATABLE ABSOLUTE VALUE ENCODER SINGLETURN 24 BIT WITH DRIVE-CLIQ INTERFACE (ENCODER AS24DQI) PLAIN SHAFT, W/O HOLDING BRAKE; ACC. TOLERANCE N VIBRATION SEVERITY GRADE A, DEGREE OF PROTECTION IP 67 | 3763 | TEM | 1 | MC | 7.204 | 1
1FT70625AK711BG5 | SIMOTICS S SYNCHRONOUS MOTOR 1FT7, M0=6NM (100K) NN=6000RPM, PN=2,13KW NATURAL AIR COOLING; FRAME SIZE IMB 5 (IM V1, IM V3) FLANGE 1 (1FT6 COMPATIBLE) POWER CONNECTOR ROTATABLE ABSOLUTE VALUE ENCODER SINGLETURN 24 BIT WITH DRIVE-CLIQ INTERFACE (ENCODER AS24DQI) PLAIN SHAFT, W/O HOLDING BRAKE; ACC. TOLERANCE N VIBRATION SEVERITY GRADE A+R, DEGREE OF PROTECTION IP 67 | 3919 | TEM | 1 | MC | 7.204 | 1
1FT70625AK711BH1 | SIMOTICS S SYNCHRONOUS MOTOR 1FT7, M0=6NM (100K) NN=6000RPM, PN=2,13KW NATURAL AIR COOLING; FRAME SIZE IMB 5 (IM V1, IM V3) FLANGE 1 (1FT6 COMPATIBLE) POWER CONNECTOR ROTATABLE ABSOLUTE VALUE ENCODER SINGLETURN 24 BIT WITH DRIVE-CLIQ INTERFACE (ENCODER AS24DQI) PLAIN SHAFT, WITH HOLDING BRAKE; ACCURACY TOLERANCE N VIBRATION SEVERITY GRADE A, DEGREE OF PROTECTION IP 65 | 4477 | TEM | 1 | MC | 8.503 | 1
1FT70625AK711CA1 | SIMOTICS S SYNCHRONOUS MOTOR 1FT7, M0=6NM (100K) NN=6000RPM, PN=2,13KW NATURAL AIR COOLING; FRAME SIZE IMB 5 (IM V1, IM V3) FLANGE 1 (1FT6 COMPATIBLE) POWER CONNECTOR ROTATABLE ABSOLUTE ENCODER 24 BITS + 12 BIT MULTITURN WITH DRIVE-CLIQ INTERFACE (ENCODER AM24DQI) SHAFT WITH FITTED KEY; W/O HOLDING BRAKE; ACC. TOLERANCE N VIBRATION SEVERITY GRADE A, DEGREE OF PROTECTION IP 65 | 4448 | TEM | 1 | MC | 7.204 | 1
1FT70625AK711CB1 | SIMOTICS S SYNCHRONOUS MOTOR 1FT7, M0=6NM (100K) NN=6000RPM, PN=2,13KW NATURAL AIR COOLING; FRAME SIZE IMB 5 (IM V1, IM V3) FLANGE 1 (1FT6 COMPATIBLE) POWER CONNECTOR ROTATABLE ABSOLUTE ENCODER 24 BITS + 12 BIT MULTITURN WITH DRIVE-CLIQ INTERFACE (ENCODER AM24DQI) SHAFT WITH FITTED KEY; WITH HOLDING BRAKE; ACC. TOLERANCE N VIBRATION SEVERITY GRADE A, DEGREE OF PROTECTION IP 65 | 5242 | TEM | 1 | MC | 8.503 | 1
1FT70625AK711CD4 | SIMOTICS S SYNCHRONOUS MOTOR 1FT7, M0=6NM (100K) NN=6000RPM, PN=2,13KW NATURAL AIR COOLING; FRAME SIZE IMB 5 (IM V1, IM V3) FLANGE 1 (1FT6 COMPATIBLE) POWER CONNECTOR ROTATABLE ABSOLUTE ENCODER 24 BITS + 12 BIT MULTITURN WITH DRIVE-CLIQ INTERFACE (ENCODER AM24DQI) SHAFT WITH FITTED KEY; W/O HOLDING BRAKE; ACC. TOLERANCE R VIBRATION SEVERITY GRADE A+R, DEGREE OF PROTECTION IP 65 | 4764 | TEM | 1 | MC | 7.204 | 1
1FT70625AK711CE5 | SIMOTICS S SYNCHRONOUS MOTOR 1FT7, M0=6NM (100K) NN=6000RPM, PN=2,13KW NATURAL AIR COOLING; FRAME SIZE IMB 5 (IM V1, IM V3) FLANGE 1 (1FT6 COMPATIBLE) POWER CONNECTOR ROTATABLE ABSOLUTE ENCODER 24 BITS + 12 BIT MULTITURN WITH DRIVE-CLIQ INTERFACE (ENCODER AM24DQI) SHAFT WITH FITTED KEY; WITH HOLDING BRAKE; ACC. TOLERANCE R VIBRATION SEVERITY GRADE A+R, DEGREE OF PROTECTION IP 67 | 5635 | TEM | 1 | MC | 8.503 | 1
1FT70625AK711CG0 | SIMOTICS S SYNCHRONOUS MOTOR 1FT7, M0=6NM (100K) NN=6000RPM, PN=2,13KW NATURAL AIR COOLING; FRAME SIZE IMB 5 (IM V1, IM V3) FLANGE 1 (1FT6 COMPATIBLE) POWER CONNECTOR ROTATABLE ABSOLUTE ENCODER 24 BITS + 12 BIT MULTITURN WITH DRIVE-CLIQ INTERFACE (ENCODER AM24DQI) PLAIN SHAFT, W/O HOLDING BRAKE; ACC. TOLERANCE N VIBRATION SEVERITY GRADE A, DEGREE OF PROTECTION IP 64 | 4352 | TEM | 1 | MC | 7.204 | 1
1FT70625AK711CG2 | SIMOTICS S SYNCHRONOUS MOTOR 1FT7, M0=6NM (100K) NN=6000RPM, PN=2,13KW NATURAL AIR COOLING; FRAME SIZE IMB 5 (IM V1, IM V3) FLANGE 1 (1FT6 COMPATIBLE) POWER CONNECTOR ROTATABLE ABSOLUTE ENCODER 24 BITS + 12 BIT MULTITURN WITH DRIVE-CLIQ INTERFACE (ENCODER AM24DQI) PLAIN SHAFT, W/O HOLDING BRAKE; ACC. TOLERANCE N VIBRATION SEVERITY GRADE A, DEGREE OF PROTECTION IP 67 | 4528 | TEM | 1 | MC | 7.204 | 1
1FT70625AK711CH0 | SIMOTICS S SYNCHRONOUS MOTOR 1FT7, M0=6NM (100K) NN=6000RPM, PN=2,13KW NATURAL AIR COOLING; FRAME SIZE IMB 5 (IM V1, IM V3) FLANGE 1 (1FT6 COMPATIBLE) POWER CONNECTOR ROTATABLE ABSOLUTE ENCODER 24 BITS + 12 BIT MULTITURN WITH DRIVE-CLIQ INTERFACE (ENCODER AM24DQI) PLAIN SHAFT, WITH HOLDING BRAKE; ACCURACY TOLERANCE N VIBRATION SEVERITY GRADE A, DEGREE OF PROTECTION IP 64 | 5146 | TEM | 1 | MC | 8.503 | 1
1FT70625AK711CL5 | SIMOTICS S SYNCHRONOUS MOTOR 1FT7, M0=6NM (100K) NN=6000RPM, PN=2,13KW NATURAL AIR COOLING; FRAME SIZE IMB 5 (IM V1, IM V3) FLANGE 1 (1FT6 COMPATIBLE) POWER CONNECTOR ROTATABLE ABSOLUTE ENCODER 24 BITS + 12 BIT MULTITURN WITH DRIVE-CLIQ INTERFACE (ENCODER AM24DQI) PLAIN SHAFT, WITH HOLDING BRAKE; ACCURACY TOLERANCE R VIBRATION SEVERITY GRADE A+R, DEGREE OF PROTECTION IP 67 | 5635 | TEM | 1 | MC | 8.503 | 1
1FT70625AK711DA1 | SIMOTICS S SYNCHRONOUS MOTOR 1FT7, M0=6NM (100K) NN=6000RPM, PN=2,13KW NATURAL AIR COOLING; FRAME SIZE IMB 5 (IM V1, IM V3) FLANGE 1 (1FT6 COMPATIBLE) POWER CONNECTOR ROTATABLE INCREMENTAL ENCODER 2048 S/R WITH DRIVE-CLIQ INTERFACE (ENCODER I-2048) CONNECTOR ROTATABLE SHAFT WITH FITTED KEY; W/O HOLDING BRAKE; ACC. TOLERANCE N VIBRATION SEVERITY GRADE A, DEGREE OF PROTECTION IP 65 | 3763 | TEM | 1 | MC | 7.204 | 1
1FT70625AK711DA5 | SIMOTICS S SYNCHRONOUS MOTOR 1FT7, M0=6NM (100K) NN=6000RPM, PN=2,13KW NATURAL AIR COOLING; FRAME SIZE IMB 5 (IM V1, IM V3) FLANGE 1 (1FT6 COMPATIBLE) POWER CONNECTOR ROTATABLE INCREMENTAL ENCODER 2048 S/R WITH DRIVE-CLIQ INTERFACE (ENCODER I-2048) CONNECTOR ROTATABLE SHAFT WITH FITTED KEY; W/O HOLDING BRAKE; ACC. TOLERANCE N VIBRATION SEVERITY GRADE A+R, DEGREE OF PROTECTION IP 67 | 3999 | TEM | 1 | MC | 7.204 | 1
1FT70625AK711DB0 | SIMOTICS S SYNCHRONOUS MOTOR 1FT7, M0=6NM (100K) NN=6000RPM, PN=2,13KW NATURAL AIR COOLING; FRAME SIZE IMB 5 (IM V1, IM V3) FLANGE 1 (1FT6 COMPATIBLE) POWER CONNECTOR ROTATABLE INCREMENTAL ENCODER 2048 S/R WITH DRIVE-CLIQ INTERFACE (ENCODER I-2048) CONNECTOR ROTATABLE SHAFT WITH FITTED KEY; WITH HOLDING BRAKE; ACC. TOLERANCE N VIBRATION SEVERITY GRADE A, DEGREE OF PROTECTION IP 64 | 4461 | TEM | 1 | MC | 8.503 | 1
1FT70625AK711DG0 | SIMOTICS S SYNCHRONOUS MOTOR 1FT7, M0=6NM (100K) NN=6000RPM, PN=2,13KW NATURAL AIR COOLING; FRAME SIZE IMB 5 (IM V1, IM V3) FLANGE 1 (1FT6 COMPATIBLE) POWER CONNECTOR ROTATABLE INCREMENTAL ENCODER 2048 S/R WITH DRIVE-CLIQ INTERFACE (ENCODER I-2048) CONNECTOR ROTATABLE PLAIN SHAFT, W/O HOLDING BRAKE; ACC. TOLERANCE N VIBRATION SEVERITY GRADE A, DEGREE OF PROTECTION IP 64 | 3667 | TEM | 1 | MC | 7.204 | 1
1FT70625AK711DG3 | SIMOTICS S SYNCHRONOUS MOTOR 1FT7, M0=6NM (100K) NN=6000RPM, PN=2,13KW NATURAL AIR COOLING; FRAME SIZE IMB 5 (IM V1, IM V3) FLANGE 1 (1FT6 COMPATIBLE) POWER CONNECTOR ROTATABLE INCREMENTAL ENCODER 2048 S/R WITH DRIVE-CLIQ INTERFACE (ENCODER I-2048) CONNECTOR ROTATABLE PLAIN SHAFT, W/O HOLDING BRAKE; ACC. TOLERANCE N VIBRATION SEVERITY GRADE A+R, DEGREE OF PROTECTION IP 64 | 3822 | TEM | 1 | MC | 7.204 | 1
1FT70625AK711DH0 | SIMOTICS S SYNCHRONOUS MOTOR 1FT7, M0=6NM (100K) NN=6000RPM, PN=2,13KW NATURAL AIR COOLING; FRAME SIZE IMB 5 (IM V1, IM V3) FLANGE 1 (1FT6 COMPATIBLE) POWER CONNECTOR ROTATABLE INCREMENTAL ENCODER 2048 S/R WITH DRIVE-CLIQ INTERFACE (ENCODER I-2048) CONNECTOR ROTATABLE PLAIN SHAFT, WITH HOLDING BRAKE; ACCURACY TOLERANCE N VIBRATION SEVERITY GRADE A, DEGREE OF PROTECTION IP 64 | 4461 | TEM | 1 | MC | 8.503 | 1
1FT70625AK711DK1 | SIMOTICS S SYNCHRONOUS MOTOR 1FT7, M0=6NM (100K) NN=6000RPM, PN=2,13KW NATURAL AIR COOLING; FRAME SIZE IMB 5 (IM V1, IM V3) FLANGE 1 (1FT6 COMPATIBLE) POWER CONNECTOR ROTATABLE INCREMENTAL ENCODER 2048 S/R WITH DRIVE-CLIQ INTERFACE (ENCODER I-2048) CONNECTOR ROTATABLE PLAIN SHAFT, W/O HOLDING BRAKE; ACC. TOLERANCE R VIBRATION SEVERITY GRADE A, DEGREE OF PROTECTION IP 65 | 3923 | TEM | 1 | MC | 7.204 | 1
1FT70625AK711FA0 | SIMOTICS S SYNCHRONOUS MOTOR 1FT7, M0=6NM (100K) NN=6000RPM, PN=2,13KW NATURAL AIR COOLING; FRAME SIZE IMB 5 (IM V1, IM V3) FLANGE 1 (1FT6 COMPATIBLE) POWER CONNECTOR ROTATABLE ABSOLUTE ENCODER 22 BITS MULTI TURN WITH DRIVE-CLIQ INTERFACE (ENCODER AM-22-DQ) CONNECTOR ROTATABLE SHAFT WITH FITTED KEY; W/O HOLDING BRAKE; ACC. TOLERANCE N VIBRATION SEVERITY GRADE A, DEGREE OF PROTECTION IP 64 | 4432 | TEM | 1 | MC | 7.204 | 1
1FT70625AK711FA1 | SIMOTICS S SYNCHRONOUS MOTOR 1FT7, M0=6NM (100K) NN=6000RPM, PN=2,13KW NATURAL AIR COOLING; FRAME SIZE IMB 5 (IM V1, IM V3) FLANGE 1 (1FT6 COMPATIBLE) POWER CONNECTOR ROTATABLE ABSOLUTE ENCODER 22 BITS MULTI TURN WITH DRIVE-CLIQ INTERFACE (ENCODER AM-22-DQ) CONNECTOR ROTATABLE SHAFT WITH FITTED KEY; W/O HOLDING BRAKE; ACC. TOLERANCE N VIBRATION SEVERITY GRADE A, DEGREE OF PROTECTION IP 65 | 4529 | TEM | 1 | MC | 7.204 | 1
1FT70625AK711FB1 | SIMOTICS S SYNCHRONOUS MOTOR 1FT7, M0=6NM (100K) NN=6000RPM, PN=2,13KW NATURAL AIR COOLING; FRAME SIZE IMB 5 (IM V1, IM V3) FLANGE 1 (1FT6 COMPATIBLE) POWER CONNECTOR ROTATABLE ABSOLUTE ENCODER 22 BITS MULTI TURN WITH DRIVE-CLIQ INTERFACE (ENCODER AM-22-DQ) CONNECTOR ROTATABLE SHAFT WITH FITTED KEY; WITH HOLDING BRAKE; ACC. TOLERANCE N VIBRATION SEVERITY GRADE A, DEGREE OF PROTECTION IP 65 | 5322 | TEM | 1 | MC | 8.503 | 1
1FT70625AK711FE0 | SIMOTICS S SYNCHRONOUS MOTOR 1FT7, M0=6NM (100K) NN=6000RPM, PN=2,13KW NATURAL AIR COOLING; FRAME SIZE IMB 5 (IM V1, IM V3) FLANGE 1 (1FT6 COMPATIBLE) POWER CONNECTOR ROTATABLE ABSOLUTE ENCODER 22 BITS MULTI TURN WITH DRIVE-CLIQ INTERFACE (ENCODER AM-22-DQ) CONNECTOR ROTATABLE SHAFT WITH FITTED KEY; WITH HOLDING BRAKE; ACC. TOLERANCE R VIBRATION SEVERITY GRADE A, DEGREE OF PROTECTION IP 64 | 5383 | TEM | 1 | MC | 8.503 | 1
1FT70625AK711FG1 | SIMOTICS S SYNCHRONOUS MOTOR 1FT7, M0=6NM (100K) NN=6000RPM, PN=2,13KW NATURAL AIR COOLING; FRAME SIZE IMB 5 (IM V1, IM V3) FLANGE 1 (1FT6 COMPATIBLE) POWER CONNECTOR ROTATABLE ABSOLUTE ENCODER 22 BITS MULTI TURN WITH DRIVE-CLIQ INTERFACE (ENCODER AM-22-DQ) CONNECTOR ROTATABLE PLAIN SHAFT, W/O HOLDING BRAKE; ACC. TOLERANCE N VIBRATION SEVERITY GRADE A, DEGREE OF PROTECTION IP 65 | 4529 | TEM | 1 | MC | 7.204 | 1
1FT70625AK711FG2 | SIMOTICS S SYNCHRONOUS MOTOR 1FT7, M0=6NM (100K) NN=6000RPM, PN=2,13KW NATURAL AIR COOLING; FRAME SIZE IMB 5 (IM V1, IM V3) FLANGE 1 (1FT6 COMPATIBLE) POWER CONNECTOR ROTATABLE ABSOLUTE ENCODER 22 BITS MULTI TURN WITH DRIVE-CLIQ INTERFACE (ENCODER AM-22-DQ) CONNECTOR ROTATABLE PLAIN SHAFT, W/O HOLDING BRAKE; ACC. TOLERANCE N VIBRATION SEVERITY GRADE A, DEGREE OF PROTECTION IP 67 | 4608 | TEM | 1 | MC | 7.204 | 1
1FT70625AK711FH0 | SIMOTICS S SYNCHRONOUS MOTOR 1FT7, M0=6NM (100K) NN=6000RPM, PN=2,13KW NATURAL AIR COOLING; FRAME SIZE IMB 5 (IM V1, IM V3) FLANGE 1 (1FT6 COMPATIBLE) POWER CONNECTOR ROTATABLE ABSOLUTE ENCODER 22 BITS MULTI TURN WITH DRIVE-CLIQ INTERFACE (ENCODER AM-22-DQ) CONNECTOR ROTATABLE PLAIN SHAFT, WITH HOLDING BRAKE; ACCURACY TOLERANCE N VIBRATION SEVERITY GRADE A, DEGREE OF PROTECTION IP 64 | 5226 | TEM | 1 | MC | 8.503 | 1
1FT70625AK711FK2 | SIMOTICS S SYNCHRONOUS MOTOR 1FT7, M0=6NM (100K) NN=6000RPM, PN=2,13KW NATURAL AIR COOLING; FRAME SIZE IMB 5 (IM V1, IM V3) FLANGE 1 (1FT6 COMPATIBLE) POWER CONNECTOR ROTATABLE ABSOLUTE ENCODER 22 BITS MULTI TURN WITH DRIVE-CLIQ INTERFACE (ENCODER AM-22-DQ) CONNECTOR ROTATABLE PLAIN SHAFT, W/O HOLDING BRAKE; ACC. TOLERANCE R VIBRATION SEVERITY GRADE A, DEGREE OF PROTECTION IP 67 | 4768 | TEM | 1 | MC | 7.204 | 1
1FT70625AK711MA2 | SIMOTICS S SYNCHRONOUS MOTOR 1FT7, M0=6NM (100K) NN=6000RPM, PN=2,13KW NATURAL AIR COOLING; FRAME SIZE IMB 5 (IM V1, IM V3) (1FT6 COMPATIBLE) WITH KTY TEMPERATURE SENSOR POWER CONNECTOR ROTATABLE ABSOLUTE ENCODER ENDAT 2048 S/R (ENCODER A-2048) CONNECTOR ROTATABLE SHAFT WITH FITTED KEY; W/O HOLDING BRAKE; ACC. TOLERANCE N VIBRATION SEVERITY GRADE A, DEGREE OF PROTECTION IP 67 | 4176 | TEM | 1 | MC | 7.204 | 1
1FT70625AK711MG5 | SIMOTICS S SYNCHRONOUS MOTOR 1FT7, M0=6NM (100K) NN=6000RPM, PN=2,13KW NATURAL AIR COOLING; FRAME SIZE IMB 5 (IM V1, IM V3) (1FT6 COMPATIBLE) WITH KTY TEMPERATURE SENSOR POWER CONNECTOR ROTATABLE ABSOLUTE ENCODER ENDAT 2048 S/R (ENCODER A-2048) CONNECTOR ROTATABLE PLAIN SHAFT, W/O HOLDING BRAKE; ACC. TOLERANCE N VIBRATION SEVERITY GRADE A+R, DEGREE OF PROTECTION IP 67 | 4332 | TEM | 1 | MC | 7.204 | 1
1FT70625AK711NA0 | SIMOTICS S SYNCHRONOUS MOTOR 1FT7, M0=6NM (100K) NN=6000RPM, PN=2,13KW NATURAL AIR COOLING; FRAME SIZE IM B5 (1FT6 COMPATIBLE) WITH KTY TEMPERATURE SENSOR POWER CONNECTOR ROTATABLE INCREM. ENCODER SIN/COS 1VSS 2048 S/R (ENCODER I-2048) CONNECTOR ROTATABLE SHAFT WITH FITTED KEY; W/O HOLDING BRAKE; ACC. TOLERANCE N VIBRATION SEVERITY GRADE A, DEGREE OF PROTECTION IP 64 | 3247 | TEM | 1 | MC | 7.204 | 1
1FT70625AK711NA2 | SIMOTICS S SYNCHRONOUS MOTOR 1FT7, M0=6NM (100K) NN=6000RPM, PN=2,13KW NATURAL AIR COOLING; FRAME SIZE IM B5 (1FT6 COMPATIBLE) WITH KTY TEMPERATURE SENSOR POWER CONNECTOR ROTATABLE INCREM. ENCODER SIN/COS 1VSS 2048 S/R (ENCODER I-2048) CONNECTOR ROTATABLE SHAFT WITH FITTED KEY; W/O HOLDING BRAKE; ACC. TOLERANCE N VIBRATION SEVERITY GRADE A, DEGREE OF PROTECTION IP 67 | 3422 | TEM | 1 | MC | 7.204 | 1
1FT70625AK711NB0 | SIMOTICS S SYNCHRONOUS MOTOR 1FT7, M0=6NM (100K) NN=6000RPM, PN=2,13KW NATURAL AIR COOLING; FRAME SIZE IM B5 (1FT6 COMPATIBLE) WITH KTY TEMPERATURE SENSOR POWER CONNECTOR ROTATABLE INCREM. ENCODER SIN/COS 1VSS 2048 S/R (ENCODER I-2048) CONNECTOR ROTATABLE SHAFT WITH FITTED KEY; WITH HOLDING BRAKE; ACC. TOLERANCE N VIBRATION SEVERITY GRADE A, DEGREE OF PROTECTION IP 64 | 4040 | TEM | 1 | MC | 8.503 | 1
1FT70625WF701BG1 | SIMOTICS S SYNCHRON. MOTOR 1FT7, M0=10NM (100K) NN=3000RPM, PN=3,10KW WATER-COOLED; FRAME SIZE IMB 5 (IM V1, IM V3) FLANGE 0 POWER CONNECTOR ROTATABLE ABSOLUTE VALUE ENCODER SINGLETURN 24 BIT WITH DRIVE-CLIQ INTERFACE (ENCODER AS24DQI) PLAIN SHAFT, W/O HOLDING BRAKE; ACC. TOLERANCE N VIBRATION SEVERITY GRADE A, DEGREE OF PROTECTION IP 65 | 4325 | TEM | 1 | MC | 11.104 | 1
1FT70625WF701BG5 | SIMOTICS S SYNCHRON. MOTOR 1FT7, M0=10NM (100K) NN=3000RPM, PN=3,10KW WATER-COOLED; FRAME SIZE IMB 5 (IM V1, IM V3) FLANGE 0 POWER CONNECTOR ROTATABLE ABSOLUTE VALUE ENCODER SINGLETURN 24 BIT WITH DRIVE-CLIQ INTERFACE (ENCODER AS24DQI) PLAIN SHAFT, W/O HOLDING BRAKE; ACC. TOLERANCE N VIBRATION SEVERITY GRADE A+R, DEGREE OF PROTECTION IP 67 | 4560 | TEM | 1 | MC | 11.104 | 1
1FT70625WF701BH0 | SIMOTICS S SYNCHRON. MOTOR 1FT7, M0=10NM (100K) NN=3000RPM, PN=3,10KW WATER-COOLED; FRAME SIZE IMB 5 (IM V1, IM V3) FLANGE 0 POWER CONNECTOR ROTATABLE ABSOLUTE VALUE ENCODER SINGLETURN 24 BIT WITH DRIVE-CLIQ INTERFACE (ENCODER AS24DQI) PLAIN SHAFT, WITH HOLDING BRAKE; ACCURACY TOLERANCE N VIBRATION SEVERITY GRADE A, DEGREE OF PROTECTION IP 64 | 5022 | TEM | 1 | MC | 12.403 | 1
1FT70625WF701CG1 | SIMOTICS S SYNCHRON. MOTOR 1FT7, M0=10NM (100K) NN=3000RPM, PN=3,10KW WATER-COOLED; FRAME SIZE IMB 5 (IM V1, IM V3) FLANGE 0 POWER CONNECTOR ROTATABLE ABSOLUTE ENCODER 24 BITS + 12 BIT MULTITURN WITH DRIVE-CLIQ INTERFACE (ENCODER AM24DQI) PLAIN SHAFT, W/O HOLDING BRAKE; ACC. TOLERANCE N VIBRATION SEVERITY GRADE A, DEGREE OF PROTECTION IP 65 | 5090 | TEM | 1 | MC | 11.104 | 1
1FT70625WF701CG5 | SIMOTICS S SYNCHRON. MOTOR 1FT7, M0=10NM (100K) NN=3000RPM, PN=3,10KW WATER-COOLED; FRAME SIZE IMB 5 (IM V1, IM V3) FLANGE 0 POWER CONNECTOR ROTATABLE ABSOLUTE ENCODER 24 BITS + 12 BIT MULTITURN WITH DRIVE-CLIQ INTERFACE (ENCODER AM24DQI) PLAIN SHAFT, W/O HOLDING BRAKE; ACC. TOLERANCE N VIBRATION SEVERITY GRADE A+R, DEGREE OF PROTECTION IP 67 | 5325 | TEM | 1 | MC | 11.104 | 1
1FT70625WF701DG0 | SIMOTICS S SYNCHRON. MOTOR 1FT7, M0=10NM (100K) NN=3000RPM, PN=3,10KW WATER-COOLED; FRAME SIZE IMB 5 (IM V1, IM V3) FLANGE 0 POWER CONNECTOR ROTATABLE INCREMENTAL ENCODER 2048 S/R WITH DRIVE-CLIQ INTERFACE (ENCODER I-2048) CONNECTOR ROTATABLE PLAIN SHAFT, W/O HOLDING BRAKE; ACC. TOLERANCE N VIBRATION SEVERITY GRADE A, DEGREE OF PROTECTION IP 64 | 4309 | TEM | 1 | MC | 11.104 | 1
1FT70625WF701DG1 | SIMOTICS S SYNCHRON. MOTOR 1FT7, M0=10NM (100K) NN=3000RPM, PN=3,10KW WATER-COOLED; FRAME SIZE IMB 5 (IM V1, IM V3) FLANGE 0 POWER CONNECTOR ROTATABLE INCREMENTAL ENCODER 2048 S/R WITH DRIVE-CLIQ INTERFACE (ENCODER I-2048) CONNECTOR ROTATABLE PLAIN SHAFT, W/O HOLDING BRAKE; ACC. TOLERANCE N VIBRATION SEVERITY GRADE A, DEGREE OF PROTECTION IP 65 | 4405 | TEM | 1 | MC | 11.104 | 1
1FT70625WF701DH1 | SIMOTICS S SYNCHRON. MOTOR 1FT7, M0=10NM (100K) NN=3000RPM, PN=3,10KW WATER-COOLED; FRAME SIZE IMB 5 (IM V1, IM V3) FLANGE 0 POWER CONNECTOR ROTATABLE INCREMENTAL ENCODER 2048 S/R WITH DRIVE-CLIQ INTERFACE (ENCODER I-2048) CONNECTOR ROTATABLE PLAIN SHAFT, WITH HOLDING BRAKE; ACCURACY TOLERANCE N VIBRATION SEVERITY GRADE A, DEGREE OF PROTECTION IP 65 | 5199 | TEM | 1 | MC | 12.403 | 1
1FT70625WF701FB2 | SIMOTICS S SYNCHRON. MOTOR 1FT7, M0=10NM (100K) NN=3000RPM, PN=3,10KW WATER-COOLED; FRAME SIZE IMB 5 (IM V1, IM V3) FLANGE 0 POWER CONNECTOR ROTATABLE ABSOLUTE ENCODER 22 BITS MULTI TURN WITH DRIVE-CLIQ INTERFACE (ENCODER AM-22-DQ) CONNECTOR ROTATABLE SHAFT WITH FITTED KEY; WITH HOLDING BRAKE; ACC. TOLERANCE N VIBRATION SEVERITY GRADE A, DEGREE OF PROTECTION IP 67 | 6043 | TEM | 1 | MC | 12.403 | 1
1FT70625WF701FG2 | SIMOTICS S SYNCHRON. MOTOR 1FT7, M0=10NM (100K) NN=3000RPM, PN=3,10KW WATER-COOLED; FRAME SIZE IMB 5 (IM V1, IM V3) FLANGE 0 POWER CONNECTOR ROTATABLE ABSOLUTE ENCODER 22 BITS MULTI TURN WITH DRIVE-CLIQ INTERFACE (ENCODER AM-22-DQ) CONNECTOR ROTATABLE PLAIN SHAFT, W/O HOLDING BRAKE; ACC. TOLERANCE N VIBRATION SEVERITY GRADE A, DEGREE OF PROTECTION IP 67 | 5249 | TEM | 1 | MC | 11.104 | 1
1FT70625WF701NG1 | SIMOTICS S SYNCHRON. MOTOR 1FT7, M0=10NM (100K) NN=3000RPM, PN=3,10KW WATER-COOLED; FRAME SIZE IMB 5 (IM V1, IM V3) FLANGE (COMPACT) WITH KTY TEMPERATURE SENSOR POWER CONNECTOR ROTATABLE INCREM. ENCODER SIN/COS 1VSS 2048 S/R (ENCODER I-2048) CONNECTOR ROTATABLE PLAIN SHAFT, W/O HOLDING BRAKE; ACC. TOLERANCE N VIBRATION SEVERITY GRADE A, DEGREE OF PROTECTION IP 65 | 3984 | TEM | 1 | MC | 11.104 | 1
1FT70625WF701NH1 | SIMOTICS S SYNCHRON. MOTOR 1FT7, M0=10NM (100K) NN=3000RPM, PN=3,10KW WATER-COOLED; FRAME SIZE IMB 5 (IM V1, IM V3) FLANGE (COMPACT) WITH KTY TEMPERATURE SENSOR POWER CONNECTOR ROTATABLE INCREM. ENCODER SIN/COS 1VSS 2048 S/R (ENCODER I-2048) CONNECTOR ROTATABLE PLAIN SHAFT, WITH HOLDING BRAKE; ACCURACY TOLERANCE N VIBRATION SEVERITY GRADE A, DEGREE OF PROTECTION IP 65 | 4778 | TEM | 1 | MC | 12.403 | 1
1FT70625WF711BG3 | SIMOTICS S SYNCHRON. MOTOR 1FT7, M0=10NM (100K) NN=3000RPM, PN=3,10KW WATER-COOLED; FRAME SIZE IMB 5 (IM V1, IM V3) FLANGE 1 (1FT6 COMPATIBLE) POWER CONNECTOR ROTATABLE ABSOLUTE VALUE ENCODER SINGLETURN 24 BIT WITH DRIVE-CLIQ INTERFACE (ENCODER AS24DQI) PLAIN SHAFT, W/O HOLDING BRAKE; ACC. TOLERANCE N VIBRATION SEVERITY GRADE A+R, DEGREE OF PROTECTION IP 64 | 4383 | TEM | 1 | MC | 11.104 | 1
1FT70625WF711BG5 | SIMOTICS S SYNCHRON. MOTOR 1FT7, M0=10NM (100K) NN=3000RPM, PN=3,10KW WATER-COOLED; FRAME SIZE IMB 5 (IM V1, IM V3) FLANGE 1 (1FT6 COMPATIBLE) POWER CONNECTOR ROTATABLE ABSOLUTE VALUE ENCODER SINGLETURN 24 BIT WITH DRIVE-CLIQ INTERFACE (ENCODER AS24DQI) PLAIN SHAFT, W/O HOLDING BRAKE; ACC. TOLERANCE N VIBRATION SEVERITY GRADE A+R, DEGREE OF PROTECTION IP 67 | 4560 | TEM | 1 | MC | 11.104 | 1
1FT70625WF711BH1 | SIMOTICS S SYNCHRON. MOTOR 1FT7, M0=10NM (100K) NN=3000RPM, PN=3,10KW WATER-COOLED; FRAME SIZE IMB 5 (IM V1, IM V3) FLANGE 1 (1FT6 COMPATIBLE) POWER CONNECTOR ROTATABLE ABSOLUTE VALUE ENCODER SINGLETURN 24 BIT WITH DRIVE-CLIQ INTERFACE (ENCODER AS24DQI) PLAIN SHAFT, WITH HOLDING BRAKE; ACCURACY TOLERANCE N VIBRATION SEVERITY GRADE A, DEGREE OF PROTECTION IP 65 | 5118 | TEM | 1 | MC | 12.403 | 1
1FT70625WF711CH0 | SIMOTICS S SYNCHRON. MOTOR 1FT7, M0=10NM (100K) NN=3000RPM, PN=3,10KW WATER-COOLED; FRAME SIZE IMB 5 (IM V1, IM V3) FLANGE 1 (1FT6 COMPATIBLE) POWER CONNECTOR ROTATABLE ABSOLUTE ENCODER 24 BITS + 12 BIT MULTITURN WITH DRIVE-CLIQ INTERFACE (ENCODER AM24DQI) PLAIN SHAFT, WITH HOLDING BRAKE; ACCURACY TOLERANCE N VIBRATION SEVERITY GRADE A, DEGREE OF PROTECTION IP 64 | 5787 | TEM | 1 | MC | 12.403 | 1
1FT70625WF711CH1 | SIMOTICS S SYNCHRON. MOTOR 1FT7, M0=10NM (100K) NN=3000RPM, PN=3,10KW WATER-COOLED; FRAME SIZE IMB 5 (IM V1, IM V3) FLANGE 1 (1FT6 COMPATIBLE) POWER CONNECTOR ROTATABLE ABSOLUTE ENCODER 24 BITS + 12 BIT MULTITURN WITH DRIVE-CLIQ INTERFACE (ENCODER AM24DQI) PLAIN SHAFT, WITH HOLDING BRAKE; ACCURACY TOLERANCE N VIBRATION SEVERITY GRADE A, DEGREE OF PROTECTION IP 65 | 5884 | TEM | 1 | MC | 12.403 | 1
1FT70625WF711DG0 | SIMOTICS S SYNCHRON. MOTOR 1FT7, M0=10NM (100K) NN=3000RPM, PN=3,10KW WATER-COOLED; FRAME SIZE IMB 5 (IM V1, IM V3) FLANGE 1 (1FT6 COMPATIBLE) POWER CONNECTOR ROTATABLE INCREMENTAL ENCODER 2048 S/R WITH DRIVE-CLIQ INTERFACE (ENCODER I-2048) CONNECTOR ROTATABLE PLAIN SHAFT, W/O HOLDING BRAKE; ACC. TOLERANCE N VIBRATION SEVERITY GRADE A, DEGREE OF PROTECTION IP 64 | 4309 | TEM | 1 | MC | 11.104 | 1
1FT70625WF711DG1 | SIMOTICS S SYNCHRON. MOTOR 1FT7, M0=10NM (100K) NN=3000RPM, PN=3,10KW WATER-COOLED; FRAME SIZE IMB 5 (IM V1, IM V3) FLANGE 1 (1FT6 COMPATIBLE) POWER CONNECTOR ROTATABLE INCREMENTAL ENCODER 2048 S/R WITH DRIVE-CLIQ INTERFACE (ENCODER I-2048) CONNECTOR ROTATABLE PLAIN SHAFT, W/O HOLDING BRAKE; ACC. TOLERANCE N VIBRATION SEVERITY GRADE A, DEGREE OF PROTECTION IP 65 | 4405 | TEM | 1 | MC | 11.104 | 1
1FT70625WF711DG3 | SIMOTICS S SYNCHRON. MOTOR 1FT7, M0=10NM (100K) NN=3000RPM, PN=3,10KW WATER-COOLED; FRAME SIZE IMB 5 (IM V1, IM V3) FLANGE 1 (1FT6 COMPATIBLE) POWER CONNECTOR ROTATABLE INCREMENTAL ENCODER 2048 S/R WITH DRIVE-CLIQ INTERFACE (ENCODER I-2048) CONNECTOR ROTATABLE PLAIN SHAFT, W/O HOLDING BRAKE; ACC. TOLERANCE N VIBRATION SEVERITY GRADE A+R, DEGREE OF PROTECTION IP 64 | 4463 | TEM | 1 | MC | 11.104 | 1
1FT70625WF711DH4 | SIMOTICS S SYNCHRON. MOTOR 1FT7, M0=10NM (100K) NN=3000RPM, PN=3,10KW WATER-COOLED; FRAME SIZE IMB 5 (IM V1, IM V3) FLANGE 1 (1FT6 COMPATIBLE) POWER CONNECTOR ROTATABLE INCREMENTAL ENCODER 2048 S/R WITH DRIVE-CLIQ INTERFACE (ENCODER I-2048) CONNECTOR ROTATABLE PLAIN SHAFT, WITH HOLDING BRAKE; ACCURACY TOLERANCE N VIBRATION SEVERITY GRADE A+R, DEGREE OF PROTECTION IP 65 | 5354 | TEM | 1 | MC | 12.403 | 1
1FT70625WF711DH5 | SIMOTICS S SYNCHRON. MOTOR 1FT7, M0=10NM (100K) NN=3000RPM, PN=3,10KW WATER-COOLED; FRAME SIZE IMB 5 (IM V1, IM V3) FLANGE 1 (1FT6 COMPATIBLE) POWER CONNECTOR ROTATABLE INCREMENTAL ENCODER 2048 S/R WITH DRIVE-CLIQ INTERFACE (ENCODER I-2048) CONNECTOR ROTATABLE PLAIN SHAFT, WITH HOLDING BRAKE; ACCURACY TOLERANCE N VIBRATION SEVERITY GRADE A+R, DEGREE OF PROTECTION IP 67 | 5434 | TEM | 1 | MC | 12.403 | 1
1FT70625WF711FG1 | SIMOTICS S SYNCHRON. MOTOR 1FT7, M0=10NM (100K) NN=3000RPM, PN=3,10KW WATER-COOLED; FRAME SIZE IMB 5 (IM V1, IM V3) FLANGE 1 (1FT6 COMPATIBLE) POWER CONNECTOR ROTATABLE ABSOLUTE ENCODER 22 BITS MULTI TURN WITH DRIVE-CLIQ INTERFACE (ENCODER AM-22-DQ) CONNECTOR ROTATABLE PLAIN SHAFT, W/O HOLDING BRAKE; ACC. TOLERANCE N VIBRATION SEVERITY GRADE A, DEGREE OF PROTECTION IP 65 | 5170 | TEM | 1 | MC | 11.104 | 1
1FT70625WF711FH0 | SIMOTICS S SYNCHRON. MOTOR 1FT7, M0=10NM (100K) NN=3000RPM, PN=3,10KW WATER-COOLED; FRAME SIZE IMB 5 (IM V1, IM V3) FLANGE 1 (1FT6 COMPATIBLE) POWER CONNECTOR ROTATABLE ABSOLUTE ENCODER 22 BITS MULTI TURN WITH DRIVE-CLIQ INTERFACE (ENCODER AM-22-DQ) CONNECTOR ROTATABLE PLAIN SHAFT, WITH HOLDING BRAKE; ACCURACY TOLERANCE N VIBRATION SEVERITY GRADE A, DEGREE OF PROTECTION IP 64 | 5867 | TEM | 1 | MC | 12.403 | 1
1FT70625WF711FH1 | SIMOTICS S SYNCHRON. MOTOR 1FT7, M0=10NM (100K) NN=3000RPM, PN=3,10KW WATER-COOLED; FRAME SIZE IMB 5 (IM V1, IM V3) FLANGE 1 (1FT6 COMPATIBLE) POWER CONNECTOR ROTATABLE ABSOLUTE ENCODER 22 BITS MULTI TURN WITH DRIVE-CLIQ INTERFACE (ENCODER AM-22-DQ) CONNECTOR ROTATABLE PLAIN SHAFT, WITH HOLDING BRAKE; ACCURACY TOLERANCE N VIBRATION SEVERITY GRADE A, DEGREE OF PROTECTION IP 65 | 5964 | TEM | 1 | MC | 12.403 | 1
1FT70625WF711FK5 | SIMOTICS S SYNCHRON. MOTOR 1FT7, M0=10NM (100K) NN=3000RPM, PN=3,10KW WATER-COOLED; FRAME SIZE IMB 5 (IM V1, IM V3) FLANGE 1 (1FT6 COMPATIBLE) POWER CONNECTOR ROTATABLE ABSOLUTE ENCODER 22 BITS MULTI TURN WITH DRIVE-CLIQ INTERFACE (ENCODER AM-22-DQ) CONNECTOR ROTATABLE PLAIN SHAFT, W/O HOLDING BRAKE; ACC. TOLERANCE R VIBRATION SEVERITY GRADE A+R, DEGREE OF PROTECTION IP 67 | 5565 | TEM | 1 | MC | 11.104 | 1
1FT70625WF711MG1 | SIMOTICS S SYNCHRON. MOTOR 1FT7, M0=10NM (100K) NN=3000RPM, PN=3,10KW WATER-COOLED; FRAME SIZE IMB 5 (IM V1, IM V3) (1FT6 COMPATIBLE) WITH KTY TEMPERATURE SENSOR POWER CONNECTOR ROTATABLE ABSOLUTE ENCODER ENDAT 2048 S/R (ENCODER A-2048) CONNECTOR ROTATABLE PLAIN SHAFT, W/O HOLDING BRAKE; ACC. TOLERANCE N VIBRATION SEVERITY GRADE A, DEGREE OF PROTECTION IP 65 | 4738 | TEM | 1 | MC | 11.104 | 1
1FT70625WF711NA0 | SIMOTICS S SYNCHRON. MOTOR 1FT7, M0=10NM (100K) NN=3000RPM, PN=3,10KW WATER-COOLED; FRAME SIZE IM B5 (1FT6 COMPATIBLE) WITH KTY TEMPERATURE SENSOR POWER CONNECTOR ROTATABLE INCREM. ENCODER SIN/COS 1VSS 2048 S/R (ENCODER I-2048) CONNECTOR ROTATABLE SHAFT WITH FITTED KEY; W/O HOLDING BRAKE; ACC. TOLERANCE N VIBRATION SEVERITY GRADE A, DEGREE OF PROTECTION IP 64 | 3888 | TEM | 1 | MC | 11.104 | 1
1FT70625WF711NA2 | SIMOTICS S SYNCHRON. MOTOR 1FT7, M0=10NM (100K) NN=3000RPM, PN=3,10KW WATER-COOLED; FRAME SIZE IM B5 (1FT6 COMPATIBLE) WITH KTY TEMPERATURE SENSOR POWER CONNECTOR ROTATABLE INCREM. ENCODER SIN/COS 1VSS 2048 S/R (ENCODER I-2048) CONNECTOR ROTATABLE SHAFT WITH FITTED KEY; W/O HOLDING BRAKE; ACC. TOLERANCE N VIBRATION SEVERITY GRADE A, DEGREE OF PROTECTION IP 67 | 4064 | TEM | 1 | MC | 11.104 | 1
1FT70625WF711NG0 | SIMOTICS S SYNCHRON. MOTOR 1FT7, M0=10NM (100K) NN=3000RPM, PN=3,10KW WATER-COOLED; FRAME SIZE IM B5 (1FT6 COMPATIBLE) WITH KTY TEMPERATURE SENSOR POWER CONNECTOR ROTATABLE INCREM. ENCODER SIN/COS 1VSS 2048 S/R (ENCODER I-2048) CONNECTOR ROTATABLE PLAIN SHAFT, W/O HOLDING BRAKE; ACC. TOLERANCE N VIBRATION SEVERITY GRADE A, DEGREE OF PROTECTION IP 64 | 3888 | TEM | 1 | MC | 11.104 | 1
1FT70625WF711NG1 | SIMOTICS S SYNCHRON. MOTOR 1FT7, M0=10NM (100K) NN=3000RPM, PN=3,10KW WATER-COOLED; FRAME SIZE IM B5 (1FT6 COMPATIBLE) WITH KTY TEMPERATURE SENSOR POWER CONNECTOR ROTATABLE INCREM. ENCODER SIN/COS 1VSS 2048 S/R (ENCODER I-2048) CONNECTOR ROTATABLE PLAIN SHAFT, W/O HOLDING BRAKE; ACC. TOLERANCE N VIBRATION SEVERITY GRADE A, DEGREE OF PROTECTION IP 65 | 3984 | TEM | 1 | MC | 11.104 | 1
1FT70625WF711NG3 | SIMOTICS S SYNCHRON. MOTOR 1FT7, M0=10NM (100K) NN=3000RPM, PN=3,10KW WATER-COOLED; FRAME SIZE IM B5 (1FT6 COMPATIBLE) WITH KTY TEMPERATURE SENSOR POWER CONNECTOR ROTATABLE INCREM. ENCODER SIN/COS 1VSS 2048 S/R (ENCODER I-2048) CONNECTOR ROTATABLE PLAIN SHAFT, W/O HOLDING BRAKE; ACC. TOLERANCE N VIBRATION SEVERITY GRADE A+R, DEGREE OF PROTECTION IP 64 | 4043 | TEM | 1 | MC | 11.104 | 1
1FT70625WF711NH0 | SIMOTICS S SYNCHRON. MOTOR 1FT7, M0=10NM (100K) NN=3000RPM, PN=3,10KW WATER-COOLED; FRAME SIZE IM B5 (1FT6 COMPATIBLE) WITH KTY TEMPERATURE SENSOR POWER CONNECTOR ROTATABLE INCREM. ENCODER SIN/COS 1VSS 2048 S/R (ENCODER I-2048) CONNECTOR ROTATABLE PLAIN SHAFT, WITH HOLDING BRAKE; ACCURACY TOLERANCE N VIBRATION SEVERITY GRADE A, DEGREE OF PROTECTION IP 64 | 4682 | TEM | 1 | MC | 12.403 | 1
1FT70625WF711NH1 | SIMOTICS S SYNCHRON. MOTOR 1FT7, M0=10NM (100K) NN=3000RPM, PN=3,10KW WATER-COOLED; FRAME SIZE IM B5 (1FT6 COMPATIBLE) WITH KTY TEMPERATURE SENSOR POWER CONNECTOR ROTATABLE INCREM. ENCODER SIN/COS 1VSS 2048 S/R (ENCODER I-2048) CONNECTOR ROTATABLE PLAIN SHAFT, WITH HOLDING BRAKE; ACCURACY TOLERANCE N VIBRATION SEVERITY GRADE A, DEGREE OF PROTECTION IP 65 | 4778 | TEM | 1 | MC | 12.403 | 1
1FT70625WF711NH5 | SIMOTICS S SYNCHRON. MOTOR 1FT7, M0=10NM (100K) NN=3000RPM, PN=3,10KW WATER-COOLED; FRAME SIZE IM B5 (1FT6 COMPATIBLE) WITH KTY TEMPERATURE SENSOR POWER CONNECTOR ROTATABLE INCREM. ENCODER SIN/COS 1VSS 2048 S/R (ENCODER I-2048) CONNECTOR ROTATABLE PLAIN SHAFT, WITH HOLDING BRAKE; ACCURACY TOLERANCE N VIBRATION SEVERITY GRADE A+R, DEGREE OF PROTECTION IP 67 | 5013 | TEM | 1 | MC | 12.403 | 1
1FT70625WK701BG3 | SIMOTICS S SYNCHRON. MOTOR 1FT7, M0=10NM (100K) NN=6000RPM, PN=5,80KW WATER-COOLED; FRAME SIZE IMB 5 (IM V1, IM V3) FLANGE 0 POWER CONNECTOR ROTATABLE ABSOLUTE VALUE ENCODER SINGLETURN 24 BIT WITH DRIVE-CLIQ INTERFACE (ENCODER AS24DQI) PLAIN SHAFT, W/O HOLDING BRAKE; ACC. TOLERANCE N VIBRATION SEVERITY GRADE A+R, DEGREE OF PROTECTION IP 64 | 4388 | TEM | 1 | MC | 11.104 | 1
1FT70625WK701DA2 | SIMOTICS S SYNCHRON. MOTOR 1FT7, M0=10NM (100K) NN=6000RPM, PN=5,80KW WATER-COOLED; FRAME SIZE IMB 5 (IM V1, IM V3) FLANGE 0 POWER CONNECTOR ROTATABLE INCREMENTAL ENCODER 2048 S/R WITH DRIVE-CLIQ INTERFACE (ENCODER I-2048) CONNECTOR ROTATABLE SHAFT WITH FITTED KEY; W/O HOLDING BRAKE; ACC. TOLERANCE N VIBRATION SEVERITY GRADE A, DEGREE OF PROTECTION IP 67 | 4489 | TEM | 1 | MC | 11.104 | 1
1FT70625WK701FG2 | SIMOTICS S SYNCHRON. MOTOR 1FT7, M0=10NM (100K) NN=6000RPM, PN=5,80KW WATER-COOLED; FRAME SIZE IMB 5 (IM V1, IM V3) FLANGE 0 POWER CONNECTOR ROTATABLE ABSOLUTE ENCODER 22 BITS MULTI TURN WITH DRIVE-CLIQ INTERFACE (ENCODER AM-22-DQ) CONNECTOR ROTATABLE PLAIN SHAFT, W/O HOLDING BRAKE; ACC. TOLERANCE N VIBRATION SEVERITY GRADE A, DEGREE OF PROTECTION IP 67 | 5254 | TEM | 1 | MC | 11.104 | 1
1FT70625WK701FH0 | SIMOTICS S SYNCHRON. MOTOR 1FT7, M0=10NM (100K) NN=6000RPM, PN=5,80KW WATER-COOLED; FRAME SIZE IMB 5 (IM V1, IM V3) FLANGE 0 POWER CONNECTOR ROTATABLE ABSOLUTE ENCODER 22 BITS MULTI TURN WITH DRIVE-CLIQ INTERFACE (ENCODER AM-22-DQ) CONNECTOR ROTATABLE PLAIN SHAFT, WITH HOLDING BRAKE; ACCURACY TOLERANCE N VIBRATION SEVERITY GRADE A, DEGREE OF PROTECTION IP 64 | 5872 | TEM | 1 | MC | 12.403 | 1
1FT70625WK701NA0 | SIMOTICS S SYNCHRON. MOTOR 1FT7, M0=10NM (100K) NN=6000RPM, PN=5,80KW WATER-COOLED; FRAME SIZE IMB 5 (IM V1, IM V3) FLANGE (COMPACT) WITH KTY TEMPERATURE SENSOR POWER CONNECTOR ROTATABLE INCREM. ENCODER SIN/COS 1VSS 2048 S/R (ENCODER I-2048) CONNECTOR ROTATABLE SHAFT WITH FITTED KEY; W/O HOLDING BRAKE; ACC. TOLERANCE N VIBRATION SEVERITY GRADE A, DEGREE OF PROTECTION IP 64 | 3892 | TEM | 1 | MC | 11.104 | 1
1FT70625WK701NG1 | SIMOTICS S SYNCHRON. MOTOR 1FT7, M0=10NM (100K) NN=6000RPM, PN=5,80KW WATER-COOLED; FRAME SIZE IMB 5 (IM V1, IM V3) FLANGE (COMPACT) WITH KTY TEMPERATURE SENSOR POWER CONNECTOR ROTATABLE INCREM. ENCODER SIN/COS 1VSS 2048 S/R (ENCODER I-2048) CONNECTOR ROTATABLE PLAIN SHAFT, W/O HOLDING BRAKE; ACC. TOLERANCE N VIBRATION SEVERITY GRADE A, DEGREE OF PROTECTION IP 65 | 3989 | TEM | 1 | MC | 11.104 | 1
1FT70625WK701NH0 | SIMOTICS S SYNCHRON. MOTOR 1FT7, M0=10NM (100K) NN=6000RPM, PN=5,80KW WATER-COOLED; FRAME SIZE IMB 5 (IM V1, IM V3) FLANGE (COMPACT) WITH KTY TEMPERATURE SENSOR POWER CONNECTOR ROTATABLE INCREM. ENCODER SIN/COS 1VSS 2048 S/R (ENCODER I-2048) CONNECTOR ROTATABLE PLAIN SHAFT, WITH HOLDING BRAKE; ACCURACY TOLERANCE N VIBRATION SEVERITY GRADE A, DEGREE OF PROTECTION IP 64 | 4686 | TEM | 1 | MC | 12.403 | 1
1FT70625WK701NK4 | SIMOTICS S SYNCHRON. MOTOR 1FT7, M0=10NM (100K) NN=6000RPM, PN=5,80KW WATER-COOLED; FRAME SIZE IMB 5 (IM V1, IM V3) FLANGE (COMPACT) WITH KTY TEMPERATURE SENSOR POWER CONNECTOR ROTATABLE INCREM. ENCODER SIN/COS 1VSS 2048 S/R (ENCODER I-2048) CONNECTOR ROTATABLE PLAIN SHAFT, W/O HOLDING BRAKE; ACC. TOLERANCE R VIBRATION SEVERITY GRADE A+R, DEGREE OF PROTECTION IP 65 | 4304 | TEM | 1 | MC | 11.104 | 1
1FT70625WK711BG1 | SIMOTICS S SYNCHRON. MOTOR 1FT7, M0=10NM (100K) NN=6000RPM, PN=5,80KW WATER-COOLED; FRAME SIZE IMB 5 (IM V1, IM V3) FLANGE 1 (1FT6 COMPATIBLE) POWER CONNECTOR ROTATABLE ABSOLUTE VALUE ENCODER SINGLETURN 24 BIT WITH DRIVE-CLIQ INTERFACE (ENCODER AS24DQI) PLAIN SHAFT, W/O HOLDING BRAKE; ACC. TOLERANCE N VIBRATION SEVERITY GRADE A, DEGREE OF PROTECTION IP 65 | 4329 | TEM | 1 | MC | 11.104 | 1
1FT70625WK711BG2 | SIMOTICS S SYNCHRON. MOTOR 1FT7, M0=10NM (100K) NN=6000RPM, PN=5,80KW WATER-COOLED; FRAME SIZE IMB 5 (IM V1, IM V3) FLANGE 1 (1FT6 COMPATIBLE) POWER CONNECTOR ROTATABLE ABSOLUTE VALUE ENCODER SINGLETURN 24 BIT WITH DRIVE-CLIQ INTERFACE (ENCODER AS24DQI) PLAIN SHAFT, W/O HOLDING BRAKE; ACC. TOLERANCE N VIBRATION SEVERITY GRADE A, DEGREE OF PROTECTION IP 67 | 4409 | TEM | 1 | MC | 11.104 | 1
1FT70625WK711BG3 | SIMOTICS S SYNCHRON. MOTOR 1FT7, M0=10NM (100K) NN=6000RPM, PN=5,80KW WATER-COOLED; FRAME SIZE IMB 5 (IM V1, IM V3) FLANGE 1 (1FT6 COMPATIBLE) POWER CONNECTOR ROTATABLE ABSOLUTE VALUE ENCODER SINGLETURN 24 BIT WITH DRIVE-CLIQ INTERFACE (ENCODER AS24DQI) PLAIN SHAFT, W/O HOLDING BRAKE; ACC. TOLERANCE N VIBRATION SEVERITY GRADE A+R, DEGREE OF PROTECTION IP 64 | 4388 | TEM | 1 | MC | 11.104 | 1
1FT70625WK711BG5 | SIMOTICS S SYNCHRON. MOTOR 1FT7, M0=10NM (100K) NN=6000RPM, PN=5,80KW WATER-COOLED; FRAME SIZE IMB 5 (IM V1, IM V3) FLANGE 1 (1FT6 COMPATIBLE) POWER CONNECTOR ROTATABLE ABSOLUTE VALUE ENCODER SINGLETURN 24 BIT WITH DRIVE-CLIQ INTERFACE (ENCODER AS24DQI) PLAIN SHAFT, W/O HOLDING BRAKE; ACC. TOLERANCE N VIBRATION SEVERITY GRADE A+R, DEGREE OF PROTECTION IP 67 | 4564 | TEM | 1 | MC | 11.104 | 1
1FT70625WK711BH0 | SIMOTICS S SYNCHRON. MOTOR 1FT7, M0=10NM (100K) NN=6000RPM, PN=5,80KW WATER-COOLED; FRAME SIZE IMB 5 (IM V1, IM V3) FLANGE 1 (1FT6 COMPATIBLE) POWER CONNECTOR ROTATABLE ABSOLUTE VALUE ENCODER SINGLETURN 24 BIT WITH DRIVE-CLIQ INTERFACE (ENCODER AS24DQI) PLAIN SHAFT, WITH HOLDING BRAKE; ACCURACY TOLERANCE N VIBRATION SEVERITY GRADE A, DEGREE OF PROTECTION IP 64 | 5027 | TEM | 1 | MC | 12.403 | 1
1FT70625WK711BK5 | SIMOTICS S SYNCHRON. MOTOR 1FT7, M0=10NM (100K) NN=6000RPM, PN=5,80KW WATER-COOLED; FRAME SIZE IMB 5 (IM V1, IM V3) FLANGE 1 (1FT6 COMPATIBLE) POWER CONNECTOR ROTATABLE ABSOLUTE VALUE ENCODER SINGLETURN 24 BIT WITH DRIVE-CLIQ INTERFACE (ENCODER AS24DQI) PLAIN SHAFT, W/O HOLDING BRAKE; ACC. TOLERANCE R VIBRATION SEVERITY GRADE A+R, DEGREE OF PROTECTION IP 67 | 4724 | TEM | 1 | MC | 11.104 | 1
1FT70625WK711CA5 | SIMOTICS S SYNCHRON. MOTOR 1FT7, M0=10NM (100K) NN=6000RPM, PN=5,80KW WATER-COOLED; FRAME SIZE IMB 5 (IM V1, IM V3) FLANGE 1 (1FT6 COMPATIBLE) POWER CONNECTOR ROTATABLE ABSOLUTE ENCODER 24 BITS + 12 BIT MULTITURN WITH DRIVE-CLIQ INTERFACE (ENCODER AM24DQI) SHAFT WITH FITTED KEY; W/O HOLDING BRAKE; ACC. TOLERANCE N VIBRATION SEVERITY GRADE A+R, DEGREE OF PROTECTION IP 67 | 5330 | TEM | 1 | MC | 11.104 | 1
1FT70625WK711CG1 | SIMOTICS S SYNCHRON. MOTOR 1FT7, M0=10NM (100K) NN=6000RPM, PN=5,80KW WATER-COOLED; FRAME SIZE IMB 5 (IM V1, IM V3) FLANGE 1 (1FT6 COMPATIBLE) POWER CONNECTOR ROTATABLE ABSOLUTE ENCODER 24 BITS + 12 BIT MULTITURN WITH DRIVE-CLIQ INTERFACE (ENCODER AM24DQI) PLAIN SHAFT, W/O HOLDING BRAKE; ACC. TOLERANCE N VIBRATION SEVERITY GRADE A, DEGREE OF PROTECTION IP 65 | 5094 | TEM | 1 | MC | 11.104 | 1
1FT70625WK711CG4 | SIMOTICS S SYNCHRON. MOTOR 1FT7, M0=10NM (100K) NN=6000RPM, PN=5,80KW WATER-COOLED; FRAME SIZE IMB 5 (IM V1, IM V3) FLANGE 1 (1FT6 COMPATIBLE) POWER CONNECTOR ROTATABLE ABSOLUTE ENCODER 24 BITS + 12 BIT MULTITURN WITH DRIVE-CLIQ INTERFACE (ENCODER AM24DQI) PLAIN SHAFT, W/O HOLDING BRAKE; ACC. TOLERANCE N VIBRATION SEVERITY GRADE A+R, DEGREE OF PROTECTION IP 65 | 5250 | TEM | 1 | MC | 11.104 | 1
1FT70625WK711CG5 | SIMOTICS S SYNCHRON. MOTOR 1FT7, M0=10NM (100K) NN=6000RPM, PN=5,80KW WATER-COOLED; FRAME SIZE IMB 5 (IM V1, IM V3) FLANGE 1 (1FT6 COMPATIBLE) POWER CONNECTOR ROTATABLE ABSOLUTE ENCODER 24 BITS + 12 BIT MULTITURN WITH DRIVE-CLIQ INTERFACE (ENCODER AM24DQI) PLAIN SHAFT, W/O HOLDING BRAKE; ACC. TOLERANCE N VIBRATION SEVERITY GRADE A+R, DEGREE OF PROTECTION IP 67 | 5330 | TEM | 1 | MC | 11.104 | 1
1FT70625WK711CH1 | SIMOTICS S SYNCHRON. MOTOR 1FT7, M0=10NM (100K) NN=6000RPM, PN=5,80KW WATER-COOLED; FRAME SIZE IMB 5 (IM V1, IM V3) FLANGE 1 (1FT6 COMPATIBLE) POWER CONNECTOR ROTATABLE ABSOLUTE ENCODER 24 BITS + 12 BIT MULTITURN WITH DRIVE-CLIQ INTERFACE (ENCODER AM24DQI) PLAIN SHAFT, WITH HOLDING BRAKE; ACCURACY TOLERANCE N VIBRATION SEVERITY GRADE A, DEGREE OF PROTECTION IP 65 | 5888 | TEM | 1 | MC | 12.403 | 1
1FT70625WK711DG2 | SIMOTICS S SYNCHRON. MOTOR 1FT7, M0=10NM (100K) NN=6000RPM, PN=5,80KW WATER-COOLED; FRAME SIZE IMB 5 (IM V1, IM V3) FLANGE 1 (1FT6 COMPATIBLE) POWER CONNECTOR ROTATABLE INCREMENTAL ENCODER 2048 S/R WITH DRIVE-CLIQ INTERFACE (ENCODER I-2048) CONNECTOR ROTATABLE PLAIN SHAFT, W/O HOLDING BRAKE; ACC. TOLERANCE N VIBRATION SEVERITY GRADE A, DEGREE OF PROTECTION IP 67 | 4489 | TEM | 1 | MC | 11.104 | 1
1FT70625WK711DG3 | SIMOTICS S SYNCHRON. MOTOR 1FT7, M0=10NM (100K) NN=6000RPM, PN=5,80KW WATER-COOLED; FRAME SIZE IMB 5 (IM V1, IM V3) FLANGE 1 (1FT6 COMPATIBLE) POWER CONNECTOR ROTATABLE INCREMENTAL ENCODER 2048 S/R WITH DRIVE-CLIQ INTERFACE (ENCODER I-2048) CONNECTOR ROTATABLE PLAIN SHAFT, W/O HOLDING BRAKE; ACC. TOLERANCE N VIBRATION SEVERITY GRADE A+R, DEGREE OF PROTECTION IP 64 | 4468 | TEM | 1 | MC | 11.104 | 1
1FT70625WK711DG4 | SIMOTICS S SYNCHRON. MOTOR 1FT7, M0=10NM (100K) NN=6000RPM, PN=5,80KW WATER-COOLED; FRAME SIZE IMB 5 (IM V1, IM V3) FLANGE 1 (1FT6 COMPATIBLE) POWER CONNECTOR ROTATABLE INCREMENTAL ENCODER 2048 S/R WITH DRIVE-CLIQ INTERFACE (ENCODER I-2048) CONNECTOR ROTATABLE PLAIN SHAFT, W/O HOLDING BRAKE; ACC. TOLERANCE N VIBRATION SEVERITY GRADE A+R, DEGREE OF PROTECTION IP 65 | 4565 | TEM | 1 | MC | 11.104 | 1
1FT70625WK711DG5 | SIMOTICS S SYNCHRON. MOTOR 1FT7, M0=10NM (100K) NN=6000RPM, PN=5,80KW WATER-COOLED; FRAME SIZE IMB 5 (IM V1, IM V3) FLANGE 1 (1FT6 COMPATIBLE) POWER CONNECTOR ROTATABLE INCREMENTAL ENCODER 2048 S/R WITH DRIVE-CLIQ INTERFACE (ENCODER I-2048) CONNECTOR ROTATABLE PLAIN SHAFT, W/O HOLDING BRAKE; ACC. TOLERANCE N VIBRATION SEVERITY GRADE A+R, DEGREE OF PROTECTION IP 67 | 4645 | TEM | 1 | MC | 11.104 | 1
1FT70625WK711DH1 | SIMOTICS S SYNCHRON. MOTOR 1FT7, M0=10NM (100K) NN=6000RPM, PN=5,80KW WATER-COOLED; FRAME SIZE IMB 5 (IM V1, IM V3) FLANGE 1 (1FT6 COMPATIBLE) POWER CONNECTOR ROTATABLE INCREMENTAL ENCODER 2048 S/R WITH DRIVE-CLIQ INTERFACE (ENCODER I-2048) CONNECTOR ROTATABLE PLAIN SHAFT, WITH HOLDING BRAKE; ACCURACY TOLERANCE N VIBRATION SEVERITY GRADE A, DEGREE OF PROTECTION IP 65 | 5203 | TEM | 1 | MC | 12.403 | 1
1FT70625WK711DK5 | SIMOTICS S SYNCHRON. MOTOR 1FT7, M0=10NM (100K) NN=6000RPM, PN=5,80KW WATER-COOLED; FRAME SIZE IMB 5 (IM V1, IM V3) FLANGE 1 (1FT6 COMPATIBLE) POWER CONNECTOR ROTATABLE INCREMENTAL ENCODER 2048 S/R WITH DRIVE-CLIQ INTERFACE (ENCODER I-2048) CONNECTOR ROTATABLE PLAIN SHAFT, W/O HOLDING BRAKE; ACC. TOLERANCE R VIBRATION SEVERITY GRADE A+R, DEGREE OF PROTECTION IP 67 | 4804 | TEM | 1 | MC | 11.104 | 1
1FT70625WK711FG2 | SIMOTICS S SYNCHRON. MOTOR 1FT7, M0=10NM (100K) NN=6000RPM, PN=5,80KW WATER-COOLED; FRAME SIZE IMB 5 (IM V1, IM V3) FLANGE 1 (1FT6 COMPATIBLE) POWER CONNECTOR ROTATABLE ABSOLUTE ENCODER 22 BITS MULTI TURN WITH DRIVE-CLIQ INTERFACE (ENCODER AM-22-DQ) CONNECTOR ROTATABLE PLAIN SHAFT, W/O HOLDING BRAKE; ACC. TOLERANCE N VIBRATION SEVERITY GRADE A, DEGREE OF PROTECTION IP 67 | 5254 | TEM | 1 | MC | 11.104 | 1
1FT70625WK711FH1 | SIMOTICS S SYNCHRON. MOTOR 1FT7, M0=10NM (100K) NN=6000RPM, PN=5,80KW WATER-COOLED; FRAME SIZE IMB 5 (IM V1, IM V3) FLANGE 1 (1FT6 COMPATIBLE) POWER CONNECTOR ROTATABLE ABSOLUTE ENCODER 22 BITS MULTI TURN WITH DRIVE-CLIQ INTERFACE (ENCODER AM-22-DQ) CONNECTOR ROTATABLE PLAIN SHAFT, WITH HOLDING BRAKE; ACCURACY TOLERANCE N VIBRATION SEVERITY GRADE A, DEGREE OF PROTECTION IP 65 | 5968 | TEM | 1 | MC | 12.403 | 1
1FT70625WK711FH2 | SIMOTICS S SYNCHRON. MOTOR 1FT7, M0=10NM (100K) NN=6000RPM, PN=5,80KW WATER-COOLED; FRAME SIZE IMB 5 (IM V1, IM V3) FLANGE 1 (1FT6 COMPATIBLE) POWER CONNECTOR ROTATABLE ABSOLUTE ENCODER 22 BITS MULTI TURN WITH DRIVE-CLIQ INTERFACE (ENCODER AM-22-DQ) CONNECTOR ROTATABLE PLAIN SHAFT, WITH HOLDING BRAKE; ACCURACY TOLERANCE N VIBRATION SEVERITY GRADE A, DEGREE OF PROTECTION IP 67 | 6048 | TEM | 1 | MC | 12.403 | 1
1FT70625WK711MG4 | SIMOTICS S SYNCHRON. MOTOR 1FT7, M0=10NM (100K) NN=6000RPM, PN=5,80KW WATER-COOLED; FRAME SIZE IMB 5 (IM V1, IM V3) (1FT6 COMPATIBLE) WITH KTY TEMPERATURE SENSOR POWER CONNECTOR ROTATABLE ABSOLUTE ENCODER ENDAT 2048 S/R (ENCODER A-2048) CONNECTOR ROTATABLE PLAIN SHAFT, W/O HOLDING BRAKE; ACC. TOLERANCE N VIBRATION SEVERITY GRADE A+R, DEGREE OF PROTECTION IP 65 | 4898 | TEM | 1 | MC | 11.104 | 1
1FT70625WK711MH1 | SIMOTICS S SYNCHRON. MOTOR 1FT7, M0=10NM (100K) NN=6000RPM, PN=5,80KW WATER-COOLED; FRAME SIZE IMB 5 (IM V1, IM V3) (1FT6 COMPATIBLE) WITH KTY TEMPERATURE SENSOR POWER CONNECTOR ROTATABLE ABSOLUTE ENCODER ENDAT 2048 S/R (ENCODER A-2048) CONNECTOR ROTATABLE PLAIN SHAFT, WITH HOLDING BRAKE; ACCURACY TOLERANCE N VIBRATION SEVERITY GRADE A, DEGREE OF PROTECTION IP 65 | 5536 | TEM | 1 | MC | 12.403 | 1
1FT70625WK711MH2 | SIMOTICS S SYNCHRON. MOTOR 1FT7, M0=10NM (100K) NN=6000RPM, PN=5,80KW WATER-COOLED; FRAME SIZE IMB 5 (IM V1, IM V3) (1FT6 COMPATIBLE) WITH KTY TEMPERATURE SENSOR POWER CONNECTOR ROTATABLE ABSOLUTE ENCODER ENDAT 2048 S/R (ENCODER A-2048) CONNECTOR ROTATABLE PLAIN SHAFT, WITH HOLDING BRAKE; ACCURACY TOLERANCE N VIBRATION SEVERITY GRADE A, DEGREE OF PROTECTION IP 67 | 5616 | TEM | 1 | MC | 12.403 | 1
1FT70625WK711MK2 | SIMOTICS S SYNCHRON. MOTOR 1FT7, M0=10NM (100K) NN=6000RPM, PN=5,80KW WATER-COOLED; FRAME SIZE IMB 5 (IM V1, IM V3) (1FT6 COMPATIBLE) WITH KTY TEMPERATURE SENSOR POWER CONNECTOR ROTATABLE ABSOLUTE ENCODER ENDAT 2048 S/R (ENCODER A-2048) CONNECTOR ROTATABLE PLAIN SHAFT, W/O HOLDING BRAKE; ACC. TOLERANCE R VIBRATION SEVERITY GRADE A, DEGREE OF PROTECTION IP 67 | 4982 | TEM | 1 | MC | 11.104 | 1
1FT70625WK711NG1 | SIMOTICS S SYNCHRON. MOTOR 1FT7, M0=10NM (100K) NN=6000RPM, PN=5,80KW WATER-COOLED; FRAME SIZE IM B5 (1FT6 COMPATIBLE) WITH KTY TEMPERATURE SENSOR POWER CONNECTOR ROTATABLE INCREM. ENCODER SIN/COS 1VSS 2048 S/R (ENCODER I-2048) CONNECTOR ROTATABLE PLAIN SHAFT, W/O HOLDING BRAKE; ACC. TOLERANCE N VIBRATION SEVERITY GRADE A, DEGREE OF PROTECTION IP 65 | 3989 | TEM | 1 | MC | 11.104 | 1
1FT70625WK711NG2 | SIMOTICS S SYNCHRON. MOTOR 1FT7, M0=10NM (100K) NN=6000RPM, PN=5,80KW WATER-COOLED; FRAME SIZE IM B5 (1FT6 COMPATIBLE) WITH KTY TEMPERATURE SENSOR POWER CONNECTOR ROTATABLE INCREM. ENCODER SIN/COS 1VSS 2048 S/R (ENCODER I-2048) CONNECTOR ROTATABLE PLAIN SHAFT, W/O HOLDING BRAKE; ACC. TOLERANCE N VIBRATION SEVERITY GRADE A, DEGREE OF PROTECTION IP 67 | 4068 | TEM | 1 | MC | 11.104 | 1
1FT70625WK711NG5 | SIMOTICS S SYNCHRON. MOTOR 1FT7, M0=10NM (100K) NN=6000RPM, PN=5,80KW WATER-COOLED; FRAME SIZE IM B5 (1FT6 COMPATIBLE) WITH KTY TEMPERATURE SENSOR POWER CONNECTOR ROTATABLE INCREM. ENCODER SIN/COS 1VSS 2048 S/R (ENCODER I-2048) CONNECTOR ROTATABLE PLAIN SHAFT, W/O HOLDING BRAKE; ACC. TOLERANCE N VIBRATION SEVERITY GRADE A+R, DEGREE OF PROTECTION IP 67 | 4224 | TEM | 1 | MC | 11.104 | 1
1FT70625WK711NH1 | SIMOTICS S SYNCHRON. MOTOR 1FT7, M0=10NM (100K) NN=6000RPM, PN=5,80KW WATER-COOLED; FRAME SIZE IM B5 (1FT6 COMPATIBLE) WITH KTY TEMPERATURE SENSOR POWER CONNECTOR ROTATABLE INCREM. ENCODER SIN/COS 1VSS 2048 S/R (ENCODER I-2048) CONNECTOR ROTATABLE PLAIN SHAFT, WITH HOLDING BRAKE; ACCURACY TOLERANCE N VIBRATION SEVERITY GRADE A, DEGREE OF PROTECTION IP 65 | 4782 | TEM | 1 | MC | 12.403 | 1
1FT70625WK711NK1 | SIMOTICS S SYNCHRON. MOTOR 1FT7, M0=10NM (100K) NN=6000RPM, PN=5,80KW WATER-COOLED; FRAME SIZE IM B5 (1FT6 COMPATIBLE) WITH KTY TEMPERATURE SENSOR POWER CONNECTOR ROTATABLE INCREM. ENCODER SIN/COS 1VSS 2048 S/R (ENCODER I-2048) CONNECTOR ROTATABLE PLAIN SHAFT, W/O HOLDING BRAKE; ACC. TOLERANCE R VIBRATION SEVERITY GRADE A, DEGREE OF PROTECTION IP 65 | 4148 | TEM | 1 | MC | 11.104 | 1
1FT70625WK711NK2 | SIMOTICS S SYNCHRON. MOTOR 1FT7, M0=10NM (100K) NN=6000RPM, PN=5,80KW WATER-COOLED; FRAME SIZE IM B5 (1FT6 COMPATIBLE) WITH KTY TEMPERATURE SENSOR POWER CONNECTOR ROTATABLE INCREM. ENCODER SIN/COS 1VSS 2048 S/R (ENCODER I-2048) CONNECTOR ROTATABLE PLAIN SHAFT, W/O HOLDING BRAKE; ACC. TOLERANCE R VIBRATION SEVERITY GRADE A, DEGREE OF PROTECTION IP 67 | 4228 | TEM | 1 | MC | 11.104 | 1
1FT70625WK711NK5 | SIMOTICS S SYNCHRON. MOTOR 1FT7, M0=10NM (100K) NN=6000RPM, PN=5,80KW WATER-COOLED; FRAME SIZE IM B5 (1FT6 COMPATIBLE) WITH KTY TEMPERATURE SENSOR POWER CONNECTOR ROTATABLE INCREM. ENCODER SIN/COS 1VSS 2048 S/R (ENCODER I-2048) CONNECTOR ROTATABLE PLAIN SHAFT, W/O HOLDING BRAKE; ACC. TOLERANCE R VIBRATION SEVERITY GRADE A+R, DEGREE OF PROTECTION IP 67 | 4383 | TEM | 1 | MC | 11.104 | 1
1FT70641AF701BG1 | SIMOTICS S SYNCHRONOUS MOTOR 1FT7, M0=9NM (100K) NN=3000RPM, PN=2,39KW NATURAL AIR COOLING; POWER CONNECTOR ROTATABLE VIBRATION SEVERITY GRADE A PROTECTION CLASS IP 65; FRAME SIZE IMB 5 (IM V1, IM V3) FLANGE 0 ABSOLUTE VALUE ENCODER SINGLETURN 24 BIT WITH DRIVE-CLIQ INTERFACE (ENCODER AS24DQI) PLAIN SHAFT, W/O HOLDING BRAKE; ACCURACY TOLERANCE N | 3107 | TEM | 1 | MC | 9.7 | 1
1FT70641AF701CG1 | SIMOTICS S SYNCHRONOUS MOTOR 1FT7, M0=9NM (100K) NN=3000RPM, PN=2,39KW NATURAL AIR COOLING; POWER CONNECTOR ROTATABLE VIBRATION SEVERITY GRADE A PROTECTION CLASS IP 65; FRAME SIZE IMB 5 (IM V1, IM V3) FLANGE 0 ABSOLUTE ENCODER 24 BITS + 12 BIT MULTITURN WITH DRIVE-CLIQ INTERFACE (ENCODER AM24DQI) PLAIN SHAFT, W/O HOLDING BRAKE; ACCURACY TOLERANCE N | 3872 | TEM | 1 | MC | 9.8 | 1
1FT70641AF701CH1 | SIMOTICS S SYNCHRONOUS MOTOR 1FT7, M0=9NM (100K) NN=3000RPM, PN=2,39KW NATURAL AIR COOLING; POWER CONNECTOR ROTATABLE VIBRATION SEVERITY GRADE A PROTECTION CLASS IP 65; FRAME SIZE IMB 5 (IM V1, IM V3) FLANGE 0 ABSOLUTE ENCODER 24 BITS + 12 BIT MULTITURN WITH DRIVE-CLIQ INTERFACE (ENCODER AM24DQI) PLAIN SHAFT, WITH HOLDING BRAKE; ACCURACY TOLERANCE N | 4483 | TEM | 1 | MC | 11.1 | 1
1FT70641AF701DG1 | SIMOTICS S SYNCHRONOUS MOTOR 1FT7, M0=9NM (100K) NN=3000RPM, PN=2,39KW NATURAL AIR COOLING; POWER CONNECTOR ROTATABLE VIBRATION SEVERITY GRADE A PROTECTION CLASS IP 65; FRAME SIZE IMB 5 (IM V1, IM V3) FLANGE 0 INCREMENTAL ENCODER 2048 S/R WITH DRIVE-CLIQ INTERFACE (ENCODER I-2048) CONNECTOR ROTATABLE PLAIN SHAFT, W/O HOLDING BRAKE; ACCURACY TOLERANCE N | 3187 | TEM | 1 | MC | 9.7 | 1
1FT70641AF701DH1 | SIMOTICS S SYNCHRONOUS MOTOR 1FT7, M0=9NM (100K) NN=3000RPM, PN=2,39KW NATURAL AIR COOLING; POWER CONNECTOR ROTATABLE VIBRATION SEVERITY GRADE A PROTECTION CLASS IP 65; FRAME SIZE IMB 5 (IM V1, IM V3) FLANGE 0 INCREMENTAL ENCODER 2048 S/R WITH DRIVE-CLIQ INTERFACE (ENCODER I-2048) CONNECTOR ROTATABLE PLAIN SHAFT, WITH HOLDING BRAKE; ACCURACY TOLERANCE N | 3798 | TEM | 1 | MC | 11 | 1
1FT70641AF701FG1 | SIMOTICS S SYNCHRONOUS MOTOR 1FT7, M0=9NM (100K) NN=3000RPM, PN=2,39KW NATURAL AIR COOLING; POWER CONNECTOR ROTATABLE VIBRATION SEVERITY GRADE A PROTECTION CLASS IP 65; FRAME SIZE IMB 5 (IM V1, IM V3) FLANGE 0 ABSOLUTE ENCODER 22 BITS MULTI TURN WITH DRIVE-CLIQ INTERFACE (ENCODER AM-22-DQ) CONNECTOR ROTATABLE PLAIN SHAFT, W/O HOLDING BRAKE; ACCURACY TOLERANCE N | 3953 | TEM | 1 | MC | 9.7 | 1
1FT70641AF701FH1 | SIMOTICS S SYNCHRONOUS MOTOR 1FT7, M0=9NM (100K) NN=3000RPM, PN=2,39KW NATURAL AIR COOLING; POWER CONNECTOR ROTATABLE VIBRATION SEVERITY GRADE A PROTECTION CLASS IP 65; FRAME SIZE IMB 5 (IM V1, IM V3) FLANGE 0 ABSOLUTE ENCODER 22 BITS MULTI TURN WITH DRIVE-CLIQ INTERFACE (ENCODER AM-22-DQ) CONNECTOR ROTATABLE PLAIN SHAFT, WITH HOLDING BRAKE; ACCURACY TOLERANCE N | 4563 | TEM | 1 | MC | 11 | 1
1FT70641AF701MG1 | SIMOTICS S SYNCHRONOUS MOTOR 1FT7, M0=9NM (100K) NN=3000RPM, PN=2,39KW NATURAL AIR COOLING; POWER CONNECTOR ROTATABLE VIBRATION SEVERITY GRADE A PROTECTION CLASS IP 65; FRAME SIZE IMB 5 (IM V1, IM V3) FLANGE (COMPACT) WITH KTY TEMPERATURE SENSOR ABSOLUTE ENCODER ENDAT 2048 S/R (ENCODER A-2048) CONNECTOR ROTATABLE PLAIN SHAFT, W/O HOLDING BRAKE; ACCURACY TOLERANCE N | 3521 | TEM | 1 | MC | 9.7 | 1
1FT70641AF701MH1 | SIMOTICS S SYNCHRONOUS MOTOR 1FT7, M0=9NM (100K) NN=3000RPM, PN=2,39KW NATURAL AIR COOLING; POWER CONNECTOR ROTATABLE VIBRATION SEVERITY GRADE A PROTECTION CLASS IP 65; FRAME SIZE IMB 5 (IM V1, IM V3) FLANGE (COMPACT) WITH KTY TEMPERATURE SENSOR ABSOLUTE ENCODER ENDAT 2048 S/R (ENCODER A-2048) CONNECTOR ROTATABLE PLAIN SHAFT, WITH HOLDING BRAKE; ACCURACY TOLERANCE N | 4131 | TEM | 1 | MC | 11 | 1
1FT70641AF701NG1 | SIMOTICS S SYNCHRONOUS MOTOR 1FT7, M0=9NM (100K) NN=3000RPM, PN=2,39KW NATURAL AIR COOLING; POWER CONNECTOR ROTATABLE VIBRATION SEVERITY GRADE A PROTECTION CLASS IP 65; FRAME SIZE IMB 5 (IM V1, IM V3) FLANGE (COMPACT) WITH KTY TEMPERATURE SENSOR INCREM. ENCODER SIN/COS 1VSS 2048 S/R (ENCODER I-2048) CONNECTOR ROTATABLE PLAIN SHAFT, W/O HOLDING BRAKE; ACCURACY TOLERANCE N | 2767 | TEM | 1 | MC | 9.7 | 1
1FT70641AF701NH1 | SIMOTICS S SYNCHRONOUS MOTOR 1FT7, M0=9NM (100K) NN=3000RPM, PN=2,39KW NATURAL AIR COOLING; POWER CONNECTOR ROTATABLE VIBRATION SEVERITY GRADE A PROTECTION CLASS IP 65; FRAME SIZE IMB 5 (IM V1, IM V3) FLANGE (COMPACT) WITH KTY TEMPERATURE SENSOR INCREM. ENCODER SIN/COS 1VSS 2048 S/R (ENCODER I-2048) CONNECTOR ROTATABLE PLAIN SHAFT, WITH HOLDING BRAKE; ACCURACY TOLERANCE N | 3377 | TEM | 1 | MC | 11 | 1
1FT70641AF711BG1 | SIMOTICS S SYNCHRONOUS MOTOR 1FT7, M0=9NM (100K) NN=3000RPM, PN=2,39KW NATURAL AIR COOLING; POWER CONNECTOR ROTATABLE VIBRATION SEVERITY GRADE A PROTECTION CLASS IP 65; FRAME SIZE IMB 5 (IM V1, IM V3) FLANGE 1 (1FT6 COMPATIBLE) ABSOLUTE VALUE ENCODER SINGLETURN 24 BIT WITH DRIVE-CLIQ INTERFACE (ENCODER AS24DQI) PLAIN SHAFT, W/O HOLDING BRAKE; ACCURACY TOLERANCE N | 3107 | TEM | 1 | MC | 9.7 | 1
1FT70641AF711BH1 | SIMOTICS S SYNCHRONOUS MOTOR 1FT7, M0=9NM (100K) NN=3000RPM, PN=2,39KW NATURAL AIR COOLING; POWER CONNECTOR ROTATABLE VIBRATION SEVERITY GRADE A PROTECTION CLASS IP 65; FRAME SIZE IMB 5 (IM V1, IM V3) FLANGE 1 (1FT6 COMPATIBLE) ABSOLUTE VALUE ENCODER SINGLETURN 24 BIT WITH DRIVE-CLIQ INTERFACE (ENCODER AS24DQI) PLAIN SHAFT, WITH HOLDING BRAKE; ACCURACY TOLERANCE N | 3718 | TEM | 1 | MC | 11 | 1
1FT70641AF711CG1 | SIMOTICS S SYNCHRONOUS MOTOR 1FT7, M0=9NM (100K) NN=3000RPM, PN=2,39KW NATURAL AIR COOLING; POWER CONNECTOR ROTATABLE VIBRATION SEVERITY GRADE A PROTECTION CLASS IP 65; FRAME SIZE IMB 5 (IM V1, IM V3) FLANGE 1 (1FT6 COMPATIBLE) ABSOLUTE ENCODER 24 BITS + 12 BIT MULTITURN WITH DRIVE-CLIQ INTERFACE (ENCODER AM24DQI) PLAIN SHAFT, W/O HOLDING BRAKE; ACCURACY TOLERANCE N | 3872 | TEM | 1 | MC | 9.8 | 1
1FT70641AF711CH1 | SIMOTICS S SYNCHRONOUS MOTOR 1FT7, M0=9NM (100K) NN=3000RPM, PN=2,39KW NATURAL AIR COOLING; POWER CONNECTOR ROTATABLE VIBRATION SEVERITY GRADE A PROTECTION CLASS IP 65; FRAME SIZE IMB 5 (IM V1, IM V3) FLANGE 1 (1FT6 COMPATIBLE) ABSOLUTE ENCODER 24 BITS + 12 BIT MULTITURN WITH DRIVE-CLIQ INTERFACE (ENCODER AM24DQI) PLAIN SHAFT, WITH HOLDING BRAKE; ACCURACY TOLERANCE N | 4483 | TEM | 1 | MC | 11.1 | 1
1FT70641AF711DG1 | SIMOTICS S SYNCHRONOUS MOTOR 1FT7, M0=9NM (100K) NN=3000RPM, PN=2,39KW NATURAL AIR COOLING; POWER CONNECTOR ROTATABLE VIBRATION SEVERITY GRADE A PROTECTION CLASS IP 65; FRAME SIZE IMB 5 (IM V1, IM V3) FLANGE 1 (1FT6 COMPATIBLE) INCREMENTAL ENCODER 2048 S/R WITH DRIVE-CLIQ INTERFACE (ENCODER I-2048) CONNECTOR ROTATABLE PLAIN SHAFT, W/O HOLDING BRAKE; ACCURACY TOLERANCE N | 3187 | TEM | 1 | MC | 9.7 | 1
1FT70641AF711DH1 | SIMOTICS S SYNCHRONOUS MOTOR 1FT7, M0=9NM (100K) NN=3000RPM, PN=2,39KW NATURAL AIR COOLING; POWER CONNECTOR ROTATABLE VIBRATION SEVERITY GRADE A PROTECTION CLASS IP 65; FRAME SIZE IMB 5 (IM V1, IM V3) FLANGE 1 (1FT6 COMPATIBLE) INCREMENTAL ENCODER 2048 S/R WITH DRIVE-CLIQ INTERFACE (ENCODER I-2048) CONNECTOR ROTATABLE PLAIN SHAFT, WITH HOLDING BRAKE; ACCURACY TOLERANCE N | 3798 | TEM | 1 | MC | 11 | 1
1FT70641AF711FG1 | SIMOTICS S SYNCHRONOUS MOTOR 1FT7, M0=9NM (100K) NN=3000RPM, PN=2,39KW NATURAL AIR COOLING; POWER CONNECTOR ROTATABLE VIBRATION SEVERITY GRADE A PROTECTION CLASS IP 65; FRAME SIZE IMB 5 (IM V1, IM V3) FLANGE 1 (1FT6 COMPATIBLE) ABSOLUTE ENCODER 22 BITS MULTI TURN WITH DRIVE-CLIQ INTERFACE (ENCODER AM-22-DQ) CONNECTOR ROTATABLE PLAIN SHAFT, W/O HOLDING BRAKE; ACCURACY TOLERANCE N | 3953 | TEM | 1 | MC | 9.7 | 1
1FT70641AF711FH1 | SIMOTICS S SYNCHRONOUS MOTOR 1FT7, M0=9NM (100K) NN=3000RPM, PN=2,39KW NATURAL AIR COOLING; POWER CONNECTOR ROTATABLE VIBRATION SEVERITY GRADE A PROTECTION CLASS IP 65; FRAME SIZE IMB 5 (IM V1, IM V3) FLANGE 1 (1FT6 COMPATIBLE) ABSOLUTE ENCODER 22 BITS MULTI TURN WITH DRIVE-CLIQ INTERFACE (ENCODER AM-22-DQ) CONNECTOR ROTATABLE PLAIN SHAFT, WITH HOLDING BRAKE; ACCURACY TOLERANCE N | 4563 | TEM | 1 | MC | 11 | 1
1FT70641AF711MG1 | SIMOTICS S SYNCHRONOUS MOTOR 1FT7, M0=9NM (100K) NN=3000RPM, PN=2,39KW NATURAL AIR COOLING; POWER CONNECTOR ROTATABLE VIBRATION SEVERITY GRADE A PROTECTION CLASS IP 65; FRAME SIZE IMB 5 (IM V1, IM V3) (1FT6 COMPATIBLE) WITH KTY TEMPERATURE SENSOR ABSOLUTE ENCODER ENDAT 2048 S/R (ENCODER A-2048) CONNECTOR ROTATABLE PLAIN SHAFT, W/O HOLDING BRAKE; ACCURACY TOLERANCE N | 3521 | TEM | 1 | MC | 9.7 | 1
1FT70641AF711MH1 | SIMOTICS S SYNCHRONOUS MOTOR 1FT7, M0=9NM (100K) NN=3000RPM, PN=2,39KW NATURAL AIR COOLING; POWER CONNECTOR ROTATABLE VIBRATION SEVERITY GRADE A PROTECTION CLASS IP 65; FRAME SIZE IMB 5 (IM V1, IM V3) (1FT6 COMPATIBLE) WITH KTY TEMPERATURE SENSOR ABSOLUTE ENCODER ENDAT 2048 S/R (ENCODER A-2048) CONNECTOR ROTATABLE PLAIN SHAFT, WITH HOLDING BRAKE; ACCURACY TOLERANCE N | 4131 | TEM | 1 | MC | 11 | 1
1FT70641AF711NG1 | SIMOTICS S SYNCHRONOUS MOTOR 1FT7, M0=9NM (100K) NN=3000RPM, PN=2,39KW NATURAL AIR COOLING; POWER CONNECTOR ROTATABLE VIBRATION SEVERITY GRADE A PROTECTION CLASS IP 65; FRAME SIZE IMB 5 (1FT6 COMPATIBLE) WITH KTY TEMPERATURE SENSOR INCREM. ENCODER SIN/COS 1VSS 2048 S/R (ENCODER I-2048) CONNECTOR ROTATABLE PLAIN SHAFT, W/O HOLDING BRAKE; ACCURACY TOLERANCE N | 2767 | TEM | 1 | MC | 9.7 | 1
1FT70641AF711NH1 | SIMOTICS S SYNCHRONOUS MOTOR 1FT7, M0=9NM (100K) NN=3000RPM, PN=2,39KW NATURAL AIR COOLING; POWER CONNECTOR ROTATABLE VIBRATION SEVERITY GRADE A PROTECTION CLASS IP 65; FRAME SIZE IMB 5 (1FT6 COMPATIBLE) WITH KTY TEMPERATURE SENSOR INCREM. ENCODER SIN/COS 1VSS 2048 S/R (ENCODER I-2048) CONNECTOR ROTATABLE PLAIN SHAFT, WITH HOLDING BRAKE; ACCURACY TOLERANCE N | 3377 | TEM | 1 | MC | 11 | 1
1FT70641AK701BG1 | SIMOTICS S SYNCHRONOUS MOTOR 1FT7, M0=9NM (100K) NN=6000RPM, PN=2,59KW NATURAL AIR COOLING; POWER CONNECTOR ROTATABLE VIBRATION SEVERITY GRADE A PROTECTION CLASS IP 65; FRAME SIZE IMB 5 (IM V1, IM V3) FLANGE 0 ABSOLUTE VALUE ENCODER SINGLETURN 24 BIT WITH DRIVE-CLIQ INTERFACE (ENCODER AS24DQI) PLAIN SHAFT, W/O HOLDING BRAKE; ACCURACY TOLERANCE N | 3107 | TEM | 1 | MC | 9.7 | 1
1FT70641AK701CG1 | SIMOTICS S SYNCHRONOUS MOTOR 1FT7, M0=9NM (100K) NN=6000RPM, PN=2,59KW NATURAL AIR COOLING; POWER CONNECTOR ROTATABLE VIBRATION SEVERITY GRADE A PROTECTION CLASS IP 65; FRAME SIZE IMB 5 (IM V1, IM V3) FLANGE 0 ABSOLUTE ENCODER 24 BITS + 12 BIT MULTITURN WITH DRIVE-CLIQ INTERFACE (ENCODER AM24DQI) PLAIN SHAFT, W/O HOLDING BRAKE; ACCURACY TOLERANCE N | 3872 | TEM | 1 | MC | 9.8 | 1
1FT70641AK701CH1 | SIMOTICS S SYNCHRONOUS MOTOR 1FT7, M0=9NM (100K) NN=6000RPM, PN=2,59KW NATURAL AIR COOLING; POWER CONNECTOR ROTATABLE VIBRATION SEVERITY GRADE A PROTECTION CLASS IP 65; FRAME SIZE IMB 5 (IM V1, IM V3) FLANGE 0 ABSOLUTE ENCODER 24 BITS + 12 BIT MULTITURN WITH DRIVE-CLIQ INTERFACE (ENCODER AM24DQI) PLAIN SHAFT, WITH HOLDING BRAKE; ACCURACY TOLERANCE N | 4483 | TEM | 1 | MC | 11.1 | 1
1FT70641AK701DG1 | SIMOTICS S SYNCHRONOUS MOTOR 1FT7, M0=9NM (100K) NN=6000RPM, PN=2,59KW NATURAL AIR COOLING; POWER CONNECTOR ROTATABLE VIBRATION SEVERITY GRADE A PROTECTION CLASS IP 65; FRAME SIZE IMB 5 (IM V1, IM V3) FLANGE 0 INCREMENTAL ENCODER 2048 S/R WITH DRIVE-CLIQ INTERFACE (ENCODER I-2048) CONNECTOR ROTATABLE PLAIN SHAFT, W/O HOLDING BRAKE; ACCURACY TOLERANCE N | 3187 | TEM | 1 | MC | 9.7 | 1
1FT70641AK701DH1 | SIMOTICS S SYNCHRONOUS MOTOR 1FT7, M0=9NM (100K) NN=6000RPM, PN=2,59KW NATURAL AIR COOLING; POWER CONNECTOR ROTATABLE VIBRATION SEVERITY GRADE A PROTECTION CLASS IP 65; FRAME SIZE IMB 5 (IM V1, IM V3) FLANGE 0 INCREMENTAL ENCODER 2048 S/R WITH DRIVE-CLIQ INTERFACE (ENCODER I-2048) CONNECTOR ROTATABLE PLAIN SHAFT, WITH HOLDING BRAKE; ACCURACY TOLERANCE N | 3798 | TEM | 1 | MC | 11 | 1
1FT70641AK701FG1 | SIMOTICS S SYNCHRONOUS MOTOR 1FT7, M0=9NM (100K) NN=6000RPM, PN=2,59KW NATURAL AIR COOLING; POWER CONNECTOR ROTATABLE VIBRATION SEVERITY GRADE A PROTECTION CLASS IP 65; FRAME SIZE IMB 5 (IM V1, IM V3) FLANGE 0 ABSOLUTE ENCODER 22 BITS MULTI TURN WITH DRIVE-CLIQ INTERFACE (ENCODER AM-22-DQ) CONNECTOR ROTATABLE PLAIN SHAFT, W/O HOLDING BRAKE; ACCURACY TOLERANCE N | 3953 | TEM | 1 | MC | 9.7 | 1
1FT70641AK701FH1 | SIMOTICS S SYNCHRONOUS MOTOR 1FT7, M0=9NM (100K) NN=6000RPM, PN=2,59KW NATURAL AIR COOLING; POWER CONNECTOR ROTATABLE VIBRATION SEVERITY GRADE A PROTECTION CLASS IP 65; FRAME SIZE IMB 5 (IM V1, IM V3) FLANGE 0 ABSOLUTE ENCODER 22 BITS MULTI TURN WITH DRIVE-CLIQ INTERFACE (ENCODER AM-22-DQ) CONNECTOR ROTATABLE PLAIN SHAFT, WITH HOLDING BRAKE; ACCURACY TOLERANCE N | 4563 | TEM | 1 | MC | 11 | 1
1FT70641AK701MG1 | SIMOTICS S SYNCHRONOUS MOTOR 1FT7, M0=9NM (100K) NN=6000RPM, PN=2,59KW NATURAL AIR COOLING; POWER CONNECTOR ROTATABLE VIBRATION SEVERITY GRADE A PROTECTION CLASS IP 65; FRAME SIZE IMB 5 (IM V1, IM V3) FLANGE (COMPACT) WITH KTY TEMPERATURE SENSOR ABSOLUTE ENCODER ENDAT 2048 S/R (ENCODER A-2048) CONNECTOR ROTATABLE PLAIN SHAFT, W/O HOLDING BRAKE; ACCURACY TOLERANCE N | 3521 | TEM | 1 | MC | 9.7 | 1
1FT70641AK701MH1 | SIMOTICS S SYNCHRONOUS MOTOR 1FT7, M0=9NM (100K) NN=6000RPM, PN=2,59KW NATURAL AIR COOLING; POWER CONNECTOR ROTATABLE VIBRATION SEVERITY GRADE A PROTECTION CLASS IP 65; FRAME SIZE IMB 5 (IM V1, IM V3) FLANGE (COMPACT) WITH KTY TEMPERATURE SENSOR ABSOLUTE ENCODER ENDAT 2048 S/R (ENCODER A-2048) CONNECTOR ROTATABLE PLAIN SHAFT, WITH HOLDING BRAKE; ACCURACY TOLERANCE N | 4131 | TEM | 1 | MC | 11 | 1
1FT70641AK701NG1 | SIMOTICS S SYNCHRONOUS MOTOR 1FT7, M0=9NM (100K) NN=6000RPM, PN=2,59KW NATURAL AIR COOLING; POWER CONNECTOR ROTATABLE VIBRATION SEVERITY GRADE A PROTECTION CLASS IP 65; FRAME SIZE IMB 5 (IM V1, IM V3) FLANGE (COMPACT) WITH KTY TEMPERATURE SENSOR INCREM. ENCODER SIN/COS 1VSS 2048 S/R (ENCODER I-2048) CONNECTOR ROTATABLE PLAIN SHAFT, W/O HOLDING BRAKE; ACCURACY TOLERANCE N | 2767 | TEM | 1 | MC | 9.7 | 1
1FT70641AK711BG1 | SIMOTICS S SYNCHRONOUS MOTOR 1FT7, M0=9NM (100K) NN=6000RPM, PN=2,59KW NATURAL AIR COOLING; POWER CONNECTOR ROTATABLE VIBRATION SEVERITY GRADE A PROTECTION CLASS IP 65; FRAME SIZE IMB 5 (IM V1, IM V3) FLANGE 1 (1FT6 COMPATIBLE) ABSOLUTE VALUE ENCODER SINGLETURN 24 BIT WITH DRIVE-CLIQ INTERFACE (ENCODER AS24DQI) PLAIN SHAFT, W/O HOLDING BRAKE; ACCURACY TOLERANCE N | 3107 | TEM | 1 | MC | 9.7 | 1
1FT70641AK711BH1 | SIMOTICS S SYNCHRONOUS MOTOR 1FT7, M0=9NM (100K) NN=6000RPM, PN=2,59KW NATURAL AIR COOLING; POWER CONNECTOR ROTATABLE VIBRATION SEVERITY GRADE A PROTECTION CLASS IP 65; FRAME SIZE IMB 5 (IM V1, IM V3) FLANGE 1 (1FT6 COMPATIBLE) ABSOLUTE VALUE ENCODER SINGLETURN 24 BIT WITH DRIVE-CLIQ INTERFACE (ENCODER AS24DQI) PLAIN SHAFT, WITH HOLDING BRAKE; ACCURACY TOLERANCE N | 3718 | TEM | 1 | MC | 11 | 1
1FT70641AK711CG1 | SIMOTICS S SYNCHRONOUS MOTOR 1FT7, M0=9NM (100K) NN=6000RPM, PN=2,59KW NATURAL AIR COOLING; POWER CONNECTOR ROTATABLE VIBRATION SEVERITY GRADE A PROTECTION CLASS IP 65; FRAME SIZE IMB 5 (IM V1, IM V3) FLANGE 1 (1FT6 COMPATIBLE) ABSOLUTE ENCODER 24 BITS + 12 BIT MULTITURN WITH DRIVE-CLIQ INTERFACE (ENCODER AM24DQI) PLAIN SHAFT, W/O HOLDING BRAKE; ACCURACY TOLERANCE N | 3872 | TEM | 1 | MC | 9.8 | 1
1FT70641AK711CH1 | SIMOTICS S SYNCHRONOUS MOTOR 1FT7, M0=9NM (100K) NN=6000RPM, PN=2,59KW NATURAL AIR COOLING; POWER CONNECTOR ROTATABLE VIBRATION SEVERITY GRADE A PROTECTION CLASS IP 65; FRAME SIZE IMB 5 (IM V1, IM V3) FLANGE 1 (1FT6 COMPATIBLE) ABSOLUTE ENCODER 24 BITS + 12 BIT MULTITURN WITH DRIVE-CLIQ INTERFACE (ENCODER AM24DQI) PLAIN SHAFT, WITH HOLDING BRAKE; ACCURACY TOLERANCE N | 4483 | TEM | 1 | MC | 11.1 | 1
1FT70641AK711DG1 | SIMOTICS S SYNCHRONOUS MOTOR 1FT7, M0=9NM (100K) NN=6000RPM, PN=2,59KW NATURAL AIR COOLING; POWER CONNECTOR ROTATABLE VIBRATION SEVERITY GRADE A PROTECTION CLASS IP 65; FRAME SIZE IMB 5 (IM V1, IM V3) FLANGE 1 (1FT6 COMPATIBLE) INCREMENTAL ENCODER 2048 S/R WITH DRIVE-CLIQ INTERFACE (ENCODER I-2048) CONNECTOR ROTATABLE PLAIN SHAFT, W/O HOLDING BRAKE; ACCURACY TOLERANCE N | 3187 | TEM | 1 | MC | 9.7 | 1
1FT70641AK711DH1 | SIMOTICS S SYNCHRONOUS MOTOR 1FT7, M0=9NM (100K) NN=6000RPM, PN=2,59KW NATURAL AIR COOLING; POWER CONNECTOR ROTATABLE VIBRATION SEVERITY GRADE A PROTECTION CLASS IP 65; FRAME SIZE IMB 5 (IM V1, IM V3) FLANGE 1 (1FT6 COMPATIBLE) INCREMENTAL ENCODER 2048 S/R WITH DRIVE-CLIQ INTERFACE (ENCODER I-2048) CONNECTOR ROTATABLE PLAIN SHAFT, WITH HOLDING BRAKE; ACCURACY TOLERANCE N | 3798 | TEM | 1 | MC | 11 | 1
1FT70641AK711FG1 | SIMOTICS S SYNCHRONOUS MOTOR 1FT7, M0=9NM (100K) NN=6000RPM, PN=2,59KW NATURAL AIR COOLING; POWER CONNECTOR ROTATABLE VIBRATION SEVERITY GRADE A PROTECTION CLASS IP 65; FRAME SIZE IMB 5 (IM V1, IM V3) FLANGE 1 (1FT6 COMPATIBLE) ABSOLUTE ENCODER 22 BITS MULTI TURN WITH DRIVE-CLIQ INTERFACE (ENCODER AM-22-DQ) CONNECTOR ROTATABLE PLAIN SHAFT, W/O HOLDING BRAKE; ACCURACY TOLERANCE N | 3953 | TEM | 1 | MC | 9.7 | 1
1FT70641AK711FH1 | SIMOTICS S SYNCHRONOUS MOTOR 1FT7, M0=9NM (100K) NN=6000RPM, PN=2,59KW NATURAL AIR COOLING; POWER CONNECTOR ROTATABLE VIBRATION SEVERITY GRADE A PROTECTION CLASS IP 65; FRAME SIZE IMB 5 (IM V1, IM V3) FLANGE 1 (1FT6 COMPATIBLE) ABSOLUTE ENCODER 22 BITS MULTI TURN WITH DRIVE-CLIQ INTERFACE (ENCODER AM-22-DQ) CONNECTOR ROTATABLE PLAIN SHAFT, WITH HOLDING BRAKE; ACCURACY TOLERANCE N | 4563 | TEM | 1 | MC | 11 | 1
1FT70641AK711MG1 | SIMOTICS S SYNCHRONOUS MOTOR 1FT7, M0=9NM (100K) NN=6000RPM, PN=2,59KW NATURAL AIR COOLING; POWER CONNECTOR ROTATABLE VIBRATION SEVERITY GRADE A PROTECTION CLASS IP 65; FRAME SIZE IMB 5 (IM V1, IM V3) (1FT6 COMPATIBLE) WITH KTY TEMPERATURE SENSOR ABSOLUTE ENCODER ENDAT 2048 S/R (ENCODER A-2048) CONNECTOR ROTATABLE PLAIN SHAFT, W/O HOLDING BRAKE; ACCURACY TOLERANCE N | 3521 | TEM | 1 | MC | 9.7 | 1
1FT70641AK711MH1 | SIMOTICS S SYNCHRONOUS MOTOR 1FT7, M0=9NM (100K) NN=6000RPM, PN=2,59KW NATURAL AIR COOLING; POWER CONNECTOR ROTATABLE VIBRATION SEVERITY GRADE A PROTECTION CLASS IP 65; FRAME SIZE IMB 5 (IM V1, IM V3) (1FT6 COMPATIBLE) WITH KTY TEMPERATURE SENSOR ABSOLUTE ENCODER ENDAT 2048 S/R (ENCODER A-2048) CONNECTOR ROTATABLE PLAIN SHAFT, WITH HOLDING BRAKE; ACCURACY TOLERANCE N | 4131 | TEM | 1 | MC | 11 | 1
1FT70641AK711NG1 | SIMOTICS S SYNCHRONOUS MOTOR 1FT7, M0=9NM (100K) NN=6000RPM, PN=2,59KW NATURAL AIR COOLING; POWER CONNECTOR ROTATABLE VIBRATION SEVERITY GRADE A PROTECTION CLASS IP 65; FRAME SIZE IMB 5 (1FT6 COMPATIBLE) WITH KTY TEMPERATURE SENSOR INCREM. ENCODER SIN/COS 1VSS 2048 S/R (ENCODER I-2048) CONNECTOR ROTATABLE PLAIN SHAFT, W/O HOLDING BRAKE; ACCURACY TOLERANCE N | 2767 | TEM | 1 | MC | 9.7 | 1
1FT70641AK711NH1 | SIMOTICS S SYNCHRONOUS MOTOR 1FT7, M0=9NM (100K) NN=6000RPM, PN=2,59KW NATURAL AIR COOLING; POWER CONNECTOR ROTATABLE VIBRATION SEVERITY GRADE A PROTECTION CLASS IP 65; FRAME SIZE IMB 5 (1FT6 COMPATIBLE) WITH KTY TEMPERATURE SENSOR INCREM. ENCODER SIN/COS 1VSS 2048 S/R (ENCODER I-2048) CONNECTOR ROTATABLE PLAIN SHAFT, WITH HOLDING BRAKE; ACCURACY TOLERANCE N | 3377 | TEM | 1 | MC | 11 | 1
1FT70645AF701BA0 | SIMOTICS S SYNCHRONOUS MOTOR 1FT7, M0=9NM (100K) NN=3000RPM, PN=2,39KW NATURAL AIR COOLING; FRAME SIZE IMB 5 (IM V1, IM V3) FLANGE 0 POWER CONNECTOR ROTATABLE ABSOLUTE VALUE ENCODER SINGLETURN 24 BIT WITH DRIVE-CLIQ INTERFACE (ENCODER AS24DQI) SHAFT WITH FITTED KEY; W/O HOLDING BRAKE; ACC. TOLERANCE N VIBRATION SEVERITY GRADE A, DEGREE OF PROTECTION IP 64 | 4012 | TEM | 1 | MC | 9.804 | 1
1FT70645AF701BA1 | SIMOTICS S SYNCHRONOUS MOTOR 1FT7, M0=9NM (100K) NN=3000RPM, PN=2,39KW NATURAL AIR COOLING; FRAME SIZE IMB 5 (IM V1, IM V3) FLANGE 0 POWER CONNECTOR ROTATABLE ABSOLUTE VALUE ENCODER SINGLETURN 24 BIT WITH DRIVE-CLIQ INTERFACE (ENCODER AS24DQI) SHAFT WITH FITTED KEY; W/O HOLDING BRAKE; ACC. TOLERANCE N VIBRATION SEVERITY GRADE A, DEGREE OF PROTECTION IP 65 | 4108 | TEM | 1 | MC | 9.804 | 1
1FT70645AF701BA2 | SIMOTICS S SYNCHRONOUS MOTOR 1FT7, M0=9NM (100K) NN=3000RPM, PN=2,39KW NATURAL AIR COOLING; FRAME SIZE IMB 5 (IM V1, IM V3) FLANGE 0 POWER CONNECTOR ROTATABLE ABSOLUTE VALUE ENCODER SINGLETURN 24 BIT WITH DRIVE-CLIQ INTERFACE (ENCODER AS24DQI) SHAFT WITH FITTED KEY; W/O HOLDING BRAKE; ACC. TOLERANCE N VIBRATION SEVERITY GRADE A, DEGREE OF PROTECTION IP 67 | 4187 | TEM | 1 | MC | 9.804 | 1
1FT70645AF701BA3 | SIMOTICS S SYNCHRONOUS MOTOR 1FT7, M0=9NM (100K) NN=3000RPM, PN=2,39KW NATURAL AIR COOLING; FRAME SIZE IMB 5 (IM V1, IM V3) FLANGE 0 POWER CONNECTOR ROTATABLE ABSOLUTE VALUE ENCODER SINGLETURN 24 BIT WITH DRIVE-CLIQ INTERFACE (ENCODER AS24DQI) SHAFT WITH FITTED KEY; W/O HOLDING BRAKE; ACC. TOLERANCE N VIBRATION SEVERITY GRADE A+R, DEGREE OF PROTECTION IP 64 | 4167 | TEM | 1 | MC | 9.804 | 1
1FT70645AF701BB0 | SIMOTICS S SYNCHRONOUS MOTOR 1FT7, M0=9NM (100K) NN=3000RPM, PN=2,39KW NATURAL AIR COOLING; FRAME SIZE IMB 5 (IM V1, IM V3) FLANGE 0 POWER CONNECTOR ROTATABLE ABSOLUTE VALUE ENCODER SINGLETURN 24 BIT WITH DRIVE-CLIQ INTERFACE (ENCODER AS24DQI) SHAFT WITH FITTED KEY; WITH HOLDING BRAKE; ACC. TOLERANCE N VIBRATION SEVERITY GRADE A, DEGREE OF PROTECTION IP 64 | 4806 | TEM | 1 | MC | 11.103 | 1
1FT70645AF701BB3 | SIMOTICS S SYNCHRONOUS MOTOR 1FT7, M0=9NM (100K) NN=3000RPM, PN=2,39KW NATURAL AIR COOLING; FRAME SIZE IMB 5 (IM V1, IM V3) FLANGE 0 POWER CONNECTOR ROTATABLE ABSOLUTE VALUE ENCODER SINGLETURN 24 BIT WITH DRIVE-CLIQ INTERFACE (ENCODER AS24DQI) SHAFT WITH FITTED KEY; WITH HOLDING BRAKE; ACC. TOLERANCE N VIBRATION SEVERITY GRADE A+R, DEGREE OF PROTECTION IP 64 | 4960 | TEM | 1 | MC | 11.103 | 1
1FT70645AF701BG2 | SIMOTICS S SYNCHRONOUS MOTOR 1FT7, M0=9NM (100K) NN=3000RPM, PN=2,39KW NATURAL AIR COOLING; FRAME SIZE IMB 5 (IM V1, IM V3) FLANGE 0 POWER CONNECTOR ROTATABLE ABSOLUTE VALUE ENCODER SINGLETURN 24 BIT WITH DRIVE-CLIQ INTERFACE (ENCODER AS24DQI) PLAIN SHAFT, W/O HOLDING BRAKE; ACC. TOLERANCE N VIBRATION SEVERITY GRADE A, DEGREE OF PROTECTION IP 67 | 4187 | TEM | 1 | MC | 9.804 | 1
1FT70645AF701BG5 | SIMOTICS S SYNCHRONOUS MOTOR 1FT7, M0=9NM (100K) NN=3000RPM, PN=2,39KW NATURAL AIR COOLING; FRAME SIZE IMB 5 (IM V1, IM V3) FLANGE 0 POWER CONNECTOR ROTATABLE ABSOLUTE VALUE ENCODER SINGLETURN 24 BIT WITH DRIVE-CLIQ INTERFACE (ENCODER AS24DQI) PLAIN SHAFT, W/O HOLDING BRAKE; ACC. TOLERANCE N VIBRATION SEVERITY GRADE A+R, DEGREE OF PROTECTION IP 67 | 4343 | TEM | 1 | MC | 9.804 | 1
1FT70645AF701BK3 | SIMOTICS S SYNCHRONOUS MOTOR 1FT7, M0=9NM (100K) NN=3000RPM, PN=2,39KW NATURAL AIR COOLING; FRAME SIZE IMB 5 (IM V1, IM V3) FLANGE 0 POWER CONNECTOR ROTATABLE ABSOLUTE VALUE ENCODER SINGLETURN 24 BIT WITH DRIVE-CLIQ INTERFACE (ENCODER AS24DQI) PLAIN SHAFT, W/O HOLDING BRAKE; ACC. TOLERANCE R VIBRATION SEVERITY GRADE A+R, DEGREE OF PROTECTION IP 64 | 4326 | TEM | 1 | MC | 9.804 | 1
1FT70645AF701BL4 | SIMOTICS S SYNCHRONOUS MOTOR 1FT7, M0=9NM (100K) NN=3000RPM, PN=2,39KW NATURAL AIR COOLING; FRAME SIZE IMB 5 (IM V1, IM V3) FLANGE 0 POWER CONNECTOR ROTATABLE ABSOLUTE VALUE ENCODER SINGLETURN 24 BIT WITH DRIVE-CLIQ INTERFACE (ENCODER AS24DQI) PLAIN SHAFT, WITH HOLDING BRAKE; ACCURACY TOLERANCE R VIBRATION SEVERITY GRADE A+R, DEGREE OF PROTECTION IP 65 | 5215 | TEM | 1 | MC | 11.103 | 1
1FT70645AF701CA0 | SIMOTICS S SYNCHRONOUS MOTOR 1FT7, M0=9NM (100K) NN=3000RPM, PN=2,39KW NATURAL AIR COOLING; FRAME SIZE IMB 5 (IM V1, IM V3) FLANGE 0 POWER CONNECTOR ROTATABLE ABSOLUTE ENCODER 24 BITS + 12 BIT MULTITURN WITH DRIVE-CLIQ INTERFACE (ENCODER AM24DQI) SHAFT WITH FITTED KEY; W/O HOLDING BRAKE; ACC. TOLERANCE N VIBRATION SEVERITY GRADE A, DEGREE OF PROTECTION IP 64 | 4777 | TEM | 1 | MC | 9.804 | 1
1FT70645AF701CA1 | SIMOTICS S SYNCHRONOUS MOTOR 1FT7, M0=9NM (100K) NN=3000RPM, PN=2,39KW NATURAL AIR COOLING; FRAME SIZE IMB 5 (IM V1, IM V3) FLANGE 0 POWER CONNECTOR ROTATABLE ABSOLUTE ENCODER 24 BITS + 12 BIT MULTITURN WITH DRIVE-CLIQ INTERFACE (ENCODER AM24DQI) SHAFT WITH FITTED KEY; W/O HOLDING BRAKE; ACC. TOLERANCE N VIBRATION SEVERITY GRADE A, DEGREE OF PROTECTION IP 65 | 4873 | TEM | 1 | MC | 9.804 | 1
1FT70645AF701CA3 | SIMOTICS S SYNCHRONOUS MOTOR 1FT7, M0=9NM (100K) NN=3000RPM, PN=2,39KW NATURAL AIR COOLING; FRAME SIZE IMB 5 (IM V1, IM V3) FLANGE 0 POWER CONNECTOR ROTATABLE ABSOLUTE ENCODER 24 BITS + 12 BIT MULTITURN WITH DRIVE-CLIQ INTERFACE (ENCODER AM24DQI) SHAFT WITH FITTED KEY; W/O HOLDING BRAKE; ACC. TOLERANCE N VIBRATION SEVERITY GRADE A+R, DEGREE OF PROTECTION IP 64 | 4932 | TEM | 1 | MC | 9.804 | 1
1FT70645AF701CB1 | SIMOTICS S SYNCHRONOUS MOTOR 1FT7, M0=9NM (100K) NN=3000RPM, PN=2,39KW NATURAL AIR COOLING; FRAME SIZE IMB 5 (IM V1, IM V3) FLANGE 0 POWER CONNECTOR ROTATABLE ABSOLUTE ENCODER 24 BITS + 12 BIT MULTITURN WITH DRIVE-CLIQ INTERFACE (ENCODER AM24DQI) SHAFT WITH FITTED KEY; WITH HOLDING BRAKE; ACC. TOLERANCE N VIBRATION SEVERITY GRADE A, DEGREE OF PROTECTION IP 65 | 5667 | TEM | 1 | MC | 11.103 | 1
1FT70645AF701CB2 | SIMOTICS S SYNCHRONOUS MOTOR 1FT7, M0=9NM (100K) NN=3000RPM, PN=2,39KW NATURAL AIR COOLING; FRAME SIZE IMB 5 (IM V1, IM V3) FLANGE 0 POWER CONNECTOR ROTATABLE ABSOLUTE ENCODER 24 BITS + 12 BIT MULTITURN WITH DRIVE-CLIQ INTERFACE (ENCODER AM24DQI) SHAFT WITH FITTED KEY; WITH HOLDING BRAKE; ACC. TOLERANCE N VIBRATION SEVERITY GRADE A, DEGREE OF PROTECTION IP 67 | 5746 | TEM | 1 | MC | 11.103 | 1
1FT70645AF701CB3 | SIMOTICS S SYNCHRONOUS MOTOR 1FT7, M0=9NM (100K) NN=3000RPM, PN=2,39KW NATURAL AIR COOLING; FRAME SIZE IMB 5 (IM V1, IM V3) FLANGE 0 POWER CONNECTOR ROTATABLE ABSOLUTE ENCODER 24 BITS + 12 BIT MULTITURN WITH DRIVE-CLIQ INTERFACE (ENCODER AM24DQI) SHAFT WITH FITTED KEY; WITH HOLDING BRAKE; ACC. TOLERANCE N VIBRATION SEVERITY GRADE A+R, DEGREE OF PROTECTION IP 64 | 5725 | TEM | 1 | MC | 11.103 | 1
1FT70645AF701CB5 | SIMOTICS S SYNCHRONOUS MOTOR 1FT7, M0=9NM (100K) NN=3000RPM, PN=2,39KW NATURAL AIR COOLING; FRAME SIZE IMB 5 (IM V1, IM V3) FLANGE 0 POWER CONNECTOR ROTATABLE ABSOLUTE ENCODER 24 BITS + 12 BIT MULTITURN WITH DRIVE-CLIQ INTERFACE (ENCODER AM24DQI) SHAFT WITH FITTED KEY; WITH HOLDING BRAKE; ACC. TOLERANCE N VIBRATION SEVERITY GRADE A+R, DEGREE OF PROTECTION IP 67 | 5902 | TEM | 1 | MC | 11.103 | 1
1FT70645AF701CG0 | SIMOTICS S SYNCHRONOUS MOTOR 1FT7, M0=9NM (100K) NN=3000RPM, PN=2,39KW NATURAL AIR COOLING; FRAME SIZE IMB 5 (IM V1, IM V3) FLANGE 0 POWER CONNECTOR ROTATABLE ABSOLUTE ENCODER 24 BITS + 12 BIT MULTITURN WITH DRIVE-CLIQ INTERFACE (ENCODER AM24DQI) PLAIN SHAFT, W/O HOLDING BRAKE; ACC. TOLERANCE N VIBRATION SEVERITY GRADE A, DEGREE OF PROTECTION IP 64 | 4777 | TEM | 1 | MC | 9.804 | 1
1FT70645AF701CG1 | SIMOTICS S SYNCHRONOUS MOTOR 1FT7, M0=9NM (100K) NN=3000RPM, PN=2,39KW NATURAL AIR COOLING; FRAME SIZE IMB 5 (IM V1, IM V3) FLANGE 0 POWER CONNECTOR ROTATABLE ABSOLUTE ENCODER 24 BITS + 12 BIT MULTITURN WITH DRIVE-CLIQ INTERFACE (ENCODER AM24DQI) PLAIN SHAFT, W/O HOLDING BRAKE; ACC. TOLERANCE N VIBRATION SEVERITY GRADE A, DEGREE OF PROTECTION IP 65 | 4873 | TEM | 1 | MC | 9.804 | 1
1FT70645AF701CG2 | SIMOTICS S SYNCHRONOUS MOTOR 1FT7, M0=9NM (100K) NN=3000RPM, PN=2,39KW NATURAL AIR COOLING; FRAME SIZE IMB 5 (IM V1, IM V3) FLANGE 0 POWER CONNECTOR ROTATABLE ABSOLUTE ENCODER 24 BITS + 12 BIT MULTITURN WITH DRIVE-CLIQ INTERFACE (ENCODER AM24DQI) PLAIN SHAFT, W/O HOLDING BRAKE; ACC. TOLERANCE N VIBRATION SEVERITY GRADE A, DEGREE OF PROTECTION IP 67 | 4953 | TEM | 1 | MC | 9.804 | 1
1FT70645AF701CG3 | SIMOTICS S SYNCHRONOUS MOTOR 1FT7, M0=9NM (100K) NN=3000RPM, PN=2,39KW NATURAL AIR COOLING; FRAME SIZE IMB 5 (IM V1, IM V3) FLANGE 0 POWER CONNECTOR ROTATABLE ABSOLUTE ENCODER 24 BITS + 12 BIT MULTITURN WITH DRIVE-CLIQ INTERFACE (ENCODER AM24DQI) PLAIN SHAFT, W/O HOLDING BRAKE; ACC. TOLERANCE N VIBRATION SEVERITY GRADE A+R, DEGREE OF PROTECTION IP 64 | 4932 | TEM | 1 | MC | 9.804 | 1
1FT70645AF701CG5 | SIMOTICS S SYNCHRONOUS MOTOR 1FT7, M0=9NM (100K) NN=3000RPM, PN=2,39KW NATURAL AIR COOLING; FRAME SIZE IMB 5 (IM V1, IM V3) FLANGE 0 POWER CONNECTOR ROTATABLE ABSOLUTE ENCODER 24 BITS + 12 BIT MULTITURN WITH DRIVE-CLIQ INTERFACE (ENCODER AM24DQI) PLAIN SHAFT, W/O HOLDING BRAKE; ACC. TOLERANCE N VIBRATION SEVERITY GRADE A+R, DEGREE OF PROTECTION IP 67 | 5108 | TEM | 1 | MC | 9.804 | 1
1FT70645AF701CH0 | SIMOTICS S SYNCHRONOUS MOTOR 1FT7, M0=9NM (100K) NN=3000RPM, PN=2,39KW NATURAL AIR COOLING; FRAME SIZE IMB 5 (IM V1, IM V3) FLANGE 0 POWER CONNECTOR ROTATABLE ABSOLUTE ENCODER 24 BITS + 12 BIT MULTITURN WITH DRIVE-CLIQ INTERFACE (ENCODER AM24DQI) PLAIN SHAFT, WITH HOLDING BRAKE; ACCURACY TOLERANCE N VIBRATION SEVERITY GRADE A, DEGREE OF PROTECTION IP 64 | 5571 | TEM | 1 | MC | 11.103 | 1
1FT70645AF701CH2 | SIMOTICS S SYNCHRONOUS MOTOR 1FT7, M0=9NM (100K) NN=3000RPM, PN=2,39KW NATURAL AIR COOLING; FRAME SIZE IMB 5 (IM V1, IM V3) FLANGE 0 POWER CONNECTOR ROTATABLE ABSOLUTE ENCODER 24 BITS + 12 BIT MULTITURN WITH DRIVE-CLIQ INTERFACE (ENCODER AM24DQI) PLAIN SHAFT, WITH HOLDING BRAKE; ACCURACY TOLERANCE N VIBRATION SEVERITY GRADE A, DEGREE OF PROTECTION IP 67 | 5746 | TEM | 1 | MC | 11.103 | 1
1FT70645AF701CH3 | SIMOTICS S SYNCHRONOUS MOTOR 1FT7, M0=9NM (100K) NN=3000RPM, PN=2,39KW NATURAL AIR COOLING; FRAME SIZE IMB 5 (IM V1, IM V3) FLANGE 0 POWER CONNECTOR ROTATABLE ABSOLUTE ENCODER 24 BITS + 12 BIT MULTITURN WITH DRIVE-CLIQ INTERFACE (ENCODER AM24DQI) PLAIN SHAFT, WITH HOLDING BRAKE; ACCURACY TOLERANCE N VIBRATION SEVERITY GRADE A+R, DEGREE OF PROTECTION IP 64 | 5725 | TEM | 1 | MC | 11.103 | 1
1FT70645AF701CK1 | SIMOTICS S SYNCHRONOUS MOTOR 1FT7, M0=9NM (100K) NN=3000RPM, PN=2,39KW NATURAL AIR COOLING; FRAME SIZE IMB 5 (IM V1, IM V3) FLANGE 0 POWER CONNECTOR ROTATABLE ABSOLUTE ENCODER 24 BITS + 12 BIT MULTITURN WITH DRIVE-CLIQ INTERFACE (ENCODER AM24DQI) PLAIN SHAFT, W/O HOLDING BRAKE; ACC. TOLERANCE R VIBRATION SEVERITY GRADE A, DEGREE OF PROTECTION IP 65 | 5032 | TEM | 1 | MC | 9.804 | 1
1FT70645AF701DA0 | SIMOTICS S SYNCHRONOUS MOTOR 1FT7, M0=9NM (100K) NN=3000RPM, PN=2,39KW NATURAL AIR COOLING; FRAME SIZE IMB 5 (IM V1, IM V3) FLANGE 0 POWER CONNECTOR ROTATABLE INCREMENTAL ENCODER 2048 S/R WITH DRIVE-CLIQ INTERFACE (ENCODER I-2048) CONNECTOR ROTATABLE SHAFT WITH FITTED KEY; W/O HOLDING BRAKE; ACC. TOLERANCE N VIBRATION SEVERITY GRADE A, DEGREE OF PROTECTION IP 64 | 4092 | TEM | 1 | MC | 9.804 | 1
1FT70645AF701DA1 | SIMOTICS S SYNCHRONOUS MOTOR 1FT7, M0=9NM (100K) NN=3000RPM, PN=2,39KW NATURAL AIR COOLING; FRAME SIZE IMB 5 (IM V1, IM V3) FLANGE 0 POWER CONNECTOR ROTATABLE INCREMENTAL ENCODER 2048 S/R WITH DRIVE-CLIQ INTERFACE (ENCODER I-2048) CONNECTOR ROTATABLE SHAFT WITH FITTED KEY; W/O HOLDING BRAKE; ACC. TOLERANCE N VIBRATION SEVERITY GRADE A, DEGREE OF PROTECTION IP 65 | 4188 | TEM | 1 | MC | 9.804 | 1
1FT70645AF701DA3 | SIMOTICS S SYNCHRONOUS MOTOR 1FT7, M0=9NM (100K) NN=3000RPM, PN=2,39KW NATURAL AIR COOLING; FRAME SIZE IMB 5 (IM V1, IM V3) FLANGE 0 POWER CONNECTOR ROTATABLE INCREMENTAL ENCODER 2048 S/R WITH DRIVE-CLIQ INTERFACE (ENCODER I-2048) CONNECTOR ROTATABLE SHAFT WITH FITTED KEY; W/O HOLDING BRAKE; ACC. TOLERANCE N VIBRATION SEVERITY GRADE A+R, DEGREE OF PROTECTION IP 64 | 4247 | TEM | 1 | MC | 9.804 | 1
1FT70645AF701DA5 | SIMOTICS S SYNCHRONOUS MOTOR 1FT7, M0=9NM (100K) NN=3000RPM, PN=2,39KW NATURAL AIR COOLING; FRAME SIZE IMB 5 (IM V1, IM V3) FLANGE 0 POWER CONNECTOR ROTATABLE INCREMENTAL ENCODER 2048 S/R WITH DRIVE-CLIQ INTERFACE (ENCODER I-2048) CONNECTOR ROTATABLE SHAFT WITH FITTED KEY; W/O HOLDING BRAKE; ACC. TOLERANCE N VIBRATION SEVERITY GRADE A+R, DEGREE OF PROTECTION IP 67 | 4424 | TEM | 1 | MC | 9.804 | 1
1FT70645AF701DB0 | SIMOTICS S SYNCHRONOUS MOTOR 1FT7, M0=9NM (100K) NN=3000RPM, PN=2,39KW NATURAL AIR COOLING; FRAME SIZE IMB 5 (IM V1, IM V3) FLANGE 0 POWER CONNECTOR ROTATABLE INCREMENTAL ENCODER 2048 S/R WITH DRIVE-CLIQ INTERFACE (ENCODER I-2048) CONNECTOR ROTATABLE SHAFT WITH FITTED KEY; WITH HOLDING BRAKE; ACC. TOLERANCE N VIBRATION SEVERITY GRADE A, DEGREE OF PROTECTION IP 64 | 4886 | TEM | 1 | MC | 11.103 | 1
1FT70645AF701DB1 | SIMOTICS S SYNCHRONOUS MOTOR 1FT7, M0=9NM (100K) NN=3000RPM, PN=2,39KW NATURAL AIR COOLING; FRAME SIZE IMB 5 (IM V1, IM V3) FLANGE 0 POWER CONNECTOR ROTATABLE INCREMENTAL ENCODER 2048 S/R WITH DRIVE-CLIQ INTERFACE (ENCODER I-2048) CONNECTOR ROTATABLE SHAFT WITH FITTED KEY; WITH HOLDING BRAKE; ACC. TOLERANCE N VIBRATION SEVERITY GRADE A, DEGREE OF PROTECTION IP 65 | 4982 | TEM | 1 | MC | 11.103 | 1
1FT70645AF701DB3 | SIMOTICS S SYNCHRONOUS MOTOR 1FT7, M0=9NM (100K) NN=3000RPM, PN=2,39KW NATURAL AIR COOLING; FRAME SIZE IMB 5 (IM V1, IM V3) FLANGE 0 POWER CONNECTOR ROTATABLE INCREMENTAL ENCODER 2048 S/R WITH DRIVE-CLIQ INTERFACE (ENCODER I-2048) CONNECTOR ROTATABLE SHAFT WITH FITTED KEY; WITH HOLDING BRAKE; ACC. TOLERANCE N VIBRATION SEVERITY GRADE A+R, DEGREE OF PROTECTION IP 64 | 5040 | TEM | 1 | MC | 11.103 | 1
1FT70645AF701DG0 | SIMOTICS S SYNCHRONOUS MOTOR 1FT7, M0=9NM (100K) NN=3000RPM, PN=2,39KW NATURAL AIR COOLING; FRAME SIZE IMB 5 (IM V1, IM V3) FLANGE 0 POWER CONNECTOR ROTATABLE INCREMENTAL ENCODER 2048 S/R WITH DRIVE-CLIQ INTERFACE (ENCODER I-2048) CONNECTOR ROTATABLE PLAIN SHAFT, W/O HOLDING BRAKE; ACC. TOLERANCE N VIBRATION SEVERITY GRADE A, DEGREE OF PROTECTION IP 64 | 4092 | TEM | 1 | MC | 9.804 | 1
1FT70645AF701DG1 | SIMOTICS S SYNCHRONOUS MOTOR 1FT7, M0=9NM (100K) NN=3000RPM, PN=2,39KW NATURAL AIR COOLING; FRAME SIZE IMB 5 (IM V1, IM V3) FLANGE 0 POWER CONNECTOR ROTATABLE INCREMENTAL ENCODER 2048 S/R WITH DRIVE-CLIQ INTERFACE (ENCODER I-2048) CONNECTOR ROTATABLE PLAIN SHAFT, W/O HOLDING BRAKE; ACC. TOLERANCE N VIBRATION SEVERITY GRADE A, DEGREE OF PROTECTION IP 65 | 4188 | TEM | 1 | MC | 9.804 | 1
1FT70645AF701DG3 | SIMOTICS S SYNCHRONOUS MOTOR 1FT7, M0=9NM (100K) NN=3000RPM, PN=2,39KW NATURAL AIR COOLING; FRAME SIZE IMB 5 (IM V1, IM V3) FLANGE 0 POWER CONNECTOR ROTATABLE INCREMENTAL ENCODER 2048 S/R WITH DRIVE-CLIQ INTERFACE (ENCODER I-2048) CONNECTOR ROTATABLE PLAIN SHAFT, W/O HOLDING BRAKE; ACC. TOLERANCE N VIBRATION SEVERITY GRADE A+R, DEGREE OF PROTECTION IP 64 | 4247 | TEM | 1 | MC | 9.804 | 1
1FT70645AF701DH1 | SIMOTICS S SYNCHRONOUS MOTOR 1FT7, M0=9NM (100K) NN=3000RPM, PN=2,39KW NATURAL AIR COOLING; FRAME SIZE IMB 5 (IM V1, IM V3) FLANGE 0 POWER CONNECTOR ROTATABLE INCREMENTAL ENCODER 2048 S/R WITH DRIVE-CLIQ INTERFACE (ENCODER I-2048) CONNECTOR ROTATABLE PLAIN SHAFT, WITH HOLDING BRAKE; ACCURACY TOLERANCE N VIBRATION SEVERITY GRADE A, DEGREE OF PROTECTION IP 65 | 4982 | TEM | 1 | MC | 11.103 | 1
1FT70645AF701DH5 | SIMOTICS S SYNCHRONOUS MOTOR 1FT7, M0=9NM (100K) NN=3000RPM, PN=2,39KW NATURAL AIR COOLING; FRAME SIZE IMB 5 (IM V1, IM V3) FLANGE 0 POWER CONNECTOR ROTATABLE INCREMENTAL ENCODER 2048 S/R WITH DRIVE-CLIQ INTERFACE (ENCODER I-2048) CONNECTOR ROTATABLE PLAIN SHAFT, WITH HOLDING BRAKE; ACCURACY TOLERANCE N VIBRATION SEVERITY GRADE A+R, DEGREE OF PROTECTION IP 67 | 5217 | TEM | 1 | MC | 11.103 | 1
1FT70645AF701FA0 | SIMOTICS S SYNCHRONOUS MOTOR 1FT7, M0=9NM (100K) NN=3000RPM, PN=2,39KW NATURAL AIR COOLING; FRAME SIZE IMB 5 (IM V1, IM V3) FLANGE 0 POWER CONNECTOR ROTATABLE ABSOLUTE ENCODER 22 BITS MULTI TURN WITH DRIVE-CLIQ INTERFACE (ENCODER AM-22-DQ) CONNECTOR ROTATABLE SHAFT WITH FITTED KEY; W/O HOLDING BRAKE; ACC. TOLERANCE N VIBRATION SEVERITY GRADE A, DEGREE OF PROTECTION IP 64 | 4857 | TEM | 1 | MC | 9.804 | 1
1FT70645AF701FA1 | SIMOTICS S SYNCHRONOUS MOTOR 1FT7, M0=9NM (100K) NN=3000RPM, PN=2,39KW NATURAL AIR COOLING; FRAME SIZE IMB 5 (IM V1, IM V3) FLANGE 0 POWER CONNECTOR ROTATABLE ABSOLUTE ENCODER 22 BITS MULTI TURN WITH DRIVE-CLIQ INTERFACE (ENCODER AM-22-DQ) CONNECTOR ROTATABLE SHAFT WITH FITTED KEY; W/O HOLDING BRAKE; ACC. TOLERANCE N VIBRATION SEVERITY GRADE A, DEGREE OF PROTECTION IP 65 | 4953 | TEM | 1 | MC | 9.804 | 1
1FT70645AF701FA2 | SIMOTICS S SYNCHRONOUS MOTOR 1FT7, M0=9NM (100K) NN=3000RPM, PN=2,39KW NATURAL AIR COOLING; FRAME SIZE IMB 5 (IM V1, IM V3) FLANGE 0 POWER CONNECTOR ROTATABLE ABSOLUTE ENCODER 22 BITS MULTI TURN WITH DRIVE-CLIQ INTERFACE (ENCODER AM-22-DQ) CONNECTOR ROTATABLE SHAFT WITH FITTED KEY; W/O HOLDING BRAKE; ACC. TOLERANCE N VIBRATION SEVERITY GRADE A, DEGREE OF PROTECTION IP 67 | 5033 | TEM | 1 | MC | 9.804 | 1
1FT70645AF701FA5 | SIMOTICS S SYNCHRONOUS MOTOR 1FT7, M0=9NM (100K) NN=3000RPM, PN=2,39KW NATURAL AIR COOLING; FRAME SIZE IMB 5 (IM V1, IM V3) FLANGE 0 POWER CONNECTOR ROTATABLE ABSOLUTE ENCODER 22 BITS MULTI TURN WITH DRIVE-CLIQ INTERFACE (ENCODER AM-22-DQ) CONNECTOR ROTATABLE SHAFT WITH FITTED KEY; W/O HOLDING BRAKE; ACC. TOLERANCE N VIBRATION SEVERITY GRADE A+R, DEGREE OF PROTECTION IP 67 | 5189 | TEM | 1 | MC | 9.804 | 1
1FT70645AF701FB0 | SIMOTICS S SYNCHRONOUS MOTOR 1FT7, M0=9NM (100K) NN=3000RPM, PN=2,39KW NATURAL AIR COOLING; FRAME SIZE IMB 5 (IM V1, IM V3) FLANGE 0 POWER CONNECTOR ROTATABLE ABSOLUTE ENCODER 22 BITS MULTI TURN WITH DRIVE-CLIQ INTERFACE (ENCODER AM-22-DQ) CONNECTOR ROTATABLE SHAFT WITH FITTED KEY; WITH HOLDING BRAKE; ACC. TOLERANCE N VIBRATION SEVERITY GRADE A, DEGREE OF PROTECTION IP 64 | 5651 | TEM | 1 | MC | 11.103 | 1
1FT70645AF701FB1 | SIMOTICS S SYNCHRONOUS MOTOR 1FT7, M0=9NM (100K) NN=3000RPM, PN=2,39KW NATURAL AIR COOLING; FRAME SIZE IMB 5 (IM V1, IM V3) FLANGE 0 POWER CONNECTOR ROTATABLE ABSOLUTE ENCODER 22 BITS MULTI TURN WITH DRIVE-CLIQ INTERFACE (ENCODER AM-22-DQ) CONNECTOR ROTATABLE SHAFT WITH FITTED KEY; WITH HOLDING BRAKE; ACC. TOLERANCE N VIBRATION SEVERITY GRADE A, DEGREE OF PROTECTION IP 65 | 5747 | TEM | 1 | MC | 11.103 | 1
1FT70645AF701FB2 | SIMOTICS S SYNCHRONOUS MOTOR 1FT7, M0=9NM (100K) NN=3000RPM, PN=2,39KW NATURAL AIR COOLING; FRAME SIZE IMB 5 (IM V1, IM V3) FLANGE 0 POWER CONNECTOR ROTATABLE ABSOLUTE ENCODER 22 BITS MULTI TURN WITH DRIVE-CLIQ INTERFACE (ENCODER AM-22-DQ) CONNECTOR ROTATABLE SHAFT WITH FITTED KEY; WITH HOLDING BRAKE; ACC. TOLERANCE N VIBRATION SEVERITY GRADE A, DEGREE OF PROTECTION IP 67 | 5827 | TEM | 1 | MC | 11.103 | 1
1FT70645AF701FG0 | SIMOTICS S SYNCHRONOUS MOTOR 1FT7, M0=9NM (100K) NN=3000RPM, PN=2,39KW NATURAL AIR COOLING; FRAME SIZE IMB 5 (IM V1, IM V3) FLANGE 0 POWER CONNECTOR ROTATABLE ABSOLUTE ENCODER 22 BITS MULTI TURN WITH DRIVE-CLIQ INTERFACE (ENCODER AM-22-DQ) CONNECTOR ROTATABLE PLAIN SHAFT, W/O HOLDING BRAKE; ACC. TOLERANCE N VIBRATION SEVERITY GRADE A, DEGREE OF PROTECTION IP 64 | 4857 | TEM | 1 | MC | 9.804 | 1
1FT70645AF701FG1 | SIMOTICS S SYNCHRONOUS MOTOR 1FT7, M0=9NM (100K) NN=3000RPM, PN=2,39KW NATURAL AIR COOLING; FRAME SIZE IMB 5 (IM V1, IM V3) FLANGE 0 POWER CONNECTOR ROTATABLE ABSOLUTE ENCODER 22 BITS MULTI TURN WITH DRIVE-CLIQ INTERFACE (ENCODER AM-22-DQ) CONNECTOR ROTATABLE PLAIN SHAFT, W/O HOLDING BRAKE; ACC. TOLERANCE N VIBRATION SEVERITY GRADE A, DEGREE OF PROTECTION IP 65 | 4953 | TEM | 1 | MC | 9.804 | 1
1FT70645AF701FG2 | SIMOTICS S SYNCHRONOUS MOTOR 1FT7, M0=9NM (100K) NN=3000RPM, PN=2,39KW NATURAL AIR COOLING; FRAME SIZE IMB 5 (IM V1, IM V3) FLANGE 0 POWER CONNECTOR ROTATABLE ABSOLUTE ENCODER 22 BITS MULTI TURN WITH DRIVE-CLIQ INTERFACE (ENCODER AM-22-DQ) CONNECTOR ROTATABLE PLAIN SHAFT, W/O HOLDING BRAKE; ACC. TOLERANCE N VIBRATION SEVERITY GRADE A, DEGREE OF PROTECTION IP 67 | 5033 | TEM | 1 | MC | 9.804 | 1
1FT70645AF701FG3 | SIMOTICS S SYNCHRONOUS MOTOR 1FT7, M0=9NM (100K) NN=3000RPM, PN=2,39KW NATURAL AIR COOLING; FRAME SIZE IMB 5 (IM V1, IM V3) FLANGE 0 POWER CONNECTOR ROTATABLE ABSOLUTE ENCODER 22 BITS MULTI TURN WITH DRIVE-CLIQ INTERFACE (ENCODER AM-22-DQ) CONNECTOR ROTATABLE PLAIN SHAFT, W/O HOLDING BRAKE; ACC. TOLERANCE N VIBRATION SEVERITY GRADE A+R, DEGREE OF PROTECTION IP 64 | 5012 | TEM | 1 | MC | 9.804 | 1
1FT70645AF701FH0 | SIMOTICS S SYNCHRONOUS MOTOR 1FT7, M0=9NM (100K) NN=3000RPM, PN=2,39KW NATURAL AIR COOLING; FRAME SIZE IMB 5 (IM V1, IM V3) FLANGE 0 POWER CONNECTOR ROTATABLE ABSOLUTE ENCODER 22 BITS MULTI TURN WITH DRIVE-CLIQ INTERFACE (ENCODER AM-22-DQ) CONNECTOR ROTATABLE PLAIN SHAFT, WITH HOLDING BRAKE; ACCURACY TOLERANCE N VIBRATION SEVERITY GRADE A, DEGREE OF PROTECTION IP 64 | 5651 | TEM | 1 | MC | 11.103 | 1
1FT70645AF701FH1 | SIMOTICS S SYNCHRONOUS MOTOR 1FT7, M0=9NM (100K) NN=3000RPM, PN=2,39KW NATURAL AIR COOLING; FRAME SIZE IMB 5 (IM V1, IM V3) FLANGE 0 POWER CONNECTOR ROTATABLE ABSOLUTE ENCODER 22 BITS MULTI TURN WITH DRIVE-CLIQ INTERFACE (ENCODER AM-22-DQ) CONNECTOR ROTATABLE PLAIN SHAFT, WITH HOLDING BRAKE; ACCURACY TOLERANCE N VIBRATION SEVERITY GRADE A, DEGREE OF PROTECTION IP 65 | 5747 | TEM | 1 | MC | 11.103 | 1
1FT70645AF701FH2 | SIMOTICS S SYNCHRONOUS MOTOR 1FT7, M0=9NM (100K) NN=3000RPM, PN=2,39KW NATURAL AIR COOLING; FRAME SIZE IMB 5 (IM V1, IM V3) FLANGE 0 POWER CONNECTOR ROTATABLE ABSOLUTE ENCODER 22 BITS MULTI TURN WITH DRIVE-CLIQ INTERFACE (ENCODER AM-22-DQ) CONNECTOR ROTATABLE PLAIN SHAFT, WITH HOLDING BRAKE; ACCURACY TOLERANCE N VIBRATION SEVERITY GRADE A, DEGREE OF PROTECTION IP 67 | 5827 | TEM | 1 | MC | 11.103 | 1
1FT70645AF701FH3 | SIMOTICS S SYNCHRONOUS MOTOR 1FT7, M0=9NM (100K) NN=3000RPM, PN=2,39KW NATURAL AIR COOLING; FRAME SIZE IMB 5 (IM V1, IM V3) FLANGE 0 POWER CONNECTOR ROTATABLE ABSOLUTE ENCODER 22 BITS MULTI TURN WITH DRIVE-CLIQ INTERFACE (ENCODER AM-22-DQ) CONNECTOR ROTATABLE PLAIN SHAFT, WITH HOLDING BRAKE; ACCURACY TOLERANCE N VIBRATION SEVERITY GRADE A+R, DEGREE OF PROTECTION IP 64 | 5806 | TEM | 1 | MC | 11.103 | 1
1FT70645AF701FL1 | SIMOTICS S SYNCHRONOUS MOTOR 1FT7, M0=9NM (100K) NN=3000RPM, PN=2,39KW NATURAL AIR COOLING; FRAME SIZE IMB 5 (IM V1, IM V3) FLANGE 0 POWER CONNECTOR ROTATABLE ABSOLUTE ENCODER 22 BITS MULTI TURN WITH DRIVE-CLIQ INTERFACE (ENCODER AM-22-DQ) CONNECTOR ROTATABLE PLAIN SHAFT, WITH HOLDING BRAKE; ACCURACY TOLERANCE R VIBRATION SEVERITY GRADE A, DEGREE OF PROTECTION IP 65 | 5904 | TEM | 1 | MC | 11.103 | 1
1FT70645AF701MB1 | SIMOTICS S SYNCHRONOUS MOTOR 1FT7, M0=9NM (100K) NN=3000RPM, PN=2,39KW NATURAL AIR COOLING; FRAME SIZE IMB 5 (IM V1, IM V3) FLANGE (COMPACT) WITH KTY TEMPERATURE SENSOR POWER CONNECTOR ROTATABLE ABSOLUTE ENCODER ENDAT 2048 S/R (ENCODER A-2048) CONNECTOR ROTATABLE SHAFT WITH FITTED KEY; WITH HOLDING BRAKE; ACC. TOLERANCE N VIBRATION SEVERITY GRADE A, DEGREE OF PROTECTION IP 65 | 5315 | TEM | 1 | MC | 11.103 | 1
1FT70645AF701MH2 | SIMOTICS S SYNCHRONOUS MOTOR 1FT7, M0=9NM (100K) NN=3000RPM, PN=2,39KW NATURAL AIR COOLING; FRAME SIZE IMB 5 (IM V1, IM V3) FLANGE (COMPACT) WITH KTY TEMPERATURE SENSOR POWER CONNECTOR ROTATABLE ABSOLUTE ENCODER ENDAT 2048 S/R (ENCODER A-2048) CONNECTOR ROTATABLE PLAIN SHAFT, WITH HOLDING BRAKE; ACCURACY TOLERANCE N VIBRATION SEVERITY GRADE A, DEGREE OF PROTECTION IP 67 | 5395 | TEM | 1 | MC | 11.103 | 1
1FT70645AF701NA0 | SIMOTICS S SYNCHRONOUS MOTOR 1FT7, M0=9NM (100K) NN=3000RPM, PN=2,39KW NATURAL AIR COOLING; FRAME SIZE IMB 5 (IM V1, IM V3) FLANGE (COMPACT) WITH KTY TEMPERATURE SENSOR POWER CONNECTOR ROTATABLE INCREM. ENCODER SIN/COS 1VSS 2048 S/R (ENCODER I-2048) CONNECTOR ROTATABLE SHAFT WITH FITTED KEY; W/O HOLDING BRAKE; ACC. TOLERANCE N VIBRATION SEVERITY GRADE A, DEGREE OF PROTECTION IP 64 | 3671 | TEM | 1 | MC | 9.804 | 1
1FT70645AF701NA2 | SIMOTICS S SYNCHRONOUS MOTOR 1FT7, M0=9NM (100K) NN=3000RPM, PN=2,39KW NATURAL AIR COOLING; FRAME SIZE IMB 5 (IM V1, IM V3) FLANGE (COMPACT) WITH KTY TEMPERATURE SENSOR POWER CONNECTOR ROTATABLE INCREM. ENCODER SIN/COS 1VSS 2048 S/R (ENCODER I-2048) CONNECTOR ROTATABLE SHAFT WITH FITTED KEY; W/O HOLDING BRAKE; ACC. TOLERANCE N VIBRATION SEVERITY GRADE A, DEGREE OF PROTECTION IP 67 | 3847 | TEM | 1 | MC | 9.804 | 1
1FT70645AF701NB2 | SIMOTICS S SYNCHRONOUS MOTOR 1FT7, M0=9NM (100K) NN=3000RPM, PN=2,39KW NATURAL AIR COOLING; FRAME SIZE IMB 5 (IM V1, IM V3) FLANGE (COMPACT) WITH KTY TEMPERATURE SENSOR POWER CONNECTOR ROTATABLE INCREM. ENCODER SIN/COS 1VSS 2048 S/R (ENCODER I-2048) CONNECTOR ROTATABLE SHAFT WITH FITTED KEY; WITH HOLDING BRAKE; ACC. TOLERANCE N VIBRATION SEVERITY GRADE A, DEGREE OF PROTECTION IP 67 | 4641 | TEM | 1 | MC | 11.103 | 1
1FT70645AF701NG0 | SIMOTICS S SYNCHRONOUS MOTOR 1FT7, M0=9NM (100K) NN=3000RPM, PN=2,39KW NATURAL AIR COOLING; FRAME SIZE IMB 5 (IM V1, IM V3) FLANGE (COMPACT) WITH KTY TEMPERATURE SENSOR POWER CONNECTOR ROTATABLE INCREM. ENCODER SIN/COS 1VSS 2048 S/R (ENCODER I-2048) CONNECTOR ROTATABLE PLAIN SHAFT, W/O HOLDING BRAKE; ACC. TOLERANCE N VIBRATION SEVERITY GRADE A, DEGREE OF PROTECTION IP 64 | 3671 | TEM | 1 | MC | 9.804 | 1
1FT70645AF701NG2 | SIMOTICS S SYNCHRONOUS MOTOR 1FT7, M0=9NM (100K) NN=3000RPM, PN=2,39KW NATURAL AIR COOLING; FRAME SIZE IMB 5 (IM V1, IM V3) FLANGE (COMPACT) WITH KTY TEMPERATURE SENSOR POWER CONNECTOR ROTATABLE INCREM. ENCODER SIN/COS 1VSS 2048 S/R (ENCODER I-2048) CONNECTOR ROTATABLE PLAIN SHAFT, W/O HOLDING BRAKE; ACC. TOLERANCE N VIBRATION SEVERITY GRADE A, DEGREE OF PROTECTION IP 67 | 3847 | TEM | 1 | MC | 9.804 | 1
1FT70645AF701NH0 | SIMOTICS S SYNCHRONOUS MOTOR 1FT7, M0=9NM (100K) NN=3000RPM, PN=2,39KW NATURAL AIR COOLING; FRAME SIZE IMB 5 (IM V1, IM V3) FLANGE (COMPACT) WITH KTY TEMPERATURE SENSOR POWER CONNECTOR ROTATABLE INCREM. ENCODER SIN/COS 1VSS 2048 S/R (ENCODER I-2048) CONNECTOR ROTATABLE PLAIN SHAFT, WITH HOLDING BRAKE; ACCURACY TOLERANCE N VIBRATION SEVERITY GRADE A, DEGREE OF PROTECTION IP 64 | 4465 | TEM | 1 | MC | 11.103 | 1
1FT70645AF711BA0 | SIMOTICS S SYNCHRONOUS MOTOR 1FT7, M0=9NM (100K) NN=3000RPM, PN=2,39KW NATURAL AIR COOLING; FRAME SIZE IMB 5 (IM V1, IM V3) FLANGE 1 (1FT6 COMPATIBLE) POWER CONNECTOR ROTATABLE ABSOLUTE VALUE ENCODER SINGLETURN 24 BIT WITH DRIVE-CLIQ INTERFACE (ENCODER AS24DQI) SHAFT WITH FITTED KEY; W/O HOLDING BRAKE; ACC. TOLERANCE N VIBRATION SEVERITY GRADE A, DEGREE OF PROTECTION IP 64 | 4012 | TEM | 1 | MC | 9.804 | 1
1FT70645AF711BA1 | SIMOTICS S SYNCHRONOUS MOTOR 1FT7, M0=9NM (100K) NN=3000RPM, PN=2,39KW NATURAL AIR COOLING; FRAME SIZE IMB 5 (IM V1, IM V3) FLANGE 1 (1FT6 COMPATIBLE) POWER CONNECTOR ROTATABLE ABSOLUTE VALUE ENCODER SINGLETURN 24 BIT WITH DRIVE-CLIQ INTERFACE (ENCODER AS24DQI) SHAFT WITH FITTED KEY; W/O HOLDING BRAKE; ACC. TOLERANCE N VIBRATION SEVERITY GRADE A, DEGREE OF PROTECTION IP 65 | 4108 | TEM | 1 | MC | 9.804 | 1
1FT70645AF711BA2 | SIMOTICS S SYNCHRONOUS MOTOR 1FT7, M0=9NM (100K) NN=3000RPM, PN=2,39KW NATURAL AIR COOLING; FRAME SIZE IMB 5 (IM V1, IM V3) FLANGE 1 (1FT6 COMPATIBLE) POWER CONNECTOR ROTATABLE ABSOLUTE VALUE ENCODER SINGLETURN 24 BIT WITH DRIVE-CLIQ INTERFACE (ENCODER AS24DQI) SHAFT WITH FITTED KEY; W/O HOLDING BRAKE; ACC. TOLERANCE N VIBRATION SEVERITY GRADE A, DEGREE OF PROTECTION IP 67 | 4187 | TEM | 1 | MC | 9.804 | 1
1FT70645AF711BA5 | SIMOTICS S SYNCHRONOUS MOTOR 1FT7, M0=9NM (100K) NN=3000RPM, PN=2,39KW NATURAL AIR COOLING; FRAME SIZE IMB 5 (IM V1, IM V3) FLANGE 1 (1FT6 COMPATIBLE) POWER CONNECTOR ROTATABLE ABSOLUTE VALUE ENCODER SINGLETURN 24 BIT WITH DRIVE-CLIQ INTERFACE (ENCODER AS24DQI) SHAFT WITH FITTED KEY; W/O HOLDING BRAKE; ACC. TOLERANCE N VIBRATION SEVERITY GRADE A+R, DEGREE OF PROTECTION IP 67 | 4343 | TEM | 1 | MC | 9.804 | 1
1FT70645AF711BB0 | SIMOTICS S SYNCHRONOUS MOTOR 1FT7, M0=9NM (100K) NN=3000RPM, PN=2,39KW NATURAL AIR COOLING; FRAME SIZE IMB 5 (IM V1, IM V3) FLANGE 1 (1FT6 COMPATIBLE) POWER CONNECTOR ROTATABLE ABSOLUTE VALUE ENCODER SINGLETURN 24 BIT WITH DRIVE-CLIQ INTERFACE (ENCODER AS24DQI) SHAFT WITH FITTED KEY; WITH HOLDING BRAKE; ACC. TOLERANCE N VIBRATION SEVERITY GRADE A, DEGREE OF PROTECTION IP 64 | 4806 | TEM | 1 | MC | 11.103 | 1
1FT70645AF711BB1 | SIMOTICS S SYNCHRONOUS MOTOR 1FT7, M0=9NM (100K) NN=3000RPM, PN=2,39KW NATURAL AIR COOLING; FRAME SIZE IMB 5 (IM V1, IM V3) FLANGE 1 (1FT6 COMPATIBLE) POWER CONNECTOR ROTATABLE ABSOLUTE VALUE ENCODER SINGLETURN 24 BIT WITH DRIVE-CLIQ INTERFACE (ENCODER AS24DQI) SHAFT WITH FITTED KEY; WITH HOLDING BRAKE; ACC. TOLERANCE N VIBRATION SEVERITY GRADE A, DEGREE OF PROTECTION IP 65 | 4902 | TEM | 1 | MC | 11.103 | 1
1FT70645AF711BB5 | SIMOTICS S SYNCHRONOUS MOTOR 1FT7, M0=9NM (100K) NN=3000RPM, PN=2,39KW NATURAL AIR COOLING; FRAME SIZE IMB 5 (IM V1, IM V3) FLANGE 1 (1FT6 COMPATIBLE) POWER CONNECTOR ROTATABLE ABSOLUTE VALUE ENCODER SINGLETURN 24 BIT WITH DRIVE-CLIQ INTERFACE (ENCODER AS24DQI) SHAFT WITH FITTED KEY; WITH HOLDING BRAKE; ACC. TOLERANCE N VIBRATION SEVERITY GRADE A+R, DEGREE OF PROTECTION IP 67 | 5137 | TEM | 1 | MC | 11.103 | 1
1FT70645AF711BG0 | SIMOTICS S SYNCHRONOUS MOTOR 1FT7, M0=9NM (100K) NN=3000RPM, PN=2,39KW NATURAL AIR COOLING; FRAME SIZE IMB 5 (IM V1, IM V3) FLANGE 1 (1FT6 COMPATIBLE) POWER CONNECTOR ROTATABLE ABSOLUTE VALUE ENCODER SINGLETURN 24 BIT WITH DRIVE-CLIQ INTERFACE (ENCODER AS24DQI) PLAIN SHAFT, W/O HOLDING BRAKE; ACC. TOLERANCE N VIBRATION SEVERITY GRADE A, DEGREE OF PROTECTION IP 64 | 4012 | TEM | 1 | MC | 9.804 | 1
1FT70645AF711BG1 | SIMOTICS S SYNCHRONOUS MOTOR 1FT7, M0=9NM (100K) NN=3000RPM, PN=2,39KW NATURAL AIR COOLING; FRAME SIZE IMB 5 (IM V1, IM V3) FLANGE 1 (1FT6 COMPATIBLE) POWER CONNECTOR ROTATABLE ABSOLUTE VALUE ENCODER SINGLETURN 24 BIT WITH DRIVE-CLIQ INTERFACE (ENCODER AS24DQI) PLAIN SHAFT, W/O HOLDING BRAKE; ACC. TOLERANCE N VIBRATION SEVERITY GRADE A, DEGREE OF PROTECTION IP 65 | 4108 | TEM | 1 | MC | 9.804 | 1
1FT70645AF711BG2 | SIMOTICS S SYNCHRONOUS MOTOR 1FT7, M0=9NM (100K) NN=3000RPM, PN=2,39KW NATURAL AIR COOLING; FRAME SIZE IMB 5 (IM V1, IM V3) FLANGE 1 (1FT6 COMPATIBLE) POWER CONNECTOR ROTATABLE ABSOLUTE VALUE ENCODER SINGLETURN 24 BIT WITH DRIVE-CLIQ INTERFACE (ENCODER AS24DQI) PLAIN SHAFT, W/O HOLDING BRAKE; ACC. TOLERANCE N VIBRATION SEVERITY GRADE A, DEGREE OF PROTECTION IP 67 | 4187 | TEM | 1 | MC | 9.804 | 1
1FT70645AF711BG5 | SIMOTICS S SYNCHRONOUS MOTOR 1FT7, M0=9NM (100K) NN=3000RPM, PN=2,39KW NATURAL AIR COOLING; FRAME SIZE IMB 5 (IM V1, IM V3) FLANGE 1 (1FT6 COMPATIBLE) POWER CONNECTOR ROTATABLE ABSOLUTE VALUE ENCODER SINGLETURN 24 BIT WITH DRIVE-CLIQ INTERFACE (ENCODER AS24DQI) PLAIN SHAFT, W/O HOLDING BRAKE; ACC. TOLERANCE N VIBRATION SEVERITY GRADE A+R, DEGREE OF PROTECTION IP 67 | 4343 | TEM | 1 | MC | 9.804 | 1
1FT70645AF711BH0 | SIMOTICS S SYNCHRONOUS MOTOR 1FT7, M0=9NM (100K) NN=3000RPM, PN=2,39KW NATURAL AIR COOLING; FRAME SIZE IMB 5 (IM V1, IM V3) FLANGE 1 (1FT6 COMPATIBLE) POWER CONNECTOR ROTATABLE ABSOLUTE VALUE ENCODER SINGLETURN 24 BIT WITH DRIVE-CLIQ INTERFACE (ENCODER AS24DQI) PLAIN SHAFT, WITH HOLDING BRAKE; ACCURACY TOLERANCE N VIBRATION SEVERITY GRADE A, DEGREE OF PROTECTION IP 64 | 4806 | TEM | 1 | MC | 11.103 | 1
1FT70645AF711BH1 | SIMOTICS S SYNCHRONOUS MOTOR 1FT7, M0=9NM (100K) NN=3000RPM, PN=2,39KW NATURAL AIR COOLING; FRAME SIZE IMB 5 (IM V1, IM V3) FLANGE 1 (1FT6 COMPATIBLE) POWER CONNECTOR ROTATABLE ABSOLUTE VALUE ENCODER SINGLETURN 24 BIT WITH DRIVE-CLIQ INTERFACE (ENCODER AS24DQI) PLAIN SHAFT, WITH HOLDING BRAKE; ACCURACY TOLERANCE N VIBRATION SEVERITY GRADE A, DEGREE OF PROTECTION IP 65 | 4902 | TEM | 1 | MC | 11.103 | 1
1FT70645AF711BH2 | SIMOTICS S SYNCHRONOUS MOTOR 1FT7, M0=9NM (100K) NN=3000RPM, PN=2,39KW NATURAL AIR COOLING; FRAME SIZE IMB 5 (IM V1, IM V3) FLANGE 1 (1FT6 COMPATIBLE) POWER CONNECTOR ROTATABLE ABSOLUTE VALUE ENCODER SINGLETURN 24 BIT WITH DRIVE-CLIQ INTERFACE (ENCODER AS24DQI) PLAIN SHAFT, WITH HOLDING BRAKE; ACCURACY TOLERANCE N VIBRATION SEVERITY GRADE A, DEGREE OF PROTECTION IP 67 | 4981 | TEM | 1 | MC | 11.103 | 1
1FT70645AF711BH5 | SIMOTICS S SYNCHRONOUS MOTOR 1FT7, M0=9NM (100K) NN=3000RPM, PN=2,39KW NATURAL AIR COOLING; FRAME SIZE IMB 5 (IM V1, IM V3) FLANGE 1 (1FT6 COMPATIBLE) POWER CONNECTOR ROTATABLE ABSOLUTE VALUE ENCODER SINGLETURN 24 BIT WITH DRIVE-CLIQ INTERFACE (ENCODER AS24DQI) PLAIN SHAFT, WITH HOLDING BRAKE; ACCURACY TOLERANCE N VIBRATION SEVERITY GRADE A+R, DEGREE OF PROTECTION IP 67 | 5137 | TEM | 1 | MC | 11.103 | 1
1FT70645AF711BK3 | SIMOTICS S SYNCHRONOUS MOTOR 1FT7, M0=9NM (100K) NN=3000RPM, PN=2,39KW NATURAL AIR COOLING; FRAME SIZE IMB 5 (IM V1, IM V3) FLANGE 1 (1FT6 COMPATIBLE) POWER CONNECTOR ROTATABLE ABSOLUTE VALUE ENCODER SINGLETURN 24 BIT WITH DRIVE-CLIQ INTERFACE (ENCODER AS24DQI) PLAIN SHAFT, W/O HOLDING BRAKE; ACC. TOLERANCE R VIBRATION SEVERITY GRADE A+R, DEGREE OF PROTECTION IP 64 | 4326 | TEM | 1 | MC | 9.804 | 1
1FT70645AF711BK5 | SIMOTICS S SYNCHRONOUS MOTOR 1FT7, M0=9NM (100K) NN=3000RPM, PN=2,39KW NATURAL AIR COOLING; FRAME SIZE IMB 5 (IM V1, IM V3) FLANGE 1 (1FT6 COMPATIBLE) POWER CONNECTOR ROTATABLE ABSOLUTE VALUE ENCODER SINGLETURN 24 BIT WITH DRIVE-CLIQ INTERFACE (ENCODER AS24DQI) PLAIN SHAFT, W/O HOLDING BRAKE; ACC. TOLERANCE R VIBRATION SEVERITY GRADE A+R, DEGREE OF PROTECTION IP 67 | 4503 | TEM | 1 | MC | 9.804 | 1
1FT70645AF711CA0 | SIMOTICS S SYNCHRONOUS MOTOR 1FT7, M0=9NM (100K) NN=3000RPM, PN=2,39KW NATURAL AIR COOLING; FRAME SIZE IMB 5 (IM V1, IM V3) FLANGE 1 (1FT6 COMPATIBLE) POWER CONNECTOR ROTATABLE ABSOLUTE ENCODER 24 BITS + 12 BIT MULTITURN WITH DRIVE-CLIQ INTERFACE (ENCODER AM24DQI) SHAFT WITH FITTED KEY; W/O HOLDING BRAKE; ACC. TOLERANCE N VIBRATION SEVERITY GRADE A, DEGREE OF PROTECTION IP 64 | 4777 | TEM | 1 | MC | 9.804 | 1
1FT70645AF711CA1 | SIMOTICS S SYNCHRONOUS MOTOR 1FT7, M0=9NM (100K) NN=3000RPM, PN=2,39KW NATURAL AIR COOLING; FRAME SIZE IMB 5 (IM V1, IM V3) FLANGE 1 (1FT6 COMPATIBLE) POWER CONNECTOR ROTATABLE ABSOLUTE ENCODER 24 BITS + 12 BIT MULTITURN WITH DRIVE-CLIQ INTERFACE (ENCODER AM24DQI) SHAFT WITH FITTED KEY; W/O HOLDING BRAKE; ACC. TOLERANCE N VIBRATION SEVERITY GRADE A, DEGREE OF PROTECTION IP 65 | 4873 | TEM | 1 | MC | 9.804 | 1
1FT70645AF711CA2 | SIMOTICS S SYNCHRONOUS MOTOR 1FT7, M0=9NM (100K) NN=3000RPM, PN=2,39KW NATURAL AIR COOLING; FRAME SIZE IMB 5 (IM V1, IM V3) FLANGE 1 (1FT6 COMPATIBLE) POWER CONNECTOR ROTATABLE ABSOLUTE ENCODER 24 BITS + 12 BIT MULTITURN WITH DRIVE-CLIQ INTERFACE (ENCODER AM24DQI) SHAFT WITH FITTED KEY; W/O HOLDING BRAKE; ACC. TOLERANCE N VIBRATION SEVERITY GRADE A, DEGREE OF PROTECTION IP 67 | 4953 | TEM | 1 | MC | 9.804 | 1
1FT70645AF711CA4 | SIMOTICS S SYNCHRONOUS MOTOR 1FT7, M0=9NM (100K) NN=3000RPM, PN=2,39KW NATURAL AIR COOLING; FRAME SIZE IMB 5 (IM V1, IM V3) FLANGE 1 (1FT6 COMPATIBLE) POWER CONNECTOR ROTATABLE ABSOLUTE ENCODER 24 BITS + 12 BIT MULTITURN WITH DRIVE-CLIQ INTERFACE (ENCODER AM24DQI) SHAFT WITH FITTED KEY; W/O HOLDING BRAKE; ACC. TOLERANCE N VIBRATION SEVERITY GRADE A+R, DEGREE OF PROTECTION IP 65 | 5029 | TEM | 1 | MC | 9.804 | 1
1FT70645AF711CA5 | SIMOTICS S SYNCHRONOUS MOTOR 1FT7, M0=9NM (100K) NN=3000RPM, PN=2,39KW NATURAL AIR COOLING; FRAME SIZE IMB 5 (IM V1, IM V3) FLANGE 1 (1FT6 COMPATIBLE) POWER CONNECTOR ROTATABLE ABSOLUTE ENCODER 24 BITS + 12 BIT MULTITURN WITH DRIVE-CLIQ INTERFACE (ENCODER AM24DQI) SHAFT WITH FITTED KEY; W/O HOLDING BRAKE; ACC. TOLERANCE N VIBRATION SEVERITY GRADE A+R, DEGREE OF PROTECTION IP 67 | 5108 | TEM | 1 | MC | 9.804 | 1
1FT70645AF711CB0 | SIMOTICS S SYNCHRONOUS MOTOR 1FT7, M0=9NM (100K) NN=3000RPM, PN=2,39KW NATURAL AIR COOLING; FRAME SIZE IMB 5 (IM V1, IM V3) FLANGE 1 (1FT6 COMPATIBLE) POWER CONNECTOR ROTATABLE ABSOLUTE ENCODER 24 BITS + 12 BIT MULTITURN WITH DRIVE-CLIQ INTERFACE (ENCODER AM24DQI) SHAFT WITH FITTED KEY; WITH HOLDING BRAKE; ACC. TOLERANCE N VIBRATION SEVERITY GRADE A, DEGREE OF PROTECTION IP 64 | 5571 | TEM | 1 | MC | 11.103 | 1
1FT70645AF711CB1 | SIMOTICS S SYNCHRONOUS MOTOR 1FT7, M0=9NM (100K) NN=3000RPM, PN=2,39KW NATURAL AIR COOLING; FRAME SIZE IMB 5 (IM V1, IM V3) FLANGE 1 (1FT6 COMPATIBLE) POWER CONNECTOR ROTATABLE ABSOLUTE ENCODER 24 BITS + 12 BIT MULTITURN WITH DRIVE-CLIQ INTERFACE (ENCODER AM24DQI) SHAFT WITH FITTED KEY; WITH HOLDING BRAKE; ACC. TOLERANCE N VIBRATION SEVERITY GRADE A, DEGREE OF PROTECTION IP 65 | 5667 | TEM | 1 | MC | 11.103 | 1
1FT70645AF711CB2 | SIMOTICS S SYNCHRONOUS MOTOR 1FT7, M0=9NM (100K) NN=3000RPM, PN=2,39KW NATURAL AIR COOLING; FRAME SIZE IMB 5 (IM V1, IM V3) FLANGE 1 (1FT6 COMPATIBLE) POWER CONNECTOR ROTATABLE ABSOLUTE ENCODER 24 BITS + 12 BIT MULTITURN WITH DRIVE-CLIQ INTERFACE (ENCODER AM24DQI) SHAFT WITH FITTED KEY; WITH HOLDING BRAKE; ACC. TOLERANCE N VIBRATION SEVERITY GRADE A, DEGREE OF PROTECTION IP 67 | 5746 | TEM | 1 | MC | 11.103 | 1
1FT70645AF711CB4 | SIMOTICS S SYNCHRONOUS MOTOR 1FT7, M0=9NM (100K) NN=3000RPM, PN=2,39KW NATURAL AIR COOLING; FRAME SIZE IMB 5 (IM V1, IM V3) FLANGE 1 (1FT6 COMPATIBLE) POWER CONNECTOR ROTATABLE ABSOLUTE ENCODER 24 BITS + 12 BIT MULTITURN WITH DRIVE-CLIQ INTERFACE (ENCODER AM24DQI) SHAFT WITH FITTED KEY; WITH HOLDING BRAKE; ACC. TOLERANCE N VIBRATION SEVERITY GRADE A+R, DEGREE OF PROTECTION IP 65 | 5823 | TEM | 1 | MC | 11.103 | 1
1FT70645AF711CB5 | SIMOTICS S SYNCHRONOUS MOTOR 1FT7, M0=9NM (100K) NN=3000RPM, PN=2,39KW NATURAL AIR COOLING; FRAME SIZE IMB 5 (IM V1, IM V3) FLANGE 1 (1FT6 COMPATIBLE) POWER CONNECTOR ROTATABLE ABSOLUTE ENCODER 24 BITS + 12 BIT MULTITURN WITH DRIVE-CLIQ INTERFACE (ENCODER AM24DQI) SHAFT WITH FITTED KEY; WITH HOLDING BRAKE; ACC. TOLERANCE N VIBRATION SEVERITY GRADE A+R, DEGREE OF PROTECTION IP 67 | 5902 | TEM | 1 | MC | 11.103 | 1
1FT70645AF711CD5 | SIMOTICS S SYNCHRONOUS MOTOR 1FT7, M0=9NM (100K) NN=3000RPM, PN=2,39KW NATURAL AIR COOLING; FRAME SIZE IMB 5 (IM V1, IM V3) FLANGE 1 (1FT6 COMPATIBLE) POWER CONNECTOR ROTATABLE ABSOLUTE ENCODER 24 BITS + 12 BIT MULTITURN WITH DRIVE-CLIQ INTERFACE (ENCODER AM24DQI) SHAFT WITH FITTED KEY; W/O HOLDING BRAKE; ACC. TOLERANCE R VIBRATION SEVERITY GRADE A+R, DEGREE OF PROTECTION IP 67 | 5268 | TEM | 1 | MC | 9.804 | 1
1FT70645AF711CE1 | SIMOTICS S SYNCHRONOUS MOTOR 1FT7, M0=9NM (100K) NN=3000RPM, PN=2,39KW NATURAL AIR COOLING; FRAME SIZE IMB 5 (IM V1, IM V3) FLANGE 1 (1FT6 COMPATIBLE) POWER CONNECTOR ROTATABLE ABSOLUTE ENCODER 24 BITS + 12 BIT MULTITURN WITH DRIVE-CLIQ INTERFACE (ENCODER AM24DQI) SHAFT WITH FITTED KEY; WITH HOLDING BRAKE; ACC. TOLERANCE R VIBRATION SEVERITY GRADE A, DEGREE OF PROTECTION IP 65 | 5824 | TEM | 1 | MC | 11.103 | 1
1FT70645AF711CE3 | SIMOTICS S SYNCHRONOUS MOTOR 1FT7, M0=9NM (100K) NN=3000RPM, PN=2,39KW NATURAL AIR COOLING; FRAME SIZE IMB 5 (IM V1, IM V3) FLANGE 1 (1FT6 COMPATIBLE) POWER CONNECTOR ROTATABLE ABSOLUTE ENCODER 24 BITS + 12 BIT MULTITURN WITH DRIVE-CLIQ INTERFACE (ENCODER AM24DQI) SHAFT WITH FITTED KEY; WITH HOLDING BRAKE; ACC. TOLERANCE R VIBRATION SEVERITY GRADE A+R, DEGREE OF PROTECTION IP 64 | 5882 | TEM | 1 | MC | 11.103 | 1
1FT70645AF711CG0 | SIMOTICS S SYNCHRONOUS MOTOR 1FT7, M0=9NM (100K) NN=3000RPM, PN=2,39KW NATURAL AIR COOLING; FRAME SIZE IMB 5 (IM V1, IM V3) FLANGE 1 (1FT6 COMPATIBLE) POWER CONNECTOR ROTATABLE ABSOLUTE ENCODER 24 BITS + 12 BIT MULTITURN WITH DRIVE-CLIQ INTERFACE (ENCODER AM24DQI) PLAIN SHAFT, W/O HOLDING BRAKE; ACC. TOLERANCE N VIBRATION SEVERITY GRADE A, DEGREE OF PROTECTION IP 64 | 4777 | TEM | 1 | MC | 9.804 | 1
1FT70645AF711CG1 | SIMOTICS S SYNCHRONOUS MOTOR 1FT7, M0=9NM (100K) NN=3000RPM, PN=2,39KW NATURAL AIR COOLING; FRAME SIZE IMB 5 (IM V1, IM V3) FLANGE 1 (1FT6 COMPATIBLE) POWER CONNECTOR ROTATABLE ABSOLUTE ENCODER 24 BITS + 12 BIT MULTITURN WITH DRIVE-CLIQ INTERFACE (ENCODER AM24DQI) PLAIN SHAFT, W/O HOLDING BRAKE; ACC. TOLERANCE N VIBRATION SEVERITY GRADE A, DEGREE OF PROTECTION IP 65 | 4873 | TEM | 1 | MC | 9.804 | 1
1FT70645AF711CG2 | SIMOTICS S SYNCHRONOUS MOTOR 1FT7, M0=9NM (100K) NN=3000RPM, PN=2,39KW NATURAL AIR COOLING; FRAME SIZE IMB 5 (IM V1, IM V3) FLANGE 1 (1FT6 COMPATIBLE) POWER CONNECTOR ROTATABLE ABSOLUTE ENCODER 24 BITS + 12 BIT MULTITURN WITH DRIVE-CLIQ INTERFACE (ENCODER AM24DQI) PLAIN SHAFT, W/O HOLDING BRAKE; ACC. TOLERANCE N VIBRATION SEVERITY GRADE A, DEGREE OF PROTECTION IP 67 | 4953 | TEM | 1 | MC | 9.804 | 1
1FT70645AF711CG5 | SIMOTICS S SYNCHRONOUS MOTOR 1FT7, M0=9NM (100K) NN=3000RPM, PN=2,39KW NATURAL AIR COOLING; FRAME SIZE IMB 5 (IM V1, IM V3) FLANGE 1 (1FT6 COMPATIBLE) POWER CONNECTOR ROTATABLE ABSOLUTE ENCODER 24 BITS + 12 BIT MULTITURN WITH DRIVE-CLIQ INTERFACE (ENCODER AM24DQI) PLAIN SHAFT, W/O HOLDING BRAKE; ACC. TOLERANCE N VIBRATION SEVERITY GRADE A+R, DEGREE OF PROTECTION IP 67 | 5108 | TEM | 1 | MC | 9.804 | 1
1FT70645AF711CH0 | SIMOTICS S SYNCHRONOUS MOTOR 1FT7, M0=9NM (100K) NN=3000RPM, PN=2,39KW NATURAL AIR COOLING; FRAME SIZE IMB 5 (IM V1, IM V3) FLANGE 1 (1FT6 COMPATIBLE) POWER CONNECTOR ROTATABLE ABSOLUTE ENCODER 24 BITS + 12 BIT MULTITURN WITH DRIVE-CLIQ INTERFACE (ENCODER AM24DQI) PLAIN SHAFT, WITH HOLDING BRAKE; ACCURACY TOLERANCE N VIBRATION SEVERITY GRADE A, DEGREE OF PROTECTION IP 64 | 5571 | TEM | 1 | MC | 11.103 | 1
1FT70645AF711CH1 | SIMOTICS S SYNCHRONOUS MOTOR 1FT7, M0=9NM (100K) NN=3000RPM, PN=2,39KW NATURAL AIR COOLING; FRAME SIZE IMB 5 (IM V1, IM V3) FLANGE 1 (1FT6 COMPATIBLE) POWER CONNECTOR ROTATABLE ABSOLUTE ENCODER 24 BITS + 12 BIT MULTITURN WITH DRIVE-CLIQ INTERFACE (ENCODER AM24DQI) PLAIN SHAFT, WITH HOLDING BRAKE; ACCURACY TOLERANCE N VIBRATION SEVERITY GRADE A, DEGREE OF PROTECTION IP 65 | 5667 | TEM | 1 | MC | 11.103 | 1
1FT70645AF711CH2 | SIMOTICS S SYNCHRONOUS MOTOR 1FT7, M0=9NM (100K) NN=3000RPM, PN=2,39KW NATURAL AIR COOLING; FRAME SIZE IMB 5 (IM V1, IM V3) FLANGE 1 (1FT6 COMPATIBLE) POWER CONNECTOR ROTATABLE ABSOLUTE ENCODER 24 BITS + 12 BIT MULTITURN WITH DRIVE-CLIQ INTERFACE (ENCODER AM24DQI) PLAIN SHAFT, WITH HOLDING BRAKE; ACCURACY TOLERANCE N VIBRATION SEVERITY GRADE A, DEGREE OF PROTECTION IP 67 | 5746 | TEM | 1 | MC | 11.103 | 1
1FT70645AF711CH5 | SIMOTICS S SYNCHRONOUS MOTOR 1FT7, M0=9NM (100K) NN=3000RPM, PN=2,39KW NATURAL AIR COOLING; FRAME SIZE IMB 5 (IM V1, IM V3) FLANGE 1 (1FT6 COMPATIBLE) POWER CONNECTOR ROTATABLE ABSOLUTE ENCODER 24 BITS + 12 BIT MULTITURN WITH DRIVE-CLIQ INTERFACE (ENCODER AM24DQI) PLAIN SHAFT, WITH HOLDING BRAKE; ACCURACY TOLERANCE N VIBRATION SEVERITY GRADE A+R, DEGREE OF PROTECTION IP 67 | 5902 | TEM | 1 | MC | 11.103 | 1
1FT70645AF711DA0 | SIMOTICS S SYNCHRONOUS MOTOR 1FT7, M0=9NM (100K) NN=3000RPM, PN=2,39KW NATURAL AIR COOLING; FRAME SIZE IMB 5 (IM V1, IM V3) FLANGE 1 (1FT6 COMPATIBLE) POWER CONNECTOR ROTATABLE INCREMENTAL ENCODER 2048 S/R WITH DRIVE-CLIQ INTERFACE (ENCODER I-2048) CONNECTOR ROTATABLE SHAFT WITH FITTED KEY; W/O HOLDING BRAKE; ACC. TOLERANCE N VIBRATION SEVERITY GRADE A, DEGREE OF PROTECTION IP 64 | 4092 | TEM | 1 | MC | 9.804 | 1
1FT70645AF711DA1 | SIMOTICS S SYNCHRONOUS MOTOR 1FT7, M0=9NM (100K) NN=3000RPM, PN=2,39KW NATURAL AIR COOLING; FRAME SIZE IMB 5 (IM V1, IM V3) FLANGE 1 (1FT6 COMPATIBLE) POWER CONNECTOR ROTATABLE INCREMENTAL ENCODER 2048 S/R WITH DRIVE-CLIQ INTERFACE (ENCODER I-2048) CONNECTOR ROTATABLE SHAFT WITH FITTED KEY; W/O HOLDING BRAKE; ACC. TOLERANCE N VIBRATION SEVERITY GRADE A, DEGREE OF PROTECTION IP 65 | 4188 | TEM | 1 | MC | 9.804 | 1
1FT70645AF711DA2 | SIMOTICS S SYNCHRONOUS MOTOR 1FT7, M0=9NM (100K) NN=3000RPM, PN=2,39KW NATURAL AIR COOLING; FRAME SIZE IMB 5 (IM V1, IM V3) FLANGE 1 (1FT6 COMPATIBLE) POWER CONNECTOR ROTATABLE INCREMENTAL ENCODER 2048 S/R WITH DRIVE-CLIQ INTERFACE (ENCODER I-2048) CONNECTOR ROTATABLE SHAFT WITH FITTED KEY; W/O HOLDING BRAKE; ACC. TOLERANCE N VIBRATION SEVERITY GRADE A, DEGREE OF PROTECTION IP 67 | 4268 | TEM | 1 | MC | 9.804 | 1
1FT70645AF711DA3 | SIMOTICS S SYNCHRONOUS MOTOR 1FT7, M0=9NM (100K) NN=3000RPM, PN=2,39KW NATURAL AIR COOLING; FRAME SIZE IMB 5 (IM V1, IM V3) FLANGE 1 (1FT6 COMPATIBLE) POWER CONNECTOR ROTATABLE INCREMENTAL ENCODER 2048 S/R WITH DRIVE-CLIQ INTERFACE (ENCODER I-2048) CONNECTOR ROTATABLE SHAFT WITH FITTED KEY; W/O HOLDING BRAKE; ACC. TOLERANCE N VIBRATION SEVERITY GRADE A+R, DEGREE OF PROTECTION IP 64 | 4247 | TEM | 1 | MC | 9.804 | 1
1FT70645AF711DA4 | SIMOTICS S SYNCHRONOUS MOTOR 1FT7, M0=9NM (100K) NN=3000RPM, PN=2,39KW NATURAL AIR COOLING; FRAME SIZE IMB 5 (IM V1, IM V3) FLANGE 1 (1FT6 COMPATIBLE) POWER CONNECTOR ROTATABLE INCREMENTAL ENCODER 2048 S/R WITH DRIVE-CLIQ INTERFACE (ENCODER I-2048) CONNECTOR ROTATABLE SHAFT WITH FITTED KEY; W/O HOLDING BRAKE; ACC. TOLERANCE N VIBRATION SEVERITY GRADE A+R, DEGREE OF PROTECTION IP 65 | 4344 | TEM | 1 | MC | 9.804 | 1
1FT70645AF711DB0 | SIMOTICS S SYNCHRONOUS MOTOR 1FT7, M0=9NM (100K) NN=3000RPM, PN=2,39KW NATURAL AIR COOLING; FRAME SIZE IMB 5 (IM V1, IM V3) FLANGE 1 (1FT6 COMPATIBLE) POWER CONNECTOR ROTATABLE INCREMENTAL ENCODER 2048 S/R WITH DRIVE-CLIQ INTERFACE (ENCODER I-2048) CONNECTOR ROTATABLE SHAFT WITH FITTED KEY; WITH HOLDING BRAKE; ACC. TOLERANCE N VIBRATION SEVERITY GRADE A, DEGREE OF PROTECTION IP 64 | 4886 | TEM | 1 | MC | 11.103 | 1
1FT70645AF711DB1 | SIMOTICS S SYNCHRONOUS MOTOR 1FT7, M0=9NM (100K) NN=3000RPM, PN=2,39KW NATURAL AIR COOLING; FRAME SIZE IMB 5 (IM V1, IM V3) FLANGE 1 (1FT6 COMPATIBLE) POWER CONNECTOR ROTATABLE INCREMENTAL ENCODER 2048 S/R WITH DRIVE-CLIQ INTERFACE (ENCODER I-2048) CONNECTOR ROTATABLE SHAFT WITH FITTED KEY; WITH HOLDING BRAKE; ACC. TOLERANCE N VIBRATION SEVERITY GRADE A, DEGREE OF PROTECTION IP 65 | 4982 | TEM | 1 | MC | 11.103 | 1
1FT70645AF711DD4 | SIMOTICS S SYNCHRONOUS MOTOR 1FT7, M0=9NM (100K) NN=3000RPM, PN=2,39KW NATURAL AIR COOLING; FRAME SIZE IMB 5 (IM V1, IM V3) FLANGE 1 (1FT6 COMPATIBLE) POWER CONNECTOR ROTATABLE INCREMENTAL ENCODER 2048 S/R WITH DRIVE-CLIQ INTERFACE (ENCODER I-2048) CONNECTOR ROTATABLE SHAFT WITH FITTED KEY; W/O HOLDING BRAKE; ACC. TOLERANCE R VIBRATION SEVERITY GRADE A+R, DEGREE OF PROTECTION IP 65 | 4503 | TEM | 1 | MC | 9.804 | 1
1FT70645AF711DG0 | SIMOTICS S SYNCHRONOUS MOTOR 1FT7, M0=9NM (100K) NN=3000RPM, PN=2,39KW NATURAL AIR COOLING; FRAME SIZE IMB 5 (IM V1, IM V3) FLANGE 1 (1FT6 COMPATIBLE) POWER CONNECTOR ROTATABLE INCREMENTAL ENCODER 2048 S/R WITH DRIVE-CLIQ INTERFACE (ENCODER I-2048) CONNECTOR ROTATABLE PLAIN SHAFT, W/O HOLDING BRAKE; ACC. TOLERANCE N VIBRATION SEVERITY GRADE A, DEGREE OF PROTECTION IP 64 | 4092 | TEM | 1 | MC | 9.804 | 1
1FT70645AF711DG1 | SIMOTICS S SYNCHRONOUS MOTOR 1FT7, M0=9NM (100K) NN=3000RPM, PN=2,39KW NATURAL AIR COOLING; FRAME SIZE IMB 5 (IM V1, IM V3) FLANGE 1 (1FT6 COMPATIBLE) POWER CONNECTOR ROTATABLE INCREMENTAL ENCODER 2048 S/R WITH DRIVE-CLIQ INTERFACE (ENCODER I-2048) CONNECTOR ROTATABLE PLAIN SHAFT, W/O HOLDING BRAKE; ACC. TOLERANCE N VIBRATION SEVERITY GRADE A, DEGREE OF PROTECTION IP 65 | 4188 | TEM | 1 | MC | 9.804 | 1
1FT70645AF711DG2 | SIMOTICS S SYNCHRONOUS MOTOR 1FT7, M0=9NM (100K) NN=3000RPM, PN=2,39KW NATURAL AIR COOLING; FRAME SIZE IMB 5 (IM V1, IM V3) FLANGE 1 (1FT6 COMPATIBLE) POWER CONNECTOR ROTATABLE INCREMENTAL ENCODER 2048 S/R WITH DRIVE-CLIQ INTERFACE (ENCODER I-2048) CONNECTOR ROTATABLE PLAIN SHAFT, W/O HOLDING BRAKE; ACC. TOLERANCE N VIBRATION SEVERITY GRADE A, DEGREE OF PROTECTION IP 67 | 4268 | TEM | 1 | MC | 9.804 | 1
1FT70645AF711DG5 | SIMOTICS S SYNCHRONOUS MOTOR 1FT7, M0=9NM (100K) NN=3000RPM, PN=2,39KW NATURAL AIR COOLING; FRAME SIZE IMB 5 (IM V1, IM V3) FLANGE 1 (1FT6 COMPATIBLE) POWER CONNECTOR ROTATABLE INCREMENTAL ENCODER 2048 S/R WITH DRIVE-CLIQ INTERFACE (ENCODER I-2048) CONNECTOR ROTATABLE PLAIN SHAFT, W/O HOLDING BRAKE; ACC. TOLERANCE N VIBRATION SEVERITY GRADE A+R, DEGREE OF PROTECTION IP 67 | 4424 | TEM | 1 | MC | 9.804 | 1
1FT70645AF711DH1 | SIMOTICS S SYNCHRONOUS MOTOR 1FT7, M0=9NM (100K) NN=3000RPM, PN=2,39KW NATURAL AIR COOLING; FRAME SIZE IMB 5 (IM V1, IM V3) FLANGE 1 (1FT6 COMPATIBLE) POWER CONNECTOR ROTATABLE INCREMENTAL ENCODER 2048 S/R WITH DRIVE-CLIQ INTERFACE (ENCODER I-2048) CONNECTOR ROTATABLE PLAIN SHAFT, WITH HOLDING BRAKE; ACCURACY TOLERANCE N VIBRATION SEVERITY GRADE A, DEGREE OF PROTECTION IP 65 | 4982 | TEM | 1 | MC | 11.103 | 1
1FT70645AF711DH2 | SIMOTICS S SYNCHRONOUS MOTOR 1FT7, M0=9NM (100K) NN=3000RPM, PN=2,39KW NATURAL AIR COOLING; FRAME SIZE IMB 5 (IM V1, IM V3) FLANGE 1 (1FT6 COMPATIBLE) POWER CONNECTOR ROTATABLE INCREMENTAL ENCODER 2048 S/R WITH DRIVE-CLIQ INTERFACE (ENCODER I-2048) CONNECTOR ROTATABLE PLAIN SHAFT, WITH HOLDING BRAKE; ACCURACY TOLERANCE N VIBRATION SEVERITY GRADE A, DEGREE OF PROTECTION IP 67 | 5061 | TEM | 1 | MC | 11.103 | 1
1FT70645AF711DH5 | SIMOTICS S SYNCHRONOUS MOTOR 1FT7, M0=9NM (100K) NN=3000RPM, PN=2,39KW NATURAL AIR COOLING; FRAME SIZE IMB 5 (IM V1, IM V3) FLANGE 1 (1FT6 COMPATIBLE) POWER CONNECTOR ROTATABLE INCREMENTAL ENCODER 2048 S/R WITH DRIVE-CLIQ INTERFACE (ENCODER I-2048) CONNECTOR ROTATABLE PLAIN SHAFT, WITH HOLDING BRAKE; ACCURACY TOLERANCE N VIBRATION SEVERITY GRADE A+R, DEGREE OF PROTECTION IP 67 | 5217 | TEM | 1 | MC | 11.103 | 1
1FT70645AF711DK2 | SIMOTICS S SYNCHRONOUS MOTOR 1FT7, M0=9NM (100K) NN=3000RPM, PN=2,39KW NATURAL AIR COOLING; FRAME SIZE IMB 5 (IM V1, IM V3) FLANGE 1 (1FT6 COMPATIBLE) POWER CONNECTOR ROTATABLE INCREMENTAL ENCODER 2048 S/R WITH DRIVE-CLIQ INTERFACE (ENCODER I-2048) CONNECTOR ROTATABLE PLAIN SHAFT, W/O HOLDING BRAKE; ACC. TOLERANCE R VIBRATION SEVERITY GRADE A, DEGREE OF PROTECTION IP 67 | 4427 | TEM | 1 | MC | 9.804 | 1
1FT70645AF711DK4 | SIMOTICS S SYNCHRONOUS MOTOR 1FT7, M0=9NM (100K) NN=3000RPM, PN=2,39KW NATURAL AIR COOLING; FRAME SIZE IMB 5 (IM V1, IM V3) FLANGE 1 (1FT6 COMPATIBLE) POWER CONNECTOR ROTATABLE INCREMENTAL ENCODER 2048 S/R WITH DRIVE-CLIQ INTERFACE (ENCODER I-2048) CONNECTOR ROTATABLE PLAIN SHAFT, W/O HOLDING BRAKE; ACC. TOLERANCE R VIBRATION SEVERITY GRADE A+R, DEGREE OF PROTECTION IP 65 | 4503 | TEM | 1 | MC | 9.804 | 1
1FT70645AF711DL2 | SIMOTICS S SYNCHRONOUS MOTOR 1FT7, M0=9NM (100K) NN=3000RPM, PN=2,39KW NATURAL AIR COOLING; FRAME SIZE IMB 5 (IM V1, IM V3) FLANGE 1 (1FT6 COMPATIBLE) POWER CONNECTOR ROTATABLE INCREMENTAL ENCODER 2048 S/R WITH DRIVE-CLIQ INTERFACE (ENCODER I-2048) CONNECTOR ROTATABLE PLAIN SHAFT, WITH HOLDING BRAKE; ACCURACY TOLERANCE R VIBRATION SEVERITY GRADE A, DEGREE OF PROTECTION IP 67 | 5218 | TEM | 1 | MC | 11.103 | 1
1FT70645AF711FA0 | SIMOTICS S SYNCHRONOUS MOTOR 1FT7, M0=9NM (100K) NN=3000RPM, PN=2,39KW NATURAL AIR COOLING; FRAME SIZE IMB 5 (IM V1, IM V3) FLANGE 1 (1FT6 COMPATIBLE) POWER CONNECTOR ROTATABLE ABSOLUTE ENCODER 22 BITS MULTI TURN WITH DRIVE-CLIQ INTERFACE (ENCODER AM-22-DQ) CONNECTOR ROTATABLE SHAFT WITH FITTED KEY; W/O HOLDING BRAKE; ACC. TOLERANCE N VIBRATION SEVERITY GRADE A, DEGREE OF PROTECTION IP 64 | 4857 | TEM | 1 | MC | 9.804 | 1
1FT70645AF711FA1 | SIMOTICS S SYNCHRONOUS MOTOR 1FT7, M0=9NM (100K) NN=3000RPM, PN=2,39KW NATURAL AIR COOLING; FRAME SIZE IMB 5 (IM V1, IM V3) FLANGE 1 (1FT6 COMPATIBLE) POWER CONNECTOR ROTATABLE ABSOLUTE ENCODER 22 BITS MULTI TURN WITH DRIVE-CLIQ INTERFACE (ENCODER AM-22-DQ) CONNECTOR ROTATABLE SHAFT WITH FITTED KEY; W/O HOLDING BRAKE; ACC. TOLERANCE N VIBRATION SEVERITY GRADE A, DEGREE OF PROTECTION IP 65 | 4953 | TEM | 1 | MC | 9.804 | 1
1FT70645AF711FA2 | SIMOTICS S SYNCHRONOUS MOTOR 1FT7, M0=9NM (100K) NN=3000RPM, PN=2,39KW NATURAL AIR COOLING; FRAME SIZE IMB 5 (IM V1, IM V3) FLANGE 1 (1FT6 COMPATIBLE) POWER CONNECTOR ROTATABLE ABSOLUTE ENCODER 22 BITS MULTI TURN WITH DRIVE-CLIQ INTERFACE (ENCODER AM-22-DQ) CONNECTOR ROTATABLE SHAFT WITH FITTED KEY; W/O HOLDING BRAKE; ACC. TOLERANCE N VIBRATION SEVERITY GRADE A, DEGREE OF PROTECTION IP 67 | 5033 | TEM | 1 | MC | 9.804 | 1
1FT70645AF711FA5 | SIMOTICS S SYNCHRONOUS MOTOR 1FT7, M0=9NM (100K) NN=3000RPM, PN=2,39KW NATURAL AIR COOLING; FRAME SIZE IMB 5 (IM V1, IM V3) FLANGE 1 (1FT6 COMPATIBLE) POWER CONNECTOR ROTATABLE ABSOLUTE ENCODER 22 BITS MULTI TURN WITH DRIVE-CLIQ INTERFACE (ENCODER AM-22-DQ) CONNECTOR ROTATABLE SHAFT WITH FITTED KEY; W/O HOLDING BRAKE; ACC. TOLERANCE N VIBRATION SEVERITY GRADE A+R, DEGREE OF PROTECTION IP 67 | 5189 | TEM | 1 | MC | 9.804 | 1
1FT70645AF711FB0 | SIMOTICS S SYNCHRONOUS MOTOR 1FT7, M0=9NM (100K) NN=3000RPM, PN=2,39KW NATURAL AIR COOLING; FRAME SIZE IMB 5 (IM V1, IM V3) FLANGE 1 (1FT6 COMPATIBLE) POWER CONNECTOR ROTATABLE ABSOLUTE ENCODER 22 BITS MULTI TURN WITH DRIVE-CLIQ INTERFACE (ENCODER AM-22-DQ) CONNECTOR ROTATABLE SHAFT WITH FITTED KEY; WITH HOLDING BRAKE; ACC. TOLERANCE N VIBRATION SEVERITY GRADE A, DEGREE OF PROTECTION IP 64 | 5651 | TEM | 1 | MC | 11.103 | 1
1FT70645AF711FB1 | SIMOTICS S SYNCHRONOUS MOTOR 1FT7, M0=9NM (100K) NN=3000RPM, PN=2,39KW NATURAL AIR COOLING; FRAME SIZE IMB 5 (IM V1, IM V3) FLANGE 1 (1FT6 COMPATIBLE) POWER CONNECTOR ROTATABLE ABSOLUTE ENCODER 22 BITS MULTI TURN WITH DRIVE-CLIQ INTERFACE (ENCODER AM-22-DQ) CONNECTOR ROTATABLE SHAFT WITH FITTED KEY; WITH HOLDING BRAKE; ACC. TOLERANCE N VIBRATION SEVERITY GRADE A, DEGREE OF PROTECTION IP 65 | 5747 | TEM | 1 | MC | 11.103 | 1
1FT70645AF711FB2 | SIMOTICS S SYNCHRONOUS MOTOR 1FT7, M0=9NM (100K) NN=3000RPM, PN=2,39KW NATURAL AIR COOLING; FRAME SIZE IMB 5 (IM V1, IM V3) FLANGE 1 (1FT6 COMPATIBLE) POWER CONNECTOR ROTATABLE ABSOLUTE ENCODER 22 BITS MULTI TURN WITH DRIVE-CLIQ INTERFACE (ENCODER AM-22-DQ) CONNECTOR ROTATABLE SHAFT WITH FITTED KEY; WITH HOLDING BRAKE; ACC. TOLERANCE N VIBRATION SEVERITY GRADE A, DEGREE OF PROTECTION IP 67 | 5827 | TEM | 1 | MC | 11.103 | 1
1FT70645AF711FB5 | SIMOTICS S SYNCHRONOUS MOTOR 1FT7, M0=9NM (100K) NN=3000RPM, PN=2,39KW NATURAL AIR COOLING; FRAME SIZE IMB 5 (IM V1, IM V3) FLANGE 1 (1FT6 COMPATIBLE) POWER CONNECTOR ROTATABLE ABSOLUTE ENCODER 22 BITS MULTI TURN WITH DRIVE-CLIQ INTERFACE (ENCODER AM-22-DQ) CONNECTOR ROTATABLE SHAFT WITH FITTED KEY; WITH HOLDING BRAKE; ACC. TOLERANCE N VIBRATION SEVERITY GRADE A+R, DEGREE OF PROTECTION IP 67 | 5982 | TEM | 1 | MC | 11.103 | 1
1FT70645AF711FD2 | SIMOTICS S SYNCHRONOUS MOTOR 1FT7, M0=9NM (100K) NN=3000RPM, PN=2,39KW NATURAL AIR COOLING; FRAME SIZE IMB 5 (IM V1, IM V3) FLANGE 1 (1FT6 COMPATIBLE) POWER CONNECTOR ROTATABLE ABSOLUTE ENCODER 22 BITS MULTI TURN WITH DRIVE-CLIQ INTERFACE (ENCODER AM-22-DQ) CONNECTOR ROTATABLE SHAFT WITH FITTED KEY; W/O HOLDING BRAKE; ACC. TOLERANCE R VIBRATION SEVERITY GRADE A, DEGREE OF PROTECTION IP 67 | 5192 | TEM | 1 | MC | 9.804 | 1
1FT70645AF711FD5 | SIMOTICS S SYNCHRONOUS MOTOR 1FT7, M0=9NM (100K) NN=3000RPM, PN=2,39KW NATURAL AIR COOLING; FRAME SIZE IMB 5 (IM V1, IM V3) FLANGE 1 (1FT6 COMPATIBLE) POWER CONNECTOR ROTATABLE ABSOLUTE ENCODER 22 BITS MULTI TURN WITH DRIVE-CLIQ INTERFACE (ENCODER AM-22-DQ) CONNECTOR ROTATABLE SHAFT WITH FITTED KEY; W/O HOLDING BRAKE; ACC. TOLERANCE R VIBRATION SEVERITY GRADE A+R, DEGREE OF PROTECTION IP 67 | 5348 | TEM | 1 | MC | 9.804 | 1
1FT70645AF711FG0 | SIMOTICS S SYNCHRONOUS MOTOR 1FT7, M0=9NM (100K) NN=3000RPM, PN=2,39KW NATURAL AIR COOLING; FRAME SIZE IMB 5 (IM V1, IM V3) FLANGE 1 (1FT6 COMPATIBLE) POWER CONNECTOR ROTATABLE ABSOLUTE ENCODER 22 BITS MULTI TURN WITH DRIVE-CLIQ INTERFACE (ENCODER AM-22-DQ) CONNECTOR ROTATABLE PLAIN SHAFT, W/O HOLDING BRAKE; ACC. TOLERANCE N VIBRATION SEVERITY GRADE A, DEGREE OF PROTECTION IP 64 | 4857 | TEM | 1 | MC | 9.804 | 1
1FT70645AF711FG1 | SIMOTICS S SYNCHRONOUS MOTOR 1FT7, M0=9NM (100K) NN=3000RPM, PN=2,39KW NATURAL AIR COOLING; FRAME SIZE IMB 5 (IM V1, IM V3) FLANGE 1 (1FT6 COMPATIBLE) POWER CONNECTOR ROTATABLE ABSOLUTE ENCODER 22 BITS MULTI TURN WITH DRIVE-CLIQ INTERFACE (ENCODER AM-22-DQ) CONNECTOR ROTATABLE PLAIN SHAFT, W/O HOLDING BRAKE; ACC. TOLERANCE N VIBRATION SEVERITY GRADE A, DEGREE OF PROTECTION IP 65 | 4953 | TEM | 1 | MC | 9.804 | 1
1FT70645AF711FG2 | SIMOTICS S SYNCHRONOUS MOTOR 1FT7, M0=9NM (100K) NN=3000RPM, PN=2,39KW NATURAL AIR COOLING; FRAME SIZE IMB 5 (IM V1, IM V3) FLANGE 1 (1FT6 COMPATIBLE) POWER CONNECTOR ROTATABLE ABSOLUTE ENCODER 22 BITS MULTI TURN WITH DRIVE-CLIQ INTERFACE (ENCODER AM-22-DQ) CONNECTOR ROTATABLE PLAIN SHAFT, W/O HOLDING BRAKE; ACC. TOLERANCE N VIBRATION SEVERITY GRADE A, DEGREE OF PROTECTION IP 67 | 5033 | TEM | 1 | MC | 9.804 | 1
1FT70645AF711FG5 | SIMOTICS S SYNCHRONOUS MOTOR 1FT7, M0=9NM (100K) NN=3000RPM, PN=2,39KW NATURAL AIR COOLING; FRAME SIZE IMB 5 (IM V1, IM V3) FLANGE 1 (1FT6 COMPATIBLE) POWER CONNECTOR ROTATABLE ABSOLUTE ENCODER 22 BITS MULTI TURN WITH DRIVE-CLIQ INTERFACE (ENCODER AM-22-DQ) CONNECTOR ROTATABLE PLAIN SHAFT, W/O HOLDING BRAKE; ACC. TOLERANCE N VIBRATION SEVERITY GRADE A+R, DEGREE OF PROTECTION IP 67 | 5189 | TEM | 1 | MC | 9.804 | 1
1FT70645AF711FH0 | SIMOTICS S SYNCHRONOUS MOTOR 1FT7, M0=9NM (100K) NN=3000RPM, PN=2,39KW NATURAL AIR COOLING; FRAME SIZE IMB 5 (IM V1, IM V3) FLANGE 1 (1FT6 COMPATIBLE) POWER CONNECTOR ROTATABLE ABSOLUTE ENCODER 22 BITS MULTI TURN WITH DRIVE-CLIQ INTERFACE (ENCODER AM-22-DQ) CONNECTOR ROTATABLE PLAIN SHAFT, WITH HOLDING BRAKE; ACCURACY TOLERANCE N VIBRATION SEVERITY GRADE A, DEGREE OF PROTECTION IP 64 | 5651 | TEM | 1 | MC | 11.103 | 1
1FT70645AF711FH1 | SIMOTICS S SYNCHRONOUS MOTOR 1FT7, M0=9NM (100K) NN=3000RPM, PN=2,39KW NATURAL AIR COOLING; FRAME SIZE IMB 5 (IM V1, IM V3) FLANGE 1 (1FT6 COMPATIBLE) POWER CONNECTOR ROTATABLE ABSOLUTE ENCODER 22 BITS MULTI TURN WITH DRIVE-CLIQ INTERFACE (ENCODER AM-22-DQ) CONNECTOR ROTATABLE PLAIN SHAFT, WITH HOLDING BRAKE; ACCURACY TOLERANCE N VIBRATION SEVERITY GRADE A, DEGREE OF PROTECTION IP 65 | 5747 | TEM | 1 | MC | 11.103 | 1
1FT70645AF711FH2 | SIMOTICS S SYNCHRONOUS MOTOR 1FT7, M0=9NM (100K) NN=3000RPM, PN=2,39KW NATURAL AIR COOLING; FRAME SIZE IMB 5 (IM V1, IM V3) FLANGE 1 (1FT6 COMPATIBLE) POWER CONNECTOR ROTATABLE ABSOLUTE ENCODER 22 BITS MULTI TURN WITH DRIVE-CLIQ INTERFACE (ENCODER AM-22-DQ) CONNECTOR ROTATABLE PLAIN SHAFT, WITH HOLDING BRAKE; ACCURACY TOLERANCE N VIBRATION SEVERITY GRADE A, DEGREE OF PROTECTION IP 67 | 5827 | TEM | 1 | MC | 11.103 | 1
1FT70645AF711FH4 | SIMOTICS S SYNCHRONOUS MOTOR 1FT7, M0=9NM (100K) NN=3000RPM, PN=2,39KW NATURAL AIR COOLING; FRAME SIZE IMB 5 (IM V1, IM V3) FLANGE 1 (1FT6 COMPATIBLE) POWER CONNECTOR ROTATABLE ABSOLUTE ENCODER 22 BITS MULTI TURN WITH DRIVE-CLIQ INTERFACE (ENCODER AM-22-DQ) CONNECTOR ROTATABLE PLAIN SHAFT, WITH HOLDING BRAKE; ACCURACY TOLERANCE N VIBRATION SEVERITY GRADE A+R, DEGREE OF PROTECTION IP 65 | 5903 | TEM | 1 | MC | 11.103 | 1
1FT70645AF711FH5 | SIMOTICS S SYNCHRONOUS MOTOR 1FT7, M0=9NM (100K) NN=3000RPM, PN=2,39KW NATURAL AIR COOLING; FRAME SIZE IMB 5 (IM V1, IM V3) FLANGE 1 (1FT6 COMPATIBLE) POWER CONNECTOR ROTATABLE ABSOLUTE ENCODER 22 BITS MULTI TURN WITH DRIVE-CLIQ INTERFACE (ENCODER AM-22-DQ) CONNECTOR ROTATABLE PLAIN SHAFT, WITH HOLDING BRAKE; ACCURACY TOLERANCE N VIBRATION SEVERITY GRADE A+R, DEGREE OF PROTECTION IP 67 | 5982 | TEM | 1 | MC | 11.103 | 1
1FT70645AF711FK2 | SIMOTICS S SYNCHRONOUS MOTOR 1FT7, M0=9NM (100K) NN=3000RPM, PN=2,39KW NATURAL AIR COOLING; FRAME SIZE IMB 5 (IM V1, IM V3) FLANGE 1 (1FT6 COMPATIBLE) POWER CONNECTOR ROTATABLE ABSOLUTE ENCODER 22 BITS MULTI TURN WITH DRIVE-CLIQ INTERFACE (ENCODER AM-22-DQ) CONNECTOR ROTATABLE PLAIN SHAFT, W/O HOLDING BRAKE; ACC. TOLERANCE R VIBRATION SEVERITY GRADE A, DEGREE OF PROTECTION IP 67 | 5192 | TEM | 1 | MC | 9.804 | 1
1FT70645AF711MA0 | SIMOTICS S SYNCHRONOUS MOTOR 1FT7, M0=9NM (100K) NN=3000RPM, PN=2,39KW NATURAL AIR COOLING; FRAME SIZE IMB 5 (IM V1, IM V3) (1FT6 COMPATIBLE) WITH KTY TEMPERATURE SENSOR POWER CONNECTOR ROTATABLE ABSOLUTE ENCODER ENDAT 2048 S/R (ENCODER A-2048) CONNECTOR ROTATABLE SHAFT WITH FITTED KEY; W/O HOLDING BRAKE; ACC. TOLERANCE N VIBRATION SEVERITY GRADE A, DEGREE OF PROTECTION IP 64 | 4425 | TEM | 1 | MC | 9.804 | 1
1FT70645AF711MA1 | SIMOTICS S SYNCHRONOUS MOTOR 1FT7, M0=9NM (100K) NN=3000RPM, PN=2,39KW NATURAL AIR COOLING; FRAME SIZE IMB 5 (IM V1, IM V3) (1FT6 COMPATIBLE) WITH KTY TEMPERATURE SENSOR POWER CONNECTOR ROTATABLE ABSOLUTE ENCODER ENDAT 2048 S/R (ENCODER A-2048) CONNECTOR ROTATABLE SHAFT WITH FITTED KEY; W/O HOLDING BRAKE; ACC. TOLERANCE N VIBRATION SEVERITY GRADE A, DEGREE OF PROTECTION IP 65 | 4521 | TEM | 1 | MC | 9.804 | 1
1FT70645AF711MA2 | SIMOTICS S SYNCHRONOUS MOTOR 1FT7, M0=9NM (100K) NN=3000RPM, PN=2,39KW NATURAL AIR COOLING; FRAME SIZE IMB 5 (IM V1, IM V3) (1FT6 COMPATIBLE) WITH KTY TEMPERATURE SENSOR POWER CONNECTOR ROTATABLE ABSOLUTE ENCODER ENDAT 2048 S/R (ENCODER A-2048) CONNECTOR ROTATABLE SHAFT WITH FITTED KEY; W/O HOLDING BRAKE; ACC. TOLERANCE N VIBRATION SEVERITY GRADE A, DEGREE OF PROTECTION IP 67 | 4601 | TEM | 1 | MC | 9.804 | 1
1FT70645AF711MB0 | SIMOTICS S SYNCHRONOUS MOTOR 1FT7, M0=9NM (100K) NN=3000RPM, PN=2,39KW NATURAL AIR COOLING; FRAME SIZE IMB 5 (IM V1, IM V3) (1FT6 COMPATIBLE) WITH KTY TEMPERATURE SENSOR POWER CONNECTOR ROTATABLE ABSOLUTE ENCODER ENDAT 2048 S/R (ENCODER A-2048) CONNECTOR ROTATABLE SHAFT WITH FITTED KEY; WITH HOLDING BRAKE; ACC. TOLERANCE N VIBRATION SEVERITY GRADE A, DEGREE OF PROTECTION IP 64 | 5219 | TEM | 1 | MC | 11.103 | 1
1FT70645AF711MB1 | SIMOTICS S SYNCHRONOUS MOTOR 1FT7, M0=9NM (100K) NN=3000RPM, PN=2,39KW NATURAL AIR COOLING; FRAME SIZE IMB 5 (IM V1, IM V3) (1FT6 COMPATIBLE) WITH KTY TEMPERATURE SENSOR POWER CONNECTOR ROTATABLE ABSOLUTE ENCODER ENDAT 2048 S/R (ENCODER A-2048) CONNECTOR ROTATABLE SHAFT WITH FITTED KEY; WITH HOLDING BRAKE; ACC. TOLERANCE N VIBRATION SEVERITY GRADE A, DEGREE OF PROTECTION IP 65 | 5315 | TEM | 1 | MC | 11.103 | 1
1FT70645AF711MB2 | SIMOTICS S SYNCHRONOUS MOTOR 1FT7, M0=9NM (100K) NN=3000RPM, PN=2,39KW NATURAL AIR COOLING; FRAME SIZE IMB 5 (IM V1, IM V3) (1FT6 COMPATIBLE) WITH KTY TEMPERATURE SENSOR POWER CONNECTOR ROTATABLE ABSOLUTE ENCODER ENDAT 2048 S/R (ENCODER A-2048) CONNECTOR ROTATABLE SHAFT WITH FITTED KEY; WITH HOLDING BRAKE; ACC. TOLERANCE N VIBRATION SEVERITY GRADE A, DEGREE OF PROTECTION IP 67 | 5395 | TEM | 1 | MC | 11.103 | 1
1FT70645AF711MG0 | SIMOTICS S SYNCHRONOUS MOTOR 1FT7, M0=9NM (100K) NN=3000RPM, PN=2,39KW NATURAL AIR COOLING; FRAME SIZE IMB 5 (IM V1, IM V3) (1FT6 COMPATIBLE) WITH KTY TEMPERATURE SENSOR POWER CONNECTOR ROTATABLE ABSOLUTE ENCODER ENDAT 2048 S/R (ENCODER A-2048) CONNECTOR ROTATABLE PLAIN SHAFT, W/O HOLDING BRAKE; ACC. TOLERANCE N VIBRATION SEVERITY GRADE A, DEGREE OF PROTECTION IP 64 | 4425 | TEM | 1 | MC | 9.804 | 1
1FT70645AF711MG2 | SIMOTICS S SYNCHRONOUS MOTOR 1FT7, M0=9NM (100K) NN=3000RPM, PN=2,39KW NATURAL AIR COOLING; FRAME SIZE IMB 5 (IM V1, IM V3) (1FT6 COMPATIBLE) WITH KTY TEMPERATURE SENSOR POWER CONNECTOR ROTATABLE ABSOLUTE ENCODER ENDAT 2048 S/R (ENCODER A-2048) CONNECTOR ROTATABLE PLAIN SHAFT, W/O HOLDING BRAKE; ACC. TOLERANCE N VIBRATION SEVERITY GRADE A, DEGREE OF PROTECTION IP 67 | 4601 | TEM | 1 | MC | 9.804 | 1
1FT70645AF711MH0 | SIMOTICS S SYNCHRONOUS MOTOR 1FT7, M0=9NM (100K) NN=3000RPM, PN=2,39KW NATURAL AIR COOLING; FRAME SIZE IMB 5 (IM V1, IM V3) (1FT6 COMPATIBLE) WITH KTY TEMPERATURE SENSOR POWER CONNECTOR ROTATABLE ABSOLUTE ENCODER ENDAT 2048 S/R (ENCODER A-2048) CONNECTOR ROTATABLE PLAIN SHAFT, WITH HOLDING BRAKE; ACCURACY TOLERANCE N VIBRATION SEVERITY GRADE A, DEGREE OF PROTECTION IP 64 | 5219 | TEM | 1 | MC | 11.103 | 1
1FT70645AF711MH2 | SIMOTICS S SYNCHRONOUS MOTOR 1FT7, M0=9NM (100K) NN=3000RPM, PN=2,39KW NATURAL AIR COOLING; FRAME SIZE IMB 5 (IM V1, IM V3) (1FT6 COMPATIBLE) WITH KTY TEMPERATURE SENSOR POWER CONNECTOR ROTATABLE ABSOLUTE ENCODER ENDAT 2048 S/R (ENCODER A-2048) CONNECTOR ROTATABLE PLAIN SHAFT, WITH HOLDING BRAKE; ACCURACY TOLERANCE N VIBRATION SEVERITY GRADE A, DEGREE OF PROTECTION IP 67 | 5395 | TEM | 1 | MC | 11.103 | 1
1FT70645AF711MK2 | SIMOTICS S SYNCHRONOUS MOTOR 1FT7, M0=9NM (100K) NN=3000RPM, PN=2,39KW NATURAL AIR COOLING; FRAME SIZE IMB 5 (IM V1, IM V3) (1FT6 COMPATIBLE) WITH KTY TEMPERATURE SENSOR POWER CONNECTOR ROTATABLE ABSOLUTE ENCODER ENDAT 2048 S/R (ENCODER A-2048) CONNECTOR ROTATABLE PLAIN SHAFT, W/O HOLDING BRAKE; ACC. TOLERANCE R VIBRATION SEVERITY GRADE A, DEGREE OF PROTECTION IP 67 | 4760 | TEM | 1 | MC | 9.804 | 1
1FT70645AF711ML1 | SIMOTICS S SYNCHRONOUS MOTOR 1FT7, M0=9NM (100K) NN=3000RPM, PN=2,39KW NATURAL AIR COOLING; FRAME SIZE IMB 5 (IM V1, IM V3) (1FT6 COMPATIBLE) WITH KTY TEMPERATURE SENSOR POWER CONNECTOR ROTATABLE ABSOLUTE ENCODER ENDAT 2048 S/R (ENCODER A-2048) CONNECTOR ROTATABLE PLAIN SHAFT, WITH HOLDING BRAKE; ACCURACY TOLERANCE R VIBRATION SEVERITY GRADE A, DEGREE OF PROTECTION IP 65 | 5472 | TEM | 1 | MC | 11.103 | 1
1FT70645AF711ML3 | SIMOTICS S SYNCHRONOUS MOTOR 1FT7, M0=9NM (100K) NN=3000RPM, PN=2,39KW NATURAL AIR COOLING; FRAME SIZE IMB 5 (IM V1, IM V3) (1FT6 COMPATIBLE) WITH KTY TEMPERATURE SENSOR POWER CONNECTOR ROTATABLE ABSOLUTE ENCODER ENDAT 2048 S/R (ENCODER A-2048) CONNECTOR ROTATABLE PLAIN SHAFT, WITH HOLDING BRAKE; ACCURACY TOLERANCE R VIBRATION SEVERITY GRADE A+R, DEGREE OF PROTECTION IP 64 | 5531 | TEM | 1 | MC | 11.103 | 1
1FT70645AF711NA0 | SIMOTICS S SYNCHRONOUS MOTOR 1FT7, M0=9NM (100K) NN=3000RPM, PN=2,39KW NATURAL AIR COOLING; FRAME SIZE IM B5 (1FT6 COMPATIBLE) WITH KTY TEMPERATURE SENSOR POWER CONNECTOR ROTATABLE INCREM. ENCODER SIN/COS 1VSS 2048 S/R (ENCODER I-2048) CONNECTOR ROTATABLE SHAFT WITH FITTED KEY; W/O HOLDING BRAKE; ACC. TOLERANCE N VIBRATION SEVERITY GRADE A, DEGREE OF PROTECTION IP 64 | 3671 | TEM | 1 | MC | 9.804 | 1
1FT70645AF711NA1 | SIMOTICS S SYNCHRONOUS MOTOR 1FT7, M0=9NM (100K) NN=3000RPM, PN=2,39KW NATURAL AIR COOLING; FRAME SIZE IM B5 (1FT6 COMPATIBLE) WITH KTY TEMPERATURE SENSOR POWER CONNECTOR ROTATABLE INCREM. ENCODER SIN/COS 1VSS 2048 S/R (ENCODER I-2048) CONNECTOR ROTATABLE SHAFT WITH FITTED KEY; W/O HOLDING BRAKE; ACC. TOLERANCE N VIBRATION SEVERITY GRADE A, DEGREE OF PROTECTION IP 65 | 3767 | TEM | 1 | MC | 9.804 | 1
1FT70645AF711NB0 | SIMOTICS S SYNCHRONOUS MOTOR 1FT7, M0=9NM (100K) NN=3000RPM, PN=2,39KW NATURAL AIR COOLING; FRAME SIZE IM B5 (1FT6 COMPATIBLE) WITH KTY TEMPERATURE SENSOR POWER CONNECTOR ROTATABLE INCREM. ENCODER SIN/COS 1VSS 2048 S/R (ENCODER I-2048) CONNECTOR ROTATABLE SHAFT WITH FITTED KEY; WITH HOLDING BRAKE; ACC. TOLERANCE N VIBRATION SEVERITY GRADE A, DEGREE OF PROTECTION IP 64 | 4465 | TEM | 1 | MC | 11.103 | 1
1FT70645AF711NB2 | SIMOTICS S SYNCHRONOUS MOTOR 1FT7, M0=9NM (100K) NN=3000RPM, PN=2,39KW NATURAL AIR COOLING; FRAME SIZE IM B5 (1FT6 COMPATIBLE) WITH KTY TEMPERATURE SENSOR POWER CONNECTOR ROTATABLE INCREM. ENCODER SIN/COS 1VSS 2048 S/R (ENCODER I-2048) CONNECTOR ROTATABLE SHAFT WITH FITTED KEY; WITH HOLDING BRAKE; ACC. TOLERANCE N VIBRATION SEVERITY GRADE A, DEGREE OF PROTECTION IP 67 | 4641 | TEM | 1 | MC | 11.103 | 1
1FT70645AF711NB4 | SIMOTICS S SYNCHRONOUS MOTOR 1FT7, M0=9NM (100K) NN=3000RPM, PN=2,39KW NATURAL AIR COOLING; FRAME SIZE IM B5 (1FT6 COMPATIBLE) WITH KTY TEMPERATURE SENSOR POWER CONNECTOR ROTATABLE INCREM. ENCODER SIN/COS 1VSS 2048 S/R (ENCODER I-2048) CONNECTOR ROTATABLE SHAFT WITH FITTED KEY; WITH HOLDING BRAKE; ACC. TOLERANCE N VIBRATION SEVERITY GRADE A+R, DEGREE OF PROTECTION IP 65 | 4717 | TEM | 1 | MC | 11.103 | 1
1FT70645AF711NG0 | SIMOTICS S SYNCHRONOUS MOTOR 1FT7, M0=9NM (100K) NN=3000RPM, PN=2,39KW NATURAL AIR COOLING; FRAME SIZE IM B5 (1FT6 COMPATIBLE) WITH KTY TEMPERATURE SENSOR POWER CONNECTOR ROTATABLE INCREM. ENCODER SIN/COS 1VSS 2048 S/R (ENCODER I-2048) CONNECTOR ROTATABLE PLAIN SHAFT, W/O HOLDING BRAKE; ACC. TOLERANCE N VIBRATION SEVERITY GRADE A, DEGREE OF PROTECTION IP 64 | 3671 | TEM | 1 | MC | 9.804 | 1
1FT70645AF711NG2 | SIMOTICS S SYNCHRONOUS MOTOR 1FT7, M0=9NM (100K) NN=3000RPM, PN=2,39KW NATURAL AIR COOLING; FRAME SIZE IM B5 (1FT6 COMPATIBLE) WITH KTY TEMPERATURE SENSOR POWER CONNECTOR ROTATABLE INCREM. ENCODER SIN/COS 1VSS 2048 S/R (ENCODER I-2048) CONNECTOR ROTATABLE PLAIN SHAFT, W/O HOLDING BRAKE; ACC. TOLERANCE N VIBRATION SEVERITY GRADE A, DEGREE OF PROTECTION IP 67 | 3847 | TEM | 1 | MC | 9.804 | 1
1FT70645AF711NH0 | SIMOTICS S SYNCHRONOUS MOTOR 1FT7, M0=9NM (100K) NN=3000RPM, PN=2,39KW NATURAL AIR COOLING; FRAME SIZE IM B5 (1FT6 COMPATIBLE) WITH KTY TEMPERATURE SENSOR POWER CONNECTOR ROTATABLE INCREM. ENCODER SIN/COS 1VSS 2048 S/R (ENCODER I-2048) CONNECTOR ROTATABLE PLAIN SHAFT, WITH HOLDING BRAKE; ACCURACY TOLERANCE N VIBRATION SEVERITY GRADE A, DEGREE OF PROTECTION IP 64 | 4465 | TEM | 1 | MC | 11.103 | 1
1FT70645AF711NH2 | SIMOTICS S SYNCHRONOUS MOTOR 1FT7, M0=9NM (100K) NN=3000RPM, PN=2,39KW NATURAL AIR COOLING; FRAME SIZE IM B5 (1FT6 COMPATIBLE) WITH KTY TEMPERATURE SENSOR POWER CONNECTOR ROTATABLE INCREM. ENCODER SIN/COS 1VSS 2048 S/R (ENCODER I-2048) CONNECTOR ROTATABLE PLAIN SHAFT, WITH HOLDING BRAKE; ACCURACY TOLERANCE N VIBRATION SEVERITY GRADE A, DEGREE OF PROTECTION IP 67 | 4641 | TEM | 1 | MC | 11.103 | 1
1FT70645AF711NK2 | SIMOTICS S SYNCHRONOUS MOTOR 1FT7, M0=9NM (100K) NN=3000RPM, PN=2,39KW NATURAL AIR COOLING; FRAME SIZE IM B5 (1FT6 COMPATIBLE) WITH KTY TEMPERATURE SENSOR POWER CONNECTOR ROTATABLE INCREM. ENCODER SIN/COS 1VSS 2048 S/R (ENCODER I-2048) CONNECTOR ROTATABLE PLAIN SHAFT, W/O HOLDING BRAKE; ACC. TOLERANCE R VIBRATION SEVERITY GRADE A, DEGREE OF PROTECTION IP 67 | 4006 | TEM | 1 | MC | 9.804 | 1
1FT70645AK701BA0 | SIMOTICS S SYNCHRONOUS MOTOR 1FT7, M0=9NM (100K) NN=6000RPM, PN=2,59KW NATURAL AIR COOLING; FRAME SIZE IMB 5 (IM V1, IM V3) FLANGE 0 POWER CONNECTOR ROTATABLE ABSOLUTE VALUE ENCODER SINGLETURN 24 BIT WITH DRIVE-CLIQ INTERFACE (ENCODER AS24DQI) SHAFT WITH FITTED KEY; W/O HOLDING BRAKE; ACC. TOLERANCE N VIBRATION SEVERITY GRADE A, DEGREE OF PROTECTION IP 64 | 4012 | TEM | 1 | MC | 9.804 | 1
1FT70645AK701BA2 | SIMOTICS S SYNCHRONOUS MOTOR 1FT7, M0=9NM (100K) NN=6000RPM, PN=2,59KW NATURAL AIR COOLING; FRAME SIZE IMB 5 (IM V1, IM V3) FLANGE 0 POWER CONNECTOR ROTATABLE ABSOLUTE VALUE ENCODER SINGLETURN 24 BIT WITH DRIVE-CLIQ INTERFACE (ENCODER AS24DQI) SHAFT WITH FITTED KEY; W/O HOLDING BRAKE; ACC. TOLERANCE N VIBRATION SEVERITY GRADE A, DEGREE OF PROTECTION IP 67 | 4187 | TEM | 1 | MC | 9.804 | 1
1FT70645AK701BA5 | SIMOTICS S SYNCHRONOUS MOTOR 1FT7, M0=9NM (100K) NN=6000RPM, PN=2,59KW NATURAL AIR COOLING; FRAME SIZE IMB 5 (IM V1, IM V3) FLANGE 0 POWER CONNECTOR ROTATABLE ABSOLUTE VALUE ENCODER SINGLETURN 24 BIT WITH DRIVE-CLIQ INTERFACE (ENCODER AS24DQI) SHAFT WITH FITTED KEY; W/O HOLDING BRAKE; ACC. TOLERANCE N VIBRATION SEVERITY GRADE A+R, DEGREE OF PROTECTION IP 67 | 4343 | TEM | 1 | MC | 9.804 | 1
1FT70645AK701BD1 | SIMOTICS S SYNCHRONOUS MOTOR 1FT7, M0=9NM (100K) NN=6000RPM, PN=2,59KW NATURAL AIR COOLING; FRAME SIZE IMB 5 (IM V1, IM V3) FLANGE 0 POWER CONNECTOR ROTATABLE ABSOLUTE VALUE ENCODER SINGLETURN 24 BIT WITH DRIVE-CLIQ INTERFACE (ENCODER AS24DQI) SHAFT WITH FITTED KEY; W/O HOLDING BRAKE; ACC. TOLERANCE R VIBRATION SEVERITY GRADE A, DEGREE OF PROTECTION IP 65 | 4267 | TEM | 1 | MC | 9.804 | 1
1FT70645AK701BG0 | SIMOTICS S SYNCHRONOUS MOTOR 1FT7, M0=9NM (100K) NN=6000RPM, PN=2,59KW NATURAL AIR COOLING; FRAME SIZE IMB 5 (IM V1, IM V3) FLANGE 0 POWER CONNECTOR ROTATABLE ABSOLUTE VALUE ENCODER SINGLETURN 24 BIT WITH DRIVE-CLIQ INTERFACE (ENCODER AS24DQI) PLAIN SHAFT, W/O HOLDING BRAKE; ACC. TOLERANCE N VIBRATION SEVERITY GRADE A, DEGREE OF PROTECTION IP 64 | 4012 | TEM | 1 | MC | 9.804 | 1
1FT70645AK701BG1 | SIMOTICS S SYNCHRONOUS MOTOR 1FT7, M0=9NM (100K) NN=6000RPM, PN=2,59KW NATURAL AIR COOLING; FRAME SIZE IMB 5 (IM V1, IM V3) FLANGE 0 POWER CONNECTOR ROTATABLE ABSOLUTE VALUE ENCODER SINGLETURN 24 BIT WITH DRIVE-CLIQ INTERFACE (ENCODER AS24DQI) PLAIN SHAFT, W/O HOLDING BRAKE; ACC. TOLERANCE N VIBRATION SEVERITY GRADE A, DEGREE OF PROTECTION IP 65 | 4108 | TEM | 1 | MC | 9.804 | 1
1FT70645AK701BG2 | SIMOTICS S SYNCHRONOUS MOTOR 1FT7, M0=9NM (100K) NN=6000RPM, PN=2,59KW NATURAL AIR COOLING; FRAME SIZE IMB 5 (IM V1, IM V3) FLANGE 0 POWER CONNECTOR ROTATABLE ABSOLUTE VALUE ENCODER SINGLETURN 24 BIT WITH DRIVE-CLIQ INTERFACE (ENCODER AS24DQI) PLAIN SHAFT, W/O HOLDING BRAKE; ACC. TOLERANCE N VIBRATION SEVERITY GRADE A, DEGREE OF PROTECTION IP 67 | 4187 | TEM | 1 | MC | 9.804 | 1
1FT70645AK701CA0 | SIMOTICS S SYNCHRONOUS MOTOR 1FT7, M0=9NM (100K) NN=6000RPM, PN=2,59KW NATURAL AIR COOLING; FRAME SIZE IMB 5 (IM V1, IM V3) FLANGE 0 POWER CONNECTOR ROTATABLE ABSOLUTE ENCODER 24 BITS + 12 BIT MULTITURN WITH DRIVE-CLIQ INTERFACE (ENCODER AM24DQI) SHAFT WITH FITTED KEY; W/O HOLDING BRAKE; ACC. TOLERANCE N VIBRATION SEVERITY GRADE A, DEGREE OF PROTECTION IP 64 | 4777 | TEM | 1 | MC | 9.804 | 1
1FT70645AK701CG2 | SIMOTICS S SYNCHRONOUS MOTOR 1FT7, M0=9NM (100K) NN=6000RPM, PN=2,59KW NATURAL AIR COOLING; FRAME SIZE IMB 5 (IM V1, IM V3) FLANGE 0 POWER CONNECTOR ROTATABLE ABSOLUTE ENCODER 24 BITS + 12 BIT MULTITURN WITH DRIVE-CLIQ INTERFACE (ENCODER AM24DQI) PLAIN SHAFT, W/O HOLDING BRAKE; ACC. TOLERANCE N VIBRATION SEVERITY GRADE A, DEGREE OF PROTECTION IP 67 | 4953 | TEM | 1 | MC | 9.804 | 1
1FT70645AK701CH0 | SIMOTICS S SYNCHRONOUS MOTOR 1FT7, M0=9NM (100K) NN=6000RPM, PN=2,59KW NATURAL AIR COOLING; FRAME SIZE IMB 5 (IM V1, IM V3) FLANGE 0 POWER CONNECTOR ROTATABLE ABSOLUTE ENCODER 24 BITS + 12 BIT MULTITURN WITH DRIVE-CLIQ INTERFACE (ENCODER AM24DQI) PLAIN SHAFT, WITH HOLDING BRAKE; ACCURACY TOLERANCE N VIBRATION SEVERITY GRADE A, DEGREE OF PROTECTION IP 64 | 5571 | TEM | 1 | MC | 11.103 | 1
1FT70645AK701CH1 | SIMOTICS S SYNCHRONOUS MOTOR 1FT7, M0=9NM (100K) NN=6000RPM, PN=2,59KW NATURAL AIR COOLING; FRAME SIZE IMB 5 (IM V1, IM V3) FLANGE 0 POWER CONNECTOR ROTATABLE ABSOLUTE ENCODER 24 BITS + 12 BIT MULTITURN WITH DRIVE-CLIQ INTERFACE (ENCODER AM24DQI) PLAIN SHAFT, WITH HOLDING BRAKE; ACCURACY TOLERANCE N VIBRATION SEVERITY GRADE A, DEGREE OF PROTECTION IP 65 | 5667 | TEM | 1 | MC | 11.103 | 1
1FT70645AK701DA0 | SIMOTICS S SYNCHRONOUS MOTOR 1FT7, M0=9NM (100K) NN=6000RPM, PN=2,59KW NATURAL AIR COOLING; FRAME SIZE IMB 5 (IM V1, IM V3) FLANGE 0 POWER CONNECTOR ROTATABLE INCREMENTAL ENCODER 2048 S/R WITH DRIVE-CLIQ INTERFACE (ENCODER I-2048) CONNECTOR ROTATABLE SHAFT WITH FITTED KEY; W/O HOLDING BRAKE; ACC. TOLERANCE N VIBRATION SEVERITY GRADE A, DEGREE OF PROTECTION IP 64 | 4092 | TEM | 1 | MC | 9.804 | 1
1FT70645AK701DA1 | SIMOTICS S SYNCHRONOUS MOTOR 1FT7, M0=9NM (100K) NN=6000RPM, PN=2,59KW NATURAL AIR COOLING; FRAME SIZE IMB 5 (IM V1, IM V3) FLANGE 0 POWER CONNECTOR ROTATABLE INCREMENTAL ENCODER 2048 S/R WITH DRIVE-CLIQ INTERFACE (ENCODER I-2048) CONNECTOR ROTATABLE SHAFT WITH FITTED KEY; W/O HOLDING BRAKE; ACC. TOLERANCE N VIBRATION SEVERITY GRADE A, DEGREE OF PROTECTION IP 65 | 4188 | TEM | 1 | MC | 9.804 | 1
1FT70645AK701DA5 | SIMOTICS S SYNCHRONOUS MOTOR 1FT7, M0=9NM (100K) NN=6000RPM, PN=2,59KW NATURAL AIR COOLING; FRAME SIZE IMB 5 (IM V1, IM V3) FLANGE 0 POWER CONNECTOR ROTATABLE INCREMENTAL ENCODER 2048 S/R WITH DRIVE-CLIQ INTERFACE (ENCODER I-2048) CONNECTOR ROTATABLE SHAFT WITH FITTED KEY; W/O HOLDING BRAKE; ACC. TOLERANCE N VIBRATION SEVERITY GRADE A+R, DEGREE OF PROTECTION IP 67 | 4424 | TEM | 1 | MC | 9.804 | 1
1FT70645AK701DB2 | SIMOTICS S SYNCHRONOUS MOTOR 1FT7, M0=9NM (100K) NN=6000RPM, PN=2,59KW NATURAL AIR COOLING; FRAME SIZE IMB 5 (IM V1, IM V3) FLANGE 0 POWER CONNECTOR ROTATABLE INCREMENTAL ENCODER 2048 S/R WITH DRIVE-CLIQ INTERFACE (ENCODER I-2048) CONNECTOR ROTATABLE SHAFT WITH FITTED KEY; WITH HOLDING BRAKE; ACC. TOLERANCE N VIBRATION SEVERITY GRADE A, DEGREE OF PROTECTION IP 67 | 5061 | TEM | 1 | MC | 11.103 | 1
1FT70645AK701DG0 | SIMOTICS S SYNCHRONOUS MOTOR 1FT7, M0=9NM (100K) NN=6000RPM, PN=2,59KW NATURAL AIR COOLING; FRAME SIZE IMB 5 (IM V1, IM V3) FLANGE 0 POWER CONNECTOR ROTATABLE INCREMENTAL ENCODER 2048 S/R WITH DRIVE-CLIQ INTERFACE (ENCODER I-2048) CONNECTOR ROTATABLE PLAIN SHAFT, W/O HOLDING BRAKE; ACC. TOLERANCE N VIBRATION SEVERITY GRADE A, DEGREE OF PROTECTION IP 64 | 4092 | TEM | 1 | MC | 9.804 | 1
1FT70645AK701DG1 | SIMOTICS S SYNCHRONOUS MOTOR 1FT7, M0=9NM (100K) NN=6000RPM, PN=2,59KW NATURAL AIR COOLING; FRAME SIZE IMB 5 (IM V1, IM V3) FLANGE 0 POWER CONNECTOR ROTATABLE INCREMENTAL ENCODER 2048 S/R WITH DRIVE-CLIQ INTERFACE (ENCODER I-2048) CONNECTOR ROTATABLE PLAIN SHAFT, W/O HOLDING BRAKE; ACC. TOLERANCE N VIBRATION SEVERITY GRADE A, DEGREE OF PROTECTION IP 65 | 4188 | TEM | 1 | MC | 9.804 | 1
1FT70645AK701DG2 | SIMOTICS S SYNCHRONOUS MOTOR 1FT7, M0=9NM (100K) NN=6000RPM, PN=2,59KW NATURAL AIR COOLING; FRAME SIZE IMB 5 (IM V1, IM V3) FLANGE 0 POWER CONNECTOR ROTATABLE INCREMENTAL ENCODER 2048 S/R WITH DRIVE-CLIQ INTERFACE (ENCODER I-2048) CONNECTOR ROTATABLE PLAIN SHAFT, W/O HOLDING BRAKE; ACC. TOLERANCE N VIBRATION SEVERITY GRADE A, DEGREE OF PROTECTION IP 67 | 4268 | TEM | 1 | MC | 9.804 | 1
1FT70645AK701FA0 | SIMOTICS S SYNCHRONOUS MOTOR 1FT7, M0=9NM (100K) NN=6000RPM, PN=2,59KW NATURAL AIR COOLING; FRAME SIZE IMB 5 (IM V1, IM V3) FLANGE 0 POWER CONNECTOR ROTATABLE ABSOLUTE ENCODER 22 BITS MULTI TURN WITH DRIVE-CLIQ INTERFACE (ENCODER AM-22-DQ) CONNECTOR ROTATABLE SHAFT WITH FITTED KEY; W/O HOLDING BRAKE; ACC. TOLERANCE N VIBRATION SEVERITY GRADE A, DEGREE OF PROTECTION IP 64 | 4857 | TEM | 1 | MC | 9.804 | 1
1FT70645AK701FA3 | SIMOTICS S SYNCHRONOUS MOTOR 1FT7, M0=9NM (100K) NN=6000RPM, PN=2,59KW NATURAL AIR COOLING; FRAME SIZE IMB 5 (IM V1, IM V3) FLANGE 0 POWER CONNECTOR ROTATABLE ABSOLUTE ENCODER 22 BITS MULTI TURN WITH DRIVE-CLIQ INTERFACE (ENCODER AM-22-DQ) CONNECTOR ROTATABLE SHAFT WITH FITTED KEY; W/O HOLDING BRAKE; ACC. TOLERANCE N VIBRATION SEVERITY GRADE A+R, DEGREE OF PROTECTION IP 64 | 5012 | TEM | 1 | MC | 9.804 | 1
1FT70645AK701FG1 | SIMOTICS S SYNCHRONOUS MOTOR 1FT7, M0=9NM (100K) NN=6000RPM, PN=2,59KW NATURAL AIR COOLING; FRAME SIZE IMB 5 (IM V1, IM V3) FLANGE 0 POWER CONNECTOR ROTATABLE ABSOLUTE ENCODER 22 BITS MULTI TURN WITH DRIVE-CLIQ INTERFACE (ENCODER AM-22-DQ) CONNECTOR ROTATABLE PLAIN SHAFT, W/O HOLDING BRAKE; ACC. TOLERANCE N VIBRATION SEVERITY GRADE A, DEGREE OF PROTECTION IP 65 | 4953 | TEM | 1 | MC | 9.804 | 1
1FT70645AK701FG2 | SIMOTICS S SYNCHRONOUS MOTOR 1FT7, M0=9NM (100K) NN=6000RPM, PN=2,59KW NATURAL AIR COOLING; FRAME SIZE IMB 5 (IM V1, IM V3) FLANGE 0 POWER CONNECTOR ROTATABLE ABSOLUTE ENCODER 22 BITS MULTI TURN WITH DRIVE-CLIQ INTERFACE (ENCODER AM-22-DQ) CONNECTOR ROTATABLE PLAIN SHAFT, W/O HOLDING BRAKE; ACC. TOLERANCE N VIBRATION SEVERITY GRADE A, DEGREE OF PROTECTION IP 67 | 5033 | TEM | 1 | MC | 9.804 | 1
1FT70645AK701FH0 | SIMOTICS S SYNCHRONOUS MOTOR 1FT7, M0=9NM (100K) NN=6000RPM, PN=2,59KW NATURAL AIR COOLING; FRAME SIZE IMB 5 (IM V1, IM V3) FLANGE 0 POWER CONNECTOR ROTATABLE ABSOLUTE ENCODER 22 BITS MULTI TURN WITH DRIVE-CLIQ INTERFACE (ENCODER AM-22-DQ) CONNECTOR ROTATABLE PLAIN SHAFT, WITH HOLDING BRAKE; ACCURACY TOLERANCE N VIBRATION SEVERITY GRADE A, DEGREE OF PROTECTION IP 64 | 5651 | TEM | 1 | MC | 11.103 | 1
1FT70645AK701FH1 | SIMOTICS S SYNCHRONOUS MOTOR 1FT7, M0=9NM (100K) NN=6000RPM, PN=2,59KW NATURAL AIR COOLING; FRAME SIZE IMB 5 (IM V1, IM V3) FLANGE 0 POWER CONNECTOR ROTATABLE ABSOLUTE ENCODER 22 BITS MULTI TURN WITH DRIVE-CLIQ INTERFACE (ENCODER AM-22-DQ) CONNECTOR ROTATABLE PLAIN SHAFT, WITH HOLDING BRAKE; ACCURACY TOLERANCE N VIBRATION SEVERITY GRADE A, DEGREE OF PROTECTION IP 65 | 5747 | TEM | 1 | MC | 11.103 | 1
1FT70645AK701FH4 | SIMOTICS S SYNCHRONOUS MOTOR 1FT7, M0=9NM (100K) NN=6000RPM, PN=2,59KW NATURAL AIR COOLING; FRAME SIZE IMB 5 (IM V1, IM V3) FLANGE 0 POWER CONNECTOR ROTATABLE ABSOLUTE ENCODER 22 BITS MULTI TURN WITH DRIVE-CLIQ INTERFACE (ENCODER AM-22-DQ) CONNECTOR ROTATABLE PLAIN SHAFT, WITH HOLDING BRAKE; ACCURACY TOLERANCE N VIBRATION SEVERITY GRADE A+R, DEGREE OF PROTECTION IP 65 | 5903 | TEM | 1 | MC | 11.103 | 1
1FT70645AK701MG1 | SIMOTICS S SYNCHRONOUS MOTOR 1FT7, M0=9NM (100K) NN=6000RPM, PN=2,59KW NATURAL AIR COOLING; FRAME SIZE IMB 5 (IM V1, IM V3) FLANGE (COMPACT) WITH KTY TEMPERATURE SENSOR POWER CONNECTOR ROTATABLE ABSOLUTE ENCODER ENDAT 2048 S/R (ENCODER A-2048) CONNECTOR ROTATABLE PLAIN SHAFT, W/O HOLDING BRAKE; ACC. TOLERANCE N VIBRATION SEVERITY GRADE A, DEGREE OF PROTECTION IP 65 | 4521 | TEM | 1 | MC | 9.804 | 1
1FT70645AK701MH0 | SIMOTICS S SYNCHRONOUS MOTOR 1FT7, M0=9NM (100K) NN=6000RPM, PN=2,59KW NATURAL AIR COOLING; FRAME SIZE IMB 5 (IM V1, IM V3) FLANGE (COMPACT) WITH KTY TEMPERATURE SENSOR POWER CONNECTOR ROTATABLE ABSOLUTE ENCODER ENDAT 2048 S/R (ENCODER A-2048) CONNECTOR ROTATABLE PLAIN SHAFT, WITH HOLDING BRAKE; ACCURACY TOLERANCE N VIBRATION SEVERITY GRADE A, DEGREE OF PROTECTION IP 64 | 5219 | TEM | 1 | MC | 11.103 | 1
1FT70645AK701NA1 | SIMOTICS S SYNCHRONOUS MOTOR 1FT7, M0=9NM (100K) NN=6000RPM, PN=2,59KW NATURAL AIR COOLING; FRAME SIZE IMB 5 (IM V1, IM V3) FLANGE (COMPACT) WITH KTY TEMPERATURE SENSOR POWER CONNECTOR ROTATABLE INCREM. ENCODER SIN/COS 1VSS 2048 S/R (ENCODER I-2048) CONNECTOR ROTATABLE SHAFT WITH FITTED KEY; W/O HOLDING BRAKE; ACC. TOLERANCE N VIBRATION SEVERITY GRADE A, DEGREE OF PROTECTION IP 65 | 3767 | TEM | 1 | MC | 9.804 | 1
1FT70645AK701NG0 | SIMOTICS S SYNCHRONOUS MOTOR 1FT7, M0=9NM (100K) NN=6000RPM, PN=2,59KW NATURAL AIR COOLING; FRAME SIZE IMB 5 (IM V1, IM V3) FLANGE (COMPACT) WITH KTY TEMPERATURE SENSOR POWER CONNECTOR ROTATABLE INCREM. ENCODER SIN/COS 1VSS 2048 S/R (ENCODER I-2048) CONNECTOR ROTATABLE PLAIN SHAFT, W/O HOLDING BRAKE; ACC. TOLERANCE N VIBRATION SEVERITY GRADE A, DEGREE OF PROTECTION IP 64 | 3671 | TEM | 1 | MC | 9.804 | 1
1FT70645AK701NG2 | SIMOTICS S SYNCHRONOUS MOTOR 1FT7, M0=9NM (100K) NN=6000RPM, PN=2,59KW NATURAL AIR COOLING; FRAME SIZE IMB 5 (IM V1, IM V3) FLANGE (COMPACT) WITH KTY TEMPERATURE SENSOR POWER CONNECTOR ROTATABLE INCREM. ENCODER SIN/COS 1VSS 2048 S/R (ENCODER I-2048) CONNECTOR ROTATABLE PLAIN SHAFT, W/O HOLDING BRAKE; ACC. TOLERANCE N VIBRATION SEVERITY GRADE A, DEGREE OF PROTECTION IP 67 | 3847 | TEM | 1 | MC | 9.804 | 1
1FT70645AK711BA1 | SIMOTICS S SYNCHRONOUS MOTOR 1FT7, M0=9NM (100K) NN=6000RPM, PN=2,59KW NATURAL AIR COOLING; FRAME SIZE IMB 5 (IM V1, IM V3) FLANGE 1 (1FT6 COMPATIBLE) POWER CONNECTOR ROTATABLE ABSOLUTE VALUE ENCODER SINGLETURN 24 BIT WITH DRIVE-CLIQ INTERFACE (ENCODER AS24DQI) SHAFT WITH FITTED KEY; W/O HOLDING BRAKE; ACC. TOLERANCE N VIBRATION SEVERITY GRADE A, DEGREE OF PROTECTION IP 65 | 4108 | TEM | 1 | MC | 9.804 | 1
1FT70645AK711BA2 | SIMOTICS S SYNCHRONOUS MOTOR 1FT7, M0=9NM (100K) NN=6000RPM, PN=2,59KW NATURAL AIR COOLING; FRAME SIZE IMB 5 (IM V1, IM V3) FLANGE 1 (1FT6 COMPATIBLE) POWER CONNECTOR ROTATABLE ABSOLUTE VALUE ENCODER SINGLETURN 24 BIT WITH DRIVE-CLIQ INTERFACE (ENCODER AS24DQI) SHAFT WITH FITTED KEY; W/O HOLDING BRAKE; ACC. TOLERANCE N VIBRATION SEVERITY GRADE A, DEGREE OF PROTECTION IP 67 | 4187 | TEM | 1 | MC | 9.804 | 1
1FT70645AK711BA3 | SIMOTICS S SYNCHRONOUS MOTOR 1FT7, M0=9NM (100K) NN=6000RPM, PN=2,59KW NATURAL AIR COOLING; FRAME SIZE IMB 5 (IM V1, IM V3) FLANGE 1 (1FT6 COMPATIBLE) POWER CONNECTOR ROTATABLE ABSOLUTE VALUE ENCODER SINGLETURN 24 BIT WITH DRIVE-CLIQ INTERFACE (ENCODER AS24DQI) SHAFT WITH FITTED KEY; W/O HOLDING BRAKE; ACC. TOLERANCE N VIBRATION SEVERITY GRADE A+R, DEGREE OF PROTECTION IP 64 | 4167 | TEM | 1 | MC | 9.804 | 1
1FT70645AK711BB0 | SIMOTICS S SYNCHRONOUS MOTOR 1FT7, M0=9NM (100K) NN=6000RPM, PN=2,59KW NATURAL AIR COOLING; FRAME SIZE IMB 5 (IM V1, IM V3) FLANGE 1 (1FT6 COMPATIBLE) POWER CONNECTOR ROTATABLE ABSOLUTE VALUE ENCODER SINGLETURN 24 BIT WITH DRIVE-CLIQ INTERFACE (ENCODER AS24DQI) SHAFT WITH FITTED KEY; WITH HOLDING BRAKE; ACC. TOLERANCE N VIBRATION SEVERITY GRADE A, DEGREE OF PROTECTION IP 64 | 4806 | TEM | 1 | MC | 11.103 | 1
1FT70645AK711BB1 | SIMOTICS S SYNCHRONOUS MOTOR 1FT7, M0=9NM (100K) NN=6000RPM, PN=2,59KW NATURAL AIR COOLING; FRAME SIZE IMB 5 (IM V1, IM V3) FLANGE 1 (1FT6 COMPATIBLE) POWER CONNECTOR ROTATABLE ABSOLUTE VALUE ENCODER SINGLETURN 24 BIT WITH DRIVE-CLIQ INTERFACE (ENCODER AS24DQI) SHAFT WITH FITTED KEY; WITH HOLDING BRAKE; ACC. TOLERANCE N VIBRATION SEVERITY GRADE A, DEGREE OF PROTECTION IP 65 | 4902 | TEM | 1 | MC | 11.103 | 1
1FT70645AK711BD1 | SIMOTICS S SYNCHRONOUS MOTOR 1FT7, M0=9NM (100K) NN=6000RPM, PN=2,59KW NATURAL AIR COOLING; FRAME SIZE IMB 5 (IM V1, IM V3) FLANGE 1 (1FT6 COMPATIBLE) POWER CONNECTOR ROTATABLE ABSOLUTE VALUE ENCODER SINGLETURN 24 BIT WITH DRIVE-CLIQ INTERFACE (ENCODER AS24DQI) SHAFT WITH FITTED KEY; W/O HOLDING BRAKE; ACC. TOLERANCE R VIBRATION SEVERITY GRADE A, DEGREE OF PROTECTION IP 65 | 4267 | TEM | 1 | MC | 9.804 | 1
1FT70645AK711BD3 | SIMOTICS S SYNCHRONOUS MOTOR 1FT7, M0=9NM (100K) NN=6000RPM, PN=2,59KW NATURAL AIR COOLING; FRAME SIZE IMB 5 (IM V1, IM V3) FLANGE 1 (1FT6 COMPATIBLE) POWER CONNECTOR ROTATABLE ABSOLUTE VALUE ENCODER SINGLETURN 24 BIT WITH DRIVE-CLIQ INTERFACE (ENCODER AS24DQI) SHAFT WITH FITTED KEY; W/O HOLDING BRAKE; ACC. TOLERANCE R VIBRATION SEVERITY GRADE A+R, DEGREE OF PROTECTION IP 64 | 4326 | TEM | 1 | MC | 9.804 | 1
1FT70645AK711BD5 | SIMOTICS S SYNCHRONOUS MOTOR 1FT7, M0=9NM (100K) NN=6000RPM, PN=2,59KW NATURAL AIR COOLING; FRAME SIZE IMB 5 (IM V1, IM V3) FLANGE 1 (1FT6 COMPATIBLE) POWER CONNECTOR ROTATABLE ABSOLUTE VALUE ENCODER SINGLETURN 24 BIT WITH DRIVE-CLIQ INTERFACE (ENCODER AS24DQI) SHAFT WITH FITTED KEY; W/O HOLDING BRAKE; ACC. TOLERANCE R VIBRATION SEVERITY GRADE A+R, DEGREE OF PROTECTION IP 67 | 4503 | TEM | 1 | MC | 9.804 | 1
1FT70645AK711BG0 | SIMOTICS S SYNCHRONOUS MOTOR 1FT7, M0=9NM (100K) NN=6000RPM, PN=2,59KW NATURAL AIR COOLING; FRAME SIZE IMB 5 (IM V1, IM V3) FLANGE 1 (1FT6 COMPATIBLE) POWER CONNECTOR ROTATABLE ABSOLUTE VALUE ENCODER SINGLETURN 24 BIT WITH DRIVE-CLIQ INTERFACE (ENCODER AS24DQI) PLAIN SHAFT, W/O HOLDING BRAKE; ACC. TOLERANCE N VIBRATION SEVERITY GRADE A, DEGREE OF PROTECTION IP 64 | 4012 | TEM | 1 | MC | 9.804 | 1
1FT70645AK711BG1 | SIMOTICS S SYNCHRONOUS MOTOR 1FT7, M0=9NM (100K) NN=6000RPM, PN=2,59KW NATURAL AIR COOLING; FRAME SIZE IMB 5 (IM V1, IM V3) FLANGE 1 (1FT6 COMPATIBLE) POWER CONNECTOR ROTATABLE ABSOLUTE VALUE ENCODER SINGLETURN 24 BIT WITH DRIVE-CLIQ INTERFACE (ENCODER AS24DQI) PLAIN SHAFT, W/O HOLDING BRAKE; ACC. TOLERANCE N VIBRATION SEVERITY GRADE A, DEGREE OF PROTECTION IP 65 | 4108 | TEM | 1 | MC | 9.804 | 1
1FT70645AK711BG2 | SIMOTICS S SYNCHRONOUS MOTOR 1FT7, M0=9NM (100K) NN=6000RPM, PN=2,59KW NATURAL AIR COOLING; FRAME SIZE IMB 5 (IM V1, IM V3) FLANGE 1 (1FT6 COMPATIBLE) POWER CONNECTOR ROTATABLE ABSOLUTE VALUE ENCODER SINGLETURN 24 BIT WITH DRIVE-CLIQ INTERFACE (ENCODER AS24DQI) PLAIN SHAFT, W/O HOLDING BRAKE; ACC. TOLERANCE N VIBRATION SEVERITY GRADE A, DEGREE OF PROTECTION IP 67 | 4187 | TEM | 1 | MC | 9.804 | 1
1FT70645AK711BG4 | SIMOTICS S SYNCHRONOUS MOTOR 1FT7, M0=9NM (100K) NN=6000RPM, PN=2,59KW NATURAL AIR COOLING; FRAME SIZE IMB 5 (IM V1, IM V3) FLANGE 1 (1FT6 COMPATIBLE) POWER CONNECTOR ROTATABLE ABSOLUTE VALUE ENCODER SINGLETURN 24 BIT WITH DRIVE-CLIQ INTERFACE (ENCODER AS24DQI) PLAIN SHAFT, W/O HOLDING BRAKE; ACC. TOLERANCE N VIBRATION SEVERITY GRADE A+R, DEGREE OF PROTECTION IP 65 | 4264 | TEM | 1 | MC | 9.804 | 1
1FT70645AK711BH1 | SIMOTICS S SYNCHRONOUS MOTOR 1FT7, M0=9NM (100K) NN=6000RPM, PN=2,59KW NATURAL AIR COOLING; FRAME SIZE IMB 5 (IM V1, IM V3) FLANGE 1 (1FT6 COMPATIBLE) POWER CONNECTOR ROTATABLE ABSOLUTE VALUE ENCODER SINGLETURN 24 BIT WITH DRIVE-CLIQ INTERFACE (ENCODER AS24DQI) PLAIN SHAFT, WITH HOLDING BRAKE; ACCURACY TOLERANCE N VIBRATION SEVERITY GRADE A, DEGREE OF PROTECTION IP 65 | 4902 | TEM | 1 | MC | 11.103 | 1
1FT70645AK711BK5 | SIMOTICS S SYNCHRONOUS MOTOR 1FT7, M0=9NM (100K) NN=6000RPM, PN=2,59KW NATURAL AIR COOLING; FRAME SIZE IMB 5 (IM V1, IM V3) FLANGE 1 (1FT6 COMPATIBLE) POWER CONNECTOR ROTATABLE ABSOLUTE VALUE ENCODER SINGLETURN 24 BIT WITH DRIVE-CLIQ INTERFACE (ENCODER AS24DQI) PLAIN SHAFT, W/O HOLDING BRAKE; ACC. TOLERANCE R VIBRATION SEVERITY GRADE A+R, DEGREE OF PROTECTION IP 67 | 4503 | TEM | 1 | MC | 9.804 | 1
1FT70645AK711CA0 | SIMOTICS S SYNCHRONOUS MOTOR 1FT7, M0=9NM (100K) NN=6000RPM, PN=2,59KW NATURAL AIR COOLING; FRAME SIZE IMB 5 (IM V1, IM V3) FLANGE 1 (1FT6 COMPATIBLE) POWER CONNECTOR ROTATABLE ABSOLUTE ENCODER 24 BITS + 12 BIT MULTITURN WITH DRIVE-CLIQ INTERFACE (ENCODER AM24DQI) SHAFT WITH FITTED KEY; W/O HOLDING BRAKE; ACC. TOLERANCE N VIBRATION SEVERITY GRADE A, DEGREE OF PROTECTION IP 64 | 4777 | TEM | 1 | MC | 9.804 | 1
1FT70645AK711CA1 | SIMOTICS S SYNCHRONOUS MOTOR 1FT7, M0=9NM (100K) NN=6000RPM, PN=2,59KW NATURAL AIR COOLING; FRAME SIZE IMB 5 (IM V1, IM V3) FLANGE 1 (1FT6 COMPATIBLE) POWER CONNECTOR ROTATABLE ABSOLUTE ENCODER 24 BITS + 12 BIT MULTITURN WITH DRIVE-CLIQ INTERFACE (ENCODER AM24DQI) SHAFT WITH FITTED KEY; W/O HOLDING BRAKE; ACC. TOLERANCE N VIBRATION SEVERITY GRADE A, DEGREE OF PROTECTION IP 65 | 4873 | TEM | 1 | MC | 9.804 | 1
1FT70645AK711CA2 | SIMOTICS S SYNCHRONOUS MOTOR 1FT7, M0=9NM (100K) NN=6000RPM, PN=2,59KW NATURAL AIR COOLING; FRAME SIZE IMB 5 (IM V1, IM V3) FLANGE 1 (1FT6 COMPATIBLE) POWER CONNECTOR ROTATABLE ABSOLUTE ENCODER 24 BITS + 12 BIT MULTITURN WITH DRIVE-CLIQ INTERFACE (ENCODER AM24DQI) SHAFT WITH FITTED KEY; W/O HOLDING BRAKE; ACC. TOLERANCE N VIBRATION SEVERITY GRADE A, DEGREE OF PROTECTION IP 67 | 4953 | TEM | 1 | MC | 9.804 | 1
1FT70645AK711CB0 | SIMOTICS S SYNCHRONOUS MOTOR 1FT7, M0=9NM (100K) NN=6000RPM, PN=2,59KW NATURAL AIR COOLING; FRAME SIZE IMB 5 (IM V1, IM V3) FLANGE 1 (1FT6 COMPATIBLE) POWER CONNECTOR ROTATABLE ABSOLUTE ENCODER 24 BITS + 12 BIT MULTITURN WITH DRIVE-CLIQ INTERFACE (ENCODER AM24DQI) SHAFT WITH FITTED KEY; WITH HOLDING BRAKE; ACC. TOLERANCE N VIBRATION SEVERITY GRADE A, DEGREE OF PROTECTION IP 64 | 5571 | TEM | 1 | MC | 11.103 | 1
1FT70645AK711CB1 | SIMOTICS S SYNCHRONOUS MOTOR 1FT7, M0=9NM (100K) NN=6000RPM, PN=2,59KW NATURAL AIR COOLING; FRAME SIZE IMB 5 (IM V1, IM V3) FLANGE 1 (1FT6 COMPATIBLE) POWER CONNECTOR ROTATABLE ABSOLUTE ENCODER 24 BITS + 12 BIT MULTITURN WITH DRIVE-CLIQ INTERFACE (ENCODER AM24DQI) SHAFT WITH FITTED KEY; WITH HOLDING BRAKE; ACC. TOLERANCE N VIBRATION SEVERITY GRADE A, DEGREE OF PROTECTION IP 65 | 5667 | TEM | 1 | MC | 11.103 | 1
1FT70645AK711CG0 | SIMOTICS S SYNCHRONOUS MOTOR 1FT7, M0=9NM (100K) NN=6000RPM, PN=2,59KW NATURAL AIR COOLING; FRAME SIZE IMB 5 (IM V1, IM V3) FLANGE 1 (1FT6 COMPATIBLE) POWER CONNECTOR ROTATABLE ABSOLUTE ENCODER 24 BITS + 12 BIT MULTITURN WITH DRIVE-CLIQ INTERFACE (ENCODER AM24DQI) PLAIN SHAFT, W/O HOLDING BRAKE; ACC. TOLERANCE N VIBRATION SEVERITY GRADE A, DEGREE OF PROTECTION IP 64 | 4777 | TEM | 1 | MC | 9.804 | 1
1FT70645AK711CG1 | SIMOTICS S SYNCHRONOUS MOTOR 1FT7, M0=9NM (100K) NN=6000RPM, PN=2,59KW NATURAL AIR COOLING; FRAME SIZE IMB 5 (IM V1, IM V3) FLANGE 1 (1FT6 COMPATIBLE) POWER CONNECTOR ROTATABLE ABSOLUTE ENCODER 24 BITS + 12 BIT MULTITURN WITH DRIVE-CLIQ INTERFACE (ENCODER AM24DQI) PLAIN SHAFT, W/O HOLDING BRAKE; ACC. TOLERANCE N VIBRATION SEVERITY GRADE A, DEGREE OF PROTECTION IP 65 | 4873 | TEM | 1 | MC | 9.804 | 1
1FT70645AK711CG2 | SIMOTICS S SYNCHRONOUS MOTOR 1FT7, M0=9NM (100K) NN=6000RPM, PN=2,59KW NATURAL AIR COOLING; FRAME SIZE IMB 5 (IM V1, IM V3) FLANGE 1 (1FT6 COMPATIBLE) POWER CONNECTOR ROTATABLE ABSOLUTE ENCODER 24 BITS + 12 BIT MULTITURN WITH DRIVE-CLIQ INTERFACE (ENCODER AM24DQI) PLAIN SHAFT, W/O HOLDING BRAKE; ACC. TOLERANCE N VIBRATION SEVERITY GRADE A, DEGREE OF PROTECTION IP 67 | 4953 | TEM | 1 | MC | 9.804 | 1
1FT70645AK711CG5 | SIMOTICS S SYNCHRONOUS MOTOR 1FT7, M0=9NM (100K) NN=6000RPM, PN=2,59KW NATURAL AIR COOLING; FRAME SIZE IMB 5 (IM V1, IM V3) FLANGE 1 (1FT6 COMPATIBLE) POWER CONNECTOR ROTATABLE ABSOLUTE ENCODER 24 BITS + 12 BIT MULTITURN WITH DRIVE-CLIQ INTERFACE (ENCODER AM24DQI) PLAIN SHAFT, W/O HOLDING BRAKE; ACC. TOLERANCE N VIBRATION SEVERITY GRADE A+R, DEGREE OF PROTECTION IP 67 | 5108 | TEM | 1 | MC | 9.804 | 1
1FT70645AK711CH0 | SIMOTICS S SYNCHRONOUS MOTOR 1FT7, M0=9NM (100K) NN=6000RPM, PN=2,59KW NATURAL AIR COOLING; FRAME SIZE IMB 5 (IM V1, IM V3) FLANGE 1 (1FT6 COMPATIBLE) POWER CONNECTOR ROTATABLE ABSOLUTE ENCODER 24 BITS + 12 BIT MULTITURN WITH DRIVE-CLIQ INTERFACE (ENCODER AM24DQI) PLAIN SHAFT, WITH HOLDING BRAKE; ACCURACY TOLERANCE N VIBRATION SEVERITY GRADE A, DEGREE OF PROTECTION IP 64 | 5571 | TEM | 1 | MC | 11.103 | 1
1FT70645AK711CH1 | SIMOTICS S SYNCHRONOUS MOTOR 1FT7, M0=9NM (100K) NN=6000RPM, PN=2,59KW NATURAL AIR COOLING; FRAME SIZE IMB 5 (IM V1, IM V3) FLANGE 1 (1FT6 COMPATIBLE) POWER CONNECTOR ROTATABLE ABSOLUTE ENCODER 24 BITS + 12 BIT MULTITURN WITH DRIVE-CLIQ INTERFACE (ENCODER AM24DQI) PLAIN SHAFT, WITH HOLDING BRAKE; ACCURACY TOLERANCE N VIBRATION SEVERITY GRADE A, DEGREE OF PROTECTION IP 65 | 5667 | TEM | 1 | MC | 11.103 | 1
1FT70645AK711DA0 | SIMOTICS S SYNCHRONOUS MOTOR 1FT7, M0=9NM (100K) NN=6000RPM, PN=2,59KW NATURAL AIR COOLING; FRAME SIZE IMB 5 (IM V1, IM V3) FLANGE 1 (1FT6 COMPATIBLE) POWER CONNECTOR ROTATABLE INCREMENTAL ENCODER 2048 S/R WITH DRIVE-CLIQ INTERFACE (ENCODER I-2048) CONNECTOR ROTATABLE SHAFT WITH FITTED KEY; W/O HOLDING BRAKE; ACC. TOLERANCE N VIBRATION SEVERITY GRADE A, DEGREE OF PROTECTION IP 64 | 4092 | TEM | 1 | MC | 9.804 | 1
1FT70645AK711DA1 | SIMOTICS S SYNCHRONOUS MOTOR 1FT7, M0=9NM (100K) NN=6000RPM, PN=2,59KW NATURAL AIR COOLING; FRAME SIZE IMB 5 (IM V1, IM V3) FLANGE 1 (1FT6 COMPATIBLE) POWER CONNECTOR ROTATABLE INCREMENTAL ENCODER 2048 S/R WITH DRIVE-CLIQ INTERFACE (ENCODER I-2048) CONNECTOR ROTATABLE SHAFT WITH FITTED KEY; W/O HOLDING BRAKE; ACC. TOLERANCE N VIBRATION SEVERITY GRADE A, DEGREE OF PROTECTION IP 65 | 4188 | TEM | 1 | MC | 9.804 | 1
1FT70645AK711DA2 | SIMOTICS S SYNCHRONOUS MOTOR 1FT7, M0=9NM (100K) NN=6000RPM, PN=2,59KW NATURAL AIR COOLING; FRAME SIZE IMB 5 (IM V1, IM V3) FLANGE 1 (1FT6 COMPATIBLE) POWER CONNECTOR ROTATABLE INCREMENTAL ENCODER 2048 S/R WITH DRIVE-CLIQ INTERFACE (ENCODER I-2048) CONNECTOR ROTATABLE SHAFT WITH FITTED KEY; W/O HOLDING BRAKE; ACC. TOLERANCE N VIBRATION SEVERITY GRADE A, DEGREE OF PROTECTION IP 67 | 4268 | TEM | 1 | MC | 9.804 | 1
1FT70645AK711DB0 | SIMOTICS S SYNCHRONOUS MOTOR 1FT7, M0=9NM (100K) NN=6000RPM, PN=2,59KW NATURAL AIR COOLING; FRAME SIZE IMB 5 (IM V1, IM V3) FLANGE 1 (1FT6 COMPATIBLE) POWER CONNECTOR ROTATABLE INCREMENTAL ENCODER 2048 S/R WITH DRIVE-CLIQ INTERFACE (ENCODER I-2048) CONNECTOR ROTATABLE SHAFT WITH FITTED KEY; WITH HOLDING BRAKE; ACC. TOLERANCE N VIBRATION SEVERITY GRADE A, DEGREE OF PROTECTION IP 64 | 4886 | TEM | 1 | MC | 11.103 | 1
1FT70645AK711DD3 | SIMOTICS S SYNCHRONOUS MOTOR 1FT7, M0=9NM (100K) NN=6000RPM, PN=2,59KW NATURAL AIR COOLING; FRAME SIZE IMB 5 (IM V1, IM V3) FLANGE 1 (1FT6 COMPATIBLE) POWER CONNECTOR ROTATABLE INCREMENTAL ENCODER 2048 S/R WITH DRIVE-CLIQ INTERFACE (ENCODER I-2048) CONNECTOR ROTATABLE SHAFT WITH FITTED KEY; W/O HOLDING BRAKE; ACC. TOLERANCE R VIBRATION SEVERITY GRADE A+R, DEGREE OF PROTECTION IP 64 | 4406 | TEM | 1 | MC | 9.804 | 1
1FT70645AK711DG0 | SIMOTICS S SYNCHRONOUS MOTOR 1FT7, M0=9NM (100K) NN=6000RPM, PN=2,59KW NATURAL AIR COOLING; FRAME SIZE IMB 5 (IM V1, IM V3) FLANGE 1 (1FT6 COMPATIBLE) POWER CONNECTOR ROTATABLE INCREMENTAL ENCODER 2048 S/R WITH DRIVE-CLIQ INTERFACE (ENCODER I-2048) CONNECTOR ROTATABLE PLAIN SHAFT, W/O HOLDING BRAKE; ACC. TOLERANCE N VIBRATION SEVERITY GRADE A, DEGREE OF PROTECTION IP 64 | 4092 | TEM | 1 | MC | 9.804 | 1
1FT70645AK711DG1 | SIMOTICS S SYNCHRONOUS MOTOR 1FT7, M0=9NM (100K) NN=6000RPM, PN=2,59KW NATURAL AIR COOLING; FRAME SIZE IMB 5 (IM V1, IM V3) FLANGE 1 (1FT6 COMPATIBLE) POWER CONNECTOR ROTATABLE INCREMENTAL ENCODER 2048 S/R WITH DRIVE-CLIQ INTERFACE (ENCODER I-2048) CONNECTOR ROTATABLE PLAIN SHAFT, W/O HOLDING BRAKE; ACC. TOLERANCE N VIBRATION SEVERITY GRADE A, DEGREE OF PROTECTION IP 65 | 4188 | TEM | 1 | MC | 9.804 | 1
1FT70645AK711DG2 | SIMOTICS S SYNCHRONOUS MOTOR 1FT7, M0=9NM (100K) NN=6000RPM, PN=2,59KW NATURAL AIR COOLING; FRAME SIZE IMB 5 (IM V1, IM V3) FLANGE 1 (1FT6 COMPATIBLE) POWER CONNECTOR ROTATABLE INCREMENTAL ENCODER 2048 S/R WITH DRIVE-CLIQ INTERFACE (ENCODER I-2048) CONNECTOR ROTATABLE PLAIN SHAFT, W/O HOLDING BRAKE; ACC. TOLERANCE N VIBRATION SEVERITY GRADE A, DEGREE OF PROTECTION IP 67 | 4268 | TEM | 1 | MC | 9.804 | 1
1FT70645AK711DH2 | SIMOTICS S SYNCHRONOUS MOTOR 1FT7, M0=9NM (100K) NN=6000RPM, PN=2,59KW NATURAL AIR COOLING; FRAME SIZE IMB 5 (IM V1, IM V3) FLANGE 1 (1FT6 COMPATIBLE) POWER CONNECTOR ROTATABLE INCREMENTAL ENCODER 2048 S/R WITH DRIVE-CLIQ INTERFACE (ENCODER I-2048) CONNECTOR ROTATABLE PLAIN SHAFT, WITH HOLDING BRAKE; ACCURACY TOLERANCE N VIBRATION SEVERITY GRADE A, DEGREE OF PROTECTION IP 67 | 5061 | TEM | 1 | MC | 11.103 | 1
1FT70645AK711DK2 | SIMOTICS S SYNCHRONOUS MOTOR 1FT7, M0=9NM (100K) NN=6000RPM, PN=2,59KW NATURAL AIR COOLING; FRAME SIZE IMB 5 (IM V1, IM V3) FLANGE 1 (1FT6 COMPATIBLE) POWER CONNECTOR ROTATABLE INCREMENTAL ENCODER 2048 S/R WITH DRIVE-CLIQ INTERFACE (ENCODER I-2048) CONNECTOR ROTATABLE PLAIN SHAFT, W/O HOLDING BRAKE; ACC. TOLERANCE R VIBRATION SEVERITY GRADE A, DEGREE OF PROTECTION IP 67 | 4427 | TEM | 1 | MC | 9.804 | 1
1FT70645AK711DK4 | SIMOTICS S SYNCHRONOUS MOTOR 1FT7, M0=9NM (100K) NN=6000RPM, PN=2,59KW NATURAL AIR COOLING; FRAME SIZE IMB 5 (IM V1, IM V3) FLANGE 1 (1FT6 COMPATIBLE) POWER CONNECTOR ROTATABLE INCREMENTAL ENCODER 2048 S/R WITH DRIVE-CLIQ INTERFACE (ENCODER I-2048) CONNECTOR ROTATABLE PLAIN SHAFT, W/O HOLDING BRAKE; ACC. TOLERANCE R VIBRATION SEVERITY GRADE A+R, DEGREE OF PROTECTION IP 65 | 4503 | TEM | 1 | MC | 9.804 | 1
1FT70645AK711FA0 | SIMOTICS S SYNCHRONOUS MOTOR 1FT7, M0=9NM (100K) NN=6000RPM, PN=2,59KW NATURAL AIR COOLING; FRAME SIZE IMB 5 (IM V1, IM V3) FLANGE 1 (1FT6 COMPATIBLE) POWER CONNECTOR ROTATABLE ABSOLUTE ENCODER 22 BITS MULTI TURN WITH DRIVE-CLIQ INTERFACE (ENCODER AM-22-DQ) CONNECTOR ROTATABLE SHAFT WITH FITTED KEY; W/O HOLDING BRAKE; ACC. TOLERANCE N VIBRATION SEVERITY GRADE A, DEGREE OF PROTECTION IP 64 | 4857 | TEM | 1 | MC | 9.804 | 1
1FT70645AK711FA1 | SIMOTICS S SYNCHRONOUS MOTOR 1FT7, M0=9NM (100K) NN=6000RPM, PN=2,59KW NATURAL AIR COOLING; FRAME SIZE IMB 5 (IM V1, IM V3) FLANGE 1 (1FT6 COMPATIBLE) POWER CONNECTOR ROTATABLE ABSOLUTE ENCODER 22 BITS MULTI TURN WITH DRIVE-CLIQ INTERFACE (ENCODER AM-22-DQ) CONNECTOR ROTATABLE SHAFT WITH FITTED KEY; W/O HOLDING BRAKE; ACC. TOLERANCE N VIBRATION SEVERITY GRADE A, DEGREE OF PROTECTION IP 65 | 4953 | TEM | 1 | MC | 9.804 | 1
1FT70645AK711FB1 | SIMOTICS S SYNCHRONOUS MOTOR 1FT7, M0=9NM (100K) NN=6000RPM, PN=2,59KW NATURAL AIR COOLING; FRAME SIZE IMB 5 (IM V1, IM V3) FLANGE 1 (1FT6 COMPATIBLE) POWER CONNECTOR ROTATABLE ABSOLUTE ENCODER 22 BITS MULTI TURN WITH DRIVE-CLIQ INTERFACE (ENCODER AM-22-DQ) CONNECTOR ROTATABLE SHAFT WITH FITTED KEY; WITH HOLDING BRAKE; ACC. TOLERANCE N VIBRATION SEVERITY GRADE A, DEGREE OF PROTECTION IP 65 | 5747 | TEM | 1 | MC | 11.103 | 1
1FT70645AK711FB3 | SIMOTICS S SYNCHRONOUS MOTOR 1FT7, M0=9NM (100K) NN=6000RPM, PN=2,59KW NATURAL AIR COOLING; FRAME SIZE IMB 5 (IM V1, IM V3) FLANGE 1 (1FT6 COMPATIBLE) POWER CONNECTOR ROTATABLE ABSOLUTE ENCODER 22 BITS MULTI TURN WITH DRIVE-CLIQ INTERFACE (ENCODER AM-22-DQ) CONNECTOR ROTATABLE SHAFT WITH FITTED KEY; WITH HOLDING BRAKE; ACC. TOLERANCE N VIBRATION SEVERITY GRADE A+R, DEGREE OF PROTECTION IP 64 | 5806 | TEM | 1 | MC | 11.103 | 1
1FT70645AK711FG1 | SIMOTICS S SYNCHRONOUS MOTOR 1FT7, M0=9NM (100K) NN=6000RPM, PN=2,59KW NATURAL AIR COOLING; FRAME SIZE IMB 5 (IM V1, IM V3) FLANGE 1 (1FT6 COMPATIBLE) POWER CONNECTOR ROTATABLE ABSOLUTE ENCODER 22 BITS MULTI TURN WITH DRIVE-CLIQ INTERFACE (ENCODER AM-22-DQ) CONNECTOR ROTATABLE PLAIN SHAFT, W/O HOLDING BRAKE; ACC. TOLERANCE N VIBRATION SEVERITY GRADE A, DEGREE OF PROTECTION IP 65 | 4953 | TEM | 1 | MC | 9.804 | 1
1FT70645AK711FG2 | SIMOTICS S SYNCHRONOUS MOTOR 1FT7, M0=9NM (100K) NN=6000RPM, PN=2,59KW NATURAL AIR COOLING; FRAME SIZE IMB 5 (IM V1, IM V3) FLANGE 1 (1FT6 COMPATIBLE) POWER CONNECTOR ROTATABLE ABSOLUTE ENCODER 22 BITS MULTI TURN WITH DRIVE-CLIQ INTERFACE (ENCODER AM-22-DQ) CONNECTOR ROTATABLE PLAIN SHAFT, W/O HOLDING BRAKE; ACC. TOLERANCE N VIBRATION SEVERITY GRADE A, DEGREE OF PROTECTION IP 67 | 5033 | TEM | 1 | MC | 9.804 | 1
1FT70645AK711FG3 | SIMOTICS S SYNCHRONOUS MOTOR 1FT7, M0=9NM (100K) NN=6000RPM, PN=2,59KW NATURAL AIR COOLING; FRAME SIZE IMB 5 (IM V1, IM V3) FLANGE 1 (1FT6 COMPATIBLE) POWER CONNECTOR ROTATABLE ABSOLUTE ENCODER 22 BITS MULTI TURN WITH DRIVE-CLIQ INTERFACE (ENCODER AM-22-DQ) CONNECTOR ROTATABLE PLAIN SHAFT, W/O HOLDING BRAKE; ACC. TOLERANCE N VIBRATION SEVERITY GRADE A+R, DEGREE OF PROTECTION IP 64 | 5012 | TEM | 1 | MC | 9.804 | 1
1FT70645AK711FH1 | SIMOTICS S SYNCHRONOUS MOTOR 1FT7, M0=9NM (100K) NN=6000RPM, PN=2,59KW NATURAL AIR COOLING; FRAME SIZE IMB 5 (IM V1, IM V3) FLANGE 1 (1FT6 COMPATIBLE) POWER CONNECTOR ROTATABLE ABSOLUTE ENCODER 22 BITS MULTI TURN WITH DRIVE-CLIQ INTERFACE (ENCODER AM-22-DQ) CONNECTOR ROTATABLE PLAIN SHAFT, WITH HOLDING BRAKE; ACCURACY TOLERANCE N VIBRATION SEVERITY GRADE A, DEGREE OF PROTECTION IP 65 | 5747 | TEM | 1 | MC | 11.103 | 1
1FT70645AK711MA1 | SIMOTICS S SYNCHRONOUS MOTOR 1FT7, M0=9NM (100K) NN=6000RPM, PN=2,59KW NATURAL AIR COOLING; FRAME SIZE IMB 5 (IM V1, IM V3) (1FT6 COMPATIBLE) WITH KTY TEMPERATURE SENSOR POWER CONNECTOR ROTATABLE ABSOLUTE ENCODER ENDAT 2048 S/R (ENCODER A-2048) CONNECTOR ROTATABLE SHAFT WITH FITTED KEY; W/O HOLDING BRAKE; ACC. TOLERANCE N VIBRATION SEVERITY GRADE A, DEGREE OF PROTECTION IP 65 | 4521 | TEM | 1 | MC | 9.804 | 1
1FT70645AK711MB0 | SIMOTICS S SYNCHRONOUS MOTOR 1FT7, M0=9NM (100K) NN=6000RPM, PN=2,59KW NATURAL AIR COOLING; FRAME SIZE IMB 5 (IM V1, IM V3) (1FT6 COMPATIBLE) WITH KTY TEMPERATURE SENSOR POWER CONNECTOR ROTATABLE ABSOLUTE ENCODER ENDAT 2048 S/R (ENCODER A-2048) CONNECTOR ROTATABLE SHAFT WITH FITTED KEY; WITH HOLDING BRAKE; ACC. TOLERANCE N VIBRATION SEVERITY GRADE A, DEGREE OF PROTECTION IP 64 | 5219 | TEM | 1 | MC | 11.103 | 1
1FT70645AK711MB1 | SIMOTICS S SYNCHRONOUS MOTOR 1FT7, M0=9NM (100K) NN=6000RPM, PN=2,59KW NATURAL AIR COOLING; FRAME SIZE IMB 5 (IM V1, IM V3) (1FT6 COMPATIBLE) WITH KTY TEMPERATURE SENSOR POWER CONNECTOR ROTATABLE ABSOLUTE ENCODER ENDAT 2048 S/R (ENCODER A-2048) CONNECTOR ROTATABLE SHAFT WITH FITTED KEY; WITH HOLDING BRAKE; ACC. TOLERANCE N VIBRATION SEVERITY GRADE A, DEGREE OF PROTECTION IP 65 | 5315 | TEM | 1 | MC | 11.103 | 1
1FT70645AK711MG1 | SIMOTICS S SYNCHRONOUS MOTOR 1FT7, M0=9NM (100K) NN=6000RPM, PN=2,59KW NATURAL AIR COOLING; FRAME SIZE IMB 5 (IM V1, IM V3) (1FT6 COMPATIBLE) WITH KTY TEMPERATURE SENSOR POWER CONNECTOR ROTATABLE ABSOLUTE ENCODER ENDAT 2048 S/R (ENCODER A-2048) CONNECTOR ROTATABLE PLAIN SHAFT, W/O HOLDING BRAKE; ACC. TOLERANCE N VIBRATION SEVERITY GRADE A, DEGREE OF PROTECTION IP 65 | 4521 | TEM | 1 | MC | 9.804 | 1
1FT70645AK711MG2 | SIMOTICS S SYNCHRONOUS MOTOR 1FT7, M0=9NM (100K) NN=6000RPM, PN=2,59KW NATURAL AIR COOLING; FRAME SIZE IMB 5 (IM V1, IM V3) (1FT6 COMPATIBLE) WITH KTY TEMPERATURE SENSOR POWER CONNECTOR ROTATABLE ABSOLUTE ENCODER ENDAT 2048 S/R (ENCODER A-2048) CONNECTOR ROTATABLE PLAIN SHAFT, W/O HOLDING BRAKE; ACC. TOLERANCE N VIBRATION SEVERITY GRADE A, DEGREE OF PROTECTION IP 67 | 4601 | TEM | 1 | MC | 9.804 | 1
1FT70645AK711MH0 | SIMOTICS S SYNCHRONOUS MOTOR 1FT7, M0=9NM (100K) NN=6000RPM, PN=2,59KW NATURAL AIR COOLING; FRAME SIZE IMB 5 (IM V1, IM V3) (1FT6 COMPATIBLE) WITH KTY TEMPERATURE SENSOR POWER CONNECTOR ROTATABLE ABSOLUTE ENCODER ENDAT 2048 S/R (ENCODER A-2048) CONNECTOR ROTATABLE PLAIN SHAFT, WITH HOLDING BRAKE; ACCURACY TOLERANCE N VIBRATION SEVERITY GRADE A, DEGREE OF PROTECTION IP 64 | 5219 | TEM | 1 | MC | 11.103 | 1
1FT70645AK711MH1 | SIMOTICS S SYNCHRONOUS MOTOR 1FT7, M0=9NM (100K) NN=6000RPM, PN=2,59KW NATURAL AIR COOLING; FRAME SIZE IMB 5 (IM V1, IM V3) (1FT6 COMPATIBLE) WITH KTY TEMPERATURE SENSOR POWER CONNECTOR ROTATABLE ABSOLUTE ENCODER ENDAT 2048 S/R (ENCODER A-2048) CONNECTOR ROTATABLE PLAIN SHAFT, WITH HOLDING BRAKE; ACCURACY TOLERANCE N VIBRATION SEVERITY GRADE A, DEGREE OF PROTECTION IP 65 | 5315 | TEM | 1 | MC | 11.103 | 1
1FT70645AK711ML3 | SIMOTICS S SYNCHRONOUS MOTOR 1FT7, M0=9NM (100K) NN=6000RPM, PN=2,59KW NATURAL AIR COOLING; FRAME SIZE IMB 5 (IM V1, IM V3) (1FT6 COMPATIBLE) WITH KTY TEMPERATURE SENSOR POWER CONNECTOR ROTATABLE ABSOLUTE ENCODER ENDAT 2048 S/R (ENCODER A-2048) CONNECTOR ROTATABLE PLAIN SHAFT, WITH HOLDING BRAKE; ACCURACY TOLERANCE R VIBRATION SEVERITY GRADE A+R, DEGREE OF PROTECTION IP 64 | 5531 | TEM | 1 | MC | 11.103 | 1
1FT70645AK711NA0 | SIMOTICS S SYNCHRONOUS MOTOR 1FT7, M0=9NM (100K) NN=6000RPM, PN=2,59KW NATURAL AIR COOLING; FRAME SIZE IM B5 (1FT6 COMPATIBLE) WITH KTY TEMPERATURE SENSOR POWER CONNECTOR ROTATABLE INCREM. ENCODER SIN/COS 1VSS 2048 S/R (ENCODER I-2048) CONNECTOR ROTATABLE SHAFT WITH FITTED KEY; W/O HOLDING BRAKE; ACC. TOLERANCE N VIBRATION SEVERITY GRADE A, DEGREE OF PROTECTION IP 64 | 3671 | TEM | 1 | MC | 9.804 | 1
1FT70645AK711NA2 | SIMOTICS S SYNCHRONOUS MOTOR 1FT7, M0=9NM (100K) NN=6000RPM, PN=2,59KW NATURAL AIR COOLING; FRAME SIZE IM B5 (1FT6 COMPATIBLE) WITH KTY TEMPERATURE SENSOR POWER CONNECTOR ROTATABLE INCREM. ENCODER SIN/COS 1VSS 2048 S/R (ENCODER I-2048) CONNECTOR ROTATABLE SHAFT WITH FITTED KEY; W/O HOLDING BRAKE; ACC. TOLERANCE N VIBRATION SEVERITY GRADE A, DEGREE OF PROTECTION IP 67 | 3847 | TEM | 1 | MC | 9.804 | 1
1FT70645AK711NB1 | SIMOTICS S SYNCHRONOUS MOTOR 1FT7, M0=9NM (100K) NN=6000RPM, PN=2,59KW NATURAL AIR COOLING; FRAME SIZE IM B5 (1FT6 COMPATIBLE) WITH KTY TEMPERATURE SENSOR POWER CONNECTOR ROTATABLE INCREM. ENCODER SIN/COS 1VSS 2048 S/R (ENCODER I-2048) CONNECTOR ROTATABLE SHAFT WITH FITTED KEY; WITH HOLDING BRAKE; ACC. TOLERANCE N VIBRATION SEVERITY GRADE A, DEGREE OF PROTECTION IP 65 | 4561 | TEM | 1 | MC | 11.103 | 1
1FT70645AK711NG0 | SIMOTICS S SYNCHRONOUS MOTOR 1FT7, M0=9NM (100K) NN=6000RPM, PN=2,59KW NATURAL AIR COOLING; FRAME SIZE IM B5 (1FT6 COMPATIBLE) WITH KTY TEMPERATURE SENSOR POWER CONNECTOR ROTATABLE INCREM. ENCODER SIN/COS 1VSS 2048 S/R (ENCODER I-2048) CONNECTOR ROTATABLE PLAIN SHAFT, W/O HOLDING BRAKE; ACC. TOLERANCE N VIBRATION SEVERITY GRADE A, DEGREE OF PROTECTION IP 64 | 3671 | TEM | 1 | MC | 9.804 | 1
1FT70645AK711NG1 | SIMOTICS S SYNCHRONOUS MOTOR 1FT7, M0=9NM (100K) NN=6000RPM, PN=2,59KW NATURAL AIR COOLING; FRAME SIZE IM B5 (1FT6 COMPATIBLE) WITH KTY TEMPERATURE SENSOR POWER CONNECTOR ROTATABLE INCREM. ENCODER SIN/COS 1VSS 2048 S/R (ENCODER I-2048) CONNECTOR ROTATABLE PLAIN SHAFT, W/O HOLDING BRAKE; ACC. TOLERANCE N VIBRATION SEVERITY GRADE A, DEGREE OF PROTECTION IP 65 | 3767 | TEM | 1 | MC | 9.804 | 1
1FT70645AK711NH0 | SIMOTICS S SYNCHRONOUS MOTOR 1FT7, M0=9NM (100K) NN=6000RPM, PN=2,59KW NATURAL AIR COOLING; FRAME SIZE IM B5 (1FT6 COMPATIBLE) WITH KTY TEMPERATURE SENSOR POWER CONNECTOR ROTATABLE INCREM. ENCODER SIN/COS 1VSS 2048 S/R (ENCODER I-2048) CONNECTOR ROTATABLE PLAIN SHAFT, WITH HOLDING BRAKE; ACCURACY TOLERANCE N VIBRATION SEVERITY GRADE A, DEGREE OF PROTECTION IP 64 | 4465 | TEM | 1 | MC | 11.103 | 1
1FT70645AK711NH1 | SIMOTICS S SYNCHRONOUS MOTOR 1FT7, M0=9NM (100K) NN=6000RPM, PN=2,59KW NATURAL AIR COOLING; FRAME SIZE IM B5 (1FT6 COMPATIBLE) WITH KTY TEMPERATURE SENSOR POWER CONNECTOR ROTATABLE INCREM. ENCODER SIN/COS 1VSS 2048 S/R (ENCODER I-2048) CONNECTOR ROTATABLE PLAIN SHAFT, WITH HOLDING BRAKE; ACCURACY TOLERANCE N VIBRATION SEVERITY GRADE A, DEGREE OF PROTECTION IP 65 | 4561 | TEM | 1 | MC | 11.103 | 1
1FT70645AK711NH2 | SIMOTICS S SYNCHRONOUS MOTOR 1FT7, M0=9NM (100K) NN=6000RPM, PN=2,59KW NATURAL AIR COOLING; FRAME SIZE IM B5 (1FT6 COMPATIBLE) WITH KTY TEMPERATURE SENSOR POWER CONNECTOR ROTATABLE INCREM. ENCODER SIN/COS 1VSS 2048 S/R (ENCODER I-2048) CONNECTOR ROTATABLE PLAIN SHAFT, WITH HOLDING BRAKE; ACCURACY TOLERANCE N VIBRATION SEVERITY GRADE A, DEGREE OF PROTECTION IP 67 | 4641 | TEM | 1 | MC | 11.103 | 1
1FT70645AK711NK1 | SIMOTICS S SYNCHRONOUS MOTOR 1FT7, M0=9NM (100K) NN=6000RPM, PN=2,59KW NATURAL AIR COOLING; FRAME SIZE IM B5 (1FT6 COMPATIBLE) WITH KTY TEMPERATURE SENSOR POWER CONNECTOR ROTATABLE INCREM. ENCODER SIN/COS 1VSS 2048 S/R (ENCODER I-2048) CONNECTOR ROTATABLE PLAIN SHAFT, W/O HOLDING BRAKE; ACC. TOLERANCE R VIBRATION SEVERITY GRADE A, DEGREE OF PROTECTION IP 65 | 3927 | TEM | 1 | MC | 9.804 | 1
1FT70645AK711NK5 | SIMOTICS S SYNCHRONOUS MOTOR 1FT7, M0=9NM (100K) NN=6000RPM, PN=2,59KW NATURAL AIR COOLING; FRAME SIZE IM B5 (1FT6 COMPATIBLE) WITH KTY TEMPERATURE SENSOR POWER CONNECTOR ROTATABLE INCREM. ENCODER SIN/COS 1VSS 2048 S/R (ENCODER I-2048) CONNECTOR ROTATABLE PLAIN SHAFT, W/O HOLDING BRAKE; ACC. TOLERANCE R VIBRATION SEVERITY GRADE A+R, DEGREE OF PROTECTION IP 67 | 4162 | TEM | 1 | MC | 9.804 | 1
1FT70645AK711NL5 | SIMOTICS S SYNCHRONOUS MOTOR 1FT7, M0=9NM (100K) NN=6000RPM, PN=2,59KW NATURAL AIR COOLING; FRAME SIZE IM B5 (1FT6 COMPATIBLE) WITH KTY TEMPERATURE SENSOR POWER CONNECTOR ROTATABLE INCREM. ENCODER SIN/COS 1VSS 2048 S/R (ENCODER I-2048) CONNECTOR ROTATABLE PLAIN SHAFT, WITH HOLDING BRAKE; ACCURACY TOLERANCE R VIBRATION SEVERITY GRADE A+R, DEGREE OF PROTECTION IP 67 | 4954 | TEM | 1 | MC | 11.103 | 1
1FT70645WF701CD3 | SIMOTICS S SYNCHRON. MOTOR 1FT7, M0=16NM (100K) NN=3000RPM, PN=5,00KW WATER-COOLED; FRAME SIZE IMB 5 (IM V1, IM V3) FLANGE 0 POWER CONNECTOR ROTATABLE ABSOLUTE ENCODER 24 BITS + 12 BIT MULTITURN WITH DRIVE-CLIQ INTERFACE (ENCODER AM24DQI) SHAFT WITH FITTED KEY; W/O HOLDING BRAKE; ACC. TOLERANCE R VIBRATION SEVERITY GRADE A+R, DEGREE OF PROTECTION IP 64 | 5732 | TEM | 1 | MC | 13.804 | 1
1FT70645WF701CH1 | SIMOTICS S SYNCHRON. MOTOR 1FT7, M0=16NM (100K) NN=3000RPM, PN=5,00KW WATER-COOLED; FRAME SIZE IMB 5 (IM V1, IM V3) FLANGE 0 POWER CONNECTOR ROTATABLE ABSOLUTE ENCODER 24 BITS + 12 BIT MULTITURN WITH DRIVE-CLIQ INTERFACE (ENCODER AM24DQI) PLAIN SHAFT, WITH HOLDING BRAKE; ACCURACY TOLERANCE N VIBRATION SEVERITY GRADE A, DEGREE OF PROTECTION IP 65 | 6308 | TEM | 1 | MC | 15.103 | 1
1FT70645WF701FA0 | SIMOTICS S SYNCHRON. MOTOR 1FT7, M0=16NM (100K) NN=3000RPM, PN=5,00KW WATER-COOLED; FRAME SIZE IMB 5 (IM V1, IM V3) FLANGE 0 POWER CONNECTOR ROTATABLE ABSOLUTE ENCODER 22 BITS MULTI TURN WITH DRIVE-CLIQ INTERFACE (ENCODER AM-22-DQ) CONNECTOR ROTATABLE SHAFT WITH FITTED KEY; W/O HOLDING BRAKE; ACC. TOLERANCE N VIBRATION SEVERITY GRADE A, DEGREE OF PROTECTION IP 64 | 5498 | TEM | 1 | MC | 13.804 | 1
1FT70645WF701FG2 | SIMOTICS S SYNCHRON. MOTOR 1FT7, M0=16NM (100K) NN=3000RPM, PN=5,00KW WATER-COOLED; FRAME SIZE IMB 5 (IM V1, IM V3) FLANGE 0 POWER CONNECTOR ROTATABLE ABSOLUTE ENCODER 22 BITS MULTI TURN WITH DRIVE-CLIQ INTERFACE (ENCODER AM-22-DQ) CONNECTOR ROTATABLE PLAIN SHAFT, W/O HOLDING BRAKE; ACC. TOLERANCE N VIBRATION SEVERITY GRADE A, DEGREE OF PROTECTION IP 67 | 5674 | TEM | 1 | MC | 13.804 | 1
1FT70645WF701FH2 | SIMOTICS S SYNCHRON. MOTOR 1FT7, M0=16NM (100K) NN=3000RPM, PN=5,00KW WATER-COOLED; FRAME SIZE IMB 5 (IM V1, IM V3) FLANGE 0 POWER CONNECTOR ROTATABLE ABSOLUTE ENCODER 22 BITS MULTI TURN WITH DRIVE-CLIQ INTERFACE (ENCODER AM-22-DQ) CONNECTOR ROTATABLE PLAIN SHAFT, WITH HOLDING BRAKE; ACCURACY TOLERANCE N VIBRATION SEVERITY GRADE A, DEGREE OF PROTECTION IP 67 | 6468 | TEM | 1 | MC | 15.103 | 1
1FT70645WF701MG0 | SIMOTICS S SYNCHRON. MOTOR 1FT7, M0=16NM (100K) NN=3000RPM, PN=5,00KW WATER-COOLED; FRAME SIZE IMB 5 (IM V1, IM V3) FLANGE (COMPACT) WITH KTY TEMPERATURE SENSOR POWER CONNECTOR ROTATABLE ABSOLUTE ENCODER ENDAT 2048 S/R (ENCODER A-2048) CONNECTOR ROTATABLE PLAIN SHAFT, W/O HOLDING BRAKE; ACC. TOLERANCE N VIBRATION SEVERITY GRADE A, DEGREE OF PROTECTION IP 64 | 5066 | TEM | 1 | MC | 13.804 | 1
1FT70645WF701NG1 | SIMOTICS S SYNCHRON. MOTOR 1FT7, M0=16NM (100K) NN=3000RPM, PN=5,00KW WATER-COOLED; FRAME SIZE IMB 5 (IM V1, IM V3) FLANGE (COMPACT) WITH KTY TEMPERATURE SENSOR POWER CONNECTOR ROTATABLE INCREM. ENCODER SIN/COS 1VSS 2048 S/R (ENCODER I-2048) CONNECTOR ROTATABLE PLAIN SHAFT, W/O HOLDING BRAKE; ACC. TOLERANCE N VIBRATION SEVERITY GRADE A, DEGREE OF PROTECTION IP 65 | 4409 | TEM | 1 | MC | 13.804 | 1
1FT70645WF711BA0 | SIMOTICS S SYNCHRON. MOTOR 1FT7, M0=16NM (100K) NN=3000RPM, PN=5,00KW WATER-COOLED; FRAME SIZE IMB 5 (IM V1, IM V3) FLANGE 1 (1FT6 COMPATIBLE) POWER CONNECTOR ROTATABLE ABSOLUTE VALUE ENCODER SINGLETURN 24 BIT WITH DRIVE-CLIQ INTERFACE (ENCODER AS24DQI) SHAFT WITH FITTED KEY; W/O HOLDING BRAKE; ACC. TOLERANCE N VIBRATION SEVERITY GRADE A, DEGREE OF PROTECTION IP 64 | 4653 | TEM | 1 | MC | 13.804 | 1
1FT70645WF711BG0 | SIMOTICS S SYNCHRON. MOTOR 1FT7, M0=16NM (100K) NN=3000RPM, PN=5,00KW WATER-COOLED; FRAME SIZE IMB 5 (IM V1, IM V3) FLANGE 1 (1FT6 COMPATIBLE) POWER CONNECTOR ROTATABLE ABSOLUTE VALUE ENCODER SINGLETURN 24 BIT WITH DRIVE-CLIQ INTERFACE (ENCODER AS24DQI) PLAIN SHAFT, W/O HOLDING BRAKE; ACC. TOLERANCE N VIBRATION SEVERITY GRADE A, DEGREE OF PROTECTION IP 64 | 4653 | TEM | 1 | MC | 13.804 | 1
1FT70645WF711BG1 | SIMOTICS S SYNCHRON. MOTOR 1FT7, M0=16NM (100K) NN=3000RPM, PN=5,00KW WATER-COOLED; FRAME SIZE IMB 5 (IM V1, IM V3) FLANGE 1 (1FT6 COMPATIBLE) POWER CONNECTOR ROTATABLE ABSOLUTE VALUE ENCODER SINGLETURN 24 BIT WITH DRIVE-CLIQ INTERFACE (ENCODER AS24DQI) PLAIN SHAFT, W/O HOLDING BRAKE; ACC. TOLERANCE N VIBRATION SEVERITY GRADE A, DEGREE OF PROTECTION IP 65 | 4749 | TEM | 1 | MC | 13.804 | 1
1FT70645WF711BG2 | SIMOTICS S SYNCHRON. MOTOR 1FT7, M0=16NM (100K) NN=3000RPM, PN=5,00KW WATER-COOLED; FRAME SIZE IMB 5 (IM V1, IM V3) FLANGE 1 (1FT6 COMPATIBLE) POWER CONNECTOR ROTATABLE ABSOLUTE VALUE ENCODER SINGLETURN 24 BIT WITH DRIVE-CLIQ INTERFACE (ENCODER AS24DQI) PLAIN SHAFT, W/O HOLDING BRAKE; ACC. TOLERANCE N VIBRATION SEVERITY GRADE A, DEGREE OF PROTECTION IP 67 | 4829 | TEM | 1 | MC | 13.804 | 1
1FT70645WF711BG5 | SIMOTICS S SYNCHRON. MOTOR 1FT7, M0=16NM (100K) NN=3000RPM, PN=5,00KW WATER-COOLED; FRAME SIZE IMB 5 (IM V1, IM V3) FLANGE 1 (1FT6 COMPATIBLE) POWER CONNECTOR ROTATABLE ABSOLUTE VALUE ENCODER SINGLETURN 24 BIT WITH DRIVE-CLIQ INTERFACE (ENCODER AS24DQI) PLAIN SHAFT, W/O HOLDING BRAKE; ACC. TOLERANCE N VIBRATION SEVERITY GRADE A+R, DEGREE OF PROTECTION IP 67 | 4985 | TEM | 1 | MC | 13.804 | 1
1FT70645WF711BH4 | SIMOTICS S SYNCHRON. MOTOR 1FT7, M0=16NM (100K) NN=3000RPM, PN=5,00KW WATER-COOLED; FRAME SIZE IMB 5 (IM V1, IM V3) FLANGE 1 (1FT6 COMPATIBLE) POWER CONNECTOR ROTATABLE ABSOLUTE VALUE ENCODER SINGLETURN 24 BIT WITH DRIVE-CLIQ INTERFACE (ENCODER AS24DQI) PLAIN SHAFT, WITH HOLDING BRAKE; ACCURACY TOLERANCE N VIBRATION SEVERITY GRADE A+R, DEGREE OF PROTECTION IP 65 | 5699 | TEM | 1 | MC | 15.103 | 1
1FT70645WF711CG1 | SIMOTICS S SYNCHRON. MOTOR 1FT7, M0=16NM (100K) NN=3000RPM, PN=5,00KW WATER-COOLED; FRAME SIZE IMB 5 (IM V1, IM V3) FLANGE 1 (1FT6 COMPATIBLE) POWER CONNECTOR ROTATABLE ABSOLUTE ENCODER 24 BITS + 12 BIT MULTITURN WITH DRIVE-CLIQ INTERFACE (ENCODER AM24DQI) PLAIN SHAFT, W/O HOLDING BRAKE; ACC. TOLERANCE N VIBRATION SEVERITY GRADE A, DEGREE OF PROTECTION IP 65 | 5514 | TEM | 1 | MC | 13.804 | 1
1FT70645WF711CG2 | SIMOTICS S SYNCHRON. MOTOR 1FT7, M0=16NM (100K) NN=3000RPM, PN=5,00KW WATER-COOLED; FRAME SIZE IMB 5 (IM V1, IM V3) FLANGE 1 (1FT6 COMPATIBLE) POWER CONNECTOR ROTATABLE ABSOLUTE ENCODER 24 BITS + 12 BIT MULTITURN WITH DRIVE-CLIQ INTERFACE (ENCODER AM24DQI) PLAIN SHAFT, W/O HOLDING BRAKE; ACC. TOLERANCE N VIBRATION SEVERITY GRADE A, DEGREE OF PROTECTION IP 67 | 5594 | TEM | 1 | MC | 13.804 | 1
1FT70645WF711CH0 | SIMOTICS S SYNCHRON. MOTOR 1FT7, M0=16NM (100K) NN=3000RPM, PN=5,00KW WATER-COOLED; FRAME SIZE IMB 5 (IM V1, IM V3) FLANGE 1 (1FT6 COMPATIBLE) POWER CONNECTOR ROTATABLE ABSOLUTE ENCODER 24 BITS + 12 BIT MULTITURN WITH DRIVE-CLIQ INTERFACE (ENCODER AM24DQI) PLAIN SHAFT, WITH HOLDING BRAKE; ACCURACY TOLERANCE N VIBRATION SEVERITY GRADE A, DEGREE OF PROTECTION IP 64 | 6212 | TEM | 1 | MC | 15.103 | 1
1FT70645WF711CH1 | SIMOTICS S SYNCHRON. MOTOR 1FT7, M0=16NM (100K) NN=3000RPM, PN=5,00KW WATER-COOLED; FRAME SIZE IMB 5 (IM V1, IM V3) FLANGE 1 (1FT6 COMPATIBLE) POWER CONNECTOR ROTATABLE ABSOLUTE ENCODER 24 BITS + 12 BIT MULTITURN WITH DRIVE-CLIQ INTERFACE (ENCODER AM24DQI) PLAIN SHAFT, WITH HOLDING BRAKE; ACCURACY TOLERANCE N VIBRATION SEVERITY GRADE A, DEGREE OF PROTECTION IP 65 | 6308 | TEM | 1 | MC | 15.103 | 1
1FT70645WF711CH2 | SIMOTICS S SYNCHRON. MOTOR 1FT7, M0=16NM (100K) NN=3000RPM, PN=5,00KW WATER-COOLED; FRAME SIZE IMB 5 (IM V1, IM V3) FLANGE 1 (1FT6 COMPATIBLE) POWER CONNECTOR ROTATABLE ABSOLUTE ENCODER 24 BITS + 12 BIT MULTITURN WITH DRIVE-CLIQ INTERFACE (ENCODER AM24DQI) PLAIN SHAFT, WITH HOLDING BRAKE; ACCURACY TOLERANCE N VIBRATION SEVERITY GRADE A, DEGREE OF PROTECTION IP 67 | 6388 | TEM | 1 | MC | 15.103 | 1
1FT70645WF711CL5 | SIMOTICS S SYNCHRON. MOTOR 1FT7, M0=16NM (100K) NN=3000RPM, PN=5,00KW WATER-COOLED; FRAME SIZE IMB 5 (IM V1, IM V3) FLANGE 1 (1FT6 COMPATIBLE) POWER CONNECTOR ROTATABLE ABSOLUTE ENCODER 24 BITS + 12 BIT MULTITURN WITH DRIVE-CLIQ INTERFACE (ENCODER AM24DQI) PLAIN SHAFT, WITH HOLDING BRAKE; ACCURACY TOLERANCE R VIBRATION SEVERITY GRADE A+R, DEGREE OF PROTECTION IP 67 | 6701 | TEM | 1 | MC | 15.103 | 1
1FT70645WF711DH1 | SIMOTICS S SYNCHRON. MOTOR 1FT7, M0=16NM (100K) NN=3000RPM, PN=5,00KW WATER-COOLED; FRAME SIZE IMB 5 (IM V1, IM V3) FLANGE 1 (1FT6 COMPATIBLE) POWER CONNECTOR ROTATABLE INCREMENTAL ENCODER 2048 S/R WITH DRIVE-CLIQ INTERFACE (ENCODER I-2048) CONNECTOR ROTATABLE PLAIN SHAFT, WITH HOLDING BRAKE; ACCURACY TOLERANCE N VIBRATION SEVERITY GRADE A, DEGREE OF PROTECTION IP 65 | 5623 | TEM | 1 | MC | 15.103 | 1
1FT70645WF711DH2 | SIMOTICS S SYNCHRON. MOTOR 1FT7, M0=16NM (100K) NN=3000RPM, PN=5,00KW WATER-COOLED; FRAME SIZE IMB 5 (IM V1, IM V3) FLANGE 1 (1FT6 COMPATIBLE) POWER CONNECTOR ROTATABLE INCREMENTAL ENCODER 2048 S/R WITH DRIVE-CLIQ INTERFACE (ENCODER I-2048) CONNECTOR ROTATABLE PLAIN SHAFT, WITH HOLDING BRAKE; ACCURACY TOLERANCE N VIBRATION SEVERITY GRADE A, DEGREE OF PROTECTION IP 67 | 5703 | TEM | 1 | MC | 15.103 | 1
1FT70645WF711FA1 | SIMOTICS S SYNCHRON. MOTOR 1FT7, M0=16NM (100K) NN=3000RPM, PN=5,00KW WATER-COOLED; FRAME SIZE IMB 5 (IM V1, IM V3) FLANGE 1 (1FT6 COMPATIBLE) POWER CONNECTOR ROTATABLE ABSOLUTE ENCODER 22 BITS MULTI TURN WITH DRIVE-CLIQ INTERFACE (ENCODER AM-22-DQ) CONNECTOR ROTATABLE SHAFT WITH FITTED KEY; W/O HOLDING BRAKE; ACC. TOLERANCE N VIBRATION SEVERITY GRADE A, DEGREE OF PROTECTION IP 65 | 5594 | TEM | 1 | MC | 13.804 | 1
1FT70645WF711FG2 | SIMOTICS S SYNCHRON. MOTOR 1FT7, M0=16NM (100K) NN=3000RPM, PN=5,00KW WATER-COOLED; FRAME SIZE IMB 5 (IM V1, IM V3) FLANGE 1 (1FT6 COMPATIBLE) POWER CONNECTOR ROTATABLE ABSOLUTE ENCODER 22 BITS MULTI TURN WITH DRIVE-CLIQ INTERFACE (ENCODER AM-22-DQ) CONNECTOR ROTATABLE PLAIN SHAFT, W/O HOLDING BRAKE; ACC. TOLERANCE N VIBRATION SEVERITY GRADE A, DEGREE OF PROTECTION IP 67 | 5674 | TEM | 1 | MC | 13.804 | 1
1FT70645WF711FH1 | SIMOTICS S SYNCHRON. MOTOR 1FT7, M0=16NM (100K) NN=3000RPM, PN=5,00KW WATER-COOLED; FRAME SIZE IMB 5 (IM V1, IM V3) FLANGE 1 (1FT6 COMPATIBLE) POWER CONNECTOR ROTATABLE ABSOLUTE ENCODER 22 BITS MULTI TURN WITH DRIVE-CLIQ INTERFACE (ENCODER AM-22-DQ) CONNECTOR ROTATABLE PLAIN SHAFT, WITH HOLDING BRAKE; ACCURACY TOLERANCE N VIBRATION SEVERITY GRADE A, DEGREE OF PROTECTION IP 65 | 6388 | TEM | 1 | MC | 15.103 | 1
1FT70645WF711FK3 | SIMOTICS S SYNCHRON. MOTOR 1FT7, M0=16NM (100K) NN=3000RPM, PN=5,00KW WATER-COOLED; FRAME SIZE IMB 5 (IM V1, IM V3) FLANGE 1 (1FT6 COMPATIBLE) POWER CONNECTOR ROTATABLE ABSOLUTE ENCODER 22 BITS MULTI TURN WITH DRIVE-CLIQ INTERFACE (ENCODER AM-22-DQ) CONNECTOR ROTATABLE PLAIN SHAFT, W/O HOLDING BRAKE; ACC. TOLERANCE R VIBRATION SEVERITY GRADE A+R, DEGREE OF PROTECTION IP 64 | 5812 | TEM | 1 | MC | 13.804 | 1
1FT70645WF711MH0 | SIMOTICS S SYNCHRON. MOTOR 1FT7, M0=16NM (100K) NN=3000RPM, PN=5,00KW WATER-COOLED; FRAME SIZE IMB 5 (IM V1, IM V3) (1FT6 COMPATIBLE) WITH KTY TEMPERATURE SENSOR POWER CONNECTOR ROTATABLE ABSOLUTE ENCODER ENDAT 2048 S/R (ENCODER A-2048) CONNECTOR ROTATABLE PLAIN SHAFT, WITH HOLDING BRAKE; ACCURACY TOLERANCE N VIBRATION SEVERITY GRADE A, DEGREE OF PROTECTION IP 64 | 5860 | TEM | 1 | MC | 15.103 | 1
1FT70645WF711MH1 | SIMOTICS S SYNCHRON. MOTOR 1FT7, M0=16NM (100K) NN=3000RPM, PN=5,00KW WATER-COOLED; FRAME SIZE IMB 5 (IM V1, IM V3) (1FT6 COMPATIBLE) WITH KTY TEMPERATURE SENSOR POWER CONNECTOR ROTATABLE ABSOLUTE ENCODER ENDAT 2048 S/R (ENCODER A-2048) CONNECTOR ROTATABLE PLAIN SHAFT, WITH HOLDING BRAKE; ACCURACY TOLERANCE N VIBRATION SEVERITY GRADE A, DEGREE OF PROTECTION IP 65 | 5956 | TEM | 1 | MC | 15.103 | 1
1FT70645WF711NG0 | SIMOTICS S SYNCHRON. MOTOR 1FT7, M0=16NM (100K) NN=3000RPM, PN=5,00KW WATER-COOLED; FRAME SIZE IM B5 (1FT6 COMPATIBLE) WITH KTY TEMPERATURE SENSOR POWER CONNECTOR ROTATABLE INCREM. ENCODER SIN/COS 1VSS 2048 S/R (ENCODER I-2048) CONNECTOR ROTATABLE PLAIN SHAFT, W/O HOLDING BRAKE; ACC. TOLERANCE N VIBRATION SEVERITY GRADE A, DEGREE OF PROTECTION IP 64 | 4312 | TEM | 1 | MC | 13.804 | 1
1FT70645WF711NH1 | SIMOTICS S SYNCHRON. MOTOR 1FT7, M0=16NM (100K) NN=3000RPM, PN=5,00KW WATER-COOLED; FRAME SIZE IM B5 (1FT6 COMPATIBLE) WITH KTY TEMPERATURE SENSOR POWER CONNECTOR ROTATABLE INCREM. ENCODER SIN/COS 1VSS 2048 S/R (ENCODER I-2048) CONNECTOR ROTATABLE PLAIN SHAFT, WITH HOLDING BRAKE; ACCURACY TOLERANCE N VIBRATION SEVERITY GRADE A, DEGREE OF PROTECTION IP 65 | 5202 | TEM | 1 | MC | 15.103 | 1
1FT70645WF711NH5 | SIMOTICS S SYNCHRON. MOTOR 1FT7, M0=16NM (100K) NN=3000RPM, PN=5,00KW WATER-COOLED; FRAME SIZE IM B5 (1FT6 COMPATIBLE) WITH KTY TEMPERATURE SENSOR POWER CONNECTOR ROTATABLE INCREM. ENCODER SIN/COS 1VSS 2048 S/R (ENCODER I-2048) CONNECTOR ROTATABLE PLAIN SHAFT, WITH HOLDING BRAKE; ACCURACY TOLERANCE N VIBRATION SEVERITY GRADE A+R, DEGREE OF PROTECTION IP 67 | 5438 | TEM | 1 | MC | 15.103 | 1
1FT70645WK701CG2 | SIMOTICS S SYNCHRON. MOTOR 1FT7, M0=16NM (100K) NN=6000RPM, PN=8,90KW WATER-COOLED; FRAME SIZE IMB 5 (IM V1, IM V3) FLANGE 0 POWER CONNECTOR ROTATABLE ABSOLUTE ENCODER 24 BITS + 12 BIT MULTITURN WITH DRIVE-CLIQ INTERFACE (ENCODER AM24DQI) PLAIN SHAFT, W/O HOLDING BRAKE; ACC. TOLERANCE N VIBRATION SEVERITY GRADE A, DEGREE OF PROTECTION IP 67 | 5594 | TEM | 1 | MC | 13.804 | 1
1FT70645WK701DA4 | SIMOTICS S SYNCHRON. MOTOR 1FT7, M0=16NM (100K) NN=6000RPM, PN=8,90KW WATER-COOLED; FRAME SIZE IMB 5 (IM V1, IM V3) FLANGE 0 POWER CONNECTOR ROTATABLE INCREMENTAL ENCODER 2048 S/R WITH DRIVE-CLIQ INTERFACE (ENCODER I-2048) CONNECTOR ROTATABLE SHAFT WITH FITTED KEY; W/O HOLDING BRAKE; ACC. TOLERANCE N VIBRATION SEVERITY GRADE A+R, DEGREE OF PROTECTION IP 65 | 4985 | TEM | 1 | MC | 13.804 | 1
1FT70645WK701FA1 | SIMOTICS S SYNCHRON. MOTOR 1FT7, M0=16NM (100K) NN=6000RPM, PN=8,90KW WATER-COOLED; FRAME SIZE IMB 5 (IM V1, IM V3) FLANGE 0 POWER CONNECTOR ROTATABLE ABSOLUTE ENCODER 22 BITS MULTI TURN WITH DRIVE-CLIQ INTERFACE (ENCODER AM-22-DQ) CONNECTOR ROTATABLE SHAFT WITH FITTED KEY; W/O HOLDING BRAKE; ACC. TOLERANCE N VIBRATION SEVERITY GRADE A, DEGREE OF PROTECTION IP 65 | 5594 | TEM | 1 | MC | 13.804 | 1
1FT70645WK701NG2 | SIMOTICS S SYNCHRON. MOTOR 1FT7, M0=16NM (100K) NN=6000RPM, PN=8,90KW WATER-COOLED; FRAME SIZE IMB 5 (IM V1, IM V3) FLANGE (COMPACT) WITH KTY TEMPERATURE SENSOR POWER CONNECTOR ROTATABLE INCREM. ENCODER SIN/COS 1VSS 2048 S/R (ENCODER I-2048) CONNECTOR ROTATABLE PLAIN SHAFT, W/O HOLDING BRAKE; ACC. TOLERANCE N VIBRATION SEVERITY GRADE A, DEGREE OF PROTECTION IP 67 | 4488 | TEM | 1 | MC | 13.804 | 1
1FT70645WK711BG0 | SIMOTICS S SYNCHRON. MOTOR 1FT7, M0=16NM (100K) NN=6000RPM, PN=8,90KW WATER-COOLED; FRAME SIZE IMB 5 (IM V1, IM V3) FLANGE 1 (1FT6 COMPATIBLE) POWER CONNECTOR ROTATABLE ABSOLUTE VALUE ENCODER SINGLETURN 24 BIT WITH DRIVE-CLIQ INTERFACE (ENCODER AS24DQI) PLAIN SHAFT, W/O HOLDING BRAKE; ACC. TOLERANCE N VIBRATION SEVERITY GRADE A, DEGREE OF PROTECTION IP 64 | 4653 | TEM | 1 | MC | 13.804 | 1
1FT70645WK711BG2 | SIMOTICS S SYNCHRON. MOTOR 1FT7, M0=16NM (100K) NN=6000RPM, PN=8,90KW WATER-COOLED; FRAME SIZE IMB 5 (IM V1, IM V3) FLANGE 1 (1FT6 COMPATIBLE) POWER CONNECTOR ROTATABLE ABSOLUTE VALUE ENCODER SINGLETURN 24 BIT WITH DRIVE-CLIQ INTERFACE (ENCODER AS24DQI) PLAIN SHAFT, W/O HOLDING BRAKE; ACC. TOLERANCE N VIBRATION SEVERITY GRADE A, DEGREE OF PROTECTION IP 67 | 4829 | TEM | 1 | MC | 13.804 | 1
1FT70645WK711BG5 | SIMOTICS S SYNCHRON. MOTOR 1FT7, M0=16NM (100K) NN=6000RPM, PN=8,90KW WATER-COOLED; FRAME SIZE IMB 5 (IM V1, IM V3) FLANGE 1 (1FT6 COMPATIBLE) POWER CONNECTOR ROTATABLE ABSOLUTE VALUE ENCODER SINGLETURN 24 BIT WITH DRIVE-CLIQ INTERFACE (ENCODER AS24DQI) PLAIN SHAFT, W/O HOLDING BRAKE; ACC. TOLERANCE N VIBRATION SEVERITY GRADE A+R, DEGREE OF PROTECTION IP 67 | 4985 | TEM | 1 | MC | 13.804 | 1
1FT70645WK711BK3 | SIMOTICS S SYNCHRON. MOTOR 1FT7, M0=16NM (100K) NN=6000RPM, PN=8,90KW WATER-COOLED; FRAME SIZE IMB 5 (IM V1, IM V3) FLANGE 1 (1FT6 COMPATIBLE) POWER CONNECTOR ROTATABLE ABSOLUTE VALUE ENCODER SINGLETURN 24 BIT WITH DRIVE-CLIQ INTERFACE (ENCODER AS24DQI) PLAIN SHAFT, W/O HOLDING BRAKE; ACC. TOLERANCE R VIBRATION SEVERITY GRADE A+R, DEGREE OF PROTECTION IP 64 | 4967 | TEM | 1 | MC | 13.804 | 1
1FT70645WK711BK4 | SIMOTICS S SYNCHRON. MOTOR 1FT7, M0=16NM (100K) NN=6000RPM, PN=8,90KW WATER-COOLED; FRAME SIZE IMB 5 (IM V1, IM V3) FLANGE 1 (1FT6 COMPATIBLE) POWER CONNECTOR ROTATABLE ABSOLUTE VALUE ENCODER SINGLETURN 24 BIT WITH DRIVE-CLIQ INTERFACE (ENCODER AS24DQI) PLAIN SHAFT, W/O HOLDING BRAKE; ACC. TOLERANCE R VIBRATION SEVERITY GRADE A+R, DEGREE OF PROTECTION IP 65 | 5064 | TEM | 1 | MC | 13.804 | 1
1FT70645WK711BK5 | SIMOTICS S SYNCHRON. MOTOR 1FT7, M0=16NM (100K) NN=6000RPM, PN=8,90KW WATER-COOLED; FRAME SIZE IMB 5 (IM V1, IM V3) FLANGE 1 (1FT6 COMPATIBLE) POWER CONNECTOR ROTATABLE ABSOLUTE VALUE ENCODER SINGLETURN 24 BIT WITH DRIVE-CLIQ INTERFACE (ENCODER AS24DQI) PLAIN SHAFT, W/O HOLDING BRAKE; ACC. TOLERANCE R VIBRATION SEVERITY GRADE A+R, DEGREE OF PROTECTION IP 67 | 5144 | TEM | 1 | MC | 13.804 | 1
1FT70645WK711CG1 | SIMOTICS S SYNCHRON. MOTOR 1FT7, M0=16NM (100K) NN=6000RPM, PN=8,90KW WATER-COOLED; FRAME SIZE IMB 5 (IM V1, IM V3) FLANGE 1 (1FT6 COMPATIBLE) POWER CONNECTOR ROTATABLE ABSOLUTE ENCODER 24 BITS + 12 BIT MULTITURN WITH DRIVE-CLIQ INTERFACE (ENCODER AM24DQI) PLAIN SHAFT, W/O HOLDING BRAKE; ACC. TOLERANCE N VIBRATION SEVERITY GRADE A, DEGREE OF PROTECTION IP 65 | 5514 | TEM | 1 | MC | 13.804 | 1
1FT70645WK711CH1 | SIMOTICS S SYNCHRON. MOTOR 1FT7, M0=16NM (100K) NN=6000RPM, PN=8,90KW WATER-COOLED; FRAME SIZE IMB 5 (IM V1, IM V3) FLANGE 1 (1FT6 COMPATIBLE) POWER CONNECTOR ROTATABLE ABSOLUTE ENCODER 24 BITS + 12 BIT MULTITURN WITH DRIVE-CLIQ INTERFACE (ENCODER AM24DQI) PLAIN SHAFT, WITH HOLDING BRAKE; ACCURACY TOLERANCE N VIBRATION SEVERITY GRADE A, DEGREE OF PROTECTION IP 65 | 6308 | TEM | 1 | MC | 15.103 | 1
1FT70645WK711CH2 | SIMOTICS S SYNCHRON. MOTOR 1FT7, M0=16NM (100K) NN=6000RPM, PN=8,90KW WATER-COOLED; FRAME SIZE IMB 5 (IM V1, IM V3) FLANGE 1 (1FT6 COMPATIBLE) POWER CONNECTOR ROTATABLE ABSOLUTE ENCODER 24 BITS + 12 BIT MULTITURN WITH DRIVE-CLIQ INTERFACE (ENCODER AM24DQI) PLAIN SHAFT, WITH HOLDING BRAKE; ACCURACY TOLERANCE N VIBRATION SEVERITY GRADE A, DEGREE OF PROTECTION IP 67 | 6388 | TEM | 1 | MC | 15.103 | 1
1FT70645WK711DG1 | SIMOTICS S SYNCHRON. MOTOR 1FT7, M0=16NM (100K) NN=6000RPM, PN=8,90KW WATER-COOLED; FRAME SIZE IMB 5 (IM V1, IM V3) FLANGE 1 (1FT6 COMPATIBLE) POWER CONNECTOR ROTATABLE INCREMENTAL ENCODER 2048 S/R WITH DRIVE-CLIQ INTERFACE (ENCODER I-2048) CONNECTOR ROTATABLE PLAIN SHAFT, W/O HOLDING BRAKE; ACC. TOLERANCE N VIBRATION SEVERITY GRADE A, DEGREE OF PROTECTION IP 65 | 4829 | TEM | 1 | MC | 13.804 | 1
1FT70645WK711DG4 | SIMOTICS S SYNCHRON. MOTOR 1FT7, M0=16NM (100K) NN=6000RPM, PN=8,90KW WATER-COOLED; FRAME SIZE IMB 5 (IM V1, IM V3) FLANGE 1 (1FT6 COMPATIBLE) POWER CONNECTOR ROTATABLE INCREMENTAL ENCODER 2048 S/R WITH DRIVE-CLIQ INTERFACE (ENCODER I-2048) CONNECTOR ROTATABLE PLAIN SHAFT, W/O HOLDING BRAKE; ACC. TOLERANCE N VIBRATION SEVERITY GRADE A+R, DEGREE OF PROTECTION IP 65 | 4985 | TEM | 1 | MC | 13.804 | 1
1FT70645WK711DH1 | SIMOTICS S SYNCHRON. MOTOR 1FT7, M0=16NM (100K) NN=6000RPM, PN=8,90KW WATER-COOLED; FRAME SIZE IMB 5 (IM V1, IM V3) FLANGE 1 (1FT6 COMPATIBLE) POWER CONNECTOR ROTATABLE INCREMENTAL ENCODER 2048 S/R WITH DRIVE-CLIQ INTERFACE (ENCODER I-2048) CONNECTOR ROTATABLE PLAIN SHAFT, WITH HOLDING BRAKE; ACCURACY TOLERANCE N VIBRATION SEVERITY GRADE A, DEGREE OF PROTECTION IP 65 | 5623 | TEM | 1 | MC | 15.103 | 1
1FT70645WK711FH1 | SIMOTICS S SYNCHRON. MOTOR 1FT7, M0=16NM (100K) NN=6000RPM, PN=8,90KW WATER-COOLED; FRAME SIZE IMB 5 (IM V1, IM V3) FLANGE 1 (1FT6 COMPATIBLE) POWER CONNECTOR ROTATABLE ABSOLUTE ENCODER 22 BITS MULTI TURN WITH DRIVE-CLIQ INTERFACE (ENCODER AM-22-DQ) CONNECTOR ROTATABLE PLAIN SHAFT, WITH HOLDING BRAKE; ACCURACY TOLERANCE N VIBRATION SEVERITY GRADE A, DEGREE OF PROTECTION IP 65 | 6388 | TEM | 1 | MC | 15.103 | 1
1FT70645WK711MA2 | SIMOTICS S SYNCHRON. MOTOR 1FT7, M0=16NM (100K) NN=6000RPM, PN=8,90KW WATER-COOLED; FRAME SIZE IMB 5 (IM V1, IM V3) (1FT6 COMPATIBLE) WITH KTY TEMPERATURE SENSOR POWER CONNECTOR ROTATABLE ABSOLUTE ENCODER ENDAT 2048 S/R (ENCODER A-2048) CONNECTOR ROTATABLE SHAFT WITH FITTED KEY; W/O HOLDING BRAKE; ACC. TOLERANCE N VIBRATION SEVERITY GRADE A, DEGREE OF PROTECTION IP 67 | 5242 | TEM | 1 | MC | 13.804 | 1
1FT70645WK711MH1 | SIMOTICS S SYNCHRON. MOTOR 1FT7, M0=16NM (100K) NN=6000RPM, PN=8,90KW WATER-COOLED; FRAME SIZE IMB 5 (IM V1, IM V3) (1FT6 COMPATIBLE) WITH KTY TEMPERATURE SENSOR POWER CONNECTOR ROTATABLE ABSOLUTE ENCODER ENDAT 2048 S/R (ENCODER A-2048) CONNECTOR ROTATABLE PLAIN SHAFT, WITH HOLDING BRAKE; ACCURACY TOLERANCE N VIBRATION SEVERITY GRADE A, DEGREE OF PROTECTION IP 65 | 5956 | TEM | 1 | MC | 15.103 | 1
1FT70645WK711NG0 | SIMOTICS S SYNCHRON. MOTOR 1FT7, M0=16NM (100K) NN=6000RPM, PN=8,90KW WATER-COOLED; FRAME SIZE IM B5 (1FT6 COMPATIBLE) WITH KTY TEMPERATURE SENSOR POWER CONNECTOR ROTATABLE INCREM. ENCODER SIN/COS 1VSS 2048 S/R (ENCODER I-2048) CONNECTOR ROTATABLE PLAIN SHAFT, W/O HOLDING BRAKE; ACC. TOLERANCE N VIBRATION SEVERITY GRADE A, DEGREE OF PROTECTION IP 64 | 4312 | TEM | 1 | MC | 13.804 | 1
1FT70645WK711NG1 | SIMOTICS S SYNCHRON. MOTOR 1FT7, M0=16NM (100K) NN=6000RPM, PN=8,90KW WATER-COOLED; FRAME SIZE IM B5 (1FT6 COMPATIBLE) WITH KTY TEMPERATURE SENSOR POWER CONNECTOR ROTATABLE INCREM. ENCODER SIN/COS 1VSS 2048 S/R (ENCODER I-2048) CONNECTOR ROTATABLE PLAIN SHAFT, W/O HOLDING BRAKE; ACC. TOLERANCE N VIBRATION SEVERITY GRADE A, DEGREE OF PROTECTION IP 65 | 4409 | TEM | 1 | MC | 13.804 | 1
1FT70645WK711NH0 | SIMOTICS S SYNCHRON. MOTOR 1FT7, M0=16NM (100K) NN=6000RPM, PN=8,90KW WATER-COOLED; FRAME SIZE IM B5 (1FT6 COMPATIBLE) WITH KTY TEMPERATURE SENSOR POWER CONNECTOR ROTATABLE INCREM. ENCODER SIN/COS 1VSS 2048 S/R (ENCODER I-2048) CONNECTOR ROTATABLE PLAIN SHAFT, WITH HOLDING BRAKE; ACCURACY TOLERANCE N VIBRATION SEVERITY GRADE A, DEGREE OF PROTECTION IP 64 | 5106 | TEM | 1 | MC | 15.103 | 1
1FT70645WK711NH1 | SIMOTICS S SYNCHRON. MOTOR 1FT7, M0=16NM (100K) NN=6000RPM, PN=8,90KW WATER-COOLED; FRAME SIZE IM B5 (1FT6 COMPATIBLE) WITH KTY TEMPERATURE SENSOR POWER CONNECTOR ROTATABLE INCREM. ENCODER SIN/COS 1VSS 2048 S/R (ENCODER I-2048) CONNECTOR ROTATABLE PLAIN SHAFT, WITH HOLDING BRAKE; ACCURACY TOLERANCE N VIBRATION SEVERITY GRADE A, DEGREE OF PROTECTION IP 65 | 5202 | TEM | 1 | MC | 15.103 | 1
1FT70645WK711NK2 | SIMOTICS S SYNCHRON. MOTOR 1FT7, M0=16NM (100K) NN=6000RPM, PN=8,90KW WATER-COOLED; FRAME SIZE IM B5 (1FT6 COMPATIBLE) WITH KTY TEMPERATURE SENSOR POWER CONNECTOR ROTATABLE INCREM. ENCODER SIN/COS 1VSS 2048 S/R (ENCODER I-2048) CONNECTOR ROTATABLE PLAIN SHAFT, W/O HOLDING BRAKE; ACC. TOLERANCE R VIBRATION SEVERITY GRADE A, DEGREE OF PROTECTION IP 67 | 4648 | TEM | 1 | MC | 13.804 | 1
1FT70645WK711NK5 | SIMOTICS S SYNCHRON. MOTOR 1FT7, M0=16NM (100K) NN=6000RPM, PN=8,90KW WATER-COOLED; FRAME SIZE IM B5 (1FT6 COMPATIBLE) WITH KTY TEMPERATURE SENSOR POWER CONNECTOR ROTATABLE INCREM. ENCODER SIN/COS 1VSS 2048 S/R (ENCODER I-2048) CONNECTOR ROTATABLE PLAIN SHAFT, W/O HOLDING BRAKE; ACC. TOLERANCE R VIBRATION SEVERITY GRADE A+R, DEGREE OF PROTECTION IP 67 | 4804 | TEM | 1 | MC | 13.804 | 1
1FT70657SF701BB0 | SIMOTICS S SYNCHRON. MOTOR 1FT7, M0=14NM (100K) NN=3000RPM, PN=3,80KW SEPARATE VENTILATION; FRAME SIZE IMB 5 (IM V1, IM V3) FLANGE 0 POWER CONNECTOR ROTATABLE ABSOLUTE VALUE ENCODER SINGLETURN 24 BIT WITH DRIVE-CLIQ INTERFACE (ENCODER AS24DQI) SHAFT WITH FITTED KEY; WITH HOLDING BRAKE; ACC. TOLERANCE N VIBRATION SEVERITY GRADE A, DEGREE OF PROTECTION IP 64 | 5807 | TEM | 1 | MC | 20.303 | 1
1FT70657SF701BG0 | SIMOTICS S SYNCHRON. MOTOR 1FT7, M0=14NM (100K) NN=3000RPM, PN=3,80KW SEPARATE VENTILATION; FRAME SIZE IMB 5 (IM V1, IM V3) FLANGE 0 POWER CONNECTOR ROTATABLE ABSOLUTE VALUE ENCODER SINGLETURN 24 BIT WITH DRIVE-CLIQ INTERFACE (ENCODER AS24DQI) PLAIN SHAFT, W/O HOLDING BRAKE; ACC. TOLERANCE N VIBRATION SEVERITY GRADE A, DEGREE OF PROTECTION IP 64 | 5014 | TEM | 1 | MC | 19.004 | 1
1FT70657SF701CA0 | SIMOTICS S SYNCHRON. MOTOR 1FT7, M0=14NM (100K) NN=3000RPM, PN=3,80KW SEPARATE VENTILATION; FRAME SIZE IMB 5 (IM V1, IM V3) FLANGE 0 POWER CONNECTOR ROTATABLE ABSOLUTE ENCODER 24 BITS + 12 BIT MULTITURN WITH DRIVE-CLIQ INTERFACE (ENCODER AM24DQI) SHAFT WITH FITTED KEY; W/O HOLDING BRAKE; ACC. TOLERANCE N VIBRATION SEVERITY GRADE A, DEGREE OF PROTECTION IP 64 | 5779 | TEM | 1 | MC | 19.104 | 1
1FT70657SF701CB0 | SIMOTICS S SYNCHRON. MOTOR 1FT7, M0=14NM (100K) NN=3000RPM, PN=3,80KW SEPARATE VENTILATION; FRAME SIZE IMB 5 (IM V1, IM V3) FLANGE 0 POWER CONNECTOR ROTATABLE ABSOLUTE ENCODER 24 BITS + 12 BIT MULTITURN WITH DRIVE-CLIQ INTERFACE (ENCODER AM24DQI) SHAFT WITH FITTED KEY; WITH HOLDING BRAKE; ACC. TOLERANCE N VIBRATION SEVERITY GRADE A, DEGREE OF PROTECTION IP 64 | 6572 | TEM | 1 | MC | 20.403 | 1
1FT70657SF701CH1 | SIMOTICS S SYNCHRON. MOTOR 1FT7, M0=14NM (100K) NN=3000RPM, PN=3,80KW SEPARATE VENTILATION; FRAME SIZE IMB 5 (IM V1, IM V3) FLANGE 0 POWER CONNECTOR ROTATABLE ABSOLUTE ENCODER 24 BITS + 12 BIT MULTITURN WITH DRIVE-CLIQ INTERFACE (ENCODER AM24DQI) PLAIN SHAFT, WITH HOLDING BRAKE; ACCURACY TOLERANCE N VIBRATION SEVERITY GRADE A, DEGREE OF PROTECTION IP 65 | 6669 | TEM | 1 | MC | 20.403 | 1
1FT70657SF701MB3 | SIMOTICS S SYNCHRON. MOTOR 1FT7, M0=14NM (100K) NN=3000RPM, PN=3,80KW SEPARATE VENTILATION; FRAME SIZE IMB 5 (IM V1, IM V3) FLANGE (COMPACT) WITH KTY TEMPERATURE SENSOR POWER CONNECTOR ROTATABLE ABSOLUTE ENCODER ENDAT 2048 S/R (ENCODER A-2048) CONNECTOR ROTATABLE SHAFT WITH FITTED KEY; WITH HOLDING BRAKE; ACC. TOLERANCE N VIBRATION SEVERITY GRADE A+R, DEGREE OF PROTECTION IP 64 | 6376 | TEM | 1 | MC | 20.303 | 1
1FT70657SF701NA0 | SIMOTICS S SYNCHRON. MOTOR 1FT7, M0=14NM (100K) NN=3000RPM, PN=3,80KW SEPARATE VENTILATION; FRAME SIZE IMB 5 (IM V1, IM V3) FLANGE (COMPACT) WITH KTY TEMPERATURE SENSOR POWER CONNECTOR ROTATABLE INCREM. ENCODER SIN/COS 1VSS 2048 S/R (ENCODER I-2048) CONNECTOR ROTATABLE SHAFT WITH FITTED KEY; W/O HOLDING BRAKE; ACC. TOLERANCE N VIBRATION SEVERITY GRADE A, DEGREE OF PROTECTION IP 64 | 4673 | TEM | 1 | MC | 19.004 | 1
1FT70657SF711BG0 | SIMOTICS S SYNCHRON. MOTOR 1FT7, M0=14NM (100K) NN=3000RPM, PN=3,80KW SEPARATE VENTILATION; FRAME SIZE IMB 5 (IM V1, IM V3) FLANGE 1 (1FT6 COMPATIBLE) POWER CONNECTOR ROTATABLE ABSOLUTE VALUE ENCODER SINGLETURN 24 BIT WITH DRIVE-CLIQ INTERFACE (ENCODER AS24DQI) PLAIN SHAFT, W/O HOLDING BRAKE; ACC. TOLERANCE N VIBRATION SEVERITY GRADE A, DEGREE OF PROTECTION IP 64 | 5014 | TEM | 1 | MC | 19.004 | 1
1FT70657SF711BK3 | SIMOTICS S SYNCHRON. MOTOR 1FT7, M0=14NM (100K) NN=3000RPM, PN=3,80KW SEPARATE VENTILATION; FRAME SIZE IMB 5 (IM V1, IM V3) FLANGE 1 (1FT6 COMPATIBLE) POWER CONNECTOR ROTATABLE ABSOLUTE VALUE ENCODER SINGLETURN 24 BIT WITH DRIVE-CLIQ INTERFACE (ENCODER AS24DQI) PLAIN SHAFT, W/O HOLDING BRAKE; ACC. TOLERANCE R VIBRATION SEVERITY GRADE A+R, DEGREE OF PROTECTION IP 64 | 5328 | TEM | 1 | MC | 19.004 | 1
1FT70657SF711CG0 | SIMOTICS S SYNCHRON. MOTOR 1FT7, M0=14NM (100K) NN=3000RPM, PN=3,80KW SEPARATE VENTILATION; FRAME SIZE IMB 5 (IM V1, IM V3) FLANGE 1 (1FT6 COMPATIBLE) POWER CONNECTOR ROTATABLE ABSOLUTE ENCODER 24 BITS + 12 BIT MULTITURN WITH DRIVE-CLIQ INTERFACE (ENCODER AM24DQI) PLAIN SHAFT, W/O HOLDING BRAKE; ACC. TOLERANCE N VIBRATION SEVERITY GRADE A, DEGREE OF PROTECTION IP 64 | 5779 | TEM | 1 | MC | 19.104 | 1
1FT70657SF711MH3 | SIMOTICS S SYNCHRON. MOTOR 1FT7, M0=14NM (100K) NN=3000RPM, PN=3,80KW SEPARATE VENTILATION; FRAME SIZE IMB 5 (IM V1, IM V3) (1FT6 COMPATIBLE) WITH KTY TEMPERATURE SENSOR POWER CONNECTOR ROTATABLE ABSOLUTE ENCODER ENDAT 2048 S/R (ENCODER A-2048) CONNECTOR ROTATABLE PLAIN SHAFT, WITH HOLDING BRAKE; ACCURACY TOLERANCE N VIBRATION SEVERITY GRADE A+R, DEGREE OF PROTECTION IP 64 | 6376 | TEM | 1 | MC | 20.303 | 1
1FT70657SF711NG1 | SIMOTICS S SYNCHRON. MOTOR 1FT7, M0=14NM (100K) NN=3000RPM, PN=3,80KW SEPARATE VENTILATION; FRAME SIZE IM B5 (1FT6 COMPATIBLE) WITH KTY TEMPERATURE SENSOR POWER CONNECTOR ROTATABLE INCREM. ENCODER SIN/COS 1VSS 2048 S/R (ENCODER I-2048) CONNECTOR ROTATABLE PLAIN SHAFT, W/O HOLDING BRAKE; ACC. TOLERANCE N VIBRATION SEVERITY GRADE A, DEGREE OF PROTECTION IP 65 | 4769 | TEM | 1 | MC | 19.004 | 1
1FT70657SF711NG4 | SIMOTICS S SYNCHRON. MOTOR 1FT7, M0=14NM (100K) NN=3000RPM, PN=3,80KW SEPARATE VENTILATION; FRAME SIZE IM B5 (1FT6 COMPATIBLE) WITH KTY TEMPERATURE SENSOR POWER CONNECTOR ROTATABLE INCREM. ENCODER SIN/COS 1VSS 2048 S/R (ENCODER I-2048) CONNECTOR ROTATABLE PLAIN SHAFT, W/O HOLDING BRAKE; ACC. TOLERANCE N VIBRATION SEVERITY GRADE A+R, DEGREE OF PROTECTION IP 65 | 4925 | TEM | 1 | MC | 19.004 | 1
1FT70657SH701BG0 | SIMOTICS S SYNCHRON. MOTOR 1FT7, M0=14NM (100K) NN=4500RPM, PN=5,20KW SEPARATE VENTILATION; FRAME SIZE IMB 5 (IM V1, IM V3) FLANGE 0 POWER CONNECTOR ROTATABLE ABSOLUTE VALUE ENCODER SINGLETURN 24 BIT WITH DRIVE-CLIQ INTERFACE (ENCODER AS24DQI) PLAIN SHAFT, W/O HOLDING BRAKE; ACC. TOLERANCE N VIBRATION SEVERITY GRADE A, DEGREE OF PROTECTION IP 64 | 5014 | TEM | 1 | MC | 19.004 | 1
1FT70657SH701CA1 | SIMOTICS S SYNCHRON. MOTOR 1FT7, M0=14NM (100K) NN=4500RPM, PN=5,20KW SEPARATE VENTILATION; FRAME SIZE IMB 5 (IM V1, IM V3) FLANGE 0 POWER CONNECTOR ROTATABLE ABSOLUTE ENCODER 24 BITS + 12 BIT MULTITURN WITH DRIVE-CLIQ INTERFACE (ENCODER AM24DQI) SHAFT WITH FITTED KEY; W/O HOLDING BRAKE; ACC. TOLERANCE N VIBRATION SEVERITY GRADE A, DEGREE OF PROTECTION IP 65 | 5875 | TEM | 1 | MC | 19.104 | 1
1FT70657SH701CG0 | SIMOTICS S SYNCHRON. MOTOR 1FT7, M0=14NM (100K) NN=4500RPM, PN=5,20KW SEPARATE VENTILATION; FRAME SIZE IMB 5 (IM V1, IM V3) FLANGE 0 POWER CONNECTOR ROTATABLE ABSOLUTE ENCODER 24 BITS + 12 BIT MULTITURN WITH DRIVE-CLIQ INTERFACE (ENCODER AM24DQI) PLAIN SHAFT, W/O HOLDING BRAKE; ACC. TOLERANCE N VIBRATION SEVERITY GRADE A, DEGREE OF PROTECTION IP 64 | 5779 | TEM | 1 | MC | 19.104 | 1
1FT70657SH701CH0 | SIMOTICS S SYNCHRON. MOTOR 1FT7, M0=14NM (100K) NN=4500RPM, PN=5,20KW SEPARATE VENTILATION; FRAME SIZE IMB 5 (IM V1, IM V3) FLANGE 0 POWER CONNECTOR ROTATABLE ABSOLUTE ENCODER 24 BITS + 12 BIT MULTITURN WITH DRIVE-CLIQ INTERFACE (ENCODER AM24DQI) PLAIN SHAFT, WITH HOLDING BRAKE; ACCURACY TOLERANCE N VIBRATION SEVERITY GRADE A, DEGREE OF PROTECTION IP 64 | 6572 | TEM | 1 | MC | 20.403 | 1
1FT70657SH701MH0 | SIMOTICS S SYNCHRON. MOTOR 1FT7, M0=14NM (100K) NN=4500RPM, PN=5,20KW SEPARATE VENTILATION; FRAME SIZE IMB 5 (IM V1, IM V3) FLANGE (COMPACT) WITH KTY TEMPERATURE SENSOR POWER CONNECTOR ROTATABLE ABSOLUTE ENCODER ENDAT 2048 S/R (ENCODER A-2048) CONNECTOR ROTATABLE PLAIN SHAFT, WITH HOLDING BRAKE; ACCURACY TOLERANCE N VIBRATION SEVERITY GRADE A, DEGREE OF PROTECTION IP 64 | 6221 | TEM | 1 | MC | 20.303 | 1
1FT70657SH711BG0 | SIMOTICS S SYNCHRON. MOTOR 1FT7, M0=14NM (100K) NN=4500RPM, PN=5,20KW SEPARATE VENTILATION; FRAME SIZE IMB 5 (IM V1, IM V3) FLANGE 1 (1FT6 COMPATIBLE) POWER CONNECTOR ROTATABLE ABSOLUTE VALUE ENCODER SINGLETURN 24 BIT WITH DRIVE-CLIQ INTERFACE (ENCODER AS24DQI) PLAIN SHAFT, W/O HOLDING BRAKE; ACC. TOLERANCE N VIBRATION SEVERITY GRADE A, DEGREE OF PROTECTION IP 64 | 5014 | TEM | 1 | MC | 19.004 | 1
1FT70657SH711BG1 | SIMOTICS S SYNCHRON. MOTOR 1FT7, M0=14NM (100K) NN=4500RPM, PN=5,20KW SEPARATE VENTILATION; FRAME SIZE IMB 5 (IM V1, IM V3) FLANGE 1 (1FT6 COMPATIBLE) POWER CONNECTOR ROTATABLE ABSOLUTE VALUE ENCODER SINGLETURN 24 BIT WITH DRIVE-CLIQ INTERFACE (ENCODER AS24DQI) PLAIN SHAFT, W/O HOLDING BRAKE; ACC. TOLERANCE N VIBRATION SEVERITY GRADE A, DEGREE OF PROTECTION IP 65 | 5110 | TEM | 1 | MC | 19.004 | 1
1FT70657SH711MG1 | SIMOTICS S SYNCHRON. MOTOR 1FT7, M0=14NM (100K) NN=4500RPM, PN=5,20KW SEPARATE VENTILATION; FRAME SIZE IMB 5 (IM V1, IM V3) (1FT6 COMPATIBLE) WITH KTY TEMPERATURE SENSOR POWER CONNECTOR ROTATABLE ABSOLUTE ENCODER ENDAT 2048 S/R (ENCODER A-2048) CONNECTOR ROTATABLE PLAIN SHAFT, W/O HOLDING BRAKE; ACC. TOLERANCE N VIBRATION SEVERITY GRADE A, DEGREE OF PROTECTION IP 65 | 5523 | TEM | 1 | MC | 19.004 | 1
1FT70657SH711MH0 | SIMOTICS S SYNCHRON. MOTOR 1FT7, M0=14NM (100K) NN=4500RPM, PN=5,20KW SEPARATE VENTILATION; FRAME SIZE IMB 5 (IM V1, IM V3) (1FT6 COMPATIBLE) WITH KTY TEMPERATURE SENSOR POWER CONNECTOR ROTATABLE ABSOLUTE ENCODER ENDAT 2048 S/R (ENCODER A-2048) CONNECTOR ROTATABLE PLAIN SHAFT, WITH HOLDING BRAKE; ACCURACY TOLERANCE N VIBRATION SEVERITY GRADE A, DEGREE OF PROTECTION IP 64 | 6221 | TEM | 1 | MC | 20.303 | 1
1FT70657SH711MH1 | SIMOTICS S SYNCHRON. MOTOR 1FT7, M0=14NM (100K) NN=4500RPM, PN=5,20KW SEPARATE VENTILATION; FRAME SIZE IMB 5 (IM V1, IM V3) (1FT6 COMPATIBLE) WITH KTY TEMPERATURE SENSOR POWER CONNECTOR ROTATABLE ABSOLUTE ENCODER ENDAT 2048 S/R (ENCODER A-2048) CONNECTOR ROTATABLE PLAIN SHAFT, WITH HOLDING BRAKE; ACCURACY TOLERANCE N VIBRATION SEVERITY GRADE A, DEGREE OF PROTECTION IP 65 | 6317 | TEM | 1 | MC | 20.303 | 1
1FT70657SH711NG0 | SIMOTICS S SYNCHRON. MOTOR 1FT7, M0=14NM (100K) NN=4500RPM, PN=5,20KW SEPARATE VENTILATION; FRAME SIZE IM B5 (1FT6 COMPATIBLE) WITH KTY TEMPERATURE SENSOR POWER CONNECTOR ROTATABLE INCREM. ENCODER SIN/COS 1VSS 2048 S/R (ENCODER I-2048) CONNECTOR ROTATABLE PLAIN SHAFT, W/O HOLDING BRAKE; ACC. TOLERANCE N VIBRATION SEVERITY GRADE A, DEGREE OF PROTECTION IP 64 | 4673 | TEM | 1 | MC | 19.004 | 1
1FT70657WF701DA3 | SIMOTICS S SYNCHRON. MOTOR 1FT7, M0=19NM (100K) NN=3000RPM, PN=5,70KW WATER-COOLED; FRAME SIZE IMB 5 (IM V1, IM V3) FLANGE 0 POWER CONNECTOR ROTATABLE INCREMENTAL ENCODER 2048 S/R WITH DRIVE-CLIQ INTERFACE (ENCODER I-2048) CONNECTOR ROTATABLE SHAFT WITH FITTED KEY; W/O HOLDING BRAKE; ACC. TOLERANCE N VIBRATION SEVERITY GRADE A+R, DEGREE OF PROTECTION IP 64 | 5249 | TEM | 1 | MC | 16.104 | 1
1FT70657WF701DB1 | SIMOTICS S SYNCHRON. MOTOR 1FT7, M0=19NM (100K) NN=3000RPM, PN=5,70KW WATER-COOLED; FRAME SIZE IMB 5 (IM V1, IM V3) FLANGE 0 POWER CONNECTOR ROTATABLE INCREMENTAL ENCODER 2048 S/R WITH DRIVE-CLIQ INTERFACE (ENCODER I-2048) CONNECTOR ROTATABLE SHAFT WITH FITTED KEY; WITH HOLDING BRAKE; ACC. TOLERANCE N VIBRATION SEVERITY GRADE A, DEGREE OF PROTECTION IP 65 | 5984 | TEM | 1 | MC | 17.403 | 1
1FT70657WF701DH1 | SIMOTICS S SYNCHRON. MOTOR 1FT7, M0=19NM (100K) NN=3000RPM, PN=5,70KW WATER-COOLED; FRAME SIZE IMB 5 (IM V1, IM V3) FLANGE 0 POWER CONNECTOR ROTATABLE INCREMENTAL ENCODER 2048 S/R WITH DRIVE-CLIQ INTERFACE (ENCODER I-2048) CONNECTOR ROTATABLE PLAIN SHAFT, WITH HOLDING BRAKE; ACCURACY TOLERANCE N VIBRATION SEVERITY GRADE A, DEGREE OF PROTECTION IP 65 | 5984 | TEM | 1 | MC | 17.403 | 1
1FT70657WF701FL5 | SIMOTICS S SYNCHRON. MOTOR 1FT7, M0=19NM (100K) NN=3000RPM, PN=5,70KW WATER-COOLED; FRAME SIZE IMB 5 (IM V1, IM V3) FLANGE 0 POWER CONNECTOR ROTATABLE ABSOLUTE ENCODER 22 BITS MULTI TURN WITH DRIVE-CLIQ INTERFACE (ENCODER AM-22-DQ) CONNECTOR ROTATABLE PLAIN SHAFT, WITH HOLDING BRAKE; ACCURACY TOLERANCE R VIBRATION SEVERITY GRADE A+R, DEGREE OF PROTECTION IP 67 | 7141 | TEM | 1 | MC | 17.403 | 1
1FT70657WF711CG0 | SIMOTICS S SYNCHRON. MOTOR 1FT7, M0=19NM (100K) NN=3000RPM, PN=5,70KW WATER-COOLED; FRAME SIZE IMB 5 (IM V1, IM V3) FLANGE 1 (1FT6 COMPATIBLE) POWER CONNECTOR ROTATABLE ABSOLUTE ENCODER 24 BITS + 12 BIT MULTITURN WITH DRIVE-CLIQ INTERFACE (ENCODER AM24DQI) PLAIN SHAFT, W/O HOLDING BRAKE; ACC. TOLERANCE N VIBRATION SEVERITY GRADE A, DEGREE OF PROTECTION IP 64 | 5779 | TEM | 1 | MC | 16.104 | 1
1FT70657WF711CH1 | SIMOTICS S SYNCHRON. MOTOR 1FT7, M0=19NM (100K) NN=3000RPM, PN=5,70KW WATER-COOLED; FRAME SIZE IMB 5 (IM V1, IM V3) FLANGE 1 (1FT6 COMPATIBLE) POWER CONNECTOR ROTATABLE ABSOLUTE ENCODER 24 BITS + 12 BIT MULTITURN WITH DRIVE-CLIQ INTERFACE (ENCODER AM24DQI) PLAIN SHAFT, WITH HOLDING BRAKE; ACCURACY TOLERANCE N VIBRATION SEVERITY GRADE A, DEGREE OF PROTECTION IP 65 | 6669 | TEM | 1 | MC | 17.403 | 1
1FT70657WF711DB1 | SIMOTICS S SYNCHRON. MOTOR 1FT7, M0=19NM (100K) NN=3000RPM, PN=5,70KW WATER-COOLED; FRAME SIZE IMB 5 (IM V1, IM V3) FLANGE 1 (1FT6 COMPATIBLE) POWER CONNECTOR ROTATABLE INCREMENTAL ENCODER 2048 S/R WITH DRIVE-CLIQ INTERFACE (ENCODER I-2048) CONNECTOR ROTATABLE SHAFT WITH FITTED KEY; WITH HOLDING BRAKE; ACC. TOLERANCE N VIBRATION SEVERITY GRADE A, DEGREE OF PROTECTION IP 65 | 5984 | TEM | 1 | MC | 17.403 | 1
1FT70657WF711DH3 | SIMOTICS S SYNCHRON. MOTOR 1FT7, M0=19NM (100K) NN=3000RPM, PN=5,70KW WATER-COOLED; FRAME SIZE IMB 5 (IM V1, IM V3) FLANGE 1 (1FT6 COMPATIBLE) POWER CONNECTOR ROTATABLE INCREMENTAL ENCODER 2048 S/R WITH DRIVE-CLIQ INTERFACE (ENCODER I-2048) CONNECTOR ROTATABLE PLAIN SHAFT, WITH HOLDING BRAKE; ACCURACY TOLERANCE N VIBRATION SEVERITY GRADE A+R, DEGREE OF PROTECTION IP 64 | 6042 | TEM | 1 | MC | 17.403 | 1
1FT70657WF711DK4 | SIMOTICS S SYNCHRON. MOTOR 1FT7, M0=19NM (100K) NN=3000RPM, PN=5,70KW WATER-COOLED; FRAME SIZE IMB 5 (IM V1, IM V3) FLANGE 1 (1FT6 COMPATIBLE) POWER CONNECTOR ROTATABLE INCREMENTAL ENCODER 2048 S/R WITH DRIVE-CLIQ INTERFACE (ENCODER I-2048) CONNECTOR ROTATABLE PLAIN SHAFT, W/O HOLDING BRAKE; ACC. TOLERANCE R VIBRATION SEVERITY GRADE A+R, DEGREE OF PROTECTION IP 65 | 5505 | TEM | 1 | MC | 16.104 | 1
1FT70657WF711FA5 | SIMOTICS S SYNCHRON. MOTOR 1FT7, M0=19NM (100K) NN=3000RPM, PN=5,70KW WATER-COOLED; FRAME SIZE IMB 5 (IM V1, IM V3) FLANGE 1 (1FT6 COMPATIBLE) POWER CONNECTOR ROTATABLE ABSOLUTE ENCODER 22 BITS MULTI TURN WITH DRIVE-CLIQ INTERFACE (ENCODER AM-22-DQ) CONNECTOR ROTATABLE SHAFT WITH FITTED KEY; W/O HOLDING BRAKE; ACC. TOLERANCE N VIBRATION SEVERITY GRADE A+R, DEGREE OF PROTECTION IP 67 | 6191 | TEM | 1 | MC | 16.104 | 1
1FT70657WF711MA5 | SIMOTICS S SYNCHRON. MOTOR 1FT7, M0=19NM (100K) NN=3000RPM, PN=5,70KW WATER-COOLED; FRAME SIZE IMB 5 (IM V1, IM V3) (1FT6 COMPATIBLE) WITH KTY TEMPERATURE SENSOR POWER CONNECTOR ROTATABLE ABSOLUTE ENCODER ENDAT 2048 S/R (ENCODER A-2048) CONNECTOR ROTATABLE SHAFT WITH FITTED KEY; W/O HOLDING BRAKE; ACC. TOLERANCE N VIBRATION SEVERITY GRADE A+R, DEGREE OF PROTECTION IP 67 | 5759 | TEM | 1 | MC | 16.104 | 1
1FT70665AF701BA0 | SIMOTICS S SYNCHRON. MOTOR 1FT7, M0=12NM (100K) NN=3000RPM, PN=2,92KW NATURAL AIR COOLING; FRAME SIZE IMB 5 (IM V1, IM V3) FLANGE 0 POWER CONNECTOR ROTATABLE ABSOLUTE VALUE ENCODER SINGLETURN 24 BIT WITH DRIVE-CLIQ INTERFACE (ENCODER AS24DQI) SHAFT WITH FITTED KEY; W/O HOLDING BRAKE; ACC. TOLERANCE N VIBRATION SEVERITY GRADE A, DEGREE OF PROTECTION IP 64 | 4321 | TEM | 1 | MC | 12.404 | 1
1FT70665AF701BA1 | SIMOTICS S SYNCHRON. MOTOR 1FT7, M0=12NM (100K) NN=3000RPM, PN=2,92KW NATURAL AIR COOLING; FRAME SIZE IMB 5 (IM V1, IM V3) FLANGE 0 POWER CONNECTOR ROTATABLE ABSOLUTE VALUE ENCODER SINGLETURN 24 BIT WITH DRIVE-CLIQ INTERFACE (ENCODER AS24DQI) SHAFT WITH FITTED KEY; W/O HOLDING BRAKE; ACC. TOLERANCE N VIBRATION SEVERITY GRADE A, DEGREE OF PROTECTION IP 65 | 4417 | TEM | 1 | MC | 12.404 | 1
1FT70665AF701BA3 | SIMOTICS S SYNCHRON. MOTOR 1FT7, M0=12NM (100K) NN=3000RPM, PN=2,92KW NATURAL AIR COOLING; FRAME SIZE IMB 5 (IM V1, IM V3) FLANGE 0 POWER CONNECTOR ROTATABLE ABSOLUTE VALUE ENCODER SINGLETURN 24 BIT WITH DRIVE-CLIQ INTERFACE (ENCODER AS24DQI) SHAFT WITH FITTED KEY; W/O HOLDING BRAKE; ACC. TOLERANCE N VIBRATION SEVERITY GRADE A+R, DEGREE OF PROTECTION IP 64 | 4476 | TEM | 1 | MC | 12.404 | 1
1FT70665AF701BB0 | SIMOTICS S SYNCHRON. MOTOR 1FT7, M0=12NM (100K) NN=3000RPM, PN=2,92KW NATURAL AIR COOLING; FRAME SIZE IMB 5 (IM V1, IM V3) FLANGE 0 POWER CONNECTOR ROTATABLE ABSOLUTE VALUE ENCODER SINGLETURN 24 BIT WITH DRIVE-CLIQ INTERFACE (ENCODER AS24DQI) SHAFT WITH FITTED KEY; WITH HOLDING BRAKE; ACC. TOLERANCE N VIBRATION SEVERITY GRADE A, DEGREE OF PROTECTION IP 64 | 5115 | TEM | 1 | MC | 13.703 | 1
1FT70665AF701BG0 | SIMOTICS S SYNCHRON. MOTOR 1FT7, M0=12NM (100K) NN=3000RPM, PN=2,92KW NATURAL AIR COOLING; FRAME SIZE IMB 5 (IM V1, IM V3) FLANGE 0 POWER CONNECTOR ROTATABLE ABSOLUTE VALUE ENCODER SINGLETURN 24 BIT WITH DRIVE-CLIQ INTERFACE (ENCODER AS24DQI) PLAIN SHAFT, W/O HOLDING BRAKE; ACC. TOLERANCE N VIBRATION SEVERITY GRADE A, DEGREE OF PROTECTION IP 64 | 4321 | TEM | 1 | MC | 12.404 | 1
1FT70665AF701BG1 | SIMOTICS S SYNCHRON. MOTOR 1FT7, M0=12NM (100K) NN=3000RPM, PN=2,92KW NATURAL AIR COOLING; FRAME SIZE IMB 5 (IM V1, IM V3) FLANGE 0 POWER CONNECTOR ROTATABLE ABSOLUTE VALUE ENCODER SINGLETURN 24 BIT WITH DRIVE-CLIQ INTERFACE (ENCODER AS24DQI) PLAIN SHAFT, W/O HOLDING BRAKE; ACC. TOLERANCE N VIBRATION SEVERITY GRADE A, DEGREE OF PROTECTION IP 65 | 4417 | TEM | 1 | MC | 12.404 | 1
1FT70665AF701BG2 | SIMOTICS S SYNCHRON. MOTOR 1FT7, M0=12NM (100K) NN=3000RPM, PN=2,92KW NATURAL AIR COOLING; FRAME SIZE IMB 5 (IM V1, IM V3) FLANGE 0 POWER CONNECTOR ROTATABLE ABSOLUTE VALUE ENCODER SINGLETURN 24 BIT WITH DRIVE-CLIQ INTERFACE (ENCODER AS24DQI) PLAIN SHAFT, W/O HOLDING BRAKE; ACC. TOLERANCE N VIBRATION SEVERITY GRADE A, DEGREE OF PROTECTION IP 67 | 4497 | TEM | 1 | MC | 12.404 | 1
1FT70665AF701BG3 | SIMOTICS S SYNCHRON. MOTOR 1FT7, M0=12NM (100K) NN=3000RPM, PN=2,92KW NATURAL AIR COOLING; FRAME SIZE IMB 5 (IM V1, IM V3) FLANGE 0 POWER CONNECTOR ROTATABLE ABSOLUTE VALUE ENCODER SINGLETURN 24 BIT WITH DRIVE-CLIQ INTERFACE (ENCODER AS24DQI) PLAIN SHAFT, W/O HOLDING BRAKE; ACC. TOLERANCE N VIBRATION SEVERITY GRADE A+R, DEGREE OF PROTECTION IP 64 | 4476 | TEM | 1 | MC | 12.404 | 1
1FT70665AF701BH0 | SIMOTICS S SYNCHRON. MOTOR 1FT7, M0=12NM (100K) NN=3000RPM, PN=2,92KW NATURAL AIR COOLING; FRAME SIZE IMB 5 (IM V1, IM V3) FLANGE 0 POWER CONNECTOR ROTATABLE ABSOLUTE VALUE ENCODER SINGLETURN 24 BIT WITH DRIVE-CLIQ INTERFACE (ENCODER AS24DQI) PLAIN SHAFT, WITH HOLDING BRAKE; ACCURACY TOLERANCE N VIBRATION SEVERITY GRADE A, DEGREE OF PROTECTION IP 64 | 5115 | TEM | 1 | MC | 13.703 | 1
1FT70665AF701BH1 | SIMOTICS S SYNCHRON. MOTOR 1FT7, M0=12NM (100K) NN=3000RPM, PN=2,92KW NATURAL AIR COOLING; FRAME SIZE IMB 5 (IM V1, IM V3) FLANGE 0 POWER CONNECTOR ROTATABLE ABSOLUTE VALUE ENCODER SINGLETURN 24 BIT WITH DRIVE-CLIQ INTERFACE (ENCODER AS24DQI) PLAIN SHAFT, WITH HOLDING BRAKE; ACCURACY TOLERANCE N VIBRATION SEVERITY GRADE A, DEGREE OF PROTECTION IP 65 | 5211 | TEM | 1 | MC | 13.703 | 1
1FT70665AF701BK1 | SIMOTICS S SYNCHRON. MOTOR 1FT7, M0=12NM (100K) NN=3000RPM, PN=2,92KW NATURAL AIR COOLING; FRAME SIZE IMB 5 (IM V1, IM V3) FLANGE 0 POWER CONNECTOR ROTATABLE ABSOLUTE VALUE ENCODER SINGLETURN 24 BIT WITH DRIVE-CLIQ INTERFACE (ENCODER AS24DQI) PLAIN SHAFT, W/O HOLDING BRAKE; ACC. TOLERANCE R VIBRATION SEVERITY GRADE A, DEGREE OF PROTECTION IP 65 | 4577 | TEM | 1 | MC | 12.404 | 1
1FT70665AF701BK4 | SIMOTICS S SYNCHRON. MOTOR 1FT7, M0=12NM (100K) NN=3000RPM, PN=2,92KW NATURAL AIR COOLING; FRAME SIZE IMB 5 (IM V1, IM V3) FLANGE 0 POWER CONNECTOR ROTATABLE ABSOLUTE VALUE ENCODER SINGLETURN 24 BIT WITH DRIVE-CLIQ INTERFACE (ENCODER AS24DQI) PLAIN SHAFT, W/O HOLDING BRAKE; ACC. TOLERANCE R VIBRATION SEVERITY GRADE A+R, DEGREE OF PROTECTION IP 65 | 4733 | TEM | 1 | MC | 12.404 | 1
1FT70665AF701CA0 | SIMOTICS S SYNCHRON. MOTOR 1FT7, M0=12NM (100K) NN=3000RPM, PN=2,92KW NATURAL AIR COOLING; FRAME SIZE IMB 5 (IM V1, IM V3) FLANGE 0 POWER CONNECTOR ROTATABLE ABSOLUTE ENCODER 24 BITS + 12 BIT MULTITURN WITH DRIVE-CLIQ INTERFACE (ENCODER AM24DQI) SHAFT WITH FITTED KEY; W/O HOLDING BRAKE; ACC. TOLERANCE N VIBRATION SEVERITY GRADE A, DEGREE OF PROTECTION IP 64 | 5086 | TEM | 1 | MC | 12.404 | 1
1FT70665AF701CA1 | SIMOTICS S SYNCHRON. MOTOR 1FT7, M0=12NM (100K) NN=3000RPM, PN=2,92KW NATURAL AIR COOLING; FRAME SIZE IMB 5 (IM V1, IM V3) FLANGE 0 POWER CONNECTOR ROTATABLE ABSOLUTE ENCODER 24 BITS + 12 BIT MULTITURN WITH DRIVE-CLIQ INTERFACE (ENCODER AM24DQI) SHAFT WITH FITTED KEY; W/O HOLDING BRAKE; ACC. TOLERANCE N VIBRATION SEVERITY GRADE A, DEGREE OF PROTECTION IP 65 | 5183 | TEM | 1 | MC | 12.404 | 1
1FT70665AF701CA4 | SIMOTICS S SYNCHRON. MOTOR 1FT7, M0=12NM (100K) NN=3000RPM, PN=2,92KW NATURAL AIR COOLING; FRAME SIZE IMB 5 (IM V1, IM V3) FLANGE 0 POWER CONNECTOR ROTATABLE ABSOLUTE ENCODER 24 BITS + 12 BIT MULTITURN WITH DRIVE-CLIQ INTERFACE (ENCODER AM24DQI) SHAFT WITH FITTED KEY; W/O HOLDING BRAKE; ACC. TOLERANCE N VIBRATION SEVERITY GRADE A+R, DEGREE OF PROTECTION IP 65 | 5338 | TEM | 1 | MC | 12.404 | 1
1FT70665AF701CA5 | SIMOTICS S SYNCHRON. MOTOR 1FT7, M0=12NM (100K) NN=3000RPM, PN=2,92KW NATURAL AIR COOLING; FRAME SIZE IMB 5 (IM V1, IM V3) FLANGE 0 POWER CONNECTOR ROTATABLE ABSOLUTE ENCODER 24 BITS + 12 BIT MULTITURN WITH DRIVE-CLIQ INTERFACE (ENCODER AM24DQI) SHAFT WITH FITTED KEY; W/O HOLDING BRAKE; ACC. TOLERANCE N VIBRATION SEVERITY GRADE A+R, DEGREE OF PROTECTION IP 67 | 5418 | TEM | 1 | MC | 12.404 | 1
1FT70665AF701CB0 | SIMOTICS S SYNCHRON. MOTOR 1FT7, M0=12NM (100K) NN=3000RPM, PN=2,92KW NATURAL AIR COOLING; FRAME SIZE IMB 5 (IM V1, IM V3) FLANGE 0 POWER CONNECTOR ROTATABLE ABSOLUTE ENCODER 24 BITS + 12 BIT MULTITURN WITH DRIVE-CLIQ INTERFACE (ENCODER AM24DQI) SHAFT WITH FITTED KEY; WITH HOLDING BRAKE; ACC. TOLERANCE N VIBRATION SEVERITY GRADE A, DEGREE OF PROTECTION IP 64 | 5880 | TEM | 1 | MC | 13.703 | 1
1FT70665AF701CB1 | SIMOTICS S SYNCHRON. MOTOR 1FT7, M0=12NM (100K) NN=3000RPM, PN=2,92KW NATURAL AIR COOLING; FRAME SIZE IMB 5 (IM V1, IM V3) FLANGE 0 POWER CONNECTOR ROTATABLE ABSOLUTE ENCODER 24 BITS + 12 BIT MULTITURN WITH DRIVE-CLIQ INTERFACE (ENCODER AM24DQI) SHAFT WITH FITTED KEY; WITH HOLDING BRAKE; ACC. TOLERANCE N VIBRATION SEVERITY GRADE A, DEGREE OF PROTECTION IP 65 | 5976 | TEM | 1 | MC | 13.703 | 1
1FT70665AF701CB3 | SIMOTICS S SYNCHRON. MOTOR 1FT7, M0=12NM (100K) NN=3000RPM, PN=2,92KW NATURAL AIR COOLING; FRAME SIZE IMB 5 (IM V1, IM V3) FLANGE 0 POWER CONNECTOR ROTATABLE ABSOLUTE ENCODER 24 BITS + 12 BIT MULTITURN WITH DRIVE-CLIQ INTERFACE (ENCODER AM24DQI) SHAFT WITH FITTED KEY; WITH HOLDING BRAKE; ACC. TOLERANCE N VIBRATION SEVERITY GRADE A+R, DEGREE OF PROTECTION IP 64 | 6035 | TEM | 1 | MC | 13.703 | 1
1FT70665AF701CB4 | SIMOTICS S SYNCHRON. MOTOR 1FT7, M0=12NM (100K) NN=3000RPM, PN=2,92KW NATURAL AIR COOLING; FRAME SIZE IMB 5 (IM V1, IM V3) FLANGE 0 POWER CONNECTOR ROTATABLE ABSOLUTE ENCODER 24 BITS + 12 BIT MULTITURN WITH DRIVE-CLIQ INTERFACE (ENCODER AM24DQI) SHAFT WITH FITTED KEY; WITH HOLDING BRAKE; ACC. TOLERANCE N VIBRATION SEVERITY GRADE A+R, DEGREE OF PROTECTION IP 65 | 6132 | TEM | 1 | MC | 13.703 | 1
1FT70665AF701CG0 | SIMOTICS S SYNCHRON. MOTOR 1FT7, M0=12NM (100K) NN=3000RPM, PN=2,92KW NATURAL AIR COOLING; FRAME SIZE IMB 5 (IM V1, IM V3) FLANGE 0 POWER CONNECTOR ROTATABLE ABSOLUTE ENCODER 24 BITS + 12 BIT MULTITURN WITH DRIVE-CLIQ INTERFACE (ENCODER AM24DQI) PLAIN SHAFT, W/O HOLDING BRAKE; ACC. TOLERANCE N VIBRATION SEVERITY GRADE A, DEGREE OF PROTECTION IP 64 | 5086 | TEM | 1 | MC | 12.404 | 1
1FT70665AF701CG1 | SIMOTICS S SYNCHRON. MOTOR 1FT7, M0=12NM (100K) NN=3000RPM, PN=2,92KW NATURAL AIR COOLING; FRAME SIZE IMB 5 (IM V1, IM V3) FLANGE 0 POWER CONNECTOR ROTATABLE ABSOLUTE ENCODER 24 BITS + 12 BIT MULTITURN WITH DRIVE-CLIQ INTERFACE (ENCODER AM24DQI) PLAIN SHAFT, W/O HOLDING BRAKE; ACC. TOLERANCE N VIBRATION SEVERITY GRADE A, DEGREE OF PROTECTION IP 65 | 5183 | TEM | 1 | MC | 12.404 | 1
1FT70665AF701CG3 | SIMOTICS S SYNCHRON. MOTOR 1FT7, M0=12NM (100K) NN=3000RPM, PN=2,92KW NATURAL AIR COOLING; FRAME SIZE IMB 5 (IM V1, IM V3) FLANGE 0 POWER CONNECTOR ROTATABLE ABSOLUTE ENCODER 24 BITS + 12 BIT MULTITURN WITH DRIVE-CLIQ INTERFACE (ENCODER AM24DQI) PLAIN SHAFT, W/O HOLDING BRAKE; ACC. TOLERANCE N VIBRATION SEVERITY GRADE A+R, DEGREE OF PROTECTION IP 64 | 5241 | TEM | 1 | MC | 12.404 | 1
1FT70665AF701CG5 | SIMOTICS S SYNCHRON. MOTOR 1FT7, M0=12NM (100K) NN=3000RPM, PN=2,92KW NATURAL AIR COOLING; FRAME SIZE IMB 5 (IM V1, IM V3) FLANGE 0 POWER CONNECTOR ROTATABLE ABSOLUTE ENCODER 24 BITS + 12 BIT MULTITURN WITH DRIVE-CLIQ INTERFACE (ENCODER AM24DQI) PLAIN SHAFT, W/O HOLDING BRAKE; ACC. TOLERANCE N VIBRATION SEVERITY GRADE A+R, DEGREE OF PROTECTION IP 67 | 5418 | TEM | 1 | MC | 12.404 | 1
1FT70665AF701CH0 | SIMOTICS S SYNCHRON. MOTOR 1FT7, M0=12NM (100K) NN=3000RPM, PN=2,92KW NATURAL AIR COOLING; FRAME SIZE IMB 5 (IM V1, IM V3) FLANGE 0 POWER CONNECTOR ROTATABLE ABSOLUTE ENCODER 24 BITS + 12 BIT MULTITURN WITH DRIVE-CLIQ INTERFACE (ENCODER AM24DQI) PLAIN SHAFT, WITH HOLDING BRAKE; ACCURACY TOLERANCE N VIBRATION SEVERITY GRADE A, DEGREE OF PROTECTION IP 64 | 5880 | TEM | 1 | MC | 13.703 | 1
1FT70665AF701CH1 | SIMOTICS S SYNCHRON. MOTOR 1FT7, M0=12NM (100K) NN=3000RPM, PN=2,92KW NATURAL AIR COOLING; FRAME SIZE IMB 5 (IM V1, IM V3) FLANGE 0 POWER CONNECTOR ROTATABLE ABSOLUTE ENCODER 24 BITS + 12 BIT MULTITURN WITH DRIVE-CLIQ INTERFACE (ENCODER AM24DQI) PLAIN SHAFT, WITH HOLDING BRAKE; ACCURACY TOLERANCE N VIBRATION SEVERITY GRADE A, DEGREE OF PROTECTION IP 65 | 5976 | TEM | 1 | MC | 13.703 | 1
1FT70665AF701DA0 | SIMOTICS S SYNCHRON. MOTOR 1FT7, M0=12NM (100K) NN=3000RPM, PN=2,92KW NATURAL AIR COOLING; FRAME SIZE IMB 5 (IM V1, IM V3) FLANGE 0 POWER CONNECTOR ROTATABLE INCREMENTAL ENCODER 2048 S/R WITH DRIVE-CLIQ INTERFACE (ENCODER I-2048) CONNECTOR ROTATABLE SHAFT WITH FITTED KEY; W/O HOLDING BRAKE; ACC. TOLERANCE N VIBRATION SEVERITY GRADE A, DEGREE OF PROTECTION IP 64 | 4401 | TEM | 1 | MC | 12.404 | 1
1FT70665AF701DA1 | SIMOTICS S SYNCHRON. MOTOR 1FT7, M0=12NM (100K) NN=3000RPM, PN=2,92KW NATURAL AIR COOLING; FRAME SIZE IMB 5 (IM V1, IM V3) FLANGE 0 POWER CONNECTOR ROTATABLE INCREMENTAL ENCODER 2048 S/R WITH DRIVE-CLIQ INTERFACE (ENCODER I-2048) CONNECTOR ROTATABLE SHAFT WITH FITTED KEY; W/O HOLDING BRAKE; ACC. TOLERANCE N VIBRATION SEVERITY GRADE A, DEGREE OF PROTECTION IP 65 | 4498 | TEM | 1 | MC | 12.404 | 1
1FT70665AF701DA3 | SIMOTICS S SYNCHRON. MOTOR 1FT7, M0=12NM (100K) NN=3000RPM, PN=2,92KW NATURAL AIR COOLING; FRAME SIZE IMB 5 (IM V1, IM V3) FLANGE 0 POWER CONNECTOR ROTATABLE INCREMENTAL ENCODER 2048 S/R WITH DRIVE-CLIQ INTERFACE (ENCODER I-2048) CONNECTOR ROTATABLE SHAFT WITH FITTED KEY; W/O HOLDING BRAKE; ACC. TOLERANCE N VIBRATION SEVERITY GRADE A+R, DEGREE OF PROTECTION IP 64 | 4556 | TEM | 1 | MC | 12.404 | 1
1FT70665AF701DB0 | SIMOTICS S SYNCHRON. MOTOR 1FT7, M0=12NM (100K) NN=3000RPM, PN=2,92KW NATURAL AIR COOLING; FRAME SIZE IMB 5 (IM V1, IM V3) FLANGE 0 POWER CONNECTOR ROTATABLE INCREMENTAL ENCODER 2048 S/R WITH DRIVE-CLIQ INTERFACE (ENCODER I-2048) CONNECTOR ROTATABLE SHAFT WITH FITTED KEY; WITH HOLDING BRAKE; ACC. TOLERANCE N VIBRATION SEVERITY GRADE A, DEGREE OF PROTECTION IP 64 | 5195 | TEM | 1 | MC | 13.703 | 1
1FT70665AF701DB3 | SIMOTICS S SYNCHRON. MOTOR 1FT7, M0=12NM (100K) NN=3000RPM, PN=2,92KW NATURAL AIR COOLING; FRAME SIZE IMB 5 (IM V1, IM V3) FLANGE 0 POWER CONNECTOR ROTATABLE INCREMENTAL ENCODER 2048 S/R WITH DRIVE-CLIQ INTERFACE (ENCODER I-2048) CONNECTOR ROTATABLE SHAFT WITH FITTED KEY; WITH HOLDING BRAKE; ACC. TOLERANCE N VIBRATION SEVERITY GRADE A+R, DEGREE OF PROTECTION IP 64 | 5350 | TEM | 1 | MC | 13.703 | 1
1FT70665AF701DG0 | SIMOTICS S SYNCHRON. MOTOR 1FT7, M0=12NM (100K) NN=3000RPM, PN=2,92KW NATURAL AIR COOLING; FRAME SIZE IMB 5 (IM V1, IM V3) FLANGE 0 POWER CONNECTOR ROTATABLE INCREMENTAL ENCODER 2048 S/R WITH DRIVE-CLIQ INTERFACE (ENCODER I-2048) CONNECTOR ROTATABLE PLAIN SHAFT, W/O HOLDING BRAKE; ACC. TOLERANCE N VIBRATION SEVERITY GRADE A, DEGREE OF PROTECTION IP 64 | 4401 | TEM | 1 | MC | 12.404 | 1
1FT70665AF701DG1 | SIMOTICS S SYNCHRON. MOTOR 1FT7, M0=12NM (100K) NN=3000RPM, PN=2,92KW NATURAL AIR COOLING; FRAME SIZE IMB 5 (IM V1, IM V3) FLANGE 0 POWER CONNECTOR ROTATABLE INCREMENTAL ENCODER 2048 S/R WITH DRIVE-CLIQ INTERFACE (ENCODER I-2048) CONNECTOR ROTATABLE PLAIN SHAFT, W/O HOLDING BRAKE; ACC. TOLERANCE N VIBRATION SEVERITY GRADE A, DEGREE OF PROTECTION IP 65 | 4498 | TEM | 1 | MC | 12.404 | 1
1FT70665AF701DG2 | SIMOTICS S SYNCHRON. MOTOR 1FT7, M0=12NM (100K) NN=3000RPM, PN=2,92KW NATURAL AIR COOLING; FRAME SIZE IMB 5 (IM V1, IM V3) FLANGE 0 POWER CONNECTOR ROTATABLE INCREMENTAL ENCODER 2048 S/R WITH DRIVE-CLIQ INTERFACE (ENCODER I-2048) CONNECTOR ROTATABLE PLAIN SHAFT, W/O HOLDING BRAKE; ACC. TOLERANCE N VIBRATION SEVERITY GRADE A, DEGREE OF PROTECTION IP 67 | 4577 | TEM | 1 | MC | 12.404 | 1
1FT70665AF701DG3 | SIMOTICS S SYNCHRON. MOTOR 1FT7, M0=12NM (100K) NN=3000RPM, PN=2,92KW NATURAL AIR COOLING; FRAME SIZE IMB 5 (IM V1, IM V3) FLANGE 0 POWER CONNECTOR ROTATABLE INCREMENTAL ENCODER 2048 S/R WITH DRIVE-CLIQ INTERFACE (ENCODER I-2048) CONNECTOR ROTATABLE PLAIN SHAFT, W/O HOLDING BRAKE; ACC. TOLERANCE N VIBRATION SEVERITY GRADE A+R, DEGREE OF PROTECTION IP 64 | 4556 | TEM | 1 | MC | 12.404 | 1
1FT70665AF701DG5 | SIMOTICS S SYNCHRON. MOTOR 1FT7, M0=12NM (100K) NN=3000RPM, PN=2,92KW NATURAL AIR COOLING; FRAME SIZE IMB 5 (IM V1, IM V3) FLANGE 0 POWER CONNECTOR ROTATABLE INCREMENTAL ENCODER 2048 S/R WITH DRIVE-CLIQ INTERFACE (ENCODER I-2048) CONNECTOR ROTATABLE PLAIN SHAFT, W/O HOLDING BRAKE; ACC. TOLERANCE N VIBRATION SEVERITY GRADE A+R, DEGREE OF PROTECTION IP 67 | 4733 | TEM | 1 | MC | 12.404 | 1
1FT70665AF701DH0 | SIMOTICS S SYNCHRON. MOTOR 1FT7, M0=12NM (100K) NN=3000RPM, PN=2,92KW NATURAL AIR COOLING; FRAME SIZE IMB 5 (IM V1, IM V3) FLANGE 0 POWER CONNECTOR ROTATABLE INCREMENTAL ENCODER 2048 S/R WITH DRIVE-CLIQ INTERFACE (ENCODER I-2048) CONNECTOR ROTATABLE PLAIN SHAFT, WITH HOLDING BRAKE; ACCURACY TOLERANCE N VIBRATION SEVERITY GRADE A, DEGREE OF PROTECTION IP 64 | 5195 | TEM | 1 | MC | 13.703 | 1
1FT70665AF701DH1 | SIMOTICS S SYNCHRON. MOTOR 1FT7, M0=12NM (100K) NN=3000RPM, PN=2,92KW NATURAL AIR COOLING; FRAME SIZE IMB 5 (IM V1, IM V3) FLANGE 0 POWER CONNECTOR ROTATABLE INCREMENTAL ENCODER 2048 S/R WITH DRIVE-CLIQ INTERFACE (ENCODER I-2048) CONNECTOR ROTATABLE PLAIN SHAFT, WITH HOLDING BRAKE; ACCURACY TOLERANCE N VIBRATION SEVERITY GRADE A, DEGREE OF PROTECTION IP 65 | 5291 | TEM | 1 | MC | 13.703 | 1
1FT70665AF701DH2 | SIMOTICS S SYNCHRON. MOTOR 1FT7, M0=12NM (100K) NN=3000RPM, PN=2,92KW NATURAL AIR COOLING; FRAME SIZE IMB 5 (IM V1, IM V3) FLANGE 0 POWER CONNECTOR ROTATABLE INCREMENTAL ENCODER 2048 S/R WITH DRIVE-CLIQ INTERFACE (ENCODER I-2048) CONNECTOR ROTATABLE PLAIN SHAFT, WITH HOLDING BRAKE; ACCURACY TOLERANCE N VIBRATION SEVERITY GRADE A, DEGREE OF PROTECTION IP 67 | 5371 | TEM | 1 | MC | 13.703 | 1
1FT70665AF701DH3 | SIMOTICS S SYNCHRON. MOTOR 1FT7, M0=12NM (100K) NN=3000RPM, PN=2,92KW NATURAL AIR COOLING; FRAME SIZE IMB 5 (IM V1, IM V3) FLANGE 0 POWER CONNECTOR ROTATABLE INCREMENTAL ENCODER 2048 S/R WITH DRIVE-CLIQ INTERFACE (ENCODER I-2048) CONNECTOR ROTATABLE PLAIN SHAFT, WITH HOLDING BRAKE; ACCURACY TOLERANCE N VIBRATION SEVERITY GRADE A+R, DEGREE OF PROTECTION IP 64 | 5350 | TEM | 1 | MC | 13.703 | 1
1FT70665AF701DH5 | SIMOTICS S SYNCHRON. MOTOR 1FT7, M0=12NM (100K) NN=3000RPM, PN=2,92KW NATURAL AIR COOLING; FRAME SIZE IMB 5 (IM V1, IM V3) FLANGE 0 POWER CONNECTOR ROTATABLE INCREMENTAL ENCODER 2048 S/R WITH DRIVE-CLIQ INTERFACE (ENCODER I-2048) CONNECTOR ROTATABLE PLAIN SHAFT, WITH HOLDING BRAKE; ACCURACY TOLERANCE N VIBRATION SEVERITY GRADE A+R, DEGREE OF PROTECTION IP 67 | 5527 | TEM | 1 | MC | 13.703 | 1
1FT70665AF701DK4 | SIMOTICS S SYNCHRON. MOTOR 1FT7, M0=12NM (100K) NN=3000RPM, PN=2,92KW NATURAL AIR COOLING; FRAME SIZE IMB 5 (IM V1, IM V3) FLANGE 0 POWER CONNECTOR ROTATABLE INCREMENTAL ENCODER 2048 S/R WITH DRIVE-CLIQ INTERFACE (ENCODER I-2048) CONNECTOR ROTATABLE PLAIN SHAFT, W/O HOLDING BRAKE; ACC. TOLERANCE R VIBRATION SEVERITY GRADE A+R, DEGREE OF PROTECTION IP 65 | 4813 | TEM | 1 | MC | 12.404 | 1
1FT70665AF701FA0 | SIMOTICS S SYNCHRON. MOTOR 1FT7, M0=12NM (100K) NN=3000RPM, PN=2,92KW NATURAL AIR COOLING; FRAME SIZE IMB 5 (IM V1, IM V3) FLANGE 0 POWER CONNECTOR ROTATABLE ABSOLUTE ENCODER 22 BITS MULTI TURN WITH DRIVE-CLIQ INTERFACE (ENCODER AM-22-DQ) CONNECTOR ROTATABLE SHAFT WITH FITTED KEY; W/O HOLDING BRAKE; ACC. TOLERANCE N VIBRATION SEVERITY GRADE A, DEGREE OF PROTECTION IP 64 | 5167 | TEM | 1 | MC | 12.404 | 1
1FT70665AF701FA1 | SIMOTICS S SYNCHRON. MOTOR 1FT7, M0=12NM (100K) NN=3000RPM, PN=2,92KW NATURAL AIR COOLING; FRAME SIZE IMB 5 (IM V1, IM V3) FLANGE 0 POWER CONNECTOR ROTATABLE ABSOLUTE ENCODER 22 BITS MULTI TURN WITH DRIVE-CLIQ INTERFACE (ENCODER AM-22-DQ) CONNECTOR ROTATABLE SHAFT WITH FITTED KEY; W/O HOLDING BRAKE; ACC. TOLERANCE N VIBRATION SEVERITY GRADE A, DEGREE OF PROTECTION IP 65 | 5263 | TEM | 1 | MC | 12.404 | 1
1FT70665AF701FA3 | SIMOTICS S SYNCHRON. MOTOR 1FT7, M0=12NM (100K) NN=3000RPM, PN=2,92KW NATURAL AIR COOLING; FRAME SIZE IMB 5 (IM V1, IM V3) FLANGE 0 POWER CONNECTOR ROTATABLE ABSOLUTE ENCODER 22 BITS MULTI TURN WITH DRIVE-CLIQ INTERFACE (ENCODER AM-22-DQ) CONNECTOR ROTATABLE SHAFT WITH FITTED KEY; W/O HOLDING BRAKE; ACC. TOLERANCE N VIBRATION SEVERITY GRADE A+R, DEGREE OF PROTECTION IP 64 | 5321 | TEM | 1 | MC | 12.404 | 1
1FT70665AF701FA4 | SIMOTICS S SYNCHRON. MOTOR 1FT7, M0=12NM (100K) NN=3000RPM, PN=2,92KW NATURAL AIR COOLING; FRAME SIZE IMB 5 (IM V1, IM V3) FLANGE 0 POWER CONNECTOR ROTATABLE ABSOLUTE ENCODER 22 BITS MULTI TURN WITH DRIVE-CLIQ INTERFACE (ENCODER AM-22-DQ) CONNECTOR ROTATABLE SHAFT WITH FITTED KEY; W/O HOLDING BRAKE; ACC. TOLERANCE N VIBRATION SEVERITY GRADE A+R, DEGREE OF PROTECTION IP 65 | 5419 | TEM | 1 | MC | 12.404 | 1
1FT70665AF701FB0 | SIMOTICS S SYNCHRON. MOTOR 1FT7, M0=12NM (100K) NN=3000RPM, PN=2,92KW NATURAL AIR COOLING; FRAME SIZE IMB 5 (IM V1, IM V3) FLANGE 0 POWER CONNECTOR ROTATABLE ABSOLUTE ENCODER 22 BITS MULTI TURN WITH DRIVE-CLIQ INTERFACE (ENCODER AM-22-DQ) CONNECTOR ROTATABLE SHAFT WITH FITTED KEY; WITH HOLDING BRAKE; ACC. TOLERANCE N VIBRATION SEVERITY GRADE A, DEGREE OF PROTECTION IP 64 | 5960 | TEM | 1 | MC | 13.703 | 1
1FT70665AF701FB4 | SIMOTICS S SYNCHRON. MOTOR 1FT7, M0=12NM (100K) NN=3000RPM, PN=2,92KW NATURAL AIR COOLING; FRAME SIZE IMB 5 (IM V1, IM V3) FLANGE 0 POWER CONNECTOR ROTATABLE ABSOLUTE ENCODER 22 BITS MULTI TURN WITH DRIVE-CLIQ INTERFACE (ENCODER AM-22-DQ) CONNECTOR ROTATABLE SHAFT WITH FITTED KEY; WITH HOLDING BRAKE; ACC. TOLERANCE N VIBRATION SEVERITY GRADE A+R, DEGREE OF PROTECTION IP 65 | 6212 | TEM | 1 | MC | 13.703 | 1
1FT70665AF701FG0 | SIMOTICS S SYNCHRON. MOTOR 1FT7, M0=12NM (100K) NN=3000RPM, PN=2,92KW NATURAL AIR COOLING; FRAME SIZE IMB 5 (IM V1, IM V3) FLANGE 0 POWER CONNECTOR ROTATABLE ABSOLUTE ENCODER 22 BITS MULTI TURN WITH DRIVE-CLIQ INTERFACE (ENCODER AM-22-DQ) CONNECTOR ROTATABLE PLAIN SHAFT, W/O HOLDING BRAKE; ACC. TOLERANCE N VIBRATION SEVERITY GRADE A, DEGREE OF PROTECTION IP 64 | 5167 | TEM | 1 | MC | 12.404 | 1
1FT70665AF701FG1 | SIMOTICS S SYNCHRON. MOTOR 1FT7, M0=12NM (100K) NN=3000RPM, PN=2,92KW NATURAL AIR COOLING; FRAME SIZE IMB 5 (IM V1, IM V3) FLANGE 0 POWER CONNECTOR ROTATABLE ABSOLUTE ENCODER 22 BITS MULTI TURN WITH DRIVE-CLIQ INTERFACE (ENCODER AM-22-DQ) CONNECTOR ROTATABLE PLAIN SHAFT, W/O HOLDING BRAKE; ACC. TOLERANCE N VIBRATION SEVERITY GRADE A, DEGREE OF PROTECTION IP 65 | 5263 | TEM | 1 | MC | 12.404 | 1
1FT70665AF701FG2 | SIMOTICS S SYNCHRON. MOTOR 1FT7, M0=12NM (100K) NN=3000RPM, PN=2,92KW NATURAL AIR COOLING; FRAME SIZE IMB 5 (IM V1, IM V3) FLANGE 0 POWER CONNECTOR ROTATABLE ABSOLUTE ENCODER 22 BITS MULTI TURN WITH DRIVE-CLIQ INTERFACE (ENCODER AM-22-DQ) CONNECTOR ROTATABLE PLAIN SHAFT, W/O HOLDING BRAKE; ACC. TOLERANCE N VIBRATION SEVERITY GRADE A, DEGREE OF PROTECTION IP 67 | 5342 | TEM | 1 | MC | 12.404 | 1
1FT70665AF701FG5 | SIMOTICS S SYNCHRON. MOTOR 1FT7, M0=12NM (100K) NN=3000RPM, PN=2,92KW NATURAL AIR COOLING; FRAME SIZE IMB 5 (IM V1, IM V3) FLANGE 0 POWER CONNECTOR ROTATABLE ABSOLUTE ENCODER 22 BITS MULTI TURN WITH DRIVE-CLIQ INTERFACE (ENCODER AM-22-DQ) CONNECTOR ROTATABLE PLAIN SHAFT, W/O HOLDING BRAKE; ACC. TOLERANCE N VIBRATION SEVERITY GRADE A+R, DEGREE OF PROTECTION IP 67 | 5498 | TEM | 1 | MC | 12.404 | 1
1FT70665AF701FH0 | SIMOTICS S SYNCHRON. MOTOR 1FT7, M0=12NM (100K) NN=3000RPM, PN=2,92KW NATURAL AIR COOLING; FRAME SIZE IMB 5 (IM V1, IM V3) FLANGE 0 POWER CONNECTOR ROTATABLE ABSOLUTE ENCODER 22 BITS MULTI TURN WITH DRIVE-CLIQ INTERFACE (ENCODER AM-22-DQ) CONNECTOR ROTATABLE PLAIN SHAFT, WITH HOLDING BRAKE; ACCURACY TOLERANCE N VIBRATION SEVERITY GRADE A, DEGREE OF PROTECTION IP 64 | 5960 | TEM | 1 | MC | 13.703 | 1
1FT70665AF701FH1 | SIMOTICS S SYNCHRON. MOTOR 1FT7, M0=12NM (100K) NN=3000RPM, PN=2,92KW NATURAL AIR COOLING; FRAME SIZE IMB 5 (IM V1, IM V3) FLANGE 0 POWER CONNECTOR ROTATABLE ABSOLUTE ENCODER 22 BITS MULTI TURN WITH DRIVE-CLIQ INTERFACE (ENCODER AM-22-DQ) CONNECTOR ROTATABLE PLAIN SHAFT, WITH HOLDING BRAKE; ACCURACY TOLERANCE N VIBRATION SEVERITY GRADE A, DEGREE OF PROTECTION IP 65 | 6057 | TEM | 1 | MC | 13.703 | 1
1FT70665AF701FH5 | SIMOTICS S SYNCHRON. MOTOR 1FT7, M0=12NM (100K) NN=3000RPM, PN=2,92KW NATURAL AIR COOLING; FRAME SIZE IMB 5 (IM V1, IM V3) FLANGE 0 POWER CONNECTOR ROTATABLE ABSOLUTE ENCODER 22 BITS MULTI TURN WITH DRIVE-CLIQ INTERFACE (ENCODER AM-22-DQ) CONNECTOR ROTATABLE PLAIN SHAFT, WITH HOLDING BRAKE; ACCURACY TOLERANCE N VIBRATION SEVERITY GRADE A+R, DEGREE OF PROTECTION IP 67 | 6292 | TEM | 1 | MC | 13.703 | 1
1FT70665AF701FK2 | SIMOTICS S SYNCHRON. MOTOR 1FT7, M0=12NM (100K) NN=3000RPM, PN=2,92KW NATURAL AIR COOLING; FRAME SIZE IMB 5 (IM V1, IM V3) FLANGE 0 POWER CONNECTOR ROTATABLE ABSOLUTE ENCODER 22 BITS MULTI TURN WITH DRIVE-CLIQ INTERFACE (ENCODER AM-22-DQ) CONNECTOR ROTATABLE PLAIN SHAFT, W/O HOLDING BRAKE; ACC. TOLERANCE R VIBRATION SEVERITY GRADE A, DEGREE OF PROTECTION IP 67 | 5502 | TEM | 1 | MC | 12.404 | 1
1FT70665AF701MA0 | SIMOTICS S SYNCHRON. MOTOR 1FT7, M0=12NM (100K) NN=3000RPM, PN=2,92KW NATURAL AIR COOLING; FRAME SIZE IMB 5 (IM V1, IM V3) FLANGE (COMPACT) WITH KTY TEMPERATURE SENSOR POWER CONNECTOR ROTATABLE ABSOLUTE ENCODER ENDAT 2048 S/R (ENCODER A-2048) CONNECTOR ROTATABLE SHAFT WITH FITTED KEY; W/O HOLDING BRAKE; ACC. TOLERANCE N VIBRATION SEVERITY GRADE A, DEGREE OF PROTECTION IP 64 | 4735 | TEM | 1 | MC | 12.404 | 1
1FT70665AF701MG2 | SIMOTICS S SYNCHRON. MOTOR 1FT7, M0=12NM (100K) NN=3000RPM, PN=2,92KW NATURAL AIR COOLING; FRAME SIZE IMB 5 (IM V1, IM V3) FLANGE (COMPACT) WITH KTY TEMPERATURE SENSOR POWER CONNECTOR ROTATABLE ABSOLUTE ENCODER ENDAT 2048 S/R (ENCODER A-2048) CONNECTOR ROTATABLE PLAIN SHAFT, W/O HOLDING BRAKE; ACC. TOLERANCE N VIBRATION SEVERITY GRADE A, DEGREE OF PROTECTION IP 67 | 4911 | TEM | 1 | MC | 12.404 | 1
1FT70665AF701MG5 | SIMOTICS S SYNCHRON. MOTOR 1FT7, M0=12NM (100K) NN=3000RPM, PN=2,92KW NATURAL AIR COOLING; FRAME SIZE IMB 5 (IM V1, IM V3) FLANGE (COMPACT) WITH KTY TEMPERATURE SENSOR POWER CONNECTOR ROTATABLE ABSOLUTE ENCODER ENDAT 2048 S/R (ENCODER A-2048) CONNECTOR ROTATABLE PLAIN SHAFT, W/O HOLDING BRAKE; ACC. TOLERANCE N VIBRATION SEVERITY GRADE A+R, DEGREE OF PROTECTION IP 67 | 5066 | TEM | 1 | MC | 12.404 | 1
1FT70665AF701MH1 | SIMOTICS S SYNCHRON. MOTOR 1FT7, M0=12NM (100K) NN=3000RPM, PN=2,92KW NATURAL AIR COOLING; FRAME SIZE IMB 5 (IM V1, IM V3) FLANGE (COMPACT) WITH KTY TEMPERATURE SENSOR POWER CONNECTOR ROTATABLE ABSOLUTE ENCODER ENDAT 2048 S/R (ENCODER A-2048) CONNECTOR ROTATABLE PLAIN SHAFT, WITH HOLDING BRAKE; ACCURACY TOLERANCE N VIBRATION SEVERITY GRADE A, DEGREE OF PROTECTION IP 65 | 5625 | TEM | 1 | MC | 13.703 | 1
1FT70665AF701NA1 | SIMOTICS S SYNCHRON. MOTOR 1FT7, M0=12NM (100K) NN=3000RPM, PN=2,92KW NATURAL AIR COOLING; FRAME SIZE IMB 5 (IM V1, IM V3) FLANGE (COMPACT) WITH KTY TEMPERATURE SENSOR POWER CONNECTOR ROTATABLE INCREM. ENCODER SIN/COS 1VSS 2048 S/R (ENCODER I-2048) CONNECTOR ROTATABLE SHAFT WITH FITTED KEY; W/O HOLDING BRAKE; ACC. TOLERANCE N VIBRATION SEVERITY GRADE A, DEGREE OF PROTECTION IP 65 | 4077 | TEM | 1 | MC | 12.404 | 1
1FT70665AF701NG0 | SIMOTICS S SYNCHRON. MOTOR 1FT7, M0=12NM (100K) NN=3000RPM, PN=2,92KW NATURAL AIR COOLING; FRAME SIZE IMB 5 (IM V1, IM V3) FLANGE (COMPACT) WITH KTY TEMPERATURE SENSOR POWER CONNECTOR ROTATABLE INCREM. ENCODER SIN/COS 1VSS 2048 S/R (ENCODER I-2048) CONNECTOR ROTATABLE PLAIN SHAFT, W/O HOLDING BRAKE; ACC. TOLERANCE N VIBRATION SEVERITY GRADE A, DEGREE OF PROTECTION IP 64 | 3981 | TEM | 1 | MC | 12.404 | 1
1FT70665AF701NH0 | SIMOTICS S SYNCHRON. MOTOR 1FT7, M0=12NM (100K) NN=3000RPM, PN=2,92KW NATURAL AIR COOLING; FRAME SIZE IMB 5 (IM V1, IM V3) FLANGE (COMPACT) WITH KTY TEMPERATURE SENSOR POWER CONNECTOR ROTATABLE INCREM. ENCODER SIN/COS 1VSS 2048 S/R (ENCODER I-2048) CONNECTOR ROTATABLE PLAIN SHAFT, WITH HOLDING BRAKE; ACCURACY TOLERANCE N VIBRATION SEVERITY GRADE A, DEGREE OF PROTECTION IP 64 | 4775 | TEM | 1 | MC | 13.703 | 1
1FT70665AF701NK4 | SIMOTICS S SYNCHRON. MOTOR 1FT7, M0=12NM (100K) NN=3000RPM, PN=2,92KW NATURAL AIR COOLING; FRAME SIZE IMB 5 (IM V1, IM V3) FLANGE (COMPACT) WITH KTY TEMPERATURE SENSOR POWER CONNECTOR ROTATABLE INCREM. ENCODER SIN/COS 1VSS 2048 S/R (ENCODER I-2048) CONNECTOR ROTATABLE PLAIN SHAFT, W/O HOLDING BRAKE; ACC. TOLERANCE R VIBRATION SEVERITY GRADE A+R, DEGREE OF PROTECTION IP 65 | 4392 | TEM | 1 | MC | 12.404 | 1
1FT70665AF711BA0 | SIMOTICS S SYNCHRON. MOTOR 1FT7, M0=12NM (100K) NN=3000RPM, PN=2,92KW NATURAL AIR COOLING; FRAME SIZE IMB 5 (IM V1, IM V3) FLANGE 1 (1FT6 COMPATIBLE) POWER CONNECTOR ROTATABLE ABSOLUTE VALUE ENCODER SINGLETURN 24 BIT WITH DRIVE-CLIQ INTERFACE (ENCODER AS24DQI) SHAFT WITH FITTED KEY; W/O HOLDING BRAKE; ACC. TOLERANCE N VIBRATION SEVERITY GRADE A, DEGREE OF PROTECTION IP 64 | 4321 | TEM | 1 | MC | 12.404 | 1
1FT70665AF711BA1 | SIMOTICS S SYNCHRON. MOTOR 1FT7, M0=12NM (100K) NN=3000RPM, PN=2,92KW NATURAL AIR COOLING; FRAME SIZE IMB 5 (IM V1, IM V3) FLANGE 1 (1FT6 COMPATIBLE) POWER CONNECTOR ROTATABLE ABSOLUTE VALUE ENCODER SINGLETURN 24 BIT WITH DRIVE-CLIQ INTERFACE (ENCODER AS24DQI) SHAFT WITH FITTED KEY; W/O HOLDING BRAKE; ACC. TOLERANCE N VIBRATION SEVERITY GRADE A, DEGREE OF PROTECTION IP 65 | 4417 | TEM | 1 | MC | 12.404 | 1
1FT70665AF711BA3 | SIMOTICS S SYNCHRON. MOTOR 1FT7, M0=12NM (100K) NN=3000RPM, PN=2,92KW NATURAL AIR COOLING; FRAME SIZE IMB 5 (IM V1, IM V3) FLANGE 1 (1FT6 COMPATIBLE) POWER CONNECTOR ROTATABLE ABSOLUTE VALUE ENCODER SINGLETURN 24 BIT WITH DRIVE-CLIQ INTERFACE (ENCODER AS24DQI) SHAFT WITH FITTED KEY; W/O HOLDING BRAKE; ACC. TOLERANCE N VIBRATION SEVERITY GRADE A+R, DEGREE OF PROTECTION IP 64 | 4476 | TEM | 1 | MC | 12.404 | 1
1FT70665AF711BB0 | SIMOTICS S SYNCHRON. MOTOR 1FT7, M0=12NM (100K) NN=3000RPM, PN=2,92KW NATURAL AIR COOLING; FRAME SIZE IMB 5 (IM V1, IM V3) FLANGE 1 (1FT6 COMPATIBLE) POWER CONNECTOR ROTATABLE ABSOLUTE VALUE ENCODER SINGLETURN 24 BIT WITH DRIVE-CLIQ INTERFACE (ENCODER AS24DQI) SHAFT WITH FITTED KEY; WITH HOLDING BRAKE; ACC. TOLERANCE N VIBRATION SEVERITY GRADE A, DEGREE OF PROTECTION IP 64 | 5115 | TEM | 1 | MC | 13.703 | 1
1FT70665AF711BG0 | SIMOTICS S SYNCHRON. MOTOR 1FT7, M0=12NM (100K) NN=3000RPM, PN=2,92KW NATURAL AIR COOLING; FRAME SIZE IMB 5 (IM V1, IM V3) FLANGE 1 (1FT6 COMPATIBLE) POWER CONNECTOR ROTATABLE ABSOLUTE VALUE ENCODER SINGLETURN 24 BIT WITH DRIVE-CLIQ INTERFACE (ENCODER AS24DQI) PLAIN SHAFT, W/O HOLDING BRAKE; ACC. TOLERANCE N VIBRATION SEVERITY GRADE A, DEGREE OF PROTECTION IP 64 | 4321 | TEM | 1 | MC | 12.404 | 1
1FT70665AF711BG1 | SIMOTICS S SYNCHRON. MOTOR 1FT7, M0=12NM (100K) NN=3000RPM, PN=2,92KW NATURAL AIR COOLING; FRAME SIZE IMB 5 (IM V1, IM V3) FLANGE 1 (1FT6 COMPATIBLE) POWER CONNECTOR ROTATABLE ABSOLUTE VALUE ENCODER SINGLETURN 24 BIT WITH DRIVE-CLIQ INTERFACE (ENCODER AS24DQI) PLAIN SHAFT, W/O HOLDING BRAKE; ACC. TOLERANCE N VIBRATION SEVERITY GRADE A, DEGREE OF PROTECTION IP 65 | 4417 | TEM | 1 | MC | 12.404 | 1
1FT70665AF711BH1 | SIMOTICS S SYNCHRON. MOTOR 1FT7, M0=12NM (100K) NN=3000RPM, PN=2,92KW NATURAL AIR COOLING; FRAME SIZE IMB 5 (IM V1, IM V3) FLANGE 1 (1FT6 COMPATIBLE) POWER CONNECTOR ROTATABLE ABSOLUTE VALUE ENCODER SINGLETURN 24 BIT WITH DRIVE-CLIQ INTERFACE (ENCODER AS24DQI) PLAIN SHAFT, WITH HOLDING BRAKE; ACCURACY TOLERANCE N VIBRATION SEVERITY GRADE A, DEGREE OF PROTECTION IP 65 | 5211 | TEM | 1 | MC | 13.703 | 1
1FT70665AF711BH3 | SIMOTICS S SYNCHRON. MOTOR 1FT7, M0=12NM (100K) NN=3000RPM, PN=2,92KW NATURAL AIR COOLING; FRAME SIZE IMB 5 (IM V1, IM V3) FLANGE 1 (1FT6 COMPATIBLE) POWER CONNECTOR ROTATABLE ABSOLUTE VALUE ENCODER SINGLETURN 24 BIT WITH DRIVE-CLIQ INTERFACE (ENCODER AS24DQI) PLAIN SHAFT, WITH HOLDING BRAKE; ACCURACY TOLERANCE N VIBRATION SEVERITY GRADE A+R, DEGREE OF PROTECTION IP 64 | 5270 | TEM | 1 | MC | 13.703 | 1
1FT70665AF711BH5 | SIMOTICS S SYNCHRON. MOTOR 1FT7, M0=12NM (100K) NN=3000RPM, PN=2,92KW NATURAL AIR COOLING; FRAME SIZE IMB 5 (IM V1, IM V3) FLANGE 1 (1FT6 COMPATIBLE) POWER CONNECTOR ROTATABLE ABSOLUTE VALUE ENCODER SINGLETURN 24 BIT WITH DRIVE-CLIQ INTERFACE (ENCODER AS24DQI) PLAIN SHAFT, WITH HOLDING BRAKE; ACCURACY TOLERANCE N VIBRATION SEVERITY GRADE A+R, DEGREE OF PROTECTION IP 67 | 5447 | TEM | 1 | MC | 13.703 | 1
1FT70665AF711BK2 | SIMOTICS S SYNCHRON. MOTOR 1FT7, M0=12NM (100K) NN=3000RPM, PN=2,92KW NATURAL AIR COOLING; FRAME SIZE IMB 5 (IM V1, IM V3) FLANGE 1 (1FT6 COMPATIBLE) POWER CONNECTOR ROTATABLE ABSOLUTE VALUE ENCODER SINGLETURN 24 BIT WITH DRIVE-CLIQ INTERFACE (ENCODER AS24DQI) PLAIN SHAFT, W/O HOLDING BRAKE; ACC. TOLERANCE R VIBRATION SEVERITY GRADE A, DEGREE OF PROTECTION IP 67 | 4656 | TEM | 1 | MC | 12.404 | 1
1FT70665AF711BK3 | SIMOTICS S SYNCHRON. MOTOR 1FT7, M0=12NM (100K) NN=3000RPM, PN=2,92KW NATURAL AIR COOLING; FRAME SIZE IMB 5 (IM V1, IM V3) FLANGE 1 (1FT6 COMPATIBLE) POWER CONNECTOR ROTATABLE ABSOLUTE VALUE ENCODER SINGLETURN 24 BIT WITH DRIVE-CLIQ INTERFACE (ENCODER AS24DQI) PLAIN SHAFT, W/O HOLDING BRAKE; ACC. TOLERANCE R VIBRATION SEVERITY GRADE A+R, DEGREE OF PROTECTION IP 64 | 4635 | TEM | 1 | MC | 12.404 | 1
1FT70665AF711BK4 | SIMOTICS S SYNCHRON. MOTOR 1FT7, M0=12NM (100K) NN=3000RPM, PN=2,92KW NATURAL AIR COOLING; FRAME SIZE IMB 5 (IM V1, IM V3) FLANGE 1 (1FT6 COMPATIBLE) POWER CONNECTOR ROTATABLE ABSOLUTE VALUE ENCODER SINGLETURN 24 BIT WITH DRIVE-CLIQ INTERFACE (ENCODER AS24DQI) PLAIN SHAFT, W/O HOLDING BRAKE; ACC. TOLERANCE R VIBRATION SEVERITY GRADE A+R, DEGREE OF PROTECTION IP 65 | 4733 | TEM | 1 | MC | 12.404 | 1
1FT70665AF711CA0 | SIMOTICS S SYNCHRON. MOTOR 1FT7, M0=12NM (100K) NN=3000RPM, PN=2,92KW NATURAL AIR COOLING; FRAME SIZE IMB 5 (IM V1, IM V3) FLANGE 1 (1FT6 COMPATIBLE) POWER CONNECTOR ROTATABLE ABSOLUTE ENCODER 24 BITS + 12 BIT MULTITURN WITH DRIVE-CLIQ INTERFACE (ENCODER AM24DQI) SHAFT WITH FITTED KEY; W/O HOLDING BRAKE; ACC. TOLERANCE N VIBRATION SEVERITY GRADE A, DEGREE OF PROTECTION IP 64 | 5086 | TEM | 1 | MC | 12.404 | 1
1FT70665AF711CA1 | SIMOTICS S SYNCHRON. MOTOR 1FT7, M0=12NM (100K) NN=3000RPM, PN=2,92KW NATURAL AIR COOLING; FRAME SIZE IMB 5 (IM V1, IM V3) FLANGE 1 (1FT6 COMPATIBLE) POWER CONNECTOR ROTATABLE ABSOLUTE ENCODER 24 BITS + 12 BIT MULTITURN WITH DRIVE-CLIQ INTERFACE (ENCODER AM24DQI) SHAFT WITH FITTED KEY; W/O HOLDING BRAKE; ACC. TOLERANCE N VIBRATION SEVERITY GRADE A, DEGREE OF PROTECTION IP 65 | 5183 | TEM | 1 | MC | 12.404 | 1
1FT70665AF711CA2 | SIMOTICS S SYNCHRON. MOTOR 1FT7, M0=12NM (100K) NN=3000RPM, PN=2,92KW NATURAL AIR COOLING; FRAME SIZE IMB 5 (IM V1, IM V3) FLANGE 1 (1FT6 COMPATIBLE) POWER CONNECTOR ROTATABLE ABSOLUTE ENCODER 24 BITS + 12 BIT MULTITURN WITH DRIVE-CLIQ INTERFACE (ENCODER AM24DQI) SHAFT WITH FITTED KEY; W/O HOLDING BRAKE; ACC. TOLERANCE N VIBRATION SEVERITY GRADE A, DEGREE OF PROTECTION IP 67 | 5262 | TEM | 1 | MC | 12.404 | 1
1FT70665AF711CB0 | SIMOTICS S SYNCHRON. MOTOR 1FT7, M0=12NM (100K) NN=3000RPM, PN=2,92KW NATURAL AIR COOLING; FRAME SIZE IMB 5 (IM V1, IM V3) FLANGE 1 (1FT6 COMPATIBLE) POWER CONNECTOR ROTATABLE ABSOLUTE ENCODER 24 BITS + 12 BIT MULTITURN WITH DRIVE-CLIQ INTERFACE (ENCODER AM24DQI) SHAFT WITH FITTED KEY; WITH HOLDING BRAKE; ACC. TOLERANCE N VIBRATION SEVERITY GRADE A, DEGREE OF PROTECTION IP 64 | 5880 | TEM | 1 | MC | 13.703 | 1
1FT70665AF711CB1 | SIMOTICS S SYNCHRON. MOTOR 1FT7, M0=12NM (100K) NN=3000RPM, PN=2,92KW NATURAL AIR COOLING; FRAME SIZE IMB 5 (IM V1, IM V3) FLANGE 1 (1FT6 COMPATIBLE) POWER CONNECTOR ROTATABLE ABSOLUTE ENCODER 24 BITS + 12 BIT MULTITURN WITH DRIVE-CLIQ INTERFACE (ENCODER AM24DQI) SHAFT WITH FITTED KEY; WITH HOLDING BRAKE; ACC. TOLERANCE N VIBRATION SEVERITY GRADE A, DEGREE OF PROTECTION IP 65 | 5976 | TEM | 1 | MC | 13.703 | 1
1FT70665AF711CB2 | SIMOTICS S SYNCHRON. MOTOR 1FT7, M0=12NM (100K) NN=3000RPM, PN=2,92KW NATURAL AIR COOLING; FRAME SIZE IMB 5 (IM V1, IM V3) FLANGE 1 (1FT6 COMPATIBLE) POWER CONNECTOR ROTATABLE ABSOLUTE ENCODER 24 BITS + 12 BIT MULTITURN WITH DRIVE-CLIQ INTERFACE (ENCODER AM24DQI) SHAFT WITH FITTED KEY; WITH HOLDING BRAKE; ACC. TOLERANCE N VIBRATION SEVERITY GRADE A, DEGREE OF PROTECTION IP 67 | 6056 | TEM | 1 | MC | 13.703 | 1
1FT70665AF711CG0 | SIMOTICS S SYNCHRON. MOTOR 1FT7, M0=12NM (100K) NN=3000RPM, PN=2,92KW NATURAL AIR COOLING; FRAME SIZE IMB 5 (IM V1, IM V3) FLANGE 1 (1FT6 COMPATIBLE) POWER CONNECTOR ROTATABLE ABSOLUTE ENCODER 24 BITS + 12 BIT MULTITURN WITH DRIVE-CLIQ INTERFACE (ENCODER AM24DQI) PLAIN SHAFT, W/O HOLDING BRAKE; ACC. TOLERANCE N VIBRATION SEVERITY GRADE A, DEGREE OF PROTECTION IP 64 | 5086 | TEM | 1 | MC | 12.404 | 1
1FT70665AF711CG1 | SIMOTICS S SYNCHRON. MOTOR 1FT7, M0=12NM (100K) NN=3000RPM, PN=2,92KW NATURAL AIR COOLING; FRAME SIZE IMB 5 (IM V1, IM V3) FLANGE 1 (1FT6 COMPATIBLE) POWER CONNECTOR ROTATABLE ABSOLUTE ENCODER 24 BITS + 12 BIT MULTITURN WITH DRIVE-CLIQ INTERFACE (ENCODER AM24DQI) PLAIN SHAFT, W/O HOLDING BRAKE; ACC. TOLERANCE N VIBRATION SEVERITY GRADE A, DEGREE OF PROTECTION IP 65 | 5183 | TEM | 1 | MC | 12.404 | 1
1FT70665AF711CG2 | SIMOTICS S SYNCHRON. MOTOR 1FT7, M0=12NM (100K) NN=3000RPM, PN=2,92KW NATURAL AIR COOLING; FRAME SIZE IMB 5 (IM V1, IM V3) FLANGE 1 (1FT6 COMPATIBLE) POWER CONNECTOR ROTATABLE ABSOLUTE ENCODER 24 BITS + 12 BIT MULTITURN WITH DRIVE-CLIQ INTERFACE (ENCODER AM24DQI) PLAIN SHAFT, W/O HOLDING BRAKE; ACC. TOLERANCE N VIBRATION SEVERITY GRADE A, DEGREE OF PROTECTION IP 67 | 5262 | TEM | 1 | MC | 12.404 | 1
1FT70665AF711CH0 | SIMOTICS S SYNCHRON. MOTOR 1FT7, M0=12NM (100K) NN=3000RPM, PN=2,92KW NATURAL AIR COOLING; FRAME SIZE IMB 5 (IM V1, IM V3) FLANGE 1 (1FT6 COMPATIBLE) POWER CONNECTOR ROTATABLE ABSOLUTE ENCODER 24 BITS + 12 BIT MULTITURN WITH DRIVE-CLIQ INTERFACE (ENCODER AM24DQI) PLAIN SHAFT, WITH HOLDING BRAKE; ACCURACY TOLERANCE N VIBRATION SEVERITY GRADE A, DEGREE OF PROTECTION IP 64 | 5880 | TEM | 1 | MC | 13.703 | 1
1FT70665AF711CH1 | SIMOTICS S SYNCHRON. MOTOR 1FT7, M0=12NM (100K) NN=3000RPM, PN=2,92KW NATURAL AIR COOLING; FRAME SIZE IMB 5 (IM V1, IM V3) FLANGE 1 (1FT6 COMPATIBLE) POWER CONNECTOR ROTATABLE ABSOLUTE ENCODER 24 BITS + 12 BIT MULTITURN WITH DRIVE-CLIQ INTERFACE (ENCODER AM24DQI) PLAIN SHAFT, WITH HOLDING BRAKE; ACCURACY TOLERANCE N VIBRATION SEVERITY GRADE A, DEGREE OF PROTECTION IP 65 | 5976 | TEM | 1 | MC | 13.703 | 1
1FT70665AF711CH2 | SIMOTICS S SYNCHRON. MOTOR 1FT7, M0=12NM (100K) NN=3000RPM, PN=2,92KW NATURAL AIR COOLING; FRAME SIZE IMB 5 (IM V1, IM V3) FLANGE 1 (1FT6 COMPATIBLE) POWER CONNECTOR ROTATABLE ABSOLUTE ENCODER 24 BITS + 12 BIT MULTITURN WITH DRIVE-CLIQ INTERFACE (ENCODER AM24DQI) PLAIN SHAFT, WITH HOLDING BRAKE; ACCURACY TOLERANCE N VIBRATION SEVERITY GRADE A, DEGREE OF PROTECTION IP 67 | 6056 | TEM | 1 | MC | 13.703 | 1
1FT70665AF711CH3 | SIMOTICS S SYNCHRON. MOTOR 1FT7, M0=12NM (100K) NN=3000RPM, PN=2,92KW NATURAL AIR COOLING; FRAME SIZE IMB 5 (IM V1, IM V3) FLANGE 1 (1FT6 COMPATIBLE) POWER CONNECTOR ROTATABLE ABSOLUTE ENCODER 24 BITS + 12 BIT MULTITURN WITH DRIVE-CLIQ INTERFACE (ENCODER AM24DQI) PLAIN SHAFT, WITH HOLDING BRAKE; ACCURACY TOLERANCE N VIBRATION SEVERITY GRADE A+R, DEGREE OF PROTECTION IP 64 | 6035 | TEM | 1 | MC | 13.703 | 1
1FT70665AF711CL5 | SIMOTICS S SYNCHRON. MOTOR 1FT7, M0=12NM (100K) NN=3000RPM, PN=2,92KW NATURAL AIR COOLING; FRAME SIZE IMB 5 (IM V1, IM V3) FLANGE 1 (1FT6 COMPATIBLE) POWER CONNECTOR ROTATABLE ABSOLUTE ENCODER 24 BITS + 12 BIT MULTITURN WITH DRIVE-CLIQ INTERFACE (ENCODER AM24DQI) PLAIN SHAFT, WITH HOLDING BRAKE; ACCURACY TOLERANCE R VIBRATION SEVERITY GRADE A+R, DEGREE OF PROTECTION IP 67 | 6369 | TEM | 1 | MC | 13.703 | 1
1FT70665AF711DA0 | SIMOTICS S SYNCHRON. MOTOR 1FT7, M0=12NM (100K) NN=3000RPM, PN=2,92KW NATURAL AIR COOLING; FRAME SIZE IMB 5 (IM V1, IM V3) FLANGE 1 (1FT6 COMPATIBLE) POWER CONNECTOR ROTATABLE INCREMENTAL ENCODER 2048 S/R WITH DRIVE-CLIQ INTERFACE (ENCODER I-2048) CONNECTOR ROTATABLE SHAFT WITH FITTED KEY; W/O HOLDING BRAKE; ACC. TOLERANCE N VIBRATION SEVERITY GRADE A, DEGREE OF PROTECTION IP 64 | 4401 | TEM | 1 | MC | 12.404 | 1
1FT70665AF711DA1 | SIMOTICS S SYNCHRON. MOTOR 1FT7, M0=12NM (100K) NN=3000RPM, PN=2,92KW NATURAL AIR COOLING; FRAME SIZE IMB 5 (IM V1, IM V3) FLANGE 1 (1FT6 COMPATIBLE) POWER CONNECTOR ROTATABLE INCREMENTAL ENCODER 2048 S/R WITH DRIVE-CLIQ INTERFACE (ENCODER I-2048) CONNECTOR ROTATABLE SHAFT WITH FITTED KEY; W/O HOLDING BRAKE; ACC. TOLERANCE N VIBRATION SEVERITY GRADE A, DEGREE OF PROTECTION IP 65 | 4498 | TEM | 1 | MC | 12.404 | 1
1FT70665AF711DA2 | SIMOTICS S SYNCHRON. MOTOR 1FT7, M0=12NM (100K) NN=3000RPM, PN=2,92KW NATURAL AIR COOLING; FRAME SIZE IMB 5 (IM V1, IM V3) FLANGE 1 (1FT6 COMPATIBLE) POWER CONNECTOR ROTATABLE INCREMENTAL ENCODER 2048 S/R WITH DRIVE-CLIQ INTERFACE (ENCODER I-2048) CONNECTOR ROTATABLE SHAFT WITH FITTED KEY; W/O HOLDING BRAKE; ACC. TOLERANCE N VIBRATION SEVERITY GRADE A, DEGREE OF PROTECTION IP 67 | 4577 | TEM | 1 | MC | 12.404 | 1
1FT70665AF711DA3 | SIMOTICS S SYNCHRON. MOTOR 1FT7, M0=12NM (100K) NN=3000RPM, PN=2,92KW NATURAL AIR COOLING; FRAME SIZE IMB 5 (IM V1, IM V3) FLANGE 1 (1FT6 COMPATIBLE) POWER CONNECTOR ROTATABLE INCREMENTAL ENCODER 2048 S/R WITH DRIVE-CLIQ INTERFACE (ENCODER I-2048) CONNECTOR ROTATABLE SHAFT WITH FITTED KEY; W/O HOLDING BRAKE; ACC. TOLERANCE N VIBRATION SEVERITY GRADE A+R, DEGREE OF PROTECTION IP 64 | 4556 | TEM | 1 | MC | 12.404 | 1
1FT70665AF711DA5 | SIMOTICS S SYNCHRON. MOTOR 1FT7, M0=12NM (100K) NN=3000RPM, PN=2,92KW NATURAL AIR COOLING; FRAME SIZE IMB 5 (IM V1, IM V3) FLANGE 1 (1FT6 COMPATIBLE) POWER CONNECTOR ROTATABLE INCREMENTAL ENCODER 2048 S/R WITH DRIVE-CLIQ INTERFACE (ENCODER I-2048) CONNECTOR ROTATABLE SHAFT WITH FITTED KEY; W/O HOLDING BRAKE; ACC. TOLERANCE N VIBRATION SEVERITY GRADE A+R, DEGREE OF PROTECTION IP 67 | 4733 | TEM | 1 | MC | 12.404 | 1
1FT70665AF711DB0 | SIMOTICS S SYNCHRON. MOTOR 1FT7, M0=12NM (100K) NN=3000RPM, PN=2,92KW NATURAL AIR COOLING; FRAME SIZE IMB 5 (IM V1, IM V3) FLANGE 1 (1FT6 COMPATIBLE) POWER CONNECTOR ROTATABLE INCREMENTAL ENCODER 2048 S/R WITH DRIVE-CLIQ INTERFACE (ENCODER I-2048) CONNECTOR ROTATABLE SHAFT WITH FITTED KEY; WITH HOLDING BRAKE; ACC. TOLERANCE N VIBRATION SEVERITY GRADE A, DEGREE OF PROTECTION IP 64 | 5195 | TEM | 1 | MC | 13.703 | 1
1FT70665AF711DB3 | SIMOTICS S SYNCHRON. MOTOR 1FT7, M0=12NM (100K) NN=3000RPM, PN=2,92KW NATURAL AIR COOLING; FRAME SIZE IMB 5 (IM V1, IM V3) FLANGE 1 (1FT6 COMPATIBLE) POWER CONNECTOR ROTATABLE INCREMENTAL ENCODER 2048 S/R WITH DRIVE-CLIQ INTERFACE (ENCODER I-2048) CONNECTOR ROTATABLE SHAFT WITH FITTED KEY; WITH HOLDING BRAKE; ACC. TOLERANCE N VIBRATION SEVERITY GRADE A+R, DEGREE OF PROTECTION IP 64 | 5350 | TEM | 1 | MC | 13.703 | 1
1FT70665AF711DB4 | SIMOTICS S SYNCHRON. MOTOR 1FT7, M0=12NM (100K) NN=3000RPM, PN=2,92KW NATURAL AIR COOLING; FRAME SIZE IMB 5 (IM V1, IM V3) FLANGE 1 (1FT6 COMPATIBLE) POWER CONNECTOR ROTATABLE INCREMENTAL ENCODER 2048 S/R WITH DRIVE-CLIQ INTERFACE (ENCODER I-2048) CONNECTOR ROTATABLE SHAFT WITH FITTED KEY; WITH HOLDING BRAKE; ACC. TOLERANCE N VIBRATION SEVERITY GRADE A+R, DEGREE OF PROTECTION IP 65 | 5447 | TEM | 1 | MC | 13.703 | 1
1FT70665AF711DB5 | SIMOTICS S SYNCHRON. MOTOR 1FT7, M0=12NM (100K) NN=3000RPM, PN=2,92KW NATURAL AIR COOLING; FRAME SIZE IMB 5 (IM V1, IM V3) FLANGE 1 (1FT6 COMPATIBLE) POWER CONNECTOR ROTATABLE INCREMENTAL ENCODER 2048 S/R WITH DRIVE-CLIQ INTERFACE (ENCODER I-2048) CONNECTOR ROTATABLE SHAFT WITH FITTED KEY; WITH HOLDING BRAKE; ACC. TOLERANCE N VIBRATION SEVERITY GRADE A+R, DEGREE OF PROTECTION IP 67 | 5527 | TEM | 1 | MC | 13.703 | 1
1FT70665AF711DG0 | SIMOTICS S SYNCHRON. MOTOR 1FT7, M0=12NM (100K) NN=3000RPM, PN=2,92KW NATURAL AIR COOLING; FRAME SIZE IMB 5 (IM V1, IM V3) FLANGE 1 (1FT6 COMPATIBLE) POWER CONNECTOR ROTATABLE INCREMENTAL ENCODER 2048 S/R WITH DRIVE-CLIQ INTERFACE (ENCODER I-2048) CONNECTOR ROTATABLE PLAIN SHAFT, W/O HOLDING BRAKE; ACC. TOLERANCE N VIBRATION SEVERITY GRADE A, DEGREE OF PROTECTION IP 64 | 4401 | TEM | 1 | MC | 12.404 | 1
1FT70665AF711DG1 | SIMOTICS S SYNCHRON. MOTOR 1FT7, M0=12NM (100K) NN=3000RPM, PN=2,92KW NATURAL AIR COOLING; FRAME SIZE IMB 5 (IM V1, IM V3) FLANGE 1 (1FT6 COMPATIBLE) POWER CONNECTOR ROTATABLE INCREMENTAL ENCODER 2048 S/R WITH DRIVE-CLIQ INTERFACE (ENCODER I-2048) CONNECTOR ROTATABLE PLAIN SHAFT, W/O HOLDING BRAKE; ACC. TOLERANCE N VIBRATION SEVERITY GRADE A, DEGREE OF PROTECTION IP 65 | 4498 | TEM | 1 | MC | 12.404 | 1
1FT70665AF711DG2 | SIMOTICS S SYNCHRON. MOTOR 1FT7, M0=12NM (100K) NN=3000RPM, PN=2,92KW NATURAL AIR COOLING; FRAME SIZE IMB 5 (IM V1, IM V3) FLANGE 1 (1FT6 COMPATIBLE) POWER CONNECTOR ROTATABLE INCREMENTAL ENCODER 2048 S/R WITH DRIVE-CLIQ INTERFACE (ENCODER I-2048) CONNECTOR ROTATABLE PLAIN SHAFT, W/O HOLDING BRAKE; ACC. TOLERANCE N VIBRATION SEVERITY GRADE A, DEGREE OF PROTECTION IP 67 | 4577 | TEM | 1 | MC | 12.404 | 1
1FT70665AF711DH0 | SIMOTICS S SYNCHRON. MOTOR 1FT7, M0=12NM (100K) NN=3000RPM, PN=2,92KW NATURAL AIR COOLING; FRAME SIZE IMB 5 (IM V1, IM V3) FLANGE 1 (1FT6 COMPATIBLE) POWER CONNECTOR ROTATABLE INCREMENTAL ENCODER 2048 S/R WITH DRIVE-CLIQ INTERFACE (ENCODER I-2048) CONNECTOR ROTATABLE PLAIN SHAFT, WITH HOLDING BRAKE; ACCURACY TOLERANCE N VIBRATION SEVERITY GRADE A, DEGREE OF PROTECTION IP 64 | 5195 | TEM | 1 | MC | 13.703 | 1
1FT70665AF711DH1 | SIMOTICS S SYNCHRON. MOTOR 1FT7, M0=12NM (100K) NN=3000RPM, PN=2,92KW NATURAL AIR COOLING; FRAME SIZE IMB 5 (IM V1, IM V3) FLANGE 1 (1FT6 COMPATIBLE) POWER CONNECTOR ROTATABLE INCREMENTAL ENCODER 2048 S/R WITH DRIVE-CLIQ INTERFACE (ENCODER I-2048) CONNECTOR ROTATABLE PLAIN SHAFT, WITH HOLDING BRAKE; ACCURACY TOLERANCE N VIBRATION SEVERITY GRADE A, DEGREE OF PROTECTION IP 65 | 5291 | TEM | 1 | MC | 13.703 | 1
1FT70665AF711DH2 | SIMOTICS S SYNCHRON. MOTOR 1FT7, M0=12NM (100K) NN=3000RPM, PN=2,92KW NATURAL AIR COOLING; FRAME SIZE IMB 5 (IM V1, IM V3) FLANGE 1 (1FT6 COMPATIBLE) POWER CONNECTOR ROTATABLE INCREMENTAL ENCODER 2048 S/R WITH DRIVE-CLIQ INTERFACE (ENCODER I-2048) CONNECTOR ROTATABLE PLAIN SHAFT, WITH HOLDING BRAKE; ACCURACY TOLERANCE N VIBRATION SEVERITY GRADE A, DEGREE OF PROTECTION IP 67 | 5371 | TEM | 1 | MC | 13.703 | 1
1FT70665AF711DH3 | SIMOTICS S SYNCHRON. MOTOR 1FT7, M0=12NM (100K) NN=3000RPM, PN=2,92KW NATURAL AIR COOLING; FRAME SIZE IMB 5 (IM V1, IM V3) FLANGE 1 (1FT6 COMPATIBLE) POWER CONNECTOR ROTATABLE INCREMENTAL ENCODER 2048 S/R WITH DRIVE-CLIQ INTERFACE (ENCODER I-2048) CONNECTOR ROTATABLE PLAIN SHAFT, WITH HOLDING BRAKE; ACCURACY TOLERANCE N VIBRATION SEVERITY GRADE A+R, DEGREE OF PROTECTION IP 64 | 5350 | TEM | 1 | MC | 13.703 | 1
1FT70665AF711DH5 | SIMOTICS S SYNCHRON. MOTOR 1FT7, M0=12NM (100K) NN=3000RPM, PN=2,92KW NATURAL AIR COOLING; FRAME SIZE IMB 5 (IM V1, IM V3) FLANGE 1 (1FT6 COMPATIBLE) POWER CONNECTOR ROTATABLE INCREMENTAL ENCODER 2048 S/R WITH DRIVE-CLIQ INTERFACE (ENCODER I-2048) CONNECTOR ROTATABLE PLAIN SHAFT, WITH HOLDING BRAKE; ACCURACY TOLERANCE N VIBRATION SEVERITY GRADE A+R, DEGREE OF PROTECTION IP 67 | 5527 | TEM | 1 | MC | 13.703 | 1
1FT70665AF711DK0 | SIMOTICS S SYNCHRON. MOTOR 1FT7, M0=12NM (100K) NN=3000RPM, PN=2,92KW NATURAL AIR COOLING; FRAME SIZE IMB 5 (IM V1, IM V3) FLANGE 1 (1FT6 COMPATIBLE) POWER CONNECTOR ROTATABLE INCREMENTAL ENCODER 2048 S/R WITH DRIVE-CLIQ INTERFACE (ENCODER I-2048) CONNECTOR ROTATABLE PLAIN SHAFT, W/O HOLDING BRAKE; ACC. TOLERANCE R VIBRATION SEVERITY GRADE A, DEGREE OF PROTECTION IP 64 | 4561 | TEM | 1 | MC | 12.404 | 1
1FT70665AF711DK2 | SIMOTICS S SYNCHRON. MOTOR 1FT7, M0=12NM (100K) NN=3000RPM, PN=2,92KW NATURAL AIR COOLING; FRAME SIZE IMB 5 (IM V1, IM V3) FLANGE 1 (1FT6 COMPATIBLE) POWER CONNECTOR ROTATABLE INCREMENTAL ENCODER 2048 S/R WITH DRIVE-CLIQ INTERFACE (ENCODER I-2048) CONNECTOR ROTATABLE PLAIN SHAFT, W/O HOLDING BRAKE; ACC. TOLERANCE R VIBRATION SEVERITY GRADE A, DEGREE OF PROTECTION IP 67 | 4737 | TEM | 1 | MC | 12.404 | 1
1FT70665AF711FA0 | SIMOTICS S SYNCHRON. MOTOR 1FT7, M0=12NM (100K) NN=3000RPM, PN=2,92KW NATURAL AIR COOLING; FRAME SIZE IMB 5 (IM V1, IM V3) FLANGE 1 (1FT6 COMPATIBLE) POWER CONNECTOR ROTATABLE ABSOLUTE ENCODER 22 BITS MULTI TURN WITH DRIVE-CLIQ INTERFACE (ENCODER AM-22-DQ) CONNECTOR ROTATABLE SHAFT WITH FITTED KEY; W/O HOLDING BRAKE; ACC. TOLERANCE N VIBRATION SEVERITY GRADE A, DEGREE OF PROTECTION IP 64 | 5167 | TEM | 1 | MC | 12.404 | 1
1FT70665AF711FA1 | SIMOTICS S SYNCHRON. MOTOR 1FT7, M0=12NM (100K) NN=3000RPM, PN=2,92KW NATURAL AIR COOLING; FRAME SIZE IMB 5 (IM V1, IM V3) FLANGE 1 (1FT6 COMPATIBLE) POWER CONNECTOR ROTATABLE ABSOLUTE ENCODER 22 BITS MULTI TURN WITH DRIVE-CLIQ INTERFACE (ENCODER AM-22-DQ) CONNECTOR ROTATABLE SHAFT WITH FITTED KEY; W/O HOLDING BRAKE; ACC. TOLERANCE N VIBRATION SEVERITY GRADE A, DEGREE OF PROTECTION IP 65 | 5263 | TEM | 1 | MC | 12.404 | 1
1FT70665AF711FA2 | SIMOTICS S SYNCHRON. MOTOR 1FT7, M0=12NM (100K) NN=3000RPM, PN=2,92KW NATURAL AIR COOLING; FRAME SIZE IMB 5 (IM V1, IM V3) FLANGE 1 (1FT6 COMPATIBLE) POWER CONNECTOR ROTATABLE ABSOLUTE ENCODER 22 BITS MULTI TURN WITH DRIVE-CLIQ INTERFACE (ENCODER AM-22-DQ) CONNECTOR ROTATABLE SHAFT WITH FITTED KEY; W/O HOLDING BRAKE; ACC. TOLERANCE N VIBRATION SEVERITY GRADE A, DEGREE OF PROTECTION IP 67 | 5342 | TEM | 1 | MC | 12.404 | 1
1FT70665AF711FB0 | SIMOTICS S SYNCHRON. MOTOR 1FT7, M0=12NM (100K) NN=3000RPM, PN=2,92KW NATURAL AIR COOLING; FRAME SIZE IMB 5 (IM V1, IM V3) FLANGE 1 (1FT6 COMPATIBLE) POWER CONNECTOR ROTATABLE ABSOLUTE ENCODER 22 BITS MULTI TURN WITH DRIVE-CLIQ INTERFACE (ENCODER AM-22-DQ) CONNECTOR ROTATABLE SHAFT WITH FITTED KEY; WITH HOLDING BRAKE; ACC. TOLERANCE N VIBRATION SEVERITY GRADE A, DEGREE OF PROTECTION IP 64 | 5960 | TEM | 1 | MC | 13.703 | 1
1FT70665AF711FB1 | SIMOTICS S SYNCHRON. MOTOR 1FT7, M0=12NM (100K) NN=3000RPM, PN=2,92KW NATURAL AIR COOLING; FRAME SIZE IMB 5 (IM V1, IM V3) FLANGE 1 (1FT6 COMPATIBLE) POWER CONNECTOR ROTATABLE ABSOLUTE ENCODER 22 BITS MULTI TURN WITH DRIVE-CLIQ INTERFACE (ENCODER AM-22-DQ) CONNECTOR ROTATABLE SHAFT WITH FITTED KEY; WITH HOLDING BRAKE; ACC. TOLERANCE N VIBRATION SEVERITY GRADE A, DEGREE OF PROTECTION IP 65 | 6057 | TEM | 1 | MC | 13.703 | 1
1FT70665AF711FB2 | SIMOTICS S SYNCHRON. MOTOR 1FT7, M0=12NM (100K) NN=3000RPM, PN=2,92KW NATURAL AIR COOLING; FRAME SIZE IMB 5 (IM V1, IM V3) FLANGE 1 (1FT6 COMPATIBLE) POWER CONNECTOR ROTATABLE ABSOLUTE ENCODER 22 BITS MULTI TURN WITH DRIVE-CLIQ INTERFACE (ENCODER AM-22-DQ) CONNECTOR ROTATABLE SHAFT WITH FITTED KEY; WITH HOLDING BRAKE; ACC. TOLERANCE N VIBRATION SEVERITY GRADE A, DEGREE OF PROTECTION IP 67 | 6136 | TEM | 1 | MC | 13.703 | 1
1FT70665AF711FG0 | SIMOTICS S SYNCHRON. MOTOR 1FT7, M0=12NM (100K) NN=3000RPM, PN=2,92KW NATURAL AIR COOLING; FRAME SIZE IMB 5 (IM V1, IM V3) FLANGE 1 (1FT6 COMPATIBLE) POWER CONNECTOR ROTATABLE ABSOLUTE ENCODER 22 BITS MULTI TURN WITH DRIVE-CLIQ INTERFACE (ENCODER AM-22-DQ) CONNECTOR ROTATABLE PLAIN SHAFT, W/O HOLDING BRAKE; ACC. TOLERANCE N VIBRATION SEVERITY GRADE A, DEGREE OF PROTECTION IP 64 | 5167 | TEM | 1 | MC | 12.404 | 1
1FT70665AF711FG1 | SIMOTICS S SYNCHRON. MOTOR 1FT7, M0=12NM (100K) NN=3000RPM, PN=2,92KW NATURAL AIR COOLING; FRAME SIZE IMB 5 (IM V1, IM V3) FLANGE 1 (1FT6 COMPATIBLE) POWER CONNECTOR ROTATABLE ABSOLUTE ENCODER 22 BITS MULTI TURN WITH DRIVE-CLIQ INTERFACE (ENCODER AM-22-DQ) CONNECTOR ROTATABLE PLAIN SHAFT, W/O HOLDING BRAKE; ACC. TOLERANCE N VIBRATION SEVERITY GRADE A, DEGREE OF PROTECTION IP 65 | 5263 | TEM | 1 | MC | 12.404 | 1
1FT70665AF711FG2 | SIMOTICS S SYNCHRON. MOTOR 1FT7, M0=12NM (100K) NN=3000RPM, PN=2,92KW NATURAL AIR COOLING; FRAME SIZE IMB 5 (IM V1, IM V3) FLANGE 1 (1FT6 COMPATIBLE) POWER CONNECTOR ROTATABLE ABSOLUTE ENCODER 22 BITS MULTI TURN WITH DRIVE-CLIQ INTERFACE (ENCODER AM-22-DQ) CONNECTOR ROTATABLE PLAIN SHAFT, W/O HOLDING BRAKE; ACC. TOLERANCE N VIBRATION SEVERITY GRADE A, DEGREE OF PROTECTION IP 67 | 5342 | TEM | 1 | MC | 12.404 | 1
1FT70665AF711FG3 | SIMOTICS S SYNCHRON. MOTOR 1FT7, M0=12NM (100K) NN=3000RPM, PN=2,92KW NATURAL AIR COOLING; FRAME SIZE IMB 5 (IM V1, IM V3) FLANGE 1 (1FT6 COMPATIBLE) POWER CONNECTOR ROTATABLE ABSOLUTE ENCODER 22 BITS MULTI TURN WITH DRIVE-CLIQ INTERFACE (ENCODER AM-22-DQ) CONNECTOR ROTATABLE PLAIN SHAFT, W/O HOLDING BRAKE; ACC. TOLERANCE N VIBRATION SEVERITY GRADE A+R, DEGREE OF PROTECTION IP 64 | 5321 | TEM | 1 | MC | 12.404 | 1
1FT70665AF711FG5 | SIMOTICS S SYNCHRON. MOTOR 1FT7, M0=12NM (100K) NN=3000RPM, PN=2,92KW NATURAL AIR COOLING; FRAME SIZE IMB 5 (IM V1, IM V3) FLANGE 1 (1FT6 COMPATIBLE) POWER CONNECTOR ROTATABLE ABSOLUTE ENCODER 22 BITS MULTI TURN WITH DRIVE-CLIQ INTERFACE (ENCODER AM-22-DQ) CONNECTOR ROTATABLE PLAIN SHAFT, W/O HOLDING BRAKE; ACC. TOLERANCE N VIBRATION SEVERITY GRADE A+R, DEGREE OF PROTECTION IP 67 | 5498 | TEM | 1 | MC | 12.404 | 1
1FT70665AF711FH0 | SIMOTICS S SYNCHRON. MOTOR 1FT7, M0=12NM (100K) NN=3000RPM, PN=2,92KW NATURAL AIR COOLING; FRAME SIZE IMB 5 (IM V1, IM V3) FLANGE 1 (1FT6 COMPATIBLE) POWER CONNECTOR ROTATABLE ABSOLUTE ENCODER 22 BITS MULTI TURN WITH DRIVE-CLIQ INTERFACE (ENCODER AM-22-DQ) CONNECTOR ROTATABLE PLAIN SHAFT, WITH HOLDING BRAKE; ACCURACY TOLERANCE N VIBRATION SEVERITY GRADE A, DEGREE OF PROTECTION IP 64 | 5960 | TEM | 1 | MC | 13.703 | 1
1FT70665AF711FH1 | SIMOTICS S SYNCHRON. MOTOR 1FT7, M0=12NM (100K) NN=3000RPM, PN=2,92KW NATURAL AIR COOLING; FRAME SIZE IMB 5 (IM V1, IM V3) FLANGE 1 (1FT6 COMPATIBLE) POWER CONNECTOR ROTATABLE ABSOLUTE ENCODER 22 BITS MULTI TURN WITH DRIVE-CLIQ INTERFACE (ENCODER AM-22-DQ) CONNECTOR ROTATABLE PLAIN SHAFT, WITH HOLDING BRAKE; ACCURACY TOLERANCE N VIBRATION SEVERITY GRADE A, DEGREE OF PROTECTION IP 65 | 6057 | TEM | 1 | MC | 13.703 | 1
1FT70665AF711FH2 | SIMOTICS S SYNCHRON. MOTOR 1FT7, M0=12NM (100K) NN=3000RPM, PN=2,92KW NATURAL AIR COOLING; FRAME SIZE IMB 5 (IM V1, IM V3) FLANGE 1 (1FT6 COMPATIBLE) POWER CONNECTOR ROTATABLE ABSOLUTE ENCODER 22 BITS MULTI TURN WITH DRIVE-CLIQ INTERFACE (ENCODER AM-22-DQ) CONNECTOR ROTATABLE PLAIN SHAFT, WITH HOLDING BRAKE; ACCURACY TOLERANCE N VIBRATION SEVERITY GRADE A, DEGREE OF PROTECTION IP 67 | 6136 | TEM | 1 | MC | 13.703 | 1
1FT70665AF711FH3 | SIMOTICS S SYNCHRON. MOTOR 1FT7, M0=12NM (100K) NN=3000RPM, PN=2,92KW NATURAL AIR COOLING; FRAME SIZE IMB 5 (IM V1, IM V3) FLANGE 1 (1FT6 COMPATIBLE) POWER CONNECTOR ROTATABLE ABSOLUTE ENCODER 22 BITS MULTI TURN WITH DRIVE-CLIQ INTERFACE (ENCODER AM-22-DQ) CONNECTOR ROTATABLE PLAIN SHAFT, WITH HOLDING BRAKE; ACCURACY TOLERANCE N VIBRATION SEVERITY GRADE A+R, DEGREE OF PROTECTION IP 64 | 6115 | TEM | 1 | MC | 13.703 | 1
1FT70665AF711FH5 | SIMOTICS S SYNCHRON. MOTOR 1FT7, M0=12NM (100K) NN=3000RPM, PN=2,92KW NATURAL AIR COOLING; FRAME SIZE IMB 5 (IM V1, IM V3) FLANGE 1 (1FT6 COMPATIBLE) POWER CONNECTOR ROTATABLE ABSOLUTE ENCODER 22 BITS MULTI TURN WITH DRIVE-CLIQ INTERFACE (ENCODER AM-22-DQ) CONNECTOR ROTATABLE PLAIN SHAFT, WITH HOLDING BRAKE; ACCURACY TOLERANCE N VIBRATION SEVERITY GRADE A+R, DEGREE OF PROTECTION IP 67 | 6292 | TEM | 1 | MC | 13.703 | 1
1FT70665AF711MA0 | SIMOTICS S SYNCHRON. MOTOR 1FT7, M0=12NM (100K) NN=3000RPM, PN=2,92KW NATURAL AIR COOLING; FRAME SIZE IMB 5 (IM V1, IM V3) (1FT6 COMPATIBLE) WITH KTY TEMPERATURE SENSOR POWER CONNECTOR ROTATABLE ABSOLUTE ENCODER ENDAT 2048 S/R (ENCODER A-2048) CONNECTOR ROTATABLE SHAFT WITH FITTED KEY; W/O HOLDING BRAKE; ACC. TOLERANCE N VIBRATION SEVERITY GRADE A, DEGREE OF PROTECTION IP 64 | 4735 | TEM | 1 | MC | 12.404 | 1
1FT70665AF711MA1 | SIMOTICS S SYNCHRON. MOTOR 1FT7, M0=12NM (100K) NN=3000RPM, PN=2,92KW NATURAL AIR COOLING; FRAME SIZE IMB 5 (IM V1, IM V3) (1FT6 COMPATIBLE) WITH KTY TEMPERATURE SENSOR POWER CONNECTOR ROTATABLE ABSOLUTE ENCODER ENDAT 2048 S/R (ENCODER A-2048) CONNECTOR ROTATABLE SHAFT WITH FITTED KEY; W/O HOLDING BRAKE; ACC. TOLERANCE N VIBRATION SEVERITY GRADE A, DEGREE OF PROTECTION IP 65 | 4831 | TEM | 1 | MC | 12.404 | 1
1FT70665AF711MA2 | SIMOTICS S SYNCHRON. MOTOR 1FT7, M0=12NM (100K) NN=3000RPM, PN=2,92KW NATURAL AIR COOLING; FRAME SIZE IMB 5 (IM V1, IM V3) (1FT6 COMPATIBLE) WITH KTY TEMPERATURE SENSOR POWER CONNECTOR ROTATABLE ABSOLUTE ENCODER ENDAT 2048 S/R (ENCODER A-2048) CONNECTOR ROTATABLE SHAFT WITH FITTED KEY; W/O HOLDING BRAKE; ACC. TOLERANCE N VIBRATION SEVERITY GRADE A, DEGREE OF PROTECTION IP 67 | 4911 | TEM | 1 | MC | 12.404 | 1
1FT70665AF711MB0 | SIMOTICS S SYNCHRON. MOTOR 1FT7, M0=12NM (100K) NN=3000RPM, PN=2,92KW NATURAL AIR COOLING; FRAME SIZE IMB 5 (IM V1, IM V3) (1FT6 COMPATIBLE) WITH KTY TEMPERATURE SENSOR POWER CONNECTOR ROTATABLE ABSOLUTE ENCODER ENDAT 2048 S/R (ENCODER A-2048) CONNECTOR ROTATABLE SHAFT WITH FITTED KEY; WITH HOLDING BRAKE; ACC. TOLERANCE N VIBRATION SEVERITY GRADE A, DEGREE OF PROTECTION IP 64 | 5529 | TEM | 1 | MC | 13.703 | 1
1FT70665AF711MB1 | SIMOTICS S SYNCHRON. MOTOR 1FT7, M0=12NM (100K) NN=3000RPM, PN=2,92KW NATURAL AIR COOLING; FRAME SIZE IMB 5 (IM V1, IM V3) (1FT6 COMPATIBLE) WITH KTY TEMPERATURE SENSOR POWER CONNECTOR ROTATABLE ABSOLUTE ENCODER ENDAT 2048 S/R (ENCODER A-2048) CONNECTOR ROTATABLE SHAFT WITH FITTED KEY; WITH HOLDING BRAKE; ACC. TOLERANCE N VIBRATION SEVERITY GRADE A, DEGREE OF PROTECTION IP 65 | 5625 | TEM | 1 | MC | 13.703 | 1
1FT70665AF711MB2 | SIMOTICS S SYNCHRON. MOTOR 1FT7, M0=12NM (100K) NN=3000RPM, PN=2,92KW NATURAL AIR COOLING; FRAME SIZE IMB 5 (IM V1, IM V3) (1FT6 COMPATIBLE) WITH KTY TEMPERATURE SENSOR POWER CONNECTOR ROTATABLE ABSOLUTE ENCODER ENDAT 2048 S/R (ENCODER A-2048) CONNECTOR ROTATABLE SHAFT WITH FITTED KEY; WITH HOLDING BRAKE; ACC. TOLERANCE N VIBRATION SEVERITY GRADE A, DEGREE OF PROTECTION IP 67 | 5704 | TEM | 1 | MC | 13.703 | 1
1FT70665AF711MG0 | SIMOTICS S SYNCHRON. MOTOR 1FT7, M0=12NM (100K) NN=3000RPM, PN=2,92KW NATURAL AIR COOLING; FRAME SIZE IMB 5 (IM V1, IM V3) (1FT6 COMPATIBLE) WITH KTY TEMPERATURE SENSOR POWER CONNECTOR ROTATABLE ABSOLUTE ENCODER ENDAT 2048 S/R (ENCODER A-2048) CONNECTOR ROTATABLE PLAIN SHAFT, W/O HOLDING BRAKE; ACC. TOLERANCE N VIBRATION SEVERITY GRADE A, DEGREE OF PROTECTION IP 64 | 4735 | TEM | 1 | MC | 12.404 | 1
1FT70665AF711MG1 | SIMOTICS S SYNCHRON. MOTOR 1FT7, M0=12NM (100K) NN=3000RPM, PN=2,92KW NATURAL AIR COOLING; FRAME SIZE IMB 5 (IM V1, IM V3) (1FT6 COMPATIBLE) WITH KTY TEMPERATURE SENSOR POWER CONNECTOR ROTATABLE ABSOLUTE ENCODER ENDAT 2048 S/R (ENCODER A-2048) CONNECTOR ROTATABLE PLAIN SHAFT, W/O HOLDING BRAKE; ACC. TOLERANCE N VIBRATION SEVERITY GRADE A, DEGREE OF PROTECTION IP 65 | 4831 | TEM | 1 | MC | 12.404 | 1
1FT70665AF711MG2 | SIMOTICS S SYNCHRON. MOTOR 1FT7, M0=12NM (100K) NN=3000RPM, PN=2,92KW NATURAL AIR COOLING; FRAME SIZE IMB 5 (IM V1, IM V3) (1FT6 COMPATIBLE) WITH KTY TEMPERATURE SENSOR POWER CONNECTOR ROTATABLE ABSOLUTE ENCODER ENDAT 2048 S/R (ENCODER A-2048) CONNECTOR ROTATABLE PLAIN SHAFT, W/O HOLDING BRAKE; ACC. TOLERANCE N VIBRATION SEVERITY GRADE A, DEGREE OF PROTECTION IP 67 | 4911 | TEM | 1 | MC | 12.404 | 1
1FT70665AF711MH0 | SIMOTICS S SYNCHRON. MOTOR 1FT7, M0=12NM (100K) NN=3000RPM, PN=2,92KW NATURAL AIR COOLING; FRAME SIZE IMB 5 (IM V1, IM V3) (1FT6 COMPATIBLE) WITH KTY TEMPERATURE SENSOR POWER CONNECTOR ROTATABLE ABSOLUTE ENCODER ENDAT 2048 S/R (ENCODER A-2048) CONNECTOR ROTATABLE PLAIN SHAFT, WITH HOLDING BRAKE; ACCURACY TOLERANCE N VIBRATION SEVERITY GRADE A, DEGREE OF PROTECTION IP 64 | 5529 | TEM | 1 | MC | 13.703 | 1
1FT70665AF711MH1 | SIMOTICS S SYNCHRON. MOTOR 1FT7, M0=12NM (100K) NN=3000RPM, PN=2,92KW NATURAL AIR COOLING; FRAME SIZE IMB 5 (IM V1, IM V3) (1FT6 COMPATIBLE) WITH KTY TEMPERATURE SENSOR POWER CONNECTOR ROTATABLE ABSOLUTE ENCODER ENDAT 2048 S/R (ENCODER A-2048) CONNECTOR ROTATABLE PLAIN SHAFT, WITH HOLDING BRAKE; ACCURACY TOLERANCE N VIBRATION SEVERITY GRADE A, DEGREE OF PROTECTION IP 65 | 5625 | TEM | 1 | MC | 13.703 | 1
1FT70665AF711NA0 | SIMOTICS S SYNCHRON. MOTOR 1FT7, M0=12NM (100K) NN=3000RPM, PN=2,92KW NATURAL AIR COOLING; FRAME SIZE IM B5 (1FT6 COMPATIBLE) WITH KTY TEMPERATURE SENSOR POWER CONNECTOR ROTATABLE INCREM. ENCODER SIN/COS 1VSS 2048 S/R (ENCODER I-2048) CONNECTOR ROTATABLE SHAFT WITH FITTED KEY; W/O HOLDING BRAKE; ACC. TOLERANCE N VIBRATION SEVERITY GRADE A, DEGREE OF PROTECTION IP 64 | 3981 | TEM | 1 | MC | 12.404 | 1
1FT70665AF711NA1 | SIMOTICS S SYNCHRON. MOTOR 1FT7, M0=12NM (100K) NN=3000RPM, PN=2,92KW NATURAL AIR COOLING; FRAME SIZE IM B5 (1FT6 COMPATIBLE) WITH KTY TEMPERATURE SENSOR POWER CONNECTOR ROTATABLE INCREM. ENCODER SIN/COS 1VSS 2048 S/R (ENCODER I-2048) CONNECTOR ROTATABLE SHAFT WITH FITTED KEY; W/O HOLDING BRAKE; ACC. TOLERANCE N VIBRATION SEVERITY GRADE A, DEGREE OF PROTECTION IP 65 | 4077 | TEM | 1 | MC | 12.404 | 1
1FT70665AF711NA2 | SIMOTICS S SYNCHRON. MOTOR 1FT7, M0=12NM (100K) NN=3000RPM, PN=2,92KW NATURAL AIR COOLING; FRAME SIZE IM B5 (1FT6 COMPATIBLE) WITH KTY TEMPERATURE SENSOR POWER CONNECTOR ROTATABLE INCREM. ENCODER SIN/COS 1VSS 2048 S/R (ENCODER I-2048) CONNECTOR ROTATABLE SHAFT WITH FITTED KEY; W/O HOLDING BRAKE; ACC. TOLERANCE N VIBRATION SEVERITY GRADE A, DEGREE OF PROTECTION IP 67 | 4157 | TEM | 1 | MC | 12.404 | 1
1FT70665AF711NG0 | SIMOTICS S SYNCHRON. MOTOR 1FT7, M0=12NM (100K) NN=3000RPM, PN=2,92KW NATURAL AIR COOLING; FRAME SIZE IM B5 (1FT6 COMPATIBLE) WITH KTY TEMPERATURE SENSOR POWER CONNECTOR ROTATABLE INCREM. ENCODER SIN/COS 1VSS 2048 S/R (ENCODER I-2048) CONNECTOR ROTATABLE PLAIN SHAFT, W/O HOLDING BRAKE; ACC. TOLERANCE N VIBRATION SEVERITY GRADE A, DEGREE OF PROTECTION IP 64 | 3981 | TEM | 1 | MC | 12.404 | 1
1FT70665AF711NG1 | SIMOTICS S SYNCHRON. MOTOR 1FT7, M0=12NM (100K) NN=3000RPM, PN=2,92KW NATURAL AIR COOLING; FRAME SIZE IM B5 (1FT6 COMPATIBLE) WITH KTY TEMPERATURE SENSOR POWER CONNECTOR ROTATABLE INCREM. ENCODER SIN/COS 1VSS 2048 S/R (ENCODER I-2048) CONNECTOR ROTATABLE PLAIN SHAFT, W/O HOLDING BRAKE; ACC. TOLERANCE N VIBRATION SEVERITY GRADE A, DEGREE OF PROTECTION IP 65 | 4077 | TEM | 1 | MC | 12.404 | 1
1FT70665AF711NG2 | SIMOTICS S SYNCHRON. MOTOR 1FT7, M0=12NM (100K) NN=3000RPM, PN=2,92KW NATURAL AIR COOLING; FRAME SIZE IM B5 (1FT6 COMPATIBLE) WITH KTY TEMPERATURE SENSOR POWER CONNECTOR ROTATABLE INCREM. ENCODER SIN/COS 1VSS 2048 S/R (ENCODER I-2048) CONNECTOR ROTATABLE PLAIN SHAFT, W/O HOLDING BRAKE; ACC. TOLERANCE N VIBRATION SEVERITY GRADE A, DEGREE OF PROTECTION IP 67 | 4157 | TEM | 1 | MC | 12.404 | 1
1FT70665AF711NH0 | SIMOTICS S SYNCHRON. MOTOR 1FT7, M0=12NM (100K) NN=3000RPM, PN=2,92KW NATURAL AIR COOLING; FRAME SIZE IM B5 (1FT6 COMPATIBLE) WITH KTY TEMPERATURE SENSOR POWER CONNECTOR ROTATABLE INCREM. ENCODER SIN/COS 1VSS 2048 S/R (ENCODER I-2048) CONNECTOR ROTATABLE PLAIN SHAFT, WITH HOLDING BRAKE; ACCURACY TOLERANCE N VIBRATION SEVERITY GRADE A, DEGREE OF PROTECTION IP 64 | 4775 | TEM | 1 | MC | 13.703 | 1
1FT70665AF711NH1 | SIMOTICS S SYNCHRON. MOTOR 1FT7, M0=12NM (100K) NN=3000RPM, PN=2,92KW NATURAL AIR COOLING; FRAME SIZE IM B5 (1FT6 COMPATIBLE) WITH KTY TEMPERATURE SENSOR POWER CONNECTOR ROTATABLE INCREM. ENCODER SIN/COS 1VSS 2048 S/R (ENCODER I-2048) CONNECTOR ROTATABLE PLAIN SHAFT, WITH HOLDING BRAKE; ACCURACY TOLERANCE N VIBRATION SEVERITY GRADE A, DEGREE OF PROTECTION IP 65 | 4871 | TEM | 1 | MC | 13.703 | 1
1FT70665AF711NK2 | SIMOTICS S SYNCHRON. MOTOR 1FT7, M0=12NM (100K) NN=3000RPM, PN=2,92KW NATURAL AIR COOLING; FRAME SIZE IM B5 (1FT6 COMPATIBLE) WITH KTY TEMPERATURE SENSOR POWER CONNECTOR ROTATABLE INCREM. ENCODER SIN/COS 1VSS 2048 S/R (ENCODER I-2048) CONNECTOR ROTATABLE PLAIN SHAFT, W/O HOLDING BRAKE; ACC. TOLERANCE R VIBRATION SEVERITY GRADE A, DEGREE OF PROTECTION IP 67 | 4316 | TEM | 1 | MC | 12.404 | 1
1FT70665AH701BA0 | SIMOTICS S SYNCHRON. MOTOR 1FT7, M0=12NM (100K) NN=4500RPM, PN=2,55KW NATURAL AIR COOLING; FRAME SIZE IMB 5 (IM V1, IM V3) FLANGE 0 POWER CONNECTOR ROTATABLE ABSOLUTE VALUE ENCODER SINGLETURN 24 BIT WITH DRIVE-CLIQ INTERFACE (ENCODER AS24DQI) SHAFT WITH FITTED KEY; W/O HOLDING BRAKE; ACC. TOLERANCE N VIBRATION SEVERITY GRADE A, DEGREE OF PROTECTION IP 64 | 4321 | TEM | 1 | MC | 12.404 | 1
1FT70665AH701BB1 | SIMOTICS S SYNCHRON. MOTOR 1FT7, M0=12NM (100K) NN=4500RPM, PN=2,55KW NATURAL AIR COOLING; FRAME SIZE IMB 5 (IM V1, IM V3) FLANGE 0 POWER CONNECTOR ROTATABLE ABSOLUTE VALUE ENCODER SINGLETURN 24 BIT WITH DRIVE-CLIQ INTERFACE (ENCODER AS24DQI) SHAFT WITH FITTED KEY; WITH HOLDING BRAKE; ACC. TOLERANCE N VIBRATION SEVERITY GRADE A, DEGREE OF PROTECTION IP 65 | 5211 | TEM | 1 | MC | 13.703 | 1
1FT70665AH701BG1 | SIMOTICS S SYNCHRON. MOTOR 1FT7, M0=12NM (100K) NN=4500RPM, PN=2,55KW NATURAL AIR COOLING; FRAME SIZE IMB 5 (IM V1, IM V3) FLANGE 0 POWER CONNECTOR ROTATABLE ABSOLUTE VALUE ENCODER SINGLETURN 24 BIT WITH DRIVE-CLIQ INTERFACE (ENCODER AS24DQI) PLAIN SHAFT, W/O HOLDING BRAKE; ACC. TOLERANCE N VIBRATION SEVERITY GRADE A, DEGREE OF PROTECTION IP 65 | 4417 | TEM | 1 | MC | 12.404 | 1
1FT70665AH701BG3 | SIMOTICS S SYNCHRON. MOTOR 1FT7, M0=12NM (100K) NN=4500RPM, PN=2,55KW NATURAL AIR COOLING; FRAME SIZE IMB 5 (IM V1, IM V3) FLANGE 0 POWER CONNECTOR ROTATABLE ABSOLUTE VALUE ENCODER SINGLETURN 24 BIT WITH DRIVE-CLIQ INTERFACE (ENCODER AS24DQI) PLAIN SHAFT, W/O HOLDING BRAKE; ACC. TOLERANCE N VIBRATION SEVERITY GRADE A+R, DEGREE OF PROTECTION IP 64 | 4476 | TEM | 1 | MC | 12.404 | 1
1FT70665AH701BH0 | SIMOTICS S SYNCHRON. MOTOR 1FT7, M0=12NM (100K) NN=4500RPM, PN=2,55KW NATURAL AIR COOLING; FRAME SIZE IMB 5 (IM V1, IM V3) FLANGE 0 POWER CONNECTOR ROTATABLE ABSOLUTE VALUE ENCODER SINGLETURN 24 BIT WITH DRIVE-CLIQ INTERFACE (ENCODER AS24DQI) PLAIN SHAFT, WITH HOLDING BRAKE; ACCURACY TOLERANCE N VIBRATION SEVERITY GRADE A, DEGREE OF PROTECTION IP 64 | 5115 | TEM | 1 | MC | 13.703 | 1
1FT70665AH701CA1 | SIMOTICS S SYNCHRON. MOTOR 1FT7, M0=12NM (100K) NN=4500RPM, PN=2,55KW NATURAL AIR COOLING; FRAME SIZE IMB 5 (IM V1, IM V3) FLANGE 0 POWER CONNECTOR ROTATABLE ABSOLUTE ENCODER 24 BITS + 12 BIT MULTITURN WITH DRIVE-CLIQ INTERFACE (ENCODER AM24DQI) SHAFT WITH FITTED KEY; W/O HOLDING BRAKE; ACC. TOLERANCE N VIBRATION SEVERITY GRADE A, DEGREE OF PROTECTION IP 65 | 5183 | TEM | 1 | MC | 12.404 | 1
1FT70665AH701CA4 | SIMOTICS S SYNCHRON. MOTOR 1FT7, M0=12NM (100K) NN=4500RPM, PN=2,55KW NATURAL AIR COOLING; FRAME SIZE IMB 5 (IM V1, IM V3) FLANGE 0 POWER CONNECTOR ROTATABLE ABSOLUTE ENCODER 24 BITS + 12 BIT MULTITURN WITH DRIVE-CLIQ INTERFACE (ENCODER AM24DQI) SHAFT WITH FITTED KEY; W/O HOLDING BRAKE; ACC. TOLERANCE N VIBRATION SEVERITY GRADE A+R, DEGREE OF PROTECTION IP 65 | 5338 | TEM | 1 | MC | 12.404 | 1
1FT70665AH701CB0 | SIMOTICS S SYNCHRON. MOTOR 1FT7, M0=12NM (100K) NN=4500RPM, PN=2,55KW NATURAL AIR COOLING; FRAME SIZE IMB 5 (IM V1, IM V3) FLANGE 0 POWER CONNECTOR ROTATABLE ABSOLUTE ENCODER 24 BITS + 12 BIT MULTITURN WITH DRIVE-CLIQ INTERFACE (ENCODER AM24DQI) SHAFT WITH FITTED KEY; WITH HOLDING BRAKE; ACC. TOLERANCE N VIBRATION SEVERITY GRADE A, DEGREE OF PROTECTION IP 64 | 5880 | TEM | 1 | MC | 13.703 | 1
1FT70665AH701CB3 | SIMOTICS S SYNCHRON. MOTOR 1FT7, M0=12NM (100K) NN=4500RPM, PN=2,55KW NATURAL AIR COOLING; FRAME SIZE IMB 5 (IM V1, IM V3) FLANGE 0 POWER CONNECTOR ROTATABLE ABSOLUTE ENCODER 24 BITS + 12 BIT MULTITURN WITH DRIVE-CLIQ INTERFACE (ENCODER AM24DQI) SHAFT WITH FITTED KEY; WITH HOLDING BRAKE; ACC. TOLERANCE N VIBRATION SEVERITY GRADE A+R, DEGREE OF PROTECTION IP 64 | 6035 | TEM | 1 | MC | 13.703 | 1
1FT70665AH701CB4 | SIMOTICS S SYNCHRON. MOTOR 1FT7, M0=12NM (100K) NN=4500RPM, PN=2,55KW NATURAL AIR COOLING; FRAME SIZE IMB 5 (IM V1, IM V3) FLANGE 0 POWER CONNECTOR ROTATABLE ABSOLUTE ENCODER 24 BITS + 12 BIT MULTITURN WITH DRIVE-CLIQ INTERFACE (ENCODER AM24DQI) SHAFT WITH FITTED KEY; WITH HOLDING BRAKE; ACC. TOLERANCE N VIBRATION SEVERITY GRADE A+R, DEGREE OF PROTECTION IP 65 | 6132 | TEM | 1 | MC | 13.703 | 1
1FT70665AH701CG0 | SIMOTICS S SYNCHRON. MOTOR 1FT7, M0=12NM (100K) NN=4500RPM, PN=2,55KW NATURAL AIR COOLING; FRAME SIZE IMB 5 (IM V1, IM V3) FLANGE 0 POWER CONNECTOR ROTATABLE ABSOLUTE ENCODER 24 BITS + 12 BIT MULTITURN WITH DRIVE-CLIQ INTERFACE (ENCODER AM24DQI) PLAIN SHAFT, W/O HOLDING BRAKE; ACC. TOLERANCE N VIBRATION SEVERITY GRADE A, DEGREE OF PROTECTION IP 64 | 5086 | TEM | 1 | MC | 12.404 | 1
1FT70665AH701CG1 | SIMOTICS S SYNCHRON. MOTOR 1FT7, M0=12NM (100K) NN=4500RPM, PN=2,55KW NATURAL AIR COOLING; FRAME SIZE IMB 5 (IM V1, IM V3) FLANGE 0 POWER CONNECTOR ROTATABLE ABSOLUTE ENCODER 24 BITS + 12 BIT MULTITURN WITH DRIVE-CLIQ INTERFACE (ENCODER AM24DQI) PLAIN SHAFT, W/O HOLDING BRAKE; ACC. TOLERANCE N VIBRATION SEVERITY GRADE A, DEGREE OF PROTECTION IP 65 | 5183 | TEM | 1 | MC | 12.404 | 1
1FT70665AH701CG3 | SIMOTICS S SYNCHRON. MOTOR 1FT7, M0=12NM (100K) NN=4500RPM, PN=2,55KW NATURAL AIR COOLING; FRAME SIZE IMB 5 (IM V1, IM V3) FLANGE 0 POWER CONNECTOR ROTATABLE ABSOLUTE ENCODER 24 BITS + 12 BIT MULTITURN WITH DRIVE-CLIQ INTERFACE (ENCODER AM24DQI) PLAIN SHAFT, W/O HOLDING BRAKE; ACC. TOLERANCE N VIBRATION SEVERITY GRADE A+R, DEGREE OF PROTECTION IP 64 | 5241 | TEM | 1 | MC | 12.404 | 1
1FT70665AH701CG4 | SIMOTICS S SYNCHRON. MOTOR 1FT7, M0=12NM (100K) NN=4500RPM, PN=2,55KW NATURAL AIR COOLING; FRAME SIZE IMB 5 (IM V1, IM V3) FLANGE 0 POWER CONNECTOR ROTATABLE ABSOLUTE ENCODER 24 BITS + 12 BIT MULTITURN WITH DRIVE-CLIQ INTERFACE (ENCODER AM24DQI) PLAIN SHAFT, W/O HOLDING BRAKE; ACC. TOLERANCE N VIBRATION SEVERITY GRADE A+R, DEGREE OF PROTECTION IP 65 | 5338 | TEM | 1 | MC | 12.404 | 1
1FT70665AH701CH0 | SIMOTICS S SYNCHRON. MOTOR 1FT7, M0=12NM (100K) NN=4500RPM, PN=2,55KW NATURAL AIR COOLING; FRAME SIZE IMB 5 (IM V1, IM V3) FLANGE 0 POWER CONNECTOR ROTATABLE ABSOLUTE ENCODER 24 BITS + 12 BIT MULTITURN WITH DRIVE-CLIQ INTERFACE (ENCODER AM24DQI) PLAIN SHAFT, WITH HOLDING BRAKE; ACCURACY TOLERANCE N VIBRATION SEVERITY GRADE A, DEGREE OF PROTECTION IP 64 | 5880 | TEM | 1 | MC | 13.703 | 1
1FT70665AH701CH1 | SIMOTICS S SYNCHRON. MOTOR 1FT7, M0=12NM (100K) NN=4500RPM, PN=2,55KW NATURAL AIR COOLING; FRAME SIZE IMB 5 (IM V1, IM V3) FLANGE 0 POWER CONNECTOR ROTATABLE ABSOLUTE ENCODER 24 BITS + 12 BIT MULTITURN WITH DRIVE-CLIQ INTERFACE (ENCODER AM24DQI) PLAIN SHAFT, WITH HOLDING BRAKE; ACCURACY TOLERANCE N VIBRATION SEVERITY GRADE A, DEGREE OF PROTECTION IP 65 | 5976 | TEM | 1 | MC | 13.703 | 1
1FT70665AH701CH3 | SIMOTICS S SYNCHRON. MOTOR 1FT7, M0=12NM (100K) NN=4500RPM, PN=2,55KW NATURAL AIR COOLING; FRAME SIZE IMB 5 (IM V1, IM V3) FLANGE 0 POWER CONNECTOR ROTATABLE ABSOLUTE ENCODER 24 BITS + 12 BIT MULTITURN WITH DRIVE-CLIQ INTERFACE (ENCODER AM24DQI) PLAIN SHAFT, WITH HOLDING BRAKE; ACCURACY TOLERANCE N VIBRATION SEVERITY GRADE A+R, DEGREE OF PROTECTION IP 64 | 6035 | TEM | 1 | MC | 13.703 | 1
1FT70665AH701CH4 | SIMOTICS S SYNCHRON. MOTOR 1FT7, M0=12NM (100K) NN=4500RPM, PN=2,55KW NATURAL AIR COOLING; FRAME SIZE IMB 5 (IM V1, IM V3) FLANGE 0 POWER CONNECTOR ROTATABLE ABSOLUTE ENCODER 24 BITS + 12 BIT MULTITURN WITH DRIVE-CLIQ INTERFACE (ENCODER AM24DQI) PLAIN SHAFT, WITH HOLDING BRAKE; ACCURACY TOLERANCE N VIBRATION SEVERITY GRADE A+R, DEGREE OF PROTECTION IP 65 | 6132 | TEM | 1 | MC | 13.703 | 1
1FT70665AH701DA1 | SIMOTICS S SYNCHRON. MOTOR 1FT7, M0=12NM (100K) NN=4500RPM, PN=2,55KW NATURAL AIR COOLING; FRAME SIZE IMB 5 (IM V1, IM V3) FLANGE 0 POWER CONNECTOR ROTATABLE INCREMENTAL ENCODER 2048 S/R WITH DRIVE-CLIQ INTERFACE (ENCODER I-2048) CONNECTOR ROTATABLE SHAFT WITH FITTED KEY; W/O HOLDING BRAKE; ACC. TOLERANCE N VIBRATION SEVERITY GRADE A, DEGREE OF PROTECTION IP 65 | 4498 | TEM | 1 | MC | 12.404 | 1
1FT70665AH701DB0 | SIMOTICS S SYNCHRON. MOTOR 1FT7, M0=12NM (100K) NN=4500RPM, PN=2,55KW NATURAL AIR COOLING; FRAME SIZE IMB 5 (IM V1, IM V3) FLANGE 0 POWER CONNECTOR ROTATABLE INCREMENTAL ENCODER 2048 S/R WITH DRIVE-CLIQ INTERFACE (ENCODER I-2048) CONNECTOR ROTATABLE SHAFT WITH FITTED KEY; WITH HOLDING BRAKE; ACC. TOLERANCE N VIBRATION SEVERITY GRADE A, DEGREE OF PROTECTION IP 64 | 5195 | TEM | 1 | MC | 13.703 | 1
1FT70665AH701DB3 | SIMOTICS S SYNCHRON. MOTOR 1FT7, M0=12NM (100K) NN=4500RPM, PN=2,55KW NATURAL AIR COOLING; FRAME SIZE IMB 5 (IM V1, IM V3) FLANGE 0 POWER CONNECTOR ROTATABLE INCREMENTAL ENCODER 2048 S/R WITH DRIVE-CLIQ INTERFACE (ENCODER I-2048) CONNECTOR ROTATABLE SHAFT WITH FITTED KEY; WITH HOLDING BRAKE; ACC. TOLERANCE N VIBRATION SEVERITY GRADE A+R, DEGREE OF PROTECTION IP 64 | 5350 | TEM | 1 | MC | 13.703 | 1
1FT70665AH701DG0 | SIMOTICS S SYNCHRON. MOTOR 1FT7, M0=12NM (100K) NN=4500RPM, PN=2,55KW NATURAL AIR COOLING; FRAME SIZE IMB 5 (IM V1, IM V3) FLANGE 0 POWER CONNECTOR ROTATABLE INCREMENTAL ENCODER 2048 S/R WITH DRIVE-CLIQ INTERFACE (ENCODER I-2048) CONNECTOR ROTATABLE PLAIN SHAFT, W/O HOLDING BRAKE; ACC. TOLERANCE N VIBRATION SEVERITY GRADE A, DEGREE OF PROTECTION IP 64 | 4401 | TEM | 1 | MC | 12.404 | 1
1FT70665AH701DG1 | SIMOTICS S SYNCHRON. MOTOR 1FT7, M0=12NM (100K) NN=4500RPM, PN=2,55KW NATURAL AIR COOLING; FRAME SIZE IMB 5 (IM V1, IM V3) FLANGE 0 POWER CONNECTOR ROTATABLE INCREMENTAL ENCODER 2048 S/R WITH DRIVE-CLIQ INTERFACE (ENCODER I-2048) CONNECTOR ROTATABLE PLAIN SHAFT, W/O HOLDING BRAKE; ACC. TOLERANCE N VIBRATION SEVERITY GRADE A, DEGREE OF PROTECTION IP 65 | 4498 | TEM | 1 | MC | 12.404 | 1
1FT70665AH701DH1 | SIMOTICS S SYNCHRON. MOTOR 1FT7, M0=12NM (100K) NN=4500RPM, PN=2,55KW NATURAL AIR COOLING; FRAME SIZE IMB 5 (IM V1, IM V3) FLANGE 0 POWER CONNECTOR ROTATABLE INCREMENTAL ENCODER 2048 S/R WITH DRIVE-CLIQ INTERFACE (ENCODER I-2048) CONNECTOR ROTATABLE PLAIN SHAFT, WITH HOLDING BRAKE; ACCURACY TOLERANCE N VIBRATION SEVERITY GRADE A, DEGREE OF PROTECTION IP 65 | 5291 | TEM | 1 | MC | 13.703 | 1
1FT70665AH701FA0 | SIMOTICS S SYNCHRON. MOTOR 1FT7, M0=12NM (100K) NN=4500RPM, PN=2,55KW NATURAL AIR COOLING; FRAME SIZE IMB 5 (IM V1, IM V3) FLANGE 0 POWER CONNECTOR ROTATABLE ABSOLUTE ENCODER 22 BITS MULTI TURN WITH DRIVE-CLIQ INTERFACE (ENCODER AM-22-DQ) CONNECTOR ROTATABLE SHAFT WITH FITTED KEY; W/O HOLDING BRAKE; ACC. TOLERANCE N VIBRATION SEVERITY GRADE A, DEGREE OF PROTECTION IP 64 | 5167 | TEM | 1 | MC | 12.404 | 1
1FT70665AH701FB0 | SIMOTICS S SYNCHRON. MOTOR 1FT7, M0=12NM (100K) NN=4500RPM, PN=2,55KW NATURAL AIR COOLING; FRAME SIZE IMB 5 (IM V1, IM V3) FLANGE 0 POWER CONNECTOR ROTATABLE ABSOLUTE ENCODER 22 BITS MULTI TURN WITH DRIVE-CLIQ INTERFACE (ENCODER AM-22-DQ) CONNECTOR ROTATABLE SHAFT WITH FITTED KEY; WITH HOLDING BRAKE; ACC. TOLERANCE N VIBRATION SEVERITY GRADE A, DEGREE OF PROTECTION IP 64 | 5960 | TEM | 1 | MC | 13.703 | 1
1FT70665AH701FG0 | SIMOTICS S SYNCHRON. MOTOR 1FT7, M0=12NM (100K) NN=4500RPM, PN=2,55KW NATURAL AIR COOLING; FRAME SIZE IMB 5 (IM V1, IM V3) FLANGE 0 POWER CONNECTOR ROTATABLE ABSOLUTE ENCODER 22 BITS MULTI TURN WITH DRIVE-CLIQ INTERFACE (ENCODER AM-22-DQ) CONNECTOR ROTATABLE PLAIN SHAFT, W/O HOLDING BRAKE; ACC. TOLERANCE N VIBRATION SEVERITY GRADE A, DEGREE OF PROTECTION IP 64 | 5167 | TEM | 1 | MC | 12.404 | 1
1FT70665AH701FG2 | SIMOTICS S SYNCHRON. MOTOR 1FT7, M0=12NM (100K) NN=4500RPM, PN=2,55KW NATURAL AIR COOLING; FRAME SIZE IMB 5 (IM V1, IM V3) FLANGE 0 POWER CONNECTOR ROTATABLE ABSOLUTE ENCODER 22 BITS MULTI TURN WITH DRIVE-CLIQ INTERFACE (ENCODER AM-22-DQ) CONNECTOR ROTATABLE PLAIN SHAFT, W/O HOLDING BRAKE; ACC. TOLERANCE N VIBRATION SEVERITY GRADE A, DEGREE OF PROTECTION IP 67 | 5342 | TEM | 1 | MC | 12.404 | 1
1FT70665AH701FG3 | SIMOTICS S SYNCHRON. MOTOR 1FT7, M0=12NM (100K) NN=4500RPM, PN=2,55KW NATURAL AIR COOLING; FRAME SIZE IMB 5 (IM V1, IM V3) FLANGE 0 POWER CONNECTOR ROTATABLE ABSOLUTE ENCODER 22 BITS MULTI TURN WITH DRIVE-CLIQ INTERFACE (ENCODER AM-22-DQ) CONNECTOR ROTATABLE PLAIN SHAFT, W/O HOLDING BRAKE; ACC. TOLERANCE N VIBRATION SEVERITY GRADE A+R, DEGREE OF PROTECTION IP 64 | 5321 | TEM | 1 | MC | 12.404 | 1
1FT70665AH701FG5 | SIMOTICS S SYNCHRON. MOTOR 1FT7, M0=12NM (100K) NN=4500RPM, PN=2,55KW NATURAL AIR COOLING; FRAME SIZE IMB 5 (IM V1, IM V3) FLANGE 0 POWER CONNECTOR ROTATABLE ABSOLUTE ENCODER 22 BITS MULTI TURN WITH DRIVE-CLIQ INTERFACE (ENCODER AM-22-DQ) CONNECTOR ROTATABLE PLAIN SHAFT, W/O HOLDING BRAKE; ACC. TOLERANCE N VIBRATION SEVERITY GRADE A+R, DEGREE OF PROTECTION IP 67 | 5498 | TEM | 1 | MC | 12.404 | 1
1FT70665AH701FH0 | SIMOTICS S SYNCHRON. MOTOR 1FT7, M0=12NM (100K) NN=4500RPM, PN=2,55KW NATURAL AIR COOLING; FRAME SIZE IMB 5 (IM V1, IM V3) FLANGE 0 POWER CONNECTOR ROTATABLE ABSOLUTE ENCODER 22 BITS MULTI TURN WITH DRIVE-CLIQ INTERFACE (ENCODER AM-22-DQ) CONNECTOR ROTATABLE PLAIN SHAFT, WITH HOLDING BRAKE; ACCURACY TOLERANCE N VIBRATION SEVERITY GRADE A, DEGREE OF PROTECTION IP 64 | 5960 | TEM | 1 | MC | 13.703 | 1
1FT70665AH701FH1 | SIMOTICS S SYNCHRON. MOTOR 1FT7, M0=12NM (100K) NN=4500RPM, PN=2,55KW NATURAL AIR COOLING; FRAME SIZE IMB 5 (IM V1, IM V3) FLANGE 0 POWER CONNECTOR ROTATABLE ABSOLUTE ENCODER 22 BITS MULTI TURN WITH DRIVE-CLIQ INTERFACE (ENCODER AM-22-DQ) CONNECTOR ROTATABLE PLAIN SHAFT, WITH HOLDING BRAKE; ACCURACY TOLERANCE N VIBRATION SEVERITY GRADE A, DEGREE OF PROTECTION IP 65 | 6057 | TEM | 1 | MC | 13.703 | 1
1FT70665AH701NG0 | SIMOTICS S SYNCHRON. MOTOR 1FT7, M0=12NM (100K) NN=4500RPM, PN=2,55KW NATURAL AIR COOLING; FRAME SIZE IMB 5 (IM V1, IM V3) FLANGE (COMPACT) WITH KTY TEMPERATURE SENSOR POWER CONNECTOR ROTATABLE INCREM. ENCODER SIN/COS 1VSS 2048 S/R (ENCODER I-2048) CONNECTOR ROTATABLE PLAIN SHAFT, W/O HOLDING BRAKE; ACC. TOLERANCE N VIBRATION SEVERITY GRADE A, DEGREE OF PROTECTION IP 64 | 3981 | TEM | 1 | MC | 12.404 | 1
1FT70665AH711BA0 | SIMOTICS S SYNCHRON. MOTOR 1FT7, M0=12NM (100K) NN=4500RPM, PN=2,55KW NATURAL AIR COOLING; FRAME SIZE IMB 5 (IM V1, IM V3) FLANGE 1 (1FT6 COMPATIBLE) POWER CONNECTOR ROTATABLE ABSOLUTE VALUE ENCODER SINGLETURN 24 BIT WITH DRIVE-CLIQ INTERFACE (ENCODER AS24DQI) SHAFT WITH FITTED KEY; W/O HOLDING BRAKE; ACC. TOLERANCE N VIBRATION SEVERITY GRADE A, DEGREE OF PROTECTION IP 64 | 4321 | TEM | 1 | MC | 12.404 | 1
1FT70665AH711BB0 | SIMOTICS S SYNCHRON. MOTOR 1FT7, M0=12NM (100K) NN=4500RPM, PN=2,55KW NATURAL AIR COOLING; FRAME SIZE IMB 5 (IM V1, IM V3) FLANGE 1 (1FT6 COMPATIBLE) POWER CONNECTOR ROTATABLE ABSOLUTE VALUE ENCODER SINGLETURN 24 BIT WITH DRIVE-CLIQ INTERFACE (ENCODER AS24DQI) SHAFT WITH FITTED KEY; WITH HOLDING BRAKE; ACC. TOLERANCE N VIBRATION SEVERITY GRADE A, DEGREE OF PROTECTION IP 64 | 5115 | TEM | 1 | MC | 13.703 | 1
1FT70665AH711BG0 | SIMOTICS S SYNCHRON. MOTOR 1FT7, M0=12NM (100K) NN=4500RPM, PN=2,55KW NATURAL AIR COOLING; FRAME SIZE IMB 5 (IM V1, IM V3) FLANGE 1 (1FT6 COMPATIBLE) POWER CONNECTOR ROTATABLE ABSOLUTE VALUE ENCODER SINGLETURN 24 BIT WITH DRIVE-CLIQ INTERFACE (ENCODER AS24DQI) PLAIN SHAFT, W/O HOLDING BRAKE; ACC. TOLERANCE N VIBRATION SEVERITY GRADE A, DEGREE OF PROTECTION IP 64 | 4321 | TEM | 1 | MC | 12.404 | 1
1FT70665AH711BG1 | SIMOTICS S SYNCHRON. MOTOR 1FT7, M0=12NM (100K) NN=4500RPM, PN=2,55KW NATURAL AIR COOLING; FRAME SIZE IMB 5 (IM V1, IM V3) FLANGE 1 (1FT6 COMPATIBLE) POWER CONNECTOR ROTATABLE ABSOLUTE VALUE ENCODER SINGLETURN 24 BIT WITH DRIVE-CLIQ INTERFACE (ENCODER AS24DQI) PLAIN SHAFT, W/O HOLDING BRAKE; ACC. TOLERANCE N VIBRATION SEVERITY GRADE A, DEGREE OF PROTECTION IP 65 | 4417 | TEM | 1 | MC | 12.404 | 1
1FT70665AH711BG2 | SIMOTICS S SYNCHRON. MOTOR 1FT7, M0=12NM (100K) NN=4500RPM, PN=2,55KW NATURAL AIR COOLING; FRAME SIZE IMB 5 (IM V1, IM V3) FLANGE 1 (1FT6 COMPATIBLE) POWER CONNECTOR ROTATABLE ABSOLUTE VALUE ENCODER SINGLETURN 24 BIT WITH DRIVE-CLIQ INTERFACE (ENCODER AS24DQI) PLAIN SHAFT, W/O HOLDING BRAKE; ACC. TOLERANCE N VIBRATION SEVERITY GRADE A, DEGREE OF PROTECTION IP 67 | 4497 | TEM | 1 | MC | 12.404 | 1
1FT70665AH711BG5 | SIMOTICS S SYNCHRON. MOTOR 1FT7, M0=12NM (100K) NN=4500RPM, PN=2,55KW NATURAL AIR COOLING; FRAME SIZE IMB 5 (IM V1, IM V3) FLANGE 1 (1FT6 COMPATIBLE) POWER CONNECTOR ROTATABLE ABSOLUTE VALUE ENCODER SINGLETURN 24 BIT WITH DRIVE-CLIQ INTERFACE (ENCODER AS24DQI) PLAIN SHAFT, W/O HOLDING BRAKE; ACC. TOLERANCE N VIBRATION SEVERITY GRADE A+R, DEGREE OF PROTECTION IP 67 | 4653 | TEM | 1 | MC | 12.404 | 1
1FT70665AH711BH2 | SIMOTICS S SYNCHRON. MOTOR 1FT7, M0=12NM (100K) NN=4500RPM, PN=2,55KW NATURAL AIR COOLING; FRAME SIZE IMB 5 (IM V1, IM V3) FLANGE 1 (1FT6 COMPATIBLE) POWER CONNECTOR ROTATABLE ABSOLUTE VALUE ENCODER SINGLETURN 24 BIT WITH DRIVE-CLIQ INTERFACE (ENCODER AS24DQI) PLAIN SHAFT, WITH HOLDING BRAKE; ACCURACY TOLERANCE N VIBRATION SEVERITY GRADE A, DEGREE OF PROTECTION IP 67 | 5291 | TEM | 1 | MC | 13.703 | 1
1FT70665AH711BK5 | SIMOTICS S SYNCHRON. MOTOR 1FT7, M0=12NM (100K) NN=4500RPM, PN=2,55KW NATURAL AIR COOLING; FRAME SIZE IMB 5 (IM V1, IM V3) FLANGE 1 (1FT6 COMPATIBLE) POWER CONNECTOR ROTATABLE ABSOLUTE VALUE ENCODER SINGLETURN 24 BIT WITH DRIVE-CLIQ INTERFACE (ENCODER AS24DQI) PLAIN SHAFT, W/O HOLDING BRAKE; ACC. TOLERANCE R VIBRATION SEVERITY GRADE A+R, DEGREE OF PROTECTION IP 67 | 4812 | TEM | 1 | MC | 12.404 | 1
1FT70665AH711CA2 | SIMOTICS S SYNCHRON. MOTOR 1FT7, M0=12NM (100K) NN=4500RPM, PN=2,55KW NATURAL AIR COOLING; FRAME SIZE IMB 5 (IM V1, IM V3) FLANGE 1 (1FT6 COMPATIBLE) POWER CONNECTOR ROTATABLE ABSOLUTE ENCODER 24 BITS + 12 BIT MULTITURN WITH DRIVE-CLIQ INTERFACE (ENCODER AM24DQI) SHAFT WITH FITTED KEY; W/O HOLDING BRAKE; ACC. TOLERANCE N VIBRATION SEVERITY GRADE A, DEGREE OF PROTECTION IP 67 | 5262 | TEM | 1 | MC | 12.404 | 1
1FT70665AH711CA3 | SIMOTICS S SYNCHRON. MOTOR 1FT7, M0=12NM (100K) NN=4500RPM, PN=2,55KW NATURAL AIR COOLING; FRAME SIZE IMB 5 (IM V1, IM V3) FLANGE 1 (1FT6 COMPATIBLE) POWER CONNECTOR ROTATABLE ABSOLUTE ENCODER 24 BITS + 12 BIT MULTITURN WITH DRIVE-CLIQ INTERFACE (ENCODER AM24DQI) SHAFT WITH FITTED KEY; W/O HOLDING BRAKE; ACC. TOLERANCE N VIBRATION SEVERITY GRADE A+R, DEGREE OF PROTECTION IP 64 | 5241 | TEM | 1 | MC | 12.404 | 1
1FT70665AH711CB1 | SIMOTICS S SYNCHRON. MOTOR 1FT7, M0=12NM (100K) NN=4500RPM, PN=2,55KW NATURAL AIR COOLING; FRAME SIZE IMB 5 (IM V1, IM V3) FLANGE 1 (1FT6 COMPATIBLE) POWER CONNECTOR ROTATABLE ABSOLUTE ENCODER 24 BITS + 12 BIT MULTITURN WITH DRIVE-CLIQ INTERFACE (ENCODER AM24DQI) SHAFT WITH FITTED KEY; WITH HOLDING BRAKE; ACC. TOLERANCE N VIBRATION SEVERITY GRADE A, DEGREE OF PROTECTION IP 65 | 5976 | TEM | 1 | MC | 13.703 | 1
1FT70665AH711CG0 | SIMOTICS S SYNCHRON. MOTOR 1FT7, M0=12NM (100K) NN=4500RPM, PN=2,55KW NATURAL AIR COOLING; FRAME SIZE IMB 5 (IM V1, IM V3) FLANGE 1 (1FT6 COMPATIBLE) POWER CONNECTOR ROTATABLE ABSOLUTE ENCODER 24 BITS + 12 BIT MULTITURN WITH DRIVE-CLIQ INTERFACE (ENCODER AM24DQI) PLAIN SHAFT, W/O HOLDING BRAKE; ACC. TOLERANCE N VIBRATION SEVERITY GRADE A, DEGREE OF PROTECTION IP 64 | 5086 | TEM | 1 | MC | 12.404 | 1
1FT70665AH711CG1 | SIMOTICS S SYNCHRON. MOTOR 1FT7, M0=12NM (100K) NN=4500RPM, PN=2,55KW NATURAL AIR COOLING; FRAME SIZE IMB 5 (IM V1, IM V3) FLANGE 1 (1FT6 COMPATIBLE) POWER CONNECTOR ROTATABLE ABSOLUTE ENCODER 24 BITS + 12 BIT MULTITURN WITH DRIVE-CLIQ INTERFACE (ENCODER AM24DQI) PLAIN SHAFT, W/O HOLDING BRAKE; ACC. TOLERANCE N VIBRATION SEVERITY GRADE A, DEGREE OF PROTECTION IP 65 | 5183 | TEM | 1 | MC | 12.404 | 1
1FT70665AH711CG3 | SIMOTICS S SYNCHRON. MOTOR 1FT7, M0=12NM (100K) NN=4500RPM, PN=2,55KW NATURAL AIR COOLING; FRAME SIZE IMB 5 (IM V1, IM V3) FLANGE 1 (1FT6 COMPATIBLE) POWER CONNECTOR ROTATABLE ABSOLUTE ENCODER 24 BITS + 12 BIT MULTITURN WITH DRIVE-CLIQ INTERFACE (ENCODER AM24DQI) PLAIN SHAFT, W/O HOLDING BRAKE; ACC. TOLERANCE N VIBRATION SEVERITY GRADE A+R, DEGREE OF PROTECTION IP 64 | 5241 | TEM | 1 | MC | 12.404 | 1
1FT70665AH711CH0 | SIMOTICS S SYNCHRON. MOTOR 1FT7, M0=12NM (100K) NN=4500RPM, PN=2,55KW NATURAL AIR COOLING; FRAME SIZE IMB 5 (IM V1, IM V3) FLANGE 1 (1FT6 COMPATIBLE) POWER CONNECTOR ROTATABLE ABSOLUTE ENCODER 24 BITS + 12 BIT MULTITURN WITH DRIVE-CLIQ INTERFACE (ENCODER AM24DQI) PLAIN SHAFT, WITH HOLDING BRAKE; ACCURACY TOLERANCE N VIBRATION SEVERITY GRADE A, DEGREE OF PROTECTION IP 64 | 5880 | TEM | 1 | MC | 13.703 | 1
1FT70665AH711CH1 | SIMOTICS S SYNCHRON. MOTOR 1FT7, M0=12NM (100K) NN=4500RPM, PN=2,55KW NATURAL AIR COOLING; FRAME SIZE IMB 5 (IM V1, IM V3) FLANGE 1 (1FT6 COMPATIBLE) POWER CONNECTOR ROTATABLE ABSOLUTE ENCODER 24 BITS + 12 BIT MULTITURN WITH DRIVE-CLIQ INTERFACE (ENCODER AM24DQI) PLAIN SHAFT, WITH HOLDING BRAKE; ACCURACY TOLERANCE N VIBRATION SEVERITY GRADE A, DEGREE OF PROTECTION IP 65 | 5976 | TEM | 1 | MC | 13.703 | 1
1FT70665AH711CH2 | SIMOTICS S SYNCHRON. MOTOR 1FT7, M0=12NM (100K) NN=4500RPM, PN=2,55KW NATURAL AIR COOLING; FRAME SIZE IMB 5 (IM V1, IM V3) FLANGE 1 (1FT6 COMPATIBLE) POWER CONNECTOR ROTATABLE ABSOLUTE ENCODER 24 BITS + 12 BIT MULTITURN WITH DRIVE-CLIQ INTERFACE (ENCODER AM24DQI) PLAIN SHAFT, WITH HOLDING BRAKE; ACCURACY TOLERANCE N VIBRATION SEVERITY GRADE A, DEGREE OF PROTECTION IP 67 | 6056 | TEM | 1 | MC | 13.703 | 1
1FT70665AH711CH3 | SIMOTICS S SYNCHRON. MOTOR 1FT7, M0=12NM (100K) NN=4500RPM, PN=2,55KW NATURAL AIR COOLING; FRAME SIZE IMB 5 (IM V1, IM V3) FLANGE 1 (1FT6 COMPATIBLE) POWER CONNECTOR ROTATABLE ABSOLUTE ENCODER 24 BITS + 12 BIT MULTITURN WITH DRIVE-CLIQ INTERFACE (ENCODER AM24DQI) PLAIN SHAFT, WITH HOLDING BRAKE; ACCURACY TOLERANCE N VIBRATION SEVERITY GRADE A+R, DEGREE OF PROTECTION IP 64 | 6035 | TEM | 1 | MC | 13.703 | 1
1FT70665AH711CH4 | SIMOTICS S SYNCHRON. MOTOR 1FT7, M0=12NM (100K) NN=4500RPM, PN=2,55KW NATURAL AIR COOLING; FRAME SIZE IMB 5 (IM V1, IM V3) FLANGE 1 (1FT6 COMPATIBLE) POWER CONNECTOR ROTATABLE ABSOLUTE ENCODER 24 BITS + 12 BIT MULTITURN WITH DRIVE-CLIQ INTERFACE (ENCODER AM24DQI) PLAIN SHAFT, WITH HOLDING BRAKE; ACCURACY TOLERANCE N VIBRATION SEVERITY GRADE A+R, DEGREE OF PROTECTION IP 65 | 6132 | TEM | 1 | MC | 13.703 | 1
1FT70665AH711DA0 | SIMOTICS S SYNCHRON. MOTOR 1FT7, M0=12NM (100K) NN=4500RPM, PN=2,55KW NATURAL AIR COOLING; FRAME SIZE IMB 5 (IM V1, IM V3) FLANGE 1 (1FT6 COMPATIBLE) POWER CONNECTOR ROTATABLE INCREMENTAL ENCODER 2048 S/R WITH DRIVE-CLIQ INTERFACE (ENCODER I-2048) CONNECTOR ROTATABLE SHAFT WITH FITTED KEY; W/O HOLDING BRAKE; ACC. TOLERANCE N VIBRATION SEVERITY GRADE A, DEGREE OF PROTECTION IP 64 | 4401 | TEM | 1 | MC | 12.404 | 1
1FT70665AH711DA1 | SIMOTICS S SYNCHRON. MOTOR 1FT7, M0=12NM (100K) NN=4500RPM, PN=2,55KW NATURAL AIR COOLING; FRAME SIZE IMB 5 (IM V1, IM V3) FLANGE 1 (1FT6 COMPATIBLE) POWER CONNECTOR ROTATABLE INCREMENTAL ENCODER 2048 S/R WITH DRIVE-CLIQ INTERFACE (ENCODER I-2048) CONNECTOR ROTATABLE SHAFT WITH FITTED KEY; W/O HOLDING BRAKE; ACC. TOLERANCE N VIBRATION SEVERITY GRADE A, DEGREE OF PROTECTION IP 65 | 4498 | TEM | 1 | MC | 12.404 | 1
1FT70665AH711DB0 | SIMOTICS S SYNCHRON. MOTOR 1FT7, M0=12NM (100K) NN=4500RPM, PN=2,55KW NATURAL AIR COOLING; FRAME SIZE IMB 5 (IM V1, IM V3) FLANGE 1 (1FT6 COMPATIBLE) POWER CONNECTOR ROTATABLE INCREMENTAL ENCODER 2048 S/R WITH DRIVE-CLIQ INTERFACE (ENCODER I-2048) CONNECTOR ROTATABLE SHAFT WITH FITTED KEY; WITH HOLDING BRAKE; ACC. TOLERANCE N VIBRATION SEVERITY GRADE A, DEGREE OF PROTECTION IP 64 | 5195 | TEM | 1 | MC | 13.703 | 1
1FT70665AH711DB1 | SIMOTICS S SYNCHRON. MOTOR 1FT7, M0=12NM (100K) NN=4500RPM, PN=2,55KW NATURAL AIR COOLING; FRAME SIZE IMB 5 (IM V1, IM V3) FLANGE 1 (1FT6 COMPATIBLE) POWER CONNECTOR ROTATABLE INCREMENTAL ENCODER 2048 S/R WITH DRIVE-CLIQ INTERFACE (ENCODER I-2048) CONNECTOR ROTATABLE SHAFT WITH FITTED KEY; WITH HOLDING BRAKE; ACC. TOLERANCE N VIBRATION SEVERITY GRADE A, DEGREE OF PROTECTION IP 65 | 5291 | TEM | 1 | MC | 13.703 | 1
1FT70665AH711DB2 | SIMOTICS S SYNCHRON. MOTOR 1FT7, M0=12NM (100K) NN=4500RPM, PN=2,55KW NATURAL AIR COOLING; FRAME SIZE IMB 5 (IM V1, IM V3) FLANGE 1 (1FT6 COMPATIBLE) POWER CONNECTOR ROTATABLE INCREMENTAL ENCODER 2048 S/R WITH DRIVE-CLIQ INTERFACE (ENCODER I-2048) CONNECTOR ROTATABLE SHAFT WITH FITTED KEY; WITH HOLDING BRAKE; ACC. TOLERANCE N VIBRATION SEVERITY GRADE A, DEGREE OF PROTECTION IP 67 | 5371 | TEM | 1 | MC | 13.703 | 1
1FT70665AH711DD5 | SIMOTICS S SYNCHRON. MOTOR 1FT7, M0=12NM (100K) NN=4500RPM, PN=2,55KW NATURAL AIR COOLING; FRAME SIZE IMB 5 (IM V1, IM V3) FLANGE 1 (1FT6 COMPATIBLE) POWER CONNECTOR ROTATABLE INCREMENTAL ENCODER 2048 S/R WITH DRIVE-CLIQ INTERFACE (ENCODER I-2048) CONNECTOR ROTATABLE SHAFT WITH FITTED KEY; W/O HOLDING BRAKE; ACC. TOLERANCE R VIBRATION SEVERITY GRADE A+R, DEGREE OF PROTECTION IP 67 | 4893 | TEM | 1 | MC | 12.404 | 1
1FT70665AH711DG0 | SIMOTICS S SYNCHRON. MOTOR 1FT7, M0=12NM (100K) NN=4500RPM, PN=2,55KW NATURAL AIR COOLING; FRAME SIZE IMB 5 (IM V1, IM V3) FLANGE 1 (1FT6 COMPATIBLE) POWER CONNECTOR ROTATABLE INCREMENTAL ENCODER 2048 S/R WITH DRIVE-CLIQ INTERFACE (ENCODER I-2048) CONNECTOR ROTATABLE PLAIN SHAFT, W/O HOLDING BRAKE; ACC. TOLERANCE N VIBRATION SEVERITY GRADE A, DEGREE OF PROTECTION IP 64 | 4401 | TEM | 1 | MC | 12.404 | 1
1FT70665AH711DG1 | SIMOTICS S SYNCHRON. MOTOR 1FT7, M0=12NM (100K) NN=4500RPM, PN=2,55KW NATURAL AIR COOLING; FRAME SIZE IMB 5 (IM V1, IM V3) FLANGE 1 (1FT6 COMPATIBLE) POWER CONNECTOR ROTATABLE INCREMENTAL ENCODER 2048 S/R WITH DRIVE-CLIQ INTERFACE (ENCODER I-2048) CONNECTOR ROTATABLE PLAIN SHAFT, W/O HOLDING BRAKE; ACC. TOLERANCE N VIBRATION SEVERITY GRADE A, DEGREE OF PROTECTION IP 65 | 4498 | TEM | 1 | MC | 12.404 | 1
1FT70665AH711DG2 | SIMOTICS S SYNCHRON. MOTOR 1FT7, M0=12NM (100K) NN=4500RPM, PN=2,55KW NATURAL AIR COOLING; FRAME SIZE IMB 5 (IM V1, IM V3) FLANGE 1 (1FT6 COMPATIBLE) POWER CONNECTOR ROTATABLE INCREMENTAL ENCODER 2048 S/R WITH DRIVE-CLIQ INTERFACE (ENCODER I-2048) CONNECTOR ROTATABLE PLAIN SHAFT, W/O HOLDING BRAKE; ACC. TOLERANCE N VIBRATION SEVERITY GRADE A, DEGREE OF PROTECTION IP 67 | 4577 | TEM | 1 | MC | 12.404 | 1
1FT70665AH711DH0 | SIMOTICS S SYNCHRON. MOTOR 1FT7, M0=12NM (100K) NN=4500RPM, PN=2,55KW NATURAL AIR COOLING; FRAME SIZE IMB 5 (IM V1, IM V3) FLANGE 1 (1FT6 COMPATIBLE) POWER CONNECTOR ROTATABLE INCREMENTAL ENCODER 2048 S/R WITH DRIVE-CLIQ INTERFACE (ENCODER I-2048) CONNECTOR ROTATABLE PLAIN SHAFT, WITH HOLDING BRAKE; ACCURACY TOLERANCE N VIBRATION SEVERITY GRADE A, DEGREE OF PROTECTION IP 64 | 5195 | TEM | 1 | MC | 13.703 | 1
1FT70665AH711DH1 | SIMOTICS S SYNCHRON. MOTOR 1FT7, M0=12NM (100K) NN=4500RPM, PN=2,55KW NATURAL AIR COOLING; FRAME SIZE IMB 5 (IM V1, IM V3) FLANGE 1 (1FT6 COMPATIBLE) POWER CONNECTOR ROTATABLE INCREMENTAL ENCODER 2048 S/R WITH DRIVE-CLIQ INTERFACE (ENCODER I-2048) CONNECTOR ROTATABLE PLAIN SHAFT, WITH HOLDING BRAKE; ACCURACY TOLERANCE N VIBRATION SEVERITY GRADE A, DEGREE OF PROTECTION IP 65 | 5291 | TEM | 1 | MC | 13.703 | 1
1FT70665AH711DH2 | SIMOTICS S SYNCHRON. MOTOR 1FT7, M0=12NM (100K) NN=4500RPM, PN=2,55KW NATURAL AIR COOLING; FRAME SIZE IMB 5 (IM V1, IM V3) FLANGE 1 (1FT6 COMPATIBLE) POWER CONNECTOR ROTATABLE INCREMENTAL ENCODER 2048 S/R WITH DRIVE-CLIQ INTERFACE (ENCODER I-2048) CONNECTOR ROTATABLE PLAIN SHAFT, WITH HOLDING BRAKE; ACCURACY TOLERANCE N VIBRATION SEVERITY GRADE A, DEGREE OF PROTECTION IP 67 | 5371 | TEM | 1 | MC | 13.703 | 1
1FT70665AH711DH3 | SIMOTICS S SYNCHRON. MOTOR 1FT7, M0=12NM (100K) NN=4500RPM, PN=2,55KW NATURAL AIR COOLING; FRAME SIZE IMB 5 (IM V1, IM V3) FLANGE 1 (1FT6 COMPATIBLE) POWER CONNECTOR ROTATABLE INCREMENTAL ENCODER 2048 S/R WITH DRIVE-CLIQ INTERFACE (ENCODER I-2048) CONNECTOR ROTATABLE PLAIN SHAFT, WITH HOLDING BRAKE; ACCURACY TOLERANCE N VIBRATION SEVERITY GRADE A+R, DEGREE OF PROTECTION IP 64 | 5350 | TEM | 1 | MC | 13.703 | 1
1FT70665AH711FA0 | SIMOTICS S SYNCHRON. MOTOR 1FT7, M0=12NM (100K) NN=4500RPM, PN=2,55KW NATURAL AIR COOLING; FRAME SIZE IMB 5 (IM V1, IM V3) FLANGE 1 (1FT6 COMPATIBLE) POWER CONNECTOR ROTATABLE ABSOLUTE ENCODER 22 BITS MULTI TURN WITH DRIVE-CLIQ INTERFACE (ENCODER AM-22-DQ) CONNECTOR ROTATABLE SHAFT WITH FITTED KEY; W/O HOLDING BRAKE; ACC. TOLERANCE N VIBRATION SEVERITY GRADE A, DEGREE OF PROTECTION IP 64 | 5167 | TEM | 1 | MC | 12.404 | 1
1FT70665AH711FA2 | SIMOTICS S SYNCHRON. MOTOR 1FT7, M0=12NM (100K) NN=4500RPM, PN=2,55KW NATURAL AIR COOLING; FRAME SIZE IMB 5 (IM V1, IM V3) FLANGE 1 (1FT6 COMPATIBLE) POWER CONNECTOR ROTATABLE ABSOLUTE ENCODER 22 BITS MULTI TURN WITH DRIVE-CLIQ INTERFACE (ENCODER AM-22-DQ) CONNECTOR ROTATABLE SHAFT WITH FITTED KEY; W/O HOLDING BRAKE; ACC. TOLERANCE N VIBRATION SEVERITY GRADE A, DEGREE OF PROTECTION IP 67 | 5342 | TEM | 1 | MC | 12.404 | 1
1FT70665AH711FB1 | SIMOTICS S SYNCHRON. MOTOR 1FT7, M0=12NM (100K) NN=4500RPM, PN=2,55KW NATURAL AIR COOLING; FRAME SIZE IMB 5 (IM V1, IM V3) FLANGE 1 (1FT6 COMPATIBLE) POWER CONNECTOR ROTATABLE ABSOLUTE ENCODER 22 BITS MULTI TURN WITH DRIVE-CLIQ INTERFACE (ENCODER AM-22-DQ) CONNECTOR ROTATABLE SHAFT WITH FITTED KEY; WITH HOLDING BRAKE; ACC. TOLERANCE N VIBRATION SEVERITY GRADE A, DEGREE OF PROTECTION IP 65 | 6057 | TEM | 1 | MC | 13.703 | 1
1FT70665AH711FG0 | SIMOTICS S SYNCHRON. MOTOR 1FT7, M0=12NM (100K) NN=4500RPM, PN=2,55KW NATURAL AIR COOLING; FRAME SIZE IMB 5 (IM V1, IM V3) FLANGE 1 (1FT6 COMPATIBLE) POWER CONNECTOR ROTATABLE ABSOLUTE ENCODER 22 BITS MULTI TURN WITH DRIVE-CLIQ INTERFACE (ENCODER AM-22-DQ) CONNECTOR ROTATABLE PLAIN SHAFT, W/O HOLDING BRAKE; ACC. TOLERANCE N VIBRATION SEVERITY GRADE A, DEGREE OF PROTECTION IP 64 | 5167 | TEM | 1 | MC | 12.404 | 1
1FT70665AH711FG1 | SIMOTICS S SYNCHRON. MOTOR 1FT7, M0=12NM (100K) NN=4500RPM, PN=2,55KW NATURAL AIR COOLING; FRAME SIZE IMB 5 (IM V1, IM V3) FLANGE 1 (1FT6 COMPATIBLE) POWER CONNECTOR ROTATABLE ABSOLUTE ENCODER 22 BITS MULTI TURN WITH DRIVE-CLIQ INTERFACE (ENCODER AM-22-DQ) CONNECTOR ROTATABLE PLAIN SHAFT, W/O HOLDING BRAKE; ACC. TOLERANCE N VIBRATION SEVERITY GRADE A, DEGREE OF PROTECTION IP 65 | 5263 | TEM | 1 | MC | 12.404 | 1
1FT70665AH711FG3 | SIMOTICS S SYNCHRON. MOTOR 1FT7, M0=12NM (100K) NN=4500RPM, PN=2,55KW NATURAL AIR COOLING; FRAME SIZE IMB 5 (IM V1, IM V3) FLANGE 1 (1FT6 COMPATIBLE) POWER CONNECTOR ROTATABLE ABSOLUTE ENCODER 22 BITS MULTI TURN WITH DRIVE-CLIQ INTERFACE (ENCODER AM-22-DQ) CONNECTOR ROTATABLE PLAIN SHAFT, W/O HOLDING BRAKE; ACC. TOLERANCE N VIBRATION SEVERITY GRADE A+R, DEGREE OF PROTECTION IP 64 | 5321 | TEM | 1 | MC | 12.404 | 1
1FT70665AH711FH0 | SIMOTICS S SYNCHRON. MOTOR 1FT7, M0=12NM (100K) NN=4500RPM, PN=2,55KW NATURAL AIR COOLING; FRAME SIZE IMB 5 (IM V1, IM V3) FLANGE 1 (1FT6 COMPATIBLE) POWER CONNECTOR ROTATABLE ABSOLUTE ENCODER 22 BITS MULTI TURN WITH DRIVE-CLIQ INTERFACE (ENCODER AM-22-DQ) CONNECTOR ROTATABLE PLAIN SHAFT, WITH HOLDING BRAKE; ACCURACY TOLERANCE N VIBRATION SEVERITY GRADE A, DEGREE OF PROTECTION IP 64 | 5960 | TEM | 1 | MC | 13.703 | 1
1FT70665AH711FH1 | SIMOTICS S SYNCHRON. MOTOR 1FT7, M0=12NM (100K) NN=4500RPM, PN=2,55KW NATURAL AIR COOLING; FRAME SIZE IMB 5 (IM V1, IM V3) FLANGE 1 (1FT6 COMPATIBLE) POWER CONNECTOR ROTATABLE ABSOLUTE ENCODER 22 BITS MULTI TURN WITH DRIVE-CLIQ INTERFACE (ENCODER AM-22-DQ) CONNECTOR ROTATABLE PLAIN SHAFT, WITH HOLDING BRAKE; ACCURACY TOLERANCE N VIBRATION SEVERITY GRADE A, DEGREE OF PROTECTION IP 65 | 6057 | TEM | 1 | MC | 13.703 | 1
1FT70665AH711FH2 | SIMOTICS S SYNCHRON. MOTOR 1FT7, M0=12NM (100K) NN=4500RPM, PN=2,55KW NATURAL AIR COOLING; FRAME SIZE IMB 5 (IM V1, IM V3) FLANGE 1 (1FT6 COMPATIBLE) POWER CONNECTOR ROTATABLE ABSOLUTE ENCODER 22 BITS MULTI TURN WITH DRIVE-CLIQ INTERFACE (ENCODER AM-22-DQ) CONNECTOR ROTATABLE PLAIN SHAFT, WITH HOLDING BRAKE; ACCURACY TOLERANCE N VIBRATION SEVERITY GRADE A, DEGREE OF PROTECTION IP 67 | 6136 | TEM | 1 | MC | 13.703 | 1
1FT70665AH711FH3 | SIMOTICS S SYNCHRON. MOTOR 1FT7, M0=12NM (100K) NN=4500RPM, PN=2,55KW NATURAL AIR COOLING; FRAME SIZE IMB 5 (IM V1, IM V3) FLANGE 1 (1FT6 COMPATIBLE) POWER CONNECTOR ROTATABLE ABSOLUTE ENCODER 22 BITS MULTI TURN WITH DRIVE-CLIQ INTERFACE (ENCODER AM-22-DQ) CONNECTOR ROTATABLE PLAIN SHAFT, WITH HOLDING BRAKE; ACCURACY TOLERANCE N VIBRATION SEVERITY GRADE A+R, DEGREE OF PROTECTION IP 64 | 6115 | TEM | 1 | MC | 13.703 | 1
1FT70665AH711MG0 | SIMOTICS S SYNCHRON. MOTOR 1FT7, M0=12NM (100K) NN=4500RPM, PN=2,55KW NATURAL AIR COOLING; FRAME SIZE IMB 5 (IM V1, IM V3) (1FT6 COMPATIBLE) WITH KTY TEMPERATURE SENSOR POWER CONNECTOR ROTATABLE ABSOLUTE ENCODER ENDAT 2048 S/R (ENCODER A-2048) CONNECTOR ROTATABLE PLAIN SHAFT, W/O HOLDING BRAKE; ACC. TOLERANCE N VIBRATION SEVERITY GRADE A, DEGREE OF PROTECTION IP 64 | 4735 | TEM | 1 | MC | 12.404 | 1
1FT70665AH711MG1 | SIMOTICS S SYNCHRON. MOTOR 1FT7, M0=12NM (100K) NN=4500RPM, PN=2,55KW NATURAL AIR COOLING; FRAME SIZE IMB 5 (IM V1, IM V3) (1FT6 COMPATIBLE) WITH KTY TEMPERATURE SENSOR POWER CONNECTOR ROTATABLE ABSOLUTE ENCODER ENDAT 2048 S/R (ENCODER A-2048) CONNECTOR ROTATABLE PLAIN SHAFT, W/O HOLDING BRAKE; ACC. TOLERANCE N VIBRATION SEVERITY GRADE A, DEGREE OF PROTECTION IP 65 | 4831 | TEM | 1 | MC | 12.404 | 1
1FT70665AH711MG2 | SIMOTICS S SYNCHRON. MOTOR 1FT7, M0=12NM (100K) NN=4500RPM, PN=2,55KW NATURAL AIR COOLING; FRAME SIZE IMB 5 (IM V1, IM V3) (1FT6 COMPATIBLE) WITH KTY TEMPERATURE SENSOR POWER CONNECTOR ROTATABLE ABSOLUTE ENCODER ENDAT 2048 S/R (ENCODER A-2048) CONNECTOR ROTATABLE PLAIN SHAFT, W/O HOLDING BRAKE; ACC. TOLERANCE N VIBRATION SEVERITY GRADE A, DEGREE OF PROTECTION IP 67 | 4911 | TEM | 1 | MC | 12.404 | 1
1FT70665AH711MG4 | SIMOTICS S SYNCHRON. MOTOR 1FT7, M0=12NM (100K) NN=4500RPM, PN=2,55KW NATURAL AIR COOLING; FRAME SIZE IMB 5 (IM V1, IM V3) (1FT6 COMPATIBLE) WITH KTY TEMPERATURE SENSOR POWER CONNECTOR ROTATABLE ABSOLUTE ENCODER ENDAT 2048 S/R (ENCODER A-2048) CONNECTOR ROTATABLE PLAIN SHAFT, W/O HOLDING BRAKE; ACC. TOLERANCE N VIBRATION SEVERITY GRADE A+R, DEGREE OF PROTECTION IP 65 | 4987 | TEM | 1 | MC | 12.404 | 1
1FT70665AH711MH0 | SIMOTICS S SYNCHRON. MOTOR 1FT7, M0=12NM (100K) NN=4500RPM, PN=2,55KW NATURAL AIR COOLING; FRAME SIZE IMB 5 (IM V1, IM V3) (1FT6 COMPATIBLE) WITH KTY TEMPERATURE SENSOR POWER CONNECTOR ROTATABLE ABSOLUTE ENCODER ENDAT 2048 S/R (ENCODER A-2048) CONNECTOR ROTATABLE PLAIN SHAFT, WITH HOLDING BRAKE; ACCURACY TOLERANCE N VIBRATION SEVERITY GRADE A, DEGREE OF PROTECTION IP 64 | 5529 | TEM | 1 | MC | 13.703 | 1
1FT70665AH711MH1 | SIMOTICS S SYNCHRON. MOTOR 1FT7, M0=12NM (100K) NN=4500RPM, PN=2,55KW NATURAL AIR COOLING; FRAME SIZE IMB 5 (IM V1, IM V3) (1FT6 COMPATIBLE) WITH KTY TEMPERATURE SENSOR POWER CONNECTOR ROTATABLE ABSOLUTE ENCODER ENDAT 2048 S/R (ENCODER A-2048) CONNECTOR ROTATABLE PLAIN SHAFT, WITH HOLDING BRAKE; ACCURACY TOLERANCE N VIBRATION SEVERITY GRADE A, DEGREE OF PROTECTION IP 65 | 5625 | TEM | 1 | MC | 13.703 | 1
1FT70665AH711ML0 | SIMOTICS S SYNCHRON. MOTOR 1FT7, M0=12NM (100K) NN=4500RPM, PN=2,55KW NATURAL AIR COOLING; FRAME SIZE IMB 5 (IM V1, IM V3) (1FT6 COMPATIBLE) WITH KTY TEMPERATURE SENSOR POWER CONNECTOR ROTATABLE ABSOLUTE ENCODER ENDAT 2048 S/R (ENCODER A-2048) CONNECTOR ROTATABLE PLAIN SHAFT, WITH HOLDING BRAKE; ACCURACY TOLERANCE R VIBRATION SEVERITY GRADE A, DEGREE OF PROTECTION IP 64 | 5686 | TEM | 1 | MC | 13.703 | 1
1FT70665AH711NA0 | SIMOTICS S SYNCHRON. MOTOR 1FT7, M0=12NM (100K) NN=4500RPM, PN=2,55KW NATURAL AIR COOLING; FRAME SIZE IM B5 (1FT6 COMPATIBLE) WITH KTY TEMPERATURE SENSOR POWER CONNECTOR ROTATABLE INCREM. ENCODER SIN/COS 1VSS 2048 S/R (ENCODER I-2048) CONNECTOR ROTATABLE SHAFT WITH FITTED KEY; W/O HOLDING BRAKE; ACC. TOLERANCE N VIBRATION SEVERITY GRADE A, DEGREE OF PROTECTION IP 64 | 3981 | TEM | 1 | MC | 12.404 | 1
1FT70665AH711NA1 | SIMOTICS S SYNCHRON. MOTOR 1FT7, M0=12NM (100K) NN=4500RPM, PN=2,55KW NATURAL AIR COOLING; FRAME SIZE IM B5 (1FT6 COMPATIBLE) WITH KTY TEMPERATURE SENSOR POWER CONNECTOR ROTATABLE INCREM. ENCODER SIN/COS 1VSS 2048 S/R (ENCODER I-2048) CONNECTOR ROTATABLE SHAFT WITH FITTED KEY; W/O HOLDING BRAKE; ACC. TOLERANCE N VIBRATION SEVERITY GRADE A, DEGREE OF PROTECTION IP 65 | 4077 | TEM | 1 | MC | 12.404 | 1
1FT70665AH711NA2 | SIMOTICS S SYNCHRON. MOTOR 1FT7, M0=12NM (100K) NN=4500RPM, PN=2,55KW NATURAL AIR COOLING; FRAME SIZE IM B5 (1FT6 COMPATIBLE) WITH KTY TEMPERATURE SENSOR POWER CONNECTOR ROTATABLE INCREM. ENCODER SIN/COS 1VSS 2048 S/R (ENCODER I-2048) CONNECTOR ROTATABLE SHAFT WITH FITTED KEY; W/O HOLDING BRAKE; ACC. TOLERANCE N VIBRATION SEVERITY GRADE A, DEGREE OF PROTECTION IP 67 | 4157 | TEM | 1 | MC | 12.404 | 1
1FT70665AH711NE5 | SIMOTICS S SYNCHRON. MOTOR 1FT7, M0=12NM (100K) NN=4500RPM, PN=2,55KW NATURAL AIR COOLING; FRAME SIZE IM B5 (1FT6 COMPATIBLE) WITH KTY TEMPERATURE SENSOR POWER CONNECTOR ROTATABLE INCREM. ENCODER SIN/COS 1VSS 2048 S/R (ENCODER I-2048) CONNECTOR ROTATABLE SHAFT WITH FITTED KEY; WITH HOLDING BRAKE; ACC. TOLERANCE R VIBRATION SEVERITY GRADE A+R, DEGREE OF PROTECTION IP 67 | 5263 | TEM | 1 | MC | 13.703 | 1
1FT70665AH711NG0 | SIMOTICS S SYNCHRON. MOTOR 1FT7, M0=12NM (100K) NN=4500RPM, PN=2,55KW NATURAL AIR COOLING; FRAME SIZE IM B5 (1FT6 COMPATIBLE) WITH KTY TEMPERATURE SENSOR POWER CONNECTOR ROTATABLE INCREM. ENCODER SIN/COS 1VSS 2048 S/R (ENCODER I-2048) CONNECTOR ROTATABLE PLAIN SHAFT, W/O HOLDING BRAKE; ACC. TOLERANCE N VIBRATION SEVERITY GRADE A, DEGREE OF PROTECTION IP 64 | 3981 | TEM | 1 | MC | 12.404 | 1
1FT70665AH711NG1 | SIMOTICS S SYNCHRON. MOTOR 1FT7, M0=12NM (100K) NN=4500RPM, PN=2,55KW NATURAL AIR COOLING; FRAME SIZE IM B5 (1FT6 COMPATIBLE) WITH KTY TEMPERATURE SENSOR POWER CONNECTOR ROTATABLE INCREM. ENCODER SIN/COS 1VSS 2048 S/R (ENCODER I-2048) CONNECTOR ROTATABLE PLAIN SHAFT, W/O HOLDING BRAKE; ACC. TOLERANCE N VIBRATION SEVERITY GRADE A, DEGREE OF PROTECTION IP 65 | 4077 | TEM | 1 | MC | 12.404 | 1
1FT70665AH711NG2 | SIMOTICS S SYNCHRON. MOTOR 1FT7, M0=12NM (100K) NN=4500RPM, PN=2,55KW NATURAL AIR COOLING; FRAME SIZE IM B5 (1FT6 COMPATIBLE) WITH KTY TEMPERATURE SENSOR POWER CONNECTOR ROTATABLE INCREM. ENCODER SIN/COS 1VSS 2048 S/R (ENCODER I-2048) CONNECTOR ROTATABLE PLAIN SHAFT, W/O HOLDING BRAKE; ACC. TOLERANCE N VIBRATION SEVERITY GRADE A, DEGREE OF PROTECTION IP 67 | 4157 | TEM | 1 | MC | 12.404 | 1
1FT70665AH711NH0 | SIMOTICS S SYNCHRON. MOTOR 1FT7, M0=12NM (100K) NN=4500RPM, PN=2,55KW NATURAL AIR COOLING; FRAME SIZE IM B5 (1FT6 COMPATIBLE) WITH KTY TEMPERATURE SENSOR POWER CONNECTOR ROTATABLE INCREM. ENCODER SIN/COS 1VSS 2048 S/R (ENCODER I-2048) CONNECTOR ROTATABLE PLAIN SHAFT, WITH HOLDING BRAKE; ACCURACY TOLERANCE N VIBRATION SEVERITY GRADE A, DEGREE OF PROTECTION IP 64 | 4775 | TEM | 1 | MC | 13.703 | 1
1FT70665AH711NH2 | SIMOTICS S SYNCHRON. MOTOR 1FT7, M0=12NM (100K) NN=4500RPM, PN=2,55KW NATURAL AIR COOLING; FRAME SIZE IM B5 (1FT6 COMPATIBLE) WITH KTY TEMPERATURE SENSOR POWER CONNECTOR ROTATABLE INCREM. ENCODER SIN/COS 1VSS 2048 S/R (ENCODER I-2048) CONNECTOR ROTATABLE PLAIN SHAFT, WITH HOLDING BRAKE; ACCURACY TOLERANCE N VIBRATION SEVERITY GRADE A, DEGREE OF PROTECTION IP 67 | 4950 | TEM | 1 | MC | 13.703 | 1
1FT70665AH711NL1 | SIMOTICS S SYNCHRON. MOTOR 1FT7, M0=12NM (100K) NN=4500RPM, PN=2,55KW NATURAL AIR COOLING; FRAME SIZE IM B5 (1FT6 COMPATIBLE) WITH KTY TEMPERATURE SENSOR POWER CONNECTOR ROTATABLE INCREM. ENCODER SIN/COS 1VSS 2048 S/R (ENCODER I-2048) CONNECTOR ROTATABLE PLAIN SHAFT, WITH HOLDING BRAKE; ACCURACY TOLERANCE R VIBRATION SEVERITY GRADE A, DEGREE OF PROTECTION IP 65 | 5028 | TEM | 1 | MC | 13.703 | 1
1FT70665WF701BB2 | SIMOTICS S SYNCHRON. MOTOR 1FT7, M0=20NM (100K) NN=3000RPM, PN=6,20KW WATER-COOLED; FRAME SIZE IMB 5 (IM V1, IM V3) FLANGE 0 POWER CONNECTOR ROTATABLE ABSOLUTE VALUE ENCODER SINGLETURN 24 BIT WITH DRIVE-CLIQ INTERFACE (ENCODER AS24DQI) SHAFT WITH FITTED KEY; WITH HOLDING BRAKE; ACC. TOLERANCE N VIBRATION SEVERITY GRADE A, DEGREE OF PROTECTION IP 67 | 5932 | TEM | 1 | MC | 17.703 | 1
1FT70665WF701BH1 | SIMOTICS S SYNCHRON. MOTOR 1FT7, M0=20NM (100K) NN=3000RPM, PN=6,20KW WATER-COOLED; FRAME SIZE IMB 5 (IM V1, IM V3) FLANGE 0 POWER CONNECTOR ROTATABLE ABSOLUTE VALUE ENCODER SINGLETURN 24 BIT WITH DRIVE-CLIQ INTERFACE (ENCODER AS24DQI) PLAIN SHAFT, WITH HOLDING BRAKE; ACCURACY TOLERANCE N VIBRATION SEVERITY GRADE A, DEGREE OF PROTECTION IP 65 | 5853 | TEM | 1 | MC | 17.703 | 1
1FT70665WF701DB2 | SIMOTICS S SYNCHRON. MOTOR 1FT7, M0=20NM (100K) NN=3000RPM, PN=6,20KW WATER-COOLED; FRAME SIZE IMB 5 (IM V1, IM V3) FLANGE 0 POWER CONNECTOR ROTATABLE INCREMENTAL ENCODER 2048 S/R WITH DRIVE-CLIQ INTERFACE (ENCODER I-2048) CONNECTOR ROTATABLE SHAFT WITH FITTED KEY; WITH HOLDING BRAKE; ACC. TOLERANCE N VIBRATION SEVERITY GRADE A, DEGREE OF PROTECTION IP 67 | 6012 | TEM | 1 | MC | 17.703 | 1
1FT70665WF701DG0 | SIMOTICS S SYNCHRON. MOTOR 1FT7, M0=20NM (100K) NN=3000RPM, PN=6,20KW WATER-COOLED; FRAME SIZE IMB 5 (IM V1, IM V3) FLANGE 0 POWER CONNECTOR ROTATABLE INCREMENTAL ENCODER 2048 S/R WITH DRIVE-CLIQ INTERFACE (ENCODER I-2048) CONNECTOR ROTATABLE PLAIN SHAFT, W/O HOLDING BRAKE; ACC. TOLERANCE N VIBRATION SEVERITY GRADE A, DEGREE OF PROTECTION IP 64 | 5043 | TEM | 1 | MC | 16.404 | 1
1FT70665WF701DH1 | SIMOTICS S SYNCHRON. MOTOR 1FT7, M0=20NM (100K) NN=3000RPM, PN=6,20KW WATER-COOLED; FRAME SIZE IMB 5 (IM V1, IM V3) FLANGE 0 POWER CONNECTOR ROTATABLE INCREMENTAL ENCODER 2048 S/R WITH DRIVE-CLIQ INTERFACE (ENCODER I-2048) CONNECTOR ROTATABLE PLAIN SHAFT, WITH HOLDING BRAKE; ACCURACY TOLERANCE N VIBRATION SEVERITY GRADE A, DEGREE OF PROTECTION IP 65 | 5933 | TEM | 1 | MC | 17.703 | 1
1FT70665WF701FA1 | SIMOTICS S SYNCHRON. MOTOR 1FT7, M0=20NM (100K) NN=3000RPM, PN=6,20KW WATER-COOLED; FRAME SIZE IMB 5 (IM V1, IM V3) FLANGE 0 POWER CONNECTOR ROTATABLE ABSOLUTE ENCODER 22 BITS MULTI TURN WITH DRIVE-CLIQ INTERFACE (ENCODER AM-22-DQ) CONNECTOR ROTATABLE SHAFT WITH FITTED KEY; W/O HOLDING BRAKE; ACC. TOLERANCE N VIBRATION SEVERITY GRADE A, DEGREE OF PROTECTION IP 65 | 5904 | TEM | 1 | MC | 16.404 | 1
1FT70665WF701FH1 | SIMOTICS S SYNCHRON. MOTOR 1FT7, M0=20NM (100K) NN=3000RPM, PN=6,20KW WATER-COOLED; FRAME SIZE IMB 5 (IM V1, IM V3) FLANGE 0 POWER CONNECTOR ROTATABLE ABSOLUTE ENCODER 22 BITS MULTI TURN WITH DRIVE-CLIQ INTERFACE (ENCODER AM-22-DQ) CONNECTOR ROTATABLE PLAIN SHAFT, WITH HOLDING BRAKE; ACCURACY TOLERANCE N VIBRATION SEVERITY GRADE A, DEGREE OF PROTECTION IP 65 | 6698 | TEM | 1 | MC | 17.703 | 1
1FT70665WF701MH1 | SIMOTICS S SYNCHRON. MOTOR 1FT7, M0=20NM (100K) NN=3000RPM, PN=6,20KW WATER-COOLED; FRAME SIZE IMB 5 (IM V1, IM V3) FLANGE (COMPACT) WITH KTY TEMPERATURE SENSOR POWER CONNECTOR ROTATABLE ABSOLUTE ENCODER ENDAT 2048 S/R (ENCODER A-2048) CONNECTOR ROTATABLE PLAIN SHAFT, WITH HOLDING BRAKE; ACCURACY TOLERANCE N VIBRATION SEVERITY GRADE A, DEGREE OF PROTECTION IP 65 | 6266 | TEM | 1 | MC | 17.703 | 1
1FT70665WF701NH1 | SIMOTICS S SYNCHRON. MOTOR 1FT7, M0=20NM (100K) NN=3000RPM, PN=6,20KW WATER-COOLED; FRAME SIZE IMB 5 (IM V1, IM V3) FLANGE (COMPACT) WITH KTY TEMPERATURE SENSOR POWER CONNECTOR ROTATABLE INCREM. ENCODER SIN/COS 1VSS 2048 S/R (ENCODER I-2048) CONNECTOR ROTATABLE PLAIN SHAFT, WITH HOLDING BRAKE; ACCURACY TOLERANCE N VIBRATION SEVERITY GRADE A, DEGREE OF PROTECTION IP 65 | 5512 | TEM | 1 | MC | 17.703 | 1
1FT70665WF711CG1 | SIMOTICS S SYNCHRON. MOTOR 1FT7, M0=20NM (100K) NN=3000RPM, PN=6,20KW WATER-COOLED; FRAME SIZE IMB 5 (IM V1, IM V3) FLANGE 1 (1FT6 COMPATIBLE) POWER CONNECTOR ROTATABLE ABSOLUTE ENCODER 24 BITS + 12 BIT MULTITURN WITH DRIVE-CLIQ INTERFACE (ENCODER AM24DQI) PLAIN SHAFT, W/O HOLDING BRAKE; ACC. TOLERANCE N VIBRATION SEVERITY GRADE A, DEGREE OF PROTECTION IP 65 | 5824 | TEM | 1 | MC | 16.404 | 1
1FT70665WF711DA3 | SIMOTICS S SYNCHRON. MOTOR 1FT7, M0=20NM (100K) NN=3000RPM, PN=6,20KW WATER-COOLED; FRAME SIZE IMB 5 (IM V1, IM V3) FLANGE 1 (1FT6 COMPATIBLE) POWER CONNECTOR ROTATABLE INCREMENTAL ENCODER 2048 S/R WITH DRIVE-CLIQ INTERFACE (ENCODER I-2048) CONNECTOR ROTATABLE SHAFT WITH FITTED KEY; W/O HOLDING BRAKE; ACC. TOLERANCE N VIBRATION SEVERITY GRADE A+R, DEGREE OF PROTECTION IP 64 | 5197 | TEM | 1 | MC | 16.404 | 1
1FT70665WF711FG1 | SIMOTICS S SYNCHRON. MOTOR 1FT7, M0=20NM (100K) NN=3000RPM, PN=6,20KW WATER-COOLED; FRAME SIZE IMB 5 (IM V1, IM V3) FLANGE 1 (1FT6 COMPATIBLE) POWER CONNECTOR ROTATABLE ABSOLUTE ENCODER 22 BITS MULTI TURN WITH DRIVE-CLIQ INTERFACE (ENCODER AM-22-DQ) CONNECTOR ROTATABLE PLAIN SHAFT, W/O HOLDING BRAKE; ACC. TOLERANCE N VIBRATION SEVERITY GRADE A, DEGREE OF PROTECTION IP 65 | 5904 | TEM | 1 | MC | 16.404 | 1
1FT70665WF711MG1 | SIMOTICS S SYNCHRON. MOTOR 1FT7, M0=20NM (100K) NN=3000RPM, PN=6,20KW WATER-COOLED; FRAME SIZE IMB 5 (IM V1, IM V3) (1FT6 COMPATIBLE) WITH KTY TEMPERATURE SENSOR POWER CONNECTOR ROTATABLE ABSOLUTE ENCODER ENDAT 2048 S/R (ENCODER A-2048) CONNECTOR ROTATABLE PLAIN SHAFT, W/O HOLDING BRAKE; ACC. TOLERANCE N VIBRATION SEVERITY GRADE A, DEGREE OF PROTECTION IP 65 | 5472 | TEM | 1 | MC | 16.404 | 1
1FT70665WF711NH5 | SIMOTICS S SYNCHRON. MOTOR 1FT7, M0=20NM (100K) NN=3000RPM, PN=6,20KW WATER-COOLED; FRAME SIZE IM B5 (1FT6 COMPATIBLE) WITH KTY TEMPERATURE SENSOR POWER CONNECTOR ROTATABLE INCREM. ENCODER SIN/COS 1VSS 2048 S/R (ENCODER I-2048) CONNECTOR ROTATABLE PLAIN SHAFT, WITH HOLDING BRAKE; ACCURACY TOLERANCE N VIBRATION SEVERITY GRADE A+R, DEGREE OF PROTECTION IP 67 | 5748 | TEM | 1 | MC | 17.703 | 1
1FT70665WH701BH0 | SIMOTICS S SYNCHRON. MOTOR 1FT7, M0=20NM (100K) NN=4500RPM, PN=9,10KW WATER-COOLED; FRAME SIZE IMB 5 (IM V1, IM V3) FLANGE 0 POWER CONNECTOR ROTATABLE ABSOLUTE VALUE ENCODER SINGLETURN 24 BIT WITH DRIVE-CLIQ INTERFACE (ENCODER AS24DQI) PLAIN SHAFT, WITH HOLDING BRAKE; ACCURACY TOLERANCE N VIBRATION SEVERITY GRADE A, DEGREE OF PROTECTION IP 64 | 5756 | TEM | 1 | MC | 17.703 | 1
1FT70665WH701CG2 | SIMOTICS S SYNCHRON. MOTOR 1FT7, M0=20NM (100K) NN=4500RPM, PN=9,10KW WATER-COOLED; FRAME SIZE IMB 5 (IM V1, IM V3) FLANGE 0 POWER CONNECTOR ROTATABLE ABSOLUTE ENCODER 24 BITS + 12 BIT MULTITURN WITH DRIVE-CLIQ INTERFACE (ENCODER AM24DQI) PLAIN SHAFT, W/O HOLDING BRAKE; ACC. TOLERANCE N VIBRATION SEVERITY GRADE A, DEGREE OF PROTECTION IP 67 | 5903 | TEM | 1 | MC | 16.404 | 1
1FT70665WH701FG2 | SIMOTICS S SYNCHRON. MOTOR 1FT7, M0=20NM (100K) NN=4500RPM, PN=9,10KW WATER-COOLED; FRAME SIZE IMB 5 (IM V1, IM V3) FLANGE 0 POWER CONNECTOR ROTATABLE ABSOLUTE ENCODER 22 BITS MULTI TURN WITH DRIVE-CLIQ INTERFACE (ENCODER AM-22-DQ) CONNECTOR ROTATABLE PLAIN SHAFT, W/O HOLDING BRAKE; ACC. TOLERANCE N VIBRATION SEVERITY GRADE A, DEGREE OF PROTECTION IP 67 | 5984 | TEM | 1 | MC | 16.404 | 1
1FT70665WH711BH1 | SIMOTICS S SYNCHRON. MOTOR 1FT7, M0=20NM (100K) NN=4500RPM, PN=9,10KW WATER-COOLED; FRAME SIZE IMB 5 (IM V1, IM V3) FLANGE 1 (1FT6 COMPATIBLE) POWER CONNECTOR ROTATABLE ABSOLUTE VALUE ENCODER SINGLETURN 24 BIT WITH DRIVE-CLIQ INTERFACE (ENCODER AS24DQI) PLAIN SHAFT, WITH HOLDING BRAKE; ACCURACY TOLERANCE N VIBRATION SEVERITY GRADE A, DEGREE OF PROTECTION IP 65 | 5853 | TEM | 1 | MC | 17.703 | 1
1FT70665WH711CG1 | SIMOTICS S SYNCHRON. MOTOR 1FT7, M0=20NM (100K) NN=4500RPM, PN=9,10KW WATER-COOLED; FRAME SIZE IMB 5 (IM V1, IM V3) FLANGE 1 (1FT6 COMPATIBLE) POWER CONNECTOR ROTATABLE ABSOLUTE ENCODER 24 BITS + 12 BIT MULTITURN WITH DRIVE-CLIQ INTERFACE (ENCODER AM24DQI) PLAIN SHAFT, W/O HOLDING BRAKE; ACC. TOLERANCE N VIBRATION SEVERITY GRADE A, DEGREE OF PROTECTION IP 65 | 5824 | TEM | 1 | MC | 16.404 | 1
1FT70665WH711CG2 | SIMOTICS S SYNCHRON. MOTOR 1FT7, M0=20NM (100K) NN=4500RPM, PN=9,10KW WATER-COOLED; FRAME SIZE IMB 5 (IM V1, IM V3) FLANGE 1 (1FT6 COMPATIBLE) POWER CONNECTOR ROTATABLE ABSOLUTE ENCODER 24 BITS + 12 BIT MULTITURN WITH DRIVE-CLIQ INTERFACE (ENCODER AM24DQI) PLAIN SHAFT, W/O HOLDING BRAKE; ACC. TOLERANCE N VIBRATION SEVERITY GRADE A, DEGREE OF PROTECTION IP 67 | 5903 | TEM | 1 | MC | 16.404 | 1
1FT70665WH711CH1 | SIMOTICS S SYNCHRON. MOTOR 1FT7, M0=20NM (100K) NN=4500RPM, PN=9,10KW WATER-COOLED; FRAME SIZE IMB 5 (IM V1, IM V3) FLANGE 1 (1FT6 COMPATIBLE) POWER CONNECTOR ROTATABLE ABSOLUTE ENCODER 24 BITS + 12 BIT MULTITURN WITH DRIVE-CLIQ INTERFACE (ENCODER AM24DQI) PLAIN SHAFT, WITH HOLDING BRAKE; ACCURACY TOLERANCE N VIBRATION SEVERITY GRADE A, DEGREE OF PROTECTION IP 65 | 6618 | TEM | 1 | MC | 17.703 | 1
1FT70665WH711DH1 | SIMOTICS S SYNCHRON. MOTOR 1FT7, M0=20NM (100K) NN=4500RPM, PN=9,10KW WATER-COOLED; FRAME SIZE IMB 5 (IM V1, IM V3) FLANGE 1 (1FT6 COMPATIBLE) POWER CONNECTOR ROTATABLE INCREMENTAL ENCODER 2048 S/R WITH DRIVE-CLIQ INTERFACE (ENCODER I-2048) CONNECTOR ROTATABLE PLAIN SHAFT, WITH HOLDING BRAKE; ACCURACY TOLERANCE N VIBRATION SEVERITY GRADE A, DEGREE OF PROTECTION IP 65 | 5933 | TEM | 1 | MC | 17.703 | 1
1FT70665WH711FG5 | SIMOTICS S SYNCHRON. MOTOR 1FT7, M0=20NM (100K) NN=4500RPM, PN=9,10KW WATER-COOLED; FRAME SIZE IMB 5 (IM V1, IM V3) FLANGE 1 (1FT6 COMPATIBLE) POWER CONNECTOR ROTATABLE ABSOLUTE ENCODER 22 BITS MULTI TURN WITH DRIVE-CLIQ INTERFACE (ENCODER AM-22-DQ) CONNECTOR ROTATABLE PLAIN SHAFT, W/O HOLDING BRAKE; ACC. TOLERANCE N VIBRATION SEVERITY GRADE A+R, DEGREE OF PROTECTION IP 67 | 6139 | TEM | 1 | MC | 16.404 | 1
1FT70665WH711FH1 | SIMOTICS S SYNCHRON. MOTOR 1FT7, M0=20NM (100K) NN=4500RPM, PN=9,10KW WATER-COOLED; FRAME SIZE IMB 5 (IM V1, IM V3) FLANGE 1 (1FT6 COMPATIBLE) POWER CONNECTOR ROTATABLE ABSOLUTE ENCODER 22 BITS MULTI TURN WITH DRIVE-CLIQ INTERFACE (ENCODER AM-22-DQ) CONNECTOR ROTATABLE PLAIN SHAFT, WITH HOLDING BRAKE; ACCURACY TOLERANCE N VIBRATION SEVERITY GRADE A, DEGREE OF PROTECTION IP 65 | 6698 | TEM | 1 | MC | 17.703 | 1
1FT70665WH711MG1 | SIMOTICS S SYNCHRON. MOTOR 1FT7, M0=20NM (100K) NN=4500RPM, PN=9,10KW WATER-COOLED; FRAME SIZE IMB 5 (IM V1, IM V3) (1FT6 COMPATIBLE) WITH KTY TEMPERATURE SENSOR POWER CONNECTOR ROTATABLE ABSOLUTE ENCODER ENDAT 2048 S/R (ENCODER A-2048) CONNECTOR ROTATABLE PLAIN SHAFT, W/O HOLDING BRAKE; ACC. TOLERANCE N VIBRATION SEVERITY GRADE A, DEGREE OF PROTECTION IP 65 | 5472 | TEM | 1 | MC | 16.404 | 1
1FT70665WH711MH1 | SIMOTICS S SYNCHRON. MOTOR 1FT7, M0=20NM (100K) NN=4500RPM, PN=9,10KW WATER-COOLED; FRAME SIZE IMB 5 (IM V1, IM V3) (1FT6 COMPATIBLE) WITH KTY TEMPERATURE SENSOR POWER CONNECTOR ROTATABLE ABSOLUTE ENCODER ENDAT 2048 S/R (ENCODER A-2048) CONNECTOR ROTATABLE PLAIN SHAFT, WITH HOLDING BRAKE; ACCURACY TOLERANCE N VIBRATION SEVERITY GRADE A, DEGREE OF PROTECTION IP 65 | 6266 | TEM | 1 | MC | 17.703 | 1
1FT70665WH711ML3 | SIMOTICS S SYNCHRON. MOTOR 1FT7, M0=20NM (100K) NN=4500RPM, PN=9,10KW WATER-COOLED; FRAME SIZE IMB 5 (IM V1, IM V3) (1FT6 COMPATIBLE) WITH KTY TEMPERATURE SENSOR POWER CONNECTOR ROTATABLE ABSOLUTE ENCODER ENDAT 2048 S/R (ENCODER A-2048) CONNECTOR ROTATABLE PLAIN SHAFT, WITH HOLDING BRAKE; ACCURACY TOLERANCE R VIBRATION SEVERITY GRADE A+R, DEGREE OF PROTECTION IP 64 | 6482 | TEM | 1 | MC | 17.703 | 1
1FT70665WH711NG1 | SIMOTICS S SYNCHRON. MOTOR 1FT7, M0=20NM (100K) NN=4500RPM, PN=9,10KW WATER-COOLED; FRAME SIZE IM B5 (1FT6 COMPATIBLE) WITH KTY TEMPERATURE SENSOR POWER CONNECTOR ROTATABLE INCREM. ENCODER SIN/COS 1VSS 2048 S/R (ENCODER I-2048) CONNECTOR ROTATABLE PLAIN SHAFT, W/O HOLDING BRAKE; ACC. TOLERANCE N VIBRATION SEVERITY GRADE A, DEGREE OF PROTECTION IP 65 | 4718 | TEM | 1 | MC | 16.404 | 1
1FT70665WH711NH1 | SIMOTICS S SYNCHRON. MOTOR 1FT7, M0=20NM (100K) NN=4500RPM, PN=9,10KW WATER-COOLED; FRAME SIZE IM B5 (1FT6 COMPATIBLE) WITH KTY TEMPERATURE SENSOR POWER CONNECTOR ROTATABLE INCREM. ENCODER SIN/COS 1VSS 2048 S/R (ENCODER I-2048) CONNECTOR ROTATABLE PLAIN SHAFT, WITH HOLDING BRAKE; ACCURACY TOLERANCE N VIBRATION SEVERITY GRADE A, DEGREE OF PROTECTION IP 65 | 5512 | TEM | 1 | MC | 17.703 | 1
1FT70677SF701BA0 | SIMOTICS S SYNCHRON. MOTOR 1FT7, M0=17NM (100K) NN=3000RPM, PN=4,40KW SEPARATE VENTILATION; FRAME SIZE IMB 5 (IM V1, IM V3) FLANGE 0 POWER CONNECTOR ROTATABLE ABSOLUTE VALUE ENCODER SINGLETURN 24 BIT WITH DRIVE-CLIQ INTERFACE (ENCODER AS24DQI) SHAFT WITH FITTED KEY; W/O HOLDING BRAKE; ACC. TOLERANCE N VIBRATION SEVERITY GRADE A, DEGREE OF PROTECTION IP 64 | 5320 | TEM | 1 | MC | 23.004 | 1
1FT70677SF701BB1 | SIMOTICS S SYNCHRON. MOTOR 1FT7, M0=17NM (100K) NN=3000RPM, PN=4,40KW SEPARATE VENTILATION; FRAME SIZE IMB 5 (IM V1, IM V3) FLANGE 0 POWER CONNECTOR ROTATABLE ABSOLUTE VALUE ENCODER SINGLETURN 24 BIT WITH DRIVE-CLIQ INTERFACE (ENCODER AS24DQI) SHAFT WITH FITTED KEY; WITH HOLDING BRAKE; ACC. TOLERANCE N VIBRATION SEVERITY GRADE A, DEGREE OF PROTECTION IP 65 | 6210 | TEM | 1 | MC | 24.303 | 1
1FT70677SF701CA0 | SIMOTICS S SYNCHRON. MOTOR 1FT7, M0=17NM (100K) NN=3000RPM, PN=4,40KW SEPARATE VENTILATION; FRAME SIZE IMB 5 (IM V1, IM V3) FLANGE 0 POWER CONNECTOR ROTATABLE ABSOLUTE ENCODER 24 BITS + 12 BIT MULTITURN WITH DRIVE-CLIQ INTERFACE (ENCODER AM24DQI) SHAFT WITH FITTED KEY; W/O HOLDING BRAKE; ACC. TOLERANCE N VIBRATION SEVERITY GRADE A, DEGREE OF PROTECTION IP 64 | 6085 | TEM | 1 | MC | 23.104 | 1
1FT70677SF701CA1 | SIMOTICS S SYNCHRON. MOTOR 1FT7, M0=17NM (100K) NN=3000RPM, PN=4,40KW SEPARATE VENTILATION; FRAME SIZE IMB 5 (IM V1, IM V3) FLANGE 0 POWER CONNECTOR ROTATABLE ABSOLUTE ENCODER 24 BITS + 12 BIT MULTITURN WITH DRIVE-CLIQ INTERFACE (ENCODER AM24DQI) SHAFT WITH FITTED KEY; W/O HOLDING BRAKE; ACC. TOLERANCE N VIBRATION SEVERITY GRADE A, DEGREE OF PROTECTION IP 65 | 6181 | TEM | 1 | MC | 23.104 | 1
1FT70677SF701CB0 | SIMOTICS S SYNCHRON. MOTOR 1FT7, M0=17NM (100K) NN=3000RPM, PN=4,40KW SEPARATE VENTILATION; FRAME SIZE IMB 5 (IM V1, IM V3) FLANGE 0 POWER CONNECTOR ROTATABLE ABSOLUTE ENCODER 24 BITS + 12 BIT MULTITURN WITH DRIVE-CLIQ INTERFACE (ENCODER AM24DQI) SHAFT WITH FITTED KEY; WITH HOLDING BRAKE; ACC. TOLERANCE N VIBRATION SEVERITY GRADE A, DEGREE OF PROTECTION IP 64 | 6879 | TEM | 1 | MC | 24.403 | 1
1FT70677SF701CB1 | SIMOTICS S SYNCHRON. MOTOR 1FT7, M0=17NM (100K) NN=3000RPM, PN=4,40KW SEPARATE VENTILATION; FRAME SIZE IMB 5 (IM V1, IM V3) FLANGE 0 POWER CONNECTOR ROTATABLE ABSOLUTE ENCODER 24 BITS + 12 BIT MULTITURN WITH DRIVE-CLIQ INTERFACE (ENCODER AM24DQI) SHAFT WITH FITTED KEY; WITH HOLDING BRAKE; ACC. TOLERANCE N VIBRATION SEVERITY GRADE A, DEGREE OF PROTECTION IP 65 | 6975 | TEM | 1 | MC | 24.403 | 1
1FT70677SF701CG1 | SIMOTICS S SYNCHRON. MOTOR 1FT7, M0=17NM (100K) NN=3000RPM, PN=4,40KW SEPARATE VENTILATION; FRAME SIZE IMB 5 (IM V1, IM V3) FLANGE 0 POWER CONNECTOR ROTATABLE ABSOLUTE ENCODER 24 BITS + 12 BIT MULTITURN WITH DRIVE-CLIQ INTERFACE (ENCODER AM24DQI) PLAIN SHAFT, W/O HOLDING BRAKE; ACC. TOLERANCE N VIBRATION SEVERITY GRADE A, DEGREE OF PROTECTION IP 65 | 6181 | TEM | 1 | MC | 23.104 | 1
1FT70677SF701CH0 | SIMOTICS S SYNCHRON. MOTOR 1FT7, M0=17NM (100K) NN=3000RPM, PN=4,40KW SEPARATE VENTILATION; FRAME SIZE IMB 5 (IM V1, IM V3) FLANGE 0 POWER CONNECTOR ROTATABLE ABSOLUTE ENCODER 24 BITS + 12 BIT MULTITURN WITH DRIVE-CLIQ INTERFACE (ENCODER AM24DQI) PLAIN SHAFT, WITH HOLDING BRAKE; ACCURACY TOLERANCE N VIBRATION SEVERITY GRADE A, DEGREE OF PROTECTION IP 64 | 6879 | TEM | 1 | MC | 24.403 | 1
1FT70677SF701CH1 | SIMOTICS S SYNCHRON. MOTOR 1FT7, M0=17NM (100K) NN=3000RPM, PN=4,40KW SEPARATE VENTILATION; FRAME SIZE IMB 5 (IM V1, IM V3) FLANGE 0 POWER CONNECTOR ROTATABLE ABSOLUTE ENCODER 24 BITS + 12 BIT MULTITURN WITH DRIVE-CLIQ INTERFACE (ENCODER AM24DQI) PLAIN SHAFT, WITH HOLDING BRAKE; ACCURACY TOLERANCE N VIBRATION SEVERITY GRADE A, DEGREE OF PROTECTION IP 65 | 6975 | TEM | 1 | MC | 24.403 | 1
1FT70677SF701MA0 | SIMOTICS S SYNCHRON. MOTOR 1FT7, M0=17NM (100K) NN=3000RPM, PN=4,40KW SEPARATE VENTILATION; FRAME SIZE IMB 5 (IM V1, IM V3) FLANGE (COMPACT) WITH KTY TEMPERATURE SENSOR POWER CONNECTOR ROTATABLE ABSOLUTE ENCODER ENDAT 2048 S/R (ENCODER A-2048) CONNECTOR ROTATABLE SHAFT WITH FITTED KEY; W/O HOLDING BRAKE; ACC. TOLERANCE N VIBRATION SEVERITY GRADE A, DEGREE OF PROTECTION IP 64 | 5733 | TEM | 1 | MC | 23.004 | 1
1FT70677SF701MK4 | SIMOTICS S SYNCHRON. MOTOR 1FT7, M0=17NM (100K) NN=3000RPM, PN=4,40KW SEPARATE VENTILATION; FRAME SIZE IMB 5 (IM V1, IM V3) FLANGE (COMPACT) WITH KTY TEMPERATURE SENSOR POWER CONNECTOR ROTATABLE ABSOLUTE ENCODER ENDAT 2048 S/R (ENCODER A-2048) CONNECTOR ROTATABLE PLAIN SHAFT, W/O HOLDING BRAKE; ACC. TOLERANCE R VIBRATION SEVERITY GRADE A+R, DEGREE OF PROTECTION IP 65 | 6145 | TEM | 1 | MC | 23.004 | 1
1FT70677SF701NA3 | SIMOTICS S SYNCHRON. MOTOR 1FT7, M0=17NM (100K) NN=3000RPM, PN=4,40KW SEPARATE VENTILATION; FRAME SIZE IMB 5 (IM V1, IM V3) FLANGE (COMPACT) WITH KTY TEMPERATURE SENSOR POWER CONNECTOR ROTATABLE INCREM. ENCODER SIN/COS 1VSS 2048 S/R (ENCODER I-2048) CONNECTOR ROTATABLE SHAFT WITH FITTED KEY; W/O HOLDING BRAKE; ACC. TOLERANCE N VIBRATION SEVERITY GRADE A+R, DEGREE OF PROTECTION IP 64 | 5134 | TEM | 1 | MC | 23.004 | 1
1FT70677SF701NG3 | SIMOTICS S SYNCHRON. MOTOR 1FT7, M0=17NM (100K) NN=3000RPM, PN=4,40KW SEPARATE VENTILATION; FRAME SIZE IMB 5 (IM V1, IM V3) FLANGE (COMPACT) WITH KTY TEMPERATURE SENSOR POWER CONNECTOR ROTATABLE INCREM. ENCODER SIN/COS 1VSS 2048 S/R (ENCODER I-2048) CONNECTOR ROTATABLE PLAIN SHAFT, W/O HOLDING BRAKE; ACC. TOLERANCE N VIBRATION SEVERITY GRADE A+R, DEGREE OF PROTECTION IP 64 | 5134 | TEM | 1 | MC | 23.004 | 1
1FT70677SF711BG0 | SIMOTICS S SYNCHRON. MOTOR 1FT7, M0=17NM (100K) NN=3000RPM, PN=4,40KW SEPARATE VENTILATION; FRAME SIZE IMB 5 (IM V1, IM V3) FLANGE 1 (1FT6 COMPATIBLE) POWER CONNECTOR ROTATABLE ABSOLUTE VALUE ENCODER SINGLETURN 24 BIT WITH DRIVE-CLIQ INTERFACE (ENCODER AS24DQI) PLAIN SHAFT, W/O HOLDING BRAKE; ACC. TOLERANCE N VIBRATION SEVERITY GRADE A, DEGREE OF PROTECTION IP 64 | 5320 | TEM | 1 | MC | 23.004 | 1
1FT70677SF711BG1 | SIMOTICS S SYNCHRON. MOTOR 1FT7, M0=17NM (100K) NN=3000RPM, PN=4,40KW SEPARATE VENTILATION; FRAME SIZE IMB 5 (IM V1, IM V3) FLANGE 1 (1FT6 COMPATIBLE) POWER CONNECTOR ROTATABLE ABSOLUTE VALUE ENCODER SINGLETURN 24 BIT WITH DRIVE-CLIQ INTERFACE (ENCODER AS24DQI) PLAIN SHAFT, W/O HOLDING BRAKE; ACC. TOLERANCE N VIBRATION SEVERITY GRADE A, DEGREE OF PROTECTION IP 65 | 5416 | TEM | 1 | MC | 23.004 | 1
1FT70677SF711BH0 | SIMOTICS S SYNCHRON. MOTOR 1FT7, M0=17NM (100K) NN=3000RPM, PN=4,40KW SEPARATE VENTILATION; FRAME SIZE IMB 5 (IM V1, IM V3) FLANGE 1 (1FT6 COMPATIBLE) POWER CONNECTOR ROTATABLE ABSOLUTE VALUE ENCODER SINGLETURN 24 BIT WITH DRIVE-CLIQ INTERFACE (ENCODER AS24DQI) PLAIN SHAFT, WITH HOLDING BRAKE; ACCURACY TOLERANCE N VIBRATION SEVERITY GRADE A, DEGREE OF PROTECTION IP 64 | 6114 | TEM | 1 | MC | 24.303 | 1
1FT70677SF711CG0 | SIMOTICS S SYNCHRON. MOTOR 1FT7, M0=17NM (100K) NN=3000RPM, PN=4,40KW SEPARATE VENTILATION; FRAME SIZE IMB 5 (IM V1, IM V3) FLANGE 1 (1FT6 COMPATIBLE) POWER CONNECTOR ROTATABLE ABSOLUTE ENCODER 24 BITS + 12 BIT MULTITURN WITH DRIVE-CLIQ INTERFACE (ENCODER AM24DQI) PLAIN SHAFT, W/O HOLDING BRAKE; ACC. TOLERANCE N VIBRATION SEVERITY GRADE A, DEGREE OF PROTECTION IP 64 | 6085 | TEM | 1 | MC | 23.104 | 1
1FT70677SF711CG1 | SIMOTICS S SYNCHRON. MOTOR 1FT7, M0=17NM (100K) NN=3000RPM, PN=4,40KW SEPARATE VENTILATION; FRAME SIZE IMB 5 (IM V1, IM V3) FLANGE 1 (1FT6 COMPATIBLE) POWER CONNECTOR ROTATABLE ABSOLUTE ENCODER 24 BITS + 12 BIT MULTITURN WITH DRIVE-CLIQ INTERFACE (ENCODER AM24DQI) PLAIN SHAFT, W/O HOLDING BRAKE; ACC. TOLERANCE N VIBRATION SEVERITY GRADE A, DEGREE OF PROTECTION IP 65 | 6181 | TEM | 1 | MC | 23.104 | 1
1FT70677SF711CH0 | SIMOTICS S SYNCHRON. MOTOR 1FT7, M0=17NM (100K) NN=3000RPM, PN=4,40KW SEPARATE VENTILATION; FRAME SIZE IMB 5 (IM V1, IM V3) FLANGE 1 (1FT6 COMPATIBLE) POWER CONNECTOR ROTATABLE ABSOLUTE ENCODER 24 BITS + 12 BIT MULTITURN WITH DRIVE-CLIQ INTERFACE (ENCODER AM24DQI) PLAIN SHAFT, WITH HOLDING BRAKE; ACCURACY TOLERANCE N VIBRATION SEVERITY GRADE A, DEGREE OF PROTECTION IP 64 | 6879 | TEM | 1 | MC | 24.403 | 1
1FT70677SF711MB0 | SIMOTICS S SYNCHRON. MOTOR 1FT7, M0=17NM (100K) NN=3000RPM, PN=4,40KW SEPARATE VENTILATION; FRAME SIZE IMB 5 (IM V1, IM V3) (1FT6 COMPATIBLE) WITH KTY TEMPERATURE SENSOR POWER CONNECTOR ROTATABLE ABSOLUTE ENCODER ENDAT 2048 S/R (ENCODER A-2048) CONNECTOR ROTATABLE SHAFT WITH FITTED KEY; WITH HOLDING BRAKE; ACC. TOLERANCE N VIBRATION SEVERITY GRADE A, DEGREE OF PROTECTION IP 64 | 6527 | TEM | 1 | MC | 24.303 | 1
1FT70677SF711MG3 | SIMOTICS S SYNCHRON. MOTOR 1FT7, M0=17NM (100K) NN=3000RPM, PN=4,40KW SEPARATE VENTILATION; FRAME SIZE IMB 5 (IM V1, IM V3) (1FT6 COMPATIBLE) WITH KTY TEMPERATURE SENSOR POWER CONNECTOR ROTATABLE ABSOLUTE ENCODER ENDAT 2048 S/R (ENCODER A-2048) CONNECTOR ROTATABLE PLAIN SHAFT, W/O HOLDING BRAKE; ACC. TOLERANCE N VIBRATION SEVERITY GRADE A+R, DEGREE OF PROTECTION IP 64 | 5888 | TEM | 1 | MC | 23.004 | 1
1FT70677SF711MH0 | SIMOTICS S SYNCHRON. MOTOR 1FT7, M0=17NM (100K) NN=3000RPM, PN=4,40KW SEPARATE VENTILATION; FRAME SIZE IMB 5 (IM V1, IM V3) (1FT6 COMPATIBLE) WITH KTY TEMPERATURE SENSOR POWER CONNECTOR ROTATABLE ABSOLUTE ENCODER ENDAT 2048 S/R (ENCODER A-2048) CONNECTOR ROTATABLE PLAIN SHAFT, WITH HOLDING BRAKE; ACCURACY TOLERANCE N VIBRATION SEVERITY GRADE A, DEGREE OF PROTECTION IP 64 | 6527 | TEM | 1 | MC | 24.303 | 1
1FT70677SF711ML1 | SIMOTICS S SYNCHRON. MOTOR 1FT7, M0=17NM (100K) NN=3000RPM, PN=4,40KW SEPARATE VENTILATION; FRAME SIZE IMB 5 (IM V1, IM V3) (1FT6 COMPATIBLE) WITH KTY TEMPERATURE SENSOR POWER CONNECTOR ROTATABLE ABSOLUTE ENCODER ENDAT 2048 S/R (ENCODER A-2048) CONNECTOR ROTATABLE PLAIN SHAFT, WITH HOLDING BRAKE; ACCURACY TOLERANCE R VIBRATION SEVERITY GRADE A, DEGREE OF PROTECTION IP 65 | 6780 | TEM | 1 | MC | 24.303 | 1
1FT70677SF711NG1 | SIMOTICS S SYNCHRON. MOTOR 1FT7, M0=17NM (100K) NN=3000RPM, PN=4,40KW SEPARATE VENTILATION; FRAME SIZE IM B5 (1FT6 COMPATIBLE) WITH KTY TEMPERATURE SENSOR POWER CONNECTOR ROTATABLE INCREM. ENCODER SIN/COS 1VSS 2048 S/R (ENCODER I-2048) CONNECTOR ROTATABLE PLAIN SHAFT, W/O HOLDING BRAKE; ACC. TOLERANCE N VIBRATION SEVERITY GRADE A, DEGREE OF PROTECTION IP 65 | 5075 | TEM | 1 | MC | 23.004 | 1
1FT70677SH701BA0 | SIMOTICS S SYNCHRON. MOTOR 1FT7, M0=17NM (100K) NN=4500RPM, PN=6,10KW SEPARATE VENTILATION; FRAME SIZE IMB 5 (IM V1, IM V3) FLANGE 0 POWER CONNECTOR ROTATABLE ABSOLUTE VALUE ENCODER SINGLETURN 24 BIT WITH DRIVE-CLIQ INTERFACE (ENCODER AS24DQI) SHAFT WITH FITTED KEY; W/O HOLDING BRAKE; ACC. TOLERANCE N VIBRATION SEVERITY GRADE A, DEGREE OF PROTECTION IP 64 | 5320 | TEM | 1 | MC | 23.004 | 1
1FT70677SH701BB0 | SIMOTICS S SYNCHRON. MOTOR 1FT7, M0=17NM (100K) NN=4500RPM, PN=6,10KW SEPARATE VENTILATION; FRAME SIZE IMB 5 (IM V1, IM V3) FLANGE 0 POWER CONNECTOR ROTATABLE ABSOLUTE VALUE ENCODER SINGLETURN 24 BIT WITH DRIVE-CLIQ INTERFACE (ENCODER AS24DQI) SHAFT WITH FITTED KEY; WITH HOLDING BRAKE; ACC. TOLERANCE N VIBRATION SEVERITY GRADE A, DEGREE OF PROTECTION IP 64 | 6114 | TEM | 1 | MC | 24.303 | 1
1FT70677SH701CB1 | SIMOTICS S SYNCHRON. MOTOR 1FT7, M0=17NM (100K) NN=4500RPM, PN=6,10KW SEPARATE VENTILATION; FRAME SIZE IMB 5 (IM V1, IM V3) FLANGE 0 POWER CONNECTOR ROTATABLE ABSOLUTE ENCODER 24 BITS + 12 BIT MULTITURN WITH DRIVE-CLIQ INTERFACE (ENCODER AM24DQI) SHAFT WITH FITTED KEY; WITH HOLDING BRAKE; ACC. TOLERANCE N VIBRATION SEVERITY GRADE A, DEGREE OF PROTECTION IP 65 | 6975 | TEM | 1 | MC | 24.403 | 1
1FT70677SH701CD3 | SIMOTICS S SYNCHRON. MOTOR 1FT7, M0=17NM (100K) NN=4500RPM, PN=6,10KW SEPARATE VENTILATION; FRAME SIZE IMB 5 (IM V1, IM V3) FLANGE 0 POWER CONNECTOR ROTATABLE ABSOLUTE ENCODER 24 BITS + 12 BIT MULTITURN WITH DRIVE-CLIQ INTERFACE (ENCODER AM24DQI) SHAFT WITH FITTED KEY; W/O HOLDING BRAKE; ACC. TOLERANCE R VIBRATION SEVERITY GRADE A+R, DEGREE OF PROTECTION IP 64 | 6399 | TEM | 1 | MC | 23.104 | 1
1FT70677SH701CG0 | SIMOTICS S SYNCHRON. MOTOR 1FT7, M0=17NM (100K) NN=4500RPM, PN=6,10KW SEPARATE VENTILATION; FRAME SIZE IMB 5 (IM V1, IM V3) FLANGE 0 POWER CONNECTOR ROTATABLE ABSOLUTE ENCODER 24 BITS + 12 BIT MULTITURN WITH DRIVE-CLIQ INTERFACE (ENCODER AM24DQI) PLAIN SHAFT, W/O HOLDING BRAKE; ACC. TOLERANCE N VIBRATION SEVERITY GRADE A, DEGREE OF PROTECTION IP 64 | 6085 | TEM | 1 | MC | 23.104 | 1
1FT70677SH701CH0 | SIMOTICS S SYNCHRON. MOTOR 1FT7, M0=17NM (100K) NN=4500RPM, PN=6,10KW SEPARATE VENTILATION; FRAME SIZE IMB 5 (IM V1, IM V3) FLANGE 0 POWER CONNECTOR ROTATABLE ABSOLUTE ENCODER 24 BITS + 12 BIT MULTITURN WITH DRIVE-CLIQ INTERFACE (ENCODER AM24DQI) PLAIN SHAFT, WITH HOLDING BRAKE; ACCURACY TOLERANCE N VIBRATION SEVERITY GRADE A, DEGREE OF PROTECTION IP 64 | 6879 | TEM | 1 | MC | 24.403 | 1
1FT70677SH701MD3 | SIMOTICS S SYNCHRON. MOTOR 1FT7, M0=17NM (100K) NN=4500RPM, PN=6,10KW SEPARATE VENTILATION; FRAME SIZE IMB 5 (IM V1, IM V3) FLANGE (COMPACT) WITH KTY TEMPERATURE SENSOR POWER CONNECTOR ROTATABLE ABSOLUTE ENCODER ENDAT 2048 S/R (ENCODER A-2048) CONNECTOR ROTATABLE SHAFT WITH FITTED KEY; W/O HOLDING BRAKE; ACC. TOLERANCE R VIBRATION SEVERITY GRADE A+R, DEGREE OF PROTECTION IP 64 | 6047 | TEM | 1 | MC | 23.004 | 1
1FT70677SH701NA3 | SIMOTICS S SYNCHRON. MOTOR 1FT7, M0=17NM (100K) NN=4500RPM, PN=6,10KW SEPARATE VENTILATION; FRAME SIZE IMB 5 (IM V1, IM V3) FLANGE (COMPACT) WITH KTY TEMPERATURE SENSOR POWER CONNECTOR ROTATABLE INCREM. ENCODER SIN/COS 1VSS 2048 S/R (ENCODER I-2048) CONNECTOR ROTATABLE SHAFT WITH FITTED KEY; W/O HOLDING BRAKE; ACC. TOLERANCE N VIBRATION SEVERITY GRADE A+R, DEGREE OF PROTECTION IP 64 | 5134 | TEM | 1 | MC | 23.004 | 1
1FT70677SH701NG3 | SIMOTICS S SYNCHRON. MOTOR 1FT7, M0=17NM (100K) NN=4500RPM, PN=6,10KW SEPARATE VENTILATION; FRAME SIZE IMB 5 (IM V1, IM V3) FLANGE (COMPACT) WITH KTY TEMPERATURE SENSOR POWER CONNECTOR ROTATABLE INCREM. ENCODER SIN/COS 1VSS 2048 S/R (ENCODER I-2048) CONNECTOR ROTATABLE PLAIN SHAFT, W/O HOLDING BRAKE; ACC. TOLERANCE N VIBRATION SEVERITY GRADE A+R, DEGREE OF PROTECTION IP 64 | 5134 | TEM | 1 | MC | 23.004 | 1
1FT70677SH711BA0 | SIMOTICS S SYNCHRON. MOTOR 1FT7, M0=17NM (100K) NN=4500RPM, PN=6,10KW SEPARATE VENTILATION; FRAME SIZE IMB 5 (IM V1, IM V3) FLANGE 1 (1FT6 COMPATIBLE) POWER CONNECTOR ROTATABLE ABSOLUTE VALUE ENCODER SINGLETURN 24 BIT WITH DRIVE-CLIQ INTERFACE (ENCODER AS24DQI) SHAFT WITH FITTED KEY; W/O HOLDING BRAKE; ACC. TOLERANCE N VIBRATION SEVERITY GRADE A, DEGREE OF PROTECTION IP 64 | 5320 | TEM | 1 | MC | 23.004 | 1
1FT70677SH711BG0 | SIMOTICS S SYNCHRON. MOTOR 1FT7, M0=17NM (100K) NN=4500RPM, PN=6,10KW SEPARATE VENTILATION; FRAME SIZE IMB 5 (IM V1, IM V3) FLANGE 1 (1FT6 COMPATIBLE) POWER CONNECTOR ROTATABLE ABSOLUTE VALUE ENCODER SINGLETURN 24 BIT WITH DRIVE-CLIQ INTERFACE (ENCODER AS24DQI) PLAIN SHAFT, W/O HOLDING BRAKE; ACC. TOLERANCE N VIBRATION SEVERITY GRADE A, DEGREE OF PROTECTION IP 64 | 5320 | TEM | 1 | MC | 23.004 | 1
1FT70677SH711CA0 | SIMOTICS S SYNCHRON. MOTOR 1FT7, M0=17NM (100K) NN=4500RPM, PN=6,10KW SEPARATE VENTILATION; FRAME SIZE IMB 5 (IM V1, IM V3) FLANGE 1 (1FT6 COMPATIBLE) POWER CONNECTOR ROTATABLE ABSOLUTE ENCODER 24 BITS + 12 BIT MULTITURN WITH DRIVE-CLIQ INTERFACE (ENCODER AM24DQI) SHAFT WITH FITTED KEY; W/O HOLDING BRAKE; ACC. TOLERANCE N VIBRATION SEVERITY GRADE A, DEGREE OF PROTECTION IP 64 | 6085 | TEM | 1 | MC | 23.104 | 1
1FT70677SH711CG0 | SIMOTICS S SYNCHRON. MOTOR 1FT7, M0=17NM (100K) NN=4500RPM, PN=6,10KW SEPARATE VENTILATION; FRAME SIZE IMB 5 (IM V1, IM V3) FLANGE 1 (1FT6 COMPATIBLE) POWER CONNECTOR ROTATABLE ABSOLUTE ENCODER 24 BITS + 12 BIT MULTITURN WITH DRIVE-CLIQ INTERFACE (ENCODER AM24DQI) PLAIN SHAFT, W/O HOLDING BRAKE; ACC. TOLERANCE N VIBRATION SEVERITY GRADE A, DEGREE OF PROTECTION IP 64 | 6085 | TEM | 1 | MC | 23.104 | 1
1FT70677SH711MG0 | SIMOTICS S SYNCHRON. MOTOR 1FT7, M0=17NM (100K) NN=4500RPM, PN=6,10KW SEPARATE VENTILATION; FRAME SIZE IMB 5 (IM V1, IM V3) (1FT6 COMPATIBLE) WITH KTY TEMPERATURE SENSOR POWER CONNECTOR ROTATABLE ABSOLUTE ENCODER ENDAT 2048 S/R (ENCODER A-2048) CONNECTOR ROTATABLE PLAIN SHAFT, W/O HOLDING BRAKE; ACC. TOLERANCE N VIBRATION SEVERITY GRADE A, DEGREE OF PROTECTION IP 64 | 5733 | TEM | 1 | MC | 23.004 | 1
1FT70677SH711NA0 | SIMOTICS S SYNCHRON. MOTOR 1FT7, M0=17NM (100K) NN=4500RPM, PN=6,10KW SEPARATE VENTILATION; FRAME SIZE IM B5 (1FT6 COMPATIBLE) WITH KTY TEMPERATURE SENSOR POWER CONNECTOR ROTATABLE INCREM. ENCODER SIN/COS 1VSS 2048 S/R (ENCODER I-2048) CONNECTOR ROTATABLE SHAFT WITH FITTED KEY; W/O HOLDING BRAKE; ACC. TOLERANCE N VIBRATION SEVERITY GRADE A, DEGREE OF PROTECTION IP 64 | 4979 | TEM | 1 | MC | 23.004 | 1
1FT70677SH711NG1 | SIMOTICS S SYNCHRON. MOTOR 1FT7, M0=17NM (100K) NN=4500RPM, PN=6,10KW SEPARATE VENTILATION; FRAME SIZE IM B5 (1FT6 COMPATIBLE) WITH KTY TEMPERATURE SENSOR POWER CONNECTOR ROTATABLE INCREM. ENCODER SIN/COS 1VSS 2048 S/R (ENCODER I-2048) CONNECTOR ROTATABLE PLAIN SHAFT, W/O HOLDING BRAKE; ACC. TOLERANCE N VIBRATION SEVERITY GRADE A, DEGREE OF PROTECTION IP 65 | 5075 | TEM | 1 | MC | 23.004 | 1
1FT70677WF711CG1 | SIMOTICS S SYNCHRON. MOTOR 1FT7, M0=25NM (100K) NN=3000RPM, PN=7,40KW WATER-COOLED; FRAME SIZE IMB 5 (IM V1, IM V3) FLANGE 1 (1FT6 COMPATIBLE) POWER CONNECTOR ROTATABLE ABSOLUTE ENCODER 24 BITS + 12 BIT MULTITURN WITH DRIVE-CLIQ INTERFACE (ENCODER AM24DQI) PLAIN SHAFT, W/O HOLDING BRAKE; ACC. TOLERANCE N VIBRATION SEVERITY GRADE A, DEGREE OF PROTECTION IP 65 | 6181 | TEM | 1 | MC | 22.104 | 1
1FT70677WF711CH0 | SIMOTICS S SYNCHRON. MOTOR 1FT7, M0=25NM (100K) NN=3000RPM, PN=7,40KW WATER-COOLED; FRAME SIZE IMB 5 (IM V1, IM V3) FLANGE 1 (1FT6 COMPATIBLE) POWER CONNECTOR ROTATABLE ABSOLUTE ENCODER 24 BITS + 12 BIT MULTITURN WITH DRIVE-CLIQ INTERFACE (ENCODER AM24DQI) PLAIN SHAFT, WITH HOLDING BRAKE; ACCURACY TOLERANCE N VIBRATION SEVERITY GRADE A, DEGREE OF PROTECTION IP 64 | 6879 | TEM | 1 | MC | 23.403 | 1
1FT70677WF711DL4 | SIMOTICS S SYNCHRON. MOTOR 1FT7, M0=25NM (100K) NN=3000RPM, PN=7,40KW WATER-COOLED; FRAME SIZE IMB 5 (IM V1, IM V3) FLANGE 1 (1FT6 COMPATIBLE) POWER CONNECTOR ROTATABLE INCREMENTAL ENCODER 2048 S/R WITH DRIVE-CLIQ INTERFACE (ENCODER I-2048) CONNECTOR ROTATABLE PLAIN SHAFT, WITH HOLDING BRAKE; ACCURACY TOLERANCE R VIBRATION SEVERITY GRADE A+R, DEGREE OF PROTECTION IP 65 | 6603 | TEM | 1 | MC | 23.403 | 1
1FT70677WF711NG2 | SIMOTICS S SYNCHRON. MOTOR 1FT7, M0=25NM (100K) NN=3000RPM, PN=7,40KW WATER-COOLED; FRAME SIZE IM B5 (1FT6 COMPATIBLE) WITH KTY TEMPERATURE SENSOR POWER CONNECTOR ROTATABLE INCREM. ENCODER SIN/COS 1VSS 2048 S/R (ENCODER I-2048) CONNECTOR ROTATABLE PLAIN SHAFT, W/O HOLDING BRAKE; ACC. TOLERANCE N VIBRATION SEVERITY GRADE A, DEGREE OF PROTECTION IP 67 | 5155 | TEM | 1 | MC | 22.104 | 1
1FT70677WF711NK4 | SIMOTICS S SYNCHRON. MOTOR 1FT7, M0=25NM (100K) NN=3000RPM, PN=7,40KW WATER-COOLED; FRAME SIZE IM B5 (1FT6 COMPATIBLE) WITH KTY TEMPERATURE SENSOR POWER CONNECTOR ROTATABLE INCREM. ENCODER SIN/COS 1VSS 2048 S/R (ENCODER I-2048) CONNECTOR ROTATABLE PLAIN SHAFT, W/O HOLDING BRAKE; ACC. TOLERANCE R VIBRATION SEVERITY GRADE A+R, DEGREE OF PROTECTION IP 65 | 5391 | TEM | 1 | MC | 22.104 | 1
1FT70677WH701BB0 | SIMOTICS S SYNCHRON. MOTOR 1FT7, M0=25NM (100K) NN=4500RPM, PN=10,40KW WATER-COOLED; FRAME SIZE IMB 5 (IM V1, IM V3) FLANGE 0 POWER CONNECTOR ROTATABLE ABSOLUTE VALUE ENCODER SINGLETURN 24 BIT WITH DRIVE-CLIQ INTERFACE (ENCODER AS24DQI) SHAFT WITH FITTED KEY; WITH HOLDING BRAKE; ACC. TOLERANCE N VIBRATION SEVERITY GRADE A, DEGREE OF PROTECTION IP 64 | 6114 | TEM | 1 | MC | 23.403 | 1
1FT70677WH701CG0 | SIMOTICS S SYNCHRON. MOTOR 1FT7, M0=25NM (100K) NN=4500RPM, PN=10,40KW WATER-COOLED; FRAME SIZE IMB 5 (IM V1, IM V3) FLANGE 0 POWER CONNECTOR ROTATABLE ABSOLUTE ENCODER 24 BITS + 12 BIT MULTITURN WITH DRIVE-CLIQ INTERFACE (ENCODER AM24DQI) PLAIN SHAFT, W/O HOLDING BRAKE; ACC. TOLERANCE N VIBRATION SEVERITY GRADE A, DEGREE OF PROTECTION IP 64 | 6085 | TEM | 1 | MC | 22.104 | 1
1FT70677WH701CG1 | SIMOTICS S SYNCHRON. MOTOR 1FT7, M0=25NM (100K) NN=4500RPM, PN=10,40KW WATER-COOLED; FRAME SIZE IMB 5 (IM V1, IM V3) FLANGE 0 POWER CONNECTOR ROTATABLE ABSOLUTE ENCODER 24 BITS + 12 BIT MULTITURN WITH DRIVE-CLIQ INTERFACE (ENCODER AM24DQI) PLAIN SHAFT, W/O HOLDING BRAKE; ACC. TOLERANCE N VIBRATION SEVERITY GRADE A, DEGREE OF PROTECTION IP 65 | 6181 | TEM | 1 | MC | 22.104 | 1
1FT70677WH701DG0 | SIMOTICS S SYNCHRON. MOTOR 1FT7, M0=25NM (100K) NN=4500RPM, PN=10,40KW WATER-COOLED; FRAME SIZE IMB 5 (IM V1, IM V3) FLANGE 0 POWER CONNECTOR ROTATABLE INCREMENTAL ENCODER 2048 S/R WITH DRIVE-CLIQ INTERFACE (ENCODER I-2048) CONNECTOR ROTATABLE PLAIN SHAFT, W/O HOLDING BRAKE; ACC. TOLERANCE N VIBRATION SEVERITY GRADE A, DEGREE OF PROTECTION IP 64 | 5400 | TEM | 1 | MC | 22.104 | 1
1FT70677WH701FH0 | SIMOTICS S SYNCHRON. MOTOR 1FT7, M0=25NM (100K) NN=4500RPM, PN=10,40KW WATER-COOLED; FRAME SIZE IMB 5 (IM V1, IM V3) FLANGE 0 POWER CONNECTOR ROTATABLE ABSOLUTE ENCODER 22 BITS MULTI TURN WITH DRIVE-CLIQ INTERFACE (ENCODER AM-22-DQ) CONNECTOR ROTATABLE PLAIN SHAFT, WITH HOLDING BRAKE; ACCURACY TOLERANCE N VIBRATION SEVERITY GRADE A, DEGREE OF PROTECTION IP 64 | 6959 | TEM | 1 | MC | 23.403 | 1
1FT70677WH711MK2 | SIMOTICS S SYNCHRON. MOTOR 1FT7, M0=25NM (100K) NN=4500RPM, PN=10,40KW WATER-COOLED; FRAME SIZE IMB 5 (IM V1, IM V3) (1FT6 COMPATIBLE) WITH KTY TEMPERATURE SENSOR POWER CONNECTOR ROTATABLE ABSOLUTE ENCODER ENDAT 2048 S/R (ENCODER A-2048) CONNECTOR ROTATABLE PLAIN SHAFT, W/O HOLDING BRAKE; ACC. TOLERANCE R VIBRATION SEVERITY GRADE A, DEGREE OF PROTECTION IP 67 | 6068 | TEM | 1 | MC | 22.104 | 1
1FT70685AF701BA0 | SIMOTICS S SYNCHRON. MOTOR 1FT7, M0=15NM (100K) NN=3000RPM, PN=3,42KW NATURAL AIR COOLING; FRAME SIZE IMB 5 (IM V1, IM V3) FLANGE 0 POWER CONNECTOR ROTATABLE ABSOLUTE VALUE ENCODER SINGLETURN 24 BIT WITH DRIVE-CLIQ INTERFACE (ENCODER AS24DQI) SHAFT WITH FITTED KEY; W/O HOLDING BRAKE; ACC. TOLERANCE N VIBRATION SEVERITY GRADE A, DEGREE OF PROTECTION IP 64 | 4631 | TEM | 1 | MC | 16.404 | 1
1FT70685AF701BA1 | SIMOTICS S SYNCHRON. MOTOR 1FT7, M0=15NM (100K) NN=3000RPM, PN=3,42KW NATURAL AIR COOLING; FRAME SIZE IMB 5 (IM V1, IM V3) FLANGE 0 POWER CONNECTOR ROTATABLE ABSOLUTE VALUE ENCODER SINGLETURN 24 BIT WITH DRIVE-CLIQ INTERFACE (ENCODER AS24DQI) SHAFT WITH FITTED KEY; W/O HOLDING BRAKE; ACC. TOLERANCE N VIBRATION SEVERITY GRADE A, DEGREE OF PROTECTION IP 65 | 4727 | TEM | 1 | MC | 16.404 | 1
1FT70685AF701BA3 | SIMOTICS S SYNCHRON. MOTOR 1FT7, M0=15NM (100K) NN=3000RPM, PN=3,42KW NATURAL AIR COOLING; FRAME SIZE IMB 5 (IM V1, IM V3) FLANGE 0 POWER CONNECTOR ROTATABLE ABSOLUTE VALUE ENCODER SINGLETURN 24 BIT WITH DRIVE-CLIQ INTERFACE (ENCODER AS24DQI) SHAFT WITH FITTED KEY; W/O HOLDING BRAKE; ACC. TOLERANCE N VIBRATION SEVERITY GRADE A+R, DEGREE OF PROTECTION IP 64 | 4786 | TEM | 1 | MC | 16.404 | 1
1FT70685AF701BB0 | SIMOTICS S SYNCHRON. MOTOR 1FT7, M0=15NM (100K) NN=3000RPM, PN=3,42KW NATURAL AIR COOLING; FRAME SIZE IMB 5 (IM V1, IM V3) FLANGE 0 POWER CONNECTOR ROTATABLE ABSOLUTE VALUE ENCODER SINGLETURN 24 BIT WITH DRIVE-CLIQ INTERFACE (ENCODER AS24DQI) SHAFT WITH FITTED KEY; WITH HOLDING BRAKE; ACC. TOLERANCE N VIBRATION SEVERITY GRADE A, DEGREE OF PROTECTION IP 64 | 5425 | TEM | 1 | MC | 17.703 | 1
1FT70685AF701BD5 | SIMOTICS S SYNCHRON. MOTOR 1FT7, M0=15NM (100K) NN=3000RPM, PN=3,42KW NATURAL AIR COOLING; FRAME SIZE IMB 5 (IM V1, IM V3) FLANGE 0 POWER CONNECTOR ROTATABLE ABSOLUTE VALUE ENCODER SINGLETURN 24 BIT WITH DRIVE-CLIQ INTERFACE (ENCODER AS24DQI) SHAFT WITH FITTED KEY; W/O HOLDING BRAKE; ACC. TOLERANCE R VIBRATION SEVERITY GRADE A+R, DEGREE OF PROTECTION IP 67 | 5122 | TEM | 1 | MC | 16.404 | 1
1FT70685AF701BG1 | SIMOTICS S SYNCHRON. MOTOR 1FT7, M0=15NM (100K) NN=3000RPM, PN=3,42KW NATURAL AIR COOLING; FRAME SIZE IMB 5 (IM V1, IM V3) FLANGE 0 POWER CONNECTOR ROTATABLE ABSOLUTE VALUE ENCODER SINGLETURN 24 BIT WITH DRIVE-CLIQ INTERFACE (ENCODER AS24DQI) PLAIN SHAFT, W/O HOLDING BRAKE; ACC. TOLERANCE N VIBRATION SEVERITY GRADE A, DEGREE OF PROTECTION IP 65 | 4727 | TEM | 1 | MC | 16.404 | 1
1FT70685AF701BG2 | SIMOTICS S SYNCHRON. MOTOR 1FT7, M0=15NM (100K) NN=3000RPM, PN=3,42KW NATURAL AIR COOLING; FRAME SIZE IMB 5 (IM V1, IM V3) FLANGE 0 POWER CONNECTOR ROTATABLE ABSOLUTE VALUE ENCODER SINGLETURN 24 BIT WITH DRIVE-CLIQ INTERFACE (ENCODER AS24DQI) PLAIN SHAFT, W/O HOLDING BRAKE; ACC. TOLERANCE N VIBRATION SEVERITY GRADE A, DEGREE OF PROTECTION IP 67 | 4807 | TEM | 1 | MC | 16.404 | 1
1FT70685AF701BG4 | SIMOTICS S SYNCHRON. MOTOR 1FT7, M0=15NM (100K) NN=3000RPM, PN=3,42KW NATURAL AIR COOLING; FRAME SIZE IMB 5 (IM V1, IM V3) FLANGE 0 POWER CONNECTOR ROTATABLE ABSOLUTE VALUE ENCODER SINGLETURN 24 BIT WITH DRIVE-CLIQ INTERFACE (ENCODER AS24DQI) PLAIN SHAFT, W/O HOLDING BRAKE; ACC. TOLERANCE N VIBRATION SEVERITY GRADE A+R, DEGREE OF PROTECTION IP 65 | 4883 | TEM | 1 | MC | 16.404 | 1
1FT70685AF701BH0 | SIMOTICS S SYNCHRON. MOTOR 1FT7, M0=15NM (100K) NN=3000RPM, PN=3,42KW NATURAL AIR COOLING; FRAME SIZE IMB 5 (IM V1, IM V3) FLANGE 0 POWER CONNECTOR ROTATABLE ABSOLUTE VALUE ENCODER SINGLETURN 24 BIT WITH DRIVE-CLIQ INTERFACE (ENCODER AS24DQI) PLAIN SHAFT, WITH HOLDING BRAKE; ACCURACY TOLERANCE N VIBRATION SEVERITY GRADE A, DEGREE OF PROTECTION IP 64 | 5425 | TEM | 1 | MC | 17.703 | 1
1FT70685AF701BH1 | SIMOTICS S SYNCHRON. MOTOR 1FT7, M0=15NM (100K) NN=3000RPM, PN=3,42KW NATURAL AIR COOLING; FRAME SIZE IMB 5 (IM V1, IM V3) FLANGE 0 POWER CONNECTOR ROTATABLE ABSOLUTE VALUE ENCODER SINGLETURN 24 BIT WITH DRIVE-CLIQ INTERFACE (ENCODER AS24DQI) PLAIN SHAFT, WITH HOLDING BRAKE; ACCURACY TOLERANCE N VIBRATION SEVERITY GRADE A, DEGREE OF PROTECTION IP 65 | 5521 | TEM | 1 | MC | 17.703 | 1
1FT70685AF701CA0 | SIMOTICS S SYNCHRON. MOTOR 1FT7, M0=15NM (100K) NN=3000RPM, PN=3,42KW NATURAL AIR COOLING; FRAME SIZE IMB 5 (IM V1, IM V3) FLANGE 0 POWER CONNECTOR ROTATABLE ABSOLUTE ENCODER 24 BITS + 12 BIT MULTITURN WITH DRIVE-CLIQ INTERFACE (ENCODER AM24DQI) SHAFT WITH FITTED KEY; W/O HOLDING BRAKE; ACC. TOLERANCE N VIBRATION SEVERITY GRADE A, DEGREE OF PROTECTION IP 64 | 5396 | TEM | 1 | MC | 16.404 | 1
1FT70685AF701CA1 | SIMOTICS S SYNCHRON. MOTOR 1FT7, M0=15NM (100K) NN=3000RPM, PN=3,42KW NATURAL AIR COOLING; FRAME SIZE IMB 5 (IM V1, IM V3) FLANGE 0 POWER CONNECTOR ROTATABLE ABSOLUTE ENCODER 24 BITS + 12 BIT MULTITURN WITH DRIVE-CLIQ INTERFACE (ENCODER AM24DQI) SHAFT WITH FITTED KEY; W/O HOLDING BRAKE; ACC. TOLERANCE N VIBRATION SEVERITY GRADE A, DEGREE OF PROTECTION IP 65 | 5492 | TEM | 1 | MC | 16.404 | 1
1FT70685AF701CA2 | SIMOTICS S SYNCHRON. MOTOR 1FT7, M0=15NM (100K) NN=3000RPM, PN=3,42KW NATURAL AIR COOLING; FRAME SIZE IMB 5 (IM V1, IM V3) FLANGE 0 POWER CONNECTOR ROTATABLE ABSOLUTE ENCODER 24 BITS + 12 BIT MULTITURN WITH DRIVE-CLIQ INTERFACE (ENCODER AM24DQI) SHAFT WITH FITTED KEY; W/O HOLDING BRAKE; ACC. TOLERANCE N VIBRATION SEVERITY GRADE A, DEGREE OF PROTECTION IP 67 | 5572 | TEM | 1 | MC | 16.404 | 1
1FT70685AF701CA3 | SIMOTICS S SYNCHRON. MOTOR 1FT7, M0=15NM (100K) NN=3000RPM, PN=3,42KW NATURAL AIR COOLING; FRAME SIZE IMB 5 (IM V1, IM V3) FLANGE 0 POWER CONNECTOR ROTATABLE ABSOLUTE ENCODER 24 BITS + 12 BIT MULTITURN WITH DRIVE-CLIQ INTERFACE (ENCODER AM24DQI) SHAFT WITH FITTED KEY; W/O HOLDING BRAKE; ACC. TOLERANCE N VIBRATION SEVERITY GRADE A+R, DEGREE OF PROTECTION IP 64 | 5551 | TEM | 1 | MC | 16.404 | 1
1FT70685AF701CB0 | SIMOTICS S SYNCHRON. MOTOR 1FT7, M0=15NM (100K) NN=3000RPM, PN=3,42KW NATURAL AIR COOLING; FRAME SIZE IMB 5 (IM V1, IM V3) FLANGE 0 POWER CONNECTOR ROTATABLE ABSOLUTE ENCODER 24 BITS + 12 BIT MULTITURN WITH DRIVE-CLIQ INTERFACE (ENCODER AM24DQI) SHAFT WITH FITTED KEY; WITH HOLDING BRAKE; ACC. TOLERANCE N VIBRATION SEVERITY GRADE A, DEGREE OF PROTECTION IP 64 | 6190 | TEM | 1 | MC | 17.703 | 1
1FT70685AF701CB1 | SIMOTICS S SYNCHRON. MOTOR 1FT7, M0=15NM (100K) NN=3000RPM, PN=3,42KW NATURAL AIR COOLING; FRAME SIZE IMB 5 (IM V1, IM V3) FLANGE 0 POWER CONNECTOR ROTATABLE ABSOLUTE ENCODER 24 BITS + 12 BIT MULTITURN WITH DRIVE-CLIQ INTERFACE (ENCODER AM24DQI) SHAFT WITH FITTED KEY; WITH HOLDING BRAKE; ACC. TOLERANCE N VIBRATION SEVERITY GRADE A, DEGREE OF PROTECTION IP 65 | 6286 | TEM | 1 | MC | 17.703 | 1
1FT70685AF701CB2 | SIMOTICS S SYNCHRON. MOTOR 1FT7, M0=15NM (100K) NN=3000RPM, PN=3,42KW NATURAL AIR COOLING; FRAME SIZE IMB 5 (IM V1, IM V3) FLANGE 0 POWER CONNECTOR ROTATABLE ABSOLUTE ENCODER 24 BITS + 12 BIT MULTITURN WITH DRIVE-CLIQ INTERFACE (ENCODER AM24DQI) SHAFT WITH FITTED KEY; WITH HOLDING BRAKE; ACC. TOLERANCE N VIBRATION SEVERITY GRADE A, DEGREE OF PROTECTION IP 67 | 6366 | TEM | 1 | MC | 17.703 | 1
1FT70685AF701CG0 | SIMOTICS S SYNCHRON. MOTOR 1FT7, M0=15NM (100K) NN=3000RPM, PN=3,42KW NATURAL AIR COOLING; FRAME SIZE IMB 5 (IM V1, IM V3) FLANGE 0 POWER CONNECTOR ROTATABLE ABSOLUTE ENCODER 24 BITS + 12 BIT MULTITURN WITH DRIVE-CLIQ INTERFACE (ENCODER AM24DQI) PLAIN SHAFT, W/O HOLDING BRAKE; ACC. TOLERANCE N VIBRATION SEVERITY GRADE A, DEGREE OF PROTECTION IP 64 | 5396 | TEM | 1 | MC | 16.404 | 1
1FT70685AF701CG1 | SIMOTICS S SYNCHRON. MOTOR 1FT7, M0=15NM (100K) NN=3000RPM, PN=3,42KW NATURAL AIR COOLING; FRAME SIZE IMB 5 (IM V1, IM V3) FLANGE 0 POWER CONNECTOR ROTATABLE ABSOLUTE ENCODER 24 BITS + 12 BIT MULTITURN WITH DRIVE-CLIQ INTERFACE (ENCODER AM24DQI) PLAIN SHAFT, W/O HOLDING BRAKE; ACC. TOLERANCE N VIBRATION SEVERITY GRADE A, DEGREE OF PROTECTION IP 65 | 5492 | TEM | 1 | MC | 16.404 | 1
1FT70685AF701CG2 | SIMOTICS S SYNCHRON. MOTOR 1FT7, M0=15NM (100K) NN=3000RPM, PN=3,42KW NATURAL AIR COOLING; FRAME SIZE IMB 5 (IM V1, IM V3) FLANGE 0 POWER CONNECTOR ROTATABLE ABSOLUTE ENCODER 24 BITS + 12 BIT MULTITURN WITH DRIVE-CLIQ INTERFACE (ENCODER AM24DQI) PLAIN SHAFT, W/O HOLDING BRAKE; ACC. TOLERANCE N VIBRATION SEVERITY GRADE A, DEGREE OF PROTECTION IP 67 | 5572 | TEM | 1 | MC | 16.404 | 1
1FT70685AF701CG3 | SIMOTICS S SYNCHRON. MOTOR 1FT7, M0=15NM (100K) NN=3000RPM, PN=3,42KW NATURAL AIR COOLING; FRAME SIZE IMB 5 (IM V1, IM V3) FLANGE 0 POWER CONNECTOR ROTATABLE ABSOLUTE ENCODER 24 BITS + 12 BIT MULTITURN WITH DRIVE-CLIQ INTERFACE (ENCODER AM24DQI) PLAIN SHAFT, W/O HOLDING BRAKE; ACC. TOLERANCE N VIBRATION SEVERITY GRADE A+R, DEGREE OF PROTECTION IP 64 | 5551 | TEM | 1 | MC | 16.404 | 1
1FT70685AF701CG5 | SIMOTICS S SYNCHRON. MOTOR 1FT7, M0=15NM (100K) NN=3000RPM, PN=3,42KW NATURAL AIR COOLING; FRAME SIZE IMB 5 (IM V1, IM V3) FLANGE 0 POWER CONNECTOR ROTATABLE ABSOLUTE ENCODER 24 BITS + 12 BIT MULTITURN WITH DRIVE-CLIQ INTERFACE (ENCODER AM24DQI) PLAIN SHAFT, W/O HOLDING BRAKE; ACC. TOLERANCE N VIBRATION SEVERITY GRADE A+R, DEGREE OF PROTECTION IP 67 | 5728 | TEM | 1 | MC | 16.404 | 1
1FT70685AF701CH0 | SIMOTICS S SYNCHRON. MOTOR 1FT7, M0=15NM (100K) NN=3000RPM, PN=3,42KW NATURAL AIR COOLING; FRAME SIZE IMB 5 (IM V1, IM V3) FLANGE 0 POWER CONNECTOR ROTATABLE ABSOLUTE ENCODER 24 BITS + 12 BIT MULTITURN WITH DRIVE-CLIQ INTERFACE (ENCODER AM24DQI) PLAIN SHAFT, WITH HOLDING BRAKE; ACCURACY TOLERANCE N VIBRATION SEVERITY GRADE A, DEGREE OF PROTECTION IP 64 | 6190 | TEM | 1 | MC | 17.703 | 1
1FT70685AF701CH1 | SIMOTICS S SYNCHRON. MOTOR 1FT7, M0=15NM (100K) NN=3000RPM, PN=3,42KW NATURAL AIR COOLING; FRAME SIZE IMB 5 (IM V1, IM V3) FLANGE 0 POWER CONNECTOR ROTATABLE ABSOLUTE ENCODER 24 BITS + 12 BIT MULTITURN WITH DRIVE-CLIQ INTERFACE (ENCODER AM24DQI) PLAIN SHAFT, WITH HOLDING BRAKE; ACCURACY TOLERANCE N VIBRATION SEVERITY GRADE A, DEGREE OF PROTECTION IP 65 | 6286 | TEM | 1 | MC | 17.703 | 1
1FT70685AF701CH2 | SIMOTICS S SYNCHRON. MOTOR 1FT7, M0=15NM (100K) NN=3000RPM, PN=3,42KW NATURAL AIR COOLING; FRAME SIZE IMB 5 (IM V1, IM V3) FLANGE 0 POWER CONNECTOR ROTATABLE ABSOLUTE ENCODER 24 BITS + 12 BIT MULTITURN WITH DRIVE-CLIQ INTERFACE (ENCODER AM24DQI) PLAIN SHAFT, WITH HOLDING BRAKE; ACCURACY TOLERANCE N VIBRATION SEVERITY GRADE A, DEGREE OF PROTECTION IP 67 | 6366 | TEM | 1 | MC | 17.703 | 1
1FT70685AF701CH3 | SIMOTICS S SYNCHRON. MOTOR 1FT7, M0=15NM (100K) NN=3000RPM, PN=3,42KW NATURAL AIR COOLING; FRAME SIZE IMB 5 (IM V1, IM V3) FLANGE 0 POWER CONNECTOR ROTATABLE ABSOLUTE ENCODER 24 BITS + 12 BIT MULTITURN WITH DRIVE-CLIQ INTERFACE (ENCODER AM24DQI) PLAIN SHAFT, WITH HOLDING BRAKE; ACCURACY TOLERANCE N VIBRATION SEVERITY GRADE A+R, DEGREE OF PROTECTION IP 64 | 6345 | TEM | 1 | MC | 17.703 | 1
1FT70685AF701DA0 | SIMOTICS S SYNCHRON. MOTOR 1FT7, M0=15NM (100K) NN=3000RPM, PN=3,42KW NATURAL AIR COOLING; FRAME SIZE IMB 5 (IM V1, IM V3) FLANGE 0 POWER CONNECTOR ROTATABLE INCREMENTAL ENCODER 2048 S/R WITH DRIVE-CLIQ INTERFACE (ENCODER I-2048) CONNECTOR ROTATABLE SHAFT WITH FITTED KEY; W/O HOLDING BRAKE; ACC. TOLERANCE N VIBRATION SEVERITY GRADE A, DEGREE OF PROTECTION IP 64 | 4711 | TEM | 1 | MC | 16.404 | 1
1FT70685AF701DA1 | SIMOTICS S SYNCHRON. MOTOR 1FT7, M0=15NM (100K) NN=3000RPM, PN=3,42KW NATURAL AIR COOLING; FRAME SIZE IMB 5 (IM V1, IM V3) FLANGE 0 POWER CONNECTOR ROTATABLE INCREMENTAL ENCODER 2048 S/R WITH DRIVE-CLIQ INTERFACE (ENCODER I-2048) CONNECTOR ROTATABLE SHAFT WITH FITTED KEY; W/O HOLDING BRAKE; ACC. TOLERANCE N VIBRATION SEVERITY GRADE A, DEGREE OF PROTECTION IP 65 | 4807 | TEM | 1 | MC | 16.404 | 1
1FT70685AF701DA2 | SIMOTICS S SYNCHRON. MOTOR 1FT7, M0=15NM (100K) NN=3000RPM, PN=3,42KW NATURAL AIR COOLING; FRAME SIZE IMB 5 (IM V1, IM V3) FLANGE 0 POWER CONNECTOR ROTATABLE INCREMENTAL ENCODER 2048 S/R WITH DRIVE-CLIQ INTERFACE (ENCODER I-2048) CONNECTOR ROTATABLE SHAFT WITH FITTED KEY; W/O HOLDING BRAKE; ACC. TOLERANCE N VIBRATION SEVERITY GRADE A, DEGREE OF PROTECTION IP 67 | 4887 | TEM | 1 | MC | 16.404 | 1
1FT70685AF701DA3 | SIMOTICS S SYNCHRON. MOTOR 1FT7, M0=15NM (100K) NN=3000RPM, PN=3,42KW NATURAL AIR COOLING; FRAME SIZE IMB 5 (IM V1, IM V3) FLANGE 0 POWER CONNECTOR ROTATABLE INCREMENTAL ENCODER 2048 S/R WITH DRIVE-CLIQ INTERFACE (ENCODER I-2048) CONNECTOR ROTATABLE SHAFT WITH FITTED KEY; W/O HOLDING BRAKE; ACC. TOLERANCE N VIBRATION SEVERITY GRADE A+R, DEGREE OF PROTECTION IP 64 | 4866 | TEM | 1 | MC | 16.404 | 1
1FT70685AF701DA4 | SIMOTICS S SYNCHRON. MOTOR 1FT7, M0=15NM (100K) NN=3000RPM, PN=3,42KW NATURAL AIR COOLING; FRAME SIZE IMB 5 (IM V1, IM V3) FLANGE 0 POWER CONNECTOR ROTATABLE INCREMENTAL ENCODER 2048 S/R WITH DRIVE-CLIQ INTERFACE (ENCODER I-2048) CONNECTOR ROTATABLE SHAFT WITH FITTED KEY; W/O HOLDING BRAKE; ACC. TOLERANCE N VIBRATION SEVERITY GRADE A+R, DEGREE OF PROTECTION IP 65 | 4963 | TEM | 1 | MC | 16.404 | 1
1FT70685AF701DB0 | SIMOTICS S SYNCHRON. MOTOR 1FT7, M0=15NM (100K) NN=3000RPM, PN=3,42KW NATURAL AIR COOLING; FRAME SIZE IMB 5 (IM V1, IM V3) FLANGE 0 POWER CONNECTOR ROTATABLE INCREMENTAL ENCODER 2048 S/R WITH DRIVE-CLIQ INTERFACE (ENCODER I-2048) CONNECTOR ROTATABLE SHAFT WITH FITTED KEY; WITH HOLDING BRAKE; ACC. TOLERANCE N VIBRATION SEVERITY GRADE A, DEGREE OF PROTECTION IP 64 | 5505 | TEM | 1 | MC | 17.703 | 1
1FT70685AF701DB2 | SIMOTICS S SYNCHRON. MOTOR 1FT7, M0=15NM (100K) NN=3000RPM, PN=3,42KW NATURAL AIR COOLING; FRAME SIZE IMB 5 (IM V1, IM V3) FLANGE 0 POWER CONNECTOR ROTATABLE INCREMENTAL ENCODER 2048 S/R WITH DRIVE-CLIQ INTERFACE (ENCODER I-2048) CONNECTOR ROTATABLE SHAFT WITH FITTED KEY; WITH HOLDING BRAKE; ACC. TOLERANCE N VIBRATION SEVERITY GRADE A, DEGREE OF PROTECTION IP 67 | 5681 | TEM | 1 | MC | 17.703 | 1
1FT70685AF701DG0 | SIMOTICS S SYNCHRON. MOTOR 1FT7, M0=15NM (100K) NN=3000RPM, PN=3,42KW NATURAL AIR COOLING; FRAME SIZE IMB 5 (IM V1, IM V3) FLANGE 0 POWER CONNECTOR ROTATABLE INCREMENTAL ENCODER 2048 S/R WITH DRIVE-CLIQ INTERFACE (ENCODER I-2048) CONNECTOR ROTATABLE PLAIN SHAFT, W/O HOLDING BRAKE; ACC. TOLERANCE N VIBRATION SEVERITY GRADE A, DEGREE OF PROTECTION IP 64 | 4711 | TEM | 1 | MC | 16.404 | 1
1FT70685AF701DG1 | SIMOTICS S SYNCHRON. MOTOR 1FT7, M0=15NM (100K) NN=3000RPM, PN=3,42KW NATURAL AIR COOLING; FRAME SIZE IMB 5 (IM V1, IM V3) FLANGE 0 POWER CONNECTOR ROTATABLE INCREMENTAL ENCODER 2048 S/R WITH DRIVE-CLIQ INTERFACE (ENCODER I-2048) CONNECTOR ROTATABLE PLAIN SHAFT, W/O HOLDING BRAKE; ACC. TOLERANCE N VIBRATION SEVERITY GRADE A, DEGREE OF PROTECTION IP 65 | 4807 | TEM | 1 | MC | 16.404 | 1
1FT70685AF701DG2 | SIMOTICS S SYNCHRON. MOTOR 1FT7, M0=15NM (100K) NN=3000RPM, PN=3,42KW NATURAL AIR COOLING; FRAME SIZE IMB 5 (IM V1, IM V3) FLANGE 0 POWER CONNECTOR ROTATABLE INCREMENTAL ENCODER 2048 S/R WITH DRIVE-CLIQ INTERFACE (ENCODER I-2048) CONNECTOR ROTATABLE PLAIN SHAFT, W/O HOLDING BRAKE; ACC. TOLERANCE N VIBRATION SEVERITY GRADE A, DEGREE OF PROTECTION IP 67 | 4887 | TEM | 1 | MC | 16.404 | 1
1FT70685AF701DH0 | SIMOTICS S SYNCHRON. MOTOR 1FT7, M0=15NM (100K) NN=3000RPM, PN=3,42KW NATURAL AIR COOLING; FRAME SIZE IMB 5 (IM V1, IM V3) FLANGE 0 POWER CONNECTOR ROTATABLE INCREMENTAL ENCODER 2048 S/R WITH DRIVE-CLIQ INTERFACE (ENCODER I-2048) CONNECTOR ROTATABLE PLAIN SHAFT, WITH HOLDING BRAKE; ACCURACY TOLERANCE N VIBRATION SEVERITY GRADE A, DEGREE OF PROTECTION IP 64 | 5505 | TEM | 1 | MC | 17.703 | 1
1FT70685AF701DH2 | SIMOTICS S SYNCHRON. MOTOR 1FT7, M0=15NM (100K) NN=3000RPM, PN=3,42KW NATURAL AIR COOLING; FRAME SIZE IMB 5 (IM V1, IM V3) FLANGE 0 POWER CONNECTOR ROTATABLE INCREMENTAL ENCODER 2048 S/R WITH DRIVE-CLIQ INTERFACE (ENCODER I-2048) CONNECTOR ROTATABLE PLAIN SHAFT, WITH HOLDING BRAKE; ACCURACY TOLERANCE N VIBRATION SEVERITY GRADE A, DEGREE OF PROTECTION IP 67 | 5681 | TEM | 1 | MC | 17.703 | 1
1FT70685AF701DH3 | SIMOTICS S SYNCHRON. MOTOR 1FT7, M0=15NM (100K) NN=3000RPM, PN=3,42KW NATURAL AIR COOLING; FRAME SIZE IMB 5 (IM V1, IM V3) FLANGE 0 POWER CONNECTOR ROTATABLE INCREMENTAL ENCODER 2048 S/R WITH DRIVE-CLIQ INTERFACE (ENCODER I-2048) CONNECTOR ROTATABLE PLAIN SHAFT, WITH HOLDING BRAKE; ACCURACY TOLERANCE N VIBRATION SEVERITY GRADE A+R, DEGREE OF PROTECTION IP 64 | 5660 | TEM | 1 | MC | 17.703 | 1
1FT70685AF701DK2 | SIMOTICS S SYNCHRON. MOTOR 1FT7, M0=15NM (100K) NN=3000RPM, PN=3,42KW NATURAL AIR COOLING; FRAME SIZE IMB 5 (IM V1, IM V3) FLANGE 0 POWER CONNECTOR ROTATABLE INCREMENTAL ENCODER 2048 S/R WITH DRIVE-CLIQ INTERFACE (ENCODER I-2048) CONNECTOR ROTATABLE PLAIN SHAFT, W/O HOLDING BRAKE; ACC. TOLERANCE R VIBRATION SEVERITY GRADE A, DEGREE OF PROTECTION IP 67 | 5046 | TEM | 1 | MC | 16.404 | 1
1FT70685AF701FA0 | SIMOTICS S SYNCHRON. MOTOR 1FT7, M0=15NM (100K) NN=3000RPM, PN=3,42KW NATURAL AIR COOLING; FRAME SIZE IMB 5 (IM V1, IM V3) FLANGE 0 POWER CONNECTOR ROTATABLE ABSOLUTE ENCODER 22 BITS MULTI TURN WITH DRIVE-CLIQ INTERFACE (ENCODER AM-22-DQ) CONNECTOR ROTATABLE SHAFT WITH FITTED KEY; W/O HOLDING BRAKE; ACC. TOLERANCE N VIBRATION SEVERITY GRADE A, DEGREE OF PROTECTION IP 64 | 5476 | TEM | 1 | MC | 16.404 | 1
1FT70685AF701FA1 | SIMOTICS S SYNCHRON. MOTOR 1FT7, M0=15NM (100K) NN=3000RPM, PN=3,42KW NATURAL AIR COOLING; FRAME SIZE IMB 5 (IM V1, IM V3) FLANGE 0 POWER CONNECTOR ROTATABLE ABSOLUTE ENCODER 22 BITS MULTI TURN WITH DRIVE-CLIQ INTERFACE (ENCODER AM-22-DQ) CONNECTOR ROTATABLE SHAFT WITH FITTED KEY; W/O HOLDING BRAKE; ACC. TOLERANCE N VIBRATION SEVERITY GRADE A, DEGREE OF PROTECTION IP 65 | 5572 | TEM | 1 | MC | 16.404 | 1
1FT70685AF701FA2 | SIMOTICS S SYNCHRON. MOTOR 1FT7, M0=15NM (100K) NN=3000RPM, PN=3,42KW NATURAL AIR COOLING; FRAME SIZE IMB 5 (IM V1, IM V3) FLANGE 0 POWER CONNECTOR ROTATABLE ABSOLUTE ENCODER 22 BITS MULTI TURN WITH DRIVE-CLIQ INTERFACE (ENCODER AM-22-DQ) CONNECTOR ROTATABLE SHAFT WITH FITTED KEY; W/O HOLDING BRAKE; ACC. TOLERANCE N VIBRATION SEVERITY GRADE A, DEGREE OF PROTECTION IP 67 | 5652 | TEM | 1 | MC | 16.404 | 1
1FT70685AF701FA3 | SIMOTICS S SYNCHRON. MOTOR 1FT7, M0=15NM (100K) NN=3000RPM, PN=3,42KW NATURAL AIR COOLING; FRAME SIZE IMB 5 (IM V1, IM V3) FLANGE 0 POWER CONNECTOR ROTATABLE ABSOLUTE ENCODER 22 BITS MULTI TURN WITH DRIVE-CLIQ INTERFACE (ENCODER AM-22-DQ) CONNECTOR ROTATABLE SHAFT WITH FITTED KEY; W/O HOLDING BRAKE; ACC. TOLERANCE N VIBRATION SEVERITY GRADE A+R, DEGREE OF PROTECTION IP 64 | 5631 | TEM | 1 | MC | 16.404 | 1
1FT70685AF701FB0 | SIMOTICS S SYNCHRON. MOTOR 1FT7, M0=15NM (100K) NN=3000RPM, PN=3,42KW NATURAL AIR COOLING; FRAME SIZE IMB 5 (IM V1, IM V3) FLANGE 0 POWER CONNECTOR ROTATABLE ABSOLUTE ENCODER 22 BITS MULTI TURN WITH DRIVE-CLIQ INTERFACE (ENCODER AM-22-DQ) CONNECTOR ROTATABLE SHAFT WITH FITTED KEY; WITH HOLDING BRAKE; ACC. TOLERANCE N VIBRATION SEVERITY GRADE A, DEGREE OF PROTECTION IP 64 | 6270 | TEM | 1 | MC | 17.703 | 1
1FT70685AF701FB3 | SIMOTICS S SYNCHRON. MOTOR 1FT7, M0=15NM (100K) NN=3000RPM, PN=3,42KW NATURAL AIR COOLING; FRAME SIZE IMB 5 (IM V1, IM V3) FLANGE 0 POWER CONNECTOR ROTATABLE ABSOLUTE ENCODER 22 BITS MULTI TURN WITH DRIVE-CLIQ INTERFACE (ENCODER AM-22-DQ) CONNECTOR ROTATABLE SHAFT WITH FITTED KEY; WITH HOLDING BRAKE; ACC. TOLERANCE N VIBRATION SEVERITY GRADE A+R, DEGREE OF PROTECTION IP 64 | 6425 | TEM | 1 | MC | 17.703 | 1
1FT70685AF701FB4 | SIMOTICS S SYNCHRON. MOTOR 1FT7, M0=15NM (100K) NN=3000RPM, PN=3,42KW NATURAL AIR COOLING; FRAME SIZE IMB 5 (IM V1, IM V3) FLANGE 0 POWER CONNECTOR ROTATABLE ABSOLUTE ENCODER 22 BITS MULTI TURN WITH DRIVE-CLIQ INTERFACE (ENCODER AM-22-DQ) CONNECTOR ROTATABLE SHAFT WITH FITTED KEY; WITH HOLDING BRAKE; ACC. TOLERANCE N VIBRATION SEVERITY GRADE A+R, DEGREE OF PROTECTION IP 65 | 6522 | TEM | 1 | MC | 17.703 | 1
1FT70685AF701FG0 | SIMOTICS S SYNCHRON. MOTOR 1FT7, M0=15NM (100K) NN=3000RPM, PN=3,42KW NATURAL AIR COOLING; FRAME SIZE IMB 5 (IM V1, IM V3) FLANGE 0 POWER CONNECTOR ROTATABLE ABSOLUTE ENCODER 22 BITS MULTI TURN WITH DRIVE-CLIQ INTERFACE (ENCODER AM-22-DQ) CONNECTOR ROTATABLE PLAIN SHAFT, W/O HOLDING BRAKE; ACC. TOLERANCE N VIBRATION SEVERITY GRADE A, DEGREE OF PROTECTION IP 64 | 5476 | TEM | 1 | MC | 16.404 | 1
1FT70685AF701FG1 | SIMOTICS S SYNCHRON. MOTOR 1FT7, M0=15NM (100K) NN=3000RPM, PN=3,42KW NATURAL AIR COOLING; FRAME SIZE IMB 5 (IM V1, IM V3) FLANGE 0 POWER CONNECTOR ROTATABLE ABSOLUTE ENCODER 22 BITS MULTI TURN WITH DRIVE-CLIQ INTERFACE (ENCODER AM-22-DQ) CONNECTOR ROTATABLE PLAIN SHAFT, W/O HOLDING BRAKE; ACC. TOLERANCE N VIBRATION SEVERITY GRADE A, DEGREE OF PROTECTION IP 65 | 5572 | TEM | 1 | MC | 16.404 | 1
1FT70685AF701FG4 | SIMOTICS S SYNCHRON. MOTOR 1FT7, M0=15NM (100K) NN=3000RPM, PN=3,42KW NATURAL AIR COOLING; FRAME SIZE IMB 5 (IM V1, IM V3) FLANGE 0 POWER CONNECTOR ROTATABLE ABSOLUTE ENCODER 22 BITS MULTI TURN WITH DRIVE-CLIQ INTERFACE (ENCODER AM-22-DQ) CONNECTOR ROTATABLE PLAIN SHAFT, W/O HOLDING BRAKE; ACC. TOLERANCE N VIBRATION SEVERITY GRADE A+R, DEGREE OF PROTECTION IP 65 | 5728 | TEM | 1 | MC | 16.404 | 1
1FT70685AF701FG5 | SIMOTICS S SYNCHRON. MOTOR 1FT7, M0=15NM (100K) NN=3000RPM, PN=3,42KW NATURAL AIR COOLING; FRAME SIZE IMB 5 (IM V1, IM V3) FLANGE 0 POWER CONNECTOR ROTATABLE ABSOLUTE ENCODER 22 BITS MULTI TURN WITH DRIVE-CLIQ INTERFACE (ENCODER AM-22-DQ) CONNECTOR ROTATABLE PLAIN SHAFT, W/O HOLDING BRAKE; ACC. TOLERANCE N VIBRATION SEVERITY GRADE A+R, DEGREE OF PROTECTION IP 67 | 5808 | TEM | 1 | MC | 16.404 | 1
1FT70685AF701FH0 | SIMOTICS S SYNCHRON. MOTOR 1FT7, M0=15NM (100K) NN=3000RPM, PN=3,42KW NATURAL AIR COOLING; FRAME SIZE IMB 5 (IM V1, IM V3) FLANGE 0 POWER CONNECTOR ROTATABLE ABSOLUTE ENCODER 22 BITS MULTI TURN WITH DRIVE-CLIQ INTERFACE (ENCODER AM-22-DQ) CONNECTOR ROTATABLE PLAIN SHAFT, WITH HOLDING BRAKE; ACCURACY TOLERANCE N VIBRATION SEVERITY GRADE A, DEGREE OF PROTECTION IP 64 | 6270 | TEM | 1 | MC | 17.703 | 1
1FT70685AF701FH1 | SIMOTICS S SYNCHRON. MOTOR 1FT7, M0=15NM (100K) NN=3000RPM, PN=3,42KW NATURAL AIR COOLING; FRAME SIZE IMB 5 (IM V1, IM V3) FLANGE 0 POWER CONNECTOR ROTATABLE ABSOLUTE ENCODER 22 BITS MULTI TURN WITH DRIVE-CLIQ INTERFACE (ENCODER AM-22-DQ) CONNECTOR ROTATABLE PLAIN SHAFT, WITH HOLDING BRAKE; ACCURACY TOLERANCE N VIBRATION SEVERITY GRADE A, DEGREE OF PROTECTION IP 65 | 6366 | TEM | 1 | MC | 17.703 | 1
1FT70685AF701FH2 | SIMOTICS S SYNCHRON. MOTOR 1FT7, M0=15NM (100K) NN=3000RPM, PN=3,42KW NATURAL AIR COOLING; FRAME SIZE IMB 5 (IM V1, IM V3) FLANGE 0 POWER CONNECTOR ROTATABLE ABSOLUTE ENCODER 22 BITS MULTI TURN WITH DRIVE-CLIQ INTERFACE (ENCODER AM-22-DQ) CONNECTOR ROTATABLE PLAIN SHAFT, WITH HOLDING BRAKE; ACCURACY TOLERANCE N VIBRATION SEVERITY GRADE A, DEGREE OF PROTECTION IP 67 | 6446 | TEM | 1 | MC | 17.703 | 1
1FT70685AF701FH3 | SIMOTICS S SYNCHRON. MOTOR 1FT7, M0=15NM (100K) NN=3000RPM, PN=3,42KW NATURAL AIR COOLING; FRAME SIZE IMB 5 (IM V1, IM V3) FLANGE 0 POWER CONNECTOR ROTATABLE ABSOLUTE ENCODER 22 BITS MULTI TURN WITH DRIVE-CLIQ INTERFACE (ENCODER AM-22-DQ) CONNECTOR ROTATABLE PLAIN SHAFT, WITH HOLDING BRAKE; ACCURACY TOLERANCE N VIBRATION SEVERITY GRADE A+R, DEGREE OF PROTECTION IP 64 | 6425 | TEM | 1 | MC | 17.703 | 1
1FT70685AF701MA0 | SIMOTICS S SYNCHRON. MOTOR 1FT7, M0=15NM (100K) NN=3000RPM, PN=3,42KW NATURAL AIR COOLING; FRAME SIZE IMB 5 (IM V1, IM V3) FLANGE (COMPACT) WITH KTY TEMPERATURE SENSOR POWER CONNECTOR ROTATABLE ABSOLUTE ENCODER ENDAT 2048 S/R (ENCODER A-2048) CONNECTOR ROTATABLE SHAFT WITH FITTED KEY; W/O HOLDING BRAKE; ACC. TOLERANCE N VIBRATION SEVERITY GRADE A, DEGREE OF PROTECTION IP 64 | 5044 | TEM | 1 | MC | 16.404 | 1
1FT70685AF701MG1 | SIMOTICS S SYNCHRON. MOTOR 1FT7, M0=15NM (100K) NN=3000RPM, PN=3,42KW NATURAL AIR COOLING; FRAME SIZE IMB 5 (IM V1, IM V3) FLANGE (COMPACT) WITH KTY TEMPERATURE SENSOR POWER CONNECTOR ROTATABLE ABSOLUTE ENCODER ENDAT 2048 S/R (ENCODER A-2048) CONNECTOR ROTATABLE PLAIN SHAFT, W/O HOLDING BRAKE; ACC. TOLERANCE N VIBRATION SEVERITY GRADE A, DEGREE OF PROTECTION IP 65 | 5141 | TEM | 1 | MC | 16.404 | 1
1FT70685AF701MH1 | SIMOTICS S SYNCHRON. MOTOR 1FT7, M0=15NM (100K) NN=3000RPM, PN=3,42KW NATURAL AIR COOLING; FRAME SIZE IMB 5 (IM V1, IM V3) FLANGE (COMPACT) WITH KTY TEMPERATURE SENSOR POWER CONNECTOR ROTATABLE ABSOLUTE ENCODER ENDAT 2048 S/R (ENCODER A-2048) CONNECTOR ROTATABLE PLAIN SHAFT, WITH HOLDING BRAKE; ACCURACY TOLERANCE N VIBRATION SEVERITY GRADE A, DEGREE OF PROTECTION IP 65 | 5934 | TEM | 1 | MC | 17.703 | 1
1FT70685AF701NA2 | SIMOTICS S SYNCHRON. MOTOR 1FT7, M0=15NM (100K) NN=3000RPM, PN=3,42KW NATURAL AIR COOLING; FRAME SIZE IMB 5 (IM V1, IM V3) FLANGE (COMPACT) WITH KTY TEMPERATURE SENSOR POWER CONNECTOR ROTATABLE INCREM. ENCODER SIN/COS 1VSS 2048 S/R (ENCODER I-2048) CONNECTOR ROTATABLE SHAFT WITH FITTED KEY; W/O HOLDING BRAKE; ACC. TOLERANCE N VIBRATION SEVERITY GRADE A, DEGREE OF PROTECTION IP 67 | 4466 | TEM | 1 | MC | 16.404 | 1
1FT70685AF701NB0 | SIMOTICS S SYNCHRON. MOTOR 1FT7, M0=15NM (100K) NN=3000RPM, PN=3,42KW NATURAL AIR COOLING; FRAME SIZE IMB 5 (IM V1, IM V3) FLANGE (COMPACT) WITH KTY TEMPERATURE SENSOR POWER CONNECTOR ROTATABLE INCREM. ENCODER SIN/COS 1VSS 2048 S/R (ENCODER I-2048) CONNECTOR ROTATABLE SHAFT WITH FITTED KEY; WITH HOLDING BRAKE; ACC. TOLERANCE N VIBRATION SEVERITY GRADE A, DEGREE OF PROTECTION IP 64 | 5084 | TEM | 1 | MC | 17.703 | 1
1FT70685AF701NB1 | SIMOTICS S SYNCHRON. MOTOR 1FT7, M0=15NM (100K) NN=3000RPM, PN=3,42KW NATURAL AIR COOLING; FRAME SIZE IMB 5 (IM V1, IM V3) FLANGE (COMPACT) WITH KTY TEMPERATURE SENSOR POWER CONNECTOR ROTATABLE INCREM. ENCODER SIN/COS 1VSS 2048 S/R (ENCODER I-2048) CONNECTOR ROTATABLE SHAFT WITH FITTED KEY; WITH HOLDING BRAKE; ACC. TOLERANCE N VIBRATION SEVERITY GRADE A, DEGREE OF PROTECTION IP 65 | 5180 | TEM | 1 | MC | 17.703 | 1
1FT70685AF701ND0 | SIMOTICS S SYNCHRON. MOTOR 1FT7, M0=15NM (100K) NN=3000RPM, PN=3,42KW NATURAL AIR COOLING; FRAME SIZE IMB 5 (IM V1, IM V3) FLANGE (COMPACT) WITH KTY TEMPERATURE SENSOR POWER CONNECTOR ROTATABLE INCREM. ENCODER SIN/COS 1VSS 2048 S/R (ENCODER I-2048) CONNECTOR ROTATABLE SHAFT WITH FITTED KEY; W/O HOLDING BRAKE; ACC. TOLERANCE R VIBRATION SEVERITY GRADE A, DEGREE OF PROTECTION IP 64 | 4450 | TEM | 1 | MC | 16.404 | 1
1FT70685AF701ND5 | SIMOTICS S SYNCHRON. MOTOR 1FT7, M0=15NM (100K) NN=3000RPM, PN=3,42KW NATURAL AIR COOLING; FRAME SIZE IMB 5 (IM V1, IM V3) FLANGE (COMPACT) WITH KTY TEMPERATURE SENSOR POWER CONNECTOR ROTATABLE INCREM. ENCODER SIN/COS 1VSS 2048 S/R (ENCODER I-2048) CONNECTOR ROTATABLE SHAFT WITH FITTED KEY; W/O HOLDING BRAKE; ACC. TOLERANCE R VIBRATION SEVERITY GRADE A+R, DEGREE OF PROTECTION IP 67 | 4781 | TEM | 1 | MC | 16.404 | 1
1FT70685AF701NE0 | SIMOTICS S SYNCHRON. MOTOR 1FT7, M0=15NM (100K) NN=3000RPM, PN=3,42KW NATURAL AIR COOLING; FRAME SIZE IMB 5 (IM V1, IM V3) FLANGE (COMPACT) WITH KTY TEMPERATURE SENSOR POWER CONNECTOR ROTATABLE INCREM. ENCODER SIN/COS 1VSS 2048 S/R (ENCODER I-2048) CONNECTOR ROTATABLE SHAFT WITH FITTED KEY; WITH HOLDING BRAKE; ACC. TOLERANCE R VIBRATION SEVERITY GRADE A, DEGREE OF PROTECTION IP 64 | 5241 | TEM | 1 | MC | 17.703 | 1
1FT70685AF701NG0 | SIMOTICS S SYNCHRON. MOTOR 1FT7, M0=15NM (100K) NN=3000RPM, PN=3,42KW NATURAL AIR COOLING; FRAME SIZE IMB 5 (IM V1, IM V3) FLANGE (COMPACT) WITH KTY TEMPERATURE SENSOR POWER CONNECTOR ROTATABLE INCREM. ENCODER SIN/COS 1VSS 2048 S/R (ENCODER I-2048) CONNECTOR ROTATABLE PLAIN SHAFT, W/O HOLDING BRAKE; ACC. TOLERANCE N VIBRATION SEVERITY GRADE A, DEGREE OF PROTECTION IP 64 | 4290 | TEM | 1 | MC | 16.404 | 1
1FT70685AF701NG1 | SIMOTICS S SYNCHRON. MOTOR 1FT7, M0=15NM (100K) NN=3000RPM, PN=3,42KW NATURAL AIR COOLING; FRAME SIZE IMB 5 (IM V1, IM V3) FLANGE (COMPACT) WITH KTY TEMPERATURE SENSOR POWER CONNECTOR ROTATABLE INCREM. ENCODER SIN/COS 1VSS 2048 S/R (ENCODER I-2048) CONNECTOR ROTATABLE PLAIN SHAFT, W/O HOLDING BRAKE; ACC. TOLERANCE N VIBRATION SEVERITY GRADE A, DEGREE OF PROTECTION IP 65 | 4387 | TEM | 1 | MC | 16.404 | 1
1FT70685AF701NG4 | SIMOTICS S SYNCHRON. MOTOR 1FT7, M0=15NM (100K) NN=3000RPM, PN=3,42KW NATURAL AIR COOLING; FRAME SIZE IMB 5 (IM V1, IM V3) FLANGE (COMPACT) WITH KTY TEMPERATURE SENSOR POWER CONNECTOR ROTATABLE INCREM. ENCODER SIN/COS 1VSS 2048 S/R (ENCODER I-2048) CONNECTOR ROTATABLE PLAIN SHAFT, W/O HOLDING BRAKE; ACC. TOLERANCE N VIBRATION SEVERITY GRADE A+R, DEGREE OF PROTECTION IP 65 | 4542 | TEM | 1 | MC | 16.404 | 1
1FT70685AF701NH1 | SIMOTICS S SYNCHRON. MOTOR 1FT7, M0=15NM (100K) NN=3000RPM, PN=3,42KW NATURAL AIR COOLING; FRAME SIZE IMB 5 (IM V1, IM V3) FLANGE (COMPACT) WITH KTY TEMPERATURE SENSOR POWER CONNECTOR ROTATABLE INCREM. ENCODER SIN/COS 1VSS 2048 S/R (ENCODER I-2048) CONNECTOR ROTATABLE PLAIN SHAFT, WITH HOLDING BRAKE; ACCURACY TOLERANCE N VIBRATION SEVERITY GRADE A, DEGREE OF PROTECTION IP 65 | 5180 | TEM | 1 | MC | 17.703 | 1
1FT70685AF711BA0 | SIMOTICS S SYNCHRON. MOTOR 1FT7, M0=15NM (100K) NN=3000RPM, PN=3,42KW NATURAL AIR COOLING; FRAME SIZE IMB 5 (IM V1, IM V3) FLANGE 1 (1FT6 COMPATIBLE) POWER CONNECTOR ROTATABLE ABSOLUTE VALUE ENCODER SINGLETURN 24 BIT WITH DRIVE-CLIQ INTERFACE (ENCODER AS24DQI) SHAFT WITH FITTED KEY; W/O HOLDING BRAKE; ACC. TOLERANCE N VIBRATION SEVERITY GRADE A, DEGREE OF PROTECTION IP 64 | 4631 | TEM | 1 | MC | 16.404 | 1
1FT70685AF711BA1 | SIMOTICS S SYNCHRON. MOTOR 1FT7, M0=15NM (100K) NN=3000RPM, PN=3,42KW NATURAL AIR COOLING; FRAME SIZE IMB 5 (IM V1, IM V3) FLANGE 1 (1FT6 COMPATIBLE) POWER CONNECTOR ROTATABLE ABSOLUTE VALUE ENCODER SINGLETURN 24 BIT WITH DRIVE-CLIQ INTERFACE (ENCODER AS24DQI) SHAFT WITH FITTED KEY; W/O HOLDING BRAKE; ACC. TOLERANCE N VIBRATION SEVERITY GRADE A, DEGREE OF PROTECTION IP 65 | 4727 | TEM | 1 | MC | 16.404 | 1
1FT70685AF711BA2 | SIMOTICS S SYNCHRON. MOTOR 1FT7, M0=15NM (100K) NN=3000RPM, PN=3,42KW NATURAL AIR COOLING; FRAME SIZE IMB 5 (IM V1, IM V3) FLANGE 1 (1FT6 COMPATIBLE) POWER CONNECTOR ROTATABLE ABSOLUTE VALUE ENCODER SINGLETURN 24 BIT WITH DRIVE-CLIQ INTERFACE (ENCODER AS24DQI) SHAFT WITH FITTED KEY; W/O HOLDING BRAKE; ACC. TOLERANCE N VIBRATION SEVERITY GRADE A, DEGREE OF PROTECTION IP 67 | 4807 | TEM | 1 | MC | 16.404 | 1
1FT70685AF711BB1 | SIMOTICS S SYNCHRON. MOTOR 1FT7, M0=15NM (100K) NN=3000RPM, PN=3,42KW NATURAL AIR COOLING; FRAME SIZE IMB 5 (IM V1, IM V3) FLANGE 1 (1FT6 COMPATIBLE) POWER CONNECTOR ROTATABLE ABSOLUTE VALUE ENCODER SINGLETURN 24 BIT WITH DRIVE-CLIQ INTERFACE (ENCODER AS24DQI) SHAFT WITH FITTED KEY; WITH HOLDING BRAKE; ACC. TOLERANCE N VIBRATION SEVERITY GRADE A, DEGREE OF PROTECTION IP 65 | 5521 | TEM | 1 | MC | 17.703 | 1
1FT70685AF711BG0 | SIMOTICS S SYNCHRON. MOTOR 1FT7, M0=15NM (100K) NN=3000RPM, PN=3,42KW NATURAL AIR COOLING; FRAME SIZE IMB 5 (IM V1, IM V3) FLANGE 1 (1FT6 COMPATIBLE) POWER CONNECTOR ROTATABLE ABSOLUTE VALUE ENCODER SINGLETURN 24 BIT WITH DRIVE-CLIQ INTERFACE (ENCODER AS24DQI) PLAIN SHAFT, W/O HOLDING BRAKE; ACC. TOLERANCE N VIBRATION SEVERITY GRADE A, DEGREE OF PROTECTION IP 64 | 4631 | TEM | 1 | MC | 16.404 | 1
1FT70685AF711BG1 | SIMOTICS S SYNCHRON. MOTOR 1FT7, M0=15NM (100K) NN=3000RPM, PN=3,42KW NATURAL AIR COOLING; FRAME SIZE IMB 5 (IM V1, IM V3) FLANGE 1 (1FT6 COMPATIBLE) POWER CONNECTOR ROTATABLE ABSOLUTE VALUE ENCODER SINGLETURN 24 BIT WITH DRIVE-CLIQ INTERFACE (ENCODER AS24DQI) PLAIN SHAFT, W/O HOLDING BRAKE; ACC. TOLERANCE N VIBRATION SEVERITY GRADE A, DEGREE OF PROTECTION IP 65 | 4727 | TEM | 1 | MC | 16.404 | 1
1FT70685AF711BG2 | SIMOTICS S SYNCHRON. MOTOR 1FT7, M0=15NM (100K) NN=3000RPM, PN=3,42KW NATURAL AIR COOLING; FRAME SIZE IMB 5 (IM V1, IM V3) FLANGE 1 (1FT6 COMPATIBLE) POWER CONNECTOR ROTATABLE ABSOLUTE VALUE ENCODER SINGLETURN 24 BIT WITH DRIVE-CLIQ INTERFACE (ENCODER AS24DQI) PLAIN SHAFT, W/O HOLDING BRAKE; ACC. TOLERANCE N VIBRATION SEVERITY GRADE A, DEGREE OF PROTECTION IP 67 | 4807 | TEM | 1 | MC | 16.404 | 1
1FT70685AF711BH0 | SIMOTICS S SYNCHRON. MOTOR 1FT7, M0=15NM (100K) NN=3000RPM, PN=3,42KW NATURAL AIR COOLING; FRAME SIZE IMB 5 (IM V1, IM V3) FLANGE 1 (1FT6 COMPATIBLE) POWER CONNECTOR ROTATABLE ABSOLUTE VALUE ENCODER SINGLETURN 24 BIT WITH DRIVE-CLIQ INTERFACE (ENCODER AS24DQI) PLAIN SHAFT, WITH HOLDING BRAKE; ACCURACY TOLERANCE N VIBRATION SEVERITY GRADE A, DEGREE OF PROTECTION IP 64 | 5425 | TEM | 1 | MC | 17.703 | 1
1FT70685AF711BH1 | SIMOTICS S SYNCHRON. MOTOR 1FT7, M0=15NM (100K) NN=3000RPM, PN=3,42KW NATURAL AIR COOLING; FRAME SIZE IMB 5 (IM V1, IM V3) FLANGE 1 (1FT6 COMPATIBLE) POWER CONNECTOR ROTATABLE ABSOLUTE VALUE ENCODER SINGLETURN 24 BIT WITH DRIVE-CLIQ INTERFACE (ENCODER AS24DQI) PLAIN SHAFT, WITH HOLDING BRAKE; ACCURACY TOLERANCE N VIBRATION SEVERITY GRADE A, DEGREE OF PROTECTION IP 65 | 5521 | TEM | 1 | MC | 17.703 | 1
1FT70685AF711CA0 | SIMOTICS S SYNCHRON. MOTOR 1FT7, M0=15NM (100K) NN=3000RPM, PN=3,42KW NATURAL AIR COOLING; FRAME SIZE IMB 5 (IM V1, IM V3) FLANGE 1 (1FT6 COMPATIBLE) POWER CONNECTOR ROTATABLE ABSOLUTE ENCODER 24 BITS + 12 BIT MULTITURN WITH DRIVE-CLIQ INTERFACE (ENCODER AM24DQI) SHAFT WITH FITTED KEY; W/O HOLDING BRAKE; ACC. TOLERANCE N VIBRATION SEVERITY GRADE A, DEGREE OF PROTECTION IP 64 | 5396 | TEM | 1 | MC | 16.404 | 1
1FT70685AF711CA1 | SIMOTICS S SYNCHRON. MOTOR 1FT7, M0=15NM (100K) NN=3000RPM, PN=3,42KW NATURAL AIR COOLING; FRAME SIZE IMB 5 (IM V1, IM V3) FLANGE 1 (1FT6 COMPATIBLE) POWER CONNECTOR ROTATABLE ABSOLUTE ENCODER 24 BITS + 12 BIT MULTITURN WITH DRIVE-CLIQ INTERFACE (ENCODER AM24DQI) SHAFT WITH FITTED KEY; W/O HOLDING BRAKE; ACC. TOLERANCE N VIBRATION SEVERITY GRADE A, DEGREE OF PROTECTION IP 65 | 5492 | TEM | 1 | MC | 16.404 | 1
1FT70685AF711CA2 | SIMOTICS S SYNCHRON. MOTOR 1FT7, M0=15NM (100K) NN=3000RPM, PN=3,42KW NATURAL AIR COOLING; FRAME SIZE IMB 5 (IM V1, IM V3) FLANGE 1 (1FT6 COMPATIBLE) POWER CONNECTOR ROTATABLE ABSOLUTE ENCODER 24 BITS + 12 BIT MULTITURN WITH DRIVE-CLIQ INTERFACE (ENCODER AM24DQI) SHAFT WITH FITTED KEY; W/O HOLDING BRAKE; ACC. TOLERANCE N VIBRATION SEVERITY GRADE A, DEGREE OF PROTECTION IP 67 | 5572 | TEM | 1 | MC | 16.404 | 1
1FT70685AF711CB0 | SIMOTICS S SYNCHRON. MOTOR 1FT7, M0=15NM (100K) NN=3000RPM, PN=3,42KW NATURAL AIR COOLING; FRAME SIZE IMB 5 (IM V1, IM V3) FLANGE 1 (1FT6 COMPATIBLE) POWER CONNECTOR ROTATABLE ABSOLUTE ENCODER 24 BITS + 12 BIT MULTITURN WITH DRIVE-CLIQ INTERFACE (ENCODER AM24DQI) SHAFT WITH FITTED KEY; WITH HOLDING BRAKE; ACC. TOLERANCE N VIBRATION SEVERITY GRADE A, DEGREE OF PROTECTION IP 64 | 6190 | TEM | 1 | MC | 17.703 | 1
1FT70685AF711CB1 | SIMOTICS S SYNCHRON. MOTOR 1FT7, M0=15NM (100K) NN=3000RPM, PN=3,42KW NATURAL AIR COOLING; FRAME SIZE IMB 5 (IM V1, IM V3) FLANGE 1 (1FT6 COMPATIBLE) POWER CONNECTOR ROTATABLE ABSOLUTE ENCODER 24 BITS + 12 BIT MULTITURN WITH DRIVE-CLIQ INTERFACE (ENCODER AM24DQI) SHAFT WITH FITTED KEY; WITH HOLDING BRAKE; ACC. TOLERANCE N VIBRATION SEVERITY GRADE A, DEGREE OF PROTECTION IP 65 | 6286 | TEM | 1 | MC | 17.703 | 1
1FT70685AF711CB2 | SIMOTICS S SYNCHRON. MOTOR 1FT7, M0=15NM (100K) NN=3000RPM, PN=3,42KW NATURAL AIR COOLING; FRAME SIZE IMB 5 (IM V1, IM V3) FLANGE 1 (1FT6 COMPATIBLE) POWER CONNECTOR ROTATABLE ABSOLUTE ENCODER 24 BITS + 12 BIT MULTITURN WITH DRIVE-CLIQ INTERFACE (ENCODER AM24DQI) SHAFT WITH FITTED KEY; WITH HOLDING BRAKE; ACC. TOLERANCE N VIBRATION SEVERITY GRADE A, DEGREE OF PROTECTION IP 67 | 6366 | TEM | 1 | MC | 17.703 | 1
1FT70685AF711CB4 | SIMOTICS S SYNCHRON. MOTOR 1FT7, M0=15NM (100K) NN=3000RPM, PN=3,42KW NATURAL AIR COOLING; FRAME SIZE IMB 5 (IM V1, IM V3) FLANGE 1 (1FT6 COMPATIBLE) POWER CONNECTOR ROTATABLE ABSOLUTE ENCODER 24 BITS + 12 BIT MULTITURN WITH DRIVE-CLIQ INTERFACE (ENCODER AM24DQI) SHAFT WITH FITTED KEY; WITH HOLDING BRAKE; ACC. TOLERANCE N VIBRATION SEVERITY GRADE A+R, DEGREE OF PROTECTION IP 65 | 6442 | TEM | 1 | MC | 17.703 | 1
1FT70685AF711CD5 | SIMOTICS S SYNCHRON. MOTOR 1FT7, M0=15NM (100K) NN=3000RPM, PN=3,42KW NATURAL AIR COOLING; FRAME SIZE IMB 5 (IM V1, IM V3) FLANGE 1 (1FT6 COMPATIBLE) POWER CONNECTOR ROTATABLE ABSOLUTE ENCODER 24 BITS + 12 BIT MULTITURN WITH DRIVE-CLIQ INTERFACE (ENCODER AM24DQI) SHAFT WITH FITTED KEY; W/O HOLDING BRAKE; ACC. TOLERANCE R VIBRATION SEVERITY GRADE A+R, DEGREE OF PROTECTION IP 67 | 5887 | TEM | 1 | MC | 16.404 | 1
1FT70685AF711CG1 | SIMOTICS S SYNCHRON. MOTOR 1FT7, M0=15NM (100K) NN=3000RPM, PN=3,42KW NATURAL AIR COOLING; FRAME SIZE IMB 5 (IM V1, IM V3) FLANGE 1 (1FT6 COMPATIBLE) POWER CONNECTOR ROTATABLE ABSOLUTE ENCODER 24 BITS + 12 BIT MULTITURN WITH DRIVE-CLIQ INTERFACE (ENCODER AM24DQI) PLAIN SHAFT, W/O HOLDING BRAKE; ACC. TOLERANCE N VIBRATION SEVERITY GRADE A, DEGREE OF PROTECTION IP 65 | 5492 | TEM | 1 | MC | 16.404 | 1
1FT70685AF711CG2 | SIMOTICS S SYNCHRON. MOTOR 1FT7, M0=15NM (100K) NN=3000RPM, PN=3,42KW NATURAL AIR COOLING; FRAME SIZE IMB 5 (IM V1, IM V3) FLANGE 1 (1FT6 COMPATIBLE) POWER CONNECTOR ROTATABLE ABSOLUTE ENCODER 24 BITS + 12 BIT MULTITURN WITH DRIVE-CLIQ INTERFACE (ENCODER AM24DQI) PLAIN SHAFT, W/O HOLDING BRAKE; ACC. TOLERANCE N VIBRATION SEVERITY GRADE A, DEGREE OF PROTECTION IP 67 | 5572 | TEM | 1 | MC | 16.404 | 1
1FT70685AF711CH0 | SIMOTICS S SYNCHRON. MOTOR 1FT7, M0=15NM (100K) NN=3000RPM, PN=3,42KW NATURAL AIR COOLING; FRAME SIZE IMB 5 (IM V1, IM V3) FLANGE 1 (1FT6 COMPATIBLE) POWER CONNECTOR ROTATABLE ABSOLUTE ENCODER 24 BITS + 12 BIT MULTITURN WITH DRIVE-CLIQ INTERFACE (ENCODER AM24DQI) PLAIN SHAFT, WITH HOLDING BRAKE; ACCURACY TOLERANCE N VIBRATION SEVERITY GRADE A, DEGREE OF PROTECTION IP 64 | 6190 | TEM | 1 | MC | 17.703 | 1
1FT70685AF711CH1 | SIMOTICS S SYNCHRON. MOTOR 1FT7, M0=15NM (100K) NN=3000RPM, PN=3,42KW NATURAL AIR COOLING; FRAME SIZE IMB 5 (IM V1, IM V3) FLANGE 1 (1FT6 COMPATIBLE) POWER CONNECTOR ROTATABLE ABSOLUTE ENCODER 24 BITS + 12 BIT MULTITURN WITH DRIVE-CLIQ INTERFACE (ENCODER AM24DQI) PLAIN SHAFT, WITH HOLDING BRAKE; ACCURACY TOLERANCE N VIBRATION SEVERITY GRADE A, DEGREE OF PROTECTION IP 65 | 6286 | TEM | 1 | MC | 17.703 | 1
1FT70685AF711CH2 | SIMOTICS S SYNCHRON. MOTOR 1FT7, M0=15NM (100K) NN=3000RPM, PN=3,42KW NATURAL AIR COOLING; FRAME SIZE IMB 5 (IM V1, IM V3) FLANGE 1 (1FT6 COMPATIBLE) POWER CONNECTOR ROTATABLE ABSOLUTE ENCODER 24 BITS + 12 BIT MULTITURN WITH DRIVE-CLIQ INTERFACE (ENCODER AM24DQI) PLAIN SHAFT, WITH HOLDING BRAKE; ACCURACY TOLERANCE N VIBRATION SEVERITY GRADE A, DEGREE OF PROTECTION IP 67 | 6366 | TEM | 1 | MC | 17.703 | 1
1FT70685AF711CK1 | SIMOTICS S SYNCHRON. MOTOR 1FT7, M0=15NM (100K) NN=3000RPM, PN=3,42KW NATURAL AIR COOLING; FRAME SIZE IMB 5 (IM V1, IM V3) FLANGE 1 (1FT6 COMPATIBLE) POWER CONNECTOR ROTATABLE ABSOLUTE ENCODER 24 BITS + 12 BIT MULTITURN WITH DRIVE-CLIQ INTERFACE (ENCODER AM24DQI) PLAIN SHAFT, W/O HOLDING BRAKE; ACC. TOLERANCE R VIBRATION SEVERITY GRADE A, DEGREE OF PROTECTION IP 65 | 5652 | TEM | 1 | MC | 16.404 | 1
1FT70685AF711CK5 | SIMOTICS S SYNCHRON. MOTOR 1FT7, M0=15NM (100K) NN=3000RPM, PN=3,42KW NATURAL AIR COOLING; FRAME SIZE IMB 5 (IM V1, IM V3) FLANGE 1 (1FT6 COMPATIBLE) POWER CONNECTOR ROTATABLE ABSOLUTE ENCODER 24 BITS + 12 BIT MULTITURN WITH DRIVE-CLIQ INTERFACE (ENCODER AM24DQI) PLAIN SHAFT, W/O HOLDING BRAKE; ACC. TOLERANCE R VIBRATION SEVERITY GRADE A+R, DEGREE OF PROTECTION IP 67 | 5887 | TEM | 1 | MC | 16.404 | 1
1FT70685AF711CL5 | SIMOTICS S SYNCHRON. MOTOR 1FT7, M0=15NM (100K) NN=3000RPM, PN=3,42KW NATURAL AIR COOLING; FRAME SIZE IMB 5 (IM V1, IM V3) FLANGE 1 (1FT6 COMPATIBLE) POWER CONNECTOR ROTATABLE ABSOLUTE ENCODER 24 BITS + 12 BIT MULTITURN WITH DRIVE-CLIQ INTERFACE (ENCODER AM24DQI) PLAIN SHAFT, WITH HOLDING BRAKE; ACCURACY TOLERANCE R VIBRATION SEVERITY GRADE A+R, DEGREE OF PROTECTION IP 67 | 6678 | TEM | 1 | MC | 17.703 | 1
1FT70685AF711DA0 | SIMOTICS S SYNCHRON. MOTOR 1FT7, M0=15NM (100K) NN=3000RPM, PN=3,42KW NATURAL AIR COOLING; FRAME SIZE IMB 5 (IM V1, IM V3) FLANGE 1 (1FT6 COMPATIBLE) POWER CONNECTOR ROTATABLE INCREMENTAL ENCODER 2048 S/R WITH DRIVE-CLIQ INTERFACE (ENCODER I-2048) CONNECTOR ROTATABLE SHAFT WITH FITTED KEY; W/O HOLDING BRAKE; ACC. TOLERANCE N VIBRATION SEVERITY GRADE A, DEGREE OF PROTECTION IP 64 | 4711 | TEM | 1 | MC | 16.404 | 1
1FT70685AF711DA1 | SIMOTICS S SYNCHRON. MOTOR 1FT7, M0=15NM (100K) NN=3000RPM, PN=3,42KW NATURAL AIR COOLING; FRAME SIZE IMB 5 (IM V1, IM V3) FLANGE 1 (1FT6 COMPATIBLE) POWER CONNECTOR ROTATABLE INCREMENTAL ENCODER 2048 S/R WITH DRIVE-CLIQ INTERFACE (ENCODER I-2048) CONNECTOR ROTATABLE SHAFT WITH FITTED KEY; W/O HOLDING BRAKE; ACC. TOLERANCE N VIBRATION SEVERITY GRADE A, DEGREE OF PROTECTION IP 65 | 4807 | TEM | 1 | MC | 16.404 | 1
1FT70685AF711DA2 | SIMOTICS S SYNCHRON. MOTOR 1FT7, M0=15NM (100K) NN=3000RPM, PN=3,42KW NATURAL AIR COOLING; FRAME SIZE IMB 5 (IM V1, IM V3) FLANGE 1 (1FT6 COMPATIBLE) POWER CONNECTOR ROTATABLE INCREMENTAL ENCODER 2048 S/R WITH DRIVE-CLIQ INTERFACE (ENCODER I-2048) CONNECTOR ROTATABLE SHAFT WITH FITTED KEY; W/O HOLDING BRAKE; ACC. TOLERANCE N VIBRATION SEVERITY GRADE A, DEGREE OF PROTECTION IP 67 | 4887 | TEM | 1 | MC | 16.404 | 1
1FT70685AF711DA3 | SIMOTICS S SYNCHRON. MOTOR 1FT7, M0=15NM (100K) NN=3000RPM, PN=3,42KW NATURAL AIR COOLING; FRAME SIZE IMB 5 (IM V1, IM V3) FLANGE 1 (1FT6 COMPATIBLE) POWER CONNECTOR ROTATABLE INCREMENTAL ENCODER 2048 S/R WITH DRIVE-CLIQ INTERFACE (ENCODER I-2048) CONNECTOR ROTATABLE SHAFT WITH FITTED KEY; W/O HOLDING BRAKE; ACC. TOLERANCE N VIBRATION SEVERITY GRADE A+R, DEGREE OF PROTECTION IP 64 | 4866 | TEM | 1 | MC | 16.404 | 1
1FT70685AF711DA4 | SIMOTICS S SYNCHRON. MOTOR 1FT7, M0=15NM (100K) NN=3000RPM, PN=3,42KW NATURAL AIR COOLING; FRAME SIZE IMB 5 (IM V1, IM V3) FLANGE 1 (1FT6 COMPATIBLE) POWER CONNECTOR ROTATABLE INCREMENTAL ENCODER 2048 S/R WITH DRIVE-CLIQ INTERFACE (ENCODER I-2048) CONNECTOR ROTATABLE SHAFT WITH FITTED KEY; W/O HOLDING BRAKE; ACC. TOLERANCE N VIBRATION SEVERITY GRADE A+R, DEGREE OF PROTECTION IP 65 | 4963 | TEM | 1 | MC | 16.404 | 1
1FT70685AF711DB0 | SIMOTICS S SYNCHRON. MOTOR 1FT7, M0=15NM (100K) NN=3000RPM, PN=3,42KW NATURAL AIR COOLING; FRAME SIZE IMB 5 (IM V1, IM V3) FLANGE 1 (1FT6 COMPATIBLE) POWER CONNECTOR ROTATABLE INCREMENTAL ENCODER 2048 S/R WITH DRIVE-CLIQ INTERFACE (ENCODER I-2048) CONNECTOR ROTATABLE SHAFT WITH FITTED KEY; WITH HOLDING BRAKE; ACC. TOLERANCE N VIBRATION SEVERITY GRADE A, DEGREE OF PROTECTION IP 64 | 5505 | TEM | 1 | MC | 17.703 | 1
1FT70685AF711DB1 | SIMOTICS S SYNCHRON. MOTOR 1FT7, M0=15NM (100K) NN=3000RPM, PN=3,42KW NATURAL AIR COOLING; FRAME SIZE IMB 5 (IM V1, IM V3) FLANGE 1 (1FT6 COMPATIBLE) POWER CONNECTOR ROTATABLE INCREMENTAL ENCODER 2048 S/R WITH DRIVE-CLIQ INTERFACE (ENCODER I-2048) CONNECTOR ROTATABLE SHAFT WITH FITTED KEY; WITH HOLDING BRAKE; ACC. TOLERANCE N VIBRATION SEVERITY GRADE A, DEGREE OF PROTECTION IP 65 | 5601 | TEM | 1 | MC | 17.703 | 1
1FT70685AF711DB2 | SIMOTICS S SYNCHRON. MOTOR 1FT7, M0=15NM (100K) NN=3000RPM, PN=3,42KW NATURAL AIR COOLING; FRAME SIZE IMB 5 (IM V1, IM V3) FLANGE 1 (1FT6 COMPATIBLE) POWER CONNECTOR ROTATABLE INCREMENTAL ENCODER 2048 S/R WITH DRIVE-CLIQ INTERFACE (ENCODER I-2048) CONNECTOR ROTATABLE SHAFT WITH FITTED KEY; WITH HOLDING BRAKE; ACC. TOLERANCE N VIBRATION SEVERITY GRADE A, DEGREE OF PROTECTION IP 67 | 5681 | TEM | 1 | MC | 17.703 | 1
1FT70685AF711DB3 | SIMOTICS S SYNCHRON. MOTOR 1FT7, M0=15NM (100K) NN=3000RPM, PN=3,42KW NATURAL AIR COOLING; FRAME SIZE IMB 5 (IM V1, IM V3) FLANGE 1 (1FT6 COMPATIBLE) POWER CONNECTOR ROTATABLE INCREMENTAL ENCODER 2048 S/R WITH DRIVE-CLIQ INTERFACE (ENCODER I-2048) CONNECTOR ROTATABLE SHAFT WITH FITTED KEY; WITH HOLDING BRAKE; ACC. TOLERANCE N VIBRATION SEVERITY GRADE A+R, DEGREE OF PROTECTION IP 64 | 5660 | TEM | 1 | MC | 17.703 | 1
1FT70685AF711DD4 | SIMOTICS S SYNCHRON. MOTOR 1FT7, M0=15NM (100K) NN=3000RPM, PN=3,42KW NATURAL AIR COOLING; FRAME SIZE IMB 5 (IM V1, IM V3) FLANGE 1 (1FT6 COMPATIBLE) POWER CONNECTOR ROTATABLE INCREMENTAL ENCODER 2048 S/R WITH DRIVE-CLIQ INTERFACE (ENCODER I-2048) CONNECTOR ROTATABLE SHAFT WITH FITTED KEY; W/O HOLDING BRAKE; ACC. TOLERANCE R VIBRATION SEVERITY GRADE A+R, DEGREE OF PROTECTION IP 65 | 5123 | TEM | 1 | MC | 16.404 | 1
1FT70685AF711DE4 | SIMOTICS S SYNCHRON. MOTOR 1FT7, M0=15NM (100K) NN=3000RPM, PN=3,42KW NATURAL AIR COOLING; FRAME SIZE IMB 5 (IM V1, IM V3) FLANGE 1 (1FT6 COMPATIBLE) POWER CONNECTOR ROTATABLE INCREMENTAL ENCODER 2048 S/R WITH DRIVE-CLIQ INTERFACE (ENCODER I-2048) CONNECTOR ROTATABLE SHAFT WITH FITTED KEY; WITH HOLDING BRAKE; ACC. TOLERANCE R VIBRATION SEVERITY GRADE A+R, DEGREE OF PROTECTION IP 65 | 5914 | TEM | 1 | MC | 17.703 | 1
1FT70685AF711DG0 | SIMOTICS S SYNCHRON. MOTOR 1FT7, M0=15NM (100K) NN=3000RPM, PN=3,42KW NATURAL AIR COOLING; FRAME SIZE IMB 5 (IM V1, IM V3) FLANGE 1 (1FT6 COMPATIBLE) POWER CONNECTOR ROTATABLE INCREMENTAL ENCODER 2048 S/R WITH DRIVE-CLIQ INTERFACE (ENCODER I-2048) CONNECTOR ROTATABLE PLAIN SHAFT, W/O HOLDING BRAKE; ACC. TOLERANCE N VIBRATION SEVERITY GRADE A, DEGREE OF PROTECTION IP 64 | 4711 | TEM | 1 | MC | 16.404 | 1
1FT70685AF711DG1 | SIMOTICS S SYNCHRON. MOTOR 1FT7, M0=15NM (100K) NN=3000RPM, PN=3,42KW NATURAL AIR COOLING; FRAME SIZE IMB 5 (IM V1, IM V3) FLANGE 1 (1FT6 COMPATIBLE) POWER CONNECTOR ROTATABLE INCREMENTAL ENCODER 2048 S/R WITH DRIVE-CLIQ INTERFACE (ENCODER I-2048) CONNECTOR ROTATABLE PLAIN SHAFT, W/O HOLDING BRAKE; ACC. TOLERANCE N VIBRATION SEVERITY GRADE A, DEGREE OF PROTECTION IP 65 | 4807 | TEM | 1 | MC | 16.404 | 1
1FT70685AF711DG2 | SIMOTICS S SYNCHRON. MOTOR 1FT7, M0=15NM (100K) NN=3000RPM, PN=3,42KW NATURAL AIR COOLING; FRAME SIZE IMB 5 (IM V1, IM V3) FLANGE 1 (1FT6 COMPATIBLE) POWER CONNECTOR ROTATABLE INCREMENTAL ENCODER 2048 S/R WITH DRIVE-CLIQ INTERFACE (ENCODER I-2048) CONNECTOR ROTATABLE PLAIN SHAFT, W/O HOLDING BRAKE; ACC. TOLERANCE N VIBRATION SEVERITY GRADE A, DEGREE OF PROTECTION IP 67 | 4887 | TEM | 1 | MC | 16.404 | 1
1FT70685AF711DG3 | SIMOTICS S SYNCHRON. MOTOR 1FT7, M0=15NM (100K) NN=3000RPM, PN=3,42KW NATURAL AIR COOLING; FRAME SIZE IMB 5 (IM V1, IM V3) FLANGE 1 (1FT6 COMPATIBLE) POWER CONNECTOR ROTATABLE INCREMENTAL ENCODER 2048 S/R WITH DRIVE-CLIQ INTERFACE (ENCODER I-2048) CONNECTOR ROTATABLE PLAIN SHAFT, W/O HOLDING BRAKE; ACC. TOLERANCE N VIBRATION SEVERITY GRADE A+R, DEGREE OF PROTECTION IP 64 | 4866 | TEM | 1 | MC | 16.404 | 1
1FT70685AF711DG5 | SIMOTICS S SYNCHRON. MOTOR 1FT7, M0=15NM (100K) NN=3000RPM, PN=3,42KW NATURAL AIR COOLING; FRAME SIZE IMB 5 (IM V1, IM V3) FLANGE 1 (1FT6 COMPATIBLE) POWER CONNECTOR ROTATABLE INCREMENTAL ENCODER 2048 S/R WITH DRIVE-CLIQ INTERFACE (ENCODER I-2048) CONNECTOR ROTATABLE PLAIN SHAFT, W/O HOLDING BRAKE; ACC. TOLERANCE N VIBRATION SEVERITY GRADE A+R, DEGREE OF PROTECTION IP 67 | 5043 | TEM | 1 | MC | 16.404 | 1
1FT70685AF711DH0 | SIMOTICS S SYNCHRON. MOTOR 1FT7, M0=15NM (100K) NN=3000RPM, PN=3,42KW NATURAL AIR COOLING; FRAME SIZE IMB 5 (IM V1, IM V3) FLANGE 1 (1FT6 COMPATIBLE) POWER CONNECTOR ROTATABLE INCREMENTAL ENCODER 2048 S/R WITH DRIVE-CLIQ INTERFACE (ENCODER I-2048) CONNECTOR ROTATABLE PLAIN SHAFT, WITH HOLDING BRAKE; ACCURACY TOLERANCE N VIBRATION SEVERITY GRADE A, DEGREE OF PROTECTION IP 64 | 5505 | TEM | 1 | MC | 17.703 | 1
1FT70685AF711DH1 | SIMOTICS S SYNCHRON. MOTOR 1FT7, M0=15NM (100K) NN=3000RPM, PN=3,42KW NATURAL AIR COOLING; FRAME SIZE IMB 5 (IM V1, IM V3) FLANGE 1 (1FT6 COMPATIBLE) POWER CONNECTOR ROTATABLE INCREMENTAL ENCODER 2048 S/R WITH DRIVE-CLIQ INTERFACE (ENCODER I-2048) CONNECTOR ROTATABLE PLAIN SHAFT, WITH HOLDING BRAKE; ACCURACY TOLERANCE N VIBRATION SEVERITY GRADE A, DEGREE OF PROTECTION IP 65 | 5601 | TEM | 1 | MC | 17.703 | 1
1FT70685AF711DH2 | SIMOTICS S SYNCHRON. MOTOR 1FT7, M0=15NM (100K) NN=3000RPM, PN=3,42KW NATURAL AIR COOLING; FRAME SIZE IMB 5 (IM V1, IM V3) FLANGE 1 (1FT6 COMPATIBLE) POWER CONNECTOR ROTATABLE INCREMENTAL ENCODER 2048 S/R WITH DRIVE-CLIQ INTERFACE (ENCODER I-2048) CONNECTOR ROTATABLE PLAIN SHAFT, WITH HOLDING BRAKE; ACCURACY TOLERANCE N VIBRATION SEVERITY GRADE A, DEGREE OF PROTECTION IP 67 | 5681 | TEM | 1 | MC | 17.703 | 1
1FT70685AF711DK1 | SIMOTICS S SYNCHRON. MOTOR 1FT7, M0=15NM (100K) NN=3000RPM, PN=3,42KW NATURAL AIR COOLING; FRAME SIZE IMB 5 (IM V1, IM V3) FLANGE 1 (1FT6 COMPATIBLE) POWER CONNECTOR ROTATABLE INCREMENTAL ENCODER 2048 S/R WITH DRIVE-CLIQ INTERFACE (ENCODER I-2048) CONNECTOR ROTATABLE PLAIN SHAFT, W/O HOLDING BRAKE; ACC. TOLERANCE R VIBRATION SEVERITY GRADE A, DEGREE OF PROTECTION IP 65 | 4967 | TEM | 1 | MC | 16.404 | 1
1FT70685AF711DK3 | SIMOTICS S SYNCHRON. MOTOR 1FT7, M0=15NM (100K) NN=3000RPM, PN=3,42KW NATURAL AIR COOLING; FRAME SIZE IMB 5 (IM V1, IM V3) FLANGE 1 (1FT6 COMPATIBLE) POWER CONNECTOR ROTATABLE INCREMENTAL ENCODER 2048 S/R WITH DRIVE-CLIQ INTERFACE (ENCODER I-2048) CONNECTOR ROTATABLE PLAIN SHAFT, W/O HOLDING BRAKE; ACC. TOLERANCE R VIBRATION SEVERITY GRADE A+R, DEGREE OF PROTECTION IP 64 | 5025 | TEM | 1 | MC | 16.404 | 1
1FT70685AF711FA0 | SIMOTICS S SYNCHRON. MOTOR 1FT7, M0=15NM (100K) NN=3000RPM, PN=3,42KW NATURAL AIR COOLING; FRAME SIZE IMB 5 (IM V1, IM V3) FLANGE 1 (1FT6 COMPATIBLE) POWER CONNECTOR ROTATABLE ABSOLUTE ENCODER 22 BITS MULTI TURN WITH DRIVE-CLIQ INTERFACE (ENCODER AM-22-DQ) CONNECTOR ROTATABLE SHAFT WITH FITTED KEY; W/O HOLDING BRAKE; ACC. TOLERANCE N VIBRATION SEVERITY GRADE A, DEGREE OF PROTECTION IP 64 | 5476 | TEM | 1 | MC | 16.404 | 1
1FT70685AF711FA1 | SIMOTICS S SYNCHRON. MOTOR 1FT7, M0=15NM (100K) NN=3000RPM, PN=3,42KW NATURAL AIR COOLING; FRAME SIZE IMB 5 (IM V1, IM V3) FLANGE 1 (1FT6 COMPATIBLE) POWER CONNECTOR ROTATABLE ABSOLUTE ENCODER 22 BITS MULTI TURN WITH DRIVE-CLIQ INTERFACE (ENCODER AM-22-DQ) CONNECTOR ROTATABLE SHAFT WITH FITTED KEY; W/O HOLDING BRAKE; ACC. TOLERANCE N VIBRATION SEVERITY GRADE A, DEGREE OF PROTECTION IP 65 | 5572 | TEM | 1 | MC | 16.404 | 1
1FT70685AF711FA2 | SIMOTICS S SYNCHRON. MOTOR 1FT7, M0=15NM (100K) NN=3000RPM, PN=3,42KW NATURAL AIR COOLING; FRAME SIZE IMB 5 (IM V1, IM V3) FLANGE 1 (1FT6 COMPATIBLE) POWER CONNECTOR ROTATABLE ABSOLUTE ENCODER 22 BITS MULTI TURN WITH DRIVE-CLIQ INTERFACE (ENCODER AM-22-DQ) CONNECTOR ROTATABLE SHAFT WITH FITTED KEY; W/O HOLDING BRAKE; ACC. TOLERANCE N VIBRATION SEVERITY GRADE A, DEGREE OF PROTECTION IP 67 | 5652 | TEM | 1 | MC | 16.404 | 1
1FT70685AF711FB0 | SIMOTICS S SYNCHRON. MOTOR 1FT7, M0=15NM (100K) NN=3000RPM, PN=3,42KW NATURAL AIR COOLING; FRAME SIZE IMB 5 (IM V1, IM V3) FLANGE 1 (1FT6 COMPATIBLE) POWER CONNECTOR ROTATABLE ABSOLUTE ENCODER 22 BITS MULTI TURN WITH DRIVE-CLIQ INTERFACE (ENCODER AM-22-DQ) CONNECTOR ROTATABLE SHAFT WITH FITTED KEY; WITH HOLDING BRAKE; ACC. TOLERANCE N VIBRATION SEVERITY GRADE A, DEGREE OF PROTECTION IP 64 | 6270 | TEM | 1 | MC | 17.703 | 1
1FT70685AF711FB1 | SIMOTICS S SYNCHRON. MOTOR 1FT7, M0=15NM (100K) NN=3000RPM, PN=3,42KW NATURAL AIR COOLING; FRAME SIZE IMB 5 (IM V1, IM V3) FLANGE 1 (1FT6 COMPATIBLE) POWER CONNECTOR ROTATABLE ABSOLUTE ENCODER 22 BITS MULTI TURN WITH DRIVE-CLIQ INTERFACE (ENCODER AM-22-DQ) CONNECTOR ROTATABLE SHAFT WITH FITTED KEY; WITH HOLDING BRAKE; ACC. TOLERANCE N VIBRATION SEVERITY GRADE A, DEGREE OF PROTECTION IP 65 | 6366 | TEM | 1 | MC | 17.703 | 1
1FT70685AF711FD2 | SIMOTICS S SYNCHRON. MOTOR 1FT7, M0=15NM (100K) NN=3000RPM, PN=3,42KW NATURAL AIR COOLING; FRAME SIZE IMB 5 (IM V1, IM V3) FLANGE 1 (1FT6 COMPATIBLE) POWER CONNECTOR ROTATABLE ABSOLUTE ENCODER 22 BITS MULTI TURN WITH DRIVE-CLIQ INTERFACE (ENCODER AM-22-DQ) CONNECTOR ROTATABLE SHAFT WITH FITTED KEY; W/O HOLDING BRAKE; ACC. TOLERANCE R VIBRATION SEVERITY GRADE A, DEGREE OF PROTECTION IP 67 | 5811 | TEM | 1 | MC | 16.404 | 1
1FT70685AF711FE2 | SIMOTICS S SYNCHRON. MOTOR 1FT7, M0=15NM (100K) NN=3000RPM, PN=3,42KW NATURAL AIR COOLING; FRAME SIZE IMB 5 (IM V1, IM V3) FLANGE 1 (1FT6 COMPATIBLE) POWER CONNECTOR ROTATABLE ABSOLUTE ENCODER 22 BITS MULTI TURN WITH DRIVE-CLIQ INTERFACE (ENCODER AM-22-DQ) CONNECTOR ROTATABLE SHAFT WITH FITTED KEY; WITH HOLDING BRAKE; ACC. TOLERANCE R VIBRATION SEVERITY GRADE A, DEGREE OF PROTECTION IP 67 | 6603 | TEM | 1 | MC | 17.703 | 1
1FT70685AF711FG0 | SIMOTICS S SYNCHRON. MOTOR 1FT7, M0=15NM (100K) NN=3000RPM, PN=3,42KW NATURAL AIR COOLING; FRAME SIZE IMB 5 (IM V1, IM V3) FLANGE 1 (1FT6 COMPATIBLE) POWER CONNECTOR ROTATABLE ABSOLUTE ENCODER 22 BITS MULTI TURN WITH DRIVE-CLIQ INTERFACE (ENCODER AM-22-DQ) CONNECTOR ROTATABLE PLAIN SHAFT, W/O HOLDING BRAKE; ACC. TOLERANCE N VIBRATION SEVERITY GRADE A, DEGREE OF PROTECTION IP 64 | 5476 | TEM | 1 | MC | 16.404 | 1
1FT70685AF711FG1 | SIMOTICS S SYNCHRON. MOTOR 1FT7, M0=15NM (100K) NN=3000RPM, PN=3,42KW NATURAL AIR COOLING; FRAME SIZE IMB 5 (IM V1, IM V3) FLANGE 1 (1FT6 COMPATIBLE) POWER CONNECTOR ROTATABLE ABSOLUTE ENCODER 22 BITS MULTI TURN WITH DRIVE-CLIQ INTERFACE (ENCODER AM-22-DQ) CONNECTOR ROTATABLE PLAIN SHAFT, W/O HOLDING BRAKE; ACC. TOLERANCE N VIBRATION SEVERITY GRADE A, DEGREE OF PROTECTION IP 65 | 5572 | TEM | 1 | MC | 16.404 | 1
1FT70685AF711FG2 | SIMOTICS S SYNCHRON. MOTOR 1FT7, M0=15NM (100K) NN=3000RPM, PN=3,42KW NATURAL AIR COOLING; FRAME SIZE IMB 5 (IM V1, IM V3) FLANGE 1 (1FT6 COMPATIBLE) POWER CONNECTOR ROTATABLE ABSOLUTE ENCODER 22 BITS MULTI TURN WITH DRIVE-CLIQ INTERFACE (ENCODER AM-22-DQ) CONNECTOR ROTATABLE PLAIN SHAFT, W/O HOLDING BRAKE; ACC. TOLERANCE N VIBRATION SEVERITY GRADE A, DEGREE OF PROTECTION IP 67 | 5652 | TEM | 1 | MC | 16.404 | 1
1FT70685AF711FG3 | SIMOTICS S SYNCHRON. MOTOR 1FT7, M0=15NM (100K) NN=3000RPM, PN=3,42KW NATURAL AIR COOLING; FRAME SIZE IMB 5 (IM V1, IM V3) FLANGE 1 (1FT6 COMPATIBLE) POWER CONNECTOR ROTATABLE ABSOLUTE ENCODER 22 BITS MULTI TURN WITH DRIVE-CLIQ INTERFACE (ENCODER AM-22-DQ) CONNECTOR ROTATABLE PLAIN SHAFT, W/O HOLDING BRAKE; ACC. TOLERANCE N VIBRATION SEVERITY GRADE A+R, DEGREE OF PROTECTION IP 64 | 5631 | TEM | 1 | MC | 16.404 | 1
1FT70685AF711FG5 | SIMOTICS S SYNCHRON. MOTOR 1FT7, M0=15NM (100K) NN=3000RPM, PN=3,42KW NATURAL AIR COOLING; FRAME SIZE IMB 5 (IM V1, IM V3) FLANGE 1 (1FT6 COMPATIBLE) POWER CONNECTOR ROTATABLE ABSOLUTE ENCODER 22 BITS MULTI TURN WITH DRIVE-CLIQ INTERFACE (ENCODER AM-22-DQ) CONNECTOR ROTATABLE PLAIN SHAFT, W/O HOLDING BRAKE; ACC. TOLERANCE N VIBRATION SEVERITY GRADE A+R, DEGREE OF PROTECTION IP 67 | 5808 | TEM | 1 | MC | 16.404 | 1
1FT70685AF711FH0 | SIMOTICS S SYNCHRON. MOTOR 1FT7, M0=15NM (100K) NN=3000RPM, PN=3,42KW NATURAL AIR COOLING; FRAME SIZE IMB 5 (IM V1, IM V3) FLANGE 1 (1FT6 COMPATIBLE) POWER CONNECTOR ROTATABLE ABSOLUTE ENCODER 22 BITS MULTI TURN WITH DRIVE-CLIQ INTERFACE (ENCODER AM-22-DQ) CONNECTOR ROTATABLE PLAIN SHAFT, WITH HOLDING BRAKE; ACCURACY TOLERANCE N VIBRATION SEVERITY GRADE A, DEGREE OF PROTECTION IP 64 | 6270 | TEM | 1 | MC | 17.703 | 1
1FT70685AF711FH1 | SIMOTICS S SYNCHRON. MOTOR 1FT7, M0=15NM (100K) NN=3000RPM, PN=3,42KW NATURAL AIR COOLING; FRAME SIZE IMB 5 (IM V1, IM V3) FLANGE 1 (1FT6 COMPATIBLE) POWER CONNECTOR ROTATABLE ABSOLUTE ENCODER 22 BITS MULTI TURN WITH DRIVE-CLIQ INTERFACE (ENCODER AM-22-DQ) CONNECTOR ROTATABLE PLAIN SHAFT, WITH HOLDING BRAKE; ACCURACY TOLERANCE N VIBRATION SEVERITY GRADE A, DEGREE OF PROTECTION IP 65 | 6366 | TEM | 1 | MC | 17.703 | 1
1FT70685AF711FH2 | SIMOTICS S SYNCHRON. MOTOR 1FT7, M0=15NM (100K) NN=3000RPM, PN=3,42KW NATURAL AIR COOLING; FRAME SIZE IMB 5 (IM V1, IM V3) FLANGE 1 (1FT6 COMPATIBLE) POWER CONNECTOR ROTATABLE ABSOLUTE ENCODER 22 BITS MULTI TURN WITH DRIVE-CLIQ INTERFACE (ENCODER AM-22-DQ) CONNECTOR ROTATABLE PLAIN SHAFT, WITH HOLDING BRAKE; ACCURACY TOLERANCE N VIBRATION SEVERITY GRADE A, DEGREE OF PROTECTION IP 67 | 6446 | TEM | 1 | MC | 17.703 | 1
1FT70685AF711FH5 | SIMOTICS S SYNCHRON. MOTOR 1FT7, M0=15NM (100K) NN=3000RPM, PN=3,42KW NATURAL AIR COOLING; FRAME SIZE IMB 5 (IM V1, IM V3) FLANGE 1 (1FT6 COMPATIBLE) POWER CONNECTOR ROTATABLE ABSOLUTE ENCODER 22 BITS MULTI TURN WITH DRIVE-CLIQ INTERFACE (ENCODER AM-22-DQ) CONNECTOR ROTATABLE PLAIN SHAFT, WITH HOLDING BRAKE; ACCURACY TOLERANCE N VIBRATION SEVERITY GRADE A+R, DEGREE OF PROTECTION IP 67 | 6602 | TEM | 1 | MC | 17.703 | 1
1FT70685AF711FK3 | SIMOTICS S SYNCHRON. MOTOR 1FT7, M0=15NM (100K) NN=3000RPM, PN=3,42KW NATURAL AIR COOLING; FRAME SIZE IMB 5 (IM V1, IM V3) FLANGE 1 (1FT6 COMPATIBLE) POWER CONNECTOR ROTATABLE ABSOLUTE ENCODER 22 BITS MULTI TURN WITH DRIVE-CLIQ INTERFACE (ENCODER AM-22-DQ) CONNECTOR ROTATABLE PLAIN SHAFT, W/O HOLDING BRAKE; ACC. TOLERANCE R VIBRATION SEVERITY GRADE A+R, DEGREE OF PROTECTION IP 64 | 5790 | TEM | 1 | MC | 16.404 | 1
1FT70685AF711MA0 | SIMOTICS S SYNCHRON. MOTOR 1FT7, M0=15NM (100K) NN=3000RPM, PN=3,42KW NATURAL AIR COOLING; FRAME SIZE IMB 5 (IM V1, IM V3) (1FT6 COMPATIBLE) WITH KTY TEMPERATURE SENSOR POWER CONNECTOR ROTATABLE ABSOLUTE ENCODER ENDAT 2048 S/R (ENCODER A-2048) CONNECTOR ROTATABLE SHAFT WITH FITTED KEY; W/O HOLDING BRAKE; ACC. TOLERANCE N VIBRATION SEVERITY GRADE A, DEGREE OF PROTECTION IP 64 | 5044 | TEM | 1 | MC | 16.404 | 1
1FT70685AF711MA1 | SIMOTICS S SYNCHRON. MOTOR 1FT7, M0=15NM (100K) NN=3000RPM, PN=3,42KW NATURAL AIR COOLING; FRAME SIZE IMB 5 (IM V1, IM V3) (1FT6 COMPATIBLE) WITH KTY TEMPERATURE SENSOR POWER CONNECTOR ROTATABLE ABSOLUTE ENCODER ENDAT 2048 S/R (ENCODER A-2048) CONNECTOR ROTATABLE SHAFT WITH FITTED KEY; W/O HOLDING BRAKE; ACC. TOLERANCE N VIBRATION SEVERITY GRADE A, DEGREE OF PROTECTION IP 65 | 5141 | TEM | 1 | MC | 16.404 | 1
1FT70685AF711MB0 | SIMOTICS S SYNCHRON. MOTOR 1FT7, M0=15NM (100K) NN=3000RPM, PN=3,42KW NATURAL AIR COOLING; FRAME SIZE IMB 5 (IM V1, IM V3) (1FT6 COMPATIBLE) WITH KTY TEMPERATURE SENSOR POWER CONNECTOR ROTATABLE ABSOLUTE ENCODER ENDAT 2048 S/R (ENCODER A-2048) CONNECTOR ROTATABLE SHAFT WITH FITTED KEY; WITH HOLDING BRAKE; ACC. TOLERANCE N VIBRATION SEVERITY GRADE A, DEGREE OF PROTECTION IP 64 | 5838 | TEM | 1 | MC | 17.703 | 1
1FT70685AF711MB1 | SIMOTICS S SYNCHRON. MOTOR 1FT7, M0=15NM (100K) NN=3000RPM, PN=3,42KW NATURAL AIR COOLING; FRAME SIZE IMB 5 (IM V1, IM V3) (1FT6 COMPATIBLE) WITH KTY TEMPERATURE SENSOR POWER CONNECTOR ROTATABLE ABSOLUTE ENCODER ENDAT 2048 S/R (ENCODER A-2048) CONNECTOR ROTATABLE SHAFT WITH FITTED KEY; WITH HOLDING BRAKE; ACC. TOLERANCE N VIBRATION SEVERITY GRADE A, DEGREE OF PROTECTION IP 65 | 5934 | TEM | 1 | MC | 17.703 | 1
1FT70685AF711MB2 | SIMOTICS S SYNCHRON. MOTOR 1FT7, M0=15NM (100K) NN=3000RPM, PN=3,42KW NATURAL AIR COOLING; FRAME SIZE IMB 5 (IM V1, IM V3) (1FT6 COMPATIBLE) WITH KTY TEMPERATURE SENSOR POWER CONNECTOR ROTATABLE ABSOLUTE ENCODER ENDAT 2048 S/R (ENCODER A-2048) CONNECTOR ROTATABLE SHAFT WITH FITTED KEY; WITH HOLDING BRAKE; ACC. TOLERANCE N VIBRATION SEVERITY GRADE A, DEGREE OF PROTECTION IP 67 | 6014 | TEM | 1 | MC | 17.703 | 1
1FT70685AF711MG0 | SIMOTICS S SYNCHRON. MOTOR 1FT7, M0=15NM (100K) NN=3000RPM, PN=3,42KW NATURAL AIR COOLING; FRAME SIZE IMB 5 (IM V1, IM V3) (1FT6 COMPATIBLE) WITH KTY TEMPERATURE SENSOR POWER CONNECTOR ROTATABLE ABSOLUTE ENCODER ENDAT 2048 S/R (ENCODER A-2048) CONNECTOR ROTATABLE PLAIN SHAFT, W/O HOLDING BRAKE; ACC. TOLERANCE N VIBRATION SEVERITY GRADE A, DEGREE OF PROTECTION IP 64 | 5044 | TEM | 1 | MC | 16.404 | 1
1FT70685AF711MG1 | SIMOTICS S SYNCHRON. MOTOR 1FT7, M0=15NM (100K) NN=3000RPM, PN=3,42KW NATURAL AIR COOLING; FRAME SIZE IMB 5 (IM V1, IM V3) (1FT6 COMPATIBLE) WITH KTY TEMPERATURE SENSOR POWER CONNECTOR ROTATABLE ABSOLUTE ENCODER ENDAT 2048 S/R (ENCODER A-2048) CONNECTOR ROTATABLE PLAIN SHAFT, W/O HOLDING BRAKE; ACC. TOLERANCE N VIBRATION SEVERITY GRADE A, DEGREE OF PROTECTION IP 65 | 5141 | TEM | 1 | MC | 16.404 | 1
1FT70685AF711MH0 | SIMOTICS S SYNCHRON. MOTOR 1FT7, M0=15NM (100K) NN=3000RPM, PN=3,42KW NATURAL AIR COOLING; FRAME SIZE IMB 5 (IM V1, IM V3) (1FT6 COMPATIBLE) WITH KTY TEMPERATURE SENSOR POWER CONNECTOR ROTATABLE ABSOLUTE ENCODER ENDAT 2048 S/R (ENCODER A-2048) CONNECTOR ROTATABLE PLAIN SHAFT, WITH HOLDING BRAKE; ACCURACY TOLERANCE N VIBRATION SEVERITY GRADE A, DEGREE OF PROTECTION IP 64 | 5838 | TEM | 1 | MC | 17.703 | 1
1FT70685AF711MH1 | SIMOTICS S SYNCHRON. MOTOR 1FT7, M0=15NM (100K) NN=3000RPM, PN=3,42KW NATURAL AIR COOLING; FRAME SIZE IMB 5 (IM V1, IM V3) (1FT6 COMPATIBLE) WITH KTY TEMPERATURE SENSOR POWER CONNECTOR ROTATABLE ABSOLUTE ENCODER ENDAT 2048 S/R (ENCODER A-2048) CONNECTOR ROTATABLE PLAIN SHAFT, WITH HOLDING BRAKE; ACCURACY TOLERANCE N VIBRATION SEVERITY GRADE A, DEGREE OF PROTECTION IP 65 | 5934 | TEM | 1 | MC | 17.703 | 1
1FT70685AF711NA0 | SIMOTICS S SYNCHRON. MOTOR 1FT7, M0=15NM (100K) NN=3000RPM, PN=3,42KW NATURAL AIR COOLING; FRAME SIZE IM B5 (1FT6 COMPATIBLE) WITH KTY TEMPERATURE SENSOR POWER CONNECTOR ROTATABLE INCREM. ENCODER SIN/COS 1VSS 2048 S/R (ENCODER I-2048) CONNECTOR ROTATABLE SHAFT WITH FITTED KEY; W/O HOLDING BRAKE; ACC. TOLERANCE N VIBRATION SEVERITY GRADE A, DEGREE OF PROTECTION IP 64 | 4290 | TEM | 1 | MC | 16.404 | 1
1FT70685AF711NA1 | SIMOTICS S SYNCHRON. MOTOR 1FT7, M0=15NM (100K) NN=3000RPM, PN=3,42KW NATURAL AIR COOLING; FRAME SIZE IM B5 (1FT6 COMPATIBLE) WITH KTY TEMPERATURE SENSOR POWER CONNECTOR ROTATABLE INCREM. ENCODER SIN/COS 1VSS 2048 S/R (ENCODER I-2048) CONNECTOR ROTATABLE SHAFT WITH FITTED KEY; W/O HOLDING BRAKE; ACC. TOLERANCE N VIBRATION SEVERITY GRADE A, DEGREE OF PROTECTION IP 65 | 4387 | TEM | 1 | MC | 16.404 | 1
1FT70685AF711NB0 | SIMOTICS S SYNCHRON. MOTOR 1FT7, M0=15NM (100K) NN=3000RPM, PN=3,42KW NATURAL AIR COOLING; FRAME SIZE IM B5 (1FT6 COMPATIBLE) WITH KTY TEMPERATURE SENSOR POWER CONNECTOR ROTATABLE INCREM. ENCODER SIN/COS 1VSS 2048 S/R (ENCODER I-2048) CONNECTOR ROTATABLE SHAFT WITH FITTED KEY; WITH HOLDING BRAKE; ACC. TOLERANCE N VIBRATION SEVERITY GRADE A, DEGREE OF PROTECTION IP 64 | 5084 | TEM | 1 | MC | 17.703 | 1
1FT70685AF711NB1 | SIMOTICS S SYNCHRON. MOTOR 1FT7, M0=15NM (100K) NN=3000RPM, PN=3,42KW NATURAL AIR COOLING; FRAME SIZE IM B5 (1FT6 COMPATIBLE) WITH KTY TEMPERATURE SENSOR POWER CONNECTOR ROTATABLE INCREM. ENCODER SIN/COS 1VSS 2048 S/R (ENCODER I-2048) CONNECTOR ROTATABLE SHAFT WITH FITTED KEY; WITH HOLDING BRAKE; ACC. TOLERANCE N VIBRATION SEVERITY GRADE A, DEGREE OF PROTECTION IP 65 | 5180 | TEM | 1 | MC | 17.703 | 1
1FT70685AF711NG0 | SIMOTICS S SYNCHRON. MOTOR 1FT7, M0=15NM (100K) NN=3000RPM, PN=3,42KW NATURAL AIR COOLING; FRAME SIZE IM B5 (1FT6 COMPATIBLE) WITH KTY TEMPERATURE SENSOR POWER CONNECTOR ROTATABLE INCREM. ENCODER SIN/COS 1VSS 2048 S/R (ENCODER I-2048) CONNECTOR ROTATABLE PLAIN SHAFT, W/O HOLDING BRAKE; ACC. TOLERANCE N VIBRATION SEVERITY GRADE A, DEGREE OF PROTECTION IP 64 | 4290 | TEM | 1 | MC | 16.404 | 1
1FT70685AF711NG1 | SIMOTICS S SYNCHRON. MOTOR 1FT7, M0=15NM (100K) NN=3000RPM, PN=3,42KW NATURAL AIR COOLING; FRAME SIZE IM B5 (1FT6 COMPATIBLE) WITH KTY TEMPERATURE SENSOR POWER CONNECTOR ROTATABLE INCREM. ENCODER SIN/COS 1VSS 2048 S/R (ENCODER I-2048) CONNECTOR ROTATABLE PLAIN SHAFT, W/O HOLDING BRAKE; ACC. TOLERANCE N VIBRATION SEVERITY GRADE A, DEGREE OF PROTECTION IP 65 | 4387 | TEM | 1 | MC | 16.404 | 1
1FT70685AF711NG2 | SIMOTICS S SYNCHRON. MOTOR 1FT7, M0=15NM (100K) NN=3000RPM, PN=3,42KW NATURAL AIR COOLING; FRAME SIZE IM B5 (1FT6 COMPATIBLE) WITH KTY TEMPERATURE SENSOR POWER CONNECTOR ROTATABLE INCREM. ENCODER SIN/COS 1VSS 2048 S/R (ENCODER I-2048) CONNECTOR ROTATABLE PLAIN SHAFT, W/O HOLDING BRAKE; ACC. TOLERANCE N VIBRATION SEVERITY GRADE A, DEGREE OF PROTECTION IP 67 | 4466 | TEM | 1 | MC | 16.404 | 1
1FT70685AF711NG5 | SIMOTICS S SYNCHRON. MOTOR 1FT7, M0=15NM (100K) NN=3000RPM, PN=3,42KW NATURAL AIR COOLING; FRAME SIZE IM B5 (1FT6 COMPATIBLE) WITH KTY TEMPERATURE SENSOR POWER CONNECTOR ROTATABLE INCREM. ENCODER SIN/COS 1VSS 2048 S/R (ENCODER I-2048) CONNECTOR ROTATABLE PLAIN SHAFT, W/O HOLDING BRAKE; ACC. TOLERANCE N VIBRATION SEVERITY GRADE A+R, DEGREE OF PROTECTION IP 67 | 4622 | TEM | 1 | MC | 16.404 | 1
1FT70685AF711NH0 | SIMOTICS S SYNCHRON. MOTOR 1FT7, M0=15NM (100K) NN=3000RPM, PN=3,42KW NATURAL AIR COOLING; FRAME SIZE IM B5 (1FT6 COMPATIBLE) WITH KTY TEMPERATURE SENSOR POWER CONNECTOR ROTATABLE INCREM. ENCODER SIN/COS 1VSS 2048 S/R (ENCODER I-2048) CONNECTOR ROTATABLE PLAIN SHAFT, WITH HOLDING BRAKE; ACCURACY TOLERANCE N VIBRATION SEVERITY GRADE A, DEGREE OF PROTECTION IP 64 | 5084 | TEM | 1 | MC | 17.703 | 1
1FT70685AF711NH1 | SIMOTICS S SYNCHRON. MOTOR 1FT7, M0=15NM (100K) NN=3000RPM, PN=3,42KW NATURAL AIR COOLING; FRAME SIZE IM B5 (1FT6 COMPATIBLE) WITH KTY TEMPERATURE SENSOR POWER CONNECTOR ROTATABLE INCREM. ENCODER SIN/COS 1VSS 2048 S/R (ENCODER I-2048) CONNECTOR ROTATABLE PLAIN SHAFT, WITH HOLDING BRAKE; ACCURACY TOLERANCE N VIBRATION SEVERITY GRADE A, DEGREE OF PROTECTION IP 65 | 5180 | TEM | 1 | MC | 17.703 | 1
1FT70685AF711NH2 | SIMOTICS S SYNCHRON. MOTOR 1FT7, M0=15NM (100K) NN=3000RPM, PN=3,42KW NATURAL AIR COOLING; FRAME SIZE IM B5 (1FT6 COMPATIBLE) WITH KTY TEMPERATURE SENSOR POWER CONNECTOR ROTATABLE INCREM. ENCODER SIN/COS 1VSS 2048 S/R (ENCODER I-2048) CONNECTOR ROTATABLE PLAIN SHAFT, WITH HOLDING BRAKE; ACCURACY TOLERANCE N VIBRATION SEVERITY GRADE A, DEGREE OF PROTECTION IP 67 | 5260 | TEM | 1 | MC | 17.703 | 1
1FT70685AF711NK5 | SIMOTICS S SYNCHRON. MOTOR 1FT7, M0=15NM (100K) NN=3000RPM, PN=3,42KW NATURAL AIR COOLING; FRAME SIZE IM B5 (1FT6 COMPATIBLE) WITH KTY TEMPERATURE SENSOR POWER CONNECTOR ROTATABLE INCREM. ENCODER SIN/COS 1VSS 2048 S/R (ENCODER I-2048) CONNECTOR ROTATABLE PLAIN SHAFT, W/O HOLDING BRAKE; ACC. TOLERANCE R VIBRATION SEVERITY GRADE A+R, DEGREE OF PROTECTION IP 67 | 4781 | TEM | 1 | MC | 16.404 | 1
1FT70685WF701BG3 | SIMOTICS S SYNCHRON. MOTOR 1FT7, M0=30NM (100K) NN=3000RPM, PN=9,30KW WATER-COOLED; FRAME SIZE IMB 5 (IM V1, IM V3) FLANGE 0 POWER CONNECTOR ROTATABLE ABSOLUTE VALUE ENCODER SINGLETURN 24 BIT WITH DRIVE-CLIQ INTERFACE (ENCODER AS24DQI) PLAIN SHAFT, W/O HOLDING BRAKE; ACC. TOLERANCE N VIBRATION SEVERITY GRADE A+R, DEGREE OF PROTECTION IP 64 | 5427 | TEM | 1 | MC | 20.204 | 1
1FT70685WF701CA1 | SIMOTICS S SYNCHRON. MOTOR 1FT7, M0=30NM (100K) NN=3000RPM, PN=9,30KW WATER-COOLED; FRAME SIZE IMB 5 (IM V1, IM V3) FLANGE 0 POWER CONNECTOR ROTATABLE ABSOLUTE ENCODER 24 BITS + 12 BIT MULTITURN WITH DRIVE-CLIQ INTERFACE (ENCODER AM24DQI) SHAFT WITH FITTED KEY; W/O HOLDING BRAKE; ACC. TOLERANCE N VIBRATION SEVERITY GRADE A, DEGREE OF PROTECTION IP 65 | 6133 | TEM | 1 | MC | 20.204 | 1
1FT70685WF701DA0 | SIMOTICS S SYNCHRON. MOTOR 1FT7, M0=30NM (100K) NN=3000RPM, PN=9,30KW WATER-COOLED; FRAME SIZE IMB 5 (IM V1, IM V3) FLANGE 0 POWER CONNECTOR ROTATABLE INCREMENTAL ENCODER 2048 S/R WITH DRIVE-CLIQ INTERFACE (ENCODER I-2048) CONNECTOR ROTATABLE SHAFT WITH FITTED KEY; W/O HOLDING BRAKE; ACC. TOLERANCE N VIBRATION SEVERITY GRADE A, DEGREE OF PROTECTION IP 64 | 5352 | TEM | 1 | MC | 20.204 | 1
1FT70685WF701DB2 | SIMOTICS S SYNCHRON. MOTOR 1FT7, M0=30NM (100K) NN=3000RPM, PN=9,30KW WATER-COOLED; FRAME SIZE IMB 5 (IM V1, IM V3) FLANGE 0 POWER CONNECTOR ROTATABLE INCREMENTAL ENCODER 2048 S/R WITH DRIVE-CLIQ INTERFACE (ENCODER I-2048) CONNECTOR ROTATABLE SHAFT WITH FITTED KEY; WITH HOLDING BRAKE; ACC. TOLERANCE N VIBRATION SEVERITY GRADE A, DEGREE OF PROTECTION IP 67 | 6322 | TEM | 1 | MC | 21.503 | 1
1FT70685WF701DG3 | SIMOTICS S SYNCHRON. MOTOR 1FT7, M0=30NM (100K) NN=3000RPM, PN=9,30KW WATER-COOLED; FRAME SIZE IMB 5 (IM V1, IM V3) FLANGE 0 POWER CONNECTOR ROTATABLE INCREMENTAL ENCODER 2048 S/R WITH DRIVE-CLIQ INTERFACE (ENCODER I-2048) CONNECTOR ROTATABLE PLAIN SHAFT, W/O HOLDING BRAKE; ACC. TOLERANCE N VIBRATION SEVERITY GRADE A+R, DEGREE OF PROTECTION IP 64 | 5507 | TEM | 1 | MC | 20.204 | 1
1FT70685WF701FG2 | SIMOTICS S SYNCHRON. MOTOR 1FT7, M0=30NM (100K) NN=3000RPM, PN=9,30KW WATER-COOLED; FRAME SIZE IMB 5 (IM V1, IM V3) FLANGE 0 POWER CONNECTOR ROTATABLE ABSOLUTE ENCODER 22 BITS MULTI TURN WITH DRIVE-CLIQ INTERFACE (ENCODER AM-22-DQ) CONNECTOR ROTATABLE PLAIN SHAFT, W/O HOLDING BRAKE; ACC. TOLERANCE N VIBRATION SEVERITY GRADE A, DEGREE OF PROTECTION IP 67 | 6293 | TEM | 1 | MC | 20.204 | 1
1FT70685WF701FH1 | SIMOTICS S SYNCHRON. MOTOR 1FT7, M0=30NM (100K) NN=3000RPM, PN=9,30KW WATER-COOLED; FRAME SIZE IMB 5 (IM V1, IM V3) FLANGE 0 POWER CONNECTOR ROTATABLE ABSOLUTE ENCODER 22 BITS MULTI TURN WITH DRIVE-CLIQ INTERFACE (ENCODER AM-22-DQ) CONNECTOR ROTATABLE PLAIN SHAFT, WITH HOLDING BRAKE; ACCURACY TOLERANCE N VIBRATION SEVERITY GRADE A, DEGREE OF PROTECTION IP 65 | 7007 | TEM | 1 | MC | 21.503 | 1
1FT70685WF701NG2 | SIMOTICS S SYNCHRON. MOTOR 1FT7, M0=30NM (100K) NN=3000RPM, PN=9,30KW WATER-COOLED; FRAME SIZE IMB 5 (IM V1, IM V3) FLANGE (COMPACT) WITH KTY TEMPERATURE SENSOR POWER CONNECTOR ROTATABLE INCREM. ENCODER SIN/COS 1VSS 2048 S/R (ENCODER I-2048) CONNECTOR ROTATABLE PLAIN SHAFT, W/O HOLDING BRAKE; ACC. TOLERANCE N VIBRATION SEVERITY GRADE A, DEGREE OF PROTECTION IP 67 | 5107 | TEM | 1 | MC | 20.204 | 1
1FT70685WF711BG5 | SIMOTICS S SYNCHRON. MOTOR 1FT7, M0=30NM (100K) NN=3000RPM, PN=9,30KW WATER-COOLED; FRAME SIZE IMB 5 (IM V1, IM V3) FLANGE 1 (1FT6 COMPATIBLE) POWER CONNECTOR ROTATABLE ABSOLUTE VALUE ENCODER SINGLETURN 24 BIT WITH DRIVE-CLIQ INTERFACE (ENCODER AS24DQI) PLAIN SHAFT, W/O HOLDING BRAKE; ACC. TOLERANCE N VIBRATION SEVERITY GRADE A+R, DEGREE OF PROTECTION IP 67 | 5604 | TEM | 1 | MC | 20.204 | 1
1FT70685WF711CA1 | SIMOTICS S SYNCHRON. MOTOR 1FT7, M0=30NM (100K) NN=3000RPM, PN=9,30KW WATER-COOLED; FRAME SIZE IMB 5 (IM V1, IM V3) FLANGE 1 (1FT6 COMPATIBLE) POWER CONNECTOR ROTATABLE ABSOLUTE ENCODER 24 BITS + 12 BIT MULTITURN WITH DRIVE-CLIQ INTERFACE (ENCODER AM24DQI) SHAFT WITH FITTED KEY; W/O HOLDING BRAKE; ACC. TOLERANCE N VIBRATION SEVERITY GRADE A, DEGREE OF PROTECTION IP 65 | 6133 | TEM | 1 | MC | 20.204 | 1
1FT70685WF711CG1 | SIMOTICS S SYNCHRON. MOTOR 1FT7, M0=30NM (100K) NN=3000RPM, PN=9,30KW WATER-COOLED; FRAME SIZE IMB 5 (IM V1, IM V3) FLANGE 1 (1FT6 COMPATIBLE) POWER CONNECTOR ROTATABLE ABSOLUTE ENCODER 24 BITS + 12 BIT MULTITURN WITH DRIVE-CLIQ INTERFACE (ENCODER AM24DQI) PLAIN SHAFT, W/O HOLDING BRAKE; ACC. TOLERANCE N VIBRATION SEVERITY GRADE A, DEGREE OF PROTECTION IP 65 | 6133 | TEM | 1 | MC | 20.204 | 1
1FT70685WF711CG3 | SIMOTICS S SYNCHRON. MOTOR 1FT7, M0=30NM (100K) NN=3000RPM, PN=9,30KW WATER-COOLED; FRAME SIZE IMB 5 (IM V1, IM V3) FLANGE 1 (1FT6 COMPATIBLE) POWER CONNECTOR ROTATABLE ABSOLUTE ENCODER 24 BITS + 12 BIT MULTITURN WITH DRIVE-CLIQ INTERFACE (ENCODER AM24DQI) PLAIN SHAFT, W/O HOLDING BRAKE; ACC. TOLERANCE N VIBRATION SEVERITY GRADE A+R, DEGREE OF PROTECTION IP 64 | 6192 | TEM | 1 | MC | 20.204 | 1
1FT70685WF711DG3 | SIMOTICS S SYNCHRON. MOTOR 1FT7, M0=30NM (100K) NN=3000RPM, PN=9,30KW WATER-COOLED; FRAME SIZE IMB 5 (IM V1, IM V3) FLANGE 1 (1FT6 COMPATIBLE) POWER CONNECTOR ROTATABLE INCREMENTAL ENCODER 2048 S/R WITH DRIVE-CLIQ INTERFACE (ENCODER I-2048) CONNECTOR ROTATABLE PLAIN SHAFT, W/O HOLDING BRAKE; ACC. TOLERANCE N VIBRATION SEVERITY GRADE A+R, DEGREE OF PROTECTION IP 64 | 5507 | TEM | 1 | MC | 20.204 | 1
1FT70685WF711DH0 | SIMOTICS S SYNCHRON. MOTOR 1FT7, M0=30NM (100K) NN=3000RPM, PN=9,30KW WATER-COOLED; FRAME SIZE IMB 5 (IM V1, IM V3) FLANGE 1 (1FT6 COMPATIBLE) POWER CONNECTOR ROTATABLE INCREMENTAL ENCODER 2048 S/R WITH DRIVE-CLIQ INTERFACE (ENCODER I-2048) CONNECTOR ROTATABLE PLAIN SHAFT, WITH HOLDING BRAKE; ACCURACY TOLERANCE N VIBRATION SEVERITY GRADE A, DEGREE OF PROTECTION IP 64 | 6146 | TEM | 1 | MC | 21.503 | 1
1FT70685WF711DH1 | SIMOTICS S SYNCHRON. MOTOR 1FT7, M0=30NM (100K) NN=3000RPM, PN=9,30KW WATER-COOLED; FRAME SIZE IMB 5 (IM V1, IM V3) FLANGE 1 (1FT6 COMPATIBLE) POWER CONNECTOR ROTATABLE INCREMENTAL ENCODER 2048 S/R WITH DRIVE-CLIQ INTERFACE (ENCODER I-2048) CONNECTOR ROTATABLE PLAIN SHAFT, WITH HOLDING BRAKE; ACCURACY TOLERANCE N VIBRATION SEVERITY GRADE A, DEGREE OF PROTECTION IP 65 | 6242 | TEM | 1 | MC | 21.503 | 1
1FT70685WF711DK3 | SIMOTICS S SYNCHRON. MOTOR 1FT7, M0=30NM (100K) NN=3000RPM, PN=9,30KW WATER-COOLED; FRAME SIZE IMB 5 (IM V1, IM V3) FLANGE 1 (1FT6 COMPATIBLE) POWER CONNECTOR ROTATABLE INCREMENTAL ENCODER 2048 S/R WITH DRIVE-CLIQ INTERFACE (ENCODER I-2048) CONNECTOR ROTATABLE PLAIN SHAFT, W/O HOLDING BRAKE; ACC. TOLERANCE R VIBRATION SEVERITY GRADE A+R, DEGREE OF PROTECTION IP 64 | 5666 | TEM | 1 | MC | 20.204 | 1
1FT70685WF711FA1 | SIMOTICS S SYNCHRON. MOTOR 1FT7, M0=30NM (100K) NN=3000RPM, PN=9,30KW WATER-COOLED; FRAME SIZE IMB 5 (IM V1, IM V3) FLANGE 1 (1FT6 COMPATIBLE) POWER CONNECTOR ROTATABLE ABSOLUTE ENCODER 22 BITS MULTI TURN WITH DRIVE-CLIQ INTERFACE (ENCODER AM-22-DQ) CONNECTOR ROTATABLE SHAFT WITH FITTED KEY; W/O HOLDING BRAKE; ACC. TOLERANCE N VIBRATION SEVERITY GRADE A, DEGREE OF PROTECTION IP 65 | 6214 | TEM | 1 | MC | 20.204 | 1
1FT70685WF711MG1 | SIMOTICS S SYNCHRON. MOTOR 1FT7, M0=30NM (100K) NN=3000RPM, PN=9,30KW WATER-COOLED; FRAME SIZE IMB 5 (IM V1, IM V3) (1FT6 COMPATIBLE) WITH KTY TEMPERATURE SENSOR POWER CONNECTOR ROTATABLE ABSOLUTE ENCODER ENDAT 2048 S/R (ENCODER A-2048) CONNECTOR ROTATABLE PLAIN SHAFT, W/O HOLDING BRAKE; ACC. TOLERANCE N VIBRATION SEVERITY GRADE A, DEGREE OF PROTECTION IP 65 | 5782 | TEM | 1 | MC | 20.204 | 1
1FT70685WF711MH0 | SIMOTICS S SYNCHRON. MOTOR 1FT7, M0=30NM (100K) NN=3000RPM, PN=9,30KW WATER-COOLED; FRAME SIZE IMB 5 (IM V1, IM V3) (1FT6 COMPATIBLE) WITH KTY TEMPERATURE SENSOR POWER CONNECTOR ROTATABLE ABSOLUTE ENCODER ENDAT 2048 S/R (ENCODER A-2048) CONNECTOR ROTATABLE PLAIN SHAFT, WITH HOLDING BRAKE; ACCURACY TOLERANCE N VIBRATION SEVERITY GRADE A, DEGREE OF PROTECTION IP 64 | 6479 | TEM | 1 | MC | 21.503 | 1
1FT70685WF711MH1 | SIMOTICS S SYNCHRON. MOTOR 1FT7, M0=30NM (100K) NN=3000RPM, PN=9,30KW WATER-COOLED; FRAME SIZE IMB 5 (IM V1, IM V3) (1FT6 COMPATIBLE) WITH KTY TEMPERATURE SENSOR POWER CONNECTOR ROTATABLE ABSOLUTE ENCODER ENDAT 2048 S/R (ENCODER A-2048) CONNECTOR ROTATABLE PLAIN SHAFT, WITH HOLDING BRAKE; ACCURACY TOLERANCE N VIBRATION SEVERITY GRADE A, DEGREE OF PROTECTION IP 65 | 6576 | TEM | 1 | MC | 21.503 | 1
1FT70685WF711NG2 | SIMOTICS S SYNCHRON. MOTOR 1FT7, M0=30NM (100K) NN=3000RPM, PN=9,30KW WATER-COOLED; FRAME SIZE IM B5 (1FT6 COMPATIBLE) WITH KTY TEMPERATURE SENSOR POWER CONNECTOR ROTATABLE INCREM. ENCODER SIN/COS 1VSS 2048 S/R (ENCODER I-2048) CONNECTOR ROTATABLE PLAIN SHAFT, W/O HOLDING BRAKE; ACC. TOLERANCE N VIBRATION SEVERITY GRADE A, DEGREE OF PROTECTION IP 67 | 5107 | TEM | 1 | MC | 20.204 | 1
1FT70685WF711NH0 | SIMOTICS S SYNCHRON. MOTOR 1FT7, M0=30NM (100K) NN=3000RPM, PN=9,30KW WATER-COOLED; FRAME SIZE IM B5 (1FT6 COMPATIBLE) WITH KTY TEMPERATURE SENSOR POWER CONNECTOR ROTATABLE INCREM. ENCODER SIN/COS 1VSS 2048 S/R (ENCODER I-2048) CONNECTOR ROTATABLE PLAIN SHAFT, WITH HOLDING BRAKE; ACCURACY TOLERANCE N VIBRATION SEVERITY GRADE A, DEGREE OF PROTECTION IP 64 | 5725 | TEM | 1 | MC | 21.503 | 1
1FT70685WF711NH1 | SIMOTICS S SYNCHRON. MOTOR 1FT7, M0=30NM (100K) NN=3000RPM, PN=9,30KW WATER-COOLED; FRAME SIZE IM B5 (1FT6 COMPATIBLE) WITH KTY TEMPERATURE SENSOR POWER CONNECTOR ROTATABLE INCREM. ENCODER SIN/COS 1VSS 2048 S/R (ENCODER I-2048) CONNECTOR ROTATABLE PLAIN SHAFT, WITH HOLDING BRAKE; ACCURACY TOLERANCE N VIBRATION SEVERITY GRADE A, DEGREE OF PROTECTION IP 65 | 5822 | TEM | 1 | MC | 21.503 | 1
1FT70821AF701BG1 | SIMOTICS S SYNCHRON. MOTOR 1FT7, M0=13NM (100K) NN=3000RPM, PN=3,24KW NATURAL AIR COOLING; POWER CONNECTOR ROTATABLE VIBRATION SEVERITY GRADE A PROTECTION CLASS IP 65; FRAME SIZE IMB 5 (IM V1, IM V3) FLANGE 0 ABSOLUTE VALUE ENCODER SINGLETURN 24 BIT WITH DRIVE-CLIQ INTERFACE (ENCODER AS24DQI) PLAIN SHAFT, W/O HOLDING BRAKE; ACCURACY TOLERANCE N | 3107 | TEM | 1 | MC | 14 | 1
1FT70821AF701BH1 | SIMOTICS S SYNCHRON. MOTOR 1FT7, M0=13NM (100K) NN=3000RPM, PN=3,24KW NATURAL AIR COOLING; POWER CONNECTOR ROTATABLE VIBRATION SEVERITY GRADE A PROTECTION CLASS IP 65; FRAME SIZE IMB 5 (IM V1, IM V3) FLANGE 0 ABSOLUTE VALUE ENCODER SINGLETURN 24 BIT WITH DRIVE-CLIQ INTERFACE (ENCODER AS24DQI) PLAIN SHAFT, WITH HOLDING BRAKE, ACCURACY TOLERANCE N | 3799 | TEM | 1 | MC | 17.1 | 1
1FT70821AF701CG1 | SIMOTICS S SYNCHRON. MOTOR 1FT7, M0=13NM (100K) NN=3000RPM, PN=3,24KW NATURAL AIR COOLING; POWER CONNECTOR ROTATABLE VIBRATION SEVERITY GRADE A PROTECTION CLASS IP 65; FRAME SIZE IMB 5 (IM V1, IM V3) FLANGE 0 ABSOLUTE ENCODER 24 BITS + 12 BIT MULTITURN WITH DRIVE-CLIQ INTERFACE (ENCODER AM24DQI) PLAIN SHAFT, W/O HOLDING BRAKE; ACCURACY TOLERANCE N | 3872 | TEM | 1 | MC | 14.1 | 1
1FT70821AF701CH1 | SIMOTICS S SYNCHRON. MOTOR 1FT7, M0=13NM (100K) NN=3000RPM, PN=3,24KW NATURAL AIR COOLING; POWER CONNECTOR ROTATABLE VIBRATION SEVERITY GRADE A PROTECTION CLASS IP 65; FRAME SIZE IMB 5 (IM V1, IM V3) FLANGE 0 ABSOLUTE ENCODER 24 BITS + 12 BIT MULTITURN WITH DRIVE-CLIQ INTERFACE (ENCODER AM24DQI) PLAIN SHAFT, WITH HOLDING BRAKE, ACCURACY TOLERANCE N | 4564 | TEM | 1 | MC | 17.2 | 1
1FT70821AF701DG1 | SIMOTICS S SYNCHRON. MOTOR 1FT7, M0=13NM (100K) NN=3000RPM, PN=3,24KW NATURAL AIR COOLING; POWER CONNECTOR ROTATABLE VIBRATION SEVERITY GRADE A PROTECTION CLASS IP 65; FRAME SIZE IMB 5 (IM V1, IM V3) FLANGE 0 INCREMENTAL ENCODER 2048 S/R WITH DRIVE-CLIQ INTERFACE (ENCODER I-2048) CONNECTOR ROTATABLE PLAIN SHAFT, W/O HOLDING BRAKE; ACCURACY TOLERANCE N | 3187 | TEM | 1 | MC | 14 | 1
1FT70821AF701DH1 | SIMOTICS S SYNCHRON. MOTOR 1FT7, M0=13NM (100K) NN=3000RPM, PN=3,24KW NATURAL AIR COOLING; POWER CONNECTOR ROTATABLE VIBRATION SEVERITY GRADE A PROTECTION CLASS IP 65; FRAME SIZE IMB 5 (IM V1, IM V3) FLANGE 0 INCREMENTAL ENCODER 2048 S/R WITH DRIVE-CLIQ INTERFACE (ENCODER I-2048) CONNECTOR ROTATABLE PLAIN SHAFT, WITH HOLDING BRAKE, ACCURACY TOLERANCE N | 3880 | TEM | 1 | MC | 17.1 | 1
1FT70821AF701FG1 | SIMOTICS S SYNCHRON. MOTOR 1FT7, M0=13NM (100K) NN=3000RPM, PN=3,24KW NATURAL AIR COOLING; POWER CONNECTOR ROTATABLE VIBRATION SEVERITY GRADE A PROTECTION CLASS IP 65; FRAME SIZE IMB 5 (IM V1, IM V3) FLANGE 0 ABSOLUTE ENCODER 22 BITS MULTI TURN WITH DRIVE-CLIQ INTERFACE (ENCODER AM-22-DQ) CONNECTOR ROTATABLE PLAIN SHAFT, W/O HOLDING BRAKE; ACCURACY TOLERANCE N | 3953 | TEM | 1 | MC | 14 | 1
1FT70821AF701FH1 | SIMOTICS S SYNCHRON. MOTOR 1FT7, M0=13NM (100K) NN=3000RPM, PN=3,24KW NATURAL AIR COOLING; POWER CONNECTOR ROTATABLE VIBRATION SEVERITY GRADE A PROTECTION CLASS IP 65; FRAME SIZE IMB 5 (IM V1, IM V3) FLANGE 0 ABSOLUTE ENCODER 22 BITS MULTI TURN WITH DRIVE-CLIQ INTERFACE (ENCODER AM-22-DQ) CONNECTOR ROTATABLE PLAIN SHAFT, WITH HOLDING BRAKE, ACCURACY TOLERANCE N | 4645 | TEM | 1 | MC | 17.1 | 1
1FT70821AF701MG1 | SIMOTICS S SYNCHRON. MOTOR 1FT7, M0=13NM (100K) NN=3000RPM, PN=3,24KW NATURAL AIR COOLING; POWER CONNECTOR ROTATABLE VIBRATION SEVERITY GRADE A PROTECTION CLASS IP 65; FRAME SIZE IMB 5 (IM V1, IM V3) FLANGE (COMPACT) WITH KTY TEMPERATURE SENSOR ABSOLUTE ENCODER ENDAT 2048 S/R (ENCODER A-2048) CONNECTOR ROTATABLE PLAIN SHAFT, W/O HOLDING BRAKE; ACCURACY TOLERANCE N | 3521 | TEM | 1 | MC | 14 | 1
1FT70821AF701MH1 | SIMOTICS S SYNCHRON. MOTOR 1FT7, M0=13NM (100K) NN=3000RPM, PN=3,24KW NATURAL AIR COOLING; POWER CONNECTOR ROTATABLE VIBRATION SEVERITY GRADE A PROTECTION CLASS IP 65; FRAME SIZE IMB 5 (IM V1, IM V3) FLANGE (COMPACT) WITH KTY TEMPERATURE SENSOR ABSOLUTE ENCODER ENDAT 2048 S/R (ENCODER A-2048) CONNECTOR ROTATABLE PLAIN SHAFT, WITH HOLDING BRAKE, ACCURACY TOLERANCE N | 4213 | TEM | 1 | MC | 17.1 | 1
1FT70821AF701NG1 | SIMOTICS S SYNCHRON. MOTOR 1FT7, M0=13NM (100K) NN=3000RPM, PN=3,24KW NATURAL AIR COOLING; POWER CONNECTOR ROTATABLE VIBRATION SEVERITY GRADE A PROTECTION CLASS IP 65; FRAME SIZE IMB 5 (IM V1, IM V3) FLANGE (COMPACT) WITH KTY TEMPERATURE SENSOR INCREM. ENCODER SIN/COS 1VSS 2048 S/R (ENCODER I-2048) CONNECTOR ROTATABLE PLAIN SHAFT, W/O HOLDING BRAKE; ACCURACY TOLERANCE N | 2767 | TEM | 1 | MC | 14 | 1
1FT70821AF701NH1 | SIMOTICS S SYNCHRON. MOTOR 1FT7, M0=13NM (100K) NN=3000RPM, PN=3,24KW NATURAL AIR COOLING; POWER CONNECTOR ROTATABLE VIBRATION SEVERITY GRADE A PROTECTION CLASS IP 65; FRAME SIZE IMB 5 (IM V1, IM V3) FLANGE (COMPACT) WITH KTY TEMPERATURE SENSOR INCREM. ENCODER SIN/COS 1VSS 2048 S/R (ENCODER I-2048) CONNECTOR ROTATABLE PLAIN SHAFT, WITH HOLDING BRAKE, ACCURACY TOLERANCE N | 3459 | TEM | 1 | MC | 17.1 | 1
1FT70821AF711BG1 | SIMOTICS S SYNCHRON. MOTOR 1FT7, M0=13NM (100K) NN=3000RPM, PN=3,24KW NATURAL AIR COOLING; POWER CONNECTOR ROTATABLE VIBRATION SEVERITY GRADE A PROTECTION CLASS IP 65; FRAME SIZE IMB 5 (IM V1, IM V3) FLANGE 1 (1FT6 COMPATIBLE) ABSOLUTE VALUE ENCODER SINGLETURN 24 BIT WITH DRIVE-CLIQ INTERFACE (ENCODER AS24DQI) PLAIN SHAFT, W/O HOLDING BRAKE; ACCURACY TOLERANCE N | 3107 | TEM | 1 | MC | 14 | 1
1FT70821AF711BH1 | SIMOTICS S SYNCHRON. MOTOR 1FT7, M0=13NM (100K) NN=3000RPM, PN=3,24KW NATURAL AIR COOLING; POWER CONNECTOR ROTATABLE VIBRATION SEVERITY GRADE A PROTECTION CLASS IP 65; FRAME SIZE IMB 5 (IM V1, IM V3) FLANGE 1 (1FT6 COMPATIBLE) ABSOLUTE VALUE ENCODER SINGLETURN 24 BIT WITH DRIVE-CLIQ INTERFACE (ENCODER AS24DQI) PLAIN SHAFT, WITH HOLDING BRAKE, ACCURACY TOLERANCE N | 3799 | TEM | 1 | MC | 17.1 | 1
1FT70821AF711CG1 | SIMOTICS S SYNCHRON. MOTOR 1FT7, M0=13NM (100K) NN=3000RPM, PN=3,24KW NATURAL AIR COOLING; POWER CONNECTOR ROTATABLE VIBRATION SEVERITY GRADE A PROTECTION CLASS IP 65; FRAME SIZE IMB 5 (IM V1, IM V3) FLANGE 1 (1FT6 COMPATIBLE) ABSOLUTE ENCODER 24 BITS + 12 BIT MULTITURN WITH DRIVE-CLIQ INTERFACE (ENCODER AM24DQI) PLAIN SHAFT, W/O HOLDING BRAKE; ACCURACY TOLERANCE N | 3872 | TEM | 1 | MC | 14.1 | 1
1FT70821AF711CH1 | SIMOTICS S SYNCHRON. MOTOR 1FT7, M0=13NM (100K) NN=3000RPM, PN=3,24KW NATURAL AIR COOLING; POWER CONNECTOR ROTATABLE VIBRATION SEVERITY GRADE A PROTECTION CLASS IP 65; FRAME SIZE IMB 5 (IM V1, IM V3) FLANGE 1 (1FT6 COMPATIBLE) ABSOLUTE ENCODER 24 BITS + 12 BIT MULTITURN WITH DRIVE-CLIQ INTERFACE (ENCODER AM24DQI) PLAIN SHAFT, WITH HOLDING BRAKE, ACCURACY TOLERANCE N | 4564 | TEM | 1 | MC | 17.2 | 1
1FT70821AF711DG1 | SIMOTICS S SYNCHRON. MOTOR 1FT7, M0=13NM (100K) NN=3000RPM, PN=3,24KW NATURAL AIR COOLING; POWER CONNECTOR ROTATABLE VIBRATION SEVERITY GRADE A PROTECTION CLASS IP 65; FRAME SIZE IMB 5 (IM V1, IM V3) FLANGE 1 (1FT6 COMPATIBLE) INCREMENTAL ENCODER 2048 S/R WITH DRIVE-CLIQ INTERFACE (ENCODER I-2048) CONNECTOR ROTATABLE PLAIN SHAFT, W/O HOLDING BRAKE; ACCURACY TOLERANCE N | 3187 | TEM | 1 | MC | 14 | 1
1FT70821AF711DH1 | SIMOTICS S SYNCHRON. MOTOR 1FT7, M0=13NM (100K) NN=3000RPM, PN=3,24KW NATURAL AIR COOLING; POWER CONNECTOR ROTATABLE VIBRATION SEVERITY GRADE A PROTECTION CLASS IP 65; FRAME SIZE IMB 5 (IM V1, IM V3) FLANGE 1 (1FT6 COMPATIBLE) INCREMENTAL ENCODER 2048 S/R WITH DRIVE-CLIQ INTERFACE (ENCODER I-2048) CONNECTOR ROTATABLE PLAIN SHAFT, WITH HOLDING BRAKE, ACCURACY TOLERANCE N | 3880 | TEM | 1 | MC | 17.1 | 1
1FT70821AF711FG1 | SIMOTICS S SYNCHRON. MOTOR 1FT7, M0=13NM (100K) NN=3000RPM, PN=3,24KW NATURAL AIR COOLING; POWER CONNECTOR ROTATABLE VIBRATION SEVERITY GRADE A PROTECTION CLASS IP 65; FRAME SIZE IMB 5 (IM V1, IM V3) FLANGE 1 (1FT6 COMPATIBLE) ABSOLUTE ENCODER 22 BITS MULTI TURN WITH DRIVE-CLIQ INTERFACE (ENCODER AM-22-DQ) CONNECTOR ROTATABLE PLAIN SHAFT, W/O HOLDING BRAKE; ACCURACY TOLERANCE N | 3953 | TEM | 1 | MC | 14 | 1
1FT70821AF711FH1 | SIMOTICS S SYNCHRON. MOTOR 1FT7, M0=13NM (100K) NN=3000RPM, PN=3,24KW NATURAL AIR COOLING; POWER CONNECTOR ROTATABLE VIBRATION SEVERITY GRADE A PROTECTION CLASS IP 65; FRAME SIZE IMB 5 (IM V1, IM V3) FLANGE 1 (1FT6 COMPATIBLE) ABSOLUTE ENCODER 22 BITS MULTI TURN WITH DRIVE-CLIQ INTERFACE (ENCODER AM-22-DQ) CONNECTOR ROTATABLE PLAIN SHAFT, WITH HOLDING BRAKE, ACCURACY TOLERANCE N | 4645 | TEM | 1 | MC | 17.1 | 1
1FT70821AF711MG1 | SIMOTICS S SYNCHRON. MOTOR 1FT7, M0=13NM (100K) NN=3000RPM, PN=3,24KW NATURAL AIR COOLING; POWER CONNECTOR ROTATABLE VIBRATION SEVERITY GRADE A PROTECTION CLASS IP 65; FRAME SIZE IMB 5 (IM V1, IM V3) (1FT6 COMPATIBLE) WITH KTY TEMPERATURE SENSOR ABSOLUTE ENCODER ENDAT 2048 S/R (ENCODER A-2048) CONNECTOR ROTATABLE PLAIN SHAFT, W/O HOLDING BRAKE; ACCURACY TOLERANCE N | 3521 | TEM | 1 | MC | 14 | 1
1FT70821AF711MH1 | SIMOTICS S SYNCHRON. MOTOR 1FT7, M0=13NM (100K) NN=3000RPM, PN=3,24KW NATURAL AIR COOLING; POWER CONNECTOR ROTATABLE VIBRATION SEVERITY GRADE A PROTECTION CLASS IP 65; FRAME SIZE IMB 5 (IM V1, IM V3) (1FT6 COMPATIBLE) WITH KTY TEMPERATURE SENSOR ABSOLUTE ENCODER ENDAT 2048 S/R (ENCODER A-2048) CONNECTOR ROTATABLE PLAIN SHAFT, WITH HOLDING BRAKE, ACCURACY TOLERANCE N | 4213 | TEM | 1 | MC | 17.1 | 1
1FT70821AF711NG1 | SIMOTICS S SYNCHRON. MOTOR 1FT7, M0=13NM (100K) NN=3000RPM, PN=3,24KW NATURAL AIR COOLING; POWER CONNECTOR ROTATABLE VIBRATION SEVERITY GRADE A PROTECTION CLASS IP 65; FRAME SIZE IMB 5 (1FT6 COMPATIBLE) WITH KTY TEMPERATURE SENSOR INCREM. ENCODER SIN/COS 1VSS 2048 S/R (ENCODER I-2048) CONNECTOR ROTATABLE PLAIN SHAFT, W/O HOLDING BRAKE; ACCURACY TOLERANCE N | 2767 | TEM | 1 | MC | 14 | 1
1FT70821AF711NH1 | SIMOTICS S SYNCHRON. MOTOR 1FT7, M0=13NM (100K) NN=3000RPM, PN=3,24KW NATURAL AIR COOLING; POWER CONNECTOR ROTATABLE VIBRATION SEVERITY GRADE A PROTECTION CLASS IP 65; FRAME SIZE IMB 5 (1FT6 COMPATIBLE) WITH KTY TEMPERATURE SENSOR INCREM. ENCODER SIN/COS 1VSS 2048 S/R (ENCODER I-2048) CONNECTOR ROTATABLE PLAIN SHAFT, WITH HOLDING BRAKE, ACCURACY TOLERANCE N | 3459 | TEM | 1 | MC | 17.1 | 1
1FT70825AC701BA0 | SIMOTICS S SYNCHRON. MOTOR 1FT7, M0=13NM (100K) NN=2000RPM, PN=2,39KW NATURAL AIR COOLING; FRAME SIZE IMB 5 (IM V1, IM V3) FLANGE 0 POWER CONNECTOR ROTATABLE ABSOLUTE VALUE ENCODER SINGLETURN 24 BIT WITH DRIVE-CLIQ INTERFACE (ENCODER AS24DQI) WITH FITTED KEY, ACCURACY TOLERANCE N, W/O HOLDING BRAKE VIBRATION SEVERITY GRADE A, DEGREE OF PROTECTION IP 64 | 4012 | TEM | 1 | MC | 14.104 | 1
1FT70825AC701BA3 | SIMOTICS S SYNCHRON. MOTOR 1FT7, M0=13NM (100K) NN=2000RPM, PN=2,39KW NATURAL AIR COOLING; FRAME SIZE IMB 5 (IM V1, IM V3) FLANGE 0 POWER CONNECTOR ROTATABLE ABSOLUTE VALUE ENCODER SINGLETURN 24 BIT WITH DRIVE-CLIQ INTERFACE (ENCODER AS24DQI) WITH FITTED KEY, ACCURACY TOLERANCE N, W/O HOLDING BRAKE VIBRATION SEVERITY GRADE A+R, DEGREE OF PROTECTION IP 64 | 4167 | TEM | 1 | MC | 14.104 | 1
1FT70825AC701BA4 | SIMOTICS S SYNCHRON. MOTOR 1FT7, M0=13NM (100K) NN=2000RPM, PN=2,39KW NATURAL AIR COOLING; FRAME SIZE IMB 5 (IM V1, IM V3) FLANGE 0 POWER CONNECTOR ROTATABLE ABSOLUTE VALUE ENCODER SINGLETURN 24 BIT WITH DRIVE-CLIQ INTERFACE (ENCODER AS24DQI) WITH FITTED KEY, ACCURACY TOLERANCE N, W/O HOLDING BRAKE VIBRATION SEVERITY GRADE A+R, DEGREE OF PROTECTION IP 65 | 4264 | TEM | 1 | MC | 14.104 | 1
1FT70825AC701BG2 | SIMOTICS S SYNCHRON. MOTOR 1FT7, M0=13NM (100K) NN=2000RPM, PN=2,39KW NATURAL AIR COOLING; FRAME SIZE IMB 5 (IM V1, IM V3) FLANGE 0 POWER CONNECTOR ROTATABLE ABSOLUTE VALUE ENCODER SINGLETURN 24 BIT WITH DRIVE-CLIQ INTERFACE (ENCODER AS24DQI) PLAIN SHAFT, W/O HOLDING BRAKE; ACC. TOLERANCE N VIBRATION SEVERITY GRADE A, DEGREE OF PROTECTION IP 67 | 4187 | TEM | 1 | MC | 14.104 | 1
1FT70825AC701BG3 | SIMOTICS S SYNCHRON. MOTOR 1FT7, M0=13NM (100K) NN=2000RPM, PN=2,39KW NATURAL AIR COOLING; FRAME SIZE IMB 5 (IM V1, IM V3) FLANGE 0 POWER CONNECTOR ROTATABLE ABSOLUTE VALUE ENCODER SINGLETURN 24 BIT WITH DRIVE-CLIQ INTERFACE (ENCODER AS24DQI) PLAIN SHAFT, W/O HOLDING BRAKE; ACC. TOLERANCE N VIBRATION SEVERITY GRADE A+R, DEGREE OF PROTECTION IP 64 | 4167 | TEM | 1 | MC | 14.104 | 1
1FT70825AC701BH1 | SIMOTICS S SYNCHRON. MOTOR 1FT7, M0=13NM (100K) NN=2000RPM, PN=2,39KW NATURAL AIR COOLING; FRAME SIZE IMB 5 (IM V1, IM V3) FLANGE 0 POWER CONNECTOR ROTATABLE ABSOLUTE VALUE ENCODER SINGLETURN 24 BIT WITH DRIVE-CLIQ INTERFACE (ENCODER AS24DQI) PLAIN SHAFT, WITH HOLDING BRAKE; ACCURACY TOLERANCE N VIBRATION SEVERITY GRADE A, DEGREE OF PROTECTION IP 65 | 5006 | TEM | 1 | MC | 17.203 | 1
1FT70825AC701BH3 | SIMOTICS S SYNCHRON. MOTOR 1FT7, M0=13NM (100K) NN=2000RPM, PN=2,39KW NATURAL AIR COOLING; FRAME SIZE IMB 5 (IM V1, IM V3) FLANGE 0 POWER CONNECTOR ROTATABLE ABSOLUTE VALUE ENCODER SINGLETURN 24 BIT WITH DRIVE-CLIQ INTERFACE (ENCODER AS24DQI) PLAIN SHAFT, WITH HOLDING BRAKE; ACCURACY TOLERANCE N VIBRATION SEVERITY GRADE A+R, DEGREE OF PROTECTION IP 64 | 5064 | TEM | 1 | MC | 17.203 | 1
1FT70825AC701BK4 | SIMOTICS S SYNCHRON. MOTOR 1FT7, M0=13NM (100K) NN=2000RPM, PN=2,39KW NATURAL AIR COOLING; FRAME SIZE IMB 5 (IM V1, IM V3) FLANGE 0 POWER CONNECTOR ROTATABLE ABSOLUTE VALUE ENCODER SINGLETURN 24 BIT WITH DRIVE-CLIQ INTERFACE (ENCODER AS24DQI) PLAIN SHAFT, W/O HOLDING BRAKE; ACC. TOLERANCE R VIBRATION SEVERITY GRADE A+R, DEGREE OF PROTECTION IP 65 | 4423 | TEM | 1 | MC | 14.104 | 1
1FT70825AC701BK5 | SIMOTICS S SYNCHRON. MOTOR 1FT7, M0=13NM (100K) NN=2000RPM, PN=2,39KW NATURAL AIR COOLING; FRAME SIZE IMB 5 (IM V1, IM V3) FLANGE 0 POWER CONNECTOR ROTATABLE ABSOLUTE VALUE ENCODER SINGLETURN 24 BIT WITH DRIVE-CLIQ INTERFACE (ENCODER AS24DQI) PLAIN SHAFT, W/O HOLDING BRAKE; ACC. TOLERANCE R VIBRATION SEVERITY GRADE A+R, DEGREE OF PROTECTION IP 67 | 4503 | TEM | 1 | MC | 14.104 | 1
1FT70825AC701CA0 | SIMOTICS S SYNCHRON. MOTOR 1FT7, M0=13NM (100K) NN=2000RPM, PN=2,39KW NATURAL AIR COOLING; FRAME SIZE IMB 5 (IM V1, IM V3) FLANGE 0 POWER CONNECTOR ROTATABLE ABSOLUTE ENCODER 24 BITS + 12 BIT MULTITURN WITH DRIVE-CLIQ INTERFACE (ENCODER AM24DQI) WITH FITTED KEY, ACCURACY TOLERANCE N, W/O HOLDING BRAKE VIBRATION SEVERITY GRADE A, DEGREE OF PROTECTION IP 64 | 4777 | TEM | 1 | MC | 14.104 | 1
1FT70825AC701CA2 | SIMOTICS S SYNCHRON. MOTOR 1FT7, M0=13NM (100K) NN=2000RPM, PN=2,39KW NATURAL AIR COOLING; FRAME SIZE IMB 5 (IM V1, IM V3) FLANGE 0 POWER CONNECTOR ROTATABLE ABSOLUTE ENCODER 24 BITS + 12 BIT MULTITURN WITH DRIVE-CLIQ INTERFACE (ENCODER AM24DQI) WITH FITTED KEY, ACCURACY TOLERANCE N, W/O HOLDING BRAKE VIBRATION SEVERITY GRADE A, DEGREE OF PROTECTION IP 67 | 4953 | TEM | 1 | MC | 14.104 | 1
1FT70825AC701CB0 | SIMOTICS S SYNCHRON. MOTOR 1FT7, M0=13NM (100K) NN=2000RPM, PN=2,39KW NATURAL AIR COOLING; FRAME SIZE IMB 5 (IM V1, IM V3) FLANGE 0 POWER CONNECTOR ROTATABLE ABSOLUTE ENCODER 24 BITS + 12 BIT MULTITURN WITH DRIVE-CLIQ INTERFACE (ENCODER AM24DQI) SHAFT WITH FITTED KEY; WITH HOLDING BRAKE; ACC. TOLERANCE N VIBRATION SEVERITY GRADE A, DEGREE OF PROTECTION IP 64 | 5675 | TEM | 1 | MC | 17.203 | 1
1FT70825AC701CB1 | SIMOTICS S SYNCHRON. MOTOR 1FT7, M0=13NM (100K) NN=2000RPM, PN=2,39KW NATURAL AIR COOLING; FRAME SIZE IMB 5 (IM V1, IM V3) FLANGE 0 POWER CONNECTOR ROTATABLE ABSOLUTE ENCODER 24 BITS + 12 BIT MULTITURN WITH DRIVE-CLIQ INTERFACE (ENCODER AM24DQI) SHAFT WITH FITTED KEY; WITH HOLDING BRAKE; ACC. TOLERANCE N VIBRATION SEVERITY GRADE A, DEGREE OF PROTECTION IP 65 | 5771 | TEM | 1 | MC | 17.203 | 1
1FT70825AC701CB2 | SIMOTICS S SYNCHRON. MOTOR 1FT7, M0=13NM (100K) NN=2000RPM, PN=2,39KW NATURAL AIR COOLING; FRAME SIZE IMB 5 (IM V1, IM V3) FLANGE 0 POWER CONNECTOR ROTATABLE ABSOLUTE ENCODER 24 BITS + 12 BIT MULTITURN WITH DRIVE-CLIQ INTERFACE (ENCODER AM24DQI) SHAFT WITH FITTED KEY; WITH HOLDING BRAKE; ACC. TOLERANCE N VIBRATION SEVERITY GRADE A, DEGREE OF PROTECTION IP 67 | 5850 | TEM | 1 | MC | 17.203 | 1
1FT70825AC701CG0 | SIMOTICS S SYNCHRON. MOTOR 1FT7, M0=13NM (100K) NN=2000RPM, PN=2,39KW NATURAL AIR COOLING; FRAME SIZE IMB 5 (IM V1, IM V3) FLANGE 0 POWER CONNECTOR ROTATABLE ABSOLUTE ENCODER 24 BITS + 12 BIT MULTITURN WITH DRIVE-CLIQ INTERFACE (ENCODER AM24DQI) PLAIN SHAFT, W/O HOLDING BRAKE; ACC. TOLERANCE N VIBRATION SEVERITY GRADE A, DEGREE OF PROTECTION IP 64 | 4777 | TEM | 1 | MC | 14.104 | 1
1FT70825AC701CG1 | SIMOTICS S SYNCHRON. MOTOR 1FT7, M0=13NM (100K) NN=2000RPM, PN=2,39KW NATURAL AIR COOLING; FRAME SIZE IMB 5 (IM V1, IM V3) FLANGE 0 POWER CONNECTOR ROTATABLE ABSOLUTE ENCODER 24 BITS + 12 BIT MULTITURN WITH DRIVE-CLIQ INTERFACE (ENCODER AM24DQI) PLAIN SHAFT, W/O HOLDING BRAKE; ACC. TOLERANCE N VIBRATION SEVERITY GRADE A, DEGREE OF PROTECTION IP 65 | 4873 | TEM | 1 | MC | 14.104 | 1
1FT70825AC701CH0 | SIMOTICS S SYNCHRON. MOTOR 1FT7, M0=13NM (100K) NN=2000RPM, PN=2,39KW NATURAL AIR COOLING; FRAME SIZE IMB 5 (IM V1, IM V3) FLANGE 0 POWER CONNECTOR ROTATABLE ABSOLUTE ENCODER 24 BITS + 12 BIT MULTITURN WITH DRIVE-CLIQ INTERFACE (ENCODER AM24DQI) PLAIN SHAFT, WITH HOLDING BRAKE; ACCURACY TOLERANCE N VIBRATION SEVERITY GRADE A, DEGREE OF PROTECTION IP 64 | 5675 | TEM | 1 | MC | 17.203 | 1
1FT70825AC701CH1 | SIMOTICS S SYNCHRON. MOTOR 1FT7, M0=13NM (100K) NN=2000RPM, PN=2,39KW NATURAL AIR COOLING; FRAME SIZE IMB 5 (IM V1, IM V3) FLANGE 0 POWER CONNECTOR ROTATABLE ABSOLUTE ENCODER 24 BITS + 12 BIT MULTITURN WITH DRIVE-CLIQ INTERFACE (ENCODER AM24DQI) PLAIN SHAFT, WITH HOLDING BRAKE; ACCURACY TOLERANCE N VIBRATION SEVERITY GRADE A, DEGREE OF PROTECTION IP 65 | 5771 | TEM | 1 | MC | 17.203 | 1
1FT70825AC701DA0 | SIMOTICS S SYNCHRON. MOTOR 1FT7, M0=13NM (100K) NN=2000RPM, PN=2,39KW NATURAL AIR COOLING; FRAME SIZE IMB 5 (IM V1, IM V3) FLANGE 0 POWER CONNECTOR ROTATABLE INCREMENTAL ENCODER 2048 S/R WITH DRIVE-CLIQ INTERFACE (ENCODER I-2048) CONNECTOR ROTATABLE WITH FITTED KEY, ACCURACY TOLERANCE N, W/O HOLDING BRAKE VIBRATION SEVERITY GRADE A, DEGREE OF PROTECTION IP 64 | 4092 | TEM | 1 | MC | 14.104 | 1
1FT70825AC701DA1 | SIMOTICS S SYNCHRON. MOTOR 1FT7, M0=13NM (100K) NN=2000RPM, PN=2,39KW NATURAL AIR COOLING; FRAME SIZE IMB 5 (IM V1, IM V3) FLANGE 0 POWER CONNECTOR ROTATABLE INCREMENTAL ENCODER 2048 S/R WITH DRIVE-CLIQ INTERFACE (ENCODER I-2048) CONNECTOR ROTATABLE WITH FITTED KEY, ACCURACY TOLERANCE N, W/O HOLDING BRAKE VIBRATION SEVERITY GRADE A, DEGREE OF PROTECTION IP 65 | 4188 | TEM | 1 | MC | 14.104 | 1
1FT70825AC701DA2 | SIMOTICS S SYNCHRON. MOTOR 1FT7, M0=13NM (100K) NN=2000RPM, PN=2,39KW NATURAL AIR COOLING; FRAME SIZE IMB 5 (IM V1, IM V3) FLANGE 0 POWER CONNECTOR ROTATABLE INCREMENTAL ENCODER 2048 S/R WITH DRIVE-CLIQ INTERFACE (ENCODER I-2048) CONNECTOR ROTATABLE WITH FITTED KEY, ACCURACY TOLERANCE N, W/O HOLDING BRAKE VIBRATION SEVERITY GRADE A, DEGREE OF PROTECTION IP 67 | 4268 | TEM | 1 | MC | 14.104 | 1
1FT70825AC701DA3 | SIMOTICS S SYNCHRON. MOTOR 1FT7, M0=13NM (100K) NN=2000RPM, PN=2,39KW NATURAL AIR COOLING; FRAME SIZE IMB 5 (IM V1, IM V3) FLANGE 0 POWER CONNECTOR ROTATABLE INCREMENTAL ENCODER 2048 S/R WITH DRIVE-CLIQ INTERFACE (ENCODER I-2048) CONNECTOR ROTATABLE WITH FITTED KEY, ACCURACY TOLERANCE N, W/O HOLDING BRAKE VIBRATION SEVERITY GRADE A+R, DEGREE OF PROTECTION IP 64 | 4247 | TEM | 1 | MC | 14.104 | 1
1FT70825AC701DB0 | SIMOTICS S SYNCHRON. MOTOR 1FT7, M0=13NM (100K) NN=2000RPM, PN=2,39KW NATURAL AIR COOLING; FRAME SIZE IMB 5 (IM V1, IM V3) FLANGE 0 POWER CONNECTOR ROTATABLE INCREMENTAL ENCODER 2048 S/R WITH DRIVE-CLIQ INTERFACE (ENCODER I-2048) CONNECTOR ROTATABLE SHAFT WITH FITTED KEY; WITH HOLDING BRAKE; ACC. TOLERANCE N VIBRATION SEVERITY GRADE A, DEGREE OF PROTECTION IP 64 | 4990 | TEM | 1 | MC | 17.203 | 1
1FT70825AC701DB1 | SIMOTICS S SYNCHRON. MOTOR 1FT7, M0=13NM (100K) NN=2000RPM, PN=2,39KW NATURAL AIR COOLING; FRAME SIZE IMB 5 (IM V1, IM V3) FLANGE 0 POWER CONNECTOR ROTATABLE INCREMENTAL ENCODER 2048 S/R WITH DRIVE-CLIQ INTERFACE (ENCODER I-2048) CONNECTOR ROTATABLE SHAFT WITH FITTED KEY; WITH HOLDING BRAKE; ACC. TOLERANCE N VIBRATION SEVERITY GRADE A, DEGREE OF PROTECTION IP 65 | 5086 | TEM | 1 | MC | 17.203 | 1
1FT70825AC701DB3 | SIMOTICS S SYNCHRON. MOTOR 1FT7, M0=13NM (100K) NN=2000RPM, PN=2,39KW NATURAL AIR COOLING; FRAME SIZE IMB 5 (IM V1, IM V3) FLANGE 0 POWER CONNECTOR ROTATABLE INCREMENTAL ENCODER 2048 S/R WITH DRIVE-CLIQ INTERFACE (ENCODER I-2048) CONNECTOR ROTATABLE SHAFT WITH FITTED KEY; WITH HOLDING BRAKE; ACC. TOLERANCE N VIBRATION SEVERITY GRADE A+R, DEGREE OF PROTECTION IP 64 | 5144 | TEM | 1 | MC | 17.203 | 1
1FT70825AC701DB4 | SIMOTICS S SYNCHRON. MOTOR 1FT7, M0=13NM (100K) NN=2000RPM, PN=2,39KW NATURAL AIR COOLING; FRAME SIZE IMB 5 (IM V1, IM V3) FLANGE 0 POWER CONNECTOR ROTATABLE INCREMENTAL ENCODER 2048 S/R WITH DRIVE-CLIQ INTERFACE (ENCODER I-2048) CONNECTOR ROTATABLE SHAFT WITH FITTED KEY; WITH HOLDING BRAKE; ACC. TOLERANCE N VIBRATION SEVERITY GRADE A+R, DEGREE OF PROTECTION IP 65 | 5242 | TEM | 1 | MC | 17.203 | 1
1FT70825AC701DD0 | SIMOTICS S SYNCHRON. MOTOR 1FT7, M0=13NM (100K) NN=2000RPM, PN=2,39KW NATURAL AIR COOLING; FRAME SIZE IMB 5 (IM V1, IM V3) FLANGE 0 POWER CONNECTOR ROTATABLE INCREMENTAL ENCODER 2048 S/R WITH DRIVE-CLIQ INTERFACE (ENCODER I-2048) CONNECTOR ROTATABLE SHAFT WITH FITTED KEY; W/O HOLDING BRAKE; ACC. TOLERANCE R VIBRATION SEVERITY GRADE A, DEGREE OF PROTECTION IP 64 | 4251 | TEM | 1 | MC | 14.104 | 1
1FT70825AC701DD2 | SIMOTICS S SYNCHRON. MOTOR 1FT7, M0=13NM (100K) NN=2000RPM, PN=2,39KW NATURAL AIR COOLING; FRAME SIZE IMB 5 (IM V1, IM V3) FLANGE 0 POWER CONNECTOR ROTATABLE INCREMENTAL ENCODER 2048 S/R WITH DRIVE-CLIQ INTERFACE (ENCODER I-2048) CONNECTOR ROTATABLE SHAFT WITH FITTED KEY; W/O HOLDING BRAKE; ACC. TOLERANCE R VIBRATION SEVERITY GRADE A, DEGREE OF PROTECTION IP 67 | 4427 | TEM | 1 | MC | 14.104 | 1
1FT70825AC701DG0 | SIMOTICS S SYNCHRON. MOTOR 1FT7, M0=13NM (100K) NN=2000RPM, PN=2,39KW NATURAL AIR COOLING; FRAME SIZE IMB 5 (IM V1, IM V3) FLANGE 0 POWER CONNECTOR ROTATABLE INCREMENTAL ENCODER 2048 S/R WITH DRIVE-CLIQ INTERFACE (ENCODER I-2048) CONNECTOR ROTATABLE PLAIN SHAFT, W/O HOLDING BRAKE; ACC. TOLERANCE N VIBRATION SEVERITY GRADE A, DEGREE OF PROTECTION IP 64 | 4092 | TEM | 1 | MC | 14.104 | 1
1FT70825AC701DG3 | SIMOTICS S SYNCHRON. MOTOR 1FT7, M0=13NM (100K) NN=2000RPM, PN=2,39KW NATURAL AIR COOLING; FRAME SIZE IMB 5 (IM V1, IM V3) FLANGE 0 POWER CONNECTOR ROTATABLE INCREMENTAL ENCODER 2048 S/R WITH DRIVE-CLIQ INTERFACE (ENCODER I-2048) CONNECTOR ROTATABLE PLAIN SHAFT, W/O HOLDING BRAKE; ACC. TOLERANCE N VIBRATION SEVERITY GRADE A+R, DEGREE OF PROTECTION IP 64 | 4247 | TEM | 1 | MC | 14.104 | 1
1FT70825AC701DH0 | SIMOTICS S SYNCHRON. MOTOR 1FT7, M0=13NM (100K) NN=2000RPM, PN=2,39KW NATURAL AIR COOLING; FRAME SIZE IMB 5 (IM V1, IM V3) FLANGE 0 POWER CONNECTOR ROTATABLE INCREMENTAL ENCODER 2048 S/R WITH DRIVE-CLIQ INTERFACE (ENCODER I-2048) CONNECTOR ROTATABLE PLAIN SHAFT, WITH HOLDING BRAKE; ACCURACY TOLERANCE N VIBRATION SEVERITY GRADE A, DEGREE OF PROTECTION IP 64 | 4990 | TEM | 1 | MC | 17.203 | 1
1FT70825AC701DH1 | SIMOTICS S SYNCHRON. MOTOR 1FT7, M0=13NM (100K) NN=2000RPM, PN=2,39KW NATURAL AIR COOLING; FRAME SIZE IMB 5 (IM V1, IM V3) FLANGE 0 POWER CONNECTOR ROTATABLE INCREMENTAL ENCODER 2048 S/R WITH DRIVE-CLIQ INTERFACE (ENCODER I-2048) CONNECTOR ROTATABLE PLAIN SHAFT, WITH HOLDING BRAKE; ACCURACY TOLERANCE N VIBRATION SEVERITY GRADE A, DEGREE OF PROTECTION IP 65 | 5086 | TEM | 1 | MC | 17.203 | 1
1FT70825AC701DK0 | SIMOTICS S SYNCHRON. MOTOR 1FT7, M0=13NM (100K) NN=2000RPM, PN=2,39KW NATURAL AIR COOLING; FRAME SIZE IMB 5 (IM V1, IM V3) FLANGE 0 POWER CONNECTOR ROTATABLE INCREMENTAL ENCODER 2048 S/R WITH DRIVE-CLIQ INTERFACE (ENCODER I-2048) CONNECTOR ROTATABLE PLAIN SHAFT, W/O HOLDING BRAKE; ACC. TOLERANCE R VIBRATION SEVERITY GRADE A, DEGREE OF PROTECTION IP 64 | 4251 | TEM | 1 | MC | 14.104 | 1
1FT70825AC701FA1 | SIMOTICS S SYNCHRON. MOTOR 1FT7, M0=13NM (100K) NN=2000RPM, PN=2,39KW NATURAL AIR COOLING; FRAME SIZE IMB 5 (IM V1, IM V3) FLANGE 0 POWER CONNECTOR ROTATABLE ABSOLUTE ENCODER 22 BITS MULTI TURN WITH DRIVE-CLIQ INTERFACE (ENCODER AM-22-DQ) CONNECTOR ROTATABLE WITH FITTED KEY, ACCURACY TOLERANCE N, W/O HOLDING BRAKE VIBRATION SEVERITY GRADE A, DEGREE OF PROTECTION IP 65 | 4953 | TEM | 1 | MC | 14.104 | 1
1FT70825AC701FA5 | SIMOTICS S SYNCHRON. MOTOR 1FT7, M0=13NM (100K) NN=2000RPM, PN=2,39KW NATURAL AIR COOLING; FRAME SIZE IMB 5 (IM V1, IM V3) FLANGE 0 POWER CONNECTOR ROTATABLE ABSOLUTE ENCODER 22 BITS MULTI TURN WITH DRIVE-CLIQ INTERFACE (ENCODER AM-22-DQ) CONNECTOR ROTATABLE WITH FITTED KEY, ACCURACY TOLERANCE N, W/O HOLDING BRAKE VIBRATION SEVERITY GRADE A+R, DEGREE OF PROTECTION IP 67 | 5189 | TEM | 1 | MC | 14.104 | 1
1FT70825AC701FB0 | SIMOTICS S SYNCHRON. MOTOR 1FT7, M0=13NM (100K) NN=2000RPM, PN=2,39KW NATURAL AIR COOLING; FRAME SIZE IMB 5 (IM V1, IM V3) FLANGE 0 POWER CONNECTOR ROTATABLE ABSOLUTE ENCODER 22 BITS MULTI TURN WITH DRIVE-CLIQ INTERFACE (ENCODER AM-22-DQ) CONNECTOR ROTATABLE SHAFT WITH FITTED KEY; WITH HOLDING BRAKE; ACC. TOLERANCE N VIBRATION SEVERITY GRADE A, DEGREE OF PROTECTION IP 64 | 5755 | TEM | 1 | MC | 17.203 | 1
1FT70825AC701FB1 | SIMOTICS S SYNCHRON. MOTOR 1FT7, M0=13NM (100K) NN=2000RPM, PN=2,39KW NATURAL AIR COOLING; FRAME SIZE IMB 5 (IM V1, IM V3) FLANGE 0 POWER CONNECTOR ROTATABLE ABSOLUTE ENCODER 22 BITS MULTI TURN WITH DRIVE-CLIQ INTERFACE (ENCODER AM-22-DQ) CONNECTOR ROTATABLE SHAFT WITH FITTED KEY; WITH HOLDING BRAKE; ACC. TOLERANCE N VIBRATION SEVERITY GRADE A, DEGREE OF PROTECTION IP 65 | 5851 | TEM | 1 | MC | 17.203 | 1
1FT70825AC701FB3 | SIMOTICS S SYNCHRON. MOTOR 1FT7, M0=13NM (100K) NN=2000RPM, PN=2,39KW NATURAL AIR COOLING; FRAME SIZE IMB 5 (IM V1, IM V3) FLANGE 0 POWER CONNECTOR ROTATABLE ABSOLUTE ENCODER 22 BITS MULTI TURN WITH DRIVE-CLIQ INTERFACE (ENCODER AM-22-DQ) CONNECTOR ROTATABLE SHAFT WITH FITTED KEY; WITH HOLDING BRAKE; ACC. TOLERANCE N VIBRATION SEVERITY GRADE A+R, DEGREE OF PROTECTION IP 64 | 5910 | TEM | 1 | MC | 17.203 | 1
1FT70825AC701FD3 | SIMOTICS S SYNCHRON. MOTOR 1FT7, M0=13NM (100K) NN=2000RPM, PN=2,39KW NATURAL AIR COOLING; FRAME SIZE IMB 5 (IM V1, IM V3) FLANGE 0 POWER CONNECTOR ROTATABLE ABSOLUTE ENCODER 22 BITS MULTI TURN WITH DRIVE-CLIQ INTERFACE (ENCODER AM-22-DQ) CONNECTOR ROTATABLE SHAFT WITH FITTED KEY; W/O HOLDING BRAKE; ACC. TOLERANCE R VIBRATION SEVERITY GRADE A+R, DEGREE OF PROTECTION IP 64 | 5171 | TEM | 1 | MC | 14.104 | 1
1FT70825AC701FG0 | SIMOTICS S SYNCHRON. MOTOR 1FT7, M0=13NM (100K) NN=2000RPM, PN=2,39KW NATURAL AIR COOLING; FRAME SIZE IMB 5 (IM V1, IM V3) FLANGE 0 POWER CONNECTOR ROTATABLE ABSOLUTE ENCODER 22 BITS MULTI TURN WITH DRIVE-CLIQ INTERFACE (ENCODER AM-22-DQ) CONNECTOR ROTATABLE PLAIN SHAFT, W/O HOLDING BRAKE; ACC. TOLERANCE N VIBRATION SEVERITY GRADE A, DEGREE OF PROTECTION IP 64 | 4857 | TEM | 1 | MC | 14.104 | 1
1FT70825AC701FG1 | SIMOTICS S SYNCHRON. MOTOR 1FT7, M0=13NM (100K) NN=2000RPM, PN=2,39KW NATURAL AIR COOLING; FRAME SIZE IMB 5 (IM V1, IM V3) FLANGE 0 POWER CONNECTOR ROTATABLE ABSOLUTE ENCODER 22 BITS MULTI TURN WITH DRIVE-CLIQ INTERFACE (ENCODER AM-22-DQ) CONNECTOR ROTATABLE PLAIN SHAFT, W/O HOLDING BRAKE; ACC. TOLERANCE N VIBRATION SEVERITY GRADE A, DEGREE OF PROTECTION IP 65 | 4953 | TEM | 1 | MC | 14.104 | 1
1FT70825AC701FG3 | SIMOTICS S SYNCHRON. MOTOR 1FT7, M0=13NM (100K) NN=2000RPM, PN=2,39KW NATURAL AIR COOLING; FRAME SIZE IMB 5 (IM V1, IM V3) FLANGE 0 POWER CONNECTOR ROTATABLE ABSOLUTE ENCODER 22 BITS MULTI TURN WITH DRIVE-CLIQ INTERFACE (ENCODER AM-22-DQ) CONNECTOR ROTATABLE PLAIN SHAFT, W/O HOLDING BRAKE; ACC. TOLERANCE N VIBRATION SEVERITY GRADE A+R, DEGREE OF PROTECTION IP 64 | 5012 | TEM | 1 | MC | 14.104 | 1
1FT70825AC701FH0 | SIMOTICS S SYNCHRON. MOTOR 1FT7, M0=13NM (100K) NN=2000RPM, PN=2,39KW NATURAL AIR COOLING; FRAME SIZE IMB 5 (IM V1, IM V3) FLANGE 0 POWER CONNECTOR ROTATABLE ABSOLUTE ENCODER 22 BITS MULTI TURN WITH DRIVE-CLIQ INTERFACE (ENCODER AM-22-DQ) CONNECTOR ROTATABLE PLAIN SHAFT, WITH HOLDING BRAKE; ACCURACY TOLERANCE N VIBRATION SEVERITY GRADE A, DEGREE OF PROTECTION IP 64 | 5755 | TEM | 1 | MC | 17.203 | 1
1FT70825AC701FH1 | SIMOTICS S SYNCHRON. MOTOR 1FT7, M0=13NM (100K) NN=2000RPM, PN=2,39KW NATURAL AIR COOLING; FRAME SIZE IMB 5 (IM V1, IM V3) FLANGE 0 POWER CONNECTOR ROTATABLE ABSOLUTE ENCODER 22 BITS MULTI TURN WITH DRIVE-CLIQ INTERFACE (ENCODER AM-22-DQ) CONNECTOR ROTATABLE PLAIN SHAFT, WITH HOLDING BRAKE; ACCURACY TOLERANCE N VIBRATION SEVERITY GRADE A, DEGREE OF PROTECTION IP 65 | 5851 | TEM | 1 | MC | 17.203 | 1
1FT70825AC701FL3 | SIMOTICS S SYNCHRON. MOTOR 1FT7, M0=13NM (100K) NN=2000RPM, PN=2,39KW NATURAL AIR COOLING; FRAME SIZE IMB 5 (IM V1, IM V3) FLANGE 0 POWER CONNECTOR ROTATABLE ABSOLUTE ENCODER 22 BITS MULTI TURN WITH DRIVE-CLIQ INTERFACE (ENCODER AM-22-DQ) CONNECTOR ROTATABLE PLAIN SHAFT, WITH HOLDING BRAKE; ACCURACY TOLERANCE R VIBRATION SEVERITY GRADE A+R, DEGREE OF PROTECTION IP 64 | 6066 | TEM | 1 | MC | 17.203 | 1
1FT70825AC701MA0 | SIMOTICS S SYNCHRON. MOTOR 1FT7, M0=13NM (100K) NN=2000RPM, PN=2,39KW NATURAL AIR COOLING; FRAME SIZE IMB 5 (IM V1, IM V3) FLANGE (COMPACT) WITH KTY TEMPERATURE SENSOR POWER CONNECTOR ROTATABLE ABSOLUTE ENCODER ENDAT 2048 S/R (ENCODER A-2048) CONNECTOR ROTATABLE WITH FITTED KEY, ACCURACY TOLERANCE N, W/O HOLDING BRAKE VIBRATION SEVERITY GRADE A, DEGREE OF PROTECTION IP 64 | 4425 | TEM | 1 | MC | 14.104 | 1
1FT70825AC701MB0 | SIMOTICS S SYNCHRON. MOTOR 1FT7, M0=13NM (100K) NN=2000RPM, PN=2,39KW NATURAL AIR COOLING; FRAME SIZE IMB 5 (IM V1, IM V3) FLANGE (COMPACT) WITH KTY TEMPERATURE SENSOR POWER CONNECTOR ROTATABLE ABSOLUTE ENCODER ENDAT 2048 S/R (ENCODER A-2048) CONNECTOR ROTATABLE SHAFT WITH FITTED KEY; WITH HOLDING BRAKE; ACC. TOLERANCE N VIBRATION SEVERITY GRADE A, DEGREE OF PROTECTION IP 64 | 5323 | TEM | 1 | MC | 17.203 | 1
1FT70825AC701MB1 | SIMOTICS S SYNCHRON. MOTOR 1FT7, M0=13NM (100K) NN=2000RPM, PN=2,39KW NATURAL AIR COOLING; FRAME SIZE IMB 5 (IM V1, IM V3) FLANGE (COMPACT) WITH KTY TEMPERATURE SENSOR POWER CONNECTOR ROTATABLE ABSOLUTE ENCODER ENDAT 2048 S/R (ENCODER A-2048) CONNECTOR ROTATABLE SHAFT WITH FITTED KEY; WITH HOLDING BRAKE; ACC. TOLERANCE N VIBRATION SEVERITY GRADE A, DEGREE OF PROTECTION IP 65 | 5419 | TEM | 1 | MC | 17.203 | 1
1FT70825AC701MG0 | SIMOTICS S SYNCHRON. MOTOR 1FT7, M0=13NM (100K) NN=2000RPM, PN=2,39KW NATURAL AIR COOLING; FRAME SIZE IMB 5 (IM V1, IM V3) FLANGE (COMPACT) WITH KTY TEMPERATURE SENSOR POWER CONNECTOR ROTATABLE ABSOLUTE ENCODER ENDAT 2048 S/R (ENCODER A-2048) CONNECTOR ROTATABLE PLAIN SHAFT, W/O HOLDING BRAKE; ACC. TOLERANCE N VIBRATION SEVERITY GRADE A, DEGREE OF PROTECTION IP 64 | 4425 | TEM | 1 | MC | 14.104 | 1
1FT70825AC701MG1 | SIMOTICS S SYNCHRON. MOTOR 1FT7, M0=13NM (100K) NN=2000RPM, PN=2,39KW NATURAL AIR COOLING; FRAME SIZE IMB 5 (IM V1, IM V3) FLANGE (COMPACT) WITH KTY TEMPERATURE SENSOR POWER CONNECTOR ROTATABLE ABSOLUTE ENCODER ENDAT 2048 S/R (ENCODER A-2048) CONNECTOR ROTATABLE PLAIN SHAFT, W/O HOLDING BRAKE; ACC. TOLERANCE N VIBRATION SEVERITY GRADE A, DEGREE OF PROTECTION IP 65 | 4521 | TEM | 1 | MC | 14.104 | 1
1FT70825AC701MG2 | SIMOTICS S SYNCHRON. MOTOR 1FT7, M0=13NM (100K) NN=2000RPM, PN=2,39KW NATURAL AIR COOLING; FRAME SIZE IMB 5 (IM V1, IM V3) FLANGE (COMPACT) WITH KTY TEMPERATURE SENSOR POWER CONNECTOR ROTATABLE ABSOLUTE ENCODER ENDAT 2048 S/R (ENCODER A-2048) CONNECTOR ROTATABLE PLAIN SHAFT, W/O HOLDING BRAKE; ACC. TOLERANCE N VIBRATION SEVERITY GRADE A, DEGREE OF PROTECTION IP 67 | 4601 | TEM | 1 | MC | 14.104 | 1
1FT70825AC701MK3 | SIMOTICS S SYNCHRON. MOTOR 1FT7, M0=13NM (100K) NN=2000RPM, PN=2,39KW NATURAL AIR COOLING; FRAME SIZE IMB 5 (IM V1, IM V3) FLANGE (COMPACT) WITH KTY TEMPERATURE SENSOR POWER CONNECTOR ROTATABLE ABSOLUTE ENCODER ENDAT 2048 S/R (ENCODER A-2048) CONNECTOR ROTATABLE PLAIN SHAFT, W/O HOLDING BRAKE; ACC. TOLERANCE R VIBRATION SEVERITY GRADE A+R, DEGREE OF PROTECTION IP 64 | 4739 | TEM | 1 | MC | 14.104 | 1
1FT70825AC701NA0 | SIMOTICS S SYNCHRON. MOTOR 1FT7, M0=13NM (100K) NN=2000RPM, PN=2,39KW NATURAL AIR COOLING; FRAME SIZE IMB 5 (IM V1, IM V3) FLANGE (COMPACT) WITH KTY TEMPERATURE SENSOR POWER CONNECTOR ROTATABLE INCREM. ENCODER SIN/COS 1VSS 2048 S/R (ENCODER I-2048) CONNECTOR ROTATABLE WITH FITTED KEY, ACCURACY TOLERANCE N, W/O HOLDING BRAKE VIBRATION SEVERITY GRADE A, DEGREE OF PROTECTION IP 64 | 3671 | TEM | 1 | MC | 14.104 | 1
1FT70825AC701NB0 | SIMOTICS S SYNCHRON. MOTOR 1FT7, M0=13NM (100K) NN=2000RPM, PN=2,39KW NATURAL AIR COOLING; FRAME SIZE IMB 5 (IM V1, IM V3) FLANGE (COMPACT) WITH KTY TEMPERATURE SENSOR POWER CONNECTOR ROTATABLE INCREM. ENCODER SIN/COS 1VSS 2048 S/R (ENCODER I-2048) CONNECTOR ROTATABLE SHAFT WITH FITTED KEY; WITH HOLDING BRAKE; ACC. TOLERANCE N VIBRATION SEVERITY GRADE A, DEGREE OF PROTECTION IP 64 | 4569 | TEM | 1 | MC | 17.203 | 1
1FT70825AC701NG0 | SIMOTICS S SYNCHRON. MOTOR 1FT7, M0=13NM (100K) NN=2000RPM, PN=2,39KW NATURAL AIR COOLING; FRAME SIZE IMB 5 (IM V1, IM V3) FLANGE (COMPACT) WITH KTY TEMPERATURE SENSOR POWER CONNECTOR ROTATABLE INCREM. ENCODER SIN/COS 1VSS 2048 S/R (ENCODER I-2048) CONNECTOR ROTATABLE PLAIN SHAFT, W/O HOLDING BRAKE; ACC. TOLERANCE N VIBRATION SEVERITY GRADE A, DEGREE OF PROTECTION IP 64 | 3671 | TEM | 1 | MC | 14.104 | 1
1FT70825AC701NG1 | SIMOTICS S SYNCHRON. MOTOR 1FT7, M0=13NM (100K) NN=2000RPM, PN=2,39KW NATURAL AIR COOLING; FRAME SIZE IMB 5 (IM V1, IM V3) FLANGE (COMPACT) WITH KTY TEMPERATURE SENSOR POWER CONNECTOR ROTATABLE INCREM. ENCODER SIN/COS 1VSS 2048 S/R (ENCODER I-2048) CONNECTOR ROTATABLE PLAIN SHAFT, W/O HOLDING BRAKE; ACC. TOLERANCE N VIBRATION SEVERITY GRADE A, DEGREE OF PROTECTION IP 65 | 3767 | TEM | 1 | MC | 14.104 | 1
1FT70825AC701NG3 | SIMOTICS S SYNCHRON. MOTOR 1FT7, M0=13NM (100K) NN=2000RPM, PN=2,39KW NATURAL AIR COOLING; FRAME SIZE IMB 5 (IM V1, IM V3) FLANGE (COMPACT) WITH KTY TEMPERATURE SENSOR POWER CONNECTOR ROTATABLE INCREM. ENCODER SIN/COS 1VSS 2048 S/R (ENCODER I-2048) CONNECTOR ROTATABLE PLAIN SHAFT, W/O HOLDING BRAKE; ACC. TOLERANCE N VIBRATION SEVERITY GRADE A+R, DEGREE OF PROTECTION IP 64 | 3826 | TEM | 1 | MC | 14.104 | 1
1FT70825AC701NH0 | SIMOTICS S SYNCHRON. MOTOR 1FT7, M0=13NM (100K) NN=2000RPM, PN=2,39KW NATURAL AIR COOLING; FRAME SIZE IMB 5 (IM V1, IM V3) FLANGE (COMPACT) WITH KTY TEMPERATURE SENSOR POWER CONNECTOR ROTATABLE INCREM. ENCODER SIN/COS 1VSS 2048 S/R (ENCODER I-2048) CONNECTOR ROTATABLE PLAIN SHAFT, WITH HOLDING BRAKE; ACCURACY TOLERANCE N VIBRATION SEVERITY GRADE A, DEGREE OF PROTECTION IP 64 | 4569 | TEM | 1 | MC | 17.203 | 1
1FT70825AC711BA0 | SIMOTICS S SYNCHRON. MOTOR 1FT7, M0=13NM (100K) NN=2000RPM, PN=2,39KW NATURAL AIR COOLING; FRAME SIZE IMB 5 (IM V1, IM V3) FLANGE 1 (1FT6 COMPATIBLE) POWER CONNECTOR ROTATABLE ABSOLUTE VALUE ENCODER SINGLETURN 24 BIT WITH DRIVE-CLIQ INTERFACE (ENCODER AS24DQI) WITH FITTED KEY, ACCURACY TOLERANCE N, W/O HOLDING BRAKE VIBRATION SEVERITY GRADE A, DEGREE OF PROTECTION IP 64 | 4012 | TEM | 1 | MC | 14.104 | 1
1FT70825AC711BA2 | SIMOTICS S SYNCHRON. MOTOR 1FT7, M0=13NM (100K) NN=2000RPM, PN=2,39KW NATURAL AIR COOLING; FRAME SIZE IMB 5 (IM V1, IM V3) FLANGE 1 (1FT6 COMPATIBLE) POWER CONNECTOR ROTATABLE ABSOLUTE VALUE ENCODER SINGLETURN 24 BIT WITH DRIVE-CLIQ INTERFACE (ENCODER AS24DQI) WITH FITTED KEY, ACCURACY TOLERANCE N, W/O HOLDING BRAKE VIBRATION SEVERITY GRADE A, DEGREE OF PROTECTION IP 67 | 4187 | TEM | 1 | MC | 14.104 | 1
1FT70825AC711BA3 | SIMOTICS S SYNCHRON. MOTOR 1FT7, M0=13NM (100K) NN=2000RPM, PN=2,39KW NATURAL AIR COOLING; FRAME SIZE IMB 5 (IM V1, IM V3) FLANGE 1 (1FT6 COMPATIBLE) POWER CONNECTOR ROTATABLE ABSOLUTE VALUE ENCODER SINGLETURN 24 BIT WITH DRIVE-CLIQ INTERFACE (ENCODER AS24DQI) WITH FITTED KEY, ACCURACY TOLERANCE N, W/O HOLDING BRAKE VIBRATION SEVERITY GRADE A+R, DEGREE OF PROTECTION IP 64 | 4167 | TEM | 1 | MC | 14.104 | 1
1FT70825AC711BB3 | SIMOTICS S SYNCHRON. MOTOR 1FT7, M0=13NM (100K) NN=2000RPM, PN=2,39KW NATURAL AIR COOLING; FRAME SIZE IMB 5 (IM V1, IM V3) FLANGE 1 (1FT6 COMPATIBLE) POWER CONNECTOR ROTATABLE ABSOLUTE VALUE ENCODER SINGLETURN 24 BIT WITH DRIVE-CLIQ INTERFACE (ENCODER AS24DQI) SHAFT WITH FITTED KEY; WITH HOLDING BRAKE; ACC. TOLERANCE N VIBRATION SEVERITY GRADE A+R, DEGREE OF PROTECTION IP 64 | 5064 | TEM | 1 | MC | 17.203 | 1
1FT70825AC711BG0 | SIMOTICS S SYNCHRON. MOTOR 1FT7, M0=13NM (100K) NN=2000RPM, PN=2,39KW NATURAL AIR COOLING; FRAME SIZE IMB 5 (IM V1, IM V3) FLANGE 1 (1FT6 COMPATIBLE) POWER CONNECTOR ROTATABLE ABSOLUTE VALUE ENCODER SINGLETURN 24 BIT WITH DRIVE-CLIQ INTERFACE (ENCODER AS24DQI) PLAIN SHAFT, W/O HOLDING BRAKE; ACC. TOLERANCE N VIBRATION SEVERITY GRADE A, DEGREE OF PROTECTION IP 64 | 4012 | TEM | 1 | MC | 14.104 | 1
1FT70825AC711BG2 | SIMOTICS S SYNCHRON. MOTOR 1FT7, M0=13NM (100K) NN=2000RPM, PN=2,39KW NATURAL AIR COOLING; FRAME SIZE IMB 5 (IM V1, IM V3) FLANGE 1 (1FT6 COMPATIBLE) POWER CONNECTOR ROTATABLE ABSOLUTE VALUE ENCODER SINGLETURN 24 BIT WITH DRIVE-CLIQ INTERFACE (ENCODER AS24DQI) PLAIN SHAFT, W/O HOLDING BRAKE; ACC. TOLERANCE N VIBRATION SEVERITY GRADE A, DEGREE OF PROTECTION IP 67 | 4187 | TEM | 1 | MC | 14.104 | 1
1FT70825AC711BG3 | SIMOTICS S SYNCHRON. MOTOR 1FT7, M0=13NM (100K) NN=2000RPM, PN=2,39KW NATURAL AIR COOLING; FRAME SIZE IMB 5 (IM V1, IM V3) FLANGE 1 (1FT6 COMPATIBLE) POWER CONNECTOR ROTATABLE ABSOLUTE VALUE ENCODER SINGLETURN 24 BIT WITH DRIVE-CLIQ INTERFACE (ENCODER AS24DQI) PLAIN SHAFT, W/O HOLDING BRAKE; ACC. TOLERANCE N VIBRATION SEVERITY GRADE A+R, DEGREE OF PROTECTION IP 64 | 4167 | TEM | 1 | MC | 14.104 | 1
1FT70825AC711BK1 | SIMOTICS S SYNCHRON. MOTOR 1FT7, M0=13NM (100K) NN=2000RPM, PN=2,39KW NATURAL AIR COOLING; FRAME SIZE IMB 5 (IM V1, IM V3) FLANGE 1 (1FT6 COMPATIBLE) POWER CONNECTOR ROTATABLE ABSOLUTE VALUE ENCODER SINGLETURN 24 BIT WITH DRIVE-CLIQ INTERFACE (ENCODER AS24DQI) PLAIN SHAFT, W/O HOLDING BRAKE; ACC. TOLERANCE R VIBRATION SEVERITY GRADE A, DEGREE OF PROTECTION IP 65 | 4267 | TEM | 1 | MC | 14.104 | 1
1FT70825AC711CA0 | SIMOTICS S SYNCHRON. MOTOR 1FT7, M0=13NM (100K) NN=2000RPM, PN=2,39KW NATURAL AIR COOLING; FRAME SIZE IMB 5 (IM V1, IM V3) FLANGE 1 (1FT6 COMPATIBLE) POWER CONNECTOR ROTATABLE ABSOLUTE ENCODER 24 BITS + 12 BIT MULTITURN WITH DRIVE-CLIQ INTERFACE (ENCODER AM24DQI) WITH FITTED KEY, ACCURACY TOLERANCE N, W/O HOLDING BRAKE VIBRATION SEVERITY GRADE A, DEGREE OF PROTECTION IP 64 | 4777 | TEM | 1 | MC | 14.104 | 1
1FT70825AC711CA1 | SIMOTICS S SYNCHRON. MOTOR 1FT7, M0=13NM (100K) NN=2000RPM, PN=2,39KW NATURAL AIR COOLING; FRAME SIZE IMB 5 (IM V1, IM V3) FLANGE 1 (1FT6 COMPATIBLE) POWER CONNECTOR ROTATABLE ABSOLUTE ENCODER 24 BITS + 12 BIT MULTITURN WITH DRIVE-CLIQ INTERFACE (ENCODER AM24DQI) WITH FITTED KEY, ACCURACY TOLERANCE N, W/O HOLDING BRAKE VIBRATION SEVERITY GRADE A, DEGREE OF PROTECTION IP 65 | 4873 | TEM | 1 | MC | 14.104 | 1
1FT70825AC711CA3 | SIMOTICS S SYNCHRON. MOTOR 1FT7, M0=13NM (100K) NN=2000RPM, PN=2,39KW NATURAL AIR COOLING; FRAME SIZE IMB 5 (IM V1, IM V3) FLANGE 1 (1FT6 COMPATIBLE) POWER CONNECTOR ROTATABLE ABSOLUTE ENCODER 24 BITS + 12 BIT MULTITURN WITH DRIVE-CLIQ INTERFACE (ENCODER AM24DQI) WITH FITTED KEY, ACCURACY TOLERANCE N, W/O HOLDING BRAKE VIBRATION SEVERITY GRADE A+R, DEGREE OF PROTECTION IP 64 | 4932 | TEM | 1 | MC | 14.104 | 1
1FT70825AC711CB0 | SIMOTICS S SYNCHRON. MOTOR 1FT7, M0=13NM (100K) NN=2000RPM, PN=2,39KW NATURAL AIR COOLING; FRAME SIZE IMB 5 (IM V1, IM V3) FLANGE 1 (1FT6 COMPATIBLE) POWER CONNECTOR ROTATABLE ABSOLUTE ENCODER 24 BITS + 12 BIT MULTITURN WITH DRIVE-CLIQ INTERFACE (ENCODER AM24DQI) SHAFT WITH FITTED KEY; WITH HOLDING BRAKE; ACC. TOLERANCE N VIBRATION SEVERITY GRADE A, DEGREE OF PROTECTION IP 64 | 5675 | TEM | 1 | MC | 17.203 | 1
1FT70825AC711CB1 | SIMOTICS S SYNCHRON. MOTOR 1FT7, M0=13NM (100K) NN=2000RPM, PN=2,39KW NATURAL AIR COOLING; FRAME SIZE IMB 5 (IM V1, IM V3) FLANGE 1 (1FT6 COMPATIBLE) POWER CONNECTOR ROTATABLE ABSOLUTE ENCODER 24 BITS + 12 BIT MULTITURN WITH DRIVE-CLIQ INTERFACE (ENCODER AM24DQI) SHAFT WITH FITTED KEY; WITH HOLDING BRAKE; ACC. TOLERANCE N VIBRATION SEVERITY GRADE A, DEGREE OF PROTECTION IP 65 | 5771 | TEM | 1 | MC | 17.203 | 1
1FT70825AC711CB2 | SIMOTICS S SYNCHRON. MOTOR 1FT7, M0=13NM (100K) NN=2000RPM, PN=2,39KW NATURAL AIR COOLING; FRAME SIZE IMB 5 (IM V1, IM V3) FLANGE 1 (1FT6 COMPATIBLE) POWER CONNECTOR ROTATABLE ABSOLUTE ENCODER 24 BITS + 12 BIT MULTITURN WITH DRIVE-CLIQ INTERFACE (ENCODER AM24DQI) SHAFT WITH FITTED KEY; WITH HOLDING BRAKE; ACC. TOLERANCE N VIBRATION SEVERITY GRADE A, DEGREE OF PROTECTION IP 67 | 5850 | TEM | 1 | MC | 17.203 | 1
1FT70825AC711CB3 | SIMOTICS S SYNCHRON. MOTOR 1FT7, M0=13NM (100K) NN=2000RPM, PN=2,39KW NATURAL AIR COOLING; FRAME SIZE IMB 5 (IM V1, IM V3) FLANGE 1 (1FT6 COMPATIBLE) POWER CONNECTOR ROTATABLE ABSOLUTE ENCODER 24 BITS + 12 BIT MULTITURN WITH DRIVE-CLIQ INTERFACE (ENCODER AM24DQI) SHAFT WITH FITTED KEY; WITH HOLDING BRAKE; ACC. TOLERANCE N VIBRATION SEVERITY GRADE A+R, DEGREE OF PROTECTION IP 64 | 5829 | TEM | 1 | MC | 17.203 | 1
1FT70825AC711CG0 | SIMOTICS S SYNCHRON. MOTOR 1FT7, M0=13NM (100K) NN=2000RPM, PN=2,39KW NATURAL AIR COOLING; FRAME SIZE IMB 5 (IM V1, IM V3) FLANGE 1 (1FT6 COMPATIBLE) POWER CONNECTOR ROTATABLE ABSOLUTE ENCODER 24 BITS + 12 BIT MULTITURN WITH DRIVE-CLIQ INTERFACE (ENCODER AM24DQI) PLAIN SHAFT, W/O HOLDING BRAKE; ACC. TOLERANCE N VIBRATION SEVERITY GRADE A, DEGREE OF PROTECTION IP 64 | 4777 | TEM | 1 | MC | 14.104 | 1
1FT70825AC711CG1 | SIMOTICS S SYNCHRON. MOTOR 1FT7, M0=13NM (100K) NN=2000RPM, PN=2,39KW NATURAL AIR COOLING; FRAME SIZE IMB 5 (IM V1, IM V3) FLANGE 1 (1FT6 COMPATIBLE) POWER CONNECTOR ROTATABLE ABSOLUTE ENCODER 24 BITS + 12 BIT MULTITURN WITH DRIVE-CLIQ INTERFACE (ENCODER AM24DQI) PLAIN SHAFT, W/O HOLDING BRAKE; ACC. TOLERANCE N VIBRATION SEVERITY GRADE A, DEGREE OF PROTECTION IP 65 | 4873 | TEM | 1 | MC | 14.104 | 1
1FT70825AC711CG2 | SIMOTICS S SYNCHRON. MOTOR 1FT7, M0=13NM (100K) NN=2000RPM, PN=2,39KW NATURAL AIR COOLING; FRAME SIZE IMB 5 (IM V1, IM V3) FLANGE 1 (1FT6 COMPATIBLE) POWER CONNECTOR ROTATABLE ABSOLUTE ENCODER 24 BITS + 12 BIT MULTITURN WITH DRIVE-CLIQ INTERFACE (ENCODER AM24DQI) PLAIN SHAFT, W/O HOLDING BRAKE; ACC. TOLERANCE N VIBRATION SEVERITY GRADE A, DEGREE OF PROTECTION IP 67 | 4953 | TEM | 1 | MC | 14.104 | 1
1FT70825AC711CG3 | SIMOTICS S SYNCHRON. MOTOR 1FT7, M0=13NM (100K) NN=2000RPM, PN=2,39KW NATURAL AIR COOLING; FRAME SIZE IMB 5 (IM V1, IM V3) FLANGE 1 (1FT6 COMPATIBLE) POWER CONNECTOR ROTATABLE ABSOLUTE ENCODER 24 BITS + 12 BIT MULTITURN WITH DRIVE-CLIQ INTERFACE (ENCODER AM24DQI) PLAIN SHAFT, W/O HOLDING BRAKE; ACC. TOLERANCE N VIBRATION SEVERITY GRADE A+R, DEGREE OF PROTECTION IP 64 | 4932 | TEM | 1 | MC | 14.104 | 1
1FT70825AC711CG5 | SIMOTICS S SYNCHRON. MOTOR 1FT7, M0=13NM (100K) NN=2000RPM, PN=2,39KW NATURAL AIR COOLING; FRAME SIZE IMB 5 (IM V1, IM V3) FLANGE 1 (1FT6 COMPATIBLE) POWER CONNECTOR ROTATABLE ABSOLUTE ENCODER 24 BITS + 12 BIT MULTITURN WITH DRIVE-CLIQ INTERFACE (ENCODER AM24DQI) PLAIN SHAFT, W/O HOLDING BRAKE; ACC. TOLERANCE N VIBRATION SEVERITY GRADE A+R, DEGREE OF PROTECTION IP 67 | 5108 | TEM | 1 | MC | 14.104 | 1
1FT70825AC711CH1 | SIMOTICS S SYNCHRON. MOTOR 1FT7, M0=13NM (100K) NN=2000RPM, PN=2,39KW NATURAL AIR COOLING; FRAME SIZE IMB 5 (IM V1, IM V3) FLANGE 1 (1FT6 COMPATIBLE) POWER CONNECTOR ROTATABLE ABSOLUTE ENCODER 24 BITS + 12 BIT MULTITURN WITH DRIVE-CLIQ INTERFACE (ENCODER AM24DQI) PLAIN SHAFT, WITH HOLDING BRAKE; ACCURACY TOLERANCE N VIBRATION SEVERITY GRADE A, DEGREE OF PROTECTION IP 65 | 5771 | TEM | 1 | MC | 17.203 | 1
1FT70825AC711CH2 | SIMOTICS S SYNCHRON. MOTOR 1FT7, M0=13NM (100K) NN=2000RPM, PN=2,39KW NATURAL AIR COOLING; FRAME SIZE IMB 5 (IM V1, IM V3) FLANGE 1 (1FT6 COMPATIBLE) POWER CONNECTOR ROTATABLE ABSOLUTE ENCODER 24 BITS + 12 BIT MULTITURN WITH DRIVE-CLIQ INTERFACE (ENCODER AM24DQI) PLAIN SHAFT, WITH HOLDING BRAKE; ACCURACY TOLERANCE N VIBRATION SEVERITY GRADE A, DEGREE OF PROTECTION IP 67 | 5850 | TEM | 1 | MC | 17.203 | 1
1FT70825AC711DA0 | SIMOTICS S SYNCHRON. MOTOR 1FT7, M0=13NM (100K) NN=2000RPM, PN=2,39KW NATURAL AIR COOLING; FRAME SIZE IMB 5 (IM V1, IM V3) FLANGE 1 (1FT6 COMPATIBLE) POWER CONNECTOR ROTATABLE INCREMENTAL ENCODER 2048 S/R WITH DRIVE-CLIQ INTERFACE (ENCODER I-2048) CONNECTOR ROTATABLE WITH FITTED KEY, ACCURACY TOLERANCE N, W/O HOLDING BRAKE VIBRATION SEVERITY GRADE A, DEGREE OF PROTECTION IP 64 | 4092 | TEM | 1 | MC | 14.104 | 1
1FT70825AC711DA1 | SIMOTICS S SYNCHRON. MOTOR 1FT7, M0=13NM (100K) NN=2000RPM, PN=2,39KW NATURAL AIR COOLING; FRAME SIZE IMB 5 (IM V1, IM V3) FLANGE 1 (1FT6 COMPATIBLE) POWER CONNECTOR ROTATABLE INCREMENTAL ENCODER 2048 S/R WITH DRIVE-CLIQ INTERFACE (ENCODER I-2048) CONNECTOR ROTATABLE WITH FITTED KEY, ACCURACY TOLERANCE N, W/O HOLDING BRAKE VIBRATION SEVERITY GRADE A, DEGREE OF PROTECTION IP 65 | 4188 | TEM | 1 | MC | 14.104 | 1
1FT70825AC711DA2 | SIMOTICS S SYNCHRON. MOTOR 1FT7, M0=13NM (100K) NN=2000RPM, PN=2,39KW NATURAL AIR COOLING; FRAME SIZE IMB 5 (IM V1, IM V3) FLANGE 1 (1FT6 COMPATIBLE) POWER CONNECTOR ROTATABLE INCREMENTAL ENCODER 2048 S/R WITH DRIVE-CLIQ INTERFACE (ENCODER I-2048) CONNECTOR ROTATABLE WITH FITTED KEY, ACCURACY TOLERANCE N, W/O HOLDING BRAKE VIBRATION SEVERITY GRADE A, DEGREE OF PROTECTION IP 67 | 4268 | TEM | 1 | MC | 14.104 | 1
1FT70825AC711DA3 | SIMOTICS S SYNCHRON. MOTOR 1FT7, M0=13NM (100K) NN=2000RPM, PN=2,39KW NATURAL AIR COOLING; FRAME SIZE IMB 5 (IM V1, IM V3) FLANGE 1 (1FT6 COMPATIBLE) POWER CONNECTOR ROTATABLE INCREMENTAL ENCODER 2048 S/R WITH DRIVE-CLIQ INTERFACE (ENCODER I-2048) CONNECTOR ROTATABLE WITH FITTED KEY, ACCURACY TOLERANCE N, W/O HOLDING BRAKE VIBRATION SEVERITY GRADE A+R, DEGREE OF PROTECTION IP 64 | 4247 | TEM | 1 | MC | 14.104 | 1
1FT70825AC711DA5 | SIMOTICS S SYNCHRON. MOTOR 1FT7, M0=13NM (100K) NN=2000RPM, PN=2,39KW NATURAL AIR COOLING; FRAME SIZE IMB 5 (IM V1, IM V3) FLANGE 1 (1FT6 COMPATIBLE) POWER CONNECTOR ROTATABLE INCREMENTAL ENCODER 2048 S/R WITH DRIVE-CLIQ INTERFACE (ENCODER I-2048) CONNECTOR ROTATABLE WITH FITTED KEY, ACCURACY TOLERANCE N, W/O HOLDING BRAKE VIBRATION SEVERITY GRADE A+R, DEGREE OF PROTECTION IP 67 | 4424 | TEM | 1 | MC | 14.104 | 1
1FT70825AC711DB0 | SIMOTICS S SYNCHRON. MOTOR 1FT7, M0=13NM (100K) NN=2000RPM, PN=2,39KW NATURAL AIR COOLING; FRAME SIZE IMB 5 (IM V1, IM V3) FLANGE 1 (1FT6 COMPATIBLE) POWER CONNECTOR ROTATABLE INCREMENTAL ENCODER 2048 S/R WITH DRIVE-CLIQ INTERFACE (ENCODER I-2048) CONNECTOR ROTATABLE SHAFT WITH FITTED KEY; WITH HOLDING BRAKE; ACC. TOLERANCE N VIBRATION SEVERITY GRADE A, DEGREE OF PROTECTION IP 64 | 4990 | TEM | 1 | MC | 17.203 | 1
1FT70825AC711DB1 | SIMOTICS S SYNCHRON. MOTOR 1FT7, M0=13NM (100K) NN=2000RPM, PN=2,39KW NATURAL AIR COOLING; FRAME SIZE IMB 5 (IM V1, IM V3) FLANGE 1 (1FT6 COMPATIBLE) POWER CONNECTOR ROTATABLE INCREMENTAL ENCODER 2048 S/R WITH DRIVE-CLIQ INTERFACE (ENCODER I-2048) CONNECTOR ROTATABLE SHAFT WITH FITTED KEY; WITH HOLDING BRAKE; ACC. TOLERANCE N VIBRATION SEVERITY GRADE A, DEGREE OF PROTECTION IP 65 | 5086 | TEM | 1 | MC | 17.203 | 1
1FT70825AC711DD2 | SIMOTICS S SYNCHRON. MOTOR 1FT7, M0=13NM (100K) NN=2000RPM, PN=2,39KW NATURAL AIR COOLING; FRAME SIZE IMB 5 (IM V1, IM V3) FLANGE 1 (1FT6 COMPATIBLE) POWER CONNECTOR ROTATABLE INCREMENTAL ENCODER 2048 S/R WITH DRIVE-CLIQ INTERFACE (ENCODER I-2048) CONNECTOR ROTATABLE SHAFT WITH FITTED KEY; W/O HOLDING BRAKE; ACC. TOLERANCE R VIBRATION SEVERITY GRADE A, DEGREE OF PROTECTION IP 67 | 4427 | TEM | 1 | MC | 14.104 | 1
1FT70825AC711DD3 | SIMOTICS S SYNCHRON. MOTOR 1FT7, M0=13NM (100K) NN=2000RPM, PN=2,39KW NATURAL AIR COOLING; FRAME SIZE IMB 5 (IM V1, IM V3) FLANGE 1 (1FT6 COMPATIBLE) POWER CONNECTOR ROTATABLE INCREMENTAL ENCODER 2048 S/R WITH DRIVE-CLIQ INTERFACE (ENCODER I-2048) CONNECTOR ROTATABLE SHAFT WITH FITTED KEY; W/O HOLDING BRAKE; ACC. TOLERANCE R VIBRATION SEVERITY GRADE A+R, DEGREE OF PROTECTION IP 64 | 4406 | TEM | 1 | MC | 14.104 | 1
1FT70825AC711DG0 | SIMOTICS S SYNCHRON. MOTOR 1FT7, M0=13NM (100K) NN=2000RPM, PN=2,39KW NATURAL AIR COOLING; FRAME SIZE IMB 5 (IM V1, IM V3) FLANGE 1 (1FT6 COMPATIBLE) POWER CONNECTOR ROTATABLE INCREMENTAL ENCODER 2048 S/R WITH DRIVE-CLIQ INTERFACE (ENCODER I-2048) CONNECTOR ROTATABLE PLAIN SHAFT, W/O HOLDING BRAKE; ACC. TOLERANCE N VIBRATION SEVERITY GRADE A, DEGREE OF PROTECTION IP 64 | 4092 | TEM | 1 | MC | 14.104 | 1
1FT70825AC711DG1 | SIMOTICS S SYNCHRON. MOTOR 1FT7, M0=13NM (100K) NN=2000RPM, PN=2,39KW NATURAL AIR COOLING; FRAME SIZE IMB 5 (IM V1, IM V3) FLANGE 1 (1FT6 COMPATIBLE) POWER CONNECTOR ROTATABLE INCREMENTAL ENCODER 2048 S/R WITH DRIVE-CLIQ INTERFACE (ENCODER I-2048) CONNECTOR ROTATABLE PLAIN SHAFT, W/O HOLDING BRAKE; ACC. TOLERANCE N VIBRATION SEVERITY GRADE A, DEGREE OF PROTECTION IP 65 | 4188 | TEM | 1 | MC | 14.104 | 1
1FT70825AC711DG2 | SIMOTICS S SYNCHRON. MOTOR 1FT7, M0=13NM (100K) NN=2000RPM, PN=2,39KW NATURAL AIR COOLING; FRAME SIZE IMB 5 (IM V1, IM V3) FLANGE 1 (1FT6 COMPATIBLE) POWER CONNECTOR ROTATABLE INCREMENTAL ENCODER 2048 S/R WITH DRIVE-CLIQ INTERFACE (ENCODER I-2048) CONNECTOR ROTATABLE PLAIN SHAFT, W/O HOLDING BRAKE; ACC. TOLERANCE N VIBRATION SEVERITY GRADE A, DEGREE OF PROTECTION IP 67 | 4268 | TEM | 1 | MC | 14.104 | 1
1FT70825AC711DG5 | SIMOTICS S SYNCHRON. MOTOR 1FT7, M0=13NM (100K) NN=2000RPM, PN=2,39KW NATURAL AIR COOLING; FRAME SIZE IMB 5 (IM V1, IM V3) FLANGE 1 (1FT6 COMPATIBLE) POWER CONNECTOR ROTATABLE INCREMENTAL ENCODER 2048 S/R WITH DRIVE-CLIQ INTERFACE (ENCODER I-2048) CONNECTOR ROTATABLE PLAIN SHAFT, W/O HOLDING BRAKE; ACC. TOLERANCE N VIBRATION SEVERITY GRADE A+R, DEGREE OF PROTECTION IP 67 | 4424 | TEM | 1 | MC | 14.104 | 1
1FT70825AC711DH0 | SIMOTICS S SYNCHRON. MOTOR 1FT7, M0=13NM (100K) NN=2000RPM, PN=2,39KW NATURAL AIR COOLING; FRAME SIZE IMB 5 (IM V1, IM V3) FLANGE 1 (1FT6 COMPATIBLE) POWER CONNECTOR ROTATABLE INCREMENTAL ENCODER 2048 S/R WITH DRIVE-CLIQ INTERFACE (ENCODER I-2048) CONNECTOR ROTATABLE PLAIN SHAFT, WITH HOLDING BRAKE; ACCURACY TOLERANCE N VIBRATION SEVERITY GRADE A, DEGREE OF PROTECTION IP 64 | 4990 | TEM | 1 | MC | 17.203 | 1
1FT70825AC711DH1 | SIMOTICS S SYNCHRON. MOTOR 1FT7, M0=13NM (100K) NN=2000RPM, PN=2,39KW NATURAL AIR COOLING; FRAME SIZE IMB 5 (IM V1, IM V3) FLANGE 1 (1FT6 COMPATIBLE) POWER CONNECTOR ROTATABLE INCREMENTAL ENCODER 2048 S/R WITH DRIVE-CLIQ INTERFACE (ENCODER I-2048) CONNECTOR ROTATABLE PLAIN SHAFT, WITH HOLDING BRAKE; ACCURACY TOLERANCE N VIBRATION SEVERITY GRADE A, DEGREE OF PROTECTION IP 65 | 5086 | TEM | 1 | MC | 17.203 | 1
1FT70825AC711DK1 | SIMOTICS S SYNCHRON. MOTOR 1FT7, M0=13NM (100K) NN=2000RPM, PN=2,39KW NATURAL AIR COOLING; FRAME SIZE IMB 5 (IM V1, IM V3) FLANGE 1 (1FT6 COMPATIBLE) POWER CONNECTOR ROTATABLE INCREMENTAL ENCODER 2048 S/R WITH DRIVE-CLIQ INTERFACE (ENCODER I-2048) CONNECTOR ROTATABLE PLAIN SHAFT, W/O HOLDING BRAKE; ACC. TOLERANCE R VIBRATION SEVERITY GRADE A, DEGREE OF PROTECTION IP 65 | 4347 | TEM | 1 | MC | 14.104 | 1
1FT70825AC711FA0 | SIMOTICS S SYNCHRON. MOTOR 1FT7, M0=13NM (100K) NN=2000RPM, PN=2,39KW NATURAL AIR COOLING; FRAME SIZE IMB 5 (IM V1, IM V3) FLANGE 1 (1FT6 COMPATIBLE) POWER CONNECTOR ROTATABLE ABSOLUTE ENCODER 22 BITS MULTI TURN WITH DRIVE-CLIQ INTERFACE (ENCODER AM-22-DQ) CONNECTOR ROTATABLE WITH FITTED KEY, ACCURACY TOLERANCE N, W/O HOLDING BRAKE VIBRATION SEVERITY GRADE A, DEGREE OF PROTECTION IP 64 | 4857 | TEM | 1 | MC | 14.104 | 1
1FT70825AC711FA1 | SIMOTICS S SYNCHRON. MOTOR 1FT7, M0=13NM (100K) NN=2000RPM, PN=2,39KW NATURAL AIR COOLING; FRAME SIZE IMB 5 (IM V1, IM V3) FLANGE 1 (1FT6 COMPATIBLE) POWER CONNECTOR ROTATABLE ABSOLUTE ENCODER 22 BITS MULTI TURN WITH DRIVE-CLIQ INTERFACE (ENCODER AM-22-DQ) CONNECTOR ROTATABLE WITH FITTED KEY, ACCURACY TOLERANCE N, W/O HOLDING BRAKE VIBRATION SEVERITY GRADE A, DEGREE OF PROTECTION IP 65 | 4953 | TEM | 1 | MC | 14.104 | 1
1FT70825AC711FA2 | SIMOTICS S SYNCHRON. MOTOR 1FT7, M0=13NM (100K) NN=2000RPM, PN=2,39KW NATURAL AIR COOLING; FRAME SIZE IMB 5 (IM V1, IM V3) FLANGE 1 (1FT6 COMPATIBLE) POWER CONNECTOR ROTATABLE ABSOLUTE ENCODER 22 BITS MULTI TURN WITH DRIVE-CLIQ INTERFACE (ENCODER AM-22-DQ) CONNECTOR ROTATABLE WITH FITTED KEY, ACCURACY TOLERANCE N, W/O HOLDING BRAKE VIBRATION SEVERITY GRADE A, DEGREE OF PROTECTION IP 67 | 5033 | TEM | 1 | MC | 14.104 | 1
1FT70825AC711FA3 | SIMOTICS S SYNCHRON. MOTOR 1FT7, M0=13NM (100K) NN=2000RPM, PN=2,39KW NATURAL AIR COOLING; FRAME SIZE IMB 5 (IM V1, IM V3) FLANGE 1 (1FT6 COMPATIBLE) POWER CONNECTOR ROTATABLE ABSOLUTE ENCODER 22 BITS MULTI TURN WITH DRIVE-CLIQ INTERFACE (ENCODER AM-22-DQ) CONNECTOR ROTATABLE WITH FITTED KEY, ACCURACY TOLERANCE N, W/O HOLDING BRAKE VIBRATION SEVERITY GRADE A+R, DEGREE OF PROTECTION IP 64 | 5012 | TEM | 1 | MC | 14.104 | 1
1FT70825AC711FB0 | SIMOTICS S SYNCHRON. MOTOR 1FT7, M0=13NM (100K) NN=2000RPM, PN=2,39KW NATURAL AIR COOLING; FRAME SIZE IMB 5 (IM V1, IM V3) FLANGE 1 (1FT6 COMPATIBLE) POWER CONNECTOR ROTATABLE ABSOLUTE ENCODER 22 BITS MULTI TURN WITH DRIVE-CLIQ INTERFACE (ENCODER AM-22-DQ) CONNECTOR ROTATABLE SHAFT WITH FITTED KEY; WITH HOLDING BRAKE; ACC. TOLERANCE N VIBRATION SEVERITY GRADE A, DEGREE OF PROTECTION IP 64 | 5755 | TEM | 1 | MC | 17.203 | 1
1FT70825AC711FB1 | SIMOTICS S SYNCHRON. MOTOR 1FT7, M0=13NM (100K) NN=2000RPM, PN=2,39KW NATURAL AIR COOLING; FRAME SIZE IMB 5 (IM V1, IM V3) FLANGE 1 (1FT6 COMPATIBLE) POWER CONNECTOR ROTATABLE ABSOLUTE ENCODER 22 BITS MULTI TURN WITH DRIVE-CLIQ INTERFACE (ENCODER AM-22-DQ) CONNECTOR ROTATABLE SHAFT WITH FITTED KEY; WITH HOLDING BRAKE; ACC. TOLERANCE N VIBRATION SEVERITY GRADE A, DEGREE OF PROTECTION IP 65 | 5851 | TEM | 1 | MC | 17.203 | 1
1FT70825AC711FB3 | SIMOTICS S SYNCHRON. MOTOR 1FT7, M0=13NM (100K) NN=2000RPM, PN=2,39KW NATURAL AIR COOLING; FRAME SIZE IMB 5 (IM V1, IM V3) FLANGE 1 (1FT6 COMPATIBLE) POWER CONNECTOR ROTATABLE ABSOLUTE ENCODER 22 BITS MULTI TURN WITH DRIVE-CLIQ INTERFACE (ENCODER AM-22-DQ) CONNECTOR ROTATABLE SHAFT WITH FITTED KEY; WITH HOLDING BRAKE; ACC. TOLERANCE N VIBRATION SEVERITY GRADE A+R, DEGREE OF PROTECTION IP 64 | 5910 | TEM | 1 | MC | 17.203 | 1
1FT70825AC711FD2 | SIMOTICS S SYNCHRON. MOTOR 1FT7, M0=13NM (100K) NN=2000RPM, PN=2,39KW NATURAL AIR COOLING; FRAME SIZE IMB 5 (IM V1, IM V3) FLANGE 1 (1FT6 COMPATIBLE) POWER CONNECTOR ROTATABLE ABSOLUTE ENCODER 22 BITS MULTI TURN WITH DRIVE-CLIQ INTERFACE (ENCODER AM-22-DQ) CONNECTOR ROTATABLE SHAFT WITH FITTED KEY; W/O HOLDING BRAKE; ACC. TOLERANCE R VIBRATION SEVERITY GRADE A, DEGREE OF PROTECTION IP 67 | 5192 | TEM | 1 | MC | 14.104 | 1
1FT70825AC711FD5 | SIMOTICS S SYNCHRON. MOTOR 1FT7, M0=13NM (100K) NN=2000RPM, PN=2,39KW NATURAL AIR COOLING; FRAME SIZE IMB 5 (IM V1, IM V3) FLANGE 1 (1FT6 COMPATIBLE) POWER CONNECTOR ROTATABLE ABSOLUTE ENCODER 22 BITS MULTI TURN WITH DRIVE-CLIQ INTERFACE (ENCODER AM-22-DQ) CONNECTOR ROTATABLE SHAFT WITH FITTED KEY; W/O HOLDING BRAKE; ACC. TOLERANCE R VIBRATION SEVERITY GRADE A+R, DEGREE OF PROTECTION IP 67 | 5348 | TEM | 1 | MC | 14.104 | 1
1FT70825AC711FE0 | SIMOTICS S SYNCHRON. MOTOR 1FT7, M0=13NM (100K) NN=2000RPM, PN=2,39KW NATURAL AIR COOLING; FRAME SIZE IMB 5 (IM V1, IM V3) FLANGE 1 (1FT6 COMPATIBLE) POWER CONNECTOR ROTATABLE ABSOLUTE ENCODER 22 BITS MULTI TURN WITH DRIVE-CLIQ INTERFACE (ENCODER AM-22-DQ) CONNECTOR ROTATABLE SHAFT WITH FITTED KEY; WITH HOLDING BRAKE; ACC. TOLERANCE R VIBRATION SEVERITY GRADE A, DEGREE OF PROTECTION IP 64 | 5912 | TEM | 1 | MC | 17.203 | 1
1FT70825AC711FG0 | SIMOTICS S SYNCHRON. MOTOR 1FT7, M0=13NM (100K) NN=2000RPM, PN=2,39KW NATURAL AIR COOLING; FRAME SIZE IMB 5 (IM V1, IM V3) FLANGE 1 (1FT6 COMPATIBLE) POWER CONNECTOR ROTATABLE ABSOLUTE ENCODER 22 BITS MULTI TURN WITH DRIVE-CLIQ INTERFACE (ENCODER AM-22-DQ) CONNECTOR ROTATABLE PLAIN SHAFT, W/O HOLDING BRAKE; ACC. TOLERANCE N VIBRATION SEVERITY GRADE A, DEGREE OF PROTECTION IP 64 | 4857 | TEM | 1 | MC | 14.104 | 1
1FT70825AC711FG1 | SIMOTICS S SYNCHRON. MOTOR 1FT7, M0=13NM (100K) NN=2000RPM, PN=2,39KW NATURAL AIR COOLING; FRAME SIZE IMB 5 (IM V1, IM V3) FLANGE 1 (1FT6 COMPATIBLE) POWER CONNECTOR ROTATABLE ABSOLUTE ENCODER 22 BITS MULTI TURN WITH DRIVE-CLIQ INTERFACE (ENCODER AM-22-DQ) CONNECTOR ROTATABLE PLAIN SHAFT, W/O HOLDING BRAKE; ACC. TOLERANCE N VIBRATION SEVERITY GRADE A, DEGREE OF PROTECTION IP 65 | 4953 | TEM | 1 | MC | 14.104 | 1
1FT70825AC711FG2 | SIMOTICS S SYNCHRON. MOTOR 1FT7, M0=13NM (100K) NN=2000RPM, PN=2,39KW NATURAL AIR COOLING; FRAME SIZE IMB 5 (IM V1, IM V3) FLANGE 1 (1FT6 COMPATIBLE) POWER CONNECTOR ROTATABLE ABSOLUTE ENCODER 22 BITS MULTI TURN WITH DRIVE-CLIQ INTERFACE (ENCODER AM-22-DQ) CONNECTOR ROTATABLE PLAIN SHAFT, W/O HOLDING BRAKE; ACC. TOLERANCE N VIBRATION SEVERITY GRADE A, DEGREE OF PROTECTION IP 67 | 5033 | TEM | 1 | MC | 14.104 | 1
1FT70825AC711FG3 | SIMOTICS S SYNCHRON. MOTOR 1FT7, M0=13NM (100K) NN=2000RPM, PN=2,39KW NATURAL AIR COOLING; FRAME SIZE IMB 5 (IM V1, IM V3) FLANGE 1 (1FT6 COMPATIBLE) POWER CONNECTOR ROTATABLE ABSOLUTE ENCODER 22 BITS MULTI TURN WITH DRIVE-CLIQ INTERFACE (ENCODER AM-22-DQ) CONNECTOR ROTATABLE PLAIN SHAFT, W/O HOLDING BRAKE; ACC. TOLERANCE N VIBRATION SEVERITY GRADE A+R, DEGREE OF PROTECTION IP 64 | 5012 | TEM | 1 | MC | 14.104 | 1
1FT70825AC711FH0 | SIMOTICS S SYNCHRON. MOTOR 1FT7, M0=13NM (100K) NN=2000RPM, PN=2,39KW NATURAL AIR COOLING; FRAME SIZE IMB 5 (IM V1, IM V3) FLANGE 1 (1FT6 COMPATIBLE) POWER CONNECTOR ROTATABLE ABSOLUTE ENCODER 22 BITS MULTI TURN WITH DRIVE-CLIQ INTERFACE (ENCODER AM-22-DQ) CONNECTOR ROTATABLE PLAIN SHAFT, WITH HOLDING BRAKE; ACCURACY TOLERANCE N VIBRATION SEVERITY GRADE A, DEGREE OF PROTECTION IP 64 | 5755 | TEM | 1 | MC | 17.203 | 1
1FT70825AC711FH1 | SIMOTICS S SYNCHRON. MOTOR 1FT7, M0=13NM (100K) NN=2000RPM, PN=2,39KW NATURAL AIR COOLING; FRAME SIZE IMB 5 (IM V1, IM V3) FLANGE 1 (1FT6 COMPATIBLE) POWER CONNECTOR ROTATABLE ABSOLUTE ENCODER 22 BITS MULTI TURN WITH DRIVE-CLIQ INTERFACE (ENCODER AM-22-DQ) CONNECTOR ROTATABLE PLAIN SHAFT, WITH HOLDING BRAKE; ACCURACY TOLERANCE N VIBRATION SEVERITY GRADE A, DEGREE OF PROTECTION IP 65 | 5851 | TEM | 1 | MC | 17.203 | 1
1FT70825AC711FH2 | SIMOTICS S SYNCHRON. MOTOR 1FT7, M0=13NM (100K) NN=2000RPM, PN=2,39KW NATURAL AIR COOLING; FRAME SIZE IMB 5 (IM V1, IM V3) FLANGE 1 (1FT6 COMPATIBLE) POWER CONNECTOR ROTATABLE ABSOLUTE ENCODER 22 BITS MULTI TURN WITH DRIVE-CLIQ INTERFACE (ENCODER AM-22-DQ) CONNECTOR ROTATABLE PLAIN SHAFT, WITH HOLDING BRAKE; ACCURACY TOLERANCE N VIBRATION SEVERITY GRADE A, DEGREE OF PROTECTION IP 67 | 5930 | TEM | 1 | MC | 17.203 | 1
1FT70825AC711FH3 | SIMOTICS S SYNCHRON. MOTOR 1FT7, M0=13NM (100K) NN=2000RPM, PN=2,39KW NATURAL AIR COOLING; FRAME SIZE IMB 5 (IM V1, IM V3) FLANGE 1 (1FT6 COMPATIBLE) POWER CONNECTOR ROTATABLE ABSOLUTE ENCODER 22 BITS MULTI TURN WITH DRIVE-CLIQ INTERFACE (ENCODER AM-22-DQ) CONNECTOR ROTATABLE PLAIN SHAFT, WITH HOLDING BRAKE; ACCURACY TOLERANCE N VIBRATION SEVERITY GRADE A+R, DEGREE OF PROTECTION IP 64 | 5910 | TEM | 1 | MC | 17.203 | 1
1FT70825AC711FH5 | SIMOTICS S SYNCHRON. MOTOR 1FT7, M0=13NM (100K) NN=2000RPM, PN=2,39KW NATURAL AIR COOLING; FRAME SIZE IMB 5 (IM V1, IM V3) FLANGE 1 (1FT6 COMPATIBLE) POWER CONNECTOR ROTATABLE ABSOLUTE ENCODER 22 BITS MULTI TURN WITH DRIVE-CLIQ INTERFACE (ENCODER AM-22-DQ) CONNECTOR ROTATABLE PLAIN SHAFT, WITH HOLDING BRAKE; ACCURACY TOLERANCE N VIBRATION SEVERITY GRADE A+R, DEGREE OF PROTECTION IP 67 | 6086 | TEM | 1 | MC | 17.203 | 1
1FT70825AC711MA0 | SIMOTICS S SYNCHRON. MOTOR 1FT7, M0=13NM (100K) NN=2000RPM, PN=2,39KW NATURAL AIR COOLING; FRAME SIZE IMB 5 (1FT6 COMPATIBLE) WITH KTY TEMPERATURE SENSOR POWER CONNECTOR ROTATABLE ABSOLUTE ENCODER ENDAT 2048 S/R (ENCODER A-2048) CONNECTOR ROTATABLE WITH FITTED KEY, ACCURACY TOLERANCE N, W/O HOLDING BRAKE VIBRATION SEVERITY GRADE A, DEGREE OF PROTECTION IP 64 | 4425 | TEM | 1 | MC | 14.104 | 1
1FT70825AC711MB1 | SIMOTICS S SYNCHRON. MOTOR 1FT7, M0=13NM (100K) NN=2000RPM, PN=2,39KW NATURAL AIR COOLING; FRAME SIZE IMB 5 (1FT6 COMPATIBLE) WITH KTY TEMPERATURE SENSOR POWER CONNECTOR ROTATABLE ABSOLUTE ENCODER ENDAT 2048 S/R (ENCODER A-2048) CONNECTOR ROTATABLE SHAFT WITH FITTED KEY; WITH HOLDING BRAKE; ACC. TOLERANCE N VIBRATION SEVERITY GRADE A, DEGREE OF PROTECTION IP 65 | 5419 | TEM | 1 | MC | 17.203 | 1
1FT70825AC711MG1 | SIMOTICS S SYNCHRON. MOTOR 1FT7, M0=13NM (100K) NN=2000RPM, PN=2,39KW NATURAL AIR COOLING; FRAME SIZE IMB 5 (1FT6 COMPATIBLE) WITH KTY TEMPERATURE SENSOR POWER CONNECTOR ROTATABLE ABSOLUTE ENCODER ENDAT 2048 S/R (ENCODER A-2048) CONNECTOR ROTATABLE PLAIN SHAFT, W/O HOLDING BRAKE; ACC. TOLERANCE N VIBRATION SEVERITY GRADE A, DEGREE OF PROTECTION IP 65 | 4521 | TEM | 1 | MC | 14.104 | 1
1FT70825AC711MH0 | SIMOTICS S SYNCHRON. MOTOR 1FT7, M0=13NM (100K) NN=2000RPM, PN=2,39KW NATURAL AIR COOLING; FRAME SIZE IMB 5 (1FT6 COMPATIBLE) WITH KTY TEMPERATURE SENSOR POWER CONNECTOR ROTATABLE ABSOLUTE ENCODER ENDAT 2048 S/R (ENCODER A-2048) CONNECTOR ROTATABLE PLAIN SHAFT, WITH HOLDING BRAKE; ACCURACY TOLERANCE N VIBRATION SEVERITY GRADE A, DEGREE OF PROTECTION IP 64 | 5323 | TEM | 1 | MC | 17.203 | 1
1FT70825AC711MH1 | SIMOTICS S SYNCHRON. MOTOR 1FT7, M0=13NM (100K) NN=2000RPM, PN=2,39KW NATURAL AIR COOLING; FRAME SIZE IMB 5 (1FT6 COMPATIBLE) WITH KTY TEMPERATURE SENSOR POWER CONNECTOR ROTATABLE ABSOLUTE ENCODER ENDAT 2048 S/R (ENCODER A-2048) CONNECTOR ROTATABLE PLAIN SHAFT, WITH HOLDING BRAKE; ACCURACY TOLERANCE N VIBRATION SEVERITY GRADE A, DEGREE OF PROTECTION IP 65 | 5419 | TEM | 1 | MC | 17.203 | 1
1FT70825AC711MH2 | SIMOTICS S SYNCHRON. MOTOR 1FT7, M0=13NM (100K) NN=2000RPM, PN=2,39KW NATURAL AIR COOLING; FRAME SIZE IMB 5 (1FT6 COMPATIBLE) WITH KTY TEMPERATURE SENSOR POWER CONNECTOR ROTATABLE ABSOLUTE ENCODER ENDAT 2048 S/R (ENCODER A-2048) CONNECTOR ROTATABLE PLAIN SHAFT, WITH HOLDING BRAKE; ACCURACY TOLERANCE N VIBRATION SEVERITY GRADE A, DEGREE OF PROTECTION IP 67 | 5499 | TEM | 1 | MC | 17.203 | 1
1FT70825AC711NA0 | SIMOTICS S SYNCHRON. MOTOR 1FT7, M0=13NM (100K) NN=2000RPM, PN=2,39KW NATURAL AIR COOLING; FRAME SIZE IMB 5 (1FT6 COMPATIBLE) WITH KTY TEMPERATURE SENSOR POWER CONNECTOR ROTATABLE INCREM. ENCODER SIN/COS 1VSS 2048 S/R (ENCODER I-2048) CONNECTOR ROTATABLE WITH FITTED KEY, ACCURACY TOLERANCE N, W/O HOLDING BRAKE VIBRATION SEVERITY GRADE A, DEGREE OF PROTECTION IP 64 | 3671 | TEM | 1 | MC | 14.104 | 1
1FT70825AC711NA1 | SIMOTICS S SYNCHRON. MOTOR 1FT7, M0=13NM (100K) NN=2000RPM, PN=2,39KW NATURAL AIR COOLING; FRAME SIZE IMB 5 (1FT6 COMPATIBLE) WITH KTY TEMPERATURE SENSOR POWER CONNECTOR ROTATABLE INCREM. ENCODER SIN/COS 1VSS 2048 S/R (ENCODER I-2048) CONNECTOR ROTATABLE WITH FITTED KEY, ACCURACY TOLERANCE N, W/O HOLDING BRAKE VIBRATION SEVERITY GRADE A, DEGREE OF PROTECTION IP 65 | 3767 | TEM | 1 | MC | 14.104 | 1
1FT70825AC711NA2 | SIMOTICS S SYNCHRON. MOTOR 1FT7, M0=13NM (100K) NN=2000RPM, PN=2,39KW NATURAL AIR COOLING; FRAME SIZE IMB 5 (1FT6 COMPATIBLE) WITH KTY TEMPERATURE SENSOR POWER CONNECTOR ROTATABLE INCREM. ENCODER SIN/COS 1VSS 2048 S/R (ENCODER I-2048) CONNECTOR ROTATABLE WITH FITTED KEY, ACCURACY TOLERANCE N, W/O HOLDING BRAKE VIBRATION SEVERITY GRADE A, DEGREE OF PROTECTION IP 67 | 3847 | TEM | 1 | MC | 14.104 | 1
1FT70825AC711NB0 | SIMOTICS S SYNCHRON. MOTOR 1FT7, M0=13NM (100K) NN=2000RPM, PN=2,39KW NATURAL AIR COOLING; FRAME SIZE IMB 5 (1FT6 COMPATIBLE) WITH KTY TEMPERATURE SENSOR POWER CONNECTOR ROTATABLE INCREM. ENCODER SIN/COS 1VSS 2048 S/R (ENCODER I-2048) CONNECTOR ROTATABLE SHAFT WITH FITTED KEY; WITH HOLDING BRAKE; ACC. TOLERANCE N VIBRATION SEVERITY GRADE A, DEGREE OF PROTECTION IP 64 | 4569 | TEM | 1 | MC | 17.203 | 1
1FT70825AC711NB3 | SIMOTICS S SYNCHRON. MOTOR 1FT7, M0=13NM (100K) NN=2000RPM, PN=2,39KW NATURAL AIR COOLING; FRAME SIZE IMB 5 (1FT6 COMPATIBLE) WITH KTY TEMPERATURE SENSOR POWER CONNECTOR ROTATABLE INCREM. ENCODER SIN/COS 1VSS 2048 S/R (ENCODER I-2048) CONNECTOR ROTATABLE SHAFT WITH FITTED KEY; WITH HOLDING BRAKE; ACC. TOLERANCE N VIBRATION SEVERITY GRADE A+R, DEGREE OF PROTECTION IP 64 | 4724 | TEM | 1 | MC | 17.203 | 1
1FT70825AC711NH1 | SIMOTICS S SYNCHRON. MOTOR 1FT7, M0=13NM (100K) NN=2000RPM, PN=2,39KW NATURAL AIR COOLING; FRAME SIZE IMB 5 (1FT6 COMPATIBLE) WITH KTY TEMPERATURE SENSOR POWER CONNECTOR ROTATABLE INCREM. ENCODER SIN/COS 1VSS 2048 S/R (ENCODER I-2048) CONNECTOR ROTATABLE PLAIN SHAFT, WITH HOLDING BRAKE; ACCURACY TOLERANCE N VIBRATION SEVERITY GRADE A, DEGREE OF PROTECTION IP 65 | 4665 | TEM | 1 | MC | 17.203 | 1
1FT70825AF701BA0 | SIMOTICS S SYNCHRON. MOTOR 1FT7, M0=13NM (100K) NN=3000RPM, PN=3,24KW NATURAL AIR COOLING; FRAME SIZE IMB 5 (IM V1, IM V3) FLANGE 0 POWER CONNECTOR ROTATABLE ABSOLUTE VALUE ENCODER SINGLETURN 24 BIT WITH DRIVE-CLIQ INTERFACE (ENCODER AS24DQI) WITH FITTED KEY, ACCURACY TOLERANCE N, W/O HOLDING BRAKE VIBRATION SEVERITY GRADE A, DEGREE OF PROTECTION IP 64 | 4012 | TEM | 1 | MC | 14.104 | 1
1FT70825AF701BA1 | SIMOTICS S SYNCHRON. MOTOR 1FT7, M0=13NM (100K) NN=3000RPM, PN=3,24KW NATURAL AIR COOLING; FRAME SIZE IMB 5 (IM V1, IM V3) FLANGE 0 POWER CONNECTOR ROTATABLE ABSOLUTE VALUE ENCODER SINGLETURN 24 BIT WITH DRIVE-CLIQ INTERFACE (ENCODER AS24DQI) WITH FITTED KEY, ACCURACY TOLERANCE N, W/O HOLDING BRAKE VIBRATION SEVERITY GRADE A, DEGREE OF PROTECTION IP 65 | 4108 | TEM | 1 | MC | 14.104 | 1
1FT70825AF701BB0 | SIMOTICS S SYNCHRON. MOTOR 1FT7, M0=13NM (100K) NN=3000RPM, PN=3,24KW NATURAL AIR COOLING; FRAME SIZE IMB 5 (IM V1, IM V3) FLANGE 0 POWER CONNECTOR ROTATABLE ABSOLUTE VALUE ENCODER SINGLETURN 24 BIT WITH DRIVE-CLIQ INTERFACE (ENCODER AS24DQI) SHAFT WITH FITTED KEY; WITH HOLDING BRAKE; ACC. TOLERANCE N VIBRATION SEVERITY GRADE A, DEGREE OF PROTECTION IP 64 | 4909 | TEM | 1 | MC | 17.203 | 1
1FT70825AF701BG0 | SIMOTICS S SYNCHRON. MOTOR 1FT7, M0=13NM (100K) NN=3000RPM, PN=3,24KW NATURAL AIR COOLING; FRAME SIZE IMB 5 (IM V1, IM V3) FLANGE 0 POWER CONNECTOR ROTATABLE ABSOLUTE VALUE ENCODER SINGLETURN 24 BIT WITH DRIVE-CLIQ INTERFACE (ENCODER AS24DQI) PLAIN SHAFT, W/O HOLDING BRAKE; ACC. TOLERANCE N VIBRATION SEVERITY GRADE A, DEGREE OF PROTECTION IP 64 | 4012 | TEM | 1 | MC | 14.104 | 1
1FT70825AF701BG3 | SIMOTICS S SYNCHRON. MOTOR 1FT7, M0=13NM (100K) NN=3000RPM, PN=3,24KW NATURAL AIR COOLING; FRAME SIZE IMB 5 (IM V1, IM V3) FLANGE 0 POWER CONNECTOR ROTATABLE ABSOLUTE VALUE ENCODER SINGLETURN 24 BIT WITH DRIVE-CLIQ INTERFACE (ENCODER AS24DQI) PLAIN SHAFT, W/O HOLDING BRAKE; ACC. TOLERANCE N VIBRATION SEVERITY GRADE A+R, DEGREE OF PROTECTION IP 64 | 4167 | TEM | 1 | MC | 14.104 | 1
1FT70825AF701BL5 | SIMOTICS S SYNCHRON. MOTOR 1FT7, M0=13NM (100K) NN=3000RPM, PN=3,24KW NATURAL AIR COOLING; FRAME SIZE IMB 5 (IM V1, IM V3) FLANGE 0 POWER CONNECTOR ROTATABLE ABSOLUTE VALUE ENCODER SINGLETURN 24 BIT WITH DRIVE-CLIQ INTERFACE (ENCODER AS24DQI) PLAIN SHAFT, WITH HOLDING BRAKE; ACCURACY TOLERANCE R VIBRATION SEVERITY GRADE A+R, DEGREE OF PROTECTION IP 67 | 5398 | TEM | 1 | MC | 17.203 | 1
1FT70825AF701CA0 | SIMOTICS S SYNCHRON. MOTOR 1FT7, M0=13NM (100K) NN=3000RPM, PN=3,24KW NATURAL AIR COOLING; FRAME SIZE IMB 5 (IM V1, IM V3) FLANGE 0 POWER CONNECTOR ROTATABLE ABSOLUTE ENCODER 24 BITS + 12 BIT MULTITURN WITH DRIVE-CLIQ INTERFACE (ENCODER AM24DQI) WITH FITTED KEY, ACCURACY TOLERANCE N, W/O HOLDING BRAKE VIBRATION SEVERITY GRADE A, DEGREE OF PROTECTION IP 64 | 4777 | TEM | 1 | MC | 14.104 | 1
1FT70825AF701CA1 | SIMOTICS S SYNCHRON. MOTOR 1FT7, M0=13NM (100K) NN=3000RPM, PN=3,24KW NATURAL AIR COOLING; FRAME SIZE IMB 5 (IM V1, IM V3) FLANGE 0 POWER CONNECTOR ROTATABLE ABSOLUTE ENCODER 24 BITS + 12 BIT MULTITURN WITH DRIVE-CLIQ INTERFACE (ENCODER AM24DQI) WITH FITTED KEY, ACCURACY TOLERANCE N, W/O HOLDING BRAKE VIBRATION SEVERITY GRADE A, DEGREE OF PROTECTION IP 65 | 4873 | TEM | 1 | MC | 14.104 | 1
1FT70825AF701CE1 | SIMOTICS S SYNCHRON. MOTOR 1FT7, M0=13NM (100K) NN=3000RPM, PN=3,24KW NATURAL AIR COOLING; FRAME SIZE IMB 5 (IM V1, IM V3) FLANGE 0 POWER CONNECTOR ROTATABLE ABSOLUTE ENCODER 24 BITS + 12 BIT MULTITURN WITH DRIVE-CLIQ INTERFACE (ENCODER AM24DQI) SHAFT WITH FITTED KEY; WITH HOLDING BRAKE; ACC. TOLERANCE R VIBRATION SEVERITY GRADE A, DEGREE OF PROTECTION IP 65 | 5928 | TEM | 1 | MC | 17.203 | 1
1FT70825AF701CG1 | SIMOTICS S SYNCHRON. MOTOR 1FT7, M0=13NM (100K) NN=3000RPM, PN=3,24KW NATURAL AIR COOLING; FRAME SIZE IMB 5 (IM V1, IM V3) FLANGE 0 POWER CONNECTOR ROTATABLE ABSOLUTE ENCODER 24 BITS + 12 BIT MULTITURN WITH DRIVE-CLIQ INTERFACE (ENCODER AM24DQI) PLAIN SHAFT, W/O HOLDING BRAKE; ACC. TOLERANCE N VIBRATION SEVERITY GRADE A, DEGREE OF PROTECTION IP 65 | 4873 | TEM | 1 | MC | 14.104 | 1
1FT70825AF701CG3 | SIMOTICS S SYNCHRON. MOTOR 1FT7, M0=13NM (100K) NN=3000RPM, PN=3,24KW NATURAL AIR COOLING; FRAME SIZE IMB 5 (IM V1, IM V3) FLANGE 0 POWER CONNECTOR ROTATABLE ABSOLUTE ENCODER 24 BITS + 12 BIT MULTITURN WITH DRIVE-CLIQ INTERFACE (ENCODER AM24DQI) PLAIN SHAFT, W/O HOLDING BRAKE; ACC. TOLERANCE N VIBRATION SEVERITY GRADE A+R, DEGREE OF PROTECTION IP 64 | 4932 | TEM | 1 | MC | 14.104 | 1
1FT70825AF701CH1 | SIMOTICS S SYNCHRON. MOTOR 1FT7, M0=13NM (100K) NN=3000RPM, PN=3,24KW NATURAL AIR COOLING; FRAME SIZE IMB 5 (IM V1, IM V3) FLANGE 0 POWER CONNECTOR ROTATABLE ABSOLUTE ENCODER 24 BITS + 12 BIT MULTITURN WITH DRIVE-CLIQ INTERFACE (ENCODER AM24DQI) PLAIN SHAFT, WITH HOLDING BRAKE; ACCURACY TOLERANCE N VIBRATION SEVERITY GRADE A, DEGREE OF PROTECTION IP 65 | 5771 | TEM | 1 | MC | 17.203 | 1
1FT70825AF701CH2 | SIMOTICS S SYNCHRON. MOTOR 1FT7, M0=13NM (100K) NN=3000RPM, PN=3,24KW NATURAL AIR COOLING; FRAME SIZE IMB 5 (IM V1, IM V3) FLANGE 0 POWER CONNECTOR ROTATABLE ABSOLUTE ENCODER 24 BITS + 12 BIT MULTITURN WITH DRIVE-CLIQ INTERFACE (ENCODER AM24DQI) PLAIN SHAFT, WITH HOLDING BRAKE; ACCURACY TOLERANCE N VIBRATION SEVERITY GRADE A, DEGREE OF PROTECTION IP 67 | 5850 | TEM | 1 | MC | 17.203 | 1
1FT70825AF701DA0 | SIMOTICS S SYNCHRON. MOTOR 1FT7, M0=13NM (100K) NN=3000RPM, PN=3,24KW NATURAL AIR COOLING; FRAME SIZE IMB 5 (IM V1, IM V3) FLANGE 0 POWER CONNECTOR ROTATABLE INCREMENTAL ENCODER 2048 S/R WITH DRIVE-CLIQ INTERFACE (ENCODER I-2048) CONNECTOR ROTATABLE WITH FITTED KEY, ACCURACY TOLERANCE N, W/O HOLDING BRAKE VIBRATION SEVERITY GRADE A, DEGREE OF PROTECTION IP 64 | 4092 | TEM | 1 | MC | 14.104 | 1
1FT70825AF701DA1 | SIMOTICS S SYNCHRON. MOTOR 1FT7, M0=13NM (100K) NN=3000RPM, PN=3,24KW NATURAL AIR COOLING; FRAME SIZE IMB 5 (IM V1, IM V3) FLANGE 0 POWER CONNECTOR ROTATABLE INCREMENTAL ENCODER 2048 S/R WITH DRIVE-CLIQ INTERFACE (ENCODER I-2048) CONNECTOR ROTATABLE WITH FITTED KEY, ACCURACY TOLERANCE N, W/O HOLDING BRAKE VIBRATION SEVERITY GRADE A, DEGREE OF PROTECTION IP 65 | 4188 | TEM | 1 | MC | 14.104 | 1
1FT70825AF701DA3 | SIMOTICS S SYNCHRON. MOTOR 1FT7, M0=13NM (100K) NN=3000RPM, PN=3,24KW NATURAL AIR COOLING; FRAME SIZE IMB 5 (IM V1, IM V3) FLANGE 0 POWER CONNECTOR ROTATABLE INCREMENTAL ENCODER 2048 S/R WITH DRIVE-CLIQ INTERFACE (ENCODER I-2048) CONNECTOR ROTATABLE WITH FITTED KEY, ACCURACY TOLERANCE N, W/O HOLDING BRAKE VIBRATION SEVERITY GRADE A+R, DEGREE OF PROTECTION IP 64 | 4247 | TEM | 1 | MC | 14.104 | 1
1FT70825AF701DA4 | SIMOTICS S SYNCHRON. MOTOR 1FT7, M0=13NM (100K) NN=3000RPM, PN=3,24KW NATURAL AIR COOLING; FRAME SIZE IMB 5 (IM V1, IM V3) FLANGE 0 POWER CONNECTOR ROTATABLE INCREMENTAL ENCODER 2048 S/R WITH DRIVE-CLIQ INTERFACE (ENCODER I-2048) CONNECTOR ROTATABLE WITH FITTED KEY, ACCURACY TOLERANCE N, W/O HOLDING BRAKE VIBRATION SEVERITY GRADE A+R, DEGREE OF PROTECTION IP 65 | 4344 | TEM | 1 | MC | 14.104 | 1
1FT70825AF701DB0 | SIMOTICS S SYNCHRON. MOTOR 1FT7, M0=13NM (100K) NN=3000RPM, PN=3,24KW NATURAL AIR COOLING; FRAME SIZE IMB 5 (IM V1, IM V3) FLANGE 0 POWER CONNECTOR ROTATABLE INCREMENTAL ENCODER 2048 S/R WITH DRIVE-CLIQ INTERFACE (ENCODER I-2048) CONNECTOR ROTATABLE SHAFT WITH FITTED KEY; WITH HOLDING BRAKE; ACC. TOLERANCE N VIBRATION SEVERITY GRADE A, DEGREE OF PROTECTION IP 64 | 4990 | TEM | 1 | MC | 17.203 | 1
1FT70825AF701DG0 | SIMOTICS S SYNCHRON. MOTOR 1FT7, M0=13NM (100K) NN=3000RPM, PN=3,24KW NATURAL AIR COOLING; FRAME SIZE IMB 5 (IM V1, IM V3) FLANGE 0 POWER CONNECTOR ROTATABLE INCREMENTAL ENCODER 2048 S/R WITH DRIVE-CLIQ INTERFACE (ENCODER I-2048) CONNECTOR ROTATABLE PLAIN SHAFT, W/O HOLDING BRAKE; ACC. TOLERANCE N VIBRATION SEVERITY GRADE A, DEGREE OF PROTECTION IP 64 | 4092 | TEM | 1 | MC | 14.104 | 1
1FT70825AF701DG1 | SIMOTICS S SYNCHRON. MOTOR 1FT7, M0=13NM (100K) NN=3000RPM, PN=3,24KW NATURAL AIR COOLING; FRAME SIZE IMB 5 (IM V1, IM V3) FLANGE 0 POWER CONNECTOR ROTATABLE INCREMENTAL ENCODER 2048 S/R WITH DRIVE-CLIQ INTERFACE (ENCODER I-2048) CONNECTOR ROTATABLE PLAIN SHAFT, W/O HOLDING BRAKE; ACC. TOLERANCE N VIBRATION SEVERITY GRADE A, DEGREE OF PROTECTION IP 65 | 4188 | TEM | 1 | MC | 14.104 | 1
1FT70825AF701DH0 | SIMOTICS S SYNCHRON. MOTOR 1FT7, M0=13NM (100K) NN=3000RPM, PN=3,24KW NATURAL AIR COOLING; FRAME SIZE IMB 5 (IM V1, IM V3) FLANGE 0 POWER CONNECTOR ROTATABLE INCREMENTAL ENCODER 2048 S/R WITH DRIVE-CLIQ INTERFACE (ENCODER I-2048) CONNECTOR ROTATABLE PLAIN SHAFT, WITH HOLDING BRAKE; ACCURACY TOLERANCE N VIBRATION SEVERITY GRADE A, DEGREE OF PROTECTION IP 64 | 4990 | TEM | 1 | MC | 17.203 | 1
1FT70825AF701FA0 | SIMOTICS S SYNCHRON. MOTOR 1FT7, M0=13NM (100K) NN=3000RPM, PN=3,24KW NATURAL AIR COOLING; FRAME SIZE IMB 5 (IM V1, IM V3) FLANGE 0 POWER CONNECTOR ROTATABLE ABSOLUTE ENCODER 22 BITS MULTI TURN WITH DRIVE-CLIQ INTERFACE (ENCODER AM-22-DQ) CONNECTOR ROTATABLE WITH FITTED KEY, ACCURACY TOLERANCE N, W/O HOLDING BRAKE VIBRATION SEVERITY GRADE A, DEGREE OF PROTECTION IP 64 | 4857 | TEM | 1 | MC | 14.104 | 1
1FT70825AF701FA3 | SIMOTICS S SYNCHRON. MOTOR 1FT7, M0=13NM (100K) NN=3000RPM, PN=3,24KW NATURAL AIR COOLING; FRAME SIZE IMB 5 (IM V1, IM V3) FLANGE 0 POWER CONNECTOR ROTATABLE ABSOLUTE ENCODER 22 BITS MULTI TURN WITH DRIVE-CLIQ INTERFACE (ENCODER AM-22-DQ) CONNECTOR ROTATABLE WITH FITTED KEY, ACCURACY TOLERANCE N, W/O HOLDING BRAKE VIBRATION SEVERITY GRADE A+R, DEGREE OF PROTECTION IP 64 | 5012 | TEM | 1 | MC | 14.104 | 1
1FT70825AF701FA4 | SIMOTICS S SYNCHRON. MOTOR 1FT7, M0=13NM (100K) NN=3000RPM, PN=3,24KW NATURAL AIR COOLING; FRAME SIZE IMB 5 (IM V1, IM V3) FLANGE 0 POWER CONNECTOR ROTATABLE ABSOLUTE ENCODER 22 BITS MULTI TURN WITH DRIVE-CLIQ INTERFACE (ENCODER AM-22-DQ) CONNECTOR ROTATABLE WITH FITTED KEY, ACCURACY TOLERANCE N, W/O HOLDING BRAKE VIBRATION SEVERITY GRADE A+R, DEGREE OF PROTECTION IP 65 | 5109 | TEM | 1 | MC | 14.104 | 1
1FT70825AF701FB0 | SIMOTICS S SYNCHRON. MOTOR 1FT7, M0=13NM (100K) NN=3000RPM, PN=3,24KW NATURAL AIR COOLING; FRAME SIZE IMB 5 (IM V1, IM V3) FLANGE 0 POWER CONNECTOR ROTATABLE ABSOLUTE ENCODER 22 BITS MULTI TURN WITH DRIVE-CLIQ INTERFACE (ENCODER AM-22-DQ) CONNECTOR ROTATABLE SHAFT WITH FITTED KEY; WITH HOLDING BRAKE; ACC. TOLERANCE N VIBRATION SEVERITY GRADE A, DEGREE OF PROTECTION IP 64 | 5755 | TEM | 1 | MC | 17.203 | 1
1FT70825AF701FB2 | SIMOTICS S SYNCHRON. MOTOR 1FT7, M0=13NM (100K) NN=3000RPM, PN=3,24KW NATURAL AIR COOLING; FRAME SIZE IMB 5 (IM V1, IM V3) FLANGE 0 POWER CONNECTOR ROTATABLE ABSOLUTE ENCODER 22 BITS MULTI TURN WITH DRIVE-CLIQ INTERFACE (ENCODER AM-22-DQ) CONNECTOR ROTATABLE SHAFT WITH FITTED KEY; WITH HOLDING BRAKE; ACC. TOLERANCE N VIBRATION SEVERITY GRADE A, DEGREE OF PROTECTION IP 67 | 5930 | TEM | 1 | MC | 17.203 | 1
1FT70825AF701FB5 | SIMOTICS S SYNCHRON. MOTOR 1FT7, M0=13NM (100K) NN=3000RPM, PN=3,24KW NATURAL AIR COOLING; FRAME SIZE IMB 5 (IM V1, IM V3) FLANGE 0 POWER CONNECTOR ROTATABLE ABSOLUTE ENCODER 22 BITS MULTI TURN WITH DRIVE-CLIQ INTERFACE (ENCODER AM-22-DQ) CONNECTOR ROTATABLE SHAFT WITH FITTED KEY; WITH HOLDING BRAKE; ACC. TOLERANCE N VIBRATION SEVERITY GRADE A+R, DEGREE OF PROTECTION IP 67 | 6086 | TEM | 1 | MC | 17.203 | 1
1FT70825AF701FG0 | SIMOTICS S SYNCHRON. MOTOR 1FT7, M0=13NM (100K) NN=3000RPM, PN=3,24KW NATURAL AIR COOLING; FRAME SIZE IMB 5 (IM V1, IM V3) FLANGE 0 POWER CONNECTOR ROTATABLE ABSOLUTE ENCODER 22 BITS MULTI TURN WITH DRIVE-CLIQ INTERFACE (ENCODER AM-22-DQ) CONNECTOR ROTATABLE PLAIN SHAFT, W/O HOLDING BRAKE; ACC. TOLERANCE N VIBRATION SEVERITY GRADE A, DEGREE OF PROTECTION IP 64 | 4857 | TEM | 1 | MC | 14.104 | 1
1FT70825AF701FG1 | SIMOTICS S SYNCHRON. MOTOR 1FT7, M0=13NM (100K) NN=3000RPM, PN=3,24KW NATURAL AIR COOLING; FRAME SIZE IMB 5 (IM V1, IM V3) FLANGE 0 POWER CONNECTOR ROTATABLE ABSOLUTE ENCODER 22 BITS MULTI TURN WITH DRIVE-CLIQ INTERFACE (ENCODER AM-22-DQ) CONNECTOR ROTATABLE PLAIN SHAFT, W/O HOLDING BRAKE; ACC. TOLERANCE N VIBRATION SEVERITY GRADE A, DEGREE OF PROTECTION IP 65 | 4953 | TEM | 1 | MC | 14.104 | 1
1FT70825AF701FH0 | SIMOTICS S SYNCHRON. MOTOR 1FT7, M0=13NM (100K) NN=3000RPM, PN=3,24KW NATURAL AIR COOLING; FRAME SIZE IMB 5 (IM V1, IM V3) FLANGE 0 POWER CONNECTOR ROTATABLE ABSOLUTE ENCODER 22 BITS MULTI TURN WITH DRIVE-CLIQ INTERFACE (ENCODER AM-22-DQ) CONNECTOR ROTATABLE PLAIN SHAFT, WITH HOLDING BRAKE; ACCURACY TOLERANCE N VIBRATION SEVERITY GRADE A, DEGREE OF PROTECTION IP 64 | 5755 | TEM | 1 | MC | 17.203 | 1
1FT70825AF701NA0 | SIMOTICS S SYNCHRON. MOTOR 1FT7, M0=13NM (100K) NN=3000RPM, PN=3,24KW NATURAL AIR COOLING; FRAME SIZE IMB 5 (IM V1, IM V3) FLANGE (COMPACT) WITH KTY TEMPERATURE SENSOR POWER CONNECTOR ROTATABLE INCREM. ENCODER SIN/COS 1VSS 2048 S/R (ENCODER I-2048) CONNECTOR ROTATABLE WITH FITTED KEY, ACCURACY TOLERANCE N, W/O HOLDING BRAKE VIBRATION SEVERITY GRADE A, DEGREE OF PROTECTION IP 64 | 3671 | TEM | 1 | MC | 14.104 | 1
1FT70825AF701NA1 | SIMOTICS S SYNCHRON. MOTOR 1FT7, M0=13NM (100K) NN=3000RPM, PN=3,24KW NATURAL AIR COOLING; FRAME SIZE IMB 5 (IM V1, IM V3) FLANGE (COMPACT) WITH KTY TEMPERATURE SENSOR POWER CONNECTOR ROTATABLE INCREM. ENCODER SIN/COS 1VSS 2048 S/R (ENCODER I-2048) CONNECTOR ROTATABLE WITH FITTED KEY, ACCURACY TOLERANCE N, W/O HOLDING BRAKE VIBRATION SEVERITY GRADE A, DEGREE OF PROTECTION IP 65 | 3767 | TEM | 1 | MC | 14.104 | 1
1FT70825AF701NB0 | SIMOTICS S SYNCHRON. MOTOR 1FT7, M0=13NM (100K) NN=3000RPM, PN=3,24KW NATURAL AIR COOLING; FRAME SIZE IMB 5 (IM V1, IM V3) FLANGE (COMPACT) WITH KTY TEMPERATURE SENSOR POWER CONNECTOR ROTATABLE INCREM. ENCODER SIN/COS 1VSS 2048 S/R (ENCODER I-2048) CONNECTOR ROTATABLE SHAFT WITH FITTED KEY; WITH HOLDING BRAKE; ACC. TOLERANCE N VIBRATION SEVERITY GRADE A, DEGREE OF PROTECTION IP 64 | 4569 | TEM | 1 | MC | 17.203 | 1
1FT70825AF701ND3 | SIMOTICS S SYNCHRON. MOTOR 1FT7, M0=13NM (100K) NN=3000RPM, PN=3,24KW NATURAL AIR COOLING; FRAME SIZE IMB 5 (IM V1, IM V3) FLANGE (COMPACT) WITH KTY TEMPERATURE SENSOR POWER CONNECTOR ROTATABLE INCREM. ENCODER SIN/COS 1VSS 2048 S/R (ENCODER I-2048) CONNECTOR ROTATABLE SHAFT WITH FITTED KEY; W/O HOLDING BRAKE; ACC. TOLERANCE R VIBRATION SEVERITY GRADE A+R, DEGREE OF PROTECTION IP 64 | 3985 | TEM | 1 | MC | 14.104 | 1
1FT70825AF701NG0 | SIMOTICS S SYNCHRON. MOTOR 1FT7, M0=13NM (100K) NN=3000RPM, PN=3,24KW NATURAL AIR COOLING; FRAME SIZE IMB 5 (IM V1, IM V3) FLANGE (COMPACT) WITH KTY TEMPERATURE SENSOR POWER CONNECTOR ROTATABLE INCREM. ENCODER SIN/COS 1VSS 2048 S/R (ENCODER I-2048) CONNECTOR ROTATABLE PLAIN SHAFT, W/O HOLDING BRAKE; ACC. TOLERANCE N VIBRATION SEVERITY GRADE A, DEGREE OF PROTECTION IP 64 | 3671 | TEM | 1 | MC | 14.104 | 1
1FT70825AF701NH0 | SIMOTICS S SYNCHRON. MOTOR 1FT7, M0=13NM (100K) NN=3000RPM, PN=3,24KW NATURAL AIR COOLING; FRAME SIZE IMB 5 (IM V1, IM V3) FLANGE (COMPACT) WITH KTY TEMPERATURE SENSOR POWER CONNECTOR ROTATABLE INCREM. ENCODER SIN/COS 1VSS 2048 S/R (ENCODER I-2048) CONNECTOR ROTATABLE PLAIN SHAFT, WITH HOLDING BRAKE; ACCURACY TOLERANCE N VIBRATION SEVERITY GRADE A, DEGREE OF PROTECTION IP 64 | 4569 | TEM | 1 | MC | 17.203 | 1
1FT70825AF701NH2 | SIMOTICS S SYNCHRON. MOTOR 1FT7, M0=13NM (100K) NN=3000RPM, PN=3,24KW NATURAL AIR COOLING; FRAME SIZE IMB 5 (IM V1, IM V3) FLANGE (COMPACT) WITH KTY TEMPERATURE SENSOR POWER CONNECTOR ROTATABLE INCREM. ENCODER SIN/COS 1VSS 2048 S/R (ENCODER I-2048) CONNECTOR ROTATABLE PLAIN SHAFT, WITH HOLDING BRAKE; ACCURACY TOLERANCE N VIBRATION SEVERITY GRADE A, DEGREE OF PROTECTION IP 67 | 4745 | TEM | 1 | MC | 17.203 | 1
1FT70825AF711BA0 | SIMOTICS S SYNCHRON. MOTOR 1FT7, M0=13NM (100K) NN=3000RPM, PN=3,24KW NATURAL AIR COOLING; FRAME SIZE IMB 5 (IM V1, IM V3) FLANGE 1 (1FT6 COMPATIBLE) POWER CONNECTOR ROTATABLE ABSOLUTE VALUE ENCODER SINGLETURN 24 BIT WITH DRIVE-CLIQ INTERFACE (ENCODER AS24DQI) WITH FITTED KEY, ACCURACY TOLERANCE N, W/O HOLDING BRAKE VIBRATION SEVERITY GRADE A, DEGREE OF PROTECTION IP 64 | 4012 | TEM | 1 | MC | 14.104 | 1
1FT70825AF711BA1 | SIMOTICS S SYNCHRON. MOTOR 1FT7, M0=13NM (100K) NN=3000RPM, PN=3,24KW NATURAL AIR COOLING; FRAME SIZE IMB 5 (IM V1, IM V3) FLANGE 1 (1FT6 COMPATIBLE) POWER CONNECTOR ROTATABLE ABSOLUTE VALUE ENCODER SINGLETURN 24 BIT WITH DRIVE-CLIQ INTERFACE (ENCODER AS24DQI) WITH FITTED KEY, ACCURACY TOLERANCE N, W/O HOLDING BRAKE VIBRATION SEVERITY GRADE A, DEGREE OF PROTECTION IP 65 | 4108 | TEM | 1 | MC | 14.104 | 1
1FT70825AF711BA5 | SIMOTICS S SYNCHRON. MOTOR 1FT7, M0=13NM (100K) NN=3000RPM, PN=3,24KW NATURAL AIR COOLING; FRAME SIZE IMB 5 (IM V1, IM V3) FLANGE 1 (1FT6 COMPATIBLE) POWER CONNECTOR ROTATABLE ABSOLUTE VALUE ENCODER SINGLETURN 24 BIT WITH DRIVE-CLIQ INTERFACE (ENCODER AS24DQI) WITH FITTED KEY, ACCURACY TOLERANCE N, W/O HOLDING BRAKE VIBRATION SEVERITY GRADE A+R, DEGREE OF PROTECTION IP 67 | 4343 | TEM | 1 | MC | 14.104 | 1
1FT70825AF711BB1 | SIMOTICS S SYNCHRON. MOTOR 1FT7, M0=13NM (100K) NN=3000RPM, PN=3,24KW NATURAL AIR COOLING; FRAME SIZE IMB 5 (IM V1, IM V3) FLANGE 1 (1FT6 COMPATIBLE) POWER CONNECTOR ROTATABLE ABSOLUTE VALUE ENCODER SINGLETURN 24 BIT WITH DRIVE-CLIQ INTERFACE (ENCODER AS24DQI) SHAFT WITH FITTED KEY; WITH HOLDING BRAKE; ACC. TOLERANCE N VIBRATION SEVERITY GRADE A, DEGREE OF PROTECTION IP 65 | 5006 | TEM | 1 | MC | 17.203 | 1
1FT70825AF711BB2 | SIMOTICS S SYNCHRON. MOTOR 1FT7, M0=13NM (100K) NN=3000RPM, PN=3,24KW NATURAL AIR COOLING; FRAME SIZE IMB 5 (IM V1, IM V3) FLANGE 1 (1FT6 COMPATIBLE) POWER CONNECTOR ROTATABLE ABSOLUTE VALUE ENCODER SINGLETURN 24 BIT WITH DRIVE-CLIQ INTERFACE (ENCODER AS24DQI) SHAFT WITH FITTED KEY; WITH HOLDING BRAKE; ACC. TOLERANCE N VIBRATION SEVERITY GRADE A, DEGREE OF PROTECTION IP 67 | 5085 | TEM | 1 | MC | 17.203 | 1
1FT70825AF711BB5 | SIMOTICS S SYNCHRON. MOTOR 1FT7, M0=13NM (100K) NN=3000RPM, PN=3,24KW NATURAL AIR COOLING; FRAME SIZE IMB 5 (IM V1, IM V3) FLANGE 1 (1FT6 COMPATIBLE) POWER CONNECTOR ROTATABLE ABSOLUTE VALUE ENCODER SINGLETURN 24 BIT WITH DRIVE-CLIQ INTERFACE (ENCODER AS24DQI) SHAFT WITH FITTED KEY; WITH HOLDING BRAKE; ACC. TOLERANCE N VIBRATION SEVERITY GRADE A+R, DEGREE OF PROTECTION IP 67 | 5241 | TEM | 1 | MC | 17.203 | 1
1FT70825AF711BG0 | SIMOTICS S SYNCHRON. MOTOR 1FT7, M0=13NM (100K) NN=3000RPM, PN=3,24KW NATURAL AIR COOLING; FRAME SIZE IMB 5 (IM V1, IM V3) FLANGE 1 (1FT6 COMPATIBLE) POWER CONNECTOR ROTATABLE ABSOLUTE VALUE ENCODER SINGLETURN 24 BIT WITH DRIVE-CLIQ INTERFACE (ENCODER AS24DQI) PLAIN SHAFT, W/O HOLDING BRAKE; ACC. TOLERANCE N VIBRATION SEVERITY GRADE A, DEGREE OF PROTECTION IP 64 | 4012 | TEM | 1 | MC | 14.104 | 1
1FT70825AF711BG1 | SIMOTICS S SYNCHRON. MOTOR 1FT7, M0=13NM (100K) NN=3000RPM, PN=3,24KW NATURAL AIR COOLING; FRAME SIZE IMB 5 (IM V1, IM V3) FLANGE 1 (1FT6 COMPATIBLE) POWER CONNECTOR ROTATABLE ABSOLUTE VALUE ENCODER SINGLETURN 24 BIT WITH DRIVE-CLIQ INTERFACE (ENCODER AS24DQI) PLAIN SHAFT, W/O HOLDING BRAKE; ACC. TOLERANCE N VIBRATION SEVERITY GRADE A, DEGREE OF PROTECTION IP 65 | 4108 | TEM | 1 | MC | 14.104 | 1
1FT70825AF711BG2 | SIMOTICS S SYNCHRON. MOTOR 1FT7, M0=13NM (100K) NN=3000RPM, PN=3,24KW NATURAL AIR COOLING; FRAME SIZE IMB 5 (IM V1, IM V3) FLANGE 1 (1FT6 COMPATIBLE) POWER CONNECTOR ROTATABLE ABSOLUTE VALUE ENCODER SINGLETURN 24 BIT WITH DRIVE-CLIQ INTERFACE (ENCODER AS24DQI) PLAIN SHAFT, W/O HOLDING BRAKE; ACC. TOLERANCE N VIBRATION SEVERITY GRADE A, DEGREE OF PROTECTION IP 67 | 4187 | TEM | 1 | MC | 14.104 | 1
1FT70825AF711BH5 | SIMOTICS S SYNCHRON. MOTOR 1FT7, M0=13NM (100K) NN=3000RPM, PN=3,24KW NATURAL AIR COOLING; FRAME SIZE IMB 5 (IM V1, IM V3) FLANGE 1 (1FT6 COMPATIBLE) POWER CONNECTOR ROTATABLE ABSOLUTE VALUE ENCODER SINGLETURN 24 BIT WITH DRIVE-CLIQ INTERFACE (ENCODER AS24DQI) PLAIN SHAFT, WITH HOLDING BRAKE; ACCURACY TOLERANCE N VIBRATION SEVERITY GRADE A+R, DEGREE OF PROTECTION IP 67 | 5241 | TEM | 1 | MC | 17.203 | 1
1FT70825AF711BK2 | SIMOTICS S SYNCHRON. MOTOR 1FT7, M0=13NM (100K) NN=3000RPM, PN=3,24KW NATURAL AIR COOLING; FRAME SIZE IMB 5 (IM V1, IM V3) FLANGE 1 (1FT6 COMPATIBLE) POWER CONNECTOR ROTATABLE ABSOLUTE VALUE ENCODER SINGLETURN 24 BIT WITH DRIVE-CLIQ INTERFACE (ENCODER AS24DQI) PLAIN SHAFT, W/O HOLDING BRAKE; ACC. TOLERANCE R VIBRATION SEVERITY GRADE A, DEGREE OF PROTECTION IP 67 | 4347 | TEM | 1 | MC | 14.104 | 1
1FT70825AF711CA0 | SIMOTICS S SYNCHRON. MOTOR 1FT7, M0=13NM (100K) NN=3000RPM, PN=3,24KW NATURAL AIR COOLING; FRAME SIZE IMB 5 (IM V1, IM V3) FLANGE 1 (1FT6 COMPATIBLE) POWER CONNECTOR ROTATABLE ABSOLUTE ENCODER 24 BITS + 12 BIT MULTITURN WITH DRIVE-CLIQ INTERFACE (ENCODER AM24DQI) WITH FITTED KEY, ACCURACY TOLERANCE N, W/O HOLDING BRAKE VIBRATION SEVERITY GRADE A, DEGREE OF PROTECTION IP 64 | 4777 | TEM | 1 | MC | 14.104 | 1
1FT70825AF711CA1 | SIMOTICS S SYNCHRON. MOTOR 1FT7, M0=13NM (100K) NN=3000RPM, PN=3,24KW NATURAL AIR COOLING; FRAME SIZE IMB 5 (IM V1, IM V3) FLANGE 1 (1FT6 COMPATIBLE) POWER CONNECTOR ROTATABLE ABSOLUTE ENCODER 24 BITS + 12 BIT MULTITURN WITH DRIVE-CLIQ INTERFACE (ENCODER AM24DQI) WITH FITTED KEY, ACCURACY TOLERANCE N, W/O HOLDING BRAKE VIBRATION SEVERITY GRADE A, DEGREE OF PROTECTION IP 65 | 4873 | TEM | 1 | MC | 14.104 | 1
1FT70825AF711CA2 | SIMOTICS S SYNCHRON. MOTOR 1FT7, M0=13NM (100K) NN=3000RPM, PN=3,24KW NATURAL AIR COOLING; FRAME SIZE IMB 5 (IM V1, IM V3) FLANGE 1 (1FT6 COMPATIBLE) POWER CONNECTOR ROTATABLE ABSOLUTE ENCODER 24 BITS + 12 BIT MULTITURN WITH DRIVE-CLIQ INTERFACE (ENCODER AM24DQI) WITH FITTED KEY, ACCURACY TOLERANCE N, W/O HOLDING BRAKE VIBRATION SEVERITY GRADE A, DEGREE OF PROTECTION IP 67 | 4953 | TEM | 1 | MC | 14.104 | 1
1FT70825AF711CA5 | SIMOTICS S SYNCHRON. MOTOR 1FT7, M0=13NM (100K) NN=3000RPM, PN=3,24KW NATURAL AIR COOLING; FRAME SIZE IMB 5 (IM V1, IM V3) FLANGE 1 (1FT6 COMPATIBLE) POWER CONNECTOR ROTATABLE ABSOLUTE ENCODER 24 BITS + 12 BIT MULTITURN WITH DRIVE-CLIQ INTERFACE (ENCODER AM24DQI) WITH FITTED KEY, ACCURACY TOLERANCE N, W/O HOLDING BRAKE VIBRATION SEVERITY GRADE A+R, DEGREE OF PROTECTION IP 67 | 5108 | TEM | 1 | MC | 14.104 | 1
1FT70825AF711CB1 | SIMOTICS S SYNCHRON. MOTOR 1FT7, M0=13NM (100K) NN=3000RPM, PN=3,24KW NATURAL AIR COOLING; FRAME SIZE IMB 5 (IM V1, IM V3) FLANGE 1 (1FT6 COMPATIBLE) POWER CONNECTOR ROTATABLE ABSOLUTE ENCODER 24 BITS + 12 BIT MULTITURN WITH DRIVE-CLIQ INTERFACE (ENCODER AM24DQI) SHAFT WITH FITTED KEY; WITH HOLDING BRAKE; ACC. TOLERANCE N VIBRATION SEVERITY GRADE A, DEGREE OF PROTECTION IP 65 | 5771 | TEM | 1 | MC | 17.203 | 1
1FT70825AF711CB2 | SIMOTICS S SYNCHRON. MOTOR 1FT7, M0=13NM (100K) NN=3000RPM, PN=3,24KW NATURAL AIR COOLING; FRAME SIZE IMB 5 (IM V1, IM V3) FLANGE 1 (1FT6 COMPATIBLE) POWER CONNECTOR ROTATABLE ABSOLUTE ENCODER 24 BITS + 12 BIT MULTITURN WITH DRIVE-CLIQ INTERFACE (ENCODER AM24DQI) SHAFT WITH FITTED KEY; WITH HOLDING BRAKE; ACC. TOLERANCE N VIBRATION SEVERITY GRADE A, DEGREE OF PROTECTION IP 67 | 5850 | TEM | 1 | MC | 17.203 | 1
1FT70825AF711CB5 | SIMOTICS S SYNCHRON. MOTOR 1FT7, M0=13NM (100K) NN=3000RPM, PN=3,24KW NATURAL AIR COOLING; FRAME SIZE IMB 5 (IM V1, IM V3) FLANGE 1 (1FT6 COMPATIBLE) POWER CONNECTOR ROTATABLE ABSOLUTE ENCODER 24 BITS + 12 BIT MULTITURN WITH DRIVE-CLIQ INTERFACE (ENCODER AM24DQI) SHAFT WITH FITTED KEY; WITH HOLDING BRAKE; ACC. TOLERANCE N VIBRATION SEVERITY GRADE A+R, DEGREE OF PROTECTION IP 67 | 6006 | TEM | 1 | MC | 17.203 | 1
1FT70825AF711CG1 | SIMOTICS S SYNCHRON. MOTOR 1FT7, M0=13NM (100K) NN=3000RPM, PN=3,24KW NATURAL AIR COOLING; FRAME SIZE IMB 5 (IM V1, IM V3) FLANGE 1 (1FT6 COMPATIBLE) POWER CONNECTOR ROTATABLE ABSOLUTE ENCODER 24 BITS + 12 BIT MULTITURN WITH DRIVE-CLIQ INTERFACE (ENCODER AM24DQI) PLAIN SHAFT, W/O HOLDING BRAKE; ACC. TOLERANCE N VIBRATION SEVERITY GRADE A, DEGREE OF PROTECTION IP 65 | 4873 | TEM | 1 | MC | 14.104 | 1
1FT70825AF711CG2 | SIMOTICS S SYNCHRON. MOTOR 1FT7, M0=13NM (100K) NN=3000RPM, PN=3,24KW NATURAL AIR COOLING; FRAME SIZE IMB 5 (IM V1, IM V3) FLANGE 1 (1FT6 COMPATIBLE) POWER CONNECTOR ROTATABLE ABSOLUTE ENCODER 24 BITS + 12 BIT MULTITURN WITH DRIVE-CLIQ INTERFACE (ENCODER AM24DQI) PLAIN SHAFT, W/O HOLDING BRAKE; ACC. TOLERANCE N VIBRATION SEVERITY GRADE A, DEGREE OF PROTECTION IP 67 | 4953 | TEM | 1 | MC | 14.104 | 1
1FT70825AF711CG5 | SIMOTICS S SYNCHRON. MOTOR 1FT7, M0=13NM (100K) NN=3000RPM, PN=3,24KW NATURAL AIR COOLING; FRAME SIZE IMB 5 (IM V1, IM V3) FLANGE 1 (1FT6 COMPATIBLE) POWER CONNECTOR ROTATABLE ABSOLUTE ENCODER 24 BITS + 12 BIT MULTITURN WITH DRIVE-CLIQ INTERFACE (ENCODER AM24DQI) PLAIN SHAFT, W/O HOLDING BRAKE; ACC. TOLERANCE N VIBRATION SEVERITY GRADE A+R, DEGREE OF PROTECTION IP 67 | 5108 | TEM | 1 | MC | 14.104 | 1
1FT70825AF711CH0 | SIMOTICS S SYNCHRON. MOTOR 1FT7, M0=13NM (100K) NN=3000RPM, PN=3,24KW NATURAL AIR COOLING; FRAME SIZE IMB 5 (IM V1, IM V3) FLANGE 1 (1FT6 COMPATIBLE) POWER CONNECTOR ROTATABLE ABSOLUTE ENCODER 24 BITS + 12 BIT MULTITURN WITH DRIVE-CLIQ INTERFACE (ENCODER AM24DQI) PLAIN SHAFT, WITH HOLDING BRAKE; ACCURACY TOLERANCE N VIBRATION SEVERITY GRADE A, DEGREE OF PROTECTION IP 64 | 5675 | TEM | 1 | MC | 17.203 | 1
1FT70825AF711CH2 | SIMOTICS S SYNCHRON. MOTOR 1FT7, M0=13NM (100K) NN=3000RPM, PN=3,24KW NATURAL AIR COOLING; FRAME SIZE IMB 5 (IM V1, IM V3) FLANGE 1 (1FT6 COMPATIBLE) POWER CONNECTOR ROTATABLE ABSOLUTE ENCODER 24 BITS + 12 BIT MULTITURN WITH DRIVE-CLIQ INTERFACE (ENCODER AM24DQI) PLAIN SHAFT, WITH HOLDING BRAKE; ACCURACY TOLERANCE N VIBRATION SEVERITY GRADE A, DEGREE OF PROTECTION IP 67 | 5850 | TEM | 1 | MC | 17.203 | 1
1FT70825AF711CH5 | SIMOTICS S SYNCHRON. MOTOR 1FT7, M0=13NM (100K) NN=3000RPM, PN=3,24KW NATURAL AIR COOLING; FRAME SIZE IMB 5 (IM V1, IM V3) FLANGE 1 (1FT6 COMPATIBLE) POWER CONNECTOR ROTATABLE ABSOLUTE ENCODER 24 BITS + 12 BIT MULTITURN WITH DRIVE-CLIQ INTERFACE (ENCODER AM24DQI) PLAIN SHAFT, WITH HOLDING BRAKE; ACCURACY TOLERANCE N VIBRATION SEVERITY GRADE A+R, DEGREE OF PROTECTION IP 67 | 6006 | TEM | 1 | MC | 17.203 | 1
1FT70825AF711DA0 | SIMOTICS S SYNCHRON. MOTOR 1FT7, M0=13NM (100K) NN=3000RPM, PN=3,24KW NATURAL AIR COOLING; FRAME SIZE IMB 5 (IM V1, IM V3) FLANGE 1 (1FT6 COMPATIBLE) POWER CONNECTOR ROTATABLE INCREMENTAL ENCODER 2048 S/R WITH DRIVE-CLIQ INTERFACE (ENCODER I-2048) CONNECTOR ROTATABLE WITH FITTED KEY, ACCURACY TOLERANCE N, W/O HOLDING BRAKE VIBRATION SEVERITY GRADE A, DEGREE OF PROTECTION IP 64 | 4092 | TEM | 1 | MC | 14.104 | 1
1FT70825AF711DA1 | SIMOTICS S SYNCHRON. MOTOR 1FT7, M0=13NM (100K) NN=3000RPM, PN=3,24KW NATURAL AIR COOLING; FRAME SIZE IMB 5 (IM V1, IM V3) FLANGE 1 (1FT6 COMPATIBLE) POWER CONNECTOR ROTATABLE INCREMENTAL ENCODER 2048 S/R WITH DRIVE-CLIQ INTERFACE (ENCODER I-2048) CONNECTOR ROTATABLE WITH FITTED KEY, ACCURACY TOLERANCE N, W/O HOLDING BRAKE VIBRATION SEVERITY GRADE A, DEGREE OF PROTECTION IP 65 | 4188 | TEM | 1 | MC | 14.104 | 1
1FT70825AF711DA2 | SIMOTICS S SYNCHRON. MOTOR 1FT7, M0=13NM (100K) NN=3000RPM, PN=3,24KW NATURAL AIR COOLING; FRAME SIZE IMB 5 (IM V1, IM V3) FLANGE 1 (1FT6 COMPATIBLE) POWER CONNECTOR ROTATABLE INCREMENTAL ENCODER 2048 S/R WITH DRIVE-CLIQ INTERFACE (ENCODER I-2048) CONNECTOR ROTATABLE WITH FITTED KEY, ACCURACY TOLERANCE N, W/O HOLDING BRAKE VIBRATION SEVERITY GRADE A, DEGREE OF PROTECTION IP 67 | 4268 | TEM | 1 | MC | 14.104 | 1
1FT70825AF711DA3 | SIMOTICS S SYNCHRON. MOTOR 1FT7, M0=13NM (100K) NN=3000RPM, PN=3,24KW NATURAL AIR COOLING; FRAME SIZE IMB 5 (IM V1, IM V3) FLANGE 1 (1FT6 COMPATIBLE) POWER CONNECTOR ROTATABLE INCREMENTAL ENCODER 2048 S/R WITH DRIVE-CLIQ INTERFACE (ENCODER I-2048) CONNECTOR ROTATABLE WITH FITTED KEY, ACCURACY TOLERANCE N, W/O HOLDING BRAKE VIBRATION SEVERITY GRADE A+R, DEGREE OF PROTECTION IP 64 | 4247 | TEM | 1 | MC | 14.104 | 1
1FT70825AF711DA5 | SIMOTICS S SYNCHRON. MOTOR 1FT7, M0=13NM (100K) NN=3000RPM, PN=3,24KW NATURAL AIR COOLING; FRAME SIZE IMB 5 (IM V1, IM V3) FLANGE 1 (1FT6 COMPATIBLE) POWER CONNECTOR ROTATABLE INCREMENTAL ENCODER 2048 S/R WITH DRIVE-CLIQ INTERFACE (ENCODER I-2048) CONNECTOR ROTATABLE WITH FITTED KEY, ACCURACY TOLERANCE N, W/O HOLDING BRAKE VIBRATION SEVERITY GRADE A+R, DEGREE OF PROTECTION IP 67 | 4424 | TEM | 1 | MC | 14.104 | 1
1FT70825AF711DB0 | SIMOTICS S SYNCHRON. MOTOR 1FT7, M0=13NM (100K) NN=3000RPM, PN=3,24KW NATURAL AIR COOLING; FRAME SIZE IMB 5 (IM V1, IM V3) FLANGE 1 (1FT6 COMPATIBLE) POWER CONNECTOR ROTATABLE INCREMENTAL ENCODER 2048 S/R WITH DRIVE-CLIQ INTERFACE (ENCODER I-2048) CONNECTOR ROTATABLE SHAFT WITH FITTED KEY; WITH HOLDING BRAKE; ACC. TOLERANCE N VIBRATION SEVERITY GRADE A, DEGREE OF PROTECTION IP 64 | 4990 | TEM | 1 | MC | 17.203 | 1
1FT70825AF711DB2 | SIMOTICS S SYNCHRON. MOTOR 1FT7, M0=13NM (100K) NN=3000RPM, PN=3,24KW NATURAL AIR COOLING; FRAME SIZE IMB 5 (IM V1, IM V3) FLANGE 1 (1FT6 COMPATIBLE) POWER CONNECTOR ROTATABLE INCREMENTAL ENCODER 2048 S/R WITH DRIVE-CLIQ INTERFACE (ENCODER I-2048) CONNECTOR ROTATABLE SHAFT WITH FITTED KEY; WITH HOLDING BRAKE; ACC. TOLERANCE N VIBRATION SEVERITY GRADE A, DEGREE OF PROTECTION IP 67 | 5165 | TEM | 1 | MC | 17.203 | 1
1FT70825AF711DB3 | SIMOTICS S SYNCHRON. MOTOR 1FT7, M0=13NM (100K) NN=3000RPM, PN=3,24KW NATURAL AIR COOLING; FRAME SIZE IMB 5 (IM V1, IM V3) FLANGE 1 (1FT6 COMPATIBLE) POWER CONNECTOR ROTATABLE INCREMENTAL ENCODER 2048 S/R WITH DRIVE-CLIQ INTERFACE (ENCODER I-2048) CONNECTOR ROTATABLE SHAFT WITH FITTED KEY; WITH HOLDING BRAKE; ACC. TOLERANCE N VIBRATION SEVERITY GRADE A+R, DEGREE OF PROTECTION IP 64 | 5144 | TEM | 1 | MC | 17.203 | 1
1FT70825AF711DD0 | SIMOTICS S SYNCHRON. MOTOR 1FT7, M0=13NM (100K) NN=3000RPM, PN=3,24KW NATURAL AIR COOLING; FRAME SIZE IMB 5 (IM V1, IM V3) FLANGE 1 (1FT6 COMPATIBLE) POWER CONNECTOR ROTATABLE INCREMENTAL ENCODER 2048 S/R WITH DRIVE-CLIQ INTERFACE (ENCODER I-2048) CONNECTOR ROTATABLE SHAFT WITH FITTED KEY; W/O HOLDING BRAKE; ACC. TOLERANCE R VIBRATION SEVERITY GRADE A, DEGREE OF PROTECTION IP 64 | 4251 | TEM | 1 | MC | 14.104 | 1
1FT70825AF711DD2 | SIMOTICS S SYNCHRON. MOTOR 1FT7, M0=13NM (100K) NN=3000RPM, PN=3,24KW NATURAL AIR COOLING; FRAME SIZE IMB 5 (IM V1, IM V3) FLANGE 1 (1FT6 COMPATIBLE) POWER CONNECTOR ROTATABLE INCREMENTAL ENCODER 2048 S/R WITH DRIVE-CLIQ INTERFACE (ENCODER I-2048) CONNECTOR ROTATABLE SHAFT WITH FITTED KEY; W/O HOLDING BRAKE; ACC. TOLERANCE R VIBRATION SEVERITY GRADE A, DEGREE OF PROTECTION IP 67 | 4427 | TEM | 1 | MC | 14.104 | 1
1FT70825AF711DG0 | SIMOTICS S SYNCHRON. MOTOR 1FT7, M0=13NM (100K) NN=3000RPM, PN=3,24KW NATURAL AIR COOLING; FRAME SIZE IMB 5 (IM V1, IM V3) FLANGE 1 (1FT6 COMPATIBLE) POWER CONNECTOR ROTATABLE INCREMENTAL ENCODER 2048 S/R WITH DRIVE-CLIQ INTERFACE (ENCODER I-2048) CONNECTOR ROTATABLE PLAIN SHAFT, W/O HOLDING BRAKE; ACC. TOLERANCE N VIBRATION SEVERITY GRADE A, DEGREE OF PROTECTION IP 64 | 4092 | TEM | 1 | MC | 14.104 | 1
1FT70825AF711DG1 | SIMOTICS S SYNCHRON. MOTOR 1FT7, M0=13NM (100K) NN=3000RPM, PN=3,24KW NATURAL AIR COOLING; FRAME SIZE IMB 5 (IM V1, IM V3) FLANGE 1 (1FT6 COMPATIBLE) POWER CONNECTOR ROTATABLE INCREMENTAL ENCODER 2048 S/R WITH DRIVE-CLIQ INTERFACE (ENCODER I-2048) CONNECTOR ROTATABLE PLAIN SHAFT, W/O HOLDING BRAKE; ACC. TOLERANCE N VIBRATION SEVERITY GRADE A, DEGREE OF PROTECTION IP 65 | 4188 | TEM | 1 | MC | 14.104 | 1
1FT70825AF711DG2 | SIMOTICS S SYNCHRON. MOTOR 1FT7, M0=13NM (100K) NN=3000RPM, PN=3,24KW NATURAL AIR COOLING; FRAME SIZE IMB 5 (IM V1, IM V3) FLANGE 1 (1FT6 COMPATIBLE) POWER CONNECTOR ROTATABLE INCREMENTAL ENCODER 2048 S/R WITH DRIVE-CLIQ INTERFACE (ENCODER I-2048) CONNECTOR ROTATABLE PLAIN SHAFT, W/O HOLDING BRAKE; ACC. TOLERANCE N VIBRATION SEVERITY GRADE A, DEGREE OF PROTECTION IP 67 | 4268 | TEM | 1 | MC | 14.104 | 1
1FT70825AF711DG3 | SIMOTICS S SYNCHRON. MOTOR 1FT7, M0=13NM (100K) NN=3000RPM, PN=3,24KW NATURAL AIR COOLING; FRAME SIZE IMB 5 (IM V1, IM V3) FLANGE 1 (1FT6 COMPATIBLE) POWER CONNECTOR ROTATABLE INCREMENTAL ENCODER 2048 S/R WITH DRIVE-CLIQ INTERFACE (ENCODER I-2048) CONNECTOR ROTATABLE PLAIN SHAFT, W/O HOLDING BRAKE; ACC. TOLERANCE N VIBRATION SEVERITY GRADE A+R, DEGREE OF PROTECTION IP 64 | 4247 | TEM | 1 | MC | 14.104 | 1
1FT70825AF711DG5 | SIMOTICS S SYNCHRON. MOTOR 1FT7, M0=13NM (100K) NN=3000RPM, PN=3,24KW NATURAL AIR COOLING; FRAME SIZE IMB 5 (IM V1, IM V3) FLANGE 1 (1FT6 COMPATIBLE) POWER CONNECTOR ROTATABLE INCREMENTAL ENCODER 2048 S/R WITH DRIVE-CLIQ INTERFACE (ENCODER I-2048) CONNECTOR ROTATABLE PLAIN SHAFT, W/O HOLDING BRAKE; ACC. TOLERANCE N VIBRATION SEVERITY GRADE A+R, DEGREE OF PROTECTION IP 67 | 4424 | TEM | 1 | MC | 14.104 | 1
1FT70825AF711DH0 | SIMOTICS S SYNCHRON. MOTOR 1FT7, M0=13NM (100K) NN=3000RPM, PN=3,24KW NATURAL AIR COOLING; FRAME SIZE IMB 5 (IM V1, IM V3) FLANGE 1 (1FT6 COMPATIBLE) POWER CONNECTOR ROTATABLE INCREMENTAL ENCODER 2048 S/R WITH DRIVE-CLIQ INTERFACE (ENCODER I-2048) CONNECTOR ROTATABLE PLAIN SHAFT, WITH HOLDING BRAKE; ACCURACY TOLERANCE N VIBRATION SEVERITY GRADE A, DEGREE OF PROTECTION IP 64 | 4990 | TEM | 1 | MC | 17.203 | 1
1FT70825AF711DH1 | SIMOTICS S SYNCHRON. MOTOR 1FT7, M0=13NM (100K) NN=3000RPM, PN=3,24KW NATURAL AIR COOLING; FRAME SIZE IMB 5 (IM V1, IM V3) FLANGE 1 (1FT6 COMPATIBLE) POWER CONNECTOR ROTATABLE INCREMENTAL ENCODER 2048 S/R WITH DRIVE-CLIQ INTERFACE (ENCODER I-2048) CONNECTOR ROTATABLE PLAIN SHAFT, WITH HOLDING BRAKE; ACCURACY TOLERANCE N VIBRATION SEVERITY GRADE A, DEGREE OF PROTECTION IP 65 | 5086 | TEM | 1 | MC | 17.203 | 1
1FT70825AF711DH2 | SIMOTICS S SYNCHRON. MOTOR 1FT7, M0=13NM (100K) NN=3000RPM, PN=3,24KW NATURAL AIR COOLING; FRAME SIZE IMB 5 (IM V1, IM V3) FLANGE 1 (1FT6 COMPATIBLE) POWER CONNECTOR ROTATABLE INCREMENTAL ENCODER 2048 S/R WITH DRIVE-CLIQ INTERFACE (ENCODER I-2048) CONNECTOR ROTATABLE PLAIN SHAFT, WITH HOLDING BRAKE; ACCURACY TOLERANCE N VIBRATION SEVERITY GRADE A, DEGREE OF PROTECTION IP 67 | 5165 | TEM | 1 | MC | 17.203 | 1
1FT70825AF711DK1 | SIMOTICS S SYNCHRON. MOTOR 1FT7, M0=13NM (100K) NN=3000RPM, PN=3,24KW NATURAL AIR COOLING; FRAME SIZE IMB 5 (IM V1, IM V3) FLANGE 1 (1FT6 COMPATIBLE) POWER CONNECTOR ROTATABLE INCREMENTAL ENCODER 2048 S/R WITH DRIVE-CLIQ INTERFACE (ENCODER I-2048) CONNECTOR ROTATABLE PLAIN SHAFT, W/O HOLDING BRAKE; ACC. TOLERANCE R VIBRATION SEVERITY GRADE A, DEGREE OF PROTECTION IP 65 | 4347 | TEM | 1 | MC | 14.104 | 1
1FT70825AF711FA0 | SIMOTICS S SYNCHRON. MOTOR 1FT7, M0=13NM (100K) NN=3000RPM, PN=3,24KW NATURAL AIR COOLING; FRAME SIZE IMB 5 (IM V1, IM V3) FLANGE 1 (1FT6 COMPATIBLE) POWER CONNECTOR ROTATABLE ABSOLUTE ENCODER 22 BITS MULTI TURN WITH DRIVE-CLIQ INTERFACE (ENCODER AM-22-DQ) CONNECTOR ROTATABLE WITH FITTED KEY, ACCURACY TOLERANCE N, W/O HOLDING BRAKE VIBRATION SEVERITY GRADE A, DEGREE OF PROTECTION IP 64 | 4857 | TEM | 1 | MC | 14.104 | 1
1FT70825AF711FA1 | SIMOTICS S SYNCHRON. MOTOR 1FT7, M0=13NM (100K) NN=3000RPM, PN=3,24KW NATURAL AIR COOLING; FRAME SIZE IMB 5 (IM V1, IM V3) FLANGE 1 (1FT6 COMPATIBLE) POWER CONNECTOR ROTATABLE ABSOLUTE ENCODER 22 BITS MULTI TURN WITH DRIVE-CLIQ INTERFACE (ENCODER AM-22-DQ) CONNECTOR ROTATABLE WITH FITTED KEY, ACCURACY TOLERANCE N, W/O HOLDING BRAKE VIBRATION SEVERITY GRADE A, DEGREE OF PROTECTION IP 65 | 4953 | TEM | 1 | MC | 14.104 | 1
1FT70825AF711FA2 | SIMOTICS S SYNCHRON. MOTOR 1FT7, M0=13NM (100K) NN=3000RPM, PN=3,24KW NATURAL AIR COOLING; FRAME SIZE IMB 5 (IM V1, IM V3) FLANGE 1 (1FT6 COMPATIBLE) POWER CONNECTOR ROTATABLE ABSOLUTE ENCODER 22 BITS MULTI TURN WITH DRIVE-CLIQ INTERFACE (ENCODER AM-22-DQ) CONNECTOR ROTATABLE WITH FITTED KEY, ACCURACY TOLERANCE N, W/O HOLDING BRAKE VIBRATION SEVERITY GRADE A, DEGREE OF PROTECTION IP 67 | 5033 | TEM | 1 | MC | 14.104 | 1
1FT70825AF711FB0 | SIMOTICS S SYNCHRON. MOTOR 1FT7, M0=13NM (100K) NN=3000RPM, PN=3,24KW NATURAL AIR COOLING; FRAME SIZE IMB 5 (IM V1, IM V3) FLANGE 1 (1FT6 COMPATIBLE) POWER CONNECTOR ROTATABLE ABSOLUTE ENCODER 22 BITS MULTI TURN WITH DRIVE-CLIQ INTERFACE (ENCODER AM-22-DQ) CONNECTOR ROTATABLE SHAFT WITH FITTED KEY; WITH HOLDING BRAKE; ACC. TOLERANCE N VIBRATION SEVERITY GRADE A, DEGREE OF PROTECTION IP 64 | 5755 | TEM | 1 | MC | 17.203 | 1
1FT70825AF711FB1 | SIMOTICS S SYNCHRON. MOTOR 1FT7, M0=13NM (100K) NN=3000RPM, PN=3,24KW NATURAL AIR COOLING; FRAME SIZE IMB 5 (IM V1, IM V3) FLANGE 1 (1FT6 COMPATIBLE) POWER CONNECTOR ROTATABLE ABSOLUTE ENCODER 22 BITS MULTI TURN WITH DRIVE-CLIQ INTERFACE (ENCODER AM-22-DQ) CONNECTOR ROTATABLE SHAFT WITH FITTED KEY; WITH HOLDING BRAKE; ACC. TOLERANCE N VIBRATION SEVERITY GRADE A, DEGREE OF PROTECTION IP 65 | 5851 | TEM | 1 | MC | 17.203 | 1
1FT70825AF711FB2 | SIMOTICS S SYNCHRON. MOTOR 1FT7, M0=13NM (100K) NN=3000RPM, PN=3,24KW NATURAL AIR COOLING; FRAME SIZE IMB 5 (IM V1, IM V3) FLANGE 1 (1FT6 COMPATIBLE) POWER CONNECTOR ROTATABLE ABSOLUTE ENCODER 22 BITS MULTI TURN WITH DRIVE-CLIQ INTERFACE (ENCODER AM-22-DQ) CONNECTOR ROTATABLE SHAFT WITH FITTED KEY; WITH HOLDING BRAKE; ACC. TOLERANCE N VIBRATION SEVERITY GRADE A, DEGREE OF PROTECTION IP 67 | 5930 | TEM | 1 | MC | 17.203 | 1
1FT70825AF711FB3 | SIMOTICS S SYNCHRON. MOTOR 1FT7, M0=13NM (100K) NN=3000RPM, PN=3,24KW NATURAL AIR COOLING; FRAME SIZE IMB 5 (IM V1, IM V3) FLANGE 1 (1FT6 COMPATIBLE) POWER CONNECTOR ROTATABLE ABSOLUTE ENCODER 22 BITS MULTI TURN WITH DRIVE-CLIQ INTERFACE (ENCODER AM-22-DQ) CONNECTOR ROTATABLE SHAFT WITH FITTED KEY; WITH HOLDING BRAKE; ACC. TOLERANCE N VIBRATION SEVERITY GRADE A+R, DEGREE OF PROTECTION IP 64 | 5910 | TEM | 1 | MC | 17.203 | 1
1FT70825AF711FB5 | SIMOTICS S SYNCHRON. MOTOR 1FT7, M0=13NM (100K) NN=3000RPM, PN=3,24KW NATURAL AIR COOLING; FRAME SIZE IMB 5 (IM V1, IM V3) FLANGE 1 (1FT6 COMPATIBLE) POWER CONNECTOR ROTATABLE ABSOLUTE ENCODER 22 BITS MULTI TURN WITH DRIVE-CLIQ INTERFACE (ENCODER AM-22-DQ) CONNECTOR ROTATABLE SHAFT WITH FITTED KEY; WITH HOLDING BRAKE; ACC. TOLERANCE N VIBRATION SEVERITY GRADE A+R, DEGREE OF PROTECTION IP 67 | 6086 | TEM | 1 | MC | 17.203 | 1
1FT70825AF711FG0 | SIMOTICS S SYNCHRON. MOTOR 1FT7, M0=13NM (100K) NN=3000RPM, PN=3,24KW NATURAL AIR COOLING; FRAME SIZE IMB 5 (IM V1, IM V3) FLANGE 1 (1FT6 COMPATIBLE) POWER CONNECTOR ROTATABLE ABSOLUTE ENCODER 22 BITS MULTI TURN WITH DRIVE-CLIQ INTERFACE (ENCODER AM-22-DQ) CONNECTOR ROTATABLE PLAIN SHAFT, W/O HOLDING BRAKE; ACC. TOLERANCE N VIBRATION SEVERITY GRADE A, DEGREE OF PROTECTION IP 64 | 4857 | TEM | 1 | MC | 14.104 | 1
1FT70825AF711FG1 | SIMOTICS S SYNCHRON. MOTOR 1FT7, M0=13NM (100K) NN=3000RPM, PN=3,24KW NATURAL AIR COOLING; FRAME SIZE IMB 5 (IM V1, IM V3) FLANGE 1 (1FT6 COMPATIBLE) POWER CONNECTOR ROTATABLE ABSOLUTE ENCODER 22 BITS MULTI TURN WITH DRIVE-CLIQ INTERFACE (ENCODER AM-22-DQ) CONNECTOR ROTATABLE PLAIN SHAFT, W/O HOLDING BRAKE; ACC. TOLERANCE N VIBRATION SEVERITY GRADE A, DEGREE OF PROTECTION IP 65 | 4953 | TEM | 1 | MC | 14.104 | 1
1FT70825AF711FG2 | SIMOTICS S SYNCHRON. MOTOR 1FT7, M0=13NM (100K) NN=3000RPM, PN=3,24KW NATURAL AIR COOLING; FRAME SIZE IMB 5 (IM V1, IM V3) FLANGE 1 (1FT6 COMPATIBLE) POWER CONNECTOR ROTATABLE ABSOLUTE ENCODER 22 BITS MULTI TURN WITH DRIVE-CLIQ INTERFACE (ENCODER AM-22-DQ) CONNECTOR ROTATABLE PLAIN SHAFT, W/O HOLDING BRAKE; ACC. TOLERANCE N VIBRATION SEVERITY GRADE A, DEGREE OF PROTECTION IP 67 | 5033 | TEM | 1 | MC | 14.104 | 1
1FT70825AF711FG3 | SIMOTICS S SYNCHRON. MOTOR 1FT7, M0=13NM (100K) NN=3000RPM, PN=3,24KW NATURAL AIR COOLING; FRAME SIZE IMB 5 (IM V1, IM V3) FLANGE 1 (1FT6 COMPATIBLE) POWER CONNECTOR ROTATABLE ABSOLUTE ENCODER 22 BITS MULTI TURN WITH DRIVE-CLIQ INTERFACE (ENCODER AM-22-DQ) CONNECTOR ROTATABLE PLAIN SHAFT, W/O HOLDING BRAKE; ACC. TOLERANCE N VIBRATION SEVERITY GRADE A+R, DEGREE OF PROTECTION IP 64 | 5012 | TEM | 1 | MC | 14.104 | 1
1FT70825AF711FH1 | SIMOTICS S SYNCHRON. MOTOR 1FT7, M0=13NM (100K) NN=3000RPM, PN=3,24KW NATURAL AIR COOLING; FRAME SIZE IMB 5 (IM V1, IM V3) FLANGE 1 (1FT6 COMPATIBLE) POWER CONNECTOR ROTATABLE ABSOLUTE ENCODER 22 BITS MULTI TURN WITH DRIVE-CLIQ INTERFACE (ENCODER AM-22-DQ) CONNECTOR ROTATABLE PLAIN SHAFT, WITH HOLDING BRAKE; ACCURACY TOLERANCE N VIBRATION SEVERITY GRADE A, DEGREE OF PROTECTION IP 65 | 5851 | TEM | 1 | MC | 17.203 | 1
1FT70825AF711FH2 | SIMOTICS S SYNCHRON. MOTOR 1FT7, M0=13NM (100K) NN=3000RPM, PN=3,24KW NATURAL AIR COOLING; FRAME SIZE IMB 5 (IM V1, IM V3) FLANGE 1 (1FT6 COMPATIBLE) POWER CONNECTOR ROTATABLE ABSOLUTE ENCODER 22 BITS MULTI TURN WITH DRIVE-CLIQ INTERFACE (ENCODER AM-22-DQ) CONNECTOR ROTATABLE PLAIN SHAFT, WITH HOLDING BRAKE; ACCURACY TOLERANCE N VIBRATION SEVERITY GRADE A, DEGREE OF PROTECTION IP 67 | 5930 | TEM | 1 | MC | 17.203 | 1
1FT70825AF711FH3 | SIMOTICS S SYNCHRON. MOTOR 1FT7, M0=13NM (100K) NN=3000RPM, PN=3,24KW NATURAL AIR COOLING; FRAME SIZE IMB 5 (IM V1, IM V3) FLANGE 1 (1FT6 COMPATIBLE) POWER CONNECTOR ROTATABLE ABSOLUTE ENCODER 22 BITS MULTI TURN WITH DRIVE-CLIQ INTERFACE (ENCODER AM-22-DQ) CONNECTOR ROTATABLE PLAIN SHAFT, WITH HOLDING BRAKE; ACCURACY TOLERANCE N VIBRATION SEVERITY GRADE A+R, DEGREE OF PROTECTION IP 64 | 5910 | TEM | 1 | MC | 17.203 | 1
1FT70825AF711FH5 | SIMOTICS S SYNCHRON. MOTOR 1FT7, M0=13NM (100K) NN=3000RPM, PN=3,24KW NATURAL AIR COOLING; FRAME SIZE IMB 5 (IM V1, IM V3) FLANGE 1 (1FT6 COMPATIBLE) POWER CONNECTOR ROTATABLE ABSOLUTE ENCODER 22 BITS MULTI TURN WITH DRIVE-CLIQ INTERFACE (ENCODER AM-22-DQ) CONNECTOR ROTATABLE PLAIN SHAFT, WITH HOLDING BRAKE; ACCURACY TOLERANCE N VIBRATION SEVERITY GRADE A+R, DEGREE OF PROTECTION IP 67 | 6086 | TEM | 1 | MC | 17.203 | 1
1FT70825AF711FL0 | SIMOTICS S SYNCHRON. MOTOR 1FT7, M0=13NM (100K) NN=3000RPM, PN=3,24KW NATURAL AIR COOLING; FRAME SIZE IMB 5 (IM V1, IM V3) FLANGE 1 (1FT6 COMPATIBLE) POWER CONNECTOR ROTATABLE ABSOLUTE ENCODER 22 BITS MULTI TURN WITH DRIVE-CLIQ INTERFACE (ENCODER AM-22-DQ) CONNECTOR ROTATABLE PLAIN SHAFT, WITH HOLDING BRAKE; ACCURACY TOLERANCE R VIBRATION SEVERITY GRADE A, DEGREE OF PROTECTION IP 64 | 5912 | TEM | 1 | MC | 17.203 | 1
1FT70825AF711MA1 | SIMOTICS S SYNCHRON. MOTOR 1FT7, M0=13NM (100K) NN=3000RPM, PN=3,24KW NATURAL AIR COOLING; FRAME SIZE IMB 5 (1FT6 COMPATIBLE) WITH KTY TEMPERATURE SENSOR POWER CONNECTOR ROTATABLE ABSOLUTE ENCODER ENDAT 2048 S/R (ENCODER A-2048) CONNECTOR ROTATABLE WITH FITTED KEY, ACCURACY TOLERANCE N, W/O HOLDING BRAKE VIBRATION SEVERITY GRADE A, DEGREE OF PROTECTION IP 65 | 4521 | TEM | 1 | MC | 14.104 | 1
1FT70825AF711MB1 | SIMOTICS S SYNCHRON. MOTOR 1FT7, M0=13NM (100K) NN=3000RPM, PN=3,24KW NATURAL AIR COOLING; FRAME SIZE IMB 5 (1FT6 COMPATIBLE) WITH KTY TEMPERATURE SENSOR POWER CONNECTOR ROTATABLE ABSOLUTE ENCODER ENDAT 2048 S/R (ENCODER A-2048) CONNECTOR ROTATABLE SHAFT WITH FITTED KEY; WITH HOLDING BRAKE; ACC. TOLERANCE N VIBRATION SEVERITY GRADE A, DEGREE OF PROTECTION IP 65 | 5419 | TEM | 1 | MC | 17.203 | 1
1FT70825AF711MG1 | SIMOTICS S SYNCHRON. MOTOR 1FT7, M0=13NM (100K) NN=3000RPM, PN=3,24KW NATURAL AIR COOLING; FRAME SIZE IMB 5 (1FT6 COMPATIBLE) WITH KTY TEMPERATURE SENSOR POWER CONNECTOR ROTATABLE ABSOLUTE ENCODER ENDAT 2048 S/R (ENCODER A-2048) CONNECTOR ROTATABLE PLAIN SHAFT, W/O HOLDING BRAKE; ACC. TOLERANCE N VIBRATION SEVERITY GRADE A, DEGREE OF PROTECTION IP 65 | 4521 | TEM | 1 | MC | 14.104 | 1
1FT70825AF711MG2 | SIMOTICS S SYNCHRON. MOTOR 1FT7, M0=13NM (100K) NN=3000RPM, PN=3,24KW NATURAL AIR COOLING; FRAME SIZE IMB 5 (1FT6 COMPATIBLE) WITH KTY TEMPERATURE SENSOR POWER CONNECTOR ROTATABLE ABSOLUTE ENCODER ENDAT 2048 S/R (ENCODER A-2048) CONNECTOR ROTATABLE PLAIN SHAFT, W/O HOLDING BRAKE; ACC. TOLERANCE N VIBRATION SEVERITY GRADE A, DEGREE OF PROTECTION IP 67 | 4601 | TEM | 1 | MC | 14.104 | 1
1FT70825AF711MH2 | SIMOTICS S SYNCHRON. MOTOR 1FT7, M0=13NM (100K) NN=3000RPM, PN=3,24KW NATURAL AIR COOLING; FRAME SIZE IMB 5 (1FT6 COMPATIBLE) WITH KTY TEMPERATURE SENSOR POWER CONNECTOR ROTATABLE ABSOLUTE ENCODER ENDAT 2048 S/R (ENCODER A-2048) CONNECTOR ROTATABLE PLAIN SHAFT, WITH HOLDING BRAKE; ACCURACY TOLERANCE N VIBRATION SEVERITY GRADE A, DEGREE OF PROTECTION IP 67 | 5499 | TEM | 1 | MC | 17.203 | 1
1FT70825AF711NA1 | SIMOTICS S SYNCHRON. MOTOR 1FT7, M0=13NM (100K) NN=3000RPM, PN=3,24KW NATURAL AIR COOLING; FRAME SIZE IMB 5 (1FT6 COMPATIBLE) WITH KTY TEMPERATURE SENSOR POWER CONNECTOR ROTATABLE INCREM. ENCODER SIN/COS 1VSS 2048 S/R (ENCODER I-2048) CONNECTOR ROTATABLE WITH FITTED KEY, ACCURACY TOLERANCE N, W/O HOLDING BRAKE VIBRATION SEVERITY GRADE A, DEGREE OF PROTECTION IP 65 | 3767 | TEM | 1 | MC | 14.104 | 1
1FT70825AF711NB0 | SIMOTICS S SYNCHRON. MOTOR 1FT7, M0=13NM (100K) NN=3000RPM, PN=3,24KW NATURAL AIR COOLING; FRAME SIZE IMB 5 (1FT6 COMPATIBLE) WITH KTY TEMPERATURE SENSOR POWER CONNECTOR ROTATABLE INCREM. ENCODER SIN/COS 1VSS 2048 S/R (ENCODER I-2048) CONNECTOR ROTATABLE SHAFT WITH FITTED KEY; WITH HOLDING BRAKE; ACC. TOLERANCE N VIBRATION SEVERITY GRADE A, DEGREE OF PROTECTION IP 64 | 4569 | TEM | 1 | MC | 17.203 | 1
1FT70825AF711NB1 | SIMOTICS S SYNCHRON. MOTOR 1FT7, M0=13NM (100K) NN=3000RPM, PN=3,24KW NATURAL AIR COOLING; FRAME SIZE IMB 5 (1FT6 COMPATIBLE) WITH KTY TEMPERATURE SENSOR POWER CONNECTOR ROTATABLE INCREM. ENCODER SIN/COS 1VSS 2048 S/R (ENCODER I-2048) CONNECTOR ROTATABLE SHAFT WITH FITTED KEY; WITH HOLDING BRAKE; ACC. TOLERANCE N VIBRATION SEVERITY GRADE A, DEGREE OF PROTECTION IP 65 | 4665 | TEM | 1 | MC | 17.203 | 1
1FT70825AF711NG1 | SIMOTICS S SYNCHRON. MOTOR 1FT7, M0=13NM (100K) NN=3000RPM, PN=3,24KW NATURAL AIR COOLING; FRAME SIZE IMB 5 (1FT6 COMPATIBLE) WITH KTY TEMPERATURE SENSOR POWER CONNECTOR ROTATABLE INCREM. ENCODER SIN/COS 1VSS 2048 S/R (ENCODER I-2048) CONNECTOR ROTATABLE PLAIN SHAFT, W/O HOLDING BRAKE; ACC. TOLERANCE N VIBRATION SEVERITY GRADE A, DEGREE OF PROTECTION IP 65 | 3767 | TEM | 1 | MC | 14.104 | 1
1FT70825AF711NG2 | SIMOTICS S SYNCHRON. MOTOR 1FT7, M0=13NM (100K) NN=3000RPM, PN=3,24KW NATURAL AIR COOLING; FRAME SIZE IMB 5 (1FT6 COMPATIBLE) WITH KTY TEMPERATURE SENSOR POWER CONNECTOR ROTATABLE INCREM. ENCODER SIN/COS 1VSS 2048 S/R (ENCODER I-2048) CONNECTOR ROTATABLE PLAIN SHAFT, W/O HOLDING BRAKE; ACC. TOLERANCE N VIBRATION SEVERITY GRADE A, DEGREE OF PROTECTION IP 67 | 3847 | TEM | 1 | MC | 14.104 | 1
1FT70825AF711NH1 | SIMOTICS S SYNCHRON. MOTOR 1FT7, M0=13NM (100K) NN=3000RPM, PN=3,24KW NATURAL AIR COOLING; FRAME SIZE IMB 5 (1FT6 COMPATIBLE) WITH KTY TEMPERATURE SENSOR POWER CONNECTOR ROTATABLE INCREM. ENCODER SIN/COS 1VSS 2048 S/R (ENCODER I-2048) CONNECTOR ROTATABLE PLAIN SHAFT, WITH HOLDING BRAKE; ACCURACY TOLERANCE N VIBRATION SEVERITY GRADE A, DEGREE OF PROTECTION IP 65 | 4665 | TEM | 1 | MC | 17.203 | 1
1FT70825AF711NK0 | SIMOTICS S SYNCHRON. MOTOR 1FT7, M0=13NM (100K) NN=3000RPM, PN=3,24KW NATURAL AIR COOLING; FRAME SIZE IMB 5 (1FT6 COMPATIBLE) WITH KTY TEMPERATURE SENSOR POWER CONNECTOR ROTATABLE INCREM. ENCODER SIN/COS 1VSS 2048 S/R (ENCODER I-2048) CONNECTOR ROTATABLE PLAIN SHAFT, W/O HOLDING BRAKE; ACC. TOLERANCE R VIBRATION SEVERITY GRADE A, DEGREE OF PROTECTION IP 64 | 3831 | TEM | 1 | MC | 14.104 | 1
1FT70825AF711NK1 | SIMOTICS S SYNCHRON. MOTOR 1FT7, M0=13NM (100K) NN=3000RPM, PN=3,24KW NATURAL AIR COOLING; FRAME SIZE IMB 5 (1FT6 COMPATIBLE) WITH KTY TEMPERATURE SENSOR POWER CONNECTOR ROTATABLE INCREM. ENCODER SIN/COS 1VSS 2048 S/R (ENCODER I-2048) CONNECTOR ROTATABLE PLAIN SHAFT, W/O HOLDING BRAKE; ACC. TOLERANCE R VIBRATION SEVERITY GRADE A, DEGREE OF PROTECTION IP 65 | 3927 | TEM | 1 | MC | 14.104 | 1
1FT70825AF711NK2 | SIMOTICS S SYNCHRON. MOTOR 1FT7, M0=13NM (100K) NN=3000RPM, PN=3,24KW NATURAL AIR COOLING; FRAME SIZE IMB 5 (1FT6 COMPATIBLE) WITH KTY TEMPERATURE SENSOR POWER CONNECTOR ROTATABLE INCREM. ENCODER SIN/COS 1VSS 2048 S/R (ENCODER I-2048) CONNECTOR ROTATABLE PLAIN SHAFT, W/O HOLDING BRAKE; ACC. TOLERANCE R VIBRATION SEVERITY GRADE A, DEGREE OF PROTECTION IP 67 | 4006 | TEM | 1 | MC | 14.104 | 1
1FT70825AH701BA0 | SIMOTICS S SYNCHRON. MOTOR 1FT7, M0=13NM (100K) NN=4500RPM, PN=3,77KW NATURAL AIR COOLING; FRAME SIZE IMB 5 (IM V1, IM V3) FLANGE 0 POWER CONNECTOR ROTATABLE ABSOLUTE VALUE ENCODER SINGLETURN 24 BIT WITH DRIVE-CLIQ INTERFACE (ENCODER AS24DQI) WITH FITTED KEY, ACCURACY TOLERANCE N, W/O HOLDING BRAKE VIBRATION SEVERITY GRADE A, DEGREE OF PROTECTION IP 64 | 4012 | TEM | 1 | MC | 14.104 | 1
1FT70825AH701BA1 | SIMOTICS S SYNCHRON. MOTOR 1FT7, M0=13NM (100K) NN=4500RPM, PN=3,77KW NATURAL AIR COOLING; FRAME SIZE IMB 5 (IM V1, IM V3) FLANGE 0 POWER CONNECTOR ROTATABLE ABSOLUTE VALUE ENCODER SINGLETURN 24 BIT WITH DRIVE-CLIQ INTERFACE (ENCODER AS24DQI) WITH FITTED KEY, ACCURACY TOLERANCE N, W/O HOLDING BRAKE VIBRATION SEVERITY GRADE A, DEGREE OF PROTECTION IP 65 | 4108 | TEM | 1 | MC | 14.104 | 1
1FT70825AH701BD2 | SIMOTICS S SYNCHRON. MOTOR 1FT7, M0=13NM (100K) NN=4500RPM, PN=3,77KW NATURAL AIR COOLING; FRAME SIZE IMB 5 (IM V1, IM V3) FLANGE 0 POWER CONNECTOR ROTATABLE ABSOLUTE VALUE ENCODER SINGLETURN 24 BIT WITH DRIVE-CLIQ INTERFACE (ENCODER AS24DQI) SHAFT WITH FITTED KEY; W/O HOLDING BRAKE; ACC. TOLERANCE R VIBRATION SEVERITY GRADE A, DEGREE OF PROTECTION IP 67 | 4347 | TEM | 1 | MC | 14.104 | 1
1FT70825AH701BG0 | SIMOTICS S SYNCHRON. MOTOR 1FT7, M0=13NM (100K) NN=4500RPM, PN=3,77KW NATURAL AIR COOLING; FRAME SIZE IMB 5 (IM V1, IM V3) FLANGE 0 POWER CONNECTOR ROTATABLE ABSOLUTE VALUE ENCODER SINGLETURN 24 BIT WITH DRIVE-CLIQ INTERFACE (ENCODER AS24DQI) PLAIN SHAFT, W/O HOLDING BRAKE; ACC. TOLERANCE N VIBRATION SEVERITY GRADE A, DEGREE OF PROTECTION IP 64 | 4012 | TEM | 1 | MC | 14.104 | 1
1FT70825AH701BK4 | SIMOTICS S SYNCHRON. MOTOR 1FT7, M0=13NM (100K) NN=4500RPM, PN=3,77KW NATURAL AIR COOLING; FRAME SIZE IMB 5 (IM V1, IM V3) FLANGE 0 POWER CONNECTOR ROTATABLE ABSOLUTE VALUE ENCODER SINGLETURN 24 BIT WITH DRIVE-CLIQ INTERFACE (ENCODER AS24DQI) PLAIN SHAFT, W/O HOLDING BRAKE; ACC. TOLERANCE R VIBRATION SEVERITY GRADE A+R, DEGREE OF PROTECTION IP 65 | 4423 | TEM | 1 | MC | 14.104 | 1
1FT70825AH701CA1 | SIMOTICS S SYNCHRON. MOTOR 1FT7, M0=13NM (100K) NN=4500RPM, PN=3,77KW NATURAL AIR COOLING; FRAME SIZE IMB 5 (IM V1, IM V3) FLANGE 0 POWER CONNECTOR ROTATABLE ABSOLUTE ENCODER 24 BITS + 12 BIT MULTITURN WITH DRIVE-CLIQ INTERFACE (ENCODER AM24DQI) WITH FITTED KEY, ACCURACY TOLERANCE N, W/O HOLDING BRAKE VIBRATION SEVERITY GRADE A, DEGREE OF PROTECTION IP 65 | 4873 | TEM | 1 | MC | 14.104 | 1
1FT70825AH701CB1 | SIMOTICS S SYNCHRON. MOTOR 1FT7, M0=13NM (100K) NN=4500RPM, PN=3,77KW NATURAL AIR COOLING; FRAME SIZE IMB 5 (IM V1, IM V3) FLANGE 0 POWER CONNECTOR ROTATABLE ABSOLUTE ENCODER 24 BITS + 12 BIT MULTITURN WITH DRIVE-CLIQ INTERFACE (ENCODER AM24DQI) SHAFT WITH FITTED KEY; WITH HOLDING BRAKE; ACC. TOLERANCE N VIBRATION SEVERITY GRADE A, DEGREE OF PROTECTION IP 65 | 5771 | TEM | 1 | MC | 17.203 | 1
1FT70825AH701CG1 | SIMOTICS S SYNCHRON. MOTOR 1FT7, M0=13NM (100K) NN=4500RPM, PN=3,77KW NATURAL AIR COOLING; FRAME SIZE IMB 5 (IM V1, IM V3) FLANGE 0 POWER CONNECTOR ROTATABLE ABSOLUTE ENCODER 24 BITS + 12 BIT MULTITURN WITH DRIVE-CLIQ INTERFACE (ENCODER AM24DQI) PLAIN SHAFT, W/O HOLDING BRAKE; ACC. TOLERANCE N VIBRATION SEVERITY GRADE A, DEGREE OF PROTECTION IP 65 | 4873 | TEM | 1 | MC | 14.104 | 1
1FT70825AH701CG3 | SIMOTICS S SYNCHRON. MOTOR 1FT7, M0=13NM (100K) NN=4500RPM, PN=3,77KW NATURAL AIR COOLING; FRAME SIZE IMB 5 (IM V1, IM V3) FLANGE 0 POWER CONNECTOR ROTATABLE ABSOLUTE ENCODER 24 BITS + 12 BIT MULTITURN WITH DRIVE-CLIQ INTERFACE (ENCODER AM24DQI) PLAIN SHAFT, W/O HOLDING BRAKE; ACC. TOLERANCE N VIBRATION SEVERITY GRADE A+R, DEGREE OF PROTECTION IP 64 | 4932 | TEM | 1 | MC | 14.104 | 1
1FT70825AH701CH1 | SIMOTICS S SYNCHRON. MOTOR 1FT7, M0=13NM (100K) NN=4500RPM, PN=3,77KW NATURAL AIR COOLING; FRAME SIZE IMB 5 (IM V1, IM V3) FLANGE 0 POWER CONNECTOR ROTATABLE ABSOLUTE ENCODER 24 BITS + 12 BIT MULTITURN WITH DRIVE-CLIQ INTERFACE (ENCODER AM24DQI) PLAIN SHAFT, WITH HOLDING BRAKE; ACCURACY TOLERANCE N VIBRATION SEVERITY GRADE A, DEGREE OF PROTECTION IP 65 | 5771 | TEM | 1 | MC | 17.203 | 1
1FT70825AH701DA0 | SIMOTICS S SYNCHRON. MOTOR 1FT7, M0=13NM (100K) NN=4500RPM, PN=3,77KW NATURAL AIR COOLING; FRAME SIZE IMB 5 (IM V1, IM V3) FLANGE 0 POWER CONNECTOR ROTATABLE INCREMENTAL ENCODER 2048 S/R WITH DRIVE-CLIQ INTERFACE (ENCODER I-2048) CONNECTOR ROTATABLE WITH FITTED KEY, ACCURACY TOLERANCE N, W/O HOLDING BRAKE VIBRATION SEVERITY GRADE A, DEGREE OF PROTECTION IP 64 | 4092 | TEM | 1 | MC | 14.104 | 1
1FT70825AH701DA1 | SIMOTICS S SYNCHRON. MOTOR 1FT7, M0=13NM (100K) NN=4500RPM, PN=3,77KW NATURAL AIR COOLING; FRAME SIZE IMB 5 (IM V1, IM V3) FLANGE 0 POWER CONNECTOR ROTATABLE INCREMENTAL ENCODER 2048 S/R WITH DRIVE-CLIQ INTERFACE (ENCODER I-2048) CONNECTOR ROTATABLE WITH FITTED KEY, ACCURACY TOLERANCE N, W/O HOLDING BRAKE VIBRATION SEVERITY GRADE A, DEGREE OF PROTECTION IP 65 | 4188 | TEM | 1 | MC | 14.104 | 1
1FT70825AH701DE0 | SIMOTICS S SYNCHRON. MOTOR 1FT7, M0=13NM (100K) NN=4500RPM, PN=3,77KW NATURAL AIR COOLING; FRAME SIZE IMB 5 (IM V1, IM V3) FLANGE 0 POWER CONNECTOR ROTATABLE INCREMENTAL ENCODER 2048 S/R WITH DRIVE-CLIQ INTERFACE (ENCODER I-2048) CONNECTOR ROTATABLE SHAFT WITH FITTED KEY; WITH HOLDING BRAKE; ACC. TOLERANCE R VIBRATION SEVERITY GRADE A, DEGREE OF PROTECTION IP 64 | 5147 | TEM | 1 | MC | 17.203 | 1
1FT70825AH701DG1 | SIMOTICS S SYNCHRON. MOTOR 1FT7, M0=13NM (100K) NN=4500RPM, PN=3,77KW NATURAL AIR COOLING; FRAME SIZE IMB 5 (IM V1, IM V3) FLANGE 0 POWER CONNECTOR ROTATABLE INCREMENTAL ENCODER 2048 S/R WITH DRIVE-CLIQ INTERFACE (ENCODER I-2048) CONNECTOR ROTATABLE PLAIN SHAFT, W/O HOLDING BRAKE; ACC. TOLERANCE N VIBRATION SEVERITY GRADE A, DEGREE OF PROTECTION IP 65 | 4188 | TEM | 1 | MC | 14.104 | 1
1FT70825AH701DG3 | SIMOTICS S SYNCHRON. MOTOR 1FT7, M0=13NM (100K) NN=4500RPM, PN=3,77KW NATURAL AIR COOLING; FRAME SIZE IMB 5 (IM V1, IM V3) FLANGE 0 POWER CONNECTOR ROTATABLE INCREMENTAL ENCODER 2048 S/R WITH DRIVE-CLIQ INTERFACE (ENCODER I-2048) CONNECTOR ROTATABLE PLAIN SHAFT, W/O HOLDING BRAKE; ACC. TOLERANCE N VIBRATION SEVERITY GRADE A+R, DEGREE OF PROTECTION IP 64 | 4247 | TEM | 1 | MC | 14.104 | 1
1FT70825AH701DH0 | SIMOTICS S SYNCHRON. MOTOR 1FT7, M0=13NM (100K) NN=4500RPM, PN=3,77KW NATURAL AIR COOLING; FRAME SIZE IMB 5 (IM V1, IM V3) FLANGE 0 POWER CONNECTOR ROTATABLE INCREMENTAL ENCODER 2048 S/R WITH DRIVE-CLIQ INTERFACE (ENCODER I-2048) CONNECTOR ROTATABLE PLAIN SHAFT, WITH HOLDING BRAKE; ACCURACY TOLERANCE N VIBRATION SEVERITY GRADE A, DEGREE OF PROTECTION IP 64 | 4990 | TEM | 1 | MC | 17.203 | 1
1FT70825AH701FA0 | SIMOTICS S SYNCHRON. MOTOR 1FT7, M0=13NM (100K) NN=4500RPM, PN=3,77KW NATURAL AIR COOLING; FRAME SIZE IMB 5 (IM V1, IM V3) FLANGE 0 POWER CONNECTOR ROTATABLE ABSOLUTE ENCODER 22 BITS MULTI TURN WITH DRIVE-CLIQ INTERFACE (ENCODER AM-22-DQ) CONNECTOR ROTATABLE WITH FITTED KEY, ACCURACY TOLERANCE N, W/O HOLDING BRAKE VIBRATION SEVERITY GRADE A, DEGREE OF PROTECTION IP 64 | 4857 | TEM | 1 | MC | 14.104 | 1
1FT70825AH701FA1 | SIMOTICS S SYNCHRON. MOTOR 1FT7, M0=13NM (100K) NN=4500RPM, PN=3,77KW NATURAL AIR COOLING; FRAME SIZE IMB 5 (IM V1, IM V3) FLANGE 0 POWER CONNECTOR ROTATABLE ABSOLUTE ENCODER 22 BITS MULTI TURN WITH DRIVE-CLIQ INTERFACE (ENCODER AM-22-DQ) CONNECTOR ROTATABLE WITH FITTED KEY, ACCURACY TOLERANCE N, W/O HOLDING BRAKE VIBRATION SEVERITY GRADE A, DEGREE OF PROTECTION IP 65 | 4953 | TEM | 1 | MC | 14.104 | 1
1FT70825AH701FA3 | SIMOTICS S SYNCHRON. MOTOR 1FT7, M0=13NM (100K) NN=4500RPM, PN=3,77KW NATURAL AIR COOLING; FRAME SIZE IMB 5 (IM V1, IM V3) FLANGE 0 POWER CONNECTOR ROTATABLE ABSOLUTE ENCODER 22 BITS MULTI TURN WITH DRIVE-CLIQ INTERFACE (ENCODER AM-22-DQ) CONNECTOR ROTATABLE WITH FITTED KEY, ACCURACY TOLERANCE N, W/O HOLDING BRAKE VIBRATION SEVERITY GRADE A+R, DEGREE OF PROTECTION IP 64 | 5012 | TEM | 1 | MC | 14.104 | 1
1FT70825AH701FA4 | SIMOTICS S SYNCHRON. MOTOR 1FT7, M0=13NM (100K) NN=4500RPM, PN=3,77KW NATURAL AIR COOLING; FRAME SIZE IMB 5 (IM V1, IM V3) FLANGE 0 POWER CONNECTOR ROTATABLE ABSOLUTE ENCODER 22 BITS MULTI TURN WITH DRIVE-CLIQ INTERFACE (ENCODER AM-22-DQ) CONNECTOR ROTATABLE WITH FITTED KEY, ACCURACY TOLERANCE N, W/O HOLDING BRAKE VIBRATION SEVERITY GRADE A+R, DEGREE OF PROTECTION IP 65 | 5109 | TEM | 1 | MC | 14.104 | 1
1FT70825AH701FB1 | SIMOTICS S SYNCHRON. MOTOR 1FT7, M0=13NM (100K) NN=4500RPM, PN=3,77KW NATURAL AIR COOLING; FRAME SIZE IMB 5 (IM V1, IM V3) FLANGE 0 POWER CONNECTOR ROTATABLE ABSOLUTE ENCODER 22 BITS MULTI TURN WITH DRIVE-CLIQ INTERFACE (ENCODER AM-22-DQ) CONNECTOR ROTATABLE SHAFT WITH FITTED KEY; WITH HOLDING BRAKE; ACC. TOLERANCE N VIBRATION SEVERITY GRADE A, DEGREE OF PROTECTION IP 65 | 5851 | TEM | 1 | MC | 17.203 | 1
1FT70825AH701FB3 | SIMOTICS S SYNCHRON. MOTOR 1FT7, M0=13NM (100K) NN=4500RPM, PN=3,77KW NATURAL AIR COOLING; FRAME SIZE IMB 5 (IM V1, IM V3) FLANGE 0 POWER CONNECTOR ROTATABLE ABSOLUTE ENCODER 22 BITS MULTI TURN WITH DRIVE-CLIQ INTERFACE (ENCODER AM-22-DQ) CONNECTOR ROTATABLE SHAFT WITH FITTED KEY; WITH HOLDING BRAKE; ACC. TOLERANCE N VIBRATION SEVERITY GRADE A+R, DEGREE OF PROTECTION IP 64 | 5910 | TEM | 1 | MC | 17.203 | 1
1FT70825AH701FG0 | SIMOTICS S SYNCHRON. MOTOR 1FT7, M0=13NM (100K) NN=4500RPM, PN=3,77KW NATURAL AIR COOLING; FRAME SIZE IMB 5 (IM V1, IM V3) FLANGE 0 POWER CONNECTOR ROTATABLE ABSOLUTE ENCODER 22 BITS MULTI TURN WITH DRIVE-CLIQ INTERFACE (ENCODER AM-22-DQ) CONNECTOR ROTATABLE PLAIN SHAFT, W/O HOLDING BRAKE; ACC. TOLERANCE N VIBRATION SEVERITY GRADE A, DEGREE OF PROTECTION IP 64 | 4857 | TEM | 1 | MC | 14.104 | 1
1FT70825AH701FG1 | SIMOTICS S SYNCHRON. MOTOR 1FT7, M0=13NM (100K) NN=4500RPM, PN=3,77KW NATURAL AIR COOLING; FRAME SIZE IMB 5 (IM V1, IM V3) FLANGE 0 POWER CONNECTOR ROTATABLE ABSOLUTE ENCODER 22 BITS MULTI TURN WITH DRIVE-CLIQ INTERFACE (ENCODER AM-22-DQ) CONNECTOR ROTATABLE PLAIN SHAFT, W/O HOLDING BRAKE; ACC. TOLERANCE N VIBRATION SEVERITY GRADE A, DEGREE OF PROTECTION IP 65 | 4953 | TEM | 1 | MC | 14.104 | 1
1FT70825AH701FG3 | SIMOTICS S SYNCHRON. MOTOR 1FT7, M0=13NM (100K) NN=4500RPM, PN=3,77KW NATURAL AIR COOLING; FRAME SIZE IMB 5 (IM V1, IM V3) FLANGE 0 POWER CONNECTOR ROTATABLE ABSOLUTE ENCODER 22 BITS MULTI TURN WITH DRIVE-CLIQ INTERFACE (ENCODER AM-22-DQ) CONNECTOR ROTATABLE PLAIN SHAFT, W/O HOLDING BRAKE; ACC. TOLERANCE N VIBRATION SEVERITY GRADE A+R, DEGREE OF PROTECTION IP 64 | 5012 | TEM | 1 | MC | 14.104 | 1
1FT70825AH701FG5 | SIMOTICS S SYNCHRON. MOTOR 1FT7, M0=13NM (100K) NN=4500RPM, PN=3,77KW NATURAL AIR COOLING; FRAME SIZE IMB 5 (IM V1, IM V3) FLANGE 0 POWER CONNECTOR ROTATABLE ABSOLUTE ENCODER 22 BITS MULTI TURN WITH DRIVE-CLIQ INTERFACE (ENCODER AM-22-DQ) CONNECTOR ROTATABLE PLAIN SHAFT, W/O HOLDING BRAKE; ACC. TOLERANCE N VIBRATION SEVERITY GRADE A+R, DEGREE OF PROTECTION IP 67 | 5189 | TEM | 1 | MC | 14.104 | 1
1FT70825AH701FH0 | SIMOTICS S SYNCHRON. MOTOR 1FT7, M0=13NM (100K) NN=4500RPM, PN=3,77KW NATURAL AIR COOLING; FRAME SIZE IMB 5 (IM V1, IM V3) FLANGE 0 POWER CONNECTOR ROTATABLE ABSOLUTE ENCODER 22 BITS MULTI TURN WITH DRIVE-CLIQ INTERFACE (ENCODER AM-22-DQ) CONNECTOR ROTATABLE PLAIN SHAFT, WITH HOLDING BRAKE; ACCURACY TOLERANCE N VIBRATION SEVERITY GRADE A, DEGREE OF PROTECTION IP 64 | 5755 | TEM | 1 | MC | 17.203 | 1
1FT70825AH701FH1 | SIMOTICS S SYNCHRON. MOTOR 1FT7, M0=13NM (100K) NN=4500RPM, PN=3,77KW NATURAL AIR COOLING; FRAME SIZE IMB 5 (IM V1, IM V3) FLANGE 0 POWER CONNECTOR ROTATABLE ABSOLUTE ENCODER 22 BITS MULTI TURN WITH DRIVE-CLIQ INTERFACE (ENCODER AM-22-DQ) CONNECTOR ROTATABLE PLAIN SHAFT, WITH HOLDING BRAKE; ACCURACY TOLERANCE N VIBRATION SEVERITY GRADE A, DEGREE OF PROTECTION IP 65 | 5851 | TEM | 1 | MC | 17.203 | 1
1FT70825AH701FH5 | SIMOTICS S SYNCHRON. MOTOR 1FT7, M0=13NM (100K) NN=4500RPM, PN=3,77KW NATURAL AIR COOLING; FRAME SIZE IMB 5 (IM V1, IM V3) FLANGE 0 POWER CONNECTOR ROTATABLE ABSOLUTE ENCODER 22 BITS MULTI TURN WITH DRIVE-CLIQ INTERFACE (ENCODER AM-22-DQ) CONNECTOR ROTATABLE PLAIN SHAFT, WITH HOLDING BRAKE; ACCURACY TOLERANCE N VIBRATION SEVERITY GRADE A+R, DEGREE OF PROTECTION IP 67 | 6086 | TEM | 1 | MC | 17.203 | 1
1FT70825AH701MB0 | SIMOTICS S SYNCHRON. MOTOR 1FT7, M0=13NM (100K) NN=4500RPM, PN=3,77KW NATURAL AIR COOLING; FRAME SIZE IMB 5 (IM V1, IM V3) FLANGE (COMPACT) WITH KTY TEMPERATURE SENSOR POWER CONNECTOR ROTATABLE ABSOLUTE ENCODER ENDAT 2048 S/R (ENCODER A-2048) CONNECTOR ROTATABLE SHAFT WITH FITTED KEY; WITH HOLDING BRAKE; ACC. TOLERANCE N VIBRATION SEVERITY GRADE A, DEGREE OF PROTECTION IP 64 | 5323 | TEM | 1 | MC | 17.203 | 1
1FT70825AH701MH1 | SIMOTICS S SYNCHRON. MOTOR 1FT7, M0=13NM (100K) NN=4500RPM, PN=3,77KW NATURAL AIR COOLING; FRAME SIZE IMB 5 (IM V1, IM V3) FLANGE (COMPACT) WITH KTY TEMPERATURE SENSOR POWER CONNECTOR ROTATABLE ABSOLUTE ENCODER ENDAT 2048 S/R (ENCODER A-2048) CONNECTOR ROTATABLE PLAIN SHAFT, WITH HOLDING BRAKE; ACCURACY TOLERANCE N VIBRATION SEVERITY GRADE A, DEGREE OF PROTECTION IP 65 | 5419 | TEM | 1 | MC | 17.203 | 1
1FT70825AH701NA1 | SIMOTICS S SYNCHRON. MOTOR 1FT7, M0=13NM (100K) NN=4500RPM, PN=3,77KW NATURAL AIR COOLING; FRAME SIZE IMB 5 (IM V1, IM V3) FLANGE (COMPACT) WITH KTY TEMPERATURE SENSOR POWER CONNECTOR ROTATABLE INCREM. ENCODER SIN/COS 1VSS 2048 S/R (ENCODER I-2048) CONNECTOR ROTATABLE WITH FITTED KEY, ACCURACY TOLERANCE N, W/O HOLDING BRAKE VIBRATION SEVERITY GRADE A, DEGREE OF PROTECTION IP 65 | 3767 | TEM | 1 | MC | 14.104 | 1
1FT70825AH701NA2 | SIMOTICS S SYNCHRON. MOTOR 1FT7, M0=13NM (100K) NN=4500RPM, PN=3,77KW NATURAL AIR COOLING; FRAME SIZE IMB 5 (IM V1, IM V3) FLANGE (COMPACT) WITH KTY TEMPERATURE SENSOR POWER CONNECTOR ROTATABLE INCREM. ENCODER SIN/COS 1VSS 2048 S/R (ENCODER I-2048) CONNECTOR ROTATABLE WITH FITTED KEY, ACCURACY TOLERANCE N, W/O HOLDING BRAKE VIBRATION SEVERITY GRADE A, DEGREE OF PROTECTION IP 67 | 3847 | TEM | 1 | MC | 14.104 | 1
1FT70825AH701ND1 | SIMOTICS S SYNCHRON. MOTOR 1FT7, M0=13NM (100K) NN=4500RPM, PN=3,77KW NATURAL AIR COOLING; FRAME SIZE IMB 5 (IM V1, IM V3) FLANGE (COMPACT) WITH KTY TEMPERATURE SENSOR POWER CONNECTOR ROTATABLE INCREM. ENCODER SIN/COS 1VSS 2048 S/R (ENCODER I-2048) CONNECTOR ROTATABLE SHAFT WITH FITTED KEY; W/O HOLDING BRAKE; ACC. TOLERANCE R VIBRATION SEVERITY GRADE A, DEGREE OF PROTECTION IP 65 | 3927 | TEM | 1 | MC | 14.104 | 1
1FT70825AH701NG1 | SIMOTICS S SYNCHRON. MOTOR 1FT7, M0=13NM (100K) NN=4500RPM, PN=3,77KW NATURAL AIR COOLING; FRAME SIZE IMB 5 (IM V1, IM V3) FLANGE (COMPACT) WITH KTY TEMPERATURE SENSOR POWER CONNECTOR ROTATABLE INCREM. ENCODER SIN/COS 1VSS 2048 S/R (ENCODER I-2048) CONNECTOR ROTATABLE PLAIN SHAFT, W/O HOLDING BRAKE; ACC. TOLERANCE N VIBRATION SEVERITY GRADE A, DEGREE OF PROTECTION IP 65 | 3767 | TEM | 1 | MC | 14.104 | 1
1FT70825AH701NH0 | SIMOTICS S SYNCHRON. MOTOR 1FT7, M0=13NM (100K) NN=4500RPM, PN=3,77KW NATURAL AIR COOLING; FRAME SIZE IMB 5 (IM V1, IM V3) FLANGE (COMPACT) WITH KTY TEMPERATURE SENSOR POWER CONNECTOR ROTATABLE INCREM. ENCODER SIN/COS 1VSS 2048 S/R (ENCODER I-2048) CONNECTOR ROTATABLE PLAIN SHAFT, WITH HOLDING BRAKE; ACCURACY TOLERANCE N VIBRATION SEVERITY GRADE A, DEGREE OF PROTECTION IP 64 | 4569 | TEM | 1 | MC | 17.203 | 1
1FT70825AH711BA1 | SIMOTICS S SYNCHRON. MOTOR 1FT7, M0=13NM (100K) NN=4500RPM, PN=3,77KW NATURAL AIR COOLING; FRAME SIZE IMB 5 (IM V1, IM V3) FLANGE 1 (1FT6 COMPATIBLE) POWER CONNECTOR ROTATABLE ABSOLUTE VALUE ENCODER SINGLETURN 24 BIT WITH DRIVE-CLIQ INTERFACE (ENCODER AS24DQI) WITH FITTED KEY, ACCURACY TOLERANCE N, W/O HOLDING BRAKE VIBRATION SEVERITY GRADE A, DEGREE OF PROTECTION IP 65 | 4108 | TEM | 1 | MC | 14.104 | 1
1FT70825AH711BA2 | SIMOTICS S SYNCHRON. MOTOR 1FT7, M0=13NM (100K) NN=4500RPM, PN=3,77KW NATURAL AIR COOLING; FRAME SIZE IMB 5 (IM V1, IM V3) FLANGE 1 (1FT6 COMPATIBLE) POWER CONNECTOR ROTATABLE ABSOLUTE VALUE ENCODER SINGLETURN 24 BIT WITH DRIVE-CLIQ INTERFACE (ENCODER AS24DQI) WITH FITTED KEY, ACCURACY TOLERANCE N, W/O HOLDING BRAKE VIBRATION SEVERITY GRADE A, DEGREE OF PROTECTION IP 67 | 4187 | TEM | 1 | MC | 14.104 | 1
1FT70825AH711BA4 | SIMOTICS S SYNCHRON. MOTOR 1FT7, M0=13NM (100K) NN=4500RPM, PN=3,77KW NATURAL AIR COOLING; FRAME SIZE IMB 5 (IM V1, IM V3) FLANGE 1 (1FT6 COMPATIBLE) POWER CONNECTOR ROTATABLE ABSOLUTE VALUE ENCODER SINGLETURN 24 BIT WITH DRIVE-CLIQ INTERFACE (ENCODER AS24DQI) WITH FITTED KEY, ACCURACY TOLERANCE N, W/O HOLDING BRAKE VIBRATION SEVERITY GRADE A+R, DEGREE OF PROTECTION IP 65 | 4264 | TEM | 1 | MC | 14.104 | 1
1FT70825AH711BB0 | SIMOTICS S SYNCHRON. MOTOR 1FT7, M0=13NM (100K) NN=4500RPM, PN=3,77KW NATURAL AIR COOLING; FRAME SIZE IMB 5 (IM V1, IM V3) FLANGE 1 (1FT6 COMPATIBLE) POWER CONNECTOR ROTATABLE ABSOLUTE VALUE ENCODER SINGLETURN 24 BIT WITH DRIVE-CLIQ INTERFACE (ENCODER AS24DQI) SHAFT WITH FITTED KEY; WITH HOLDING BRAKE; ACC. TOLERANCE N VIBRATION SEVERITY GRADE A, DEGREE OF PROTECTION IP 64 | 4909 | TEM | 1 | MC | 17.203 | 1
1FT70825AH711BG0 | SIMOTICS S SYNCHRON. MOTOR 1FT7, M0=13NM (100K) NN=4500RPM, PN=3,77KW NATURAL AIR COOLING; FRAME SIZE IMB 5 (IM V1, IM V3) FLANGE 1 (1FT6 COMPATIBLE) POWER CONNECTOR ROTATABLE ABSOLUTE VALUE ENCODER SINGLETURN 24 BIT WITH DRIVE-CLIQ INTERFACE (ENCODER AS24DQI) PLAIN SHAFT, W/O HOLDING BRAKE; ACC. TOLERANCE N VIBRATION SEVERITY GRADE A, DEGREE OF PROTECTION IP 64 | 4012 | TEM | 1 | MC | 14.104 | 1
1FT70825AH711BG1 | SIMOTICS S SYNCHRON. MOTOR 1FT7, M0=13NM (100K) NN=4500RPM, PN=3,77KW NATURAL AIR COOLING; FRAME SIZE IMB 5 (IM V1, IM V3) FLANGE 1 (1FT6 COMPATIBLE) POWER CONNECTOR ROTATABLE ABSOLUTE VALUE ENCODER SINGLETURN 24 BIT WITH DRIVE-CLIQ INTERFACE (ENCODER AS24DQI) PLAIN SHAFT, W/O HOLDING BRAKE; ACC. TOLERANCE N VIBRATION SEVERITY GRADE A, DEGREE OF PROTECTION IP 65 | 4108 | TEM | 1 | MC | 14.104 | 1
1FT70825AH711BG2 | SIMOTICS S SYNCHRON. MOTOR 1FT7, M0=13NM (100K) NN=4500RPM, PN=3,77KW NATURAL AIR COOLING; FRAME SIZE IMB 5 (IM V1, IM V3) FLANGE 1 (1FT6 COMPATIBLE) POWER CONNECTOR ROTATABLE ABSOLUTE VALUE ENCODER SINGLETURN 24 BIT WITH DRIVE-CLIQ INTERFACE (ENCODER AS24DQI) PLAIN SHAFT, W/O HOLDING BRAKE; ACC. TOLERANCE N VIBRATION SEVERITY GRADE A, DEGREE OF PROTECTION IP 67 | 4187 | TEM | 1 | MC | 14.104 | 1
1FT70825AH711BG5 | SIMOTICS S SYNCHRON. MOTOR 1FT7, M0=13NM (100K) NN=4500RPM, PN=3,77KW NATURAL AIR COOLING; FRAME SIZE IMB 5 (IM V1, IM V3) FLANGE 1 (1FT6 COMPATIBLE) POWER CONNECTOR ROTATABLE ABSOLUTE VALUE ENCODER SINGLETURN 24 BIT WITH DRIVE-CLIQ INTERFACE (ENCODER AS24DQI) PLAIN SHAFT, W/O HOLDING BRAKE; ACC. TOLERANCE N VIBRATION SEVERITY GRADE A+R, DEGREE OF PROTECTION IP 67 | 4343 | TEM | 1 | MC | 14.104 | 1
1FT70825AH711BH0 | SIMOTICS S SYNCHRON. MOTOR 1FT7, M0=13NM (100K) NN=4500RPM, PN=3,77KW NATURAL AIR COOLING; FRAME SIZE IMB 5 (IM V1, IM V3) FLANGE 1 (1FT6 COMPATIBLE) POWER CONNECTOR ROTATABLE ABSOLUTE VALUE ENCODER SINGLETURN 24 BIT WITH DRIVE-CLIQ INTERFACE (ENCODER AS24DQI) PLAIN SHAFT, WITH HOLDING BRAKE; ACCURACY TOLERANCE N VIBRATION SEVERITY GRADE A, DEGREE OF PROTECTION IP 64 | 4909 | TEM | 1 | MC | 17.203 | 1
1FT70825AH711BH1 | SIMOTICS S SYNCHRON. MOTOR 1FT7, M0=13NM (100K) NN=4500RPM, PN=3,77KW NATURAL AIR COOLING; FRAME SIZE IMB 5 (IM V1, IM V3) FLANGE 1 (1FT6 COMPATIBLE) POWER CONNECTOR ROTATABLE ABSOLUTE VALUE ENCODER SINGLETURN 24 BIT WITH DRIVE-CLIQ INTERFACE (ENCODER AS24DQI) PLAIN SHAFT, WITH HOLDING BRAKE; ACCURACY TOLERANCE N VIBRATION SEVERITY GRADE A, DEGREE OF PROTECTION IP 65 | 5006 | TEM | 1 | MC | 17.203 | 1
1FT70825AH711BK5 | SIMOTICS S SYNCHRON. MOTOR 1FT7, M0=13NM (100K) NN=4500RPM, PN=3,77KW NATURAL AIR COOLING; FRAME SIZE IMB 5 (IM V1, IM V3) FLANGE 1 (1FT6 COMPATIBLE) POWER CONNECTOR ROTATABLE ABSOLUTE VALUE ENCODER SINGLETURN 24 BIT WITH DRIVE-CLIQ INTERFACE (ENCODER AS24DQI) PLAIN SHAFT, W/O HOLDING BRAKE; ACC. TOLERANCE R VIBRATION SEVERITY GRADE A+R, DEGREE OF PROTECTION IP 67 | 4503 | TEM | 1 | MC | 14.104 | 1
1FT70825AH711CA1 | SIMOTICS S SYNCHRON. MOTOR 1FT7, M0=13NM (100K) NN=4500RPM, PN=3,77KW NATURAL AIR COOLING; FRAME SIZE IMB 5 (IM V1, IM V3) FLANGE 1 (1FT6 COMPATIBLE) POWER CONNECTOR ROTATABLE ABSOLUTE ENCODER 24 BITS + 12 BIT MULTITURN WITH DRIVE-CLIQ INTERFACE (ENCODER AM24DQI) WITH FITTED KEY, ACCURACY TOLERANCE N, W/O HOLDING BRAKE VIBRATION SEVERITY GRADE A, DEGREE OF PROTECTION IP 65 | 4873 | TEM | 1 | MC | 14.104 | 1
1FT70825AH711CA2 | SIMOTICS S SYNCHRON. MOTOR 1FT7, M0=13NM (100K) NN=4500RPM, PN=3,77KW NATURAL AIR COOLING; FRAME SIZE IMB 5 (IM V1, IM V3) FLANGE 1 (1FT6 COMPATIBLE) POWER CONNECTOR ROTATABLE ABSOLUTE ENCODER 24 BITS + 12 BIT MULTITURN WITH DRIVE-CLIQ INTERFACE (ENCODER AM24DQI) WITH FITTED KEY, ACCURACY TOLERANCE N, W/O HOLDING BRAKE VIBRATION SEVERITY GRADE A, DEGREE OF PROTECTION IP 67 | 4953 | TEM | 1 | MC | 14.104 | 1
1FT70825AH711CB2 | SIMOTICS S SYNCHRON. MOTOR 1FT7, M0=13NM (100K) NN=4500RPM, PN=3,77KW NATURAL AIR COOLING; FRAME SIZE IMB 5 (IM V1, IM V3) FLANGE 1 (1FT6 COMPATIBLE) POWER CONNECTOR ROTATABLE ABSOLUTE ENCODER 24 BITS + 12 BIT MULTITURN WITH DRIVE-CLIQ INTERFACE (ENCODER AM24DQI) SHAFT WITH FITTED KEY; WITH HOLDING BRAKE; ACC. TOLERANCE N VIBRATION SEVERITY GRADE A, DEGREE OF PROTECTION IP 67 | 5850 | TEM | 1 | MC | 17.203 | 1
1FT70825AH711CG0 | SIMOTICS S SYNCHRON. MOTOR 1FT7, M0=13NM (100K) NN=4500RPM, PN=3,77KW NATURAL AIR COOLING; FRAME SIZE IMB 5 (IM V1, IM V3) FLANGE 1 (1FT6 COMPATIBLE) POWER CONNECTOR ROTATABLE ABSOLUTE ENCODER 24 BITS + 12 BIT MULTITURN WITH DRIVE-CLIQ INTERFACE (ENCODER AM24DQI) PLAIN SHAFT, W/O HOLDING BRAKE; ACC. TOLERANCE N VIBRATION SEVERITY GRADE A, DEGREE OF PROTECTION IP 64 | 4777 | TEM | 1 | MC | 14.104 | 1
1FT70825AH711CG1 | SIMOTICS S SYNCHRON. MOTOR 1FT7, M0=13NM (100K) NN=4500RPM, PN=3,77KW NATURAL AIR COOLING; FRAME SIZE IMB 5 (IM V1, IM V3) FLANGE 1 (1FT6 COMPATIBLE) POWER CONNECTOR ROTATABLE ABSOLUTE ENCODER 24 BITS + 12 BIT MULTITURN WITH DRIVE-CLIQ INTERFACE (ENCODER AM24DQI) PLAIN SHAFT, W/O HOLDING BRAKE; ACC. TOLERANCE N VIBRATION SEVERITY GRADE A, DEGREE OF PROTECTION IP 65 | 4873 | TEM | 1 | MC | 14.104 | 1
1FT70825AH711CH0 | SIMOTICS S SYNCHRON. MOTOR 1FT7, M0=13NM (100K) NN=4500RPM, PN=3,77KW NATURAL AIR COOLING; FRAME SIZE IMB 5 (IM V1, IM V3) FLANGE 1 (1FT6 COMPATIBLE) POWER CONNECTOR ROTATABLE ABSOLUTE ENCODER 24 BITS + 12 BIT MULTITURN WITH DRIVE-CLIQ INTERFACE (ENCODER AM24DQI) PLAIN SHAFT, WITH HOLDING BRAKE; ACCURACY TOLERANCE N VIBRATION SEVERITY GRADE A, DEGREE OF PROTECTION IP 64 | 5675 | TEM | 1 | MC | 17.203 | 1
1FT70825AH711CH1 | SIMOTICS S SYNCHRON. MOTOR 1FT7, M0=13NM (100K) NN=4500RPM, PN=3,77KW NATURAL AIR COOLING; FRAME SIZE IMB 5 (IM V1, IM V3) FLANGE 1 (1FT6 COMPATIBLE) POWER CONNECTOR ROTATABLE ABSOLUTE ENCODER 24 BITS + 12 BIT MULTITURN WITH DRIVE-CLIQ INTERFACE (ENCODER AM24DQI) PLAIN SHAFT, WITH HOLDING BRAKE; ACCURACY TOLERANCE N VIBRATION SEVERITY GRADE A, DEGREE OF PROTECTION IP 65 | 5771 | TEM | 1 | MC | 17.203 | 1
1FT70825AH711CH2 | SIMOTICS S SYNCHRON. MOTOR 1FT7, M0=13NM (100K) NN=4500RPM, PN=3,77KW NATURAL AIR COOLING; FRAME SIZE IMB 5 (IM V1, IM V3) FLANGE 1 (1FT6 COMPATIBLE) POWER CONNECTOR ROTATABLE ABSOLUTE ENCODER 24 BITS + 12 BIT MULTITURN WITH DRIVE-CLIQ INTERFACE (ENCODER AM24DQI) PLAIN SHAFT, WITH HOLDING BRAKE; ACCURACY TOLERANCE N VIBRATION SEVERITY GRADE A, DEGREE OF PROTECTION IP 67 | 5850 | TEM | 1 | MC | 17.203 | 1
1FT70825AH711CH4 | SIMOTICS S SYNCHRON. MOTOR 1FT7, M0=13NM (100K) NN=4500RPM, PN=3,77KW NATURAL AIR COOLING; FRAME SIZE IMB 5 (IM V1, IM V3) FLANGE 1 (1FT6 COMPATIBLE) POWER CONNECTOR ROTATABLE ABSOLUTE ENCODER 24 BITS + 12 BIT MULTITURN WITH DRIVE-CLIQ INTERFACE (ENCODER AM24DQI) PLAIN SHAFT, WITH HOLDING BRAKE; ACCURACY TOLERANCE N VIBRATION SEVERITY GRADE A+R, DEGREE OF PROTECTION IP 65 | 5927 | TEM | 1 | MC | 17.203 | 1
1FT70825AH711DA0 | SIMOTICS S SYNCHRON. MOTOR 1FT7, M0=13NM (100K) NN=4500RPM, PN=3,77KW NATURAL AIR COOLING; FRAME SIZE IMB 5 (IM V1, IM V3) FLANGE 1 (1FT6 COMPATIBLE) POWER CONNECTOR ROTATABLE INCREMENTAL ENCODER 2048 S/R WITH DRIVE-CLIQ INTERFACE (ENCODER I-2048) CONNECTOR ROTATABLE WITH FITTED KEY, ACCURACY TOLERANCE N, W/O HOLDING BRAKE VIBRATION SEVERITY GRADE A, DEGREE OF PROTECTION IP 64 | 4092 | TEM | 1 | MC | 14.104 | 1
1FT70825AH711DA1 | SIMOTICS S SYNCHRON. MOTOR 1FT7, M0=13NM (100K) NN=4500RPM, PN=3,77KW NATURAL AIR COOLING; FRAME SIZE IMB 5 (IM V1, IM V3) FLANGE 1 (1FT6 COMPATIBLE) POWER CONNECTOR ROTATABLE INCREMENTAL ENCODER 2048 S/R WITH DRIVE-CLIQ INTERFACE (ENCODER I-2048) CONNECTOR ROTATABLE WITH FITTED KEY, ACCURACY TOLERANCE N, W/O HOLDING BRAKE VIBRATION SEVERITY GRADE A, DEGREE OF PROTECTION IP 65 | 4188 | TEM | 1 | MC | 14.104 | 1
1FT70825AH711DA2 | SIMOTICS S SYNCHRON. MOTOR 1FT7, M0=13NM (100K) NN=4500RPM, PN=3,77KW NATURAL AIR COOLING; FRAME SIZE IMB 5 (IM V1, IM V3) FLANGE 1 (1FT6 COMPATIBLE) POWER CONNECTOR ROTATABLE INCREMENTAL ENCODER 2048 S/R WITH DRIVE-CLIQ INTERFACE (ENCODER I-2048) CONNECTOR ROTATABLE WITH FITTED KEY, ACCURACY TOLERANCE N, W/O HOLDING BRAKE VIBRATION SEVERITY GRADE A, DEGREE OF PROTECTION IP 67 | 4268 | TEM | 1 | MC | 14.104 | 1
1FT70825AH711DB1 | SIMOTICS S SYNCHRON. MOTOR 1FT7, M0=13NM (100K) NN=4500RPM, PN=3,77KW NATURAL AIR COOLING; FRAME SIZE IMB 5 (IM V1, IM V3) FLANGE 1 (1FT6 COMPATIBLE) POWER CONNECTOR ROTATABLE INCREMENTAL ENCODER 2048 S/R WITH DRIVE-CLIQ INTERFACE (ENCODER I-2048) CONNECTOR ROTATABLE SHAFT WITH FITTED KEY; WITH HOLDING BRAKE; ACC. TOLERANCE N VIBRATION SEVERITY GRADE A, DEGREE OF PROTECTION IP 65 | 5086 | TEM | 1 | MC | 17.203 | 1
1FT70825AH711DB4 | SIMOTICS S SYNCHRON. MOTOR 1FT7, M0=13NM (100K) NN=4500RPM, PN=3,77KW NATURAL AIR COOLING; FRAME SIZE IMB 5 (IM V1, IM V3) FLANGE 1 (1FT6 COMPATIBLE) POWER CONNECTOR ROTATABLE INCREMENTAL ENCODER 2048 S/R WITH DRIVE-CLIQ INTERFACE (ENCODER I-2048) CONNECTOR ROTATABLE SHAFT WITH FITTED KEY; WITH HOLDING BRAKE; ACC. TOLERANCE N VIBRATION SEVERITY GRADE A+R, DEGREE OF PROTECTION IP 65 | 5242 | TEM | 1 | MC | 17.203 | 1
1FT70825AH711DG0 | SIMOTICS S SYNCHRON. MOTOR 1FT7, M0=13NM (100K) NN=4500RPM, PN=3,77KW NATURAL AIR COOLING; FRAME SIZE IMB 5 (IM V1, IM V3) FLANGE 1 (1FT6 COMPATIBLE) POWER CONNECTOR ROTATABLE INCREMENTAL ENCODER 2048 S/R WITH DRIVE-CLIQ INTERFACE (ENCODER I-2048) CONNECTOR ROTATABLE PLAIN SHAFT, W/O HOLDING BRAKE; ACC. TOLERANCE N VIBRATION SEVERITY GRADE A, DEGREE OF PROTECTION IP 64 | 4092 | TEM | 1 | MC | 14.104 | 1
1FT70825AH711DG1 | SIMOTICS S SYNCHRON. MOTOR 1FT7, M0=13NM (100K) NN=4500RPM, PN=3,77KW NATURAL AIR COOLING; FRAME SIZE IMB 5 (IM V1, IM V3) FLANGE 1 (1FT6 COMPATIBLE) POWER CONNECTOR ROTATABLE INCREMENTAL ENCODER 2048 S/R WITH DRIVE-CLIQ INTERFACE (ENCODER I-2048) CONNECTOR ROTATABLE PLAIN SHAFT, W/O HOLDING BRAKE; ACC. TOLERANCE N VIBRATION SEVERITY GRADE A, DEGREE OF PROTECTION IP 65 | 4188 | TEM | 1 | MC | 14.104 | 1
1FT70825AH711DH0 | SIMOTICS S SYNCHRON. MOTOR 1FT7, M0=13NM (100K) NN=4500RPM, PN=3,77KW NATURAL AIR COOLING; FRAME SIZE IMB 5 (IM V1, IM V3) FLANGE 1 (1FT6 COMPATIBLE) POWER CONNECTOR ROTATABLE INCREMENTAL ENCODER 2048 S/R WITH DRIVE-CLIQ INTERFACE (ENCODER I-2048) CONNECTOR ROTATABLE PLAIN SHAFT, WITH HOLDING BRAKE; ACCURACY TOLERANCE N VIBRATION SEVERITY GRADE A, DEGREE OF PROTECTION IP 64 | 4990 | TEM | 1 | MC | 17.203 | 1
1FT70825AH711DH1 | SIMOTICS S SYNCHRON. MOTOR 1FT7, M0=13NM (100K) NN=4500RPM, PN=3,77KW NATURAL AIR COOLING; FRAME SIZE IMB 5 (IM V1, IM V3) FLANGE 1 (1FT6 COMPATIBLE) POWER CONNECTOR ROTATABLE INCREMENTAL ENCODER 2048 S/R WITH DRIVE-CLIQ INTERFACE (ENCODER I-2048) CONNECTOR ROTATABLE PLAIN SHAFT, WITH HOLDING BRAKE; ACCURACY TOLERANCE N VIBRATION SEVERITY GRADE A, DEGREE OF PROTECTION IP 65 | 5086 | TEM | 1 | MC | 17.203 | 1
1FT70825AH711DK1 | SIMOTICS S SYNCHRON. MOTOR 1FT7, M0=13NM (100K) NN=4500RPM, PN=3,77KW NATURAL AIR COOLING; FRAME SIZE IMB 5 (IM V1, IM V3) FLANGE 1 (1FT6 COMPATIBLE) POWER CONNECTOR ROTATABLE INCREMENTAL ENCODER 2048 S/R WITH DRIVE-CLIQ INTERFACE (ENCODER I-2048) CONNECTOR ROTATABLE PLAIN SHAFT, W/O HOLDING BRAKE; ACC. TOLERANCE R VIBRATION SEVERITY GRADE A, DEGREE OF PROTECTION IP 65 | 4347 | TEM | 1 | MC | 14.104 | 1
1FT70825AH711DK4 | SIMOTICS S SYNCHRON. MOTOR 1FT7, M0=13NM (100K) NN=4500RPM, PN=3,77KW NATURAL AIR COOLING; FRAME SIZE IMB 5 (IM V1, IM V3) FLANGE 1 (1FT6 COMPATIBLE) POWER CONNECTOR ROTATABLE INCREMENTAL ENCODER 2048 S/R WITH DRIVE-CLIQ INTERFACE (ENCODER I-2048) CONNECTOR ROTATABLE PLAIN SHAFT, W/O HOLDING BRAKE; ACC. TOLERANCE R VIBRATION SEVERITY GRADE A+R, DEGREE OF PROTECTION IP 65 | 4503 | TEM | 1 | MC | 14.104 | 1
1FT70825AH711FA1 | SIMOTICS S SYNCHRON. MOTOR 1FT7, M0=13NM (100K) NN=4500RPM, PN=3,77KW NATURAL AIR COOLING; FRAME SIZE IMB 5 (IM V1, IM V3) FLANGE 1 (1FT6 COMPATIBLE) POWER CONNECTOR ROTATABLE ABSOLUTE ENCODER 22 BITS MULTI TURN WITH DRIVE-CLIQ INTERFACE (ENCODER AM-22-DQ) CONNECTOR ROTATABLE WITH FITTED KEY, ACCURACY TOLERANCE N, W/O HOLDING BRAKE VIBRATION SEVERITY GRADE A, DEGREE OF PROTECTION IP 65 | 4953 | TEM | 1 | MC | 14.104 | 1
1FT70825AH711FB1 | SIMOTICS S SYNCHRON. MOTOR 1FT7, M0=13NM (100K) NN=4500RPM, PN=3,77KW NATURAL AIR COOLING; FRAME SIZE IMB 5 (IM V1, IM V3) FLANGE 1 (1FT6 COMPATIBLE) POWER CONNECTOR ROTATABLE ABSOLUTE ENCODER 22 BITS MULTI TURN WITH DRIVE-CLIQ INTERFACE (ENCODER AM-22-DQ) CONNECTOR ROTATABLE SHAFT WITH FITTED KEY; WITH HOLDING BRAKE; ACC. TOLERANCE N VIBRATION SEVERITY GRADE A, DEGREE OF PROTECTION IP 65 | 5851 | TEM | 1 | MC | 17.203 | 1
1FT70825AH711FG0 | SIMOTICS S SYNCHRON. MOTOR 1FT7, M0=13NM (100K) NN=4500RPM, PN=3,77KW NATURAL AIR COOLING; FRAME SIZE IMB 5 (IM V1, IM V3) FLANGE 1 (1FT6 COMPATIBLE) POWER CONNECTOR ROTATABLE ABSOLUTE ENCODER 22 BITS MULTI TURN WITH DRIVE-CLIQ INTERFACE (ENCODER AM-22-DQ) CONNECTOR ROTATABLE PLAIN SHAFT, W/O HOLDING BRAKE; ACC. TOLERANCE N VIBRATION SEVERITY GRADE A, DEGREE OF PROTECTION IP 64 | 4857 | TEM | 1 | MC | 14.104 | 1
1FT70825AH711FG1 | SIMOTICS S SYNCHRON. MOTOR 1FT7, M0=13NM (100K) NN=4500RPM, PN=3,77KW NATURAL AIR COOLING; FRAME SIZE IMB 5 (IM V1, IM V3) FLANGE 1 (1FT6 COMPATIBLE) POWER CONNECTOR ROTATABLE ABSOLUTE ENCODER 22 BITS MULTI TURN WITH DRIVE-CLIQ INTERFACE (ENCODER AM-22-DQ) CONNECTOR ROTATABLE PLAIN SHAFT, W/O HOLDING BRAKE; ACC. TOLERANCE N VIBRATION SEVERITY GRADE A, DEGREE OF PROTECTION IP 65 | 4953 | TEM | 1 | MC | 14.104 | 1
1FT70825AH711FG2 | SIMOTICS S SYNCHRON. MOTOR 1FT7, M0=13NM (100K) NN=4500RPM, PN=3,77KW NATURAL AIR COOLING; FRAME SIZE IMB 5 (IM V1, IM V3) FLANGE 1 (1FT6 COMPATIBLE) POWER CONNECTOR ROTATABLE ABSOLUTE ENCODER 22 BITS MULTI TURN WITH DRIVE-CLIQ INTERFACE (ENCODER AM-22-DQ) CONNECTOR ROTATABLE PLAIN SHAFT, W/O HOLDING BRAKE; ACC. TOLERANCE N VIBRATION SEVERITY GRADE A, DEGREE OF PROTECTION IP 67 | 5033 | TEM | 1 | MC | 14.104 | 1
1FT70825AH711FG3 | SIMOTICS S SYNCHRON. MOTOR 1FT7, M0=13NM (100K) NN=4500RPM, PN=3,77KW NATURAL AIR COOLING; FRAME SIZE IMB 5 (IM V1, IM V3) FLANGE 1 (1FT6 COMPATIBLE) POWER CONNECTOR ROTATABLE ABSOLUTE ENCODER 22 BITS MULTI TURN WITH DRIVE-CLIQ INTERFACE (ENCODER AM-22-DQ) CONNECTOR ROTATABLE PLAIN SHAFT, W/O HOLDING BRAKE; ACC. TOLERANCE N VIBRATION SEVERITY GRADE A+R, DEGREE OF PROTECTION IP 64 | 5012 | TEM | 1 | MC | 14.104 | 1
1FT70825AH711FH1 | SIMOTICS S SYNCHRON. MOTOR 1FT7, M0=13NM (100K) NN=4500RPM, PN=3,77KW NATURAL AIR COOLING; FRAME SIZE IMB 5 (IM V1, IM V3) FLANGE 1 (1FT6 COMPATIBLE) POWER CONNECTOR ROTATABLE ABSOLUTE ENCODER 22 BITS MULTI TURN WITH DRIVE-CLIQ INTERFACE (ENCODER AM-22-DQ) CONNECTOR ROTATABLE PLAIN SHAFT, WITH HOLDING BRAKE; ACCURACY TOLERANCE N VIBRATION SEVERITY GRADE A, DEGREE OF PROTECTION IP 65 | 5851 | TEM | 1 | MC | 17.203 | 1
1FT70825AH711FH2 | SIMOTICS S SYNCHRON. MOTOR 1FT7, M0=13NM (100K) NN=4500RPM, PN=3,77KW NATURAL AIR COOLING; FRAME SIZE IMB 5 (IM V1, IM V3) FLANGE 1 (1FT6 COMPATIBLE) POWER CONNECTOR ROTATABLE ABSOLUTE ENCODER 22 BITS MULTI TURN WITH DRIVE-CLIQ INTERFACE (ENCODER AM-22-DQ) CONNECTOR ROTATABLE PLAIN SHAFT, WITH HOLDING BRAKE; ACCURACY TOLERANCE N VIBRATION SEVERITY GRADE A, DEGREE OF PROTECTION IP 67 | 5930 | TEM | 1 | MC | 17.203 | 1
1FT70825AH711FH3 | SIMOTICS S SYNCHRON. MOTOR 1FT7, M0=13NM (100K) NN=4500RPM, PN=3,77KW NATURAL AIR COOLING; FRAME SIZE IMB 5 (IM V1, IM V3) FLANGE 1 (1FT6 COMPATIBLE) POWER CONNECTOR ROTATABLE ABSOLUTE ENCODER 22 BITS MULTI TURN WITH DRIVE-CLIQ INTERFACE (ENCODER AM-22-DQ) CONNECTOR ROTATABLE PLAIN SHAFT, WITH HOLDING BRAKE; ACCURACY TOLERANCE N VIBRATION SEVERITY GRADE A+R, DEGREE OF PROTECTION IP 64 | 5910 | TEM | 1 | MC | 17.203 | 1
1FT70825AH711MB0 | SIMOTICS S SYNCHRON. MOTOR 1FT7, M0=13NM (100K) NN=4500RPM, PN=3,77KW NATURAL AIR COOLING; FRAME SIZE IMB 5 (1FT6 COMPATIBLE) WITH KTY TEMPERATURE SENSOR POWER CONNECTOR ROTATABLE ABSOLUTE ENCODER ENDAT 2048 S/R (ENCODER A-2048) CONNECTOR ROTATABLE SHAFT WITH FITTED KEY; WITH HOLDING BRAKE; ACC. TOLERANCE N VIBRATION SEVERITY GRADE A, DEGREE OF PROTECTION IP 64 | 5323 | TEM | 1 | MC | 17.203 | 1
1FT70825AH711MG2 | SIMOTICS S SYNCHRON. MOTOR 1FT7, M0=13NM (100K) NN=4500RPM, PN=3,77KW NATURAL AIR COOLING; FRAME SIZE IMB 5 (1FT6 COMPATIBLE) WITH KTY TEMPERATURE SENSOR POWER CONNECTOR ROTATABLE ABSOLUTE ENCODER ENDAT 2048 S/R (ENCODER A-2048) CONNECTOR ROTATABLE PLAIN SHAFT, W/O HOLDING BRAKE; ACC. TOLERANCE N VIBRATION SEVERITY GRADE A, DEGREE OF PROTECTION IP 67 | 4601 | TEM | 1 | MC | 14.104 | 1
1FT70825AH711MH1 | SIMOTICS S SYNCHRON. MOTOR 1FT7, M0=13NM (100K) NN=4500RPM, PN=3,77KW NATURAL AIR COOLING; FRAME SIZE IMB 5 (1FT6 COMPATIBLE) WITH KTY TEMPERATURE SENSOR POWER CONNECTOR ROTATABLE ABSOLUTE ENCODER ENDAT 2048 S/R (ENCODER A-2048) CONNECTOR ROTATABLE PLAIN SHAFT, WITH HOLDING BRAKE; ACCURACY TOLERANCE N VIBRATION SEVERITY GRADE A, DEGREE OF PROTECTION IP 65 | 5419 | TEM | 1 | MC | 17.203 | 1
1FT70825AH711NA1 | SIMOTICS S SYNCHRON. MOTOR 1FT7, M0=13NM (100K) NN=4500RPM, PN=3,77KW NATURAL AIR COOLING; FRAME SIZE IMB 5 (1FT6 COMPATIBLE) WITH KTY TEMPERATURE SENSOR POWER CONNECTOR ROTATABLE INCREM. ENCODER SIN/COS 1VSS 2048 S/R (ENCODER I-2048) CONNECTOR ROTATABLE WITH FITTED KEY, ACCURACY TOLERANCE N, W/O HOLDING BRAKE VIBRATION SEVERITY GRADE A, DEGREE OF PROTECTION IP 65 | 3767 | TEM | 1 | MC | 14.104 | 1
1FT70825AH711NG0 | SIMOTICS S SYNCHRON. MOTOR 1FT7, M0=13NM (100K) NN=4500RPM, PN=3,77KW NATURAL AIR COOLING; FRAME SIZE IMB 5 (1FT6 COMPATIBLE) WITH KTY TEMPERATURE SENSOR POWER CONNECTOR ROTATABLE INCREM. ENCODER SIN/COS 1VSS 2048 S/R (ENCODER I-2048) CONNECTOR ROTATABLE PLAIN SHAFT, W/O HOLDING BRAKE; ACC. TOLERANCE N VIBRATION SEVERITY GRADE A, DEGREE OF PROTECTION IP 64 | 3671 | TEM | 1 | MC | 14.104 | 1
1FT70825AH711NG1 | SIMOTICS S SYNCHRON. MOTOR 1FT7, M0=13NM (100K) NN=4500RPM, PN=3,77KW NATURAL AIR COOLING; FRAME SIZE IMB 5 (1FT6 COMPATIBLE) WITH KTY TEMPERATURE SENSOR POWER CONNECTOR ROTATABLE INCREM. ENCODER SIN/COS 1VSS 2048 S/R (ENCODER I-2048) CONNECTOR ROTATABLE PLAIN SHAFT, W/O HOLDING BRAKE; ACC. TOLERANCE N VIBRATION SEVERITY GRADE A, DEGREE OF PROTECTION IP 65 | 3767 | TEM | 1 | MC | 14.104 | 1
1FT70825AH711NH0 | SIMOTICS S SYNCHRON. MOTOR 1FT7, M0=13NM (100K) NN=4500RPM, PN=3,77KW NATURAL AIR COOLING; FRAME SIZE IMB 5 (1FT6 COMPATIBLE) WITH KTY TEMPERATURE SENSOR POWER CONNECTOR ROTATABLE INCREM. ENCODER SIN/COS 1VSS 2048 S/R (ENCODER I-2048) CONNECTOR ROTATABLE PLAIN SHAFT, WITH HOLDING BRAKE; ACCURACY TOLERANCE N VIBRATION SEVERITY GRADE A, DEGREE OF PROTECTION IP 64 | 4569 | TEM | 1 | MC | 17.203 | 1
1FT70825AH711NH1 | SIMOTICS S SYNCHRON. MOTOR 1FT7, M0=13NM (100K) NN=4500RPM, PN=3,77KW NATURAL AIR COOLING; FRAME SIZE IMB 5 (1FT6 COMPATIBLE) WITH KTY TEMPERATURE SENSOR POWER CONNECTOR ROTATABLE INCREM. ENCODER SIN/COS 1VSS 2048 S/R (ENCODER I-2048) CONNECTOR ROTATABLE PLAIN SHAFT, WITH HOLDING BRAKE; ACCURACY TOLERANCE N VIBRATION SEVERITY GRADE A, DEGREE OF PROTECTION IP 65 | 4665 | TEM | 1 | MC | 17.203 | 1
1FT70825AH711NH2 | SIMOTICS S SYNCHRON. MOTOR 1FT7, M0=13NM (100K) NN=4500RPM, PN=3,77KW NATURAL AIR COOLING; FRAME SIZE IMB 5 (1FT6 COMPATIBLE) WITH KTY TEMPERATURE SENSOR POWER CONNECTOR ROTATABLE INCREM. ENCODER SIN/COS 1VSS 2048 S/R (ENCODER I-2048) CONNECTOR ROTATABLE PLAIN SHAFT, WITH HOLDING BRAKE; ACCURACY TOLERANCE N VIBRATION SEVERITY GRADE A, DEGREE OF PROTECTION IP 67 | 4745 | TEM | 1 | MC | 17.203 | 1
1FT70825AH711NK5 | SIMOTICS S SYNCHRON. MOTOR 1FT7, M0=13NM (100K) NN=4500RPM, PN=3,77KW NATURAL AIR COOLING; FRAME SIZE IMB 5 (1FT6 COMPATIBLE) WITH KTY TEMPERATURE SENSOR POWER CONNECTOR ROTATABLE INCREM. ENCODER SIN/COS 1VSS 2048 S/R (ENCODER I-2048) CONNECTOR ROTATABLE PLAIN SHAFT, W/O HOLDING BRAKE; ACC. TOLERANCE R VIBRATION SEVERITY GRADE A+R, DEGREE OF PROTECTION IP 67 | 4162 | TEM | 1 | MC | 14.104 | 1
1FT70825WC701CH5 | SIMOTICS S SYNCHRON. MOTOR 1FT7, M0=21NM (100K) NN=2000RPM, PN=4,40KW WATER-COOLED; FRAME SIZE IMB 5 (IM V1, IM V3) FLANGE 0 POWER CONNECTOR ROTATABLE ABSOLUTE ENCODER 24 BITS + 12 BIT MULTITURN WITH DRIVE-CLIQ INTERFACE (ENCODER AM24DQI) PLAIN SHAFT, WITH HOLDING BRAKE; ACCURACY TOLERANCE N VIBRATION SEVERITY GRADE A+R, DEGREE OF PROTECTION IP 67 | 6648 | TEM | 1 | MC | 23.903 | 1
1FT70825WC701FB2 | SIMOTICS S SYNCHRON. MOTOR 1FT7, M0=21NM (100K) NN=2000RPM, PN=4,40KW WATER-COOLED; FRAME SIZE IMB 5 (IM V1, IM V3) FLANGE 0 POWER CONNECTOR ROTATABLE ABSOLUTE ENCODER 22 BITS MULTI TURN WITH DRIVE-CLIQ INTERFACE (ENCODER AM-22-DQ) CONNECTOR ROTATABLE SHAFT WITH FITTED KEY; WITH HOLDING BRAKE; ACC. TOLERANCE N VIBRATION SEVERITY GRADE A, DEGREE OF PROTECTION IP 67 | 6572 | TEM | 1 | MC | 23.903 | 1
1FT70825WC701NG1 | SIMOTICS S SYNCHRON. MOTOR 1FT7, M0=21NM (100K) NN=2000RPM, PN=4,40KW WATER-COOLED; FRAME SIZE IMB 5 (IM V1, IM V3) FLANGE (COMPACT) WITH KTY TEMPERATURE SENSOR POWER CONNECTOR ROTATABLE INCREM. ENCODER SIN/COS 1VSS 2048 S/R (ENCODER I-2048) CONNECTOR ROTATABLE PLAIN SHAFT, W/O HOLDING BRAKE; ACC. TOLERANCE N VIBRATION SEVERITY GRADE A, DEGREE OF PROTECTION IP 65 | 4409 | TEM | 1 | MC | 20.804 | 1
1FT70825WC711MG0 | SIMOTICS S SYNCHRON. MOTOR 1FT7, M0=21NM (100K) NN=2000RPM, PN=4,40KW WATER-COOLED; FRAME SIZE IMB 5 (1FT6 COMPATIBLE) WITH KTY TEMPERATURE SENSOR POWER CONNECTOR ROTATABLE ABSOLUTE ENCODER ENDAT 2048 S/R (ENCODER A-2048) CONNECTOR ROTATABLE PLAIN SHAFT, W/O HOLDING BRAKE; ACC. TOLERANCE N VIBRATION SEVERITY GRADE A, DEGREE OF PROTECTION IP 64 | 5066 | TEM | 1 | MC | 20.804 | 1
1FT70825WF701BG1 | SIMOTICS S SYNCHRON. MOTOR 1FT7, M0=21NM (100K) NN=3000RPM, PN=6,28KW WATER-COOLED; FRAME SIZE IMB 5 (IM V1, IM V3) FLANGE 0 POWER CONNECTOR ROTATABLE ABSOLUTE VALUE ENCODER SINGLETURN 24 BIT WITH DRIVE-CLIQ INTERFACE (ENCODER AS24DQI) PLAIN SHAFT, W/O HOLDING BRAKE; ACC. TOLERANCE N VIBRATION SEVERITY GRADE A, DEGREE OF PROTECTION IP 65 | 4749 | TEM | 1 | MC | 20.804 | 1
1FT70825WF701FB2 | SIMOTICS S SYNCHRON. MOTOR 1FT7, M0=21NM (100K) NN=3000RPM, PN=6,28KW WATER-COOLED; FRAME SIZE IMB 5 (IM V1, IM V3) FLANGE 0 POWER CONNECTOR ROTATABLE ABSOLUTE ENCODER 22 BITS MULTI TURN WITH DRIVE-CLIQ INTERFACE (ENCODER AM-22-DQ) CONNECTOR ROTATABLE SHAFT WITH FITTED KEY; WITH HOLDING BRAKE; ACC. TOLERANCE N VIBRATION SEVERITY GRADE A, DEGREE OF PROTECTION IP 67 | 6572 | TEM | 1 | MC | 23.903 | 1
1FT70825WF701NG1 | SIMOTICS S SYNCHRON. MOTOR 1FT7, M0=21NM (100K) NN=3000RPM, PN=6,28KW WATER-COOLED; FRAME SIZE IMB 5 (IM V1, IM V3) FLANGE (COMPACT) WITH KTY TEMPERATURE SENSOR POWER CONNECTOR ROTATABLE INCREM. ENCODER SIN/COS 1VSS 2048 S/R (ENCODER I-2048) CONNECTOR ROTATABLE PLAIN SHAFT, W/O HOLDING BRAKE; ACC. TOLERANCE N VIBRATION SEVERITY GRADE A, DEGREE OF PROTECTION IP 65 | 4409 | TEM | 1 | MC | 20.804 | 1
1FT70825WF711BG0 | SIMOTICS S SYNCHRON. MOTOR 1FT7, M0=21NM (100K) NN=3000RPM, PN=6,28KW WATER-COOLED; FRAME SIZE IMB 5 (IM V1, IM V3) FLANGE 1 (1FT6 COMPATIBLE) POWER CONNECTOR ROTATABLE ABSOLUTE VALUE ENCODER SINGLETURN 24 BIT WITH DRIVE-CLIQ INTERFACE (ENCODER AS24DQI) PLAIN SHAFT, W/O HOLDING BRAKE; ACC. TOLERANCE N VIBRATION SEVERITY GRADE A, DEGREE OF PROTECTION IP 64 | 4653 | TEM | 1 | MC | 20.804 | 1
1FT70825WF711BG1 | SIMOTICS S SYNCHRON. MOTOR 1FT7, M0=21NM (100K) NN=3000RPM, PN=6,28KW WATER-COOLED; FRAME SIZE IMB 5 (IM V1, IM V3) FLANGE 1 (1FT6 COMPATIBLE) POWER CONNECTOR ROTATABLE ABSOLUTE VALUE ENCODER SINGLETURN 24 BIT WITH DRIVE-CLIQ INTERFACE (ENCODER AS24DQI) PLAIN SHAFT, W/O HOLDING BRAKE; ACC. TOLERANCE N VIBRATION SEVERITY GRADE A, DEGREE OF PROTECTION IP 65 | 4749 | TEM | 1 | MC | 20.804 | 1
1FT70825WF711CH0 | SIMOTICS S SYNCHRON. MOTOR 1FT7, M0=21NM (100K) NN=3000RPM, PN=6,28KW WATER-COOLED; FRAME SIZE IMB 5 (IM V1, IM V3) FLANGE 1 (1FT6 COMPATIBLE) POWER CONNECTOR ROTATABLE ABSOLUTE ENCODER 24 BITS + 12 BIT MULTITURN WITH DRIVE-CLIQ INTERFACE (ENCODER AM24DQI) PLAIN SHAFT, WITH HOLDING BRAKE; ACCURACY TOLERANCE N VIBRATION SEVERITY GRADE A, DEGREE OF PROTECTION IP 64 | 6316 | TEM | 1 | MC | 23.903 | 1
1FT70825WF711CH1 | SIMOTICS S SYNCHRON. MOTOR 1FT7, M0=21NM (100K) NN=3000RPM, PN=6,28KW WATER-COOLED; FRAME SIZE IMB 5 (IM V1, IM V3) FLANGE 1 (1FT6 COMPATIBLE) POWER CONNECTOR ROTATABLE ABSOLUTE ENCODER 24 BITS + 12 BIT MULTITURN WITH DRIVE-CLIQ INTERFACE (ENCODER AM24DQI) PLAIN SHAFT, WITH HOLDING BRAKE; ACCURACY TOLERANCE N VIBRATION SEVERITY GRADE A, DEGREE OF PROTECTION IP 65 | 6412 | TEM | 1 | MC | 23.903 | 1
1FT70825WF711CH2 | SIMOTICS S SYNCHRON. MOTOR 1FT7, M0=21NM (100K) NN=3000RPM, PN=6,28KW WATER-COOLED; FRAME SIZE IMB 5 (IM V1, IM V3) FLANGE 1 (1FT6 COMPATIBLE) POWER CONNECTOR ROTATABLE ABSOLUTE ENCODER 24 BITS + 12 BIT MULTITURN WITH DRIVE-CLIQ INTERFACE (ENCODER AM24DQI) PLAIN SHAFT, WITH HOLDING BRAKE; ACCURACY TOLERANCE N VIBRATION SEVERITY GRADE A, DEGREE OF PROTECTION IP 67 | 6492 | TEM | 1 | MC | 23.903 | 1
1FT70825WF711CK1 | SIMOTICS S SYNCHRON. MOTOR 1FT7, M0=21NM (100K) NN=3000RPM, PN=6,28KW WATER-COOLED; FRAME SIZE IMB 5 (IM V1, IM V3) FLANGE 1 (1FT6 COMPATIBLE) POWER CONNECTOR ROTATABLE ABSOLUTE ENCODER 24 BITS + 12 BIT MULTITURN WITH DRIVE-CLIQ INTERFACE (ENCODER AM24DQI) PLAIN SHAFT, W/O HOLDING BRAKE; ACC. TOLERANCE R VIBRATION SEVERITY GRADE A, DEGREE OF PROTECTION IP 65 | 5674 | TEM | 1 | MC | 20.804 | 1
1FT70825WF711DG0 | SIMOTICS S SYNCHRON. MOTOR 1FT7, M0=21NM (100K) NN=3000RPM, PN=6,28KW WATER-COOLED; FRAME SIZE IMB 5 (IM V1, IM V3) FLANGE 1 (1FT6 COMPATIBLE) POWER CONNECTOR ROTATABLE INCREMENTAL ENCODER 2048 S/R WITH DRIVE-CLIQ INTERFACE (ENCODER I-2048) CONNECTOR ROTATABLE PLAIN SHAFT, W/O HOLDING BRAKE; ACC. TOLERANCE N VIBRATION SEVERITY GRADE A, DEGREE OF PROTECTION IP 64 | 4733 | TEM | 1 | MC | 20.804 | 1
1FT70825WF711DG1 | SIMOTICS S SYNCHRON. MOTOR 1FT7, M0=21NM (100K) NN=3000RPM, PN=6,28KW WATER-COOLED; FRAME SIZE IMB 5 (IM V1, IM V3) FLANGE 1 (1FT6 COMPATIBLE) POWER CONNECTOR ROTATABLE INCREMENTAL ENCODER 2048 S/R WITH DRIVE-CLIQ INTERFACE (ENCODER I-2048) CONNECTOR ROTATABLE PLAIN SHAFT, W/O HOLDING BRAKE; ACC. TOLERANCE N VIBRATION SEVERITY GRADE A, DEGREE OF PROTECTION IP 65 | 4829 | TEM | 1 | MC | 20.804 | 1
1FT70825WF711FH1 | SIMOTICS S SYNCHRON. MOTOR 1FT7, M0=21NM (100K) NN=3000RPM, PN=6,28KW WATER-COOLED; FRAME SIZE IMB 5 (IM V1, IM V3) FLANGE 1 (1FT6 COMPATIBLE) POWER CONNECTOR ROTATABLE ABSOLUTE ENCODER 22 BITS MULTI TURN WITH DRIVE-CLIQ INTERFACE (ENCODER AM-22-DQ) CONNECTOR ROTATABLE PLAIN SHAFT, WITH HOLDING BRAKE; ACCURACY TOLERANCE N VIBRATION SEVERITY GRADE A, DEGREE OF PROTECTION IP 65 | 6492 | TEM | 1 | MC | 23.903 | 1
1FT70825WF711FL4 | SIMOTICS S SYNCHRON. MOTOR 1FT7, M0=21NM (100K) NN=3000RPM, PN=6,28KW WATER-COOLED; FRAME SIZE IMB 5 (IM V1, IM V3) FLANGE 1 (1FT6 COMPATIBLE) POWER CONNECTOR ROTATABLE ABSOLUTE ENCODER 22 BITS MULTI TURN WITH DRIVE-CLIQ INTERFACE (ENCODER AM-22-DQ) CONNECTOR ROTATABLE PLAIN SHAFT, WITH HOLDING BRAKE; ACCURACY TOLERANCE R VIBRATION SEVERITY GRADE A+R, DEGREE OF PROTECTION IP 65 | 6805 | TEM | 1 | MC | 23.903 | 1
1FT70825WF711MH1 | SIMOTICS S SYNCHRON. MOTOR 1FT7, M0=21NM (100K) NN=3000RPM, PN=6,28KW WATER-COOLED; FRAME SIZE IMB 5 (1FT6 COMPATIBLE) WITH KTY TEMPERATURE SENSOR POWER CONNECTOR ROTATABLE ABSOLUTE ENCODER ENDAT 2048 S/R (ENCODER A-2048) CONNECTOR ROTATABLE PLAIN SHAFT, WITH HOLDING BRAKE; ACCURACY TOLERANCE N VIBRATION SEVERITY GRADE A, DEGREE OF PROTECTION IP 65 | 6060 | TEM | 1 | MC | 23.903 | 1
1FT70825WF711NG1 | SIMOTICS S SYNCHRON. MOTOR 1FT7, M0=21NM (100K) NN=3000RPM, PN=6,28KW WATER-COOLED; FRAME SIZE IMB 5 (1FT6 COMPATIBLE) WITH KTY TEMPERATURE SENSOR POWER CONNECTOR ROTATABLE INCREM. ENCODER SIN/COS 1VSS 2048 S/R (ENCODER I-2048) CONNECTOR ROTATABLE PLAIN SHAFT, W/O HOLDING BRAKE; ACC. TOLERANCE N VIBRATION SEVERITY GRADE A, DEGREE OF PROTECTION IP 65 | 4409 | TEM | 1 | MC | 20.804 | 1
1FT70825WF711NH1 | SIMOTICS S SYNCHRON. MOTOR 1FT7, M0=21NM (100K) NN=3000RPM, PN=6,28KW WATER-COOLED; FRAME SIZE IMB 5 (1FT6 COMPATIBLE) WITH KTY TEMPERATURE SENSOR POWER CONNECTOR ROTATABLE INCREM. ENCODER SIN/COS 1VSS 2048 S/R (ENCODER I-2048) CONNECTOR ROTATABLE PLAIN SHAFT, WITH HOLDING BRAKE; ACCURACY TOLERANCE N VIBRATION SEVERITY GRADE A, DEGREE OF PROTECTION IP 65 | 5306 | TEM | 1 | MC | 23.903 | 1
1FT70825WH701DE1 | SIMOTICS S SYNCHRON. MOTOR 1FT7, M0=21NM (100K) NN=4500RPM, PN=8,95KW WATER-COOLED; FRAME SIZE IMB 5 (IM V1, IM V3) FLANGE 0 POWER CONNECTOR ROTATABLE INCREMENTAL ENCODER 2048 S/R WITH DRIVE-CLIQ INTERFACE (ENCODER I-2048) CONNECTOR ROTATABLE SHAFT WITH FITTED KEY; WITH HOLDING BRAKE; ACC. TOLERANCE R VIBRATION SEVERITY GRADE A, DEGREE OF PROTECTION IP 65 | 5884 | TEM | 1 | MC | 23.903 | 1
1FT70825WH711DB1 | SIMOTICS S SYNCHRON. MOTOR 1FT7, M0=21NM (100K) NN=4500RPM, PN=8,95KW WATER-COOLED; FRAME SIZE IMB 5 (IM V1, IM V3) FLANGE 1 (1FT6 COMPATIBLE) POWER CONNECTOR ROTATABLE INCREMENTAL ENCODER 2048 S/R WITH DRIVE-CLIQ INTERFACE (ENCODER I-2048) CONNECTOR ROTATABLE SHAFT WITH FITTED KEY; WITH HOLDING BRAKE; ACC. TOLERANCE N VIBRATION SEVERITY GRADE A, DEGREE OF PROTECTION IP 65 | 5727 | TEM | 1 | MC | 23.903 | 1
1FT70825WH711DG1 | SIMOTICS S SYNCHRON. MOTOR 1FT7, M0=21NM (100K) NN=4500RPM, PN=8,95KW WATER-COOLED; FRAME SIZE IMB 5 (IM V1, IM V3) FLANGE 1 (1FT6 COMPATIBLE) POWER CONNECTOR ROTATABLE INCREMENTAL ENCODER 2048 S/R WITH DRIVE-CLIQ INTERFACE (ENCODER I-2048) CONNECTOR ROTATABLE PLAIN SHAFT, W/O HOLDING BRAKE; ACC. TOLERANCE N VIBRATION SEVERITY GRADE A, DEGREE OF PROTECTION IP 65 | 4829 | TEM | 1 | MC | 20.804 | 1
1FT70825WH711DH0 | SIMOTICS S SYNCHRON. MOTOR 1FT7, M0=21NM (100K) NN=4500RPM, PN=8,95KW WATER-COOLED; FRAME SIZE IMB 5 (IM V1, IM V3) FLANGE 1 (1FT6 COMPATIBLE) POWER CONNECTOR ROTATABLE INCREMENTAL ENCODER 2048 S/R WITH DRIVE-CLIQ INTERFACE (ENCODER I-2048) CONNECTOR ROTATABLE PLAIN SHAFT, WITH HOLDING BRAKE; ACCURACY TOLERANCE N VIBRATION SEVERITY GRADE A, DEGREE OF PROTECTION IP 64 | 5631 | TEM | 1 | MC | 23.903 | 1
1FT70825WH711MB1 | SIMOTICS S SYNCHRON. MOTOR 1FT7, M0=21NM (100K) NN=4500RPM, PN=8,95KW WATER-COOLED; FRAME SIZE IMB 5 (1FT6 COMPATIBLE) WITH KTY TEMPERATURE SENSOR POWER CONNECTOR ROTATABLE ABSOLUTE ENCODER ENDAT 2048 S/R (ENCODER A-2048) CONNECTOR ROTATABLE SHAFT WITH FITTED KEY; WITH HOLDING BRAKE; ACC. TOLERANCE N VIBRATION SEVERITY GRADE A, DEGREE OF PROTECTION IP 65 | 6060 | TEM | 1 | MC | 23.903 | 1
1FT70825WH711NH0 | SIMOTICS S SYNCHRON. MOTOR 1FT7, M0=21NM (100K) NN=4500RPM, PN=8,95KW WATER-COOLED; FRAME SIZE IMB 5 (1FT6 COMPATIBLE) WITH KTY TEMPERATURE SENSOR POWER CONNECTOR ROTATABLE INCREM. ENCODER SIN/COS 1VSS 2048 S/R (ENCODER I-2048) CONNECTOR ROTATABLE PLAIN SHAFT, WITH HOLDING BRAKE; ACCURACY TOLERANCE N VIBRATION SEVERITY GRADE A, DEGREE OF PROTECTION IP 64 | 5210 | TEM | 1 | MC | 23.903 | 1
1FT70841AF701BG1 | SIMOTICS S SYNCHRON. MOTOR 1FT7, M0=20NM (100K) NN=3000RPM, PN=4,56KW NATURAL AIR COOLING; POWER CONNECTOR ROTATABLE VIBRATION SEVERITY GRADE A PROTECTION CLASS IP 65; FRAME SIZE IMB 5 (IM V1, IM V3) FLANGE 0 ABSOLUTE VALUE ENCODER SINGLETURN 24 BIT WITH DRIVE-CLIQ INTERFACE (ENCODER AS24DQI) PLAIN SHAFT, W/O HOLDING BRAKE; ACCURACY TOLERANCE N | 3651 | TEM | 1 | MC | 20.8 | 1
1FT70841AF701BH1 | SIMOTICS S SYNCHRON. MOTOR 1FT7, M0=20NM (100K) NN=3000RPM, PN=4,56KW NATURAL AIR COOLING; POWER CONNECTOR ROTATABLE VIBRATION SEVERITY GRADE A PROTECTION CLASS IP 65; FRAME SIZE IMB 5 (IM V1, IM V3) FLANGE 0 ABSOLUTE VALUE ENCODER SINGLETURN 24 BIT WITH DRIVE-CLIQ INTERFACE (ENCODER AS24DQI) PLAIN SHAFT, WITH HOLDING BRAKE, ACCURACY TOLERANCE N | 4343 | TEM | 1 | MC | 23.9 | 1
1FT70841AF701CG1 | SIMOTICS S SYNCHRON. MOTOR 1FT7, M0=20NM (100K) NN=3000RPM, PN=4,56KW NATURAL AIR COOLING; POWER CONNECTOR ROTATABLE VIBRATION SEVERITY GRADE A PROTECTION CLASS IP 65; FRAME SIZE IMB 5 (IM V1, IM V3) FLANGE 0 ABSOLUTE ENCODER 24 BITS + 12 BIT MULTITURN WITH DRIVE-CLIQ INTERFACE (ENCODER AM24DQI) PLAIN SHAFT, W/O HOLDING BRAKE; ACCURACY TOLERANCE N | 4416 | TEM | 1 | MC | 20.9 | 1
1FT70841AF701CH1 | SIMOTICS S SYNCHRON. MOTOR 1FT7, M0=20NM (100K) NN=3000RPM, PN=4,56KW NATURAL AIR COOLING; POWER CONNECTOR ROTATABLE VIBRATION SEVERITY GRADE A PROTECTION CLASS IP 65; FRAME SIZE IMB 5 (IM V1, IM V3) FLANGE 0 ABSOLUTE ENCODER 24 BITS + 12 BIT MULTITURN WITH DRIVE-CLIQ INTERFACE (ENCODER AM24DQI) PLAIN SHAFT, WITH HOLDING BRAKE, ACCURACY TOLERANCE N | 5108 | TEM | 1 | MC | 24 | 1
1FT70841AF701DG1 | SIMOTICS S SYNCHRON. MOTOR 1FT7, M0=20NM (100K) NN=3000RPM, PN=4,56KW NATURAL AIR COOLING; POWER CONNECTOR ROTATABLE VIBRATION SEVERITY GRADE A PROTECTION CLASS IP 65; FRAME SIZE IMB 5 (IM V1, IM V3) FLANGE 0 INCREMENTAL ENCODER 2048 S/R WITH DRIVE-CLIQ INTERFACE (ENCODER I-2048) CONNECTOR ROTATABLE PLAIN SHAFT, W/O HOLDING BRAKE; ACCURACY TOLERANCE N | 3731 | TEM | 1 | MC | 20.8 | 1
1FT70841AF701DH1 | SIMOTICS S SYNCHRON. MOTOR 1FT7, M0=20NM (100K) NN=3000RPM, PN=4,56KW NATURAL AIR COOLING; POWER CONNECTOR ROTATABLE VIBRATION SEVERITY GRADE A PROTECTION CLASS IP 65; FRAME SIZE IMB 5 (IM V1, IM V3) FLANGE 0 INCREMENTAL ENCODER 2048 S/R WITH DRIVE-CLIQ INTERFACE (ENCODER I-2048) CONNECTOR ROTATABLE PLAIN SHAFT, WITH HOLDING BRAKE, ACCURACY TOLERANCE N | 4424 | TEM | 1 | MC | 23.9 | 1
1FT70841AF701FG1 | SIMOTICS S SYNCHRON. MOTOR 1FT7, M0=20NM (100K) NN=3000RPM, PN=4,56KW NATURAL AIR COOLING; POWER CONNECTOR ROTATABLE VIBRATION SEVERITY GRADE A PROTECTION CLASS IP 65; FRAME SIZE IMB 5 (IM V1, IM V3) FLANGE 0 ABSOLUTE ENCODER 22 BITS MULTI TURN WITH DRIVE-CLIQ INTERFACE (ENCODER AM-22-DQ) CONNECTOR ROTATABLE PLAIN SHAFT, W/O HOLDING BRAKE; ACCURACY TOLERANCE N | 4497 | TEM | 1 | MC | 20.8 | 1
1FT70841AF701FH1 | SIMOTICS S SYNCHRON. MOTOR 1FT7, M0=20NM (100K) NN=3000RPM, PN=4,56KW NATURAL AIR COOLING; POWER CONNECTOR ROTATABLE VIBRATION SEVERITY GRADE A PROTECTION CLASS IP 65; FRAME SIZE IMB 5 (IM V1, IM V3) FLANGE 0 ABSOLUTE ENCODER 22 BITS MULTI TURN WITH DRIVE-CLIQ INTERFACE (ENCODER AM-22-DQ) CONNECTOR ROTATABLE PLAIN SHAFT, WITH HOLDING BRAKE, ACCURACY TOLERANCE N | 5189 | TEM | 1 | MC | 23.9 | 1
1FT70841AF701MG1 | SIMOTICS S SYNCHRON. MOTOR 1FT7, M0=20NM (100K) NN=3000RPM, PN=4,56KW NATURAL AIR COOLING; POWER CONNECTOR ROTATABLE VIBRATION SEVERITY GRADE A PROTECTION CLASS IP 65; FRAME SIZE IMB 5 (IM V1, IM V3) FLANGE (COMPACT) WITH KTY TEMPERATURE SENSOR ABSOLUTE ENCODER ENDAT 2048 S/R (ENCODER A-2048) CONNECTOR ROTATABLE PLAIN SHAFT, W/O HOLDING BRAKE; ACCURACY TOLERANCE N | 4065 | TEM | 1 | MC | 20.8 | 1
1FT70841AF701MH1 | SIMOTICS S SYNCHRON. MOTOR 1FT7, M0=20NM (100K) NN=3000RPM, PN=4,56KW NATURAL AIR COOLING; POWER CONNECTOR ROTATABLE VIBRATION SEVERITY GRADE A PROTECTION CLASS IP 65; FRAME SIZE IMB 5 (IM V1, IM V3) FLANGE (COMPACT) WITH KTY TEMPERATURE SENSOR ABSOLUTE ENCODER ENDAT 2048 S/R (ENCODER A-2048) CONNECTOR ROTATABLE PLAIN SHAFT, WITH HOLDING BRAKE, ACCURACY TOLERANCE N | 4757 | TEM | 1 | MC | 23.9 | 1
1FT70841AF701NG1 | SIMOTICS S SYNCHRON. MOTOR 1FT7, M0=20NM (100K) NN=3000RPM, PN=4,56KW NATURAL AIR COOLING; POWER CONNECTOR ROTATABLE VIBRATION SEVERITY GRADE A PROTECTION CLASS IP 65; FRAME SIZE IMB 5 (IM V1, IM V3) FLANGE (COMPACT) WITH KTY TEMPERATURE SENSOR INCREM. ENCODER SIN/COS 1VSS 2048 S/R (ENCODER I-2048) CONNECTOR ROTATABLE PLAIN SHAFT, W/O HOLDING BRAKE; ACCURACY TOLERANCE N | 3311 | TEM | 1 | MC | 20.8 | 1
1FT70841AF701NH1 | SIMOTICS S SYNCHRON. MOTOR 1FT7, M0=20NM (100K) NN=3000RPM, PN=4,56KW NATURAL AIR COOLING; POWER CONNECTOR ROTATABLE VIBRATION SEVERITY GRADE A PROTECTION CLASS IP 65; FRAME SIZE IMB 5 (IM V1, IM V3) FLANGE (COMPACT) WITH KTY TEMPERATURE SENSOR INCREM. ENCODER SIN/COS 1VSS 2048 S/R (ENCODER I-2048) CONNECTOR ROTATABLE PLAIN SHAFT, WITH HOLDING BRAKE, ACCURACY TOLERANCE N | 4003 | TEM | 1 | MC | 23.9 | 1
1FT70841AF711BG1 | SIMOTICS S SYNCHRON. MOTOR 1FT7, M0=20NM (100K) NN=3000RPM, PN=4,56KW NATURAL AIR COOLING; POWER CONNECTOR ROTATABLE VIBRATION SEVERITY GRADE A PROTECTION CLASS IP 65; FRAME SIZE IMB 5 (IM V1, IM V3) FLANGE 1 (1FT6 COMPATIBLE) ABSOLUTE VALUE ENCODER SINGLETURN 24 BIT WITH DRIVE-CLIQ INTERFACE (ENCODER AS24DQI) PLAIN SHAFT, W/O HOLDING BRAKE; ACCURACY TOLERANCE N | 3651 | TEM | 1 | MC | 20.8 | 1
1FT70841AF711BH1 | SIMOTICS S SYNCHRON. MOTOR 1FT7, M0=20NM (100K) NN=3000RPM, PN=4,56KW NATURAL AIR COOLING; POWER CONNECTOR ROTATABLE VIBRATION SEVERITY GRADE A PROTECTION CLASS IP 65; FRAME SIZE IMB 5 (IM V1, IM V3) FLANGE 1 (1FT6 COMPATIBLE) ABSOLUTE VALUE ENCODER SINGLETURN 24 BIT WITH DRIVE-CLIQ INTERFACE (ENCODER AS24DQI) PLAIN SHAFT, WITH HOLDING BRAKE, ACCURACY TOLERANCE N | 4343 | TEM | 1 | MC | 23.9 | 1
1FT70841AF711CG1 | SIMOTICS S SYNCHRON. MOTOR 1FT7, M0=20NM (100K) NN=3000RPM, PN=4,56KW NATURAL AIR COOLING; POWER CONNECTOR ROTATABLE VIBRATION SEVERITY GRADE A PROTECTION CLASS IP 65; FRAME SIZE IMB 5 (IM V1, IM V3) FLANGE 1 (1FT6 COMPATIBLE) ABSOLUTE ENCODER 24 BITS + 12 BIT MULTITURN WITH DRIVE-CLIQ INTERFACE (ENCODER AM24DQI) PLAIN SHAFT, W/O HOLDING BRAKE; ACCURACY TOLERANCE N | 4416 | TEM | 1 | MC | 20.9 | 1
1FT70841AF711CH1 | SIMOTICS S SYNCHRON. MOTOR 1FT7, M0=20NM (100K) NN=3000RPM, PN=4,56KW NATURAL AIR COOLING; POWER CONNECTOR ROTATABLE VIBRATION SEVERITY GRADE A PROTECTION CLASS IP 65; FRAME SIZE IMB 5 (IM V1, IM V3) FLANGE 1 (1FT6 COMPATIBLE) ABSOLUTE ENCODER 24 BITS + 12 BIT MULTITURN WITH DRIVE-CLIQ INTERFACE (ENCODER AM24DQI) PLAIN SHAFT, WITH HOLDING BRAKE, ACCURACY TOLERANCE N | 5108 | TEM | 1 | MC | 24 | 1
1FT70841AF711DG1 | SIMOTICS S SYNCHRON. MOTOR 1FT7, M0=20NM (100K) NN=3000RPM, PN=4,56KW NATURAL AIR COOLING; POWER CONNECTOR ROTATABLE VIBRATION SEVERITY GRADE A PROTECTION CLASS IP 65; FRAME SIZE IMB 5 (IM V1, IM V3) FLANGE 1 (1FT6 COMPATIBLE) INCREMENTAL ENCODER 2048 S/R WITH DRIVE-CLIQ INTERFACE (ENCODER I-2048) CONNECTOR ROTATABLE PLAIN SHAFT, W/O HOLDING BRAKE; ACCURACY TOLERANCE N | 3731 | TEM | 1 | MC | 20.8 | 1
1FT70841AF711DH1 | SIMOTICS S SYNCHRON. MOTOR 1FT7, M0=20NM (100K) NN=3000RPM, PN=4,56KW NATURAL AIR COOLING; POWER CONNECTOR ROTATABLE VIBRATION SEVERITY GRADE A PROTECTION CLASS IP 65; FRAME SIZE IMB 5 (IM V1, IM V3) FLANGE 1 (1FT6 COMPATIBLE) INCREMENTAL ENCODER 2048 S/R WITH DRIVE-CLIQ INTERFACE (ENCODER I-2048) CONNECTOR ROTATABLE PLAIN SHAFT, WITH HOLDING BRAKE, ACCURACY TOLERANCE N | 4424 | TEM | 1 | MC | 23.9 | 1
1FT70841AF711FG1 | SIMOTICS S SYNCHRON. MOTOR 1FT7, M0=20NM (100K) NN=3000RPM, PN=4,56KW NATURAL AIR COOLING; POWER CONNECTOR ROTATABLE VIBRATION SEVERITY GRADE A PROTECTION CLASS IP 65; FRAME SIZE IMB 5 (IM V1, IM V3) FLANGE 1 (1FT6 COMPATIBLE) ABSOLUTE ENCODER 22 BITS MULTI TURN WITH DRIVE-CLIQ INTERFACE (ENCODER AM-22-DQ) CONNECTOR ROTATABLE PLAIN SHAFT, W/O HOLDING BRAKE; ACCURACY TOLERANCE N | 4497 | TEM | 1 | MC | 20.8 | 1
1FT70841AF711FH1 | SIMOTICS S SYNCHRON. MOTOR 1FT7, M0=20NM (100K) NN=3000RPM, PN=4,56KW NATURAL AIR COOLING; POWER CONNECTOR ROTATABLE VIBRATION SEVERITY GRADE A PROTECTION CLASS IP 65; FRAME SIZE IMB 5 (IM V1, IM V3) FLANGE 1 (1FT6 COMPATIBLE) ABSOLUTE ENCODER 22 BITS MULTI TURN WITH DRIVE-CLIQ INTERFACE (ENCODER AM-22-DQ) CONNECTOR ROTATABLE PLAIN SHAFT, WITH HOLDING BRAKE, ACCURACY TOLERANCE N | 5189 | TEM | 1 | MC | 23.9 | 1
1FT70841AF711MG1 | SIMOTICS S SYNCHRON. MOTOR 1FT7, M0=20NM (100K) NN=3000RPM, PN=4,56KW NATURAL AIR COOLING; POWER CONNECTOR ROTATABLE VIBRATION SEVERITY GRADE A PROTECTION CLASS IP 65; FRAME SIZE IMB 5 (IM V1, IM V3) (1FT6 COMPATIBLE) WITH KTY TEMPERATURE SENSOR ABSOLUTE ENCODER ENDAT 2048 S/R (ENCODER A-2048) CONNECTOR ROTATABLE PLAIN SHAFT, W/O HOLDING BRAKE; ACCURACY TOLERANCE N | 4065 | TEM | 1 | MC | 20.8 | 1
1FT70841AF711MH1 | SIMOTICS S SYNCHRON. MOTOR 1FT7, M0=20NM (100K) NN=3000RPM, PN=4,56KW NATURAL AIR COOLING; POWER CONNECTOR ROTATABLE VIBRATION SEVERITY GRADE A PROTECTION CLASS IP 65; FRAME SIZE IMB 5 (IM V1, IM V3) (1FT6 COMPATIBLE) WITH KTY TEMPERATURE SENSOR ABSOLUTE ENCODER ENDAT 2048 S/R (ENCODER A-2048) CONNECTOR ROTATABLE PLAIN SHAFT, WITH HOLDING BRAKE, ACCURACY TOLERANCE N | 4757 | TEM | 1 | MC | 23.9 | 1
1FT70841AF711NG1 | SIMOTICS S SYNCHRON. MOTOR 1FT7, M0=20NM (100K) NN=3000RPM, PN=4,56KW NATURAL AIR COOLING; POWER CONNECTOR ROTATABLE VIBRATION SEVERITY GRADE A PROTECTION CLASS IP 65; FRAME SIZE IMB 5 (1FT6 COMPATIBLE) WITH KTY TEMPERATURE SENSOR INCREM. ENCODER SIN/COS 1VSS 2048 S/R (ENCODER I-2048) CONNECTOR ROTATABLE PLAIN SHAFT, W/O HOLDING BRAKE; ACCURACY TOLERANCE N | 3311 | TEM | 1 | MC | 20.8 | 1
1FT70841AF711NH1 | SIMOTICS S SYNCHRON. MOTOR 1FT7, M0=20NM (100K) NN=3000RPM, PN=4,56KW NATURAL AIR COOLING; POWER CONNECTOR ROTATABLE VIBRATION SEVERITY GRADE A PROTECTION CLASS IP 65; FRAME SIZE IMB 5 (1FT6 COMPATIBLE) WITH KTY TEMPERATURE SENSOR INCREM. ENCODER SIN/COS 1VSS 2048 S/R (ENCODER I-2048) CONNECTOR ROTATABLE PLAIN SHAFT, WITH HOLDING BRAKE, ACCURACY TOLERANCE N | 4003 | TEM | 1 | MC | 23.9 | 1
1FT70841AH701BG1 | SIMOTICS S SYNCHRON. MOTOR 1FT7, M0=20NM (100K) NN=4500RPM, PN=4,82KW NATURAL AIR COOLING; POWER CONNECTOR ROTATABLE VIBRATION SEVERITY GRADE A PROTECTION CLASS IP 65; FRAME SIZE IMB 5 (IM V1, IM V3) FLANGE 0 ABSOLUTE VALUE ENCODER SINGLETURN 24 BIT WITH DRIVE-CLIQ INTERFACE (ENCODER AS24DQI) PLAIN SHAFT, W/O HOLDING BRAKE; ACCURACY TOLERANCE N | 3651 | TEM | 1 | MC | 20.8 | 1
1FT70841AH701CG1 | SIMOTICS S SYNCHRON. MOTOR 1FT7, M0=20NM (100K) NN=4500RPM, PN=4,82KW NATURAL AIR COOLING; POWER CONNECTOR ROTATABLE VIBRATION SEVERITY GRADE A PROTECTION CLASS IP 65; FRAME SIZE IMB 5 (IM V1, IM V3) FLANGE 0 ABSOLUTE ENCODER 24 BITS + 12 BIT MULTITURN WITH DRIVE-CLIQ INTERFACE (ENCODER AM24DQI) PLAIN SHAFT, W/O HOLDING BRAKE; ACCURACY TOLERANCE N | 4416 | TEM | 1 | MC | 20.9 | 1
1FT70841AH701CH1 | SIMOTICS S SYNCHRON. MOTOR 1FT7, M0=20NM (100K) NN=4500RPM, PN=4,82KW NATURAL AIR COOLING; POWER CONNECTOR ROTATABLE VIBRATION SEVERITY GRADE A PROTECTION CLASS IP 65; FRAME SIZE IMB 5 (IM V1, IM V3) FLANGE 0 ABSOLUTE ENCODER 24 BITS + 12 BIT MULTITURN WITH DRIVE-CLIQ INTERFACE (ENCODER AM24DQI) PLAIN SHAFT, WITH HOLDING BRAKE, ACCURACY TOLERANCE N | 5108 | TEM | 1 | MC | 24 | 1
1FT70841AH701DG1 | SIMOTICS S SYNCHRON. MOTOR 1FT7, M0=20NM (100K) NN=4500RPM, PN=4,82KW NATURAL AIR COOLING; POWER CONNECTOR ROTATABLE VIBRATION SEVERITY GRADE A PROTECTION CLASS IP 65; FRAME SIZE IMB 5 (IM V1, IM V3) FLANGE 0 INCREMENTAL ENCODER 2048 S/R WITH DRIVE-CLIQ INTERFACE (ENCODER I-2048) CONNECTOR ROTATABLE PLAIN SHAFT, W/O HOLDING BRAKE; ACCURACY TOLERANCE N | 3731 | TEM | 1 | MC | 20.8 | 1
1FT70841AH701DH1 | SIMOTICS S SYNCHRON. MOTOR 1FT7, M0=20NM (100K) NN=4500RPM, PN=4,82KW NATURAL AIR COOLING; POWER CONNECTOR ROTATABLE VIBRATION SEVERITY GRADE A PROTECTION CLASS IP 65; FRAME SIZE IMB 5 (IM V1, IM V3) FLANGE 0 INCREMENTAL ENCODER 2048 S/R WITH DRIVE-CLIQ INTERFACE (ENCODER I-2048) CONNECTOR ROTATABLE PLAIN SHAFT, WITH HOLDING BRAKE, ACCURACY TOLERANCE N | 4424 | TEM | 1 | MC | 23.9 | 1
1FT70841AH701FG1 | SIMOTICS S SYNCHRON. MOTOR 1FT7, M0=20NM (100K) NN=4500RPM, PN=4,82KW NATURAL AIR COOLING; POWER CONNECTOR ROTATABLE VIBRATION SEVERITY GRADE A PROTECTION CLASS IP 65; FRAME SIZE IMB 5 (IM V1, IM V3) FLANGE 0 ABSOLUTE ENCODER 22 BITS MULTI TURN WITH DRIVE-CLIQ INTERFACE (ENCODER AM-22-DQ) CONNECTOR ROTATABLE PLAIN SHAFT, W/O HOLDING BRAKE; ACCURACY TOLERANCE N | 4497 | TEM | 1 | MC | 20.8 | 1
1FT70841AH701FH1 | SIMOTICS S SYNCHRON. MOTOR 1FT7, M0=20NM (100K) NN=4500RPM, PN=4,82KW NATURAL AIR COOLING; POWER CONNECTOR ROTATABLE VIBRATION SEVERITY GRADE A PROTECTION CLASS IP 65; FRAME SIZE IMB 5 (IM V1, IM V3) FLANGE 0 ABSOLUTE ENCODER 22 BITS MULTI TURN WITH DRIVE-CLIQ INTERFACE (ENCODER AM-22-DQ) CONNECTOR ROTATABLE PLAIN SHAFT, WITH HOLDING BRAKE, ACCURACY TOLERANCE N | 5189 | TEM | 1 | MC | 23.9 | 1
1FT70841AH701MG1 | SIMOTICS S SYNCHRON. MOTOR 1FT7, M0=20NM (100K) NN=4500RPM, PN=4,82KW NATURAL AIR COOLING; POWER CONNECTOR ROTATABLE VIBRATION SEVERITY GRADE A PROTECTION CLASS IP 65; FRAME SIZE IMB 5 (IM V1, IM V3) FLANGE (COMPACT) WITH KTY TEMPERATURE SENSOR ABSOLUTE ENCODER ENDAT 2048 S/R (ENCODER A-2048) CONNECTOR ROTATABLE PLAIN SHAFT, W/O HOLDING BRAKE; ACCURACY TOLERANCE N | 4065 | TEM | 1 | MC | 20.8 | 1
1FT70841AH701NG1 | SIMOTICS S SYNCHRON. MOTOR 1FT7, M0=20NM (100K) NN=4500RPM, PN=4,82KW NATURAL AIR COOLING; POWER CONNECTOR ROTATABLE VIBRATION SEVERITY GRADE A PROTECTION CLASS IP 65; FRAME SIZE IMB 5 (IM V1, IM V3) FLANGE (COMPACT) WITH KTY TEMPERATURE SENSOR INCREM. ENCODER SIN/COS 1VSS 2048 S/R (ENCODER I-2048) CONNECTOR ROTATABLE PLAIN SHAFT, W/O HOLDING BRAKE; ACCURACY TOLERANCE N | 3311 | TEM | 1 | MC | 20.8 | 1
1FT70841AH701NH1 | SIMOTICS S SYNCHRON. MOTOR 1FT7, M0=20NM (100K) NN=4500RPM, PN=4,82KW NATURAL AIR COOLING; POWER CONNECTOR ROTATABLE VIBRATION SEVERITY GRADE A PROTECTION CLASS IP 65; FRAME SIZE IMB 5 (IM V1, IM V3) FLANGE (COMPACT) WITH KTY TEMPERATURE SENSOR INCREM. ENCODER SIN/COS 1VSS 2048 S/R (ENCODER I-2048) CONNECTOR ROTATABLE PLAIN SHAFT, WITH HOLDING BRAKE, ACCURACY TOLERANCE N | 4003 | TEM | 1 | MC | 23.9 | 1
1FT70841AH711BG1 | SIMOTICS S SYNCHRON. MOTOR 1FT7, M0=20NM (100K) NN=4500RPM, PN=4,82KW NATURAL AIR COOLING; POWER CONNECTOR ROTATABLE VIBRATION SEVERITY GRADE A PROTECTION CLASS IP 65; FRAME SIZE IMB 5 (IM V1, IM V3) FLANGE 1 (1FT6 COMPATIBLE) ABSOLUTE VALUE ENCODER SINGLETURN 24 BIT WITH DRIVE-CLIQ INTERFACE (ENCODER AS24DQI) PLAIN SHAFT, W/O HOLDING BRAKE; ACCURACY TOLERANCE N | 3651 | TEM | 1 | MC | 20.8 | 1
1FT70841AH711BH1 | SIMOTICS S SYNCHRON. MOTOR 1FT7, M0=20NM (100K) NN=4500RPM, PN=4,82KW NATURAL AIR COOLING; POWER CONNECTOR ROTATABLE VIBRATION SEVERITY GRADE A PROTECTION CLASS IP 65; FRAME SIZE IMB 5 (IM V1, IM V3) FLANGE 1 (1FT6 COMPATIBLE) ABSOLUTE VALUE ENCODER SINGLETURN 24 BIT WITH DRIVE-CLIQ INTERFACE (ENCODER AS24DQI) PLAIN SHAFT, WITH HOLDING BRAKE, ACCURACY TOLERANCE N | 4343 | TEM | 1 | MC | 23.9 | 1
1FT70841AH711CG1 | SIMOTICS S SYNCHRON. MOTOR 1FT7, M0=20NM (100K) NN=4500RPM, PN=4,82KW NATURAL AIR COOLING; POWER CONNECTOR ROTATABLE VIBRATION SEVERITY GRADE A PROTECTION CLASS IP 65; FRAME SIZE IMB 5 (IM V1, IM V3) FLANGE 1 (1FT6 COMPATIBLE) ABSOLUTE ENCODER 24 BITS + 12 BIT MULTITURN WITH DRIVE-CLIQ INTERFACE (ENCODER AM24DQI) PLAIN SHAFT, W/O HOLDING BRAKE; ACCURACY TOLERANCE N | 4416 | TEM | 1 | MC | 20.9 | 1
1FT70841AH711CH1 | SIMOTICS S SYNCHRON. MOTOR 1FT7, M0=20NM (100K) NN=4500RPM, PN=4,82KW NATURAL AIR COOLING; POWER CONNECTOR ROTATABLE VIBRATION SEVERITY GRADE A PROTECTION CLASS IP 65; FRAME SIZE IMB 5 (IM V1, IM V3) FLANGE 1 (1FT6 COMPATIBLE) ABSOLUTE ENCODER 24 BITS + 12 BIT MULTITURN WITH DRIVE-CLIQ INTERFACE (ENCODER AM24DQI) PLAIN SHAFT, WITH HOLDING BRAKE, ACCURACY TOLERANCE N | 5108 | TEM | 1 | MC | 24 | 1
1FT70841AH711DG1 | SIMOTICS S SYNCHRON. MOTOR 1FT7, M0=20NM (100K) NN=4500RPM, PN=4,82KW NATURAL AIR COOLING; POWER CONNECTOR ROTATABLE VIBRATION SEVERITY GRADE A PROTECTION CLASS IP 65; FRAME SIZE IMB 5 (IM V1, IM V3) FLANGE 1 (1FT6 COMPATIBLE) INCREMENTAL ENCODER 2048 S/R WITH DRIVE-CLIQ INTERFACE (ENCODER I-2048) CONNECTOR ROTATABLE PLAIN SHAFT, W/O HOLDING BRAKE; ACCURACY TOLERANCE N | 3731 | TEM | 1 | MC | 20.8 | 1
1FT70841AH711DH1 | SIMOTICS S SYNCHRON. MOTOR 1FT7, M0=20NM (100K) NN=4500RPM, PN=4,82KW NATURAL AIR COOLING; POWER CONNECTOR ROTATABLE VIBRATION SEVERITY GRADE A PROTECTION CLASS IP 65; FRAME SIZE IMB 5 (IM V1, IM V3) FLANGE 1 (1FT6 COMPATIBLE) INCREMENTAL ENCODER 2048 S/R WITH DRIVE-CLIQ INTERFACE (ENCODER I-2048) CONNECTOR ROTATABLE PLAIN SHAFT, WITH HOLDING BRAKE, ACCURACY TOLERANCE N | 4424 | TEM | 1 | MC | 23.9 | 1
1FT70841AH711FG1 | SIMOTICS S SYNCHRON. MOTOR 1FT7, M0=20NM (100K) NN=4500RPM, PN=4,82KW NATURAL AIR COOLING; POWER CONNECTOR ROTATABLE VIBRATION SEVERITY GRADE A PROTECTION CLASS IP 65; FRAME SIZE IMB 5 (IM V1, IM V3) FLANGE 1 (1FT6 COMPATIBLE) ABSOLUTE ENCODER 22 BITS MULTI TURN WITH DRIVE-CLIQ INTERFACE (ENCODER AM-22-DQ) CONNECTOR ROTATABLE PLAIN SHAFT, W/O HOLDING BRAKE; ACCURACY TOLERANCE N | 4497 | TEM | 1 | MC | 20.8 | 1
1FT70841AH711FH1 | SIMOTICS S SYNCHRON. MOTOR 1FT7, M0=20NM (100K) NN=4500RPM, PN=4,82KW NATURAL AIR COOLING; POWER CONNECTOR ROTATABLE VIBRATION SEVERITY GRADE A PROTECTION CLASS IP 65; FRAME SIZE IMB 5 (IM V1, IM V3) FLANGE 1 (1FT6 COMPATIBLE) ABSOLUTE ENCODER 22 BITS MULTI TURN WITH DRIVE-CLIQ INTERFACE (ENCODER AM-22-DQ) CONNECTOR ROTATABLE PLAIN SHAFT, WITH HOLDING BRAKE, ACCURACY TOLERANCE N | 5189 | TEM | 1 | MC | 23.9 | 1
1FT70841AH711MG1 | SIMOTICS S SYNCHRON. MOTOR 1FT7, M0=20NM (100K) NN=4500RPM, PN=4,82KW NATURAL AIR COOLING; POWER CONNECTOR ROTATABLE VIBRATION SEVERITY GRADE A PROTECTION CLASS IP 65; FRAME SIZE IMB 5 (IM V1, IM V3) (1FT6 COMPATIBLE) WITH KTY TEMPERATURE SENSOR ABSOLUTE ENCODER ENDAT 2048 S/R (ENCODER A-2048) CONNECTOR ROTATABLE PLAIN SHAFT, W/O HOLDING BRAKE; ACCURACY TOLERANCE N | 4065 | TEM | 1 | MC | 20.8 | 1
1FT70841AH711MH1 | SIMOTICS S SYNCHRON. MOTOR 1FT7, M0=20NM (100K) NN=4500RPM, PN=4,82KW NATURAL AIR COOLING; POWER CONNECTOR ROTATABLE VIBRATION SEVERITY GRADE A PROTECTION CLASS IP 65; FRAME SIZE IMB 5 (IM V1, IM V3) (1FT6 COMPATIBLE) WITH KTY TEMPERATURE SENSOR ABSOLUTE ENCODER ENDAT 2048 S/R (ENCODER A-2048) CONNECTOR ROTATABLE PLAIN SHAFT, WITH HOLDING BRAKE, ACCURACY TOLERANCE N | 4757 | TEM | 1 | MC | 23.9 | 1
1FT70841AH711NG1 | SIMOTICS S SYNCHRON. MOTOR 1FT7, M0=20NM (100K) NN=4500RPM, PN=4,82KW NATURAL AIR COOLING; POWER CONNECTOR ROTATABLE VIBRATION SEVERITY GRADE A PROTECTION CLASS IP 65; FRAME SIZE IMB 5 (1FT6 COMPATIBLE) WITH KTY TEMPERATURE SENSOR INCREM. ENCODER SIN/COS 1VSS 2048 S/R (ENCODER I-2048) CONNECTOR ROTATABLE PLAIN SHAFT, W/O HOLDING BRAKE; ACCURACY TOLERANCE N | 3311 | TEM | 1 | MC | 20.8 | 1
1FT70841AH711NH1 | SIMOTICS S SYNCHRON. MOTOR 1FT7, M0=20NM (100K) NN=4500RPM, PN=4,82KW NATURAL AIR COOLING; POWER CONNECTOR ROTATABLE VIBRATION SEVERITY GRADE A PROTECTION CLASS IP 65; FRAME SIZE IMB 5 (1FT6 COMPATIBLE) WITH KTY TEMPERATURE SENSOR INCREM. ENCODER SIN/COS 1VSS 2048 S/R (ENCODER I-2048) CONNECTOR ROTATABLE PLAIN SHAFT, WITH HOLDING BRAKE, ACCURACY TOLERANCE N | 4003 | TEM | 1 | MC | 23.9 | 1
1FT70845AC701BA1 | SIMOTICS S SYNCHRON. MOTOR 1FT7, M0=20NM (100K) NN=2000RPM, PN=3,54KW NATURAL AIR COOLING; FRAME SIZE IMB 5 (IM V1, IM V3) FLANGE 0 POWER CONNECTOR ROTATABLE ABSOLUTE VALUE ENCODER SINGLETURN 24 BIT WITH DRIVE-CLIQ INTERFACE (ENCODER AS24DQI) WITH FITTED KEY, ACCURACY TOLERANCE N, W/O HOLDING BRAKE VIBRATION SEVERITY GRADE A, DEGREE OF PROTECTION IP 65 | 4860 | TEM | 1 | MC | 20.904 | 1
1FT70845AC701BA2 | SIMOTICS S SYNCHRON. MOTOR 1FT7, M0=20NM (100K) NN=2000RPM, PN=3,54KW NATURAL AIR COOLING; FRAME SIZE IMB 5 (IM V1, IM V3) FLANGE 0 POWER CONNECTOR ROTATABLE ABSOLUTE VALUE ENCODER SINGLETURN 24 BIT WITH DRIVE-CLIQ INTERFACE (ENCODER AS24DQI) WITH FITTED KEY, ACCURACY TOLERANCE N, W/O HOLDING BRAKE VIBRATION SEVERITY GRADE A, DEGREE OF PROTECTION IP 67 | 4939 | TEM | 1 | MC | 20.904 | 1
1FT70845AC701BA3 | SIMOTICS S SYNCHRON. MOTOR 1FT7, M0=20NM (100K) NN=2000RPM, PN=3,54KW NATURAL AIR COOLING; FRAME SIZE IMB 5 (IM V1, IM V3) FLANGE 0 POWER CONNECTOR ROTATABLE ABSOLUTE VALUE ENCODER SINGLETURN 24 BIT WITH DRIVE-CLIQ INTERFACE (ENCODER AS24DQI) WITH FITTED KEY, ACCURACY TOLERANCE N, W/O HOLDING BRAKE VIBRATION SEVERITY GRADE A+R, DEGREE OF PROTECTION IP 64 | 4918 | TEM | 1 | MC | 20.904 | 1
1FT70845AC701BB0 | SIMOTICS S SYNCHRON. MOTOR 1FT7, M0=20NM (100K) NN=2000RPM, PN=3,54KW NATURAL AIR COOLING; FRAME SIZE IMB 5 (IM V1, IM V3) FLANGE 0 POWER CONNECTOR ROTATABLE ABSOLUTE VALUE ENCODER SINGLETURN 24 BIT WITH DRIVE-CLIQ INTERFACE (ENCODER AS24DQI) SHAFT WITH FITTED KEY; WITH HOLDING BRAKE; ACC. TOLERANCE N VIBRATION SEVERITY GRADE A, DEGREE OF PROTECTION IP 64 | 5661 | TEM | 1 | MC | 24.003 | 1
1FT70845AC701BG0 | SIMOTICS S SYNCHRON. MOTOR 1FT7, M0=20NM (100K) NN=2000RPM, PN=3,54KW NATURAL AIR COOLING; FRAME SIZE IMB 5 (IM V1, IM V3) FLANGE 0 POWER CONNECTOR ROTATABLE ABSOLUTE VALUE ENCODER SINGLETURN 24 BIT WITH DRIVE-CLIQ INTERFACE (ENCODER AS24DQI) PLAIN SHAFT, W/O HOLDING BRAKE; ACC. TOLERANCE N VIBRATION SEVERITY GRADE A, DEGREE OF PROTECTION IP 64 | 4764 | TEM | 1 | MC | 20.904 | 1
1FT70845AC701BG1 | SIMOTICS S SYNCHRON. MOTOR 1FT7, M0=20NM (100K) NN=2000RPM, PN=3,54KW NATURAL AIR COOLING; FRAME SIZE IMB 5 (IM V1, IM V3) FLANGE 0 POWER CONNECTOR ROTATABLE ABSOLUTE VALUE ENCODER SINGLETURN 24 BIT WITH DRIVE-CLIQ INTERFACE (ENCODER AS24DQI) PLAIN SHAFT, W/O HOLDING BRAKE; ACC. TOLERANCE N VIBRATION SEVERITY GRADE A, DEGREE OF PROTECTION IP 65 | 4860 | TEM | 1 | MC | 20.904 | 1
1FT70845AC701BG3 | SIMOTICS S SYNCHRON. MOTOR 1FT7, M0=20NM (100K) NN=2000RPM, PN=3,54KW NATURAL AIR COOLING; FRAME SIZE IMB 5 (IM V1, IM V3) FLANGE 0 POWER CONNECTOR ROTATABLE ABSOLUTE VALUE ENCODER SINGLETURN 24 BIT WITH DRIVE-CLIQ INTERFACE (ENCODER AS24DQI) PLAIN SHAFT, W/O HOLDING BRAKE; ACC. TOLERANCE N VIBRATION SEVERITY GRADE A+R, DEGREE OF PROTECTION IP 64 | 4918 | TEM | 1 | MC | 20.904 | 1
1FT70845AC701CA0 | SIMOTICS S SYNCHRON. MOTOR 1FT7, M0=20NM (100K) NN=2000RPM, PN=3,54KW NATURAL AIR COOLING; FRAME SIZE IMB 5 (IM V1, IM V3) FLANGE 0 POWER CONNECTOR ROTATABLE ABSOLUTE ENCODER 24 BITS + 12 BIT MULTITURN WITH DRIVE-CLIQ INTERFACE (ENCODER AM24DQI) WITH FITTED KEY, ACCURACY TOLERANCE N, W/O HOLDING BRAKE VIBRATION SEVERITY GRADE A, DEGREE OF PROTECTION IP 64 | 5529 | TEM | 1 | MC | 20.904 | 1
1FT70845AC701CA2 | SIMOTICS S SYNCHRON. MOTOR 1FT7, M0=20NM (100K) NN=2000RPM, PN=3,54KW NATURAL AIR COOLING; FRAME SIZE IMB 5 (IM V1, IM V3) FLANGE 0 POWER CONNECTOR ROTATABLE ABSOLUTE ENCODER 24 BITS + 12 BIT MULTITURN WITH DRIVE-CLIQ INTERFACE (ENCODER AM24DQI) WITH FITTED KEY, ACCURACY TOLERANCE N, W/O HOLDING BRAKE VIBRATION SEVERITY GRADE A, DEGREE OF PROTECTION IP 67 | 5704 | TEM | 1 | MC | 20.904 | 1
1FT70845AC701CB0 | SIMOTICS S SYNCHRON. MOTOR 1FT7, M0=20NM (100K) NN=2000RPM, PN=3,54KW NATURAL AIR COOLING; FRAME SIZE IMB 5 (IM V1, IM V3) FLANGE 0 POWER CONNECTOR ROTATABLE ABSOLUTE ENCODER 24 BITS + 12 BIT MULTITURN WITH DRIVE-CLIQ INTERFACE (ENCODER AM24DQI) SHAFT WITH FITTED KEY; WITH HOLDING BRAKE; ACC. TOLERANCE N VIBRATION SEVERITY GRADE A, DEGREE OF PROTECTION IP 64 | 6426 | TEM | 1 | MC | 24.003 | 1
1FT70845AC701CG0 | SIMOTICS S SYNCHRON. MOTOR 1FT7, M0=20NM (100K) NN=2000RPM, PN=3,54KW NATURAL AIR COOLING; FRAME SIZE IMB 5 (IM V1, IM V3) FLANGE 0 POWER CONNECTOR ROTATABLE ABSOLUTE ENCODER 24 BITS + 12 BIT MULTITURN WITH DRIVE-CLIQ INTERFACE (ENCODER AM24DQI) PLAIN SHAFT, W/O HOLDING BRAKE; ACC. TOLERANCE N VIBRATION SEVERITY GRADE A, DEGREE OF PROTECTION IP 64 | 5529 | TEM | 1 | MC | 20.904 | 1
1FT70845AC701CG1 | SIMOTICS S SYNCHRON. MOTOR 1FT7, M0=20NM (100K) NN=2000RPM, PN=3,54KW NATURAL AIR COOLING; FRAME SIZE IMB 5 (IM V1, IM V3) FLANGE 0 POWER CONNECTOR ROTATABLE ABSOLUTE ENCODER 24 BITS + 12 BIT MULTITURN WITH DRIVE-CLIQ INTERFACE (ENCODER AM24DQI) PLAIN SHAFT, W/O HOLDING BRAKE; ACC. TOLERANCE N VIBRATION SEVERITY GRADE A, DEGREE OF PROTECTION IP 65 | 5625 | TEM | 1 | MC | 20.904 | 1
1FT70845AC701CG3 | SIMOTICS S SYNCHRON. MOTOR 1FT7, M0=20NM (100K) NN=2000RPM, PN=3,54KW NATURAL AIR COOLING; FRAME SIZE IMB 5 (IM V1, IM V3) FLANGE 0 POWER CONNECTOR ROTATABLE ABSOLUTE ENCODER 24 BITS + 12 BIT MULTITURN WITH DRIVE-CLIQ INTERFACE (ENCODER AM24DQI) PLAIN SHAFT, W/O HOLDING BRAKE; ACC. TOLERANCE N VIBRATION SEVERITY GRADE A+R, DEGREE OF PROTECTION IP 64 | 5683 | TEM | 1 | MC | 20.904 | 1
1FT70845AC701CH0 | SIMOTICS S SYNCHRON. MOTOR 1FT7, M0=20NM (100K) NN=2000RPM, PN=3,54KW NATURAL AIR COOLING; FRAME SIZE IMB 5 (IM V1, IM V3) FLANGE 0 POWER CONNECTOR ROTATABLE ABSOLUTE ENCODER 24 BITS + 12 BIT MULTITURN WITH DRIVE-CLIQ INTERFACE (ENCODER AM24DQI) PLAIN SHAFT, WITH HOLDING BRAKE; ACCURACY TOLERANCE N VIBRATION SEVERITY GRADE A, DEGREE OF PROTECTION IP 64 | 6426 | TEM | 1 | MC | 24.003 | 1
1FT70845AC701CH3 | SIMOTICS S SYNCHRON. MOTOR 1FT7, M0=20NM (100K) NN=2000RPM, PN=3,54KW NATURAL AIR COOLING; FRAME SIZE IMB 5 (IM V1, IM V3) FLANGE 0 POWER CONNECTOR ROTATABLE ABSOLUTE ENCODER 24 BITS + 12 BIT MULTITURN WITH DRIVE-CLIQ INTERFACE (ENCODER AM24DQI) PLAIN SHAFT, WITH HOLDING BRAKE; ACCURACY TOLERANCE N VIBRATION SEVERITY GRADE A+R, DEGREE OF PROTECTION IP 64 | 6581 | TEM | 1 | MC | 24.003 | 1
1FT70845AC701CK2 | SIMOTICS S SYNCHRON. MOTOR 1FT7, M0=20NM (100K) NN=2000RPM, PN=3,54KW NATURAL AIR COOLING; FRAME SIZE IMB 5 (IM V1, IM V3) FLANGE 0 POWER CONNECTOR ROTATABLE ABSOLUTE ENCODER 24 BITS + 12 BIT MULTITURN WITH DRIVE-CLIQ INTERFACE (ENCODER AM24DQI) PLAIN SHAFT, W/O HOLDING BRAKE; ACC. TOLERANCE R VIBRATION SEVERITY GRADE A, DEGREE OF PROTECTION IP 67 | 5864 | TEM | 1 | MC | 20.904 | 1
1FT70845AC701DA0 | SIMOTICS S SYNCHRON. MOTOR 1FT7, M0=20NM (100K) NN=2000RPM, PN=3,54KW NATURAL AIR COOLING; FRAME SIZE IMB 5 (IM V1, IM V3) FLANGE 0 POWER CONNECTOR ROTATABLE INCREMENTAL ENCODER 2048 S/R WITH DRIVE-CLIQ INTERFACE (ENCODER I-2048) CONNECTOR ROTATABLE WITH FITTED KEY, ACCURACY TOLERANCE N, W/O HOLDING BRAKE VIBRATION SEVERITY GRADE A, DEGREE OF PROTECTION IP 64 | 4844 | TEM | 1 | MC | 20.904 | 1
1FT70845AC701DA1 | SIMOTICS S SYNCHRON. MOTOR 1FT7, M0=20NM (100K) NN=2000RPM, PN=3,54KW NATURAL AIR COOLING; FRAME SIZE IMB 5 (IM V1, IM V3) FLANGE 0 POWER CONNECTOR ROTATABLE INCREMENTAL ENCODER 2048 S/R WITH DRIVE-CLIQ INTERFACE (ENCODER I-2048) CONNECTOR ROTATABLE WITH FITTED KEY, ACCURACY TOLERANCE N, W/O HOLDING BRAKE VIBRATION SEVERITY GRADE A, DEGREE OF PROTECTION IP 65 | 4940 | TEM | 1 | MC | 20.904 | 1
1FT70845AC701DA2 | SIMOTICS S SYNCHRON. MOTOR 1FT7, M0=20NM (100K) NN=2000RPM, PN=3,54KW NATURAL AIR COOLING; FRAME SIZE IMB 5 (IM V1, IM V3) FLANGE 0 POWER CONNECTOR ROTATABLE INCREMENTAL ENCODER 2048 S/R WITH DRIVE-CLIQ INTERFACE (ENCODER I-2048) CONNECTOR ROTATABLE WITH FITTED KEY, ACCURACY TOLERANCE N, W/O HOLDING BRAKE VIBRATION SEVERITY GRADE A, DEGREE OF PROTECTION IP 67 | 5019 | TEM | 1 | MC | 20.904 | 1
1FT70845AC701DA3 | SIMOTICS S SYNCHRON. MOTOR 1FT7, M0=20NM (100K) NN=2000RPM, PN=3,54KW NATURAL AIR COOLING; FRAME SIZE IMB 5 (IM V1, IM V3) FLANGE 0 POWER CONNECTOR ROTATABLE INCREMENTAL ENCODER 2048 S/R WITH DRIVE-CLIQ INTERFACE (ENCODER I-2048) CONNECTOR ROTATABLE WITH FITTED KEY, ACCURACY TOLERANCE N, W/O HOLDING BRAKE VIBRATION SEVERITY GRADE A+R, DEGREE OF PROTECTION IP 64 | 4998 | TEM | 1 | MC | 20.904 | 1
1FT70845AC701DB0 | SIMOTICS S SYNCHRON. MOTOR 1FT7, M0=20NM (100K) NN=2000RPM, PN=3,54KW NATURAL AIR COOLING; FRAME SIZE IMB 5 (IM V1, IM V3) FLANGE 0 POWER CONNECTOR ROTATABLE INCREMENTAL ENCODER 2048 S/R WITH DRIVE-CLIQ INTERFACE (ENCODER I-2048) CONNECTOR ROTATABLE SHAFT WITH FITTED KEY; WITH HOLDING BRAKE; ACC. TOLERANCE N VIBRATION SEVERITY GRADE A, DEGREE OF PROTECTION IP 64 | 5741 | TEM | 1 | MC | 24.003 | 1
1FT70845AC701DB1 | SIMOTICS S SYNCHRON. MOTOR 1FT7, M0=20NM (100K) NN=2000RPM, PN=3,54KW NATURAL AIR COOLING; FRAME SIZE IMB 5 (IM V1, IM V3) FLANGE 0 POWER CONNECTOR ROTATABLE INCREMENTAL ENCODER 2048 S/R WITH DRIVE-CLIQ INTERFACE (ENCODER I-2048) CONNECTOR ROTATABLE SHAFT WITH FITTED KEY; WITH HOLDING BRAKE; ACC. TOLERANCE N VIBRATION SEVERITY GRADE A, DEGREE OF PROTECTION IP 65 | 5838 | TEM | 1 | MC | 24.003 | 1
1FT70845AC701DB3 | SIMOTICS S SYNCHRON. MOTOR 1FT7, M0=20NM (100K) NN=2000RPM, PN=3,54KW NATURAL AIR COOLING; FRAME SIZE IMB 5 (IM V1, IM V3) FLANGE 0 POWER CONNECTOR ROTATABLE INCREMENTAL ENCODER 2048 S/R WITH DRIVE-CLIQ INTERFACE (ENCODER I-2048) CONNECTOR ROTATABLE SHAFT WITH FITTED KEY; WITH HOLDING BRAKE; ACC. TOLERANCE N VIBRATION SEVERITY GRADE A+R, DEGREE OF PROTECTION IP 64 | 5896 | TEM | 1 | MC | 24.003 | 1
1FT70845AC701DB5 | SIMOTICS S SYNCHRON. MOTOR 1FT7, M0=20NM (100K) NN=2000RPM, PN=3,54KW NATURAL AIR COOLING; FRAME SIZE IMB 5 (IM V1, IM V3) FLANGE 0 POWER CONNECTOR ROTATABLE INCREMENTAL ENCODER 2048 S/R WITH DRIVE-CLIQ INTERFACE (ENCODER I-2048) CONNECTOR ROTATABLE SHAFT WITH FITTED KEY; WITH HOLDING BRAKE; ACC. TOLERANCE N VIBRATION SEVERITY GRADE A+R, DEGREE OF PROTECTION IP 67 | 6073 | TEM | 1 | MC | 24.003 | 1
1FT70845AC701DE1 | SIMOTICS S SYNCHRON. MOTOR 1FT7, M0=20NM (100K) NN=2000RPM, PN=3,54KW NATURAL AIR COOLING; FRAME SIZE IMB 5 (IM V1, IM V3) FLANGE 0 POWER CONNECTOR ROTATABLE INCREMENTAL ENCODER 2048 S/R WITH DRIVE-CLIQ INTERFACE (ENCODER I-2048) CONNECTOR ROTATABLE SHAFT WITH FITTED KEY; WITH HOLDING BRAKE; ACC. TOLERANCE R VIBRATION SEVERITY GRADE A, DEGREE OF PROTECTION IP 65 | 5995 | TEM | 1 | MC | 24.003 | 1
1FT70845AC701DG0 | SIMOTICS S SYNCHRON. MOTOR 1FT7, M0=20NM (100K) NN=2000RPM, PN=3,54KW NATURAL AIR COOLING; FRAME SIZE IMB 5 (IM V1, IM V3) FLANGE 0 POWER CONNECTOR ROTATABLE INCREMENTAL ENCODER 2048 S/R WITH DRIVE-CLIQ INTERFACE (ENCODER I-2048) CONNECTOR ROTATABLE PLAIN SHAFT, W/O HOLDING BRAKE; ACC. TOLERANCE N VIBRATION SEVERITY GRADE A, DEGREE OF PROTECTION IP 64 | 4844 | TEM | 1 | MC | 20.904 | 1
1FT70845AC701DG1 | SIMOTICS S SYNCHRON. MOTOR 1FT7, M0=20NM (100K) NN=2000RPM, PN=3,54KW NATURAL AIR COOLING; FRAME SIZE IMB 5 (IM V1, IM V3) FLANGE 0 POWER CONNECTOR ROTATABLE INCREMENTAL ENCODER 2048 S/R WITH DRIVE-CLIQ INTERFACE (ENCODER I-2048) CONNECTOR ROTATABLE PLAIN SHAFT, W/O HOLDING BRAKE; ACC. TOLERANCE N VIBRATION SEVERITY GRADE A, DEGREE OF PROTECTION IP 65 | 4940 | TEM | 1 | MC | 20.904 | 1
1FT70845AC701DG3 | SIMOTICS S SYNCHRON. MOTOR 1FT7, M0=20NM (100K) NN=2000RPM, PN=3,54KW NATURAL AIR COOLING; FRAME SIZE IMB 5 (IM V1, IM V3) FLANGE 0 POWER CONNECTOR ROTATABLE INCREMENTAL ENCODER 2048 S/R WITH DRIVE-CLIQ INTERFACE (ENCODER I-2048) CONNECTOR ROTATABLE PLAIN SHAFT, W/O HOLDING BRAKE; ACC. TOLERANCE N VIBRATION SEVERITY GRADE A+R, DEGREE OF PROTECTION IP 64 | 4998 | TEM | 1 | MC | 20.904 | 1
1FT70845AC701DH0 | SIMOTICS S SYNCHRON. MOTOR 1FT7, M0=20NM (100K) NN=2000RPM, PN=3,54KW NATURAL AIR COOLING; FRAME SIZE IMB 5 (IM V1, IM V3) FLANGE 0 POWER CONNECTOR ROTATABLE INCREMENTAL ENCODER 2048 S/R WITH DRIVE-CLIQ INTERFACE (ENCODER I-2048) CONNECTOR ROTATABLE PLAIN SHAFT, WITH HOLDING BRAKE; ACCURACY TOLERANCE N VIBRATION SEVERITY GRADE A, DEGREE OF PROTECTION IP 64 | 5741 | TEM | 1 | MC | 24.003 | 1
1FT70845AC701DH1 | SIMOTICS S SYNCHRON. MOTOR 1FT7, M0=20NM (100K) NN=2000RPM, PN=3,54KW NATURAL AIR COOLING; FRAME SIZE IMB 5 (IM V1, IM V3) FLANGE 0 POWER CONNECTOR ROTATABLE INCREMENTAL ENCODER 2048 S/R WITH DRIVE-CLIQ INTERFACE (ENCODER I-2048) CONNECTOR ROTATABLE PLAIN SHAFT, WITH HOLDING BRAKE; ACCURACY TOLERANCE N VIBRATION SEVERITY GRADE A, DEGREE OF PROTECTION IP 65 | 5838 | TEM | 1 | MC | 24.003 | 1
1FT70845AC701DK0 | SIMOTICS S SYNCHRON. MOTOR 1FT7, M0=20NM (100K) NN=2000RPM, PN=3,54KW NATURAL AIR COOLING; FRAME SIZE IMB 5 (IM V1, IM V3) FLANGE 0 POWER CONNECTOR ROTATABLE INCREMENTAL ENCODER 2048 S/R WITH DRIVE-CLIQ INTERFACE (ENCODER I-2048) CONNECTOR ROTATABLE PLAIN SHAFT, W/O HOLDING BRAKE; ACC. TOLERANCE R VIBRATION SEVERITY GRADE A, DEGREE OF PROTECTION IP 64 | 5003 | TEM | 1 | MC | 20.904 | 1
1FT70845AC701FA0 | SIMOTICS S SYNCHRON. MOTOR 1FT7, M0=20NM (100K) NN=2000RPM, PN=3,54KW NATURAL AIR COOLING; FRAME SIZE IMB 5 (IM V1, IM V3) FLANGE 0 POWER CONNECTOR ROTATABLE ABSOLUTE ENCODER 22 BITS MULTI TURN WITH DRIVE-CLIQ INTERFACE (ENCODER AM-22-DQ) CONNECTOR ROTATABLE WITH FITTED KEY, ACCURACY TOLERANCE N, W/O HOLDING BRAKE VIBRATION SEVERITY GRADE A, DEGREE OF PROTECTION IP 64 | 5609 | TEM | 1 | MC | 20.904 | 1
1FT70845AC701FA1 | SIMOTICS S SYNCHRON. MOTOR 1FT7, M0=20NM (100K) NN=2000RPM, PN=3,54KW NATURAL AIR COOLING; FRAME SIZE IMB 5 (IM V1, IM V3) FLANGE 0 POWER CONNECTOR ROTATABLE ABSOLUTE ENCODER 22 BITS MULTI TURN WITH DRIVE-CLIQ INTERFACE (ENCODER AM-22-DQ) CONNECTOR ROTATABLE WITH FITTED KEY, ACCURACY TOLERANCE N, W/O HOLDING BRAKE VIBRATION SEVERITY GRADE A, DEGREE OF PROTECTION IP 65 | 5705 | TEM | 1 | MC | 20.904 | 1
1FT70845AC701FA5 | SIMOTICS S SYNCHRON. MOTOR 1FT7, M0=20NM (100K) NN=2000RPM, PN=3,54KW NATURAL AIR COOLING; FRAME SIZE IMB 5 (IM V1, IM V3) FLANGE 0 POWER CONNECTOR ROTATABLE ABSOLUTE ENCODER 22 BITS MULTI TURN WITH DRIVE-CLIQ INTERFACE (ENCODER AM-22-DQ) CONNECTOR ROTATABLE WITH FITTED KEY, ACCURACY TOLERANCE N, W/O HOLDING BRAKE VIBRATION SEVERITY GRADE A+R, DEGREE OF PROTECTION IP 67 | 5940 | TEM | 1 | MC | 20.904 | 1
1FT70845AC701FB0 | SIMOTICS S SYNCHRON. MOTOR 1FT7, M0=20NM (100K) NN=2000RPM, PN=3,54KW NATURAL AIR COOLING; FRAME SIZE IMB 5 (IM V1, IM V3) FLANGE 0 POWER CONNECTOR ROTATABLE ABSOLUTE ENCODER 22 BITS MULTI TURN WITH DRIVE-CLIQ INTERFACE (ENCODER AM-22-DQ) CONNECTOR ROTATABLE SHAFT WITH FITTED KEY; WITH HOLDING BRAKE; ACC. TOLERANCE N VIBRATION SEVERITY GRADE A, DEGREE OF PROTECTION IP 64 | 6507 | TEM | 1 | MC | 24.003 | 1
1FT70845AC701FB3 | SIMOTICS S SYNCHRON. MOTOR 1FT7, M0=20NM (100K) NN=2000RPM, PN=3,54KW NATURAL AIR COOLING; FRAME SIZE IMB 5 (IM V1, IM V3) FLANGE 0 POWER CONNECTOR ROTATABLE ABSOLUTE ENCODER 22 BITS MULTI TURN WITH DRIVE-CLIQ INTERFACE (ENCODER AM-22-DQ) CONNECTOR ROTATABLE SHAFT WITH FITTED KEY; WITH HOLDING BRAKE; ACC. TOLERANCE N VIBRATION SEVERITY GRADE A+R, DEGREE OF PROTECTION IP 64 | 6661 | TEM | 1 | MC | 24.003 | 1
1FT70845AC701FB4 | SIMOTICS S SYNCHRON. MOTOR 1FT7, M0=20NM (100K) NN=2000RPM, PN=3,54KW NATURAL AIR COOLING; FRAME SIZE IMB 5 (IM V1, IM V3) FLANGE 0 POWER CONNECTOR ROTATABLE ABSOLUTE ENCODER 22 BITS MULTI TURN WITH DRIVE-CLIQ INTERFACE (ENCODER AM-22-DQ) CONNECTOR ROTATABLE SHAFT WITH FITTED KEY; WITH HOLDING BRAKE; ACC. TOLERANCE N VIBRATION SEVERITY GRADE A+R, DEGREE OF PROTECTION IP 65 | 6759 | TEM | 1 | MC | 24.003 | 1
1FT70845AC701FB5 | SIMOTICS S SYNCHRON. MOTOR 1FT7, M0=20NM (100K) NN=2000RPM, PN=3,54KW NATURAL AIR COOLING; FRAME SIZE IMB 5 (IM V1, IM V3) FLANGE 0 POWER CONNECTOR ROTATABLE ABSOLUTE ENCODER 22 BITS MULTI TURN WITH DRIVE-CLIQ INTERFACE (ENCODER AM-22-DQ) CONNECTOR ROTATABLE SHAFT WITH FITTED KEY; WITH HOLDING BRAKE; ACC. TOLERANCE N VIBRATION SEVERITY GRADE A+R, DEGREE OF PROTECTION IP 67 | 6838 | TEM | 1 | MC | 24.003 | 1
1FT70845AC701FG0 | SIMOTICS S SYNCHRON. MOTOR 1FT7, M0=20NM (100K) NN=2000RPM, PN=3,54KW NATURAL AIR COOLING; FRAME SIZE IMB 5 (IM V1, IM V3) FLANGE 0 POWER CONNECTOR ROTATABLE ABSOLUTE ENCODER 22 BITS MULTI TURN WITH DRIVE-CLIQ INTERFACE (ENCODER AM-22-DQ) CONNECTOR ROTATABLE PLAIN SHAFT, W/O HOLDING BRAKE; ACC. TOLERANCE N VIBRATION SEVERITY GRADE A, DEGREE OF PROTECTION IP 64 | 5609 | TEM | 1 | MC | 20.904 | 1
1FT70845AC701FG1 | SIMOTICS S SYNCHRON. MOTOR 1FT7, M0=20NM (100K) NN=2000RPM, PN=3,54KW NATURAL AIR COOLING; FRAME SIZE IMB 5 (IM V1, IM V3) FLANGE 0 POWER CONNECTOR ROTATABLE ABSOLUTE ENCODER 22 BITS MULTI TURN WITH DRIVE-CLIQ INTERFACE (ENCODER AM-22-DQ) CONNECTOR ROTATABLE PLAIN SHAFT, W/O HOLDING BRAKE; ACC. TOLERANCE N VIBRATION SEVERITY GRADE A, DEGREE OF PROTECTION IP 65 | 5705 | TEM | 1 | MC | 20.904 | 1
1FT70845AC701FG3 | SIMOTICS S SYNCHRON. MOTOR 1FT7, M0=20NM (100K) NN=2000RPM, PN=3,54KW NATURAL AIR COOLING; FRAME SIZE IMB 5 (IM V1, IM V3) FLANGE 0 POWER CONNECTOR ROTATABLE ABSOLUTE ENCODER 22 BITS MULTI TURN WITH DRIVE-CLIQ INTERFACE (ENCODER AM-22-DQ) CONNECTOR ROTATABLE PLAIN SHAFT, W/O HOLDING BRAKE; ACC. TOLERANCE N VIBRATION SEVERITY GRADE A+R, DEGREE OF PROTECTION IP 64 | 5764 | TEM | 1 | MC | 20.904 | 1
1FT70845AC701FG4 | SIMOTICS S SYNCHRON. MOTOR 1FT7, M0=20NM (100K) NN=2000RPM, PN=3,54KW NATURAL AIR COOLING; FRAME SIZE IMB 5 (IM V1, IM V3) FLANGE 0 POWER CONNECTOR ROTATABLE ABSOLUTE ENCODER 22 BITS MULTI TURN WITH DRIVE-CLIQ INTERFACE (ENCODER AM-22-DQ) CONNECTOR ROTATABLE PLAIN SHAFT, W/O HOLDING BRAKE; ACC. TOLERANCE N VIBRATION SEVERITY GRADE A+R, DEGREE OF PROTECTION IP 65 | 5861 | TEM | 1 | MC | 20.904 | 1
1FT70845AC701FG5 | SIMOTICS S SYNCHRON. MOTOR 1FT7, M0=20NM (100K) NN=2000RPM, PN=3,54KW NATURAL AIR COOLING; FRAME SIZE IMB 5 (IM V1, IM V3) FLANGE 0 POWER CONNECTOR ROTATABLE ABSOLUTE ENCODER 22 BITS MULTI TURN WITH DRIVE-CLIQ INTERFACE (ENCODER AM-22-DQ) CONNECTOR ROTATABLE PLAIN SHAFT, W/O HOLDING BRAKE; ACC. TOLERANCE N VIBRATION SEVERITY GRADE A+R, DEGREE OF PROTECTION IP 67 | 5940 | TEM | 1 | MC | 20.904 | 1
1FT70845AC701FH1 | SIMOTICS S SYNCHRON. MOTOR 1FT7, M0=20NM (100K) NN=2000RPM, PN=3,54KW NATURAL AIR COOLING; FRAME SIZE IMB 5 (IM V1, IM V3) FLANGE 0 POWER CONNECTOR ROTATABLE ABSOLUTE ENCODER 22 BITS MULTI TURN WITH DRIVE-CLIQ INTERFACE (ENCODER AM-22-DQ) CONNECTOR ROTATABLE PLAIN SHAFT, WITH HOLDING BRAKE; ACCURACY TOLERANCE N VIBRATION SEVERITY GRADE A, DEGREE OF PROTECTION IP 65 | 6603 | TEM | 1 | MC | 24.003 | 1
1FT70845AC701FH2 | SIMOTICS S SYNCHRON. MOTOR 1FT7, M0=20NM (100K) NN=2000RPM, PN=3,54KW NATURAL AIR COOLING; FRAME SIZE IMB 5 (IM V1, IM V3) FLANGE 0 POWER CONNECTOR ROTATABLE ABSOLUTE ENCODER 22 BITS MULTI TURN WITH DRIVE-CLIQ INTERFACE (ENCODER AM-22-DQ) CONNECTOR ROTATABLE PLAIN SHAFT, WITH HOLDING BRAKE; ACCURACY TOLERANCE N VIBRATION SEVERITY GRADE A, DEGREE OF PROTECTION IP 67 | 6682 | TEM | 1 | MC | 24.003 | 1
1FT70845AC701FH3 | SIMOTICS S SYNCHRON. MOTOR 1FT7, M0=20NM (100K) NN=2000RPM, PN=3,54KW NATURAL AIR COOLING; FRAME SIZE IMB 5 (IM V1, IM V3) FLANGE 0 POWER CONNECTOR ROTATABLE ABSOLUTE ENCODER 22 BITS MULTI TURN WITH DRIVE-CLIQ INTERFACE (ENCODER AM-22-DQ) CONNECTOR ROTATABLE PLAIN SHAFT, WITH HOLDING BRAKE; ACCURACY TOLERANCE N VIBRATION SEVERITY GRADE A+R, DEGREE OF PROTECTION IP 64 | 6661 | TEM | 1 | MC | 24.003 | 1
1FT70845AC701FH5 | SIMOTICS S SYNCHRON. MOTOR 1FT7, M0=20NM (100K) NN=2000RPM, PN=3,54KW NATURAL AIR COOLING; FRAME SIZE IMB 5 (IM V1, IM V3) FLANGE 0 POWER CONNECTOR ROTATABLE ABSOLUTE ENCODER 22 BITS MULTI TURN WITH DRIVE-CLIQ INTERFACE (ENCODER AM-22-DQ) CONNECTOR ROTATABLE PLAIN SHAFT, WITH HOLDING BRAKE; ACCURACY TOLERANCE N VIBRATION SEVERITY GRADE A+R, DEGREE OF PROTECTION IP 67 | 6838 | TEM | 1 | MC | 24.003 | 1
1FT70845AC701FK1 | SIMOTICS S SYNCHRON. MOTOR 1FT7, M0=20NM (100K) NN=2000RPM, PN=3,54KW NATURAL AIR COOLING; FRAME SIZE IMB 5 (IM V1, IM V3) FLANGE 0 POWER CONNECTOR ROTATABLE ABSOLUTE ENCODER 22 BITS MULTI TURN WITH DRIVE-CLIQ INTERFACE (ENCODER AM-22-DQ) CONNECTOR ROTATABLE PLAIN SHAFT, W/O HOLDING BRAKE; ACC. TOLERANCE R VIBRATION SEVERITY GRADE A, DEGREE OF PROTECTION IP 65 | 5864 | TEM | 1 | MC | 20.904 | 1
1FT70845AC701FK2 | SIMOTICS S SYNCHRON. MOTOR 1FT7, M0=20NM (100K) NN=2000RPM, PN=3,54KW NATURAL AIR COOLING; FRAME SIZE IMB 5 (IM V1, IM V3) FLANGE 0 POWER CONNECTOR ROTATABLE ABSOLUTE ENCODER 22 BITS MULTI TURN WITH DRIVE-CLIQ INTERFACE (ENCODER AM-22-DQ) CONNECTOR ROTATABLE PLAIN SHAFT, W/O HOLDING BRAKE; ACC. TOLERANCE R VIBRATION SEVERITY GRADE A, DEGREE OF PROTECTION IP 67 | 5944 | TEM | 1 | MC | 20.904 | 1
1FT70845AC701MA0 | SIMOTICS S SYNCHRON. MOTOR 1FT7, M0=20NM (100K) NN=2000RPM, PN=3,54KW NATURAL AIR COOLING; FRAME SIZE IMB 5 (IM V1, IM V3) FLANGE (COMPACT) WITH KTY TEMPERATURE SENSOR POWER CONNECTOR ROTATABLE ABSOLUTE ENCODER ENDAT 2048 S/R (ENCODER A-2048) CONNECTOR ROTATABLE WITH FITTED KEY, ACCURACY TOLERANCE N, W/O HOLDING BRAKE VIBRATION SEVERITY GRADE A, DEGREE OF PROTECTION IP 64 | 5177 | TEM | 1 | MC | 20.904 | 1
1FT70845AC701MB0 | SIMOTICS S SYNCHRON. MOTOR 1FT7, M0=20NM (100K) NN=2000RPM, PN=3,54KW NATURAL AIR COOLING; FRAME SIZE IMB 5 (IM V1, IM V3) FLANGE (COMPACT) WITH KTY TEMPERATURE SENSOR POWER CONNECTOR ROTATABLE ABSOLUTE ENCODER ENDAT 2048 S/R (ENCODER A-2048) CONNECTOR ROTATABLE SHAFT WITH FITTED KEY; WITH HOLDING BRAKE; ACC. TOLERANCE N VIBRATION SEVERITY GRADE A, DEGREE OF PROTECTION IP 64 | 6075 | TEM | 1 | MC | 24.003 | 1
1FT70845AC701MG0 | SIMOTICS S SYNCHRON. MOTOR 1FT7, M0=20NM (100K) NN=2000RPM, PN=3,54KW NATURAL AIR COOLING; FRAME SIZE IMB 5 (IM V1, IM V3) FLANGE (COMPACT) WITH KTY TEMPERATURE SENSOR POWER CONNECTOR ROTATABLE ABSOLUTE ENCODER ENDAT 2048 S/R (ENCODER A-2048) CONNECTOR ROTATABLE PLAIN SHAFT, W/O HOLDING BRAKE; ACC. TOLERANCE N VIBRATION SEVERITY GRADE A, DEGREE OF PROTECTION IP 64 | 5177 | TEM | 1 | MC | 20.904 | 1
1FT70845AC701MG3 | SIMOTICS S SYNCHRON. MOTOR 1FT7, M0=20NM (100K) NN=2000RPM, PN=3,54KW NATURAL AIR COOLING; FRAME SIZE IMB 5 (IM V1, IM V3) FLANGE (COMPACT) WITH KTY TEMPERATURE SENSOR POWER CONNECTOR ROTATABLE ABSOLUTE ENCODER ENDAT 2048 S/R (ENCODER A-2048) CONNECTOR ROTATABLE PLAIN SHAFT, W/O HOLDING BRAKE; ACC. TOLERANCE N VIBRATION SEVERITY GRADE A+R, DEGREE OF PROTECTION IP 64 | 5332 | TEM | 1 | MC | 20.904 | 1
1FT70845AC701MH2 | SIMOTICS S SYNCHRON. MOTOR 1FT7, M0=20NM (100K) NN=2000RPM, PN=3,54KW NATURAL AIR COOLING; FRAME SIZE IMB 5 (IM V1, IM V3) FLANGE (COMPACT) WITH KTY TEMPERATURE SENSOR POWER CONNECTOR ROTATABLE ABSOLUTE ENCODER ENDAT 2048 S/R (ENCODER A-2048) CONNECTOR ROTATABLE PLAIN SHAFT, WITH HOLDING BRAKE; ACCURACY TOLERANCE N VIBRATION SEVERITY GRADE A, DEGREE OF PROTECTION IP 67 | 6251 | TEM | 1 | MC | 24.003 | 1
1FT70845AC701NA0 | SIMOTICS S SYNCHRON. MOTOR 1FT7, M0=20NM (100K) NN=2000RPM, PN=3,54KW NATURAL AIR COOLING; FRAME SIZE IMB 5 (IM V1, IM V3) FLANGE (COMPACT) WITH KTY TEMPERATURE SENSOR POWER CONNECTOR ROTATABLE INCREM. ENCODER SIN/COS 1VSS 2048 S/R (ENCODER I-2048) CONNECTOR ROTATABLE WITH FITTED KEY, ACCURACY TOLERANCE N, W/O HOLDING BRAKE VIBRATION SEVERITY GRADE A, DEGREE OF PROTECTION IP 64 | 4423 | TEM | 1 | MC | 20.904 | 1
1FT70845AC701NA1 | SIMOTICS S SYNCHRON. MOTOR 1FT7, M0=20NM (100K) NN=2000RPM, PN=3,54KW NATURAL AIR COOLING; FRAME SIZE IMB 5 (IM V1, IM V3) FLANGE (COMPACT) WITH KTY TEMPERATURE SENSOR POWER CONNECTOR ROTATABLE INCREM. ENCODER SIN/COS 1VSS 2048 S/R (ENCODER I-2048) CONNECTOR ROTATABLE WITH FITTED KEY, ACCURACY TOLERANCE N, W/O HOLDING BRAKE VIBRATION SEVERITY GRADE A, DEGREE OF PROTECTION IP 65 | 4519 | TEM | 1 | MC | 20.904 | 1
1FT70845AC701NB0 | SIMOTICS S SYNCHRON. MOTOR 1FT7, M0=20NM (100K) NN=2000RPM, PN=3,54KW NATURAL AIR COOLING; FRAME SIZE IMB 5 (IM V1, IM V3) FLANGE (COMPACT) WITH KTY TEMPERATURE SENSOR POWER CONNECTOR ROTATABLE INCREM. ENCODER SIN/COS 1VSS 2048 S/R (ENCODER I-2048) CONNECTOR ROTATABLE SHAFT WITH FITTED KEY; WITH HOLDING BRAKE; ACC. TOLERANCE N VIBRATION SEVERITY GRADE A, DEGREE OF PROTECTION IP 64 | 5321 | TEM | 1 | MC | 24.003 | 1
1FT70845AC701NG0 | SIMOTICS S SYNCHRON. MOTOR 1FT7, M0=20NM (100K) NN=2000RPM, PN=3,54KW NATURAL AIR COOLING; FRAME SIZE IMB 5 (IM V1, IM V3) FLANGE (COMPACT) WITH KTY TEMPERATURE SENSOR POWER CONNECTOR ROTATABLE INCREM. ENCODER SIN/COS 1VSS 2048 S/R (ENCODER I-2048) CONNECTOR ROTATABLE PLAIN SHAFT, W/O HOLDING BRAKE; ACC. TOLERANCE N VIBRATION SEVERITY GRADE A, DEGREE OF PROTECTION IP 64 | 4423 | TEM | 1 | MC | 20.904 | 1
1FT70845AC701NG1 | SIMOTICS S SYNCHRON. MOTOR 1FT7, M0=20NM (100K) NN=2000RPM, PN=3,54KW NATURAL AIR COOLING; FRAME SIZE IMB 5 (IM V1, IM V3) FLANGE (COMPACT) WITH KTY TEMPERATURE SENSOR POWER CONNECTOR ROTATABLE INCREM. ENCODER SIN/COS 1VSS 2048 S/R (ENCODER I-2048) CONNECTOR ROTATABLE PLAIN SHAFT, W/O HOLDING BRAKE; ACC. TOLERANCE N VIBRATION SEVERITY GRADE A, DEGREE OF PROTECTION IP 65 | 4519 | TEM | 1 | MC | 20.904 | 1
1FT70845AC701NH0 | SIMOTICS S SYNCHRON. MOTOR 1FT7, M0=20NM (100K) NN=2000RPM, PN=3,54KW NATURAL AIR COOLING; FRAME SIZE IMB 5 (IM V1, IM V3) FLANGE (COMPACT) WITH KTY TEMPERATURE SENSOR POWER CONNECTOR ROTATABLE INCREM. ENCODER SIN/COS 1VSS 2048 S/R (ENCODER I-2048) CONNECTOR ROTATABLE PLAIN SHAFT, WITH HOLDING BRAKE; ACCURACY TOLERANCE N VIBRATION SEVERITY GRADE A, DEGREE OF PROTECTION IP 64 | 5321 | TEM | 1 | MC | 24.003 | 1
1FT70845AC701NH1 | SIMOTICS S SYNCHRON. MOTOR 1FT7, M0=20NM (100K) NN=2000RPM, PN=3,54KW NATURAL AIR COOLING; FRAME SIZE IMB 5 (IM V1, IM V3) FLANGE (COMPACT) WITH KTY TEMPERATURE SENSOR POWER CONNECTOR ROTATABLE INCREM. ENCODER SIN/COS 1VSS 2048 S/R (ENCODER I-2048) CONNECTOR ROTATABLE PLAIN SHAFT, WITH HOLDING BRAKE; ACCURACY TOLERANCE N VIBRATION SEVERITY GRADE A, DEGREE OF PROTECTION IP 65 | 5417 | TEM | 1 | MC | 24.003 | 1
1FT70845AC711BA0 | SIMOTICS S SYNCHRON. MOTOR 1FT7, M0=20NM (100K) NN=2000RPM, PN=3,54KW NATURAL AIR COOLING; FRAME SIZE IMB 5 (IM V1, IM V3) FLANGE 1 (1FT6 COMPATIBLE) POWER CONNECTOR ROTATABLE ABSOLUTE VALUE ENCODER SINGLETURN 24 BIT WITH DRIVE-CLIQ INTERFACE (ENCODER AS24DQI) WITH FITTED KEY, ACCURACY TOLERANCE N, W/O HOLDING BRAKE VIBRATION SEVERITY GRADE A, DEGREE OF PROTECTION IP 64 | 4764 | TEM | 1 | MC | 20.904 | 1
1FT70845AC711BA1 | SIMOTICS S SYNCHRON. MOTOR 1FT7, M0=20NM (100K) NN=2000RPM, PN=3,54KW NATURAL AIR COOLING; FRAME SIZE IMB 5 (IM V1, IM V3) FLANGE 1 (1FT6 COMPATIBLE) POWER CONNECTOR ROTATABLE ABSOLUTE VALUE ENCODER SINGLETURN 24 BIT WITH DRIVE-CLIQ INTERFACE (ENCODER AS24DQI) WITH FITTED KEY, ACCURACY TOLERANCE N, W/O HOLDING BRAKE VIBRATION SEVERITY GRADE A, DEGREE OF PROTECTION IP 65 | 4860 | TEM | 1 | MC | 20.904 | 1
1FT70845AC711BA3 | SIMOTICS S SYNCHRON. MOTOR 1FT7, M0=20NM (100K) NN=2000RPM, PN=3,54KW NATURAL AIR COOLING; FRAME SIZE IMB 5 (IM V1, IM V3) FLANGE 1 (1FT6 COMPATIBLE) POWER CONNECTOR ROTATABLE ABSOLUTE VALUE ENCODER SINGLETURN 24 BIT WITH DRIVE-CLIQ INTERFACE (ENCODER AS24DQI) WITH FITTED KEY, ACCURACY TOLERANCE N, W/O HOLDING BRAKE VIBRATION SEVERITY GRADE A+R, DEGREE OF PROTECTION IP 64 | 4918 | TEM | 1 | MC | 20.904 | 1
1FT70845AC711BB0 | SIMOTICS S SYNCHRON. MOTOR 1FT7, M0=20NM (100K) NN=2000RPM, PN=3,54KW NATURAL AIR COOLING; FRAME SIZE IMB 5 (IM V1, IM V3) FLANGE 1 (1FT6 COMPATIBLE) POWER CONNECTOR ROTATABLE ABSOLUTE VALUE ENCODER SINGLETURN 24 BIT WITH DRIVE-CLIQ INTERFACE (ENCODER AS24DQI) SHAFT WITH FITTED KEY; WITH HOLDING BRAKE; ACC. TOLERANCE N VIBRATION SEVERITY GRADE A, DEGREE OF PROTECTION IP 64 | 5661 | TEM | 1 | MC | 24.003 | 1
1FT70845AC711BB1 | SIMOTICS S SYNCHRON. MOTOR 1FT7, M0=20NM (100K) NN=2000RPM, PN=3,54KW NATURAL AIR COOLING; FRAME SIZE IMB 5 (IM V1, IM V3) FLANGE 1 (1FT6 COMPATIBLE) POWER CONNECTOR ROTATABLE ABSOLUTE VALUE ENCODER SINGLETURN 24 BIT WITH DRIVE-CLIQ INTERFACE (ENCODER AS24DQI) SHAFT WITH FITTED KEY; WITH HOLDING BRAKE; ACC. TOLERANCE N VIBRATION SEVERITY GRADE A, DEGREE OF PROTECTION IP 65 | 5757 | TEM | 1 | MC | 24.003 | 1
1FT70845AC711BB3 | SIMOTICS S SYNCHRON. MOTOR 1FT7, M0=20NM (100K) NN=2000RPM, PN=3,54KW NATURAL AIR COOLING; FRAME SIZE IMB 5 (IM V1, IM V3) FLANGE 1 (1FT6 COMPATIBLE) POWER CONNECTOR ROTATABLE ABSOLUTE VALUE ENCODER SINGLETURN 24 BIT WITH DRIVE-CLIQ INTERFACE (ENCODER AS24DQI) SHAFT WITH FITTED KEY; WITH HOLDING BRAKE; ACC. TOLERANCE N VIBRATION SEVERITY GRADE A+R, DEGREE OF PROTECTION IP 64 | 5816 | TEM | 1 | MC | 24.003 | 1
1FT70845AC711BD1 | SIMOTICS S SYNCHRON. MOTOR 1FT7, M0=20NM (100K) NN=2000RPM, PN=3,54KW NATURAL AIR COOLING; FRAME SIZE IMB 5 (IM V1, IM V3) FLANGE 1 (1FT6 COMPATIBLE) POWER CONNECTOR ROTATABLE ABSOLUTE VALUE ENCODER SINGLETURN 24 BIT WITH DRIVE-CLIQ INTERFACE (ENCODER AS24DQI) SHAFT WITH FITTED KEY; W/O HOLDING BRAKE; ACC. TOLERANCE R VIBRATION SEVERITY GRADE A, DEGREE OF PROTECTION IP 65 | 5019 | TEM | 1 | MC | 20.904 | 1
1FT70845AC711BD5 | SIMOTICS S SYNCHRON. MOTOR 1FT7, M0=20NM (100K) NN=2000RPM, PN=3,54KW NATURAL AIR COOLING; FRAME SIZE IMB 5 (IM V1, IM V3) FLANGE 1 (1FT6 COMPATIBLE) POWER CONNECTOR ROTATABLE ABSOLUTE VALUE ENCODER SINGLETURN 24 BIT WITH DRIVE-CLIQ INTERFACE (ENCODER AS24DQI) SHAFT WITH FITTED KEY; W/O HOLDING BRAKE; ACC. TOLERANCE R VIBRATION SEVERITY GRADE A+R, DEGREE OF PROTECTION IP 67 | 5255 | TEM | 1 | MC | 20.904 | 1
1FT70845AC711BE1 | SIMOTICS S SYNCHRON. MOTOR 1FT7, M0=20NM (100K) NN=2000RPM, PN=3,54KW NATURAL AIR COOLING; FRAME SIZE IMB 5 (IM V1, IM V3) FLANGE 1 (1FT6 COMPATIBLE) POWER CONNECTOR ROTATABLE ABSOLUTE VALUE ENCODER SINGLETURN 24 BIT WITH DRIVE-CLIQ INTERFACE (ENCODER AS24DQI) SHAFT WITH FITTED KEY; WITH HOLDING BRAKE; ACC. TOLERANCE R VIBRATION SEVERITY GRADE A, DEGREE OF PROTECTION IP 65 | 5914 | TEM | 1 | MC | 24.003 | 1
1FT70845AC711BG0 | SIMOTICS S SYNCHRON. MOTOR 1FT7, M0=20NM (100K) NN=2000RPM, PN=3,54KW NATURAL AIR COOLING; FRAME SIZE IMB 5 (IM V1, IM V3) FLANGE 1 (1FT6 COMPATIBLE) POWER CONNECTOR ROTATABLE ABSOLUTE VALUE ENCODER SINGLETURN 24 BIT WITH DRIVE-CLIQ INTERFACE (ENCODER AS24DQI) PLAIN SHAFT, W/O HOLDING BRAKE; ACC. TOLERANCE N VIBRATION SEVERITY GRADE A, DEGREE OF PROTECTION IP 64 | 4764 | TEM | 1 | MC | 20.904 | 1
1FT70845AC711BG1 | SIMOTICS S SYNCHRON. MOTOR 1FT7, M0=20NM (100K) NN=2000RPM, PN=3,54KW NATURAL AIR COOLING; FRAME SIZE IMB 5 (IM V1, IM V3) FLANGE 1 (1FT6 COMPATIBLE) POWER CONNECTOR ROTATABLE ABSOLUTE VALUE ENCODER SINGLETURN 24 BIT WITH DRIVE-CLIQ INTERFACE (ENCODER AS24DQI) PLAIN SHAFT, W/O HOLDING BRAKE; ACC. TOLERANCE N VIBRATION SEVERITY GRADE A, DEGREE OF PROTECTION IP 65 | 4860 | TEM | 1 | MC | 20.904 | 1
1FT70845AC711BG2 | SIMOTICS S SYNCHRON. MOTOR 1FT7, M0=20NM (100K) NN=2000RPM, PN=3,54KW NATURAL AIR COOLING; FRAME SIZE IMB 5 (IM V1, IM V3) FLANGE 1 (1FT6 COMPATIBLE) POWER CONNECTOR ROTATABLE ABSOLUTE VALUE ENCODER SINGLETURN 24 BIT WITH DRIVE-CLIQ INTERFACE (ENCODER AS24DQI) PLAIN SHAFT, W/O HOLDING BRAKE; ACC. TOLERANCE N VIBRATION SEVERITY GRADE A, DEGREE OF PROTECTION IP 67 | 4939 | TEM | 1 | MC | 20.904 | 1
1FT70845AC711BG3 | SIMOTICS S SYNCHRON. MOTOR 1FT7, M0=20NM (100K) NN=2000RPM, PN=3,54KW NATURAL AIR COOLING; FRAME SIZE IMB 5 (IM V1, IM V3) FLANGE 1 (1FT6 COMPATIBLE) POWER CONNECTOR ROTATABLE ABSOLUTE VALUE ENCODER SINGLETURN 24 BIT WITH DRIVE-CLIQ INTERFACE (ENCODER AS24DQI) PLAIN SHAFT, W/O HOLDING BRAKE; ACC. TOLERANCE N VIBRATION SEVERITY GRADE A+R, DEGREE OF PROTECTION IP 64 | 4918 | TEM | 1 | MC | 20.904 | 1
1FT70845AC711BH0 | SIMOTICS S SYNCHRON. MOTOR 1FT7, M0=20NM (100K) NN=2000RPM, PN=3,54KW NATURAL AIR COOLING; FRAME SIZE IMB 5 (IM V1, IM V3) FLANGE 1 (1FT6 COMPATIBLE) POWER CONNECTOR ROTATABLE ABSOLUTE VALUE ENCODER SINGLETURN 24 BIT WITH DRIVE-CLIQ INTERFACE (ENCODER AS24DQI) PLAIN SHAFT, WITH HOLDING BRAKE; ACCURACY TOLERANCE N VIBRATION SEVERITY GRADE A, DEGREE OF PROTECTION IP 64 | 5661 | TEM | 1 | MC | 24.003 | 1
1FT70845AC711BH1 | SIMOTICS S SYNCHRON. MOTOR 1FT7, M0=20NM (100K) NN=2000RPM, PN=3,54KW NATURAL AIR COOLING; FRAME SIZE IMB 5 (IM V1, IM V3) FLANGE 1 (1FT6 COMPATIBLE) POWER CONNECTOR ROTATABLE ABSOLUTE VALUE ENCODER SINGLETURN 24 BIT WITH DRIVE-CLIQ INTERFACE (ENCODER AS24DQI) PLAIN SHAFT, WITH HOLDING BRAKE; ACCURACY TOLERANCE N VIBRATION SEVERITY GRADE A, DEGREE OF PROTECTION IP 65 | 5757 | TEM | 1 | MC | 24.003 | 1
1FT70845AC711BL0 | SIMOTICS S SYNCHRON. MOTOR 1FT7, M0=20NM (100K) NN=2000RPM, PN=3,54KW NATURAL AIR COOLING; FRAME SIZE IMB 5 (IM V1, IM V3) FLANGE 1 (1FT6 COMPATIBLE) POWER CONNECTOR ROTATABLE ABSOLUTE VALUE ENCODER SINGLETURN 24 BIT WITH DRIVE-CLIQ INTERFACE (ENCODER AS24DQI) PLAIN SHAFT, WITH HOLDING BRAKE; ACCURACY TOLERANCE R VIBRATION SEVERITY GRADE A, DEGREE OF PROTECTION IP 64 | 5818 | TEM | 1 | MC | 24.003 | 1
1FT70845AC711CA0 | SIMOTICS S SYNCHRON. MOTOR 1FT7, M0=20NM (100K) NN=2000RPM, PN=3,54KW NATURAL AIR COOLING; FRAME SIZE IMB 5 (IM V1, IM V3) FLANGE 1 (1FT6 COMPATIBLE) POWER CONNECTOR ROTATABLE ABSOLUTE ENCODER 24 BITS + 12 BIT MULTITURN WITH DRIVE-CLIQ INTERFACE (ENCODER AM24DQI) WITH FITTED KEY, ACCURACY TOLERANCE N, W/O HOLDING BRAKE VIBRATION SEVERITY GRADE A, DEGREE OF PROTECTION IP 64 | 5529 | TEM | 1 | MC | 20.904 | 1
1FT70845AC711CA1 | SIMOTICS S SYNCHRON. MOTOR 1FT7, M0=20NM (100K) NN=2000RPM, PN=3,54KW NATURAL AIR COOLING; FRAME SIZE IMB 5 (IM V1, IM V3) FLANGE 1 (1FT6 COMPATIBLE) POWER CONNECTOR ROTATABLE ABSOLUTE ENCODER 24 BITS + 12 BIT MULTITURN WITH DRIVE-CLIQ INTERFACE (ENCODER AM24DQI) WITH FITTED KEY, ACCURACY TOLERANCE N, W/O HOLDING BRAKE VIBRATION SEVERITY GRADE A, DEGREE OF PROTECTION IP 65 | 5625 | TEM | 1 | MC | 20.904 | 1
1FT70845AC711CA3 | SIMOTICS S SYNCHRON. MOTOR 1FT7, M0=20NM (100K) NN=2000RPM, PN=3,54KW NATURAL AIR COOLING; FRAME SIZE IMB 5 (IM V1, IM V3) FLANGE 1 (1FT6 COMPATIBLE) POWER CONNECTOR ROTATABLE ABSOLUTE ENCODER 24 BITS + 12 BIT MULTITURN WITH DRIVE-CLIQ INTERFACE (ENCODER AM24DQI) WITH FITTED KEY, ACCURACY TOLERANCE N, W/O HOLDING BRAKE VIBRATION SEVERITY GRADE A+R, DEGREE OF PROTECTION IP 64 | 5683 | TEM | 1 | MC | 20.904 | 1
1FT70845AC711CB0 | SIMOTICS S SYNCHRON. MOTOR 1FT7, M0=20NM (100K) NN=2000RPM, PN=3,54KW NATURAL AIR COOLING; FRAME SIZE IMB 5 (IM V1, IM V3) FLANGE 1 (1FT6 COMPATIBLE) POWER CONNECTOR ROTATABLE ABSOLUTE ENCODER 24 BITS + 12 BIT MULTITURN WITH DRIVE-CLIQ INTERFACE (ENCODER AM24DQI) SHAFT WITH FITTED KEY; WITH HOLDING BRAKE; ACC. TOLERANCE N VIBRATION SEVERITY GRADE A, DEGREE OF PROTECTION IP 64 | 6426 | TEM | 1 | MC | 24.003 | 1
1FT70845AC711CB1 | SIMOTICS S SYNCHRON. MOTOR 1FT7, M0=20NM (100K) NN=2000RPM, PN=3,54KW NATURAL AIR COOLING; FRAME SIZE IMB 5 (IM V1, IM V3) FLANGE 1 (1FT6 COMPATIBLE) POWER CONNECTOR ROTATABLE ABSOLUTE ENCODER 24 BITS + 12 BIT MULTITURN WITH DRIVE-CLIQ INTERFACE (ENCODER AM24DQI) SHAFT WITH FITTED KEY; WITH HOLDING BRAKE; ACC. TOLERANCE N VIBRATION SEVERITY GRADE A, DEGREE OF PROTECTION IP 65 | 6523 | TEM | 1 | MC | 24.003 | 1
1FT70845AC711CB2 | SIMOTICS S SYNCHRON. MOTOR 1FT7, M0=20NM (100K) NN=2000RPM, PN=3,54KW NATURAL AIR COOLING; FRAME SIZE IMB 5 (IM V1, IM V3) FLANGE 1 (1FT6 COMPATIBLE) POWER CONNECTOR ROTATABLE ABSOLUTE ENCODER 24 BITS + 12 BIT MULTITURN WITH DRIVE-CLIQ INTERFACE (ENCODER AM24DQI) SHAFT WITH FITTED KEY; WITH HOLDING BRAKE; ACC. TOLERANCE N VIBRATION SEVERITY GRADE A, DEGREE OF PROTECTION IP 67 | 6602 | TEM | 1 | MC | 24.003 | 1
1FT70845AC711CG0 | SIMOTICS S SYNCHRON. MOTOR 1FT7, M0=20NM (100K) NN=2000RPM, PN=3,54KW NATURAL AIR COOLING; FRAME SIZE IMB 5 (IM V1, IM V3) FLANGE 1 (1FT6 COMPATIBLE) POWER CONNECTOR ROTATABLE ABSOLUTE ENCODER 24 BITS + 12 BIT MULTITURN WITH DRIVE-CLIQ INTERFACE (ENCODER AM24DQI) PLAIN SHAFT, W/O HOLDING BRAKE; ACC. TOLERANCE N VIBRATION SEVERITY GRADE A, DEGREE OF PROTECTION IP 64 | 5529 | TEM | 1 | MC | 20.904 | 1
1FT70845AC711CG1 | SIMOTICS S SYNCHRON. MOTOR 1FT7, M0=20NM (100K) NN=2000RPM, PN=3,54KW NATURAL AIR COOLING; FRAME SIZE IMB 5 (IM V1, IM V3) FLANGE 1 (1FT6 COMPATIBLE) POWER CONNECTOR ROTATABLE ABSOLUTE ENCODER 24 BITS + 12 BIT MULTITURN WITH DRIVE-CLIQ INTERFACE (ENCODER AM24DQI) PLAIN SHAFT, W/O HOLDING BRAKE; ACC. TOLERANCE N VIBRATION SEVERITY GRADE A, DEGREE OF PROTECTION IP 65 | 5625 | TEM | 1 | MC | 20.904 | 1
1FT70845AC711CG2 | SIMOTICS S SYNCHRON. MOTOR 1FT7, M0=20NM (100K) NN=2000RPM, PN=3,54KW NATURAL AIR COOLING; FRAME SIZE IMB 5 (IM V1, IM V3) FLANGE 1 (1FT6 COMPATIBLE) POWER CONNECTOR ROTATABLE ABSOLUTE ENCODER 24 BITS + 12 BIT MULTITURN WITH DRIVE-CLIQ INTERFACE (ENCODER AM24DQI) PLAIN SHAFT, W/O HOLDING BRAKE; ACC. TOLERANCE N VIBRATION SEVERITY GRADE A, DEGREE OF PROTECTION IP 67 | 5704 | TEM | 1 | MC | 20.904 | 1
1FT70845AC711CG3 | SIMOTICS S SYNCHRON. MOTOR 1FT7, M0=20NM (100K) NN=2000RPM, PN=3,54KW NATURAL AIR COOLING; FRAME SIZE IMB 5 (IM V1, IM V3) FLANGE 1 (1FT6 COMPATIBLE) POWER CONNECTOR ROTATABLE ABSOLUTE ENCODER 24 BITS + 12 BIT MULTITURN WITH DRIVE-CLIQ INTERFACE (ENCODER AM24DQI) PLAIN SHAFT, W/O HOLDING BRAKE; ACC. TOLERANCE N VIBRATION SEVERITY GRADE A+R, DEGREE OF PROTECTION IP 64 | 5683 | TEM | 1 | MC | 20.904 | 1
1FT70845AC711CH0 | SIMOTICS S SYNCHRON. MOTOR 1FT7, M0=20NM (100K) NN=2000RPM, PN=3,54KW NATURAL AIR COOLING; FRAME SIZE IMB 5 (IM V1, IM V3) FLANGE 1 (1FT6 COMPATIBLE) POWER CONNECTOR ROTATABLE ABSOLUTE ENCODER 24 BITS + 12 BIT MULTITURN WITH DRIVE-CLIQ INTERFACE (ENCODER AM24DQI) PLAIN SHAFT, WITH HOLDING BRAKE; ACCURACY TOLERANCE N VIBRATION SEVERITY GRADE A, DEGREE OF PROTECTION IP 64 | 6426 | TEM | 1 | MC | 24.003 | 1
1FT70845AC711CH1 | SIMOTICS S SYNCHRON. MOTOR 1FT7, M0=20NM (100K) NN=2000RPM, PN=3,54KW NATURAL AIR COOLING; FRAME SIZE IMB 5 (IM V1, IM V3) FLANGE 1 (1FT6 COMPATIBLE) POWER CONNECTOR ROTATABLE ABSOLUTE ENCODER 24 BITS + 12 BIT MULTITURN WITH DRIVE-CLIQ INTERFACE (ENCODER AM24DQI) PLAIN SHAFT, WITH HOLDING BRAKE; ACCURACY TOLERANCE N VIBRATION SEVERITY GRADE A, DEGREE OF PROTECTION IP 65 | 6523 | TEM | 1 | MC | 24.003 | 1
1FT70845AC711CH2 | SIMOTICS S SYNCHRON. MOTOR 1FT7, M0=20NM (100K) NN=2000RPM, PN=3,54KW NATURAL AIR COOLING; FRAME SIZE IMB 5 (IM V1, IM V3) FLANGE 1 (1FT6 COMPATIBLE) POWER CONNECTOR ROTATABLE ABSOLUTE ENCODER 24 BITS + 12 BIT MULTITURN WITH DRIVE-CLIQ INTERFACE (ENCODER AM24DQI) PLAIN SHAFT, WITH HOLDING BRAKE; ACCURACY TOLERANCE N VIBRATION SEVERITY GRADE A, DEGREE OF PROTECTION IP 67 | 6602 | TEM | 1 | MC | 24.003 | 1
1FT70845AC711CH3 | SIMOTICS S SYNCHRON. MOTOR 1FT7, M0=20NM (100K) NN=2000RPM, PN=3,54KW NATURAL AIR COOLING; FRAME SIZE IMB 5 (IM V1, IM V3) FLANGE 1 (1FT6 COMPATIBLE) POWER CONNECTOR ROTATABLE ABSOLUTE ENCODER 24 BITS + 12 BIT MULTITURN WITH DRIVE-CLIQ INTERFACE (ENCODER AM24DQI) PLAIN SHAFT, WITH HOLDING BRAKE; ACCURACY TOLERANCE N VIBRATION SEVERITY GRADE A+R, DEGREE OF PROTECTION IP 64 | 6581 | TEM | 1 | MC | 24.003 | 1
1FT70845AC711CH5 | SIMOTICS S SYNCHRON. MOTOR 1FT7, M0=20NM (100K) NN=2000RPM, PN=3,54KW NATURAL AIR COOLING; FRAME SIZE IMB 5 (IM V1, IM V3) FLANGE 1 (1FT6 COMPATIBLE) POWER CONNECTOR ROTATABLE ABSOLUTE ENCODER 24 BITS + 12 BIT MULTITURN WITH DRIVE-CLIQ INTERFACE (ENCODER AM24DQI) PLAIN SHAFT, WITH HOLDING BRAKE; ACCURACY TOLERANCE N VIBRATION SEVERITY GRADE A+R, DEGREE OF PROTECTION IP 67 | 6758 | TEM | 1 | MC | 24.003 | 1
1FT70845AC711DA0 | SIMOTICS S SYNCHRON. MOTOR 1FT7, M0=20NM (100K) NN=2000RPM, PN=3,54KW NATURAL AIR COOLING; FRAME SIZE IMB 5 (IM V1, IM V3) FLANGE 1 (1FT6 COMPATIBLE) POWER CONNECTOR ROTATABLE INCREMENTAL ENCODER 2048 S/R WITH DRIVE-CLIQ INTERFACE (ENCODER I-2048) CONNECTOR ROTATABLE WITH FITTED KEY, ACCURACY TOLERANCE N, W/O HOLDING BRAKE VIBRATION SEVERITY GRADE A, DEGREE OF PROTECTION IP 64 | 4844 | TEM | 1 | MC | 20.904 | 1
1FT70845AC711DA1 | SIMOTICS S SYNCHRON. MOTOR 1FT7, M0=20NM (100K) NN=2000RPM, PN=3,54KW NATURAL AIR COOLING; FRAME SIZE IMB 5 (IM V1, IM V3) FLANGE 1 (1FT6 COMPATIBLE) POWER CONNECTOR ROTATABLE INCREMENTAL ENCODER 2048 S/R WITH DRIVE-CLIQ INTERFACE (ENCODER I-2048) CONNECTOR ROTATABLE WITH FITTED KEY, ACCURACY TOLERANCE N, W/O HOLDING BRAKE VIBRATION SEVERITY GRADE A, DEGREE OF PROTECTION IP 65 | 4940 | TEM | 1 | MC | 20.904 | 1
1FT70845AC711DA2 | SIMOTICS S SYNCHRON. MOTOR 1FT7, M0=20NM (100K) NN=2000RPM, PN=3,54KW NATURAL AIR COOLING; FRAME SIZE IMB 5 (IM V1, IM V3) FLANGE 1 (1FT6 COMPATIBLE) POWER CONNECTOR ROTATABLE INCREMENTAL ENCODER 2048 S/R WITH DRIVE-CLIQ INTERFACE (ENCODER I-2048) CONNECTOR ROTATABLE WITH FITTED KEY, ACCURACY TOLERANCE N, W/O HOLDING BRAKE VIBRATION SEVERITY GRADE A, DEGREE OF PROTECTION IP 67 | 5019 | TEM | 1 | MC | 20.904 | 1
1FT70845AC711DA3 | SIMOTICS S SYNCHRON. MOTOR 1FT7, M0=20NM (100K) NN=2000RPM, PN=3,54KW NATURAL AIR COOLING; FRAME SIZE IMB 5 (IM V1, IM V3) FLANGE 1 (1FT6 COMPATIBLE) POWER CONNECTOR ROTATABLE INCREMENTAL ENCODER 2048 S/R WITH DRIVE-CLIQ INTERFACE (ENCODER I-2048) CONNECTOR ROTATABLE WITH FITTED KEY, ACCURACY TOLERANCE N, W/O HOLDING BRAKE VIBRATION SEVERITY GRADE A+R, DEGREE OF PROTECTION IP 64 | 4998 | TEM | 1 | MC | 20.904 | 1
1FT70845AC711DA4 | SIMOTICS S SYNCHRON. MOTOR 1FT7, M0=20NM (100K) NN=2000RPM, PN=3,54KW NATURAL AIR COOLING; FRAME SIZE IMB 5 (IM V1, IM V3) FLANGE 1 (1FT6 COMPATIBLE) POWER CONNECTOR ROTATABLE INCREMENTAL ENCODER 2048 S/R WITH DRIVE-CLIQ INTERFACE (ENCODER I-2048) CONNECTOR ROTATABLE WITH FITTED KEY, ACCURACY TOLERANCE N, W/O HOLDING BRAKE VIBRATION SEVERITY GRADE A+R, DEGREE OF PROTECTION IP 65 | 5096 | TEM | 1 | MC | 20.904 | 1
1FT70845AC711DB0 | SIMOTICS S SYNCHRON. MOTOR 1FT7, M0=20NM (100K) NN=2000RPM, PN=3,54KW NATURAL AIR COOLING; FRAME SIZE IMB 5 (IM V1, IM V3) FLANGE 1 (1FT6 COMPATIBLE) POWER CONNECTOR ROTATABLE INCREMENTAL ENCODER 2048 S/R WITH DRIVE-CLIQ INTERFACE (ENCODER I-2048) CONNECTOR ROTATABLE SHAFT WITH FITTED KEY; WITH HOLDING BRAKE; ACC. TOLERANCE N VIBRATION SEVERITY GRADE A, DEGREE OF PROTECTION IP 64 | 5741 | TEM | 1 | MC | 24.003 | 1
1FT70845AC711DB1 | SIMOTICS S SYNCHRON. MOTOR 1FT7, M0=20NM (100K) NN=2000RPM, PN=3,54KW NATURAL AIR COOLING; FRAME SIZE IMB 5 (IM V1, IM V3) FLANGE 1 (1FT6 COMPATIBLE) POWER CONNECTOR ROTATABLE INCREMENTAL ENCODER 2048 S/R WITH DRIVE-CLIQ INTERFACE (ENCODER I-2048) CONNECTOR ROTATABLE SHAFT WITH FITTED KEY; WITH HOLDING BRAKE; ACC. TOLERANCE N VIBRATION SEVERITY GRADE A, DEGREE OF PROTECTION IP 65 | 5838 | TEM | 1 | MC | 24.003 | 1
1FT70845AC711DB2 | SIMOTICS S SYNCHRON. MOTOR 1FT7, M0=20NM (100K) NN=2000RPM, PN=3,54KW NATURAL AIR COOLING; FRAME SIZE IMB 5 (IM V1, IM V3) FLANGE 1 (1FT6 COMPATIBLE) POWER CONNECTOR ROTATABLE INCREMENTAL ENCODER 2048 S/R WITH DRIVE-CLIQ INTERFACE (ENCODER I-2048) CONNECTOR ROTATABLE SHAFT WITH FITTED KEY; WITH HOLDING BRAKE; ACC. TOLERANCE N VIBRATION SEVERITY GRADE A, DEGREE OF PROTECTION IP 67 | 5917 | TEM | 1 | MC | 24.003 | 1
1FT70845AC711DD1 | SIMOTICS S SYNCHRON. MOTOR 1FT7, M0=20NM (100K) NN=2000RPM, PN=3,54KW NATURAL AIR COOLING; FRAME SIZE IMB 5 (IM V1, IM V3) FLANGE 1 (1FT6 COMPATIBLE) POWER CONNECTOR ROTATABLE INCREMENTAL ENCODER 2048 S/R WITH DRIVE-CLIQ INTERFACE (ENCODER I-2048) CONNECTOR ROTATABLE SHAFT WITH FITTED KEY; W/O HOLDING BRAKE; ACC. TOLERANCE R VIBRATION SEVERITY GRADE A, DEGREE OF PROTECTION IP 65 | 5099 | TEM | 1 | MC | 20.904 | 1
1FT70845AC711DD2 | SIMOTICS S SYNCHRON. MOTOR 1FT7, M0=20NM (100K) NN=2000RPM, PN=3,54KW NATURAL AIR COOLING; FRAME SIZE IMB 5 (IM V1, IM V3) FLANGE 1 (1FT6 COMPATIBLE) POWER CONNECTOR ROTATABLE INCREMENTAL ENCODER 2048 S/R WITH DRIVE-CLIQ INTERFACE (ENCODER I-2048) CONNECTOR ROTATABLE SHAFT WITH FITTED KEY; W/O HOLDING BRAKE; ACC. TOLERANCE R VIBRATION SEVERITY GRADE A, DEGREE OF PROTECTION IP 67 | 5179 | TEM | 1 | MC | 20.904 | 1
1FT70845AC711DD3 | SIMOTICS S SYNCHRON. MOTOR 1FT7, M0=20NM (100K) NN=2000RPM, PN=3,54KW NATURAL AIR COOLING; FRAME SIZE IMB 5 (IM V1, IM V3) FLANGE 1 (1FT6 COMPATIBLE) POWER CONNECTOR ROTATABLE INCREMENTAL ENCODER 2048 S/R WITH DRIVE-CLIQ INTERFACE (ENCODER I-2048) CONNECTOR ROTATABLE SHAFT WITH FITTED KEY; W/O HOLDING BRAKE; ACC. TOLERANCE R VIBRATION SEVERITY GRADE A+R, DEGREE OF PROTECTION IP 64 | 5158 | TEM | 1 | MC | 20.904 | 1
1FT70845AC711DE1 | SIMOTICS S SYNCHRON. MOTOR 1FT7, M0=20NM (100K) NN=2000RPM, PN=3,54KW NATURAL AIR COOLING; FRAME SIZE IMB 5 (IM V1, IM V3) FLANGE 1 (1FT6 COMPATIBLE) POWER CONNECTOR ROTATABLE INCREMENTAL ENCODER 2048 S/R WITH DRIVE-CLIQ INTERFACE (ENCODER I-2048) CONNECTOR ROTATABLE SHAFT WITH FITTED KEY; WITH HOLDING BRAKE; ACC. TOLERANCE R VIBRATION SEVERITY GRADE A, DEGREE OF PROTECTION IP 65 | 5995 | TEM | 1 | MC | 24.003 | 1
1FT70845AC711DG0 | SIMOTICS S SYNCHRON. MOTOR 1FT7, M0=20NM (100K) NN=2000RPM, PN=3,54KW NATURAL AIR COOLING; FRAME SIZE IMB 5 (IM V1, IM V3) FLANGE 1 (1FT6 COMPATIBLE) POWER CONNECTOR ROTATABLE INCREMENTAL ENCODER 2048 S/R WITH DRIVE-CLIQ INTERFACE (ENCODER I-2048) CONNECTOR ROTATABLE PLAIN SHAFT, W/O HOLDING BRAKE; ACC. TOLERANCE N VIBRATION SEVERITY GRADE A, DEGREE OF PROTECTION IP 64 | 4844 | TEM | 1 | MC | 20.904 | 1
1FT70845AC711DG1 | SIMOTICS S SYNCHRON. MOTOR 1FT7, M0=20NM (100K) NN=2000RPM, PN=3,54KW NATURAL AIR COOLING; FRAME SIZE IMB 5 (IM V1, IM V3) FLANGE 1 (1FT6 COMPATIBLE) POWER CONNECTOR ROTATABLE INCREMENTAL ENCODER 2048 S/R WITH DRIVE-CLIQ INTERFACE (ENCODER I-2048) CONNECTOR ROTATABLE PLAIN SHAFT, W/O HOLDING BRAKE; ACC. TOLERANCE N VIBRATION SEVERITY GRADE A, DEGREE OF PROTECTION IP 65 | 4940 | TEM | 1 | MC | 20.904 | 1
1FT70845AC711DG2 | SIMOTICS S SYNCHRON. MOTOR 1FT7, M0=20NM (100K) NN=2000RPM, PN=3,54KW NATURAL AIR COOLING; FRAME SIZE IMB 5 (IM V1, IM V3) FLANGE 1 (1FT6 COMPATIBLE) POWER CONNECTOR ROTATABLE INCREMENTAL ENCODER 2048 S/R WITH DRIVE-CLIQ INTERFACE (ENCODER I-2048) CONNECTOR ROTATABLE PLAIN SHAFT, W/O HOLDING BRAKE; ACC. TOLERANCE N VIBRATION SEVERITY GRADE A, DEGREE OF PROTECTION IP 67 | 5019 | TEM | 1 | MC | 20.904 | 1
1FT70845AC711DH0 | SIMOTICS S SYNCHRON. MOTOR 1FT7, M0=20NM (100K) NN=2000RPM, PN=3,54KW NATURAL AIR COOLING; FRAME SIZE IMB 5 (IM V1, IM V3) FLANGE 1 (1FT6 COMPATIBLE) POWER CONNECTOR ROTATABLE INCREMENTAL ENCODER 2048 S/R WITH DRIVE-CLIQ INTERFACE (ENCODER I-2048) CONNECTOR ROTATABLE PLAIN SHAFT, WITH HOLDING BRAKE; ACCURACY TOLERANCE N VIBRATION SEVERITY GRADE A, DEGREE OF PROTECTION IP 64 | 5741 | TEM | 1 | MC | 24.003 | 1
1FT70845AC711DH1 | SIMOTICS S SYNCHRON. MOTOR 1FT7, M0=20NM (100K) NN=2000RPM, PN=3,54KW NATURAL AIR COOLING; FRAME SIZE IMB 5 (IM V1, IM V3) FLANGE 1 (1FT6 COMPATIBLE) POWER CONNECTOR ROTATABLE INCREMENTAL ENCODER 2048 S/R WITH DRIVE-CLIQ INTERFACE (ENCODER I-2048) CONNECTOR ROTATABLE PLAIN SHAFT, WITH HOLDING BRAKE; ACCURACY TOLERANCE N VIBRATION SEVERITY GRADE A, DEGREE OF PROTECTION IP 65 | 5838 | TEM | 1 | MC | 24.003 | 1
1FT70845AC711DH2 | SIMOTICS S SYNCHRON. MOTOR 1FT7, M0=20NM (100K) NN=2000RPM, PN=3,54KW NATURAL AIR COOLING; FRAME SIZE IMB 5 (IM V1, IM V3) FLANGE 1 (1FT6 COMPATIBLE) POWER CONNECTOR ROTATABLE INCREMENTAL ENCODER 2048 S/R WITH DRIVE-CLIQ INTERFACE (ENCODER I-2048) CONNECTOR ROTATABLE PLAIN SHAFT, WITH HOLDING BRAKE; ACCURACY TOLERANCE N VIBRATION SEVERITY GRADE A, DEGREE OF PROTECTION IP 67 | 5917 | TEM | 1 | MC | 24.003 | 1
1FT70845AC711DK2 | SIMOTICS S SYNCHRON. MOTOR 1FT7, M0=20NM (100K) NN=2000RPM, PN=3,54KW NATURAL AIR COOLING; FRAME SIZE IMB 5 (IM V1, IM V3) FLANGE 1 (1FT6 COMPATIBLE) POWER CONNECTOR ROTATABLE INCREMENTAL ENCODER 2048 S/R WITH DRIVE-CLIQ INTERFACE (ENCODER I-2048) CONNECTOR ROTATABLE PLAIN SHAFT, W/O HOLDING BRAKE; ACC. TOLERANCE R VIBRATION SEVERITY GRADE A, DEGREE OF PROTECTION IP 67 | 5179 | TEM | 1 | MC | 20.904 | 1
1FT70845AC711DL0 | SIMOTICS S SYNCHRON. MOTOR 1FT7, M0=20NM (100K) NN=2000RPM, PN=3,54KW NATURAL AIR COOLING; FRAME SIZE IMB 5 (IM V1, IM V3) FLANGE 1 (1FT6 COMPATIBLE) POWER CONNECTOR ROTATABLE INCREMENTAL ENCODER 2048 S/R WITH DRIVE-CLIQ INTERFACE (ENCODER I-2048) CONNECTOR ROTATABLE PLAIN SHAFT, WITH HOLDING BRAKE; ACCURACY TOLERANCE R VIBRATION SEVERITY GRADE A, DEGREE OF PROTECTION IP 64 | 5898 | TEM | 1 | MC | 24.003 | 1
1FT70845AC711FA0 | SIMOTICS S SYNCHRON. MOTOR 1FT7, M0=20NM (100K) NN=2000RPM, PN=3,54KW NATURAL AIR COOLING; FRAME SIZE IMB 5 (IM V1, IM V3) FLANGE 1 (1FT6 COMPATIBLE) POWER CONNECTOR ROTATABLE ABSOLUTE ENCODER 22 BITS MULTI TURN WITH DRIVE-CLIQ INTERFACE (ENCODER AM-22-DQ) CONNECTOR ROTATABLE WITH FITTED KEY, ACCURACY TOLERANCE N, W/O HOLDING BRAKE VIBRATION SEVERITY GRADE A, DEGREE OF PROTECTION IP 64 | 5609 | TEM | 1 | MC | 20.904 | 1
1FT70845AC711FA1 | SIMOTICS S SYNCHRON. MOTOR 1FT7, M0=20NM (100K) NN=2000RPM, PN=3,54KW NATURAL AIR COOLING; FRAME SIZE IMB 5 (IM V1, IM V3) FLANGE 1 (1FT6 COMPATIBLE) POWER CONNECTOR ROTATABLE ABSOLUTE ENCODER 22 BITS MULTI TURN WITH DRIVE-CLIQ INTERFACE (ENCODER AM-22-DQ) CONNECTOR ROTATABLE WITH FITTED KEY, ACCURACY TOLERANCE N, W/O HOLDING BRAKE VIBRATION SEVERITY GRADE A, DEGREE OF PROTECTION IP 65 | 5705 | TEM | 1 | MC | 20.904 | 1
1FT70845AC711FA2 | SIMOTICS S SYNCHRON. MOTOR 1FT7, M0=20NM (100K) NN=2000RPM, PN=3,54KW NATURAL AIR COOLING; FRAME SIZE IMB 5 (IM V1, IM V3) FLANGE 1 (1FT6 COMPATIBLE) POWER CONNECTOR ROTATABLE ABSOLUTE ENCODER 22 BITS MULTI TURN WITH DRIVE-CLIQ INTERFACE (ENCODER AM-22-DQ) CONNECTOR ROTATABLE WITH FITTED KEY, ACCURACY TOLERANCE N, W/O HOLDING BRAKE VIBRATION SEVERITY GRADE A, DEGREE OF PROTECTION IP 67 | 5785 | TEM | 1 | MC | 20.904 | 1
1FT70845AC711FA3 | SIMOTICS S SYNCHRON. MOTOR 1FT7, M0=20NM (100K) NN=2000RPM, PN=3,54KW NATURAL AIR COOLING; FRAME SIZE IMB 5 (IM V1, IM V3) FLANGE 1 (1FT6 COMPATIBLE) POWER CONNECTOR ROTATABLE ABSOLUTE ENCODER 22 BITS MULTI TURN WITH DRIVE-CLIQ INTERFACE (ENCODER AM-22-DQ) CONNECTOR ROTATABLE WITH FITTED KEY, ACCURACY TOLERANCE N, W/O HOLDING BRAKE VIBRATION SEVERITY GRADE A+R, DEGREE OF PROTECTION IP 64 | 5764 | TEM | 1 | MC | 20.904 | 1
1FT70845AC711FB0 | SIMOTICS S SYNCHRON. MOTOR 1FT7, M0=20NM (100K) NN=2000RPM, PN=3,54KW NATURAL AIR COOLING; FRAME SIZE IMB 5 (IM V1, IM V3) FLANGE 1 (1FT6 COMPATIBLE) POWER CONNECTOR ROTATABLE ABSOLUTE ENCODER 22 BITS MULTI TURN WITH DRIVE-CLIQ INTERFACE (ENCODER AM-22-DQ) CONNECTOR ROTATABLE SHAFT WITH FITTED KEY; WITH HOLDING BRAKE; ACC. TOLERANCE N VIBRATION SEVERITY GRADE A, DEGREE OF PROTECTION IP 64 | 6507 | TEM | 1 | MC | 24.003 | 1
1FT70845AC711FB1 | SIMOTICS S SYNCHRON. MOTOR 1FT7, M0=20NM (100K) NN=2000RPM, PN=3,54KW NATURAL AIR COOLING; FRAME SIZE IMB 5 (IM V1, IM V3) FLANGE 1 (1FT6 COMPATIBLE) POWER CONNECTOR ROTATABLE ABSOLUTE ENCODER 22 BITS MULTI TURN WITH DRIVE-CLIQ INTERFACE (ENCODER AM-22-DQ) CONNECTOR ROTATABLE SHAFT WITH FITTED KEY; WITH HOLDING BRAKE; ACC. TOLERANCE N VIBRATION SEVERITY GRADE A, DEGREE OF PROTECTION IP 65 | 6603 | TEM | 1 | MC | 24.003 | 1
1FT70845AC711FE0 | SIMOTICS S SYNCHRON. MOTOR 1FT7, M0=20NM (100K) NN=2000RPM, PN=3,54KW NATURAL AIR COOLING; FRAME SIZE IMB 5 (IM V1, IM V3) FLANGE 1 (1FT6 COMPATIBLE) POWER CONNECTOR ROTATABLE ABSOLUTE ENCODER 22 BITS MULTI TURN WITH DRIVE-CLIQ INTERFACE (ENCODER AM-22-DQ) CONNECTOR ROTATABLE SHAFT WITH FITTED KEY; WITH HOLDING BRAKE; ACC. TOLERANCE R VIBRATION SEVERITY GRADE A, DEGREE OF PROTECTION IP 64 | 6664 | TEM | 1 | MC | 24.003 | 1
1FT70845AC711FG0 | SIMOTICS S SYNCHRON. MOTOR 1FT7, M0=20NM (100K) NN=2000RPM, PN=3,54KW NATURAL AIR COOLING; FRAME SIZE IMB 5 (IM V1, IM V3) FLANGE 1 (1FT6 COMPATIBLE) POWER CONNECTOR ROTATABLE ABSOLUTE ENCODER 22 BITS MULTI TURN WITH DRIVE-CLIQ INTERFACE (ENCODER AM-22-DQ) CONNECTOR ROTATABLE PLAIN SHAFT, W/O HOLDING BRAKE; ACC. TOLERANCE N VIBRATION SEVERITY GRADE A, DEGREE OF PROTECTION IP 64 | 5609 | TEM | 1 | MC | 20.904 | 1
1FT70845AC711FG1 | SIMOTICS S SYNCHRON. MOTOR 1FT7, M0=20NM (100K) NN=2000RPM, PN=3,54KW NATURAL AIR COOLING; FRAME SIZE IMB 5 (IM V1, IM V3) FLANGE 1 (1FT6 COMPATIBLE) POWER CONNECTOR ROTATABLE ABSOLUTE ENCODER 22 BITS MULTI TURN WITH DRIVE-CLIQ INTERFACE (ENCODER AM-22-DQ) CONNECTOR ROTATABLE PLAIN SHAFT, W/O HOLDING BRAKE; ACC. TOLERANCE N VIBRATION SEVERITY GRADE A, DEGREE OF PROTECTION IP 65 | 5705 | TEM | 1 | MC | 20.904 | 1
1FT70845AC711FG2 | SIMOTICS S SYNCHRON. MOTOR 1FT7, M0=20NM (100K) NN=2000RPM, PN=3,54KW NATURAL AIR COOLING; FRAME SIZE IMB 5 (IM V1, IM V3) FLANGE 1 (1FT6 COMPATIBLE) POWER CONNECTOR ROTATABLE ABSOLUTE ENCODER 22 BITS MULTI TURN WITH DRIVE-CLIQ INTERFACE (ENCODER AM-22-DQ) CONNECTOR ROTATABLE PLAIN SHAFT, W/O HOLDING BRAKE; ACC. TOLERANCE N VIBRATION SEVERITY GRADE A, DEGREE OF PROTECTION IP 67 | 5785 | TEM | 1 | MC | 20.904 | 1
1FT70845AC711FG3 | SIMOTICS S SYNCHRON. MOTOR 1FT7, M0=20NM (100K) NN=2000RPM, PN=3,54KW NATURAL AIR COOLING; FRAME SIZE IMB 5 (IM V1, IM V3) FLANGE 1 (1FT6 COMPATIBLE) POWER CONNECTOR ROTATABLE ABSOLUTE ENCODER 22 BITS MULTI TURN WITH DRIVE-CLIQ INTERFACE (ENCODER AM-22-DQ) CONNECTOR ROTATABLE PLAIN SHAFT, W/O HOLDING BRAKE; ACC. TOLERANCE N VIBRATION SEVERITY GRADE A+R, DEGREE OF PROTECTION IP 64 | 5764 | TEM | 1 | MC | 20.904 | 1
1FT70845AC711FG4 | SIMOTICS S SYNCHRON. MOTOR 1FT7, M0=20NM (100K) NN=2000RPM, PN=3,54KW NATURAL AIR COOLING; FRAME SIZE IMB 5 (IM V1, IM V3) FLANGE 1 (1FT6 COMPATIBLE) POWER CONNECTOR ROTATABLE ABSOLUTE ENCODER 22 BITS MULTI TURN WITH DRIVE-CLIQ INTERFACE (ENCODER AM-22-DQ) CONNECTOR ROTATABLE PLAIN SHAFT, W/O HOLDING BRAKE; ACC. TOLERANCE N VIBRATION SEVERITY GRADE A+R, DEGREE OF PROTECTION IP 65 | 5861 | TEM | 1 | MC | 20.904 | 1
1FT70845AC711FH0 | SIMOTICS S SYNCHRON. MOTOR 1FT7, M0=20NM (100K) NN=2000RPM, PN=3,54KW NATURAL AIR COOLING; FRAME SIZE IMB 5 (IM V1, IM V3) FLANGE 1 (1FT6 COMPATIBLE) POWER CONNECTOR ROTATABLE ABSOLUTE ENCODER 22 BITS MULTI TURN WITH DRIVE-CLIQ INTERFACE (ENCODER AM-22-DQ) CONNECTOR ROTATABLE PLAIN SHAFT, WITH HOLDING BRAKE; ACCURACY TOLERANCE N VIBRATION SEVERITY GRADE A, DEGREE OF PROTECTION IP 64 | 6507 | TEM | 1 | MC | 24.003 | 1
1FT70845AC711FH1 | SIMOTICS S SYNCHRON. MOTOR 1FT7, M0=20NM (100K) NN=2000RPM, PN=3,54KW NATURAL AIR COOLING; FRAME SIZE IMB 5 (IM V1, IM V3) FLANGE 1 (1FT6 COMPATIBLE) POWER CONNECTOR ROTATABLE ABSOLUTE ENCODER 22 BITS MULTI TURN WITH DRIVE-CLIQ INTERFACE (ENCODER AM-22-DQ) CONNECTOR ROTATABLE PLAIN SHAFT, WITH HOLDING BRAKE; ACCURACY TOLERANCE N VIBRATION SEVERITY GRADE A, DEGREE OF PROTECTION IP 65 | 6603 | TEM | 1 | MC | 24.003 | 1
1FT70845AC711FH2 | SIMOTICS S SYNCHRON. MOTOR 1FT7, M0=20NM (100K) NN=2000RPM, PN=3,54KW NATURAL AIR COOLING; FRAME SIZE IMB 5 (IM V1, IM V3) FLANGE 1 (1FT6 COMPATIBLE) POWER CONNECTOR ROTATABLE ABSOLUTE ENCODER 22 BITS MULTI TURN WITH DRIVE-CLIQ INTERFACE (ENCODER AM-22-DQ) CONNECTOR ROTATABLE PLAIN SHAFT, WITH HOLDING BRAKE; ACCURACY TOLERANCE N VIBRATION SEVERITY GRADE A, DEGREE OF PROTECTION IP 67 | 6682 | TEM | 1 | MC | 24.003 | 1
1FT70845AC711FK5 | SIMOTICS S SYNCHRON. MOTOR 1FT7, M0=20NM (100K) NN=2000RPM, PN=3,54KW NATURAL AIR COOLING; FRAME SIZE IMB 5 (IM V1, IM V3) FLANGE 1 (1FT6 COMPATIBLE) POWER CONNECTOR ROTATABLE ABSOLUTE ENCODER 22 BITS MULTI TURN WITH DRIVE-CLIQ INTERFACE (ENCODER AM-22-DQ) CONNECTOR ROTATABLE PLAIN SHAFT, W/O HOLDING BRAKE; ACC. TOLERANCE R VIBRATION SEVERITY GRADE A+R, DEGREE OF PROTECTION IP 67 | 6100 | TEM | 1 | MC | 20.904 | 1
1FT70845AC711MA1 | SIMOTICS S SYNCHRON. MOTOR 1FT7, M0=20NM (100K) NN=2000RPM, PN=3,54KW NATURAL AIR COOLING; FRAME SIZE IMB 5 (1FT6 COMPATIBLE) WITH KTY TEMPERATURE SENSOR POWER CONNECTOR ROTATABLE ABSOLUTE ENCODER ENDAT 2048 S/R (ENCODER A-2048) CONNECTOR ROTATABLE WITH FITTED KEY, ACCURACY TOLERANCE N, W/O HOLDING BRAKE VIBRATION SEVERITY GRADE A, DEGREE OF PROTECTION IP 65 | 5273 | TEM | 1 | MC | 20.904 | 1
1FT70845AC711MB0 | SIMOTICS S SYNCHRON. MOTOR 1FT7, M0=20NM (100K) NN=2000RPM, PN=3,54KW NATURAL AIR COOLING; FRAME SIZE IMB 5 (1FT6 COMPATIBLE) WITH KTY TEMPERATURE SENSOR POWER CONNECTOR ROTATABLE ABSOLUTE ENCODER ENDAT 2048 S/R (ENCODER A-2048) CONNECTOR ROTATABLE SHAFT WITH FITTED KEY; WITH HOLDING BRAKE; ACC. TOLERANCE N VIBRATION SEVERITY GRADE A, DEGREE OF PROTECTION IP 64 | 6075 | TEM | 1 | MC | 24.003 | 1
1FT70845AC711MB1 | SIMOTICS S SYNCHRON. MOTOR 1FT7, M0=20NM (100K) NN=2000RPM, PN=3,54KW NATURAL AIR COOLING; FRAME SIZE IMB 5 (1FT6 COMPATIBLE) WITH KTY TEMPERATURE SENSOR POWER CONNECTOR ROTATABLE ABSOLUTE ENCODER ENDAT 2048 S/R (ENCODER A-2048) CONNECTOR ROTATABLE SHAFT WITH FITTED KEY; WITH HOLDING BRAKE; ACC. TOLERANCE N VIBRATION SEVERITY GRADE A, DEGREE OF PROTECTION IP 65 | 6171 | TEM | 1 | MC | 24.003 | 1
1FT70845AC711MG1 | SIMOTICS S SYNCHRON. MOTOR 1FT7, M0=20NM (100K) NN=2000RPM, PN=3,54KW NATURAL AIR COOLING; FRAME SIZE IMB 5 (1FT6 COMPATIBLE) WITH KTY TEMPERATURE SENSOR POWER CONNECTOR ROTATABLE ABSOLUTE ENCODER ENDAT 2048 S/R (ENCODER A-2048) CONNECTOR ROTATABLE PLAIN SHAFT, W/O HOLDING BRAKE; ACC. TOLERANCE N VIBRATION SEVERITY GRADE A, DEGREE OF PROTECTION IP 65 | 5273 | TEM | 1 | MC | 20.904 | 1
1FT70845AC711MH0 | SIMOTICS S SYNCHRON. MOTOR 1FT7, M0=20NM (100K) NN=2000RPM, PN=3,54KW NATURAL AIR COOLING; FRAME SIZE IMB 5 (1FT6 COMPATIBLE) WITH KTY TEMPERATURE SENSOR POWER CONNECTOR ROTATABLE ABSOLUTE ENCODER ENDAT 2048 S/R (ENCODER A-2048) CONNECTOR ROTATABLE PLAIN SHAFT, WITH HOLDING BRAKE; ACCURACY TOLERANCE N VIBRATION SEVERITY GRADE A, DEGREE OF PROTECTION IP 64 | 6075 | TEM | 1 | MC | 24.003 | 1
1FT70845AC711MH1 | SIMOTICS S SYNCHRON. MOTOR 1FT7, M0=20NM (100K) NN=2000RPM, PN=3,54KW NATURAL AIR COOLING; FRAME SIZE IMB 5 (1FT6 COMPATIBLE) WITH KTY TEMPERATURE SENSOR POWER CONNECTOR ROTATABLE ABSOLUTE ENCODER ENDAT 2048 S/R (ENCODER A-2048) CONNECTOR ROTATABLE PLAIN SHAFT, WITH HOLDING BRAKE; ACCURACY TOLERANCE N VIBRATION SEVERITY GRADE A, DEGREE OF PROTECTION IP 65 | 6171 | TEM | 1 | MC | 24.003 | 1
1FT70845AC711MH2 | SIMOTICS S SYNCHRON. MOTOR 1FT7, M0=20NM (100K) NN=2000RPM, PN=3,54KW NATURAL AIR COOLING; FRAME SIZE IMB 5 (1FT6 COMPATIBLE) WITH KTY TEMPERATURE SENSOR POWER CONNECTOR ROTATABLE ABSOLUTE ENCODER ENDAT 2048 S/R (ENCODER A-2048) CONNECTOR ROTATABLE PLAIN SHAFT, WITH HOLDING BRAKE; ACCURACY TOLERANCE N VIBRATION SEVERITY GRADE A, DEGREE OF PROTECTION IP 67 | 6251 | TEM | 1 | MC | 24.003 | 1
1FT70845AC711MK0 | SIMOTICS S SYNCHRON. MOTOR 1FT7, M0=20NM (100K) NN=2000RPM, PN=3,54KW NATURAL AIR COOLING; FRAME SIZE IMB 5 (1FT6 COMPATIBLE) WITH KTY TEMPERATURE SENSOR POWER CONNECTOR ROTATABLE ABSOLUTE ENCODER ENDAT 2048 S/R (ENCODER A-2048) CONNECTOR ROTATABLE PLAIN SHAFT, W/O HOLDING BRAKE; ACC. TOLERANCE R VIBRATION SEVERITY GRADE A, DEGREE OF PROTECTION IP 64 | 5336 | TEM | 1 | MC | 20.904 | 1
1FT70845AC711NA0 | SIMOTICS S SYNCHRON. MOTOR 1FT7, M0=20NM (100K) NN=2000RPM, PN=3,54KW NATURAL AIR COOLING; FRAME SIZE IMB 5 (1FT6 COMPATIBLE) WITH KTY TEMPERATURE SENSOR POWER CONNECTOR ROTATABLE INCREM. ENCODER SIN/COS 1VSS 2048 S/R (ENCODER I-2048) CONNECTOR ROTATABLE WITH FITTED KEY, ACCURACY TOLERANCE N, W/O HOLDING BRAKE VIBRATION SEVERITY GRADE A, DEGREE OF PROTECTION IP 64 | 4423 | TEM | 1 | MC | 20.904 | 1
1FT70845AC711NA1 | SIMOTICS S SYNCHRON. MOTOR 1FT7, M0=20NM (100K) NN=2000RPM, PN=3,54KW NATURAL AIR COOLING; FRAME SIZE IMB 5 (1FT6 COMPATIBLE) WITH KTY TEMPERATURE SENSOR POWER CONNECTOR ROTATABLE INCREM. ENCODER SIN/COS 1VSS 2048 S/R (ENCODER I-2048) CONNECTOR ROTATABLE WITH FITTED KEY, ACCURACY TOLERANCE N, W/O HOLDING BRAKE VIBRATION SEVERITY GRADE A, DEGREE OF PROTECTION IP 65 | 4519 | TEM | 1 | MC | 20.904 | 1
1FT70845AC711NA2 | SIMOTICS S SYNCHRON. MOTOR 1FT7, M0=20NM (100K) NN=2000RPM, PN=3,54KW NATURAL AIR COOLING; FRAME SIZE IMB 5 (1FT6 COMPATIBLE) WITH KTY TEMPERATURE SENSOR POWER CONNECTOR ROTATABLE INCREM. ENCODER SIN/COS 1VSS 2048 S/R (ENCODER I-2048) CONNECTOR ROTATABLE WITH FITTED KEY, ACCURACY TOLERANCE N, W/O HOLDING BRAKE VIBRATION SEVERITY GRADE A, DEGREE OF PROTECTION IP 67 | 4599 | TEM | 1 | MC | 20.904 | 1
1FT70845AC711NB0 | SIMOTICS S SYNCHRON. MOTOR 1FT7, M0=20NM (100K) NN=2000RPM, PN=3,54KW NATURAL AIR COOLING; FRAME SIZE IMB 5 (1FT6 COMPATIBLE) WITH KTY TEMPERATURE SENSOR POWER CONNECTOR ROTATABLE INCREM. ENCODER SIN/COS 1VSS 2048 S/R (ENCODER I-2048) CONNECTOR ROTATABLE SHAFT WITH FITTED KEY; WITH HOLDING BRAKE; ACC. TOLERANCE N VIBRATION SEVERITY GRADE A, DEGREE OF PROTECTION IP 64 | 5321 | TEM | 1 | MC | 24.003 | 1
1FT70845AC711NB1 | SIMOTICS S SYNCHRON. MOTOR 1FT7, M0=20NM (100K) NN=2000RPM, PN=3,54KW NATURAL AIR COOLING; FRAME SIZE IMB 5 (1FT6 COMPATIBLE) WITH KTY TEMPERATURE SENSOR POWER CONNECTOR ROTATABLE INCREM. ENCODER SIN/COS 1VSS 2048 S/R (ENCODER I-2048) CONNECTOR ROTATABLE SHAFT WITH FITTED KEY; WITH HOLDING BRAKE; ACC. TOLERANCE N VIBRATION SEVERITY GRADE A, DEGREE OF PROTECTION IP 65 | 5417 | TEM | 1 | MC | 24.003 | 1
1FT70845AC711NB2 | SIMOTICS S SYNCHRON. MOTOR 1FT7, M0=20NM (100K) NN=2000RPM, PN=3,54KW NATURAL AIR COOLING; FRAME SIZE IMB 5 (1FT6 COMPATIBLE) WITH KTY TEMPERATURE SENSOR POWER CONNECTOR ROTATABLE INCREM. ENCODER SIN/COS 1VSS 2048 S/R (ENCODER I-2048) CONNECTOR ROTATABLE SHAFT WITH FITTED KEY; WITH HOLDING BRAKE; ACC. TOLERANCE N VIBRATION SEVERITY GRADE A, DEGREE OF PROTECTION IP 67 | 5497 | TEM | 1 | MC | 24.003 | 1
1FT70845AC711NB3 | SIMOTICS S SYNCHRON. MOTOR 1FT7, M0=20NM (100K) NN=2000RPM, PN=3,54KW NATURAL AIR COOLING; FRAME SIZE IMB 5 (1FT6 COMPATIBLE) WITH KTY TEMPERATURE SENSOR POWER CONNECTOR ROTATABLE INCREM. ENCODER SIN/COS 1VSS 2048 S/R (ENCODER I-2048) CONNECTOR ROTATABLE SHAFT WITH FITTED KEY; WITH HOLDING BRAKE; ACC. TOLERANCE N VIBRATION SEVERITY GRADE A+R, DEGREE OF PROTECTION IP 64 | 5476 | TEM | 1 | MC | 24.003 | 1
1FT70845AC711NB4 | SIMOTICS S SYNCHRON. MOTOR 1FT7, M0=20NM (100K) NN=2000RPM, PN=3,54KW NATURAL AIR COOLING; FRAME SIZE IMB 5 (1FT6 COMPATIBLE) WITH KTY TEMPERATURE SENSOR POWER CONNECTOR ROTATABLE INCREM. ENCODER SIN/COS 1VSS 2048 S/R (ENCODER I-2048) CONNECTOR ROTATABLE SHAFT WITH FITTED KEY; WITH HOLDING BRAKE; ACC. TOLERANCE N VIBRATION SEVERITY GRADE A+R, DEGREE OF PROTECTION IP 65 | 5573 | TEM | 1 | MC | 24.003 | 1
1FT70845AC711ND5 | SIMOTICS S SYNCHRON. MOTOR 1FT7, M0=20NM (100K) NN=2000RPM, PN=3,54KW NATURAL AIR COOLING; FRAME SIZE IMB 5 (1FT6 COMPATIBLE) WITH KTY TEMPERATURE SENSOR POWER CONNECTOR ROTATABLE INCREM. ENCODER SIN/COS 1VSS 2048 S/R (ENCODER I-2048) CONNECTOR ROTATABLE SHAFT WITH FITTED KEY; W/O HOLDING BRAKE; ACC. TOLERANCE R VIBRATION SEVERITY GRADE A+R, DEGREE OF PROTECTION IP 67 | 4914 | TEM | 1 | MC | 20.904 | 1
1FT70845AC711NE1 | SIMOTICS S SYNCHRON. MOTOR 1FT7, M0=20NM (100K) NN=2000RPM, PN=3,54KW NATURAL AIR COOLING; FRAME SIZE IMB 5 (1FT6 COMPATIBLE) WITH KTY TEMPERATURE SENSOR POWER CONNECTOR ROTATABLE INCREM. ENCODER SIN/COS 1VSS 2048 S/R (ENCODER I-2048) CONNECTOR ROTATABLE SHAFT WITH FITTED KEY; WITH HOLDING BRAKE; ACC. TOLERANCE R VIBRATION SEVERITY GRADE A, DEGREE OF PROTECTION IP 65 | 5574 | TEM | 1 | MC | 24.003 | 1
1FT70845AC711NG0 | SIMOTICS S SYNCHRON. MOTOR 1FT7, M0=20NM (100K) NN=2000RPM, PN=3,54KW NATURAL AIR COOLING; FRAME SIZE IMB 5 (1FT6 COMPATIBLE) WITH KTY TEMPERATURE SENSOR POWER CONNECTOR ROTATABLE INCREM. ENCODER SIN/COS 1VSS 2048 S/R (ENCODER I-2048) CONNECTOR ROTATABLE PLAIN SHAFT, W/O HOLDING BRAKE; ACC. TOLERANCE N VIBRATION SEVERITY GRADE A, DEGREE OF PROTECTION IP 64 | 4423 | TEM | 1 | MC | 20.904 | 1
1FT70845AC711NG1 | SIMOTICS S SYNCHRON. MOTOR 1FT7, M0=20NM (100K) NN=2000RPM, PN=3,54KW NATURAL AIR COOLING; FRAME SIZE IMB 5 (1FT6 COMPATIBLE) WITH KTY TEMPERATURE SENSOR POWER CONNECTOR ROTATABLE INCREM. ENCODER SIN/COS 1VSS 2048 S/R (ENCODER I-2048) CONNECTOR ROTATABLE PLAIN SHAFT, W/O HOLDING BRAKE; ACC. TOLERANCE N VIBRATION SEVERITY GRADE A, DEGREE OF PROTECTION IP 65 | 4519 | TEM | 1 | MC | 20.904 | 1
1FT70845AC711NH0 | SIMOTICS S SYNCHRON. MOTOR 1FT7, M0=20NM (100K) NN=2000RPM, PN=3,54KW NATURAL AIR COOLING; FRAME SIZE IMB 5 (1FT6 COMPATIBLE) WITH KTY TEMPERATURE SENSOR POWER CONNECTOR ROTATABLE INCREM. ENCODER SIN/COS 1VSS 2048 S/R (ENCODER I-2048) CONNECTOR ROTATABLE PLAIN SHAFT, WITH HOLDING BRAKE; ACCURACY TOLERANCE N VIBRATION SEVERITY GRADE A, DEGREE OF PROTECTION IP 64 | 5321 | TEM | 1 | MC | 24.003 | 1
1FT70845AC711NH1 | SIMOTICS S SYNCHRON. MOTOR 1FT7, M0=20NM (100K) NN=2000RPM, PN=3,54KW NATURAL AIR COOLING; FRAME SIZE IMB 5 (1FT6 COMPATIBLE) WITH KTY TEMPERATURE SENSOR POWER CONNECTOR ROTATABLE INCREM. ENCODER SIN/COS 1VSS 2048 S/R (ENCODER I-2048) CONNECTOR ROTATABLE PLAIN SHAFT, WITH HOLDING BRAKE; ACCURACY TOLERANCE N VIBRATION SEVERITY GRADE A, DEGREE OF PROTECTION IP 65 | 5417 | TEM | 1 | MC | 24.003 | 1
1FT70845AC711NH2 | SIMOTICS S SYNCHRON. MOTOR 1FT7, M0=20NM (100K) NN=2000RPM, PN=3,54KW NATURAL AIR COOLING; FRAME SIZE IMB 5 (1FT6 COMPATIBLE) WITH KTY TEMPERATURE SENSOR POWER CONNECTOR ROTATABLE INCREM. ENCODER SIN/COS 1VSS 2048 S/R (ENCODER I-2048) CONNECTOR ROTATABLE PLAIN SHAFT, WITH HOLDING BRAKE; ACCURACY TOLERANCE N VIBRATION SEVERITY GRADE A, DEGREE OF PROTECTION IP 67 | 5497 | TEM | 1 | MC | 24.003 | 1
1FT70845AF701BA0 | SIMOTICS S SYNCHRON. MOTOR 1FT7, M0=20NM (100K) NN=3000RPM, PN=4,55KW NATURAL AIR COOLING; FRAME SIZE IMB 5 (IM V1, IM V3) FLANGE 0 POWER CONNECTOR ROTATABLE ABSOLUTE VALUE ENCODER SINGLETURN 24 BIT WITH DRIVE-CLIQ INTERFACE (ENCODER AS24DQI) WITH FITTED KEY, ACCURACY TOLERANCE N, W/O HOLDING BRAKE VIBRATION SEVERITY GRADE A, DEGREE OF PROTECTION IP 64 | 4764 | TEM | 1 | MC | 20.904 | 1
1FT70845AF701BA1 | SIMOTICS S SYNCHRON. MOTOR 1FT7, M0=20NM (100K) NN=3000RPM, PN=4,55KW NATURAL AIR COOLING; FRAME SIZE IMB 5 (IM V1, IM V3) FLANGE 0 POWER CONNECTOR ROTATABLE ABSOLUTE VALUE ENCODER SINGLETURN 24 BIT WITH DRIVE-CLIQ INTERFACE (ENCODER AS24DQI) WITH FITTED KEY, ACCURACY TOLERANCE N, W/O HOLDING BRAKE VIBRATION SEVERITY GRADE A, DEGREE OF PROTECTION IP 65 | 4860 | TEM | 1 | MC | 20.904 | 1
1FT70845AF701BA2 | SIMOTICS S SYNCHRON. MOTOR 1FT7, M0=20NM (100K) NN=3000RPM, PN=4,55KW NATURAL AIR COOLING; FRAME SIZE IMB 5 (IM V1, IM V3) FLANGE 0 POWER CONNECTOR ROTATABLE ABSOLUTE VALUE ENCODER SINGLETURN 24 BIT WITH DRIVE-CLIQ INTERFACE (ENCODER AS24DQI) WITH FITTED KEY, ACCURACY TOLERANCE N, W/O HOLDING BRAKE VIBRATION SEVERITY GRADE A, DEGREE OF PROTECTION IP 67 | 4939 | TEM | 1 | MC | 20.904 | 1
1FT70845AF701BA5 | SIMOTICS S SYNCHRON. MOTOR 1FT7, M0=20NM (100K) NN=3000RPM, PN=4,55KW NATURAL AIR COOLING; FRAME SIZE IMB 5 (IM V1, IM V3) FLANGE 0 POWER CONNECTOR ROTATABLE ABSOLUTE VALUE ENCODER SINGLETURN 24 BIT WITH DRIVE-CLIQ INTERFACE (ENCODER AS24DQI) WITH FITTED KEY, ACCURACY TOLERANCE N, W/O HOLDING BRAKE VIBRATION SEVERITY GRADE A+R, DEGREE OF PROTECTION IP 67 | 5095 | TEM | 1 | MC | 20.904 | 1
1FT70845AF701BB0 | SIMOTICS S SYNCHRON. MOTOR 1FT7, M0=20NM (100K) NN=3000RPM, PN=4,55KW NATURAL AIR COOLING; FRAME SIZE IMB 5 (IM V1, IM V3) FLANGE 0 POWER CONNECTOR ROTATABLE ABSOLUTE VALUE ENCODER SINGLETURN 24 BIT WITH DRIVE-CLIQ INTERFACE (ENCODER AS24DQI) SHAFT WITH FITTED KEY; WITH HOLDING BRAKE; ACC. TOLERANCE N VIBRATION SEVERITY GRADE A, DEGREE OF PROTECTION IP 64 | 5661 | TEM | 1 | MC | 24.003 | 1
1FT70845AF701BB1 | SIMOTICS S SYNCHRON. MOTOR 1FT7, M0=20NM (100K) NN=3000RPM, PN=4,55KW NATURAL AIR COOLING; FRAME SIZE IMB 5 (IM V1, IM V3) FLANGE 0 POWER CONNECTOR ROTATABLE ABSOLUTE VALUE ENCODER SINGLETURN 24 BIT WITH DRIVE-CLIQ INTERFACE (ENCODER AS24DQI) SHAFT WITH FITTED KEY; WITH HOLDING BRAKE; ACC. TOLERANCE N VIBRATION SEVERITY GRADE A, DEGREE OF PROTECTION IP 65 | 5757 | TEM | 1 | MC | 24.003 | 1
1FT70845AF701BG0 | SIMOTICS S SYNCHRON. MOTOR 1FT7, M0=20NM (100K) NN=3000RPM, PN=4,55KW NATURAL AIR COOLING; FRAME SIZE IMB 5 (IM V1, IM V3) FLANGE 0 POWER CONNECTOR ROTATABLE ABSOLUTE VALUE ENCODER SINGLETURN 24 BIT WITH DRIVE-CLIQ INTERFACE (ENCODER AS24DQI) PLAIN SHAFT, W/O HOLDING BRAKE; ACC. TOLERANCE N VIBRATION SEVERITY GRADE A, DEGREE OF PROTECTION IP 64 | 4764 | TEM | 1 | MC | 20.904 | 1
1FT70845AF701BG1 | SIMOTICS S SYNCHRON. MOTOR 1FT7, M0=20NM (100K) NN=3000RPM, PN=4,55KW NATURAL AIR COOLING; FRAME SIZE IMB 5 (IM V1, IM V3) FLANGE 0 POWER CONNECTOR ROTATABLE ABSOLUTE VALUE ENCODER SINGLETURN 24 BIT WITH DRIVE-CLIQ INTERFACE (ENCODER AS24DQI) PLAIN SHAFT, W/O HOLDING BRAKE; ACC. TOLERANCE N VIBRATION SEVERITY GRADE A, DEGREE OF PROTECTION IP 65 | 4860 | TEM | 1 | MC | 20.904 | 1
1FT70845AF701BG3 | SIMOTICS S SYNCHRON. MOTOR 1FT7, M0=20NM (100K) NN=3000RPM, PN=4,55KW NATURAL AIR COOLING; FRAME SIZE IMB 5 (IM V1, IM V3) FLANGE 0 POWER CONNECTOR ROTATABLE ABSOLUTE VALUE ENCODER SINGLETURN 24 BIT WITH DRIVE-CLIQ INTERFACE (ENCODER AS24DQI) PLAIN SHAFT, W/O HOLDING BRAKE; ACC. TOLERANCE N VIBRATION SEVERITY GRADE A+R, DEGREE OF PROTECTION IP 64 | 4918 | TEM | 1 | MC | 20.904 | 1
1FT70845AF701BH3 | SIMOTICS S SYNCHRON. MOTOR 1FT7, M0=20NM (100K) NN=3000RPM, PN=4,55KW NATURAL AIR COOLING; FRAME SIZE IMB 5 (IM V1, IM V3) FLANGE 0 POWER CONNECTOR ROTATABLE ABSOLUTE VALUE ENCODER SINGLETURN 24 BIT WITH DRIVE-CLIQ INTERFACE (ENCODER AS24DQI) PLAIN SHAFT, WITH HOLDING BRAKE; ACCURACY TOLERANCE N VIBRATION SEVERITY GRADE A+R, DEGREE OF PROTECTION IP 64 | 5816 | TEM | 1 | MC | 24.003 | 1
1FT70845AF701CA0 | SIMOTICS S SYNCHRON. MOTOR 1FT7, M0=20NM (100K) NN=3000RPM, PN=4,55KW NATURAL AIR COOLING; FRAME SIZE IMB 5 (IM V1, IM V3) FLANGE 0 POWER CONNECTOR ROTATABLE ABSOLUTE ENCODER 24 BITS + 12 BIT MULTITURN WITH DRIVE-CLIQ INTERFACE (ENCODER AM24DQI) WITH FITTED KEY, ACCURACY TOLERANCE N, W/O HOLDING BRAKE VIBRATION SEVERITY GRADE A, DEGREE OF PROTECTION IP 64 | 5529 | TEM | 1 | MC | 20.904 | 1
1FT70845AF701CA1 | SIMOTICS S SYNCHRON. MOTOR 1FT7, M0=20NM (100K) NN=3000RPM, PN=4,55KW NATURAL AIR COOLING; FRAME SIZE IMB 5 (IM V1, IM V3) FLANGE 0 POWER CONNECTOR ROTATABLE ABSOLUTE ENCODER 24 BITS + 12 BIT MULTITURN WITH DRIVE-CLIQ INTERFACE (ENCODER AM24DQI) WITH FITTED KEY, ACCURACY TOLERANCE N, W/O HOLDING BRAKE VIBRATION SEVERITY GRADE A, DEGREE OF PROTECTION IP 65 | 5625 | TEM | 1 | MC | 20.904 | 1
1FT70845AF701CB0 | SIMOTICS S SYNCHRON. MOTOR 1FT7, M0=20NM (100K) NN=3000RPM, PN=4,55KW NATURAL AIR COOLING; FRAME SIZE IMB 5 (IM V1, IM V3) FLANGE 0 POWER CONNECTOR ROTATABLE ABSOLUTE ENCODER 24 BITS + 12 BIT MULTITURN WITH DRIVE-CLIQ INTERFACE (ENCODER AM24DQI) SHAFT WITH FITTED KEY; WITH HOLDING BRAKE; ACC. TOLERANCE N VIBRATION SEVERITY GRADE A, DEGREE OF PROTECTION IP 64 | 6426 | TEM | 1 | MC | 24.003 | 1
1FT70845AF701CB1 | SIMOTICS S SYNCHRON. MOTOR 1FT7, M0=20NM (100K) NN=3000RPM, PN=4,55KW NATURAL AIR COOLING; FRAME SIZE IMB 5 (IM V1, IM V3) FLANGE 0 POWER CONNECTOR ROTATABLE ABSOLUTE ENCODER 24 BITS + 12 BIT MULTITURN WITH DRIVE-CLIQ INTERFACE (ENCODER AM24DQI) SHAFT WITH FITTED KEY; WITH HOLDING BRAKE; ACC. TOLERANCE N VIBRATION SEVERITY GRADE A, DEGREE OF PROTECTION IP 65 | 6523 | TEM | 1 | MC | 24.003 | 1
1FT70845AF701CG0 | SIMOTICS S SYNCHRON. MOTOR 1FT7, M0=20NM (100K) NN=3000RPM, PN=4,55KW NATURAL AIR COOLING; FRAME SIZE IMB 5 (IM V1, IM V3) FLANGE 0 POWER CONNECTOR ROTATABLE ABSOLUTE ENCODER 24 BITS + 12 BIT MULTITURN WITH DRIVE-CLIQ INTERFACE (ENCODER AM24DQI) PLAIN SHAFT, W/O HOLDING BRAKE; ACC. TOLERANCE N VIBRATION SEVERITY GRADE A, DEGREE OF PROTECTION IP 64 | 5529 | TEM | 1 | MC | 20.904 | 1
1FT70845AF701CG1 | SIMOTICS S SYNCHRON. MOTOR 1FT7, M0=20NM (100K) NN=3000RPM, PN=4,55KW NATURAL AIR COOLING; FRAME SIZE IMB 5 (IM V1, IM V3) FLANGE 0 POWER CONNECTOR ROTATABLE ABSOLUTE ENCODER 24 BITS + 12 BIT MULTITURN WITH DRIVE-CLIQ INTERFACE (ENCODER AM24DQI) PLAIN SHAFT, W/O HOLDING BRAKE; ACC. TOLERANCE N VIBRATION SEVERITY GRADE A, DEGREE OF PROTECTION IP 65 | 5625 | TEM | 1 | MC | 20.904 | 1
1FT70845AF701CG2 | SIMOTICS S SYNCHRON. MOTOR 1FT7, M0=20NM (100K) NN=3000RPM, PN=4,55KW NATURAL AIR COOLING; FRAME SIZE IMB 5 (IM V1, IM V3) FLANGE 0 POWER CONNECTOR ROTATABLE ABSOLUTE ENCODER 24 BITS + 12 BIT MULTITURN WITH DRIVE-CLIQ INTERFACE (ENCODER AM24DQI) PLAIN SHAFT, W/O HOLDING BRAKE; ACC. TOLERANCE N VIBRATION SEVERITY GRADE A, DEGREE OF PROTECTION IP 67 | 5704 | TEM | 1 | MC | 20.904 | 1
1FT70845AF701CH0 | SIMOTICS S SYNCHRON. MOTOR 1FT7, M0=20NM (100K) NN=3000RPM, PN=4,55KW NATURAL AIR COOLING; FRAME SIZE IMB 5 (IM V1, IM V3) FLANGE 0 POWER CONNECTOR ROTATABLE ABSOLUTE ENCODER 24 BITS + 12 BIT MULTITURN WITH DRIVE-CLIQ INTERFACE (ENCODER AM24DQI) PLAIN SHAFT, WITH HOLDING BRAKE; ACCURACY TOLERANCE N VIBRATION SEVERITY GRADE A, DEGREE OF PROTECTION IP 64 | 6426 | TEM | 1 | MC | 24.003 | 1
1FT70845AF701CH1 | SIMOTICS S SYNCHRON. MOTOR 1FT7, M0=20NM (100K) NN=3000RPM, PN=4,55KW NATURAL AIR COOLING; FRAME SIZE IMB 5 (IM V1, IM V3) FLANGE 0 POWER CONNECTOR ROTATABLE ABSOLUTE ENCODER 24 BITS + 12 BIT MULTITURN WITH DRIVE-CLIQ INTERFACE (ENCODER AM24DQI) PLAIN SHAFT, WITH HOLDING BRAKE; ACCURACY TOLERANCE N VIBRATION SEVERITY GRADE A, DEGREE OF PROTECTION IP 65 | 6523 | TEM | 1 | MC | 24.003 | 1
1FT70845AF701CH3 | SIMOTICS S SYNCHRON. MOTOR 1FT7, M0=20NM (100K) NN=3000RPM, PN=4,55KW NATURAL AIR COOLING; FRAME SIZE IMB 5 (IM V1, IM V3) FLANGE 0 POWER CONNECTOR ROTATABLE ABSOLUTE ENCODER 24 BITS + 12 BIT MULTITURN WITH DRIVE-CLIQ INTERFACE (ENCODER AM24DQI) PLAIN SHAFT, WITH HOLDING BRAKE; ACCURACY TOLERANCE N VIBRATION SEVERITY GRADE A+R, DEGREE OF PROTECTION IP 64 | 6581 | TEM | 1 | MC | 24.003 | 1
1FT70845AF701DA0 | SIMOTICS S SYNCHRON. MOTOR 1FT7, M0=20NM (100K) NN=3000RPM, PN=4,55KW NATURAL AIR COOLING; FRAME SIZE IMB 5 (IM V1, IM V3) FLANGE 0 POWER CONNECTOR ROTATABLE INCREMENTAL ENCODER 2048 S/R WITH DRIVE-CLIQ INTERFACE (ENCODER I-2048) CONNECTOR ROTATABLE WITH FITTED KEY, ACCURACY TOLERANCE N, W/O HOLDING BRAKE VIBRATION SEVERITY GRADE A, DEGREE OF PROTECTION IP 64 | 4844 | TEM | 1 | MC | 20.904 | 1
1FT70845AF701DA1 | SIMOTICS S SYNCHRON. MOTOR 1FT7, M0=20NM (100K) NN=3000RPM, PN=4,55KW NATURAL AIR COOLING; FRAME SIZE IMB 5 (IM V1, IM V3) FLANGE 0 POWER CONNECTOR ROTATABLE INCREMENTAL ENCODER 2048 S/R WITH DRIVE-CLIQ INTERFACE (ENCODER I-2048) CONNECTOR ROTATABLE WITH FITTED KEY, ACCURACY TOLERANCE N, W/O HOLDING BRAKE VIBRATION SEVERITY GRADE A, DEGREE OF PROTECTION IP 65 | 4940 | TEM | 1 | MC | 20.904 | 1
1FT70845AF701DA2 | SIMOTICS S SYNCHRON. MOTOR 1FT7, M0=20NM (100K) NN=3000RPM, PN=4,55KW NATURAL AIR COOLING; FRAME SIZE IMB 5 (IM V1, IM V3) FLANGE 0 POWER CONNECTOR ROTATABLE INCREMENTAL ENCODER 2048 S/R WITH DRIVE-CLIQ INTERFACE (ENCODER I-2048) CONNECTOR ROTATABLE WITH FITTED KEY, ACCURACY TOLERANCE N, W/O HOLDING BRAKE VIBRATION SEVERITY GRADE A, DEGREE OF PROTECTION IP 67 | 5019 | TEM | 1 | MC | 20.904 | 1
1FT70845AF701DA3 | SIMOTICS S SYNCHRON. MOTOR 1FT7, M0=20NM (100K) NN=3000RPM, PN=4,55KW NATURAL AIR COOLING; FRAME SIZE IMB 5 (IM V1, IM V3) FLANGE 0 POWER CONNECTOR ROTATABLE INCREMENTAL ENCODER 2048 S/R WITH DRIVE-CLIQ INTERFACE (ENCODER I-2048) CONNECTOR ROTATABLE WITH FITTED KEY, ACCURACY TOLERANCE N, W/O HOLDING BRAKE VIBRATION SEVERITY GRADE A+R, DEGREE OF PROTECTION IP 64 | 4998 | TEM | 1 | MC | 20.904 | 1
1FT70845AF701DB0 | SIMOTICS S SYNCHRON. MOTOR 1FT7, M0=20NM (100K) NN=3000RPM, PN=4,55KW NATURAL AIR COOLING; FRAME SIZE IMB 5 (IM V1, IM V3) FLANGE 0 POWER CONNECTOR ROTATABLE INCREMENTAL ENCODER 2048 S/R WITH DRIVE-CLIQ INTERFACE (ENCODER I-2048) CONNECTOR ROTATABLE SHAFT WITH FITTED KEY; WITH HOLDING BRAKE; ACC. TOLERANCE N VIBRATION SEVERITY GRADE A, DEGREE OF PROTECTION IP 64 | 5741 | TEM | 1 | MC | 24.003 | 1
1FT70845AF701DB1 | SIMOTICS S SYNCHRON. MOTOR 1FT7, M0=20NM (100K) NN=3000RPM, PN=4,55KW NATURAL AIR COOLING; FRAME SIZE IMB 5 (IM V1, IM V3) FLANGE 0 POWER CONNECTOR ROTATABLE INCREMENTAL ENCODER 2048 S/R WITH DRIVE-CLIQ INTERFACE (ENCODER I-2048) CONNECTOR ROTATABLE SHAFT WITH FITTED KEY; WITH HOLDING BRAKE; ACC. TOLERANCE N VIBRATION SEVERITY GRADE A, DEGREE OF PROTECTION IP 65 | 5838 | TEM | 1 | MC | 24.003 | 1
1FT70845AF701DB3 | SIMOTICS S SYNCHRON. MOTOR 1FT7, M0=20NM (100K) NN=3000RPM, PN=4,55KW NATURAL AIR COOLING; FRAME SIZE IMB 5 (IM V1, IM V3) FLANGE 0 POWER CONNECTOR ROTATABLE INCREMENTAL ENCODER 2048 S/R WITH DRIVE-CLIQ INTERFACE (ENCODER I-2048) CONNECTOR ROTATABLE SHAFT WITH FITTED KEY; WITH HOLDING BRAKE; ACC. TOLERANCE N VIBRATION SEVERITY GRADE A+R, DEGREE OF PROTECTION IP 64 | 5896 | TEM | 1 | MC | 24.003 | 1
1FT70845AF701DD3 | SIMOTICS S SYNCHRON. MOTOR 1FT7, M0=20NM (100K) NN=3000RPM, PN=4,55KW NATURAL AIR COOLING; FRAME SIZE IMB 5 (IM V1, IM V3) FLANGE 0 POWER CONNECTOR ROTATABLE INCREMENTAL ENCODER 2048 S/R WITH DRIVE-CLIQ INTERFACE (ENCODER I-2048) CONNECTOR ROTATABLE SHAFT WITH FITTED KEY; W/O HOLDING BRAKE; ACC. TOLERANCE R VIBRATION SEVERITY GRADE A+R, DEGREE OF PROTECTION IP 64 | 5158 | TEM | 1 | MC | 20.904 | 1
1FT70845AF701DG0 | SIMOTICS S SYNCHRON. MOTOR 1FT7, M0=20NM (100K) NN=3000RPM, PN=4,55KW NATURAL AIR COOLING; FRAME SIZE IMB 5 (IM V1, IM V3) FLANGE 0 POWER CONNECTOR ROTATABLE INCREMENTAL ENCODER 2048 S/R WITH DRIVE-CLIQ INTERFACE (ENCODER I-2048) CONNECTOR ROTATABLE PLAIN SHAFT, W/O HOLDING BRAKE; ACC. TOLERANCE N VIBRATION SEVERITY GRADE A, DEGREE OF PROTECTION IP 64 | 4844 | TEM | 1 | MC | 20.904 | 1
1FT70845AF701DG1 | SIMOTICS S SYNCHRON. MOTOR 1FT7, M0=20NM (100K) NN=3000RPM, PN=4,55KW NATURAL AIR COOLING; FRAME SIZE IMB 5 (IM V1, IM V3) FLANGE 0 POWER CONNECTOR ROTATABLE INCREMENTAL ENCODER 2048 S/R WITH DRIVE-CLIQ INTERFACE (ENCODER I-2048) CONNECTOR ROTATABLE PLAIN SHAFT, W/O HOLDING BRAKE; ACC. TOLERANCE N VIBRATION SEVERITY GRADE A, DEGREE OF PROTECTION IP 65 | 4940 | TEM | 1 | MC | 20.904 | 1
1FT70845AF701DH0 | SIMOTICS S SYNCHRON. MOTOR 1FT7, M0=20NM (100K) NN=3000RPM, PN=4,55KW NATURAL AIR COOLING; FRAME SIZE IMB 5 (IM V1, IM V3) FLANGE 0 POWER CONNECTOR ROTATABLE INCREMENTAL ENCODER 2048 S/R WITH DRIVE-CLIQ INTERFACE (ENCODER I-2048) CONNECTOR ROTATABLE PLAIN SHAFT, WITH HOLDING BRAKE; ACCURACY TOLERANCE N VIBRATION SEVERITY GRADE A, DEGREE OF PROTECTION IP 64 | 5741 | TEM | 1 | MC | 24.003 | 1
1FT70845AF701DH1 | SIMOTICS S SYNCHRON. MOTOR 1FT7, M0=20NM (100K) NN=3000RPM, PN=4,55KW NATURAL AIR COOLING; FRAME SIZE IMB 5 (IM V1, IM V3) FLANGE 0 POWER CONNECTOR ROTATABLE INCREMENTAL ENCODER 2048 S/R WITH DRIVE-CLIQ INTERFACE (ENCODER I-2048) CONNECTOR ROTATABLE PLAIN SHAFT, WITH HOLDING BRAKE; ACCURACY TOLERANCE N VIBRATION SEVERITY GRADE A, DEGREE OF PROTECTION IP 65 | 5838 | TEM | 1 | MC | 24.003 | 1
1FT70845AF701FA0 | SIMOTICS S SYNCHRON. MOTOR 1FT7, M0=20NM (100K) NN=3000RPM, PN=4,55KW NATURAL AIR COOLING; FRAME SIZE IMB 5 (IM V1, IM V3) FLANGE 0 POWER CONNECTOR ROTATABLE ABSOLUTE ENCODER 22 BITS MULTI TURN WITH DRIVE-CLIQ INTERFACE (ENCODER AM-22-DQ) CONNECTOR ROTATABLE WITH FITTED KEY, ACCURACY TOLERANCE N, W/O HOLDING BRAKE VIBRATION SEVERITY GRADE A, DEGREE OF PROTECTION IP 64 | 5609 | TEM | 1 | MC | 20.904 | 1
1FT70845AF701FA1 | SIMOTICS S SYNCHRON. MOTOR 1FT7, M0=20NM (100K) NN=3000RPM, PN=4,55KW NATURAL AIR COOLING; FRAME SIZE IMB 5 (IM V1, IM V3) FLANGE 0 POWER CONNECTOR ROTATABLE ABSOLUTE ENCODER 22 BITS MULTI TURN WITH DRIVE-CLIQ INTERFACE (ENCODER AM-22-DQ) CONNECTOR ROTATABLE WITH FITTED KEY, ACCURACY TOLERANCE N, W/O HOLDING BRAKE VIBRATION SEVERITY GRADE A, DEGREE OF PROTECTION IP 65 | 5705 | TEM | 1 | MC | 20.904 | 1
1FT70845AF701FA2 | SIMOTICS S SYNCHRON. MOTOR 1FT7, M0=20NM (100K) NN=3000RPM, PN=4,55KW NATURAL AIR COOLING; FRAME SIZE IMB 5 (IM V1, IM V3) FLANGE 0 POWER CONNECTOR ROTATABLE ABSOLUTE ENCODER 22 BITS MULTI TURN WITH DRIVE-CLIQ INTERFACE (ENCODER AM-22-DQ) CONNECTOR ROTATABLE WITH FITTED KEY, ACCURACY TOLERANCE N, W/O HOLDING BRAKE VIBRATION SEVERITY GRADE A, DEGREE OF PROTECTION IP 67 | 5785 | TEM | 1 | MC | 20.904 | 1
1FT70845AF701FA3 | SIMOTICS S SYNCHRON. MOTOR 1FT7, M0=20NM (100K) NN=3000RPM, PN=4,55KW NATURAL AIR COOLING; FRAME SIZE IMB 5 (IM V1, IM V3) FLANGE 0 POWER CONNECTOR ROTATABLE ABSOLUTE ENCODER 22 BITS MULTI TURN WITH DRIVE-CLIQ INTERFACE (ENCODER AM-22-DQ) CONNECTOR ROTATABLE WITH FITTED KEY, ACCURACY TOLERANCE N, W/O HOLDING BRAKE VIBRATION SEVERITY GRADE A+R, DEGREE OF PROTECTION IP 64 | 5764 | TEM | 1 | MC | 20.904 | 1
1FT70845AF701FB0 | SIMOTICS S SYNCHRON. MOTOR 1FT7, M0=20NM (100K) NN=3000RPM, PN=4,55KW NATURAL AIR COOLING; FRAME SIZE IMB 5 (IM V1, IM V3) FLANGE 0 POWER CONNECTOR ROTATABLE ABSOLUTE ENCODER 22 BITS MULTI TURN WITH DRIVE-CLIQ INTERFACE (ENCODER AM-22-DQ) CONNECTOR ROTATABLE SHAFT WITH FITTED KEY; WITH HOLDING BRAKE; ACC. TOLERANCE N VIBRATION SEVERITY GRADE A, DEGREE OF PROTECTION IP 64 | 6507 | TEM | 1 | MC | 24.003 | 1
1FT70845AF701FB1 | SIMOTICS S SYNCHRON. MOTOR 1FT7, M0=20NM (100K) NN=3000RPM, PN=4,55KW NATURAL AIR COOLING; FRAME SIZE IMB 5 (IM V1, IM V3) FLANGE 0 POWER CONNECTOR ROTATABLE ABSOLUTE ENCODER 22 BITS MULTI TURN WITH DRIVE-CLIQ INTERFACE (ENCODER AM-22-DQ) CONNECTOR ROTATABLE SHAFT WITH FITTED KEY; WITH HOLDING BRAKE; ACC. TOLERANCE N VIBRATION SEVERITY GRADE A, DEGREE OF PROTECTION IP 65 | 6603 | TEM | 1 | MC | 24.003 | 1
1FT70845AF701FB2 | SIMOTICS S SYNCHRON. MOTOR 1FT7, M0=20NM (100K) NN=3000RPM, PN=4,55KW NATURAL AIR COOLING; FRAME SIZE IMB 5 (IM V1, IM V3) FLANGE 0 POWER CONNECTOR ROTATABLE ABSOLUTE ENCODER 22 BITS MULTI TURN WITH DRIVE-CLIQ INTERFACE (ENCODER AM-22-DQ) CONNECTOR ROTATABLE SHAFT WITH FITTED KEY; WITH HOLDING BRAKE; ACC. TOLERANCE N VIBRATION SEVERITY GRADE A, DEGREE OF PROTECTION IP 67 | 6682 | TEM | 1 | MC | 24.003 | 1
1FT70845AF701FG0 | SIMOTICS S SYNCHRON. MOTOR 1FT7, M0=20NM (100K) NN=3000RPM, PN=4,55KW NATURAL AIR COOLING; FRAME SIZE IMB 5 (IM V1, IM V3) FLANGE 0 POWER CONNECTOR ROTATABLE ABSOLUTE ENCODER 22 BITS MULTI TURN WITH DRIVE-CLIQ INTERFACE (ENCODER AM-22-DQ) CONNECTOR ROTATABLE PLAIN SHAFT, W/O HOLDING BRAKE; ACC. TOLERANCE N VIBRATION SEVERITY GRADE A, DEGREE OF PROTECTION IP 64 | 5609 | TEM | 1 | MC | 20.904 | 1
1FT70845AF701FG1 | SIMOTICS S SYNCHRON. MOTOR 1FT7, M0=20NM (100K) NN=3000RPM, PN=4,55KW NATURAL AIR COOLING; FRAME SIZE IMB 5 (IM V1, IM V3) FLANGE 0 POWER CONNECTOR ROTATABLE ABSOLUTE ENCODER 22 BITS MULTI TURN WITH DRIVE-CLIQ INTERFACE (ENCODER AM-22-DQ) CONNECTOR ROTATABLE PLAIN SHAFT, W/O HOLDING BRAKE; ACC. TOLERANCE N VIBRATION SEVERITY GRADE A, DEGREE OF PROTECTION IP 65 | 5705 | TEM | 1 | MC | 20.904 | 1
1FT70845AF701FG2 | SIMOTICS S SYNCHRON. MOTOR 1FT7, M0=20NM (100K) NN=3000RPM, PN=4,55KW NATURAL AIR COOLING; FRAME SIZE IMB 5 (IM V1, IM V3) FLANGE 0 POWER CONNECTOR ROTATABLE ABSOLUTE ENCODER 22 BITS MULTI TURN WITH DRIVE-CLIQ INTERFACE (ENCODER AM-22-DQ) CONNECTOR ROTATABLE PLAIN SHAFT, W/O HOLDING BRAKE; ACC. TOLERANCE N VIBRATION SEVERITY GRADE A, DEGREE OF PROTECTION IP 67 | 5785 | TEM | 1 | MC | 20.904 | 1
1FT70845AF701FH0 | SIMOTICS S SYNCHRON. MOTOR 1FT7, M0=20NM (100K) NN=3000RPM, PN=4,55KW NATURAL AIR COOLING; FRAME SIZE IMB 5 (IM V1, IM V3) FLANGE 0 POWER CONNECTOR ROTATABLE ABSOLUTE ENCODER 22 BITS MULTI TURN WITH DRIVE-CLIQ INTERFACE (ENCODER AM-22-DQ) CONNECTOR ROTATABLE PLAIN SHAFT, WITH HOLDING BRAKE; ACCURACY TOLERANCE N VIBRATION SEVERITY GRADE A, DEGREE OF PROTECTION IP 64 | 6507 | TEM | 1 | MC | 24.003 | 1
1FT70845AF701FH1 | SIMOTICS S SYNCHRON. MOTOR 1FT7, M0=20NM (100K) NN=3000RPM, PN=4,55KW NATURAL AIR COOLING; FRAME SIZE IMB 5 (IM V1, IM V3) FLANGE 0 POWER CONNECTOR ROTATABLE ABSOLUTE ENCODER 22 BITS MULTI TURN WITH DRIVE-CLIQ INTERFACE (ENCODER AM-22-DQ) CONNECTOR ROTATABLE PLAIN SHAFT, WITH HOLDING BRAKE; ACCURACY TOLERANCE N VIBRATION SEVERITY GRADE A, DEGREE OF PROTECTION IP 65 | 6603 | TEM | 1 | MC | 24.003 | 1
1FT70845AF701FH2 | SIMOTICS S SYNCHRON. MOTOR 1FT7, M0=20NM (100K) NN=3000RPM, PN=4,55KW NATURAL AIR COOLING; FRAME SIZE IMB 5 (IM V1, IM V3) FLANGE 0 POWER CONNECTOR ROTATABLE ABSOLUTE ENCODER 22 BITS MULTI TURN WITH DRIVE-CLIQ INTERFACE (ENCODER AM-22-DQ) CONNECTOR ROTATABLE PLAIN SHAFT, WITH HOLDING BRAKE; ACCURACY TOLERANCE N VIBRATION SEVERITY GRADE A, DEGREE OF PROTECTION IP 67 | 6682 | TEM | 1 | MC | 24.003 | 1
1FT70845AF701FH5 | SIMOTICS S SYNCHRON. MOTOR 1FT7, M0=20NM (100K) NN=3000RPM, PN=4,55KW NATURAL AIR COOLING; FRAME SIZE IMB 5 (IM V1, IM V3) FLANGE 0 POWER CONNECTOR ROTATABLE ABSOLUTE ENCODER 22 BITS MULTI TURN WITH DRIVE-CLIQ INTERFACE (ENCODER AM-22-DQ) CONNECTOR ROTATABLE PLAIN SHAFT, WITH HOLDING BRAKE; ACCURACY TOLERANCE N VIBRATION SEVERITY GRADE A+R, DEGREE OF PROTECTION IP 67 | 6838 | TEM | 1 | MC | 24.003 | 1
1FT70845AF701FL1 | SIMOTICS S SYNCHRON. MOTOR 1FT7, M0=20NM (100K) NN=3000RPM, PN=4,55KW NATURAL AIR COOLING; FRAME SIZE IMB 5 (IM V1, IM V3) FLANGE 0 POWER CONNECTOR ROTATABLE ABSOLUTE ENCODER 22 BITS MULTI TURN WITH DRIVE-CLIQ INTERFACE (ENCODER AM-22-DQ) CONNECTOR ROTATABLE PLAIN SHAFT, WITH HOLDING BRAKE; ACCURACY TOLERANCE R VIBRATION SEVERITY GRADE A, DEGREE OF PROTECTION IP 65 | 6760 | TEM | 1 | MC | 24.003 | 1
1FT70845AF701MA0 | SIMOTICS S SYNCHRON. MOTOR 1FT7, M0=20NM (100K) NN=3000RPM, PN=4,55KW NATURAL AIR COOLING; FRAME SIZE IMB 5 (IM V1, IM V3) FLANGE (COMPACT) WITH KTY TEMPERATURE SENSOR POWER CONNECTOR ROTATABLE ABSOLUTE ENCODER ENDAT 2048 S/R (ENCODER A-2048) CONNECTOR ROTATABLE WITH FITTED KEY, ACCURACY TOLERANCE N, W/O HOLDING BRAKE VIBRATION SEVERITY GRADE A, DEGREE OF PROTECTION IP 64 | 5177 | TEM | 1 | MC | 20.904 | 1
1FT70845AF701MA1 | SIMOTICS S SYNCHRON. MOTOR 1FT7, M0=20NM (100K) NN=3000RPM, PN=4,55KW NATURAL AIR COOLING; FRAME SIZE IMB 5 (IM V1, IM V3) FLANGE (COMPACT) WITH KTY TEMPERATURE SENSOR POWER CONNECTOR ROTATABLE ABSOLUTE ENCODER ENDAT 2048 S/R (ENCODER A-2048) CONNECTOR ROTATABLE WITH FITTED KEY, ACCURACY TOLERANCE N, W/O HOLDING BRAKE VIBRATION SEVERITY GRADE A, DEGREE OF PROTECTION IP 65 | 5273 | TEM | 1 | MC | 20.904 | 1
1FT70845AF701MA2 | SIMOTICS S SYNCHRON. MOTOR 1FT7, M0=20NM (100K) NN=3000RPM, PN=4,55KW NATURAL AIR COOLING; FRAME SIZE IMB 5 (IM V1, IM V3) FLANGE (COMPACT) WITH KTY TEMPERATURE SENSOR POWER CONNECTOR ROTATABLE ABSOLUTE ENCODER ENDAT 2048 S/R (ENCODER A-2048) CONNECTOR ROTATABLE WITH FITTED KEY, ACCURACY TOLERANCE N, W/O HOLDING BRAKE VIBRATION SEVERITY GRADE A, DEGREE OF PROTECTION IP 67 | 5353 | TEM | 1 | MC | 20.904 | 1
1FT70845AF701MB1 | SIMOTICS S SYNCHRON. MOTOR 1FT7, M0=20NM (100K) NN=3000RPM, PN=4,55KW NATURAL AIR COOLING; FRAME SIZE IMB 5 (IM V1, IM V3) FLANGE (COMPACT) WITH KTY TEMPERATURE SENSOR POWER CONNECTOR ROTATABLE ABSOLUTE ENCODER ENDAT 2048 S/R (ENCODER A-2048) CONNECTOR ROTATABLE SHAFT WITH FITTED KEY; WITH HOLDING BRAKE; ACC. TOLERANCE N VIBRATION SEVERITY GRADE A, DEGREE OF PROTECTION IP 65 | 6171 | TEM | 1 | MC | 24.003 | 1
1FT70845AF701NA0 | SIMOTICS S SYNCHRON. MOTOR 1FT7, M0=20NM (100K) NN=3000RPM, PN=4,55KW NATURAL AIR COOLING; FRAME SIZE IMB 5 (IM V1, IM V3) FLANGE (COMPACT) WITH KTY TEMPERATURE SENSOR POWER CONNECTOR ROTATABLE INCREM. ENCODER SIN/COS 1VSS 2048 S/R (ENCODER I-2048) CONNECTOR ROTATABLE WITH FITTED KEY, ACCURACY TOLERANCE N, W/O HOLDING BRAKE VIBRATION SEVERITY GRADE A, DEGREE OF PROTECTION IP 64 | 4423 | TEM | 1 | MC | 20.904 | 1
1FT70845AF701NA1 | SIMOTICS S SYNCHRON. MOTOR 1FT7, M0=20NM (100K) NN=3000RPM, PN=4,55KW NATURAL AIR COOLING; FRAME SIZE IMB 5 (IM V1, IM V3) FLANGE (COMPACT) WITH KTY TEMPERATURE SENSOR POWER CONNECTOR ROTATABLE INCREM. ENCODER SIN/COS 1VSS 2048 S/R (ENCODER I-2048) CONNECTOR ROTATABLE WITH FITTED KEY, ACCURACY TOLERANCE N, W/O HOLDING BRAKE VIBRATION SEVERITY GRADE A, DEGREE OF PROTECTION IP 65 | 4519 | TEM | 1 | MC | 20.904 | 1
1FT70845AF701NB1 | SIMOTICS S SYNCHRON. MOTOR 1FT7, M0=20NM (100K) NN=3000RPM, PN=4,55KW NATURAL AIR COOLING; FRAME SIZE IMB 5 (IM V1, IM V3) FLANGE (COMPACT) WITH KTY TEMPERATURE SENSOR POWER CONNECTOR ROTATABLE INCREM. ENCODER SIN/COS 1VSS 2048 S/R (ENCODER I-2048) CONNECTOR ROTATABLE SHAFT WITH FITTED KEY; WITH HOLDING BRAKE; ACC. TOLERANCE N VIBRATION SEVERITY GRADE A, DEGREE OF PROTECTION IP 65 | 5417 | TEM | 1 | MC | 24.003 | 1
1FT70845AF701NG3 | SIMOTICS S SYNCHRON. MOTOR 1FT7, M0=20NM (100K) NN=3000RPM, PN=4,55KW NATURAL AIR COOLING; FRAME SIZE IMB 5 (IM V1, IM V3) FLANGE (COMPACT) WITH KTY TEMPERATURE SENSOR POWER CONNECTOR ROTATABLE INCREM. ENCODER SIN/COS 1VSS 2048 S/R (ENCODER I-2048) CONNECTOR ROTATABLE PLAIN SHAFT, W/O HOLDING BRAKE; ACC. TOLERANCE N VIBRATION SEVERITY GRADE A+R, DEGREE OF PROTECTION IP 64 | 4578 | TEM | 1 | MC | 20.904 | 1
1FT70845AF701NH1 | SIMOTICS S SYNCHRON. MOTOR 1FT7, M0=20NM (100K) NN=3000RPM, PN=4,55KW NATURAL AIR COOLING; FRAME SIZE IMB 5 (IM V1, IM V3) FLANGE (COMPACT) WITH KTY TEMPERATURE SENSOR POWER CONNECTOR ROTATABLE INCREM. ENCODER SIN/COS 1VSS 2048 S/R (ENCODER I-2048) CONNECTOR ROTATABLE PLAIN SHAFT, WITH HOLDING BRAKE; ACCURACY TOLERANCE N VIBRATION SEVERITY GRADE A, DEGREE OF PROTECTION IP 65 | 5417 | TEM | 1 | MC | 24.003 | 1
1FT70845AF701NK1 | SIMOTICS S SYNCHRON. MOTOR 1FT7, M0=20NM (100K) NN=3000RPM, PN=4,55KW NATURAL AIR COOLING; FRAME SIZE IMB 5 (IM V1, IM V3) FLANGE (COMPACT) WITH KTY TEMPERATURE SENSOR POWER CONNECTOR ROTATABLE INCREM. ENCODER SIN/COS 1VSS 2048 S/R (ENCODER I-2048) CONNECTOR ROTATABLE PLAIN SHAFT, W/O HOLDING BRAKE; ACC. TOLERANCE R VIBRATION SEVERITY GRADE A, DEGREE OF PROTECTION IP 65 | 4679 | TEM | 1 | MC | 20.904 | 1
1FT70845AF711BA0 | SIMOTICS S SYNCHRON. MOTOR 1FT7, M0=20NM (100K) NN=3000RPM, PN=4,55KW NATURAL AIR COOLING; FRAME SIZE IMB 5 (IM V1, IM V3) FLANGE 1 (1FT6 COMPATIBLE) POWER CONNECTOR ROTATABLE ABSOLUTE VALUE ENCODER SINGLETURN 24 BIT WITH DRIVE-CLIQ INTERFACE (ENCODER AS24DQI) WITH FITTED KEY, ACCURACY TOLERANCE N, W/O HOLDING BRAKE VIBRATION SEVERITY GRADE A, DEGREE OF PROTECTION IP 64 | 4764 | TEM | 1 | MC | 20.904 | 1
1FT70845AF711BA1 | SIMOTICS S SYNCHRON. MOTOR 1FT7, M0=20NM (100K) NN=3000RPM, PN=4,55KW NATURAL AIR COOLING; FRAME SIZE IMB 5 (IM V1, IM V3) FLANGE 1 (1FT6 COMPATIBLE) POWER CONNECTOR ROTATABLE ABSOLUTE VALUE ENCODER SINGLETURN 24 BIT WITH DRIVE-CLIQ INTERFACE (ENCODER AS24DQI) WITH FITTED KEY, ACCURACY TOLERANCE N, W/O HOLDING BRAKE VIBRATION SEVERITY GRADE A, DEGREE OF PROTECTION IP 65 | 4860 | TEM | 1 | MC | 20.904 | 1
1FT70845AF711BB0 | SIMOTICS S SYNCHRON. MOTOR 1FT7, M0=20NM (100K) NN=3000RPM, PN=4,55KW NATURAL AIR COOLING; FRAME SIZE IMB 5 (IM V1, IM V3) FLANGE 1 (1FT6 COMPATIBLE) POWER CONNECTOR ROTATABLE ABSOLUTE VALUE ENCODER SINGLETURN 24 BIT WITH DRIVE-CLIQ INTERFACE (ENCODER AS24DQI) SHAFT WITH FITTED KEY; WITH HOLDING BRAKE; ACC. TOLERANCE N VIBRATION SEVERITY GRADE A, DEGREE OF PROTECTION IP 64 | 5661 | TEM | 1 | MC | 24.003 | 1
1FT70845AF711BB1 | SIMOTICS S SYNCHRON. MOTOR 1FT7, M0=20NM (100K) NN=3000RPM, PN=4,55KW NATURAL AIR COOLING; FRAME SIZE IMB 5 (IM V1, IM V3) FLANGE 1 (1FT6 COMPATIBLE) POWER CONNECTOR ROTATABLE ABSOLUTE VALUE ENCODER SINGLETURN 24 BIT WITH DRIVE-CLIQ INTERFACE (ENCODER AS24DQI) SHAFT WITH FITTED KEY; WITH HOLDING BRAKE; ACC. TOLERANCE N VIBRATION SEVERITY GRADE A, DEGREE OF PROTECTION IP 65 | 5757 | TEM | 1 | MC | 24.003 | 1
1FT70845AF711BD3 | SIMOTICS S SYNCHRON. MOTOR 1FT7, M0=20NM (100K) NN=3000RPM, PN=4,55KW NATURAL AIR COOLING; FRAME SIZE IMB 5 (IM V1, IM V3) FLANGE 1 (1FT6 COMPATIBLE) POWER CONNECTOR ROTATABLE ABSOLUTE VALUE ENCODER SINGLETURN 24 BIT WITH DRIVE-CLIQ INTERFACE (ENCODER AS24DQI) SHAFT WITH FITTED KEY; W/O HOLDING BRAKE; ACC. TOLERANCE R VIBRATION SEVERITY GRADE A+R, DEGREE OF PROTECTION IP 64 | 5078 | TEM | 1 | MC | 20.904 | 1
1FT70845AF711BG0 | SIMOTICS S SYNCHRON. MOTOR 1FT7, M0=20NM (100K) NN=3000RPM, PN=4,55KW NATURAL AIR COOLING; FRAME SIZE IMB 5 (IM V1, IM V3) FLANGE 1 (1FT6 COMPATIBLE) POWER CONNECTOR ROTATABLE ABSOLUTE VALUE ENCODER SINGLETURN 24 BIT WITH DRIVE-CLIQ INTERFACE (ENCODER AS24DQI) PLAIN SHAFT, W/O HOLDING BRAKE; ACC. TOLERANCE N VIBRATION SEVERITY GRADE A, DEGREE OF PROTECTION IP 64 | 4764 | TEM | 1 | MC | 20.904 | 1
1FT70845AF711BG1 | SIMOTICS S SYNCHRON. MOTOR 1FT7, M0=20NM (100K) NN=3000RPM, PN=4,55KW NATURAL AIR COOLING; FRAME SIZE IMB 5 (IM V1, IM V3) FLANGE 1 (1FT6 COMPATIBLE) POWER CONNECTOR ROTATABLE ABSOLUTE VALUE ENCODER SINGLETURN 24 BIT WITH DRIVE-CLIQ INTERFACE (ENCODER AS24DQI) PLAIN SHAFT, W/O HOLDING BRAKE; ACC. TOLERANCE N VIBRATION SEVERITY GRADE A, DEGREE OF PROTECTION IP 65 | 4860 | TEM | 1 | MC | 20.904 | 1
1FT70845AF711BG2 | SIMOTICS S SYNCHRON. MOTOR 1FT7, M0=20NM (100K) NN=3000RPM, PN=4,55KW NATURAL AIR COOLING; FRAME SIZE IMB 5 (IM V1, IM V3) FLANGE 1 (1FT6 COMPATIBLE) POWER CONNECTOR ROTATABLE ABSOLUTE VALUE ENCODER SINGLETURN 24 BIT WITH DRIVE-CLIQ INTERFACE (ENCODER AS24DQI) PLAIN SHAFT, W/O HOLDING BRAKE; ACC. TOLERANCE N VIBRATION SEVERITY GRADE A, DEGREE OF PROTECTION IP 67 | 4939 | TEM | 1 | MC | 20.904 | 1
1FT70845AF711BH0 | SIMOTICS S SYNCHRON. MOTOR 1FT7, M0=20NM (100K) NN=3000RPM, PN=4,55KW NATURAL AIR COOLING; FRAME SIZE IMB 5 (IM V1, IM V3) FLANGE 1 (1FT6 COMPATIBLE) POWER CONNECTOR ROTATABLE ABSOLUTE VALUE ENCODER SINGLETURN 24 BIT WITH DRIVE-CLIQ INTERFACE (ENCODER AS24DQI) PLAIN SHAFT, WITH HOLDING BRAKE; ACCURACY TOLERANCE N VIBRATION SEVERITY GRADE A, DEGREE OF PROTECTION IP 64 | 5661 | TEM | 1 | MC | 24.003 | 1
1FT70845AF711BH1 | SIMOTICS S SYNCHRON. MOTOR 1FT7, M0=20NM (100K) NN=3000RPM, PN=4,55KW NATURAL AIR COOLING; FRAME SIZE IMB 5 (IM V1, IM V3) FLANGE 1 (1FT6 COMPATIBLE) POWER CONNECTOR ROTATABLE ABSOLUTE VALUE ENCODER SINGLETURN 24 BIT WITH DRIVE-CLIQ INTERFACE (ENCODER AS24DQI) PLAIN SHAFT, WITH HOLDING BRAKE; ACCURACY TOLERANCE N VIBRATION SEVERITY GRADE A, DEGREE OF PROTECTION IP 65 | 5757 | TEM | 1 | MC | 24.003 | 1
1FT70845AF711BH2 | SIMOTICS S SYNCHRON. MOTOR 1FT7, M0=20NM (100K) NN=3000RPM, PN=4,55KW NATURAL AIR COOLING; FRAME SIZE IMB 5 (IM V1, IM V3) FLANGE 1 (1FT6 COMPATIBLE) POWER CONNECTOR ROTATABLE ABSOLUTE VALUE ENCODER SINGLETURN 24 BIT WITH DRIVE-CLIQ INTERFACE (ENCODER AS24DQI) PLAIN SHAFT, WITH HOLDING BRAKE; ACCURACY TOLERANCE N VIBRATION SEVERITY GRADE A, DEGREE OF PROTECTION IP 67 | 5837 | TEM | 1 | MC | 24.003 | 1
1FT70845AF711BH5 | SIMOTICS S SYNCHRON. MOTOR 1FT7, M0=20NM (100K) NN=3000RPM, PN=4,55KW NATURAL AIR COOLING; FRAME SIZE IMB 5 (IM V1, IM V3) FLANGE 1 (1FT6 COMPATIBLE) POWER CONNECTOR ROTATABLE ABSOLUTE VALUE ENCODER SINGLETURN 24 BIT WITH DRIVE-CLIQ INTERFACE (ENCODER AS24DQI) PLAIN SHAFT, WITH HOLDING BRAKE; ACCURACY TOLERANCE N VIBRATION SEVERITY GRADE A+R, DEGREE OF PROTECTION IP 67 | 5993 | TEM | 1 | MC | 24.003 | 1
1FT70845AF711BK5 | SIMOTICS S SYNCHRON. MOTOR 1FT7, M0=20NM (100K) NN=3000RPM, PN=4,55KW NATURAL AIR COOLING; FRAME SIZE IMB 5 (IM V1, IM V3) FLANGE 1 (1FT6 COMPATIBLE) POWER CONNECTOR ROTATABLE ABSOLUTE VALUE ENCODER SINGLETURN 24 BIT WITH DRIVE-CLIQ INTERFACE (ENCODER AS24DQI) PLAIN SHAFT, W/O HOLDING BRAKE; ACC. TOLERANCE R VIBRATION SEVERITY GRADE A+R, DEGREE OF PROTECTION IP 67 | 5255 | TEM | 1 | MC | 20.904 | 1
1FT70845AF711CA0 | SIMOTICS S SYNCHRON. MOTOR 1FT7, M0=20NM (100K) NN=3000RPM, PN=4,55KW NATURAL AIR COOLING; FRAME SIZE IMB 5 (IM V1, IM V3) FLANGE 1 (1FT6 COMPATIBLE) POWER CONNECTOR ROTATABLE ABSOLUTE ENCODER 24 BITS + 12 BIT MULTITURN WITH DRIVE-CLIQ INTERFACE (ENCODER AM24DQI) WITH FITTED KEY, ACCURACY TOLERANCE N, W/O HOLDING BRAKE VIBRATION SEVERITY GRADE A, DEGREE OF PROTECTION IP 64 | 5529 | TEM | 1 | MC | 20.904 | 1
1FT70845AF711CA1 | SIMOTICS S SYNCHRON. MOTOR 1FT7, M0=20NM (100K) NN=3000RPM, PN=4,55KW NATURAL AIR COOLING; FRAME SIZE IMB 5 (IM V1, IM V3) FLANGE 1 (1FT6 COMPATIBLE) POWER CONNECTOR ROTATABLE ABSOLUTE ENCODER 24 BITS + 12 BIT MULTITURN WITH DRIVE-CLIQ INTERFACE (ENCODER AM24DQI) WITH FITTED KEY, ACCURACY TOLERANCE N, W/O HOLDING BRAKE VIBRATION SEVERITY GRADE A, DEGREE OF PROTECTION IP 65 | 5625 | TEM | 1 | MC | 20.904 | 1
1FT70845AF711CA2 | SIMOTICS S SYNCHRON. MOTOR 1FT7, M0=20NM (100K) NN=3000RPM, PN=4,55KW NATURAL AIR COOLING; FRAME SIZE IMB 5 (IM V1, IM V3) FLANGE 1 (1FT6 COMPATIBLE) POWER CONNECTOR ROTATABLE ABSOLUTE ENCODER 24 BITS + 12 BIT MULTITURN WITH DRIVE-CLIQ INTERFACE (ENCODER AM24DQI) WITH FITTED KEY, ACCURACY TOLERANCE N, W/O HOLDING BRAKE VIBRATION SEVERITY GRADE A, DEGREE OF PROTECTION IP 67 | 5704 | TEM | 1 | MC | 20.904 | 1
1FT70845AF711CB0 | SIMOTICS S SYNCHRON. MOTOR 1FT7, M0=20NM (100K) NN=3000RPM, PN=4,55KW NATURAL AIR COOLING; FRAME SIZE IMB 5 (IM V1, IM V3) FLANGE 1 (1FT6 COMPATIBLE) POWER CONNECTOR ROTATABLE ABSOLUTE ENCODER 24 BITS + 12 BIT MULTITURN WITH DRIVE-CLIQ INTERFACE (ENCODER AM24DQI) SHAFT WITH FITTED KEY; WITH HOLDING BRAKE; ACC. TOLERANCE N VIBRATION SEVERITY GRADE A, DEGREE OF PROTECTION IP 64 | 6426 | TEM | 1 | MC | 24.003 | 1
1FT70845AF711CB1 | SIMOTICS S SYNCHRON. MOTOR 1FT7, M0=20NM (100K) NN=3000RPM, PN=4,55KW NATURAL AIR COOLING; FRAME SIZE IMB 5 (IM V1, IM V3) FLANGE 1 (1FT6 COMPATIBLE) POWER CONNECTOR ROTATABLE ABSOLUTE ENCODER 24 BITS + 12 BIT MULTITURN WITH DRIVE-CLIQ INTERFACE (ENCODER AM24DQI) SHAFT WITH FITTED KEY; WITH HOLDING BRAKE; ACC. TOLERANCE N VIBRATION SEVERITY GRADE A, DEGREE OF PROTECTION IP 65 | 6523 | TEM | 1 | MC | 24.003 | 1
1FT70845AF711CB2 | SIMOTICS S SYNCHRON. MOTOR 1FT7, M0=20NM (100K) NN=3000RPM, PN=4,55KW NATURAL AIR COOLING; FRAME SIZE IMB 5 (IM V1, IM V3) FLANGE 1 (1FT6 COMPATIBLE) POWER CONNECTOR ROTATABLE ABSOLUTE ENCODER 24 BITS + 12 BIT MULTITURN WITH DRIVE-CLIQ INTERFACE (ENCODER AM24DQI) SHAFT WITH FITTED KEY; WITH HOLDING BRAKE; ACC. TOLERANCE N VIBRATION SEVERITY GRADE A, DEGREE OF PROTECTION IP 67 | 6602 | TEM | 1 | MC | 24.003 | 1
1FT70845AF711CD1 | SIMOTICS S SYNCHRON. MOTOR 1FT7, M0=20NM (100K) NN=3000RPM, PN=4,55KW NATURAL AIR COOLING; FRAME SIZE IMB 5 (IM V1, IM V3) FLANGE 1 (1FT6 COMPATIBLE) POWER CONNECTOR ROTATABLE ABSOLUTE ENCODER 24 BITS + 12 BIT MULTITURN WITH DRIVE-CLIQ INTERFACE (ENCODER AM24DQI) SHAFT WITH FITTED KEY; W/O HOLDING BRAKE; ACC. TOLERANCE R VIBRATION SEVERITY GRADE A, DEGREE OF PROTECTION IP 65 | 5784 | TEM | 1 | MC | 20.904 | 1
1FT70845AF711CE1 | SIMOTICS S SYNCHRON. MOTOR 1FT7, M0=20NM (100K) NN=3000RPM, PN=4,55KW NATURAL AIR COOLING; FRAME SIZE IMB 5 (IM V1, IM V3) FLANGE 1 (1FT6 COMPATIBLE) POWER CONNECTOR ROTATABLE ABSOLUTE ENCODER 24 BITS + 12 BIT MULTITURN WITH DRIVE-CLIQ INTERFACE (ENCODER AM24DQI) SHAFT WITH FITTED KEY; WITH HOLDING BRAKE; ACC. TOLERANCE R VIBRATION SEVERITY GRADE A, DEGREE OF PROTECTION IP 65 | 6680 | TEM | 1 | MC | 24.003 | 1
1FT70845AF711CE3 | SIMOTICS S SYNCHRON. MOTOR 1FT7, M0=20NM (100K) NN=3000RPM, PN=4,55KW NATURAL AIR COOLING; FRAME SIZE IMB 5 (IM V1, IM V3) FLANGE 1 (1FT6 COMPATIBLE) POWER CONNECTOR ROTATABLE ABSOLUTE ENCODER 24 BITS + 12 BIT MULTITURN WITH DRIVE-CLIQ INTERFACE (ENCODER AM24DQI) SHAFT WITH FITTED KEY; WITH HOLDING BRAKE; ACC. TOLERANCE R VIBRATION SEVERITY GRADE A+R, DEGREE OF PROTECTION IP 64 | 6738 | TEM | 1 | MC | 24.003 | 1
1FT70845AF711CG0 | SIMOTICS S SYNCHRON. MOTOR 1FT7, M0=20NM (100K) NN=3000RPM, PN=4,55KW NATURAL AIR COOLING; FRAME SIZE IMB 5 (IM V1, IM V3) FLANGE 1 (1FT6 COMPATIBLE) POWER CONNECTOR ROTATABLE ABSOLUTE ENCODER 24 BITS + 12 BIT MULTITURN WITH DRIVE-CLIQ INTERFACE (ENCODER AM24DQI) PLAIN SHAFT, W/O HOLDING BRAKE; ACC. TOLERANCE N VIBRATION SEVERITY GRADE A, DEGREE OF PROTECTION IP 64 | 5529 | TEM | 1 | MC | 20.904 | 1
1FT70845AF711CG1 | SIMOTICS S SYNCHRON. MOTOR 1FT7, M0=20NM (100K) NN=3000RPM, PN=4,55KW NATURAL AIR COOLING; FRAME SIZE IMB 5 (IM V1, IM V3) FLANGE 1 (1FT6 COMPATIBLE) POWER CONNECTOR ROTATABLE ABSOLUTE ENCODER 24 BITS + 12 BIT MULTITURN WITH DRIVE-CLIQ INTERFACE (ENCODER AM24DQI) PLAIN SHAFT, W/O HOLDING BRAKE; ACC. TOLERANCE N VIBRATION SEVERITY GRADE A, DEGREE OF PROTECTION IP 65 | 5625 | TEM | 1 | MC | 20.904 | 1
1FT70845AF711CG2 | SIMOTICS S SYNCHRON. MOTOR 1FT7, M0=20NM (100K) NN=3000RPM, PN=4,55KW NATURAL AIR COOLING; FRAME SIZE IMB 5 (IM V1, IM V3) FLANGE 1 (1FT6 COMPATIBLE) POWER CONNECTOR ROTATABLE ABSOLUTE ENCODER 24 BITS + 12 BIT MULTITURN WITH DRIVE-CLIQ INTERFACE (ENCODER AM24DQI) PLAIN SHAFT, W/O HOLDING BRAKE; ACC. TOLERANCE N VIBRATION SEVERITY GRADE A, DEGREE OF PROTECTION IP 67 | 5704 | TEM | 1 | MC | 20.904 | 1
1FT70845AF711CG5 | SIMOTICS S SYNCHRON. MOTOR 1FT7, M0=20NM (100K) NN=3000RPM, PN=4,55KW NATURAL AIR COOLING; FRAME SIZE IMB 5 (IM V1, IM V3) FLANGE 1 (1FT6 COMPATIBLE) POWER CONNECTOR ROTATABLE ABSOLUTE ENCODER 24 BITS + 12 BIT MULTITURN WITH DRIVE-CLIQ INTERFACE (ENCODER AM24DQI) PLAIN SHAFT, W/O HOLDING BRAKE; ACC. TOLERANCE N VIBRATION SEVERITY GRADE A+R, DEGREE OF PROTECTION IP 67 | 5860 | TEM | 1 | MC | 20.904 | 1
1FT70845AF711CH0 | SIMOTICS S SYNCHRON. MOTOR 1FT7, M0=20NM (100K) NN=3000RPM, PN=4,55KW NATURAL AIR COOLING; FRAME SIZE IMB 5 (IM V1, IM V3) FLANGE 1 (1FT6 COMPATIBLE) POWER CONNECTOR ROTATABLE ABSOLUTE ENCODER 24 BITS + 12 BIT MULTITURN WITH DRIVE-CLIQ INTERFACE (ENCODER AM24DQI) PLAIN SHAFT, WITH HOLDING BRAKE; ACCURACY TOLERANCE N VIBRATION SEVERITY GRADE A, DEGREE OF PROTECTION IP 64 | 6426 | TEM | 1 | MC | 24.003 | 1
1FT70845AF711CH1 | SIMOTICS S SYNCHRON. MOTOR 1FT7, M0=20NM (100K) NN=3000RPM, PN=4,55KW NATURAL AIR COOLING; FRAME SIZE IMB 5 (IM V1, IM V3) FLANGE 1 (1FT6 COMPATIBLE) POWER CONNECTOR ROTATABLE ABSOLUTE ENCODER 24 BITS + 12 BIT MULTITURN WITH DRIVE-CLIQ INTERFACE (ENCODER AM24DQI) PLAIN SHAFT, WITH HOLDING BRAKE; ACCURACY TOLERANCE N VIBRATION SEVERITY GRADE A, DEGREE OF PROTECTION IP 65 | 6523 | TEM | 1 | MC | 24.003 | 1
1FT70845AF711CH2 | SIMOTICS S SYNCHRON. MOTOR 1FT7, M0=20NM (100K) NN=3000RPM, PN=4,55KW NATURAL AIR COOLING; FRAME SIZE IMB 5 (IM V1, IM V3) FLANGE 1 (1FT6 COMPATIBLE) POWER CONNECTOR ROTATABLE ABSOLUTE ENCODER 24 BITS + 12 BIT MULTITURN WITH DRIVE-CLIQ INTERFACE (ENCODER AM24DQI) PLAIN SHAFT, WITH HOLDING BRAKE; ACCURACY TOLERANCE N VIBRATION SEVERITY GRADE A, DEGREE OF PROTECTION IP 67 | 6602 | TEM | 1 | MC | 24.003 | 1
1FT70845AF711CH5 | SIMOTICS S SYNCHRON. MOTOR 1FT7, M0=20NM (100K) NN=3000RPM, PN=4,55KW NATURAL AIR COOLING; FRAME SIZE IMB 5 (IM V1, IM V3) FLANGE 1 (1FT6 COMPATIBLE) POWER CONNECTOR ROTATABLE ABSOLUTE ENCODER 24 BITS + 12 BIT MULTITURN WITH DRIVE-CLIQ INTERFACE (ENCODER AM24DQI) PLAIN SHAFT, WITH HOLDING BRAKE; ACCURACY TOLERANCE N VIBRATION SEVERITY GRADE A+R, DEGREE OF PROTECTION IP 67 | 6758 | TEM | 1 | MC | 24.003 | 1
1FT70845AF711CK1 | SIMOTICS S SYNCHRON. MOTOR 1FT7, M0=20NM (100K) NN=3000RPM, PN=4,55KW NATURAL AIR COOLING; FRAME SIZE IMB 5 (IM V1, IM V3) FLANGE 1 (1FT6 COMPATIBLE) POWER CONNECTOR ROTATABLE ABSOLUTE ENCODER 24 BITS + 12 BIT MULTITURN WITH DRIVE-CLIQ INTERFACE (ENCODER AM24DQI) PLAIN SHAFT, W/O HOLDING BRAKE; ACC. TOLERANCE R VIBRATION SEVERITY GRADE A, DEGREE OF PROTECTION IP 65 | 5784 | TEM | 1 | MC | 20.904 | 1
1FT70845AF711CK2 | SIMOTICS S SYNCHRON. MOTOR 1FT7, M0=20NM (100K) NN=3000RPM, PN=4,55KW NATURAL AIR COOLING; FRAME SIZE IMB 5 (IM V1, IM V3) FLANGE 1 (1FT6 COMPATIBLE) POWER CONNECTOR ROTATABLE ABSOLUTE ENCODER 24 BITS + 12 BIT MULTITURN WITH DRIVE-CLIQ INTERFACE (ENCODER AM24DQI) PLAIN SHAFT, W/O HOLDING BRAKE; ACC. TOLERANCE R VIBRATION SEVERITY GRADE A, DEGREE OF PROTECTION IP 67 | 5864 | TEM | 1 | MC | 20.904 | 1
1FT70845AF711CK5 | SIMOTICS S SYNCHRON. MOTOR 1FT7, M0=20NM (100K) NN=3000RPM, PN=4,55KW NATURAL AIR COOLING; FRAME SIZE IMB 5 (IM V1, IM V3) FLANGE 1 (1FT6 COMPATIBLE) POWER CONNECTOR ROTATABLE ABSOLUTE ENCODER 24 BITS + 12 BIT MULTITURN WITH DRIVE-CLIQ INTERFACE (ENCODER AM24DQI) PLAIN SHAFT, W/O HOLDING BRAKE; ACC. TOLERANCE R VIBRATION SEVERITY GRADE A+R, DEGREE OF PROTECTION IP 67 | 6020 | TEM | 1 | MC | 20.904 | 1
1FT70845AF711CL1 | SIMOTICS S SYNCHRON. MOTOR 1FT7, M0=20NM (100K) NN=3000RPM, PN=4,55KW NATURAL AIR COOLING; FRAME SIZE IMB 5 (IM V1, IM V3) FLANGE 1 (1FT6 COMPATIBLE) POWER CONNECTOR ROTATABLE ABSOLUTE ENCODER 24 BITS + 12 BIT MULTITURN WITH DRIVE-CLIQ INTERFACE (ENCODER AM24DQI) PLAIN SHAFT, WITH HOLDING BRAKE; ACCURACY TOLERANCE R VIBRATION SEVERITY GRADE A, DEGREE OF PROTECTION IP 65 | 6680 | TEM | 1 | MC | 24.003 | 1
1FT70845AF711DA0 | SIMOTICS S SYNCHRON. MOTOR 1FT7, M0=20NM (100K) NN=3000RPM, PN=4,55KW NATURAL AIR COOLING; FRAME SIZE IMB 5 (IM V1, IM V3) FLANGE 1 (1FT6 COMPATIBLE) POWER CONNECTOR ROTATABLE INCREMENTAL ENCODER 2048 S/R WITH DRIVE-CLIQ INTERFACE (ENCODER I-2048) CONNECTOR ROTATABLE WITH FITTED KEY, ACCURACY TOLERANCE N, W/O HOLDING BRAKE VIBRATION SEVERITY GRADE A, DEGREE OF PROTECTION IP 64 | 4844 | TEM | 1 | MC | 20.904 | 1
1FT70845AF711DA1 | SIMOTICS S SYNCHRON. MOTOR 1FT7, M0=20NM (100K) NN=3000RPM, PN=4,55KW NATURAL AIR COOLING; FRAME SIZE IMB 5 (IM V1, IM V3) FLANGE 1 (1FT6 COMPATIBLE) POWER CONNECTOR ROTATABLE INCREMENTAL ENCODER 2048 S/R WITH DRIVE-CLIQ INTERFACE (ENCODER I-2048) CONNECTOR ROTATABLE WITH FITTED KEY, ACCURACY TOLERANCE N, W/O HOLDING BRAKE VIBRATION SEVERITY GRADE A, DEGREE OF PROTECTION IP 65 | 4940 | TEM | 1 | MC | 20.904 | 1
1FT70845AF711DA5 | SIMOTICS S SYNCHRON. MOTOR 1FT7, M0=20NM (100K) NN=3000RPM, PN=4,55KW NATURAL AIR COOLING; FRAME SIZE IMB 5 (IM V1, IM V3) FLANGE 1 (1FT6 COMPATIBLE) POWER CONNECTOR ROTATABLE INCREMENTAL ENCODER 2048 S/R WITH DRIVE-CLIQ INTERFACE (ENCODER I-2048) CONNECTOR ROTATABLE WITH FITTED KEY, ACCURACY TOLERANCE N, W/O HOLDING BRAKE VIBRATION SEVERITY GRADE A+R, DEGREE OF PROTECTION IP 67 | 5175 | TEM | 1 | MC | 20.904 | 1
1FT70845AF711DB0 | SIMOTICS S SYNCHRON. MOTOR 1FT7, M0=20NM (100K) NN=3000RPM, PN=4,55KW NATURAL AIR COOLING; FRAME SIZE IMB 5 (IM V1, IM V3) FLANGE 1 (1FT6 COMPATIBLE) POWER CONNECTOR ROTATABLE INCREMENTAL ENCODER 2048 S/R WITH DRIVE-CLIQ INTERFACE (ENCODER I-2048) CONNECTOR ROTATABLE SHAFT WITH FITTED KEY; WITH HOLDING BRAKE; ACC. TOLERANCE N VIBRATION SEVERITY GRADE A, DEGREE OF PROTECTION IP 64 | 5741 | TEM | 1 | MC | 24.003 | 1
1FT70845AF711DB1 | SIMOTICS S SYNCHRON. MOTOR 1FT7, M0=20NM (100K) NN=3000RPM, PN=4,55KW NATURAL AIR COOLING; FRAME SIZE IMB 5 (IM V1, IM V3) FLANGE 1 (1FT6 COMPATIBLE) POWER CONNECTOR ROTATABLE INCREMENTAL ENCODER 2048 S/R WITH DRIVE-CLIQ INTERFACE (ENCODER I-2048) CONNECTOR ROTATABLE SHAFT WITH FITTED KEY; WITH HOLDING BRAKE; ACC. TOLERANCE N VIBRATION SEVERITY GRADE A, DEGREE OF PROTECTION IP 65 | 5838 | TEM | 1 | MC | 24.003 | 1
1FT70845AF711DB3 | SIMOTICS S SYNCHRON. MOTOR 1FT7, M0=20NM (100K) NN=3000RPM, PN=4,55KW NATURAL AIR COOLING; FRAME SIZE IMB 5 (IM V1, IM V3) FLANGE 1 (1FT6 COMPATIBLE) POWER CONNECTOR ROTATABLE INCREMENTAL ENCODER 2048 S/R WITH DRIVE-CLIQ INTERFACE (ENCODER I-2048) CONNECTOR ROTATABLE SHAFT WITH FITTED KEY; WITH HOLDING BRAKE; ACC. TOLERANCE N VIBRATION SEVERITY GRADE A+R, DEGREE OF PROTECTION IP 64 | 5896 | TEM | 1 | MC | 24.003 | 1
1FT70845AF711DB4 | SIMOTICS S SYNCHRON. MOTOR 1FT7, M0=20NM (100K) NN=3000RPM, PN=4,55KW NATURAL AIR COOLING; FRAME SIZE IMB 5 (IM V1, IM V3) FLANGE 1 (1FT6 COMPATIBLE) POWER CONNECTOR ROTATABLE INCREMENTAL ENCODER 2048 S/R WITH DRIVE-CLIQ INTERFACE (ENCODER I-2048) CONNECTOR ROTATABLE SHAFT WITH FITTED KEY; WITH HOLDING BRAKE; ACC. TOLERANCE N VIBRATION SEVERITY GRADE A+R, DEGREE OF PROTECTION IP 65 | 5994 | TEM | 1 | MC | 24.003 | 1
1FT70845AF711DD5 | SIMOTICS S SYNCHRON. MOTOR 1FT7, M0=20NM (100K) NN=3000RPM, PN=4,55KW NATURAL AIR COOLING; FRAME SIZE IMB 5 (IM V1, IM V3) FLANGE 1 (1FT6 COMPATIBLE) POWER CONNECTOR ROTATABLE INCREMENTAL ENCODER 2048 S/R WITH DRIVE-CLIQ INTERFACE (ENCODER I-2048) CONNECTOR ROTATABLE SHAFT WITH FITTED KEY; W/O HOLDING BRAKE; ACC. TOLERANCE R VIBRATION SEVERITY GRADE A+R, DEGREE OF PROTECTION IP 67 | 5335 | TEM | 1 | MC | 20.904 | 1
1FT70845AF711DG0 | SIMOTICS S SYNCHRON. MOTOR 1FT7, M0=20NM (100K) NN=3000RPM, PN=4,55KW NATURAL AIR COOLING; FRAME SIZE IMB 5 (IM V1, IM V3) FLANGE 1 (1FT6 COMPATIBLE) POWER CONNECTOR ROTATABLE INCREMENTAL ENCODER 2048 S/R WITH DRIVE-CLIQ INTERFACE (ENCODER I-2048) CONNECTOR ROTATABLE PLAIN SHAFT, W/O HOLDING BRAKE; ACC. TOLERANCE N VIBRATION SEVERITY GRADE A, DEGREE OF PROTECTION IP 64 | 4844 | TEM | 1 | MC | 20.904 | 1
1FT70845AF711DG1 | SIMOTICS S SYNCHRON. MOTOR 1FT7, M0=20NM (100K) NN=3000RPM, PN=4,55KW NATURAL AIR COOLING; FRAME SIZE IMB 5 (IM V1, IM V3) FLANGE 1 (1FT6 COMPATIBLE) POWER CONNECTOR ROTATABLE INCREMENTAL ENCODER 2048 S/R WITH DRIVE-CLIQ INTERFACE (ENCODER I-2048) CONNECTOR ROTATABLE PLAIN SHAFT, W/O HOLDING BRAKE; ACC. TOLERANCE N VIBRATION SEVERITY GRADE A, DEGREE OF PROTECTION IP 65 | 4940 | TEM | 1 | MC | 20.904 | 1
1FT70845AF711DG2 | SIMOTICS S SYNCHRON. MOTOR 1FT7, M0=20NM (100K) NN=3000RPM, PN=4,55KW NATURAL AIR COOLING; FRAME SIZE IMB 5 (IM V1, IM V3) FLANGE 1 (1FT6 COMPATIBLE) POWER CONNECTOR ROTATABLE INCREMENTAL ENCODER 2048 S/R WITH DRIVE-CLIQ INTERFACE (ENCODER I-2048) CONNECTOR ROTATABLE PLAIN SHAFT, W/O HOLDING BRAKE; ACC. TOLERANCE N VIBRATION SEVERITY GRADE A, DEGREE OF PROTECTION IP 67 | 5019 | TEM | 1 | MC | 20.904 | 1
1FT70845AF711DG3 | SIMOTICS S SYNCHRON. MOTOR 1FT7, M0=20NM (100K) NN=3000RPM, PN=4,55KW NATURAL AIR COOLING; FRAME SIZE IMB 5 (IM V1, IM V3) FLANGE 1 (1FT6 COMPATIBLE) POWER CONNECTOR ROTATABLE INCREMENTAL ENCODER 2048 S/R WITH DRIVE-CLIQ INTERFACE (ENCODER I-2048) CONNECTOR ROTATABLE PLAIN SHAFT, W/O HOLDING BRAKE; ACC. TOLERANCE N VIBRATION SEVERITY GRADE A+R, DEGREE OF PROTECTION IP 64 | 4998 | TEM | 1 | MC | 20.904 | 1
1FT70845AF711DG4 | SIMOTICS S SYNCHRON. MOTOR 1FT7, M0=20NM (100K) NN=3000RPM, PN=4,55KW NATURAL AIR COOLING; FRAME SIZE IMB 5 (IM V1, IM V3) FLANGE 1 (1FT6 COMPATIBLE) POWER CONNECTOR ROTATABLE INCREMENTAL ENCODER 2048 S/R WITH DRIVE-CLIQ INTERFACE (ENCODER I-2048) CONNECTOR ROTATABLE PLAIN SHAFT, W/O HOLDING BRAKE; ACC. TOLERANCE N VIBRATION SEVERITY GRADE A+R, DEGREE OF PROTECTION IP 65 | 5096 | TEM | 1 | MC | 20.904 | 1
1FT70845AF711DG5 | SIMOTICS S SYNCHRON. MOTOR 1FT7, M0=20NM (100K) NN=3000RPM, PN=4,55KW NATURAL AIR COOLING; FRAME SIZE IMB 5 (IM V1, IM V3) FLANGE 1 (1FT6 COMPATIBLE) POWER CONNECTOR ROTATABLE INCREMENTAL ENCODER 2048 S/R WITH DRIVE-CLIQ INTERFACE (ENCODER I-2048) CONNECTOR ROTATABLE PLAIN SHAFT, W/O HOLDING BRAKE; ACC. TOLERANCE N VIBRATION SEVERITY GRADE A+R, DEGREE OF PROTECTION IP 67 | 5175 | TEM | 1 | MC | 20.904 | 1
1FT70845AF711DH0 | SIMOTICS S SYNCHRON. MOTOR 1FT7, M0=20NM (100K) NN=3000RPM, PN=4,55KW NATURAL AIR COOLING; FRAME SIZE IMB 5 (IM V1, IM V3) FLANGE 1 (1FT6 COMPATIBLE) POWER CONNECTOR ROTATABLE INCREMENTAL ENCODER 2048 S/R WITH DRIVE-CLIQ INTERFACE (ENCODER I-2048) CONNECTOR ROTATABLE PLAIN SHAFT, WITH HOLDING BRAKE; ACCURACY TOLERANCE N VIBRATION SEVERITY GRADE A, DEGREE OF PROTECTION IP 64 | 5741 | TEM | 1 | MC | 24.003 | 1
1FT70845AF711DH1 | SIMOTICS S SYNCHRON. MOTOR 1FT7, M0=20NM (100K) NN=3000RPM, PN=4,55KW NATURAL AIR COOLING; FRAME SIZE IMB 5 (IM V1, IM V3) FLANGE 1 (1FT6 COMPATIBLE) POWER CONNECTOR ROTATABLE INCREMENTAL ENCODER 2048 S/R WITH DRIVE-CLIQ INTERFACE (ENCODER I-2048) CONNECTOR ROTATABLE PLAIN SHAFT, WITH HOLDING BRAKE; ACCURACY TOLERANCE N VIBRATION SEVERITY GRADE A, DEGREE OF PROTECTION IP 65 | 5838 | TEM | 1 | MC | 24.003 | 1
1FT70845AF711DK4 | SIMOTICS S SYNCHRON. MOTOR 1FT7, M0=20NM (100K) NN=3000RPM, PN=4,55KW NATURAL AIR COOLING; FRAME SIZE IMB 5 (IM V1, IM V3) FLANGE 1 (1FT6 COMPATIBLE) POWER CONNECTOR ROTATABLE INCREMENTAL ENCODER 2048 S/R WITH DRIVE-CLIQ INTERFACE (ENCODER I-2048) CONNECTOR ROTATABLE PLAIN SHAFT, W/O HOLDING BRAKE; ACC. TOLERANCE R VIBRATION SEVERITY GRADE A+R, DEGREE OF PROTECTION IP 65 | 5255 | TEM | 1 | MC | 20.904 | 1
1FT70845AF711DK5 | SIMOTICS S SYNCHRON. MOTOR 1FT7, M0=20NM (100K) NN=3000RPM, PN=4,55KW NATURAL AIR COOLING; FRAME SIZE IMB 5 (IM V1, IM V3) FLANGE 1 (1FT6 COMPATIBLE) POWER CONNECTOR ROTATABLE INCREMENTAL ENCODER 2048 S/R WITH DRIVE-CLIQ INTERFACE (ENCODER I-2048) CONNECTOR ROTATABLE PLAIN SHAFT, W/O HOLDING BRAKE; ACC. TOLERANCE R VIBRATION SEVERITY GRADE A+R, DEGREE OF PROTECTION IP 67 | 5335 | TEM | 1 | MC | 20.904 | 1
1FT70845AF711DL2 | SIMOTICS S SYNCHRON. MOTOR 1FT7, M0=20NM (100K) NN=3000RPM, PN=4,55KW NATURAL AIR COOLING; FRAME SIZE IMB 5 (IM V1, IM V3) FLANGE 1 (1FT6 COMPATIBLE) POWER CONNECTOR ROTATABLE INCREMENTAL ENCODER 2048 S/R WITH DRIVE-CLIQ INTERFACE (ENCODER I-2048) CONNECTOR ROTATABLE PLAIN SHAFT, WITH HOLDING BRAKE; ACCURACY TOLERANCE R VIBRATION SEVERITY GRADE A, DEGREE OF PROTECTION IP 67 | 6074 | TEM | 1 | MC | 24.003 | 1
1FT70845AF711FA0 | SIMOTICS S SYNCHRON. MOTOR 1FT7, M0=20NM (100K) NN=3000RPM, PN=4,55KW NATURAL AIR COOLING; FRAME SIZE IMB 5 (IM V1, IM V3) FLANGE 1 (1FT6 COMPATIBLE) POWER CONNECTOR ROTATABLE ABSOLUTE ENCODER 22 BITS MULTI TURN WITH DRIVE-CLIQ INTERFACE (ENCODER AM-22-DQ) CONNECTOR ROTATABLE WITH FITTED KEY, ACCURACY TOLERANCE N, W/O HOLDING BRAKE VIBRATION SEVERITY GRADE A, DEGREE OF PROTECTION IP 64 | 5609 | TEM | 1 | MC | 20.904 | 1
1FT70845AF711FA1 | SIMOTICS S SYNCHRON. MOTOR 1FT7, M0=20NM (100K) NN=3000RPM, PN=4,55KW NATURAL AIR COOLING; FRAME SIZE IMB 5 (IM V1, IM V3) FLANGE 1 (1FT6 COMPATIBLE) POWER CONNECTOR ROTATABLE ABSOLUTE ENCODER 22 BITS MULTI TURN WITH DRIVE-CLIQ INTERFACE (ENCODER AM-22-DQ) CONNECTOR ROTATABLE WITH FITTED KEY, ACCURACY TOLERANCE N, W/O HOLDING BRAKE VIBRATION SEVERITY GRADE A, DEGREE OF PROTECTION IP 65 | 5705 | TEM | 1 | MC | 20.904 | 1
1FT70845AF711FA2 | SIMOTICS S SYNCHRON. MOTOR 1FT7, M0=20NM (100K) NN=3000RPM, PN=4,55KW NATURAL AIR COOLING; FRAME SIZE IMB 5 (IM V1, IM V3) FLANGE 1 (1FT6 COMPATIBLE) POWER CONNECTOR ROTATABLE ABSOLUTE ENCODER 22 BITS MULTI TURN WITH DRIVE-CLIQ INTERFACE (ENCODER AM-22-DQ) CONNECTOR ROTATABLE WITH FITTED KEY, ACCURACY TOLERANCE N, W/O HOLDING BRAKE VIBRATION SEVERITY GRADE A, DEGREE OF PROTECTION IP 67 | 5785 | TEM | 1 | MC | 20.904 | 1
1FT70845AF711FA3 | SIMOTICS S SYNCHRON. MOTOR 1FT7, M0=20NM (100K) NN=3000RPM, PN=4,55KW NATURAL AIR COOLING; FRAME SIZE IMB 5 (IM V1, IM V3) FLANGE 1 (1FT6 COMPATIBLE) POWER CONNECTOR ROTATABLE ABSOLUTE ENCODER 22 BITS MULTI TURN WITH DRIVE-CLIQ INTERFACE (ENCODER AM-22-DQ) CONNECTOR ROTATABLE WITH FITTED KEY, ACCURACY TOLERANCE N, W/O HOLDING BRAKE VIBRATION SEVERITY GRADE A+R, DEGREE OF PROTECTION IP 64 | 5764 | TEM | 1 | MC | 20.904 | 1
1FT70845AF711FB0 | SIMOTICS S SYNCHRON. MOTOR 1FT7, M0=20NM (100K) NN=3000RPM, PN=4,55KW NATURAL AIR COOLING; FRAME SIZE IMB 5 (IM V1, IM V3) FLANGE 1 (1FT6 COMPATIBLE) POWER CONNECTOR ROTATABLE ABSOLUTE ENCODER 22 BITS MULTI TURN WITH DRIVE-CLIQ INTERFACE (ENCODER AM-22-DQ) CONNECTOR ROTATABLE SHAFT WITH FITTED KEY; WITH HOLDING BRAKE; ACC. TOLERANCE N VIBRATION SEVERITY GRADE A, DEGREE OF PROTECTION IP 64 | 6507 | TEM | 1 | MC | 24.003 | 1
1FT70845AF711FB1 | SIMOTICS S SYNCHRON. MOTOR 1FT7, M0=20NM (100K) NN=3000RPM, PN=4,55KW NATURAL AIR COOLING; FRAME SIZE IMB 5 (IM V1, IM V3) FLANGE 1 (1FT6 COMPATIBLE) POWER CONNECTOR ROTATABLE ABSOLUTE ENCODER 22 BITS MULTI TURN WITH DRIVE-CLIQ INTERFACE (ENCODER AM-22-DQ) CONNECTOR ROTATABLE SHAFT WITH FITTED KEY; WITH HOLDING BRAKE; ACC. TOLERANCE N VIBRATION SEVERITY GRADE A, DEGREE OF PROTECTION IP 65 | 6603 | TEM | 1 | MC | 24.003 | 1
1FT70845AF711FB2 | SIMOTICS S SYNCHRON. MOTOR 1FT7, M0=20NM (100K) NN=3000RPM, PN=4,55KW NATURAL AIR COOLING; FRAME SIZE IMB 5 (IM V1, IM V3) FLANGE 1 (1FT6 COMPATIBLE) POWER CONNECTOR ROTATABLE ABSOLUTE ENCODER 22 BITS MULTI TURN WITH DRIVE-CLIQ INTERFACE (ENCODER AM-22-DQ) CONNECTOR ROTATABLE SHAFT WITH FITTED KEY; WITH HOLDING BRAKE; ACC. TOLERANCE N VIBRATION SEVERITY GRADE A, DEGREE OF PROTECTION IP 67 | 6682 | TEM | 1 | MC | 24.003 | 1
1FT70845AF711FG0 | SIMOTICS S SYNCHRON. MOTOR 1FT7, M0=20NM (100K) NN=3000RPM, PN=4,55KW NATURAL AIR COOLING; FRAME SIZE IMB 5 (IM V1, IM V3) FLANGE 1 (1FT6 COMPATIBLE) POWER CONNECTOR ROTATABLE ABSOLUTE ENCODER 22 BITS MULTI TURN WITH DRIVE-CLIQ INTERFACE (ENCODER AM-22-DQ) CONNECTOR ROTATABLE PLAIN SHAFT, W/O HOLDING BRAKE; ACC. TOLERANCE N VIBRATION SEVERITY GRADE A, DEGREE OF PROTECTION IP 64 | 5609 | TEM | 1 | MC | 20.904 | 1
1FT70845AF711FG1 | SIMOTICS S SYNCHRON. MOTOR 1FT7, M0=20NM (100K) NN=3000RPM, PN=4,55KW NATURAL AIR COOLING; FRAME SIZE IMB 5 (IM V1, IM V3) FLANGE 1 (1FT6 COMPATIBLE) POWER CONNECTOR ROTATABLE ABSOLUTE ENCODER 22 BITS MULTI TURN WITH DRIVE-CLIQ INTERFACE (ENCODER AM-22-DQ) CONNECTOR ROTATABLE PLAIN SHAFT, W/O HOLDING BRAKE; ACC. TOLERANCE N VIBRATION SEVERITY GRADE A, DEGREE OF PROTECTION IP 65 | 5705 | TEM | 1 | MC | 20.904 | 1
1FT70845AF711FG2 | SIMOTICS S SYNCHRON. MOTOR 1FT7, M0=20NM (100K) NN=3000RPM, PN=4,55KW NATURAL AIR COOLING; FRAME SIZE IMB 5 (IM V1, IM V3) FLANGE 1 (1FT6 COMPATIBLE) POWER CONNECTOR ROTATABLE ABSOLUTE ENCODER 22 BITS MULTI TURN WITH DRIVE-CLIQ INTERFACE (ENCODER AM-22-DQ) CONNECTOR ROTATABLE PLAIN SHAFT, W/O HOLDING BRAKE; ACC. TOLERANCE N VIBRATION SEVERITY GRADE A, DEGREE OF PROTECTION IP 67 | 5785 | TEM | 1 | MC | 20.904 | 1
1FT70845AF711FG3 | SIMOTICS S SYNCHRON. MOTOR 1FT7, M0=20NM (100K) NN=3000RPM, PN=4,55KW NATURAL AIR COOLING; FRAME SIZE IMB 5 (IM V1, IM V3) FLANGE 1 (1FT6 COMPATIBLE) POWER CONNECTOR ROTATABLE ABSOLUTE ENCODER 22 BITS MULTI TURN WITH DRIVE-CLIQ INTERFACE (ENCODER AM-22-DQ) CONNECTOR ROTATABLE PLAIN SHAFT, W/O HOLDING BRAKE; ACC. TOLERANCE N VIBRATION SEVERITY GRADE A+R, DEGREE OF PROTECTION IP 64 | 5764 | TEM | 1 | MC | 20.904 | 1
1FT70845AF711FG5 | SIMOTICS S SYNCHRON. MOTOR 1FT7, M0=20NM (100K) NN=3000RPM, PN=4,55KW NATURAL AIR COOLING; FRAME SIZE IMB 5 (IM V1, IM V3) FLANGE 1 (1FT6 COMPATIBLE) POWER CONNECTOR ROTATABLE ABSOLUTE ENCODER 22 BITS MULTI TURN WITH DRIVE-CLIQ INTERFACE (ENCODER AM-22-DQ) CONNECTOR ROTATABLE PLAIN SHAFT, W/O HOLDING BRAKE; ACC. TOLERANCE N VIBRATION SEVERITY GRADE A+R, DEGREE OF PROTECTION IP 67 | 5940 | TEM | 1 | MC | 20.904 | 1
1FT70845AF711FH0 | SIMOTICS S SYNCHRON. MOTOR 1FT7, M0=20NM (100K) NN=3000RPM, PN=4,55KW NATURAL AIR COOLING; FRAME SIZE IMB 5 (IM V1, IM V3) FLANGE 1 (1FT6 COMPATIBLE) POWER CONNECTOR ROTATABLE ABSOLUTE ENCODER 22 BITS MULTI TURN WITH DRIVE-CLIQ INTERFACE (ENCODER AM-22-DQ) CONNECTOR ROTATABLE PLAIN SHAFT, WITH HOLDING BRAKE; ACCURACY TOLERANCE N VIBRATION SEVERITY GRADE A, DEGREE OF PROTECTION IP 64 | 6507 | TEM | 1 | MC | 24.003 | 1
1FT70845AF711FH1 | SIMOTICS S SYNCHRON. MOTOR 1FT7, M0=20NM (100K) NN=3000RPM, PN=4,55KW NATURAL AIR COOLING; FRAME SIZE IMB 5 (IM V1, IM V3) FLANGE 1 (1FT6 COMPATIBLE) POWER CONNECTOR ROTATABLE ABSOLUTE ENCODER 22 BITS MULTI TURN WITH DRIVE-CLIQ INTERFACE (ENCODER AM-22-DQ) CONNECTOR ROTATABLE PLAIN SHAFT, WITH HOLDING BRAKE; ACCURACY TOLERANCE N VIBRATION SEVERITY GRADE A, DEGREE OF PROTECTION IP 65 | 6603 | TEM | 1 | MC | 24.003 | 1
1FT70845AF711FH2 | SIMOTICS S SYNCHRON. MOTOR 1FT7, M0=20NM (100K) NN=3000RPM, PN=4,55KW NATURAL AIR COOLING; FRAME SIZE IMB 5 (IM V1, IM V3) FLANGE 1 (1FT6 COMPATIBLE) POWER CONNECTOR ROTATABLE ABSOLUTE ENCODER 22 BITS MULTI TURN WITH DRIVE-CLIQ INTERFACE (ENCODER AM-22-DQ) CONNECTOR ROTATABLE PLAIN SHAFT, WITH HOLDING BRAKE; ACCURACY TOLERANCE N VIBRATION SEVERITY GRADE A, DEGREE OF PROTECTION IP 67 | 6682 | TEM | 1 | MC | 24.003 | 1
1FT70845AF711FH3 | SIMOTICS S SYNCHRON. MOTOR 1FT7, M0=20NM (100K) NN=3000RPM, PN=4,55KW NATURAL AIR COOLING; FRAME SIZE IMB 5 (IM V1, IM V3) FLANGE 1 (1FT6 COMPATIBLE) POWER CONNECTOR ROTATABLE ABSOLUTE ENCODER 22 BITS MULTI TURN WITH DRIVE-CLIQ INTERFACE (ENCODER AM-22-DQ) CONNECTOR ROTATABLE PLAIN SHAFT, WITH HOLDING BRAKE; ACCURACY TOLERANCE N VIBRATION SEVERITY GRADE A+R, DEGREE OF PROTECTION IP 64 | 6661 | TEM | 1 | MC | 24.003 | 1
1FT70845AF711FH5 | SIMOTICS S SYNCHRON. MOTOR 1FT7, M0=20NM (100K) NN=3000RPM, PN=4,55KW NATURAL AIR COOLING; FRAME SIZE IMB 5 (IM V1, IM V3) FLANGE 1 (1FT6 COMPATIBLE) POWER CONNECTOR ROTATABLE ABSOLUTE ENCODER 22 BITS MULTI TURN WITH DRIVE-CLIQ INTERFACE (ENCODER AM-22-DQ) CONNECTOR ROTATABLE PLAIN SHAFT, WITH HOLDING BRAKE; ACCURACY TOLERANCE N VIBRATION SEVERITY GRADE A+R, DEGREE OF PROTECTION IP 67 | 6838 | TEM | 1 | MC | 24.003 | 1
1FT70845AF711FK2 | SIMOTICS S SYNCHRON. MOTOR 1FT7, M0=20NM (100K) NN=3000RPM, PN=4,55KW NATURAL AIR COOLING; FRAME SIZE IMB 5 (IM V1, IM V3) FLANGE 1 (1FT6 COMPATIBLE) POWER CONNECTOR ROTATABLE ABSOLUTE ENCODER 22 BITS MULTI TURN WITH DRIVE-CLIQ INTERFACE (ENCODER AM-22-DQ) CONNECTOR ROTATABLE PLAIN SHAFT, W/O HOLDING BRAKE; ACC. TOLERANCE R VIBRATION SEVERITY GRADE A, DEGREE OF PROTECTION IP 67 | 5944 | TEM | 1 | MC | 20.904 | 1
1FT70845AF711FL4 | SIMOTICS S SYNCHRON. MOTOR 1FT7, M0=20NM (100K) NN=3000RPM, PN=4,55KW NATURAL AIR COOLING; FRAME SIZE IMB 5 (IM V1, IM V3) FLANGE 1 (1FT6 COMPATIBLE) POWER CONNECTOR ROTATABLE ABSOLUTE ENCODER 22 BITS MULTI TURN WITH DRIVE-CLIQ INTERFACE (ENCODER AM-22-DQ) CONNECTOR ROTATABLE PLAIN SHAFT, WITH HOLDING BRAKE; ACCURACY TOLERANCE R VIBRATION SEVERITY GRADE A+R, DEGREE OF PROTECTION IP 65 | 6916 | TEM | 1 | MC | 24.003 | 1
1FT70845AF711FL5 | SIMOTICS S SYNCHRON. MOTOR 1FT7, M0=20NM (100K) NN=3000RPM, PN=4,55KW NATURAL AIR COOLING; FRAME SIZE IMB 5 (IM V1, IM V3) FLANGE 1 (1FT6 COMPATIBLE) POWER CONNECTOR ROTATABLE ABSOLUTE ENCODER 22 BITS MULTI TURN WITH DRIVE-CLIQ INTERFACE (ENCODER AM-22-DQ) CONNECTOR ROTATABLE PLAIN SHAFT, WITH HOLDING BRAKE; ACCURACY TOLERANCE R VIBRATION SEVERITY GRADE A+R, DEGREE OF PROTECTION IP 67 | 6995 | TEM | 1 | MC | 24.003 | 1
1FT70845AF711MA0 | SIMOTICS S SYNCHRON. MOTOR 1FT7, M0=20NM (100K) NN=3000RPM, PN=4,55KW NATURAL AIR COOLING; FRAME SIZE IMB 5 (1FT6 COMPATIBLE) WITH KTY TEMPERATURE SENSOR POWER CONNECTOR ROTATABLE ABSOLUTE ENCODER ENDAT 2048 S/R (ENCODER A-2048) CONNECTOR ROTATABLE WITH FITTED KEY, ACCURACY TOLERANCE N, W/O HOLDING BRAKE VIBRATION SEVERITY GRADE A, DEGREE OF PROTECTION IP 64 | 5177 | TEM | 1 | MC | 20.904 | 1
1FT70845AF711MA1 | SIMOTICS S SYNCHRON. MOTOR 1FT7, M0=20NM (100K) NN=3000RPM, PN=4,55KW NATURAL AIR COOLING; FRAME SIZE IMB 5 (1FT6 COMPATIBLE) WITH KTY TEMPERATURE SENSOR POWER CONNECTOR ROTATABLE ABSOLUTE ENCODER ENDAT 2048 S/R (ENCODER A-2048) CONNECTOR ROTATABLE WITH FITTED KEY, ACCURACY TOLERANCE N, W/O HOLDING BRAKE VIBRATION SEVERITY GRADE A, DEGREE OF PROTECTION IP 65 | 5273 | TEM | 1 | MC | 20.904 | 1
1FT70845AF711MA2 | SIMOTICS S SYNCHRON. MOTOR 1FT7, M0=20NM (100K) NN=3000RPM, PN=4,55KW NATURAL AIR COOLING; FRAME SIZE IMB 5 (1FT6 COMPATIBLE) WITH KTY TEMPERATURE SENSOR POWER CONNECTOR ROTATABLE ABSOLUTE ENCODER ENDAT 2048 S/R (ENCODER A-2048) CONNECTOR ROTATABLE WITH FITTED KEY, ACCURACY TOLERANCE N, W/O HOLDING BRAKE VIBRATION SEVERITY GRADE A, DEGREE OF PROTECTION IP 67 | 5353 | TEM | 1 | MC | 20.904 | 1
1FT70845AF711MB0 | SIMOTICS S SYNCHRON. MOTOR 1FT7, M0=20NM (100K) NN=3000RPM, PN=4,55KW NATURAL AIR COOLING; FRAME SIZE IMB 5 (1FT6 COMPATIBLE) WITH KTY TEMPERATURE SENSOR POWER CONNECTOR ROTATABLE ABSOLUTE ENCODER ENDAT 2048 S/R (ENCODER A-2048) CONNECTOR ROTATABLE SHAFT WITH FITTED KEY; WITH HOLDING BRAKE; ACC. TOLERANCE N VIBRATION SEVERITY GRADE A, DEGREE OF PROTECTION IP 64 | 6075 | TEM | 1 | MC | 24.003 | 1
1FT70845AF711MB1 | SIMOTICS S SYNCHRON. MOTOR 1FT7, M0=20NM (100K) NN=3000RPM, PN=4,55KW NATURAL AIR COOLING; FRAME SIZE IMB 5 (1FT6 COMPATIBLE) WITH KTY TEMPERATURE SENSOR POWER CONNECTOR ROTATABLE ABSOLUTE ENCODER ENDAT 2048 S/R (ENCODER A-2048) CONNECTOR ROTATABLE SHAFT WITH FITTED KEY; WITH HOLDING BRAKE; ACC. TOLERANCE N VIBRATION SEVERITY GRADE A, DEGREE OF PROTECTION IP 65 | 6171 | TEM | 1 | MC | 24.003 | 1
1FT70845AF711MB2 | SIMOTICS S SYNCHRON. MOTOR 1FT7, M0=20NM (100K) NN=3000RPM, PN=4,55KW NATURAL AIR COOLING; FRAME SIZE IMB 5 (1FT6 COMPATIBLE) WITH KTY TEMPERATURE SENSOR POWER CONNECTOR ROTATABLE ABSOLUTE ENCODER ENDAT 2048 S/R (ENCODER A-2048) CONNECTOR ROTATABLE SHAFT WITH FITTED KEY; WITH HOLDING BRAKE; ACC. TOLERANCE N VIBRATION SEVERITY GRADE A, DEGREE OF PROTECTION IP 67 | 6251 | TEM | 1 | MC | 24.003 | 1
1FT70845AF711MD4 | SIMOTICS S SYNCHRON. MOTOR 1FT7, M0=20NM (100K) NN=3000RPM, PN=4,55KW NATURAL AIR COOLING; FRAME SIZE IMB 5 (1FT6 COMPATIBLE) WITH KTY TEMPERATURE SENSOR POWER CONNECTOR ROTATABLE ABSOLUTE ENCODER ENDAT 2048 S/R (ENCODER A-2048) CONNECTOR ROTATABLE SHAFT WITH FITTED KEY; W/O HOLDING BRAKE; ACC. TOLERANCE R VIBRATION SEVERITY GRADE A+R, DEGREE OF PROTECTION IP 65 | 5588 | TEM | 1 | MC | 20.904 | 1
1FT70845AF711MG2 | SIMOTICS S SYNCHRON. MOTOR 1FT7, M0=20NM (100K) NN=3000RPM, PN=4,55KW NATURAL AIR COOLING; FRAME SIZE IMB 5 (1FT6 COMPATIBLE) WITH KTY TEMPERATURE SENSOR POWER CONNECTOR ROTATABLE ABSOLUTE ENCODER ENDAT 2048 S/R (ENCODER A-2048) CONNECTOR ROTATABLE PLAIN SHAFT, W/O HOLDING BRAKE; ACC. TOLERANCE N VIBRATION SEVERITY GRADE A, DEGREE OF PROTECTION IP 67 | 5353 | TEM | 1 | MC | 20.904 | 1
1FT70845AF711MH0 | SIMOTICS S SYNCHRON. MOTOR 1FT7, M0=20NM (100K) NN=3000RPM, PN=4,55KW NATURAL AIR COOLING; FRAME SIZE IMB 5 (1FT6 COMPATIBLE) WITH KTY TEMPERATURE SENSOR POWER CONNECTOR ROTATABLE ABSOLUTE ENCODER ENDAT 2048 S/R (ENCODER A-2048) CONNECTOR ROTATABLE PLAIN SHAFT, WITH HOLDING BRAKE; ACCURACY TOLERANCE N VIBRATION SEVERITY GRADE A, DEGREE OF PROTECTION IP 64 | 6075 | TEM | 1 | MC | 24.003 | 1
1FT70845AF711MH1 | SIMOTICS S SYNCHRON. MOTOR 1FT7, M0=20NM (100K) NN=3000RPM, PN=4,55KW NATURAL AIR COOLING; FRAME SIZE IMB 5 (1FT6 COMPATIBLE) WITH KTY TEMPERATURE SENSOR POWER CONNECTOR ROTATABLE ABSOLUTE ENCODER ENDAT 2048 S/R (ENCODER A-2048) CONNECTOR ROTATABLE PLAIN SHAFT, WITH HOLDING BRAKE; ACCURACY TOLERANCE N VIBRATION SEVERITY GRADE A, DEGREE OF PROTECTION IP 65 | 6171 | TEM | 1 | MC | 24.003 | 1
1FT70845AF711MH2 | SIMOTICS S SYNCHRON. MOTOR 1FT7, M0=20NM (100K) NN=3000RPM, PN=4,55KW NATURAL AIR COOLING; FRAME SIZE IMB 5 (1FT6 COMPATIBLE) WITH KTY TEMPERATURE SENSOR POWER CONNECTOR ROTATABLE ABSOLUTE ENCODER ENDAT 2048 S/R (ENCODER A-2048) CONNECTOR ROTATABLE PLAIN SHAFT, WITH HOLDING BRAKE; ACCURACY TOLERANCE N VIBRATION SEVERITY GRADE A, DEGREE OF PROTECTION IP 67 | 6251 | TEM | 1 | MC | 24.003 | 1
1FT70845AF711MK1 | SIMOTICS S SYNCHRON. MOTOR 1FT7, M0=20NM (100K) NN=3000RPM, PN=4,55KW NATURAL AIR COOLING; FRAME SIZE IMB 5 (1FT6 COMPATIBLE) WITH KTY TEMPERATURE SENSOR POWER CONNECTOR ROTATABLE ABSOLUTE ENCODER ENDAT 2048 S/R (ENCODER A-2048) CONNECTOR ROTATABLE PLAIN SHAFT, W/O HOLDING BRAKE; ACC. TOLERANCE R VIBRATION SEVERITY GRADE A, DEGREE OF PROTECTION IP 65 | 5433 | TEM | 1 | MC | 20.904 | 1
1FT70845AF711MK2 | SIMOTICS S SYNCHRON. MOTOR 1FT7, M0=20NM (100K) NN=3000RPM, PN=4,55KW NATURAL AIR COOLING; FRAME SIZE IMB 5 (1FT6 COMPATIBLE) WITH KTY TEMPERATURE SENSOR POWER CONNECTOR ROTATABLE ABSOLUTE ENCODER ENDAT 2048 S/R (ENCODER A-2048) CONNECTOR ROTATABLE PLAIN SHAFT, W/O HOLDING BRAKE; ACC. TOLERANCE R VIBRATION SEVERITY GRADE A, DEGREE OF PROTECTION IP 67 | 5512 | TEM | 1 | MC | 20.904 | 1
1FT70845AF711ML1 | SIMOTICS S SYNCHRON. MOTOR 1FT7, M0=20NM (100K) NN=3000RPM, PN=4,55KW NATURAL AIR COOLING; FRAME SIZE IMB 5 (1FT6 COMPATIBLE) WITH KTY TEMPERATURE SENSOR POWER CONNECTOR ROTATABLE ABSOLUTE ENCODER ENDAT 2048 S/R (ENCODER A-2048) CONNECTOR ROTATABLE PLAIN SHAFT, WITH HOLDING BRAKE; ACCURACY TOLERANCE R VIBRATION SEVERITY GRADE A, DEGREE OF PROTECTION IP 65 | 6328 | TEM | 1 | MC | 24.003 | 1
1FT70845AF711ML2 | SIMOTICS S SYNCHRON. MOTOR 1FT7, M0=20NM (100K) NN=3000RPM, PN=4,55KW NATURAL AIR COOLING; FRAME SIZE IMB 5 (1FT6 COMPATIBLE) WITH KTY TEMPERATURE SENSOR POWER CONNECTOR ROTATABLE ABSOLUTE ENCODER ENDAT 2048 S/R (ENCODER A-2048) CONNECTOR ROTATABLE PLAIN SHAFT, WITH HOLDING BRAKE; ACCURACY TOLERANCE R VIBRATION SEVERITY GRADE A, DEGREE OF PROTECTION IP 67 | 6408 | TEM | 1 | MC | 24.003 | 1
1FT70845AF711ML4 | SIMOTICS S SYNCHRON. MOTOR 1FT7, M0=20NM (100K) NN=3000RPM, PN=4,55KW NATURAL AIR COOLING; FRAME SIZE IMB 5 (1FT6 COMPATIBLE) WITH KTY TEMPERATURE SENSOR POWER CONNECTOR ROTATABLE ABSOLUTE ENCODER ENDAT 2048 S/R (ENCODER A-2048) CONNECTOR ROTATABLE PLAIN SHAFT, WITH HOLDING BRAKE; ACCURACY TOLERANCE R VIBRATION SEVERITY GRADE A+R, DEGREE OF PROTECTION IP 65 | 6484 | TEM | 1 | MC | 24.003 | 1
1FT70845AF711NA0 | SIMOTICS S SYNCHRON. MOTOR 1FT7, M0=20NM (100K) NN=3000RPM, PN=4,55KW NATURAL AIR COOLING; FRAME SIZE IMB 5 (1FT6 COMPATIBLE) WITH KTY TEMPERATURE SENSOR POWER CONNECTOR ROTATABLE INCREM. ENCODER SIN/COS 1VSS 2048 S/R (ENCODER I-2048) CONNECTOR ROTATABLE WITH FITTED KEY, ACCURACY TOLERANCE N, W/O HOLDING BRAKE VIBRATION SEVERITY GRADE A, DEGREE OF PROTECTION IP 64 | 4423 | TEM | 1 | MC | 20.904 | 1
1FT70845AF711NA1 | SIMOTICS S SYNCHRON. MOTOR 1FT7, M0=20NM (100K) NN=3000RPM, PN=4,55KW NATURAL AIR COOLING; FRAME SIZE IMB 5 (1FT6 COMPATIBLE) WITH KTY TEMPERATURE SENSOR POWER CONNECTOR ROTATABLE INCREM. ENCODER SIN/COS 1VSS 2048 S/R (ENCODER I-2048) CONNECTOR ROTATABLE WITH FITTED KEY, ACCURACY TOLERANCE N, W/O HOLDING BRAKE VIBRATION SEVERITY GRADE A, DEGREE OF PROTECTION IP 65 | 4519 | TEM | 1 | MC | 20.904 | 1
1FT70845AF711NB0 | SIMOTICS S SYNCHRON. MOTOR 1FT7, M0=20NM (100K) NN=3000RPM, PN=4,55KW NATURAL AIR COOLING; FRAME SIZE IMB 5 (1FT6 COMPATIBLE) WITH KTY TEMPERATURE SENSOR POWER CONNECTOR ROTATABLE INCREM. ENCODER SIN/COS 1VSS 2048 S/R (ENCODER I-2048) CONNECTOR ROTATABLE SHAFT WITH FITTED KEY; WITH HOLDING BRAKE; ACC. TOLERANCE N VIBRATION SEVERITY GRADE A, DEGREE OF PROTECTION IP 64 | 5321 | TEM | 1 | MC | 24.003 | 1
1FT70845AF711NB1 | SIMOTICS S SYNCHRON. MOTOR 1FT7, M0=20NM (100K) NN=3000RPM, PN=4,55KW NATURAL AIR COOLING; FRAME SIZE IMB 5 (1FT6 COMPATIBLE) WITH KTY TEMPERATURE SENSOR POWER CONNECTOR ROTATABLE INCREM. ENCODER SIN/COS 1VSS 2048 S/R (ENCODER I-2048) CONNECTOR ROTATABLE SHAFT WITH FITTED KEY; WITH HOLDING BRAKE; ACC. TOLERANCE N VIBRATION SEVERITY GRADE A, DEGREE OF PROTECTION IP 65 | 5417 | TEM | 1 | MC | 24.003 | 1
1FT70845AF711NG0 | SIMOTICS S SYNCHRON. MOTOR 1FT7, M0=20NM (100K) NN=3000RPM, PN=4,55KW NATURAL AIR COOLING; FRAME SIZE IMB 5 (1FT6 COMPATIBLE) WITH KTY TEMPERATURE SENSOR POWER CONNECTOR ROTATABLE INCREM. ENCODER SIN/COS 1VSS 2048 S/R (ENCODER I-2048) CONNECTOR ROTATABLE PLAIN SHAFT, W/O HOLDING BRAKE; ACC. TOLERANCE N VIBRATION SEVERITY GRADE A, DEGREE OF PROTECTION IP 64 | 4423 | TEM | 1 | MC | 20.904 | 1
1FT70845AF711NG1 | SIMOTICS S SYNCHRON. MOTOR 1FT7, M0=20NM (100K) NN=3000RPM, PN=4,55KW NATURAL AIR COOLING; FRAME SIZE IMB 5 (1FT6 COMPATIBLE) WITH KTY TEMPERATURE SENSOR POWER CONNECTOR ROTATABLE INCREM. ENCODER SIN/COS 1VSS 2048 S/R (ENCODER I-2048) CONNECTOR ROTATABLE PLAIN SHAFT, W/O HOLDING BRAKE; ACC. TOLERANCE N VIBRATION SEVERITY GRADE A, DEGREE OF PROTECTION IP 65 | 4519 | TEM | 1 | MC | 20.904 | 1
1FT70845AF711NH0 | SIMOTICS S SYNCHRON. MOTOR 1FT7, M0=20NM (100K) NN=3000RPM, PN=4,55KW NATURAL AIR COOLING; FRAME SIZE IMB 5 (1FT6 COMPATIBLE) WITH KTY TEMPERATURE SENSOR POWER CONNECTOR ROTATABLE INCREM. ENCODER SIN/COS 1VSS 2048 S/R (ENCODER I-2048) CONNECTOR ROTATABLE PLAIN SHAFT, WITH HOLDING BRAKE; ACCURACY TOLERANCE N VIBRATION SEVERITY GRADE A, DEGREE OF PROTECTION IP 64 | 5321 | TEM | 1 | MC | 24.003 | 1
1FT70845AF711NH1 | SIMOTICS S SYNCHRON. MOTOR 1FT7, M0=20NM (100K) NN=3000RPM, PN=4,55KW NATURAL AIR COOLING; FRAME SIZE IMB 5 (1FT6 COMPATIBLE) WITH KTY TEMPERATURE SENSOR POWER CONNECTOR ROTATABLE INCREM. ENCODER SIN/COS 1VSS 2048 S/R (ENCODER I-2048) CONNECTOR ROTATABLE PLAIN SHAFT, WITH HOLDING BRAKE; ACCURACY TOLERANCE N VIBRATION SEVERITY GRADE A, DEGREE OF PROTECTION IP 65 | 5417 | TEM | 1 | MC | 24.003 | 1
1FT70845AF711NK1 | SIMOTICS S SYNCHRON. MOTOR 1FT7, M0=20NM (100K) NN=3000RPM, PN=4,55KW NATURAL AIR COOLING; FRAME SIZE IMB 5 (1FT6 COMPATIBLE) WITH KTY TEMPERATURE SENSOR POWER CONNECTOR ROTATABLE INCREM. ENCODER SIN/COS 1VSS 2048 S/R (ENCODER I-2048) CONNECTOR ROTATABLE PLAIN SHAFT, W/O HOLDING BRAKE; ACC. TOLERANCE R VIBRATION SEVERITY GRADE A, DEGREE OF PROTECTION IP 65 | 4679 | TEM | 1 | MC | 20.904 | 1
1FT70845AF711NK2 | SIMOTICS S SYNCHRON. MOTOR 1FT7, M0=20NM (100K) NN=3000RPM, PN=4,55KW NATURAL AIR COOLING; FRAME SIZE IMB 5 (1FT6 COMPATIBLE) WITH KTY TEMPERATURE SENSOR POWER CONNECTOR ROTATABLE INCREM. ENCODER SIN/COS 1VSS 2048 S/R (ENCODER I-2048) CONNECTOR ROTATABLE PLAIN SHAFT, W/O HOLDING BRAKE; ACC. TOLERANCE R VIBRATION SEVERITY GRADE A, DEGREE OF PROTECTION IP 67 | 4758 | TEM | 1 | MC | 20.904 | 1
1FT70845AF711NL1 | SIMOTICS S SYNCHRON. MOTOR 1FT7, M0=20NM (100K) NN=3000RPM, PN=4,55KW NATURAL AIR COOLING; FRAME SIZE IMB 5 (1FT6 COMPATIBLE) WITH KTY TEMPERATURE SENSOR POWER CONNECTOR ROTATABLE INCREM. ENCODER SIN/COS 1VSS 2048 S/R (ENCODER I-2048) CONNECTOR ROTATABLE PLAIN SHAFT, WITH HOLDING BRAKE; ACCURACY TOLERANCE R VIBRATION SEVERITY GRADE A, DEGREE OF PROTECTION IP 65 | 5574 | TEM | 1 | MC | 24.003 | 1
1FT70845AF711NL4 | SIMOTICS S SYNCHRON. MOTOR 1FT7, M0=20NM (100K) NN=3000RPM, PN=4,55KW NATURAL AIR COOLING; FRAME SIZE IMB 5 (1FT6 COMPATIBLE) WITH KTY TEMPERATURE SENSOR POWER CONNECTOR ROTATABLE INCREM. ENCODER SIN/COS 1VSS 2048 S/R (ENCODER I-2048) CONNECTOR ROTATABLE PLAIN SHAFT, WITH HOLDING BRAKE; ACCURACY TOLERANCE R VIBRATION SEVERITY GRADE A+R, DEGREE OF PROTECTION IP 65 | 5730 | TEM | 1 | MC | 24.003 | 1
1FT70845AH701BA0 | SIMOTICS S SYNCHRON. MOTOR 1FT7, M0=20NM (100K) NN=4500RPM, PN=4,82KW NATURAL AIR COOLING; FRAME SIZE IMB 5 (IM V1, IM V3) FLANGE 0 POWER CONNECTOR ROTATABLE ABSOLUTE VALUE ENCODER SINGLETURN 24 BIT WITH DRIVE-CLIQ INTERFACE (ENCODER AS24DQI) WITH FITTED KEY, ACCURACY TOLERANCE N, W/O HOLDING BRAKE VIBRATION SEVERITY GRADE A, DEGREE OF PROTECTION IP 64 | 4764 | TEM | 1 | MC | 20.904 | 1
1FT70845AH701BA1 | SIMOTICS S SYNCHRON. MOTOR 1FT7, M0=20NM (100K) NN=4500RPM, PN=4,82KW NATURAL AIR COOLING; FRAME SIZE IMB 5 (IM V1, IM V3) FLANGE 0 POWER CONNECTOR ROTATABLE ABSOLUTE VALUE ENCODER SINGLETURN 24 BIT WITH DRIVE-CLIQ INTERFACE (ENCODER AS24DQI) WITH FITTED KEY, ACCURACY TOLERANCE N, W/O HOLDING BRAKE VIBRATION SEVERITY GRADE A, DEGREE OF PROTECTION IP 65 | 4860 | TEM | 1 | MC | 20.904 | 1
1FT70845AH701BG2 | SIMOTICS S SYNCHRON. MOTOR 1FT7, M0=20NM (100K) NN=4500RPM, PN=4,82KW NATURAL AIR COOLING; FRAME SIZE IMB 5 (IM V1, IM V3) FLANGE 0 POWER CONNECTOR ROTATABLE ABSOLUTE VALUE ENCODER SINGLETURN 24 BIT WITH DRIVE-CLIQ INTERFACE (ENCODER AS24DQI) PLAIN SHAFT, W/O HOLDING BRAKE; ACC. TOLERANCE N VIBRATION SEVERITY GRADE A, DEGREE OF PROTECTION IP 67 | 4939 | TEM | 1 | MC | 20.904 | 1
1FT70845AH701CA0 | SIMOTICS S SYNCHRON. MOTOR 1FT7, M0=20NM (100K) NN=4500RPM, PN=4,82KW NATURAL AIR COOLING; FRAME SIZE IMB 5 (IM V1, IM V3) FLANGE 0 POWER CONNECTOR ROTATABLE ABSOLUTE ENCODER 24 BITS + 12 BIT MULTITURN WITH DRIVE-CLIQ INTERFACE (ENCODER AM24DQI) WITH FITTED KEY, ACCURACY TOLERANCE N, W/O HOLDING BRAKE VIBRATION SEVERITY GRADE A, DEGREE OF PROTECTION IP 64 | 5529 | TEM | 1 | MC | 20.904 | 1
1FT70845AH701CA1 | SIMOTICS S SYNCHRON. MOTOR 1FT7, M0=20NM (100K) NN=4500RPM, PN=4,82KW NATURAL AIR COOLING; FRAME SIZE IMB 5 (IM V1, IM V3) FLANGE 0 POWER CONNECTOR ROTATABLE ABSOLUTE ENCODER 24 BITS + 12 BIT MULTITURN WITH DRIVE-CLIQ INTERFACE (ENCODER AM24DQI) WITH FITTED KEY, ACCURACY TOLERANCE N, W/O HOLDING BRAKE VIBRATION SEVERITY GRADE A, DEGREE OF PROTECTION IP 65 | 5625 | TEM | 1 | MC | 20.904 | 1
1FT70845AH701CB1 | SIMOTICS S SYNCHRON. MOTOR 1FT7, M0=20NM (100K) NN=4500RPM, PN=4,82KW NATURAL AIR COOLING; FRAME SIZE IMB 5 (IM V1, IM V3) FLANGE 0 POWER CONNECTOR ROTATABLE ABSOLUTE ENCODER 24 BITS + 12 BIT MULTITURN WITH DRIVE-CLIQ INTERFACE (ENCODER AM24DQI) SHAFT WITH FITTED KEY; WITH HOLDING BRAKE; ACC. TOLERANCE N VIBRATION SEVERITY GRADE A, DEGREE OF PROTECTION IP 65 | 6523 | TEM | 1 | MC | 24.003 | 1
1FT70845AH701CB4 | SIMOTICS S SYNCHRON. MOTOR 1FT7, M0=20NM (100K) NN=4500RPM, PN=4,82KW NATURAL AIR COOLING; FRAME SIZE IMB 5 (IM V1, IM V3) FLANGE 0 POWER CONNECTOR ROTATABLE ABSOLUTE ENCODER 24 BITS + 12 BIT MULTITURN WITH DRIVE-CLIQ INTERFACE (ENCODER AM24DQI) SHAFT WITH FITTED KEY; WITH HOLDING BRAKE; ACC. TOLERANCE N VIBRATION SEVERITY GRADE A+R, DEGREE OF PROTECTION IP 65 | 6678 | TEM | 1 | MC | 24.003 | 1
1FT70845AH701CG0 | SIMOTICS S SYNCHRON. MOTOR 1FT7, M0=20NM (100K) NN=4500RPM, PN=4,82KW NATURAL AIR COOLING; FRAME SIZE IMB 5 (IM V1, IM V3) FLANGE 0 POWER CONNECTOR ROTATABLE ABSOLUTE ENCODER 24 BITS + 12 BIT MULTITURN WITH DRIVE-CLIQ INTERFACE (ENCODER AM24DQI) PLAIN SHAFT, W/O HOLDING BRAKE; ACC. TOLERANCE N VIBRATION SEVERITY GRADE A, DEGREE OF PROTECTION IP 64 | 5529 | TEM | 1 | MC | 20.904 | 1
1FT70845AH701CH0 | SIMOTICS S SYNCHRON. MOTOR 1FT7, M0=20NM (100K) NN=4500RPM, PN=4,82KW NATURAL AIR COOLING; FRAME SIZE IMB 5 (IM V1, IM V3) FLANGE 0 POWER CONNECTOR ROTATABLE ABSOLUTE ENCODER 24 BITS + 12 BIT MULTITURN WITH DRIVE-CLIQ INTERFACE (ENCODER AM24DQI) PLAIN SHAFT, WITH HOLDING BRAKE; ACCURACY TOLERANCE N VIBRATION SEVERITY GRADE A, DEGREE OF PROTECTION IP 64 | 6426 | TEM | 1 | MC | 24.003 | 1
1FT70845AH701CH1 | SIMOTICS S SYNCHRON. MOTOR 1FT7, M0=20NM (100K) NN=4500RPM, PN=4,82KW NATURAL AIR COOLING; FRAME SIZE IMB 5 (IM V1, IM V3) FLANGE 0 POWER CONNECTOR ROTATABLE ABSOLUTE ENCODER 24 BITS + 12 BIT MULTITURN WITH DRIVE-CLIQ INTERFACE (ENCODER AM24DQI) PLAIN SHAFT, WITH HOLDING BRAKE; ACCURACY TOLERANCE N VIBRATION SEVERITY GRADE A, DEGREE OF PROTECTION IP 65 | 6523 | TEM | 1 | MC | 24.003 | 1
1FT70845AH701CH2 | SIMOTICS S SYNCHRON. MOTOR 1FT7, M0=20NM (100K) NN=4500RPM, PN=4,82KW NATURAL AIR COOLING; FRAME SIZE IMB 5 (IM V1, IM V3) FLANGE 0 POWER CONNECTOR ROTATABLE ABSOLUTE ENCODER 24 BITS + 12 BIT MULTITURN WITH DRIVE-CLIQ INTERFACE (ENCODER AM24DQI) PLAIN SHAFT, WITH HOLDING BRAKE; ACCURACY TOLERANCE N VIBRATION SEVERITY GRADE A, DEGREE OF PROTECTION IP 67 | 6602 | TEM | 1 | MC | 24.003 | 1
1FT70845AH701DA0 | SIMOTICS S SYNCHRON. MOTOR 1FT7, M0=20NM (100K) NN=4500RPM, PN=4,82KW NATURAL AIR COOLING; FRAME SIZE IMB 5 (IM V1, IM V3) FLANGE 0 POWER CONNECTOR ROTATABLE INCREMENTAL ENCODER 2048 S/R WITH DRIVE-CLIQ INTERFACE (ENCODER I-2048) CONNECTOR ROTATABLE WITH FITTED KEY, ACCURACY TOLERANCE N, W/O HOLDING BRAKE VIBRATION SEVERITY GRADE A, DEGREE OF PROTECTION IP 64 | 4844 | TEM | 1 | MC | 20.904 | 1
1FT70845AH701DA1 | SIMOTICS S SYNCHRON. MOTOR 1FT7, M0=20NM (100K) NN=4500RPM, PN=4,82KW NATURAL AIR COOLING; FRAME SIZE IMB 5 (IM V1, IM V3) FLANGE 0 POWER CONNECTOR ROTATABLE INCREMENTAL ENCODER 2048 S/R WITH DRIVE-CLIQ INTERFACE (ENCODER I-2048) CONNECTOR ROTATABLE WITH FITTED KEY, ACCURACY TOLERANCE N, W/O HOLDING BRAKE VIBRATION SEVERITY GRADE A, DEGREE OF PROTECTION IP 65 | 4940 | TEM | 1 | MC | 20.904 | 1
1FT70845AH701DA2 | SIMOTICS S SYNCHRON. MOTOR 1FT7, M0=20NM (100K) NN=4500RPM, PN=4,82KW NATURAL AIR COOLING; FRAME SIZE IMB 5 (IM V1, IM V3) FLANGE 0 POWER CONNECTOR ROTATABLE INCREMENTAL ENCODER 2048 S/R WITH DRIVE-CLIQ INTERFACE (ENCODER I-2048) CONNECTOR ROTATABLE WITH FITTED KEY, ACCURACY TOLERANCE N, W/O HOLDING BRAKE VIBRATION SEVERITY GRADE A, DEGREE OF PROTECTION IP 67 | 5019 | TEM | 1 | MC | 20.904 | 1
1FT70845AH701DA3 | SIMOTICS S SYNCHRON. MOTOR 1FT7, M0=20NM (100K) NN=4500RPM, PN=4,82KW NATURAL AIR COOLING; FRAME SIZE IMB 5 (IM V1, IM V3) FLANGE 0 POWER CONNECTOR ROTATABLE INCREMENTAL ENCODER 2048 S/R WITH DRIVE-CLIQ INTERFACE (ENCODER I-2048) CONNECTOR ROTATABLE WITH FITTED KEY, ACCURACY TOLERANCE N, W/O HOLDING BRAKE VIBRATION SEVERITY GRADE A+R, DEGREE OF PROTECTION IP 64 | 4998 | TEM | 1 | MC | 20.904 | 1
1FT70845AH701DG0 | SIMOTICS S SYNCHRON. MOTOR 1FT7, M0=20NM (100K) NN=4500RPM, PN=4,82KW NATURAL AIR COOLING; FRAME SIZE IMB 5 (IM V1, IM V3) FLANGE 0 POWER CONNECTOR ROTATABLE INCREMENTAL ENCODER 2048 S/R WITH DRIVE-CLIQ INTERFACE (ENCODER I-2048) CONNECTOR ROTATABLE PLAIN SHAFT, W/O HOLDING BRAKE; ACC. TOLERANCE N VIBRATION SEVERITY GRADE A, DEGREE OF PROTECTION IP 64 | 4844 | TEM | 1 | MC | 20.904 | 1
1FT70845AH701DG1 | SIMOTICS S SYNCHRON. MOTOR 1FT7, M0=20NM (100K) NN=4500RPM, PN=4,82KW NATURAL AIR COOLING; FRAME SIZE IMB 5 (IM V1, IM V3) FLANGE 0 POWER CONNECTOR ROTATABLE INCREMENTAL ENCODER 2048 S/R WITH DRIVE-CLIQ INTERFACE (ENCODER I-2048) CONNECTOR ROTATABLE PLAIN SHAFT, W/O HOLDING BRAKE; ACC. TOLERANCE N VIBRATION SEVERITY GRADE A, DEGREE OF PROTECTION IP 65 | 4940 | TEM | 1 | MC | 20.904 | 1
1FT70845AH701DG3 | SIMOTICS S SYNCHRON. MOTOR 1FT7, M0=20NM (100K) NN=4500RPM, PN=4,82KW NATURAL AIR COOLING; FRAME SIZE IMB 5 (IM V1, IM V3) FLANGE 0 POWER CONNECTOR ROTATABLE INCREMENTAL ENCODER 2048 S/R WITH DRIVE-CLIQ INTERFACE (ENCODER I-2048) CONNECTOR ROTATABLE PLAIN SHAFT, W/O HOLDING BRAKE; ACC. TOLERANCE N VIBRATION SEVERITY GRADE A+R, DEGREE OF PROTECTION IP 64 | 4998 | TEM | 1 | MC | 20.904 | 1
1FT70845AH701DH0 | SIMOTICS S SYNCHRON. MOTOR 1FT7, M0=20NM (100K) NN=4500RPM, PN=4,82KW NATURAL AIR COOLING; FRAME SIZE IMB 5 (IM V1, IM V3) FLANGE 0 POWER CONNECTOR ROTATABLE INCREMENTAL ENCODER 2048 S/R WITH DRIVE-CLIQ INTERFACE (ENCODER I-2048) CONNECTOR ROTATABLE PLAIN SHAFT, WITH HOLDING BRAKE; ACCURACY TOLERANCE N VIBRATION SEVERITY GRADE A, DEGREE OF PROTECTION IP 64 | 5741 | TEM | 1 | MC | 24.003 | 1
1FT70845AH701DH2 | SIMOTICS S SYNCHRON. MOTOR 1FT7, M0=20NM (100K) NN=4500RPM, PN=4,82KW NATURAL AIR COOLING; FRAME SIZE IMB 5 (IM V1, IM V3) FLANGE 0 POWER CONNECTOR ROTATABLE INCREMENTAL ENCODER 2048 S/R WITH DRIVE-CLIQ INTERFACE (ENCODER I-2048) CONNECTOR ROTATABLE PLAIN SHAFT, WITH HOLDING BRAKE; ACCURACY TOLERANCE N VIBRATION SEVERITY GRADE A, DEGREE OF PROTECTION IP 67 | 5917 | TEM | 1 | MC | 24.003 | 1
1FT70845AH701DH5 | SIMOTICS S SYNCHRON. MOTOR 1FT7, M0=20NM (100K) NN=4500RPM, PN=4,82KW NATURAL AIR COOLING; FRAME SIZE IMB 5 (IM V1, IM V3) FLANGE 0 POWER CONNECTOR ROTATABLE INCREMENTAL ENCODER 2048 S/R WITH DRIVE-CLIQ INTERFACE (ENCODER I-2048) CONNECTOR ROTATABLE PLAIN SHAFT, WITH HOLDING BRAKE; ACCURACY TOLERANCE N VIBRATION SEVERITY GRADE A+R, DEGREE OF PROTECTION IP 67 | 6073 | TEM | 1 | MC | 24.003 | 1
1FT70845AH701DK4 | SIMOTICS S SYNCHRON. MOTOR 1FT7, M0=20NM (100K) NN=4500RPM, PN=4,82KW NATURAL AIR COOLING; FRAME SIZE IMB 5 (IM V1, IM V3) FLANGE 0 POWER CONNECTOR ROTATABLE INCREMENTAL ENCODER 2048 S/R WITH DRIVE-CLIQ INTERFACE (ENCODER I-2048) CONNECTOR ROTATABLE PLAIN SHAFT, W/O HOLDING BRAKE; ACC. TOLERANCE R VIBRATION SEVERITY GRADE A+R, DEGREE OF PROTECTION IP 65 | 5255 | TEM | 1 | MC | 20.904 | 1
1FT70845AH701DL1 | SIMOTICS S SYNCHRON. MOTOR 1FT7, M0=20NM (100K) NN=4500RPM, PN=4,82KW NATURAL AIR COOLING; FRAME SIZE IMB 5 (IM V1, IM V3) FLANGE 0 POWER CONNECTOR ROTATABLE INCREMENTAL ENCODER 2048 S/R WITH DRIVE-CLIQ INTERFACE (ENCODER I-2048) CONNECTOR ROTATABLE PLAIN SHAFT, WITH HOLDING BRAKE; ACCURACY TOLERANCE R VIBRATION SEVERITY GRADE A, DEGREE OF PROTECTION IP 65 | 5995 | TEM | 1 | MC | 24.003 | 1
1FT70845AH701FA3 | SIMOTICS S SYNCHRON. MOTOR 1FT7, M0=20NM (100K) NN=4500RPM, PN=4,82KW NATURAL AIR COOLING; FRAME SIZE IMB 5 (IM V1, IM V3) FLANGE 0 POWER CONNECTOR ROTATABLE ABSOLUTE ENCODER 22 BITS MULTI TURN WITH DRIVE-CLIQ INTERFACE (ENCODER AM-22-DQ) CONNECTOR ROTATABLE WITH FITTED KEY, ACCURACY TOLERANCE N, W/O HOLDING BRAKE VIBRATION SEVERITY GRADE A+R, DEGREE OF PROTECTION IP 64 | 5764 | TEM | 1 | MC | 20.904 | 1
1FT70845AH701FA4 | SIMOTICS S SYNCHRON. MOTOR 1FT7, M0=20NM (100K) NN=4500RPM, PN=4,82KW NATURAL AIR COOLING; FRAME SIZE IMB 5 (IM V1, IM V3) FLANGE 0 POWER CONNECTOR ROTATABLE ABSOLUTE ENCODER 22 BITS MULTI TURN WITH DRIVE-CLIQ INTERFACE (ENCODER AM-22-DQ) CONNECTOR ROTATABLE WITH FITTED KEY, ACCURACY TOLERANCE N, W/O HOLDING BRAKE VIBRATION SEVERITY GRADE A+R, DEGREE OF PROTECTION IP 65 | 5861 | TEM | 1 | MC | 20.904 | 1
1FT70845AH701FB0 | SIMOTICS S SYNCHRON. MOTOR 1FT7, M0=20NM (100K) NN=4500RPM, PN=4,82KW NATURAL AIR COOLING; FRAME SIZE IMB 5 (IM V1, IM V3) FLANGE 0 POWER CONNECTOR ROTATABLE ABSOLUTE ENCODER 22 BITS MULTI TURN WITH DRIVE-CLIQ INTERFACE (ENCODER AM-22-DQ) CONNECTOR ROTATABLE SHAFT WITH FITTED KEY; WITH HOLDING BRAKE; ACC. TOLERANCE N VIBRATION SEVERITY GRADE A, DEGREE OF PROTECTION IP 64 | 6507 | TEM | 1 | MC | 24.003 | 1
1FT70845AH701FB3 | SIMOTICS S SYNCHRON. MOTOR 1FT7, M0=20NM (100K) NN=4500RPM, PN=4,82KW NATURAL AIR COOLING; FRAME SIZE IMB 5 (IM V1, IM V3) FLANGE 0 POWER CONNECTOR ROTATABLE ABSOLUTE ENCODER 22 BITS MULTI TURN WITH DRIVE-CLIQ INTERFACE (ENCODER AM-22-DQ) CONNECTOR ROTATABLE SHAFT WITH FITTED KEY; WITH HOLDING BRAKE; ACC. TOLERANCE N VIBRATION SEVERITY GRADE A+R, DEGREE OF PROTECTION IP 64 | 6661 | TEM | 1 | MC | 24.003 | 1
1FT70845AH701FG0 | SIMOTICS S SYNCHRON. MOTOR 1FT7, M0=20NM (100K) NN=4500RPM, PN=4,82KW NATURAL AIR COOLING; FRAME SIZE IMB 5 (IM V1, IM V3) FLANGE 0 POWER CONNECTOR ROTATABLE ABSOLUTE ENCODER 22 BITS MULTI TURN WITH DRIVE-CLIQ INTERFACE (ENCODER AM-22-DQ) CONNECTOR ROTATABLE PLAIN SHAFT, W/O HOLDING BRAKE; ACC. TOLERANCE N VIBRATION SEVERITY GRADE A, DEGREE OF PROTECTION IP 64 | 5609 | TEM | 1 | MC | 20.904 | 1
1FT70845AH701FG1 | SIMOTICS S SYNCHRON. MOTOR 1FT7, M0=20NM (100K) NN=4500RPM, PN=4,82KW NATURAL AIR COOLING; FRAME SIZE IMB 5 (IM V1, IM V3) FLANGE 0 POWER CONNECTOR ROTATABLE ABSOLUTE ENCODER 22 BITS MULTI TURN WITH DRIVE-CLIQ INTERFACE (ENCODER AM-22-DQ) CONNECTOR ROTATABLE PLAIN SHAFT, W/O HOLDING BRAKE; ACC. TOLERANCE N VIBRATION SEVERITY GRADE A, DEGREE OF PROTECTION IP 65 | 5705 | TEM | 1 | MC | 20.904 | 1
1FT70845AH701FG2 | SIMOTICS S SYNCHRON. MOTOR 1FT7, M0=20NM (100K) NN=4500RPM, PN=4,82KW NATURAL AIR COOLING; FRAME SIZE IMB 5 (IM V1, IM V3) FLANGE 0 POWER CONNECTOR ROTATABLE ABSOLUTE ENCODER 22 BITS MULTI TURN WITH DRIVE-CLIQ INTERFACE (ENCODER AM-22-DQ) CONNECTOR ROTATABLE PLAIN SHAFT, W/O HOLDING BRAKE; ACC. TOLERANCE N VIBRATION SEVERITY GRADE A, DEGREE OF PROTECTION IP 67 | 5785 | TEM | 1 | MC | 20.904 | 1
1FT70845AH701FH0 | SIMOTICS S SYNCHRON. MOTOR 1FT7, M0=20NM (100K) NN=4500RPM, PN=4,82KW NATURAL AIR COOLING; FRAME SIZE IMB 5 (IM V1, IM V3) FLANGE 0 POWER CONNECTOR ROTATABLE ABSOLUTE ENCODER 22 BITS MULTI TURN WITH DRIVE-CLIQ INTERFACE (ENCODER AM-22-DQ) CONNECTOR ROTATABLE PLAIN SHAFT, WITH HOLDING BRAKE; ACCURACY TOLERANCE N VIBRATION SEVERITY GRADE A, DEGREE OF PROTECTION IP 64 | 6507 | TEM | 1 | MC | 24.003 | 1
1FT70845AH701FH1 | SIMOTICS S SYNCHRON. MOTOR 1FT7, M0=20NM (100K) NN=4500RPM, PN=4,82KW NATURAL AIR COOLING; FRAME SIZE IMB 5 (IM V1, IM V3) FLANGE 0 POWER CONNECTOR ROTATABLE ABSOLUTE ENCODER 22 BITS MULTI TURN WITH DRIVE-CLIQ INTERFACE (ENCODER AM-22-DQ) CONNECTOR ROTATABLE PLAIN SHAFT, WITH HOLDING BRAKE; ACCURACY TOLERANCE N VIBRATION SEVERITY GRADE A, DEGREE OF PROTECTION IP 65 | 6603 | TEM | 1 | MC | 24.003 | 1
1FT70845AH701FH2 | SIMOTICS S SYNCHRON. MOTOR 1FT7, M0=20NM (100K) NN=4500RPM, PN=4,82KW NATURAL AIR COOLING; FRAME SIZE IMB 5 (IM V1, IM V3) FLANGE 0 POWER CONNECTOR ROTATABLE ABSOLUTE ENCODER 22 BITS MULTI TURN WITH DRIVE-CLIQ INTERFACE (ENCODER AM-22-DQ) CONNECTOR ROTATABLE PLAIN SHAFT, WITH HOLDING BRAKE; ACCURACY TOLERANCE N VIBRATION SEVERITY GRADE A, DEGREE OF PROTECTION IP 67 | 6682 | TEM | 1 | MC | 24.003 | 1
1FT70845AH701MG0 | SIMOTICS S SYNCHRON. MOTOR 1FT7, M0=20NM (100K) NN=4500RPM, PN=4,82KW NATURAL AIR COOLING; FRAME SIZE IMB 5 (IM V1, IM V3) FLANGE (COMPACT) WITH KTY TEMPERATURE SENSOR POWER CONNECTOR ROTATABLE ABSOLUTE ENCODER ENDAT 2048 S/R (ENCODER A-2048) CONNECTOR ROTATABLE PLAIN SHAFT, W/O HOLDING BRAKE; ACC. TOLERANCE N VIBRATION SEVERITY GRADE A, DEGREE OF PROTECTION IP 64 | 5177 | TEM | 1 | MC | 20.904 | 1
1FT70845AH701MG2 | SIMOTICS S SYNCHRON. MOTOR 1FT7, M0=20NM (100K) NN=4500RPM, PN=4,82KW NATURAL AIR COOLING; FRAME SIZE IMB 5 (IM V1, IM V3) FLANGE (COMPACT) WITH KTY TEMPERATURE SENSOR POWER CONNECTOR ROTATABLE ABSOLUTE ENCODER ENDAT 2048 S/R (ENCODER A-2048) CONNECTOR ROTATABLE PLAIN SHAFT, W/O HOLDING BRAKE; ACC. TOLERANCE N VIBRATION SEVERITY GRADE A, DEGREE OF PROTECTION IP 67 | 5353 | TEM | 1 | MC | 20.904 | 1
1FT70845AH701NA0 | SIMOTICS S SYNCHRON. MOTOR 1FT7, M0=20NM (100K) NN=4500RPM, PN=4,82KW NATURAL AIR COOLING; FRAME SIZE IMB 5 (IM V1, IM V3) FLANGE (COMPACT) WITH KTY TEMPERATURE SENSOR POWER CONNECTOR ROTATABLE INCREM. ENCODER SIN/COS 1VSS 2048 S/R (ENCODER I-2048) CONNECTOR ROTATABLE WITH FITTED KEY, ACCURACY TOLERANCE N, W/O HOLDING BRAKE VIBRATION SEVERITY GRADE A, DEGREE OF PROTECTION IP 64 | 4423 | TEM | 1 | MC | 20.904 | 1
1FT70845AH701NA1 | SIMOTICS S SYNCHRON. MOTOR 1FT7, M0=20NM (100K) NN=4500RPM, PN=4,82KW NATURAL AIR COOLING; FRAME SIZE IMB 5 (IM V1, IM V3) FLANGE (COMPACT) WITH KTY TEMPERATURE SENSOR POWER CONNECTOR ROTATABLE INCREM. ENCODER SIN/COS 1VSS 2048 S/R (ENCODER I-2048) CONNECTOR ROTATABLE WITH FITTED KEY, ACCURACY TOLERANCE N, W/O HOLDING BRAKE VIBRATION SEVERITY GRADE A, DEGREE OF PROTECTION IP 65 | 4519 | TEM | 1 | MC | 20.904 | 1
1FT70845AH701NB0 | SIMOTICS S SYNCHRON. MOTOR 1FT7, M0=20NM (100K) NN=4500RPM, PN=4,82KW NATURAL AIR COOLING; FRAME SIZE IMB 5 (IM V1, IM V3) FLANGE (COMPACT) WITH KTY TEMPERATURE SENSOR POWER CONNECTOR ROTATABLE INCREM. ENCODER SIN/COS 1VSS 2048 S/R (ENCODER I-2048) CONNECTOR ROTATABLE SHAFT WITH FITTED KEY; WITH HOLDING BRAKE; ACC. TOLERANCE N VIBRATION SEVERITY GRADE A, DEGREE OF PROTECTION IP 64 | 5321 | TEM | 1 | MC | 24.003 | 1
1FT70845AH701NG0 | SIMOTICS S SYNCHRON. MOTOR 1FT7, M0=20NM (100K) NN=4500RPM, PN=4,82KW NATURAL AIR COOLING; FRAME SIZE IMB 5 (IM V1, IM V3) FLANGE (COMPACT) WITH KTY TEMPERATURE SENSOR POWER CONNECTOR ROTATABLE INCREM. ENCODER SIN/COS 1VSS 2048 S/R (ENCODER I-2048) CONNECTOR ROTATABLE PLAIN SHAFT, W/O HOLDING BRAKE; ACC. TOLERANCE N VIBRATION SEVERITY GRADE A, DEGREE OF PROTECTION IP 64 | 4423 | TEM | 1 | MC | 20.904 | 1
1FT70845AH701NH0 | SIMOTICS S SYNCHRON. MOTOR 1FT7, M0=20NM (100K) NN=4500RPM, PN=4,82KW NATURAL AIR COOLING; FRAME SIZE IMB 5 (IM V1, IM V3) FLANGE (COMPACT) WITH KTY TEMPERATURE SENSOR POWER CONNECTOR ROTATABLE INCREM. ENCODER SIN/COS 1VSS 2048 S/R (ENCODER I-2048) CONNECTOR ROTATABLE PLAIN SHAFT, WITH HOLDING BRAKE; ACCURACY TOLERANCE N VIBRATION SEVERITY GRADE A, DEGREE OF PROTECTION IP 64 | 5321 | TEM | 1 | MC | 24.003 | 1
1FT70845AH701NH2 | SIMOTICS S SYNCHRON. MOTOR 1FT7, M0=20NM (100K) NN=4500RPM, PN=4,82KW NATURAL AIR COOLING; FRAME SIZE IMB 5 (IM V1, IM V3) FLANGE (COMPACT) WITH KTY TEMPERATURE SENSOR POWER CONNECTOR ROTATABLE INCREM. ENCODER SIN/COS 1VSS 2048 S/R (ENCODER I-2048) CONNECTOR ROTATABLE PLAIN SHAFT, WITH HOLDING BRAKE; ACCURACY TOLERANCE N VIBRATION SEVERITY GRADE A, DEGREE OF PROTECTION IP 67 | 5497 | TEM | 1 | MC | 24.003 | 1
1FT70845AH711BA0 | SIMOTICS S SYNCHRON. MOTOR 1FT7, M0=20NM (100K) NN=4500RPM, PN=4,82KW NATURAL AIR COOLING; FRAME SIZE IMB 5 (IM V1, IM V3) FLANGE 1 (1FT6 COMPATIBLE) POWER CONNECTOR ROTATABLE ABSOLUTE VALUE ENCODER SINGLETURN 24 BIT WITH DRIVE-CLIQ INTERFACE (ENCODER AS24DQI) WITH FITTED KEY, ACCURACY TOLERANCE N, W/O HOLDING BRAKE VIBRATION SEVERITY GRADE A, DEGREE OF PROTECTION IP 64 | 4764 | TEM | 1 | MC | 20.904 | 1
1FT70845AH711BA1 | SIMOTICS S SYNCHRON. MOTOR 1FT7, M0=20NM (100K) NN=4500RPM, PN=4,82KW NATURAL AIR COOLING; FRAME SIZE IMB 5 (IM V1, IM V3) FLANGE 1 (1FT6 COMPATIBLE) POWER CONNECTOR ROTATABLE ABSOLUTE VALUE ENCODER SINGLETURN 24 BIT WITH DRIVE-CLIQ INTERFACE (ENCODER AS24DQI) WITH FITTED KEY, ACCURACY TOLERANCE N, W/O HOLDING BRAKE VIBRATION SEVERITY GRADE A, DEGREE OF PROTECTION IP 65 | 4860 | TEM | 1 | MC | 20.904 | 1
1FT70845AH711BA2 | SIMOTICS S SYNCHRON. MOTOR 1FT7, M0=20NM (100K) NN=4500RPM, PN=4,82KW NATURAL AIR COOLING; FRAME SIZE IMB 5 (IM V1, IM V3) FLANGE 1 (1FT6 COMPATIBLE) POWER CONNECTOR ROTATABLE ABSOLUTE VALUE ENCODER SINGLETURN 24 BIT WITH DRIVE-CLIQ INTERFACE (ENCODER AS24DQI) WITH FITTED KEY, ACCURACY TOLERANCE N, W/O HOLDING BRAKE VIBRATION SEVERITY GRADE A, DEGREE OF PROTECTION IP 67 | 4939 | TEM | 1 | MC | 20.904 | 1
1FT70845AH711BB0 | SIMOTICS S SYNCHRON. MOTOR 1FT7, M0=20NM (100K) NN=4500RPM, PN=4,82KW NATURAL AIR COOLING; FRAME SIZE IMB 5 (IM V1, IM V3) FLANGE 1 (1FT6 COMPATIBLE) POWER CONNECTOR ROTATABLE ABSOLUTE VALUE ENCODER SINGLETURN 24 BIT WITH DRIVE-CLIQ INTERFACE (ENCODER AS24DQI) SHAFT WITH FITTED KEY; WITH HOLDING BRAKE; ACC. TOLERANCE N VIBRATION SEVERITY GRADE A, DEGREE OF PROTECTION IP 64 | 5661 | TEM | 1 | MC | 24.003 | 1
1FT70845AH711BD4 | SIMOTICS S SYNCHRON. MOTOR 1FT7, M0=20NM (100K) NN=4500RPM, PN=4,82KW NATURAL AIR COOLING; FRAME SIZE IMB 5 (IM V1, IM V3) FLANGE 1 (1FT6 COMPATIBLE) POWER CONNECTOR ROTATABLE ABSOLUTE VALUE ENCODER SINGLETURN 24 BIT WITH DRIVE-CLIQ INTERFACE (ENCODER AS24DQI) SHAFT WITH FITTED KEY; W/O HOLDING BRAKE; ACC. TOLERANCE R VIBRATION SEVERITY GRADE A+R, DEGREE OF PROTECTION IP 65 | 5175 | TEM | 1 | MC | 20.904 | 1
1FT70845AH711BG0 | SIMOTICS S SYNCHRON. MOTOR 1FT7, M0=20NM (100K) NN=4500RPM, PN=4,82KW NATURAL AIR COOLING; FRAME SIZE IMB 5 (IM V1, IM V3) FLANGE 1 (1FT6 COMPATIBLE) POWER CONNECTOR ROTATABLE ABSOLUTE VALUE ENCODER SINGLETURN 24 BIT WITH DRIVE-CLIQ INTERFACE (ENCODER AS24DQI) PLAIN SHAFT, W/O HOLDING BRAKE; ACC. TOLERANCE N VIBRATION SEVERITY GRADE A, DEGREE OF PROTECTION IP 64 | 4764 | TEM | 1 | MC | 20.904 | 1
1FT70845AH711BG2 | SIMOTICS S SYNCHRON. MOTOR 1FT7, M0=20NM (100K) NN=4500RPM, PN=4,82KW NATURAL AIR COOLING; FRAME SIZE IMB 5 (IM V1, IM V3) FLANGE 1 (1FT6 COMPATIBLE) POWER CONNECTOR ROTATABLE ABSOLUTE VALUE ENCODER SINGLETURN 24 BIT WITH DRIVE-CLIQ INTERFACE (ENCODER AS24DQI) PLAIN SHAFT, W/O HOLDING BRAKE; ACC. TOLERANCE N VIBRATION SEVERITY GRADE A, DEGREE OF PROTECTION IP 67 | 4939 | TEM | 1 | MC | 20.904 | 1
1FT70845AH711BG3 | SIMOTICS S SYNCHRON. MOTOR 1FT7, M0=20NM (100K) NN=4500RPM, PN=4,82KW NATURAL AIR COOLING; FRAME SIZE IMB 5 (IM V1, IM V3) FLANGE 1 (1FT6 COMPATIBLE) POWER CONNECTOR ROTATABLE ABSOLUTE VALUE ENCODER SINGLETURN 24 BIT WITH DRIVE-CLIQ INTERFACE (ENCODER AS24DQI) PLAIN SHAFT, W/O HOLDING BRAKE; ACC. TOLERANCE N VIBRATION SEVERITY GRADE A+R, DEGREE OF PROTECTION IP 64 | 4918 | TEM | 1 | MC | 20.904 | 1
1FT70845AH711BG5 | SIMOTICS S SYNCHRON. MOTOR 1FT7, M0=20NM (100K) NN=4500RPM, PN=4,82KW NATURAL AIR COOLING; FRAME SIZE IMB 5 (IM V1, IM V3) FLANGE 1 (1FT6 COMPATIBLE) POWER CONNECTOR ROTATABLE ABSOLUTE VALUE ENCODER SINGLETURN 24 BIT WITH DRIVE-CLIQ INTERFACE (ENCODER AS24DQI) PLAIN SHAFT, W/O HOLDING BRAKE; ACC. TOLERANCE N VIBRATION SEVERITY GRADE A+R, DEGREE OF PROTECTION IP 67 | 5095 | TEM | 1 | MC | 20.904 | 1
1FT70845AH711BH3 | SIMOTICS S SYNCHRON. MOTOR 1FT7, M0=20NM (100K) NN=4500RPM, PN=4,82KW NATURAL AIR COOLING; FRAME SIZE IMB 5 (IM V1, IM V3) FLANGE 1 (1FT6 COMPATIBLE) POWER CONNECTOR ROTATABLE ABSOLUTE VALUE ENCODER SINGLETURN 24 BIT WITH DRIVE-CLIQ INTERFACE (ENCODER AS24DQI) PLAIN SHAFT, WITH HOLDING BRAKE; ACCURACY TOLERANCE N VIBRATION SEVERITY GRADE A+R, DEGREE OF PROTECTION IP 64 | 5816 | TEM | 1 | MC | 24.003 | 1
1FT70845AH711CA0 | SIMOTICS S SYNCHRON. MOTOR 1FT7, M0=20NM (100K) NN=4500RPM, PN=4,82KW NATURAL AIR COOLING; FRAME SIZE IMB 5 (IM V1, IM V3) FLANGE 1 (1FT6 COMPATIBLE) POWER CONNECTOR ROTATABLE ABSOLUTE ENCODER 24 BITS + 12 BIT MULTITURN WITH DRIVE-CLIQ INTERFACE (ENCODER AM24DQI) WITH FITTED KEY, ACCURACY TOLERANCE N, W/O HOLDING BRAKE VIBRATION SEVERITY GRADE A, DEGREE OF PROTECTION IP 64 | 5529 | TEM | 1 | MC | 20.904 | 1
1FT70845AH711CA1 | SIMOTICS S SYNCHRON. MOTOR 1FT7, M0=20NM (100K) NN=4500RPM, PN=4,82KW NATURAL AIR COOLING; FRAME SIZE IMB 5 (IM V1, IM V3) FLANGE 1 (1FT6 COMPATIBLE) POWER CONNECTOR ROTATABLE ABSOLUTE ENCODER 24 BITS + 12 BIT MULTITURN WITH DRIVE-CLIQ INTERFACE (ENCODER AM24DQI) WITH FITTED KEY, ACCURACY TOLERANCE N, W/O HOLDING BRAKE VIBRATION SEVERITY GRADE A, DEGREE OF PROTECTION IP 65 | 5625 | TEM | 1 | MC | 20.904 | 1
1FT70845AH711CA2 | SIMOTICS S SYNCHRON. MOTOR 1FT7, M0=20NM (100K) NN=4500RPM, PN=4,82KW NATURAL AIR COOLING; FRAME SIZE IMB 5 (IM V1, IM V3) FLANGE 1 (1FT6 COMPATIBLE) POWER CONNECTOR ROTATABLE ABSOLUTE ENCODER 24 BITS + 12 BIT MULTITURN WITH DRIVE-CLIQ INTERFACE (ENCODER AM24DQI) WITH FITTED KEY, ACCURACY TOLERANCE N, W/O HOLDING BRAKE VIBRATION SEVERITY GRADE A, DEGREE OF PROTECTION IP 67 | 5704 | TEM | 1 | MC | 20.904 | 1
1FT70845AH711CB0 | SIMOTICS S SYNCHRON. MOTOR 1FT7, M0=20NM (100K) NN=4500RPM, PN=4,82KW NATURAL AIR COOLING; FRAME SIZE IMB 5 (IM V1, IM V3) FLANGE 1 (1FT6 COMPATIBLE) POWER CONNECTOR ROTATABLE ABSOLUTE ENCODER 24 BITS + 12 BIT MULTITURN WITH DRIVE-CLIQ INTERFACE (ENCODER AM24DQI) SHAFT WITH FITTED KEY; WITH HOLDING BRAKE; ACC. TOLERANCE N VIBRATION SEVERITY GRADE A, DEGREE OF PROTECTION IP 64 | 6426 | TEM | 1 | MC | 24.003 | 1
1FT70845AH711CB1 | SIMOTICS S SYNCHRON. MOTOR 1FT7, M0=20NM (100K) NN=4500RPM, PN=4,82KW NATURAL AIR COOLING; FRAME SIZE IMB 5 (IM V1, IM V3) FLANGE 1 (1FT6 COMPATIBLE) POWER CONNECTOR ROTATABLE ABSOLUTE ENCODER 24 BITS + 12 BIT MULTITURN WITH DRIVE-CLIQ INTERFACE (ENCODER AM24DQI) SHAFT WITH FITTED KEY; WITH HOLDING BRAKE; ACC. TOLERANCE N VIBRATION SEVERITY GRADE A, DEGREE OF PROTECTION IP 65 | 6523 | TEM | 1 | MC | 24.003 | 1
1FT70845AH711CB3 | SIMOTICS S SYNCHRON. MOTOR 1FT7, M0=20NM (100K) NN=4500RPM, PN=4,82KW NATURAL AIR COOLING; FRAME SIZE IMB 5 (IM V1, IM V3) FLANGE 1 (1FT6 COMPATIBLE) POWER CONNECTOR ROTATABLE ABSOLUTE ENCODER 24 BITS + 12 BIT MULTITURN WITH DRIVE-CLIQ INTERFACE (ENCODER AM24DQI) SHAFT WITH FITTED KEY; WITH HOLDING BRAKE; ACC. TOLERANCE N VIBRATION SEVERITY GRADE A+R, DEGREE OF PROTECTION IP 64 | 6581 | TEM | 1 | MC | 24.003 | 1
1FT70845AH711CD1 | SIMOTICS S SYNCHRON. MOTOR 1FT7, M0=20NM (100K) NN=4500RPM, PN=4,82KW NATURAL AIR COOLING; FRAME SIZE IMB 5 (IM V1, IM V3) FLANGE 1 (1FT6 COMPATIBLE) POWER CONNECTOR ROTATABLE ABSOLUTE ENCODER 24 BITS + 12 BIT MULTITURN WITH DRIVE-CLIQ INTERFACE (ENCODER AM24DQI) SHAFT WITH FITTED KEY; W/O HOLDING BRAKE; ACC. TOLERANCE R VIBRATION SEVERITY GRADE A, DEGREE OF PROTECTION IP 65 | 5784 | TEM | 1 | MC | 20.904 | 1
1FT70845AH711CD2 | SIMOTICS S SYNCHRON. MOTOR 1FT7, M0=20NM (100K) NN=4500RPM, PN=4,82KW NATURAL AIR COOLING; FRAME SIZE IMB 5 (IM V1, IM V3) FLANGE 1 (1FT6 COMPATIBLE) POWER CONNECTOR ROTATABLE ABSOLUTE ENCODER 24 BITS + 12 BIT MULTITURN WITH DRIVE-CLIQ INTERFACE (ENCODER AM24DQI) SHAFT WITH FITTED KEY; W/O HOLDING BRAKE; ACC. TOLERANCE R VIBRATION SEVERITY GRADE A, DEGREE OF PROTECTION IP 67 | 5864 | TEM | 1 | MC | 20.904 | 1
1FT70845AH711CG1 | SIMOTICS S SYNCHRON. MOTOR 1FT7, M0=20NM (100K) NN=4500RPM, PN=4,82KW NATURAL AIR COOLING; FRAME SIZE IMB 5 (IM V1, IM V3) FLANGE 1 (1FT6 COMPATIBLE) POWER CONNECTOR ROTATABLE ABSOLUTE ENCODER 24 BITS + 12 BIT MULTITURN WITH DRIVE-CLIQ INTERFACE (ENCODER AM24DQI) PLAIN SHAFT, W/O HOLDING BRAKE; ACC. TOLERANCE N VIBRATION SEVERITY GRADE A, DEGREE OF PROTECTION IP 65 | 5625 | TEM | 1 | MC | 20.904 | 1
1FT70845AH711CG2 | SIMOTICS S SYNCHRON. MOTOR 1FT7, M0=20NM (100K) NN=4500RPM, PN=4,82KW NATURAL AIR COOLING; FRAME SIZE IMB 5 (IM V1, IM V3) FLANGE 1 (1FT6 COMPATIBLE) POWER CONNECTOR ROTATABLE ABSOLUTE ENCODER 24 BITS + 12 BIT MULTITURN WITH DRIVE-CLIQ INTERFACE (ENCODER AM24DQI) PLAIN SHAFT, W/O HOLDING BRAKE; ACC. TOLERANCE N VIBRATION SEVERITY GRADE A, DEGREE OF PROTECTION IP 67 | 5704 | TEM | 1 | MC | 20.904 | 1
1FT70845AH711CG5 | SIMOTICS S SYNCHRON. MOTOR 1FT7, M0=20NM (100K) NN=4500RPM, PN=4,82KW NATURAL AIR COOLING; FRAME SIZE IMB 5 (IM V1, IM V3) FLANGE 1 (1FT6 COMPATIBLE) POWER CONNECTOR ROTATABLE ABSOLUTE ENCODER 24 BITS + 12 BIT MULTITURN WITH DRIVE-CLIQ INTERFACE (ENCODER AM24DQI) PLAIN SHAFT, W/O HOLDING BRAKE; ACC. TOLERANCE N VIBRATION SEVERITY GRADE A+R, DEGREE OF PROTECTION IP 67 | 5860 | TEM | 1 | MC | 20.904 | 1
1FT70845AH711CH0 | SIMOTICS S SYNCHRON. MOTOR 1FT7, M0=20NM (100K) NN=4500RPM, PN=4,82KW NATURAL AIR COOLING; FRAME SIZE IMB 5 (IM V1, IM V3) FLANGE 1 (1FT6 COMPATIBLE) POWER CONNECTOR ROTATABLE ABSOLUTE ENCODER 24 BITS + 12 BIT MULTITURN WITH DRIVE-CLIQ INTERFACE (ENCODER AM24DQI) PLAIN SHAFT, WITH HOLDING BRAKE; ACCURACY TOLERANCE N VIBRATION SEVERITY GRADE A, DEGREE OF PROTECTION IP 64 | 6426 | TEM | 1 | MC | 24.003 | 1
1FT70845AH711CH5 | SIMOTICS S SYNCHRON. MOTOR 1FT7, M0=20NM (100K) NN=4500RPM, PN=4,82KW NATURAL AIR COOLING; FRAME SIZE IMB 5 (IM V1, IM V3) FLANGE 1 (1FT6 COMPATIBLE) POWER CONNECTOR ROTATABLE ABSOLUTE ENCODER 24 BITS + 12 BIT MULTITURN WITH DRIVE-CLIQ INTERFACE (ENCODER AM24DQI) PLAIN SHAFT, WITH HOLDING BRAKE; ACCURACY TOLERANCE N VIBRATION SEVERITY GRADE A+R, DEGREE OF PROTECTION IP 67 | 6758 | TEM | 1 | MC | 24.003 | 1
1FT70845AH711DA0 | SIMOTICS S SYNCHRON. MOTOR 1FT7, M0=20NM (100K) NN=4500RPM, PN=4,82KW NATURAL AIR COOLING; FRAME SIZE IMB 5 (IM V1, IM V3) FLANGE 1 (1FT6 COMPATIBLE) POWER CONNECTOR ROTATABLE INCREMENTAL ENCODER 2048 S/R WITH DRIVE-CLIQ INTERFACE (ENCODER I-2048) CONNECTOR ROTATABLE WITH FITTED KEY, ACCURACY TOLERANCE N, W/O HOLDING BRAKE VIBRATION SEVERITY GRADE A, DEGREE OF PROTECTION IP 64 | 4844 | TEM | 1 | MC | 20.904 | 1
1FT70845AH711DA1 | SIMOTICS S SYNCHRON. MOTOR 1FT7, M0=20NM (100K) NN=4500RPM, PN=4,82KW NATURAL AIR COOLING; FRAME SIZE IMB 5 (IM V1, IM V3) FLANGE 1 (1FT6 COMPATIBLE) POWER CONNECTOR ROTATABLE INCREMENTAL ENCODER 2048 S/R WITH DRIVE-CLIQ INTERFACE (ENCODER I-2048) CONNECTOR ROTATABLE WITH FITTED KEY, ACCURACY TOLERANCE N, W/O HOLDING BRAKE VIBRATION SEVERITY GRADE A, DEGREE OF PROTECTION IP 65 | 4940 | TEM | 1 | MC | 20.904 | 1
1FT70845AH711DA2 | SIMOTICS S SYNCHRON. MOTOR 1FT7, M0=20NM (100K) NN=4500RPM, PN=4,82KW NATURAL AIR COOLING; FRAME SIZE IMB 5 (IM V1, IM V3) FLANGE 1 (1FT6 COMPATIBLE) POWER CONNECTOR ROTATABLE INCREMENTAL ENCODER 2048 S/R WITH DRIVE-CLIQ INTERFACE (ENCODER I-2048) CONNECTOR ROTATABLE WITH FITTED KEY, ACCURACY TOLERANCE N, W/O HOLDING BRAKE VIBRATION SEVERITY GRADE A, DEGREE OF PROTECTION IP 67 | 5019 | TEM | 1 | MC | 20.904 | 1
1FT70845AH711DB0 | SIMOTICS S SYNCHRON. MOTOR 1FT7, M0=20NM (100K) NN=4500RPM, PN=4,82KW NATURAL AIR COOLING; FRAME SIZE IMB 5 (IM V1, IM V3) FLANGE 1 (1FT6 COMPATIBLE) POWER CONNECTOR ROTATABLE INCREMENTAL ENCODER 2048 S/R WITH DRIVE-CLIQ INTERFACE (ENCODER I-2048) CONNECTOR ROTATABLE SHAFT WITH FITTED KEY; WITH HOLDING BRAKE; ACC. TOLERANCE N VIBRATION SEVERITY GRADE A, DEGREE OF PROTECTION IP 64 | 5741 | TEM | 1 | MC | 24.003 | 1
1FT70845AH711DB2 | SIMOTICS S SYNCHRON. MOTOR 1FT7, M0=20NM (100K) NN=4500RPM, PN=4,82KW NATURAL AIR COOLING; FRAME SIZE IMB 5 (IM V1, IM V3) FLANGE 1 (1FT6 COMPATIBLE) POWER CONNECTOR ROTATABLE INCREMENTAL ENCODER 2048 S/R WITH DRIVE-CLIQ INTERFACE (ENCODER I-2048) CONNECTOR ROTATABLE SHAFT WITH FITTED KEY; WITH HOLDING BRAKE; ACC. TOLERANCE N VIBRATION SEVERITY GRADE A, DEGREE OF PROTECTION IP 67 | 5917 | TEM | 1 | MC | 24.003 | 1
1FT70845AH711DG0 | SIMOTICS S SYNCHRON. MOTOR 1FT7, M0=20NM (100K) NN=4500RPM, PN=4,82KW NATURAL AIR COOLING; FRAME SIZE IMB 5 (IM V1, IM V3) FLANGE 1 (1FT6 COMPATIBLE) POWER CONNECTOR ROTATABLE INCREMENTAL ENCODER 2048 S/R WITH DRIVE-CLIQ INTERFACE (ENCODER I-2048) CONNECTOR ROTATABLE PLAIN SHAFT, W/O HOLDING BRAKE; ACC. TOLERANCE N VIBRATION SEVERITY GRADE A, DEGREE OF PROTECTION IP 64 | 4844 | TEM | 1 | MC | 20.904 | 1
1FT70845AH711DG1 | SIMOTICS S SYNCHRON. MOTOR 1FT7, M0=20NM (100K) NN=4500RPM, PN=4,82KW NATURAL AIR COOLING; FRAME SIZE IMB 5 (IM V1, IM V3) FLANGE 1 (1FT6 COMPATIBLE) POWER CONNECTOR ROTATABLE INCREMENTAL ENCODER 2048 S/R WITH DRIVE-CLIQ INTERFACE (ENCODER I-2048) CONNECTOR ROTATABLE PLAIN SHAFT, W/O HOLDING BRAKE; ACC. TOLERANCE N VIBRATION SEVERITY GRADE A, DEGREE OF PROTECTION IP 65 | 4940 | TEM | 1 | MC | 20.904 | 1
1FT70845AH711DG2 | SIMOTICS S SYNCHRON. MOTOR 1FT7, M0=20NM (100K) NN=4500RPM, PN=4,82KW NATURAL AIR COOLING; FRAME SIZE IMB 5 (IM V1, IM V3) FLANGE 1 (1FT6 COMPATIBLE) POWER CONNECTOR ROTATABLE INCREMENTAL ENCODER 2048 S/R WITH DRIVE-CLIQ INTERFACE (ENCODER I-2048) CONNECTOR ROTATABLE PLAIN SHAFT, W/O HOLDING BRAKE; ACC. TOLERANCE N VIBRATION SEVERITY GRADE A, DEGREE OF PROTECTION IP 67 | 5019 | TEM | 1 | MC | 20.904 | 1
1FT70845AH711DG3 | SIMOTICS S SYNCHRON. MOTOR 1FT7, M0=20NM (100K) NN=4500RPM, PN=4,82KW NATURAL AIR COOLING; FRAME SIZE IMB 5 (IM V1, IM V3) FLANGE 1 (1FT6 COMPATIBLE) POWER CONNECTOR ROTATABLE INCREMENTAL ENCODER 2048 S/R WITH DRIVE-CLIQ INTERFACE (ENCODER I-2048) CONNECTOR ROTATABLE PLAIN SHAFT, W/O HOLDING BRAKE; ACC. TOLERANCE N VIBRATION SEVERITY GRADE A+R, DEGREE OF PROTECTION IP 64 | 4998 | TEM | 1 | MC | 20.904 | 1
1FT70845AH711DG5 | SIMOTICS S SYNCHRON. MOTOR 1FT7, M0=20NM (100K) NN=4500RPM, PN=4,82KW NATURAL AIR COOLING; FRAME SIZE IMB 5 (IM V1, IM V3) FLANGE 1 (1FT6 COMPATIBLE) POWER CONNECTOR ROTATABLE INCREMENTAL ENCODER 2048 S/R WITH DRIVE-CLIQ INTERFACE (ENCODER I-2048) CONNECTOR ROTATABLE PLAIN SHAFT, W/O HOLDING BRAKE; ACC. TOLERANCE N VIBRATION SEVERITY GRADE A+R, DEGREE OF PROTECTION IP 67 | 5175 | TEM | 1 | MC | 20.904 | 1
1FT70845AH711DH0 | SIMOTICS S SYNCHRON. MOTOR 1FT7, M0=20NM (100K) NN=4500RPM, PN=4,82KW NATURAL AIR COOLING; FRAME SIZE IMB 5 (IM V1, IM V3) FLANGE 1 (1FT6 COMPATIBLE) POWER CONNECTOR ROTATABLE INCREMENTAL ENCODER 2048 S/R WITH DRIVE-CLIQ INTERFACE (ENCODER I-2048) CONNECTOR ROTATABLE PLAIN SHAFT, WITH HOLDING BRAKE; ACCURACY TOLERANCE N VIBRATION SEVERITY GRADE A, DEGREE OF PROTECTION IP 64 | 5741 | TEM | 1 | MC | 24.003 | 1
1FT70845AH711DH1 | SIMOTICS S SYNCHRON. MOTOR 1FT7, M0=20NM (100K) NN=4500RPM, PN=4,82KW NATURAL AIR COOLING; FRAME SIZE IMB 5 (IM V1, IM V3) FLANGE 1 (1FT6 COMPATIBLE) POWER CONNECTOR ROTATABLE INCREMENTAL ENCODER 2048 S/R WITH DRIVE-CLIQ INTERFACE (ENCODER I-2048) CONNECTOR ROTATABLE PLAIN SHAFT, WITH HOLDING BRAKE; ACCURACY TOLERANCE N VIBRATION SEVERITY GRADE A, DEGREE OF PROTECTION IP 65 | 5838 | TEM | 1 | MC | 24.003 | 1
1FT70845AH711DH5 | SIMOTICS S SYNCHRON. MOTOR 1FT7, M0=20NM (100K) NN=4500RPM, PN=4,82KW NATURAL AIR COOLING; FRAME SIZE IMB 5 (IM V1, IM V3) FLANGE 1 (1FT6 COMPATIBLE) POWER CONNECTOR ROTATABLE INCREMENTAL ENCODER 2048 S/R WITH DRIVE-CLIQ INTERFACE (ENCODER I-2048) CONNECTOR ROTATABLE PLAIN SHAFT, WITH HOLDING BRAKE; ACCURACY TOLERANCE N VIBRATION SEVERITY GRADE A+R, DEGREE OF PROTECTION IP 67 | 6073 | TEM | 1 | MC | 24.003 | 1
1FT70845AH711DK2 | SIMOTICS S SYNCHRON. MOTOR 1FT7, M0=20NM (100K) NN=4500RPM, PN=4,82KW NATURAL AIR COOLING; FRAME SIZE IMB 5 (IM V1, IM V3) FLANGE 1 (1FT6 COMPATIBLE) POWER CONNECTOR ROTATABLE INCREMENTAL ENCODER 2048 S/R WITH DRIVE-CLIQ INTERFACE (ENCODER I-2048) CONNECTOR ROTATABLE PLAIN SHAFT, W/O HOLDING BRAKE; ACC. TOLERANCE R VIBRATION SEVERITY GRADE A, DEGREE OF PROTECTION IP 67 | 5179 | TEM | 1 | MC | 20.904 | 1
1FT70845AH711FA0 | SIMOTICS S SYNCHRON. MOTOR 1FT7, M0=20NM (100K) NN=4500RPM, PN=4,82KW NATURAL AIR COOLING; FRAME SIZE IMB 5 (IM V1, IM V3) FLANGE 1 (1FT6 COMPATIBLE) POWER CONNECTOR ROTATABLE ABSOLUTE ENCODER 22 BITS MULTI TURN WITH DRIVE-CLIQ INTERFACE (ENCODER AM-22-DQ) CONNECTOR ROTATABLE WITH FITTED KEY, ACCURACY TOLERANCE N, W/O HOLDING BRAKE VIBRATION SEVERITY GRADE A, DEGREE OF PROTECTION IP 64 | 5609 | TEM | 1 | MC | 20.904 | 1
1FT70845AH711FA1 | SIMOTICS S SYNCHRON. MOTOR 1FT7, M0=20NM (100K) NN=4500RPM, PN=4,82KW NATURAL AIR COOLING; FRAME SIZE IMB 5 (IM V1, IM V3) FLANGE 1 (1FT6 COMPATIBLE) POWER CONNECTOR ROTATABLE ABSOLUTE ENCODER 22 BITS MULTI TURN WITH DRIVE-CLIQ INTERFACE (ENCODER AM-22-DQ) CONNECTOR ROTATABLE WITH FITTED KEY, ACCURACY TOLERANCE N, W/O HOLDING BRAKE VIBRATION SEVERITY GRADE A, DEGREE OF PROTECTION IP 65 | 5705 | TEM | 1 | MC | 20.904 | 1
1FT70845AH711FA2 | SIMOTICS S SYNCHRON. MOTOR 1FT7, M0=20NM (100K) NN=4500RPM, PN=4,82KW NATURAL AIR COOLING; FRAME SIZE IMB 5 (IM V1, IM V3) FLANGE 1 (1FT6 COMPATIBLE) POWER CONNECTOR ROTATABLE ABSOLUTE ENCODER 22 BITS MULTI TURN WITH DRIVE-CLIQ INTERFACE (ENCODER AM-22-DQ) CONNECTOR ROTATABLE WITH FITTED KEY, ACCURACY TOLERANCE N, W/O HOLDING BRAKE VIBRATION SEVERITY GRADE A, DEGREE OF PROTECTION IP 67 | 5785 | TEM | 1 | MC | 20.904 | 1
1FT70845AH711FB0 | SIMOTICS S SYNCHRON. MOTOR 1FT7, M0=20NM (100K) NN=4500RPM, PN=4,82KW NATURAL AIR COOLING; FRAME SIZE IMB 5 (IM V1, IM V3) FLANGE 1 (1FT6 COMPATIBLE) POWER CONNECTOR ROTATABLE ABSOLUTE ENCODER 22 BITS MULTI TURN WITH DRIVE-CLIQ INTERFACE (ENCODER AM-22-DQ) CONNECTOR ROTATABLE SHAFT WITH FITTED KEY; WITH HOLDING BRAKE; ACC. TOLERANCE N VIBRATION SEVERITY GRADE A, DEGREE OF PROTECTION IP 64 | 6507 | TEM | 1 | MC | 24.003 | 1
1FT70845AH711FB1 | SIMOTICS S SYNCHRON. MOTOR 1FT7, M0=20NM (100K) NN=4500RPM, PN=4,82KW NATURAL AIR COOLING; FRAME SIZE IMB 5 (IM V1, IM V3) FLANGE 1 (1FT6 COMPATIBLE) POWER CONNECTOR ROTATABLE ABSOLUTE ENCODER 22 BITS MULTI TURN WITH DRIVE-CLIQ INTERFACE (ENCODER AM-22-DQ) CONNECTOR ROTATABLE SHAFT WITH FITTED KEY; WITH HOLDING BRAKE; ACC. TOLERANCE N VIBRATION SEVERITY GRADE A, DEGREE OF PROTECTION IP 65 | 6603 | TEM | 1 | MC | 24.003 | 1
1FT70845AH711FD2 | SIMOTICS S SYNCHRON. MOTOR 1FT7, M0=20NM (100K) NN=4500RPM, PN=4,82KW NATURAL AIR COOLING; FRAME SIZE IMB 5 (IM V1, IM V3) FLANGE 1 (1FT6 COMPATIBLE) POWER CONNECTOR ROTATABLE ABSOLUTE ENCODER 22 BITS MULTI TURN WITH DRIVE-CLIQ INTERFACE (ENCODER AM-22-DQ) CONNECTOR ROTATABLE SHAFT WITH FITTED KEY; W/O HOLDING BRAKE; ACC. TOLERANCE R VIBRATION SEVERITY GRADE A, DEGREE OF PROTECTION IP 67 | 5944 | TEM | 1 | MC | 20.904 | 1
1FT70845AH711FG0 | SIMOTICS S SYNCHRON. MOTOR 1FT7, M0=20NM (100K) NN=4500RPM, PN=4,82KW NATURAL AIR COOLING; FRAME SIZE IMB 5 (IM V1, IM V3) FLANGE 1 (1FT6 COMPATIBLE) POWER CONNECTOR ROTATABLE ABSOLUTE ENCODER 22 BITS MULTI TURN WITH DRIVE-CLIQ INTERFACE (ENCODER AM-22-DQ) CONNECTOR ROTATABLE PLAIN SHAFT, W/O HOLDING BRAKE; ACC. TOLERANCE N VIBRATION SEVERITY GRADE A, DEGREE OF PROTECTION IP 64 | 5609 | TEM | 1 | MC | 20.904 | 1
1FT70845AH711FG1 | SIMOTICS S SYNCHRON. MOTOR 1FT7, M0=20NM (100K) NN=4500RPM, PN=4,82KW NATURAL AIR COOLING; FRAME SIZE IMB 5 (IM V1, IM V3) FLANGE 1 (1FT6 COMPATIBLE) POWER CONNECTOR ROTATABLE ABSOLUTE ENCODER 22 BITS MULTI TURN WITH DRIVE-CLIQ INTERFACE (ENCODER AM-22-DQ) CONNECTOR ROTATABLE PLAIN SHAFT, W/O HOLDING BRAKE; ACC. TOLERANCE N VIBRATION SEVERITY GRADE A, DEGREE OF PROTECTION IP 65 | 5705 | TEM | 1 | MC | 20.904 | 1
1FT70845AH711FG2 | SIMOTICS S SYNCHRON. MOTOR 1FT7, M0=20NM (100K) NN=4500RPM, PN=4,82KW NATURAL AIR COOLING; FRAME SIZE IMB 5 (IM V1, IM V3) FLANGE 1 (1FT6 COMPATIBLE) POWER CONNECTOR ROTATABLE ABSOLUTE ENCODER 22 BITS MULTI TURN WITH DRIVE-CLIQ INTERFACE (ENCODER AM-22-DQ) CONNECTOR ROTATABLE PLAIN SHAFT, W/O HOLDING BRAKE; ACC. TOLERANCE N VIBRATION SEVERITY GRADE A, DEGREE OF PROTECTION IP 67 | 5785 | TEM | 1 | MC | 20.904 | 1
1FT70845AH711FG3 | SIMOTICS S SYNCHRON. MOTOR 1FT7, M0=20NM (100K) NN=4500RPM, PN=4,82KW NATURAL AIR COOLING; FRAME SIZE IMB 5 (IM V1, IM V3) FLANGE 1 (1FT6 COMPATIBLE) POWER CONNECTOR ROTATABLE ABSOLUTE ENCODER 22 BITS MULTI TURN WITH DRIVE-CLIQ INTERFACE (ENCODER AM-22-DQ) CONNECTOR ROTATABLE PLAIN SHAFT, W/O HOLDING BRAKE; ACC. TOLERANCE N VIBRATION SEVERITY GRADE A+R, DEGREE OF PROTECTION IP 64 | 5764 | TEM | 1 | MC | 20.904 | 1
1FT70845AH711FG5 | SIMOTICS S SYNCHRON. MOTOR 1FT7, M0=20NM (100K) NN=4500RPM, PN=4,82KW NATURAL AIR COOLING; FRAME SIZE IMB 5 (IM V1, IM V3) FLANGE 1 (1FT6 COMPATIBLE) POWER CONNECTOR ROTATABLE ABSOLUTE ENCODER 22 BITS MULTI TURN WITH DRIVE-CLIQ INTERFACE (ENCODER AM-22-DQ) CONNECTOR ROTATABLE PLAIN SHAFT, W/O HOLDING BRAKE; ACC. TOLERANCE N VIBRATION SEVERITY GRADE A+R, DEGREE OF PROTECTION IP 67 | 5940 | TEM | 1 | MC | 20.904 | 1
1FT70845AH711FH0 | SIMOTICS S SYNCHRON. MOTOR 1FT7, M0=20NM (100K) NN=4500RPM, PN=4,82KW NATURAL AIR COOLING; FRAME SIZE IMB 5 (IM V1, IM V3) FLANGE 1 (1FT6 COMPATIBLE) POWER CONNECTOR ROTATABLE ABSOLUTE ENCODER 22 BITS MULTI TURN WITH DRIVE-CLIQ INTERFACE (ENCODER AM-22-DQ) CONNECTOR ROTATABLE PLAIN SHAFT, WITH HOLDING BRAKE; ACCURACY TOLERANCE N VIBRATION SEVERITY GRADE A, DEGREE OF PROTECTION IP 64 | 6507 | TEM | 1 | MC | 24.003 | 1
1FT70845AH711FH1 | SIMOTICS S SYNCHRON. MOTOR 1FT7, M0=20NM (100K) NN=4500RPM, PN=4,82KW NATURAL AIR COOLING; FRAME SIZE IMB 5 (IM V1, IM V3) FLANGE 1 (1FT6 COMPATIBLE) POWER CONNECTOR ROTATABLE ABSOLUTE ENCODER 22 BITS MULTI TURN WITH DRIVE-CLIQ INTERFACE (ENCODER AM-22-DQ) CONNECTOR ROTATABLE PLAIN SHAFT, WITH HOLDING BRAKE; ACCURACY TOLERANCE N VIBRATION SEVERITY GRADE A, DEGREE OF PROTECTION IP 65 | 6603 | TEM | 1 | MC | 24.003 | 1
1FT70845AH711FH2 | SIMOTICS S SYNCHRON. MOTOR 1FT7, M0=20NM (100K) NN=4500RPM, PN=4,82KW NATURAL AIR COOLING; FRAME SIZE IMB 5 (IM V1, IM V3) FLANGE 1 (1FT6 COMPATIBLE) POWER CONNECTOR ROTATABLE ABSOLUTE ENCODER 22 BITS MULTI TURN WITH DRIVE-CLIQ INTERFACE (ENCODER AM-22-DQ) CONNECTOR ROTATABLE PLAIN SHAFT, WITH HOLDING BRAKE; ACCURACY TOLERANCE N VIBRATION SEVERITY GRADE A, DEGREE OF PROTECTION IP 67 | 6682 | TEM | 1 | MC | 24.003 | 1
1FT70845AH711FH3 | SIMOTICS S SYNCHRON. MOTOR 1FT7, M0=20NM (100K) NN=4500RPM, PN=4,82KW NATURAL AIR COOLING; FRAME SIZE IMB 5 (IM V1, IM V3) FLANGE 1 (1FT6 COMPATIBLE) POWER CONNECTOR ROTATABLE ABSOLUTE ENCODER 22 BITS MULTI TURN WITH DRIVE-CLIQ INTERFACE (ENCODER AM-22-DQ) CONNECTOR ROTATABLE PLAIN SHAFT, WITH HOLDING BRAKE; ACCURACY TOLERANCE N VIBRATION SEVERITY GRADE A+R, DEGREE OF PROTECTION IP 64 | 6661 | TEM | 1 | MC | 24.003 | 1
1FT70845AH711MA0 | SIMOTICS S SYNCHRON. MOTOR 1FT7, M0=20NM (100K) NN=4500RPM, PN=4,82KW NATURAL AIR COOLING; FRAME SIZE IMB 5 (1FT6 COMPATIBLE) WITH KTY TEMPERATURE SENSOR POWER CONNECTOR ROTATABLE ABSOLUTE ENCODER ENDAT 2048 S/R (ENCODER A-2048) CONNECTOR ROTATABLE WITH FITTED KEY, ACCURACY TOLERANCE N, W/O HOLDING BRAKE VIBRATION SEVERITY GRADE A, DEGREE OF PROTECTION IP 64 | 5177 | TEM | 1 | MC | 20.904 | 1
1FT70845AH711MB0 | SIMOTICS S SYNCHRON. MOTOR 1FT7, M0=20NM (100K) NN=4500RPM, PN=4,82KW NATURAL AIR COOLING; FRAME SIZE IMB 5 (1FT6 COMPATIBLE) WITH KTY TEMPERATURE SENSOR POWER CONNECTOR ROTATABLE ABSOLUTE ENCODER ENDAT 2048 S/R (ENCODER A-2048) CONNECTOR ROTATABLE SHAFT WITH FITTED KEY; WITH HOLDING BRAKE; ACC. TOLERANCE N VIBRATION SEVERITY GRADE A, DEGREE OF PROTECTION IP 64 | 6075 | TEM | 1 | MC | 24.003 | 1
1FT70845AH711MG2 | SIMOTICS S SYNCHRON. MOTOR 1FT7, M0=20NM (100K) NN=4500RPM, PN=4,82KW NATURAL AIR COOLING; FRAME SIZE IMB 5 (1FT6 COMPATIBLE) WITH KTY TEMPERATURE SENSOR POWER CONNECTOR ROTATABLE ABSOLUTE ENCODER ENDAT 2048 S/R (ENCODER A-2048) CONNECTOR ROTATABLE PLAIN SHAFT, W/O HOLDING BRAKE; ACC. TOLERANCE N VIBRATION SEVERITY GRADE A, DEGREE OF PROTECTION IP 67 | 5353 | TEM | 1 | MC | 20.904 | 1
1FT70845AH711MH1 | SIMOTICS S SYNCHRON. MOTOR 1FT7, M0=20NM (100K) NN=4500RPM, PN=4,82KW NATURAL AIR COOLING; FRAME SIZE IMB 5 (1FT6 COMPATIBLE) WITH KTY TEMPERATURE SENSOR POWER CONNECTOR ROTATABLE ABSOLUTE ENCODER ENDAT 2048 S/R (ENCODER A-2048) CONNECTOR ROTATABLE PLAIN SHAFT, WITH HOLDING BRAKE; ACCURACY TOLERANCE N VIBRATION SEVERITY GRADE A, DEGREE OF PROTECTION IP 65 | 6171 | TEM | 1 | MC | 24.003 | 1
1FT70845AH711MK3 | SIMOTICS S SYNCHRON. MOTOR 1FT7, M0=20NM (100K) NN=4500RPM, PN=4,82KW NATURAL AIR COOLING; FRAME SIZE IMB 5 (1FT6 COMPATIBLE) WITH KTY TEMPERATURE SENSOR POWER CONNECTOR ROTATABLE ABSOLUTE ENCODER ENDAT 2048 S/R (ENCODER A-2048) CONNECTOR ROTATABLE PLAIN SHAFT, W/O HOLDING BRAKE; ACC. TOLERANCE R VIBRATION SEVERITY GRADE A+R, DEGREE OF PROTECTION IP 64 | 5491 | TEM | 1 | MC | 20.904 | 1
1FT70845AH711NB0 | SIMOTICS S SYNCHRON. MOTOR 1FT7, M0=20NM (100K) NN=4500RPM, PN=4,82KW NATURAL AIR COOLING; FRAME SIZE IMB 5 (1FT6 COMPATIBLE) WITH KTY TEMPERATURE SENSOR POWER CONNECTOR ROTATABLE INCREM. ENCODER SIN/COS 1VSS 2048 S/R (ENCODER I-2048) CONNECTOR ROTATABLE SHAFT WITH FITTED KEY; WITH HOLDING BRAKE; ACC. TOLERANCE N VIBRATION SEVERITY GRADE A, DEGREE OF PROTECTION IP 64 | 5321 | TEM | 1 | MC | 24.003 | 1
1FT70845AH711NH0 | SIMOTICS S SYNCHRON. MOTOR 1FT7, M0=20NM (100K) NN=4500RPM, PN=4,82KW NATURAL AIR COOLING; FRAME SIZE IMB 5 (1FT6 COMPATIBLE) WITH KTY TEMPERATURE SENSOR POWER CONNECTOR ROTATABLE INCREM. ENCODER SIN/COS 1VSS 2048 S/R (ENCODER I-2048) CONNECTOR ROTATABLE PLAIN SHAFT, WITH HOLDING BRAKE; ACCURACY TOLERANCE N VIBRATION SEVERITY GRADE A, DEGREE OF PROTECTION IP 64 | 5321 | TEM | 1 | MC | 24.003 | 1
1FT70845AH711NH1 | SIMOTICS S SYNCHRON. MOTOR 1FT7, M0=20NM (100K) NN=4500RPM, PN=4,82KW NATURAL AIR COOLING; FRAME SIZE IMB 5 (1FT6 COMPATIBLE) WITH KTY TEMPERATURE SENSOR POWER CONNECTOR ROTATABLE INCREM. ENCODER SIN/COS 1VSS 2048 S/R (ENCODER I-2048) CONNECTOR ROTATABLE PLAIN SHAFT, WITH HOLDING BRAKE; ACCURACY TOLERANCE N VIBRATION SEVERITY GRADE A, DEGREE OF PROTECTION IP 65 | 5417 | TEM | 1 | MC | 24.003 | 1
1FT70845AH711NH2 | SIMOTICS S SYNCHRON. MOTOR 1FT7, M0=20NM (100K) NN=4500RPM, PN=4,82KW NATURAL AIR COOLING; FRAME SIZE IMB 5 (1FT6 COMPATIBLE) WITH KTY TEMPERATURE SENSOR POWER CONNECTOR ROTATABLE INCREM. ENCODER SIN/COS 1VSS 2048 S/R (ENCODER I-2048) CONNECTOR ROTATABLE PLAIN SHAFT, WITH HOLDING BRAKE; ACCURACY TOLERANCE N VIBRATION SEVERITY GRADE A, DEGREE OF PROTECTION IP 67 | 5497 | TEM | 1 | MC | 24.003 | 1
1FT70845AH711NK0 | SIMOTICS S SYNCHRON. MOTOR 1FT7, M0=20NM (100K) NN=4500RPM, PN=4,82KW NATURAL AIR COOLING; FRAME SIZE IMB 5 (1FT6 COMPATIBLE) WITH KTY TEMPERATURE SENSOR POWER CONNECTOR ROTATABLE INCREM. ENCODER SIN/COS 1VSS 2048 S/R (ENCODER I-2048) CONNECTOR ROTATABLE PLAIN SHAFT, W/O HOLDING BRAKE; ACC. TOLERANCE R VIBRATION SEVERITY GRADE A, DEGREE OF PROTECTION IP 64 | 4582 | TEM | 1 | MC | 20.904 | 1
1FT70845AH711NK1 | SIMOTICS S SYNCHRON. MOTOR 1FT7, M0=20NM (100K) NN=4500RPM, PN=4,82KW NATURAL AIR COOLING; FRAME SIZE IMB 5 (1FT6 COMPATIBLE) WITH KTY TEMPERATURE SENSOR POWER CONNECTOR ROTATABLE INCREM. ENCODER SIN/COS 1VSS 2048 S/R (ENCODER I-2048) CONNECTOR ROTATABLE PLAIN SHAFT, W/O HOLDING BRAKE; ACC. TOLERANCE R VIBRATION SEVERITY GRADE A, DEGREE OF PROTECTION IP 65 | 4679 | TEM | 1 | MC | 20.904 | 1
1FT70845AH711NL1 | SIMOTICS S SYNCHRON. MOTOR 1FT7, M0=20NM (100K) NN=4500RPM, PN=4,82KW NATURAL AIR COOLING; FRAME SIZE IMB 5 (1FT6 COMPATIBLE) WITH KTY TEMPERATURE SENSOR POWER CONNECTOR ROTATABLE INCREM. ENCODER SIN/COS 1VSS 2048 S/R (ENCODER I-2048) CONNECTOR ROTATABLE PLAIN SHAFT, WITH HOLDING BRAKE; ACCURACY TOLERANCE R VIBRATION SEVERITY GRADE A, DEGREE OF PROTECTION IP 65 | 5574 | TEM | 1 | MC | 24.003 | 1
1FT70845SC701BB0 | SIMOTICS S SYNCHRON. MOTOR 1FT7, M0=27NM (100K) NN=2000RPM, PN=5,00KW SEPARATE VENTILATION; FRAME SIZE IMB 5 (IM V1, IM V3) FLANGE 0 POWER CONNECTOR ROTATABLE ABSOLUTE VALUE ENCODER SINGLETURN 24 BIT WITH DRIVE-CLIQ INTERFACE (ENCODER AS24DQI) SHAFT WITH FITTED KEY; WITH HOLDING BRAKE; ACC. TOLERANCE N VIBRATION SEVERITY GRADE A, DEGREE OF PROTECTION IP 64 | 6303 | TEM | 1 | MC | 28.103 | 1
1FT70845SC701BG0 | SIMOTICS S SYNCHRON. MOTOR 1FT7, M0=27NM (100K) NN=2000RPM, PN=5,00KW SEPARATE VENTILATION; FRAME SIZE IMB 5 (IM V1, IM V3) FLANGE 0 POWER CONNECTOR ROTATABLE ABSOLUTE VALUE ENCODER SINGLETURN 24 BIT WITH DRIVE-CLIQ INTERFACE (ENCODER AS24DQI) PLAIN SHAFT, W/O HOLDING BRAKE; ACC. TOLERANCE N VIBRATION SEVERITY GRADE A, DEGREE OF PROTECTION IP 64 | 5405 | TEM | 1 | MC | 25.004 | 1
1FT70845SC701BH3 | SIMOTICS S SYNCHRON. MOTOR 1FT7, M0=27NM (100K) NN=2000RPM, PN=5,00KW SEPARATE VENTILATION; FRAME SIZE IMB 5 (IM V1, IM V3) FLANGE 0 POWER CONNECTOR ROTATABLE ABSOLUTE VALUE ENCODER SINGLETURN 24 BIT WITH DRIVE-CLIQ INTERFACE (ENCODER AS24DQI) PLAIN SHAFT, WITH HOLDING BRAKE; ACCURACY TOLERANCE N VIBRATION SEVERITY GRADE A+R, DEGREE OF PROTECTION IP 64 | 6457 | TEM | 1 | MC | 28.103 | 1
1FT70845SC701CH0 | SIMOTICS S SYNCHRON. MOTOR 1FT7, M0=27NM (100K) NN=2000RPM, PN=5,00KW SEPARATE VENTILATION; FRAME SIZE IMB 5 (IM V1, IM V3) FLANGE 0 POWER CONNECTOR ROTATABLE ABSOLUTE ENCODER 24 BITS + 12 BIT MULTITURN WITH DRIVE-CLIQ INTERFACE (ENCODER AM24DQI) PLAIN SHAFT, WITH HOLDING BRAKE; ACCURACY TOLERANCE N VIBRATION SEVERITY GRADE A, DEGREE OF PROTECTION IP 64 | 7068 | TEM | 1 | MC | 28.203 | 1
1FT70845SC701MA0 | SIMOTICS S SYNCHRON. MOTOR 1FT7, M0=27NM (100K) NN=2000RPM, PN=5,00KW SEPARATE VENTILATION; FRAME SIZE IMB 5 (IM V1, IM V3) FLANGE (COMPACT) WITH KTY TEMPERATURE SENSOR POWER CONNECTOR ROTATABLE ABSOLUTE ENCODER ENDAT 2048 S/R (ENCODER A-2048) CONNECTOR ROTATABLE WITH FITTED KEY, ACCURACY TOLERANCE N, W/O HOLDING BRAKE VIBRATION SEVERITY GRADE A, DEGREE OF PROTECTION IP 64 | 5818 | TEM | 1 | MC | 25.004 | 1
1FT70845SC701MB3 | SIMOTICS S SYNCHRON. MOTOR 1FT7, M0=27NM (100K) NN=2000RPM, PN=5,00KW SEPARATE VENTILATION; FRAME SIZE IMB 5 (IM V1, IM V3) FLANGE (COMPACT) WITH KTY TEMPERATURE SENSOR POWER CONNECTOR ROTATABLE ABSOLUTE ENCODER ENDAT 2048 S/R (ENCODER A-2048) CONNECTOR ROTATABLE SHAFT WITH FITTED KEY; WITH HOLDING BRAKE; ACC. TOLERANCE N VIBRATION SEVERITY GRADE A+R, DEGREE OF PROTECTION IP 64 | 6871 | TEM | 1 | MC | 28.103 | 1
1FT70845SC701NA0 | SIMOTICS S SYNCHRON. MOTOR 1FT7, M0=27NM (100K) NN=2000RPM, PN=5,00KW SEPARATE VENTILATION; FRAME SIZE IMB 5 (IM V1, IM V3) FLANGE (COMPACT) WITH KTY TEMPERATURE SENSOR POWER CONNECTOR ROTATABLE INCREM. ENCODER SIN/COS 1VSS 2048 S/R (ENCODER I-2048) CONNECTOR ROTATABLE WITH FITTED KEY, ACCURACY TOLERANCE N, W/O HOLDING BRAKE VIBRATION SEVERITY GRADE A, DEGREE OF PROTECTION IP 64 | 5064 | TEM | 1 | MC | 25.004 | 1
1FT70845SC701NG3 | SIMOTICS S SYNCHRON. MOTOR 1FT7, M0=27NM (100K) NN=2000RPM, PN=5,00KW SEPARATE VENTILATION; FRAME SIZE IMB 5 (IM V1, IM V3) FLANGE (COMPACT) WITH KTY TEMPERATURE SENSOR POWER CONNECTOR ROTATABLE INCREM. ENCODER SIN/COS 1VSS 2048 S/R (ENCODER I-2048) CONNECTOR ROTATABLE PLAIN SHAFT, W/O HOLDING BRAKE; ACC. TOLERANCE N VIBRATION SEVERITY GRADE A+R, DEGREE OF PROTECTION IP 64 | 5219 | TEM | 1 | MC | 25.004 | 1
1FT70845SC711BA0 | SIMOTICS S SYNCHRON. MOTOR 1FT7, M0=27NM (100K) NN=2000RPM, PN=5,00KW SEPARATE VENTILATION; FRAME SIZE IMB 5 (IM V1, IM V3) FLANGE 1 (1FT6 COMPATIBLE) POWER CONNECTOR ROTATABLE ABSOLUTE VALUE ENCODER SINGLETURN 24 BIT WITH DRIVE-CLIQ INTERFACE (ENCODER AS24DQI) WITH FITTED KEY, ACCURACY TOLERANCE N, W/O HOLDING BRAKE VIBRATION SEVERITY GRADE A, DEGREE OF PROTECTION IP 64 | 5405 | TEM | 1 | MC | 25.004 | 1
1FT70845SC711BG1 | SIMOTICS S SYNCHRON. MOTOR 1FT7, M0=27NM (100K) NN=2000RPM, PN=5,00KW SEPARATE VENTILATION; FRAME SIZE IMB 5 (IM V1, IM V3) FLANGE 1 (1FT6 COMPATIBLE) POWER CONNECTOR ROTATABLE ABSOLUTE VALUE ENCODER SINGLETURN 24 BIT WITH DRIVE-CLIQ INTERFACE (ENCODER AS24DQI) PLAIN SHAFT, W/O HOLDING BRAKE; ACC. TOLERANCE N VIBRATION SEVERITY GRADE A, DEGREE OF PROTECTION IP 65 | 5501 | TEM | 1 | MC | 25.004 | 1
1FT70845SC711CG1 | SIMOTICS S SYNCHRON. MOTOR 1FT7, M0=27NM (100K) NN=2000RPM, PN=5,00KW SEPARATE VENTILATION; FRAME SIZE IMB 5 (IM V1, IM V3) FLANGE 1 (1FT6 COMPATIBLE) POWER CONNECTOR ROTATABLE ABSOLUTE ENCODER 24 BITS + 12 BIT MULTITURN WITH DRIVE-CLIQ INTERFACE (ENCODER AM24DQI) PLAIN SHAFT, W/O HOLDING BRAKE; ACC. TOLERANCE N VIBRATION SEVERITY GRADE A, DEGREE OF PROTECTION IP 65 | 6266 | TEM | 1 | MC | 25.104 | 1
1FT70845SC711ML1 | SIMOTICS S SYNCHRON. MOTOR 1FT7, M0=27NM (100K) NN=2000RPM, PN=5,00KW SEPARATE VENTILATION; FRAME SIZE IMB 5 (1FT6 COMPATIBLE) WITH KTY TEMPERATURE SENSOR POWER CONNECTOR ROTATABLE ABSOLUTE ENCODER ENDAT 2048 S/R (ENCODER A-2048) CONNECTOR ROTATABLE PLAIN SHAFT, WITH HOLDING BRAKE; ACCURACY TOLERANCE R VIBRATION SEVERITY GRADE A, DEGREE OF PROTECTION IP 65 | 6969 | TEM | 1 | MC | 28.103 | 1
1FT70845SC711NA3 | SIMOTICS S SYNCHRON. MOTOR 1FT7, M0=27NM (100K) NN=2000RPM, PN=5,00KW SEPARATE VENTILATION; FRAME SIZE IMB 5 (1FT6 COMPATIBLE) WITH KTY TEMPERATURE SENSOR POWER CONNECTOR ROTATABLE INCREM. ENCODER SIN/COS 1VSS 2048 S/R (ENCODER I-2048) CONNECTOR ROTATABLE WITH FITTED KEY, ACCURACY TOLERANCE N, W/O HOLDING BRAKE VIBRATION SEVERITY GRADE A+R, DEGREE OF PROTECTION IP 64 | 5219 | TEM | 1 | MC | 25.004 | 1
1FT70845SC711NG0 | SIMOTICS S SYNCHRON. MOTOR 1FT7, M0=27NM (100K) NN=2000RPM, PN=5,00KW SEPARATE VENTILATION; FRAME SIZE IMB 5 (1FT6 COMPATIBLE) WITH KTY TEMPERATURE SENSOR POWER CONNECTOR ROTATABLE INCREM. ENCODER SIN/COS 1VSS 2048 S/R (ENCODER I-2048) CONNECTOR ROTATABLE PLAIN SHAFT, W/O HOLDING BRAKE; ACC. TOLERANCE N VIBRATION SEVERITY GRADE A, DEGREE OF PROTECTION IP 64 | 5064 | TEM | 1 | MC | 25.004 | 1
1FT70845SC711NG1 | SIMOTICS S SYNCHRON. MOTOR 1FT7, M0=27NM (100K) NN=2000RPM, PN=5,00KW SEPARATE VENTILATION; FRAME SIZE IMB 5 (1FT6 COMPATIBLE) WITH KTY TEMPERATURE SENSOR POWER CONNECTOR ROTATABLE INCREM. ENCODER SIN/COS 1VSS 2048 S/R (ENCODER I-2048) CONNECTOR ROTATABLE PLAIN SHAFT, W/O HOLDING BRAKE; ACC. TOLERANCE N VIBRATION SEVERITY GRADE A, DEGREE OF PROTECTION IP 65 | 5160 | TEM | 1 | MC | 25.004 | 1
1FT70845SF701BB0 | SIMOTICS S SYNCHRON. MOTOR 1FT7, M0=27NM (100K) NN=3000RPM, PN=7,20KW SEPARATE VENTILATION; FRAME SIZE IMB 5 (IM V1, IM V3) FLANGE 0 POWER CONNECTOR ROTATABLE ABSOLUTE VALUE ENCODER SINGLETURN 24 BIT WITH DRIVE-CLIQ INTERFACE (ENCODER AS24DQI) SHAFT WITH FITTED KEY; WITH HOLDING BRAKE; ACC. TOLERANCE N VIBRATION SEVERITY GRADE A, DEGREE OF PROTECTION IP 64 | 6303 | TEM | 1 | MC | 28.103 | 1
1FT70845SF701BG1 | SIMOTICS S SYNCHRON. MOTOR 1FT7, M0=27NM (100K) NN=3000RPM, PN=7,20KW SEPARATE VENTILATION; FRAME SIZE IMB 5 (IM V1, IM V3) FLANGE 0 POWER CONNECTOR ROTATABLE ABSOLUTE VALUE ENCODER SINGLETURN 24 BIT WITH DRIVE-CLIQ INTERFACE (ENCODER AS24DQI) PLAIN SHAFT, W/O HOLDING BRAKE; ACC. TOLERANCE N VIBRATION SEVERITY GRADE A, DEGREE OF PROTECTION IP 65 | 5501 | TEM | 1 | MC | 25.004 | 1
1FT70845SF701BH1 | SIMOTICS S SYNCHRON. MOTOR 1FT7, M0=27NM (100K) NN=3000RPM, PN=7,20KW SEPARATE VENTILATION; FRAME SIZE IMB 5 (IM V1, IM V3) FLANGE 0 POWER CONNECTOR ROTATABLE ABSOLUTE VALUE ENCODER SINGLETURN 24 BIT WITH DRIVE-CLIQ INTERFACE (ENCODER AS24DQI) PLAIN SHAFT, WITH HOLDING BRAKE; ACCURACY TOLERANCE N VIBRATION SEVERITY GRADE A, DEGREE OF PROTECTION IP 65 | 6399 | TEM | 1 | MC | 28.103 | 1
1FT70845SF701BH3 | SIMOTICS S SYNCHRON. MOTOR 1FT7, M0=27NM (100K) NN=3000RPM, PN=7,20KW SEPARATE VENTILATION; FRAME SIZE IMB 5 (IM V1, IM V3) FLANGE 0 POWER CONNECTOR ROTATABLE ABSOLUTE VALUE ENCODER SINGLETURN 24 BIT WITH DRIVE-CLIQ INTERFACE (ENCODER AS24DQI) PLAIN SHAFT, WITH HOLDING BRAKE; ACCURACY TOLERANCE N VIBRATION SEVERITY GRADE A+R, DEGREE OF PROTECTION IP 64 | 6457 | TEM | 1 | MC | 28.103 | 1
1FT70845SF701CA0 | SIMOTICS S SYNCHRON. MOTOR 1FT7, M0=27NM (100K) NN=3000RPM, PN=7,20KW SEPARATE VENTILATION; FRAME SIZE IMB 5 (IM V1, IM V3) FLANGE 0 POWER CONNECTOR ROTATABLE ABSOLUTE ENCODER 24 BITS + 12 BIT MULTITURN WITH DRIVE-CLIQ INTERFACE (ENCODER AM24DQI) WITH FITTED KEY, ACCURACY TOLERANCE N, W/O HOLDING BRAKE VIBRATION SEVERITY GRADE A, DEGREE OF PROTECTION IP 64 | 6170 | TEM | 1 | MC | 25.104 | 1
1FT70845SF701CA1 | SIMOTICS S SYNCHRON. MOTOR 1FT7, M0=27NM (100K) NN=3000RPM, PN=7,20KW SEPARATE VENTILATION; FRAME SIZE IMB 5 (IM V1, IM V3) FLANGE 0 POWER CONNECTOR ROTATABLE ABSOLUTE ENCODER 24 BITS + 12 BIT MULTITURN WITH DRIVE-CLIQ INTERFACE (ENCODER AM24DQI) WITH FITTED KEY, ACCURACY TOLERANCE N, W/O HOLDING BRAKE VIBRATION SEVERITY GRADE A, DEGREE OF PROTECTION IP 65 | 6266 | TEM | 1 | MC | 25.104 | 1
1FT70845SF701CB0 | SIMOTICS S SYNCHRON. MOTOR 1FT7, M0=27NM (100K) NN=3000RPM, PN=7,20KW SEPARATE VENTILATION; FRAME SIZE IMB 5 (IM V1, IM V3) FLANGE 0 POWER CONNECTOR ROTATABLE ABSOLUTE ENCODER 24 BITS + 12 BIT MULTITURN WITH DRIVE-CLIQ INTERFACE (ENCODER AM24DQI) SHAFT WITH FITTED KEY; WITH HOLDING BRAKE; ACC. TOLERANCE N VIBRATION SEVERITY GRADE A, DEGREE OF PROTECTION IP 64 | 7068 | TEM | 1 | MC | 28.203 | 1
1FT70845SF701CB1 | SIMOTICS S SYNCHRON. MOTOR 1FT7, M0=27NM (100K) NN=3000RPM, PN=7,20KW SEPARATE VENTILATION; FRAME SIZE IMB 5 (IM V1, IM V3) FLANGE 0 POWER CONNECTOR ROTATABLE ABSOLUTE ENCODER 24 BITS + 12 BIT MULTITURN WITH DRIVE-CLIQ INTERFACE (ENCODER AM24DQI) SHAFT WITH FITTED KEY; WITH HOLDING BRAKE; ACC. TOLERANCE N VIBRATION SEVERITY GRADE A, DEGREE OF PROTECTION IP 65 | 7164 | TEM | 1 | MC | 28.203 | 1
1FT70845SF701CG0 | SIMOTICS S SYNCHRON. MOTOR 1FT7, M0=27NM (100K) NN=3000RPM, PN=7,20KW SEPARATE VENTILATION; FRAME SIZE IMB 5 (IM V1, IM V3) FLANGE 0 POWER CONNECTOR ROTATABLE ABSOLUTE ENCODER 24 BITS + 12 BIT MULTITURN WITH DRIVE-CLIQ INTERFACE (ENCODER AM24DQI) PLAIN SHAFT, W/O HOLDING BRAKE; ACC. TOLERANCE N VIBRATION SEVERITY GRADE A, DEGREE OF PROTECTION IP 64 | 6170 | TEM | 1 | MC | 25.104 | 1
1FT70845SF701CH1 | SIMOTICS S SYNCHRON. MOTOR 1FT7, M0=27NM (100K) NN=3000RPM, PN=7,20KW SEPARATE VENTILATION; FRAME SIZE IMB 5 (IM V1, IM V3) FLANGE 0 POWER CONNECTOR ROTATABLE ABSOLUTE ENCODER 24 BITS + 12 BIT MULTITURN WITH DRIVE-CLIQ INTERFACE (ENCODER AM24DQI) PLAIN SHAFT, WITH HOLDING BRAKE; ACCURACY TOLERANCE N VIBRATION SEVERITY GRADE A, DEGREE OF PROTECTION IP 65 | 7164 | TEM | 1 | MC | 28.203 | 1
1FT70845SF701NG0 | SIMOTICS S SYNCHRON. MOTOR 1FT7, M0=27NM (100K) NN=3000RPM, PN=7,20KW SEPARATE VENTILATION; FRAME SIZE IMB 5 (IM V1, IM V3) FLANGE (COMPACT) WITH KTY TEMPERATURE SENSOR POWER CONNECTOR ROTATABLE INCREM. ENCODER SIN/COS 1VSS 2048 S/R (ENCODER I-2048) CONNECTOR ROTATABLE PLAIN SHAFT, W/O HOLDING BRAKE; ACC. TOLERANCE N VIBRATION SEVERITY GRADE A, DEGREE OF PROTECTION IP 64 | 5064 | TEM | 1 | MC | 25.004 | 1
1FT70845SF701NH3 | SIMOTICS S SYNCHRON. MOTOR 1FT7, M0=27NM (100K) NN=3000RPM, PN=7,20KW SEPARATE VENTILATION; FRAME SIZE IMB 5 (IM V1, IM V3) FLANGE (COMPACT) WITH KTY TEMPERATURE SENSOR POWER CONNECTOR ROTATABLE INCREM. ENCODER SIN/COS 1VSS 2048 S/R (ENCODER I-2048) CONNECTOR ROTATABLE PLAIN SHAFT, WITH HOLDING BRAKE; ACCURACY TOLERANCE N VIBRATION SEVERITY GRADE A+R, DEGREE OF PROTECTION IP 64 | 6117 | TEM | 1 | MC | 28.103 | 1
1FT70845SF711BA0 | SIMOTICS S SYNCHRON. MOTOR 1FT7, M0=27NM (100K) NN=3000RPM, PN=7,20KW SEPARATE VENTILATION; FRAME SIZE IMB 5 (IM V1, IM V3) FLANGE 1 (1FT6 COMPATIBLE) POWER CONNECTOR ROTATABLE ABSOLUTE VALUE ENCODER SINGLETURN 24 BIT WITH DRIVE-CLIQ INTERFACE (ENCODER AS24DQI) WITH FITTED KEY, ACCURACY TOLERANCE N, W/O HOLDING BRAKE VIBRATION SEVERITY GRADE A, DEGREE OF PROTECTION IP 64 | 5405 | TEM | 1 | MC | 25.004 | 1
1FT70845SF711BA1 | SIMOTICS S SYNCHRON. MOTOR 1FT7, M0=27NM (100K) NN=3000RPM, PN=7,20KW SEPARATE VENTILATION; FRAME SIZE IMB 5 (IM V1, IM V3) FLANGE 1 (1FT6 COMPATIBLE) POWER CONNECTOR ROTATABLE ABSOLUTE VALUE ENCODER SINGLETURN 24 BIT WITH DRIVE-CLIQ INTERFACE (ENCODER AS24DQI) WITH FITTED KEY, ACCURACY TOLERANCE N, W/O HOLDING BRAKE VIBRATION SEVERITY GRADE A, DEGREE OF PROTECTION IP 65 | 5501 | TEM | 1 | MC | 25.004 | 1
1FT70845SF711BB0 | SIMOTICS S SYNCHRON. MOTOR 1FT7, M0=27NM (100K) NN=3000RPM, PN=7,20KW SEPARATE VENTILATION; FRAME SIZE IMB 5 (IM V1, IM V3) FLANGE 1 (1FT6 COMPATIBLE) POWER CONNECTOR ROTATABLE ABSOLUTE VALUE ENCODER SINGLETURN 24 BIT WITH DRIVE-CLIQ INTERFACE (ENCODER AS24DQI) SHAFT WITH FITTED KEY; WITH HOLDING BRAKE; ACC. TOLERANCE N VIBRATION SEVERITY GRADE A, DEGREE OF PROTECTION IP 64 | 6303 | TEM | 1 | MC | 28.103 | 1
1FT70845SF711BG0 | SIMOTICS S SYNCHRON. MOTOR 1FT7, M0=27NM (100K) NN=3000RPM, PN=7,20KW SEPARATE VENTILATION; FRAME SIZE IMB 5 (IM V1, IM V3) FLANGE 1 (1FT6 COMPATIBLE) POWER CONNECTOR ROTATABLE ABSOLUTE VALUE ENCODER SINGLETURN 24 BIT WITH DRIVE-CLIQ INTERFACE (ENCODER AS24DQI) PLAIN SHAFT, W/O HOLDING BRAKE; ACC. TOLERANCE N VIBRATION SEVERITY GRADE A, DEGREE OF PROTECTION IP 64 | 5405 | TEM | 1 | MC | 25.004 | 1
1FT70845SF711BH0 | SIMOTICS S SYNCHRON. MOTOR 1FT7, M0=27NM (100K) NN=3000RPM, PN=7,20KW SEPARATE VENTILATION; FRAME SIZE IMB 5 (IM V1, IM V3) FLANGE 1 (1FT6 COMPATIBLE) POWER CONNECTOR ROTATABLE ABSOLUTE VALUE ENCODER SINGLETURN 24 BIT WITH DRIVE-CLIQ INTERFACE (ENCODER AS24DQI) PLAIN SHAFT, WITH HOLDING BRAKE; ACCURACY TOLERANCE N VIBRATION SEVERITY GRADE A, DEGREE OF PROTECTION IP 64 | 6303 | TEM | 1 | MC | 28.103 | 1
1FT70845SF711BL3 | SIMOTICS S SYNCHRON. MOTOR 1FT7, M0=27NM (100K) NN=3000RPM, PN=7,20KW SEPARATE VENTILATION; FRAME SIZE IMB 5 (IM V1, IM V3) FLANGE 1 (1FT6 COMPATIBLE) POWER CONNECTOR ROTATABLE ABSOLUTE VALUE ENCODER SINGLETURN 24 BIT WITH DRIVE-CLIQ INTERFACE (ENCODER AS24DQI) PLAIN SHAFT, WITH HOLDING BRAKE; ACCURACY TOLERANCE R VIBRATION SEVERITY GRADE A+R, DEGREE OF PROTECTION IP 64 | 6614 | TEM | 1 | MC | 28.103 | 1
1FT70845SF711CA0 | SIMOTICS S SYNCHRON. MOTOR 1FT7, M0=27NM (100K) NN=3000RPM, PN=7,20KW SEPARATE VENTILATION; FRAME SIZE IMB 5 (IM V1, IM V3) FLANGE 1 (1FT6 COMPATIBLE) POWER CONNECTOR ROTATABLE ABSOLUTE ENCODER 24 BITS + 12 BIT MULTITURN WITH DRIVE-CLIQ INTERFACE (ENCODER AM24DQI) WITH FITTED KEY, ACCURACY TOLERANCE N, W/O HOLDING BRAKE VIBRATION SEVERITY GRADE A, DEGREE OF PROTECTION IP 64 | 6170 | TEM | 1 | MC | 25.104 | 1
1FT70845SF711CA1 | SIMOTICS S SYNCHRON. MOTOR 1FT7, M0=27NM (100K) NN=3000RPM, PN=7,20KW SEPARATE VENTILATION; FRAME SIZE IMB 5 (IM V1, IM V3) FLANGE 1 (1FT6 COMPATIBLE) POWER CONNECTOR ROTATABLE ABSOLUTE ENCODER 24 BITS + 12 BIT MULTITURN WITH DRIVE-CLIQ INTERFACE (ENCODER AM24DQI) WITH FITTED KEY, ACCURACY TOLERANCE N, W/O HOLDING BRAKE VIBRATION SEVERITY GRADE A, DEGREE OF PROTECTION IP 65 | 6266 | TEM | 1 | MC | 25.104 | 1
1FT70845SF711CB1 | SIMOTICS S SYNCHRON. MOTOR 1FT7, M0=27NM (100K) NN=3000RPM, PN=7,20KW SEPARATE VENTILATION; FRAME SIZE IMB 5 (IM V1, IM V3) FLANGE 1 (1FT6 COMPATIBLE) POWER CONNECTOR ROTATABLE ABSOLUTE ENCODER 24 BITS + 12 BIT MULTITURN WITH DRIVE-CLIQ INTERFACE (ENCODER AM24DQI) SHAFT WITH FITTED KEY; WITH HOLDING BRAKE; ACC. TOLERANCE N VIBRATION SEVERITY GRADE A, DEGREE OF PROTECTION IP 65 | 7164 | TEM | 1 | MC | 28.203 | 1
1FT70845SF711CG1 | SIMOTICS S SYNCHRON. MOTOR 1FT7, M0=27NM (100K) NN=3000RPM, PN=7,20KW SEPARATE VENTILATION; FRAME SIZE IMB 5 (IM V1, IM V3) FLANGE 1 (1FT6 COMPATIBLE) POWER CONNECTOR ROTATABLE ABSOLUTE ENCODER 24 BITS + 12 BIT MULTITURN WITH DRIVE-CLIQ INTERFACE (ENCODER AM24DQI) PLAIN SHAFT, W/O HOLDING BRAKE; ACC. TOLERANCE N VIBRATION SEVERITY GRADE A, DEGREE OF PROTECTION IP 65 | 6266 | TEM | 1 | MC | 25.104 | 1
1FT70845SF711CH0 | SIMOTICS S SYNCHRON. MOTOR 1FT7, M0=27NM (100K) NN=3000RPM, PN=7,20KW SEPARATE VENTILATION; FRAME SIZE IMB 5 (IM V1, IM V3) FLANGE 1 (1FT6 COMPATIBLE) POWER CONNECTOR ROTATABLE ABSOLUTE ENCODER 24 BITS + 12 BIT MULTITURN WITH DRIVE-CLIQ INTERFACE (ENCODER AM24DQI) PLAIN SHAFT, WITH HOLDING BRAKE; ACCURACY TOLERANCE N VIBRATION SEVERITY GRADE A, DEGREE OF PROTECTION IP 64 | 7068 | TEM | 1 | MC | 28.203 | 1
1FT70845SF711CH1 | SIMOTICS S SYNCHRON. MOTOR 1FT7, M0=27NM (100K) NN=3000RPM, PN=7,20KW SEPARATE VENTILATION; FRAME SIZE IMB 5 (IM V1, IM V3) FLANGE 1 (1FT6 COMPATIBLE) POWER CONNECTOR ROTATABLE ABSOLUTE ENCODER 24 BITS + 12 BIT MULTITURN WITH DRIVE-CLIQ INTERFACE (ENCODER AM24DQI) PLAIN SHAFT, WITH HOLDING BRAKE; ACCURACY TOLERANCE N VIBRATION SEVERITY GRADE A, DEGREE OF PROTECTION IP 65 | 7164 | TEM | 1 | MC | 28.203 | 1
1FT70845SF711CK0 | SIMOTICS S SYNCHRON. MOTOR 1FT7, M0=27NM (100K) NN=3000RPM, PN=7,20KW SEPARATE VENTILATION; FRAME SIZE IMB 5 (IM V1, IM V3) FLANGE 1 (1FT6 COMPATIBLE) POWER CONNECTOR ROTATABLE ABSOLUTE ENCODER 24 BITS + 12 BIT MULTITURN WITH DRIVE-CLIQ INTERFACE (ENCODER AM24DQI) PLAIN SHAFT, W/O HOLDING BRAKE; ACC. TOLERANCE R VIBRATION SEVERITY GRADE A, DEGREE OF PROTECTION IP 64 | 6329 | TEM | 1 | MC | 25.104 | 1
1FT70845SF711MA0 | SIMOTICS S SYNCHRON. MOTOR 1FT7, M0=27NM (100K) NN=3000RPM, PN=7,20KW SEPARATE VENTILATION; FRAME SIZE IMB 5 (1FT6 COMPATIBLE) WITH KTY TEMPERATURE SENSOR POWER CONNECTOR ROTATABLE ABSOLUTE ENCODER ENDAT 2048 S/R (ENCODER A-2048) CONNECTOR ROTATABLE WITH FITTED KEY, ACCURACY TOLERANCE N, W/O HOLDING BRAKE VIBRATION SEVERITY GRADE A, DEGREE OF PROTECTION IP 64 | 5818 | TEM | 1 | MC | 25.004 | 1
1FT70845SF711MA1 | SIMOTICS S SYNCHRON. MOTOR 1FT7, M0=27NM (100K) NN=3000RPM, PN=7,20KW SEPARATE VENTILATION; FRAME SIZE IMB 5 (1FT6 COMPATIBLE) WITH KTY TEMPERATURE SENSOR POWER CONNECTOR ROTATABLE ABSOLUTE ENCODER ENDAT 2048 S/R (ENCODER A-2048) CONNECTOR ROTATABLE WITH FITTED KEY, ACCURACY TOLERANCE N, W/O HOLDING BRAKE VIBRATION SEVERITY GRADE A, DEGREE OF PROTECTION IP 65 | 5914 | TEM | 1 | MC | 25.004 | 1
1FT70845SF711MB0 | SIMOTICS S SYNCHRON. MOTOR 1FT7, M0=27NM (100K) NN=3000RPM, PN=7,20KW SEPARATE VENTILATION; FRAME SIZE IMB 5 (1FT6 COMPATIBLE) WITH KTY TEMPERATURE SENSOR POWER CONNECTOR ROTATABLE ABSOLUTE ENCODER ENDAT 2048 S/R (ENCODER A-2048) CONNECTOR ROTATABLE SHAFT WITH FITTED KEY; WITH HOLDING BRAKE; ACC. TOLERANCE N VIBRATION SEVERITY GRADE A, DEGREE OF PROTECTION IP 64 | 6716 | TEM | 1 | MC | 28.103 | 1
1FT70845SF711MB1 | SIMOTICS S SYNCHRON. MOTOR 1FT7, M0=27NM (100K) NN=3000RPM, PN=7,20KW SEPARATE VENTILATION; FRAME SIZE IMB 5 (1FT6 COMPATIBLE) WITH KTY TEMPERATURE SENSOR POWER CONNECTOR ROTATABLE ABSOLUTE ENCODER ENDAT 2048 S/R (ENCODER A-2048) CONNECTOR ROTATABLE SHAFT WITH FITTED KEY; WITH HOLDING BRAKE; ACC. TOLERANCE N VIBRATION SEVERITY GRADE A, DEGREE OF PROTECTION IP 65 | 6812 | TEM | 1 | MC | 28.103 | 1
1FT70845SF711MH0 | SIMOTICS S SYNCHRON. MOTOR 1FT7, M0=27NM (100K) NN=3000RPM, PN=7,20KW SEPARATE VENTILATION; FRAME SIZE IMB 5 (1FT6 COMPATIBLE) WITH KTY TEMPERATURE SENSOR POWER CONNECTOR ROTATABLE ABSOLUTE ENCODER ENDAT 2048 S/R (ENCODER A-2048) CONNECTOR ROTATABLE PLAIN SHAFT, WITH HOLDING BRAKE; ACCURACY TOLERANCE N VIBRATION SEVERITY GRADE A, DEGREE OF PROTECTION IP 64 | 6716 | TEM | 1 | MC | 28.103 | 1
1FT70845SF711MH1 | SIMOTICS S SYNCHRON. MOTOR 1FT7, M0=27NM (100K) NN=3000RPM, PN=7,20KW SEPARATE VENTILATION; FRAME SIZE IMB 5 (1FT6 COMPATIBLE) WITH KTY TEMPERATURE SENSOR POWER CONNECTOR ROTATABLE ABSOLUTE ENCODER ENDAT 2048 S/R (ENCODER A-2048) CONNECTOR ROTATABLE PLAIN SHAFT, WITH HOLDING BRAKE; ACCURACY TOLERANCE N VIBRATION SEVERITY GRADE A, DEGREE OF PROTECTION IP 65 | 6812 | TEM | 1 | MC | 28.103 | 1
1FT70845SF711ML4 | SIMOTICS S SYNCHRON. MOTOR 1FT7, M0=27NM (100K) NN=3000RPM, PN=7,20KW SEPARATE VENTILATION; FRAME SIZE IMB 5 (1FT6 COMPATIBLE) WITH KTY TEMPERATURE SENSOR POWER CONNECTOR ROTATABLE ABSOLUTE ENCODER ENDAT 2048 S/R (ENCODER A-2048) CONNECTOR ROTATABLE PLAIN SHAFT, WITH HOLDING BRAKE; ACCURACY TOLERANCE R VIBRATION SEVERITY GRADE A+R, DEGREE OF PROTECTION IP 65 | 7125 | TEM | 1 | MC | 28.103 | 1
1FT70845SF711NA1 | SIMOTICS S SYNCHRON. MOTOR 1FT7, M0=27NM (100K) NN=3000RPM, PN=7,20KW SEPARATE VENTILATION; FRAME SIZE IMB 5 (1FT6 COMPATIBLE) WITH KTY TEMPERATURE SENSOR POWER CONNECTOR ROTATABLE INCREM. ENCODER SIN/COS 1VSS 2048 S/R (ENCODER I-2048) CONNECTOR ROTATABLE WITH FITTED KEY, ACCURACY TOLERANCE N, W/O HOLDING BRAKE VIBRATION SEVERITY GRADE A, DEGREE OF PROTECTION IP 65 | 5160 | TEM | 1 | MC | 25.004 | 1
1FT70845SH701BA0 | SIMOTICS S SYNCHRON. MOTOR 1FT7, M0=27NM (100K) NN=4500RPM, PN=9,90KW SEPARATE VENTILATION; FRAME SIZE IMB 5 (IM V1, IM V3) FLANGE 0 POWER CONNECTOR ROTATABLE ABSOLUTE VALUE ENCODER SINGLETURN 24 BIT WITH DRIVE-CLIQ INTERFACE (ENCODER AS24DQI) WITH FITTED KEY, ACCURACY TOLERANCE N, W/O HOLDING BRAKE VIBRATION SEVERITY GRADE A, DEGREE OF PROTECTION IP 64 | 5405 | TEM | 1 | MC | 25.004 | 1
1FT70845SH701BG0 | SIMOTICS S SYNCHRON. MOTOR 1FT7, M0=27NM (100K) NN=4500RPM, PN=9,90KW SEPARATE VENTILATION; FRAME SIZE IMB 5 (IM V1, IM V3) FLANGE 0 POWER CONNECTOR ROTATABLE ABSOLUTE VALUE ENCODER SINGLETURN 24 BIT WITH DRIVE-CLIQ INTERFACE (ENCODER AS24DQI) PLAIN SHAFT, W/O HOLDING BRAKE; ACC. TOLERANCE N VIBRATION SEVERITY GRADE A, DEGREE OF PROTECTION IP 64 | 5405 | TEM | 1 | MC | 25.004 | 1
1FT70845SH701BH0 | SIMOTICS S SYNCHRON. MOTOR 1FT7, M0=27NM (100K) NN=4500RPM, PN=9,90KW SEPARATE VENTILATION; FRAME SIZE IMB 5 (IM V1, IM V3) FLANGE 0 POWER CONNECTOR ROTATABLE ABSOLUTE VALUE ENCODER SINGLETURN 24 BIT WITH DRIVE-CLIQ INTERFACE (ENCODER AS24DQI) PLAIN SHAFT, WITH HOLDING BRAKE; ACCURACY TOLERANCE N VIBRATION SEVERITY GRADE A, DEGREE OF PROTECTION IP 64 | 6303 | TEM | 1 | MC | 28.103 | 1
1FT70845SH701CB0 | SIMOTICS S SYNCHRON. MOTOR 1FT7, M0=27NM (100K) NN=4500RPM, PN=9,90KW SEPARATE VENTILATION; FRAME SIZE IMB 5 (IM V1, IM V3) FLANGE 0 POWER CONNECTOR ROTATABLE ABSOLUTE ENCODER 24 BITS + 12 BIT MULTITURN WITH DRIVE-CLIQ INTERFACE (ENCODER AM24DQI) SHAFT WITH FITTED KEY; WITH HOLDING BRAKE; ACC. TOLERANCE N VIBRATION SEVERITY GRADE A, DEGREE OF PROTECTION IP 64 | 7068 | TEM | 1 | MC | 28.203 | 1
1FT70845SH701CG1 | SIMOTICS S SYNCHRON. MOTOR 1FT7, M0=27NM (100K) NN=4500RPM, PN=9,90KW SEPARATE VENTILATION; FRAME SIZE IMB 5 (IM V1, IM V3) FLANGE 0 POWER CONNECTOR ROTATABLE ABSOLUTE ENCODER 24 BITS + 12 BIT MULTITURN WITH DRIVE-CLIQ INTERFACE (ENCODER AM24DQI) PLAIN SHAFT, W/O HOLDING BRAKE; ACC. TOLERANCE N VIBRATION SEVERITY GRADE A, DEGREE OF PROTECTION IP 65 | 6266 | TEM | 1 | MC | 25.104 | 1
1FT70845SH701CG3 | SIMOTICS S SYNCHRON. MOTOR 1FT7, M0=27NM (100K) NN=4500RPM, PN=9,90KW SEPARATE VENTILATION; FRAME SIZE IMB 5 (IM V1, IM V3) FLANGE 0 POWER CONNECTOR ROTATABLE ABSOLUTE ENCODER 24 BITS + 12 BIT MULTITURN WITH DRIVE-CLIQ INTERFACE (ENCODER AM24DQI) PLAIN SHAFT, W/O HOLDING BRAKE; ACC. TOLERANCE N VIBRATION SEVERITY GRADE A+R, DEGREE OF PROTECTION IP 64 | 6325 | TEM | 1 | MC | 25.104 | 1
1FT70845SH701CH1 | SIMOTICS S SYNCHRON. MOTOR 1FT7, M0=27NM (100K) NN=4500RPM, PN=9,90KW SEPARATE VENTILATION; FRAME SIZE IMB 5 (IM V1, IM V3) FLANGE 0 POWER CONNECTOR ROTATABLE ABSOLUTE ENCODER 24 BITS + 12 BIT MULTITURN WITH DRIVE-CLIQ INTERFACE (ENCODER AM24DQI) PLAIN SHAFT, WITH HOLDING BRAKE; ACCURACY TOLERANCE N VIBRATION SEVERITY GRADE A, DEGREE OF PROTECTION IP 65 | 7164 | TEM | 1 | MC | 28.203 | 1
1FT70845SH701MA0 | SIMOTICS S SYNCHRON. MOTOR 1FT7, M0=27NM (100K) NN=4500RPM, PN=9,90KW SEPARATE VENTILATION; FRAME SIZE IMB 5 (IM V1, IM V3) FLANGE (COMPACT) WITH KTY TEMPERATURE SENSOR POWER CONNECTOR ROTATABLE ABSOLUTE ENCODER ENDAT 2048 S/R (ENCODER A-2048) CONNECTOR ROTATABLE WITH FITTED KEY, ACCURACY TOLERANCE N, W/O HOLDING BRAKE VIBRATION SEVERITY GRADE A, DEGREE OF PROTECTION IP 64 | 5818 | TEM | 1 | MC | 25.004 | 1
1FT70845SH701MG0 | SIMOTICS S SYNCHRON. MOTOR 1FT7, M0=27NM (100K) NN=4500RPM, PN=9,90KW SEPARATE VENTILATION; FRAME SIZE IMB 5 (IM V1, IM V3) FLANGE (COMPACT) WITH KTY TEMPERATURE SENSOR POWER CONNECTOR ROTATABLE ABSOLUTE ENCODER ENDAT 2048 S/R (ENCODER A-2048) CONNECTOR ROTATABLE PLAIN SHAFT, W/O HOLDING BRAKE; ACC. TOLERANCE N VIBRATION SEVERITY GRADE A, DEGREE OF PROTECTION IP 64 | 5818 | TEM | 1 | MC | 25.004 | 1
1FT70845SH701NG3 | SIMOTICS S SYNCHRON. MOTOR 1FT7, M0=27NM (100K) NN=4500RPM, PN=9,90KW SEPARATE VENTILATION; FRAME SIZE IMB 5 (IM V1, IM V3) FLANGE (COMPACT) WITH KTY TEMPERATURE SENSOR POWER CONNECTOR ROTATABLE INCREM. ENCODER SIN/COS 1VSS 2048 S/R (ENCODER I-2048) CONNECTOR ROTATABLE PLAIN SHAFT, W/O HOLDING BRAKE; ACC. TOLERANCE N VIBRATION SEVERITY GRADE A+R, DEGREE OF PROTECTION IP 64 | 5219 | TEM | 1 | MC | 25.004 | 1
1FT70845SH711BA0 | SIMOTICS S SYNCHRON. MOTOR 1FT7, M0=27NM (100K) NN=4500RPM, PN=9,90KW SEPARATE VENTILATION; FRAME SIZE IMB 5 (IM V1, IM V3) FLANGE 1 (1FT6 COMPATIBLE) POWER CONNECTOR ROTATABLE ABSOLUTE VALUE ENCODER SINGLETURN 24 BIT WITH DRIVE-CLIQ INTERFACE (ENCODER AS24DQI) WITH FITTED KEY, ACCURACY TOLERANCE N, W/O HOLDING BRAKE VIBRATION SEVERITY GRADE A, DEGREE OF PROTECTION IP 64 | 5405 | TEM | 1 | MC | 25.004 | 1
1FT70845SH711BA1 | SIMOTICS S SYNCHRON. MOTOR 1FT7, M0=27NM (100K) NN=4500RPM, PN=9,90KW SEPARATE VENTILATION; FRAME SIZE IMB 5 (IM V1, IM V3) FLANGE 1 (1FT6 COMPATIBLE) POWER CONNECTOR ROTATABLE ABSOLUTE VALUE ENCODER SINGLETURN 24 BIT WITH DRIVE-CLIQ INTERFACE (ENCODER AS24DQI) WITH FITTED KEY, ACCURACY TOLERANCE N, W/O HOLDING BRAKE VIBRATION SEVERITY GRADE A, DEGREE OF PROTECTION IP 65 | 5501 | TEM | 1 | MC | 25.004 | 1
1FT70845SH711BA3 | SIMOTICS S SYNCHRON. MOTOR 1FT7, M0=27NM (100K) NN=4500RPM, PN=9,90KW SEPARATE VENTILATION; FRAME SIZE IMB 5 (IM V1, IM V3) FLANGE 1 (1FT6 COMPATIBLE) POWER CONNECTOR ROTATABLE ABSOLUTE VALUE ENCODER SINGLETURN 24 BIT WITH DRIVE-CLIQ INTERFACE (ENCODER AS24DQI) WITH FITTED KEY, ACCURACY TOLERANCE N, W/O HOLDING BRAKE VIBRATION SEVERITY GRADE A+R, DEGREE OF PROTECTION IP 64 | 5560 | TEM | 1 | MC | 25.004 | 1
1FT70845SH711BG0 | SIMOTICS S SYNCHRON. MOTOR 1FT7, M0=27NM (100K) NN=4500RPM, PN=9,90KW SEPARATE VENTILATION; FRAME SIZE IMB 5 (IM V1, IM V3) FLANGE 1 (1FT6 COMPATIBLE) POWER CONNECTOR ROTATABLE ABSOLUTE VALUE ENCODER SINGLETURN 24 BIT WITH DRIVE-CLIQ INTERFACE (ENCODER AS24DQI) PLAIN SHAFT, W/O HOLDING BRAKE; ACC. TOLERANCE N VIBRATION SEVERITY GRADE A, DEGREE OF PROTECTION IP 64 | 5405 | TEM | 1 | MC | 25.004 | 1
1FT70845SH711BG1 | SIMOTICS S SYNCHRON. MOTOR 1FT7, M0=27NM (100K) NN=4500RPM, PN=9,90KW SEPARATE VENTILATION; FRAME SIZE IMB 5 (IM V1, IM V3) FLANGE 1 (1FT6 COMPATIBLE) POWER CONNECTOR ROTATABLE ABSOLUTE VALUE ENCODER SINGLETURN 24 BIT WITH DRIVE-CLIQ INTERFACE (ENCODER AS24DQI) PLAIN SHAFT, W/O HOLDING BRAKE; ACC. TOLERANCE N VIBRATION SEVERITY GRADE A, DEGREE OF PROTECTION IP 65 | 5501 | TEM | 1 | MC | 25.004 | 1
1FT70845SH711BG3 | SIMOTICS S SYNCHRON. MOTOR 1FT7, M0=27NM (100K) NN=4500RPM, PN=9,90KW SEPARATE VENTILATION; FRAME SIZE IMB 5 (IM V1, IM V3) FLANGE 1 (1FT6 COMPATIBLE) POWER CONNECTOR ROTATABLE ABSOLUTE VALUE ENCODER SINGLETURN 24 BIT WITH DRIVE-CLIQ INTERFACE (ENCODER AS24DQI) PLAIN SHAFT, W/O HOLDING BRAKE; ACC. TOLERANCE N VIBRATION SEVERITY GRADE A+R, DEGREE OF PROTECTION IP 64 | 5560 | TEM | 1 | MC | 25.004 | 1
1FT70845SH711BH1 | SIMOTICS S SYNCHRON. MOTOR 1FT7, M0=27NM (100K) NN=4500RPM, PN=9,90KW SEPARATE VENTILATION; FRAME SIZE IMB 5 (IM V1, IM V3) FLANGE 1 (1FT6 COMPATIBLE) POWER CONNECTOR ROTATABLE ABSOLUTE VALUE ENCODER SINGLETURN 24 BIT WITH DRIVE-CLIQ INTERFACE (ENCODER AS24DQI) PLAIN SHAFT, WITH HOLDING BRAKE; ACCURACY TOLERANCE N VIBRATION SEVERITY GRADE A, DEGREE OF PROTECTION IP 65 | 6399 | TEM | 1 | MC | 28.103 | 1
1FT70845SH711BK4 | SIMOTICS S SYNCHRON. MOTOR 1FT7, M0=27NM (100K) NN=4500RPM, PN=9,90KW SEPARATE VENTILATION; FRAME SIZE IMB 5 (IM V1, IM V3) FLANGE 1 (1FT6 COMPATIBLE) POWER CONNECTOR ROTATABLE ABSOLUTE VALUE ENCODER SINGLETURN 24 BIT WITH DRIVE-CLIQ INTERFACE (ENCODER AS24DQI) PLAIN SHAFT, W/O HOLDING BRAKE; ACC. TOLERANCE R VIBRATION SEVERITY GRADE A+R, DEGREE OF PROTECTION IP 65 | 5816 | TEM | 1 | MC | 25.004 | 1
1FT70845SH711BL1 | SIMOTICS S SYNCHRON. MOTOR 1FT7, M0=27NM (100K) NN=4500RPM, PN=9,90KW SEPARATE VENTILATION; FRAME SIZE IMB 5 (IM V1, IM V3) FLANGE 1 (1FT6 COMPATIBLE) POWER CONNECTOR ROTATABLE ABSOLUTE VALUE ENCODER SINGLETURN 24 BIT WITH DRIVE-CLIQ INTERFACE (ENCODER AS24DQI) PLAIN SHAFT, WITH HOLDING BRAKE; ACCURACY TOLERANCE R VIBRATION SEVERITY GRADE A, DEGREE OF PROTECTION IP 65 | 6556 | TEM | 1 | MC | 28.103 | 1
1FT70845SH711CA0 | SIMOTICS S SYNCHRON. MOTOR 1FT7, M0=27NM (100K) NN=4500RPM, PN=9,90KW SEPARATE VENTILATION; FRAME SIZE IMB 5 (IM V1, IM V3) FLANGE 1 (1FT6 COMPATIBLE) POWER CONNECTOR ROTATABLE ABSOLUTE ENCODER 24 BITS + 12 BIT MULTITURN WITH DRIVE-CLIQ INTERFACE (ENCODER AM24DQI) WITH FITTED KEY, ACCURACY TOLERANCE N, W/O HOLDING BRAKE VIBRATION SEVERITY GRADE A, DEGREE OF PROTECTION IP 64 | 6170 | TEM | 1 | MC | 25.104 | 1
1FT70845SH711CA1 | SIMOTICS S SYNCHRON. MOTOR 1FT7, M0=27NM (100K) NN=4500RPM, PN=9,90KW SEPARATE VENTILATION; FRAME SIZE IMB 5 (IM V1, IM V3) FLANGE 1 (1FT6 COMPATIBLE) POWER CONNECTOR ROTATABLE ABSOLUTE ENCODER 24 BITS + 12 BIT MULTITURN WITH DRIVE-CLIQ INTERFACE (ENCODER AM24DQI) WITH FITTED KEY, ACCURACY TOLERANCE N, W/O HOLDING BRAKE VIBRATION SEVERITY GRADE A, DEGREE OF PROTECTION IP 65 | 6266 | TEM | 1 | MC | 25.104 | 1
1FT70845SH711CH0 | SIMOTICS S SYNCHRON. MOTOR 1FT7, M0=27NM (100K) NN=4500RPM, PN=9,90KW SEPARATE VENTILATION; FRAME SIZE IMB 5 (IM V1, IM V3) FLANGE 1 (1FT6 COMPATIBLE) POWER CONNECTOR ROTATABLE ABSOLUTE ENCODER 24 BITS + 12 BIT MULTITURN WITH DRIVE-CLIQ INTERFACE (ENCODER AM24DQI) PLAIN SHAFT, WITH HOLDING BRAKE; ACCURACY TOLERANCE N VIBRATION SEVERITY GRADE A, DEGREE OF PROTECTION IP 64 | 7068 | TEM | 1 | MC | 28.203 | 1
1FT70845SH711CH1 | SIMOTICS S SYNCHRON. MOTOR 1FT7, M0=27NM (100K) NN=4500RPM, PN=9,90KW SEPARATE VENTILATION; FRAME SIZE IMB 5 (IM V1, IM V3) FLANGE 1 (1FT6 COMPATIBLE) POWER CONNECTOR ROTATABLE ABSOLUTE ENCODER 24 BITS + 12 BIT MULTITURN WITH DRIVE-CLIQ INTERFACE (ENCODER AM24DQI) PLAIN SHAFT, WITH HOLDING BRAKE; ACCURACY TOLERANCE N VIBRATION SEVERITY GRADE A, DEGREE OF PROTECTION IP 65 | 7164 | TEM | 1 | MC | 28.203 | 1
1FT70845SH711CK3 | SIMOTICS S SYNCHRON. MOTOR 1FT7, M0=27NM (100K) NN=4500RPM, PN=9,90KW SEPARATE VENTILATION; FRAME SIZE IMB 5 (IM V1, IM V3) FLANGE 1 (1FT6 COMPATIBLE) POWER CONNECTOR ROTATABLE ABSOLUTE ENCODER 24 BITS + 12 BIT MULTITURN WITH DRIVE-CLIQ INTERFACE (ENCODER AM24DQI) PLAIN SHAFT, W/O HOLDING BRAKE; ACC. TOLERANCE R VIBRATION SEVERITY GRADE A+R, DEGREE OF PROTECTION IP 64 | 6484 | TEM | 1 | MC | 25.104 | 1
1FT70845SH711CK4 | SIMOTICS S SYNCHRON. MOTOR 1FT7, M0=27NM (100K) NN=4500RPM, PN=9,90KW SEPARATE VENTILATION; FRAME SIZE IMB 5 (IM V1, IM V3) FLANGE 1 (1FT6 COMPATIBLE) POWER CONNECTOR ROTATABLE ABSOLUTE ENCODER 24 BITS + 12 BIT MULTITURN WITH DRIVE-CLIQ INTERFACE (ENCODER AM24DQI) PLAIN SHAFT, W/O HOLDING BRAKE; ACC. TOLERANCE R VIBRATION SEVERITY GRADE A+R, DEGREE OF PROTECTION IP 65 | 6581 | TEM | 1 | MC | 25.104 | 1
1FT70845SH711ML3 | SIMOTICS S SYNCHRON. MOTOR 1FT7, M0=27NM (100K) NN=4500RPM, PN=9,90KW SEPARATE VENTILATION; FRAME SIZE IMB 5 (1FT6 COMPATIBLE) WITH KTY TEMPERATURE SENSOR POWER CONNECTOR ROTATABLE ABSOLUTE ENCODER ENDAT 2048 S/R (ENCODER A-2048) CONNECTOR ROTATABLE PLAIN SHAFT, WITH HOLDING BRAKE; ACCURACY TOLERANCE R VIBRATION SEVERITY GRADE A+R, DEGREE OF PROTECTION IP 64 | 7028 | TEM | 1 | MC | 28.103 | 1
1FT70845SH711ND4 | SIMOTICS S SYNCHRON. MOTOR 1FT7, M0=27NM (100K) NN=4500RPM, PN=9,90KW SEPARATE VENTILATION; FRAME SIZE IMB 5 (1FT6 COMPATIBLE) WITH KTY TEMPERATURE SENSOR POWER CONNECTOR ROTATABLE INCREM. ENCODER SIN/COS 1VSS 2048 S/R (ENCODER I-2048) CONNECTOR ROTATABLE SHAFT WITH FITTED KEY; W/O HOLDING BRAKE; ACC. TOLERANCE R VIBRATION SEVERITY GRADE A+R, DEGREE OF PROTECTION IP 65 | 5476 | TEM | 1 | MC | 25.004 | 1
1FT70845SH711NG1 | SIMOTICS S SYNCHRON. MOTOR 1FT7, M0=27NM (100K) NN=4500RPM, PN=9,90KW SEPARATE VENTILATION; FRAME SIZE IMB 5 (1FT6 COMPATIBLE) WITH KTY TEMPERATURE SENSOR POWER CONNECTOR ROTATABLE INCREM. ENCODER SIN/COS 1VSS 2048 S/R (ENCODER I-2048) CONNECTOR ROTATABLE PLAIN SHAFT, W/O HOLDING BRAKE; ACC. TOLERANCE N VIBRATION SEVERITY GRADE A, DEGREE OF PROTECTION IP 65 | 5160 | TEM | 1 | MC | 25.004 | 1
1FT70845SH711NG3 | SIMOTICS S SYNCHRON. MOTOR 1FT7, M0=27NM (100K) NN=4500RPM, PN=9,90KW SEPARATE VENTILATION; FRAME SIZE IMB 5 (1FT6 COMPATIBLE) WITH KTY TEMPERATURE SENSOR POWER CONNECTOR ROTATABLE INCREM. ENCODER SIN/COS 1VSS 2048 S/R (ENCODER I-2048) CONNECTOR ROTATABLE PLAIN SHAFT, W/O HOLDING BRAKE; ACC. TOLERANCE N VIBRATION SEVERITY GRADE A+R, DEGREE OF PROTECTION IP 64 | 5219 | TEM | 1 | MC | 25.004 | 1
1FT70845SH711NH1 | SIMOTICS S SYNCHRON. MOTOR 1FT7, M0=27NM (100K) NN=4500RPM, PN=9,90KW SEPARATE VENTILATION; FRAME SIZE IMB 5 (1FT6 COMPATIBLE) WITH KTY TEMPERATURE SENSOR POWER CONNECTOR ROTATABLE INCREM. ENCODER SIN/COS 1VSS 2048 S/R (ENCODER I-2048) CONNECTOR ROTATABLE PLAIN SHAFT, WITH HOLDING BRAKE; ACCURACY TOLERANCE N VIBRATION SEVERITY GRADE A, DEGREE OF PROTECTION IP 65 | 6058 | TEM | 1 | MC | 28.103 | 1
1FT70845SH711NL0 | SIMOTICS S SYNCHRON. MOTOR 1FT7, M0=27NM (100K) NN=4500RPM, PN=9,90KW SEPARATE VENTILATION; FRAME SIZE IMB 5 (1FT6 COMPATIBLE) WITH KTY TEMPERATURE SENSOR POWER CONNECTOR ROTATABLE INCREM. ENCODER SIN/COS 1VSS 2048 S/R (ENCODER I-2048) CONNECTOR ROTATABLE PLAIN SHAFT, WITH HOLDING BRAKE; ACCURACY TOLERANCE R VIBRATION SEVERITY GRADE A, DEGREE OF PROTECTION IP 64 | 6119 | TEM | 1 | MC | 28.103 | 1
1FT70845WC701FA2 | SIMOTICS S SYNCHRON. MOTOR 1FT7, M0=35NM (100K) NN=2000RPM, PN=7,33KW WATER-COOLED; FRAME SIZE IMB 5 (IM V1, IM V3) FLANGE 0 POWER CONNECTOR ROTATABLE ABSOLUTE ENCODER 22 BITS MULTI TURN WITH DRIVE-CLIQ INTERFACE (ENCODER AM-22-DQ) CONNECTOR ROTATABLE WITH FITTED KEY, ACCURACY TOLERANCE N, W/O HOLDING BRAKE VIBRATION SEVERITY GRADE A, DEGREE OF PROTECTION IP 67 | 6426 | TEM | 1 | MC | 27.604 | 1
1FT70845WC711BG0 | SIMOTICS S SYNCHRON. MOTOR 1FT7, M0=35NM (100K) NN=2000RPM, PN=7,33KW WATER-COOLED; FRAME SIZE IMB 5 (IM V1, IM V3) FLANGE 1 (1FT6 COMPATIBLE) POWER CONNECTOR ROTATABLE ABSOLUTE VALUE ENCODER SINGLETURN 24 BIT WITH DRIVE-CLIQ INTERFACE (ENCODER AS24DQI) PLAIN SHAFT, W/O HOLDING BRAKE; ACC. TOLERANCE N VIBRATION SEVERITY GRADE A, DEGREE OF PROTECTION IP 64 | 5405 | TEM | 1 | MC | 27.604 | 1
1FT70845WC711BG1 | SIMOTICS S SYNCHRON. MOTOR 1FT7, M0=35NM (100K) NN=2000RPM, PN=7,33KW WATER-COOLED; FRAME SIZE IMB 5 (IM V1, IM V3) FLANGE 1 (1FT6 COMPATIBLE) POWER CONNECTOR ROTATABLE ABSOLUTE VALUE ENCODER SINGLETURN 24 BIT WITH DRIVE-CLIQ INTERFACE (ENCODER AS24DQI) PLAIN SHAFT, W/O HOLDING BRAKE; ACC. TOLERANCE N VIBRATION SEVERITY GRADE A, DEGREE OF PROTECTION IP 65 | 5501 | TEM | 1 | MC | 27.604 | 1
1FT70845WC711BH1 | SIMOTICS S SYNCHRON. MOTOR 1FT7, M0=35NM (100K) NN=2000RPM, PN=7,33KW WATER-COOLED; FRAME SIZE IMB 5 (IM V1, IM V3) FLANGE 1 (1FT6 COMPATIBLE) POWER CONNECTOR ROTATABLE ABSOLUTE VALUE ENCODER SINGLETURN 24 BIT WITH DRIVE-CLIQ INTERFACE (ENCODER AS24DQI) PLAIN SHAFT, WITH HOLDING BRAKE; ACCURACY TOLERANCE N VIBRATION SEVERITY GRADE A, DEGREE OF PROTECTION IP 65 | 6399 | TEM | 1 | MC | 30.703 | 1
1FT70845WC711CH1 | SIMOTICS S SYNCHRON. MOTOR 1FT7, M0=35NM (100K) NN=2000RPM, PN=7,33KW WATER-COOLED; FRAME SIZE IMB 5 (IM V1, IM V3) FLANGE 1 (1FT6 COMPATIBLE) POWER CONNECTOR ROTATABLE ABSOLUTE ENCODER 24 BITS + 12 BIT MULTITURN WITH DRIVE-CLIQ INTERFACE (ENCODER AM24DQI) PLAIN SHAFT, WITH HOLDING BRAKE; ACCURACY TOLERANCE N VIBRATION SEVERITY GRADE A, DEGREE OF PROTECTION IP 65 | 7164 | TEM | 1 | MC | 30.703 | 1
1FT70845WC711CK1 | SIMOTICS S SYNCHRON. MOTOR 1FT7, M0=35NM (100K) NN=2000RPM, PN=7,33KW WATER-COOLED; FRAME SIZE IMB 5 (IM V1, IM V3) FLANGE 1 (1FT6 COMPATIBLE) POWER CONNECTOR ROTATABLE ABSOLUTE ENCODER 24 BITS + 12 BIT MULTITURN WITH DRIVE-CLIQ INTERFACE (ENCODER AM24DQI) PLAIN SHAFT, W/O HOLDING BRAKE; ACC. TOLERANCE R VIBRATION SEVERITY GRADE A, DEGREE OF PROTECTION IP 65 | 6425 | TEM | 1 | MC | 27.604 | 1
1FT70845WC711DG0 | SIMOTICS S SYNCHRON. MOTOR 1FT7, M0=35NM (100K) NN=2000RPM, PN=7,33KW WATER-COOLED; FRAME SIZE IMB 5 (IM V1, IM V3) FLANGE 1 (1FT6 COMPATIBLE) POWER CONNECTOR ROTATABLE INCREMENTAL ENCODER 2048 S/R WITH DRIVE-CLIQ INTERFACE (ENCODER I-2048) CONNECTOR ROTATABLE PLAIN SHAFT, W/O HOLDING BRAKE; ACC. TOLERANCE N VIBRATION SEVERITY GRADE A, DEGREE OF PROTECTION IP 64 | 5485 | TEM | 1 | MC | 27.604 | 1
1FT70845WC711DG1 | SIMOTICS S SYNCHRON. MOTOR 1FT7, M0=35NM (100K) NN=2000RPM, PN=7,33KW WATER-COOLED; FRAME SIZE IMB 5 (IM V1, IM V3) FLANGE 1 (1FT6 COMPATIBLE) POWER CONNECTOR ROTATABLE INCREMENTAL ENCODER 2048 S/R WITH DRIVE-CLIQ INTERFACE (ENCODER I-2048) CONNECTOR ROTATABLE PLAIN SHAFT, W/O HOLDING BRAKE; ACC. TOLERANCE N VIBRATION SEVERITY GRADE A, DEGREE OF PROTECTION IP 65 | 5581 | TEM | 1 | MC | 27.604 | 1
1FT70845WC711DH1 | SIMOTICS S SYNCHRON. MOTOR 1FT7, M0=35NM (100K) NN=2000RPM, PN=7,33KW WATER-COOLED; FRAME SIZE IMB 5 (IM V1, IM V3) FLANGE 1 (1FT6 COMPATIBLE) POWER CONNECTOR ROTATABLE INCREMENTAL ENCODER 2048 S/R WITH DRIVE-CLIQ INTERFACE (ENCODER I-2048) CONNECTOR ROTATABLE PLAIN SHAFT, WITH HOLDING BRAKE; ACCURACY TOLERANCE N VIBRATION SEVERITY GRADE A, DEGREE OF PROTECTION IP 65 | 6479 | TEM | 1 | MC | 30.703 | 1
1FT70845WC711DH4 | SIMOTICS S SYNCHRON. MOTOR 1FT7, M0=35NM (100K) NN=2000RPM, PN=7,33KW WATER-COOLED; FRAME SIZE IMB 5 (IM V1, IM V3) FLANGE 1 (1FT6 COMPATIBLE) POWER CONNECTOR ROTATABLE INCREMENTAL ENCODER 2048 S/R WITH DRIVE-CLIQ INTERFACE (ENCODER I-2048) CONNECTOR ROTATABLE PLAIN SHAFT, WITH HOLDING BRAKE; ACCURACY TOLERANCE N VIBRATION SEVERITY GRADE A+R, DEGREE OF PROTECTION IP 65 | 6635 | TEM | 1 | MC | 30.703 | 1
1FT70845WC711NG0 | SIMOTICS S SYNCHRON. MOTOR 1FT7, M0=35NM (100K) NN=2000RPM, PN=7,33KW WATER-COOLED; FRAME SIZE IMB 5 (1FT6 COMPATIBLE) WITH KTY TEMPERATURE SENSOR POWER CONNECTOR ROTATABLE INCREM. ENCODER SIN/COS 1VSS 2048 S/R (ENCODER I-2048) CONNECTOR ROTATABLE PLAIN SHAFT, W/O HOLDING BRAKE; ACC. TOLERANCE N VIBRATION SEVERITY GRADE A, DEGREE OF PROTECTION IP 64 | 5064 | TEM | 1 | MC | 27.604 | 1
1FT70845WC711NG1 | SIMOTICS S SYNCHRON. MOTOR 1FT7, M0=35NM (100K) NN=2000RPM, PN=7,33KW WATER-COOLED; FRAME SIZE IMB 5 (1FT6 COMPATIBLE) WITH KTY TEMPERATURE SENSOR POWER CONNECTOR ROTATABLE INCREM. ENCODER SIN/COS 1VSS 2048 S/R (ENCODER I-2048) CONNECTOR ROTATABLE PLAIN SHAFT, W/O HOLDING BRAKE; ACC. TOLERANCE N VIBRATION SEVERITY GRADE A, DEGREE OF PROTECTION IP 65 | 5160 | TEM | 1 | MC | 27.604 | 1
1FT70845WC711NH0 | SIMOTICS S SYNCHRON. MOTOR 1FT7, M0=35NM (100K) NN=2000RPM, PN=7,33KW WATER-COOLED; FRAME SIZE IMB 5 (1FT6 COMPATIBLE) WITH KTY TEMPERATURE SENSOR POWER CONNECTOR ROTATABLE INCREM. ENCODER SIN/COS 1VSS 2048 S/R (ENCODER I-2048) CONNECTOR ROTATABLE PLAIN SHAFT, WITH HOLDING BRAKE; ACCURACY TOLERANCE N VIBRATION SEVERITY GRADE A, DEGREE OF PROTECTION IP 64 | 5962 | TEM | 1 | MC | 30.703 | 1
1FT70845WC711NH1 | SIMOTICS S SYNCHRON. MOTOR 1FT7, M0=35NM (100K) NN=2000RPM, PN=7,33KW WATER-COOLED; FRAME SIZE IMB 5 (1FT6 COMPATIBLE) WITH KTY TEMPERATURE SENSOR POWER CONNECTOR ROTATABLE INCREM. ENCODER SIN/COS 1VSS 2048 S/R (ENCODER I-2048) CONNECTOR ROTATABLE PLAIN SHAFT, WITH HOLDING BRAKE; ACCURACY TOLERANCE N VIBRATION SEVERITY GRADE A, DEGREE OF PROTECTION IP 65 | 6058 | TEM | 1 | MC | 30.703 | 1
1FT70845WF701CK4 | SIMOTICS S SYNCHRON. MOTOR 1FT7, M0=35NM (100K) NN=3000RPM, PN=11,00KW WATER-COOLED; FRAME SIZE IMB 5 (IM V1, IM V3) FLANGE 0 POWER CONNECTOR ROTATABLE ABSOLUTE ENCODER 24 BITS + 12 BIT MULTITURN WITH DRIVE-CLIQ INTERFACE (ENCODER AM24DQI) PLAIN SHAFT, W/O HOLDING BRAKE; ACC. TOLERANCE R VIBRATION SEVERITY GRADE A+R, DEGREE OF PROTECTION IP 65 | 6581 | TEM | 1 | MC | 27.604 | 1
1FT70845WF701DB0 | SIMOTICS S SYNCHRON. MOTOR 1FT7, M0=35NM (100K) NN=3000RPM, PN=11,00KW WATER-COOLED; FRAME SIZE IMB 5 (IM V1, IM V3) FLANGE 0 POWER CONNECTOR ROTATABLE INCREMENTAL ENCODER 2048 S/R WITH DRIVE-CLIQ INTERFACE (ENCODER I-2048) CONNECTOR ROTATABLE SHAFT WITH FITTED KEY; WITH HOLDING BRAKE; ACC. TOLERANCE N VIBRATION SEVERITY GRADE A, DEGREE OF PROTECTION IP 64 | 6383 | TEM | 1 | MC | 30.703 | 1
1FT70845WF701DG4 | SIMOTICS S SYNCHRON. MOTOR 1FT7, M0=35NM (100K) NN=3000RPM, PN=11,00KW WATER-COOLED; FRAME SIZE IMB 5 (IM V1, IM V3) FLANGE 0 POWER CONNECTOR ROTATABLE INCREMENTAL ENCODER 2048 S/R WITH DRIVE-CLIQ INTERFACE (ENCODER I-2048) CONNECTOR ROTATABLE PLAIN SHAFT, W/O HOLDING BRAKE; ACC. TOLERANCE N VIBRATION SEVERITY GRADE A+R, DEGREE OF PROTECTION IP 65 | 5737 | TEM | 1 | MC | 27.604 | 1
1FT70845WF701DH4 | SIMOTICS S SYNCHRON. MOTOR 1FT7, M0=35NM (100K) NN=3000RPM, PN=11,00KW WATER-COOLED; FRAME SIZE IMB 5 (IM V1, IM V3) FLANGE 0 POWER CONNECTOR ROTATABLE INCREMENTAL ENCODER 2048 S/R WITH DRIVE-CLIQ INTERFACE (ENCODER I-2048) CONNECTOR ROTATABLE PLAIN SHAFT, WITH HOLDING BRAKE; ACCURACY TOLERANCE N VIBRATION SEVERITY GRADE A+R, DEGREE OF PROTECTION IP 65 | 6635 | TEM | 1 | MC | 30.703 | 1
1FT70845WF701FB2 | SIMOTICS S SYNCHRON. MOTOR 1FT7, M0=35NM (100K) NN=3000RPM, PN=11,00KW WATER-COOLED; FRAME SIZE IMB 5 (IM V1, IM V3) FLANGE 0 POWER CONNECTOR ROTATABLE ABSOLUTE ENCODER 22 BITS MULTI TURN WITH DRIVE-CLIQ INTERFACE (ENCODER AM-22-DQ) CONNECTOR ROTATABLE SHAFT WITH FITTED KEY; WITH HOLDING BRAKE; ACC. TOLERANCE N VIBRATION SEVERITY GRADE A, DEGREE OF PROTECTION IP 67 | 7324 | TEM | 1 | MC | 30.703 | 1
1FT70845WF711BG1 | SIMOTICS S SYNCHRON. MOTOR 1FT7, M0=35NM (100K) NN=3000RPM, PN=11,00KW WATER-COOLED; FRAME SIZE IMB 5 (IM V1, IM V3) FLANGE 1 (1FT6 COMPATIBLE) POWER CONNECTOR ROTATABLE ABSOLUTE VALUE ENCODER SINGLETURN 24 BIT WITH DRIVE-CLIQ INTERFACE (ENCODER AS24DQI) PLAIN SHAFT, W/O HOLDING BRAKE; ACC. TOLERANCE N VIBRATION SEVERITY GRADE A, DEGREE OF PROTECTION IP 65 | 5501 | TEM | 1 | MC | 27.604 | 1
1FT70845WF711BG2 | SIMOTICS S SYNCHRON. MOTOR 1FT7, M0=35NM (100K) NN=3000RPM, PN=11,00KW WATER-COOLED; FRAME SIZE IMB 5 (IM V1, IM V3) FLANGE 1 (1FT6 COMPATIBLE) POWER CONNECTOR ROTATABLE ABSOLUTE VALUE ENCODER SINGLETURN 24 BIT WITH DRIVE-CLIQ INTERFACE (ENCODER AS24DQI) PLAIN SHAFT, W/O HOLDING BRAKE; ACC. TOLERANCE N VIBRATION SEVERITY GRADE A, DEGREE OF PROTECTION IP 67 | 5581 | TEM | 1 | MC | 27.604 | 1
1FT70845WF711BH1 | SIMOTICS S SYNCHRON. MOTOR 1FT7, M0=35NM (100K) NN=3000RPM, PN=11,00KW WATER-COOLED; FRAME SIZE IMB 5 (IM V1, IM V3) FLANGE 1 (1FT6 COMPATIBLE) POWER CONNECTOR ROTATABLE ABSOLUTE VALUE ENCODER SINGLETURN 24 BIT WITH DRIVE-CLIQ INTERFACE (ENCODER AS24DQI) PLAIN SHAFT, WITH HOLDING BRAKE; ACCURACY TOLERANCE N VIBRATION SEVERITY GRADE A, DEGREE OF PROTECTION IP 65 | 6399 | TEM | 1 | MC | 30.703 | 1
1FT70845WF711CD5 | SIMOTICS S SYNCHRON. MOTOR 1FT7, M0=35NM (100K) NN=3000RPM, PN=11,00KW WATER-COOLED; FRAME SIZE IMB 5 (IM V1, IM V3) FLANGE 1 (1FT6 COMPATIBLE) POWER CONNECTOR ROTATABLE ABSOLUTE ENCODER 24 BITS + 12 BIT MULTITURN WITH DRIVE-CLIQ INTERFACE (ENCODER AM24DQI) SHAFT WITH FITTED KEY; W/O HOLDING BRAKE; ACC. TOLERANCE R VIBRATION SEVERITY GRADE A+R, DEGREE OF PROTECTION IP 67 | 6661 | TEM | 1 | MC | 27.604 | 1
1FT70845WF711CG0 | SIMOTICS S SYNCHRON. MOTOR 1FT7, M0=35NM (100K) NN=3000RPM, PN=11,00KW WATER-COOLED; FRAME SIZE IMB 5 (IM V1, IM V3) FLANGE 1 (1FT6 COMPATIBLE) POWER CONNECTOR ROTATABLE ABSOLUTE ENCODER 24 BITS + 12 BIT MULTITURN WITH DRIVE-CLIQ INTERFACE (ENCODER AM24DQI) PLAIN SHAFT, W/O HOLDING BRAKE; ACC. TOLERANCE N VIBRATION SEVERITY GRADE A, DEGREE OF PROTECTION IP 64 | 6170 | TEM | 1 | MC | 27.604 | 1
1FT70845WF711CG1 | SIMOTICS S SYNCHRON. MOTOR 1FT7, M0=35NM (100K) NN=3000RPM, PN=11,00KW WATER-COOLED; FRAME SIZE IMB 5 (IM V1, IM V3) FLANGE 1 (1FT6 COMPATIBLE) POWER CONNECTOR ROTATABLE ABSOLUTE ENCODER 24 BITS + 12 BIT MULTITURN WITH DRIVE-CLIQ INTERFACE (ENCODER AM24DQI) PLAIN SHAFT, W/O HOLDING BRAKE; ACC. TOLERANCE N VIBRATION SEVERITY GRADE A, DEGREE OF PROTECTION IP 65 | 6266 | TEM | 1 | MC | 27.604 | 1
1FT70845WF711CH0 | SIMOTICS S SYNCHRON. MOTOR 1FT7, M0=35NM (100K) NN=3000RPM, PN=11,00KW WATER-COOLED; FRAME SIZE IMB 5 (IM V1, IM V3) FLANGE 1 (1FT6 COMPATIBLE) POWER CONNECTOR ROTATABLE ABSOLUTE ENCODER 24 BITS + 12 BIT MULTITURN WITH DRIVE-CLIQ INTERFACE (ENCODER AM24DQI) PLAIN SHAFT, WITH HOLDING BRAKE; ACCURACY TOLERANCE N VIBRATION SEVERITY GRADE A, DEGREE OF PROTECTION IP 64 | 7068 | TEM | 1 | MC | 30.703 | 1
1FT70845WF711CH1 | SIMOTICS S SYNCHRON. MOTOR 1FT7, M0=35NM (100K) NN=3000RPM, PN=11,00KW WATER-COOLED; FRAME SIZE IMB 5 (IM V1, IM V3) FLANGE 1 (1FT6 COMPATIBLE) POWER CONNECTOR ROTATABLE ABSOLUTE ENCODER 24 BITS + 12 BIT MULTITURN WITH DRIVE-CLIQ INTERFACE (ENCODER AM24DQI) PLAIN SHAFT, WITH HOLDING BRAKE; ACCURACY TOLERANCE N VIBRATION SEVERITY GRADE A, DEGREE OF PROTECTION IP 65 | 7164 | TEM | 1 | MC | 30.703 | 1
1FT70845WF711CK5 | SIMOTICS S SYNCHRON. MOTOR 1FT7, M0=35NM (100K) NN=3000RPM, PN=11,00KW WATER-COOLED; FRAME SIZE IMB 5 (IM V1, IM V3) FLANGE 1 (1FT6 COMPATIBLE) POWER CONNECTOR ROTATABLE ABSOLUTE ENCODER 24 BITS + 12 BIT MULTITURN WITH DRIVE-CLIQ INTERFACE (ENCODER AM24DQI) PLAIN SHAFT, W/O HOLDING BRAKE; ACC. TOLERANCE R VIBRATION SEVERITY GRADE A+R, DEGREE OF PROTECTION IP 67 | 6661 | TEM | 1 | MC | 27.604 | 1
1FT70845WF711CL4 | SIMOTICS S SYNCHRON. MOTOR 1FT7, M0=35NM (100K) NN=3000RPM, PN=11,00KW WATER-COOLED; FRAME SIZE IMB 5 (IM V1, IM V3) FLANGE 1 (1FT6 COMPATIBLE) POWER CONNECTOR ROTATABLE ABSOLUTE ENCODER 24 BITS + 12 BIT MULTITURN WITH DRIVE-CLIQ INTERFACE (ENCODER AM24DQI) PLAIN SHAFT, WITH HOLDING BRAKE; ACCURACY TOLERANCE R VIBRATION SEVERITY GRADE A+R, DEGREE OF PROTECTION IP 65 | 7477 | TEM | 1 | MC | 30.703 | 1
1FT70845WF711DA0 | SIMOTICS S SYNCHRON. MOTOR 1FT7, M0=35NM (100K) NN=3000RPM, PN=11,00KW WATER-COOLED; FRAME SIZE IMB 5 (IM V1, IM V3) FLANGE 1 (1FT6 COMPATIBLE) POWER CONNECTOR ROTATABLE INCREMENTAL ENCODER 2048 S/R WITH DRIVE-CLIQ INTERFACE (ENCODER I-2048) CONNECTOR ROTATABLE WITH FITTED KEY, ACCURACY TOLERANCE N, W/O HOLDING BRAKE VIBRATION SEVERITY GRADE A, DEGREE OF PROTECTION IP 64 | 5485 | TEM | 1 | MC | 27.604 | 1
1FT70845WF711DG0 | SIMOTICS S SYNCHRON. MOTOR 1FT7, M0=35NM (100K) NN=3000RPM, PN=11,00KW WATER-COOLED; FRAME SIZE IMB 5 (IM V1, IM V3) FLANGE 1 (1FT6 COMPATIBLE) POWER CONNECTOR ROTATABLE INCREMENTAL ENCODER 2048 S/R WITH DRIVE-CLIQ INTERFACE (ENCODER I-2048) CONNECTOR ROTATABLE PLAIN SHAFT, W/O HOLDING BRAKE; ACC. TOLERANCE N VIBRATION SEVERITY GRADE A, DEGREE OF PROTECTION IP 64 | 5485 | TEM | 1 | MC | 27.604 | 1
1FT70845WF711DG1 | SIMOTICS S SYNCHRON. MOTOR 1FT7, M0=35NM (100K) NN=3000RPM, PN=11,00KW WATER-COOLED; FRAME SIZE IMB 5 (IM V1, IM V3) FLANGE 1 (1FT6 COMPATIBLE) POWER CONNECTOR ROTATABLE INCREMENTAL ENCODER 2048 S/R WITH DRIVE-CLIQ INTERFACE (ENCODER I-2048) CONNECTOR ROTATABLE PLAIN SHAFT, W/O HOLDING BRAKE; ACC. TOLERANCE N VIBRATION SEVERITY GRADE A, DEGREE OF PROTECTION IP 65 | 5581 | TEM | 1 | MC | 27.604 | 1
1FT70845WF711DH1 | SIMOTICS S SYNCHRON. MOTOR 1FT7, M0=35NM (100K) NN=3000RPM, PN=11,00KW WATER-COOLED; FRAME SIZE IMB 5 (IM V1, IM V3) FLANGE 1 (1FT6 COMPATIBLE) POWER CONNECTOR ROTATABLE INCREMENTAL ENCODER 2048 S/R WITH DRIVE-CLIQ INTERFACE (ENCODER I-2048) CONNECTOR ROTATABLE PLAIN SHAFT, WITH HOLDING BRAKE; ACCURACY TOLERANCE N VIBRATION SEVERITY GRADE A, DEGREE OF PROTECTION IP 65 | 6479 | TEM | 1 | MC | 30.703 | 1
1FT70845WF711DH4 | SIMOTICS S SYNCHRON. MOTOR 1FT7, M0=35NM (100K) NN=3000RPM, PN=11,00KW WATER-COOLED; FRAME SIZE IMB 5 (IM V1, IM V3) FLANGE 1 (1FT6 COMPATIBLE) POWER CONNECTOR ROTATABLE INCREMENTAL ENCODER 2048 S/R WITH DRIVE-CLIQ INTERFACE (ENCODER I-2048) CONNECTOR ROTATABLE PLAIN SHAFT, WITH HOLDING BRAKE; ACCURACY TOLERANCE N VIBRATION SEVERITY GRADE A+R, DEGREE OF PROTECTION IP 65 | 6635 | TEM | 1 | MC | 30.703 | 1
1FT70845WF711FA0 | SIMOTICS S SYNCHRON. MOTOR 1FT7, M0=35NM (100K) NN=3000RPM, PN=11,00KW WATER-COOLED; FRAME SIZE IMB 5 (IM V1, IM V3) FLANGE 1 (1FT6 COMPATIBLE) POWER CONNECTOR ROTATABLE ABSOLUTE ENCODER 22 BITS MULTI TURN WITH DRIVE-CLIQ INTERFACE (ENCODER AM-22-DQ) CONNECTOR ROTATABLE WITH FITTED KEY, ACCURACY TOLERANCE N, W/O HOLDING BRAKE VIBRATION SEVERITY GRADE A, DEGREE OF PROTECTION IP 64 | 6250 | TEM | 1 | MC | 27.604 | 1
1FT70845WF711FB0 | SIMOTICS S SYNCHRON. MOTOR 1FT7, M0=35NM (100K) NN=3000RPM, PN=11,00KW WATER-COOLED; FRAME SIZE IMB 5 (IM V1, IM V3) FLANGE 1 (1FT6 COMPATIBLE) POWER CONNECTOR ROTATABLE ABSOLUTE ENCODER 22 BITS MULTI TURN WITH DRIVE-CLIQ INTERFACE (ENCODER AM-22-DQ) CONNECTOR ROTATABLE SHAFT WITH FITTED KEY; WITH HOLDING BRAKE; ACC. TOLERANCE N VIBRATION SEVERITY GRADE A, DEGREE OF PROTECTION IP 64 | 7148 | TEM | 1 | MC | 30.703 | 1
1FT70845WF711FG0 | SIMOTICS S SYNCHRON. MOTOR 1FT7, M0=35NM (100K) NN=3000RPM, PN=11,00KW WATER-COOLED; FRAME SIZE IMB 5 (IM V1, IM V3) FLANGE 1 (1FT6 COMPATIBLE) POWER CONNECTOR ROTATABLE ABSOLUTE ENCODER 22 BITS MULTI TURN WITH DRIVE-CLIQ INTERFACE (ENCODER AM-22-DQ) CONNECTOR ROTATABLE PLAIN SHAFT, W/O HOLDING BRAKE; ACC. TOLERANCE N VIBRATION SEVERITY GRADE A, DEGREE OF PROTECTION IP 64 | 6250 | TEM | 1 | MC | 27.604 | 1
1FT70845WF711FG1 | SIMOTICS S SYNCHRON. MOTOR 1FT7, M0=35NM (100K) NN=3000RPM, PN=11,00KW WATER-COOLED; FRAME SIZE IMB 5 (IM V1, IM V3) FLANGE 1 (1FT6 COMPATIBLE) POWER CONNECTOR ROTATABLE ABSOLUTE ENCODER 22 BITS MULTI TURN WITH DRIVE-CLIQ INTERFACE (ENCODER AM-22-DQ) CONNECTOR ROTATABLE PLAIN SHAFT, W/O HOLDING BRAKE; ACC. TOLERANCE N VIBRATION SEVERITY GRADE A, DEGREE OF PROTECTION IP 65 | 6346 | TEM | 1 | MC | 27.604 | 1
1FT70845WF711FH1 | SIMOTICS S SYNCHRON. MOTOR 1FT7, M0=35NM (100K) NN=3000RPM, PN=11,00KW WATER-COOLED; FRAME SIZE IMB 5 (IM V1, IM V3) FLANGE 1 (1FT6 COMPATIBLE) POWER CONNECTOR ROTATABLE ABSOLUTE ENCODER 22 BITS MULTI TURN WITH DRIVE-CLIQ INTERFACE (ENCODER AM-22-DQ) CONNECTOR ROTATABLE PLAIN SHAFT, WITH HOLDING BRAKE; ACCURACY TOLERANCE N VIBRATION SEVERITY GRADE A, DEGREE OF PROTECTION IP 65 | 7244 | TEM | 1 | MC | 30.703 | 1
1FT70845WF711FL4 | SIMOTICS S SYNCHRON. MOTOR 1FT7, M0=35NM (100K) NN=3000RPM, PN=11,00KW WATER-COOLED; FRAME SIZE IMB 5 (IM V1, IM V3) FLANGE 1 (1FT6 COMPATIBLE) POWER CONNECTOR ROTATABLE ABSOLUTE ENCODER 22 BITS MULTI TURN WITH DRIVE-CLIQ INTERFACE (ENCODER AM-22-DQ) CONNECTOR ROTATABLE PLAIN SHAFT, WITH HOLDING BRAKE; ACCURACY TOLERANCE R VIBRATION SEVERITY GRADE A+R, DEGREE OF PROTECTION IP 65 | 7557 | TEM | 1 | MC | 30.703 | 1
1FT70845WF711MG0 | SIMOTICS S SYNCHRON. MOTOR 1FT7, M0=35NM (100K) NN=3000RPM, PN=11,00KW WATER-COOLED; FRAME SIZE IMB 5 (1FT6 COMPATIBLE) WITH KTY TEMPERATURE SENSOR POWER CONNECTOR ROTATABLE ABSOLUTE ENCODER ENDAT 2048 S/R (ENCODER A-2048) CONNECTOR ROTATABLE PLAIN SHAFT, W/O HOLDING BRAKE; ACC. TOLERANCE N VIBRATION SEVERITY GRADE A, DEGREE OF PROTECTION IP 64 | 5818 | TEM | 1 | MC | 27.604 | 1
1FT70845WF711MG1 | SIMOTICS S SYNCHRON. MOTOR 1FT7, M0=35NM (100K) NN=3000RPM, PN=11,00KW WATER-COOLED; FRAME SIZE IMB 5 (1FT6 COMPATIBLE) WITH KTY TEMPERATURE SENSOR POWER CONNECTOR ROTATABLE ABSOLUTE ENCODER ENDAT 2048 S/R (ENCODER A-2048) CONNECTOR ROTATABLE PLAIN SHAFT, W/O HOLDING BRAKE; ACC. TOLERANCE N VIBRATION SEVERITY GRADE A, DEGREE OF PROTECTION IP 65 | 5914 | TEM | 1 | MC | 27.604 | 1
1FT70845WF711MH0 | SIMOTICS S SYNCHRON. MOTOR 1FT7, M0=35NM (100K) NN=3000RPM, PN=11,00KW WATER-COOLED; FRAME SIZE IMB 5 (1FT6 COMPATIBLE) WITH KTY TEMPERATURE SENSOR POWER CONNECTOR ROTATABLE ABSOLUTE ENCODER ENDAT 2048 S/R (ENCODER A-2048) CONNECTOR ROTATABLE PLAIN SHAFT, WITH HOLDING BRAKE; ACCURACY TOLERANCE N VIBRATION SEVERITY GRADE A, DEGREE OF PROTECTION IP 64 | 6716 | TEM | 1 | MC | 30.703 | 1
1FT70845WF711MH1 | SIMOTICS S SYNCHRON. MOTOR 1FT7, M0=35NM (100K) NN=3000RPM, PN=11,00KW WATER-COOLED; FRAME SIZE IMB 5 (1FT6 COMPATIBLE) WITH KTY TEMPERATURE SENSOR POWER CONNECTOR ROTATABLE ABSOLUTE ENCODER ENDAT 2048 S/R (ENCODER A-2048) CONNECTOR ROTATABLE PLAIN SHAFT, WITH HOLDING BRAKE; ACCURACY TOLERANCE N VIBRATION SEVERITY GRADE A, DEGREE OF PROTECTION IP 65 | 6812 | TEM | 1 | MC | 30.703 | 1
1FT70845WF711ND4 | SIMOTICS S SYNCHRON. MOTOR 1FT7, M0=35NM (100K) NN=3000RPM, PN=11,00KW WATER-COOLED; FRAME SIZE IMB 5 (1FT6 COMPATIBLE) WITH KTY TEMPERATURE SENSOR POWER CONNECTOR ROTATABLE INCREM. ENCODER SIN/COS 1VSS 2048 S/R (ENCODER I-2048) CONNECTOR ROTATABLE SHAFT WITH FITTED KEY; W/O HOLDING BRAKE; ACC. TOLERANCE R VIBRATION SEVERITY GRADE A+R, DEGREE OF PROTECTION IP 65 | 5476 | TEM | 1 | MC | 27.604 | 1
1FT70845WF711NG0 | SIMOTICS S SYNCHRON. MOTOR 1FT7, M0=35NM (100K) NN=3000RPM, PN=11,00KW WATER-COOLED; FRAME SIZE IMB 5 (1FT6 COMPATIBLE) WITH KTY TEMPERATURE SENSOR POWER CONNECTOR ROTATABLE INCREM. ENCODER SIN/COS 1VSS 2048 S/R (ENCODER I-2048) CONNECTOR ROTATABLE PLAIN SHAFT, W/O HOLDING BRAKE; ACC. TOLERANCE N VIBRATION SEVERITY GRADE A, DEGREE OF PROTECTION IP 64 | 5064 | TEM | 1 | MC | 27.604 | 1
1FT70845WF711NG1 | SIMOTICS S SYNCHRON. MOTOR 1FT7, M0=35NM (100K) NN=3000RPM, PN=11,00KW WATER-COOLED; FRAME SIZE IMB 5 (1FT6 COMPATIBLE) WITH KTY TEMPERATURE SENSOR POWER CONNECTOR ROTATABLE INCREM. ENCODER SIN/COS 1VSS 2048 S/R (ENCODER I-2048) CONNECTOR ROTATABLE PLAIN SHAFT, W/O HOLDING BRAKE; ACC. TOLERANCE N VIBRATION SEVERITY GRADE A, DEGREE OF PROTECTION IP 65 | 5160 | TEM | 1 | MC | 27.604 | 1
1FT70845WF711NG2 | SIMOTICS S SYNCHRON. MOTOR 1FT7, M0=35NM (100K) NN=3000RPM, PN=11,00KW WATER-COOLED; FRAME SIZE IMB 5 (1FT6 COMPATIBLE) WITH KTY TEMPERATURE SENSOR POWER CONNECTOR ROTATABLE INCREM. ENCODER SIN/COS 1VSS 2048 S/R (ENCODER I-2048) CONNECTOR ROTATABLE PLAIN SHAFT, W/O HOLDING BRAKE; ACC. TOLERANCE N VIBRATION SEVERITY GRADE A, DEGREE OF PROTECTION IP 67 | 5240 | TEM | 1 | MC | 27.604 | 1
1FT70845WF711NH0 | SIMOTICS S SYNCHRON. MOTOR 1FT7, M0=35NM (100K) NN=3000RPM, PN=11,00KW WATER-COOLED; FRAME SIZE IMB 5 (1FT6 COMPATIBLE) WITH KTY TEMPERATURE SENSOR POWER CONNECTOR ROTATABLE INCREM. ENCODER SIN/COS 1VSS 2048 S/R (ENCODER I-2048) CONNECTOR ROTATABLE PLAIN SHAFT, WITH HOLDING BRAKE; ACCURACY TOLERANCE N VIBRATION SEVERITY GRADE A, DEGREE OF PROTECTION IP 64 | 5962 | TEM | 1 | MC | 30.703 | 1
1FT70845WF711NH1 | SIMOTICS S SYNCHRON. MOTOR 1FT7, M0=35NM (100K) NN=3000RPM, PN=11,00KW WATER-COOLED; FRAME SIZE IMB 5 (1FT6 COMPATIBLE) WITH KTY TEMPERATURE SENSOR POWER CONNECTOR ROTATABLE INCREM. ENCODER SIN/COS 1VSS 2048 S/R (ENCODER I-2048) CONNECTOR ROTATABLE PLAIN SHAFT, WITH HOLDING BRAKE; ACCURACY TOLERANCE N VIBRATION SEVERITY GRADE A, DEGREE OF PROTECTION IP 65 | 6058 | TEM | 1 | MC | 30.703 | 1
1FT70845WF711NH2 | SIMOTICS S SYNCHRON. MOTOR 1FT7, M0=35NM (100K) NN=3000RPM, PN=11,00KW WATER-COOLED; FRAME SIZE IMB 5 (1FT6 COMPATIBLE) WITH KTY TEMPERATURE SENSOR POWER CONNECTOR ROTATABLE INCREM. ENCODER SIN/COS 1VSS 2048 S/R (ENCODER I-2048) CONNECTOR ROTATABLE PLAIN SHAFT, WITH HOLDING BRAKE; ACCURACY TOLERANCE N VIBRATION SEVERITY GRADE A, DEGREE OF PROTECTION IP 67 | 6138 | TEM | 1 | MC | 30.703 | 1
1FT70845WF711NH5 | SIMOTICS S SYNCHRON. MOTOR 1FT7, M0=35NM (100K) NN=3000RPM, PN=11,00KW WATER-COOLED; FRAME SIZE IMB 5 (1FT6 COMPATIBLE) WITH KTY TEMPERATURE SENSOR POWER CONNECTOR ROTATABLE INCREM. ENCODER SIN/COS 1VSS 2048 S/R (ENCODER I-2048) CONNECTOR ROTATABLE PLAIN SHAFT, WITH HOLDING BRAKE; ACCURACY TOLERANCE N VIBRATION SEVERITY GRADE A+R, DEGREE OF PROTECTION IP 67 | 6294 | TEM | 1 | MC | 30.703 | 1
1FT70845WF711NK5 | SIMOTICS S SYNCHRON. MOTOR 1FT7, M0=35NM (100K) NN=3000RPM, PN=11,00KW WATER-COOLED; FRAME SIZE IMB 5 (1FT6 COMPATIBLE) WITH KTY TEMPERATURE SENSOR POWER CONNECTOR ROTATABLE INCREM. ENCODER SIN/COS 1VSS 2048 S/R (ENCODER I-2048) CONNECTOR ROTATABLE PLAIN SHAFT, W/O HOLDING BRAKE; ACC. TOLERANCE R VIBRATION SEVERITY GRADE A+R, DEGREE OF PROTECTION IP 67 | 5555 | TEM | 1 | MC | 27.604 | 1
1FT70845WH701BG3 | SIMOTICS S SYNCHRON. MOTOR 1FT7, M0=35NM (100K) NN=4500RPM, PN=14,60KW WATER-COOLED; FRAME SIZE IMB 5 (IM V1, IM V3) FLANGE 0 POWER CONNECTOR ROTATABLE ABSOLUTE VALUE ENCODER SINGLETURN 24 BIT WITH DRIVE-CLIQ INTERFACE (ENCODER AS24DQI) PLAIN SHAFT, W/O HOLDING BRAKE; ACC. TOLERANCE N VIBRATION SEVERITY GRADE A+R, DEGREE OF PROTECTION IP 64 | 5560 | TEM | 1 | MC | 27.604 | 1
1FT70845WH701BG4 | SIMOTICS S SYNCHRON. MOTOR 1FT7, M0=35NM (100K) NN=4500RPM, PN=14,60KW WATER-COOLED; FRAME SIZE IMB 5 (IM V1, IM V3) FLANGE 0 POWER CONNECTOR ROTATABLE ABSOLUTE VALUE ENCODER SINGLETURN 24 BIT WITH DRIVE-CLIQ INTERFACE (ENCODER AS24DQI) PLAIN SHAFT, W/O HOLDING BRAKE; ACC. TOLERANCE N VIBRATION SEVERITY GRADE A+R, DEGREE OF PROTECTION IP 65 | 5657 | TEM | 1 | MC | 27.604 | 1
1FT70845WH701CG2 | SIMOTICS S SYNCHRON. MOTOR 1FT7, M0=35NM (100K) NN=4500RPM, PN=14,60KW WATER-COOLED; FRAME SIZE IMB 5 (IM V1, IM V3) FLANGE 0 POWER CONNECTOR ROTATABLE ABSOLUTE ENCODER 24 BITS + 12 BIT MULTITURN WITH DRIVE-CLIQ INTERFACE (ENCODER AM24DQI) PLAIN SHAFT, W/O HOLDING BRAKE; ACC. TOLERANCE N VIBRATION SEVERITY GRADE A, DEGREE OF PROTECTION IP 67 | 6346 | TEM | 1 | MC | 27.604 | 1
1FT70845WH701DG1 | SIMOTICS S SYNCHRON. MOTOR 1FT7, M0=35NM (100K) NN=4500RPM, PN=14,60KW WATER-COOLED; FRAME SIZE IMB 5 (IM V1, IM V3) FLANGE 0 POWER CONNECTOR ROTATABLE INCREMENTAL ENCODER 2048 S/R WITH DRIVE-CLIQ INTERFACE (ENCODER I-2048) CONNECTOR ROTATABLE PLAIN SHAFT, W/O HOLDING BRAKE; ACC. TOLERANCE N VIBRATION SEVERITY GRADE A, DEGREE OF PROTECTION IP 65 | 5581 | TEM | 1 | MC | 27.604 | 1
1FT70845WH701DH1 | SIMOTICS S SYNCHRON. MOTOR 1FT7, M0=35NM (100K) NN=4500RPM, PN=14,60KW WATER-COOLED; FRAME SIZE IMB 5 (IM V1, IM V3) FLANGE 0 POWER CONNECTOR ROTATABLE INCREMENTAL ENCODER 2048 S/R WITH DRIVE-CLIQ INTERFACE (ENCODER I-2048) CONNECTOR ROTATABLE PLAIN SHAFT, WITH HOLDING BRAKE; ACCURACY TOLERANCE N VIBRATION SEVERITY GRADE A, DEGREE OF PROTECTION IP 65 | 6479 | TEM | 1 | MC | 30.703 | 1
1FT70845WH701FG2 | SIMOTICS S SYNCHRON. MOTOR 1FT7, M0=35NM (100K) NN=4500RPM, PN=14,60KW WATER-COOLED; FRAME SIZE IMB 5 (IM V1, IM V3) FLANGE 0 POWER CONNECTOR ROTATABLE ABSOLUTE ENCODER 22 BITS MULTI TURN WITH DRIVE-CLIQ INTERFACE (ENCODER AM-22-DQ) CONNECTOR ROTATABLE PLAIN SHAFT, W/O HOLDING BRAKE; ACC. TOLERANCE N VIBRATION SEVERITY GRADE A, DEGREE OF PROTECTION IP 67 | 6426 | TEM | 1 | MC | 27.604 | 1
1FT70845WH701FG3 | SIMOTICS S SYNCHRON. MOTOR 1FT7, M0=35NM (100K) NN=4500RPM, PN=14,60KW WATER-COOLED; FRAME SIZE IMB 5 (IM V1, IM V3) FLANGE 0 POWER CONNECTOR ROTATABLE ABSOLUTE ENCODER 22 BITS MULTI TURN WITH DRIVE-CLIQ INTERFACE (ENCODER AM-22-DQ) CONNECTOR ROTATABLE PLAIN SHAFT, W/O HOLDING BRAKE; ACC. TOLERANCE N VIBRATION SEVERITY GRADE A+R, DEGREE OF PROTECTION IP 64 | 6405 | TEM | 1 | MC | 27.604 | 1
1FT70845WH701FH3 | SIMOTICS S SYNCHRON. MOTOR 1FT7, M0=35NM (100K) NN=4500RPM, PN=14,60KW WATER-COOLED; FRAME SIZE IMB 5 (IM V1, IM V3) FLANGE 0 POWER CONNECTOR ROTATABLE ABSOLUTE ENCODER 22 BITS MULTI TURN WITH DRIVE-CLIQ INTERFACE (ENCODER AM-22-DQ) CONNECTOR ROTATABLE PLAIN SHAFT, WITH HOLDING BRAKE; ACCURACY TOLERANCE N VIBRATION SEVERITY GRADE A+R, DEGREE OF PROTECTION IP 64 | 7303 | TEM | 1 | MC | 30.703 | 1
1FT70845WH701NH1 | SIMOTICS S SYNCHRON. MOTOR 1FT7, M0=35NM (100K) NN=4500RPM, PN=14,60KW WATER-COOLED; FRAME SIZE IMB 5 (IM V1, IM V3) FLANGE (COMPACT) WITH KTY TEMPERATURE SENSOR POWER CONNECTOR ROTATABLE INCREM. ENCODER SIN/COS 1VSS 2048 S/R (ENCODER I-2048) CONNECTOR ROTATABLE PLAIN SHAFT, WITH HOLDING BRAKE; ACCURACY TOLERANCE N VIBRATION SEVERITY GRADE A, DEGREE OF PROTECTION IP 65 | 6058 | TEM | 1 | MC | 30.703 | 1
1FT70845WH711BG0 | SIMOTICS S SYNCHRON. MOTOR 1FT7, M0=35NM (100K) NN=4500RPM, PN=14,60KW WATER-COOLED; FRAME SIZE IMB 5 (IM V1, IM V3) FLANGE 1 (1FT6 COMPATIBLE) POWER CONNECTOR ROTATABLE ABSOLUTE VALUE ENCODER SINGLETURN 24 BIT WITH DRIVE-CLIQ INTERFACE (ENCODER AS24DQI) PLAIN SHAFT, W/O HOLDING BRAKE; ACC. TOLERANCE N VIBRATION SEVERITY GRADE A, DEGREE OF PROTECTION IP 64 | 5405 | TEM | 1 | MC | 27.604 | 1
1FT70845WH711BG1 | SIMOTICS S SYNCHRON. MOTOR 1FT7, M0=35NM (100K) NN=4500RPM, PN=14,60KW WATER-COOLED; FRAME SIZE IMB 5 (IM V1, IM V3) FLANGE 1 (1FT6 COMPATIBLE) POWER CONNECTOR ROTATABLE ABSOLUTE VALUE ENCODER SINGLETURN 24 BIT WITH DRIVE-CLIQ INTERFACE (ENCODER AS24DQI) PLAIN SHAFT, W/O HOLDING BRAKE; ACC. TOLERANCE N VIBRATION SEVERITY GRADE A, DEGREE OF PROTECTION IP 65 | 5501 | TEM | 1 | MC | 27.604 | 1
1FT70845WH711BH1 | SIMOTICS S SYNCHRON. MOTOR 1FT7, M0=35NM (100K) NN=4500RPM, PN=14,60KW WATER-COOLED; FRAME SIZE IMB 5 (IM V1, IM V3) FLANGE 1 (1FT6 COMPATIBLE) POWER CONNECTOR ROTATABLE ABSOLUTE VALUE ENCODER SINGLETURN 24 BIT WITH DRIVE-CLIQ INTERFACE (ENCODER AS24DQI) PLAIN SHAFT, WITH HOLDING BRAKE; ACCURACY TOLERANCE N VIBRATION SEVERITY GRADE A, DEGREE OF PROTECTION IP 65 | 6399 | TEM | 1 | MC | 30.703 | 1
1FT70845WH711BH5 | SIMOTICS S SYNCHRON. MOTOR 1FT7, M0=35NM (100K) NN=4500RPM, PN=14,60KW WATER-COOLED; FRAME SIZE IMB 5 (IM V1, IM V3) FLANGE 1 (1FT6 COMPATIBLE) POWER CONNECTOR ROTATABLE ABSOLUTE VALUE ENCODER SINGLETURN 24 BIT WITH DRIVE-CLIQ INTERFACE (ENCODER AS24DQI) PLAIN SHAFT, WITH HOLDING BRAKE; ACCURACY TOLERANCE N VIBRATION SEVERITY GRADE A+R, DEGREE OF PROTECTION IP 67 | 6634 | TEM | 1 | MC | 30.703 | 1
1FT70845WH711CA2 | SIMOTICS S SYNCHRON. MOTOR 1FT7, M0=35NM (100K) NN=4500RPM, PN=14,60KW WATER-COOLED; FRAME SIZE IMB 5 (IM V1, IM V3) FLANGE 1 (1FT6 COMPATIBLE) POWER CONNECTOR ROTATABLE ABSOLUTE ENCODER 24 BITS + 12 BIT MULTITURN WITH DRIVE-CLIQ INTERFACE (ENCODER AM24DQI) WITH FITTED KEY, ACCURACY TOLERANCE N, W/O HOLDING BRAKE VIBRATION SEVERITY GRADE A, DEGREE OF PROTECTION IP 67 | 6346 | TEM | 1 | MC | 27.604 | 1
1FT70845WH711CG1 | SIMOTICS S SYNCHRON. MOTOR 1FT7, M0=35NM (100K) NN=4500RPM, PN=14,60KW WATER-COOLED; FRAME SIZE IMB 5 (IM V1, IM V3) FLANGE 1 (1FT6 COMPATIBLE) POWER CONNECTOR ROTATABLE ABSOLUTE ENCODER 24 BITS + 12 BIT MULTITURN WITH DRIVE-CLIQ INTERFACE (ENCODER AM24DQI) PLAIN SHAFT, W/O HOLDING BRAKE; ACC. TOLERANCE N VIBRATION SEVERITY GRADE A, DEGREE OF PROTECTION IP 65 | 6266 | TEM | 1 | MC | 27.604 | 1
1FT70845WH711CG2 | SIMOTICS S SYNCHRON. MOTOR 1FT7, M0=35NM (100K) NN=4500RPM, PN=14,60KW WATER-COOLED; FRAME SIZE IMB 5 (IM V1, IM V3) FLANGE 1 (1FT6 COMPATIBLE) POWER CONNECTOR ROTATABLE ABSOLUTE ENCODER 24 BITS + 12 BIT MULTITURN WITH DRIVE-CLIQ INTERFACE (ENCODER AM24DQI) PLAIN SHAFT, W/O HOLDING BRAKE; ACC. TOLERANCE N VIBRATION SEVERITY GRADE A, DEGREE OF PROTECTION IP 67 | 6346 | TEM | 1 | MC | 27.604 | 1
1FT70845WH711CH1 | SIMOTICS S SYNCHRON. MOTOR 1FT7, M0=35NM (100K) NN=4500RPM, PN=14,60KW WATER-COOLED; FRAME SIZE IMB 5 (IM V1, IM V3) FLANGE 1 (1FT6 COMPATIBLE) POWER CONNECTOR ROTATABLE ABSOLUTE ENCODER 24 BITS + 12 BIT MULTITURN WITH DRIVE-CLIQ INTERFACE (ENCODER AM24DQI) PLAIN SHAFT, WITH HOLDING BRAKE; ACCURACY TOLERANCE N VIBRATION SEVERITY GRADE A, DEGREE OF PROTECTION IP 65 | 7164 | TEM | 1 | MC | 30.703 | 1
1FT70845WH711CL3 | SIMOTICS S SYNCHRON. MOTOR 1FT7, M0=35NM (100K) NN=4500RPM, PN=14,60KW WATER-COOLED; FRAME SIZE IMB 5 (IM V1, IM V3) FLANGE 1 (1FT6 COMPATIBLE) POWER CONNECTOR ROTATABLE ABSOLUTE ENCODER 24 BITS + 12 BIT MULTITURN WITH DRIVE-CLIQ INTERFACE (ENCODER AM24DQI) PLAIN SHAFT, WITH HOLDING BRAKE; ACCURACY TOLERANCE R VIBRATION SEVERITY GRADE A+R, DEGREE OF PROTECTION IP 64 | 7379 | TEM | 1 | MC | 30.703 | 1
1FT70845WH711CL4 | SIMOTICS S SYNCHRON. MOTOR 1FT7, M0=35NM (100K) NN=4500RPM, PN=14,60KW WATER-COOLED; FRAME SIZE IMB 5 (IM V1, IM V3) FLANGE 1 (1FT6 COMPATIBLE) POWER CONNECTOR ROTATABLE ABSOLUTE ENCODER 24 BITS + 12 BIT MULTITURN WITH DRIVE-CLIQ INTERFACE (ENCODER AM24DQI) PLAIN SHAFT, WITH HOLDING BRAKE; ACCURACY TOLERANCE R VIBRATION SEVERITY GRADE A+R, DEGREE OF PROTECTION IP 65 | 7477 | TEM | 1 | MC | 30.703 | 1
1FT70845WH711DA1 | SIMOTICS S SYNCHRON. MOTOR 1FT7, M0=35NM (100K) NN=4500RPM, PN=14,60KW WATER-COOLED; FRAME SIZE IMB 5 (IM V1, IM V3) FLANGE 1 (1FT6 COMPATIBLE) POWER CONNECTOR ROTATABLE INCREMENTAL ENCODER 2048 S/R WITH DRIVE-CLIQ INTERFACE (ENCODER I-2048) CONNECTOR ROTATABLE WITH FITTED KEY, ACCURACY TOLERANCE N, W/O HOLDING BRAKE VIBRATION SEVERITY GRADE A, DEGREE OF PROTECTION IP 65 | 5581 | TEM | 1 | MC | 27.604 | 1
1FT70845WH711DG1 | SIMOTICS S SYNCHRON. MOTOR 1FT7, M0=35NM (100K) NN=4500RPM, PN=14,60KW WATER-COOLED; FRAME SIZE IMB 5 (IM V1, IM V3) FLANGE 1 (1FT6 COMPATIBLE) POWER CONNECTOR ROTATABLE INCREMENTAL ENCODER 2048 S/R WITH DRIVE-CLIQ INTERFACE (ENCODER I-2048) CONNECTOR ROTATABLE PLAIN SHAFT, W/O HOLDING BRAKE; ACC. TOLERANCE N VIBRATION SEVERITY GRADE A, DEGREE OF PROTECTION IP 65 | 5581 | TEM | 1 | MC | 27.604 | 1
1FT70845WH711DG2 | SIMOTICS S SYNCHRON. MOTOR 1FT7, M0=35NM (100K) NN=4500RPM, PN=14,60KW WATER-COOLED; FRAME SIZE IMB 5 (IM V1, IM V3) FLANGE 1 (1FT6 COMPATIBLE) POWER CONNECTOR ROTATABLE INCREMENTAL ENCODER 2048 S/R WITH DRIVE-CLIQ INTERFACE (ENCODER I-2048) CONNECTOR ROTATABLE PLAIN SHAFT, W/O HOLDING BRAKE; ACC. TOLERANCE N VIBRATION SEVERITY GRADE A, DEGREE OF PROTECTION IP 67 | 5661 | TEM | 1 | MC | 27.604 | 1
1FT70845WH711DH1 | SIMOTICS S SYNCHRON. MOTOR 1FT7, M0=35NM (100K) NN=4500RPM, PN=14,60KW WATER-COOLED; FRAME SIZE IMB 5 (IM V1, IM V3) FLANGE 1 (1FT6 COMPATIBLE) POWER CONNECTOR ROTATABLE INCREMENTAL ENCODER 2048 S/R WITH DRIVE-CLIQ INTERFACE (ENCODER I-2048) CONNECTOR ROTATABLE PLAIN SHAFT, WITH HOLDING BRAKE; ACCURACY TOLERANCE N VIBRATION SEVERITY GRADE A, DEGREE OF PROTECTION IP 65 | 6479 | TEM | 1 | MC | 30.703 | 1
1FT70845WH711DH4 | SIMOTICS S SYNCHRON. MOTOR 1FT7, M0=35NM (100K) NN=4500RPM, PN=14,60KW WATER-COOLED; FRAME SIZE IMB 5 (IM V1, IM V3) FLANGE 1 (1FT6 COMPATIBLE) POWER CONNECTOR ROTATABLE INCREMENTAL ENCODER 2048 S/R WITH DRIVE-CLIQ INTERFACE (ENCODER I-2048) CONNECTOR ROTATABLE PLAIN SHAFT, WITH HOLDING BRAKE; ACCURACY TOLERANCE N VIBRATION SEVERITY GRADE A+R, DEGREE OF PROTECTION IP 65 | 6635 | TEM | 1 | MC | 30.703 | 1
1FT70845WH711DK1 | SIMOTICS S SYNCHRON. MOTOR 1FT7, M0=35NM (100K) NN=4500RPM, PN=14,60KW WATER-COOLED; FRAME SIZE IMB 5 (IM V1, IM V3) FLANGE 1 (1FT6 COMPATIBLE) POWER CONNECTOR ROTATABLE INCREMENTAL ENCODER 2048 S/R WITH DRIVE-CLIQ INTERFACE (ENCODER I-2048) CONNECTOR ROTATABLE PLAIN SHAFT, W/O HOLDING BRAKE; ACC. TOLERANCE R VIBRATION SEVERITY GRADE A, DEGREE OF PROTECTION IP 65 | 5741 | TEM | 1 | MC | 27.604 | 1
1FT70845WH711DK4 | SIMOTICS S SYNCHRON. MOTOR 1FT7, M0=35NM (100K) NN=4500RPM, PN=14,60KW WATER-COOLED; FRAME SIZE IMB 5 (IM V1, IM V3) FLANGE 1 (1FT6 COMPATIBLE) POWER CONNECTOR ROTATABLE INCREMENTAL ENCODER 2048 S/R WITH DRIVE-CLIQ INTERFACE (ENCODER I-2048) CONNECTOR ROTATABLE PLAIN SHAFT, W/O HOLDING BRAKE; ACC. TOLERANCE R VIBRATION SEVERITY GRADE A+R, DEGREE OF PROTECTION IP 65 | 5896 | TEM | 1 | MC | 27.604 | 1
1FT70845WH711FA2 | SIMOTICS S SYNCHRON. MOTOR 1FT7, M0=35NM (100K) NN=4500RPM, PN=14,60KW WATER-COOLED; FRAME SIZE IMB 5 (IM V1, IM V3) FLANGE 1 (1FT6 COMPATIBLE) POWER CONNECTOR ROTATABLE ABSOLUTE ENCODER 22 BITS MULTI TURN WITH DRIVE-CLIQ INTERFACE (ENCODER AM-22-DQ) CONNECTOR ROTATABLE WITH FITTED KEY, ACCURACY TOLERANCE N, W/O HOLDING BRAKE VIBRATION SEVERITY GRADE A, DEGREE OF PROTECTION IP 67 | 6426 | TEM | 1 | MC | 27.604 | 1
1FT70845WH711FG2 | SIMOTICS S SYNCHRON. MOTOR 1FT7, M0=35NM (100K) NN=4500RPM, PN=14,60KW WATER-COOLED; FRAME SIZE IMB 5 (IM V1, IM V3) FLANGE 1 (1FT6 COMPATIBLE) POWER CONNECTOR ROTATABLE ABSOLUTE ENCODER 22 BITS MULTI TURN WITH DRIVE-CLIQ INTERFACE (ENCODER AM-22-DQ) CONNECTOR ROTATABLE PLAIN SHAFT, W/O HOLDING BRAKE; ACC. TOLERANCE N VIBRATION SEVERITY GRADE A, DEGREE OF PROTECTION IP 67 | 6426 | TEM | 1 | MC | 27.604 | 1
1FT70845WH711FL3 | SIMOTICS S SYNCHRON. MOTOR 1FT7, M0=35NM (100K) NN=4500RPM, PN=14,60KW WATER-COOLED; FRAME SIZE IMB 5 (IM V1, IM V3) FLANGE 1 (1FT6 COMPATIBLE) POWER CONNECTOR ROTATABLE ABSOLUTE ENCODER 22 BITS MULTI TURN WITH DRIVE-CLIQ INTERFACE (ENCODER AM-22-DQ) CONNECTOR ROTATABLE PLAIN SHAFT, WITH HOLDING BRAKE; ACCURACY TOLERANCE R VIBRATION SEVERITY GRADE A+R, DEGREE OF PROTECTION IP 64 | 7460 | TEM | 1 | MC | 30.703 | 1
1FT70845WH711MG0 | SIMOTICS S SYNCHRON. MOTOR 1FT7, M0=35NM (100K) NN=4500RPM, PN=14,60KW WATER-COOLED; FRAME SIZE IMB 5 (1FT6 COMPATIBLE) WITH KTY TEMPERATURE SENSOR POWER CONNECTOR ROTATABLE ABSOLUTE ENCODER ENDAT 2048 S/R (ENCODER A-2048) CONNECTOR ROTATABLE PLAIN SHAFT, W/O HOLDING BRAKE; ACC. TOLERANCE N VIBRATION SEVERITY GRADE A, DEGREE OF PROTECTION IP 64 | 5818 | TEM | 1 | MC | 27.604 | 1
1FT70845WH711NG1 | SIMOTICS S SYNCHRON. MOTOR 1FT7, M0=35NM (100K) NN=4500RPM, PN=14,60KW WATER-COOLED; FRAME SIZE IMB 5 (1FT6 COMPATIBLE) WITH KTY TEMPERATURE SENSOR POWER CONNECTOR ROTATABLE INCREM. ENCODER SIN/COS 1VSS 2048 S/R (ENCODER I-2048) CONNECTOR ROTATABLE PLAIN SHAFT, W/O HOLDING BRAKE; ACC. TOLERANCE N VIBRATION SEVERITY GRADE A, DEGREE OF PROTECTION IP 65 | 5160 | TEM | 1 | MC | 27.604 | 1
1FT70845WH711NG4 | SIMOTICS S SYNCHRON. MOTOR 1FT7, M0=35NM (100K) NN=4500RPM, PN=14,60KW WATER-COOLED; FRAME SIZE IMB 5 (1FT6 COMPATIBLE) WITH KTY TEMPERATURE SENSOR POWER CONNECTOR ROTATABLE INCREM. ENCODER SIN/COS 1VSS 2048 S/R (ENCODER I-2048) CONNECTOR ROTATABLE PLAIN SHAFT, W/O HOLDING BRAKE; ACC. TOLERANCE N VIBRATION SEVERITY GRADE A+R, DEGREE OF PROTECTION IP 65 | 5316 | TEM | 1 | MC | 27.604 | 1
1FT70845WH711NH1 | SIMOTICS S SYNCHRON. MOTOR 1FT7, M0=35NM (100K) NN=4500RPM, PN=14,60KW WATER-COOLED; FRAME SIZE IMB 5 (1FT6 COMPATIBLE) WITH KTY TEMPERATURE SENSOR POWER CONNECTOR ROTATABLE INCREM. ENCODER SIN/COS 1VSS 2048 S/R (ENCODER I-2048) CONNECTOR ROTATABLE PLAIN SHAFT, WITH HOLDING BRAKE; ACCURACY TOLERANCE N VIBRATION SEVERITY GRADE A, DEGREE OF PROTECTION IP 65 | 6058 | TEM | 1 | MC | 30.703 | 1
1FT70857SF701BA0 | SIMOTICS S SYNCHRON. MOTOR 1FT7, M0=34NM (100K) NN=3000RPM, PN=7,20KW SEPARATE VENTILATION; FRAME SIZE IMB 5 (IM V1, IM V3) FLANGE 0 POWER CONNECTOR ROTATABLE ABSOLUTE VALUE ENCODER SINGLETURN 24 BIT WITH DRIVE-CLIQ INTERFACE (ENCODER AS24DQI) WITH FITTED KEY, ACCURACY TOLERANCE N, W/O HOLDING BRAKE VIBRATION SEVERITY GRADE A, DEGREE OF PROTECTION IP 64 | 6374 | TEM | 1 | MC | 34.004 | 1
1FT70857SF701BB1 | SIMOTICS S SYNCHRON. MOTOR 1FT7, M0=34NM (100K) NN=3000RPM, PN=7,20KW SEPARATE VENTILATION; FRAME SIZE IMB 5 (IM V1, IM V3) FLANGE 0 POWER CONNECTOR ROTATABLE ABSOLUTE VALUE ENCODER SINGLETURN 24 BIT WITH DRIVE-CLIQ INTERFACE (ENCODER AS24DQI) SHAFT WITH FITTED KEY; WITH HOLDING BRAKE; ACC. TOLERANCE N VIBRATION SEVERITY GRADE A, DEGREE OF PROTECTION IP 65 | 7368 | TEM | 1 | MC | 37.103 | 1
1FT70857SF701BG0 | SIMOTICS S SYNCHRON. MOTOR 1FT7, M0=34NM (100K) NN=3000RPM, PN=7,20KW SEPARATE VENTILATION; FRAME SIZE IMB 5 (IM V1, IM V3) FLANGE 0 POWER CONNECTOR ROTATABLE ABSOLUTE VALUE ENCODER SINGLETURN 24 BIT WITH DRIVE-CLIQ INTERFACE (ENCODER AS24DQI) PLAIN SHAFT, W/O HOLDING BRAKE; ACC. TOLERANCE N VIBRATION SEVERITY GRADE A, DEGREE OF PROTECTION IP 64 | 6374 | TEM | 1 | MC | 34.004 | 1
1FT70857SF701CA0 | SIMOTICS S SYNCHRON. MOTOR 1FT7, M0=34NM (100K) NN=3000RPM, PN=7,20KW SEPARATE VENTILATION; FRAME SIZE IMB 5 (IM V1, IM V3) FLANGE 0 POWER CONNECTOR ROTATABLE ABSOLUTE ENCODER 24 BITS + 12 BIT MULTITURN WITH DRIVE-CLIQ INTERFACE (ENCODER AM24DQI) WITH FITTED KEY, ACCURACY TOLERANCE N, W/O HOLDING BRAKE VIBRATION SEVERITY GRADE A, DEGREE OF PROTECTION IP 64 | 7139 | TEM | 1 | MC | 34.104 | 1
1FT70857SF701CB0 | SIMOTICS S SYNCHRON. MOTOR 1FT7, M0=34NM (100K) NN=3000RPM, PN=7,20KW SEPARATE VENTILATION; FRAME SIZE IMB 5 (IM V1, IM V3) FLANGE 0 POWER CONNECTOR ROTATABLE ABSOLUTE ENCODER 24 BITS + 12 BIT MULTITURN WITH DRIVE-CLIQ INTERFACE (ENCODER AM24DQI) SHAFT WITH FITTED KEY; WITH HOLDING BRAKE; ACC. TOLERANCE N VIBRATION SEVERITY GRADE A, DEGREE OF PROTECTION IP 64 | 8037 | TEM | 1 | MC | 37.203 | 1
1FT70857SF701CH0 | SIMOTICS S SYNCHRON. MOTOR 1FT7, M0=34NM (100K) NN=3000RPM, PN=7,20KW SEPARATE VENTILATION; FRAME SIZE IMB 5 (IM V1, IM V3) FLANGE 0 POWER CONNECTOR ROTATABLE ABSOLUTE ENCODER 24 BITS + 12 BIT MULTITURN WITH DRIVE-CLIQ INTERFACE (ENCODER AM24DQI) PLAIN SHAFT, WITH HOLDING BRAKE; ACCURACY TOLERANCE N VIBRATION SEVERITY GRADE A, DEGREE OF PROTECTION IP 64 | 8037 | TEM | 1 | MC | 37.203 | 1
1FT70857SF701NH3 | SIMOTICS S SYNCHRON. MOTOR 1FT7, M0=34NM (100K) NN=3000RPM, PN=7,20KW SEPARATE VENTILATION; FRAME SIZE IMB 5 (IM V1, IM V3) FLANGE (COMPACT) WITH KTY TEMPERATURE SENSOR POWER CONNECTOR ROTATABLE INCREM. ENCODER SIN/COS 1VSS 2048 S/R (ENCODER I-2048) CONNECTOR ROTATABLE PLAIN SHAFT, WITH HOLDING BRAKE; ACCURACY TOLERANCE N VIBRATION SEVERITY GRADE A+R, DEGREE OF PROTECTION IP 64 | 7086 | TEM | 1 | MC | 37.103 | 1
1FT70857SF711BA0 | SIMOTICS S SYNCHRON. MOTOR 1FT7, M0=34NM (100K) NN=3000RPM, PN=7,20KW SEPARATE VENTILATION; FRAME SIZE IMB 5 (IM V1, IM V3) FLANGE 1 (1FT6 COMPATIBLE) POWER CONNECTOR ROTATABLE ABSOLUTE VALUE ENCODER SINGLETURN 24 BIT WITH DRIVE-CLIQ INTERFACE (ENCODER AS24DQI) WITH FITTED KEY, ACCURACY TOLERANCE N, W/O HOLDING BRAKE VIBRATION SEVERITY GRADE A, DEGREE OF PROTECTION IP 64 | 6374 | TEM | 1 | MC | 34.004 | 1
1FT70857SF711BG0 | SIMOTICS S SYNCHRON. MOTOR 1FT7, M0=34NM (100K) NN=3000RPM, PN=7,20KW SEPARATE VENTILATION; FRAME SIZE IMB 5 (IM V1, IM V3) FLANGE 1 (1FT6 COMPATIBLE) POWER CONNECTOR ROTATABLE ABSOLUTE VALUE ENCODER SINGLETURN 24 BIT WITH DRIVE-CLIQ INTERFACE (ENCODER AS24DQI) PLAIN SHAFT, W/O HOLDING BRAKE; ACC. TOLERANCE N VIBRATION SEVERITY GRADE A, DEGREE OF PROTECTION IP 64 | 6374 | TEM | 1 | MC | 34.004 | 1
1FT70857SF711CB0 | SIMOTICS S SYNCHRON. MOTOR 1FT7, M0=34NM (100K) NN=3000RPM, PN=7,20KW SEPARATE VENTILATION; FRAME SIZE IMB 5 (IM V1, IM V3) FLANGE 1 (1FT6 COMPATIBLE) POWER CONNECTOR ROTATABLE ABSOLUTE ENCODER 24 BITS + 12 BIT MULTITURN WITH DRIVE-CLIQ INTERFACE (ENCODER AM24DQI) SHAFT WITH FITTED KEY; WITH HOLDING BRAKE; ACC. TOLERANCE N VIBRATION SEVERITY GRADE A, DEGREE OF PROTECTION IP 64 | 8037 | TEM | 1 | MC | 37.203 | 1
1FT70857SF711CB1 | SIMOTICS S SYNCHRON. MOTOR 1FT7, M0=34NM (100K) NN=3000RPM, PN=7,20KW SEPARATE VENTILATION; FRAME SIZE IMB 5 (IM V1, IM V3) FLANGE 1 (1FT6 COMPATIBLE) POWER CONNECTOR ROTATABLE ABSOLUTE ENCODER 24 BITS + 12 BIT MULTITURN WITH DRIVE-CLIQ INTERFACE (ENCODER AM24DQI) SHAFT WITH FITTED KEY; WITH HOLDING BRAKE; ACC. TOLERANCE N VIBRATION SEVERITY GRADE A, DEGREE OF PROTECTION IP 65 | 8133 | TEM | 1 | MC | 37.203 | 1
1FT70857SF711CE0 | SIMOTICS S SYNCHRON. MOTOR 1FT7, M0=34NM (100K) NN=3000RPM, PN=7,20KW SEPARATE VENTILATION; FRAME SIZE IMB 5 (IM V1, IM V3) FLANGE 1 (1FT6 COMPATIBLE) POWER CONNECTOR ROTATABLE ABSOLUTE ENCODER 24 BITS + 12 BIT MULTITURN WITH DRIVE-CLIQ INTERFACE (ENCODER AM24DQI) SHAFT WITH FITTED KEY; WITH HOLDING BRAKE; ACC. TOLERANCE R VIBRATION SEVERITY GRADE A, DEGREE OF PROTECTION IP 64 | 8194 | TEM | 1 | MC | 37.203 | 1
1FT70857SF711CH0 | SIMOTICS S SYNCHRON. MOTOR 1FT7, M0=34NM (100K) NN=3000RPM, PN=7,20KW SEPARATE VENTILATION; FRAME SIZE IMB 5 (IM V1, IM V3) FLANGE 1 (1FT6 COMPATIBLE) POWER CONNECTOR ROTATABLE ABSOLUTE ENCODER 24 BITS + 12 BIT MULTITURN WITH DRIVE-CLIQ INTERFACE (ENCODER AM24DQI) PLAIN SHAFT, WITH HOLDING BRAKE; ACCURACY TOLERANCE N VIBRATION SEVERITY GRADE A, DEGREE OF PROTECTION IP 64 | 8037 | TEM | 1 | MC | 37.203 | 1
1FT70857SF711CH1 | SIMOTICS S SYNCHRON. MOTOR 1FT7, M0=34NM (100K) NN=3000RPM, PN=7,20KW SEPARATE VENTILATION; FRAME SIZE IMB 5 (IM V1, IM V3) FLANGE 1 (1FT6 COMPATIBLE) POWER CONNECTOR ROTATABLE ABSOLUTE ENCODER 24 BITS + 12 BIT MULTITURN WITH DRIVE-CLIQ INTERFACE (ENCODER AM24DQI) PLAIN SHAFT, WITH HOLDING BRAKE; ACCURACY TOLERANCE N VIBRATION SEVERITY GRADE A, DEGREE OF PROTECTION IP 65 | 8133 | TEM | 1 | MC | 37.203 | 1
1FT70857SF711MB0 | SIMOTICS S SYNCHRON. MOTOR 1FT7, M0=34NM (100K) NN=3000RPM, PN=7,20KW SEPARATE VENTILATION; FRAME SIZE IMB 5 (1FT6 COMPATIBLE) WITH KTY TEMPERATURE SENSOR POWER CONNECTOR ROTATABLE ABSOLUTE ENCODER ENDAT 2048 S/R (ENCODER A-2048) CONNECTOR ROTATABLE SHAFT WITH FITTED KEY; WITH HOLDING BRAKE; ACC. TOLERANCE N VIBRATION SEVERITY GRADE A, DEGREE OF PROTECTION IP 64 | 7686 | TEM | 1 | MC | 37.103 | 1
1FT70857SF711NA0 | SIMOTICS S SYNCHRON. MOTOR 1FT7, M0=34NM (100K) NN=3000RPM, PN=7,20KW SEPARATE VENTILATION; FRAME SIZE IMB 5 (1FT6 COMPATIBLE) WITH KTY TEMPERATURE SENSOR POWER CONNECTOR ROTATABLE INCREM. ENCODER SIN/COS 1VSS 2048 S/R (ENCODER I-2048) CONNECTOR ROTATABLE WITH FITTED KEY, ACCURACY TOLERANCE N, W/O HOLDING BRAKE VIBRATION SEVERITY GRADE A, DEGREE OF PROTECTION IP 64 | 6034 | TEM | 1 | MC | 34.004 | 1
1FT70857SF711NA3 | SIMOTICS S SYNCHRON. MOTOR 1FT7, M0=34NM (100K) NN=3000RPM, PN=7,20KW SEPARATE VENTILATION; FRAME SIZE IMB 5 (1FT6 COMPATIBLE) WITH KTY TEMPERATURE SENSOR POWER CONNECTOR ROTATABLE INCREM. ENCODER SIN/COS 1VSS 2048 S/R (ENCODER I-2048) CONNECTOR ROTATABLE WITH FITTED KEY, ACCURACY TOLERANCE N, W/O HOLDING BRAKE VIBRATION SEVERITY GRADE A+R, DEGREE OF PROTECTION IP 64 | 6189 | TEM | 1 | MC | 34.004 | 1
1FT70857SF711NH0 | SIMOTICS S SYNCHRON. MOTOR 1FT7, M0=34NM (100K) NN=3000RPM, PN=7,20KW SEPARATE VENTILATION; FRAME SIZE IMB 5 (1FT6 COMPATIBLE) WITH KTY TEMPERATURE SENSOR POWER CONNECTOR ROTATABLE INCREM. ENCODER SIN/COS 1VSS 2048 S/R (ENCODER I-2048) CONNECTOR ROTATABLE PLAIN SHAFT, WITH HOLDING BRAKE; ACCURACY TOLERANCE N VIBRATION SEVERITY GRADE A, DEGREE OF PROTECTION IP 64 | 6932 | TEM | 1 | MC | 37.103 | 1
1FT70857SF711NH1 | SIMOTICS S SYNCHRON. MOTOR 1FT7, M0=34NM (100K) NN=3000RPM, PN=7,20KW SEPARATE VENTILATION; FRAME SIZE IMB 5 (1FT6 COMPATIBLE) WITH KTY TEMPERATURE SENSOR POWER CONNECTOR ROTATABLE INCREM. ENCODER SIN/COS 1VSS 2048 S/R (ENCODER I-2048) CONNECTOR ROTATABLE PLAIN SHAFT, WITH HOLDING BRAKE; ACCURACY TOLERANCE N VIBRATION SEVERITY GRADE A, DEGREE OF PROTECTION IP 65 | 7028 | TEM | 1 | MC | 37.103 | 1
1FT70857SH701BH0 | SIMOTICS S SYNCHRON. MOTOR 1FT7, M0=34NM (100K) NN=4500RPM, PN=8,20KW SEPARATE VENTILATION; FRAME SIZE IMB 5 (IM V1, IM V3) FLANGE 0 POWER CONNECTOR ROTATABLE ABSOLUTE VALUE ENCODER SINGLETURN 24 BIT WITH DRIVE-CLIQ INTERFACE (ENCODER AS24DQI) PLAIN SHAFT, WITH HOLDING BRAKE; ACCURACY TOLERANCE N VIBRATION SEVERITY GRADE A, DEGREE OF PROTECTION IP 64 | 7272 | TEM | 1 | MC | 37.103 | 1
1FT70857SH701CA0 | SIMOTICS S SYNCHRON. MOTOR 1FT7, M0=34NM (100K) NN=4500RPM, PN=8,20KW SEPARATE VENTILATION; FRAME SIZE IMB 5 (IM V1, IM V3) FLANGE 0 POWER CONNECTOR ROTATABLE ABSOLUTE ENCODER 24 BITS + 12 BIT MULTITURN WITH DRIVE-CLIQ INTERFACE (ENCODER AM24DQI) WITH FITTED KEY, ACCURACY TOLERANCE N, W/O HOLDING BRAKE VIBRATION SEVERITY GRADE A, DEGREE OF PROTECTION IP 64 | 7139 | TEM | 1 | MC | 34.104 | 1
1FT70857SH701CH0 | SIMOTICS S SYNCHRON. MOTOR 1FT7, M0=34NM (100K) NN=4500RPM, PN=8,20KW SEPARATE VENTILATION; FRAME SIZE IMB 5 (IM V1, IM V3) FLANGE 0 POWER CONNECTOR ROTATABLE ABSOLUTE ENCODER 24 BITS + 12 BIT MULTITURN WITH DRIVE-CLIQ INTERFACE (ENCODER AM24DQI) PLAIN SHAFT, WITH HOLDING BRAKE; ACCURACY TOLERANCE N VIBRATION SEVERITY GRADE A, DEGREE OF PROTECTION IP 64 | 8037 | TEM | 1 | MC | 37.203 | 1
1FT70857SH701CH1 | SIMOTICS S SYNCHRON. MOTOR 1FT7, M0=34NM (100K) NN=4500RPM, PN=8,20KW SEPARATE VENTILATION; FRAME SIZE IMB 5 (IM V1, IM V3) FLANGE 0 POWER CONNECTOR ROTATABLE ABSOLUTE ENCODER 24 BITS + 12 BIT MULTITURN WITH DRIVE-CLIQ INTERFACE (ENCODER AM24DQI) PLAIN SHAFT, WITH HOLDING BRAKE; ACCURACY TOLERANCE N VIBRATION SEVERITY GRADE A, DEGREE OF PROTECTION IP 65 | 8133 | TEM | 1 | MC | 37.203 | 1
1FT70857SH701NA3 | SIMOTICS S SYNCHRON. MOTOR 1FT7, M0=34NM (100K) NN=4500RPM, PN=8,20KW SEPARATE VENTILATION; FRAME SIZE IMB 5 (IM V1, IM V3) FLANGE (COMPACT) WITH KTY TEMPERATURE SENSOR POWER CONNECTOR ROTATABLE INCREM. ENCODER SIN/COS 1VSS 2048 S/R (ENCODER I-2048) CONNECTOR ROTATABLE WITH FITTED KEY, ACCURACY TOLERANCE N, W/O HOLDING BRAKE VIBRATION SEVERITY GRADE A+R, DEGREE OF PROTECTION IP 64 | 6189 | TEM | 1 | MC | 34.004 | 1
1FT70857SH701NG1 | SIMOTICS S SYNCHRON. MOTOR 1FT7, M0=34NM (100K) NN=4500RPM, PN=8,20KW SEPARATE VENTILATION; FRAME SIZE IMB 5 (IM V1, IM V3) FLANGE (COMPACT) WITH KTY TEMPERATURE SENSOR POWER CONNECTOR ROTATABLE INCREM. ENCODER SIN/COS 1VSS 2048 S/R (ENCODER I-2048) CONNECTOR ROTATABLE PLAIN SHAFT, W/O HOLDING BRAKE; ACC. TOLERANCE N VIBRATION SEVERITY GRADE A, DEGREE OF PROTECTION IP 65 | 6130 | TEM | 1 | MC | 34.004 | 1
1FT70857SH701NH3 | SIMOTICS S SYNCHRON. MOTOR 1FT7, M0=34NM (100K) NN=4500RPM, PN=8,20KW SEPARATE VENTILATION; FRAME SIZE IMB 5 (IM V1, IM V3) FLANGE (COMPACT) WITH KTY TEMPERATURE SENSOR POWER CONNECTOR ROTATABLE INCREM. ENCODER SIN/COS 1VSS 2048 S/R (ENCODER I-2048) CONNECTOR ROTATABLE PLAIN SHAFT, WITH HOLDING BRAKE; ACCURACY TOLERANCE N VIBRATION SEVERITY GRADE A+R, DEGREE OF PROTECTION IP 64 | 7086 | TEM | 1 | MC | 37.103 | 1
1FT70857SH711CG0 | SIMOTICS S SYNCHRON. MOTOR 1FT7, M0=34NM (100K) NN=4500RPM, PN=8,20KW SEPARATE VENTILATION; FRAME SIZE IMB 5 (IM V1, IM V3) FLANGE 1 (1FT6 COMPATIBLE) POWER CONNECTOR ROTATABLE ABSOLUTE ENCODER 24 BITS + 12 BIT MULTITURN WITH DRIVE-CLIQ INTERFACE (ENCODER AM24DQI) PLAIN SHAFT, W/O HOLDING BRAKE; ACC. TOLERANCE N VIBRATION SEVERITY GRADE A, DEGREE OF PROTECTION IP 64 | 7139 | TEM | 1 | MC | 34.104 | 1
1FT70857SH711CG1 | SIMOTICS S SYNCHRON. MOTOR 1FT7, M0=34NM (100K) NN=4500RPM, PN=8,20KW SEPARATE VENTILATION; FRAME SIZE IMB 5 (IM V1, IM V3) FLANGE 1 (1FT6 COMPATIBLE) POWER CONNECTOR ROTATABLE ABSOLUTE ENCODER 24 BITS + 12 BIT MULTITURN WITH DRIVE-CLIQ INTERFACE (ENCODER AM24DQI) PLAIN SHAFT, W/O HOLDING BRAKE; ACC. TOLERANCE N VIBRATION SEVERITY GRADE A, DEGREE OF PROTECTION IP 65 | 7236 | TEM | 1 | MC | 34.104 | 1
1FT70857SH711CH1 | SIMOTICS S SYNCHRON. MOTOR 1FT7, M0=34NM (100K) NN=4500RPM, PN=8,20KW SEPARATE VENTILATION; FRAME SIZE IMB 5 (IM V1, IM V3) FLANGE 1 (1FT6 COMPATIBLE) POWER CONNECTOR ROTATABLE ABSOLUTE ENCODER 24 BITS + 12 BIT MULTITURN WITH DRIVE-CLIQ INTERFACE (ENCODER AM24DQI) PLAIN SHAFT, WITH HOLDING BRAKE; ACCURACY TOLERANCE N VIBRATION SEVERITY GRADE A, DEGREE OF PROTECTION IP 65 | 8133 | TEM | 1 | MC | 37.203 | 1
1FT70857SH711CL1 | SIMOTICS S SYNCHRON. MOTOR 1FT7, M0=34NM (100K) NN=4500RPM, PN=8,20KW SEPARATE VENTILATION; FRAME SIZE IMB 5 (IM V1, IM V3) FLANGE 1 (1FT6 COMPATIBLE) POWER CONNECTOR ROTATABLE ABSOLUTE ENCODER 24 BITS + 12 BIT MULTITURN WITH DRIVE-CLIQ INTERFACE (ENCODER AM24DQI) PLAIN SHAFT, WITH HOLDING BRAKE; ACCURACY TOLERANCE R VIBRATION SEVERITY GRADE A, DEGREE OF PROTECTION IP 65 | 8290 | TEM | 1 | MC | 37.203 | 1
1FT70857WF701CA1 | SIMOTICS S SYNCHRON. MOTOR 1FT7, M0=43NM (100K) NN=3000RPM, PN=11,90KW WATER-COOLED; FRAME SIZE IMB 5 (IM V1, IM V3) FLANGE 0 POWER CONNECTOR OUTGOING CONNECTOR DIRECTIONTRAVERSE RIGHT ABSOLUTE ENCODER 24 BITS + 12 BIT MULTITURN WITH DRIVE-CLIQ INTERFACE (ENCODER AM24DQI) WITH FITTED KEY, ACCURACY TOLERANCE N, W/O HOLDING BRAKE VIBRATION SEVERITY GRADE A, DEGREE OF PROTECTION IP 65 | 7236 | TEM | 1 | MC | 32.104 | 1
1FT70857WF701DA4 | SIMOTICS S SYNCHRON. MOTOR 1FT7, M0=43NM (100K) NN=3000RPM, PN=11,90KW WATER-COOLED; FRAME SIZE IMB 5 (IM V1, IM V3) FLANGE 0 POWER CONNECTOR OUTGOING CONNECTOR DIRECTIONTRAVERSE RIGHT INCREMENTAL ENCODER 2048 S/R WITH DRIVE-CLIQ INTERFACE (ENCODER I-2048) CONNECTOR ROTATABLE WITH FITTED KEY, ACCURACY TOLERANCE N, W/O HOLDING BRAKE VIBRATION SEVERITY GRADE A+R, DEGREE OF PROTECTION IP 65 | 6707 | TEM | 1 | MC | 32.104 | 1
1FT70857WF701DH0 | SIMOTICS S SYNCHRON. MOTOR 1FT7, M0=43NM (100K) NN=3000RPM, PN=11,90KW WATER-COOLED; FRAME SIZE IMB 5 (IM V1, IM V3) FLANGE 0 POWER CONNECTOR OUTGOING CONNECTOR DIRECTIONTRAVERSE RIGHT INCREMENTAL ENCODER 2048 S/R WITH DRIVE-CLIQ INTERFACE (ENCODER I-2048) CONNECTOR ROTATABLE PLAIN SHAFT, WITH HOLDING BRAKE; ACCURACY TOLERANCE N VIBRATION SEVERITY GRADE A, DEGREE OF PROTECTION IP 64 | 7352 | TEM | 1 | MC | 35.203 | 1
1FT70857WF701DH4 | SIMOTICS S SYNCHRON. MOTOR 1FT7, M0=43NM (100K) NN=3000RPM, PN=11,90KW WATER-COOLED; FRAME SIZE IMB 5 (IM V1, IM V3) FLANGE 0 POWER CONNECTOR OUTGOING CONNECTOR DIRECTIONTRAVERSE RIGHT INCREMENTAL ENCODER 2048 S/R WITH DRIVE-CLIQ INTERFACE (ENCODER I-2048) CONNECTOR ROTATABLE PLAIN SHAFT, WITH HOLDING BRAKE; ACCURACY TOLERANCE N VIBRATION SEVERITY GRADE A+R, DEGREE OF PROTECTION IP 65 | 7604 | TEM | 1 | MC | 35.203 | 1
1FT70857WF701FH4 | SIMOTICS S SYNCHRON. MOTOR 1FT7, M0=43NM (100K) NN=3000RPM, PN=11,90KW WATER-COOLED; FRAME SIZE IMB 5 (IM V1, IM V3) FLANGE 0 POWER CONNECTOR OUTGOING CONNECTOR DIRECTIONTRAVERSE RIGHT ABSOLUTE ENCODER 22 BITS MULTI TURN WITH DRIVE-CLIQ INTERFACE (ENCODER AM-22-DQ) CONNECTOR ROTATABLE PLAIN SHAFT, WITH HOLDING BRAKE; ACCURACY TOLERANCE N VIBRATION SEVERITY GRADE A+R, DEGREE OF PROTECTION IP 65 | 8369 | TEM | 1 | MC | 35.203 | 1
1FT70857WF711BH4 | SIMOTICS S SYNCHRON. MOTOR 1FT7, M0=43NM (100K) NN=3000RPM, PN=11,90KW WATER-COOLED; FRAME SIZE IMB 5 (IM V1, IM V3) FLANGE 1 (1FT6 COMPATIBLE) POWER CONNECTOR OUTGOING CONNECTOR DIRECTIONTRAVERSE RIGHT ABSOLUTE VALUE ENCODER SINGLETURN 24 BIT WITH DRIVE-CLIQ INTERFACE (ENCODER AS24DQI) PLAIN SHAFT, WITH HOLDING BRAKE; ACCURACY TOLERANCE N VIBRATION SEVERITY GRADE A+R, DEGREE OF PROTECTION IP 65 | 7524 | TEM | 1 | MC | 35.203 | 1
1FT70857WF711DH0 | SIMOTICS S SYNCHRON. MOTOR 1FT7, M0=43NM (100K) NN=3000RPM, PN=11,90KW WATER-COOLED; FRAME SIZE IMB 5 (IM V1, IM V3) FLANGE 1 (1FT6 COMPATIBLE) POWER CONNECTOR OUTGOING CONNECTOR DIRECTIONTRAVERSE RIGHT INCREMENTAL ENCODER 2048 S/R WITH DRIVE-CLIQ INTERFACE (ENCODER I-2048) CONNECTOR ROTATABLE PLAIN SHAFT, WITH HOLDING BRAKE; ACCURACY TOLERANCE N VIBRATION SEVERITY GRADE A, DEGREE OF PROTECTION IP 64 | 7352 | TEM | 1 | MC | 35.203 | 1
1FT70857WF711DH1 | SIMOTICS S SYNCHRON. MOTOR 1FT7, M0=43NM (100K) NN=3000RPM, PN=11,90KW WATER-COOLED; FRAME SIZE IMB 5 (IM V1, IM V3) FLANGE 1 (1FT6 COMPATIBLE) POWER CONNECTOR OUTGOING CONNECTOR DIRECTIONTRAVERSE RIGHT INCREMENTAL ENCODER 2048 S/R WITH DRIVE-CLIQ INTERFACE (ENCODER I-2048) CONNECTOR ROTATABLE PLAIN SHAFT, WITH HOLDING BRAKE; ACCURACY TOLERANCE N VIBRATION SEVERITY GRADE A, DEGREE OF PROTECTION IP 65 | 7448 | TEM | 1 | MC | 35.203 | 1
1FT70857WF711DH5 | SIMOTICS S SYNCHRON. MOTOR 1FT7, M0=43NM (100K) NN=3000RPM, PN=11,90KW WATER-COOLED; FRAME SIZE IMB 5 (IM V1, IM V3) FLANGE 1 (1FT6 COMPATIBLE) POWER CONNECTOR OUTGOING CONNECTOR DIRECTIONTRAVERSE RIGHT INCREMENTAL ENCODER 2048 S/R WITH DRIVE-CLIQ INTERFACE (ENCODER I-2048) CONNECTOR ROTATABLE PLAIN SHAFT, WITH HOLDING BRAKE; ACCURACY TOLERANCE N VIBRATION SEVERITY GRADE A+R, DEGREE OF PROTECTION IP 67 | 7684 | TEM | 1 | MC | 35.203 | 1
1FT70857WF711DL4 | SIMOTICS S SYNCHRON. MOTOR 1FT7, M0=43NM (100K) NN=3000RPM, PN=11,90KW WATER-COOLED; FRAME SIZE IMB 5 (IM V1, IM V3) FLANGE 1 (1FT6 COMPATIBLE) POWER CONNECTOR OUTGOING CONNECTOR DIRECTIONTRAVERSE RIGHT INCREMENTAL ENCODER 2048 S/R WITH DRIVE-CLIQ INTERFACE (ENCODER I-2048) CONNECTOR ROTATABLE PLAIN SHAFT, WITH HOLDING BRAKE; ACCURACY TOLERANCE R VIBRATION SEVERITY GRADE A+R, DEGREE OF PROTECTION IP 65 | 7761 | TEM | 1 | MC | 35.203 | 1
1FT70857WF711MB4 | SIMOTICS S SYNCHRON. MOTOR 1FT7, M0=43NM (100K) NN=3000RPM, PN=11,90KW WATER-COOLED; FRAME SIZE IMB 5 (1FT6 COMPATIBLE) WITH KTY TEMPERATURE SENSOR POWER CONNECTOR OUTGOING CONNECTOR DIRECTIONTRAVERSE RIGHT ABSOLUTE ENCODER ENDAT 2048 S/R (ENCODER A-2048) CONNECTOR ROTATABLE SHAFT WITH FITTED KEY; WITH HOLDING BRAKE; ACC. TOLERANCE N VIBRATION SEVERITY GRADE A+R, DEGREE OF PROTECTION IP 65 | 7938 | TEM | 1 | MC | 35.203 | 1
1FT70857WF711MG4 | SIMOTICS S SYNCHRON. MOTOR 1FT7, M0=43NM (100K) NN=3000RPM, PN=11,90KW WATER-COOLED; FRAME SIZE IMB 5 (1FT6 COMPATIBLE) WITH KTY TEMPERATURE SENSOR POWER CONNECTOR OUTGOING CONNECTOR DIRECTIONTRAVERSE RIGHT ABSOLUTE ENCODER ENDAT 2048 S/R (ENCODER A-2048) CONNECTOR ROTATABLE PLAIN SHAFT, W/O HOLDING BRAKE; ACC. TOLERANCE N VIBRATION SEVERITY GRADE A+R, DEGREE OF PROTECTION IP 65 | 7040 | TEM | 1 | MC | 32.104 | 1
1FT70857WF711NG1 | SIMOTICS S SYNCHRON. MOTOR 1FT7, M0=43NM (100K) NN=3000RPM, PN=11,90KW WATER-COOLED; FRAME SIZE IMB 5 (1FT6 COMPATIBLE) WITH KTY TEMPERATURE SENSOR POWER CONNECTOR OUTGOING CONNECTOR DIRECTIONTRAVERSE RIGHT INCREM. ENCODER SIN/COS 1VSS 2048 S/R (ENCODER I-2048) CONNECTOR ROTATABLE PLAIN SHAFT, W/O HOLDING BRAKE; ACC. TOLERANCE N VIBRATION SEVERITY GRADE A, DEGREE OF PROTECTION IP 65 | 6130 | TEM | 1 | MC | 32.104 | 1
1FT70857WH701DA1 | SIMOTICS S SYNCHRON. MOTOR 1FT7, M0=43NM (100K) NN=4500RPM, PN=15,60KW WATER-COOLED; FRAME SIZE IMB 5 (IM V1, IM V3) FLANGE 0 POWER CONNECTOR OUTGOING CONNECTOR DIRECTIONTRAVERSE RIGHT INCREMENTAL ENCODER 2048 S/R WITH DRIVE-CLIQ INTERFACE (ENCODER I-2048) CONNECTOR ROTATABLE WITH FITTED KEY, ACCURACY TOLERANCE N, W/O HOLDING BRAKE VIBRATION SEVERITY GRADE A, DEGREE OF PROTECTION IP 65 | 6551 | TEM | 1 | MC | 32.104 | 1
1FT70857WH704CG3 | SIMOTICS S SYNCHRON. MOTOR 1FT7, M0=43NM (100K) NN=4500RPM, PN=15,60KW WATER-COOLED; FRAME SIZE IMB 5 (IM V1, IM V3) FLANGE 0 POWER CONNECTOR OUTGOING CONNECTOR DIRECTION AXIAL DE ABSOLUTE ENCODER 24 BITS + 12 BIT MULTITURN WITH DRIVE-CLIQ INTERFACE (ENCODER AM24DQI) PLAIN SHAFT, W/O HOLDING BRAKE; ACC. TOLERANCE N VIBRATION SEVERITY GRADE A+R, DEGREE OF PROTECTION IP 64 | 7294 | TEM | 1 | MC | 32.104 | 1
1FT70857WH707CH4 | SIMOTICS S SYNCHRON. MOTOR 1FT7, M0=43NM (100K) NN=4500RPM, PN=15,60KW WATER-COOLED; FRAME SIZE IMB 5 (IM V1, IM V3) FLANGE 0 FOR CONNECT. OF TERMINAL BOXAND SIGNAL CONNECTOR, TERMINALBOX AXIAL NON-DRIVE END ABSOLUTE ENCODER 24 BITS + 12 BIT MULTITURN WITH DRIVE-CLIQ INTERFACE (ENCODER AM24DQI) PLAIN SHAFT, WITH HOLDING BRAKE; ACCURACY TOLERANCE N VIBRATION SEVERITY GRADE A+R, DEGREE OF PROTECTION IP 65 | 8289 | TEM | 1 | MC | 35.702 | 1
1FT70857WH711FG1 | SIMOTICS S SYNCHRON. MOTOR 1FT7, M0=43NM (100K) NN=4500RPM, PN=15,60KW WATER-COOLED; FRAME SIZE IMB 5 (IM V1, IM V3) FLANGE 1 (1FT6 COMPATIBLE) POWER CONNECTOR OUTGOING CONNECTOR DIRECTIONTRAVERSE RIGHT ABSOLUTE ENCODER 22 BITS MULTI TURN WITH DRIVE-CLIQ INTERFACE (ENCODER AM-22-DQ) CONNECTOR ROTATABLE PLAIN SHAFT, W/O HOLDING BRAKE; ACC. TOLERANCE N VIBRATION SEVERITY GRADE A, DEGREE OF PROTECTION IP 65 | 7316 | TEM | 1 | MC | 32.104 | 1
1FT70857WH713DE4 | SIMOTICS S SYNCHRON. MOTOR 1FT7, M0=43NM (100K) NN=4500RPM, PN=15,60KW WATER-COOLED; FRAME SIZE IMB 5 (IM V1, IM V3) FLANGE 1 (1FT6 COMPATIBLE) POWER CONNECTOR OUTGOING CONNECTOR DIRECTIONAXIAL NON-DRIVE END INCREMENTAL ENCODER 2048 S/R WITH DRIVE-CLIQ INTERFACE (ENCODER I-2048) CONNECTOR ROTATABLE SHAFT WITH FITTED KEY; WITH HOLDING BRAKE; ACC. TOLERANCE R VIBRATION SEVERITY GRADE A+R, DEGREE OF PROTECTION IP 65 | 7761 | TEM | 1 | MC | 35.203 | 1
1FT70857WH714MH0 | SIMOTICS S SYNCHRON. MOTOR 1FT7, M0=43NM (100K) NN=4500RPM, PN=15,60KW WATER-COOLED; FRAME SIZE IMB 5 (1FT6 COMPATIBLE) WITH KTY TEMPERATURE SENSOR POWER CONNECTOR OUTGOING CONNECTOR DIRECTION AXIAL DE ABSOLUTE ENCODER ENDAT 2048 S/R (ENCODER A-2048) CONNECTOR ROTATABLE PLAIN SHAFT, WITH HOLDING BRAKE; ACCURACY TOLERANCE N VIBRATION SEVERITY GRADE A, DEGREE OF PROTECTION IP 64 | 7686 | TEM | 1 | MC | 35.203 | 1
1FT70861AF701BG1 | SIMOTICS S SYNCHRON. MOTOR 1FT7, M0=28NM (100K) NN=3000RPM, PN=5,65KW NATURAL AIR COOLING; POWER CONNECTOR ROTATABLE VIBRATION SEVERITY GRADE A PROTECTION CLASS IP 65; FRAME SIZE IMB 5 (IM V1, IM V3) FLANGE 0 ABSOLUTE VALUE ENCODER SINGLETURN 24 BIT WITH DRIVE-CLIQ INTERFACE (ENCODER AS24DQI) PLAIN SHAFT, W/O HOLDING BRAKE; ACCURACY TOLERANCE N | 4388 | TEM | 1 | MC | 27.5 | 1
1FT70861AF701BH1 | SIMOTICS S SYNCHRON. MOTOR 1FT7, M0=28NM (100K) NN=3000RPM, PN=5,65KW NATURAL AIR COOLING; POWER CONNECTOR ROTATABLE VIBRATION SEVERITY GRADE A PROTECTION CLASS IP 65; FRAME SIZE IMB 5 (IM V1, IM V3) FLANGE 0 ABSOLUTE VALUE ENCODER SINGLETURN 24 BIT WITH DRIVE-CLIQ INTERFACE (ENCODER AS24DQI) PLAIN SHAFT, WITH HOLDING BRAKE, ACCURACY TOLERANCE N | 5080 | TEM | 1 | MC | 30.6 | 1
1FT70861AF701CG1 | SIMOTICS S SYNCHRON. MOTOR 1FT7, M0=28NM (100K) NN=3000RPM, PN=5,65KW NATURAL AIR COOLING; POWER CONNECTOR ROTATABLE VIBRATION SEVERITY GRADE A PROTECTION CLASS IP 65; FRAME SIZE IMB 5 (IM V1, IM V3) FLANGE 0 ABSOLUTE ENCODER 24 BITS + 12 BIT MULTITURN WITH DRIVE-CLIQ INTERFACE (ENCODER AM24DQI) PLAIN SHAFT, W/O HOLDING BRAKE; ACCURACY TOLERANCE N | 5153 | TEM | 1 | MC | 27.6 | 1
1FT70861AF701CH1 | SIMOTICS S SYNCHRON. MOTOR 1FT7, M0=28NM (100K) NN=3000RPM, PN=5,65KW NATURAL AIR COOLING; POWER CONNECTOR ROTATABLE VIBRATION SEVERITY GRADE A PROTECTION CLASS IP 65; FRAME SIZE IMB 5 (IM V1, IM V3) FLANGE 0 ABSOLUTE ENCODER 24 BITS + 12 BIT MULTITURN WITH DRIVE-CLIQ INTERFACE (ENCODER AM24DQI) PLAIN SHAFT, WITH HOLDING BRAKE, ACCURACY TOLERANCE N | 5845 | TEM | 1 | MC | 30.7 | 1
1FT70861AF701DG1 | SIMOTICS S SYNCHRON. MOTOR 1FT7, M0=28NM (100K) NN=3000RPM, PN=5,65KW NATURAL AIR COOLING; POWER CONNECTOR ROTATABLE VIBRATION SEVERITY GRADE A PROTECTION CLASS IP 65; FRAME SIZE IMB 5 (IM V1, IM V3) FLANGE 0 INCREMENTAL ENCODER 2048 S/R WITH DRIVE-CLIQ INTERFACE (ENCODER I-2048) CONNECTOR ROTATABLE PLAIN SHAFT, W/O HOLDING BRAKE; ACCURACY TOLERANCE N | 4468 | TEM | 1 | MC | 27.5 | 1
1FT70861AF701DH1 | SIMOTICS S SYNCHRON. MOTOR 1FT7, M0=28NM (100K) NN=3000RPM, PN=5,65KW NATURAL AIR COOLING; POWER CONNECTOR ROTATABLE VIBRATION SEVERITY GRADE A PROTECTION CLASS IP 65; FRAME SIZE IMB 5 (IM V1, IM V3) FLANGE 0 INCREMENTAL ENCODER 2048 S/R WITH DRIVE-CLIQ INTERFACE (ENCODER I-2048) CONNECTOR ROTATABLE PLAIN SHAFT, WITH HOLDING BRAKE, ACCURACY TOLERANCE N | 5160 | TEM | 1 | MC | 30.6 | 1
1FT70861AF701FG1 | SIMOTICS S SYNCHRON. MOTOR 1FT7, M0=28NM (100K) NN=3000RPM, PN=5,65KW NATURAL AIR COOLING; POWER CONNECTOR ROTATABLE VIBRATION SEVERITY GRADE A PROTECTION CLASS IP 65; FRAME SIZE IMB 5 (IM V1, IM V3) FLANGE 0 ABSOLUTE ENCODER 22 BITS MULTI TURN WITH DRIVE-CLIQ INTERFACE (ENCODER AM-22-DQ) CONNECTOR ROTATABLE PLAIN SHAFT, W/O HOLDING BRAKE; ACCURACY TOLERANCE N | 5233 | TEM | 1 | MC | 27.5 | 1
1FT70861AF701FH1 | SIMOTICS S SYNCHRON. MOTOR 1FT7, M0=28NM (100K) NN=3000RPM, PN=5,65KW NATURAL AIR COOLING; POWER CONNECTOR ROTATABLE VIBRATION SEVERITY GRADE A PROTECTION CLASS IP 65; FRAME SIZE IMB 5 (IM V1, IM V3) FLANGE 0 ABSOLUTE ENCODER 22 BITS MULTI TURN WITH DRIVE-CLIQ INTERFACE (ENCODER AM-22-DQ) CONNECTOR ROTATABLE PLAIN SHAFT, WITH HOLDING BRAKE, ACCURACY TOLERANCE N | 5925 | TEM | 1 | MC | 30.6 | 1
1FT70861AF701MG1 | SIMOTICS S SYNCHRON. MOTOR 1FT7, M0=28NM (100K) NN=3000RPM, PN=5,65KW NATURAL AIR COOLING; POWER CONNECTOR ROTATABLE VIBRATION SEVERITY GRADE A PROTECTION CLASS IP 65; FRAME SIZE IMB 5 (IM V1, IM V3) FLANGE (COMPACT) WITH KTY TEMPERATURE SENSOR ABSOLUTE ENCODER ENDAT 2048 S/R (ENCODER A-2048) CONNECTOR ROTATABLE PLAIN SHAFT, W/O HOLDING BRAKE; ACCURACY TOLERANCE N | 4801 | TEM | 1 | MC | 27.5 | 1
1FT70861AF701MH1 | SIMOTICS S SYNCHRON. MOTOR 1FT7, M0=28NM (100K) NN=3000RPM, PN=5,65KW NATURAL AIR COOLING; POWER CONNECTOR ROTATABLE VIBRATION SEVERITY GRADE A PROTECTION CLASS IP 65; FRAME SIZE IMB 5 (IM V1, IM V3) FLANGE (COMPACT) WITH KTY TEMPERATURE SENSOR ABSOLUTE ENCODER ENDAT 2048 S/R (ENCODER A-2048) CONNECTOR ROTATABLE PLAIN SHAFT, WITH HOLDING BRAKE, ACCURACY TOLERANCE N | 5493 | TEM | 1 | MC | 30.6 | 1
1FT70861AF701NG1 | SIMOTICS S SYNCHRON. MOTOR 1FT7, M0=28NM (100K) NN=3000RPM, PN=5,65KW NATURAL AIR COOLING; POWER CONNECTOR ROTATABLE VIBRATION SEVERITY GRADE A PROTECTION CLASS IP 65; FRAME SIZE IMB 5 (IM V1, IM V3) FLANGE (COMPACT) WITH KTY TEMPERATURE SENSOR INCREM. ENCODER SIN/COS 1VSS 2048 S/R (ENCODER I-2048) CONNECTOR ROTATABLE PLAIN SHAFT, W/O HOLDING BRAKE; ACCURACY TOLERANCE N | 4047 | TEM | 1 | MC | 27.5 | 1
1FT70861AF701NH1 | SIMOTICS S SYNCHRON. MOTOR 1FT7, M0=28NM (100K) NN=3000RPM, PN=5,65KW NATURAL AIR COOLING; POWER CONNECTOR ROTATABLE VIBRATION SEVERITY GRADE A PROTECTION CLASS IP 65; FRAME SIZE IMB 5 (IM V1, IM V3) FLANGE (COMPACT) WITH KTY TEMPERATURE SENSOR INCREM. ENCODER SIN/COS 1VSS 2048 S/R (ENCODER I-2048) CONNECTOR ROTATABLE PLAIN SHAFT, WITH HOLDING BRAKE, ACCURACY TOLERANCE N | 4739 | TEM | 1 | MC | 30.6 | 1
1FT70861AF711BG1 | SIMOTICS S SYNCHRON. MOTOR 1FT7, M0=28NM (100K) NN=3000RPM, PN=5,65KW NATURAL AIR COOLING; POWER CONNECTOR ROTATABLE VIBRATION SEVERITY GRADE A PROTECTION CLASS IP 65; FRAME SIZE IMB 5 (IM V1, IM V3) FLANGE 1 (1FT6 COMPATIBLE) ABSOLUTE VALUE ENCODER SINGLETURN 24 BIT WITH DRIVE-CLIQ INTERFACE (ENCODER AS24DQI) PLAIN SHAFT, W/O HOLDING BRAKE; ACCURACY TOLERANCE N | 4388 | TEM | 1 | MC | 27.5 | 1
1FT70861AF711BH1 | SIMOTICS S SYNCHRON. MOTOR 1FT7, M0=28NM (100K) NN=3000RPM, PN=5,65KW NATURAL AIR COOLING; POWER CONNECTOR ROTATABLE VIBRATION SEVERITY GRADE A PROTECTION CLASS IP 65; FRAME SIZE IMB 5 (IM V1, IM V3) FLANGE 1 (1FT6 COMPATIBLE) ABSOLUTE VALUE ENCODER SINGLETURN 24 BIT WITH DRIVE-CLIQ INTERFACE (ENCODER AS24DQI) PLAIN SHAFT, WITH HOLDING BRAKE, ACCURACY TOLERANCE N | 5080 | TEM | 1 | MC | 30.6 | 1
1FT70861AF711CG1 | SIMOTICS S SYNCHRON. MOTOR 1FT7, M0=28NM (100K) NN=3000RPM, PN=5,65KW NATURAL AIR COOLING; POWER CONNECTOR ROTATABLE VIBRATION SEVERITY GRADE A PROTECTION CLASS IP 65; FRAME SIZE IMB 5 (IM V1, IM V3) FLANGE 1 (1FT6 COMPATIBLE) ABSOLUTE ENCODER 24 BITS + 12 BIT MULTITURN WITH DRIVE-CLIQ INTERFACE (ENCODER AM24DQI) PLAIN SHAFT, W/O HOLDING BRAKE; ACCURACY TOLERANCE N | 5153 | TEM | 1 | MC | 27.6 | 1
1FT70861AF711CH1 | SIMOTICS S SYNCHRON. MOTOR 1FT7, M0=28NM (100K) NN=3000RPM, PN=5,65KW NATURAL AIR COOLING; POWER CONNECTOR ROTATABLE VIBRATION SEVERITY GRADE A PROTECTION CLASS IP 65; FRAME SIZE IMB 5 (IM V1, IM V3) FLANGE 1 (1FT6 COMPATIBLE) ABSOLUTE ENCODER 24 BITS + 12 BIT MULTITURN WITH DRIVE-CLIQ INTERFACE (ENCODER AM24DQI) PLAIN SHAFT, WITH HOLDING BRAKE, ACCURACY TOLERANCE N | 5845 | TEM | 1 | MC | 30.7 | 1
1FT70861AF711DG1 | SIMOTICS S SYNCHRON. MOTOR 1FT7, M0=28NM (100K) NN=3000RPM, PN=5,65KW NATURAL AIR COOLING; POWER CONNECTOR ROTATABLE VIBRATION SEVERITY GRADE A PROTECTION CLASS IP 65; FRAME SIZE IMB 5 (IM V1, IM V3) FLANGE 1 (1FT6 COMPATIBLE) INCREMENTAL ENCODER 2048 S/R WITH DRIVE-CLIQ INTERFACE (ENCODER I-2048) CONNECTOR ROTATABLE PLAIN SHAFT, W/O HOLDING BRAKE; ACCURACY TOLERANCE N | 4468 | TEM | 1 | MC | 27.5 | 1
1FT70861AF711DH1 | SIMOTICS S SYNCHRON. MOTOR 1FT7, M0=28NM (100K) NN=3000RPM, PN=5,65KW NATURAL AIR COOLING; POWER CONNECTOR ROTATABLE VIBRATION SEVERITY GRADE A PROTECTION CLASS IP 65; FRAME SIZE IMB 5 (IM V1, IM V3) FLANGE 1 (1FT6 COMPATIBLE) INCREMENTAL ENCODER 2048 S/R WITH DRIVE-CLIQ INTERFACE (ENCODER I-2048) CONNECTOR ROTATABLE PLAIN SHAFT, WITH HOLDING BRAKE, ACCURACY TOLERANCE N | 5160 | TEM | 1 | MC | 30.6 | 1
1FT70861AF711FG1 | SIMOTICS S SYNCHRON. MOTOR 1FT7, M0=28NM (100K) NN=3000RPM, PN=5,65KW NATURAL AIR COOLING; POWER CONNECTOR ROTATABLE VIBRATION SEVERITY GRADE A PROTECTION CLASS IP 65; FRAME SIZE IMB 5 (IM V1, IM V3) FLANGE 1 (1FT6 COMPATIBLE) ABSOLUTE ENCODER 22 BITS MULTI TURN WITH DRIVE-CLIQ INTERFACE (ENCODER AM-22-DQ) CONNECTOR ROTATABLE PLAIN SHAFT, W/O HOLDING BRAKE; ACCURACY TOLERANCE N | 5233 | TEM | 1 | MC | 27.5 | 1
1FT70861AF711FH1 | SIMOTICS S SYNCHRON. MOTOR 1FT7, M0=28NM (100K) NN=3000RPM, PN=5,65KW NATURAL AIR COOLING; POWER CONNECTOR ROTATABLE VIBRATION SEVERITY GRADE A PROTECTION CLASS IP 65; FRAME SIZE IMB 5 (IM V1, IM V3) FLANGE 1 (1FT6 COMPATIBLE) ABSOLUTE ENCODER 22 BITS MULTI TURN WITH DRIVE-CLIQ INTERFACE (ENCODER AM-22-DQ) CONNECTOR ROTATABLE PLAIN SHAFT, WITH HOLDING BRAKE, ACCURACY TOLERANCE N | 5925 | TEM | 1 | MC | 30.6 | 1
1FT70861AF711MG1 | SIMOTICS S SYNCHRON. MOTOR 1FT7, M0=28NM (100K) NN=3000RPM, PN=5,65KW NATURAL AIR COOLING; POWER CONNECTOR ROTATABLE VIBRATION SEVERITY GRADE A PROTECTION CLASS IP 65; FRAME SIZE IMB 5 (IM V1, IM V3) (1FT6 COMPATIBLE) WITH KTY TEMPERATURE SENSOR ABSOLUTE ENCODER ENDAT 2048 S/R (ENCODER A-2048) CONNECTOR ROTATABLE PLAIN SHAFT, W/O HOLDING BRAKE; ACCURACY TOLERANCE N | 4801 | TEM | 1 | MC | 27.5 | 1
1FT70861AF711MH1 | SIMOTICS S SYNCHRON. MOTOR 1FT7, M0=28NM (100K) NN=3000RPM, PN=5,65KW NATURAL AIR COOLING; POWER CONNECTOR ROTATABLE VIBRATION SEVERITY GRADE A PROTECTION CLASS IP 65; FRAME SIZE IMB 5 (IM V1, IM V3) (1FT6 COMPATIBLE) WITH KTY TEMPERATURE SENSOR ABSOLUTE ENCODER ENDAT 2048 S/R (ENCODER A-2048) CONNECTOR ROTATABLE PLAIN SHAFT, WITH HOLDING BRAKE, ACCURACY TOLERANCE N | 5493 | TEM | 1 | MC | 30.6 | 1
1FT70861AF711NG1 | SIMOTICS S SYNCHRON. MOTOR 1FT7, M0=28NM (100K) NN=3000RPM, PN=5,65KW NATURAL AIR COOLING; POWER CONNECTOR ROTATABLE VIBRATION SEVERITY GRADE A PROTECTION CLASS IP 65; FRAME SIZE IMB 5 (1FT6 COMPATIBLE) WITH KTY TEMPERATURE SENSOR INCREM. ENCODER SIN/COS 1VSS 2048 S/R (ENCODER I-2048) CONNECTOR ROTATABLE PLAIN SHAFT, W/O HOLDING BRAKE; ACCURACY TOLERANCE N | 4047 | TEM | 1 | MC | 27.5 | 1
1FT70861AF711NH1 | SIMOTICS S SYNCHRON. MOTOR 1FT7, M0=28NM (100K) NN=3000RPM, PN=5,65KW NATURAL AIR COOLING; POWER CONNECTOR ROTATABLE VIBRATION SEVERITY GRADE A PROTECTION CLASS IP 65; FRAME SIZE IMB 5 (1FT6 COMPATIBLE) WITH KTY TEMPERATURE SENSOR INCREM. ENCODER SIN/COS 1VSS 2048 S/R (ENCODER I-2048) CONNECTOR ROTATABLE PLAIN SHAFT, WITH HOLDING BRAKE, ACCURACY TOLERANCE N | 4739 | TEM | 1 | MC | 30.6 | 1
1FT70861AH701BG1 | SIMOTICS S SYNCHRON. MOTOR 1FT7, M0=28NM (100K) NN=4500RPM, PN=4,71KW NATURAL AIR COOLING; POWER CONNECTOR ROTATABLE VIBRATION SEVERITY GRADE A PROTECTION CLASS IP 65; FRAME SIZE IMB 5 (IM V1, IM V3) FLANGE 0 ABSOLUTE VALUE ENCODER SINGLETURN 24 BIT WITH DRIVE-CLIQ INTERFACE (ENCODER AS24DQI) PLAIN SHAFT, W/O HOLDING BRAKE; ACCURACY TOLERANCE N | 4388 | TEM | 1 | MC | 31.8 | 1
1FT70861AH701BH1 | SIMOTICS S SYNCHRON. MOTOR 1FT7, M0=28NM (100K) NN=4500RPM, PN=4,71KW NATURAL AIR COOLING; POWER CONNECTOR ROTATABLE VIBRATION SEVERITY GRADE A PROTECTION CLASS IP 65; FRAME SIZE IMB 5 (IM V1, IM V3) FLANGE 0 ABSOLUTE VALUE ENCODER SINGLETURN 24 BIT WITH DRIVE-CLIQ INTERFACE (ENCODER AS24DQI) PLAIN SHAFT, WITH HOLDING BRAKE, ACCURACY TOLERANCE N | 5080 | TEM | 1 | MC | 34.9 | 1
1FT70861AH701CH1 | SIMOTICS S SYNCHRON. MOTOR 1FT7, M0=28NM (100K) NN=4500RPM, PN=4,71KW NATURAL AIR COOLING; POWER CONNECTOR ROTATABLE VIBRATION SEVERITY GRADE A PROTECTION CLASS IP 65; FRAME SIZE IMB 5 (IM V1, IM V3) FLANGE 0 ABSOLUTE ENCODER 24 BITS + 12 BIT MULTITURN WITH DRIVE-CLIQ INTERFACE (ENCODER AM24DQI) PLAIN SHAFT, WITH HOLDING BRAKE, ACCURACY TOLERANCE N | 5845 | TEM | 1 | MC | 35 | 1
1FT70861AH701DG1 | SIMOTICS S SYNCHRON. MOTOR 1FT7, M0=28NM (100K) NN=4500RPM, PN=4,71KW NATURAL AIR COOLING; POWER CONNECTOR ROTATABLE VIBRATION SEVERITY GRADE A PROTECTION CLASS IP 65; FRAME SIZE IMB 5 (IM V1, IM V3) FLANGE 0 INCREMENTAL ENCODER 2048 S/R WITH DRIVE-CLIQ INTERFACE (ENCODER I-2048) CONNECTOR ROTATABLE PLAIN SHAFT, W/O HOLDING BRAKE; ACCURACY TOLERANCE N | 4468 | TEM | 1 | MC | 31.8 | 1
1FT70861AH701DH1 | SIMOTICS S SYNCHRON. MOTOR 1FT7, M0=28NM (100K) NN=4500RPM, PN=4,71KW NATURAL AIR COOLING; POWER CONNECTOR ROTATABLE VIBRATION SEVERITY GRADE A PROTECTION CLASS IP 65; FRAME SIZE IMB 5 (IM V1, IM V3) FLANGE 0 INCREMENTAL ENCODER 2048 S/R WITH DRIVE-CLIQ INTERFACE (ENCODER I-2048) CONNECTOR ROTATABLE PLAIN SHAFT, WITH HOLDING BRAKE, ACCURACY TOLERANCE N | 5160 | TEM | 1 | MC | 34.9 | 1
1FT70861AH701FG1 | SIMOTICS S SYNCHRON. MOTOR 1FT7, M0=28NM (100K) NN=4500RPM, PN=4,71KW NATURAL AIR COOLING; POWER CONNECTOR ROTATABLE VIBRATION SEVERITY GRADE A PROTECTION CLASS IP 65; FRAME SIZE IMB 5 (IM V1, IM V3) FLANGE 0 ABSOLUTE ENCODER 22 BITS MULTI TURN WITH DRIVE-CLIQ INTERFACE (ENCODER AM-22-DQ) CONNECTOR ROTATABLE PLAIN SHAFT, W/O HOLDING BRAKE; ACCURACY TOLERANCE N | 5233 | TEM | 1 | MC | 31.8 | 1
1FT70861AH701FH1 | SIMOTICS S SYNCHRON. MOTOR 1FT7, M0=28NM (100K) NN=4500RPM, PN=4,71KW NATURAL AIR COOLING; POWER CONNECTOR ROTATABLE VIBRATION SEVERITY GRADE A PROTECTION CLASS IP 65; FRAME SIZE IMB 5 (IM V1, IM V3) FLANGE 0 ABSOLUTE ENCODER 22 BITS MULTI TURN WITH DRIVE-CLIQ INTERFACE (ENCODER AM-22-DQ) CONNECTOR ROTATABLE PLAIN SHAFT, WITH HOLDING BRAKE, ACCURACY TOLERANCE N | 5925 | TEM | 1 | MC | 34.9 | 1
1FT70861AH701MH1 | SIMOTICS S SYNCHRON. MOTOR 1FT7, M0=28NM (100K) NN=4500RPM, PN=4,71KW NATURAL AIR COOLING; POWER CONNECTOR ROTATABLE VIBRATION SEVERITY GRADE A PROTECTION CLASS IP 65; FRAME SIZE IMB 5 (IM V1, IM V3) FLANGE (COMPACT) WITH KTY TEMPERATURE SENSOR ABSOLUTE ENCODER ENDAT 2048 S/R (ENCODER A-2048) CONNECTOR ROTATABLE PLAIN SHAFT, WITH HOLDING BRAKE, ACCURACY TOLERANCE N | 5493 | TEM | 1 | MC | 34.9 | 1
1FT70861AH701NG1 | SIMOTICS S SYNCHRON. MOTOR 1FT7, M0=28NM (100K) NN=4500RPM, PN=4,71KW NATURAL AIR COOLING; POWER CONNECTOR ROTATABLE VIBRATION SEVERITY GRADE A PROTECTION CLASS IP 65; FRAME SIZE IMB 5 (IM V1, IM V3) FLANGE (COMPACT) WITH KTY TEMPERATURE SENSOR INCREM. ENCODER SIN/COS 1VSS 2048 S/R (ENCODER I-2048) CONNECTOR ROTATABLE PLAIN SHAFT, W/O HOLDING BRAKE; ACCURACY TOLERANCE N | 4047 | TEM | 1 | MC | 31.8 | 1
1FT70861AH701NH1 | SIMOTICS S SYNCHRON. MOTOR 1FT7, M0=28NM (100K) NN=4500RPM, PN=4,71KW NATURAL AIR COOLING; POWER CONNECTOR ROTATABLE VIBRATION SEVERITY GRADE A PROTECTION CLASS IP 65; FRAME SIZE IMB 5 (IM V1, IM V3) FLANGE (COMPACT) WITH KTY TEMPERATURE SENSOR INCREM. ENCODER SIN/COS 1VSS 2048 S/R (ENCODER I-2048) CONNECTOR ROTATABLE PLAIN SHAFT, WITH HOLDING BRAKE, ACCURACY TOLERANCE N | 4739 | TEM | 1 | MC | 34.9 | 1
1FT70861AH711BG1 | SIMOTICS S SYNCHRON. MOTOR 1FT7, M0=28NM (100K) NN=4500RPM, PN=4,71KW NATURAL AIR COOLING; POWER CONNECTOR ROTATABLE VIBRATION SEVERITY GRADE A PROTECTION CLASS IP 65; FRAME SIZE IMB 5 (IM V1, IM V3) FLANGE 1 (1FT6 COMPATIBLE) ABSOLUTE VALUE ENCODER SINGLETURN 24 BIT WITH DRIVE-CLIQ INTERFACE (ENCODER AS24DQI) PLAIN SHAFT, W/O HOLDING BRAKE; ACCURACY TOLERANCE N | 4388 | TEM | 1 | MC | 31.8 | 1
1FT70861AH711BH1 | SIMOTICS S SYNCHRON. MOTOR 1FT7, M0=28NM (100K) NN=4500RPM, PN=4,71KW NATURAL AIR COOLING; POWER CONNECTOR ROTATABLE VIBRATION SEVERITY GRADE A PROTECTION CLASS IP 65; FRAME SIZE IMB 5 (IM V1, IM V3) FLANGE 1 (1FT6 COMPATIBLE) ABSOLUTE VALUE ENCODER SINGLETURN 24 BIT WITH DRIVE-CLIQ INTERFACE (ENCODER AS24DQI) PLAIN SHAFT, WITH HOLDING BRAKE, ACCURACY TOLERANCE N | 5080 | TEM | 1 | MC | 34.9 | 1
1FT70861AH711CG1 | SIMOTICS S SYNCHRON. MOTOR 1FT7, M0=28NM (100K) NN=4500RPM, PN=4,71KW NATURAL AIR COOLING; POWER CONNECTOR ROTATABLE VIBRATION SEVERITY GRADE A PROTECTION CLASS IP 65; FRAME SIZE IMB 5 (IM V1, IM V3) FLANGE 1 (1FT6 COMPATIBLE) ABSOLUTE ENCODER 24 BITS + 12 BIT MULTITURN WITH DRIVE-CLIQ INTERFACE (ENCODER AM24DQI) PLAIN SHAFT, W/O HOLDING BRAKE; ACCURACY TOLERANCE N | 5153 | TEM | 1 | MC | 31.9 | 1
1FT70861AH711CH1 | SIMOTICS S SYNCHRON. MOTOR 1FT7, M0=28NM (100K) NN=4500RPM, PN=4,71KW NATURAL AIR COOLING; POWER CONNECTOR ROTATABLE VIBRATION SEVERITY GRADE A PROTECTION CLASS IP 65; FRAME SIZE IMB 5 (IM V1, IM V3) FLANGE 1 (1FT6 COMPATIBLE) ABSOLUTE ENCODER 24 BITS + 12 BIT MULTITURN WITH DRIVE-CLIQ INTERFACE (ENCODER AM24DQI) PLAIN SHAFT, WITH HOLDING BRAKE, ACCURACY TOLERANCE N | 5845 | TEM | 1 | MC | 35 | 1
1FT70861AH711DG1 | SIMOTICS S SYNCHRON. MOTOR 1FT7, M0=28NM (100K) NN=4500RPM, PN=4,71KW NATURAL AIR COOLING; POWER CONNECTOR ROTATABLE VIBRATION SEVERITY GRADE A PROTECTION CLASS IP 65; FRAME SIZE IMB 5 (IM V1, IM V3) FLANGE 1 (1FT6 COMPATIBLE) INCREMENTAL ENCODER 2048 S/R WITH DRIVE-CLIQ INTERFACE (ENCODER I-2048) CONNECTOR ROTATABLE PLAIN SHAFT, W/O HOLDING BRAKE; ACCURACY TOLERANCE N | 4468 | TEM | 1 | MC | 31.8 | 1
1FT70861AH711DH1 | SIMOTICS S SYNCHRON. MOTOR 1FT7, M0=28NM (100K) NN=4500RPM, PN=4,71KW NATURAL AIR COOLING; POWER CONNECTOR ROTATABLE VIBRATION SEVERITY GRADE A PROTECTION CLASS IP 65; FRAME SIZE IMB 5 (IM V1, IM V3) FLANGE 1 (1FT6 COMPATIBLE) INCREMENTAL ENCODER 2048 S/R WITH DRIVE-CLIQ INTERFACE (ENCODER I-2048) CONNECTOR ROTATABLE PLAIN SHAFT, WITH HOLDING BRAKE, ACCURACY TOLERANCE N | 5160 | TEM | 1 | MC | 34.9 | 1
1FT70861AH711FG1 | SIMOTICS S SYNCHRON. MOTOR 1FT7, M0=28NM (100K) NN=4500RPM, PN=4,71KW NATURAL AIR COOLING; POWER CONNECTOR ROTATABLE VIBRATION SEVERITY GRADE A PROTECTION CLASS IP 65; FRAME SIZE IMB 5 (IM V1, IM V3) FLANGE 1 (1FT6 COMPATIBLE) ABSOLUTE ENCODER 22 BITS MULTI TURN WITH DRIVE-CLIQ INTERFACE (ENCODER AM-22-DQ) CONNECTOR ROTATABLE PLAIN SHAFT, W/O HOLDING BRAKE; ACCURACY TOLERANCE N | 5233 | TEM | 1 | MC | 31.8 | 1
1FT70861AH711FH1 | SIMOTICS S SYNCHRON. MOTOR 1FT7, M0=28NM (100K) NN=4500RPM, PN=4,71KW NATURAL AIR COOLING; POWER CONNECTOR ROTATABLE VIBRATION SEVERITY GRADE A PROTECTION CLASS IP 65; FRAME SIZE IMB 5 (IM V1, IM V3) FLANGE 1 (1FT6 COMPATIBLE) ABSOLUTE ENCODER 22 BITS MULTI TURN WITH DRIVE-CLIQ INTERFACE (ENCODER AM-22-DQ) CONNECTOR ROTATABLE PLAIN SHAFT, WITH HOLDING BRAKE, ACCURACY TOLERANCE N | 5925 | TEM | 1 | MC | 34.9 | 1
1FT70861AH711MG1 | SIMOTICS S SYNCHRON. MOTOR 1FT7, M0=28NM (100K) NN=4500RPM, PN=4,71KW NATURAL AIR COOLING; POWER CONNECTOR ROTATABLE VIBRATION SEVERITY GRADE A PROTECTION CLASS IP 65; FRAME SIZE IMB 5 (IM V1, IM V3) (1FT6 COMPATIBLE) WITH KTY TEMPERATURE SENSOR ABSOLUTE ENCODER ENDAT 2048 S/R (ENCODER A-2048) CONNECTOR ROTATABLE PLAIN SHAFT, W/O HOLDING BRAKE; ACCURACY TOLERANCE N | 4801 | TEM | 1 | MC | 31.8 | 1
1FT70861AH711MH1 | SIMOTICS S SYNCHRON. MOTOR 1FT7, M0=28NM (100K) NN=4500RPM, PN=4,71KW NATURAL AIR COOLING; POWER CONNECTOR ROTATABLE VIBRATION SEVERITY GRADE A PROTECTION CLASS IP 65; FRAME SIZE IMB 5 (IM V1, IM V3) (1FT6 COMPATIBLE) WITH KTY TEMPERATURE SENSOR ABSOLUTE ENCODER ENDAT 2048 S/R (ENCODER A-2048) CONNECTOR ROTATABLE PLAIN SHAFT, WITH HOLDING BRAKE, ACCURACY TOLERANCE N | 5493 | TEM | 1 | MC | 34.9 | 1
1FT70861AH711NG1 | SIMOTICS S SYNCHRON. MOTOR 1FT7, M0=28NM (100K) NN=4500RPM, PN=4,71KW NATURAL AIR COOLING; POWER CONNECTOR ROTATABLE VIBRATION SEVERITY GRADE A PROTECTION CLASS IP 65; FRAME SIZE IMB 5 (1FT6 COMPATIBLE) WITH KTY TEMPERATURE SENSOR INCREM. ENCODER SIN/COS 1VSS 2048 S/R (ENCODER I-2048) CONNECTOR ROTATABLE PLAIN SHAFT, W/O HOLDING BRAKE; ACCURACY TOLERANCE N | 4047 | TEM | 1 | MC | 31.8 | 1
1FT70861AH711NH1 | SIMOTICS S SYNCHRON. MOTOR 1FT7, M0=28NM (100K) NN=4500RPM, PN=4,71KW NATURAL AIR COOLING; POWER CONNECTOR ROTATABLE VIBRATION SEVERITY GRADE A PROTECTION CLASS IP 65; FRAME SIZE IMB 5 (1FT6 COMPATIBLE) WITH KTY TEMPERATURE SENSOR INCREM. ENCODER SIN/COS 1VSS 2048 S/R (ENCODER I-2048) CONNECTOR ROTATABLE PLAIN SHAFT, WITH HOLDING BRAKE, ACCURACY TOLERANCE N | 4739 | TEM | 1 | MC | 34.9 | 1
1FT70865AC701BA0 | SIMOTICS S SYNCHRON. MOTOR 1FT7, M0=28NM (100K) NN=2000RPM, PN=4,71KW NATURAL AIR COOLING; FRAME SIZE IMB 5 (IM V1, IM V3) FLANGE 0 POWER CONNECTOR ROTATABLE ABSOLUTE VALUE ENCODER SINGLETURN 24 BIT WITH DRIVE-CLIQ INTERFACE (ENCODER AS24DQI) WITH FITTED KEY, ACCURACY TOLERANCE N, W/O HOLDING BRAKE VIBRATION SEVERITY GRADE A, DEGREE OF PROTECTION IP 64 | 5736 | TEM | 1 | MC | 27.604 | 1
1FT70865AC701BA1 | SIMOTICS S SYNCHRON. MOTOR 1FT7, M0=28NM (100K) NN=2000RPM, PN=4,71KW NATURAL AIR COOLING; FRAME SIZE IMB 5 (IM V1, IM V3) FLANGE 0 POWER CONNECTOR ROTATABLE ABSOLUTE VALUE ENCODER SINGLETURN 24 BIT WITH DRIVE-CLIQ INTERFACE (ENCODER AS24DQI) WITH FITTED KEY, ACCURACY TOLERANCE N, W/O HOLDING BRAKE VIBRATION SEVERITY GRADE A, DEGREE OF PROTECTION IP 65 | 5833 | TEM | 1 | MC | 27.604 | 1
1FT70865AC701BA3 | SIMOTICS S SYNCHRON. MOTOR 1FT7, M0=28NM (100K) NN=2000RPM, PN=4,71KW NATURAL AIR COOLING; FRAME SIZE IMB 5 (IM V1, IM V3) FLANGE 0 POWER CONNECTOR ROTATABLE ABSOLUTE VALUE ENCODER SINGLETURN 24 BIT WITH DRIVE-CLIQ INTERFACE (ENCODER AS24DQI) WITH FITTED KEY, ACCURACY TOLERANCE N, W/O HOLDING BRAKE VIBRATION SEVERITY GRADE A+R, DEGREE OF PROTECTION IP 64 | 5891 | TEM | 1 | MC | 27.604 | 1
1FT70865AC701BB0 | SIMOTICS S SYNCHRON. MOTOR 1FT7, M0=28NM (100K) NN=2000RPM, PN=4,71KW NATURAL AIR COOLING; FRAME SIZE IMB 5 (IM V1, IM V3) FLANGE 0 POWER CONNECTOR ROTATABLE ABSOLUTE VALUE ENCODER SINGLETURN 24 BIT WITH DRIVE-CLIQ INTERFACE (ENCODER AS24DQI) SHAFT WITH FITTED KEY; WITH HOLDING BRAKE; ACC. TOLERANCE N VIBRATION SEVERITY GRADE A, DEGREE OF PROTECTION IP 64 | 6634 | TEM | 1 | MC | 30.703 | 1
1FT70865AC701BG0 | SIMOTICS S SYNCHRON. MOTOR 1FT7, M0=28NM (100K) NN=2000RPM, PN=4,71KW NATURAL AIR COOLING; FRAME SIZE IMB 5 (IM V1, IM V3) FLANGE 0 POWER CONNECTOR ROTATABLE ABSOLUTE VALUE ENCODER SINGLETURN 24 BIT WITH DRIVE-CLIQ INTERFACE (ENCODER AS24DQI) PLAIN SHAFT, W/O HOLDING BRAKE; ACC. TOLERANCE N VIBRATION SEVERITY GRADE A, DEGREE OF PROTECTION IP 64 | 5736 | TEM | 1 | MC | 27.604 | 1
1FT70865AC701BG2 | SIMOTICS S SYNCHRON. MOTOR 1FT7, M0=28NM (100K) NN=2000RPM, PN=4,71KW NATURAL AIR COOLING; FRAME SIZE IMB 5 (IM V1, IM V3) FLANGE 0 POWER CONNECTOR ROTATABLE ABSOLUTE VALUE ENCODER SINGLETURN 24 BIT WITH DRIVE-CLIQ INTERFACE (ENCODER AS24DQI) PLAIN SHAFT, W/O HOLDING BRAKE; ACC. TOLERANCE N VIBRATION SEVERITY GRADE A, DEGREE OF PROTECTION IP 67 | 5912 | TEM | 1 | MC | 27.604 | 1
1FT70865AC701BG3 | SIMOTICS S SYNCHRON. MOTOR 1FT7, M0=28NM (100K) NN=2000RPM, PN=4,71KW NATURAL AIR COOLING; FRAME SIZE IMB 5 (IM V1, IM V3) FLANGE 0 POWER CONNECTOR ROTATABLE ABSOLUTE VALUE ENCODER SINGLETURN 24 BIT WITH DRIVE-CLIQ INTERFACE (ENCODER AS24DQI) PLAIN SHAFT, W/O HOLDING BRAKE; ACC. TOLERANCE N VIBRATION SEVERITY GRADE A+R, DEGREE OF PROTECTION IP 64 | 5891 | TEM | 1 | MC | 27.604 | 1
1FT70865AC701BH0 | SIMOTICS S SYNCHRON. MOTOR 1FT7, M0=28NM (100K) NN=2000RPM, PN=4,71KW NATURAL AIR COOLING; FRAME SIZE IMB 5 (IM V1, IM V3) FLANGE 0 POWER CONNECTOR ROTATABLE ABSOLUTE VALUE ENCODER SINGLETURN 24 BIT WITH DRIVE-CLIQ INTERFACE (ENCODER AS24DQI) PLAIN SHAFT, WITH HOLDING BRAKE; ACCURACY TOLERANCE N VIBRATION SEVERITY GRADE A, DEGREE OF PROTECTION IP 64 | 6634 | TEM | 1 | MC | 30.703 | 1
1FT70865AC701BH1 | SIMOTICS S SYNCHRON. MOTOR 1FT7, M0=28NM (100K) NN=2000RPM, PN=4,71KW NATURAL AIR COOLING; FRAME SIZE IMB 5 (IM V1, IM V3) FLANGE 0 POWER CONNECTOR ROTATABLE ABSOLUTE VALUE ENCODER SINGLETURN 24 BIT WITH DRIVE-CLIQ INTERFACE (ENCODER AS24DQI) PLAIN SHAFT, WITH HOLDING BRAKE; ACCURACY TOLERANCE N VIBRATION SEVERITY GRADE A, DEGREE OF PROTECTION IP 65 | 6730 | TEM | 1 | MC | 30.703 | 1
1FT70865AC701BH3 | SIMOTICS S SYNCHRON. MOTOR 1FT7, M0=28NM (100K) NN=2000RPM, PN=4,71KW NATURAL AIR COOLING; FRAME SIZE IMB 5 (IM V1, IM V3) FLANGE 0 POWER CONNECTOR ROTATABLE ABSOLUTE VALUE ENCODER SINGLETURN 24 BIT WITH DRIVE-CLIQ INTERFACE (ENCODER AS24DQI) PLAIN SHAFT, WITH HOLDING BRAKE; ACCURACY TOLERANCE N VIBRATION SEVERITY GRADE A+R, DEGREE OF PROTECTION IP 64 | 6789 | TEM | 1 | MC | 30.703 | 1
1FT70865AC701CA0 | SIMOTICS S SYNCHRON. MOTOR 1FT7, M0=28NM (100K) NN=2000RPM, PN=4,71KW NATURAL AIR COOLING; FRAME SIZE IMB 5 (IM V1, IM V3) FLANGE 0 POWER CONNECTOR ROTATABLE ABSOLUTE ENCODER 24 BITS + 12 BIT MULTITURN WITH DRIVE-CLIQ INTERFACE (ENCODER AM24DQI) WITH FITTED KEY, ACCURACY TOLERANCE N, W/O HOLDING BRAKE VIBRATION SEVERITY GRADE A, DEGREE OF PROTECTION IP 64 | 6502 | TEM | 1 | MC | 27.604 | 1
1FT70865AC701CB0 | SIMOTICS S SYNCHRON. MOTOR 1FT7, M0=28NM (100K) NN=2000RPM, PN=4,71KW NATURAL AIR COOLING; FRAME SIZE IMB 5 (IM V1, IM V3) FLANGE 0 POWER CONNECTOR ROTATABLE ABSOLUTE ENCODER 24 BITS + 12 BIT MULTITURN WITH DRIVE-CLIQ INTERFACE (ENCODER AM24DQI) SHAFT WITH FITTED KEY; WITH HOLDING BRAKE; ACC. TOLERANCE N VIBRATION SEVERITY GRADE A, DEGREE OF PROTECTION IP 64 | 7399 | TEM | 1 | MC | 30.703 | 1
1FT70865AC701CB1 | SIMOTICS S SYNCHRON. MOTOR 1FT7, M0=28NM (100K) NN=2000RPM, PN=4,71KW NATURAL AIR COOLING; FRAME SIZE IMB 5 (IM V1, IM V3) FLANGE 0 POWER CONNECTOR ROTATABLE ABSOLUTE ENCODER 24 BITS + 12 BIT MULTITURN WITH DRIVE-CLIQ INTERFACE (ENCODER AM24DQI) SHAFT WITH FITTED KEY; WITH HOLDING BRAKE; ACC. TOLERANCE N VIBRATION SEVERITY GRADE A, DEGREE OF PROTECTION IP 65 | 7495 | TEM | 1 | MC | 30.703 | 1
1FT70865AC701CB4 | SIMOTICS S SYNCHRON. MOTOR 1FT7, M0=28NM (100K) NN=2000RPM, PN=4,71KW NATURAL AIR COOLING; FRAME SIZE IMB 5 (IM V1, IM V3) FLANGE 0 POWER CONNECTOR ROTATABLE ABSOLUTE ENCODER 24 BITS + 12 BIT MULTITURN WITH DRIVE-CLIQ INTERFACE (ENCODER AM24DQI) SHAFT WITH FITTED KEY; WITH HOLDING BRAKE; ACC. TOLERANCE N VIBRATION SEVERITY GRADE A+R, DEGREE OF PROTECTION IP 65 | 7651 | TEM | 1 | MC | 30.703 | 1
1FT70865AC701CB5 | SIMOTICS S SYNCHRON. MOTOR 1FT7, M0=28NM (100K) NN=2000RPM, PN=4,71KW NATURAL AIR COOLING; FRAME SIZE IMB 5 (IM V1, IM V3) FLANGE 0 POWER CONNECTOR ROTATABLE ABSOLUTE ENCODER 24 BITS + 12 BIT MULTITURN WITH DRIVE-CLIQ INTERFACE (ENCODER AM24DQI) SHAFT WITH FITTED KEY; WITH HOLDING BRAKE; ACC. TOLERANCE N VIBRATION SEVERITY GRADE A+R, DEGREE OF PROTECTION IP 67 | 7731 | TEM | 1 | MC | 30.703 | 1
1FT70865AC701CG0 | SIMOTICS S SYNCHRON. MOTOR 1FT7, M0=28NM (100K) NN=2000RPM, PN=4,71KW NATURAL AIR COOLING; FRAME SIZE IMB 5 (IM V1, IM V3) FLANGE 0 POWER CONNECTOR ROTATABLE ABSOLUTE ENCODER 24 BITS + 12 BIT MULTITURN WITH DRIVE-CLIQ INTERFACE (ENCODER AM24DQI) PLAIN SHAFT, W/O HOLDING BRAKE; ACC. TOLERANCE N VIBRATION SEVERITY GRADE A, DEGREE OF PROTECTION IP 64 | 6502 | TEM | 1 | MC | 27.604 | 1
1FT70865AC701CG1 | SIMOTICS S SYNCHRON. MOTOR 1FT7, M0=28NM (100K) NN=2000RPM, PN=4,71KW NATURAL AIR COOLING; FRAME SIZE IMB 5 (IM V1, IM V3) FLANGE 0 POWER CONNECTOR ROTATABLE ABSOLUTE ENCODER 24 BITS + 12 BIT MULTITURN WITH DRIVE-CLIQ INTERFACE (ENCODER AM24DQI) PLAIN SHAFT, W/O HOLDING BRAKE; ACC. TOLERANCE N VIBRATION SEVERITY GRADE A, DEGREE OF PROTECTION IP 65 | 6598 | TEM | 1 | MC | 27.604 | 1
1FT70865AC701CG2 | SIMOTICS S SYNCHRON. MOTOR 1FT7, M0=28NM (100K) NN=2000RPM, PN=4,71KW NATURAL AIR COOLING; FRAME SIZE IMB 5 (IM V1, IM V3) FLANGE 0 POWER CONNECTOR ROTATABLE ABSOLUTE ENCODER 24 BITS + 12 BIT MULTITURN WITH DRIVE-CLIQ INTERFACE (ENCODER AM24DQI) PLAIN SHAFT, W/O HOLDING BRAKE; ACC. TOLERANCE N VIBRATION SEVERITY GRADE A, DEGREE OF PROTECTION IP 67 | 6677 | TEM | 1 | MC | 27.604 | 1
1FT70865AC701CG3 | SIMOTICS S SYNCHRON. MOTOR 1FT7, M0=28NM (100K) NN=2000RPM, PN=4,71KW NATURAL AIR COOLING; FRAME SIZE IMB 5 (IM V1, IM V3) FLANGE 0 POWER CONNECTOR ROTATABLE ABSOLUTE ENCODER 24 BITS + 12 BIT MULTITURN WITH DRIVE-CLIQ INTERFACE (ENCODER AM24DQI) PLAIN SHAFT, W/O HOLDING BRAKE; ACC. TOLERANCE N VIBRATION SEVERITY GRADE A+R, DEGREE OF PROTECTION IP 64 | 6656 | TEM | 1 | MC | 27.604 | 1
1FT70865AC701CG4 | SIMOTICS S SYNCHRON. MOTOR 1FT7, M0=28NM (100K) NN=2000RPM, PN=4,71KW NATURAL AIR COOLING; FRAME SIZE IMB 5 (IM V1, IM V3) FLANGE 0 POWER CONNECTOR ROTATABLE ABSOLUTE ENCODER 24 BITS + 12 BIT MULTITURN WITH DRIVE-CLIQ INTERFACE (ENCODER AM24DQI) PLAIN SHAFT, W/O HOLDING BRAKE; ACC. TOLERANCE N VIBRATION SEVERITY GRADE A+R, DEGREE OF PROTECTION IP 65 | 6754 | TEM | 1 | MC | 27.604 | 1
1FT70865AC701CH0 | SIMOTICS S SYNCHRON. MOTOR 1FT7, M0=28NM (100K) NN=2000RPM, PN=4,71KW NATURAL AIR COOLING; FRAME SIZE IMB 5 (IM V1, IM V3) FLANGE 0 POWER CONNECTOR ROTATABLE ABSOLUTE ENCODER 24 BITS + 12 BIT MULTITURN WITH DRIVE-CLIQ INTERFACE (ENCODER AM24DQI) PLAIN SHAFT, WITH HOLDING BRAKE; ACCURACY TOLERANCE N VIBRATION SEVERITY GRADE A, DEGREE OF PROTECTION IP 64 | 7399 | TEM | 1 | MC | 30.703 | 1
1FT70865AC701CH1 | SIMOTICS S SYNCHRON. MOTOR 1FT7, M0=28NM (100K) NN=2000RPM, PN=4,71KW NATURAL AIR COOLING; FRAME SIZE IMB 5 (IM V1, IM V3) FLANGE 0 POWER CONNECTOR ROTATABLE ABSOLUTE ENCODER 24 BITS + 12 BIT MULTITURN WITH DRIVE-CLIQ INTERFACE (ENCODER AM24DQI) PLAIN SHAFT, WITH HOLDING BRAKE; ACCURACY TOLERANCE N VIBRATION SEVERITY GRADE A, DEGREE OF PROTECTION IP 65 | 7495 | TEM | 1 | MC | 30.703 | 1
1FT70865AC701CH2 | SIMOTICS S SYNCHRON. MOTOR 1FT7, M0=28NM (100K) NN=2000RPM, PN=4,71KW NATURAL AIR COOLING; FRAME SIZE IMB 5 (IM V1, IM V3) FLANGE 0 POWER CONNECTOR ROTATABLE ABSOLUTE ENCODER 24 BITS + 12 BIT MULTITURN WITH DRIVE-CLIQ INTERFACE (ENCODER AM24DQI) PLAIN SHAFT, WITH HOLDING BRAKE; ACCURACY TOLERANCE N VIBRATION SEVERITY GRADE A, DEGREE OF PROTECTION IP 67 | 7575 | TEM | 1 | MC | 30.703 | 1
1FT70865AC701CH3 | SIMOTICS S SYNCHRON. MOTOR 1FT7, M0=28NM (100K) NN=2000RPM, PN=4,71KW NATURAL AIR COOLING; FRAME SIZE IMB 5 (IM V1, IM V3) FLANGE 0 POWER CONNECTOR ROTATABLE ABSOLUTE ENCODER 24 BITS + 12 BIT MULTITURN WITH DRIVE-CLIQ INTERFACE (ENCODER AM24DQI) PLAIN SHAFT, WITH HOLDING BRAKE; ACCURACY TOLERANCE N VIBRATION SEVERITY GRADE A+R, DEGREE OF PROTECTION IP 64 | 7554 | TEM | 1 | MC | 30.703 | 1
1FT70865AC701CH4 | SIMOTICS S SYNCHRON. MOTOR 1FT7, M0=28NM (100K) NN=2000RPM, PN=4,71KW NATURAL AIR COOLING; FRAME SIZE IMB 5 (IM V1, IM V3) FLANGE 0 POWER CONNECTOR ROTATABLE ABSOLUTE ENCODER 24 BITS + 12 BIT MULTITURN WITH DRIVE-CLIQ INTERFACE (ENCODER AM24DQI) PLAIN SHAFT, WITH HOLDING BRAKE; ACCURACY TOLERANCE N VIBRATION SEVERITY GRADE A+R, DEGREE OF PROTECTION IP 65 | 7651 | TEM | 1 | MC | 30.703 | 1
1FT70865AC701DA0 | SIMOTICS S SYNCHRON. MOTOR 1FT7, M0=28NM (100K) NN=2000RPM, PN=4,71KW NATURAL AIR COOLING; FRAME SIZE IMB 5 (IM V1, IM V3) FLANGE 0 POWER CONNECTOR ROTATABLE INCREMENTAL ENCODER 2048 S/R WITH DRIVE-CLIQ INTERFACE (ENCODER I-2048) CONNECTOR ROTATABLE WITH FITTED KEY, ACCURACY TOLERANCE N, W/O HOLDING BRAKE VIBRATION SEVERITY GRADE A, DEGREE OF PROTECTION IP 64 | 5817 | TEM | 1 | MC | 27.604 | 1
1FT70865AC701DA1 | SIMOTICS S SYNCHRON. MOTOR 1FT7, M0=28NM (100K) NN=2000RPM, PN=4,71KW NATURAL AIR COOLING; FRAME SIZE IMB 5 (IM V1, IM V3) FLANGE 0 POWER CONNECTOR ROTATABLE INCREMENTAL ENCODER 2048 S/R WITH DRIVE-CLIQ INTERFACE (ENCODER I-2048) CONNECTOR ROTATABLE WITH FITTED KEY, ACCURACY TOLERANCE N, W/O HOLDING BRAKE VIBRATION SEVERITY GRADE A, DEGREE OF PROTECTION IP 65 | 5913 | TEM | 1 | MC | 27.604 | 1
1FT70865AC701DA2 | SIMOTICS S SYNCHRON. MOTOR 1FT7, M0=28NM (100K) NN=2000RPM, PN=4,71KW NATURAL AIR COOLING; FRAME SIZE IMB 5 (IM V1, IM V3) FLANGE 0 POWER CONNECTOR ROTATABLE INCREMENTAL ENCODER 2048 S/R WITH DRIVE-CLIQ INTERFACE (ENCODER I-2048) CONNECTOR ROTATABLE WITH FITTED KEY, ACCURACY TOLERANCE N, W/O HOLDING BRAKE VIBRATION SEVERITY GRADE A, DEGREE OF PROTECTION IP 67 | 5992 | TEM | 1 | MC | 27.604 | 1
1FT70865AC701DA3 | SIMOTICS S SYNCHRON. MOTOR 1FT7, M0=28NM (100K) NN=2000RPM, PN=4,71KW NATURAL AIR COOLING; FRAME SIZE IMB 5 (IM V1, IM V3) FLANGE 0 POWER CONNECTOR ROTATABLE INCREMENTAL ENCODER 2048 S/R WITH DRIVE-CLIQ INTERFACE (ENCODER I-2048) CONNECTOR ROTATABLE WITH FITTED KEY, ACCURACY TOLERANCE N, W/O HOLDING BRAKE VIBRATION SEVERITY GRADE A+R, DEGREE OF PROTECTION IP 64 | 5971 | TEM | 1 | MC | 27.604 | 1
1FT70865AC701DA4 | SIMOTICS S SYNCHRON. MOTOR 1FT7, M0=28NM (100K) NN=2000RPM, PN=4,71KW NATURAL AIR COOLING; FRAME SIZE IMB 5 (IM V1, IM V3) FLANGE 0 POWER CONNECTOR ROTATABLE INCREMENTAL ENCODER 2048 S/R WITH DRIVE-CLIQ INTERFACE (ENCODER I-2048) CONNECTOR ROTATABLE WITH FITTED KEY, ACCURACY TOLERANCE N, W/O HOLDING BRAKE VIBRATION SEVERITY GRADE A+R, DEGREE OF PROTECTION IP 65 | 6069 | TEM | 1 | MC | 27.604 | 1
1FT70865AC701DB0 | SIMOTICS S SYNCHRON. MOTOR 1FT7, M0=28NM (100K) NN=2000RPM, PN=4,71KW NATURAL AIR COOLING; FRAME SIZE IMB 5 (IM V1, IM V3) FLANGE 0 POWER CONNECTOR ROTATABLE INCREMENTAL ENCODER 2048 S/R WITH DRIVE-CLIQ INTERFACE (ENCODER I-2048) CONNECTOR ROTATABLE SHAFT WITH FITTED KEY; WITH HOLDING BRAKE; ACC. TOLERANCE N VIBRATION SEVERITY GRADE A, DEGREE OF PROTECTION IP 64 | 6714 | TEM | 1 | MC | 30.703 | 1
1FT70865AC701DB2 | SIMOTICS S SYNCHRON. MOTOR 1FT7, M0=28NM (100K) NN=2000RPM, PN=4,71KW NATURAL AIR COOLING; FRAME SIZE IMB 5 (IM V1, IM V3) FLANGE 0 POWER CONNECTOR ROTATABLE INCREMENTAL ENCODER 2048 S/R WITH DRIVE-CLIQ INTERFACE (ENCODER I-2048) CONNECTOR ROTATABLE SHAFT WITH FITTED KEY; WITH HOLDING BRAKE; ACC. TOLERANCE N VIBRATION SEVERITY GRADE A, DEGREE OF PROTECTION IP 67 | 6890 | TEM | 1 | MC | 30.703 | 1
1FT70865AC701DB3 | SIMOTICS S SYNCHRON. MOTOR 1FT7, M0=28NM (100K) NN=2000RPM, PN=4,71KW NATURAL AIR COOLING; FRAME SIZE IMB 5 (IM V1, IM V3) FLANGE 0 POWER CONNECTOR ROTATABLE INCREMENTAL ENCODER 2048 S/R WITH DRIVE-CLIQ INTERFACE (ENCODER I-2048) CONNECTOR ROTATABLE SHAFT WITH FITTED KEY; WITH HOLDING BRAKE; ACC. TOLERANCE N VIBRATION SEVERITY GRADE A+R, DEGREE OF PROTECTION IP 64 | 6869 | TEM | 1 | MC | 30.703 | 1
1FT70865AC701DB4 | SIMOTICS S SYNCHRON. MOTOR 1FT7, M0=28NM (100K) NN=2000RPM, PN=4,71KW NATURAL AIR COOLING; FRAME SIZE IMB 5 (IM V1, IM V3) FLANGE 0 POWER CONNECTOR ROTATABLE INCREMENTAL ENCODER 2048 S/R WITH DRIVE-CLIQ INTERFACE (ENCODER I-2048) CONNECTOR ROTATABLE SHAFT WITH FITTED KEY; WITH HOLDING BRAKE; ACC. TOLERANCE N VIBRATION SEVERITY GRADE A+R, DEGREE OF PROTECTION IP 65 | 6966 | TEM | 1 | MC | 30.703 | 1
1FT70865AC701DD2 | SIMOTICS S SYNCHRON. MOTOR 1FT7, M0=28NM (100K) NN=2000RPM, PN=4,71KW NATURAL AIR COOLING; FRAME SIZE IMB 5 (IM V1, IM V3) FLANGE 0 POWER CONNECTOR ROTATABLE INCREMENTAL ENCODER 2048 S/R WITH DRIVE-CLIQ INTERFACE (ENCODER I-2048) CONNECTOR ROTATABLE SHAFT WITH FITTED KEY; W/O HOLDING BRAKE; ACC. TOLERANCE R VIBRATION SEVERITY GRADE A, DEGREE OF PROTECTION IP 67 | 6152 | TEM | 1 | MC | 27.604 | 1
1FT70865AC701DG0 | SIMOTICS S SYNCHRON. MOTOR 1FT7, M0=28NM (100K) NN=2000RPM, PN=4,71KW NATURAL AIR COOLING; FRAME SIZE IMB 5 (IM V1, IM V3) FLANGE 0 POWER CONNECTOR ROTATABLE INCREMENTAL ENCODER 2048 S/R WITH DRIVE-CLIQ INTERFACE (ENCODER I-2048) CONNECTOR ROTATABLE PLAIN SHAFT, W/O HOLDING BRAKE; ACC. TOLERANCE N VIBRATION SEVERITY GRADE A, DEGREE OF PROTECTION IP 64 | 5817 | TEM | 1 | MC | 27.604 | 1
1FT70865AC701DG1 | SIMOTICS S SYNCHRON. MOTOR 1FT7, M0=28NM (100K) NN=2000RPM, PN=4,71KW NATURAL AIR COOLING; FRAME SIZE IMB 5 (IM V1, IM V3) FLANGE 0 POWER CONNECTOR ROTATABLE INCREMENTAL ENCODER 2048 S/R WITH DRIVE-CLIQ INTERFACE (ENCODER I-2048) CONNECTOR ROTATABLE PLAIN SHAFT, W/O HOLDING BRAKE; ACC. TOLERANCE N VIBRATION SEVERITY GRADE A, DEGREE OF PROTECTION IP 65 | 5913 | TEM | 1 | MC | 27.604 | 1
1FT70865AC701DG2 | SIMOTICS S SYNCHRON. MOTOR 1FT7, M0=28NM (100K) NN=2000RPM, PN=4,71KW NATURAL AIR COOLING; FRAME SIZE IMB 5 (IM V1, IM V3) FLANGE 0 POWER CONNECTOR ROTATABLE INCREMENTAL ENCODER 2048 S/R WITH DRIVE-CLIQ INTERFACE (ENCODER I-2048) CONNECTOR ROTATABLE PLAIN SHAFT, W/O HOLDING BRAKE; ACC. TOLERANCE N VIBRATION SEVERITY GRADE A, DEGREE OF PROTECTION IP 67 | 5992 | TEM | 1 | MC | 27.604 | 1
1FT70865AC701DG3 | SIMOTICS S SYNCHRON. MOTOR 1FT7, M0=28NM (100K) NN=2000RPM, PN=4,71KW NATURAL AIR COOLING; FRAME SIZE IMB 5 (IM V1, IM V3) FLANGE 0 POWER CONNECTOR ROTATABLE INCREMENTAL ENCODER 2048 S/R WITH DRIVE-CLIQ INTERFACE (ENCODER I-2048) CONNECTOR ROTATABLE PLAIN SHAFT, W/O HOLDING BRAKE; ACC. TOLERANCE N VIBRATION SEVERITY GRADE A+R, DEGREE OF PROTECTION IP 64 | 5971 | TEM | 1 | MC | 27.604 | 1
1FT70865AC701DH0 | SIMOTICS S SYNCHRON. MOTOR 1FT7, M0=28NM (100K) NN=2000RPM, PN=4,71KW NATURAL AIR COOLING; FRAME SIZE IMB 5 (IM V1, IM V3) FLANGE 0 POWER CONNECTOR ROTATABLE INCREMENTAL ENCODER 2048 S/R WITH DRIVE-CLIQ INTERFACE (ENCODER I-2048) CONNECTOR ROTATABLE PLAIN SHAFT, WITH HOLDING BRAKE; ACCURACY TOLERANCE N VIBRATION SEVERITY GRADE A, DEGREE OF PROTECTION IP 64 | 6714 | TEM | 1 | MC | 30.703 | 1
1FT70865AC701DH1 | SIMOTICS S SYNCHRON. MOTOR 1FT7, M0=28NM (100K) NN=2000RPM, PN=4,71KW NATURAL AIR COOLING; FRAME SIZE IMB 5 (IM V1, IM V3) FLANGE 0 POWER CONNECTOR ROTATABLE INCREMENTAL ENCODER 2048 S/R WITH DRIVE-CLIQ INTERFACE (ENCODER I-2048) CONNECTOR ROTATABLE PLAIN SHAFT, WITH HOLDING BRAKE; ACCURACY TOLERANCE N VIBRATION SEVERITY GRADE A, DEGREE OF PROTECTION IP 65 | 6811 | TEM | 1 | MC | 30.703 | 1
1FT70865AC701DH3 | SIMOTICS S SYNCHRON. MOTOR 1FT7, M0=28NM (100K) NN=2000RPM, PN=4,71KW NATURAL AIR COOLING; FRAME SIZE IMB 5 (IM V1, IM V3) FLANGE 0 POWER CONNECTOR ROTATABLE INCREMENTAL ENCODER 2048 S/R WITH DRIVE-CLIQ INTERFACE (ENCODER I-2048) CONNECTOR ROTATABLE PLAIN SHAFT, WITH HOLDING BRAKE; ACCURACY TOLERANCE N VIBRATION SEVERITY GRADE A+R, DEGREE OF PROTECTION IP 64 | 6869 | TEM | 1 | MC | 30.703 | 1
1FT70865AC701DL0 | SIMOTICS S SYNCHRON. MOTOR 1FT7, M0=28NM (100K) NN=2000RPM, PN=4,71KW NATURAL AIR COOLING; FRAME SIZE IMB 5 (IM V1, IM V3) FLANGE 0 POWER CONNECTOR ROTATABLE INCREMENTAL ENCODER 2048 S/R WITH DRIVE-CLIQ INTERFACE (ENCODER I-2048) CONNECTOR ROTATABLE PLAIN SHAFT, WITH HOLDING BRAKE; ACCURACY TOLERANCE R VIBRATION SEVERITY GRADE A, DEGREE OF PROTECTION IP 64 | 6871 | TEM | 1 | MC | 30.703 | 1
1FT70865AC701DL4 | SIMOTICS S SYNCHRON. MOTOR 1FT7, M0=28NM (100K) NN=2000RPM, PN=4,71KW NATURAL AIR COOLING; FRAME SIZE IMB 5 (IM V1, IM V3) FLANGE 0 POWER CONNECTOR ROTATABLE INCREMENTAL ENCODER 2048 S/R WITH DRIVE-CLIQ INTERFACE (ENCODER I-2048) CONNECTOR ROTATABLE PLAIN SHAFT, WITH HOLDING BRAKE; ACCURACY TOLERANCE R VIBRATION SEVERITY GRADE A+R, DEGREE OF PROTECTION IP 65 | 7123 | TEM | 1 | MC | 30.703 | 1
1FT70865AC701FA0 | SIMOTICS S SYNCHRON. MOTOR 1FT7, M0=28NM (100K) NN=2000RPM, PN=4,71KW NATURAL AIR COOLING; FRAME SIZE IMB 5 (IM V1, IM V3) FLANGE 0 POWER CONNECTOR ROTATABLE ABSOLUTE ENCODER 22 BITS MULTI TURN WITH DRIVE-CLIQ INTERFACE (ENCODER AM-22-DQ) CONNECTOR ROTATABLE WITH FITTED KEY, ACCURACY TOLERANCE N, W/O HOLDING BRAKE VIBRATION SEVERITY GRADE A, DEGREE OF PROTECTION IP 64 | 6582 | TEM | 1 | MC | 27.604 | 1
1FT70865AC701FA5 | SIMOTICS S SYNCHRON. MOTOR 1FT7, M0=28NM (100K) NN=2000RPM, PN=4,71KW NATURAL AIR COOLING; FRAME SIZE IMB 5 (IM V1, IM V3) FLANGE 0 POWER CONNECTOR ROTATABLE ABSOLUTE ENCODER 22 BITS MULTI TURN WITH DRIVE-CLIQ INTERFACE (ENCODER AM-22-DQ) CONNECTOR ROTATABLE WITH FITTED KEY, ACCURACY TOLERANCE N, W/O HOLDING BRAKE VIBRATION SEVERITY GRADE A+R, DEGREE OF PROTECTION IP 67 | 6913 | TEM | 1 | MC | 27.604 | 1
1FT70865AC701FB0 | SIMOTICS S SYNCHRON. MOTOR 1FT7, M0=28NM (100K) NN=2000RPM, PN=4,71KW NATURAL AIR COOLING; FRAME SIZE IMB 5 (IM V1, IM V3) FLANGE 0 POWER CONNECTOR ROTATABLE ABSOLUTE ENCODER 22 BITS MULTI TURN WITH DRIVE-CLIQ INTERFACE (ENCODER AM-22-DQ) CONNECTOR ROTATABLE SHAFT WITH FITTED KEY; WITH HOLDING BRAKE; ACC. TOLERANCE N VIBRATION SEVERITY GRADE A, DEGREE OF PROTECTION IP 64 | 7479 | TEM | 1 | MC | 30.703 | 1
1FT70865AC701FB2 | SIMOTICS S SYNCHRON. MOTOR 1FT7, M0=28NM (100K) NN=2000RPM, PN=4,71KW NATURAL AIR COOLING; FRAME SIZE IMB 5 (IM V1, IM V3) FLANGE 0 POWER CONNECTOR ROTATABLE ABSOLUTE ENCODER 22 BITS MULTI TURN WITH DRIVE-CLIQ INTERFACE (ENCODER AM-22-DQ) CONNECTOR ROTATABLE SHAFT WITH FITTED KEY; WITH HOLDING BRAKE; ACC. TOLERANCE N VIBRATION SEVERITY GRADE A, DEGREE OF PROTECTION IP 67 | 7655 | TEM | 1 | MC | 30.703 | 1
1FT70865AC701FG0 | SIMOTICS S SYNCHRON. MOTOR 1FT7, M0=28NM (100K) NN=2000RPM, PN=4,71KW NATURAL AIR COOLING; FRAME SIZE IMB 5 (IM V1, IM V3) FLANGE 0 POWER CONNECTOR ROTATABLE ABSOLUTE ENCODER 22 BITS MULTI TURN WITH DRIVE-CLIQ INTERFACE (ENCODER AM-22-DQ) CONNECTOR ROTATABLE PLAIN SHAFT, W/O HOLDING BRAKE; ACC. TOLERANCE N VIBRATION SEVERITY GRADE A, DEGREE OF PROTECTION IP 64 | 6582 | TEM | 1 | MC | 27.604 | 1
1FT70865AC701FG1 | SIMOTICS S SYNCHRON. MOTOR 1FT7, M0=28NM (100K) NN=2000RPM, PN=4,71KW NATURAL AIR COOLING; FRAME SIZE IMB 5 (IM V1, IM V3) FLANGE 0 POWER CONNECTOR ROTATABLE ABSOLUTE ENCODER 22 BITS MULTI TURN WITH DRIVE-CLIQ INTERFACE (ENCODER AM-22-DQ) CONNECTOR ROTATABLE PLAIN SHAFT, W/O HOLDING BRAKE; ACC. TOLERANCE N VIBRATION SEVERITY GRADE A, DEGREE OF PROTECTION IP 65 | 6678 | TEM | 1 | MC | 27.604 | 1
1FT70865AC701FG3 | SIMOTICS S SYNCHRON. MOTOR 1FT7, M0=28NM (100K) NN=2000RPM, PN=4,71KW NATURAL AIR COOLING; FRAME SIZE IMB 5 (IM V1, IM V3) FLANGE 0 POWER CONNECTOR ROTATABLE ABSOLUTE ENCODER 22 BITS MULTI TURN WITH DRIVE-CLIQ INTERFACE (ENCODER AM-22-DQ) CONNECTOR ROTATABLE PLAIN SHAFT, W/O HOLDING BRAKE; ACC. TOLERANCE N VIBRATION SEVERITY GRADE A+R, DEGREE OF PROTECTION IP 64 | 6736 | TEM | 1 | MC | 27.604 | 1
1FT70865AC701FG4 | SIMOTICS S SYNCHRON. MOTOR 1FT7, M0=28NM (100K) NN=2000RPM, PN=4,71KW NATURAL AIR COOLING; FRAME SIZE IMB 5 (IM V1, IM V3) FLANGE 0 POWER CONNECTOR ROTATABLE ABSOLUTE ENCODER 22 BITS MULTI TURN WITH DRIVE-CLIQ INTERFACE (ENCODER AM-22-DQ) CONNECTOR ROTATABLE PLAIN SHAFT, W/O HOLDING BRAKE; ACC. TOLERANCE N VIBRATION SEVERITY GRADE A+R, DEGREE OF PROTECTION IP 65 | 6834 | TEM | 1 | MC | 27.604 | 1
1FT70865AC701FH0 | SIMOTICS S SYNCHRON. MOTOR 1FT7, M0=28NM (100K) NN=2000RPM, PN=4,71KW NATURAL AIR COOLING; FRAME SIZE IMB 5 (IM V1, IM V3) FLANGE 0 POWER CONNECTOR ROTATABLE ABSOLUTE ENCODER 22 BITS MULTI TURN WITH DRIVE-CLIQ INTERFACE (ENCODER AM-22-DQ) CONNECTOR ROTATABLE PLAIN SHAFT, WITH HOLDING BRAKE; ACCURACY TOLERANCE N VIBRATION SEVERITY GRADE A, DEGREE OF PROTECTION IP 64 | 7479 | TEM | 1 | MC | 30.703 | 1
1FT70865AC701FH1 | SIMOTICS S SYNCHRON. MOTOR 1FT7, M0=28NM (100K) NN=2000RPM, PN=4,71KW NATURAL AIR COOLING; FRAME SIZE IMB 5 (IM V1, IM V3) FLANGE 0 POWER CONNECTOR ROTATABLE ABSOLUTE ENCODER 22 BITS MULTI TURN WITH DRIVE-CLIQ INTERFACE (ENCODER AM-22-DQ) CONNECTOR ROTATABLE PLAIN SHAFT, WITH HOLDING BRAKE; ACCURACY TOLERANCE N VIBRATION SEVERITY GRADE A, DEGREE OF PROTECTION IP 65 | 7576 | TEM | 1 | MC | 30.703 | 1
1FT70865AC701FH2 | SIMOTICS S SYNCHRON. MOTOR 1FT7, M0=28NM (100K) NN=2000RPM, PN=4,71KW NATURAL AIR COOLING; FRAME SIZE IMB 5 (IM V1, IM V3) FLANGE 0 POWER CONNECTOR ROTATABLE ABSOLUTE ENCODER 22 BITS MULTI TURN WITH DRIVE-CLIQ INTERFACE (ENCODER AM-22-DQ) CONNECTOR ROTATABLE PLAIN SHAFT, WITH HOLDING BRAKE; ACCURACY TOLERANCE N VIBRATION SEVERITY GRADE A, DEGREE OF PROTECTION IP 67 | 7655 | TEM | 1 | MC | 30.703 | 1
1FT70865AC701FH4 | SIMOTICS S SYNCHRON. MOTOR 1FT7, M0=28NM (100K) NN=2000RPM, PN=4,71KW NATURAL AIR COOLING; FRAME SIZE IMB 5 (IM V1, IM V3) FLANGE 0 POWER CONNECTOR ROTATABLE ABSOLUTE ENCODER 22 BITS MULTI TURN WITH DRIVE-CLIQ INTERFACE (ENCODER AM-22-DQ) CONNECTOR ROTATABLE PLAIN SHAFT, WITH HOLDING BRAKE; ACCURACY TOLERANCE N VIBRATION SEVERITY GRADE A+R, DEGREE OF PROTECTION IP 65 | 7732 | TEM | 1 | MC | 30.703 | 1
1FT70865AC701FK1 | SIMOTICS S SYNCHRON. MOTOR 1FT7, M0=28NM (100K) NN=2000RPM, PN=4,71KW NATURAL AIR COOLING; FRAME SIZE IMB 5 (IM V1, IM V3) FLANGE 0 POWER CONNECTOR ROTATABLE ABSOLUTE ENCODER 22 BITS MULTI TURN WITH DRIVE-CLIQ INTERFACE (ENCODER AM-22-DQ) CONNECTOR ROTATABLE PLAIN SHAFT, W/O HOLDING BRAKE; ACC. TOLERANCE R VIBRATION SEVERITY GRADE A, DEGREE OF PROTECTION IP 65 | 6837 | TEM | 1 | MC | 27.604 | 1
1FT70865AC701MA0 | SIMOTICS S SYNCHRON. MOTOR 1FT7, M0=28NM (100K) NN=2000RPM, PN=4,71KW NATURAL AIR COOLING; FRAME SIZE IMB 5 (IM V1, IM V3) FLANGE (COMPACT) WITH KTY TEMPERATURE SENSOR POWER CONNECTOR ROTATABLE ABSOLUTE ENCODER ENDAT 2048 S/R (ENCODER A-2048) CONNECTOR ROTATABLE WITH FITTED KEY, ACCURACY TOLERANCE N, W/O HOLDING BRAKE VIBRATION SEVERITY GRADE A, DEGREE OF PROTECTION IP 64 | 6150 | TEM | 1 | MC | 27.604 | 1
1FT70865AC701MB0 | SIMOTICS S SYNCHRON. MOTOR 1FT7, M0=28NM (100K) NN=2000RPM, PN=4,71KW NATURAL AIR COOLING; FRAME SIZE IMB 5 (IM V1, IM V3) FLANGE (COMPACT) WITH KTY TEMPERATURE SENSOR POWER CONNECTOR ROTATABLE ABSOLUTE ENCODER ENDAT 2048 S/R (ENCODER A-2048) CONNECTOR ROTATABLE SHAFT WITH FITTED KEY; WITH HOLDING BRAKE; ACC. TOLERANCE N VIBRATION SEVERITY GRADE A, DEGREE OF PROTECTION IP 64 | 7048 | TEM | 1 | MC | 30.703 | 1
1FT70865AC701MB2 | SIMOTICS S SYNCHRON. MOTOR 1FT7, M0=28NM (100K) NN=2000RPM, PN=4,71KW NATURAL AIR COOLING; FRAME SIZE IMB 5 (IM V1, IM V3) FLANGE (COMPACT) WITH KTY TEMPERATURE SENSOR POWER CONNECTOR ROTATABLE ABSOLUTE ENCODER ENDAT 2048 S/R (ENCODER A-2048) CONNECTOR ROTATABLE SHAFT WITH FITTED KEY; WITH HOLDING BRAKE; ACC. TOLERANCE N VIBRATION SEVERITY GRADE A, DEGREE OF PROTECTION IP 67 | 7223 | TEM | 1 | MC | 30.703 | 1
1FT70865AC701MG0 | SIMOTICS S SYNCHRON. MOTOR 1FT7, M0=28NM (100K) NN=2000RPM, PN=4,71KW NATURAL AIR COOLING; FRAME SIZE IMB 5 (IM V1, IM V3) FLANGE (COMPACT) WITH KTY TEMPERATURE SENSOR POWER CONNECTOR ROTATABLE ABSOLUTE ENCODER ENDAT 2048 S/R (ENCODER A-2048) CONNECTOR ROTATABLE PLAIN SHAFT, W/O HOLDING BRAKE; ACC. TOLERANCE N VIBRATION SEVERITY GRADE A, DEGREE OF PROTECTION IP 64 | 6150 | TEM | 1 | MC | 27.604 | 1
1FT70865AC701MH0 | SIMOTICS S SYNCHRON. MOTOR 1FT7, M0=28NM (100K) NN=2000RPM, PN=4,71KW NATURAL AIR COOLING; FRAME SIZE IMB 5 (IM V1, IM V3) FLANGE (COMPACT) WITH KTY TEMPERATURE SENSOR POWER CONNECTOR ROTATABLE ABSOLUTE ENCODER ENDAT 2048 S/R (ENCODER A-2048) CONNECTOR ROTATABLE PLAIN SHAFT, WITH HOLDING BRAKE; ACCURACY TOLERANCE N VIBRATION SEVERITY GRADE A, DEGREE OF PROTECTION IP 64 | 7048 | TEM | 1 | MC | 30.703 | 1
1FT70865AC701NA0 | SIMOTICS S SYNCHRON. MOTOR 1FT7, M0=28NM (100K) NN=2000RPM, PN=4,71KW NATURAL AIR COOLING; FRAME SIZE IMB 5 (IM V1, IM V3) FLANGE (COMPACT) WITH KTY TEMPERATURE SENSOR POWER CONNECTOR ROTATABLE INCREM. ENCODER SIN/COS 1VSS 2048 S/R (ENCODER I-2048) CONNECTOR ROTATABLE WITH FITTED KEY, ACCURACY TOLERANCE N, W/O HOLDING BRAKE VIBRATION SEVERITY GRADE A, DEGREE OF PROTECTION IP 64 | 5396 | TEM | 1 | MC | 27.604 | 1
1FT70865AC701NA1 | SIMOTICS S SYNCHRON. MOTOR 1FT7, M0=28NM (100K) NN=2000RPM, PN=4,71KW NATURAL AIR COOLING; FRAME SIZE IMB 5 (IM V1, IM V3) FLANGE (COMPACT) WITH KTY TEMPERATURE SENSOR POWER CONNECTOR ROTATABLE INCREM. ENCODER SIN/COS 1VSS 2048 S/R (ENCODER I-2048) CONNECTOR ROTATABLE WITH FITTED KEY, ACCURACY TOLERANCE N, W/O HOLDING BRAKE VIBRATION SEVERITY GRADE A, DEGREE OF PROTECTION IP 65 | 5492 | TEM | 1 | MC | 27.604 | 1
1FT70865AC701NA3 | SIMOTICS S SYNCHRON. MOTOR 1FT7, M0=28NM (100K) NN=2000RPM, PN=4,71KW NATURAL AIR COOLING; FRAME SIZE IMB 5 (IM V1, IM V3) FLANGE (COMPACT) WITH KTY TEMPERATURE SENSOR POWER CONNECTOR ROTATABLE INCREM. ENCODER SIN/COS 1VSS 2048 S/R (ENCODER I-2048) CONNECTOR ROTATABLE WITH FITTED KEY, ACCURACY TOLERANCE N, W/O HOLDING BRAKE VIBRATION SEVERITY GRADE A+R, DEGREE OF PROTECTION IP 64 | 5551 | TEM | 1 | MC | 27.604 | 1
1FT70865AC701NB0 | SIMOTICS S SYNCHRON. MOTOR 1FT7, M0=28NM (100K) NN=2000RPM, PN=4,71KW NATURAL AIR COOLING; FRAME SIZE IMB 5 (IM V1, IM V3) FLANGE (COMPACT) WITH KTY TEMPERATURE SENSOR POWER CONNECTOR ROTATABLE INCREM. ENCODER SIN/COS 1VSS 2048 S/R (ENCODER I-2048) CONNECTOR ROTATABLE SHAFT WITH FITTED KEY; WITH HOLDING BRAKE; ACC. TOLERANCE N VIBRATION SEVERITY GRADE A, DEGREE OF PROTECTION IP 64 | 6294 | TEM | 1 | MC | 30.703 | 1
1FT70865AC701NB2 | SIMOTICS S SYNCHRON. MOTOR 1FT7, M0=28NM (100K) NN=2000RPM, PN=4,71KW NATURAL AIR COOLING; FRAME SIZE IMB 5 (IM V1, IM V3) FLANGE (COMPACT) WITH KTY TEMPERATURE SENSOR POWER CONNECTOR ROTATABLE INCREM. ENCODER SIN/COS 1VSS 2048 S/R (ENCODER I-2048) CONNECTOR ROTATABLE SHAFT WITH FITTED KEY; WITH HOLDING BRAKE; ACC. TOLERANCE N VIBRATION SEVERITY GRADE A, DEGREE OF PROTECTION IP 67 | 6469 | TEM | 1 | MC | 30.703 | 1
1FT70865AC701NG0 | SIMOTICS S SYNCHRON. MOTOR 1FT7, M0=28NM (100K) NN=2000RPM, PN=4,71KW NATURAL AIR COOLING; FRAME SIZE IMB 5 (IM V1, IM V3) FLANGE (COMPACT) WITH KTY TEMPERATURE SENSOR POWER CONNECTOR ROTATABLE INCREM. ENCODER SIN/COS 1VSS 2048 S/R (ENCODER I-2048) CONNECTOR ROTATABLE PLAIN SHAFT, W/O HOLDING BRAKE; ACC. TOLERANCE N VIBRATION SEVERITY GRADE A, DEGREE OF PROTECTION IP 64 | 5396 | TEM | 1 | MC | 27.604 | 1
1FT70865AC701NG1 | SIMOTICS S SYNCHRON. MOTOR 1FT7, M0=28NM (100K) NN=2000RPM, PN=4,71KW NATURAL AIR COOLING; FRAME SIZE IMB 5 (IM V1, IM V3) FLANGE (COMPACT) WITH KTY TEMPERATURE SENSOR POWER CONNECTOR ROTATABLE INCREM. ENCODER SIN/COS 1VSS 2048 S/R (ENCODER I-2048) CONNECTOR ROTATABLE PLAIN SHAFT, W/O HOLDING BRAKE; ACC. TOLERANCE N VIBRATION SEVERITY GRADE A, DEGREE OF PROTECTION IP 65 | 5492 | TEM | 1 | MC | 27.604 | 1
1FT70865AC701NG2 | SIMOTICS S SYNCHRON. MOTOR 1FT7, M0=28NM (100K) NN=2000RPM, PN=4,71KW NATURAL AIR COOLING; FRAME SIZE IMB 5 (IM V1, IM V3) FLANGE (COMPACT) WITH KTY TEMPERATURE SENSOR POWER CONNECTOR ROTATABLE INCREM. ENCODER SIN/COS 1VSS 2048 S/R (ENCODER I-2048) CONNECTOR ROTATABLE PLAIN SHAFT, W/O HOLDING BRAKE; ACC. TOLERANCE N VIBRATION SEVERITY GRADE A, DEGREE OF PROTECTION IP 67 | 5572 | TEM | 1 | MC | 27.604 | 1
1FT70865AC701NH0 | SIMOTICS S SYNCHRON. MOTOR 1FT7, M0=28NM (100K) NN=2000RPM, PN=4,71KW NATURAL AIR COOLING; FRAME SIZE IMB 5 (IM V1, IM V3) FLANGE (COMPACT) WITH KTY TEMPERATURE SENSOR POWER CONNECTOR ROTATABLE INCREM. ENCODER SIN/COS 1VSS 2048 S/R (ENCODER I-2048) CONNECTOR ROTATABLE PLAIN SHAFT, WITH HOLDING BRAKE; ACCURACY TOLERANCE N VIBRATION SEVERITY GRADE A, DEGREE OF PROTECTION IP 64 | 6294 | TEM | 1 | MC | 30.703 | 1
1FT70865AC701NH1 | SIMOTICS S SYNCHRON. MOTOR 1FT7, M0=28NM (100K) NN=2000RPM, PN=4,71KW NATURAL AIR COOLING; FRAME SIZE IMB 5 (IM V1, IM V3) FLANGE (COMPACT) WITH KTY TEMPERATURE SENSOR POWER CONNECTOR ROTATABLE INCREM. ENCODER SIN/COS 1VSS 2048 S/R (ENCODER I-2048) CONNECTOR ROTATABLE PLAIN SHAFT, WITH HOLDING BRAKE; ACCURACY TOLERANCE N VIBRATION SEVERITY GRADE A, DEGREE OF PROTECTION IP 65 | 6390 | TEM | 1 | MC | 30.703 | 1
1FT70865AC711BA0 | SIMOTICS S SYNCHRON. MOTOR 1FT7, M0=28NM (100K) NN=2000RPM, PN=4,71KW NATURAL AIR COOLING; FRAME SIZE IMB 5 (IM V1, IM V3) FLANGE 1 (1FT6 COMPATIBLE) POWER CONNECTOR ROTATABLE ABSOLUTE VALUE ENCODER SINGLETURN 24 BIT WITH DRIVE-CLIQ INTERFACE (ENCODER AS24DQI) WITH FITTED KEY, ACCURACY TOLERANCE N, W/O HOLDING BRAKE VIBRATION SEVERITY GRADE A, DEGREE OF PROTECTION IP 64 | 5736 | TEM | 1 | MC | 27.604 | 1
1FT70865AC711BA1 | SIMOTICS S SYNCHRON. MOTOR 1FT7, M0=28NM (100K) NN=2000RPM, PN=4,71KW NATURAL AIR COOLING; FRAME SIZE IMB 5 (IM V1, IM V3) FLANGE 1 (1FT6 COMPATIBLE) POWER CONNECTOR ROTATABLE ABSOLUTE VALUE ENCODER SINGLETURN 24 BIT WITH DRIVE-CLIQ INTERFACE (ENCODER AS24DQI) WITH FITTED KEY, ACCURACY TOLERANCE N, W/O HOLDING BRAKE VIBRATION SEVERITY GRADE A, DEGREE OF PROTECTION IP 65 | 5833 | TEM | 1 | MC | 27.604 | 1
1FT70865AC711BA3 | SIMOTICS S SYNCHRON. MOTOR 1FT7, M0=28NM (100K) NN=2000RPM, PN=4,71KW NATURAL AIR COOLING; FRAME SIZE IMB 5 (IM V1, IM V3) FLANGE 1 (1FT6 COMPATIBLE) POWER CONNECTOR ROTATABLE ABSOLUTE VALUE ENCODER SINGLETURN 24 BIT WITH DRIVE-CLIQ INTERFACE (ENCODER AS24DQI) WITH FITTED KEY, ACCURACY TOLERANCE N, W/O HOLDING BRAKE VIBRATION SEVERITY GRADE A+R, DEGREE OF PROTECTION IP 64 | 5891 | TEM | 1 | MC | 27.604 | 1
1FT70865AC711BB0 | SIMOTICS S SYNCHRON. MOTOR 1FT7, M0=28NM (100K) NN=2000RPM, PN=4,71KW NATURAL AIR COOLING; FRAME SIZE IMB 5 (IM V1, IM V3) FLANGE 1 (1FT6 COMPATIBLE) POWER CONNECTOR ROTATABLE ABSOLUTE VALUE ENCODER SINGLETURN 24 BIT WITH DRIVE-CLIQ INTERFACE (ENCODER AS24DQI) SHAFT WITH FITTED KEY; WITH HOLDING BRAKE; ACC. TOLERANCE N VIBRATION SEVERITY GRADE A, DEGREE OF PROTECTION IP 64 | 6634 | TEM | 1 | MC | 30.703 | 1
1FT70865AC711BB1 | SIMOTICS S SYNCHRON. MOTOR 1FT7, M0=28NM (100K) NN=2000RPM, PN=4,71KW NATURAL AIR COOLING; FRAME SIZE IMB 5 (IM V1, IM V3) FLANGE 1 (1FT6 COMPATIBLE) POWER CONNECTOR ROTATABLE ABSOLUTE VALUE ENCODER SINGLETURN 24 BIT WITH DRIVE-CLIQ INTERFACE (ENCODER AS24DQI) SHAFT WITH FITTED KEY; WITH HOLDING BRAKE; ACC. TOLERANCE N VIBRATION SEVERITY GRADE A, DEGREE OF PROTECTION IP 65 | 6730 | TEM | 1 | MC | 30.703 | 1
1FT70865AC711BB3 | SIMOTICS S SYNCHRON. MOTOR 1FT7, M0=28NM (100K) NN=2000RPM, PN=4,71KW NATURAL AIR COOLING; FRAME SIZE IMB 5 (IM V1, IM V3) FLANGE 1 (1FT6 COMPATIBLE) POWER CONNECTOR ROTATABLE ABSOLUTE VALUE ENCODER SINGLETURN 24 BIT WITH DRIVE-CLIQ INTERFACE (ENCODER AS24DQI) SHAFT WITH FITTED KEY; WITH HOLDING BRAKE; ACC. TOLERANCE N VIBRATION SEVERITY GRADE A+R, DEGREE OF PROTECTION IP 64 | 6789 | TEM | 1 | MC | 30.703 | 1
1FT70865AC711BD1 | SIMOTICS S SYNCHRON. MOTOR 1FT7, M0=28NM (100K) NN=2000RPM, PN=4,71KW NATURAL AIR COOLING; FRAME SIZE IMB 5 (IM V1, IM V3) FLANGE 1 (1FT6 COMPATIBLE) POWER CONNECTOR ROTATABLE ABSOLUTE VALUE ENCODER SINGLETURN 24 BIT WITH DRIVE-CLIQ INTERFACE (ENCODER AS24DQI) SHAFT WITH FITTED KEY; W/O HOLDING BRAKE; ACC. TOLERANCE R VIBRATION SEVERITY GRADE A, DEGREE OF PROTECTION IP 65 | 5992 | TEM | 1 | MC | 27.604 | 1
1FT70865AC711BE2 | SIMOTICS S SYNCHRON. MOTOR 1FT7, M0=28NM (100K) NN=2000RPM, PN=4,71KW NATURAL AIR COOLING; FRAME SIZE IMB 5 (IM V1, IM V3) FLANGE 1 (1FT6 COMPATIBLE) POWER CONNECTOR ROTATABLE ABSOLUTE VALUE ENCODER SINGLETURN 24 BIT WITH DRIVE-CLIQ INTERFACE (ENCODER AS24DQI) SHAFT WITH FITTED KEY; WITH HOLDING BRAKE; ACC. TOLERANCE R VIBRATION SEVERITY GRADE A, DEGREE OF PROTECTION IP 67 | 6967 | TEM | 1 | MC | 30.703 | 1
1FT70865AC711BG0 | SIMOTICS S SYNCHRON. MOTOR 1FT7, M0=28NM (100K) NN=2000RPM, PN=4,71KW NATURAL AIR COOLING; FRAME SIZE IMB 5 (IM V1, IM V3) FLANGE 1 (1FT6 COMPATIBLE) POWER CONNECTOR ROTATABLE ABSOLUTE VALUE ENCODER SINGLETURN 24 BIT WITH DRIVE-CLIQ INTERFACE (ENCODER AS24DQI) PLAIN SHAFT, W/O HOLDING BRAKE; ACC. TOLERANCE N VIBRATION SEVERITY GRADE A, DEGREE OF PROTECTION IP 64 | 5736 | TEM | 1 | MC | 27.604 | 1
1FT70865AC711BG1 | SIMOTICS S SYNCHRON. MOTOR 1FT7, M0=28NM (100K) NN=2000RPM, PN=4,71KW NATURAL AIR COOLING; FRAME SIZE IMB 5 (IM V1, IM V3) FLANGE 1 (1FT6 COMPATIBLE) POWER CONNECTOR ROTATABLE ABSOLUTE VALUE ENCODER SINGLETURN 24 BIT WITH DRIVE-CLIQ INTERFACE (ENCODER AS24DQI) PLAIN SHAFT, W/O HOLDING BRAKE; ACC. TOLERANCE N VIBRATION SEVERITY GRADE A, DEGREE OF PROTECTION IP 65 | 5833 | TEM | 1 | MC | 27.604 | 1
1FT70865AC711BG3 | SIMOTICS S SYNCHRON. MOTOR 1FT7, M0=28NM (100K) NN=2000RPM, PN=4,71KW NATURAL AIR COOLING; FRAME SIZE IMB 5 (IM V1, IM V3) FLANGE 1 (1FT6 COMPATIBLE) POWER CONNECTOR ROTATABLE ABSOLUTE VALUE ENCODER SINGLETURN 24 BIT WITH DRIVE-CLIQ INTERFACE (ENCODER AS24DQI) PLAIN SHAFT, W/O HOLDING BRAKE; ACC. TOLERANCE N VIBRATION SEVERITY GRADE A+R, DEGREE OF PROTECTION IP 64 | 5891 | TEM | 1 | MC | 27.604 | 1
1FT70865AC711BG5 | SIMOTICS S SYNCHRON. MOTOR 1FT7, M0=28NM (100K) NN=2000RPM, PN=4,71KW NATURAL AIR COOLING; FRAME SIZE IMB 5 (IM V1, IM V3) FLANGE 1 (1FT6 COMPATIBLE) POWER CONNECTOR ROTATABLE ABSOLUTE VALUE ENCODER SINGLETURN 24 BIT WITH DRIVE-CLIQ INTERFACE (ENCODER AS24DQI) PLAIN SHAFT, W/O HOLDING BRAKE; ACC. TOLERANCE N VIBRATION SEVERITY GRADE A+R, DEGREE OF PROTECTION IP 67 | 6068 | TEM | 1 | MC | 27.604 | 1
1FT70865AC711BH1 | SIMOTICS S SYNCHRON. MOTOR 1FT7, M0=28NM (100K) NN=2000RPM, PN=4,71KW NATURAL AIR COOLING; FRAME SIZE IMB 5 (IM V1, IM V3) FLANGE 1 (1FT6 COMPATIBLE) POWER CONNECTOR ROTATABLE ABSOLUTE VALUE ENCODER SINGLETURN 24 BIT WITH DRIVE-CLIQ INTERFACE (ENCODER AS24DQI) PLAIN SHAFT, WITH HOLDING BRAKE; ACCURACY TOLERANCE N VIBRATION SEVERITY GRADE A, DEGREE OF PROTECTION IP 65 | 6730 | TEM | 1 | MC | 30.703 | 1
1FT70865AC711BK1 | SIMOTICS S SYNCHRON. MOTOR 1FT7, M0=28NM (100K) NN=2000RPM, PN=4,71KW NATURAL AIR COOLING; FRAME SIZE IMB 5 (IM V1, IM V3) FLANGE 1 (1FT6 COMPATIBLE) POWER CONNECTOR ROTATABLE ABSOLUTE VALUE ENCODER SINGLETURN 24 BIT WITH DRIVE-CLIQ INTERFACE (ENCODER AS24DQI) PLAIN SHAFT, W/O HOLDING BRAKE; ACC. TOLERANCE R VIBRATION SEVERITY GRADE A, DEGREE OF PROTECTION IP 65 | 5992 | TEM | 1 | MC | 27.604 | 1
1FT70865AC711BL0 | SIMOTICS S SYNCHRON. MOTOR 1FT7, M0=28NM (100K) NN=2000RPM, PN=4,71KW NATURAL AIR COOLING; FRAME SIZE IMB 5 (IM V1, IM V3) FLANGE 1 (1FT6 COMPATIBLE) POWER CONNECTOR ROTATABLE ABSOLUTE VALUE ENCODER SINGLETURN 24 BIT WITH DRIVE-CLIQ INTERFACE (ENCODER AS24DQI) PLAIN SHAFT, WITH HOLDING BRAKE; ACCURACY TOLERANCE R VIBRATION SEVERITY GRADE A, DEGREE OF PROTECTION IP 64 | 6791 | TEM | 1 | MC | 30.703 | 1
1FT70865AC711CA0 | SIMOTICS S SYNCHRON. MOTOR 1FT7, M0=28NM (100K) NN=2000RPM, PN=4,71KW NATURAL AIR COOLING; FRAME SIZE IMB 5 (IM V1, IM V3) FLANGE 1 (1FT6 COMPATIBLE) POWER CONNECTOR ROTATABLE ABSOLUTE ENCODER 24 BITS + 12 BIT MULTITURN WITH DRIVE-CLIQ INTERFACE (ENCODER AM24DQI) WITH FITTED KEY, ACCURACY TOLERANCE N, W/O HOLDING BRAKE VIBRATION SEVERITY GRADE A, DEGREE OF PROTECTION IP 64 | 6502 | TEM | 1 | MC | 27.604 | 1
1FT70865AC711CA1 | SIMOTICS S SYNCHRON. MOTOR 1FT7, M0=28NM (100K) NN=2000RPM, PN=4,71KW NATURAL AIR COOLING; FRAME SIZE IMB 5 (IM V1, IM V3) FLANGE 1 (1FT6 COMPATIBLE) POWER CONNECTOR ROTATABLE ABSOLUTE ENCODER 24 BITS + 12 BIT MULTITURN WITH DRIVE-CLIQ INTERFACE (ENCODER AM24DQI) WITH FITTED KEY, ACCURACY TOLERANCE N, W/O HOLDING BRAKE VIBRATION SEVERITY GRADE A, DEGREE OF PROTECTION IP 65 | 6598 | TEM | 1 | MC | 27.604 | 1
1FT70865AC711CB0 | SIMOTICS S SYNCHRON. MOTOR 1FT7, M0=28NM (100K) NN=2000RPM, PN=4,71KW NATURAL AIR COOLING; FRAME SIZE IMB 5 (IM V1, IM V3) FLANGE 1 (1FT6 COMPATIBLE) POWER CONNECTOR ROTATABLE ABSOLUTE ENCODER 24 BITS + 12 BIT MULTITURN WITH DRIVE-CLIQ INTERFACE (ENCODER AM24DQI) SHAFT WITH FITTED KEY; WITH HOLDING BRAKE; ACC. TOLERANCE N VIBRATION SEVERITY GRADE A, DEGREE OF PROTECTION IP 64 | 7399 | TEM | 1 | MC | 30.703 | 1
1FT70865AC711CB1 | SIMOTICS S SYNCHRON. MOTOR 1FT7, M0=28NM (100K) NN=2000RPM, PN=4,71KW NATURAL AIR COOLING; FRAME SIZE IMB 5 (IM V1, IM V3) FLANGE 1 (1FT6 COMPATIBLE) POWER CONNECTOR ROTATABLE ABSOLUTE ENCODER 24 BITS + 12 BIT MULTITURN WITH DRIVE-CLIQ INTERFACE (ENCODER AM24DQI) SHAFT WITH FITTED KEY; WITH HOLDING BRAKE; ACC. TOLERANCE N VIBRATION SEVERITY GRADE A, DEGREE OF PROTECTION IP 65 | 7495 | TEM | 1 | MC | 30.703 | 1
1FT70865AC711CD3 | SIMOTICS S SYNCHRON. MOTOR 1FT7, M0=28NM (100K) NN=2000RPM, PN=4,71KW NATURAL AIR COOLING; FRAME SIZE IMB 5 (IM V1, IM V3) FLANGE 1 (1FT6 COMPATIBLE) POWER CONNECTOR ROTATABLE ABSOLUTE ENCODER 24 BITS + 12 BIT MULTITURN WITH DRIVE-CLIQ INTERFACE (ENCODER AM24DQI) SHAFT WITH FITTED KEY; W/O HOLDING BRAKE; ACC. TOLERANCE R VIBRATION SEVERITY GRADE A+R, DEGREE OF PROTECTION IP 64 | 6816 | TEM | 1 | MC | 27.604 | 1
1FT70865AC711CE3 | SIMOTICS S SYNCHRON. MOTOR 1FT7, M0=28NM (100K) NN=2000RPM, PN=4,71KW NATURAL AIR COOLING; FRAME SIZE IMB 5 (IM V1, IM V3) FLANGE 1 (1FT6 COMPATIBLE) POWER CONNECTOR ROTATABLE ABSOLUTE ENCODER 24 BITS + 12 BIT MULTITURN WITH DRIVE-CLIQ INTERFACE (ENCODER AM24DQI) SHAFT WITH FITTED KEY; WITH HOLDING BRAKE; ACC. TOLERANCE R VIBRATION SEVERITY GRADE A+R, DEGREE OF PROTECTION IP 64 | 7711 | TEM | 1 | MC | 30.703 | 1
1FT70865AC711CG0 | SIMOTICS S SYNCHRON. MOTOR 1FT7, M0=28NM (100K) NN=2000RPM, PN=4,71KW NATURAL AIR COOLING; FRAME SIZE IMB 5 (IM V1, IM V3) FLANGE 1 (1FT6 COMPATIBLE) POWER CONNECTOR ROTATABLE ABSOLUTE ENCODER 24 BITS + 12 BIT MULTITURN WITH DRIVE-CLIQ INTERFACE (ENCODER AM24DQI) PLAIN SHAFT, W/O HOLDING BRAKE; ACC. TOLERANCE N VIBRATION SEVERITY GRADE A, DEGREE OF PROTECTION IP 64 | 6502 | TEM | 1 | MC | 27.604 | 1
1FT70865AC711CG1 | SIMOTICS S SYNCHRON. MOTOR 1FT7, M0=28NM (100K) NN=2000RPM, PN=4,71KW NATURAL AIR COOLING; FRAME SIZE IMB 5 (IM V1, IM V3) FLANGE 1 (1FT6 COMPATIBLE) POWER CONNECTOR ROTATABLE ABSOLUTE ENCODER 24 BITS + 12 BIT MULTITURN WITH DRIVE-CLIQ INTERFACE (ENCODER AM24DQI) PLAIN SHAFT, W/O HOLDING BRAKE; ACC. TOLERANCE N VIBRATION SEVERITY GRADE A, DEGREE OF PROTECTION IP 65 | 6598 | TEM | 1 | MC | 27.604 | 1
1FT70865AC711CG2 | SIMOTICS S SYNCHRON. MOTOR 1FT7, M0=28NM (100K) NN=2000RPM, PN=4,71KW NATURAL AIR COOLING; FRAME SIZE IMB 5 (IM V1, IM V3) FLANGE 1 (1FT6 COMPATIBLE) POWER CONNECTOR ROTATABLE ABSOLUTE ENCODER 24 BITS + 12 BIT MULTITURN WITH DRIVE-CLIQ INTERFACE (ENCODER AM24DQI) PLAIN SHAFT, W/O HOLDING BRAKE; ACC. TOLERANCE N VIBRATION SEVERITY GRADE A, DEGREE OF PROTECTION IP 67 | 6677 | TEM | 1 | MC | 27.604 | 1
1FT70865AC711CG4 | SIMOTICS S SYNCHRON. MOTOR 1FT7, M0=28NM (100K) NN=2000RPM, PN=4,71KW NATURAL AIR COOLING; FRAME SIZE IMB 5 (IM V1, IM V3) FLANGE 1 (1FT6 COMPATIBLE) POWER CONNECTOR ROTATABLE ABSOLUTE ENCODER 24 BITS + 12 BIT MULTITURN WITH DRIVE-CLIQ INTERFACE (ENCODER AM24DQI) PLAIN SHAFT, W/O HOLDING BRAKE; ACC. TOLERANCE N VIBRATION SEVERITY GRADE A+R, DEGREE OF PROTECTION IP 65 | 6754 | TEM | 1 | MC | 27.604 | 1
1FT70865AC711CH0 | SIMOTICS S SYNCHRON. MOTOR 1FT7, M0=28NM (100K) NN=2000RPM, PN=4,71KW NATURAL AIR COOLING; FRAME SIZE IMB 5 (IM V1, IM V3) FLANGE 1 (1FT6 COMPATIBLE) POWER CONNECTOR ROTATABLE ABSOLUTE ENCODER 24 BITS + 12 BIT MULTITURN WITH DRIVE-CLIQ INTERFACE (ENCODER AM24DQI) PLAIN SHAFT, WITH HOLDING BRAKE; ACCURACY TOLERANCE N VIBRATION SEVERITY GRADE A, DEGREE OF PROTECTION IP 64 | 7399 | TEM | 1 | MC | 30.703 | 1
1FT70865AC711CH1 | SIMOTICS S SYNCHRON. MOTOR 1FT7, M0=28NM (100K) NN=2000RPM, PN=4,71KW NATURAL AIR COOLING; FRAME SIZE IMB 5 (IM V1, IM V3) FLANGE 1 (1FT6 COMPATIBLE) POWER CONNECTOR ROTATABLE ABSOLUTE ENCODER 24 BITS + 12 BIT MULTITURN WITH DRIVE-CLIQ INTERFACE (ENCODER AM24DQI) PLAIN SHAFT, WITH HOLDING BRAKE; ACCURACY TOLERANCE N VIBRATION SEVERITY GRADE A, DEGREE OF PROTECTION IP 65 | 7495 | TEM | 1 | MC | 30.703 | 1
1FT70865AC711CH2 | SIMOTICS S SYNCHRON. MOTOR 1FT7, M0=28NM (100K) NN=2000RPM, PN=4,71KW NATURAL AIR COOLING; FRAME SIZE IMB 5 (IM V1, IM V3) FLANGE 1 (1FT6 COMPATIBLE) POWER CONNECTOR ROTATABLE ABSOLUTE ENCODER 24 BITS + 12 BIT MULTITURN WITH DRIVE-CLIQ INTERFACE (ENCODER AM24DQI) PLAIN SHAFT, WITH HOLDING BRAKE; ACCURACY TOLERANCE N VIBRATION SEVERITY GRADE A, DEGREE OF PROTECTION IP 67 | 7575 | TEM | 1 | MC | 30.703 | 1
1FT70865AC711CK4 | SIMOTICS S SYNCHRON. MOTOR 1FT7, M0=28NM (100K) NN=2000RPM, PN=4,71KW NATURAL AIR COOLING; FRAME SIZE IMB 5 (IM V1, IM V3) FLANGE 1 (1FT6 COMPATIBLE) POWER CONNECTOR ROTATABLE ABSOLUTE ENCODER 24 BITS + 12 BIT MULTITURN WITH DRIVE-CLIQ INTERFACE (ENCODER AM24DQI) PLAIN SHAFT, W/O HOLDING BRAKE; ACC. TOLERANCE R VIBRATION SEVERITY GRADE A+R, DEGREE OF PROTECTION IP 65 | 6913 | TEM | 1 | MC | 27.604 | 1
1FT70865AC711CL5 | SIMOTICS S SYNCHRON. MOTOR 1FT7, M0=28NM (100K) NN=2000RPM, PN=4,71KW NATURAL AIR COOLING; FRAME SIZE IMB 5 (IM V1, IM V3) FLANGE 1 (1FT6 COMPATIBLE) POWER CONNECTOR ROTATABLE ABSOLUTE ENCODER 24 BITS + 12 BIT MULTITURN WITH DRIVE-CLIQ INTERFACE (ENCODER AM24DQI) PLAIN SHAFT, WITH HOLDING BRAKE; ACCURACY TOLERANCE R VIBRATION SEVERITY GRADE A+R, DEGREE OF PROTECTION IP 67 | 7888 | TEM | 1 | MC | 30.703 | 1
1FT70865AC711DA0 | SIMOTICS S SYNCHRON. MOTOR 1FT7, M0=28NM (100K) NN=2000RPM, PN=4,71KW NATURAL AIR COOLING; FRAME SIZE IMB 5 (IM V1, IM V3) FLANGE 1 (1FT6 COMPATIBLE) POWER CONNECTOR ROTATABLE INCREMENTAL ENCODER 2048 S/R WITH DRIVE-CLIQ INTERFACE (ENCODER I-2048) CONNECTOR ROTATABLE WITH FITTED KEY, ACCURACY TOLERANCE N, W/O HOLDING BRAKE VIBRATION SEVERITY GRADE A, DEGREE OF PROTECTION IP 64 | 5817 | TEM | 1 | MC | 27.604 | 1
1FT70865AC711DA1 | SIMOTICS S SYNCHRON. MOTOR 1FT7, M0=28NM (100K) NN=2000RPM, PN=4,71KW NATURAL AIR COOLING; FRAME SIZE IMB 5 (IM V1, IM V3) FLANGE 1 (1FT6 COMPATIBLE) POWER CONNECTOR ROTATABLE INCREMENTAL ENCODER 2048 S/R WITH DRIVE-CLIQ INTERFACE (ENCODER I-2048) CONNECTOR ROTATABLE WITH FITTED KEY, ACCURACY TOLERANCE N, W/O HOLDING BRAKE VIBRATION SEVERITY GRADE A, DEGREE OF PROTECTION IP 65 | 5913 | TEM | 1 | MC | 27.604 | 1
1FT70865AC711DA3 | SIMOTICS S SYNCHRON. MOTOR 1FT7, M0=28NM (100K) NN=2000RPM, PN=4,71KW NATURAL AIR COOLING; FRAME SIZE IMB 5 (IM V1, IM V3) FLANGE 1 (1FT6 COMPATIBLE) POWER CONNECTOR ROTATABLE INCREMENTAL ENCODER 2048 S/R WITH DRIVE-CLIQ INTERFACE (ENCODER I-2048) CONNECTOR ROTATABLE WITH FITTED KEY, ACCURACY TOLERANCE N, W/O HOLDING BRAKE VIBRATION SEVERITY GRADE A+R, DEGREE OF PROTECTION IP 64 | 5971 | TEM | 1 | MC | 27.604 | 1
1FT70865AC711DA4 | SIMOTICS S SYNCHRON. MOTOR 1FT7, M0=28NM (100K) NN=2000RPM, PN=4,71KW NATURAL AIR COOLING; FRAME SIZE IMB 5 (IM V1, IM V3) FLANGE 1 (1FT6 COMPATIBLE) POWER CONNECTOR ROTATABLE INCREMENTAL ENCODER 2048 S/R WITH DRIVE-CLIQ INTERFACE (ENCODER I-2048) CONNECTOR ROTATABLE WITH FITTED KEY, ACCURACY TOLERANCE N, W/O HOLDING BRAKE VIBRATION SEVERITY GRADE A+R, DEGREE OF PROTECTION IP 65 | 6069 | TEM | 1 | MC | 27.604 | 1
1FT70865AC711DB0 | SIMOTICS S SYNCHRON. MOTOR 1FT7, M0=28NM (100K) NN=2000RPM, PN=4,71KW NATURAL AIR COOLING; FRAME SIZE IMB 5 (IM V1, IM V3) FLANGE 1 (1FT6 COMPATIBLE) POWER CONNECTOR ROTATABLE INCREMENTAL ENCODER 2048 S/R WITH DRIVE-CLIQ INTERFACE (ENCODER I-2048) CONNECTOR ROTATABLE SHAFT WITH FITTED KEY; WITH HOLDING BRAKE; ACC. TOLERANCE N VIBRATION SEVERITY GRADE A, DEGREE OF PROTECTION IP 64 | 6714 | TEM | 1 | MC | 30.703 | 1
1FT70865AC711DB1 | SIMOTICS S SYNCHRON. MOTOR 1FT7, M0=28NM (100K) NN=2000RPM, PN=4,71KW NATURAL AIR COOLING; FRAME SIZE IMB 5 (IM V1, IM V3) FLANGE 1 (1FT6 COMPATIBLE) POWER CONNECTOR ROTATABLE INCREMENTAL ENCODER 2048 S/R WITH DRIVE-CLIQ INTERFACE (ENCODER I-2048) CONNECTOR ROTATABLE SHAFT WITH FITTED KEY; WITH HOLDING BRAKE; ACC. TOLERANCE N VIBRATION SEVERITY GRADE A, DEGREE OF PROTECTION IP 65 | 6811 | TEM | 1 | MC | 30.703 | 1
1FT70865AC711DD2 | SIMOTICS S SYNCHRON. MOTOR 1FT7, M0=28NM (100K) NN=2000RPM, PN=4,71KW NATURAL AIR COOLING; FRAME SIZE IMB 5 (IM V1, IM V3) FLANGE 1 (1FT6 COMPATIBLE) POWER CONNECTOR ROTATABLE INCREMENTAL ENCODER 2048 S/R WITH DRIVE-CLIQ INTERFACE (ENCODER I-2048) CONNECTOR ROTATABLE SHAFT WITH FITTED KEY; W/O HOLDING BRAKE; ACC. TOLERANCE R VIBRATION SEVERITY GRADE A, DEGREE OF PROTECTION IP 67 | 6152 | TEM | 1 | MC | 27.604 | 1
1FT70865AC711DD3 | SIMOTICS S SYNCHRON. MOTOR 1FT7, M0=28NM (100K) NN=2000RPM, PN=4,71KW NATURAL AIR COOLING; FRAME SIZE IMB 5 (IM V1, IM V3) FLANGE 1 (1FT6 COMPATIBLE) POWER CONNECTOR ROTATABLE INCREMENTAL ENCODER 2048 S/R WITH DRIVE-CLIQ INTERFACE (ENCODER I-2048) CONNECTOR ROTATABLE SHAFT WITH FITTED KEY; W/O HOLDING BRAKE; ACC. TOLERANCE R VIBRATION SEVERITY GRADE A+R, DEGREE OF PROTECTION IP 64 | 6131 | TEM | 1 | MC | 27.604 | 1
1FT70865AC711DD5 | SIMOTICS S SYNCHRON. MOTOR 1FT7, M0=28NM (100K) NN=2000RPM, PN=4,71KW NATURAL AIR COOLING; FRAME SIZE IMB 5 (IM V1, IM V3) FLANGE 1 (1FT6 COMPATIBLE) POWER CONNECTOR ROTATABLE INCREMENTAL ENCODER 2048 S/R WITH DRIVE-CLIQ INTERFACE (ENCODER I-2048) CONNECTOR ROTATABLE SHAFT WITH FITTED KEY; W/O HOLDING BRAKE; ACC. TOLERANCE R VIBRATION SEVERITY GRADE A+R, DEGREE OF PROTECTION IP 67 | 6308 | TEM | 1 | MC | 27.604 | 1
1FT70865AC711DE1 | SIMOTICS S SYNCHRON. MOTOR 1FT7, M0=28NM (100K) NN=2000RPM, PN=4,71KW NATURAL AIR COOLING; FRAME SIZE IMB 5 (IM V1, IM V3) FLANGE 1 (1FT6 COMPATIBLE) POWER CONNECTOR ROTATABLE INCREMENTAL ENCODER 2048 S/R WITH DRIVE-CLIQ INTERFACE (ENCODER I-2048) CONNECTOR ROTATABLE SHAFT WITH FITTED KEY; WITH HOLDING BRAKE; ACC. TOLERANCE R VIBRATION SEVERITY GRADE A, DEGREE OF PROTECTION IP 65 | 6967 | TEM | 1 | MC | 30.703 | 1
1FT70865AC711DE2 | SIMOTICS S SYNCHRON. MOTOR 1FT7, M0=28NM (100K) NN=2000RPM, PN=4,71KW NATURAL AIR COOLING; FRAME SIZE IMB 5 (IM V1, IM V3) FLANGE 1 (1FT6 COMPATIBLE) POWER CONNECTOR ROTATABLE INCREMENTAL ENCODER 2048 S/R WITH DRIVE-CLIQ INTERFACE (ENCODER I-2048) CONNECTOR ROTATABLE SHAFT WITH FITTED KEY; WITH HOLDING BRAKE; ACC. TOLERANCE R VIBRATION SEVERITY GRADE A, DEGREE OF PROTECTION IP 67 | 7047 | TEM | 1 | MC | 30.703 | 1
1FT70865AC711DE5 | SIMOTICS S SYNCHRON. MOTOR 1FT7, M0=28NM (100K) NN=2000RPM, PN=4,71KW NATURAL AIR COOLING; FRAME SIZE IMB 5 (IM V1, IM V3) FLANGE 1 (1FT6 COMPATIBLE) POWER CONNECTOR ROTATABLE INCREMENTAL ENCODER 2048 S/R WITH DRIVE-CLIQ INTERFACE (ENCODER I-2048) CONNECTOR ROTATABLE SHAFT WITH FITTED KEY; WITH HOLDING BRAKE; ACC. TOLERANCE R VIBRATION SEVERITY GRADE A+R, DEGREE OF PROTECTION IP 67 | 7203 | TEM | 1 | MC | 30.703 | 1
1FT70865AC711DG0 | SIMOTICS S SYNCHRON. MOTOR 1FT7, M0=28NM (100K) NN=2000RPM, PN=4,71KW NATURAL AIR COOLING; FRAME SIZE IMB 5 (IM V1, IM V3) FLANGE 1 (1FT6 COMPATIBLE) POWER CONNECTOR ROTATABLE INCREMENTAL ENCODER 2048 S/R WITH DRIVE-CLIQ INTERFACE (ENCODER I-2048) CONNECTOR ROTATABLE PLAIN SHAFT, W/O HOLDING BRAKE; ACC. TOLERANCE N VIBRATION SEVERITY GRADE A, DEGREE OF PROTECTION IP 64 | 5817 | TEM | 1 | MC | 27.604 | 1
1FT70865AC711DG1 | SIMOTICS S SYNCHRON. MOTOR 1FT7, M0=28NM (100K) NN=2000RPM, PN=4,71KW NATURAL AIR COOLING; FRAME SIZE IMB 5 (IM V1, IM V3) FLANGE 1 (1FT6 COMPATIBLE) POWER CONNECTOR ROTATABLE INCREMENTAL ENCODER 2048 S/R WITH DRIVE-CLIQ INTERFACE (ENCODER I-2048) CONNECTOR ROTATABLE PLAIN SHAFT, W/O HOLDING BRAKE; ACC. TOLERANCE N VIBRATION SEVERITY GRADE A, DEGREE OF PROTECTION IP 65 | 5913 | TEM | 1 | MC | 27.604 | 1
1FT70865AC711DG2 | SIMOTICS S SYNCHRON. MOTOR 1FT7, M0=28NM (100K) NN=2000RPM, PN=4,71KW NATURAL AIR COOLING; FRAME SIZE IMB 5 (IM V1, IM V3) FLANGE 1 (1FT6 COMPATIBLE) POWER CONNECTOR ROTATABLE INCREMENTAL ENCODER 2048 S/R WITH DRIVE-CLIQ INTERFACE (ENCODER I-2048) CONNECTOR ROTATABLE PLAIN SHAFT, W/O HOLDING BRAKE; ACC. TOLERANCE N VIBRATION SEVERITY GRADE A, DEGREE OF PROTECTION IP 67 | 5992 | TEM | 1 | MC | 27.604 | 1
1FT70865AC711DG3 | SIMOTICS S SYNCHRON. MOTOR 1FT7, M0=28NM (100K) NN=2000RPM, PN=4,71KW NATURAL AIR COOLING; FRAME SIZE IMB 5 (IM V1, IM V3) FLANGE 1 (1FT6 COMPATIBLE) POWER CONNECTOR ROTATABLE INCREMENTAL ENCODER 2048 S/R WITH DRIVE-CLIQ INTERFACE (ENCODER I-2048) CONNECTOR ROTATABLE PLAIN SHAFT, W/O HOLDING BRAKE; ACC. TOLERANCE N VIBRATION SEVERITY GRADE A+R, DEGREE OF PROTECTION IP 64 | 5971 | TEM | 1 | MC | 27.604 | 1
1FT70865AC711DG5 | SIMOTICS S SYNCHRON. MOTOR 1FT7, M0=28NM (100K) NN=2000RPM, PN=4,71KW NATURAL AIR COOLING; FRAME SIZE IMB 5 (IM V1, IM V3) FLANGE 1 (1FT6 COMPATIBLE) POWER CONNECTOR ROTATABLE INCREMENTAL ENCODER 2048 S/R WITH DRIVE-CLIQ INTERFACE (ENCODER I-2048) CONNECTOR ROTATABLE PLAIN SHAFT, W/O HOLDING BRAKE; ACC. TOLERANCE N VIBRATION SEVERITY GRADE A+R, DEGREE OF PROTECTION IP 67 | 6148 | TEM | 1 | MC | 27.604 | 1
1FT70865AC711DH0 | SIMOTICS S SYNCHRON. MOTOR 1FT7, M0=28NM (100K) NN=2000RPM, PN=4,71KW NATURAL AIR COOLING; FRAME SIZE IMB 5 (IM V1, IM V3) FLANGE 1 (1FT6 COMPATIBLE) POWER CONNECTOR ROTATABLE INCREMENTAL ENCODER 2048 S/R WITH DRIVE-CLIQ INTERFACE (ENCODER I-2048) CONNECTOR ROTATABLE PLAIN SHAFT, WITH HOLDING BRAKE; ACCURACY TOLERANCE N VIBRATION SEVERITY GRADE A, DEGREE OF PROTECTION IP 64 | 6714 | TEM | 1 | MC | 30.703 | 1
1FT70865AC711DH1 | SIMOTICS S SYNCHRON. MOTOR 1FT7, M0=28NM (100K) NN=2000RPM, PN=4,71KW NATURAL AIR COOLING; FRAME SIZE IMB 5 (IM V1, IM V3) FLANGE 1 (1FT6 COMPATIBLE) POWER CONNECTOR ROTATABLE INCREMENTAL ENCODER 2048 S/R WITH DRIVE-CLIQ INTERFACE (ENCODER I-2048) CONNECTOR ROTATABLE PLAIN SHAFT, WITH HOLDING BRAKE; ACCURACY TOLERANCE N VIBRATION SEVERITY GRADE A, DEGREE OF PROTECTION IP 65 | 6811 | TEM | 1 | MC | 30.703 | 1
1FT70865AC711DH3 | SIMOTICS S SYNCHRON. MOTOR 1FT7, M0=28NM (100K) NN=2000RPM, PN=4,71KW NATURAL AIR COOLING; FRAME SIZE IMB 5 (IM V1, IM V3) FLANGE 1 (1FT6 COMPATIBLE) POWER CONNECTOR ROTATABLE INCREMENTAL ENCODER 2048 S/R WITH DRIVE-CLIQ INTERFACE (ENCODER I-2048) CONNECTOR ROTATABLE PLAIN SHAFT, WITH HOLDING BRAKE; ACCURACY TOLERANCE N VIBRATION SEVERITY GRADE A+R, DEGREE OF PROTECTION IP 64 | 6869 | TEM | 1 | MC | 30.703 | 1
1FT70865AC711DK1 | SIMOTICS S SYNCHRON. MOTOR 1FT7, M0=28NM (100K) NN=2000RPM, PN=4,71KW NATURAL AIR COOLING; FRAME SIZE IMB 5 (IM V1, IM V3) FLANGE 1 (1FT6 COMPATIBLE) POWER CONNECTOR ROTATABLE INCREMENTAL ENCODER 2048 S/R WITH DRIVE-CLIQ INTERFACE (ENCODER I-2048) CONNECTOR ROTATABLE PLAIN SHAFT, W/O HOLDING BRAKE; ACC. TOLERANCE R VIBRATION SEVERITY GRADE A, DEGREE OF PROTECTION IP 65 | 6072 | TEM | 1 | MC | 27.604 | 1
1FT70865AC711DL1 | SIMOTICS S SYNCHRON. MOTOR 1FT7, M0=28NM (100K) NN=2000RPM, PN=4,71KW NATURAL AIR COOLING; FRAME SIZE IMB 5 (IM V1, IM V3) FLANGE 1 (1FT6 COMPATIBLE) POWER CONNECTOR ROTATABLE INCREMENTAL ENCODER 2048 S/R WITH DRIVE-CLIQ INTERFACE (ENCODER I-2048) CONNECTOR ROTATABLE PLAIN SHAFT, WITH HOLDING BRAKE; ACCURACY TOLERANCE R VIBRATION SEVERITY GRADE A, DEGREE OF PROTECTION IP 65 | 6967 | TEM | 1 | MC | 30.703 | 1
1FT70865AC711FA0 | SIMOTICS S SYNCHRON. MOTOR 1FT7, M0=28NM (100K) NN=2000RPM, PN=4,71KW NATURAL AIR COOLING; FRAME SIZE IMB 5 (IM V1, IM V3) FLANGE 1 (1FT6 COMPATIBLE) POWER CONNECTOR ROTATABLE ABSOLUTE ENCODER 22 BITS MULTI TURN WITH DRIVE-CLIQ INTERFACE (ENCODER AM-22-DQ) CONNECTOR ROTATABLE WITH FITTED KEY, ACCURACY TOLERANCE N, W/O HOLDING BRAKE VIBRATION SEVERITY GRADE A, DEGREE OF PROTECTION IP 64 | 6582 | TEM | 1 | MC | 27.604 | 1
1FT70865AC711FA1 | SIMOTICS S SYNCHRON. MOTOR 1FT7, M0=28NM (100K) NN=2000RPM, PN=4,71KW NATURAL AIR COOLING; FRAME SIZE IMB 5 (IM V1, IM V3) FLANGE 1 (1FT6 COMPATIBLE) POWER CONNECTOR ROTATABLE ABSOLUTE ENCODER 22 BITS MULTI TURN WITH DRIVE-CLIQ INTERFACE (ENCODER AM-22-DQ) CONNECTOR ROTATABLE WITH FITTED KEY, ACCURACY TOLERANCE N, W/O HOLDING BRAKE VIBRATION SEVERITY GRADE A, DEGREE OF PROTECTION IP 65 | 6678 | TEM | 1 | MC | 27.604 | 1
1FT70865AC711FA2 | SIMOTICS S SYNCHRON. MOTOR 1FT7, M0=28NM (100K) NN=2000RPM, PN=4,71KW NATURAL AIR COOLING; FRAME SIZE IMB 5 (IM V1, IM V3) FLANGE 1 (1FT6 COMPATIBLE) POWER CONNECTOR ROTATABLE ABSOLUTE ENCODER 22 BITS MULTI TURN WITH DRIVE-CLIQ INTERFACE (ENCODER AM-22-DQ) CONNECTOR ROTATABLE WITH FITTED KEY, ACCURACY TOLERANCE N, W/O HOLDING BRAKE VIBRATION SEVERITY GRADE A, DEGREE OF PROTECTION IP 67 | 6757 | TEM | 1 | MC | 27.604 | 1
1FT70865AC711FB0 | SIMOTICS S SYNCHRON. MOTOR 1FT7, M0=28NM (100K) NN=2000RPM, PN=4,71KW NATURAL AIR COOLING; FRAME SIZE IMB 5 (IM V1, IM V3) FLANGE 1 (1FT6 COMPATIBLE) POWER CONNECTOR ROTATABLE ABSOLUTE ENCODER 22 BITS MULTI TURN WITH DRIVE-CLIQ INTERFACE (ENCODER AM-22-DQ) CONNECTOR ROTATABLE SHAFT WITH FITTED KEY; WITH HOLDING BRAKE; ACC. TOLERANCE N VIBRATION SEVERITY GRADE A, DEGREE OF PROTECTION IP 64 | 7479 | TEM | 1 | MC | 30.703 | 1
1FT70865AC711FB1 | SIMOTICS S SYNCHRON. MOTOR 1FT7, M0=28NM (100K) NN=2000RPM, PN=4,71KW NATURAL AIR COOLING; FRAME SIZE IMB 5 (IM V1, IM V3) FLANGE 1 (1FT6 COMPATIBLE) POWER CONNECTOR ROTATABLE ABSOLUTE ENCODER 22 BITS MULTI TURN WITH DRIVE-CLIQ INTERFACE (ENCODER AM-22-DQ) CONNECTOR ROTATABLE SHAFT WITH FITTED KEY; WITH HOLDING BRAKE; ACC. TOLERANCE N VIBRATION SEVERITY GRADE A, DEGREE OF PROTECTION IP 65 | 7576 | TEM | 1 | MC | 30.703 | 1
1FT70865AC711FD2 | SIMOTICS S SYNCHRON. MOTOR 1FT7, M0=28NM (100K) NN=2000RPM, PN=4,71KW NATURAL AIR COOLING; FRAME SIZE IMB 5 (IM V1, IM V3) FLANGE 1 (1FT6 COMPATIBLE) POWER CONNECTOR ROTATABLE ABSOLUTE ENCODER 22 BITS MULTI TURN WITH DRIVE-CLIQ INTERFACE (ENCODER AM-22-DQ) CONNECTOR ROTATABLE SHAFT WITH FITTED KEY; W/O HOLDING BRAKE; ACC. TOLERANCE R VIBRATION SEVERITY GRADE A, DEGREE OF PROTECTION IP 67 | 6917 | TEM | 1 | MC | 27.604 | 1
1FT70865AC711FD5 | SIMOTICS S SYNCHRON. MOTOR 1FT7, M0=28NM (100K) NN=2000RPM, PN=4,71KW NATURAL AIR COOLING; FRAME SIZE IMB 5 (IM V1, IM V3) FLANGE 1 (1FT6 COMPATIBLE) POWER CONNECTOR ROTATABLE ABSOLUTE ENCODER 22 BITS MULTI TURN WITH DRIVE-CLIQ INTERFACE (ENCODER AM-22-DQ) CONNECTOR ROTATABLE SHAFT WITH FITTED KEY; W/O HOLDING BRAKE; ACC. TOLERANCE R VIBRATION SEVERITY GRADE A+R, DEGREE OF PROTECTION IP 67 | 7073 | TEM | 1 | MC | 27.604 | 1
1FT70865AC711FE2 | SIMOTICS S SYNCHRON. MOTOR 1FT7, M0=28NM (100K) NN=2000RPM, PN=4,71KW NATURAL AIR COOLING; FRAME SIZE IMB 5 (IM V1, IM V3) FLANGE 1 (1FT6 COMPATIBLE) POWER CONNECTOR ROTATABLE ABSOLUTE ENCODER 22 BITS MULTI TURN WITH DRIVE-CLIQ INTERFACE (ENCODER AM-22-DQ) CONNECTOR ROTATABLE SHAFT WITH FITTED KEY; WITH HOLDING BRAKE; ACC. TOLERANCE R VIBRATION SEVERITY GRADE A, DEGREE OF PROTECTION IP 67 | 7812 | TEM | 1 | MC | 30.703 | 1
1FT70865AC711FG0 | SIMOTICS S SYNCHRON. MOTOR 1FT7, M0=28NM (100K) NN=2000RPM, PN=4,71KW NATURAL AIR COOLING; FRAME SIZE IMB 5 (IM V1, IM V3) FLANGE 1 (1FT6 COMPATIBLE) POWER CONNECTOR ROTATABLE ABSOLUTE ENCODER 22 BITS MULTI TURN WITH DRIVE-CLIQ INTERFACE (ENCODER AM-22-DQ) CONNECTOR ROTATABLE PLAIN SHAFT, W/O HOLDING BRAKE; ACC. TOLERANCE N VIBRATION SEVERITY GRADE A, DEGREE OF PROTECTION IP 64 | 6582 | TEM | 1 | MC | 27.604 | 1
1FT70865AC711FG1 | SIMOTICS S SYNCHRON. MOTOR 1FT7, M0=28NM (100K) NN=2000RPM, PN=4,71KW NATURAL AIR COOLING; FRAME SIZE IMB 5 (IM V1, IM V3) FLANGE 1 (1FT6 COMPATIBLE) POWER CONNECTOR ROTATABLE ABSOLUTE ENCODER 22 BITS MULTI TURN WITH DRIVE-CLIQ INTERFACE (ENCODER AM-22-DQ) CONNECTOR ROTATABLE PLAIN SHAFT, W/O HOLDING BRAKE; ACC. TOLERANCE N VIBRATION SEVERITY GRADE A, DEGREE OF PROTECTION IP 65 | 6678 | TEM | 1 | MC | 27.604 | 1
1FT70865AC711FG2 | SIMOTICS S SYNCHRON. MOTOR 1FT7, M0=28NM (100K) NN=2000RPM, PN=4,71KW NATURAL AIR COOLING; FRAME SIZE IMB 5 (IM V1, IM V3) FLANGE 1 (1FT6 COMPATIBLE) POWER CONNECTOR ROTATABLE ABSOLUTE ENCODER 22 BITS MULTI TURN WITH DRIVE-CLIQ INTERFACE (ENCODER AM-22-DQ) CONNECTOR ROTATABLE PLAIN SHAFT, W/O HOLDING BRAKE; ACC. TOLERANCE N VIBRATION SEVERITY GRADE A, DEGREE OF PROTECTION IP 67 | 6757 | TEM | 1 | MC | 27.604 | 1
1FT70865AC711FH0 | SIMOTICS S SYNCHRON. MOTOR 1FT7, M0=28NM (100K) NN=2000RPM, PN=4,71KW NATURAL AIR COOLING; FRAME SIZE IMB 5 (IM V1, IM V3) FLANGE 1 (1FT6 COMPATIBLE) POWER CONNECTOR ROTATABLE ABSOLUTE ENCODER 22 BITS MULTI TURN WITH DRIVE-CLIQ INTERFACE (ENCODER AM-22-DQ) CONNECTOR ROTATABLE PLAIN SHAFT, WITH HOLDING BRAKE; ACCURACY TOLERANCE N VIBRATION SEVERITY GRADE A, DEGREE OF PROTECTION IP 64 | 7479 | TEM | 1 | MC | 30.703 | 1
1FT70865AC711FH1 | SIMOTICS S SYNCHRON. MOTOR 1FT7, M0=28NM (100K) NN=2000RPM, PN=4,71KW NATURAL AIR COOLING; FRAME SIZE IMB 5 (IM V1, IM V3) FLANGE 1 (1FT6 COMPATIBLE) POWER CONNECTOR ROTATABLE ABSOLUTE ENCODER 22 BITS MULTI TURN WITH DRIVE-CLIQ INTERFACE (ENCODER AM-22-DQ) CONNECTOR ROTATABLE PLAIN SHAFT, WITH HOLDING BRAKE; ACCURACY TOLERANCE N VIBRATION SEVERITY GRADE A, DEGREE OF PROTECTION IP 65 | 7576 | TEM | 1 | MC | 30.703 | 1
1FT70865AC711FH3 | SIMOTICS S SYNCHRON. MOTOR 1FT7, M0=28NM (100K) NN=2000RPM, PN=4,71KW NATURAL AIR COOLING; FRAME SIZE IMB 5 (IM V1, IM V3) FLANGE 1 (1FT6 COMPATIBLE) POWER CONNECTOR ROTATABLE ABSOLUTE ENCODER 22 BITS MULTI TURN WITH DRIVE-CLIQ INTERFACE (ENCODER AM-22-DQ) CONNECTOR ROTATABLE PLAIN SHAFT, WITH HOLDING BRAKE; ACCURACY TOLERANCE N VIBRATION SEVERITY GRADE A+R, DEGREE OF PROTECTION IP 64 | 7634 | TEM | 1 | MC | 30.703 | 1
1FT70865AC711FH5 | SIMOTICS S SYNCHRON. MOTOR 1FT7, M0=28NM (100K) NN=2000RPM, PN=4,71KW NATURAL AIR COOLING; FRAME SIZE IMB 5 (IM V1, IM V3) FLANGE 1 (1FT6 COMPATIBLE) POWER CONNECTOR ROTATABLE ABSOLUTE ENCODER 22 BITS MULTI TURN WITH DRIVE-CLIQ INTERFACE (ENCODER AM-22-DQ) CONNECTOR ROTATABLE PLAIN SHAFT, WITH HOLDING BRAKE; ACCURACY TOLERANCE N VIBRATION SEVERITY GRADE A+R, DEGREE OF PROTECTION IP 67 | 7811 | TEM | 1 | MC | 30.703 | 1
1FT70865AC711FL2 | SIMOTICS S SYNCHRON. MOTOR 1FT7, M0=28NM (100K) NN=2000RPM, PN=4,71KW NATURAL AIR COOLING; FRAME SIZE IMB 5 (IM V1, IM V3) FLANGE 1 (1FT6 COMPATIBLE) POWER CONNECTOR ROTATABLE ABSOLUTE ENCODER 22 BITS MULTI TURN WITH DRIVE-CLIQ INTERFACE (ENCODER AM-22-DQ) CONNECTOR ROTATABLE PLAIN SHAFT, WITH HOLDING BRAKE; ACCURACY TOLERANCE R VIBRATION SEVERITY GRADE A, DEGREE OF PROTECTION IP 67 | 7812 | TEM | 1 | MC | 30.703 | 1
1FT70865AC711MA1 | SIMOTICS S SYNCHRON. MOTOR 1FT7, M0=28NM (100K) NN=2000RPM, PN=4,71KW NATURAL AIR COOLING; FRAME SIZE IMB 5 (1FT6 COMPATIBLE) WITH KTY TEMPERATURE SENSOR POWER CONNECTOR ROTATABLE ABSOLUTE ENCODER ENDAT 2048 S/R (ENCODER A-2048) CONNECTOR ROTATABLE WITH FITTED KEY, ACCURACY TOLERANCE N, W/O HOLDING BRAKE VIBRATION SEVERITY GRADE A, DEGREE OF PROTECTION IP 65 | 6246 | TEM | 1 | MC | 27.604 | 1
1FT70865AC711MB1 | SIMOTICS S SYNCHRON. MOTOR 1FT7, M0=28NM (100K) NN=2000RPM, PN=4,71KW NATURAL AIR COOLING; FRAME SIZE IMB 5 (1FT6 COMPATIBLE) WITH KTY TEMPERATURE SENSOR POWER CONNECTOR ROTATABLE ABSOLUTE ENCODER ENDAT 2048 S/R (ENCODER A-2048) CONNECTOR ROTATABLE SHAFT WITH FITTED KEY; WITH HOLDING BRAKE; ACC. TOLERANCE N VIBRATION SEVERITY GRADE A, DEGREE OF PROTECTION IP 65 | 7144 | TEM | 1 | MC | 30.703 | 1
1FT70865AC711ME5 | SIMOTICS S SYNCHRON. MOTOR 1FT7, M0=28NM (100K) NN=2000RPM, PN=4,71KW NATURAL AIR COOLING; FRAME SIZE IMB 5 (1FT6 COMPATIBLE) WITH KTY TEMPERATURE SENSOR POWER CONNECTOR ROTATABLE ABSOLUTE ENCODER ENDAT 2048 S/R (ENCODER A-2048) CONNECTOR ROTATABLE SHAFT WITH FITTED KEY; WITH HOLDING BRAKE; ACC. TOLERANCE R VIBRATION SEVERITY GRADE A+R, DEGREE OF PROTECTION IP 67 | 7536 | TEM | 1 | MC | 30.703 | 1
1FT70865AC711MG1 | SIMOTICS S SYNCHRON. MOTOR 1FT7, M0=28NM (100K) NN=2000RPM, PN=4,71KW NATURAL AIR COOLING; FRAME SIZE IMB 5 (1FT6 COMPATIBLE) WITH KTY TEMPERATURE SENSOR POWER CONNECTOR ROTATABLE ABSOLUTE ENCODER ENDAT 2048 S/R (ENCODER A-2048) CONNECTOR ROTATABLE PLAIN SHAFT, W/O HOLDING BRAKE; ACC. TOLERANCE N VIBRATION SEVERITY GRADE A, DEGREE OF PROTECTION IP 65 | 6246 | TEM | 1 | MC | 27.604 | 1
1FT70865AC711MH1 | SIMOTICS S SYNCHRON. MOTOR 1FT7, M0=28NM (100K) NN=2000RPM, PN=4,71KW NATURAL AIR COOLING; FRAME SIZE IMB 5 (1FT6 COMPATIBLE) WITH KTY TEMPERATURE SENSOR POWER CONNECTOR ROTATABLE ABSOLUTE ENCODER ENDAT 2048 S/R (ENCODER A-2048) CONNECTOR ROTATABLE PLAIN SHAFT, WITH HOLDING BRAKE; ACCURACY TOLERANCE N VIBRATION SEVERITY GRADE A, DEGREE OF PROTECTION IP 65 | 7144 | TEM | 1 | MC | 30.703 | 1
1FT70865AC711MH2 | SIMOTICS S SYNCHRON. MOTOR 1FT7, M0=28NM (100K) NN=2000RPM, PN=4,71KW NATURAL AIR COOLING; FRAME SIZE IMB 5 (1FT6 COMPATIBLE) WITH KTY TEMPERATURE SENSOR POWER CONNECTOR ROTATABLE ABSOLUTE ENCODER ENDAT 2048 S/R (ENCODER A-2048) CONNECTOR ROTATABLE PLAIN SHAFT, WITH HOLDING BRAKE; ACCURACY TOLERANCE N VIBRATION SEVERITY GRADE A, DEGREE OF PROTECTION IP 67 | 7223 | TEM | 1 | MC | 30.703 | 1
1FT70865AC711NA0 | SIMOTICS S SYNCHRON. MOTOR 1FT7, M0=28NM (100K) NN=2000RPM, PN=4,71KW NATURAL AIR COOLING; FRAME SIZE IMB 5 (1FT6 COMPATIBLE) WITH KTY TEMPERATURE SENSOR POWER CONNECTOR ROTATABLE INCREM. ENCODER SIN/COS 1VSS 2048 S/R (ENCODER I-2048) CONNECTOR ROTATABLE WITH FITTED KEY, ACCURACY TOLERANCE N, W/O HOLDING BRAKE VIBRATION SEVERITY GRADE A, DEGREE OF PROTECTION IP 64 | 5396 | TEM | 1 | MC | 27.604 | 1
1FT70865AC711NA1 | SIMOTICS S SYNCHRON. MOTOR 1FT7, M0=28NM (100K) NN=2000RPM, PN=4,71KW NATURAL AIR COOLING; FRAME SIZE IMB 5 (1FT6 COMPATIBLE) WITH KTY TEMPERATURE SENSOR POWER CONNECTOR ROTATABLE INCREM. ENCODER SIN/COS 1VSS 2048 S/R (ENCODER I-2048) CONNECTOR ROTATABLE WITH FITTED KEY, ACCURACY TOLERANCE N, W/O HOLDING BRAKE VIBRATION SEVERITY GRADE A, DEGREE OF PROTECTION IP 65 | 5492 | TEM | 1 | MC | 27.604 | 1
1FT70865AC711NA2 | SIMOTICS S SYNCHRON. MOTOR 1FT7, M0=28NM (100K) NN=2000RPM, PN=4,71KW NATURAL AIR COOLING; FRAME SIZE IMB 5 (1FT6 COMPATIBLE) WITH KTY TEMPERATURE SENSOR POWER CONNECTOR ROTATABLE INCREM. ENCODER SIN/COS 1VSS 2048 S/R (ENCODER I-2048) CONNECTOR ROTATABLE WITH FITTED KEY, ACCURACY TOLERANCE N, W/O HOLDING BRAKE VIBRATION SEVERITY GRADE A, DEGREE OF PROTECTION IP 67 | 5572 | TEM | 1 | MC | 27.604 | 1
1FT70865AC711NB0 | SIMOTICS S SYNCHRON. MOTOR 1FT7, M0=28NM (100K) NN=2000RPM, PN=4,71KW NATURAL AIR COOLING; FRAME SIZE IMB 5 (1FT6 COMPATIBLE) WITH KTY TEMPERATURE SENSOR POWER CONNECTOR ROTATABLE INCREM. ENCODER SIN/COS 1VSS 2048 S/R (ENCODER I-2048) CONNECTOR ROTATABLE SHAFT WITH FITTED KEY; WITH HOLDING BRAKE; ACC. TOLERANCE N VIBRATION SEVERITY GRADE A, DEGREE OF PROTECTION IP 64 | 6294 | TEM | 1 | MC | 30.703 | 1
1FT70865AC711NB1 | SIMOTICS S SYNCHRON. MOTOR 1FT7, M0=28NM (100K) NN=2000RPM, PN=4,71KW NATURAL AIR COOLING; FRAME SIZE IMB 5 (1FT6 COMPATIBLE) WITH KTY TEMPERATURE SENSOR POWER CONNECTOR ROTATABLE INCREM. ENCODER SIN/COS 1VSS 2048 S/R (ENCODER I-2048) CONNECTOR ROTATABLE SHAFT WITH FITTED KEY; WITH HOLDING BRAKE; ACC. TOLERANCE N VIBRATION SEVERITY GRADE A, DEGREE OF PROTECTION IP 65 | 6390 | TEM | 1 | MC | 30.703 | 1
1FT70865AC711NG0 | SIMOTICS S SYNCHRON. MOTOR 1FT7, M0=28NM (100K) NN=2000RPM, PN=4,71KW NATURAL AIR COOLING; FRAME SIZE IMB 5 (1FT6 COMPATIBLE) WITH KTY TEMPERATURE SENSOR POWER CONNECTOR ROTATABLE INCREM. ENCODER SIN/COS 1VSS 2048 S/R (ENCODER I-2048) CONNECTOR ROTATABLE PLAIN SHAFT, W/O HOLDING BRAKE; ACC. TOLERANCE N VIBRATION SEVERITY GRADE A, DEGREE OF PROTECTION IP 64 | 5396 | TEM | 1 | MC | 27.604 | 1
1FT70865AC711NG1 | SIMOTICS S SYNCHRON. MOTOR 1FT7, M0=28NM (100K) NN=2000RPM, PN=4,71KW NATURAL AIR COOLING; FRAME SIZE IMB 5 (1FT6 COMPATIBLE) WITH KTY TEMPERATURE SENSOR POWER CONNECTOR ROTATABLE INCREM. ENCODER SIN/COS 1VSS 2048 S/R (ENCODER I-2048) CONNECTOR ROTATABLE PLAIN SHAFT, W/O HOLDING BRAKE; ACC. TOLERANCE N VIBRATION SEVERITY GRADE A, DEGREE OF PROTECTION IP 65 | 5492 | TEM | 1 | MC | 27.604 | 1
1FT70865AC711NH0 | SIMOTICS S SYNCHRON. MOTOR 1FT7, M0=28NM (100K) NN=2000RPM, PN=4,71KW NATURAL AIR COOLING; FRAME SIZE IMB 5 (1FT6 COMPATIBLE) WITH KTY TEMPERATURE SENSOR POWER CONNECTOR ROTATABLE INCREM. ENCODER SIN/COS 1VSS 2048 S/R (ENCODER I-2048) CONNECTOR ROTATABLE PLAIN SHAFT, WITH HOLDING BRAKE; ACCURACY TOLERANCE N VIBRATION SEVERITY GRADE A, DEGREE OF PROTECTION IP 64 | 6294 | TEM | 1 | MC | 30.703 | 1
1FT70865AC711NH1 | SIMOTICS S SYNCHRON. MOTOR 1FT7, M0=28NM (100K) NN=2000RPM, PN=4,71KW NATURAL AIR COOLING; FRAME SIZE IMB 5 (1FT6 COMPATIBLE) WITH KTY TEMPERATURE SENSOR POWER CONNECTOR ROTATABLE INCREM. ENCODER SIN/COS 1VSS 2048 S/R (ENCODER I-2048) CONNECTOR ROTATABLE PLAIN SHAFT, WITH HOLDING BRAKE; ACCURACY TOLERANCE N VIBRATION SEVERITY GRADE A, DEGREE OF PROTECTION IP 65 | 6390 | TEM | 1 | MC | 30.703 | 1
1FT70865AC711NH5 | SIMOTICS S SYNCHRON. MOTOR 1FT7, M0=28NM (100K) NN=2000RPM, PN=4,71KW NATURAL AIR COOLING; FRAME SIZE IMB 5 (1FT6 COMPATIBLE) WITH KTY TEMPERATURE SENSOR POWER CONNECTOR ROTATABLE INCREM. ENCODER SIN/COS 1VSS 2048 S/R (ENCODER I-2048) CONNECTOR ROTATABLE PLAIN SHAFT, WITH HOLDING BRAKE; ACCURACY TOLERANCE N VIBRATION SEVERITY GRADE A+R, DEGREE OF PROTECTION IP 67 | 6625 | TEM | 1 | MC | 30.703 | 1
1FT70865AF701BA0 | SIMOTICS S SYNCHRON. MOTOR 1FT7, M0=28NM (100K) NN=3000RPM, PN=5,65KW NATURAL AIR COOLING; FRAME SIZE IMB 5 (IM V1, IM V3) FLANGE 0 POWER CONNECTOR ROTATABLE ABSOLUTE VALUE ENCODER SINGLETURN 24 BIT WITH DRIVE-CLIQ INTERFACE (ENCODER AS24DQI) WITH FITTED KEY, ACCURACY TOLERANCE N, W/O HOLDING BRAKE VIBRATION SEVERITY GRADE A, DEGREE OF PROTECTION IP 64 | 5736 | TEM | 1 | MC | 27.604 | 1
1FT70865AF701BA1 | SIMOTICS S SYNCHRON. MOTOR 1FT7, M0=28NM (100K) NN=3000RPM, PN=5,65KW NATURAL AIR COOLING; FRAME SIZE IMB 5 (IM V1, IM V3) FLANGE 0 POWER CONNECTOR ROTATABLE ABSOLUTE VALUE ENCODER SINGLETURN 24 BIT WITH DRIVE-CLIQ INTERFACE (ENCODER AS24DQI) WITH FITTED KEY, ACCURACY TOLERANCE N, W/O HOLDING BRAKE VIBRATION SEVERITY GRADE A, DEGREE OF PROTECTION IP 65 | 5833 | TEM | 1 | MC | 27.604 | 1
1FT70865AF701BA3 | SIMOTICS S SYNCHRON. MOTOR 1FT7, M0=28NM (100K) NN=3000RPM, PN=5,65KW NATURAL AIR COOLING; FRAME SIZE IMB 5 (IM V1, IM V3) FLANGE 0 POWER CONNECTOR ROTATABLE ABSOLUTE VALUE ENCODER SINGLETURN 24 BIT WITH DRIVE-CLIQ INTERFACE (ENCODER AS24DQI) WITH FITTED KEY, ACCURACY TOLERANCE N, W/O HOLDING BRAKE VIBRATION SEVERITY GRADE A+R, DEGREE OF PROTECTION IP 64 | 5891 | TEM | 1 | MC | 27.604 | 1
1FT70865AF701BB0 | SIMOTICS S SYNCHRON. MOTOR 1FT7, M0=28NM (100K) NN=3000RPM, PN=5,65KW NATURAL AIR COOLING; FRAME SIZE IMB 5 (IM V1, IM V3) FLANGE 0 POWER CONNECTOR ROTATABLE ABSOLUTE VALUE ENCODER SINGLETURN 24 BIT WITH DRIVE-CLIQ INTERFACE (ENCODER AS24DQI) SHAFT WITH FITTED KEY; WITH HOLDING BRAKE; ACC. TOLERANCE N VIBRATION SEVERITY GRADE A, DEGREE OF PROTECTION IP 64 | 6634 | TEM | 1 | MC | 30.703 | 1
1FT70865AF701BB1 | SIMOTICS S SYNCHRON. MOTOR 1FT7, M0=28NM (100K) NN=3000RPM, PN=5,65KW NATURAL AIR COOLING; FRAME SIZE IMB 5 (IM V1, IM V3) FLANGE 0 POWER CONNECTOR ROTATABLE ABSOLUTE VALUE ENCODER SINGLETURN 24 BIT WITH DRIVE-CLIQ INTERFACE (ENCODER AS24DQI) SHAFT WITH FITTED KEY; WITH HOLDING BRAKE; ACC. TOLERANCE N VIBRATION SEVERITY GRADE A, DEGREE OF PROTECTION IP 65 | 6730 | TEM | 1 | MC | 30.703 | 1
1FT70865AF701BG0 | SIMOTICS S SYNCHRON. MOTOR 1FT7, M0=28NM (100K) NN=3000RPM, PN=5,65KW NATURAL AIR COOLING; FRAME SIZE IMB 5 (IM V1, IM V3) FLANGE 0 POWER CONNECTOR ROTATABLE ABSOLUTE VALUE ENCODER SINGLETURN 24 BIT WITH DRIVE-CLIQ INTERFACE (ENCODER AS24DQI) PLAIN SHAFT, W/O HOLDING BRAKE; ACC. TOLERANCE N VIBRATION SEVERITY GRADE A, DEGREE OF PROTECTION IP 64 | 5736 | TEM | 1 | MC | 27.604 | 1
1FT70865AF701BG3 | SIMOTICS S SYNCHRON. MOTOR 1FT7, M0=28NM (100K) NN=3000RPM, PN=5,65KW NATURAL AIR COOLING; FRAME SIZE IMB 5 (IM V1, IM V3) FLANGE 0 POWER CONNECTOR ROTATABLE ABSOLUTE VALUE ENCODER SINGLETURN 24 BIT WITH DRIVE-CLIQ INTERFACE (ENCODER AS24DQI) PLAIN SHAFT, W/O HOLDING BRAKE; ACC. TOLERANCE N VIBRATION SEVERITY GRADE A+R, DEGREE OF PROTECTION IP 64 | 5891 | TEM | 1 | MC | 27.604 | 1
1FT70865AF701BH3 | SIMOTICS S SYNCHRON. MOTOR 1FT7, M0=28NM (100K) NN=3000RPM, PN=5,65KW NATURAL AIR COOLING; FRAME SIZE IMB 5 (IM V1, IM V3) FLANGE 0 POWER CONNECTOR ROTATABLE ABSOLUTE VALUE ENCODER SINGLETURN 24 BIT WITH DRIVE-CLIQ INTERFACE (ENCODER AS24DQI) PLAIN SHAFT, WITH HOLDING BRAKE; ACCURACY TOLERANCE N VIBRATION SEVERITY GRADE A+R, DEGREE OF PROTECTION IP 64 | 6789 | TEM | 1 | MC | 30.703 | 1
1FT70865AF701CA0 | SIMOTICS S SYNCHRON. MOTOR 1FT7, M0=28NM (100K) NN=3000RPM, PN=5,65KW NATURAL AIR COOLING; FRAME SIZE IMB 5 (IM V1, IM V3) FLANGE 0 POWER CONNECTOR ROTATABLE ABSOLUTE ENCODER 24 BITS + 12 BIT MULTITURN WITH DRIVE-CLIQ INTERFACE (ENCODER AM24DQI) WITH FITTED KEY, ACCURACY TOLERANCE N, W/O HOLDING BRAKE VIBRATION SEVERITY GRADE A, DEGREE OF PROTECTION IP 64 | 6502 | TEM | 1 | MC | 27.604 | 1
1FT70865AF701CA1 | SIMOTICS S SYNCHRON. MOTOR 1FT7, M0=28NM (100K) NN=3000RPM, PN=5,65KW NATURAL AIR COOLING; FRAME SIZE IMB 5 (IM V1, IM V3) FLANGE 0 POWER CONNECTOR ROTATABLE ABSOLUTE ENCODER 24 BITS + 12 BIT MULTITURN WITH DRIVE-CLIQ INTERFACE (ENCODER AM24DQI) WITH FITTED KEY, ACCURACY TOLERANCE N, W/O HOLDING BRAKE VIBRATION SEVERITY GRADE A, DEGREE OF PROTECTION IP 65 | 6598 | TEM | 1 | MC | 27.604 | 1
1FT70865AF701CA2 | SIMOTICS S SYNCHRON. MOTOR 1FT7, M0=28NM (100K) NN=3000RPM, PN=5,65KW NATURAL AIR COOLING; FRAME SIZE IMB 5 (IM V1, IM V3) FLANGE 0 POWER CONNECTOR ROTATABLE ABSOLUTE ENCODER 24 BITS + 12 BIT MULTITURN WITH DRIVE-CLIQ INTERFACE (ENCODER AM24DQI) WITH FITTED KEY, ACCURACY TOLERANCE N, W/O HOLDING BRAKE VIBRATION SEVERITY GRADE A, DEGREE OF PROTECTION IP 67 | 6677 | TEM | 1 | MC | 27.604 | 1
1FT70865AF701CA3 | SIMOTICS S SYNCHRON. MOTOR 1FT7, M0=28NM (100K) NN=3000RPM, PN=5,65KW NATURAL AIR COOLING; FRAME SIZE IMB 5 (IM V1, IM V3) FLANGE 0 POWER CONNECTOR ROTATABLE ABSOLUTE ENCODER 24 BITS + 12 BIT MULTITURN WITH DRIVE-CLIQ INTERFACE (ENCODER AM24DQI) WITH FITTED KEY, ACCURACY TOLERANCE N, W/O HOLDING BRAKE VIBRATION SEVERITY GRADE A+R, DEGREE OF PROTECTION IP 64 | 6656 | TEM | 1 | MC | 27.604 | 1
1FT70865AF701CB0 | SIMOTICS S SYNCHRON. MOTOR 1FT7, M0=28NM (100K) NN=3000RPM, PN=5,65KW NATURAL AIR COOLING; FRAME SIZE IMB 5 (IM V1, IM V3) FLANGE 0 POWER CONNECTOR ROTATABLE ABSOLUTE ENCODER 24 BITS + 12 BIT MULTITURN WITH DRIVE-CLIQ INTERFACE (ENCODER AM24DQI) SHAFT WITH FITTED KEY; WITH HOLDING BRAKE; ACC. TOLERANCE N VIBRATION SEVERITY GRADE A, DEGREE OF PROTECTION IP 64 | 7399 | TEM | 1 | MC | 30.703 | 1
1FT70865AF701CB1 | SIMOTICS S SYNCHRON. MOTOR 1FT7, M0=28NM (100K) NN=3000RPM, PN=5,65KW NATURAL AIR COOLING; FRAME SIZE IMB 5 (IM V1, IM V3) FLANGE 0 POWER CONNECTOR ROTATABLE ABSOLUTE ENCODER 24 BITS + 12 BIT MULTITURN WITH DRIVE-CLIQ INTERFACE (ENCODER AM24DQI) SHAFT WITH FITTED KEY; WITH HOLDING BRAKE; ACC. TOLERANCE N VIBRATION SEVERITY GRADE A, DEGREE OF PROTECTION IP 65 | 7495 | TEM | 1 | MC | 30.703 | 1
1FT70865AF701CB2 | SIMOTICS S SYNCHRON. MOTOR 1FT7, M0=28NM (100K) NN=3000RPM, PN=5,65KW NATURAL AIR COOLING; FRAME SIZE IMB 5 (IM V1, IM V3) FLANGE 0 POWER CONNECTOR ROTATABLE ABSOLUTE ENCODER 24 BITS + 12 BIT MULTITURN WITH DRIVE-CLIQ INTERFACE (ENCODER AM24DQI) SHAFT WITH FITTED KEY; WITH HOLDING BRAKE; ACC. TOLERANCE N VIBRATION SEVERITY GRADE A, DEGREE OF PROTECTION IP 67 | 7575 | TEM | 1 | MC | 30.703 | 1
1FT70865AF701CB3 | SIMOTICS S SYNCHRON. MOTOR 1FT7, M0=28NM (100K) NN=3000RPM, PN=5,65KW NATURAL AIR COOLING; FRAME SIZE IMB 5 (IM V1, IM V3) FLANGE 0 POWER CONNECTOR ROTATABLE ABSOLUTE ENCODER 24 BITS + 12 BIT MULTITURN WITH DRIVE-CLIQ INTERFACE (ENCODER AM24DQI) SHAFT WITH FITTED KEY; WITH HOLDING BRAKE; ACC. TOLERANCE N VIBRATION SEVERITY GRADE A+R, DEGREE OF PROTECTION IP 64 | 7554 | TEM | 1 | MC | 30.703 | 1
1FT70865AF701CG0 | SIMOTICS S SYNCHRON. MOTOR 1FT7, M0=28NM (100K) NN=3000RPM, PN=5,65KW NATURAL AIR COOLING; FRAME SIZE IMB 5 (IM V1, IM V3) FLANGE 0 POWER CONNECTOR ROTATABLE ABSOLUTE ENCODER 24 BITS + 12 BIT MULTITURN WITH DRIVE-CLIQ INTERFACE (ENCODER AM24DQI) PLAIN SHAFT, W/O HOLDING BRAKE; ACC. TOLERANCE N VIBRATION SEVERITY GRADE A, DEGREE OF PROTECTION IP 64 | 6502 | TEM | 1 | MC | 27.604 | 1
1FT70865AF701CG1 | SIMOTICS S SYNCHRON. MOTOR 1FT7, M0=28NM (100K) NN=3000RPM, PN=5,65KW NATURAL AIR COOLING; FRAME SIZE IMB 5 (IM V1, IM V3) FLANGE 0 POWER CONNECTOR ROTATABLE ABSOLUTE ENCODER 24 BITS + 12 BIT MULTITURN WITH DRIVE-CLIQ INTERFACE (ENCODER AM24DQI) PLAIN SHAFT, W/O HOLDING BRAKE; ACC. TOLERANCE N VIBRATION SEVERITY GRADE A, DEGREE OF PROTECTION IP 65 | 6598 | TEM | 1 | MC | 27.604 | 1
1FT70865AF701CG3 | SIMOTICS S SYNCHRON. MOTOR 1FT7, M0=28NM (100K) NN=3000RPM, PN=5,65KW NATURAL AIR COOLING; FRAME SIZE IMB 5 (IM V1, IM V3) FLANGE 0 POWER CONNECTOR ROTATABLE ABSOLUTE ENCODER 24 BITS + 12 BIT MULTITURN WITH DRIVE-CLIQ INTERFACE (ENCODER AM24DQI) PLAIN SHAFT, W/O HOLDING BRAKE; ACC. TOLERANCE N VIBRATION SEVERITY GRADE A+R, DEGREE OF PROTECTION IP 64 | 6656 | TEM | 1 | MC | 27.604 | 1
1FT70865AF701CG5 | SIMOTICS S SYNCHRON. MOTOR 1FT7, M0=28NM (100K) NN=3000RPM, PN=5,65KW NATURAL AIR COOLING; FRAME SIZE IMB 5 (IM V1, IM V3) FLANGE 0 POWER CONNECTOR ROTATABLE ABSOLUTE ENCODER 24 BITS + 12 BIT MULTITURN WITH DRIVE-CLIQ INTERFACE (ENCODER AM24DQI) PLAIN SHAFT, W/O HOLDING BRAKE; ACC. TOLERANCE N VIBRATION SEVERITY GRADE A+R, DEGREE OF PROTECTION IP 67 | 6833 | TEM | 1 | MC | 27.604 | 1
1FT70865AF701CH0 | SIMOTICS S SYNCHRON. MOTOR 1FT7, M0=28NM (100K) NN=3000RPM, PN=5,65KW NATURAL AIR COOLING; FRAME SIZE IMB 5 (IM V1, IM V3) FLANGE 0 POWER CONNECTOR ROTATABLE ABSOLUTE ENCODER 24 BITS + 12 BIT MULTITURN WITH DRIVE-CLIQ INTERFACE (ENCODER AM24DQI) PLAIN SHAFT, WITH HOLDING BRAKE; ACCURACY TOLERANCE N VIBRATION SEVERITY GRADE A, DEGREE OF PROTECTION IP 64 | 7399 | TEM | 1 | MC | 30.703 | 1
1FT70865AF701CH1 | SIMOTICS S SYNCHRON. MOTOR 1FT7, M0=28NM (100K) NN=3000RPM, PN=5,65KW NATURAL AIR COOLING; FRAME SIZE IMB 5 (IM V1, IM V3) FLANGE 0 POWER CONNECTOR ROTATABLE ABSOLUTE ENCODER 24 BITS + 12 BIT MULTITURN WITH DRIVE-CLIQ INTERFACE (ENCODER AM24DQI) PLAIN SHAFT, WITH HOLDING BRAKE; ACCURACY TOLERANCE N VIBRATION SEVERITY GRADE A, DEGREE OF PROTECTION IP 65 | 7495 | TEM | 1 | MC | 30.703 | 1
1FT70865AF701CH4 | SIMOTICS S SYNCHRON. MOTOR 1FT7, M0=28NM (100K) NN=3000RPM, PN=5,65KW NATURAL AIR COOLING; FRAME SIZE IMB 5 (IM V1, IM V3) FLANGE 0 POWER CONNECTOR ROTATABLE ABSOLUTE ENCODER 24 BITS + 12 BIT MULTITURN WITH DRIVE-CLIQ INTERFACE (ENCODER AM24DQI) PLAIN SHAFT, WITH HOLDING BRAKE; ACCURACY TOLERANCE N VIBRATION SEVERITY GRADE A+R, DEGREE OF PROTECTION IP 65 | 7651 | TEM | 1 | MC | 30.703 | 1
1FT70865AF701DA0 | SIMOTICS S SYNCHRON. MOTOR 1FT7, M0=28NM (100K) NN=3000RPM, PN=5,65KW NATURAL AIR COOLING; FRAME SIZE IMB 5 (IM V1, IM V3) FLANGE 0 POWER CONNECTOR ROTATABLE INCREMENTAL ENCODER 2048 S/R WITH DRIVE-CLIQ INTERFACE (ENCODER I-2048) CONNECTOR ROTATABLE WITH FITTED KEY, ACCURACY TOLERANCE N, W/O HOLDING BRAKE VIBRATION SEVERITY GRADE A, DEGREE OF PROTECTION IP 64 | 5817 | TEM | 1 | MC | 27.604 | 1
1FT70865AF701DA1 | SIMOTICS S SYNCHRON. MOTOR 1FT7, M0=28NM (100K) NN=3000RPM, PN=5,65KW NATURAL AIR COOLING; FRAME SIZE IMB 5 (IM V1, IM V3) FLANGE 0 POWER CONNECTOR ROTATABLE INCREMENTAL ENCODER 2048 S/R WITH DRIVE-CLIQ INTERFACE (ENCODER I-2048) CONNECTOR ROTATABLE WITH FITTED KEY, ACCURACY TOLERANCE N, W/O HOLDING BRAKE VIBRATION SEVERITY GRADE A, DEGREE OF PROTECTION IP 65 | 5913 | TEM | 1 | MC | 27.604 | 1
1FT70865AF701DA2 | SIMOTICS S SYNCHRON. MOTOR 1FT7, M0=28NM (100K) NN=3000RPM, PN=5,65KW NATURAL AIR COOLING; FRAME SIZE IMB 5 (IM V1, IM V3) FLANGE 0 POWER CONNECTOR ROTATABLE INCREMENTAL ENCODER 2048 S/R WITH DRIVE-CLIQ INTERFACE (ENCODER I-2048) CONNECTOR ROTATABLE WITH FITTED KEY, ACCURACY TOLERANCE N, W/O HOLDING BRAKE VIBRATION SEVERITY GRADE A, DEGREE OF PROTECTION IP 67 | 5992 | TEM | 1 | MC | 27.604 | 1
1FT70865AF701DA3 | SIMOTICS S SYNCHRON. MOTOR 1FT7, M0=28NM (100K) NN=3000RPM, PN=5,65KW NATURAL AIR COOLING; FRAME SIZE IMB 5 (IM V1, IM V3) FLANGE 0 POWER CONNECTOR ROTATABLE INCREMENTAL ENCODER 2048 S/R WITH DRIVE-CLIQ INTERFACE (ENCODER I-2048) CONNECTOR ROTATABLE WITH FITTED KEY, ACCURACY TOLERANCE N, W/O HOLDING BRAKE VIBRATION SEVERITY GRADE A+R, DEGREE OF PROTECTION IP 64 | 5971 | TEM | 1 | MC | 27.604 | 1
1FT70865AF701DA4 | SIMOTICS S SYNCHRON. MOTOR 1FT7, M0=28NM (100K) NN=3000RPM, PN=5,65KW NATURAL AIR COOLING; FRAME SIZE IMB 5 (IM V1, IM V3) FLANGE 0 POWER CONNECTOR ROTATABLE INCREMENTAL ENCODER 2048 S/R WITH DRIVE-CLIQ INTERFACE (ENCODER I-2048) CONNECTOR ROTATABLE WITH FITTED KEY, ACCURACY TOLERANCE N, W/O HOLDING BRAKE VIBRATION SEVERITY GRADE A+R, DEGREE OF PROTECTION IP 65 | 6069 | TEM | 1 | MC | 27.604 | 1
1FT70865AF701DB0 | SIMOTICS S SYNCHRON. MOTOR 1FT7, M0=28NM (100K) NN=3000RPM, PN=5,65KW NATURAL AIR COOLING; FRAME SIZE IMB 5 (IM V1, IM V3) FLANGE 0 POWER CONNECTOR ROTATABLE INCREMENTAL ENCODER 2048 S/R WITH DRIVE-CLIQ INTERFACE (ENCODER I-2048) CONNECTOR ROTATABLE SHAFT WITH FITTED KEY; WITH HOLDING BRAKE; ACC. TOLERANCE N VIBRATION SEVERITY GRADE A, DEGREE OF PROTECTION IP 64 | 6714 | TEM | 1 | MC | 30.703 | 1
1FT70865AF701DB1 | SIMOTICS S SYNCHRON. MOTOR 1FT7, M0=28NM (100K) NN=3000RPM, PN=5,65KW NATURAL AIR COOLING; FRAME SIZE IMB 5 (IM V1, IM V3) FLANGE 0 POWER CONNECTOR ROTATABLE INCREMENTAL ENCODER 2048 S/R WITH DRIVE-CLIQ INTERFACE (ENCODER I-2048) CONNECTOR ROTATABLE SHAFT WITH FITTED KEY; WITH HOLDING BRAKE; ACC. TOLERANCE N VIBRATION SEVERITY GRADE A, DEGREE OF PROTECTION IP 65 | 6811 | TEM | 1 | MC | 30.703 | 1
1FT70865AF701DB2 | SIMOTICS S SYNCHRON. MOTOR 1FT7, M0=28NM (100K) NN=3000RPM, PN=5,65KW NATURAL AIR COOLING; FRAME SIZE IMB 5 (IM V1, IM V3) FLANGE 0 POWER CONNECTOR ROTATABLE INCREMENTAL ENCODER 2048 S/R WITH DRIVE-CLIQ INTERFACE (ENCODER I-2048) CONNECTOR ROTATABLE SHAFT WITH FITTED KEY; WITH HOLDING BRAKE; ACC. TOLERANCE N VIBRATION SEVERITY GRADE A, DEGREE OF PROTECTION IP 67 | 6890 | TEM | 1 | MC | 30.703 | 1
1FT70865AF701DB3 | SIMOTICS S SYNCHRON. MOTOR 1FT7, M0=28NM (100K) NN=3000RPM, PN=5,65KW NATURAL AIR COOLING; FRAME SIZE IMB 5 (IM V1, IM V3) FLANGE 0 POWER CONNECTOR ROTATABLE INCREMENTAL ENCODER 2048 S/R WITH DRIVE-CLIQ INTERFACE (ENCODER I-2048) CONNECTOR ROTATABLE SHAFT WITH FITTED KEY; WITH HOLDING BRAKE; ACC. TOLERANCE N VIBRATION SEVERITY GRADE A+R, DEGREE OF PROTECTION IP 64 | 6869 | TEM | 1 | MC | 30.703 | 1
1FT70865AF701DG0 | SIMOTICS S SYNCHRON. MOTOR 1FT7, M0=28NM (100K) NN=3000RPM, PN=5,65KW NATURAL AIR COOLING; FRAME SIZE IMB 5 (IM V1, IM V3) FLANGE 0 POWER CONNECTOR ROTATABLE INCREMENTAL ENCODER 2048 S/R WITH DRIVE-CLIQ INTERFACE (ENCODER I-2048) CONNECTOR ROTATABLE PLAIN SHAFT, W/O HOLDING BRAKE; ACC. TOLERANCE N VIBRATION SEVERITY GRADE A, DEGREE OF PROTECTION IP 64 | 5817 | TEM | 1 | MC | 27.604 | 1
1FT70865AF701DG1 | SIMOTICS S SYNCHRON. MOTOR 1FT7, M0=28NM (100K) NN=3000RPM, PN=5,65KW NATURAL AIR COOLING; FRAME SIZE IMB 5 (IM V1, IM V3) FLANGE 0 POWER CONNECTOR ROTATABLE INCREMENTAL ENCODER 2048 S/R WITH DRIVE-CLIQ INTERFACE (ENCODER I-2048) CONNECTOR ROTATABLE PLAIN SHAFT, W/O HOLDING BRAKE; ACC. TOLERANCE N VIBRATION SEVERITY GRADE A, DEGREE OF PROTECTION IP 65 | 5913 | TEM | 1 | MC | 27.604 | 1
1FT70865AF701DH0 | SIMOTICS S SYNCHRON. MOTOR 1FT7, M0=28NM (100K) NN=3000RPM, PN=5,65KW NATURAL AIR COOLING; FRAME SIZE IMB 5 (IM V1, IM V3) FLANGE 0 POWER CONNECTOR ROTATABLE INCREMENTAL ENCODER 2048 S/R WITH DRIVE-CLIQ INTERFACE (ENCODER I-2048) CONNECTOR ROTATABLE PLAIN SHAFT, WITH HOLDING BRAKE; ACCURACY TOLERANCE N VIBRATION SEVERITY GRADE A, DEGREE OF PROTECTION IP 64 | 6714 | TEM | 1 | MC | 30.703 | 1
1FT70865AF701DH2 | SIMOTICS S SYNCHRON. MOTOR 1FT7, M0=28NM (100K) NN=3000RPM, PN=5,65KW NATURAL AIR COOLING; FRAME SIZE IMB 5 (IM V1, IM V3) FLANGE 0 POWER CONNECTOR ROTATABLE INCREMENTAL ENCODER 2048 S/R WITH DRIVE-CLIQ INTERFACE (ENCODER I-2048) CONNECTOR ROTATABLE PLAIN SHAFT, WITH HOLDING BRAKE; ACCURACY TOLERANCE N VIBRATION SEVERITY GRADE A, DEGREE OF PROTECTION IP 67 | 6890 | TEM | 1 | MC | 30.703 | 1
1FT70865AF701DH3 | SIMOTICS S SYNCHRON. MOTOR 1FT7, M0=28NM (100K) NN=3000RPM, PN=5,65KW NATURAL AIR COOLING; FRAME SIZE IMB 5 (IM V1, IM V3) FLANGE 0 POWER CONNECTOR ROTATABLE INCREMENTAL ENCODER 2048 S/R WITH DRIVE-CLIQ INTERFACE (ENCODER I-2048) CONNECTOR ROTATABLE PLAIN SHAFT, WITH HOLDING BRAKE; ACCURACY TOLERANCE N VIBRATION SEVERITY GRADE A+R, DEGREE OF PROTECTION IP 64 | 6869 | TEM | 1 | MC | 30.703 | 1
1FT70865AF701DH5 | SIMOTICS S SYNCHRON. MOTOR 1FT7, M0=28NM (100K) NN=3000RPM, PN=5,65KW NATURAL AIR COOLING; FRAME SIZE IMB 5 (IM V1, IM V3) FLANGE 0 POWER CONNECTOR ROTATABLE INCREMENTAL ENCODER 2048 S/R WITH DRIVE-CLIQ INTERFACE (ENCODER I-2048) CONNECTOR ROTATABLE PLAIN SHAFT, WITH HOLDING BRAKE; ACCURACY TOLERANCE N VIBRATION SEVERITY GRADE A+R, DEGREE OF PROTECTION IP 67 | 7046 | TEM | 1 | MC | 30.703 | 1
1FT70865AF701DK1 | SIMOTICS S SYNCHRON. MOTOR 1FT7, M0=28NM (100K) NN=3000RPM, PN=5,65KW NATURAL AIR COOLING; FRAME SIZE IMB 5 (IM V1, IM V3) FLANGE 0 POWER CONNECTOR ROTATABLE INCREMENTAL ENCODER 2048 S/R WITH DRIVE-CLIQ INTERFACE (ENCODER I-2048) CONNECTOR ROTATABLE PLAIN SHAFT, W/O HOLDING BRAKE; ACC. TOLERANCE R VIBRATION SEVERITY GRADE A, DEGREE OF PROTECTION IP 65 | 6072 | TEM | 1 | MC | 27.604 | 1
1FT70865AF701FA0 | SIMOTICS S SYNCHRON. MOTOR 1FT7, M0=28NM (100K) NN=3000RPM, PN=5,65KW NATURAL AIR COOLING; FRAME SIZE IMB 5 (IM V1, IM V3) FLANGE 0 POWER CONNECTOR ROTATABLE ABSOLUTE ENCODER 22 BITS MULTI TURN WITH DRIVE-CLIQ INTERFACE (ENCODER AM-22-DQ) CONNECTOR ROTATABLE WITH FITTED KEY, ACCURACY TOLERANCE N, W/O HOLDING BRAKE VIBRATION SEVERITY GRADE A, DEGREE OF PROTECTION IP 64 | 6582 | TEM | 1 | MC | 27.604 | 1
1FT70865AF701FA1 | SIMOTICS S SYNCHRON. MOTOR 1FT7, M0=28NM (100K) NN=3000RPM, PN=5,65KW NATURAL AIR COOLING; FRAME SIZE IMB 5 (IM V1, IM V3) FLANGE 0 POWER CONNECTOR ROTATABLE ABSOLUTE ENCODER 22 BITS MULTI TURN WITH DRIVE-CLIQ INTERFACE (ENCODER AM-22-DQ) CONNECTOR ROTATABLE WITH FITTED KEY, ACCURACY TOLERANCE N, W/O HOLDING BRAKE VIBRATION SEVERITY GRADE A, DEGREE OF PROTECTION IP 65 | 6678 | TEM | 1 | MC | 27.604 | 1
1FT70865AF701FA3 | SIMOTICS S SYNCHRON. MOTOR 1FT7, M0=28NM (100K) NN=3000RPM, PN=5,65KW NATURAL AIR COOLING; FRAME SIZE IMB 5 (IM V1, IM V3) FLANGE 0 POWER CONNECTOR ROTATABLE ABSOLUTE ENCODER 22 BITS MULTI TURN WITH DRIVE-CLIQ INTERFACE (ENCODER AM-22-DQ) CONNECTOR ROTATABLE WITH FITTED KEY, ACCURACY TOLERANCE N, W/O HOLDING BRAKE VIBRATION SEVERITY GRADE A+R, DEGREE OF PROTECTION IP 64 | 6736 | TEM | 1 | MC | 27.604 | 1
1FT70865AF701FB0 | SIMOTICS S SYNCHRON. MOTOR 1FT7, M0=28NM (100K) NN=3000RPM, PN=5,65KW NATURAL AIR COOLING; FRAME SIZE IMB 5 (IM V1, IM V3) FLANGE 0 POWER CONNECTOR ROTATABLE ABSOLUTE ENCODER 22 BITS MULTI TURN WITH DRIVE-CLIQ INTERFACE (ENCODER AM-22-DQ) CONNECTOR ROTATABLE SHAFT WITH FITTED KEY; WITH HOLDING BRAKE; ACC. TOLERANCE N VIBRATION SEVERITY GRADE A, DEGREE OF PROTECTION IP 64 | 7479 | TEM | 1 | MC | 30.703 | 1
1FT70865AF701FB1 | SIMOTICS S SYNCHRON. MOTOR 1FT7, M0=28NM (100K) NN=3000RPM, PN=5,65KW NATURAL AIR COOLING; FRAME SIZE IMB 5 (IM V1, IM V3) FLANGE 0 POWER CONNECTOR ROTATABLE ABSOLUTE ENCODER 22 BITS MULTI TURN WITH DRIVE-CLIQ INTERFACE (ENCODER AM-22-DQ) CONNECTOR ROTATABLE SHAFT WITH FITTED KEY; WITH HOLDING BRAKE; ACC. TOLERANCE N VIBRATION SEVERITY GRADE A, DEGREE OF PROTECTION IP 65 | 7576 | TEM | 1 | MC | 30.703 | 1
1FT70865AF701FD0 | SIMOTICS S SYNCHRON. MOTOR 1FT7, M0=28NM (100K) NN=3000RPM, PN=5,65KW NATURAL AIR COOLING; FRAME SIZE IMB 5 (IM V1, IM V3) FLANGE 0 POWER CONNECTOR ROTATABLE ABSOLUTE ENCODER 22 BITS MULTI TURN WITH DRIVE-CLIQ INTERFACE (ENCODER AM-22-DQ) CONNECTOR ROTATABLE SHAFT WITH FITTED KEY; W/O HOLDING BRAKE; ACC. TOLERANCE R VIBRATION SEVERITY GRADE A, DEGREE OF PROTECTION IP 64 | 6741 | TEM | 1 | MC | 27.604 | 1
1FT70865AF701FD2 | SIMOTICS S SYNCHRON. MOTOR 1FT7, M0=28NM (100K) NN=3000RPM, PN=5,65KW NATURAL AIR COOLING; FRAME SIZE IMB 5 (IM V1, IM V3) FLANGE 0 POWER CONNECTOR ROTATABLE ABSOLUTE ENCODER 22 BITS MULTI TURN WITH DRIVE-CLIQ INTERFACE (ENCODER AM-22-DQ) CONNECTOR ROTATABLE SHAFT WITH FITTED KEY; W/O HOLDING BRAKE; ACC. TOLERANCE R VIBRATION SEVERITY GRADE A, DEGREE OF PROTECTION IP 67 | 6917 | TEM | 1 | MC | 27.604 | 1
1FT70865AF701FG0 | SIMOTICS S SYNCHRON. MOTOR 1FT7, M0=28NM (100K) NN=3000RPM, PN=5,65KW NATURAL AIR COOLING; FRAME SIZE IMB 5 (IM V1, IM V3) FLANGE 0 POWER CONNECTOR ROTATABLE ABSOLUTE ENCODER 22 BITS MULTI TURN WITH DRIVE-CLIQ INTERFACE (ENCODER AM-22-DQ) CONNECTOR ROTATABLE PLAIN SHAFT, W/O HOLDING BRAKE; ACC. TOLERANCE N VIBRATION SEVERITY GRADE A, DEGREE OF PROTECTION IP 64 | 6582 | TEM | 1 | MC | 27.604 | 1
1FT70865AF701FG2 | SIMOTICS S SYNCHRON. MOTOR 1FT7, M0=28NM (100K) NN=3000RPM, PN=5,65KW NATURAL AIR COOLING; FRAME SIZE IMB 5 (IM V1, IM V3) FLANGE 0 POWER CONNECTOR ROTATABLE ABSOLUTE ENCODER 22 BITS MULTI TURN WITH DRIVE-CLIQ INTERFACE (ENCODER AM-22-DQ) CONNECTOR ROTATABLE PLAIN SHAFT, W/O HOLDING BRAKE; ACC. TOLERANCE N VIBRATION SEVERITY GRADE A, DEGREE OF PROTECTION IP 67 | 6757 | TEM | 1 | MC | 27.604 | 1
1FT70865AF701FG3 | SIMOTICS S SYNCHRON. MOTOR 1FT7, M0=28NM (100K) NN=3000RPM, PN=5,65KW NATURAL AIR COOLING; FRAME SIZE IMB 5 (IM V1, IM V3) FLANGE 0 POWER CONNECTOR ROTATABLE ABSOLUTE ENCODER 22 BITS MULTI TURN WITH DRIVE-CLIQ INTERFACE (ENCODER AM-22-DQ) CONNECTOR ROTATABLE PLAIN SHAFT, W/O HOLDING BRAKE; ACC. TOLERANCE N VIBRATION SEVERITY GRADE A+R, DEGREE OF PROTECTION IP 64 | 6736 | TEM | 1 | MC | 27.604 | 1
1FT70865AF701FH0 | SIMOTICS S SYNCHRON. MOTOR 1FT7, M0=28NM (100K) NN=3000RPM, PN=5,65KW NATURAL AIR COOLING; FRAME SIZE IMB 5 (IM V1, IM V3) FLANGE 0 POWER CONNECTOR ROTATABLE ABSOLUTE ENCODER 22 BITS MULTI TURN WITH DRIVE-CLIQ INTERFACE (ENCODER AM-22-DQ) CONNECTOR ROTATABLE PLAIN SHAFT, WITH HOLDING BRAKE; ACCURACY TOLERANCE N VIBRATION SEVERITY GRADE A, DEGREE OF PROTECTION IP 64 | 7479 | TEM | 1 | MC | 30.703 | 1
1FT70865AF701FH1 | SIMOTICS S SYNCHRON. MOTOR 1FT7, M0=28NM (100K) NN=3000RPM, PN=5,65KW NATURAL AIR COOLING; FRAME SIZE IMB 5 (IM V1, IM V3) FLANGE 0 POWER CONNECTOR ROTATABLE ABSOLUTE ENCODER 22 BITS MULTI TURN WITH DRIVE-CLIQ INTERFACE (ENCODER AM-22-DQ) CONNECTOR ROTATABLE PLAIN SHAFT, WITH HOLDING BRAKE; ACCURACY TOLERANCE N VIBRATION SEVERITY GRADE A, DEGREE OF PROTECTION IP 65 | 7576 | TEM | 1 | MC | 30.703 | 1
1FT70865AF701FH2 | SIMOTICS S SYNCHRON. MOTOR 1FT7, M0=28NM (100K) NN=3000RPM, PN=5,65KW NATURAL AIR COOLING; FRAME SIZE IMB 5 (IM V1, IM V3) FLANGE 0 POWER CONNECTOR ROTATABLE ABSOLUTE ENCODER 22 BITS MULTI TURN WITH DRIVE-CLIQ INTERFACE (ENCODER AM-22-DQ) CONNECTOR ROTATABLE PLAIN SHAFT, WITH HOLDING BRAKE; ACCURACY TOLERANCE N VIBRATION SEVERITY GRADE A, DEGREE OF PROTECTION IP 67 | 7655 | TEM | 1 | MC | 30.703 | 1
1FT70865AF701FH3 | SIMOTICS S SYNCHRON. MOTOR 1FT7, M0=28NM (100K) NN=3000RPM, PN=5,65KW NATURAL AIR COOLING; FRAME SIZE IMB 5 (IM V1, IM V3) FLANGE 0 POWER CONNECTOR ROTATABLE ABSOLUTE ENCODER 22 BITS MULTI TURN WITH DRIVE-CLIQ INTERFACE (ENCODER AM-22-DQ) CONNECTOR ROTATABLE PLAIN SHAFT, WITH HOLDING BRAKE; ACCURACY TOLERANCE N VIBRATION SEVERITY GRADE A+R, DEGREE OF PROTECTION IP 64 | 7634 | TEM | 1 | MC | 30.703 | 1
1FT70865AF701FH5 | SIMOTICS S SYNCHRON. MOTOR 1FT7, M0=28NM (100K) NN=3000RPM, PN=5,65KW NATURAL AIR COOLING; FRAME SIZE IMB 5 (IM V1, IM V3) FLANGE 0 POWER CONNECTOR ROTATABLE ABSOLUTE ENCODER 22 BITS MULTI TURN WITH DRIVE-CLIQ INTERFACE (ENCODER AM-22-DQ) CONNECTOR ROTATABLE PLAIN SHAFT, WITH HOLDING BRAKE; ACCURACY TOLERANCE N VIBRATION SEVERITY GRADE A+R, DEGREE OF PROTECTION IP 67 | 7811 | TEM | 1 | MC | 30.703 | 1
1FT70865AF701MA1 | SIMOTICS S SYNCHRON. MOTOR 1FT7, M0=28NM (100K) NN=3000RPM, PN=5,65KW NATURAL AIR COOLING; FRAME SIZE IMB 5 (IM V1, IM V3) FLANGE (COMPACT) WITH KTY TEMPERATURE SENSOR POWER CONNECTOR ROTATABLE ABSOLUTE ENCODER ENDAT 2048 S/R (ENCODER A-2048) CONNECTOR ROTATABLE WITH FITTED KEY, ACCURACY TOLERANCE N, W/O HOLDING BRAKE VIBRATION SEVERITY GRADE A, DEGREE OF PROTECTION IP 65 | 6246 | TEM | 1 | MC | 27.604 | 1
1FT70865AF701MA2 | SIMOTICS S SYNCHRON. MOTOR 1FT7, M0=28NM (100K) NN=3000RPM, PN=5,65KW NATURAL AIR COOLING; FRAME SIZE IMB 5 (IM V1, IM V3) FLANGE (COMPACT) WITH KTY TEMPERATURE SENSOR POWER CONNECTOR ROTATABLE ABSOLUTE ENCODER ENDAT 2048 S/R (ENCODER A-2048) CONNECTOR ROTATABLE WITH FITTED KEY, ACCURACY TOLERANCE N, W/O HOLDING BRAKE VIBRATION SEVERITY GRADE A, DEGREE OF PROTECTION IP 67 | 6326 | TEM | 1 | MC | 27.604 | 1
1FT70865AF701MB0 | SIMOTICS S SYNCHRON. MOTOR 1FT7, M0=28NM (100K) NN=3000RPM, PN=5,65KW NATURAL AIR COOLING; FRAME SIZE IMB 5 (IM V1, IM V3) FLANGE (COMPACT) WITH KTY TEMPERATURE SENSOR POWER CONNECTOR ROTATABLE ABSOLUTE ENCODER ENDAT 2048 S/R (ENCODER A-2048) CONNECTOR ROTATABLE SHAFT WITH FITTED KEY; WITH HOLDING BRAKE; ACC. TOLERANCE N VIBRATION SEVERITY GRADE A, DEGREE OF PROTECTION IP 64 | 7048 | TEM | 1 | MC | 30.703 | 1
1FT70865AF701MB2 | SIMOTICS S SYNCHRON. MOTOR 1FT7, M0=28NM (100K) NN=3000RPM, PN=5,65KW NATURAL AIR COOLING; FRAME SIZE IMB 5 (IM V1, IM V3) FLANGE (COMPACT) WITH KTY TEMPERATURE SENSOR POWER CONNECTOR ROTATABLE ABSOLUTE ENCODER ENDAT 2048 S/R (ENCODER A-2048) CONNECTOR ROTATABLE SHAFT WITH FITTED KEY; WITH HOLDING BRAKE; ACC. TOLERANCE N VIBRATION SEVERITY GRADE A, DEGREE OF PROTECTION IP 67 | 7223 | TEM | 1 | MC | 30.703 | 1
1FT70865AF701MG1 | SIMOTICS S SYNCHRON. MOTOR 1FT7, M0=28NM (100K) NN=3000RPM, PN=5,65KW NATURAL AIR COOLING; FRAME SIZE IMB 5 (IM V1, IM V3) FLANGE (COMPACT) WITH KTY TEMPERATURE SENSOR POWER CONNECTOR ROTATABLE ABSOLUTE ENCODER ENDAT 2048 S/R (ENCODER A-2048) CONNECTOR ROTATABLE PLAIN SHAFT, W/O HOLDING BRAKE; ACC. TOLERANCE N VIBRATION SEVERITY GRADE A, DEGREE OF PROTECTION IP 65 | 6246 | TEM | 1 | MC | 27.604 | 1
1FT70865AF701NA1 | SIMOTICS S SYNCHRON. MOTOR 1FT7, M0=28NM (100K) NN=3000RPM, PN=5,65KW NATURAL AIR COOLING; FRAME SIZE IMB 5 (IM V1, IM V3) FLANGE (COMPACT) WITH KTY TEMPERATURE SENSOR POWER CONNECTOR ROTATABLE INCREM. ENCODER SIN/COS 1VSS 2048 S/R (ENCODER I-2048) CONNECTOR ROTATABLE WITH FITTED KEY, ACCURACY TOLERANCE N, W/O HOLDING BRAKE VIBRATION SEVERITY GRADE A, DEGREE OF PROTECTION IP 65 | 5492 | TEM | 1 | MC | 27.604 | 1
1FT70865AF701NB0 | SIMOTICS S SYNCHRON. MOTOR 1FT7, M0=28NM (100K) NN=3000RPM, PN=5,65KW NATURAL AIR COOLING; FRAME SIZE IMB 5 (IM V1, IM V3) FLANGE (COMPACT) WITH KTY TEMPERATURE SENSOR POWER CONNECTOR ROTATABLE INCREM. ENCODER SIN/COS 1VSS 2048 S/R (ENCODER I-2048) CONNECTOR ROTATABLE SHAFT WITH FITTED KEY; WITH HOLDING BRAKE; ACC. TOLERANCE N VIBRATION SEVERITY GRADE A, DEGREE OF PROTECTION IP 64 | 6294 | TEM | 1 | MC | 30.703 | 1
1FT70865AF701NG0 | SIMOTICS S SYNCHRON. MOTOR 1FT7, M0=28NM (100K) NN=3000RPM, PN=5,65KW NATURAL AIR COOLING; FRAME SIZE IMB 5 (IM V1, IM V3) FLANGE (COMPACT) WITH KTY TEMPERATURE SENSOR POWER CONNECTOR ROTATABLE INCREM. ENCODER SIN/COS 1VSS 2048 S/R (ENCODER I-2048) CONNECTOR ROTATABLE PLAIN SHAFT, W/O HOLDING BRAKE; ACC. TOLERANCE N VIBRATION SEVERITY GRADE A, DEGREE OF PROTECTION IP 64 | 5396 | TEM | 1 | MC | 27.604 | 1
1FT70865AF701NG1 | SIMOTICS S SYNCHRON. MOTOR 1FT7, M0=28NM (100K) NN=3000RPM, PN=5,65KW NATURAL AIR COOLING; FRAME SIZE IMB 5 (IM V1, IM V3) FLANGE (COMPACT) WITH KTY TEMPERATURE SENSOR POWER CONNECTOR ROTATABLE INCREM. ENCODER SIN/COS 1VSS 2048 S/R (ENCODER I-2048) CONNECTOR ROTATABLE PLAIN SHAFT, W/O HOLDING BRAKE; ACC. TOLERANCE N VIBRATION SEVERITY GRADE A, DEGREE OF PROTECTION IP 65 | 5492 | TEM | 1 | MC | 27.604 | 1
1FT70865AF701NG2 | SIMOTICS S SYNCHRON. MOTOR 1FT7, M0=28NM (100K) NN=3000RPM, PN=5,65KW NATURAL AIR COOLING; FRAME SIZE IMB 5 (IM V1, IM V3) FLANGE (COMPACT) WITH KTY TEMPERATURE SENSOR POWER CONNECTOR ROTATABLE INCREM. ENCODER SIN/COS 1VSS 2048 S/R (ENCODER I-2048) CONNECTOR ROTATABLE PLAIN SHAFT, W/O HOLDING BRAKE; ACC. TOLERANCE N VIBRATION SEVERITY GRADE A, DEGREE OF PROTECTION IP 67 | 5572 | TEM | 1 | MC | 27.604 | 1
1FT70865AF701NH0 | SIMOTICS S SYNCHRON. MOTOR 1FT7, M0=28NM (100K) NN=3000RPM, PN=5,65KW NATURAL AIR COOLING; FRAME SIZE IMB 5 (IM V1, IM V3) FLANGE (COMPACT) WITH KTY TEMPERATURE SENSOR POWER CONNECTOR ROTATABLE INCREM. ENCODER SIN/COS 1VSS 2048 S/R (ENCODER I-2048) CONNECTOR ROTATABLE PLAIN SHAFT, WITH HOLDING BRAKE; ACCURACY TOLERANCE N VIBRATION SEVERITY GRADE A, DEGREE OF PROTECTION IP 64 | 6294 | TEM | 1 | MC | 30.703 | 1
1FT70865AF701NL1 | SIMOTICS S SYNCHRON. MOTOR 1FT7, M0=28NM (100K) NN=3000RPM, PN=5,65KW NATURAL AIR COOLING; FRAME SIZE IMB 5 (IM V1, IM V3) FLANGE (COMPACT) WITH KTY TEMPERATURE SENSOR POWER CONNECTOR ROTATABLE INCREM. ENCODER SIN/COS 1VSS 2048 S/R (ENCODER I-2048) CONNECTOR ROTATABLE PLAIN SHAFT, WITH HOLDING BRAKE; ACCURACY TOLERANCE R VIBRATION SEVERITY GRADE A, DEGREE OF PROTECTION IP 65 | 6547 | TEM | 1 | MC | 30.703 | 1
1FT70865AF711BA0 | SIMOTICS S SYNCHRON. MOTOR 1FT7, M0=28NM (100K) NN=3000RPM, PN=5,65KW NATURAL AIR COOLING; FRAME SIZE IMB 5 (IM V1, IM V3) FLANGE 1 (1FT6 COMPATIBLE) POWER CONNECTOR ROTATABLE ABSOLUTE VALUE ENCODER SINGLETURN 24 BIT WITH DRIVE-CLIQ INTERFACE (ENCODER AS24DQI) WITH FITTED KEY, ACCURACY TOLERANCE N, W/O HOLDING BRAKE VIBRATION SEVERITY GRADE A, DEGREE OF PROTECTION IP 64 | 5736 | TEM | 1 | MC | 27.604 | 1
1FT70865AF711BA1 | SIMOTICS S SYNCHRON. MOTOR 1FT7, M0=28NM (100K) NN=3000RPM, PN=5,65KW NATURAL AIR COOLING; FRAME SIZE IMB 5 (IM V1, IM V3) FLANGE 1 (1FT6 COMPATIBLE) POWER CONNECTOR ROTATABLE ABSOLUTE VALUE ENCODER SINGLETURN 24 BIT WITH DRIVE-CLIQ INTERFACE (ENCODER AS24DQI) WITH FITTED KEY, ACCURACY TOLERANCE N, W/O HOLDING BRAKE VIBRATION SEVERITY GRADE A, DEGREE OF PROTECTION IP 65 | 5833 | TEM | 1 | MC | 27.604 | 1
1FT70865AF711BA2 | SIMOTICS S SYNCHRON. MOTOR 1FT7, M0=28NM (100K) NN=3000RPM, PN=5,65KW NATURAL AIR COOLING; FRAME SIZE IMB 5 (IM V1, IM V3) FLANGE 1 (1FT6 COMPATIBLE) POWER CONNECTOR ROTATABLE ABSOLUTE VALUE ENCODER SINGLETURN 24 BIT WITH DRIVE-CLIQ INTERFACE (ENCODER AS24DQI) WITH FITTED KEY, ACCURACY TOLERANCE N, W/O HOLDING BRAKE VIBRATION SEVERITY GRADE A, DEGREE OF PROTECTION IP 67 | 5912 | TEM | 1 | MC | 27.604 | 1
1FT70865AF711BB0 | SIMOTICS S SYNCHRON. MOTOR 1FT7, M0=28NM (100K) NN=3000RPM, PN=5,65KW NATURAL AIR COOLING; FRAME SIZE IMB 5 (IM V1, IM V3) FLANGE 1 (1FT6 COMPATIBLE) POWER CONNECTOR ROTATABLE ABSOLUTE VALUE ENCODER SINGLETURN 24 BIT WITH DRIVE-CLIQ INTERFACE (ENCODER AS24DQI) SHAFT WITH FITTED KEY; WITH HOLDING BRAKE; ACC. TOLERANCE N VIBRATION SEVERITY GRADE A, DEGREE OF PROTECTION IP 64 | 6634 | TEM | 1 | MC | 30.703 | 1
1FT70865AF711BB1 | SIMOTICS S SYNCHRON. MOTOR 1FT7, M0=28NM (100K) NN=3000RPM, PN=5,65KW NATURAL AIR COOLING; FRAME SIZE IMB 5 (IM V1, IM V3) FLANGE 1 (1FT6 COMPATIBLE) POWER CONNECTOR ROTATABLE ABSOLUTE VALUE ENCODER SINGLETURN 24 BIT WITH DRIVE-CLIQ INTERFACE (ENCODER AS24DQI) SHAFT WITH FITTED KEY; WITH HOLDING BRAKE; ACC. TOLERANCE N VIBRATION SEVERITY GRADE A, DEGREE OF PROTECTION IP 65 | 6730 | TEM | 1 | MC | 30.703 | 1
1FT70865AF711BG0 | SIMOTICS S SYNCHRON. MOTOR 1FT7, M0=28NM (100K) NN=3000RPM, PN=5,65KW NATURAL AIR COOLING; FRAME SIZE IMB 5 (IM V1, IM V3) FLANGE 1 (1FT6 COMPATIBLE) POWER CONNECTOR ROTATABLE ABSOLUTE VALUE ENCODER SINGLETURN 24 BIT WITH DRIVE-CLIQ INTERFACE (ENCODER AS24DQI) PLAIN SHAFT, W/O HOLDING BRAKE; ACC. TOLERANCE N VIBRATION SEVERITY GRADE A, DEGREE OF PROTECTION IP 64 | 5736 | TEM | 1 | MC | 27.604 | 1
1FT70865AF711BG1 | SIMOTICS S SYNCHRON. MOTOR 1FT7, M0=28NM (100K) NN=3000RPM, PN=5,65KW NATURAL AIR COOLING; FRAME SIZE IMB 5 (IM V1, IM V3) FLANGE 1 (1FT6 COMPATIBLE) POWER CONNECTOR ROTATABLE ABSOLUTE VALUE ENCODER SINGLETURN 24 BIT WITH DRIVE-CLIQ INTERFACE (ENCODER AS24DQI) PLAIN SHAFT, W/O HOLDING BRAKE; ACC. TOLERANCE N VIBRATION SEVERITY GRADE A, DEGREE OF PROTECTION IP 65 | 5833 | TEM | 1 | MC | 27.604 | 1
1FT70865AF711BG2 | SIMOTICS S SYNCHRON. MOTOR 1FT7, M0=28NM (100K) NN=3000RPM, PN=5,65KW NATURAL AIR COOLING; FRAME SIZE IMB 5 (IM V1, IM V3) FLANGE 1 (1FT6 COMPATIBLE) POWER CONNECTOR ROTATABLE ABSOLUTE VALUE ENCODER SINGLETURN 24 BIT WITH DRIVE-CLIQ INTERFACE (ENCODER AS24DQI) PLAIN SHAFT, W/O HOLDING BRAKE; ACC. TOLERANCE N VIBRATION SEVERITY GRADE A, DEGREE OF PROTECTION IP 67 | 5912 | TEM | 1 | MC | 27.604 | 1
1FT70865AF711BH0 | SIMOTICS S SYNCHRON. MOTOR 1FT7, M0=28NM (100K) NN=3000RPM, PN=5,65KW NATURAL AIR COOLING; FRAME SIZE IMB 5 (IM V1, IM V3) FLANGE 1 (1FT6 COMPATIBLE) POWER CONNECTOR ROTATABLE ABSOLUTE VALUE ENCODER SINGLETURN 24 BIT WITH DRIVE-CLIQ INTERFACE (ENCODER AS24DQI) PLAIN SHAFT, WITH HOLDING BRAKE; ACCURACY TOLERANCE N VIBRATION SEVERITY GRADE A, DEGREE OF PROTECTION IP 64 | 6634 | TEM | 1 | MC | 30.703 | 1
1FT70865AF711BH1 | SIMOTICS S SYNCHRON. MOTOR 1FT7, M0=28NM (100K) NN=3000RPM, PN=5,65KW NATURAL AIR COOLING; FRAME SIZE IMB 5 (IM V1, IM V3) FLANGE 1 (1FT6 COMPATIBLE) POWER CONNECTOR ROTATABLE ABSOLUTE VALUE ENCODER SINGLETURN 24 BIT WITH DRIVE-CLIQ INTERFACE (ENCODER AS24DQI) PLAIN SHAFT, WITH HOLDING BRAKE; ACCURACY TOLERANCE N VIBRATION SEVERITY GRADE A, DEGREE OF PROTECTION IP 65 | 6730 | TEM | 1 | MC | 30.703 | 1
1FT70865AF711BH2 | SIMOTICS S SYNCHRON. MOTOR 1FT7, M0=28NM (100K) NN=3000RPM, PN=5,65KW NATURAL AIR COOLING; FRAME SIZE IMB 5 (IM V1, IM V3) FLANGE 1 (1FT6 COMPATIBLE) POWER CONNECTOR ROTATABLE ABSOLUTE VALUE ENCODER SINGLETURN 24 BIT WITH DRIVE-CLIQ INTERFACE (ENCODER AS24DQI) PLAIN SHAFT, WITH HOLDING BRAKE; ACCURACY TOLERANCE N VIBRATION SEVERITY GRADE A, DEGREE OF PROTECTION IP 67 | 6810 | TEM | 1 | MC | 30.703 | 1
1FT70865AF711BK3 | SIMOTICS S SYNCHRON. MOTOR 1FT7, M0=28NM (100K) NN=3000RPM, PN=5,65KW NATURAL AIR COOLING; FRAME SIZE IMB 5 (IM V1, IM V3) FLANGE 1 (1FT6 COMPATIBLE) POWER CONNECTOR ROTATABLE ABSOLUTE VALUE ENCODER SINGLETURN 24 BIT WITH DRIVE-CLIQ INTERFACE (ENCODER AS24DQI) PLAIN SHAFT, W/O HOLDING BRAKE; ACC. TOLERANCE R VIBRATION SEVERITY GRADE A+R, DEGREE OF PROTECTION IP 64 | 6051 | TEM | 1 | MC | 27.604 | 1
1FT70865AF711BL2 | SIMOTICS S SYNCHRON. MOTOR 1FT7, M0=28NM (100K) NN=3000RPM, PN=5,65KW NATURAL AIR COOLING; FRAME SIZE IMB 5 (IM V1, IM V3) FLANGE 1 (1FT6 COMPATIBLE) POWER CONNECTOR ROTATABLE ABSOLUTE VALUE ENCODER SINGLETURN 24 BIT WITH DRIVE-CLIQ INTERFACE (ENCODER AS24DQI) PLAIN SHAFT, WITH HOLDING BRAKE; ACCURACY TOLERANCE R VIBRATION SEVERITY GRADE A, DEGREE OF PROTECTION IP 67 | 6967 | TEM | 1 | MC | 30.703 | 1
1FT70865AF711CA0 | SIMOTICS S SYNCHRON. MOTOR 1FT7, M0=28NM (100K) NN=3000RPM, PN=5,65KW NATURAL AIR COOLING; FRAME SIZE IMB 5 (IM V1, IM V3) FLANGE 1 (1FT6 COMPATIBLE) POWER CONNECTOR ROTATABLE ABSOLUTE ENCODER 24 BITS + 12 BIT MULTITURN WITH DRIVE-CLIQ INTERFACE (ENCODER AM24DQI) WITH FITTED KEY, ACCURACY TOLERANCE N, W/O HOLDING BRAKE VIBRATION SEVERITY GRADE A, DEGREE OF PROTECTION IP 64 | 6502 | TEM | 1 | MC | 27.604 | 1
1FT70865AF711CA1 | SIMOTICS S SYNCHRON. MOTOR 1FT7, M0=28NM (100K) NN=3000RPM, PN=5,65KW NATURAL AIR COOLING; FRAME SIZE IMB 5 (IM V1, IM V3) FLANGE 1 (1FT6 COMPATIBLE) POWER CONNECTOR ROTATABLE ABSOLUTE ENCODER 24 BITS + 12 BIT MULTITURN WITH DRIVE-CLIQ INTERFACE (ENCODER AM24DQI) WITH FITTED KEY, ACCURACY TOLERANCE N, W/O HOLDING BRAKE VIBRATION SEVERITY GRADE A, DEGREE OF PROTECTION IP 65 | 6598 | TEM | 1 | MC | 27.604 | 1
1FT70865AF711CA2 | SIMOTICS S SYNCHRON. MOTOR 1FT7, M0=28NM (100K) NN=3000RPM, PN=5,65KW NATURAL AIR COOLING; FRAME SIZE IMB 5 (IM V1, IM V3) FLANGE 1 (1FT6 COMPATIBLE) POWER CONNECTOR ROTATABLE ABSOLUTE ENCODER 24 BITS + 12 BIT MULTITURN WITH DRIVE-CLIQ INTERFACE (ENCODER AM24DQI) WITH FITTED KEY, ACCURACY TOLERANCE N, W/O HOLDING BRAKE VIBRATION SEVERITY GRADE A, DEGREE OF PROTECTION IP 67 | 6677 | TEM | 1 | MC | 27.604 | 1
1FT70865AF711CA5 | SIMOTICS S SYNCHRON. MOTOR 1FT7, M0=28NM (100K) NN=3000RPM, PN=5,65KW NATURAL AIR COOLING; FRAME SIZE IMB 5 (IM V1, IM V3) FLANGE 1 (1FT6 COMPATIBLE) POWER CONNECTOR ROTATABLE ABSOLUTE ENCODER 24 BITS + 12 BIT MULTITURN WITH DRIVE-CLIQ INTERFACE (ENCODER AM24DQI) WITH FITTED KEY, ACCURACY TOLERANCE N, W/O HOLDING BRAKE VIBRATION SEVERITY GRADE A+R, DEGREE OF PROTECTION IP 67 | 6833 | TEM | 1 | MC | 27.604 | 1
1FT70865AF711CB0 | SIMOTICS S SYNCHRON. MOTOR 1FT7, M0=28NM (100K) NN=3000RPM, PN=5,65KW NATURAL AIR COOLING; FRAME SIZE IMB 5 (IM V1, IM V3) FLANGE 1 (1FT6 COMPATIBLE) POWER CONNECTOR ROTATABLE ABSOLUTE ENCODER 24 BITS + 12 BIT MULTITURN WITH DRIVE-CLIQ INTERFACE (ENCODER AM24DQI) SHAFT WITH FITTED KEY; WITH HOLDING BRAKE; ACC. TOLERANCE N VIBRATION SEVERITY GRADE A, DEGREE OF PROTECTION IP 64 | 7399 | TEM | 1 | MC | 30.703 | 1
1FT70865AF711CB1 | SIMOTICS S SYNCHRON. MOTOR 1FT7, M0=28NM (100K) NN=3000RPM, PN=5,65KW NATURAL AIR COOLING; FRAME SIZE IMB 5 (IM V1, IM V3) FLANGE 1 (1FT6 COMPATIBLE) POWER CONNECTOR ROTATABLE ABSOLUTE ENCODER 24 BITS + 12 BIT MULTITURN WITH DRIVE-CLIQ INTERFACE (ENCODER AM24DQI) SHAFT WITH FITTED KEY; WITH HOLDING BRAKE; ACC. TOLERANCE N VIBRATION SEVERITY GRADE A, DEGREE OF PROTECTION IP 65 | 7495 | TEM | 1 | MC | 30.703 | 1
1FT70865AF711CB2 | SIMOTICS S SYNCHRON. MOTOR 1FT7, M0=28NM (100K) NN=3000RPM, PN=5,65KW NATURAL AIR COOLING; FRAME SIZE IMB 5 (IM V1, IM V3) FLANGE 1 (1FT6 COMPATIBLE) POWER CONNECTOR ROTATABLE ABSOLUTE ENCODER 24 BITS + 12 BIT MULTITURN WITH DRIVE-CLIQ INTERFACE (ENCODER AM24DQI) SHAFT WITH FITTED KEY; WITH HOLDING BRAKE; ACC. TOLERANCE N VIBRATION SEVERITY GRADE A, DEGREE OF PROTECTION IP 67 | 7575 | TEM | 1 | MC | 30.703 | 1
1FT70865AF711CB3 | SIMOTICS S SYNCHRON. MOTOR 1FT7, M0=28NM (100K) NN=3000RPM, PN=5,65KW NATURAL AIR COOLING; FRAME SIZE IMB 5 (IM V1, IM V3) FLANGE 1 (1FT6 COMPATIBLE) POWER CONNECTOR ROTATABLE ABSOLUTE ENCODER 24 BITS + 12 BIT MULTITURN WITH DRIVE-CLIQ INTERFACE (ENCODER AM24DQI) SHAFT WITH FITTED KEY; WITH HOLDING BRAKE; ACC. TOLERANCE N VIBRATION SEVERITY GRADE A+R, DEGREE OF PROTECTION IP 64 | 7554 | TEM | 1 | MC | 30.703 | 1
1FT70865AF711CD5 | SIMOTICS S SYNCHRON. MOTOR 1FT7, M0=28NM (100K) NN=3000RPM, PN=5,65KW NATURAL AIR COOLING; FRAME SIZE IMB 5 (IM V1, IM V3) FLANGE 1 (1FT6 COMPATIBLE) POWER CONNECTOR ROTATABLE ABSOLUTE ENCODER 24 BITS + 12 BIT MULTITURN WITH DRIVE-CLIQ INTERFACE (ENCODER AM24DQI) SHAFT WITH FITTED KEY; W/O HOLDING BRAKE; ACC. TOLERANCE R VIBRATION SEVERITY GRADE A+R, DEGREE OF PROTECTION IP 67 | 6993 | TEM | 1 | MC | 27.604 | 1
1FT70865AF711CE1 | SIMOTICS S SYNCHRON. MOTOR 1FT7, M0=28NM (100K) NN=3000RPM, PN=5,65KW NATURAL AIR COOLING; FRAME SIZE IMB 5 (IM V1, IM V3) FLANGE 1 (1FT6 COMPATIBLE) POWER CONNECTOR ROTATABLE ABSOLUTE ENCODER 24 BITS + 12 BIT MULTITURN WITH DRIVE-CLIQ INTERFACE (ENCODER AM24DQI) SHAFT WITH FITTED KEY; WITH HOLDING BRAKE; ACC. TOLERANCE R VIBRATION SEVERITY GRADE A, DEGREE OF PROTECTION IP 65 | 7652 | TEM | 1 | MC | 30.703 | 1
1FT70865AF711CG0 | SIMOTICS S SYNCHRON. MOTOR 1FT7, M0=28NM (100K) NN=3000RPM, PN=5,65KW NATURAL AIR COOLING; FRAME SIZE IMB 5 (IM V1, IM V3) FLANGE 1 (1FT6 COMPATIBLE) POWER CONNECTOR ROTATABLE ABSOLUTE ENCODER 24 BITS + 12 BIT MULTITURN WITH DRIVE-CLIQ INTERFACE (ENCODER AM24DQI) PLAIN SHAFT, W/O HOLDING BRAKE; ACC. TOLERANCE N VIBRATION SEVERITY GRADE A, DEGREE OF PROTECTION IP 64 | 6502 | TEM | 1 | MC | 27.604 | 1
1FT70865AF711CG1 | SIMOTICS S SYNCHRON. MOTOR 1FT7, M0=28NM (100K) NN=3000RPM, PN=5,65KW NATURAL AIR COOLING; FRAME SIZE IMB 5 (IM V1, IM V3) FLANGE 1 (1FT6 COMPATIBLE) POWER CONNECTOR ROTATABLE ABSOLUTE ENCODER 24 BITS + 12 BIT MULTITURN WITH DRIVE-CLIQ INTERFACE (ENCODER AM24DQI) PLAIN SHAFT, W/O HOLDING BRAKE; ACC. TOLERANCE N VIBRATION SEVERITY GRADE A, DEGREE OF PROTECTION IP 65 | 6598 | TEM | 1 | MC | 27.604 | 1
1FT70865AF711CG2 | SIMOTICS S SYNCHRON. MOTOR 1FT7, M0=28NM (100K) NN=3000RPM, PN=5,65KW NATURAL AIR COOLING; FRAME SIZE IMB 5 (IM V1, IM V3) FLANGE 1 (1FT6 COMPATIBLE) POWER CONNECTOR ROTATABLE ABSOLUTE ENCODER 24 BITS + 12 BIT MULTITURN WITH DRIVE-CLIQ INTERFACE (ENCODER AM24DQI) PLAIN SHAFT, W/O HOLDING BRAKE; ACC. TOLERANCE N VIBRATION SEVERITY GRADE A, DEGREE OF PROTECTION IP 67 | 6677 | TEM | 1 | MC | 27.604 | 1
1FT70865AF711CG5 | SIMOTICS S SYNCHRON. MOTOR 1FT7, M0=28NM (100K) NN=3000RPM, PN=5,65KW NATURAL AIR COOLING; FRAME SIZE IMB 5 (IM V1, IM V3) FLANGE 1 (1FT6 COMPATIBLE) POWER CONNECTOR ROTATABLE ABSOLUTE ENCODER 24 BITS + 12 BIT MULTITURN WITH DRIVE-CLIQ INTERFACE (ENCODER AM24DQI) PLAIN SHAFT, W/O HOLDING BRAKE; ACC. TOLERANCE N VIBRATION SEVERITY GRADE A+R, DEGREE OF PROTECTION IP 67 | 6833 | TEM | 1 | MC | 27.604 | 1
1FT70865AF711CH0 | SIMOTICS S SYNCHRON. MOTOR 1FT7, M0=28NM (100K) NN=3000RPM, PN=5,65KW NATURAL AIR COOLING; FRAME SIZE IMB 5 (IM V1, IM V3) FLANGE 1 (1FT6 COMPATIBLE) POWER CONNECTOR ROTATABLE ABSOLUTE ENCODER 24 BITS + 12 BIT MULTITURN WITH DRIVE-CLIQ INTERFACE (ENCODER AM24DQI) PLAIN SHAFT, WITH HOLDING BRAKE; ACCURACY TOLERANCE N VIBRATION SEVERITY GRADE A, DEGREE OF PROTECTION IP 64 | 7399 | TEM | 1 | MC | 30.703 | 1
1FT70865AF711CH1 | SIMOTICS S SYNCHRON. MOTOR 1FT7, M0=28NM (100K) NN=3000RPM, PN=5,65KW NATURAL AIR COOLING; FRAME SIZE IMB 5 (IM V1, IM V3) FLANGE 1 (1FT6 COMPATIBLE) POWER CONNECTOR ROTATABLE ABSOLUTE ENCODER 24 BITS + 12 BIT MULTITURN WITH DRIVE-CLIQ INTERFACE (ENCODER AM24DQI) PLAIN SHAFT, WITH HOLDING BRAKE; ACCURACY TOLERANCE N VIBRATION SEVERITY GRADE A, DEGREE OF PROTECTION IP 65 | 7495 | TEM | 1 | MC | 30.703 | 1
1FT70865AF711CH2 | SIMOTICS S SYNCHRON. MOTOR 1FT7, M0=28NM (100K) NN=3000RPM, PN=5,65KW NATURAL AIR COOLING; FRAME SIZE IMB 5 (IM V1, IM V3) FLANGE 1 (1FT6 COMPATIBLE) POWER CONNECTOR ROTATABLE ABSOLUTE ENCODER 24 BITS + 12 BIT MULTITURN WITH DRIVE-CLIQ INTERFACE (ENCODER AM24DQI) PLAIN SHAFT, WITH HOLDING BRAKE; ACCURACY TOLERANCE N VIBRATION SEVERITY GRADE A, DEGREE OF PROTECTION IP 67 | 7575 | TEM | 1 | MC | 30.703 | 1
1FT70865AF711CH5 | SIMOTICS S SYNCHRON. MOTOR 1FT7, M0=28NM (100K) NN=3000RPM, PN=5,65KW NATURAL AIR COOLING; FRAME SIZE IMB 5 (IM V1, IM V3) FLANGE 1 (1FT6 COMPATIBLE) POWER CONNECTOR ROTATABLE ABSOLUTE ENCODER 24 BITS + 12 BIT MULTITURN WITH DRIVE-CLIQ INTERFACE (ENCODER AM24DQI) PLAIN SHAFT, WITH HOLDING BRAKE; ACCURACY TOLERANCE N VIBRATION SEVERITY GRADE A+R, DEGREE OF PROTECTION IP 67 | 7731 | TEM | 1 | MC | 30.703 | 1
1FT70865AF711CK2 | SIMOTICS S SYNCHRON. MOTOR 1FT7, M0=28NM (100K) NN=3000RPM, PN=5,65KW NATURAL AIR COOLING; FRAME SIZE IMB 5 (IM V1, IM V3) FLANGE 1 (1FT6 COMPATIBLE) POWER CONNECTOR ROTATABLE ABSOLUTE ENCODER 24 BITS + 12 BIT MULTITURN WITH DRIVE-CLIQ INTERFACE (ENCODER AM24DQI) PLAIN SHAFT, W/O HOLDING BRAKE; ACC. TOLERANCE R VIBRATION SEVERITY GRADE A, DEGREE OF PROTECTION IP 67 | 6837 | TEM | 1 | MC | 27.604 | 1
1FT70865AF711CK3 | SIMOTICS S SYNCHRON. MOTOR 1FT7, M0=28NM (100K) NN=3000RPM, PN=5,65KW NATURAL AIR COOLING; FRAME SIZE IMB 5 (IM V1, IM V3) FLANGE 1 (1FT6 COMPATIBLE) POWER CONNECTOR ROTATABLE ABSOLUTE ENCODER 24 BITS + 12 BIT MULTITURN WITH DRIVE-CLIQ INTERFACE (ENCODER AM24DQI) PLAIN SHAFT, W/O HOLDING BRAKE; ACC. TOLERANCE R VIBRATION SEVERITY GRADE A+R, DEGREE OF PROTECTION IP 64 | 6816 | TEM | 1 | MC | 27.604 | 1
1FT70865AF711CK4 | SIMOTICS S SYNCHRON. MOTOR 1FT7, M0=28NM (100K) NN=3000RPM, PN=5,65KW NATURAL AIR COOLING; FRAME SIZE IMB 5 (IM V1, IM V3) FLANGE 1 (1FT6 COMPATIBLE) POWER CONNECTOR ROTATABLE ABSOLUTE ENCODER 24 BITS + 12 BIT MULTITURN WITH DRIVE-CLIQ INTERFACE (ENCODER AM24DQI) PLAIN SHAFT, W/O HOLDING BRAKE; ACC. TOLERANCE R VIBRATION SEVERITY GRADE A+R, DEGREE OF PROTECTION IP 65 | 6913 | TEM | 1 | MC | 27.604 | 1
1FT70865AF711CL1 | SIMOTICS S SYNCHRON. MOTOR 1FT7, M0=28NM (100K) NN=3000RPM, PN=5,65KW NATURAL AIR COOLING; FRAME SIZE IMB 5 (IM V1, IM V3) FLANGE 1 (1FT6 COMPATIBLE) POWER CONNECTOR ROTATABLE ABSOLUTE ENCODER 24 BITS + 12 BIT MULTITURN WITH DRIVE-CLIQ INTERFACE (ENCODER AM24DQI) PLAIN SHAFT, WITH HOLDING BRAKE; ACCURACY TOLERANCE R VIBRATION SEVERITY GRADE A, DEGREE OF PROTECTION IP 65 | 7652 | TEM | 1 | MC | 30.703 | 1
1FT70865AF711CL2 | SIMOTICS S SYNCHRON. MOTOR 1FT7, M0=28NM (100K) NN=3000RPM, PN=5,65KW NATURAL AIR COOLING; FRAME SIZE IMB 5 (IM V1, IM V3) FLANGE 1 (1FT6 COMPATIBLE) POWER CONNECTOR ROTATABLE ABSOLUTE ENCODER 24 BITS + 12 BIT MULTITURN WITH DRIVE-CLIQ INTERFACE (ENCODER AM24DQI) PLAIN SHAFT, WITH HOLDING BRAKE; ACCURACY TOLERANCE R VIBRATION SEVERITY GRADE A, DEGREE OF PROTECTION IP 67 | 7732 | TEM | 1 | MC | 30.703 | 1
1FT70865AF711CL4 | SIMOTICS S SYNCHRON. MOTOR 1FT7, M0=28NM (100K) NN=3000RPM, PN=5,65KW NATURAL AIR COOLING; FRAME SIZE IMB 5 (IM V1, IM V3) FLANGE 1 (1FT6 COMPATIBLE) POWER CONNECTOR ROTATABLE ABSOLUTE ENCODER 24 BITS + 12 BIT MULTITURN WITH DRIVE-CLIQ INTERFACE (ENCODER AM24DQI) PLAIN SHAFT, WITH HOLDING BRAKE; ACCURACY TOLERANCE R VIBRATION SEVERITY GRADE A+R, DEGREE OF PROTECTION IP 65 | 7808 | TEM | 1 | MC | 30.703 | 1
1FT70865AF711DA0 | SIMOTICS S SYNCHRON. MOTOR 1FT7, M0=28NM (100K) NN=3000RPM, PN=5,65KW NATURAL AIR COOLING; FRAME SIZE IMB 5 (IM V1, IM V3) FLANGE 1 (1FT6 COMPATIBLE) POWER CONNECTOR ROTATABLE INCREMENTAL ENCODER 2048 S/R WITH DRIVE-CLIQ INTERFACE (ENCODER I-2048) CONNECTOR ROTATABLE WITH FITTED KEY, ACCURACY TOLERANCE N, W/O HOLDING BRAKE VIBRATION SEVERITY GRADE A, DEGREE OF PROTECTION IP 64 | 5817 | TEM | 1 | MC | 27.604 | 1
1FT70865AF711DA1 | SIMOTICS S SYNCHRON. MOTOR 1FT7, M0=28NM (100K) NN=3000RPM, PN=5,65KW NATURAL AIR COOLING; FRAME SIZE IMB 5 (IM V1, IM V3) FLANGE 1 (1FT6 COMPATIBLE) POWER CONNECTOR ROTATABLE INCREMENTAL ENCODER 2048 S/R WITH DRIVE-CLIQ INTERFACE (ENCODER I-2048) CONNECTOR ROTATABLE WITH FITTED KEY, ACCURACY TOLERANCE N, W/O HOLDING BRAKE VIBRATION SEVERITY GRADE A, DEGREE OF PROTECTION IP 65 | 5913 | TEM | 1 | MC | 27.604 | 1
1FT70865AF711DA2 | SIMOTICS S SYNCHRON. MOTOR 1FT7, M0=28NM (100K) NN=3000RPM, PN=5,65KW NATURAL AIR COOLING; FRAME SIZE IMB 5 (IM V1, IM V3) FLANGE 1 (1FT6 COMPATIBLE) POWER CONNECTOR ROTATABLE INCREMENTAL ENCODER 2048 S/R WITH DRIVE-CLIQ INTERFACE (ENCODER I-2048) CONNECTOR ROTATABLE WITH FITTED KEY, ACCURACY TOLERANCE N, W/O HOLDING BRAKE VIBRATION SEVERITY GRADE A, DEGREE OF PROTECTION IP 67 | 5992 | TEM | 1 | MC | 27.604 | 1
1FT70865AF711DB0 | SIMOTICS S SYNCHRON. MOTOR 1FT7, M0=28NM (100K) NN=3000RPM, PN=5,65KW NATURAL AIR COOLING; FRAME SIZE IMB 5 (IM V1, IM V3) FLANGE 1 (1FT6 COMPATIBLE) POWER CONNECTOR ROTATABLE INCREMENTAL ENCODER 2048 S/R WITH DRIVE-CLIQ INTERFACE (ENCODER I-2048) CONNECTOR ROTATABLE SHAFT WITH FITTED KEY; WITH HOLDING BRAKE; ACC. TOLERANCE N VIBRATION SEVERITY GRADE A, DEGREE OF PROTECTION IP 64 | 6714 | TEM | 1 | MC | 30.703 | 1
1FT70865AF711DB1 | SIMOTICS S SYNCHRON. MOTOR 1FT7, M0=28NM (100K) NN=3000RPM, PN=5,65KW NATURAL AIR COOLING; FRAME SIZE IMB 5 (IM V1, IM V3) FLANGE 1 (1FT6 COMPATIBLE) POWER CONNECTOR ROTATABLE INCREMENTAL ENCODER 2048 S/R WITH DRIVE-CLIQ INTERFACE (ENCODER I-2048) CONNECTOR ROTATABLE SHAFT WITH FITTED KEY; WITH HOLDING BRAKE; ACC. TOLERANCE N VIBRATION SEVERITY GRADE A, DEGREE OF PROTECTION IP 65 | 6811 | TEM | 1 | MC | 30.703 | 1
1FT70865AF711DB2 | SIMOTICS S SYNCHRON. MOTOR 1FT7, M0=28NM (100K) NN=3000RPM, PN=5,65KW NATURAL AIR COOLING; FRAME SIZE IMB 5 (IM V1, IM V3) FLANGE 1 (1FT6 COMPATIBLE) POWER CONNECTOR ROTATABLE INCREMENTAL ENCODER 2048 S/R WITH DRIVE-CLIQ INTERFACE (ENCODER I-2048) CONNECTOR ROTATABLE SHAFT WITH FITTED KEY; WITH HOLDING BRAKE; ACC. TOLERANCE N VIBRATION SEVERITY GRADE A, DEGREE OF PROTECTION IP 67 | 6890 | TEM | 1 | MC | 30.703 | 1
1FT70865AF711DD0 | SIMOTICS S SYNCHRON. MOTOR 1FT7, M0=28NM (100K) NN=3000RPM, PN=5,65KW NATURAL AIR COOLING; FRAME SIZE IMB 5 (IM V1, IM V3) FLANGE 1 (1FT6 COMPATIBLE) POWER CONNECTOR ROTATABLE INCREMENTAL ENCODER 2048 S/R WITH DRIVE-CLIQ INTERFACE (ENCODER I-2048) CONNECTOR ROTATABLE SHAFT WITH FITTED KEY; W/O HOLDING BRAKE; ACC. TOLERANCE R VIBRATION SEVERITY GRADE A, DEGREE OF PROTECTION IP 64 | 5976 | TEM | 1 | MC | 27.604 | 1
1FT70865AF711DG0 | SIMOTICS S SYNCHRON. MOTOR 1FT7, M0=28NM (100K) NN=3000RPM, PN=5,65KW NATURAL AIR COOLING; FRAME SIZE IMB 5 (IM V1, IM V3) FLANGE 1 (1FT6 COMPATIBLE) POWER CONNECTOR ROTATABLE INCREMENTAL ENCODER 2048 S/R WITH DRIVE-CLIQ INTERFACE (ENCODER I-2048) CONNECTOR ROTATABLE PLAIN SHAFT, W/O HOLDING BRAKE; ACC. TOLERANCE N VIBRATION SEVERITY GRADE A, DEGREE OF PROTECTION IP 64 | 5817 | TEM | 1 | MC | 27.604 | 1
1FT70865AF711DG1 | SIMOTICS S SYNCHRON. MOTOR 1FT7, M0=28NM (100K) NN=3000RPM, PN=5,65KW NATURAL AIR COOLING; FRAME SIZE IMB 5 (IM V1, IM V3) FLANGE 1 (1FT6 COMPATIBLE) POWER CONNECTOR ROTATABLE INCREMENTAL ENCODER 2048 S/R WITH DRIVE-CLIQ INTERFACE (ENCODER I-2048) CONNECTOR ROTATABLE PLAIN SHAFT, W/O HOLDING BRAKE; ACC. TOLERANCE N VIBRATION SEVERITY GRADE A, DEGREE OF PROTECTION IP 65 | 5913 | TEM | 1 | MC | 27.604 | 1
1FT70865AF711DG2 | SIMOTICS S SYNCHRON. MOTOR 1FT7, M0=28NM (100K) NN=3000RPM, PN=5,65KW NATURAL AIR COOLING; FRAME SIZE IMB 5 (IM V1, IM V3) FLANGE 1 (1FT6 COMPATIBLE) POWER CONNECTOR ROTATABLE INCREMENTAL ENCODER 2048 S/R WITH DRIVE-CLIQ INTERFACE (ENCODER I-2048) CONNECTOR ROTATABLE PLAIN SHAFT, W/O HOLDING BRAKE; ACC. TOLERANCE N VIBRATION SEVERITY GRADE A, DEGREE OF PROTECTION IP 67 | 5992 | TEM | 1 | MC | 27.604 | 1
1FT70865AF711DG3 | SIMOTICS S SYNCHRON. MOTOR 1FT7, M0=28NM (100K) NN=3000RPM, PN=5,65KW NATURAL AIR COOLING; FRAME SIZE IMB 5 (IM V1, IM V3) FLANGE 1 (1FT6 COMPATIBLE) POWER CONNECTOR ROTATABLE INCREMENTAL ENCODER 2048 S/R WITH DRIVE-CLIQ INTERFACE (ENCODER I-2048) CONNECTOR ROTATABLE PLAIN SHAFT, W/O HOLDING BRAKE; ACC. TOLERANCE N VIBRATION SEVERITY GRADE A+R, DEGREE OF PROTECTION IP 64 | 5971 | TEM | 1 | MC | 27.604 | 1
1FT70865AF711DG5 | SIMOTICS S SYNCHRON. MOTOR 1FT7, M0=28NM (100K) NN=3000RPM, PN=5,65KW NATURAL AIR COOLING; FRAME SIZE IMB 5 (IM V1, IM V3) FLANGE 1 (1FT6 COMPATIBLE) POWER CONNECTOR ROTATABLE INCREMENTAL ENCODER 2048 S/R WITH DRIVE-CLIQ INTERFACE (ENCODER I-2048) CONNECTOR ROTATABLE PLAIN SHAFT, W/O HOLDING BRAKE; ACC. TOLERANCE N VIBRATION SEVERITY GRADE A+R, DEGREE OF PROTECTION IP 67 | 6148 | TEM | 1 | MC | 27.604 | 1
1FT70865AF711DH0 | SIMOTICS S SYNCHRON. MOTOR 1FT7, M0=28NM (100K) NN=3000RPM, PN=5,65KW NATURAL AIR COOLING; FRAME SIZE IMB 5 (IM V1, IM V3) FLANGE 1 (1FT6 COMPATIBLE) POWER CONNECTOR ROTATABLE INCREMENTAL ENCODER 2048 S/R WITH DRIVE-CLIQ INTERFACE (ENCODER I-2048) CONNECTOR ROTATABLE PLAIN SHAFT, WITH HOLDING BRAKE; ACCURACY TOLERANCE N VIBRATION SEVERITY GRADE A, DEGREE OF PROTECTION IP 64 | 6714 | TEM | 1 | MC | 30.703 | 1
1FT70865AF711DH1 | SIMOTICS S SYNCHRON. MOTOR 1FT7, M0=28NM (100K) NN=3000RPM, PN=5,65KW NATURAL AIR COOLING; FRAME SIZE IMB 5 (IM V1, IM V3) FLANGE 1 (1FT6 COMPATIBLE) POWER CONNECTOR ROTATABLE INCREMENTAL ENCODER 2048 S/R WITH DRIVE-CLIQ INTERFACE (ENCODER I-2048) CONNECTOR ROTATABLE PLAIN SHAFT, WITH HOLDING BRAKE; ACCURACY TOLERANCE N VIBRATION SEVERITY GRADE A, DEGREE OF PROTECTION IP 65 | 6811 | TEM | 1 | MC | 30.703 | 1
1FT70865AF711DH2 | SIMOTICS S SYNCHRON. MOTOR 1FT7, M0=28NM (100K) NN=3000RPM, PN=5,65KW NATURAL AIR COOLING; FRAME SIZE IMB 5 (IM V1, IM V3) FLANGE 1 (1FT6 COMPATIBLE) POWER CONNECTOR ROTATABLE INCREMENTAL ENCODER 2048 S/R WITH DRIVE-CLIQ INTERFACE (ENCODER I-2048) CONNECTOR ROTATABLE PLAIN SHAFT, WITH HOLDING BRAKE; ACCURACY TOLERANCE N VIBRATION SEVERITY GRADE A, DEGREE OF PROTECTION IP 67 | 6890 | TEM | 1 | MC | 30.703 | 1
1FT70865AF711DH5 | SIMOTICS S SYNCHRON. MOTOR 1FT7, M0=28NM (100K) NN=3000RPM, PN=5,65KW NATURAL AIR COOLING; FRAME SIZE IMB 5 (IM V1, IM V3) FLANGE 1 (1FT6 COMPATIBLE) POWER CONNECTOR ROTATABLE INCREMENTAL ENCODER 2048 S/R WITH DRIVE-CLIQ INTERFACE (ENCODER I-2048) CONNECTOR ROTATABLE PLAIN SHAFT, WITH HOLDING BRAKE; ACCURACY TOLERANCE N VIBRATION SEVERITY GRADE A+R, DEGREE OF PROTECTION IP 67 | 7046 | TEM | 1 | MC | 30.703 | 1
1FT70865AF711DK1 | SIMOTICS S SYNCHRON. MOTOR 1FT7, M0=28NM (100K) NN=3000RPM, PN=5,65KW NATURAL AIR COOLING; FRAME SIZE IMB 5 (IM V1, IM V3) FLANGE 1 (1FT6 COMPATIBLE) POWER CONNECTOR ROTATABLE INCREMENTAL ENCODER 2048 S/R WITH DRIVE-CLIQ INTERFACE (ENCODER I-2048) CONNECTOR ROTATABLE PLAIN SHAFT, W/O HOLDING BRAKE; ACC. TOLERANCE R VIBRATION SEVERITY GRADE A, DEGREE OF PROTECTION IP 65 | 6072 | TEM | 1 | MC | 27.604 | 1
1FT70865AF711DK3 | SIMOTICS S SYNCHRON. MOTOR 1FT7, M0=28NM (100K) NN=3000RPM, PN=5,65KW NATURAL AIR COOLING; FRAME SIZE IMB 5 (IM V1, IM V3) FLANGE 1 (1FT6 COMPATIBLE) POWER CONNECTOR ROTATABLE INCREMENTAL ENCODER 2048 S/R WITH DRIVE-CLIQ INTERFACE (ENCODER I-2048) CONNECTOR ROTATABLE PLAIN SHAFT, W/O HOLDING BRAKE; ACC. TOLERANCE R VIBRATION SEVERITY GRADE A+R, DEGREE OF PROTECTION IP 64 | 6131 | TEM | 1 | MC | 27.604 | 1
1FT70865AF711DK4 | SIMOTICS S SYNCHRON. MOTOR 1FT7, M0=28NM (100K) NN=3000RPM, PN=5,65KW NATURAL AIR COOLING; FRAME SIZE IMB 5 (IM V1, IM V3) FLANGE 1 (1FT6 COMPATIBLE) POWER CONNECTOR ROTATABLE INCREMENTAL ENCODER 2048 S/R WITH DRIVE-CLIQ INTERFACE (ENCODER I-2048) CONNECTOR ROTATABLE PLAIN SHAFT, W/O HOLDING BRAKE; ACC. TOLERANCE R VIBRATION SEVERITY GRADE A+R, DEGREE OF PROTECTION IP 65 | 6228 | TEM | 1 | MC | 27.604 | 1
1FT70865AF711DL0 | SIMOTICS S SYNCHRON. MOTOR 1FT7, M0=28NM (100K) NN=3000RPM, PN=5,65KW NATURAL AIR COOLING; FRAME SIZE IMB 5 (IM V1, IM V3) FLANGE 1 (1FT6 COMPATIBLE) POWER CONNECTOR ROTATABLE INCREMENTAL ENCODER 2048 S/R WITH DRIVE-CLIQ INTERFACE (ENCODER I-2048) CONNECTOR ROTATABLE PLAIN SHAFT, WITH HOLDING BRAKE; ACCURACY TOLERANCE R VIBRATION SEVERITY GRADE A, DEGREE OF PROTECTION IP 64 | 6871 | TEM | 1 | MC | 30.703 | 1
1FT70865AF711DL1 | SIMOTICS S SYNCHRON. MOTOR 1FT7, M0=28NM (100K) NN=3000RPM, PN=5,65KW NATURAL AIR COOLING; FRAME SIZE IMB 5 (IM V1, IM V3) FLANGE 1 (1FT6 COMPATIBLE) POWER CONNECTOR ROTATABLE INCREMENTAL ENCODER 2048 S/R WITH DRIVE-CLIQ INTERFACE (ENCODER I-2048) CONNECTOR ROTATABLE PLAIN SHAFT, WITH HOLDING BRAKE; ACCURACY TOLERANCE R VIBRATION SEVERITY GRADE A, DEGREE OF PROTECTION IP 65 | 6967 | TEM | 1 | MC | 30.703 | 1
1FT70865AF711DL2 | SIMOTICS S SYNCHRON. MOTOR 1FT7, M0=28NM (100K) NN=3000RPM, PN=5,65KW NATURAL AIR COOLING; FRAME SIZE IMB 5 (IM V1, IM V3) FLANGE 1 (1FT6 COMPATIBLE) POWER CONNECTOR ROTATABLE INCREMENTAL ENCODER 2048 S/R WITH DRIVE-CLIQ INTERFACE (ENCODER I-2048) CONNECTOR ROTATABLE PLAIN SHAFT, WITH HOLDING BRAKE; ACCURACY TOLERANCE R VIBRATION SEVERITY GRADE A, DEGREE OF PROTECTION IP 67 | 7047 | TEM | 1 | MC | 30.703 | 1
1FT70865AF711DL4 | SIMOTICS S SYNCHRON. MOTOR 1FT7, M0=28NM (100K) NN=3000RPM, PN=5,65KW NATURAL AIR COOLING; FRAME SIZE IMB 5 (IM V1, IM V3) FLANGE 1 (1FT6 COMPATIBLE) POWER CONNECTOR ROTATABLE INCREMENTAL ENCODER 2048 S/R WITH DRIVE-CLIQ INTERFACE (ENCODER I-2048) CONNECTOR ROTATABLE PLAIN SHAFT, WITH HOLDING BRAKE; ACCURACY TOLERANCE R VIBRATION SEVERITY GRADE A+R, DEGREE OF PROTECTION IP 65 | 7123 | TEM | 1 | MC | 30.703 | 1
1FT70865AF711FA0 | SIMOTICS S SYNCHRON. MOTOR 1FT7, M0=28NM (100K) NN=3000RPM, PN=5,65KW NATURAL AIR COOLING; FRAME SIZE IMB 5 (IM V1, IM V3) FLANGE 1 (1FT6 COMPATIBLE) POWER CONNECTOR ROTATABLE ABSOLUTE ENCODER 22 BITS MULTI TURN WITH DRIVE-CLIQ INTERFACE (ENCODER AM-22-DQ) CONNECTOR ROTATABLE WITH FITTED KEY, ACCURACY TOLERANCE N, W/O HOLDING BRAKE VIBRATION SEVERITY GRADE A, DEGREE OF PROTECTION IP 64 | 6582 | TEM | 1 | MC | 27.604 | 1
1FT70865AF711FA1 | SIMOTICS S SYNCHRON. MOTOR 1FT7, M0=28NM (100K) NN=3000RPM, PN=5,65KW NATURAL AIR COOLING; FRAME SIZE IMB 5 (IM V1, IM V3) FLANGE 1 (1FT6 COMPATIBLE) POWER CONNECTOR ROTATABLE ABSOLUTE ENCODER 22 BITS MULTI TURN WITH DRIVE-CLIQ INTERFACE (ENCODER AM-22-DQ) CONNECTOR ROTATABLE WITH FITTED KEY, ACCURACY TOLERANCE N, W/O HOLDING BRAKE VIBRATION SEVERITY GRADE A, DEGREE OF PROTECTION IP 65 | 6678 | TEM | 1 | MC | 27.604 | 1
1FT70865AF711FA2 | SIMOTICS S SYNCHRON. MOTOR 1FT7, M0=28NM (100K) NN=3000RPM, PN=5,65KW NATURAL AIR COOLING; FRAME SIZE IMB 5 (IM V1, IM V3) FLANGE 1 (1FT6 COMPATIBLE) POWER CONNECTOR ROTATABLE ABSOLUTE ENCODER 22 BITS MULTI TURN WITH DRIVE-CLIQ INTERFACE (ENCODER AM-22-DQ) CONNECTOR ROTATABLE WITH FITTED KEY, ACCURACY TOLERANCE N, W/O HOLDING BRAKE VIBRATION SEVERITY GRADE A, DEGREE OF PROTECTION IP 67 | 6757 | TEM | 1 | MC | 27.604 | 1
1FT70865AF711FB0 | SIMOTICS S SYNCHRON. MOTOR 1FT7, M0=28NM (100K) NN=3000RPM, PN=5,65KW NATURAL AIR COOLING; FRAME SIZE IMB 5 (IM V1, IM V3) FLANGE 1 (1FT6 COMPATIBLE) POWER CONNECTOR ROTATABLE ABSOLUTE ENCODER 22 BITS MULTI TURN WITH DRIVE-CLIQ INTERFACE (ENCODER AM-22-DQ) CONNECTOR ROTATABLE SHAFT WITH FITTED KEY; WITH HOLDING BRAKE; ACC. TOLERANCE N VIBRATION SEVERITY GRADE A, DEGREE OF PROTECTION IP 64 | 7479 | TEM | 1 | MC | 30.703 | 1
1FT70865AF711FB1 | SIMOTICS S SYNCHRON. MOTOR 1FT7, M0=28NM (100K) NN=3000RPM, PN=5,65KW NATURAL AIR COOLING; FRAME SIZE IMB 5 (IM V1, IM V3) FLANGE 1 (1FT6 COMPATIBLE) POWER CONNECTOR ROTATABLE ABSOLUTE ENCODER 22 BITS MULTI TURN WITH DRIVE-CLIQ INTERFACE (ENCODER AM-22-DQ) CONNECTOR ROTATABLE SHAFT WITH FITTED KEY; WITH HOLDING BRAKE; ACC. TOLERANCE N VIBRATION SEVERITY GRADE A, DEGREE OF PROTECTION IP 65 | 7576 | TEM | 1 | MC | 30.703 | 1
1FT70865AF711FB2 | SIMOTICS S SYNCHRON. MOTOR 1FT7, M0=28NM (100K) NN=3000RPM, PN=5,65KW NATURAL AIR COOLING; FRAME SIZE IMB 5 (IM V1, IM V3) FLANGE 1 (1FT6 COMPATIBLE) POWER CONNECTOR ROTATABLE ABSOLUTE ENCODER 22 BITS MULTI TURN WITH DRIVE-CLIQ INTERFACE (ENCODER AM-22-DQ) CONNECTOR ROTATABLE SHAFT WITH FITTED KEY; WITH HOLDING BRAKE; ACC. TOLERANCE N VIBRATION SEVERITY GRADE A, DEGREE OF PROTECTION IP 67 | 7655 | TEM | 1 | MC | 30.703 | 1
1FT70865AF711FB3 | SIMOTICS S SYNCHRON. MOTOR 1FT7, M0=28NM (100K) NN=3000RPM, PN=5,65KW NATURAL AIR COOLING; FRAME SIZE IMB 5 (IM V1, IM V3) FLANGE 1 (1FT6 COMPATIBLE) POWER CONNECTOR ROTATABLE ABSOLUTE ENCODER 22 BITS MULTI TURN WITH DRIVE-CLIQ INTERFACE (ENCODER AM-22-DQ) CONNECTOR ROTATABLE SHAFT WITH FITTED KEY; WITH HOLDING BRAKE; ACC. TOLERANCE N VIBRATION SEVERITY GRADE A+R, DEGREE OF PROTECTION IP 64 | 7634 | TEM | 1 | MC | 30.703 | 1
1FT70865AF711FD5 | SIMOTICS S SYNCHRON. MOTOR 1FT7, M0=28NM (100K) NN=3000RPM, PN=5,65KW NATURAL AIR COOLING; FRAME SIZE IMB 5 (IM V1, IM V3) FLANGE 1 (1FT6 COMPATIBLE) POWER CONNECTOR ROTATABLE ABSOLUTE ENCODER 22 BITS MULTI TURN WITH DRIVE-CLIQ INTERFACE (ENCODER AM-22-DQ) CONNECTOR ROTATABLE SHAFT WITH FITTED KEY; W/O HOLDING BRAKE; ACC. TOLERANCE R VIBRATION SEVERITY GRADE A+R, DEGREE OF PROTECTION IP 67 | 7073 | TEM | 1 | MC | 27.604 | 1
1FT70865AF711FE4 | SIMOTICS S SYNCHRON. MOTOR 1FT7, M0=28NM (100K) NN=3000RPM, PN=5,65KW NATURAL AIR COOLING; FRAME SIZE IMB 5 (IM V1, IM V3) FLANGE 1 (1FT6 COMPATIBLE) POWER CONNECTOR ROTATABLE ABSOLUTE ENCODER 22 BITS MULTI TURN WITH DRIVE-CLIQ INTERFACE (ENCODER AM-22-DQ) CONNECTOR ROTATABLE SHAFT WITH FITTED KEY; WITH HOLDING BRAKE; ACC. TOLERANCE R VIBRATION SEVERITY GRADE A+R, DEGREE OF PROTECTION IP 65 | 7889 | TEM | 1 | MC | 30.703 | 1
1FT70865AF711FG0 | SIMOTICS S SYNCHRON. MOTOR 1FT7, M0=28NM (100K) NN=3000RPM, PN=5,65KW NATURAL AIR COOLING; FRAME SIZE IMB 5 (IM V1, IM V3) FLANGE 1 (1FT6 COMPATIBLE) POWER CONNECTOR ROTATABLE ABSOLUTE ENCODER 22 BITS MULTI TURN WITH DRIVE-CLIQ INTERFACE (ENCODER AM-22-DQ) CONNECTOR ROTATABLE PLAIN SHAFT, W/O HOLDING BRAKE; ACC. TOLERANCE N VIBRATION SEVERITY GRADE A, DEGREE OF PROTECTION IP 64 | 6582 | TEM | 1 | MC | 27.604 | 1
1FT70865AF711FG1 | SIMOTICS S SYNCHRON. MOTOR 1FT7, M0=28NM (100K) NN=3000RPM, PN=5,65KW NATURAL AIR COOLING; FRAME SIZE IMB 5 (IM V1, IM V3) FLANGE 1 (1FT6 COMPATIBLE) POWER CONNECTOR ROTATABLE ABSOLUTE ENCODER 22 BITS MULTI TURN WITH DRIVE-CLIQ INTERFACE (ENCODER AM-22-DQ) CONNECTOR ROTATABLE PLAIN SHAFT, W/O HOLDING BRAKE; ACC. TOLERANCE N VIBRATION SEVERITY GRADE A, DEGREE OF PROTECTION IP 65 | 6678 | TEM | 1 | MC | 27.604 | 1
1FT70865AF711FG2 | SIMOTICS S SYNCHRON. MOTOR 1FT7, M0=28NM (100K) NN=3000RPM, PN=5,65KW NATURAL AIR COOLING; FRAME SIZE IMB 5 (IM V1, IM V3) FLANGE 1 (1FT6 COMPATIBLE) POWER CONNECTOR ROTATABLE ABSOLUTE ENCODER 22 BITS MULTI TURN WITH DRIVE-CLIQ INTERFACE (ENCODER AM-22-DQ) CONNECTOR ROTATABLE PLAIN SHAFT, W/O HOLDING BRAKE; ACC. TOLERANCE N VIBRATION SEVERITY GRADE A, DEGREE OF PROTECTION IP 67 | 6757 | TEM | 1 | MC | 27.604 | 1
1FT70865AF711FG3 | SIMOTICS S SYNCHRON. MOTOR 1FT7, M0=28NM (100K) NN=3000RPM, PN=5,65KW NATURAL AIR COOLING; FRAME SIZE IMB 5 (IM V1, IM V3) FLANGE 1 (1FT6 COMPATIBLE) POWER CONNECTOR ROTATABLE ABSOLUTE ENCODER 22 BITS MULTI TURN WITH DRIVE-CLIQ INTERFACE (ENCODER AM-22-DQ) CONNECTOR ROTATABLE PLAIN SHAFT, W/O HOLDING BRAKE; ACC. TOLERANCE N VIBRATION SEVERITY GRADE A+R, DEGREE OF PROTECTION IP 64 | 6736 | TEM | 1 | MC | 27.604 | 1
1FT70865AF711FG4 | SIMOTICS S SYNCHRON. MOTOR 1FT7, M0=28NM (100K) NN=3000RPM, PN=5,65KW NATURAL AIR COOLING; FRAME SIZE IMB 5 (IM V1, IM V3) FLANGE 1 (1FT6 COMPATIBLE) POWER CONNECTOR ROTATABLE ABSOLUTE ENCODER 22 BITS MULTI TURN WITH DRIVE-CLIQ INTERFACE (ENCODER AM-22-DQ) CONNECTOR ROTATABLE PLAIN SHAFT, W/O HOLDING BRAKE; ACC. TOLERANCE N VIBRATION SEVERITY GRADE A+R, DEGREE OF PROTECTION IP 65 | 6834 | TEM | 1 | MC | 27.604 | 1
1FT70865AF711FG5 | SIMOTICS S SYNCHRON. MOTOR 1FT7, M0=28NM (100K) NN=3000RPM, PN=5,65KW NATURAL AIR COOLING; FRAME SIZE IMB 5 (IM V1, IM V3) FLANGE 1 (1FT6 COMPATIBLE) POWER CONNECTOR ROTATABLE ABSOLUTE ENCODER 22 BITS MULTI TURN WITH DRIVE-CLIQ INTERFACE (ENCODER AM-22-DQ) CONNECTOR ROTATABLE PLAIN SHAFT, W/O HOLDING BRAKE; ACC. TOLERANCE N VIBRATION SEVERITY GRADE A+R, DEGREE OF PROTECTION IP 67 | 6913 | TEM | 1 | MC | 27.604 | 1
1FT70865AF711FH0 | SIMOTICS S SYNCHRON. MOTOR 1FT7, M0=28NM (100K) NN=3000RPM, PN=5,65KW NATURAL AIR COOLING; FRAME SIZE IMB 5 (IM V1, IM V3) FLANGE 1 (1FT6 COMPATIBLE) POWER CONNECTOR ROTATABLE ABSOLUTE ENCODER 22 BITS MULTI TURN WITH DRIVE-CLIQ INTERFACE (ENCODER AM-22-DQ) CONNECTOR ROTATABLE PLAIN SHAFT, WITH HOLDING BRAKE; ACCURACY TOLERANCE N VIBRATION SEVERITY GRADE A, DEGREE OF PROTECTION IP 64 | 7479 | TEM | 1 | MC | 30.703 | 1
1FT70865AF711FH1 | SIMOTICS S SYNCHRON. MOTOR 1FT7, M0=28NM (100K) NN=3000RPM, PN=5,65KW NATURAL AIR COOLING; FRAME SIZE IMB 5 (IM V1, IM V3) FLANGE 1 (1FT6 COMPATIBLE) POWER CONNECTOR ROTATABLE ABSOLUTE ENCODER 22 BITS MULTI TURN WITH DRIVE-CLIQ INTERFACE (ENCODER AM-22-DQ) CONNECTOR ROTATABLE PLAIN SHAFT, WITH HOLDING BRAKE; ACCURACY TOLERANCE N VIBRATION SEVERITY GRADE A, DEGREE OF PROTECTION IP 65 | 7576 | TEM | 1 | MC | 30.703 | 1
1FT70865AF711FH2 | SIMOTICS S SYNCHRON. MOTOR 1FT7, M0=28NM (100K) NN=3000RPM, PN=5,65KW NATURAL AIR COOLING; FRAME SIZE IMB 5 (IM V1, IM V3) FLANGE 1 (1FT6 COMPATIBLE) POWER CONNECTOR ROTATABLE ABSOLUTE ENCODER 22 BITS MULTI TURN WITH DRIVE-CLIQ INTERFACE (ENCODER AM-22-DQ) CONNECTOR ROTATABLE PLAIN SHAFT, WITH HOLDING BRAKE; ACCURACY TOLERANCE N VIBRATION SEVERITY GRADE A, DEGREE OF PROTECTION IP 67 | 7655 | TEM | 1 | MC | 30.703 | 1
1FT70865AF711FH3 | SIMOTICS S SYNCHRON. MOTOR 1FT7, M0=28NM (100K) NN=3000RPM, PN=5,65KW NATURAL AIR COOLING; FRAME SIZE IMB 5 (IM V1, IM V3) FLANGE 1 (1FT6 COMPATIBLE) POWER CONNECTOR ROTATABLE ABSOLUTE ENCODER 22 BITS MULTI TURN WITH DRIVE-CLIQ INTERFACE (ENCODER AM-22-DQ) CONNECTOR ROTATABLE PLAIN SHAFT, WITH HOLDING BRAKE; ACCURACY TOLERANCE N VIBRATION SEVERITY GRADE A+R, DEGREE OF PROTECTION IP 64 | 7634 | TEM | 1 | MC | 30.703 | 1
1FT70865AF711FK2 | SIMOTICS S SYNCHRON. MOTOR 1FT7, M0=28NM (100K) NN=3000RPM, PN=5,65KW NATURAL AIR COOLING; FRAME SIZE IMB 5 (IM V1, IM V3) FLANGE 1 (1FT6 COMPATIBLE) POWER CONNECTOR ROTATABLE ABSOLUTE ENCODER 22 BITS MULTI TURN WITH DRIVE-CLIQ INTERFACE (ENCODER AM-22-DQ) CONNECTOR ROTATABLE PLAIN SHAFT, W/O HOLDING BRAKE; ACC. TOLERANCE R VIBRATION SEVERITY GRADE A, DEGREE OF PROTECTION IP 67 | 6917 | TEM | 1 | MC | 27.604 | 1
1FT70865AF711FK4 | SIMOTICS S SYNCHRON. MOTOR 1FT7, M0=28NM (100K) NN=3000RPM, PN=5,65KW NATURAL AIR COOLING; FRAME SIZE IMB 5 (IM V1, IM V3) FLANGE 1 (1FT6 COMPATIBLE) POWER CONNECTOR ROTATABLE ABSOLUTE ENCODER 22 BITS MULTI TURN WITH DRIVE-CLIQ INTERFACE (ENCODER AM-22-DQ) CONNECTOR ROTATABLE PLAIN SHAFT, W/O HOLDING BRAKE; ACC. TOLERANCE R VIBRATION SEVERITY GRADE A+R, DEGREE OF PROTECTION IP 65 | 6993 | TEM | 1 | MC | 27.604 | 1
1FT70865AF711FL2 | SIMOTICS S SYNCHRON. MOTOR 1FT7, M0=28NM (100K) NN=3000RPM, PN=5,65KW NATURAL AIR COOLING; FRAME SIZE IMB 5 (IM V1, IM V3) FLANGE 1 (1FT6 COMPATIBLE) POWER CONNECTOR ROTATABLE ABSOLUTE ENCODER 22 BITS MULTI TURN WITH DRIVE-CLIQ INTERFACE (ENCODER AM-22-DQ) CONNECTOR ROTATABLE PLAIN SHAFT, WITH HOLDING BRAKE; ACCURACY TOLERANCE R VIBRATION SEVERITY GRADE A, DEGREE OF PROTECTION IP 67 | 7812 | TEM | 1 | MC | 30.703 | 1
1FT70865AF711FL4 | SIMOTICS S SYNCHRON. MOTOR 1FT7, M0=28NM (100K) NN=3000RPM, PN=5,65KW NATURAL AIR COOLING; FRAME SIZE IMB 5 (IM V1, IM V3) FLANGE 1 (1FT6 COMPATIBLE) POWER CONNECTOR ROTATABLE ABSOLUTE ENCODER 22 BITS MULTI TURN WITH DRIVE-CLIQ INTERFACE (ENCODER AM-22-DQ) CONNECTOR ROTATABLE PLAIN SHAFT, WITH HOLDING BRAKE; ACCURACY TOLERANCE R VIBRATION SEVERITY GRADE A+R, DEGREE OF PROTECTION IP 65 | 7889 | TEM | 1 | MC | 30.703 | 1
1FT70865AF711MA0 | SIMOTICS S SYNCHRON. MOTOR 1FT7, M0=28NM (100K) NN=3000RPM, PN=5,65KW NATURAL AIR COOLING; FRAME SIZE IMB 5 (1FT6 COMPATIBLE) WITH KTY TEMPERATURE SENSOR POWER CONNECTOR ROTATABLE ABSOLUTE ENCODER ENDAT 2048 S/R (ENCODER A-2048) CONNECTOR ROTATABLE WITH FITTED KEY, ACCURACY TOLERANCE N, W/O HOLDING BRAKE VIBRATION SEVERITY GRADE A, DEGREE OF PROTECTION IP 64 | 6150 | TEM | 1 | MC | 27.604 | 1
1FT70865AF711MA1 | SIMOTICS S SYNCHRON. MOTOR 1FT7, M0=28NM (100K) NN=3000RPM, PN=5,65KW NATURAL AIR COOLING; FRAME SIZE IMB 5 (1FT6 COMPATIBLE) WITH KTY TEMPERATURE SENSOR POWER CONNECTOR ROTATABLE ABSOLUTE ENCODER ENDAT 2048 S/R (ENCODER A-2048) CONNECTOR ROTATABLE WITH FITTED KEY, ACCURACY TOLERANCE N, W/O HOLDING BRAKE VIBRATION SEVERITY GRADE A, DEGREE OF PROTECTION IP 65 | 6246 | TEM | 1 | MC | 27.604 | 1
1FT70865AF711MB0 | SIMOTICS S SYNCHRON. MOTOR 1FT7, M0=28NM (100K) NN=3000RPM, PN=5,65KW NATURAL AIR COOLING; FRAME SIZE IMB 5 (1FT6 COMPATIBLE) WITH KTY TEMPERATURE SENSOR POWER CONNECTOR ROTATABLE ABSOLUTE ENCODER ENDAT 2048 S/R (ENCODER A-2048) CONNECTOR ROTATABLE SHAFT WITH FITTED KEY; WITH HOLDING BRAKE; ACC. TOLERANCE N VIBRATION SEVERITY GRADE A, DEGREE OF PROTECTION IP 64 | 7048 | TEM | 1 | MC | 30.703 | 1
1FT70865AF711MB1 | SIMOTICS S SYNCHRON. MOTOR 1FT7, M0=28NM (100K) NN=3000RPM, PN=5,65KW NATURAL AIR COOLING; FRAME SIZE IMB 5 (1FT6 COMPATIBLE) WITH KTY TEMPERATURE SENSOR POWER CONNECTOR ROTATABLE ABSOLUTE ENCODER ENDAT 2048 S/R (ENCODER A-2048) CONNECTOR ROTATABLE SHAFT WITH FITTED KEY; WITH HOLDING BRAKE; ACC. TOLERANCE N VIBRATION SEVERITY GRADE A, DEGREE OF PROTECTION IP 65 | 7144 | TEM | 1 | MC | 30.703 | 1
1FT70865AF711MD5 | SIMOTICS S SYNCHRON. MOTOR 1FT7, M0=28NM (100K) NN=3000RPM, PN=5,65KW NATURAL AIR COOLING; FRAME SIZE IMB 5 (1FT6 COMPATIBLE) WITH KTY TEMPERATURE SENSOR POWER CONNECTOR ROTATABLE ABSOLUTE ENCODER ENDAT 2048 S/R (ENCODER A-2048) CONNECTOR ROTATABLE SHAFT WITH FITTED KEY; W/O HOLDING BRAKE; ACC. TOLERANCE R VIBRATION SEVERITY GRADE A+R, DEGREE OF PROTECTION IP 67 | 6641 | TEM | 1 | MC | 27.604 | 1
1FT70865AF711MG1 | SIMOTICS S SYNCHRON. MOTOR 1FT7, M0=28NM (100K) NN=3000RPM, PN=5,65KW NATURAL AIR COOLING; FRAME SIZE IMB 5 (1FT6 COMPATIBLE) WITH KTY TEMPERATURE SENSOR POWER CONNECTOR ROTATABLE ABSOLUTE ENCODER ENDAT 2048 S/R (ENCODER A-2048) CONNECTOR ROTATABLE PLAIN SHAFT, W/O HOLDING BRAKE; ACC. TOLERANCE N VIBRATION SEVERITY GRADE A, DEGREE OF PROTECTION IP 65 | 6246 | TEM | 1 | MC | 27.604 | 1
1FT70865AF711MH0 | SIMOTICS S SYNCHRON. MOTOR 1FT7, M0=28NM (100K) NN=3000RPM, PN=5,65KW NATURAL AIR COOLING; FRAME SIZE IMB 5 (1FT6 COMPATIBLE) WITH KTY TEMPERATURE SENSOR POWER CONNECTOR ROTATABLE ABSOLUTE ENCODER ENDAT 2048 S/R (ENCODER A-2048) CONNECTOR ROTATABLE PLAIN SHAFT, WITH HOLDING BRAKE; ACCURACY TOLERANCE N VIBRATION SEVERITY GRADE A, DEGREE OF PROTECTION IP 64 | 7048 | TEM | 1 | MC | 30.703 | 1
1FT70865AF711MH1 | SIMOTICS S SYNCHRON. MOTOR 1FT7, M0=28NM (100K) NN=3000RPM, PN=5,65KW NATURAL AIR COOLING; FRAME SIZE IMB 5 (1FT6 COMPATIBLE) WITH KTY TEMPERATURE SENSOR POWER CONNECTOR ROTATABLE ABSOLUTE ENCODER ENDAT 2048 S/R (ENCODER A-2048) CONNECTOR ROTATABLE PLAIN SHAFT, WITH HOLDING BRAKE; ACCURACY TOLERANCE N VIBRATION SEVERITY GRADE A, DEGREE OF PROTECTION IP 65 | 7144 | TEM | 1 | MC | 30.703 | 1
1FT70865AF711MH2 | SIMOTICS S SYNCHRON. MOTOR 1FT7, M0=28NM (100K) NN=3000RPM, PN=5,65KW NATURAL AIR COOLING; FRAME SIZE IMB 5 (1FT6 COMPATIBLE) WITH KTY TEMPERATURE SENSOR POWER CONNECTOR ROTATABLE ABSOLUTE ENCODER ENDAT 2048 S/R (ENCODER A-2048) CONNECTOR ROTATABLE PLAIN SHAFT, WITH HOLDING BRAKE; ACCURACY TOLERANCE N VIBRATION SEVERITY GRADE A, DEGREE OF PROTECTION IP 67 | 7223 | TEM | 1 | MC | 30.703 | 1
1FT70865AF711MK2 | SIMOTICS S SYNCHRON. MOTOR 1FT7, M0=28NM (100K) NN=3000RPM, PN=5,65KW NATURAL AIR COOLING; FRAME SIZE IMB 5 (1FT6 COMPATIBLE) WITH KTY TEMPERATURE SENSOR POWER CONNECTOR ROTATABLE ABSOLUTE ENCODER ENDAT 2048 S/R (ENCODER A-2048) CONNECTOR ROTATABLE PLAIN SHAFT, W/O HOLDING BRAKE; ACC. TOLERANCE R VIBRATION SEVERITY GRADE A, DEGREE OF PROTECTION IP 67 | 6485 | TEM | 1 | MC | 27.604 | 1
1FT70865AF711ML2 | SIMOTICS S SYNCHRON. MOTOR 1FT7, M0=28NM (100K) NN=3000RPM, PN=5,65KW NATURAL AIR COOLING; FRAME SIZE IMB 5 (1FT6 COMPATIBLE) WITH KTY TEMPERATURE SENSOR POWER CONNECTOR ROTATABLE ABSOLUTE ENCODER ENDAT 2048 S/R (ENCODER A-2048) CONNECTOR ROTATABLE PLAIN SHAFT, WITH HOLDING BRAKE; ACCURACY TOLERANCE R VIBRATION SEVERITY GRADE A, DEGREE OF PROTECTION IP 67 | 7380 | TEM | 1 | MC | 30.703 | 1
1FT70865AF711NA0 | SIMOTICS S SYNCHRON. MOTOR 1FT7, M0=28NM (100K) NN=3000RPM, PN=5,65KW NATURAL AIR COOLING; FRAME SIZE IMB 5 (1FT6 COMPATIBLE) WITH KTY TEMPERATURE SENSOR POWER CONNECTOR ROTATABLE INCREM. ENCODER SIN/COS 1VSS 2048 S/R (ENCODER I-2048) CONNECTOR ROTATABLE WITH FITTED KEY, ACCURACY TOLERANCE N, W/O HOLDING BRAKE VIBRATION SEVERITY GRADE A, DEGREE OF PROTECTION IP 64 | 5396 | TEM | 1 | MC | 27.604 | 1
1FT70865AF711NA1 | SIMOTICS S SYNCHRON. MOTOR 1FT7, M0=28NM (100K) NN=3000RPM, PN=5,65KW NATURAL AIR COOLING; FRAME SIZE IMB 5 (1FT6 COMPATIBLE) WITH KTY TEMPERATURE SENSOR POWER CONNECTOR ROTATABLE INCREM. ENCODER SIN/COS 1VSS 2048 S/R (ENCODER I-2048) CONNECTOR ROTATABLE WITH FITTED KEY, ACCURACY TOLERANCE N, W/O HOLDING BRAKE VIBRATION SEVERITY GRADE A, DEGREE OF PROTECTION IP 65 | 5492 | TEM | 1 | MC | 27.604 | 1
1FT70865AF711NA5 | SIMOTICS S SYNCHRON. MOTOR 1FT7, M0=28NM (100K) NN=3000RPM, PN=5,65KW NATURAL AIR COOLING; FRAME SIZE IMB 5 (1FT6 COMPATIBLE) WITH KTY TEMPERATURE SENSOR POWER CONNECTOR ROTATABLE INCREM. ENCODER SIN/COS 1VSS 2048 S/R (ENCODER I-2048) CONNECTOR ROTATABLE WITH FITTED KEY, ACCURACY TOLERANCE N, W/O HOLDING BRAKE VIBRATION SEVERITY GRADE A+R, DEGREE OF PROTECTION IP 67 | 5728 | TEM | 1 | MC | 27.604 | 1
1FT70865AF711NB0 | SIMOTICS S SYNCHRON. MOTOR 1FT7, M0=28NM (100K) NN=3000RPM, PN=5,65KW NATURAL AIR COOLING; FRAME SIZE IMB 5 (1FT6 COMPATIBLE) WITH KTY TEMPERATURE SENSOR POWER CONNECTOR ROTATABLE INCREM. ENCODER SIN/COS 1VSS 2048 S/R (ENCODER I-2048) CONNECTOR ROTATABLE SHAFT WITH FITTED KEY; WITH HOLDING BRAKE; ACC. TOLERANCE N VIBRATION SEVERITY GRADE A, DEGREE OF PROTECTION IP 64 | 6294 | TEM | 1 | MC | 30.703 | 1
1FT70865AF711NB1 | SIMOTICS S SYNCHRON. MOTOR 1FT7, M0=28NM (100K) NN=3000RPM, PN=5,65KW NATURAL AIR COOLING; FRAME SIZE IMB 5 (1FT6 COMPATIBLE) WITH KTY TEMPERATURE SENSOR POWER CONNECTOR ROTATABLE INCREM. ENCODER SIN/COS 1VSS 2048 S/R (ENCODER I-2048) CONNECTOR ROTATABLE SHAFT WITH FITTED KEY; WITH HOLDING BRAKE; ACC. TOLERANCE N VIBRATION SEVERITY GRADE A, DEGREE OF PROTECTION IP 65 | 6390 | TEM | 1 | MC | 30.703 | 1
1FT70865AF711ND1 | SIMOTICS S SYNCHRON. MOTOR 1FT7, M0=28NM (100K) NN=3000RPM, PN=5,65KW NATURAL AIR COOLING; FRAME SIZE IMB 5 (1FT6 COMPATIBLE) WITH KTY TEMPERATURE SENSOR POWER CONNECTOR ROTATABLE INCREM. ENCODER SIN/COS 1VSS 2048 S/R (ENCODER I-2048) CONNECTOR ROTATABLE SHAFT WITH FITTED KEY; W/O HOLDING BRAKE; ACC. TOLERANCE R VIBRATION SEVERITY GRADE A, DEGREE OF PROTECTION IP 65 | 5652 | TEM | 1 | MC | 27.604 | 1
1FT70865AF711NE1 | SIMOTICS S SYNCHRON. MOTOR 1FT7, M0=28NM (100K) NN=3000RPM, PN=5,65KW NATURAL AIR COOLING; FRAME SIZE IMB 5 (1FT6 COMPATIBLE) WITH KTY TEMPERATURE SENSOR POWER CONNECTOR ROTATABLE INCREM. ENCODER SIN/COS 1VSS 2048 S/R (ENCODER I-2048) CONNECTOR ROTATABLE SHAFT WITH FITTED KEY; WITH HOLDING BRAKE; ACC. TOLERANCE R VIBRATION SEVERITY GRADE A, DEGREE OF PROTECTION IP 65 | 6547 | TEM | 1 | MC | 30.703 | 1
1FT70865AF711NG0 | SIMOTICS S SYNCHRON. MOTOR 1FT7, M0=28NM (100K) NN=3000RPM, PN=5,65KW NATURAL AIR COOLING; FRAME SIZE IMB 5 (1FT6 COMPATIBLE) WITH KTY TEMPERATURE SENSOR POWER CONNECTOR ROTATABLE INCREM. ENCODER SIN/COS 1VSS 2048 S/R (ENCODER I-2048) CONNECTOR ROTATABLE PLAIN SHAFT, W/O HOLDING BRAKE; ACC. TOLERANCE N VIBRATION SEVERITY GRADE A, DEGREE OF PROTECTION IP 64 | 5396 | TEM | 1 | MC | 27.604 | 1
1FT70865AF711NG1 | SIMOTICS S SYNCHRON. MOTOR 1FT7, M0=28NM (100K) NN=3000RPM, PN=5,65KW NATURAL AIR COOLING; FRAME SIZE IMB 5 (1FT6 COMPATIBLE) WITH KTY TEMPERATURE SENSOR POWER CONNECTOR ROTATABLE INCREM. ENCODER SIN/COS 1VSS 2048 S/R (ENCODER I-2048) CONNECTOR ROTATABLE PLAIN SHAFT, W/O HOLDING BRAKE; ACC. TOLERANCE N VIBRATION SEVERITY GRADE A, DEGREE OF PROTECTION IP 65 | 5492 | TEM | 1 | MC | 27.604 | 1
1FT70865AF711NG2 | SIMOTICS S SYNCHRON. MOTOR 1FT7, M0=28NM (100K) NN=3000RPM, PN=5,65KW NATURAL AIR COOLING; FRAME SIZE IMB 5 (1FT6 COMPATIBLE) WITH KTY TEMPERATURE SENSOR POWER CONNECTOR ROTATABLE INCREM. ENCODER SIN/COS 1VSS 2048 S/R (ENCODER I-2048) CONNECTOR ROTATABLE PLAIN SHAFT, W/O HOLDING BRAKE; ACC. TOLERANCE N VIBRATION SEVERITY GRADE A, DEGREE OF PROTECTION IP 67 | 5572 | TEM | 1 | MC | 27.604 | 1
1FT70865AF711NG5 | SIMOTICS S SYNCHRON. MOTOR 1FT7, M0=28NM (100K) NN=3000RPM, PN=5,65KW NATURAL AIR COOLING; FRAME SIZE IMB 5 (1FT6 COMPATIBLE) WITH KTY TEMPERATURE SENSOR POWER CONNECTOR ROTATABLE INCREM. ENCODER SIN/COS 1VSS 2048 S/R (ENCODER I-2048) CONNECTOR ROTATABLE PLAIN SHAFT, W/O HOLDING BRAKE; ACC. TOLERANCE N VIBRATION SEVERITY GRADE A+R, DEGREE OF PROTECTION IP 67 | 5728 | TEM | 1 | MC | 27.604 | 1
1FT70865AF711NH1 | SIMOTICS S SYNCHRON. MOTOR 1FT7, M0=28NM (100K) NN=3000RPM, PN=5,65KW NATURAL AIR COOLING; FRAME SIZE IMB 5 (1FT6 COMPATIBLE) WITH KTY TEMPERATURE SENSOR POWER CONNECTOR ROTATABLE INCREM. ENCODER SIN/COS 1VSS 2048 S/R (ENCODER I-2048) CONNECTOR ROTATABLE PLAIN SHAFT, WITH HOLDING BRAKE; ACCURACY TOLERANCE N VIBRATION SEVERITY GRADE A, DEGREE OF PROTECTION IP 65 | 6390 | TEM | 1 | MC | 30.703 | 1
1FT70865AF711NH2 | SIMOTICS S SYNCHRON. MOTOR 1FT7, M0=28NM (100K) NN=3000RPM, PN=5,65KW NATURAL AIR COOLING; FRAME SIZE IMB 5 (1FT6 COMPATIBLE) WITH KTY TEMPERATURE SENSOR POWER CONNECTOR ROTATABLE INCREM. ENCODER SIN/COS 1VSS 2048 S/R (ENCODER I-2048) CONNECTOR ROTATABLE PLAIN SHAFT, WITH HOLDING BRAKE; ACCURACY TOLERANCE N VIBRATION SEVERITY GRADE A, DEGREE OF PROTECTION IP 67 | 6469 | TEM | 1 | MC | 30.703 | 1
1FT70865AF711NK1 | SIMOTICS S SYNCHRON. MOTOR 1FT7, M0=28NM (100K) NN=3000RPM, PN=5,65KW NATURAL AIR COOLING; FRAME SIZE IMB 5 (1FT6 COMPATIBLE) WITH KTY TEMPERATURE SENSOR POWER CONNECTOR ROTATABLE INCREM. ENCODER SIN/COS 1VSS 2048 S/R (ENCODER I-2048) CONNECTOR ROTATABLE PLAIN SHAFT, W/O HOLDING BRAKE; ACC. TOLERANCE R VIBRATION SEVERITY GRADE A, DEGREE OF PROTECTION IP 65 | 5652 | TEM | 1 | MC | 27.604 | 1
1FT70865AF711NL2 | SIMOTICS S SYNCHRON. MOTOR 1FT7, M0=28NM (100K) NN=3000RPM, PN=5,65KW NATURAL AIR COOLING; FRAME SIZE IMB 5 (1FT6 COMPATIBLE) WITH KTY TEMPERATURE SENSOR POWER CONNECTOR ROTATABLE INCREM. ENCODER SIN/COS 1VSS 2048 S/R (ENCODER I-2048) CONNECTOR ROTATABLE PLAIN SHAFT, WITH HOLDING BRAKE; ACCURACY TOLERANCE R VIBRATION SEVERITY GRADE A, DEGREE OF PROTECTION IP 67 | 6626 | TEM | 1 | MC | 30.703 | 1
1FT70865AH701BA1 | SIMOTICS S SYNCHRON. MOTOR 1FT7, M0=28NM (100K) NN=4500RPM, PN=4,71KW NATURAL AIR COOLING; FRAME SIZE IMB 5 (IM V1, IM V3) FLANGE 0 POWER CONNECTOR ROTATABLE ABSOLUTE VALUE ENCODER SINGLETURN 24 BIT WITH DRIVE-CLIQ INTERFACE (ENCODER AS24DQI) WITH FITTED KEY, ACCURACY TOLERANCE N, W/O HOLDING BRAKE VIBRATION SEVERITY GRADE A, DEGREE OF PROTECTION IP 65 | 5833 | TEM | 1 | MC | 31.904 | 1
1FT70865AH701BA2 | SIMOTICS S SYNCHRON. MOTOR 1FT7, M0=28NM (100K) NN=4500RPM, PN=4,71KW NATURAL AIR COOLING; FRAME SIZE IMB 5 (IM V1, IM V3) FLANGE 0 POWER CONNECTOR ROTATABLE ABSOLUTE VALUE ENCODER SINGLETURN 24 BIT WITH DRIVE-CLIQ INTERFACE (ENCODER AS24DQI) WITH FITTED KEY, ACCURACY TOLERANCE N, W/O HOLDING BRAKE VIBRATION SEVERITY GRADE A, DEGREE OF PROTECTION IP 67 | 5912 | TEM | 1 | MC | 31.904 | 1
1FT70865AH701BA3 | SIMOTICS S SYNCHRON. MOTOR 1FT7, M0=28NM (100K) NN=4500RPM, PN=4,71KW NATURAL AIR COOLING; FRAME SIZE IMB 5 (IM V1, IM V3) FLANGE 0 POWER CONNECTOR ROTATABLE ABSOLUTE VALUE ENCODER SINGLETURN 24 BIT WITH DRIVE-CLIQ INTERFACE (ENCODER AS24DQI) WITH FITTED KEY, ACCURACY TOLERANCE N, W/O HOLDING BRAKE VIBRATION SEVERITY GRADE A+R, DEGREE OF PROTECTION IP 64 | 5891 | TEM | 1 | MC | 31.904 | 1
1FT70865AH701BB1 | SIMOTICS S SYNCHRON. MOTOR 1FT7, M0=28NM (100K) NN=4500RPM, PN=4,71KW NATURAL AIR COOLING; FRAME SIZE IMB 5 (IM V1, IM V3) FLANGE 0 POWER CONNECTOR ROTATABLE ABSOLUTE VALUE ENCODER SINGLETURN 24 BIT WITH DRIVE-CLIQ INTERFACE (ENCODER AS24DQI) SHAFT WITH FITTED KEY; WITH HOLDING BRAKE; ACC. TOLERANCE N VIBRATION SEVERITY GRADE A, DEGREE OF PROTECTION IP 65 | 6730 | TEM | 1 | MC | 35.003 | 1
1FT70865AH701BD3 | SIMOTICS S SYNCHRON. MOTOR 1FT7, M0=28NM (100K) NN=4500RPM, PN=4,71KW NATURAL AIR COOLING; FRAME SIZE IMB 5 (IM V1, IM V3) FLANGE 0 POWER CONNECTOR ROTATABLE ABSOLUTE VALUE ENCODER SINGLETURN 24 BIT WITH DRIVE-CLIQ INTERFACE (ENCODER AS24DQI) SHAFT WITH FITTED KEY; W/O HOLDING BRAKE; ACC. TOLERANCE R VIBRATION SEVERITY GRADE A+R, DEGREE OF PROTECTION IP 64 | 6051 | TEM | 1 | MC | 31.904 | 1
1FT70865AH701BG1 | SIMOTICS S SYNCHRON. MOTOR 1FT7, M0=28NM (100K) NN=4500RPM, PN=4,71KW NATURAL AIR COOLING; FRAME SIZE IMB 5 (IM V1, IM V3) FLANGE 0 POWER CONNECTOR ROTATABLE ABSOLUTE VALUE ENCODER SINGLETURN 24 BIT WITH DRIVE-CLIQ INTERFACE (ENCODER AS24DQI) PLAIN SHAFT, W/O HOLDING BRAKE; ACC. TOLERANCE N VIBRATION SEVERITY GRADE A, DEGREE OF PROTECTION IP 65 | 5833 | TEM | 1 | MC | 31.904 | 1
1FT70865AH701CA0 | SIMOTICS S SYNCHRON. MOTOR 1FT7, M0=28NM (100K) NN=4500RPM, PN=4,71KW NATURAL AIR COOLING; FRAME SIZE IMB 5 (IM V1, IM V3) FLANGE 0 POWER CONNECTOR ROTATABLE ABSOLUTE ENCODER 24 BITS + 12 BIT MULTITURN WITH DRIVE-CLIQ INTERFACE (ENCODER AM24DQI) WITH FITTED KEY, ACCURACY TOLERANCE N, W/O HOLDING BRAKE VIBRATION SEVERITY GRADE A, DEGREE OF PROTECTION IP 64 | 6502 | TEM | 1 | MC | 31.904 | 1
1FT70865AH701CB0 | SIMOTICS S SYNCHRON. MOTOR 1FT7, M0=28NM (100K) NN=4500RPM, PN=4,71KW NATURAL AIR COOLING; FRAME SIZE IMB 5 (IM V1, IM V3) FLANGE 0 POWER CONNECTOR ROTATABLE ABSOLUTE ENCODER 24 BITS + 12 BIT MULTITURN WITH DRIVE-CLIQ INTERFACE (ENCODER AM24DQI) SHAFT WITH FITTED KEY; WITH HOLDING BRAKE; ACC. TOLERANCE N VIBRATION SEVERITY GRADE A, DEGREE OF PROTECTION IP 64 | 7399 | TEM | 1 | MC | 35.003 | 1
1FT70865AH701CH0 | SIMOTICS S SYNCHRON. MOTOR 1FT7, M0=28NM (100K) NN=4500RPM, PN=4,71KW NATURAL AIR COOLING; FRAME SIZE IMB 5 (IM V1, IM V3) FLANGE 0 POWER CONNECTOR ROTATABLE ABSOLUTE ENCODER 24 BITS + 12 BIT MULTITURN WITH DRIVE-CLIQ INTERFACE (ENCODER AM24DQI) PLAIN SHAFT, WITH HOLDING BRAKE; ACCURACY TOLERANCE N VIBRATION SEVERITY GRADE A, DEGREE OF PROTECTION IP 64 | 7399 | TEM | 1 | MC | 35.003 | 1
1FT70865AH701CH1 | SIMOTICS S SYNCHRON. MOTOR 1FT7, M0=28NM (100K) NN=4500RPM, PN=4,71KW NATURAL AIR COOLING; FRAME SIZE IMB 5 (IM V1, IM V3) FLANGE 0 POWER CONNECTOR ROTATABLE ABSOLUTE ENCODER 24 BITS + 12 BIT MULTITURN WITH DRIVE-CLIQ INTERFACE (ENCODER AM24DQI) PLAIN SHAFT, WITH HOLDING BRAKE; ACCURACY TOLERANCE N VIBRATION SEVERITY GRADE A, DEGREE OF PROTECTION IP 65 | 7495 | TEM | 1 | MC | 35.003 | 1
1FT70865AH701CH2 | SIMOTICS S SYNCHRON. MOTOR 1FT7, M0=28NM (100K) NN=4500RPM, PN=4,71KW NATURAL AIR COOLING; FRAME SIZE IMB 5 (IM V1, IM V3) FLANGE 0 POWER CONNECTOR ROTATABLE ABSOLUTE ENCODER 24 BITS + 12 BIT MULTITURN WITH DRIVE-CLIQ INTERFACE (ENCODER AM24DQI) PLAIN SHAFT, WITH HOLDING BRAKE; ACCURACY TOLERANCE N VIBRATION SEVERITY GRADE A, DEGREE OF PROTECTION IP 67 | 7575 | TEM | 1 | MC | 35.003 | 1
1FT70865AH701DA0 | SIMOTICS S SYNCHRON. MOTOR 1FT7, M0=28NM (100K) NN=4500RPM, PN=4,71KW NATURAL AIR COOLING; FRAME SIZE IMB 5 (IM V1, IM V3) FLANGE 0 POWER CONNECTOR ROTATABLE INCREMENTAL ENCODER 2048 S/R WITH DRIVE-CLIQ INTERFACE (ENCODER I-2048) CONNECTOR ROTATABLE WITH FITTED KEY, ACCURACY TOLERANCE N, W/O HOLDING BRAKE VIBRATION SEVERITY GRADE A, DEGREE OF PROTECTION IP 64 | 5817 | TEM | 1 | MC | 31.904 | 1
1FT70865AH701DA3 | SIMOTICS S SYNCHRON. MOTOR 1FT7, M0=28NM (100K) NN=4500RPM, PN=4,71KW NATURAL AIR COOLING; FRAME SIZE IMB 5 (IM V1, IM V3) FLANGE 0 POWER CONNECTOR ROTATABLE INCREMENTAL ENCODER 2048 S/R WITH DRIVE-CLIQ INTERFACE (ENCODER I-2048) CONNECTOR ROTATABLE WITH FITTED KEY, ACCURACY TOLERANCE N, W/O HOLDING BRAKE VIBRATION SEVERITY GRADE A+R, DEGREE OF PROTECTION IP 64 | 5971 | TEM | 1 | MC | 31.904 | 1
1FT70865AH701DB3 | SIMOTICS S SYNCHRON. MOTOR 1FT7, M0=28NM (100K) NN=4500RPM, PN=4,71KW NATURAL AIR COOLING; FRAME SIZE IMB 5 (IM V1, IM V3) FLANGE 0 POWER CONNECTOR ROTATABLE INCREMENTAL ENCODER 2048 S/R WITH DRIVE-CLIQ INTERFACE (ENCODER I-2048) CONNECTOR ROTATABLE SHAFT WITH FITTED KEY; WITH HOLDING BRAKE; ACC. TOLERANCE N VIBRATION SEVERITY GRADE A+R, DEGREE OF PROTECTION IP 64 | 6869 | TEM | 1 | MC | 35.003 | 1
1FT70865AH701DD0 | SIMOTICS S SYNCHRON. MOTOR 1FT7, M0=28NM (100K) NN=4500RPM, PN=4,71KW NATURAL AIR COOLING; FRAME SIZE IMB 5 (IM V1, IM V3) FLANGE 0 POWER CONNECTOR ROTATABLE INCREMENTAL ENCODER 2048 S/R WITH DRIVE-CLIQ INTERFACE (ENCODER I-2048) CONNECTOR ROTATABLE SHAFT WITH FITTED KEY; W/O HOLDING BRAKE; ACC. TOLERANCE R VIBRATION SEVERITY GRADE A, DEGREE OF PROTECTION IP 64 | 5976 | TEM | 1 | MC | 31.904 | 1
1FT70865AH701DG0 | SIMOTICS S SYNCHRON. MOTOR 1FT7, M0=28NM (100K) NN=4500RPM, PN=4,71KW NATURAL AIR COOLING; FRAME SIZE IMB 5 (IM V1, IM V3) FLANGE 0 POWER CONNECTOR ROTATABLE INCREMENTAL ENCODER 2048 S/R WITH DRIVE-CLIQ INTERFACE (ENCODER I-2048) CONNECTOR ROTATABLE PLAIN SHAFT, W/O HOLDING BRAKE; ACC. TOLERANCE N VIBRATION SEVERITY GRADE A, DEGREE OF PROTECTION IP 64 | 5817 | TEM | 1 | MC | 31.904 | 1
1FT70865AH701DG1 | SIMOTICS S SYNCHRON. MOTOR 1FT7, M0=28NM (100K) NN=4500RPM, PN=4,71KW NATURAL AIR COOLING; FRAME SIZE IMB 5 (IM V1, IM V3) FLANGE 0 POWER CONNECTOR ROTATABLE INCREMENTAL ENCODER 2048 S/R WITH DRIVE-CLIQ INTERFACE (ENCODER I-2048) CONNECTOR ROTATABLE PLAIN SHAFT, W/O HOLDING BRAKE; ACC. TOLERANCE N VIBRATION SEVERITY GRADE A, DEGREE OF PROTECTION IP 65 | 5913 | TEM | 1 | MC | 31.904 | 1
1FT70865AH701DG2 | SIMOTICS S SYNCHRON. MOTOR 1FT7, M0=28NM (100K) NN=4500RPM, PN=4,71KW NATURAL AIR COOLING; FRAME SIZE IMB 5 (IM V1, IM V3) FLANGE 0 POWER CONNECTOR ROTATABLE INCREMENTAL ENCODER 2048 S/R WITH DRIVE-CLIQ INTERFACE (ENCODER I-2048) CONNECTOR ROTATABLE PLAIN SHAFT, W/O HOLDING BRAKE; ACC. TOLERANCE N VIBRATION SEVERITY GRADE A, DEGREE OF PROTECTION IP 67 | 5992 | TEM | 1 | MC | 31.904 | 1
1FT70865AH701DG3 | SIMOTICS S SYNCHRON. MOTOR 1FT7, M0=28NM (100K) NN=4500RPM, PN=4,71KW NATURAL AIR COOLING; FRAME SIZE IMB 5 (IM V1, IM V3) FLANGE 0 POWER CONNECTOR ROTATABLE INCREMENTAL ENCODER 2048 S/R WITH DRIVE-CLIQ INTERFACE (ENCODER I-2048) CONNECTOR ROTATABLE PLAIN SHAFT, W/O HOLDING BRAKE; ACC. TOLERANCE N VIBRATION SEVERITY GRADE A+R, DEGREE OF PROTECTION IP 64 | 5971 | TEM | 1 | MC | 31.904 | 1
1FT70865AH701DH0 | SIMOTICS S SYNCHRON. MOTOR 1FT7, M0=28NM (100K) NN=4500RPM, PN=4,71KW NATURAL AIR COOLING; FRAME SIZE IMB 5 (IM V1, IM V3) FLANGE 0 POWER CONNECTOR ROTATABLE INCREMENTAL ENCODER 2048 S/R WITH DRIVE-CLIQ INTERFACE (ENCODER I-2048) CONNECTOR ROTATABLE PLAIN SHAFT, WITH HOLDING BRAKE; ACCURACY TOLERANCE N VIBRATION SEVERITY GRADE A, DEGREE OF PROTECTION IP 64 | 6714 | TEM | 1 | MC | 35.003 | 1
1FT70865AH701DH3 | SIMOTICS S SYNCHRON. MOTOR 1FT7, M0=28NM (100K) NN=4500RPM, PN=4,71KW NATURAL AIR COOLING; FRAME SIZE IMB 5 (IM V1, IM V3) FLANGE 0 POWER CONNECTOR ROTATABLE INCREMENTAL ENCODER 2048 S/R WITH DRIVE-CLIQ INTERFACE (ENCODER I-2048) CONNECTOR ROTATABLE PLAIN SHAFT, WITH HOLDING BRAKE; ACCURACY TOLERANCE N VIBRATION SEVERITY GRADE A+R, DEGREE OF PROTECTION IP 64 | 6869 | TEM | 1 | MC | 35.003 | 1
1FT70865AH701DK1 | SIMOTICS S SYNCHRON. MOTOR 1FT7, M0=28NM (100K) NN=4500RPM, PN=4,71KW NATURAL AIR COOLING; FRAME SIZE IMB 5 (IM V1, IM V3) FLANGE 0 POWER CONNECTOR ROTATABLE INCREMENTAL ENCODER 2048 S/R WITH DRIVE-CLIQ INTERFACE (ENCODER I-2048) CONNECTOR ROTATABLE PLAIN SHAFT, W/O HOLDING BRAKE; ACC. TOLERANCE R VIBRATION SEVERITY GRADE A, DEGREE OF PROTECTION IP 65 | 6072 | TEM | 1 | MC | 31.904 | 1
1FT70865AH701FB0 | SIMOTICS S SYNCHRON. MOTOR 1FT7, M0=28NM (100K) NN=4500RPM, PN=4,71KW NATURAL AIR COOLING; FRAME SIZE IMB 5 (IM V1, IM V3) FLANGE 0 POWER CONNECTOR ROTATABLE ABSOLUTE ENCODER 22 BITS MULTI TURN WITH DRIVE-CLIQ INTERFACE (ENCODER AM-22-DQ) CONNECTOR ROTATABLE SHAFT WITH FITTED KEY; WITH HOLDING BRAKE; ACC. TOLERANCE N VIBRATION SEVERITY GRADE A, DEGREE OF PROTECTION IP 64 | 7479 | TEM | 1 | MC | 35.003 | 1
1FT70865AH701FB1 | SIMOTICS S SYNCHRON. MOTOR 1FT7, M0=28NM (100K) NN=4500RPM, PN=4,71KW NATURAL AIR COOLING; FRAME SIZE IMB 5 (IM V1, IM V3) FLANGE 0 POWER CONNECTOR ROTATABLE ABSOLUTE ENCODER 22 BITS MULTI TURN WITH DRIVE-CLIQ INTERFACE (ENCODER AM-22-DQ) CONNECTOR ROTATABLE SHAFT WITH FITTED KEY; WITH HOLDING BRAKE; ACC. TOLERANCE N VIBRATION SEVERITY GRADE A, DEGREE OF PROTECTION IP 65 | 7576 | TEM | 1 | MC | 35.003 | 1
1FT70865AH701FG0 | SIMOTICS S SYNCHRON. MOTOR 1FT7, M0=28NM (100K) NN=4500RPM, PN=4,71KW NATURAL AIR COOLING; FRAME SIZE IMB 5 (IM V1, IM V3) FLANGE 0 POWER CONNECTOR ROTATABLE ABSOLUTE ENCODER 22 BITS MULTI TURN WITH DRIVE-CLIQ INTERFACE (ENCODER AM-22-DQ) CONNECTOR ROTATABLE PLAIN SHAFT, W/O HOLDING BRAKE; ACC. TOLERANCE N VIBRATION SEVERITY GRADE A, DEGREE OF PROTECTION IP 64 | 6582 | TEM | 1 | MC | 31.904 | 1
1FT70865AH701FG1 | SIMOTICS S SYNCHRON. MOTOR 1FT7, M0=28NM (100K) NN=4500RPM, PN=4,71KW NATURAL AIR COOLING; FRAME SIZE IMB 5 (IM V1, IM V3) FLANGE 0 POWER CONNECTOR ROTATABLE ABSOLUTE ENCODER 22 BITS MULTI TURN WITH DRIVE-CLIQ INTERFACE (ENCODER AM-22-DQ) CONNECTOR ROTATABLE PLAIN SHAFT, W/O HOLDING BRAKE; ACC. TOLERANCE N VIBRATION SEVERITY GRADE A, DEGREE OF PROTECTION IP 65 | 6678 | TEM | 1 | MC | 31.904 | 1
1FT70865AH701FH0 | SIMOTICS S SYNCHRON. MOTOR 1FT7, M0=28NM (100K) NN=4500RPM, PN=4,71KW NATURAL AIR COOLING; FRAME SIZE IMB 5 (IM V1, IM V3) FLANGE 0 POWER CONNECTOR ROTATABLE ABSOLUTE ENCODER 22 BITS MULTI TURN WITH DRIVE-CLIQ INTERFACE (ENCODER AM-22-DQ) CONNECTOR ROTATABLE PLAIN SHAFT, WITH HOLDING BRAKE; ACCURACY TOLERANCE N VIBRATION SEVERITY GRADE A, DEGREE OF PROTECTION IP 64 | 7479 | TEM | 1 | MC | 35.003 | 1
1FT70865AH701FH1 | SIMOTICS S SYNCHRON. MOTOR 1FT7, M0=28NM (100K) NN=4500RPM, PN=4,71KW NATURAL AIR COOLING; FRAME SIZE IMB 5 (IM V1, IM V3) FLANGE 0 POWER CONNECTOR ROTATABLE ABSOLUTE ENCODER 22 BITS MULTI TURN WITH DRIVE-CLIQ INTERFACE (ENCODER AM-22-DQ) CONNECTOR ROTATABLE PLAIN SHAFT, WITH HOLDING BRAKE; ACCURACY TOLERANCE N VIBRATION SEVERITY GRADE A, DEGREE OF PROTECTION IP 65 | 7576 | TEM | 1 | MC | 35.003 | 1
1FT70865AH701FH2 | SIMOTICS S SYNCHRON. MOTOR 1FT7, M0=28NM (100K) NN=4500RPM, PN=4,71KW NATURAL AIR COOLING; FRAME SIZE IMB 5 (IM V1, IM V3) FLANGE 0 POWER CONNECTOR ROTATABLE ABSOLUTE ENCODER 22 BITS MULTI TURN WITH DRIVE-CLIQ INTERFACE (ENCODER AM-22-DQ) CONNECTOR ROTATABLE PLAIN SHAFT, WITH HOLDING BRAKE; ACCURACY TOLERANCE N VIBRATION SEVERITY GRADE A, DEGREE OF PROTECTION IP 67 | 7655 | TEM | 1 | MC | 35.003 | 1
1FT70865AH701FH3 | SIMOTICS S SYNCHRON. MOTOR 1FT7, M0=28NM (100K) NN=4500RPM, PN=4,71KW NATURAL AIR COOLING; FRAME SIZE IMB 5 (IM V1, IM V3) FLANGE 0 POWER CONNECTOR ROTATABLE ABSOLUTE ENCODER 22 BITS MULTI TURN WITH DRIVE-CLIQ INTERFACE (ENCODER AM-22-DQ) CONNECTOR ROTATABLE PLAIN SHAFT, WITH HOLDING BRAKE; ACCURACY TOLERANCE N VIBRATION SEVERITY GRADE A+R, DEGREE OF PROTECTION IP 64 | 7634 | TEM | 1 | MC | 35.003 | 1
1FT70865AH701MG0 | SIMOTICS S SYNCHRON. MOTOR 1FT7, M0=28NM (100K) NN=4500RPM, PN=4,71KW NATURAL AIR COOLING; FRAME SIZE IMB 5 (IM V1, IM V3) FLANGE (COMPACT) WITH KTY TEMPERATURE SENSOR POWER CONNECTOR ROTATABLE ABSOLUTE ENCODER ENDAT 2048 S/R (ENCODER A-2048) CONNECTOR ROTATABLE PLAIN SHAFT, W/O HOLDING BRAKE; ACC. TOLERANCE N VIBRATION SEVERITY GRADE A, DEGREE OF PROTECTION IP 64 | 6150 | TEM | 1 | MC | 31.904 | 1
1FT70865AH701MH1 | SIMOTICS S SYNCHRON. MOTOR 1FT7, M0=28NM (100K) NN=4500RPM, PN=4,71KW NATURAL AIR COOLING; FRAME SIZE IMB 5 (IM V1, IM V3) FLANGE (COMPACT) WITH KTY TEMPERATURE SENSOR POWER CONNECTOR ROTATABLE ABSOLUTE ENCODER ENDAT 2048 S/R (ENCODER A-2048) CONNECTOR ROTATABLE PLAIN SHAFT, WITH HOLDING BRAKE; ACCURACY TOLERANCE N VIBRATION SEVERITY GRADE A, DEGREE OF PROTECTION IP 65 | 7144 | TEM | 1 | MC | 35.003 | 1
1FT70865AH701NH0 | SIMOTICS S SYNCHRON. MOTOR 1FT7, M0=28NM (100K) NN=4500RPM, PN=4,71KW NATURAL AIR COOLING; FRAME SIZE IMB 5 (IM V1, IM V3) FLANGE (COMPACT) WITH KTY TEMPERATURE SENSOR POWER CONNECTOR ROTATABLE INCREM. ENCODER SIN/COS 1VSS 2048 S/R (ENCODER I-2048) CONNECTOR ROTATABLE PLAIN SHAFT, WITH HOLDING BRAKE; ACCURACY TOLERANCE N VIBRATION SEVERITY GRADE A, DEGREE OF PROTECTION IP 64 | 6294 | TEM | 1 | MC | 35.003 | 1
1FT70865AH711BA0 | SIMOTICS S SYNCHRON. MOTOR 1FT7, M0=28NM (100K) NN=4500RPM, PN=4,71KW NATURAL AIR COOLING; FRAME SIZE IMB 5 (IM V1, IM V3) FLANGE 1 (1FT6 COMPATIBLE) POWER CONNECTOR ROTATABLE ABSOLUTE VALUE ENCODER SINGLETURN 24 BIT WITH DRIVE-CLIQ INTERFACE (ENCODER AS24DQI) WITH FITTED KEY, ACCURACY TOLERANCE N, W/O HOLDING BRAKE VIBRATION SEVERITY GRADE A, DEGREE OF PROTECTION IP 64 | 5736 | TEM | 1 | MC | 31.904 | 1
1FT70865AH711BA1 | SIMOTICS S SYNCHRON. MOTOR 1FT7, M0=28NM (100K) NN=4500RPM, PN=4,71KW NATURAL AIR COOLING; FRAME SIZE IMB 5 (IM V1, IM V3) FLANGE 1 (1FT6 COMPATIBLE) POWER CONNECTOR ROTATABLE ABSOLUTE VALUE ENCODER SINGLETURN 24 BIT WITH DRIVE-CLIQ INTERFACE (ENCODER AS24DQI) WITH FITTED KEY, ACCURACY TOLERANCE N, W/O HOLDING BRAKE VIBRATION SEVERITY GRADE A, DEGREE OF PROTECTION IP 65 | 5833 | TEM | 1 | MC | 31.904 | 1
1FT70865AH711BA2 | SIMOTICS S SYNCHRON. MOTOR 1FT7, M0=28NM (100K) NN=4500RPM, PN=4,71KW NATURAL AIR COOLING; FRAME SIZE IMB 5 (IM V1, IM V3) FLANGE 1 (1FT6 COMPATIBLE) POWER CONNECTOR ROTATABLE ABSOLUTE VALUE ENCODER SINGLETURN 24 BIT WITH DRIVE-CLIQ INTERFACE (ENCODER AS24DQI) WITH FITTED KEY, ACCURACY TOLERANCE N, W/O HOLDING BRAKE VIBRATION SEVERITY GRADE A, DEGREE OF PROTECTION IP 67 | 5912 | TEM | 1 | MC | 31.904 | 1
1FT70865AH711BB0 | SIMOTICS S SYNCHRON. MOTOR 1FT7, M0=28NM (100K) NN=4500RPM, PN=4,71KW NATURAL AIR COOLING; FRAME SIZE IMB 5 (IM V1, IM V3) FLANGE 1 (1FT6 COMPATIBLE) POWER CONNECTOR ROTATABLE ABSOLUTE VALUE ENCODER SINGLETURN 24 BIT WITH DRIVE-CLIQ INTERFACE (ENCODER AS24DQI) SHAFT WITH FITTED KEY; WITH HOLDING BRAKE; ACC. TOLERANCE N VIBRATION SEVERITY GRADE A, DEGREE OF PROTECTION IP 64 | 6634 | TEM | 1 | MC | 35.003 | 1
1FT70865AH711BG0 | SIMOTICS S SYNCHRON. MOTOR 1FT7, M0=28NM (100K) NN=4500RPM, PN=4,71KW NATURAL AIR COOLING; FRAME SIZE IMB 5 (IM V1, IM V3) FLANGE 1 (1FT6 COMPATIBLE) POWER CONNECTOR ROTATABLE ABSOLUTE VALUE ENCODER SINGLETURN 24 BIT WITH DRIVE-CLIQ INTERFACE (ENCODER AS24DQI) PLAIN SHAFT, W/O HOLDING BRAKE; ACC. TOLERANCE N VIBRATION SEVERITY GRADE A, DEGREE OF PROTECTION IP 64 | 5736 | TEM | 1 | MC | 31.904 | 1
1FT70865AH711BG1 | SIMOTICS S SYNCHRON. MOTOR 1FT7, M0=28NM (100K) NN=4500RPM, PN=4,71KW NATURAL AIR COOLING; FRAME SIZE IMB 5 (IM V1, IM V3) FLANGE 1 (1FT6 COMPATIBLE) POWER CONNECTOR ROTATABLE ABSOLUTE VALUE ENCODER SINGLETURN 24 BIT WITH DRIVE-CLIQ INTERFACE (ENCODER AS24DQI) PLAIN SHAFT, W/O HOLDING BRAKE; ACC. TOLERANCE N VIBRATION SEVERITY GRADE A, DEGREE OF PROTECTION IP 65 | 5833 | TEM | 1 | MC | 31.904 | 1
1FT70865AH711BG2 | SIMOTICS S SYNCHRON. MOTOR 1FT7, M0=28NM (100K) NN=4500RPM, PN=4,71KW NATURAL AIR COOLING; FRAME SIZE IMB 5 (IM V1, IM V3) FLANGE 1 (1FT6 COMPATIBLE) POWER CONNECTOR ROTATABLE ABSOLUTE VALUE ENCODER SINGLETURN 24 BIT WITH DRIVE-CLIQ INTERFACE (ENCODER AS24DQI) PLAIN SHAFT, W/O HOLDING BRAKE; ACC. TOLERANCE N VIBRATION SEVERITY GRADE A, DEGREE OF PROTECTION IP 67 | 5912 | TEM | 1 | MC | 31.904 | 1
1FT70865AH711BG4 | SIMOTICS S SYNCHRON. MOTOR 1FT7, M0=28NM (100K) NN=4500RPM, PN=4,71KW NATURAL AIR COOLING; FRAME SIZE IMB 5 (IM V1, IM V3) FLANGE 1 (1FT6 COMPATIBLE) POWER CONNECTOR ROTATABLE ABSOLUTE VALUE ENCODER SINGLETURN 24 BIT WITH DRIVE-CLIQ INTERFACE (ENCODER AS24DQI) PLAIN SHAFT, W/O HOLDING BRAKE; ACC. TOLERANCE N VIBRATION SEVERITY GRADE A+R, DEGREE OF PROTECTION IP 65 | 5989 | TEM | 1 | MC | 31.904 | 1
1FT70865AH711BH1 | SIMOTICS S SYNCHRON. MOTOR 1FT7, M0=28NM (100K) NN=4500RPM, PN=4,71KW NATURAL AIR COOLING; FRAME SIZE IMB 5 (IM V1, IM V3) FLANGE 1 (1FT6 COMPATIBLE) POWER CONNECTOR ROTATABLE ABSOLUTE VALUE ENCODER SINGLETURN 24 BIT WITH DRIVE-CLIQ INTERFACE (ENCODER AS24DQI) PLAIN SHAFT, WITH HOLDING BRAKE; ACCURACY TOLERANCE N VIBRATION SEVERITY GRADE A, DEGREE OF PROTECTION IP 65 | 6730 | TEM | 1 | MC | 35.003 | 1
1FT70865AH711CA0 | SIMOTICS S SYNCHRON. MOTOR 1FT7, M0=28NM (100K) NN=4500RPM, PN=4,71KW NATURAL AIR COOLING; FRAME SIZE IMB 5 (IM V1, IM V3) FLANGE 1 (1FT6 COMPATIBLE) POWER CONNECTOR ROTATABLE ABSOLUTE ENCODER 24 BITS + 12 BIT MULTITURN WITH DRIVE-CLIQ INTERFACE (ENCODER AM24DQI) WITH FITTED KEY, ACCURACY TOLERANCE N, W/O HOLDING BRAKE VIBRATION SEVERITY GRADE A, DEGREE OF PROTECTION IP 64 | 6502 | TEM | 1 | MC | 31.904 | 1
1FT70865AH711CA1 | SIMOTICS S SYNCHRON. MOTOR 1FT7, M0=28NM (100K) NN=4500RPM, PN=4,71KW NATURAL AIR COOLING; FRAME SIZE IMB 5 (IM V1, IM V3) FLANGE 1 (1FT6 COMPATIBLE) POWER CONNECTOR ROTATABLE ABSOLUTE ENCODER 24 BITS + 12 BIT MULTITURN WITH DRIVE-CLIQ INTERFACE (ENCODER AM24DQI) WITH FITTED KEY, ACCURACY TOLERANCE N, W/O HOLDING BRAKE VIBRATION SEVERITY GRADE A, DEGREE OF PROTECTION IP 65 | 6598 | TEM | 1 | MC | 31.904 | 1
1FT70865AH711CA2 | SIMOTICS S SYNCHRON. MOTOR 1FT7, M0=28NM (100K) NN=4500RPM, PN=4,71KW NATURAL AIR COOLING; FRAME SIZE IMB 5 (IM V1, IM V3) FLANGE 1 (1FT6 COMPATIBLE) POWER CONNECTOR ROTATABLE ABSOLUTE ENCODER 24 BITS + 12 BIT MULTITURN WITH DRIVE-CLIQ INTERFACE (ENCODER AM24DQI) WITH FITTED KEY, ACCURACY TOLERANCE N, W/O HOLDING BRAKE VIBRATION SEVERITY GRADE A, DEGREE OF PROTECTION IP 67 | 6677 | TEM | 1 | MC | 31.904 | 1
1FT70865AH711CB1 | SIMOTICS S SYNCHRON. MOTOR 1FT7, M0=28NM (100K) NN=4500RPM, PN=4,71KW NATURAL AIR COOLING; FRAME SIZE IMB 5 (IM V1, IM V3) FLANGE 1 (1FT6 COMPATIBLE) POWER CONNECTOR ROTATABLE ABSOLUTE ENCODER 24 BITS + 12 BIT MULTITURN WITH DRIVE-CLIQ INTERFACE (ENCODER AM24DQI) SHAFT WITH FITTED KEY; WITH HOLDING BRAKE; ACC. TOLERANCE N VIBRATION SEVERITY GRADE A, DEGREE OF PROTECTION IP 65 | 7495 | TEM | 1 | MC | 35.003 | 1
1FT70865AH711CG0 | SIMOTICS S SYNCHRON. MOTOR 1FT7, M0=28NM (100K) NN=4500RPM, PN=4,71KW NATURAL AIR COOLING; FRAME SIZE IMB 5 (IM V1, IM V3) FLANGE 1 (1FT6 COMPATIBLE) POWER CONNECTOR ROTATABLE ABSOLUTE ENCODER 24 BITS + 12 BIT MULTITURN WITH DRIVE-CLIQ INTERFACE (ENCODER AM24DQI) PLAIN SHAFT, W/O HOLDING BRAKE; ACC. TOLERANCE N VIBRATION SEVERITY GRADE A, DEGREE OF PROTECTION IP 64 | 6502 | TEM | 1 | MC | 31.904 | 1
1FT70865AH711CG1 | SIMOTICS S SYNCHRON. MOTOR 1FT7, M0=28NM (100K) NN=4500RPM, PN=4,71KW NATURAL AIR COOLING; FRAME SIZE IMB 5 (IM V1, IM V3) FLANGE 1 (1FT6 COMPATIBLE) POWER CONNECTOR ROTATABLE ABSOLUTE ENCODER 24 BITS + 12 BIT MULTITURN WITH DRIVE-CLIQ INTERFACE (ENCODER AM24DQI) PLAIN SHAFT, W/O HOLDING BRAKE; ACC. TOLERANCE N VIBRATION SEVERITY GRADE A, DEGREE OF PROTECTION IP 65 | 6598 | TEM | 1 | MC | 31.904 | 1
1FT70865AH711CG2 | SIMOTICS S SYNCHRON. MOTOR 1FT7, M0=28NM (100K) NN=4500RPM, PN=4,71KW NATURAL AIR COOLING; FRAME SIZE IMB 5 (IM V1, IM V3) FLANGE 1 (1FT6 COMPATIBLE) POWER CONNECTOR ROTATABLE ABSOLUTE ENCODER 24 BITS + 12 BIT MULTITURN WITH DRIVE-CLIQ INTERFACE (ENCODER AM24DQI) PLAIN SHAFT, W/O HOLDING BRAKE; ACC. TOLERANCE N VIBRATION SEVERITY GRADE A, DEGREE OF PROTECTION IP 67 | 6677 | TEM | 1 | MC | 31.904 | 1
1FT70865AH711CH0 | SIMOTICS S SYNCHRON. MOTOR 1FT7, M0=28NM (100K) NN=4500RPM, PN=4,71KW NATURAL AIR COOLING; FRAME SIZE IMB 5 (IM V1, IM V3) FLANGE 1 (1FT6 COMPATIBLE) POWER CONNECTOR ROTATABLE ABSOLUTE ENCODER 24 BITS + 12 BIT MULTITURN WITH DRIVE-CLIQ INTERFACE (ENCODER AM24DQI) PLAIN SHAFT, WITH HOLDING BRAKE; ACCURACY TOLERANCE N VIBRATION SEVERITY GRADE A, DEGREE OF PROTECTION IP 64 | 7399 | TEM | 1 | MC | 35.003 | 1
1FT70865AH711CH1 | SIMOTICS S SYNCHRON. MOTOR 1FT7, M0=28NM (100K) NN=4500RPM, PN=4,71KW NATURAL AIR COOLING; FRAME SIZE IMB 5 (IM V1, IM V3) FLANGE 1 (1FT6 COMPATIBLE) POWER CONNECTOR ROTATABLE ABSOLUTE ENCODER 24 BITS + 12 BIT MULTITURN WITH DRIVE-CLIQ INTERFACE (ENCODER AM24DQI) PLAIN SHAFT, WITH HOLDING BRAKE; ACCURACY TOLERANCE N VIBRATION SEVERITY GRADE A, DEGREE OF PROTECTION IP 65 | 7495 | TEM | 1 | MC | 35.003 | 1
1FT70865AH711CH2 | SIMOTICS S SYNCHRON. MOTOR 1FT7, M0=28NM (100K) NN=4500RPM, PN=4,71KW NATURAL AIR COOLING; FRAME SIZE IMB 5 (IM V1, IM V3) FLANGE 1 (1FT6 COMPATIBLE) POWER CONNECTOR ROTATABLE ABSOLUTE ENCODER 24 BITS + 12 BIT MULTITURN WITH DRIVE-CLIQ INTERFACE (ENCODER AM24DQI) PLAIN SHAFT, WITH HOLDING BRAKE; ACCURACY TOLERANCE N VIBRATION SEVERITY GRADE A, DEGREE OF PROTECTION IP 67 | 7575 | TEM | 1 | MC | 35.003 | 1
1FT70865AH711CH5 | SIMOTICS S SYNCHRON. MOTOR 1FT7, M0=28NM (100K) NN=4500RPM, PN=4,71KW NATURAL AIR COOLING; FRAME SIZE IMB 5 (IM V1, IM V3) FLANGE 1 (1FT6 COMPATIBLE) POWER CONNECTOR ROTATABLE ABSOLUTE ENCODER 24 BITS + 12 BIT MULTITURN WITH DRIVE-CLIQ INTERFACE (ENCODER AM24DQI) PLAIN SHAFT, WITH HOLDING BRAKE; ACCURACY TOLERANCE N VIBRATION SEVERITY GRADE A+R, DEGREE OF PROTECTION IP 67 | 7731 | TEM | 1 | MC | 35.003 | 1
1FT70865AH711DA0 | SIMOTICS S SYNCHRON. MOTOR 1FT7, M0=28NM (100K) NN=4500RPM, PN=4,71KW NATURAL AIR COOLING; FRAME SIZE IMB 5 (IM V1, IM V3) FLANGE 1 (1FT6 COMPATIBLE) POWER CONNECTOR ROTATABLE INCREMENTAL ENCODER 2048 S/R WITH DRIVE-CLIQ INTERFACE (ENCODER I-2048) CONNECTOR ROTATABLE WITH FITTED KEY, ACCURACY TOLERANCE N, W/O HOLDING BRAKE VIBRATION SEVERITY GRADE A, DEGREE OF PROTECTION IP 64 | 5817 | TEM | 1 | MC | 31.904 | 1
1FT70865AH711DA2 | SIMOTICS S SYNCHRON. MOTOR 1FT7, M0=28NM (100K) NN=4500RPM, PN=4,71KW NATURAL AIR COOLING; FRAME SIZE IMB 5 (IM V1, IM V3) FLANGE 1 (1FT6 COMPATIBLE) POWER CONNECTOR ROTATABLE INCREMENTAL ENCODER 2048 S/R WITH DRIVE-CLIQ INTERFACE (ENCODER I-2048) CONNECTOR ROTATABLE WITH FITTED KEY, ACCURACY TOLERANCE N, W/O HOLDING BRAKE VIBRATION SEVERITY GRADE A, DEGREE OF PROTECTION IP 67 | 5992 | TEM | 1 | MC | 31.904 | 1
1FT70865AH711DB0 | SIMOTICS S SYNCHRON. MOTOR 1FT7, M0=28NM (100K) NN=4500RPM, PN=4,71KW NATURAL AIR COOLING; FRAME SIZE IMB 5 (IM V1, IM V3) FLANGE 1 (1FT6 COMPATIBLE) POWER CONNECTOR ROTATABLE INCREMENTAL ENCODER 2048 S/R WITH DRIVE-CLIQ INTERFACE (ENCODER I-2048) CONNECTOR ROTATABLE SHAFT WITH FITTED KEY; WITH HOLDING BRAKE; ACC. TOLERANCE N VIBRATION SEVERITY GRADE A, DEGREE OF PROTECTION IP 64 | 6714 | TEM | 1 | MC | 35.003 | 1
1FT70865AH711DG0 | SIMOTICS S SYNCHRON. MOTOR 1FT7, M0=28NM (100K) NN=4500RPM, PN=4,71KW NATURAL AIR COOLING; FRAME SIZE IMB 5 (IM V1, IM V3) FLANGE 1 (1FT6 COMPATIBLE) POWER CONNECTOR ROTATABLE INCREMENTAL ENCODER 2048 S/R WITH DRIVE-CLIQ INTERFACE (ENCODER I-2048) CONNECTOR ROTATABLE PLAIN SHAFT, W/O HOLDING BRAKE; ACC. TOLERANCE N VIBRATION SEVERITY GRADE A, DEGREE OF PROTECTION IP 64 | 5817 | TEM | 1 | MC | 31.904 | 1
1FT70865AH711DG1 | SIMOTICS S SYNCHRON. MOTOR 1FT7, M0=28NM (100K) NN=4500RPM, PN=4,71KW NATURAL AIR COOLING; FRAME SIZE IMB 5 (IM V1, IM V3) FLANGE 1 (1FT6 COMPATIBLE) POWER CONNECTOR ROTATABLE INCREMENTAL ENCODER 2048 S/R WITH DRIVE-CLIQ INTERFACE (ENCODER I-2048) CONNECTOR ROTATABLE PLAIN SHAFT, W/O HOLDING BRAKE; ACC. TOLERANCE N VIBRATION SEVERITY GRADE A, DEGREE OF PROTECTION IP 65 | 5913 | TEM | 1 | MC | 31.904 | 1
1FT70865AH711DG2 | SIMOTICS S SYNCHRON. MOTOR 1FT7, M0=28NM (100K) NN=4500RPM, PN=4,71KW NATURAL AIR COOLING; FRAME SIZE IMB 5 (IM V1, IM V3) FLANGE 1 (1FT6 COMPATIBLE) POWER CONNECTOR ROTATABLE INCREMENTAL ENCODER 2048 S/R WITH DRIVE-CLIQ INTERFACE (ENCODER I-2048) CONNECTOR ROTATABLE PLAIN SHAFT, W/O HOLDING BRAKE; ACC. TOLERANCE N VIBRATION SEVERITY GRADE A, DEGREE OF PROTECTION IP 67 | 5992 | TEM | 1 | MC | 31.904 | 1
1FT70865AH711DG5 | SIMOTICS S SYNCHRON. MOTOR 1FT7, M0=28NM (100K) NN=4500RPM, PN=4,71KW NATURAL AIR COOLING; FRAME SIZE IMB 5 (IM V1, IM V3) FLANGE 1 (1FT6 COMPATIBLE) POWER CONNECTOR ROTATABLE INCREMENTAL ENCODER 2048 S/R WITH DRIVE-CLIQ INTERFACE (ENCODER I-2048) CONNECTOR ROTATABLE PLAIN SHAFT, W/O HOLDING BRAKE; ACC. TOLERANCE N VIBRATION SEVERITY GRADE A+R, DEGREE OF PROTECTION IP 67 | 6148 | TEM | 1 | MC | 31.904 | 1
1FT70865AH711DH1 | SIMOTICS S SYNCHRON. MOTOR 1FT7, M0=28NM (100K) NN=4500RPM, PN=4,71KW NATURAL AIR COOLING; FRAME SIZE IMB 5 (IM V1, IM V3) FLANGE 1 (1FT6 COMPATIBLE) POWER CONNECTOR ROTATABLE INCREMENTAL ENCODER 2048 S/R WITH DRIVE-CLIQ INTERFACE (ENCODER I-2048) CONNECTOR ROTATABLE PLAIN SHAFT, WITH HOLDING BRAKE; ACCURACY TOLERANCE N VIBRATION SEVERITY GRADE A, DEGREE OF PROTECTION IP 65 | 6811 | TEM | 1 | MC | 35.003 | 1
1FT70865AH711FA0 | SIMOTICS S SYNCHRON. MOTOR 1FT7, M0=28NM (100K) NN=4500RPM, PN=4,71KW NATURAL AIR COOLING; FRAME SIZE IMB 5 (IM V1, IM V3) FLANGE 1 (1FT6 COMPATIBLE) POWER CONNECTOR ROTATABLE ABSOLUTE ENCODER 22 BITS MULTI TURN WITH DRIVE-CLIQ INTERFACE (ENCODER AM-22-DQ) CONNECTOR ROTATABLE WITH FITTED KEY, ACCURACY TOLERANCE N, W/O HOLDING BRAKE VIBRATION SEVERITY GRADE A, DEGREE OF PROTECTION IP 64 | 6582 | TEM | 1 | MC | 31.904 | 1
1FT70865AH711FA1 | SIMOTICS S SYNCHRON. MOTOR 1FT7, M0=28NM (100K) NN=4500RPM, PN=4,71KW NATURAL AIR COOLING; FRAME SIZE IMB 5 (IM V1, IM V3) FLANGE 1 (1FT6 COMPATIBLE) POWER CONNECTOR ROTATABLE ABSOLUTE ENCODER 22 BITS MULTI TURN WITH DRIVE-CLIQ INTERFACE (ENCODER AM-22-DQ) CONNECTOR ROTATABLE WITH FITTED KEY, ACCURACY TOLERANCE N, W/O HOLDING BRAKE VIBRATION SEVERITY GRADE A, DEGREE OF PROTECTION IP 65 | 6678 | TEM | 1 | MC | 31.904 | 1
1FT70865AH711FA2 | SIMOTICS S SYNCHRON. MOTOR 1FT7, M0=28NM (100K) NN=4500RPM, PN=4,71KW NATURAL AIR COOLING; FRAME SIZE IMB 5 (IM V1, IM V3) FLANGE 1 (1FT6 COMPATIBLE) POWER CONNECTOR ROTATABLE ABSOLUTE ENCODER 22 BITS MULTI TURN WITH DRIVE-CLIQ INTERFACE (ENCODER AM-22-DQ) CONNECTOR ROTATABLE WITH FITTED KEY, ACCURACY TOLERANCE N, W/O HOLDING BRAKE VIBRATION SEVERITY GRADE A, DEGREE OF PROTECTION IP 67 | 6757 | TEM | 1 | MC | 31.904 | 1
1FT70865AH711FA3 | SIMOTICS S SYNCHRON. MOTOR 1FT7, M0=28NM (100K) NN=4500RPM, PN=4,71KW NATURAL AIR COOLING; FRAME SIZE IMB 5 (IM V1, IM V3) FLANGE 1 (1FT6 COMPATIBLE) POWER CONNECTOR ROTATABLE ABSOLUTE ENCODER 22 BITS MULTI TURN WITH DRIVE-CLIQ INTERFACE (ENCODER AM-22-DQ) CONNECTOR ROTATABLE WITH FITTED KEY, ACCURACY TOLERANCE N, W/O HOLDING BRAKE VIBRATION SEVERITY GRADE A+R, DEGREE OF PROTECTION IP 64 | 6736 | TEM | 1 | MC | 31.904 | 1
1FT70865AH711FA5 | SIMOTICS S SYNCHRON. MOTOR 1FT7, M0=28NM (100K) NN=4500RPM, PN=4,71KW NATURAL AIR COOLING; FRAME SIZE IMB 5 (IM V1, IM V3) FLANGE 1 (1FT6 COMPATIBLE) POWER CONNECTOR ROTATABLE ABSOLUTE ENCODER 22 BITS MULTI TURN WITH DRIVE-CLIQ INTERFACE (ENCODER AM-22-DQ) CONNECTOR ROTATABLE WITH FITTED KEY, ACCURACY TOLERANCE N, W/O HOLDING BRAKE VIBRATION SEVERITY GRADE A+R, DEGREE OF PROTECTION IP 67 | 6913 | TEM | 1 | MC | 31.904 | 1
1FT70865AH711FB0 | SIMOTICS S SYNCHRON. MOTOR 1FT7, M0=28NM (100K) NN=4500RPM, PN=4,71KW NATURAL AIR COOLING; FRAME SIZE IMB 5 (IM V1, IM V3) FLANGE 1 (1FT6 COMPATIBLE) POWER CONNECTOR ROTATABLE ABSOLUTE ENCODER 22 BITS MULTI TURN WITH DRIVE-CLIQ INTERFACE (ENCODER AM-22-DQ) CONNECTOR ROTATABLE SHAFT WITH FITTED KEY; WITH HOLDING BRAKE; ACC. TOLERANCE N VIBRATION SEVERITY GRADE A, DEGREE OF PROTECTION IP 64 | 7479 | TEM | 1 | MC | 35.003 | 1
1FT70865AH711FB1 | SIMOTICS S SYNCHRON. MOTOR 1FT7, M0=28NM (100K) NN=4500RPM, PN=4,71KW NATURAL AIR COOLING; FRAME SIZE IMB 5 (IM V1, IM V3) FLANGE 1 (1FT6 COMPATIBLE) POWER CONNECTOR ROTATABLE ABSOLUTE ENCODER 22 BITS MULTI TURN WITH DRIVE-CLIQ INTERFACE (ENCODER AM-22-DQ) CONNECTOR ROTATABLE SHAFT WITH FITTED KEY; WITH HOLDING BRAKE; ACC. TOLERANCE N VIBRATION SEVERITY GRADE A, DEGREE OF PROTECTION IP 65 | 7576 | TEM | 1 | MC | 35.003 | 1
1FT70865AH711FG0 | SIMOTICS S SYNCHRON. MOTOR 1FT7, M0=28NM (100K) NN=4500RPM, PN=4,71KW NATURAL AIR COOLING; FRAME SIZE IMB 5 (IM V1, IM V3) FLANGE 1 (1FT6 COMPATIBLE) POWER CONNECTOR ROTATABLE ABSOLUTE ENCODER 22 BITS MULTI TURN WITH DRIVE-CLIQ INTERFACE (ENCODER AM-22-DQ) CONNECTOR ROTATABLE PLAIN SHAFT, W/O HOLDING BRAKE; ACC. TOLERANCE N VIBRATION SEVERITY GRADE A, DEGREE OF PROTECTION IP 64 | 6582 | TEM | 1 | MC | 31.904 | 1
1FT70865AH711FG1 | SIMOTICS S SYNCHRON. MOTOR 1FT7, M0=28NM (100K) NN=4500RPM, PN=4,71KW NATURAL AIR COOLING; FRAME SIZE IMB 5 (IM V1, IM V3) FLANGE 1 (1FT6 COMPATIBLE) POWER CONNECTOR ROTATABLE ABSOLUTE ENCODER 22 BITS MULTI TURN WITH DRIVE-CLIQ INTERFACE (ENCODER AM-22-DQ) CONNECTOR ROTATABLE PLAIN SHAFT, W/O HOLDING BRAKE; ACC. TOLERANCE N VIBRATION SEVERITY GRADE A, DEGREE OF PROTECTION IP 65 | 6678 | TEM | 1 | MC | 31.904 | 1
1FT70865AH711FG2 | SIMOTICS S SYNCHRON. MOTOR 1FT7, M0=28NM (100K) NN=4500RPM, PN=4,71KW NATURAL AIR COOLING; FRAME SIZE IMB 5 (IM V1, IM V3) FLANGE 1 (1FT6 COMPATIBLE) POWER CONNECTOR ROTATABLE ABSOLUTE ENCODER 22 BITS MULTI TURN WITH DRIVE-CLIQ INTERFACE (ENCODER AM-22-DQ) CONNECTOR ROTATABLE PLAIN SHAFT, W/O HOLDING BRAKE; ACC. TOLERANCE N VIBRATION SEVERITY GRADE A, DEGREE OF PROTECTION IP 67 | 6757 | TEM | 1 | MC | 31.904 | 1
1FT70865AH711FG5 | SIMOTICS S SYNCHRON. MOTOR 1FT7, M0=28NM (100K) NN=4500RPM, PN=4,71KW NATURAL AIR COOLING; FRAME SIZE IMB 5 (IM V1, IM V3) FLANGE 1 (1FT6 COMPATIBLE) POWER CONNECTOR ROTATABLE ABSOLUTE ENCODER 22 BITS MULTI TURN WITH DRIVE-CLIQ INTERFACE (ENCODER AM-22-DQ) CONNECTOR ROTATABLE PLAIN SHAFT, W/O HOLDING BRAKE; ACC. TOLERANCE N VIBRATION SEVERITY GRADE A+R, DEGREE OF PROTECTION IP 67 | 6913 | TEM | 1 | MC | 31.904 | 1
1FT70865AH711FH0 | SIMOTICS S SYNCHRON. MOTOR 1FT7, M0=28NM (100K) NN=4500RPM, PN=4,71KW NATURAL AIR COOLING; FRAME SIZE IMB 5 (IM V1, IM V3) FLANGE 1 (1FT6 COMPATIBLE) POWER CONNECTOR ROTATABLE ABSOLUTE ENCODER 22 BITS MULTI TURN WITH DRIVE-CLIQ INTERFACE (ENCODER AM-22-DQ) CONNECTOR ROTATABLE PLAIN SHAFT, WITH HOLDING BRAKE; ACCURACY TOLERANCE N VIBRATION SEVERITY GRADE A, DEGREE OF PROTECTION IP 64 | 7479 | TEM | 1 | MC | 35.003 | 1
1FT70865AH711FH1 | SIMOTICS S SYNCHRON. MOTOR 1FT7, M0=28NM (100K) NN=4500RPM, PN=4,71KW NATURAL AIR COOLING; FRAME SIZE IMB 5 (IM V1, IM V3) FLANGE 1 (1FT6 COMPATIBLE) POWER CONNECTOR ROTATABLE ABSOLUTE ENCODER 22 BITS MULTI TURN WITH DRIVE-CLIQ INTERFACE (ENCODER AM-22-DQ) CONNECTOR ROTATABLE PLAIN SHAFT, WITH HOLDING BRAKE; ACCURACY TOLERANCE N VIBRATION SEVERITY GRADE A, DEGREE OF PROTECTION IP 65 | 7576 | TEM | 1 | MC | 35.003 | 1
1FT70865AH711FK2 | SIMOTICS S SYNCHRON. MOTOR 1FT7, M0=28NM (100K) NN=4500RPM, PN=4,71KW NATURAL AIR COOLING; FRAME SIZE IMB 5 (IM V1, IM V3) FLANGE 1 (1FT6 COMPATIBLE) POWER CONNECTOR ROTATABLE ABSOLUTE ENCODER 22 BITS MULTI TURN WITH DRIVE-CLIQ INTERFACE (ENCODER AM-22-DQ) CONNECTOR ROTATABLE PLAIN SHAFT, W/O HOLDING BRAKE; ACC. TOLERANCE R VIBRATION SEVERITY GRADE A, DEGREE OF PROTECTION IP 67 | 6917 | TEM | 1 | MC | 31.904 | 1
1FT70865AH711MG0 | SIMOTICS S SYNCHRON. MOTOR 1FT7, M0=28NM (100K) NN=4500RPM, PN=4,71KW NATURAL AIR COOLING; FRAME SIZE IMB 5 (1FT6 COMPATIBLE) WITH KTY TEMPERATURE SENSOR POWER CONNECTOR ROTATABLE ABSOLUTE ENCODER ENDAT 2048 S/R (ENCODER A-2048) CONNECTOR ROTATABLE PLAIN SHAFT, W/O HOLDING BRAKE; ACC. TOLERANCE N VIBRATION SEVERITY GRADE A, DEGREE OF PROTECTION IP 64 | 6150 | TEM | 1 | MC | 31.904 | 1
1FT70865AH711MG1 | SIMOTICS S SYNCHRON. MOTOR 1FT7, M0=28NM (100K) NN=4500RPM, PN=4,71KW NATURAL AIR COOLING; FRAME SIZE IMB 5 (1FT6 COMPATIBLE) WITH KTY TEMPERATURE SENSOR POWER CONNECTOR ROTATABLE ABSOLUTE ENCODER ENDAT 2048 S/R (ENCODER A-2048) CONNECTOR ROTATABLE PLAIN SHAFT, W/O HOLDING BRAKE; ACC. TOLERANCE N VIBRATION SEVERITY GRADE A, DEGREE OF PROTECTION IP 65 | 6246 | TEM | 1 | MC | 31.904 | 1
1FT70865AH711MG2 | SIMOTICS S SYNCHRON. MOTOR 1FT7, M0=28NM (100K) NN=4500RPM, PN=4,71KW NATURAL AIR COOLING; FRAME SIZE IMB 5 (1FT6 COMPATIBLE) WITH KTY TEMPERATURE SENSOR POWER CONNECTOR ROTATABLE ABSOLUTE ENCODER ENDAT 2048 S/R (ENCODER A-2048) CONNECTOR ROTATABLE PLAIN SHAFT, W/O HOLDING BRAKE; ACC. TOLERANCE N VIBRATION SEVERITY GRADE A, DEGREE OF PROTECTION IP 67 | 6326 | TEM | 1 | MC | 31.904 | 1
1FT70865AH711MH0 | SIMOTICS S SYNCHRON. MOTOR 1FT7, M0=28NM (100K) NN=4500RPM, PN=4,71KW NATURAL AIR COOLING; FRAME SIZE IMB 5 (1FT6 COMPATIBLE) WITH KTY TEMPERATURE SENSOR POWER CONNECTOR ROTATABLE ABSOLUTE ENCODER ENDAT 2048 S/R (ENCODER A-2048) CONNECTOR ROTATABLE PLAIN SHAFT, WITH HOLDING BRAKE; ACCURACY TOLERANCE N VIBRATION SEVERITY GRADE A, DEGREE OF PROTECTION IP 64 | 7048 | TEM | 1 | MC | 35.003 | 1
1FT70865AH711MH1 | SIMOTICS S SYNCHRON. MOTOR 1FT7, M0=28NM (100K) NN=4500RPM, PN=4,71KW NATURAL AIR COOLING; FRAME SIZE IMB 5 (1FT6 COMPATIBLE) WITH KTY TEMPERATURE SENSOR POWER CONNECTOR ROTATABLE ABSOLUTE ENCODER ENDAT 2048 S/R (ENCODER A-2048) CONNECTOR ROTATABLE PLAIN SHAFT, WITH HOLDING BRAKE; ACCURACY TOLERANCE N VIBRATION SEVERITY GRADE A, DEGREE OF PROTECTION IP 65 | 7144 | TEM | 1 | MC | 35.003 | 1
1FT70865AH711ML2 | SIMOTICS S SYNCHRON. MOTOR 1FT7, M0=28NM (100K) NN=4500RPM, PN=4,71KW NATURAL AIR COOLING; FRAME SIZE IMB 5 (1FT6 COMPATIBLE) WITH KTY TEMPERATURE SENSOR POWER CONNECTOR ROTATABLE ABSOLUTE ENCODER ENDAT 2048 S/R (ENCODER A-2048) CONNECTOR ROTATABLE PLAIN SHAFT, WITH HOLDING BRAKE; ACCURACY TOLERANCE R VIBRATION SEVERITY GRADE A, DEGREE OF PROTECTION IP 67 | 7380 | TEM | 1 | MC | 35.003 | 1
1FT70865AH711NA0 | SIMOTICS S SYNCHRON. MOTOR 1FT7, M0=28NM (100K) NN=4500RPM, PN=4,71KW NATURAL AIR COOLING; FRAME SIZE IMB 5 (1FT6 COMPATIBLE) WITH KTY TEMPERATURE SENSOR POWER CONNECTOR ROTATABLE INCREM. ENCODER SIN/COS 1VSS 2048 S/R (ENCODER I-2048) CONNECTOR ROTATABLE WITH FITTED KEY, ACCURACY TOLERANCE N, W/O HOLDING BRAKE VIBRATION SEVERITY GRADE A, DEGREE OF PROTECTION IP 64 | 5396 | TEM | 1 | MC | 31.904 | 1
1FT70865AH711NB0 | SIMOTICS S SYNCHRON. MOTOR 1FT7, M0=28NM (100K) NN=4500RPM, PN=4,71KW NATURAL AIR COOLING; FRAME SIZE IMB 5 (1FT6 COMPATIBLE) WITH KTY TEMPERATURE SENSOR POWER CONNECTOR ROTATABLE INCREM. ENCODER SIN/COS 1VSS 2048 S/R (ENCODER I-2048) CONNECTOR ROTATABLE SHAFT WITH FITTED KEY; WITH HOLDING BRAKE; ACC. TOLERANCE N VIBRATION SEVERITY GRADE A, DEGREE OF PROTECTION IP 64 | 6294 | TEM | 1 | MC | 35.003 | 1
1FT70865AH711NG0 | SIMOTICS S SYNCHRON. MOTOR 1FT7, M0=28NM (100K) NN=4500RPM, PN=4,71KW NATURAL AIR COOLING; FRAME SIZE IMB 5 (1FT6 COMPATIBLE) WITH KTY TEMPERATURE SENSOR POWER CONNECTOR ROTATABLE INCREM. ENCODER SIN/COS 1VSS 2048 S/R (ENCODER I-2048) CONNECTOR ROTATABLE PLAIN SHAFT, W/O HOLDING BRAKE; ACC. TOLERANCE N VIBRATION SEVERITY GRADE A, DEGREE OF PROTECTION IP 64 | 5396 | TEM | 1 | MC | 31.904 | 1
1FT70865AH711NG1 | SIMOTICS S SYNCHRON. MOTOR 1FT7, M0=28NM (100K) NN=4500RPM, PN=4,71KW NATURAL AIR COOLING; FRAME SIZE IMB 5 (1FT6 COMPATIBLE) WITH KTY TEMPERATURE SENSOR POWER CONNECTOR ROTATABLE INCREM. ENCODER SIN/COS 1VSS 2048 S/R (ENCODER I-2048) CONNECTOR ROTATABLE PLAIN SHAFT, W/O HOLDING BRAKE; ACC. TOLERANCE N VIBRATION SEVERITY GRADE A, DEGREE OF PROTECTION IP 65 | 5492 | TEM | 1 | MC | 31.904 | 1
1FT70865SC701BA0 | SIMOTICS S SYNCHRON. MOTOR 1FT7, M0=36NM (100K) NN=2000RPM, PN=6,70KW SEPARATE VENTILATION; FRAME SIZE IMB 5 (IM V1, IM V3) FLANGE 0 POWER CONNECTOR ROTATABLE ABSOLUTE VALUE ENCODER SINGLETURN 24 BIT WITH DRIVE-CLIQ INTERFACE (ENCODER AS24DQI) WITH FITTED KEY, ACCURACY TOLERANCE N, W/O HOLDING BRAKE VIBRATION SEVERITY GRADE A, DEGREE OF PROTECTION IP 64 | 6378 | TEM | 1 | MC | 36.004 | 1
1FT70865SC701CA0 | SIMOTICS S SYNCHRON. MOTOR 1FT7, M0=36NM (100K) NN=2000RPM, PN=6,70KW SEPARATE VENTILATION; FRAME SIZE IMB 5 (IM V1, IM V3) FLANGE 0 POWER CONNECTOR ROTATABLE ABSOLUTE ENCODER 24 BITS + 12 BIT MULTITURN WITH DRIVE-CLIQ INTERFACE (ENCODER AM24DQI) WITH FITTED KEY, ACCURACY TOLERANCE N, W/O HOLDING BRAKE VIBRATION SEVERITY GRADE A, DEGREE OF PROTECTION IP 64 | 7143 | TEM | 1 | MC | 36.104 | 1
1FT70865SC701CA1 | SIMOTICS S SYNCHRON. MOTOR 1FT7, M0=36NM (100K) NN=2000RPM, PN=6,70KW SEPARATE VENTILATION; FRAME SIZE IMB 5 (IM V1, IM V3) FLANGE 0 POWER CONNECTOR ROTATABLE ABSOLUTE ENCODER 24 BITS + 12 BIT MULTITURN WITH DRIVE-CLIQ INTERFACE (ENCODER AM24DQI) WITH FITTED KEY, ACCURACY TOLERANCE N, W/O HOLDING BRAKE VIBRATION SEVERITY GRADE A, DEGREE OF PROTECTION IP 65 | 7239 | TEM | 1 | MC | 36.104 | 1
1FT70865SC701CG0 | SIMOTICS S SYNCHRON. MOTOR 1FT7, M0=36NM (100K) NN=2000RPM, PN=6,70KW SEPARATE VENTILATION; FRAME SIZE IMB 5 (IM V1, IM V3) FLANGE 0 POWER CONNECTOR ROTATABLE ABSOLUTE ENCODER 24 BITS + 12 BIT MULTITURN WITH DRIVE-CLIQ INTERFACE (ENCODER AM24DQI) PLAIN SHAFT, W/O HOLDING BRAKE; ACC. TOLERANCE N VIBRATION SEVERITY GRADE A, DEGREE OF PROTECTION IP 64 | 7143 | TEM | 1 | MC | 36.104 | 1
1FT70865SC701CH0 | SIMOTICS S SYNCHRON. MOTOR 1FT7, M0=36NM (100K) NN=2000RPM, PN=6,70KW SEPARATE VENTILATION; FRAME SIZE IMB 5 (IM V1, IM V3) FLANGE 0 POWER CONNECTOR ROTATABLE ABSOLUTE ENCODER 24 BITS + 12 BIT MULTITURN WITH DRIVE-CLIQ INTERFACE (ENCODER AM24DQI) PLAIN SHAFT, WITH HOLDING BRAKE; ACCURACY TOLERANCE N VIBRATION SEVERITY GRADE A, DEGREE OF PROTECTION IP 64 | 8041 | TEM | 1 | MC | 39.203 | 1
1FT70865SC701CL1 | SIMOTICS S SYNCHRON. MOTOR 1FT7, M0=36NM (100K) NN=2000RPM, PN=6,70KW SEPARATE VENTILATION; FRAME SIZE IMB 5 (IM V1, IM V3) FLANGE 0 POWER CONNECTOR ROTATABLE ABSOLUTE ENCODER 24 BITS + 12 BIT MULTITURN WITH DRIVE-CLIQ INTERFACE (ENCODER AM24DQI) PLAIN SHAFT, WITH HOLDING BRAKE; ACCURACY TOLERANCE R VIBRATION SEVERITY GRADE A, DEGREE OF PROTECTION IP 65 | 8294 | TEM | 1 | MC | 39.203 | 1
1FT70865SC701MA4 | SIMOTICS S SYNCHRON. MOTOR 1FT7, M0=36NM (100K) NN=2000RPM, PN=6,70KW SEPARATE VENTILATION; FRAME SIZE IMB 5 (IM V1, IM V3) FLANGE (COMPACT) WITH KTY TEMPERATURE SENSOR POWER CONNECTOR ROTATABLE ABSOLUTE ENCODER ENDAT 2048 S/R (ENCODER A-2048) CONNECTOR ROTATABLE WITH FITTED KEY, ACCURACY TOLERANCE N, W/O HOLDING BRAKE VIBRATION SEVERITY GRADE A+R, DEGREE OF PROTECTION IP 65 | 7043 | TEM | 1 | MC | 36.004 | 1
1FT70865SC701NA0 | SIMOTICS S SYNCHRON. MOTOR 1FT7, M0=36NM (100K) NN=2000RPM, PN=6,70KW SEPARATE VENTILATION; FRAME SIZE IMB 5 (IM V1, IM V3) FLANGE (COMPACT) WITH KTY TEMPERATURE SENSOR POWER CONNECTOR ROTATABLE INCREM. ENCODER SIN/COS 1VSS 2048 S/R (ENCODER I-2048) CONNECTOR ROTATABLE WITH FITTED KEY, ACCURACY TOLERANCE N, W/O HOLDING BRAKE VIBRATION SEVERITY GRADE A, DEGREE OF PROTECTION IP 64 | 6037 | TEM | 1 | MC | 36.004 | 1
1FT70865SC711BA0 | SIMOTICS S SYNCHRON. MOTOR 1FT7, M0=36NM (100K) NN=2000RPM, PN=6,70KW SEPARATE VENTILATION; FRAME SIZE IMB 5 (IM V1, IM V3) FLANGE 1 (1FT6 COMPATIBLE) POWER CONNECTOR ROTATABLE ABSOLUTE VALUE ENCODER SINGLETURN 24 BIT WITH DRIVE-CLIQ INTERFACE (ENCODER AS24DQI) WITH FITTED KEY, ACCURACY TOLERANCE N, W/O HOLDING BRAKE VIBRATION SEVERITY GRADE A, DEGREE OF PROTECTION IP 64 | 6378 | TEM | 1 | MC | 36.004 | 1
1FT70865SC711BA4 | SIMOTICS S SYNCHRON. MOTOR 1FT7, M0=36NM (100K) NN=2000RPM, PN=6,70KW SEPARATE VENTILATION; FRAME SIZE IMB 5 (IM V1, IM V3) FLANGE 1 (1FT6 COMPATIBLE) POWER CONNECTOR ROTATABLE ABSOLUTE VALUE ENCODER SINGLETURN 24 BIT WITH DRIVE-CLIQ INTERFACE (ENCODER AS24DQI) WITH FITTED KEY, ACCURACY TOLERANCE N, W/O HOLDING BRAKE VIBRATION SEVERITY GRADE A+R, DEGREE OF PROTECTION IP 65 | 6630 | TEM | 1 | MC | 36.004 | 1
1FT70865SC711BB4 | SIMOTICS S SYNCHRON. MOTOR 1FT7, M0=36NM (100K) NN=2000RPM, PN=6,70KW SEPARATE VENTILATION; FRAME SIZE IMB 5 (IM V1, IM V3) FLANGE 1 (1FT6 COMPATIBLE) POWER CONNECTOR ROTATABLE ABSOLUTE VALUE ENCODER SINGLETURN 24 BIT WITH DRIVE-CLIQ INTERFACE (ENCODER AS24DQI) SHAFT WITH FITTED KEY; WITH HOLDING BRAKE; ACC. TOLERANCE N VIBRATION SEVERITY GRADE A+R, DEGREE OF PROTECTION IP 65 | 7528 | TEM | 1 | MC | 39.103 | 1
1FT70865SC711BG0 | SIMOTICS S SYNCHRON. MOTOR 1FT7, M0=36NM (100K) NN=2000RPM, PN=6,70KW SEPARATE VENTILATION; FRAME SIZE IMB 5 (IM V1, IM V3) FLANGE 1 (1FT6 COMPATIBLE) POWER CONNECTOR ROTATABLE ABSOLUTE VALUE ENCODER SINGLETURN 24 BIT WITH DRIVE-CLIQ INTERFACE (ENCODER AS24DQI) PLAIN SHAFT, W/O HOLDING BRAKE; ACC. TOLERANCE N VIBRATION SEVERITY GRADE A, DEGREE OF PROTECTION IP 64 | 6378 | TEM | 1 | MC | 36.004 | 1
1FT70865SC711CA0 | SIMOTICS S SYNCHRON. MOTOR 1FT7, M0=36NM (100K) NN=2000RPM, PN=6,70KW SEPARATE VENTILATION; FRAME SIZE IMB 5 (IM V1, IM V3) FLANGE 1 (1FT6 COMPATIBLE) POWER CONNECTOR ROTATABLE ABSOLUTE ENCODER 24 BITS + 12 BIT MULTITURN WITH DRIVE-CLIQ INTERFACE (ENCODER AM24DQI) WITH FITTED KEY, ACCURACY TOLERANCE N, W/O HOLDING BRAKE VIBRATION SEVERITY GRADE A, DEGREE OF PROTECTION IP 64 | 7143 | TEM | 1 | MC | 36.104 | 1
1FT70865SC711CA1 | SIMOTICS S SYNCHRON. MOTOR 1FT7, M0=36NM (100K) NN=2000RPM, PN=6,70KW SEPARATE VENTILATION; FRAME SIZE IMB 5 (IM V1, IM V3) FLANGE 1 (1FT6 COMPATIBLE) POWER CONNECTOR ROTATABLE ABSOLUTE ENCODER 24 BITS + 12 BIT MULTITURN WITH DRIVE-CLIQ INTERFACE (ENCODER AM24DQI) WITH FITTED KEY, ACCURACY TOLERANCE N, W/O HOLDING BRAKE VIBRATION SEVERITY GRADE A, DEGREE OF PROTECTION IP 65 | 7239 | TEM | 1 | MC | 36.104 | 1
1FT70865SC711CA4 | SIMOTICS S SYNCHRON. MOTOR 1FT7, M0=36NM (100K) NN=2000RPM, PN=6,70KW SEPARATE VENTILATION; FRAME SIZE IMB 5 (IM V1, IM V3) FLANGE 1 (1FT6 COMPATIBLE) POWER CONNECTOR ROTATABLE ABSOLUTE ENCODER 24 BITS + 12 BIT MULTITURN WITH DRIVE-CLIQ INTERFACE (ENCODER AM24DQI) WITH FITTED KEY, ACCURACY TOLERANCE N, W/O HOLDING BRAKE VIBRATION SEVERITY GRADE A+R, DEGREE OF PROTECTION IP 65 | 7395 | TEM | 1 | MC | 36.104 | 1
1FT70865SC711CG0 | SIMOTICS S SYNCHRON. MOTOR 1FT7, M0=36NM (100K) NN=2000RPM, PN=6,70KW SEPARATE VENTILATION; FRAME SIZE IMB 5 (IM V1, IM V3) FLANGE 1 (1FT6 COMPATIBLE) POWER CONNECTOR ROTATABLE ABSOLUTE ENCODER 24 BITS + 12 BIT MULTITURN WITH DRIVE-CLIQ INTERFACE (ENCODER AM24DQI) PLAIN SHAFT, W/O HOLDING BRAKE; ACC. TOLERANCE N VIBRATION SEVERITY GRADE A, DEGREE OF PROTECTION IP 64 | 7143 | TEM | 1 | MC | 36.104 | 1
1FT70865SC711CG1 | SIMOTICS S SYNCHRON. MOTOR 1FT7, M0=36NM (100K) NN=2000RPM, PN=6,70KW SEPARATE VENTILATION; FRAME SIZE IMB 5 (IM V1, IM V3) FLANGE 1 (1FT6 COMPATIBLE) POWER CONNECTOR ROTATABLE ABSOLUTE ENCODER 24 BITS + 12 BIT MULTITURN WITH DRIVE-CLIQ INTERFACE (ENCODER AM24DQI) PLAIN SHAFT, W/O HOLDING BRAKE; ACC. TOLERANCE N VIBRATION SEVERITY GRADE A, DEGREE OF PROTECTION IP 65 | 7239 | TEM | 1 | MC | 36.104 | 1
1FT70865SC711CH1 | SIMOTICS S SYNCHRON. MOTOR 1FT7, M0=36NM (100K) NN=2000RPM, PN=6,70KW SEPARATE VENTILATION; FRAME SIZE IMB 5 (IM V1, IM V3) FLANGE 1 (1FT6 COMPATIBLE) POWER CONNECTOR ROTATABLE ABSOLUTE ENCODER 24 BITS + 12 BIT MULTITURN WITH DRIVE-CLIQ INTERFACE (ENCODER AM24DQI) PLAIN SHAFT, WITH HOLDING BRAKE; ACCURACY TOLERANCE N VIBRATION SEVERITY GRADE A, DEGREE OF PROTECTION IP 65 | 8137 | TEM | 1 | MC | 39.203 | 1
1FT70865SC711MA0 | SIMOTICS S SYNCHRON. MOTOR 1FT7, M0=36NM (100K) NN=2000RPM, PN=6,70KW SEPARATE VENTILATION; FRAME SIZE IMB 5 (1FT6 COMPATIBLE) WITH KTY TEMPERATURE SENSOR POWER CONNECTOR ROTATABLE ABSOLUTE ENCODER ENDAT 2048 S/R (ENCODER A-2048) CONNECTOR ROTATABLE WITH FITTED KEY, ACCURACY TOLERANCE N, W/O HOLDING BRAKE VIBRATION SEVERITY GRADE A, DEGREE OF PROTECTION IP 64 | 6791 | TEM | 1 | MC | 36.004 | 1
1FT70865SC711MA3 | SIMOTICS S SYNCHRON. MOTOR 1FT7, M0=36NM (100K) NN=2000RPM, PN=6,70KW SEPARATE VENTILATION; FRAME SIZE IMB 5 (1FT6 COMPATIBLE) WITH KTY TEMPERATURE SENSOR POWER CONNECTOR ROTATABLE ABSOLUTE ENCODER ENDAT 2048 S/R (ENCODER A-2048) CONNECTOR ROTATABLE WITH FITTED KEY, ACCURACY TOLERANCE N, W/O HOLDING BRAKE VIBRATION SEVERITY GRADE A+R, DEGREE OF PROTECTION IP 64 | 6946 | TEM | 1 | MC | 36.004 | 1
1FT70865SC711MG0 | SIMOTICS S SYNCHRON. MOTOR 1FT7, M0=36NM (100K) NN=2000RPM, PN=6,70KW SEPARATE VENTILATION; FRAME SIZE IMB 5 (1FT6 COMPATIBLE) WITH KTY TEMPERATURE SENSOR POWER CONNECTOR ROTATABLE ABSOLUTE ENCODER ENDAT 2048 S/R (ENCODER A-2048) CONNECTOR ROTATABLE PLAIN SHAFT, W/O HOLDING BRAKE; ACC. TOLERANCE N VIBRATION SEVERITY GRADE A, DEGREE OF PROTECTION IP 64 | 6791 | TEM | 1 | MC | 36.004 | 1
1FT70865SC711MG3 | SIMOTICS S SYNCHRON. MOTOR 1FT7, M0=36NM (100K) NN=2000RPM, PN=6,70KW SEPARATE VENTILATION; FRAME SIZE IMB 5 (1FT6 COMPATIBLE) WITH KTY TEMPERATURE SENSOR POWER CONNECTOR ROTATABLE ABSOLUTE ENCODER ENDAT 2048 S/R (ENCODER A-2048) CONNECTOR ROTATABLE PLAIN SHAFT, W/O HOLDING BRAKE; ACC. TOLERANCE N VIBRATION SEVERITY GRADE A+R, DEGREE OF PROTECTION IP 64 | 6946 | TEM | 1 | MC | 36.004 | 1
1FT70865SC711NA0 | SIMOTICS S SYNCHRON. MOTOR 1FT7, M0=36NM (100K) NN=2000RPM, PN=6,70KW SEPARATE VENTILATION; FRAME SIZE IMB 5 (1FT6 COMPATIBLE) WITH KTY TEMPERATURE SENSOR POWER CONNECTOR ROTATABLE INCREM. ENCODER SIN/COS 1VSS 2048 S/R (ENCODER I-2048) CONNECTOR ROTATABLE WITH FITTED KEY, ACCURACY TOLERANCE N, W/O HOLDING BRAKE VIBRATION SEVERITY GRADE A, DEGREE OF PROTECTION IP 64 | 6037 | TEM | 1 | MC | 36.004 | 1
1FT70865SC711NB0 | SIMOTICS S SYNCHRON. MOTOR 1FT7, M0=36NM (100K) NN=2000RPM, PN=6,70KW SEPARATE VENTILATION; FRAME SIZE IMB 5 (1FT6 COMPATIBLE) WITH KTY TEMPERATURE SENSOR POWER CONNECTOR ROTATABLE INCREM. ENCODER SIN/COS 1VSS 2048 S/R (ENCODER I-2048) CONNECTOR ROTATABLE SHAFT WITH FITTED KEY; WITH HOLDING BRAKE; ACC. TOLERANCE N VIBRATION SEVERITY GRADE A, DEGREE OF PROTECTION IP 64 | 6935 | TEM | 1 | MC | 39.103 | 1
1FT70865SC711NB1 | SIMOTICS S SYNCHRON. MOTOR 1FT7, M0=36NM (100K) NN=2000RPM, PN=6,70KW SEPARATE VENTILATION; FRAME SIZE IMB 5 (1FT6 COMPATIBLE) WITH KTY TEMPERATURE SENSOR POWER CONNECTOR ROTATABLE INCREM. ENCODER SIN/COS 1VSS 2048 S/R (ENCODER I-2048) CONNECTOR ROTATABLE SHAFT WITH FITTED KEY; WITH HOLDING BRAKE; ACC. TOLERANCE N VIBRATION SEVERITY GRADE A, DEGREE OF PROTECTION IP 65 | 7031 | TEM | 1 | MC | 39.103 | 1
1FT70865SF701BA0 | SIMOTICS S SYNCHRON. MOTOR 1FT7, M0=36NM (100K) NN=3000RPM, PN=9,10KW SEPARATE VENTILATION; FRAME SIZE IMB 5 (IM V1, IM V3) FLANGE 0 POWER CONNECTOR ROTATABLE ABSOLUTE VALUE ENCODER SINGLETURN 24 BIT WITH DRIVE-CLIQ INTERFACE (ENCODER AS24DQI) WITH FITTED KEY, ACCURACY TOLERANCE N, W/O HOLDING BRAKE VIBRATION SEVERITY GRADE A, DEGREE OF PROTECTION IP 64 | 6378 | TEM | 1 | MC | 36.004 | 1
1FT70865SF701BB0 | SIMOTICS S SYNCHRON. MOTOR 1FT7, M0=36NM (100K) NN=3000RPM, PN=9,10KW SEPARATE VENTILATION; FRAME SIZE IMB 5 (IM V1, IM V3) FLANGE 0 POWER CONNECTOR ROTATABLE ABSOLUTE VALUE ENCODER SINGLETURN 24 BIT WITH DRIVE-CLIQ INTERFACE (ENCODER AS24DQI) SHAFT WITH FITTED KEY; WITH HOLDING BRAKE; ACC. TOLERANCE N VIBRATION SEVERITY GRADE A, DEGREE OF PROTECTION IP 64 | 7276 | TEM | 1 | MC | 39.103 | 1
1FT70865SF701BH0 | SIMOTICS S SYNCHRON. MOTOR 1FT7, M0=36NM (100K) NN=3000RPM, PN=9,10KW SEPARATE VENTILATION; FRAME SIZE IMB 5 (IM V1, IM V3) FLANGE 0 POWER CONNECTOR ROTATABLE ABSOLUTE VALUE ENCODER SINGLETURN 24 BIT WITH DRIVE-CLIQ INTERFACE (ENCODER AS24DQI) PLAIN SHAFT, WITH HOLDING BRAKE; ACCURACY TOLERANCE N VIBRATION SEVERITY GRADE A, DEGREE OF PROTECTION IP 64 | 7276 | TEM | 1 | MC | 39.103 | 1
1FT70865SF701BL3 | SIMOTICS S SYNCHRON. MOTOR 1FT7, M0=36NM (100K) NN=3000RPM, PN=9,10KW SEPARATE VENTILATION; FRAME SIZE IMB 5 (IM V1, IM V3) FLANGE 0 POWER CONNECTOR ROTATABLE ABSOLUTE VALUE ENCODER SINGLETURN 24 BIT WITH DRIVE-CLIQ INTERFACE (ENCODER AS24DQI) PLAIN SHAFT, WITH HOLDING BRAKE; ACCURACY TOLERANCE R VIBRATION SEVERITY GRADE A+R, DEGREE OF PROTECTION IP 64 | 7587 | TEM | 1 | MC | 39.103 | 1
1FT70865SF701CA0 | SIMOTICS S SYNCHRON. MOTOR 1FT7, M0=36NM (100K) NN=3000RPM, PN=9,10KW SEPARATE VENTILATION; FRAME SIZE IMB 5 (IM V1, IM V3) FLANGE 0 POWER CONNECTOR ROTATABLE ABSOLUTE ENCODER 24 BITS + 12 BIT MULTITURN WITH DRIVE-CLIQ INTERFACE (ENCODER AM24DQI) WITH FITTED KEY, ACCURACY TOLERANCE N, W/O HOLDING BRAKE VIBRATION SEVERITY GRADE A, DEGREE OF PROTECTION IP 64 | 7143 | TEM | 1 | MC | 36.104 | 1
1FT70865SF701CB0 | SIMOTICS S SYNCHRON. MOTOR 1FT7, M0=36NM (100K) NN=3000RPM, PN=9,10KW SEPARATE VENTILATION; FRAME SIZE IMB 5 (IM V1, IM V3) FLANGE 0 POWER CONNECTOR ROTATABLE ABSOLUTE ENCODER 24 BITS + 12 BIT MULTITURN WITH DRIVE-CLIQ INTERFACE (ENCODER AM24DQI) SHAFT WITH FITTED KEY; WITH HOLDING BRAKE; ACC. TOLERANCE N VIBRATION SEVERITY GRADE A, DEGREE OF PROTECTION IP 64 | 8041 | TEM | 1 | MC | 39.203 | 1
1FT70865SF701CB1 | SIMOTICS S SYNCHRON. MOTOR 1FT7, M0=36NM (100K) NN=3000RPM, PN=9,10KW SEPARATE VENTILATION; FRAME SIZE IMB 5 (IM V1, IM V3) FLANGE 0 POWER CONNECTOR ROTATABLE ABSOLUTE ENCODER 24 BITS + 12 BIT MULTITURN WITH DRIVE-CLIQ INTERFACE (ENCODER AM24DQI) SHAFT WITH FITTED KEY; WITH HOLDING BRAKE; ACC. TOLERANCE N VIBRATION SEVERITY GRADE A, DEGREE OF PROTECTION IP 65 | 8137 | TEM | 1 | MC | 39.203 | 1
1FT70865SF701CG0 | SIMOTICS S SYNCHRON. MOTOR 1FT7, M0=36NM (100K) NN=3000RPM, PN=9,10KW SEPARATE VENTILATION; FRAME SIZE IMB 5 (IM V1, IM V3) FLANGE 0 POWER CONNECTOR ROTATABLE ABSOLUTE ENCODER 24 BITS + 12 BIT MULTITURN WITH DRIVE-CLIQ INTERFACE (ENCODER AM24DQI) PLAIN SHAFT, W/O HOLDING BRAKE; ACC. TOLERANCE N VIBRATION SEVERITY GRADE A, DEGREE OF PROTECTION IP 64 | 7143 | TEM | 1 | MC | 36.104 | 1
1FT70865SF701CH0 | SIMOTICS S SYNCHRON. MOTOR 1FT7, M0=36NM (100K) NN=3000RPM, PN=9,10KW SEPARATE VENTILATION; FRAME SIZE IMB 5 (IM V1, IM V3) FLANGE 0 POWER CONNECTOR ROTATABLE ABSOLUTE ENCODER 24 BITS + 12 BIT MULTITURN WITH DRIVE-CLIQ INTERFACE (ENCODER AM24DQI) PLAIN SHAFT, WITH HOLDING BRAKE; ACCURACY TOLERANCE N VIBRATION SEVERITY GRADE A, DEGREE OF PROTECTION IP 64 | 8041 | TEM | 1 | MC | 39.203 | 1
1FT70865SF701CH1 | SIMOTICS S SYNCHRON. MOTOR 1FT7, M0=36NM (100K) NN=3000RPM, PN=9,10KW SEPARATE VENTILATION; FRAME SIZE IMB 5 (IM V1, IM V3) FLANGE 0 POWER CONNECTOR ROTATABLE ABSOLUTE ENCODER 24 BITS + 12 BIT MULTITURN WITH DRIVE-CLIQ INTERFACE (ENCODER AM24DQI) PLAIN SHAFT, WITH HOLDING BRAKE; ACCURACY TOLERANCE N VIBRATION SEVERITY GRADE A, DEGREE OF PROTECTION IP 65 | 8137 | TEM | 1 | MC | 39.203 | 1
1FT70865SF701CL3 | SIMOTICS S SYNCHRON. MOTOR 1FT7, M0=36NM (100K) NN=3000RPM, PN=9,10KW SEPARATE VENTILATION; FRAME SIZE IMB 5 (IM V1, IM V3) FLANGE 0 POWER CONNECTOR ROTATABLE ABSOLUTE ENCODER 24 BITS + 12 BIT MULTITURN WITH DRIVE-CLIQ INTERFACE (ENCODER AM24DQI) PLAIN SHAFT, WITH HOLDING BRAKE; ACCURACY TOLERANCE R VIBRATION SEVERITY GRADE A+R, DEGREE OF PROTECTION IP 64 | 8352 | TEM | 1 | MC | 39.203 | 1
1FT70865SF701MA3 | SIMOTICS S SYNCHRON. MOTOR 1FT7, M0=36NM (100K) NN=3000RPM, PN=9,10KW SEPARATE VENTILATION; FRAME SIZE IMB 5 (IM V1, IM V3) FLANGE (COMPACT) WITH KTY TEMPERATURE SENSOR POWER CONNECTOR ROTATABLE ABSOLUTE ENCODER ENDAT 2048 S/R (ENCODER A-2048) CONNECTOR ROTATABLE WITH FITTED KEY, ACCURACY TOLERANCE N, W/O HOLDING BRAKE VIBRATION SEVERITY GRADE A+R, DEGREE OF PROTECTION IP 64 | 6946 | TEM | 1 | MC | 36.004 | 1
1FT70865SF701MG4 | SIMOTICS S SYNCHRON. MOTOR 1FT7, M0=36NM (100K) NN=3000RPM, PN=9,10KW SEPARATE VENTILATION; FRAME SIZE IMB 5 (IM V1, IM V3) FLANGE (COMPACT) WITH KTY TEMPERATURE SENSOR POWER CONNECTOR ROTATABLE ABSOLUTE ENCODER ENDAT 2048 S/R (ENCODER A-2048) CONNECTOR ROTATABLE PLAIN SHAFT, W/O HOLDING BRAKE; ACC. TOLERANCE N VIBRATION SEVERITY GRADE A+R, DEGREE OF PROTECTION IP 65 | 7043 | TEM | 1 | MC | 36.004 | 1
1FT70865SF701NA3 | SIMOTICS S SYNCHRON. MOTOR 1FT7, M0=36NM (100K) NN=3000RPM, PN=9,10KW SEPARATE VENTILATION; FRAME SIZE IMB 5 (IM V1, IM V3) FLANGE (COMPACT) WITH KTY TEMPERATURE SENSOR POWER CONNECTOR ROTATABLE INCREM. ENCODER SIN/COS 1VSS 2048 S/R (ENCODER I-2048) CONNECTOR ROTATABLE WITH FITTED KEY, ACCURACY TOLERANCE N, W/O HOLDING BRAKE VIBRATION SEVERITY GRADE A+R, DEGREE OF PROTECTION IP 64 | 6192 | TEM | 1 | MC | 36.004 | 1
1FT70865SF701NG0 | SIMOTICS S SYNCHRON. MOTOR 1FT7, M0=36NM (100K) NN=3000RPM, PN=9,10KW SEPARATE VENTILATION; FRAME SIZE IMB 5 (IM V1, IM V3) FLANGE (COMPACT) WITH KTY TEMPERATURE SENSOR POWER CONNECTOR ROTATABLE INCREM. ENCODER SIN/COS 1VSS 2048 S/R (ENCODER I-2048) CONNECTOR ROTATABLE PLAIN SHAFT, W/O HOLDING BRAKE; ACC. TOLERANCE N VIBRATION SEVERITY GRADE A, DEGREE OF PROTECTION IP 64 | 6037 | TEM | 1 | MC | 36.004 | 1
1FT70865SF711BA0 | SIMOTICS S SYNCHRON. MOTOR 1FT7, M0=36NM (100K) NN=3000RPM, PN=9,10KW SEPARATE VENTILATION; FRAME SIZE IMB 5 (IM V1, IM V3) FLANGE 1 (1FT6 COMPATIBLE) POWER CONNECTOR ROTATABLE ABSOLUTE VALUE ENCODER SINGLETURN 24 BIT WITH DRIVE-CLIQ INTERFACE (ENCODER AS24DQI) WITH FITTED KEY, ACCURACY TOLERANCE N, W/O HOLDING BRAKE VIBRATION SEVERITY GRADE A, DEGREE OF PROTECTION IP 64 | 6378 | TEM | 1 | MC | 36.004 | 1
1FT70865SF711BA1 | SIMOTICS S SYNCHRON. MOTOR 1FT7, M0=36NM (100K) NN=3000RPM, PN=9,10KW SEPARATE VENTILATION; FRAME SIZE IMB 5 (IM V1, IM V3) FLANGE 1 (1FT6 COMPATIBLE) POWER CONNECTOR ROTATABLE ABSOLUTE VALUE ENCODER SINGLETURN 24 BIT WITH DRIVE-CLIQ INTERFACE (ENCODER AS24DQI) WITH FITTED KEY, ACCURACY TOLERANCE N, W/O HOLDING BRAKE VIBRATION SEVERITY GRADE A, DEGREE OF PROTECTION IP 65 | 6474 | TEM | 1 | MC | 36.004 | 1
1FT70865SF711BB4 | SIMOTICS S SYNCHRON. MOTOR 1FT7, M0=36NM (100K) NN=3000RPM, PN=9,10KW SEPARATE VENTILATION; FRAME SIZE IMB 5 (IM V1, IM V3) FLANGE 1 (1FT6 COMPATIBLE) POWER CONNECTOR ROTATABLE ABSOLUTE VALUE ENCODER SINGLETURN 24 BIT WITH DRIVE-CLIQ INTERFACE (ENCODER AS24DQI) SHAFT WITH FITTED KEY; WITH HOLDING BRAKE; ACC. TOLERANCE N VIBRATION SEVERITY GRADE A+R, DEGREE OF PROTECTION IP 65 | 7528 | TEM | 1 | MC | 39.103 | 1
1FT70865SF711BD1 | SIMOTICS S SYNCHRON. MOTOR 1FT7, M0=36NM (100K) NN=3000RPM, PN=9,10KW SEPARATE VENTILATION; FRAME SIZE IMB 5 (IM V1, IM V3) FLANGE 1 (1FT6 COMPATIBLE) POWER CONNECTOR ROTATABLE ABSOLUTE VALUE ENCODER SINGLETURN 24 BIT WITH DRIVE-CLIQ INTERFACE (ENCODER AS24DQI) SHAFT WITH FITTED KEY; W/O HOLDING BRAKE; ACC. TOLERANCE R VIBRATION SEVERITY GRADE A, DEGREE OF PROTECTION IP 65 | 6633 | TEM | 1 | MC | 36.004 | 1
1FT70865SF711BG0 | SIMOTICS S SYNCHRON. MOTOR 1FT7, M0=36NM (100K) NN=3000RPM, PN=9,10KW SEPARATE VENTILATION; FRAME SIZE IMB 5 (IM V1, IM V3) FLANGE 1 (1FT6 COMPATIBLE) POWER CONNECTOR ROTATABLE ABSOLUTE VALUE ENCODER SINGLETURN 24 BIT WITH DRIVE-CLIQ INTERFACE (ENCODER AS24DQI) PLAIN SHAFT, W/O HOLDING BRAKE; ACC. TOLERANCE N VIBRATION SEVERITY GRADE A, DEGREE OF PROTECTION IP 64 | 6378 | TEM | 1 | MC | 36.004 | 1
1FT70865SF711BG1 | SIMOTICS S SYNCHRON. MOTOR 1FT7, M0=36NM (100K) NN=3000RPM, PN=9,10KW SEPARATE VENTILATION; FRAME SIZE IMB 5 (IM V1, IM V3) FLANGE 1 (1FT6 COMPATIBLE) POWER CONNECTOR ROTATABLE ABSOLUTE VALUE ENCODER SINGLETURN 24 BIT WITH DRIVE-CLIQ INTERFACE (ENCODER AS24DQI) PLAIN SHAFT, W/O HOLDING BRAKE; ACC. TOLERANCE N VIBRATION SEVERITY GRADE A, DEGREE OF PROTECTION IP 65 | 6474 | TEM | 1 | MC | 36.004 | 1
1FT70865SF711BH0 | SIMOTICS S SYNCHRON. MOTOR 1FT7, M0=36NM (100K) NN=3000RPM, PN=9,10KW SEPARATE VENTILATION; FRAME SIZE IMB 5 (IM V1, IM V3) FLANGE 1 (1FT6 COMPATIBLE) POWER CONNECTOR ROTATABLE ABSOLUTE VALUE ENCODER SINGLETURN 24 BIT WITH DRIVE-CLIQ INTERFACE (ENCODER AS24DQI) PLAIN SHAFT, WITH HOLDING BRAKE; ACCURACY TOLERANCE N VIBRATION SEVERITY GRADE A, DEGREE OF PROTECTION IP 64 | 7276 | TEM | 1 | MC | 39.103 | 1
1FT70865SF711BH1 | SIMOTICS S SYNCHRON. MOTOR 1FT7, M0=36NM (100K) NN=3000RPM, PN=9,10KW SEPARATE VENTILATION; FRAME SIZE IMB 5 (IM V1, IM V3) FLANGE 1 (1FT6 COMPATIBLE) POWER CONNECTOR ROTATABLE ABSOLUTE VALUE ENCODER SINGLETURN 24 BIT WITH DRIVE-CLIQ INTERFACE (ENCODER AS24DQI) PLAIN SHAFT, WITH HOLDING BRAKE; ACCURACY TOLERANCE N VIBRATION SEVERITY GRADE A, DEGREE OF PROTECTION IP 65 | 7372 | TEM | 1 | MC | 39.103 | 1
1FT70865SF711BK3 | SIMOTICS S SYNCHRON. MOTOR 1FT7, M0=36NM (100K) NN=3000RPM, PN=9,10KW SEPARATE VENTILATION; FRAME SIZE IMB 5 (IM V1, IM V3) FLANGE 1 (1FT6 COMPATIBLE) POWER CONNECTOR ROTATABLE ABSOLUTE VALUE ENCODER SINGLETURN 24 BIT WITH DRIVE-CLIQ INTERFACE (ENCODER AS24DQI) PLAIN SHAFT, W/O HOLDING BRAKE; ACC. TOLERANCE R VIBRATION SEVERITY GRADE A+R, DEGREE OF PROTECTION IP 64 | 6692 | TEM | 1 | MC | 36.004 | 1
1FT70865SF711BL3 | SIMOTICS S SYNCHRON. MOTOR 1FT7, M0=36NM (100K) NN=3000RPM, PN=9,10KW SEPARATE VENTILATION; FRAME SIZE IMB 5 (IM V1, IM V3) FLANGE 1 (1FT6 COMPATIBLE) POWER CONNECTOR ROTATABLE ABSOLUTE VALUE ENCODER SINGLETURN 24 BIT WITH DRIVE-CLIQ INTERFACE (ENCODER AS24DQI) PLAIN SHAFT, WITH HOLDING BRAKE; ACCURACY TOLERANCE R VIBRATION SEVERITY GRADE A+R, DEGREE OF PROTECTION IP 64 | 7587 | TEM | 1 | MC | 39.103 | 1
1FT70865SF711CB0 | SIMOTICS S SYNCHRON. MOTOR 1FT7, M0=36NM (100K) NN=3000RPM, PN=9,10KW SEPARATE VENTILATION; FRAME SIZE IMB 5 (IM V1, IM V3) FLANGE 1 (1FT6 COMPATIBLE) POWER CONNECTOR ROTATABLE ABSOLUTE ENCODER 24 BITS + 12 BIT MULTITURN WITH DRIVE-CLIQ INTERFACE (ENCODER AM24DQI) SHAFT WITH FITTED KEY; WITH HOLDING BRAKE; ACC. TOLERANCE N VIBRATION SEVERITY GRADE A, DEGREE OF PROTECTION IP 64 | 8041 | TEM | 1 | MC | 39.203 | 1
1FT70865SF711CD0 | SIMOTICS S SYNCHRON. MOTOR 1FT7, M0=36NM (100K) NN=3000RPM, PN=9,10KW SEPARATE VENTILATION; FRAME SIZE IMB 5 (IM V1, IM V3) FLANGE 1 (1FT6 COMPATIBLE) POWER CONNECTOR ROTATABLE ABSOLUTE ENCODER 24 BITS + 12 BIT MULTITURN WITH DRIVE-CLIQ INTERFACE (ENCODER AM24DQI) SHAFT WITH FITTED KEY; W/O HOLDING BRAKE; ACC. TOLERANCE R VIBRATION SEVERITY GRADE A, DEGREE OF PROTECTION IP 64 | 7302 | TEM | 1 | MC | 36.104 | 1
1FT70865SF711CG0 | SIMOTICS S SYNCHRON. MOTOR 1FT7, M0=36NM (100K) NN=3000RPM, PN=9,10KW SEPARATE VENTILATION; FRAME SIZE IMB 5 (IM V1, IM V3) FLANGE 1 (1FT6 COMPATIBLE) POWER CONNECTOR ROTATABLE ABSOLUTE ENCODER 24 BITS + 12 BIT MULTITURN WITH DRIVE-CLIQ INTERFACE (ENCODER AM24DQI) PLAIN SHAFT, W/O HOLDING BRAKE; ACC. TOLERANCE N VIBRATION SEVERITY GRADE A, DEGREE OF PROTECTION IP 64 | 7143 | TEM | 1 | MC | 36.104 | 1
1FT70865SF711CG1 | SIMOTICS S SYNCHRON. MOTOR 1FT7, M0=36NM (100K) NN=3000RPM, PN=9,10KW SEPARATE VENTILATION; FRAME SIZE IMB 5 (IM V1, IM V3) FLANGE 1 (1FT6 COMPATIBLE) POWER CONNECTOR ROTATABLE ABSOLUTE ENCODER 24 BITS + 12 BIT MULTITURN WITH DRIVE-CLIQ INTERFACE (ENCODER AM24DQI) PLAIN SHAFT, W/O HOLDING BRAKE; ACC. TOLERANCE N VIBRATION SEVERITY GRADE A, DEGREE OF PROTECTION IP 65 | 7239 | TEM | 1 | MC | 36.104 | 1
1FT70865SF711CH0 | SIMOTICS S SYNCHRON. MOTOR 1FT7, M0=36NM (100K) NN=3000RPM, PN=9,10KW SEPARATE VENTILATION; FRAME SIZE IMB 5 (IM V1, IM V3) FLANGE 1 (1FT6 COMPATIBLE) POWER CONNECTOR ROTATABLE ABSOLUTE ENCODER 24 BITS + 12 BIT MULTITURN WITH DRIVE-CLIQ INTERFACE (ENCODER AM24DQI) PLAIN SHAFT, WITH HOLDING BRAKE; ACCURACY TOLERANCE N VIBRATION SEVERITY GRADE A, DEGREE OF PROTECTION IP 64 | 8041 | TEM | 1 | MC | 39.203 | 1
1FT70865SF711CH1 | SIMOTICS S SYNCHRON. MOTOR 1FT7, M0=36NM (100K) NN=3000RPM, PN=9,10KW SEPARATE VENTILATION; FRAME SIZE IMB 5 (IM V1, IM V3) FLANGE 1 (1FT6 COMPATIBLE) POWER CONNECTOR ROTATABLE ABSOLUTE ENCODER 24 BITS + 12 BIT MULTITURN WITH DRIVE-CLIQ INTERFACE (ENCODER AM24DQI) PLAIN SHAFT, WITH HOLDING BRAKE; ACCURACY TOLERANCE N VIBRATION SEVERITY GRADE A, DEGREE OF PROTECTION IP 65 | 8137 | TEM | 1 | MC | 39.203 | 1
1FT70865SF711CH4 | SIMOTICS S SYNCHRON. MOTOR 1FT7, M0=36NM (100K) NN=3000RPM, PN=9,10KW SEPARATE VENTILATION; FRAME SIZE IMB 5 (IM V1, IM V3) FLANGE 1 (1FT6 COMPATIBLE) POWER CONNECTOR ROTATABLE ABSOLUTE ENCODER 24 BITS + 12 BIT MULTITURN WITH DRIVE-CLIQ INTERFACE (ENCODER AM24DQI) PLAIN SHAFT, WITH HOLDING BRAKE; ACCURACY TOLERANCE N VIBRATION SEVERITY GRADE A+R, DEGREE OF PROTECTION IP 65 | 8293 | TEM | 1 | MC | 39.203 | 1
1FT70865SF711MA0 | SIMOTICS S SYNCHRON. MOTOR 1FT7, M0=36NM (100K) NN=3000RPM, PN=9,10KW SEPARATE VENTILATION; FRAME SIZE IMB 5 (1FT6 COMPATIBLE) WITH KTY TEMPERATURE SENSOR POWER CONNECTOR ROTATABLE ABSOLUTE ENCODER ENDAT 2048 S/R (ENCODER A-2048) CONNECTOR ROTATABLE WITH FITTED KEY, ACCURACY TOLERANCE N, W/O HOLDING BRAKE VIBRATION SEVERITY GRADE A, DEGREE OF PROTECTION IP 64 | 6791 | TEM | 1 | MC | 36.004 | 1
1FT70865SF711MA1 | SIMOTICS S SYNCHRON. MOTOR 1FT7, M0=36NM (100K) NN=3000RPM, PN=9,10KW SEPARATE VENTILATION; FRAME SIZE IMB 5 (1FT6 COMPATIBLE) WITH KTY TEMPERATURE SENSOR POWER CONNECTOR ROTATABLE ABSOLUTE ENCODER ENDAT 2048 S/R (ENCODER A-2048) CONNECTOR ROTATABLE WITH FITTED KEY, ACCURACY TOLERANCE N, W/O HOLDING BRAKE VIBRATION SEVERITY GRADE A, DEGREE OF PROTECTION IP 65 | 6887 | TEM | 1 | MC | 36.004 | 1
1FT70865SF711MG3 | SIMOTICS S SYNCHRON. MOTOR 1FT7, M0=36NM (100K) NN=3000RPM, PN=9,10KW SEPARATE VENTILATION; FRAME SIZE IMB 5 (1FT6 COMPATIBLE) WITH KTY TEMPERATURE SENSOR POWER CONNECTOR ROTATABLE ABSOLUTE ENCODER ENDAT 2048 S/R (ENCODER A-2048) CONNECTOR ROTATABLE PLAIN SHAFT, W/O HOLDING BRAKE; ACC. TOLERANCE N VIBRATION SEVERITY GRADE A+R, DEGREE OF PROTECTION IP 64 | 6946 | TEM | 1 | MC | 36.004 | 1
1FT70865SF711MH0 | SIMOTICS S SYNCHRON. MOTOR 1FT7, M0=36NM (100K) NN=3000RPM, PN=9,10KW SEPARATE VENTILATION; FRAME SIZE IMB 5 (1FT6 COMPATIBLE) WITH KTY TEMPERATURE SENSOR POWER CONNECTOR ROTATABLE ABSOLUTE ENCODER ENDAT 2048 S/R (ENCODER A-2048) CONNECTOR ROTATABLE PLAIN SHAFT, WITH HOLDING BRAKE; ACCURACY TOLERANCE N VIBRATION SEVERITY GRADE A, DEGREE OF PROTECTION IP 64 | 7689 | TEM | 1 | MC | 39.103 | 1
1FT70865SF711MK3 | SIMOTICS S SYNCHRON. MOTOR 1FT7, M0=36NM (100K) NN=3000RPM, PN=9,10KW SEPARATE VENTILATION; FRAME SIZE IMB 5 (1FT6 COMPATIBLE) WITH KTY TEMPERATURE SENSOR POWER CONNECTOR ROTATABLE ABSOLUTE ENCODER ENDAT 2048 S/R (ENCODER A-2048) CONNECTOR ROTATABLE PLAIN SHAFT, W/O HOLDING BRAKE; ACC. TOLERANCE R VIBRATION SEVERITY GRADE A+R, DEGREE OF PROTECTION IP 64 | 7105 | TEM | 1 | MC | 36.004 | 1
1FT70865SF711ML0 | SIMOTICS S SYNCHRON. MOTOR 1FT7, M0=36NM (100K) NN=3000RPM, PN=9,10KW SEPARATE VENTILATION; FRAME SIZE IMB 5 (1FT6 COMPATIBLE) WITH KTY TEMPERATURE SENSOR POWER CONNECTOR ROTATABLE ABSOLUTE ENCODER ENDAT 2048 S/R (ENCODER A-2048) CONNECTOR ROTATABLE PLAIN SHAFT, WITH HOLDING BRAKE; ACCURACY TOLERANCE R VIBRATION SEVERITY GRADE A, DEGREE OF PROTECTION IP 64 | 7846 | TEM | 1 | MC | 39.103 | 1
1FT70865SF711ML4 | SIMOTICS S SYNCHRON. MOTOR 1FT7, M0=36NM (100K) NN=3000RPM, PN=9,10KW SEPARATE VENTILATION; FRAME SIZE IMB 5 (1FT6 COMPATIBLE) WITH KTY TEMPERATURE SENSOR POWER CONNECTOR ROTATABLE ABSOLUTE ENCODER ENDAT 2048 S/R (ENCODER A-2048) CONNECTOR ROTATABLE PLAIN SHAFT, WITH HOLDING BRAKE; ACCURACY TOLERANCE R VIBRATION SEVERITY GRADE A+R, DEGREE OF PROTECTION IP 65 | 8098 | TEM | 1 | MC | 39.103 | 1
1FT70865SF711NA0 | SIMOTICS S SYNCHRON. MOTOR 1FT7, M0=36NM (100K) NN=3000RPM, PN=9,10KW SEPARATE VENTILATION; FRAME SIZE IMB 5 (1FT6 COMPATIBLE) WITH KTY TEMPERATURE SENSOR POWER CONNECTOR ROTATABLE INCREM. ENCODER SIN/COS 1VSS 2048 S/R (ENCODER I-2048) CONNECTOR ROTATABLE WITH FITTED KEY, ACCURACY TOLERANCE N, W/O HOLDING BRAKE VIBRATION SEVERITY GRADE A, DEGREE OF PROTECTION IP 64 | 6037 | TEM | 1 | MC | 36.004 | 1
1FT70865SF711NA1 | SIMOTICS S SYNCHRON. MOTOR 1FT7, M0=36NM (100K) NN=3000RPM, PN=9,10KW SEPARATE VENTILATION; FRAME SIZE IMB 5 (1FT6 COMPATIBLE) WITH KTY TEMPERATURE SENSOR POWER CONNECTOR ROTATABLE INCREM. ENCODER SIN/COS 1VSS 2048 S/R (ENCODER I-2048) CONNECTOR ROTATABLE WITH FITTED KEY, ACCURACY TOLERANCE N, W/O HOLDING BRAKE VIBRATION SEVERITY GRADE A, DEGREE OF PROTECTION IP 65 | 6133 | TEM | 1 | MC | 36.004 | 1
1FT70865SF711NB4 | SIMOTICS S SYNCHRON. MOTOR 1FT7, M0=36NM (100K) NN=3000RPM, PN=9,10KW SEPARATE VENTILATION; FRAME SIZE IMB 5 (1FT6 COMPATIBLE) WITH KTY TEMPERATURE SENSOR POWER CONNECTOR ROTATABLE INCREM. ENCODER SIN/COS 1VSS 2048 S/R (ENCODER I-2048) CONNECTOR ROTATABLE SHAFT WITH FITTED KEY; WITH HOLDING BRAKE; ACC. TOLERANCE N VIBRATION SEVERITY GRADE A+R, DEGREE OF PROTECTION IP 65 | 7187 | TEM | 1 | MC | 39.103 | 1
1FT70865SF711NG0 | SIMOTICS S SYNCHRON. MOTOR 1FT7, M0=36NM (100K) NN=3000RPM, PN=9,10KW SEPARATE VENTILATION; FRAME SIZE IMB 5 (1FT6 COMPATIBLE) WITH KTY TEMPERATURE SENSOR POWER CONNECTOR ROTATABLE INCREM. ENCODER SIN/COS 1VSS 2048 S/R (ENCODER I-2048) CONNECTOR ROTATABLE PLAIN SHAFT, W/O HOLDING BRAKE; ACC. TOLERANCE N VIBRATION SEVERITY GRADE A, DEGREE OF PROTECTION IP 64 | 6037 | TEM | 1 | MC | 36.004 | 1
1FT70865SF711NG1 | SIMOTICS S SYNCHRON. MOTOR 1FT7, M0=36NM (100K) NN=3000RPM, PN=9,10KW SEPARATE VENTILATION; FRAME SIZE IMB 5 (1FT6 COMPATIBLE) WITH KTY TEMPERATURE SENSOR POWER CONNECTOR ROTATABLE INCREM. ENCODER SIN/COS 1VSS 2048 S/R (ENCODER I-2048) CONNECTOR ROTATABLE PLAIN SHAFT, W/O HOLDING BRAKE; ACC. TOLERANCE N VIBRATION SEVERITY GRADE A, DEGREE OF PROTECTION IP 65 | 6133 | TEM | 1 | MC | 36.004 | 1
1FT70865SF711NG3 | SIMOTICS S SYNCHRON. MOTOR 1FT7, M0=36NM (100K) NN=3000RPM, PN=9,10KW SEPARATE VENTILATION; FRAME SIZE IMB 5 (1FT6 COMPATIBLE) WITH KTY TEMPERATURE SENSOR POWER CONNECTOR ROTATABLE INCREM. ENCODER SIN/COS 1VSS 2048 S/R (ENCODER I-2048) CONNECTOR ROTATABLE PLAIN SHAFT, W/O HOLDING BRAKE; ACC. TOLERANCE N VIBRATION SEVERITY GRADE A+R, DEGREE OF PROTECTION IP 64 | 6192 | TEM | 1 | MC | 36.004 | 1
1FT70865SF711NH0 | SIMOTICS S SYNCHRON. MOTOR 1FT7, M0=36NM (100K) NN=3000RPM, PN=9,10KW SEPARATE VENTILATION; FRAME SIZE IMB 5 (1FT6 COMPATIBLE) WITH KTY TEMPERATURE SENSOR POWER CONNECTOR ROTATABLE INCREM. ENCODER SIN/COS 1VSS 2048 S/R (ENCODER I-2048) CONNECTOR ROTATABLE PLAIN SHAFT, WITH HOLDING BRAKE; ACCURACY TOLERANCE N VIBRATION SEVERITY GRADE A, DEGREE OF PROTECTION IP 64 | 6935 | TEM | 1 | MC | 39.103 | 1
1FT70865SF711NH1 | SIMOTICS S SYNCHRON. MOTOR 1FT7, M0=36NM (100K) NN=3000RPM, PN=9,10KW SEPARATE VENTILATION; FRAME SIZE IMB 5 (1FT6 COMPATIBLE) WITH KTY TEMPERATURE SENSOR POWER CONNECTOR ROTATABLE INCREM. ENCODER SIN/COS 1VSS 2048 S/R (ENCODER I-2048) CONNECTOR ROTATABLE PLAIN SHAFT, WITH HOLDING BRAKE; ACCURACY TOLERANCE N VIBRATION SEVERITY GRADE A, DEGREE OF PROTECTION IP 65 | 7031 | TEM | 1 | MC | 39.103 | 1
1FT70865SH701BH1 | SIMOTICS S SYNCHRON. MOTOR 1FT7, M0=36NM (100K) NN=4500RPM, PN=11,80KW SEPARATE VENTILATION; FRAME SIZE IMB 5 (IM V1, IM V3) FLANGE 0 POWER CONNECTOR ROTATABLE ABSOLUTE VALUE ENCODER SINGLETURN 24 BIT WITH DRIVE-CLIQ INTERFACE (ENCODER AS24DQI) PLAIN SHAFT, WITH HOLDING BRAKE; ACCURACY TOLERANCE N VIBRATION SEVERITY GRADE A, DEGREE OF PROTECTION IP 65 | 7372 | TEM | 1 | MC | 39.103 | 1
1FT70865SH701CA0 | SIMOTICS S SYNCHRON. MOTOR 1FT7, M0=36NM (100K) NN=4500RPM, PN=11,80KW SEPARATE VENTILATION; FRAME SIZE IMB 5 (IM V1, IM V3) FLANGE 0 POWER CONNECTOR ROTATABLE ABSOLUTE ENCODER 24 BITS + 12 BIT MULTITURN WITH DRIVE-CLIQ INTERFACE (ENCODER AM24DQI) WITH FITTED KEY, ACCURACY TOLERANCE N, W/O HOLDING BRAKE VIBRATION SEVERITY GRADE A, DEGREE OF PROTECTION IP 64 | 7143 | TEM | 1 | MC | 36.104 | 1
1FT70865SH701CB0 | SIMOTICS S SYNCHRON. MOTOR 1FT7, M0=36NM (100K) NN=4500RPM, PN=11,80KW SEPARATE VENTILATION; FRAME SIZE IMB 5 (IM V1, IM V3) FLANGE 0 POWER CONNECTOR ROTATABLE ABSOLUTE ENCODER 24 BITS + 12 BIT MULTITURN WITH DRIVE-CLIQ INTERFACE (ENCODER AM24DQI) SHAFT WITH FITTED KEY; WITH HOLDING BRAKE; ACC. TOLERANCE N VIBRATION SEVERITY GRADE A, DEGREE OF PROTECTION IP 64 | 8041 | TEM | 1 | MC | 39.203 | 1
1FT70865SH701CB1 | SIMOTICS S SYNCHRON. MOTOR 1FT7, M0=36NM (100K) NN=4500RPM, PN=11,80KW SEPARATE VENTILATION; FRAME SIZE IMB 5 (IM V1, IM V3) FLANGE 0 POWER CONNECTOR ROTATABLE ABSOLUTE ENCODER 24 BITS + 12 BIT MULTITURN WITH DRIVE-CLIQ INTERFACE (ENCODER AM24DQI) SHAFT WITH FITTED KEY; WITH HOLDING BRAKE; ACC. TOLERANCE N VIBRATION SEVERITY GRADE A, DEGREE OF PROTECTION IP 65 | 8137 | TEM | 1 | MC | 39.203 | 1
1FT70865SH701CG1 | SIMOTICS S SYNCHRON. MOTOR 1FT7, M0=36NM (100K) NN=4500RPM, PN=11,80KW SEPARATE VENTILATION; FRAME SIZE IMB 5 (IM V1, IM V3) FLANGE 0 POWER CONNECTOR ROTATABLE ABSOLUTE ENCODER 24 BITS + 12 BIT MULTITURN WITH DRIVE-CLIQ INTERFACE (ENCODER AM24DQI) PLAIN SHAFT, W/O HOLDING BRAKE; ACC. TOLERANCE N VIBRATION SEVERITY GRADE A, DEGREE OF PROTECTION IP 65 | 7239 | TEM | 1 | MC | 36.104 | 1
1FT70865SH701CH0 | SIMOTICS S SYNCHRON. MOTOR 1FT7, M0=36NM (100K) NN=4500RPM, PN=11,80KW SEPARATE VENTILATION; FRAME SIZE IMB 5 (IM V1, IM V3) FLANGE 0 POWER CONNECTOR ROTATABLE ABSOLUTE ENCODER 24 BITS + 12 BIT MULTITURN WITH DRIVE-CLIQ INTERFACE (ENCODER AM24DQI) PLAIN SHAFT, WITH HOLDING BRAKE; ACCURACY TOLERANCE N VIBRATION SEVERITY GRADE A, DEGREE OF PROTECTION IP 64 | 8041 | TEM | 1 | MC | 39.203 | 1
1FT70865SH701CK3 | SIMOTICS S SYNCHRON. MOTOR 1FT7, M0=36NM (100K) NN=4500RPM, PN=11,80KW SEPARATE VENTILATION; FRAME SIZE IMB 5 (IM V1, IM V3) FLANGE 0 POWER CONNECTOR ROTATABLE ABSOLUTE ENCODER 24 BITS + 12 BIT MULTITURN WITH DRIVE-CLIQ INTERFACE (ENCODER AM24DQI) PLAIN SHAFT, W/O HOLDING BRAKE; ACC. TOLERANCE R VIBRATION SEVERITY GRADE A+R, DEGREE OF PROTECTION IP 64 | 7457 | TEM | 1 | MC | 36.104 | 1
1FT70865SH701MH3 | SIMOTICS S SYNCHRON. MOTOR 1FT7, M0=36NM (100K) NN=4500RPM, PN=11,80KW SEPARATE VENTILATION; FRAME SIZE IMB 5 (IM V1, IM V3) FLANGE (COMPACT) WITH KTY TEMPERATURE SENSOR POWER CONNECTOR ROTATABLE ABSOLUTE ENCODER ENDAT 2048 S/R (ENCODER A-2048) CONNECTOR ROTATABLE PLAIN SHAFT, WITH HOLDING BRAKE; ACCURACY TOLERANCE N VIBRATION SEVERITY GRADE A+R, DEGREE OF PROTECTION IP 64 | 7844 | TEM | 1 | MC | 39.103 | 1
1FT70865SH701NA0 | SIMOTICS S SYNCHRON. MOTOR 1FT7, M0=36NM (100K) NN=4500RPM, PN=11,80KW SEPARATE VENTILATION; FRAME SIZE IMB 5 (IM V1, IM V3) FLANGE (COMPACT) WITH KTY TEMPERATURE SENSOR POWER CONNECTOR ROTATABLE INCREM. ENCODER SIN/COS 1VSS 2048 S/R (ENCODER I-2048) CONNECTOR ROTATABLE WITH FITTED KEY, ACCURACY TOLERANCE N, W/O HOLDING BRAKE VIBRATION SEVERITY GRADE A, DEGREE OF PROTECTION IP 64 | 6037 | TEM | 1 | MC | 36.004 | 1
1FT70865SH701NG0 | SIMOTICS S SYNCHRON. MOTOR 1FT7, M0=36NM (100K) NN=4500RPM, PN=11,80KW SEPARATE VENTILATION; FRAME SIZE IMB 5 (IM V1, IM V3) FLANGE (COMPACT) WITH KTY TEMPERATURE SENSOR POWER CONNECTOR ROTATABLE INCREM. ENCODER SIN/COS 1VSS 2048 S/R (ENCODER I-2048) CONNECTOR ROTATABLE PLAIN SHAFT, W/O HOLDING BRAKE; ACC. TOLERANCE N VIBRATION SEVERITY GRADE A, DEGREE OF PROTECTION IP 64 | 6037 | TEM | 1 | MC | 36.004 | 1
1FT70865SH701NL3 | SIMOTICS S SYNCHRON. MOTOR 1FT7, M0=36NM (100K) NN=4500RPM, PN=11,80KW SEPARATE VENTILATION; FRAME SIZE IMB 5 (IM V1, IM V3) FLANGE (COMPACT) WITH KTY TEMPERATURE SENSOR POWER CONNECTOR ROTATABLE INCREM. ENCODER SIN/COS 1VSS 2048 S/R (ENCODER I-2048) CONNECTOR ROTATABLE PLAIN SHAFT, WITH HOLDING BRAKE; ACCURACY TOLERANCE R VIBRATION SEVERITY GRADE A+R, DEGREE OF PROTECTION IP 64 | 7247 | TEM | 1 | MC | 39.103 | 1
1FT70865SH711BA0 | SIMOTICS S SYNCHRON. MOTOR 1FT7, M0=36NM (100K) NN=4500RPM, PN=11,80KW SEPARATE VENTILATION; FRAME SIZE IMB 5 (IM V1, IM V3) FLANGE 1 (1FT6 COMPATIBLE) POWER CONNECTOR ROTATABLE ABSOLUTE VALUE ENCODER SINGLETURN 24 BIT WITH DRIVE-CLIQ INTERFACE (ENCODER AS24DQI) WITH FITTED KEY, ACCURACY TOLERANCE N, W/O HOLDING BRAKE VIBRATION SEVERITY GRADE A, DEGREE OF PROTECTION IP 64 | 6378 | TEM | 1 | MC | 36.004 | 1
1FT70865SH711BA1 | SIMOTICS S SYNCHRON. MOTOR 1FT7, M0=36NM (100K) NN=4500RPM, PN=11,80KW SEPARATE VENTILATION; FRAME SIZE IMB 5 (IM V1, IM V3) FLANGE 1 (1FT6 COMPATIBLE) POWER CONNECTOR ROTATABLE ABSOLUTE VALUE ENCODER SINGLETURN 24 BIT WITH DRIVE-CLIQ INTERFACE (ENCODER AS24DQI) WITH FITTED KEY, ACCURACY TOLERANCE N, W/O HOLDING BRAKE VIBRATION SEVERITY GRADE A, DEGREE OF PROTECTION IP 65 | 6474 | TEM | 1 | MC | 36.004 | 1
1FT70865SH711BA3 | SIMOTICS S SYNCHRON. MOTOR 1FT7, M0=36NM (100K) NN=4500RPM, PN=11,80KW SEPARATE VENTILATION; FRAME SIZE IMB 5 (IM V1, IM V3) FLANGE 1 (1FT6 COMPATIBLE) POWER CONNECTOR ROTATABLE ABSOLUTE VALUE ENCODER SINGLETURN 24 BIT WITH DRIVE-CLIQ INTERFACE (ENCODER AS24DQI) WITH FITTED KEY, ACCURACY TOLERANCE N, W/O HOLDING BRAKE VIBRATION SEVERITY GRADE A+R, DEGREE OF PROTECTION IP 64 | 6533 | TEM | 1 | MC | 36.004 | 1
1FT70865SH711BG1 | SIMOTICS S SYNCHRON. MOTOR 1FT7, M0=36NM (100K) NN=4500RPM, PN=11,80KW SEPARATE VENTILATION; FRAME SIZE IMB 5 (IM V1, IM V3) FLANGE 1 (1FT6 COMPATIBLE) POWER CONNECTOR ROTATABLE ABSOLUTE VALUE ENCODER SINGLETURN 24 BIT WITH DRIVE-CLIQ INTERFACE (ENCODER AS24DQI) PLAIN SHAFT, W/O HOLDING BRAKE; ACC. TOLERANCE N VIBRATION SEVERITY GRADE A, DEGREE OF PROTECTION IP 65 | 6474 | TEM | 1 | MC | 36.004 | 1
1FT70865SH711BG3 | SIMOTICS S SYNCHRON. MOTOR 1FT7, M0=36NM (100K) NN=4500RPM, PN=11,80KW SEPARATE VENTILATION; FRAME SIZE IMB 5 (IM V1, IM V3) FLANGE 1 (1FT6 COMPATIBLE) POWER CONNECTOR ROTATABLE ABSOLUTE VALUE ENCODER SINGLETURN 24 BIT WITH DRIVE-CLIQ INTERFACE (ENCODER AS24DQI) PLAIN SHAFT, W/O HOLDING BRAKE; ACC. TOLERANCE N VIBRATION SEVERITY GRADE A+R, DEGREE OF PROTECTION IP 64 | 6533 | TEM | 1 | MC | 36.004 | 1
1FT70865SH711BH0 | SIMOTICS S SYNCHRON. MOTOR 1FT7, M0=36NM (100K) NN=4500RPM, PN=11,80KW SEPARATE VENTILATION; FRAME SIZE IMB 5 (IM V1, IM V3) FLANGE 1 (1FT6 COMPATIBLE) POWER CONNECTOR ROTATABLE ABSOLUTE VALUE ENCODER SINGLETURN 24 BIT WITH DRIVE-CLIQ INTERFACE (ENCODER AS24DQI) PLAIN SHAFT, WITH HOLDING BRAKE; ACCURACY TOLERANCE N VIBRATION SEVERITY GRADE A, DEGREE OF PROTECTION IP 64 | 7276 | TEM | 1 | MC | 39.103 | 1
1FT70865SH711BH1 | SIMOTICS S SYNCHRON. MOTOR 1FT7, M0=36NM (100K) NN=4500RPM, PN=11,80KW SEPARATE VENTILATION; FRAME SIZE IMB 5 (IM V1, IM V3) FLANGE 1 (1FT6 COMPATIBLE) POWER CONNECTOR ROTATABLE ABSOLUTE VALUE ENCODER SINGLETURN 24 BIT WITH DRIVE-CLIQ INTERFACE (ENCODER AS24DQI) PLAIN SHAFT, WITH HOLDING BRAKE; ACCURACY TOLERANCE N VIBRATION SEVERITY GRADE A, DEGREE OF PROTECTION IP 65 | 7372 | TEM | 1 | MC | 39.103 | 1
1FT70865SH711CA1 | SIMOTICS S SYNCHRON. MOTOR 1FT7, M0=36NM (100K) NN=4500RPM, PN=11,80KW SEPARATE VENTILATION; FRAME SIZE IMB 5 (IM V1, IM V3) FLANGE 1 (1FT6 COMPATIBLE) POWER CONNECTOR ROTATABLE ABSOLUTE ENCODER 24 BITS + 12 BIT MULTITURN WITH DRIVE-CLIQ INTERFACE (ENCODER AM24DQI) WITH FITTED KEY, ACCURACY TOLERANCE N, W/O HOLDING BRAKE VIBRATION SEVERITY GRADE A, DEGREE OF PROTECTION IP 65 | 7239 | TEM | 1 | MC | 36.104 | 1
1FT70865SH711CB0 | SIMOTICS S SYNCHRON. MOTOR 1FT7, M0=36NM (100K) NN=4500RPM, PN=11,80KW SEPARATE VENTILATION; FRAME SIZE IMB 5 (IM V1, IM V3) FLANGE 1 (1FT6 COMPATIBLE) POWER CONNECTOR ROTATABLE ABSOLUTE ENCODER 24 BITS + 12 BIT MULTITURN WITH DRIVE-CLIQ INTERFACE (ENCODER AM24DQI) SHAFT WITH FITTED KEY; WITH HOLDING BRAKE; ACC. TOLERANCE N VIBRATION SEVERITY GRADE A, DEGREE OF PROTECTION IP 64 | 8041 | TEM | 1 | MC | 39.203 | 1
1FT70865SH711CG0 | SIMOTICS S SYNCHRON. MOTOR 1FT7, M0=36NM (100K) NN=4500RPM, PN=11,80KW SEPARATE VENTILATION; FRAME SIZE IMB 5 (IM V1, IM V3) FLANGE 1 (1FT6 COMPATIBLE) POWER CONNECTOR ROTATABLE ABSOLUTE ENCODER 24 BITS + 12 BIT MULTITURN WITH DRIVE-CLIQ INTERFACE (ENCODER AM24DQI) PLAIN SHAFT, W/O HOLDING BRAKE; ACC. TOLERANCE N VIBRATION SEVERITY GRADE A, DEGREE OF PROTECTION IP 64 | 7143 | TEM | 1 | MC | 36.104 | 1
1FT70865SH711CG1 | SIMOTICS S SYNCHRON. MOTOR 1FT7, M0=36NM (100K) NN=4500RPM, PN=11,80KW SEPARATE VENTILATION; FRAME SIZE IMB 5 (IM V1, IM V3) FLANGE 1 (1FT6 COMPATIBLE) POWER CONNECTOR ROTATABLE ABSOLUTE ENCODER 24 BITS + 12 BIT MULTITURN WITH DRIVE-CLIQ INTERFACE (ENCODER AM24DQI) PLAIN SHAFT, W/O HOLDING BRAKE; ACC. TOLERANCE N VIBRATION SEVERITY GRADE A, DEGREE OF PROTECTION IP 65 | 7239 | TEM | 1 | MC | 36.104 | 1
1FT70865SH711CH0 | SIMOTICS S SYNCHRON. MOTOR 1FT7, M0=36NM (100K) NN=4500RPM, PN=11,80KW SEPARATE VENTILATION; FRAME SIZE IMB 5 (IM V1, IM V3) FLANGE 1 (1FT6 COMPATIBLE) POWER CONNECTOR ROTATABLE ABSOLUTE ENCODER 24 BITS + 12 BIT MULTITURN WITH DRIVE-CLIQ INTERFACE (ENCODER AM24DQI) PLAIN SHAFT, WITH HOLDING BRAKE; ACCURACY TOLERANCE N VIBRATION SEVERITY GRADE A, DEGREE OF PROTECTION IP 64 | 8041 | TEM | 1 | MC | 39.203 | 1
1FT70865SH711CH1 | SIMOTICS S SYNCHRON. MOTOR 1FT7, M0=36NM (100K) NN=4500RPM, PN=11,80KW SEPARATE VENTILATION; FRAME SIZE IMB 5 (IM V1, IM V3) FLANGE 1 (1FT6 COMPATIBLE) POWER CONNECTOR ROTATABLE ABSOLUTE ENCODER 24 BITS + 12 BIT MULTITURN WITH DRIVE-CLIQ INTERFACE (ENCODER AM24DQI) PLAIN SHAFT, WITH HOLDING BRAKE; ACCURACY TOLERANCE N VIBRATION SEVERITY GRADE A, DEGREE OF PROTECTION IP 65 | 8137 | TEM | 1 | MC | 39.203 | 1
1FT70865SH711CK4 | SIMOTICS S SYNCHRON. MOTOR 1FT7, M0=36NM (100K) NN=4500RPM, PN=11,80KW SEPARATE VENTILATION; FRAME SIZE IMB 5 (IM V1, IM V3) FLANGE 1 (1FT6 COMPATIBLE) POWER CONNECTOR ROTATABLE ABSOLUTE ENCODER 24 BITS + 12 BIT MULTITURN WITH DRIVE-CLIQ INTERFACE (ENCODER AM24DQI) PLAIN SHAFT, W/O HOLDING BRAKE; ACC. TOLERANCE R VIBRATION SEVERITY GRADE A+R, DEGREE OF PROTECTION IP 65 | 7554 | TEM | 1 | MC | 36.104 | 1
1FT70865SH711MA0 | SIMOTICS S SYNCHRON. MOTOR 1FT7, M0=36NM (100K) NN=4500RPM, PN=11,80KW SEPARATE VENTILATION; FRAME SIZE IMB 5 (1FT6 COMPATIBLE) WITH KTY TEMPERATURE SENSOR POWER CONNECTOR ROTATABLE ABSOLUTE ENCODER ENDAT 2048 S/R (ENCODER A-2048) CONNECTOR ROTATABLE WITH FITTED KEY, ACCURACY TOLERANCE N, W/O HOLDING BRAKE VIBRATION SEVERITY GRADE A, DEGREE OF PROTECTION IP 64 | 6791 | TEM | 1 | MC | 36.004 | 1
1FT70865SH711MB0 | SIMOTICS S SYNCHRON. MOTOR 1FT7, M0=36NM (100K) NN=4500RPM, PN=11,80KW SEPARATE VENTILATION; FRAME SIZE IMB 5 (1FT6 COMPATIBLE) WITH KTY TEMPERATURE SENSOR POWER CONNECTOR ROTATABLE ABSOLUTE ENCODER ENDAT 2048 S/R (ENCODER A-2048) CONNECTOR ROTATABLE SHAFT WITH FITTED KEY; WITH HOLDING BRAKE; ACC. TOLERANCE N VIBRATION SEVERITY GRADE A, DEGREE OF PROTECTION IP 64 | 7689 | TEM | 1 | MC | 39.103 | 1
1FT70865SH711MG0 | SIMOTICS S SYNCHRON. MOTOR 1FT7, M0=36NM (100K) NN=4500RPM, PN=11,80KW SEPARATE VENTILATION; FRAME SIZE IMB 5 (1FT6 COMPATIBLE) WITH KTY TEMPERATURE SENSOR POWER CONNECTOR ROTATABLE ABSOLUTE ENCODER ENDAT 2048 S/R (ENCODER A-2048) CONNECTOR ROTATABLE PLAIN SHAFT, W/O HOLDING BRAKE; ACC. TOLERANCE N VIBRATION SEVERITY GRADE A, DEGREE OF PROTECTION IP 64 | 6791 | TEM | 1 | MC | 36.004 | 1
1FT70865SH711MG1 | SIMOTICS S SYNCHRON. MOTOR 1FT7, M0=36NM (100K) NN=4500RPM, PN=11,80KW SEPARATE VENTILATION; FRAME SIZE IMB 5 (1FT6 COMPATIBLE) WITH KTY TEMPERATURE SENSOR POWER CONNECTOR ROTATABLE ABSOLUTE ENCODER ENDAT 2048 S/R (ENCODER A-2048) CONNECTOR ROTATABLE PLAIN SHAFT, W/O HOLDING BRAKE; ACC. TOLERANCE N VIBRATION SEVERITY GRADE A, DEGREE OF PROTECTION IP 65 | 6887 | TEM | 1 | MC | 36.004 | 1
1FT70865SH711MH0 | SIMOTICS S SYNCHRON. MOTOR 1FT7, M0=36NM (100K) NN=4500RPM, PN=11,80KW SEPARATE VENTILATION; FRAME SIZE IMB 5 (1FT6 COMPATIBLE) WITH KTY TEMPERATURE SENSOR POWER CONNECTOR ROTATABLE ABSOLUTE ENCODER ENDAT 2048 S/R (ENCODER A-2048) CONNECTOR ROTATABLE PLAIN SHAFT, WITH HOLDING BRAKE; ACCURACY TOLERANCE N VIBRATION SEVERITY GRADE A, DEGREE OF PROTECTION IP 64 | 7689 | TEM | 1 | MC | 39.103 | 1
1FT70865SH711MH1 | SIMOTICS S SYNCHRON. MOTOR 1FT7, M0=36NM (100K) NN=4500RPM, PN=11,80KW SEPARATE VENTILATION; FRAME SIZE IMB 5 (1FT6 COMPATIBLE) WITH KTY TEMPERATURE SENSOR POWER CONNECTOR ROTATABLE ABSOLUTE ENCODER ENDAT 2048 S/R (ENCODER A-2048) CONNECTOR ROTATABLE PLAIN SHAFT, WITH HOLDING BRAKE; ACCURACY TOLERANCE N VIBRATION SEVERITY GRADE A, DEGREE OF PROTECTION IP 65 | 7785 | TEM | 1 | MC | 39.103 | 1
1FT70865SH711ML3 | SIMOTICS S SYNCHRON. MOTOR 1FT7, M0=36NM (100K) NN=4500RPM, PN=11,80KW SEPARATE VENTILATION; FRAME SIZE IMB 5 (1FT6 COMPATIBLE) WITH KTY TEMPERATURE SENSOR POWER CONNECTOR ROTATABLE ABSOLUTE ENCODER ENDAT 2048 S/R (ENCODER A-2048) CONNECTOR ROTATABLE PLAIN SHAFT, WITH HOLDING BRAKE; ACCURACY TOLERANCE R VIBRATION SEVERITY GRADE A+R, DEGREE OF PROTECTION IP 64 | 8001 | TEM | 1 | MC | 39.103 | 1
1FT70865SH711NB0 | SIMOTICS S SYNCHRON. MOTOR 1FT7, M0=36NM (100K) NN=4500RPM, PN=11,80KW SEPARATE VENTILATION; FRAME SIZE IMB 5 (1FT6 COMPATIBLE) WITH KTY TEMPERATURE SENSOR POWER CONNECTOR ROTATABLE INCREM. ENCODER SIN/COS 1VSS 2048 S/R (ENCODER I-2048) CONNECTOR ROTATABLE SHAFT WITH FITTED KEY; WITH HOLDING BRAKE; ACC. TOLERANCE N VIBRATION SEVERITY GRADE A, DEGREE OF PROTECTION IP 64 | 6935 | TEM | 1 | MC | 39.103 | 1
1FT70865SH711NG0 | SIMOTICS S SYNCHRON. MOTOR 1FT7, M0=36NM (100K) NN=4500RPM, PN=11,80KW SEPARATE VENTILATION; FRAME SIZE IMB 5 (1FT6 COMPATIBLE) WITH KTY TEMPERATURE SENSOR POWER CONNECTOR ROTATABLE INCREM. ENCODER SIN/COS 1VSS 2048 S/R (ENCODER I-2048) CONNECTOR ROTATABLE PLAIN SHAFT, W/O HOLDING BRAKE; ACC. TOLERANCE N VIBRATION SEVERITY GRADE A, DEGREE OF PROTECTION IP 64 | 6037 | TEM | 1 | MC | 36.004 | 1
1FT70865SH711NG1 | SIMOTICS S SYNCHRON. MOTOR 1FT7, M0=36NM (100K) NN=4500RPM, PN=11,80KW SEPARATE VENTILATION; FRAME SIZE IMB 5 (1FT6 COMPATIBLE) WITH KTY TEMPERATURE SENSOR POWER CONNECTOR ROTATABLE INCREM. ENCODER SIN/COS 1VSS 2048 S/R (ENCODER I-2048) CONNECTOR ROTATABLE PLAIN SHAFT, W/O HOLDING BRAKE; ACC. TOLERANCE N VIBRATION SEVERITY GRADE A, DEGREE OF PROTECTION IP 65 | 6133 | TEM | 1 | MC | 36.004 | 1
1FT70865SH711NH1 | SIMOTICS S SYNCHRON. MOTOR 1FT7, M0=36NM (100K) NN=4500RPM, PN=11,80KW SEPARATE VENTILATION; FRAME SIZE IMB 5 (1FT6 COMPATIBLE) WITH KTY TEMPERATURE SENSOR POWER CONNECTOR ROTATABLE INCREM. ENCODER SIN/COS 1VSS 2048 S/R (ENCODER I-2048) CONNECTOR ROTATABLE PLAIN SHAFT, WITH HOLDING BRAKE; ACCURACY TOLERANCE N VIBRATION SEVERITY GRADE A, DEGREE OF PROTECTION IP 65 | 7031 | TEM | 1 | MC | 39.103 | 1
1FT70865WC701BG0 | SIMOTICS S SYNCHRON. MOTOR 1FT7, M0=50NM (100K) NN=2000RPM, PN=10,50KW WATER-COOLED; FRAME SIZE IMB 5 (IM V1, IM V3) FLANGE 0 POWER CONNECTOR ROTATABLE ABSOLUTE VALUE ENCODER SINGLETURN 24 BIT WITH DRIVE-CLIQ INTERFACE (ENCODER AS24DQI) PLAIN SHAFT, W/O HOLDING BRAKE; ACC. TOLERANCE N VIBRATION SEVERITY GRADE A, DEGREE OF PROTECTION IP 64 | 6378 | TEM | 1 | MC | 34.204 | 1
1FT70865WC701BH0 | SIMOTICS S SYNCHRON. MOTOR 1FT7, M0=50NM (100K) NN=2000RPM, PN=10,50KW WATER-COOLED; FRAME SIZE IMB 5 (IM V1, IM V3) FLANGE 0 POWER CONNECTOR ROTATABLE ABSOLUTE VALUE ENCODER SINGLETURN 24 BIT WITH DRIVE-CLIQ INTERFACE (ENCODER AS24DQI) PLAIN SHAFT, WITH HOLDING BRAKE; ACCURACY TOLERANCE N VIBRATION SEVERITY GRADE A, DEGREE OF PROTECTION IP 64 | 7276 | TEM | 1 | MC | 37.303 | 1
1FT70865WC701CG3 | SIMOTICS S SYNCHRON. MOTOR 1FT7, M0=50NM (100K) NN=2000RPM, PN=10,50KW WATER-COOLED; FRAME SIZE IMB 5 (IM V1, IM V3) FLANGE 0 POWER CONNECTOR ROTATABLE ABSOLUTE ENCODER 24 BITS + 12 BIT MULTITURN WITH DRIVE-CLIQ INTERFACE (ENCODER AM24DQI) PLAIN SHAFT, W/O HOLDING BRAKE; ACC. TOLERANCE N VIBRATION SEVERITY GRADE A+R, DEGREE OF PROTECTION IP 64 | 7298 | TEM | 1 | MC | 34.204 | 1
1FT70865WC701CH5 | SIMOTICS S SYNCHRON. MOTOR 1FT7, M0=50NM (100K) NN=2000RPM, PN=10,50KW WATER-COOLED; FRAME SIZE IMB 5 (IM V1, IM V3) FLANGE 0 POWER CONNECTOR ROTATABLE ABSOLUTE ENCODER 24 BITS + 12 BIT MULTITURN WITH DRIVE-CLIQ INTERFACE (ENCODER AM24DQI) PLAIN SHAFT, WITH HOLDING BRAKE; ACCURACY TOLERANCE N VIBRATION SEVERITY GRADE A+R, DEGREE OF PROTECTION IP 67 | 8372 | TEM | 1 | MC | 37.303 | 1
1FT70865WC701DA1 | SIMOTICS S SYNCHRON. MOTOR 1FT7, M0=50NM (100K) NN=2000RPM, PN=10,50KW WATER-COOLED; FRAME SIZE IMB 5 (IM V1, IM V3) FLANGE 0 POWER CONNECTOR ROTATABLE INCREMENTAL ENCODER 2048 S/R WITH DRIVE-CLIQ INTERFACE (ENCODER I-2048) CONNECTOR ROTATABLE WITH FITTED KEY, ACCURACY TOLERANCE N, W/O HOLDING BRAKE VIBRATION SEVERITY GRADE A, DEGREE OF PROTECTION IP 65 | 6554 | TEM | 1 | MC | 34.204 | 1
1FT70865WC701DG0 | SIMOTICS S SYNCHRON. MOTOR 1FT7, M0=50NM (100K) NN=2000RPM, PN=10,50KW WATER-COOLED; FRAME SIZE IMB 5 (IM V1, IM V3) FLANGE 0 POWER CONNECTOR ROTATABLE INCREMENTAL ENCODER 2048 S/R WITH DRIVE-CLIQ INTERFACE (ENCODER I-2048) CONNECTOR ROTATABLE PLAIN SHAFT, W/O HOLDING BRAKE; ACC. TOLERANCE N VIBRATION SEVERITY GRADE A, DEGREE OF PROTECTION IP 64 | 6458 | TEM | 1 | MC | 34.204 | 1
1FT70865WC701NG0 | SIMOTICS S SYNCHRON. MOTOR 1FT7, M0=50NM (100K) NN=2000RPM, PN=10,50KW WATER-COOLED; FRAME SIZE IMB 5 (IM V1, IM V3) FLANGE (COMPACT) WITH KTY TEMPERATURE SENSOR POWER CONNECTOR ROTATABLE INCREM. ENCODER SIN/COS 1VSS 2048 S/R (ENCODER I-2048) CONNECTOR ROTATABLE PLAIN SHAFT, W/O HOLDING BRAKE; ACC. TOLERANCE N VIBRATION SEVERITY GRADE A, DEGREE OF PROTECTION IP 64 | 6037 | TEM | 1 | MC | 34.204 | 1
1FT70865WC701NH0 | SIMOTICS S SYNCHRON. MOTOR 1FT7, M0=50NM (100K) NN=2000RPM, PN=10,50KW WATER-COOLED; FRAME SIZE IMB 5 (IM V1, IM V3) FLANGE (COMPACT) WITH KTY TEMPERATURE SENSOR POWER CONNECTOR ROTATABLE INCREM. ENCODER SIN/COS 1VSS 2048 S/R (ENCODER I-2048) CONNECTOR ROTATABLE PLAIN SHAFT, WITH HOLDING BRAKE; ACCURACY TOLERANCE N VIBRATION SEVERITY GRADE A, DEGREE OF PROTECTION IP 64 | 6935 | TEM | 1 | MC | 37.303 | 1
1FT70865WC701NH1 | SIMOTICS S SYNCHRON. MOTOR 1FT7, M0=50NM (100K) NN=2000RPM, PN=10,50KW WATER-COOLED; FRAME SIZE IMB 5 (IM V1, IM V3) FLANGE (COMPACT) WITH KTY TEMPERATURE SENSOR POWER CONNECTOR ROTATABLE INCREM. ENCODER SIN/COS 1VSS 2048 S/R (ENCODER I-2048) CONNECTOR ROTATABLE PLAIN SHAFT, WITH HOLDING BRAKE; ACCURACY TOLERANCE N VIBRATION SEVERITY GRADE A, DEGREE OF PROTECTION IP 65 | 7031 | TEM | 1 | MC | 37.303 | 1
1FT70865WC711BG0 | SIMOTICS S SYNCHRON. MOTOR 1FT7, M0=50NM (100K) NN=2000RPM, PN=10,50KW WATER-COOLED; FRAME SIZE IMB 5 (IM V1, IM V3) FLANGE 1 (1FT6 COMPATIBLE) POWER CONNECTOR ROTATABLE ABSOLUTE VALUE ENCODER SINGLETURN 24 BIT WITH DRIVE-CLIQ INTERFACE (ENCODER AS24DQI) PLAIN SHAFT, W/O HOLDING BRAKE; ACC. TOLERANCE N VIBRATION SEVERITY GRADE A, DEGREE OF PROTECTION IP 64 | 6378 | TEM | 1 | MC | 34.204 | 1
1FT70865WC711BG1 | SIMOTICS S SYNCHRON. MOTOR 1FT7, M0=50NM (100K) NN=2000RPM, PN=10,50KW WATER-COOLED; FRAME SIZE IMB 5 (IM V1, IM V3) FLANGE 1 (1FT6 COMPATIBLE) POWER CONNECTOR ROTATABLE ABSOLUTE VALUE ENCODER SINGLETURN 24 BIT WITH DRIVE-CLIQ INTERFACE (ENCODER AS24DQI) PLAIN SHAFT, W/O HOLDING BRAKE; ACC. TOLERANCE N VIBRATION SEVERITY GRADE A, DEGREE OF PROTECTION IP 65 | 6474 | TEM | 1 | MC | 34.204 | 1
1FT70865WC711BH1 | SIMOTICS S SYNCHRON. MOTOR 1FT7, M0=50NM (100K) NN=2000RPM, PN=10,50KW WATER-COOLED; FRAME SIZE IMB 5 (IM V1, IM V3) FLANGE 1 (1FT6 COMPATIBLE) POWER CONNECTOR ROTATABLE ABSOLUTE VALUE ENCODER SINGLETURN 24 BIT WITH DRIVE-CLIQ INTERFACE (ENCODER AS24DQI) PLAIN SHAFT, WITH HOLDING BRAKE; ACCURACY TOLERANCE N VIBRATION SEVERITY GRADE A, DEGREE OF PROTECTION IP 65 | 7372 | TEM | 1 | MC | 37.303 | 1
1FT70865WC711CD3 | SIMOTICS S SYNCHRON. MOTOR 1FT7, M0=50NM (100K) NN=2000RPM, PN=10,50KW WATER-COOLED; FRAME SIZE IMB 5 (IM V1, IM V3) FLANGE 1 (1FT6 COMPATIBLE) POWER CONNECTOR ROTATABLE ABSOLUTE ENCODER 24 BITS + 12 BIT MULTITURN WITH DRIVE-CLIQ INTERFACE (ENCODER AM24DQI) SHAFT WITH FITTED KEY; W/O HOLDING BRAKE; ACC. TOLERANCE R VIBRATION SEVERITY GRADE A+R, DEGREE OF PROTECTION IP 64 | 7457 | TEM | 1 | MC | 34.204 | 1
1FT70865WC711CE3 | SIMOTICS S SYNCHRON. MOTOR 1FT7, M0=50NM (100K) NN=2000RPM, PN=10,50KW WATER-COOLED; FRAME SIZE IMB 5 (IM V1, IM V3) FLANGE 1 (1FT6 COMPATIBLE) POWER CONNECTOR ROTATABLE ABSOLUTE ENCODER 24 BITS + 12 BIT MULTITURN WITH DRIVE-CLIQ INTERFACE (ENCODER AM24DQI) SHAFT WITH FITTED KEY; WITH HOLDING BRAKE; ACC. TOLERANCE R VIBRATION SEVERITY GRADE A+R, DEGREE OF PROTECTION IP 64 | 8352 | TEM | 1 | MC | 37.303 | 1
1FT70865WC711CG3 | SIMOTICS S SYNCHRON. MOTOR 1FT7, M0=50NM (100K) NN=2000RPM, PN=10,50KW WATER-COOLED; FRAME SIZE IMB 5 (IM V1, IM V3) FLANGE 1 (1FT6 COMPATIBLE) POWER CONNECTOR ROTATABLE ABSOLUTE ENCODER 24 BITS + 12 BIT MULTITURN WITH DRIVE-CLIQ INTERFACE (ENCODER AM24DQI) PLAIN SHAFT, W/O HOLDING BRAKE; ACC. TOLERANCE N VIBRATION SEVERITY GRADE A+R, DEGREE OF PROTECTION IP 64 | 7298 | TEM | 1 | MC | 34.204 | 1
1FT70865WC711CH1 | SIMOTICS S SYNCHRON. MOTOR 1FT7, M0=50NM (100K) NN=2000RPM, PN=10,50KW WATER-COOLED; FRAME SIZE IMB 5 (IM V1, IM V3) FLANGE 1 (1FT6 COMPATIBLE) POWER CONNECTOR ROTATABLE ABSOLUTE ENCODER 24 BITS + 12 BIT MULTITURN WITH DRIVE-CLIQ INTERFACE (ENCODER AM24DQI) PLAIN SHAFT, WITH HOLDING BRAKE; ACCURACY TOLERANCE N VIBRATION SEVERITY GRADE A, DEGREE OF PROTECTION IP 65 | 8137 | TEM | 1 | MC | 37.303 | 1
1FT70865WC711DG0 | SIMOTICS S SYNCHRON. MOTOR 1FT7, M0=50NM (100K) NN=2000RPM, PN=10,50KW WATER-COOLED; FRAME SIZE IMB 5 (IM V1, IM V3) FLANGE 1 (1FT6 COMPATIBLE) POWER CONNECTOR ROTATABLE INCREMENTAL ENCODER 2048 S/R WITH DRIVE-CLIQ INTERFACE (ENCODER I-2048) CONNECTOR ROTATABLE PLAIN SHAFT, W/O HOLDING BRAKE; ACC. TOLERANCE N VIBRATION SEVERITY GRADE A, DEGREE OF PROTECTION IP 64 | 6458 | TEM | 1 | MC | 34.204 | 1
1FT70865WC711DH0 | SIMOTICS S SYNCHRON. MOTOR 1FT7, M0=50NM (100K) NN=2000RPM, PN=10,50KW WATER-COOLED; FRAME SIZE IMB 5 (IM V1, IM V3) FLANGE 1 (1FT6 COMPATIBLE) POWER CONNECTOR ROTATABLE INCREMENTAL ENCODER 2048 S/R WITH DRIVE-CLIQ INTERFACE (ENCODER I-2048) CONNECTOR ROTATABLE PLAIN SHAFT, WITH HOLDING BRAKE; ACCURACY TOLERANCE N VIBRATION SEVERITY GRADE A, DEGREE OF PROTECTION IP 64 | 7356 | TEM | 1 | MC | 37.303 | 1
1FT70865WC711DH1 | SIMOTICS S SYNCHRON. MOTOR 1FT7, M0=50NM (100K) NN=2000RPM, PN=10,50KW WATER-COOLED; FRAME SIZE IMB 5 (IM V1, IM V3) FLANGE 1 (1FT6 COMPATIBLE) POWER CONNECTOR ROTATABLE INCREMENTAL ENCODER 2048 S/R WITH DRIVE-CLIQ INTERFACE (ENCODER I-2048) CONNECTOR ROTATABLE PLAIN SHAFT, WITH HOLDING BRAKE; ACCURACY TOLERANCE N VIBRATION SEVERITY GRADE A, DEGREE OF PROTECTION IP 65 | 7452 | TEM | 1 | MC | 37.303 | 1
1FT70865WC711DH3 | SIMOTICS S SYNCHRON. MOTOR 1FT7, M0=50NM (100K) NN=2000RPM, PN=10,50KW WATER-COOLED; FRAME SIZE IMB 5 (IM V1, IM V3) FLANGE 1 (1FT6 COMPATIBLE) POWER CONNECTOR ROTATABLE INCREMENTAL ENCODER 2048 S/R WITH DRIVE-CLIQ INTERFACE (ENCODER I-2048) CONNECTOR ROTATABLE PLAIN SHAFT, WITH HOLDING BRAKE; ACCURACY TOLERANCE N VIBRATION SEVERITY GRADE A+R, DEGREE OF PROTECTION IP 64 | 7510 | TEM | 1 | MC | 37.303 | 1
1FT70865WC711DH4 | SIMOTICS S SYNCHRON. MOTOR 1FT7, M0=50NM (100K) NN=2000RPM, PN=10,50KW WATER-COOLED; FRAME SIZE IMB 5 (IM V1, IM V3) FLANGE 1 (1FT6 COMPATIBLE) POWER CONNECTOR ROTATABLE INCREMENTAL ENCODER 2048 S/R WITH DRIVE-CLIQ INTERFACE (ENCODER I-2048) CONNECTOR ROTATABLE PLAIN SHAFT, WITH HOLDING BRAKE; ACCURACY TOLERANCE N VIBRATION SEVERITY GRADE A+R, DEGREE OF PROTECTION IP 65 | 7608 | TEM | 1 | MC | 37.303 | 1
1FT70865WC711DL4 | SIMOTICS S SYNCHRON. MOTOR 1FT7, M0=50NM (100K) NN=2000RPM, PN=10,50KW WATER-COOLED; FRAME SIZE IMB 5 (IM V1, IM V3) FLANGE 1 (1FT6 COMPATIBLE) POWER CONNECTOR ROTATABLE INCREMENTAL ENCODER 2048 S/R WITH DRIVE-CLIQ INTERFACE (ENCODER I-2048) CONNECTOR ROTATABLE PLAIN SHAFT, WITH HOLDING BRAKE; ACCURACY TOLERANCE R VIBRATION SEVERITY GRADE A+R, DEGREE OF PROTECTION IP 65 | 7765 | TEM | 1 | MC | 37.303 | 1
1FT70865WC711FG0 | SIMOTICS S SYNCHRON. MOTOR 1FT7, M0=50NM (100K) NN=2000RPM, PN=10,50KW WATER-COOLED; FRAME SIZE IMB 5 (IM V1, IM V3) FLANGE 1 (1FT6 COMPATIBLE) POWER CONNECTOR ROTATABLE ABSOLUTE ENCODER 22 BITS MULTI TURN WITH DRIVE-CLIQ INTERFACE (ENCODER AM-22-DQ) CONNECTOR ROTATABLE PLAIN SHAFT, W/O HOLDING BRAKE; ACC. TOLERANCE N VIBRATION SEVERITY GRADE A, DEGREE OF PROTECTION IP 64 | 7223 | TEM | 1 | MC | 34.204 | 1
1FT70865WC711MG0 | SIMOTICS S SYNCHRON. MOTOR 1FT7, M0=50NM (100K) NN=2000RPM, PN=10,50KW WATER-COOLED; FRAME SIZE IMB 5 (1FT6 COMPATIBLE) WITH KTY TEMPERATURE SENSOR POWER CONNECTOR ROTATABLE ABSOLUTE ENCODER ENDAT 2048 S/R (ENCODER A-2048) CONNECTOR ROTATABLE PLAIN SHAFT, W/O HOLDING BRAKE; ACC. TOLERANCE N VIBRATION SEVERITY GRADE A, DEGREE OF PROTECTION IP 64 | 6791 | TEM | 1 | MC | 34.204 | 1
1FT70865WC711MH2 | SIMOTICS S SYNCHRON. MOTOR 1FT7, M0=50NM (100K) NN=2000RPM, PN=10,50KW WATER-COOLED; FRAME SIZE IMB 5 (1FT6 COMPATIBLE) WITH KTY TEMPERATURE SENSOR POWER CONNECTOR ROTATABLE ABSOLUTE ENCODER ENDAT 2048 S/R (ENCODER A-2048) CONNECTOR ROTATABLE PLAIN SHAFT, WITH HOLDING BRAKE; ACCURACY TOLERANCE N VIBRATION SEVERITY GRADE A, DEGREE OF PROTECTION IP 67 | 7865 | TEM | 1 | MC | 37.303 | 1
1FT70865WC711NG0 | SIMOTICS S SYNCHRON. MOTOR 1FT7, M0=50NM (100K) NN=2000RPM, PN=10,50KW WATER-COOLED; FRAME SIZE IMB 5 (1FT6 COMPATIBLE) WITH KTY TEMPERATURE SENSOR POWER CONNECTOR ROTATABLE INCREM. ENCODER SIN/COS 1VSS 2048 S/R (ENCODER I-2048) CONNECTOR ROTATABLE PLAIN SHAFT, W/O HOLDING BRAKE; ACC. TOLERANCE N VIBRATION SEVERITY GRADE A, DEGREE OF PROTECTION IP 64 | 6037 | TEM | 1 | MC | 34.204 | 1
1FT70865WC711NG1 | SIMOTICS S SYNCHRON. MOTOR 1FT7, M0=50NM (100K) NN=2000RPM, PN=10,50KW WATER-COOLED; FRAME SIZE IMB 5 (1FT6 COMPATIBLE) WITH KTY TEMPERATURE SENSOR POWER CONNECTOR ROTATABLE INCREM. ENCODER SIN/COS 1VSS 2048 S/R (ENCODER I-2048) CONNECTOR ROTATABLE PLAIN SHAFT, W/O HOLDING BRAKE; ACC. TOLERANCE N VIBRATION SEVERITY GRADE A, DEGREE OF PROTECTION IP 65 | 6133 | TEM | 1 | MC | 34.204 | 1
1FT70865WC711NH0 | SIMOTICS S SYNCHRON. MOTOR 1FT7, M0=50NM (100K) NN=2000RPM, PN=10,50KW WATER-COOLED; FRAME SIZE IMB 5 (1FT6 COMPATIBLE) WITH KTY TEMPERATURE SENSOR POWER CONNECTOR ROTATABLE INCREM. ENCODER SIN/COS 1VSS 2048 S/R (ENCODER I-2048) CONNECTOR ROTATABLE PLAIN SHAFT, WITH HOLDING BRAKE; ACCURACY TOLERANCE N VIBRATION SEVERITY GRADE A, DEGREE OF PROTECTION IP 64 | 6935 | TEM | 1 | MC | 37.303 | 1
1FT70865WC711NH1 | SIMOTICS S SYNCHRON. MOTOR 1FT7, M0=50NM (100K) NN=2000RPM, PN=10,50KW WATER-COOLED; FRAME SIZE IMB 5 (1FT6 COMPATIBLE) WITH KTY TEMPERATURE SENSOR POWER CONNECTOR ROTATABLE INCREM. ENCODER SIN/COS 1VSS 2048 S/R (ENCODER I-2048) CONNECTOR ROTATABLE PLAIN SHAFT, WITH HOLDING BRAKE; ACCURACY TOLERANCE N VIBRATION SEVERITY GRADE A, DEGREE OF PROTECTION IP 65 | 7031 | TEM | 1 | MC | 37.303 | 1
1FT70865WF701CH1 | SIMOTICS S SYNCHRON. MOTOR 1FT7, M0=50NM (100K) NN=3000RPM, PN=15,40KW WATER-COOLED; FRAME SIZE IMB 5 (IM V1, IM V3) FLANGE 0 POWER CONNECTOR ROTATABLE ABSOLUTE ENCODER 24 BITS + 12 BIT MULTITURN WITH DRIVE-CLIQ INTERFACE (ENCODER AM24DQI) PLAIN SHAFT, WITH HOLDING BRAKE; ACCURACY TOLERANCE N VIBRATION SEVERITY GRADE A, DEGREE OF PROTECTION IP 65 | 8137 | TEM | 1 | MC | 37.303 | 1
1FT70865WF701CK4 | SIMOTICS S SYNCHRON. MOTOR 1FT7, M0=50NM (100K) NN=3000RPM, PN=15,40KW WATER-COOLED; FRAME SIZE IMB 5 (IM V1, IM V3) FLANGE 0 POWER CONNECTOR ROTATABLE ABSOLUTE ENCODER 24 BITS + 12 BIT MULTITURN WITH DRIVE-CLIQ INTERFACE (ENCODER AM24DQI) PLAIN SHAFT, W/O HOLDING BRAKE; ACC. TOLERANCE R VIBRATION SEVERITY GRADE A+R, DEGREE OF PROTECTION IP 65 | 7554 | TEM | 1 | MC | 34.204 | 1
1FT70865WF701DG2 | SIMOTICS S SYNCHRON. MOTOR 1FT7, M0=50NM (100K) NN=3000RPM, PN=15,40KW WATER-COOLED; FRAME SIZE IMB 5 (IM V1, IM V3) FLANGE 0 POWER CONNECTOR ROTATABLE INCREMENTAL ENCODER 2048 S/R WITH DRIVE-CLIQ INTERFACE (ENCODER I-2048) CONNECTOR ROTATABLE PLAIN SHAFT, W/O HOLDING BRAKE; ACC. TOLERANCE N VIBRATION SEVERITY GRADE A, DEGREE OF PROTECTION IP 67 | 6634 | TEM | 1 | MC | 34.204 | 1
1FT70865WF701DH2 | SIMOTICS S SYNCHRON. MOTOR 1FT7, M0=50NM (100K) NN=3000RPM, PN=15,40KW WATER-COOLED; FRAME SIZE IMB 5 (IM V1, IM V3) FLANGE 0 POWER CONNECTOR ROTATABLE INCREMENTAL ENCODER 2048 S/R WITH DRIVE-CLIQ INTERFACE (ENCODER I-2048) CONNECTOR ROTATABLE PLAIN SHAFT, WITH HOLDING BRAKE; ACCURACY TOLERANCE N VIBRATION SEVERITY GRADE A, DEGREE OF PROTECTION IP 67 | 7531 | TEM | 1 | MC | 37.303 | 1
1FT70865WF701FH3 | SIMOTICS S SYNCHRON. MOTOR 1FT7, M0=50NM (100K) NN=3000RPM, PN=15,40KW WATER-COOLED; FRAME SIZE IMB 5 (IM V1, IM V3) FLANGE 0 POWER CONNECTOR ROTATABLE ABSOLUTE ENCODER 22 BITS MULTI TURN WITH DRIVE-CLIQ INTERFACE (ENCODER AM-22-DQ) CONNECTOR ROTATABLE PLAIN SHAFT, WITH HOLDING BRAKE; ACCURACY TOLERANCE N VIBRATION SEVERITY GRADE A+R, DEGREE OF PROTECTION IP 64 | 8276 | TEM | 1 | MC | 37.303 | 1
1FT70865WF701NK3 | SIMOTICS S SYNCHRON. MOTOR 1FT7, M0=50NM (100K) NN=3000RPM, PN=15,40KW WATER-COOLED; FRAME SIZE IMB 5 (IM V1, IM V3) FLANGE (COMPACT) WITH KTY TEMPERATURE SENSOR POWER CONNECTOR ROTATABLE INCREM. ENCODER SIN/COS 1VSS 2048 S/R (ENCODER I-2048) CONNECTOR ROTATABLE PLAIN SHAFT, W/O HOLDING BRAKE; ACC. TOLERANCE R VIBRATION SEVERITY GRADE A+R, DEGREE OF PROTECTION IP 64 | 6351 | TEM | 1 | MC | 34.204 | 1
1FT70865WF711BG1 | SIMOTICS S SYNCHRON. MOTOR 1FT7, M0=50NM (100K) NN=3000RPM, PN=15,40KW WATER-COOLED; FRAME SIZE IMB 5 (IM V1, IM V3) FLANGE 1 (1FT6 COMPATIBLE) POWER CONNECTOR ROTATABLE ABSOLUTE VALUE ENCODER SINGLETURN 24 BIT WITH DRIVE-CLIQ INTERFACE (ENCODER AS24DQI) PLAIN SHAFT, W/O HOLDING BRAKE; ACC. TOLERANCE N VIBRATION SEVERITY GRADE A, DEGREE OF PROTECTION IP 65 | 6474 | TEM | 1 | MC | 34.204 | 1
1FT70865WF711BG2 | SIMOTICS S SYNCHRON. MOTOR 1FT7, M0=50NM (100K) NN=3000RPM, PN=15,40KW WATER-COOLED; FRAME SIZE IMB 5 (IM V1, IM V3) FLANGE 1 (1FT6 COMPATIBLE) POWER CONNECTOR ROTATABLE ABSOLUTE VALUE ENCODER SINGLETURN 24 BIT WITH DRIVE-CLIQ INTERFACE (ENCODER AS24DQI) PLAIN SHAFT, W/O HOLDING BRAKE; ACC. TOLERANCE N VIBRATION SEVERITY GRADE A, DEGREE OF PROTECTION IP 67 | 6553 | TEM | 1 | MC | 34.204 | 1
1FT70865WF711BH0 | SIMOTICS S SYNCHRON. MOTOR 1FT7, M0=50NM (100K) NN=3000RPM, PN=15,40KW WATER-COOLED; FRAME SIZE IMB 5 (IM V1, IM V3) FLANGE 1 (1FT6 COMPATIBLE) POWER CONNECTOR ROTATABLE ABSOLUTE VALUE ENCODER SINGLETURN 24 BIT WITH DRIVE-CLIQ INTERFACE (ENCODER AS24DQI) PLAIN SHAFT, WITH HOLDING BRAKE; ACCURACY TOLERANCE N VIBRATION SEVERITY GRADE A, DEGREE OF PROTECTION IP 64 | 7276 | TEM | 1 | MC | 37.303 | 1
1FT70865WF711BH1 | SIMOTICS S SYNCHRON. MOTOR 1FT7, M0=50NM (100K) NN=3000RPM, PN=15,40KW WATER-COOLED; FRAME SIZE IMB 5 (IM V1, IM V3) FLANGE 1 (1FT6 COMPATIBLE) POWER CONNECTOR ROTATABLE ABSOLUTE VALUE ENCODER SINGLETURN 24 BIT WITH DRIVE-CLIQ INTERFACE (ENCODER AS24DQI) PLAIN SHAFT, WITH HOLDING BRAKE; ACCURACY TOLERANCE N VIBRATION SEVERITY GRADE A, DEGREE OF PROTECTION IP 65 | 7372 | TEM | 1 | MC | 37.303 | 1
1FT70865WF711BH2 | SIMOTICS S SYNCHRON. MOTOR 1FT7, M0=50NM (100K) NN=3000RPM, PN=15,40KW WATER-COOLED; FRAME SIZE IMB 5 (IM V1, IM V3) FLANGE 1 (1FT6 COMPATIBLE) POWER CONNECTOR ROTATABLE ABSOLUTE VALUE ENCODER SINGLETURN 24 BIT WITH DRIVE-CLIQ INTERFACE (ENCODER AS24DQI) PLAIN SHAFT, WITH HOLDING BRAKE; ACCURACY TOLERANCE N VIBRATION SEVERITY GRADE A, DEGREE OF PROTECTION IP 67 | 7451 | TEM | 1 | MC | 37.303 | 1
1FT70865WF711CB1 | SIMOTICS S SYNCHRON. MOTOR 1FT7, M0=50NM (100K) NN=3000RPM, PN=15,40KW WATER-COOLED; FRAME SIZE IMB 5 (IM V1, IM V3) FLANGE 1 (1FT6 COMPATIBLE) POWER CONNECTOR ROTATABLE ABSOLUTE ENCODER 24 BITS + 12 BIT MULTITURN WITH DRIVE-CLIQ INTERFACE (ENCODER AM24DQI) SHAFT WITH FITTED KEY; WITH HOLDING BRAKE; ACC. TOLERANCE N VIBRATION SEVERITY GRADE A, DEGREE OF PROTECTION IP 65 | 8137 | TEM | 1 | MC | 37.303 | 1
1FT70865WF711CG0 | SIMOTICS S SYNCHRON. MOTOR 1FT7, M0=50NM (100K) NN=3000RPM, PN=15,40KW WATER-COOLED; FRAME SIZE IMB 5 (IM V1, IM V3) FLANGE 1 (1FT6 COMPATIBLE) POWER CONNECTOR ROTATABLE ABSOLUTE ENCODER 24 BITS + 12 BIT MULTITURN WITH DRIVE-CLIQ INTERFACE (ENCODER AM24DQI) PLAIN SHAFT, W/O HOLDING BRAKE; ACC. TOLERANCE N VIBRATION SEVERITY GRADE A, DEGREE OF PROTECTION IP 64 | 7143 | TEM | 1 | MC | 34.204 | 1
1FT70865WF711CG1 | SIMOTICS S SYNCHRON. MOTOR 1FT7, M0=50NM (100K) NN=3000RPM, PN=15,40KW WATER-COOLED; FRAME SIZE IMB 5 (IM V1, IM V3) FLANGE 1 (1FT6 COMPATIBLE) POWER CONNECTOR ROTATABLE ABSOLUTE ENCODER 24 BITS + 12 BIT MULTITURN WITH DRIVE-CLIQ INTERFACE (ENCODER AM24DQI) PLAIN SHAFT, W/O HOLDING BRAKE; ACC. TOLERANCE N VIBRATION SEVERITY GRADE A, DEGREE OF PROTECTION IP 65 | 7239 | TEM | 1 | MC | 34.204 | 1
1FT70865WF711CH0 | SIMOTICS S SYNCHRON. MOTOR 1FT7, M0=50NM (100K) NN=3000RPM, PN=15,40KW WATER-COOLED; FRAME SIZE IMB 5 (IM V1, IM V3) FLANGE 1 (1FT6 COMPATIBLE) POWER CONNECTOR ROTATABLE ABSOLUTE ENCODER 24 BITS + 12 BIT MULTITURN WITH DRIVE-CLIQ INTERFACE (ENCODER AM24DQI) PLAIN SHAFT, WITH HOLDING BRAKE; ACCURACY TOLERANCE N VIBRATION SEVERITY GRADE A, DEGREE OF PROTECTION IP 64 | 8041 | TEM | 1 | MC | 37.303 | 1
1FT70865WF711CH1 | SIMOTICS S SYNCHRON. MOTOR 1FT7, M0=50NM (100K) NN=3000RPM, PN=15,40KW WATER-COOLED; FRAME SIZE IMB 5 (IM V1, IM V3) FLANGE 1 (1FT6 COMPATIBLE) POWER CONNECTOR ROTATABLE ABSOLUTE ENCODER 24 BITS + 12 BIT MULTITURN WITH DRIVE-CLIQ INTERFACE (ENCODER AM24DQI) PLAIN SHAFT, WITH HOLDING BRAKE; ACCURACY TOLERANCE N VIBRATION SEVERITY GRADE A, DEGREE OF PROTECTION IP 65 | 8137 | TEM | 1 | MC | 37.303 | 1
1FT70865WF711CH2 | SIMOTICS S SYNCHRON. MOTOR 1FT7, M0=50NM (100K) NN=3000RPM, PN=15,40KW WATER-COOLED; FRAME SIZE IMB 5 (IM V1, IM V3) FLANGE 1 (1FT6 COMPATIBLE) POWER CONNECTOR ROTATABLE ABSOLUTE ENCODER 24 BITS + 12 BIT MULTITURN WITH DRIVE-CLIQ INTERFACE (ENCODER AM24DQI) PLAIN SHAFT, WITH HOLDING BRAKE; ACCURACY TOLERANCE N VIBRATION SEVERITY GRADE A, DEGREE OF PROTECTION IP 67 | 8216 | TEM | 1 | MC | 37.303 | 1
1FT70865WF711CL3 | SIMOTICS S SYNCHRON. MOTOR 1FT7, M0=50NM (100K) NN=3000RPM, PN=15,40KW WATER-COOLED; FRAME SIZE IMB 5 (IM V1, IM V3) FLANGE 1 (1FT6 COMPATIBLE) POWER CONNECTOR ROTATABLE ABSOLUTE ENCODER 24 BITS + 12 BIT MULTITURN WITH DRIVE-CLIQ INTERFACE (ENCODER AM24DQI) PLAIN SHAFT, WITH HOLDING BRAKE; ACCURACY TOLERANCE R VIBRATION SEVERITY GRADE A+R, DEGREE OF PROTECTION IP 64 | 8352 | TEM | 1 | MC | 37.303 | 1
1FT70865WF711CL4 | SIMOTICS S SYNCHRON. MOTOR 1FT7, M0=50NM (100K) NN=3000RPM, PN=15,40KW WATER-COOLED; FRAME SIZE IMB 5 (IM V1, IM V3) FLANGE 1 (1FT6 COMPATIBLE) POWER CONNECTOR ROTATABLE ABSOLUTE ENCODER 24 BITS + 12 BIT MULTITURN WITH DRIVE-CLIQ INTERFACE (ENCODER AM24DQI) PLAIN SHAFT, WITH HOLDING BRAKE; ACCURACY TOLERANCE R VIBRATION SEVERITY GRADE A+R, DEGREE OF PROTECTION IP 65 | 8450 | TEM | 1 | MC | 37.303 | 1
1FT70865WF711DG1 | SIMOTICS S SYNCHRON. MOTOR 1FT7, M0=50NM (100K) NN=3000RPM, PN=15,40KW WATER-COOLED; FRAME SIZE IMB 5 (IM V1, IM V3) FLANGE 1 (1FT6 COMPATIBLE) POWER CONNECTOR ROTATABLE INCREMENTAL ENCODER 2048 S/R WITH DRIVE-CLIQ INTERFACE (ENCODER I-2048) CONNECTOR ROTATABLE PLAIN SHAFT, W/O HOLDING BRAKE; ACC. TOLERANCE N VIBRATION SEVERITY GRADE A, DEGREE OF PROTECTION IP 65 | 6554 | TEM | 1 | MC | 34.204 | 1
1FT70865WF711DG4 | SIMOTICS S SYNCHRON. MOTOR 1FT7, M0=50NM (100K) NN=3000RPM, PN=15,40KW WATER-COOLED; FRAME SIZE IMB 5 (IM V1, IM V3) FLANGE 1 (1FT6 COMPATIBLE) POWER CONNECTOR ROTATABLE INCREMENTAL ENCODER 2048 S/R WITH DRIVE-CLIQ INTERFACE (ENCODER I-2048) CONNECTOR ROTATABLE PLAIN SHAFT, W/O HOLDING BRAKE; ACC. TOLERANCE N VIBRATION SEVERITY GRADE A+R, DEGREE OF PROTECTION IP 65 | 6710 | TEM | 1 | MC | 34.204 | 1
1FT70865WF711DH0 | SIMOTICS S SYNCHRON. MOTOR 1FT7, M0=50NM (100K) NN=3000RPM, PN=15,40KW WATER-COOLED; FRAME SIZE IMB 5 (IM V1, IM V3) FLANGE 1 (1FT6 COMPATIBLE) POWER CONNECTOR ROTATABLE INCREMENTAL ENCODER 2048 S/R WITH DRIVE-CLIQ INTERFACE (ENCODER I-2048) CONNECTOR ROTATABLE PLAIN SHAFT, WITH HOLDING BRAKE; ACCURACY TOLERANCE N VIBRATION SEVERITY GRADE A, DEGREE OF PROTECTION IP 64 | 7356 | TEM | 1 | MC | 37.303 | 1
1FT70865WF711DH1 | SIMOTICS S SYNCHRON. MOTOR 1FT7, M0=50NM (100K) NN=3000RPM, PN=15,40KW WATER-COOLED; FRAME SIZE IMB 5 (IM V1, IM V3) FLANGE 1 (1FT6 COMPATIBLE) POWER CONNECTOR ROTATABLE INCREMENTAL ENCODER 2048 S/R WITH DRIVE-CLIQ INTERFACE (ENCODER I-2048) CONNECTOR ROTATABLE PLAIN SHAFT, WITH HOLDING BRAKE; ACCURACY TOLERANCE N VIBRATION SEVERITY GRADE A, DEGREE OF PROTECTION IP 65 | 7452 | TEM | 1 | MC | 37.303 | 1
1FT70865WF711DH2 | SIMOTICS S SYNCHRON. MOTOR 1FT7, M0=50NM (100K) NN=3000RPM, PN=15,40KW WATER-COOLED; FRAME SIZE IMB 5 (IM V1, IM V3) FLANGE 1 (1FT6 COMPATIBLE) POWER CONNECTOR ROTATABLE INCREMENTAL ENCODER 2048 S/R WITH DRIVE-CLIQ INTERFACE (ENCODER I-2048) CONNECTOR ROTATABLE PLAIN SHAFT, WITH HOLDING BRAKE; ACCURACY TOLERANCE N VIBRATION SEVERITY GRADE A, DEGREE OF PROTECTION IP 67 | 7531 | TEM | 1 | MC | 37.303 | 1
1FT70865WF711DH4 | SIMOTICS S SYNCHRON. MOTOR 1FT7, M0=50NM (100K) NN=3000RPM, PN=15,40KW WATER-COOLED; FRAME SIZE IMB 5 (IM V1, IM V3) FLANGE 1 (1FT6 COMPATIBLE) POWER CONNECTOR ROTATABLE INCREMENTAL ENCODER 2048 S/R WITH DRIVE-CLIQ INTERFACE (ENCODER I-2048) CONNECTOR ROTATABLE PLAIN SHAFT, WITH HOLDING BRAKE; ACCURACY TOLERANCE N VIBRATION SEVERITY GRADE A+R, DEGREE OF PROTECTION IP 65 | 7608 | TEM | 1 | MC | 37.303 | 1
1FT70865WF711FB0 | SIMOTICS S SYNCHRON. MOTOR 1FT7, M0=50NM (100K) NN=3000RPM, PN=15,40KW WATER-COOLED; FRAME SIZE IMB 5 (IM V1, IM V3) FLANGE 1 (1FT6 COMPATIBLE) POWER CONNECTOR ROTATABLE ABSOLUTE ENCODER 22 BITS MULTI TURN WITH DRIVE-CLIQ INTERFACE (ENCODER AM-22-DQ) CONNECTOR ROTATABLE SHAFT WITH FITTED KEY; WITH HOLDING BRAKE; ACC. TOLERANCE N VIBRATION SEVERITY GRADE A, DEGREE OF PROTECTION IP 64 | 8121 | TEM | 1 | MC | 37.303 | 1
1FT70865WF711FB1 | SIMOTICS S SYNCHRON. MOTOR 1FT7, M0=50NM (100K) NN=3000RPM, PN=15,40KW WATER-COOLED; FRAME SIZE IMB 5 (IM V1, IM V3) FLANGE 1 (1FT6 COMPATIBLE) POWER CONNECTOR ROTATABLE ABSOLUTE ENCODER 22 BITS MULTI TURN WITH DRIVE-CLIQ INTERFACE (ENCODER AM-22-DQ) CONNECTOR ROTATABLE SHAFT WITH FITTED KEY; WITH HOLDING BRAKE; ACC. TOLERANCE N VIBRATION SEVERITY GRADE A, DEGREE OF PROTECTION IP 65 | 8217 | TEM | 1 | MC | 37.303 | 1
1FT70865WF711FG1 | SIMOTICS S SYNCHRON. MOTOR 1FT7, M0=50NM (100K) NN=3000RPM, PN=15,40KW WATER-COOLED; FRAME SIZE IMB 5 (IM V1, IM V3) FLANGE 1 (1FT6 COMPATIBLE) POWER CONNECTOR ROTATABLE ABSOLUTE ENCODER 22 BITS MULTI TURN WITH DRIVE-CLIQ INTERFACE (ENCODER AM-22-DQ) CONNECTOR ROTATABLE PLAIN SHAFT, W/O HOLDING BRAKE; ACC. TOLERANCE N VIBRATION SEVERITY GRADE A, DEGREE OF PROTECTION IP 65 | 7319 | TEM | 1 | MC | 34.204 | 1
1FT70865WF711FG2 | SIMOTICS S SYNCHRON. MOTOR 1FT7, M0=50NM (100K) NN=3000RPM, PN=15,40KW WATER-COOLED; FRAME SIZE IMB 5 (IM V1, IM V3) FLANGE 1 (1FT6 COMPATIBLE) POWER CONNECTOR ROTATABLE ABSOLUTE ENCODER 22 BITS MULTI TURN WITH DRIVE-CLIQ INTERFACE (ENCODER AM-22-DQ) CONNECTOR ROTATABLE PLAIN SHAFT, W/O HOLDING BRAKE; ACC. TOLERANCE N VIBRATION SEVERITY GRADE A, DEGREE OF PROTECTION IP 67 | 7399 | TEM | 1 | MC | 34.204 | 1
1FT70865WF711FH0 | SIMOTICS S SYNCHRON. MOTOR 1FT7, M0=50NM (100K) NN=3000RPM, PN=15,40KW WATER-COOLED; FRAME SIZE IMB 5 (IM V1, IM V3) FLANGE 1 (1FT6 COMPATIBLE) POWER CONNECTOR ROTATABLE ABSOLUTE ENCODER 22 BITS MULTI TURN WITH DRIVE-CLIQ INTERFACE (ENCODER AM-22-DQ) CONNECTOR ROTATABLE PLAIN SHAFT, WITH HOLDING BRAKE; ACCURACY TOLERANCE N VIBRATION SEVERITY GRADE A, DEGREE OF PROTECTION IP 64 | 8121 | TEM | 1 | MC | 37.303 | 1
1FT70865WF711FH1 | SIMOTICS S SYNCHRON. MOTOR 1FT7, M0=50NM (100K) NN=3000RPM, PN=15,40KW WATER-COOLED; FRAME SIZE IMB 5 (IM V1, IM V3) FLANGE 1 (1FT6 COMPATIBLE) POWER CONNECTOR ROTATABLE ABSOLUTE ENCODER 22 BITS MULTI TURN WITH DRIVE-CLIQ INTERFACE (ENCODER AM-22-DQ) CONNECTOR ROTATABLE PLAIN SHAFT, WITH HOLDING BRAKE; ACCURACY TOLERANCE N VIBRATION SEVERITY GRADE A, DEGREE OF PROTECTION IP 65 | 8217 | TEM | 1 | MC | 37.303 | 1
1FT70865WF711FL3 | SIMOTICS S SYNCHRON. MOTOR 1FT7, M0=50NM (100K) NN=3000RPM, PN=15,40KW WATER-COOLED; FRAME SIZE IMB 5 (IM V1, IM V3) FLANGE 1 (1FT6 COMPATIBLE) POWER CONNECTOR ROTATABLE ABSOLUTE ENCODER 22 BITS MULTI TURN WITH DRIVE-CLIQ INTERFACE (ENCODER AM-22-DQ) CONNECTOR ROTATABLE PLAIN SHAFT, WITH HOLDING BRAKE; ACCURACY TOLERANCE R VIBRATION SEVERITY GRADE A+R, DEGREE OF PROTECTION IP 64 | 8433 | TEM | 1 | MC | 37.303 | 1
1FT70865WF711FL4 | SIMOTICS S SYNCHRON. MOTOR 1FT7, M0=50NM (100K) NN=3000RPM, PN=15,40KW WATER-COOLED; FRAME SIZE IMB 5 (IM V1, IM V3) FLANGE 1 (1FT6 COMPATIBLE) POWER CONNECTOR ROTATABLE ABSOLUTE ENCODER 22 BITS MULTI TURN WITH DRIVE-CLIQ INTERFACE (ENCODER AM-22-DQ) CONNECTOR ROTATABLE PLAIN SHAFT, WITH HOLDING BRAKE; ACCURACY TOLERANCE R VIBRATION SEVERITY GRADE A+R, DEGREE OF PROTECTION IP 65 | 8530 | TEM | 1 | MC | 37.303 | 1
1FT70865WF711MB0 | SIMOTICS S SYNCHRON. MOTOR 1FT7, M0=50NM (100K) NN=3000RPM, PN=15,40KW WATER-COOLED; FRAME SIZE IMB 5 (1FT6 COMPATIBLE) WITH KTY TEMPERATURE SENSOR POWER CONNECTOR ROTATABLE ABSOLUTE ENCODER ENDAT 2048 S/R (ENCODER A-2048) CONNECTOR ROTATABLE SHAFT WITH FITTED KEY; WITH HOLDING BRAKE; ACC. TOLERANCE N VIBRATION SEVERITY GRADE A, DEGREE OF PROTECTION IP 64 | 7689 | TEM | 1 | MC | 37.303 | 1
1FT70865WF711MG1 | SIMOTICS S SYNCHRON. MOTOR 1FT7, M0=50NM (100K) NN=3000RPM, PN=15,40KW WATER-COOLED; FRAME SIZE IMB 5 (1FT6 COMPATIBLE) WITH KTY TEMPERATURE SENSOR POWER CONNECTOR ROTATABLE ABSOLUTE ENCODER ENDAT 2048 S/R (ENCODER A-2048) CONNECTOR ROTATABLE PLAIN SHAFT, W/O HOLDING BRAKE; ACC. TOLERANCE N VIBRATION SEVERITY GRADE A, DEGREE OF PROTECTION IP 65 | 6887 | TEM | 1 | MC | 34.204 | 1
1FT70865WF711MH0 | SIMOTICS S SYNCHRON. MOTOR 1FT7, M0=50NM (100K) NN=3000RPM, PN=15,40KW WATER-COOLED; FRAME SIZE IMB 5 (1FT6 COMPATIBLE) WITH KTY TEMPERATURE SENSOR POWER CONNECTOR ROTATABLE ABSOLUTE ENCODER ENDAT 2048 S/R (ENCODER A-2048) CONNECTOR ROTATABLE PLAIN SHAFT, WITH HOLDING BRAKE; ACCURACY TOLERANCE N VIBRATION SEVERITY GRADE A, DEGREE OF PROTECTION IP 64 | 7689 | TEM | 1 | MC | 37.303 | 1
1FT70865WF711MH1 | SIMOTICS S SYNCHRON. MOTOR 1FT7, M0=50NM (100K) NN=3000RPM, PN=15,40KW WATER-COOLED; FRAME SIZE IMB 5 (1FT6 COMPATIBLE) WITH KTY TEMPERATURE SENSOR POWER CONNECTOR ROTATABLE ABSOLUTE ENCODER ENDAT 2048 S/R (ENCODER A-2048) CONNECTOR ROTATABLE PLAIN SHAFT, WITH HOLDING BRAKE; ACCURACY TOLERANCE N VIBRATION SEVERITY GRADE A, DEGREE OF PROTECTION IP 65 | 7785 | TEM | 1 | MC | 37.303 | 1
1FT70865WF711MH2 | SIMOTICS S SYNCHRON. MOTOR 1FT7, M0=50NM (100K) NN=3000RPM, PN=15,40KW WATER-COOLED; FRAME SIZE IMB 5 (1FT6 COMPATIBLE) WITH KTY TEMPERATURE SENSOR POWER CONNECTOR ROTATABLE ABSOLUTE ENCODER ENDAT 2048 S/R (ENCODER A-2048) CONNECTOR ROTATABLE PLAIN SHAFT, WITH HOLDING BRAKE; ACCURACY TOLERANCE N VIBRATION SEVERITY GRADE A, DEGREE OF PROTECTION IP 67 | 7865 | TEM | 1 | MC | 37.303 | 1
1FT70865WF711NG1 | SIMOTICS S SYNCHRON. MOTOR 1FT7, M0=50NM (100K) NN=3000RPM, PN=15,40KW WATER-COOLED; FRAME SIZE IMB 5 (1FT6 COMPATIBLE) WITH KTY TEMPERATURE SENSOR POWER CONNECTOR ROTATABLE INCREM. ENCODER SIN/COS 1VSS 2048 S/R (ENCODER I-2048) CONNECTOR ROTATABLE PLAIN SHAFT, W/O HOLDING BRAKE; ACC. TOLERANCE N VIBRATION SEVERITY GRADE A, DEGREE OF PROTECTION IP 65 | 6133 | TEM | 1 | MC | 34.204 | 1
1FT70865WF711NG2 | SIMOTICS S SYNCHRON. MOTOR 1FT7, M0=50NM (100K) NN=3000RPM, PN=15,40KW WATER-COOLED; FRAME SIZE IMB 5 (1FT6 COMPATIBLE) WITH KTY TEMPERATURE SENSOR POWER CONNECTOR ROTATABLE INCREM. ENCODER SIN/COS 1VSS 2048 S/R (ENCODER I-2048) CONNECTOR ROTATABLE PLAIN SHAFT, W/O HOLDING BRAKE; ACC. TOLERANCE N VIBRATION SEVERITY GRADE A, DEGREE OF PROTECTION IP 67 | 6213 | TEM | 1 | MC | 34.204 | 1
1FT70865WF711NH0 | SIMOTICS S SYNCHRON. MOTOR 1FT7, M0=50NM (100K) NN=3000RPM, PN=15,40KW WATER-COOLED; FRAME SIZE IMB 5 (1FT6 COMPATIBLE) WITH KTY TEMPERATURE SENSOR POWER CONNECTOR ROTATABLE INCREM. ENCODER SIN/COS 1VSS 2048 S/R (ENCODER I-2048) CONNECTOR ROTATABLE PLAIN SHAFT, WITH HOLDING BRAKE; ACCURACY TOLERANCE N VIBRATION SEVERITY GRADE A, DEGREE OF PROTECTION IP 64 | 6935 | TEM | 1 | MC | 37.303 | 1
1FT70865WF711NH1 | SIMOTICS S SYNCHRON. MOTOR 1FT7, M0=50NM (100K) NN=3000RPM, PN=15,40KW WATER-COOLED; FRAME SIZE IMB 5 (1FT6 COMPATIBLE) WITH KTY TEMPERATURE SENSOR POWER CONNECTOR ROTATABLE INCREM. ENCODER SIN/COS 1VSS 2048 S/R (ENCODER I-2048) CONNECTOR ROTATABLE PLAIN SHAFT, WITH HOLDING BRAKE; ACCURACY TOLERANCE N VIBRATION SEVERITY GRADE A, DEGREE OF PROTECTION IP 65 | 7031 | TEM | 1 | MC | 37.303 | 1
1FT70865WF711NH3 | SIMOTICS S SYNCHRON. MOTOR 1FT7, M0=50NM (100K) NN=3000RPM, PN=15,40KW WATER-COOLED; FRAME SIZE IMB 5 (1FT6 COMPATIBLE) WITH KTY TEMPERATURE SENSOR POWER CONNECTOR ROTATABLE INCREM. ENCODER SIN/COS 1VSS 2048 S/R (ENCODER I-2048) CONNECTOR ROTATABLE PLAIN SHAFT, WITH HOLDING BRAKE; ACCURACY TOLERANCE N VIBRATION SEVERITY GRADE A+R, DEGREE OF PROTECTION IP 64 | 7090 | TEM | 1 | MC | 37.303 | 1
1FT70865WH701BG3 | SIMOTICS S SYNCHRON. MOTOR 1FT7, M0=50NM (100K) NN=4500RPM, PN=20,30KW WATER-COOLED; FRAME SIZE IMB 5 (IM V1, IM V3) FLANGE 0 POWER CONNECTOR ROTATABLE ABSOLUTE VALUE ENCODER SINGLETURN 24 BIT WITH DRIVE-CLIQ INTERFACE (ENCODER AS24DQI) PLAIN SHAFT, W/O HOLDING BRAKE; ACC. TOLERANCE N VIBRATION SEVERITY GRADE A+R, DEGREE OF PROTECTION IP 64 | 6533 | TEM | 1 | MC | 34.204 | 1
1FT70865WH701CG2 | SIMOTICS S SYNCHRON. MOTOR 1FT7, M0=50NM (100K) NN=4500RPM, PN=20,30KW WATER-COOLED; FRAME SIZE IMB 5 (IM V1, IM V3) FLANGE 0 POWER CONNECTOR ROTATABLE ABSOLUTE ENCODER 24 BITS + 12 BIT MULTITURN WITH DRIVE-CLIQ INTERFACE (ENCODER AM24DQI) PLAIN SHAFT, W/O HOLDING BRAKE; ACC. TOLERANCE N VIBRATION SEVERITY GRADE A, DEGREE OF PROTECTION IP 67 | 7319 | TEM | 1 | MC | 34.204 | 1
1FT70865WH701FD4 | SIMOTICS S SYNCHRON. MOTOR 1FT7, M0=50NM (100K) NN=4500RPM, PN=20,30KW WATER-COOLED; FRAME SIZE IMB 5 (IM V1, IM V3) FLANGE 0 POWER CONNECTOR ROTATABLE ABSOLUTE ENCODER 22 BITS MULTI TURN WITH DRIVE-CLIQ INTERFACE (ENCODER AM-22-DQ) CONNECTOR ROTATABLE SHAFT WITH FITTED KEY; W/O HOLDING BRAKE; ACC. TOLERANCE R VIBRATION SEVERITY GRADE A+R, DEGREE OF PROTECTION IP 65 | 7634 | TEM | 1 | MC | 34.204 | 1
1FT70865WH701FG0 | SIMOTICS S SYNCHRON. MOTOR 1FT7, M0=50NM (100K) NN=4500RPM, PN=20,30KW WATER-COOLED; FRAME SIZE IMB 5 (IM V1, IM V3) FLANGE 0 POWER CONNECTOR ROTATABLE ABSOLUTE ENCODER 22 BITS MULTI TURN WITH DRIVE-CLIQ INTERFACE (ENCODER AM-22-DQ) CONNECTOR ROTATABLE PLAIN SHAFT, W/O HOLDING BRAKE; ACC. TOLERANCE N VIBRATION SEVERITY GRADE A, DEGREE OF PROTECTION IP 64 | 7223 | TEM | 1 | MC | 34.204 | 1
1FT70865WH701FG2 | SIMOTICS S SYNCHRON. MOTOR 1FT7, M0=50NM (100K) NN=4500RPM, PN=20,30KW WATER-COOLED; FRAME SIZE IMB 5 (IM V1, IM V3) FLANGE 0 POWER CONNECTOR ROTATABLE ABSOLUTE ENCODER 22 BITS MULTI TURN WITH DRIVE-CLIQ INTERFACE (ENCODER AM-22-DQ) CONNECTOR ROTATABLE PLAIN SHAFT, W/O HOLDING BRAKE; ACC. TOLERANCE N VIBRATION SEVERITY GRADE A, DEGREE OF PROTECTION IP 67 | 7399 | TEM | 1 | MC | 34.204 | 1
1FT70865WH701FK4 | SIMOTICS S SYNCHRON. MOTOR 1FT7, M0=50NM (100K) NN=4500RPM, PN=20,30KW WATER-COOLED; FRAME SIZE IMB 5 (IM V1, IM V3) FLANGE 0 POWER CONNECTOR ROTATABLE ABSOLUTE ENCODER 22 BITS MULTI TURN WITH DRIVE-CLIQ INTERFACE (ENCODER AM-22-DQ) CONNECTOR ROTATABLE PLAIN SHAFT, W/O HOLDING BRAKE; ACC. TOLERANCE R VIBRATION SEVERITY GRADE A+R, DEGREE OF PROTECTION IP 65 | 7634 | TEM | 1 | MC | 34.204 | 1
1FT70865WH701NG1 | SIMOTICS S SYNCHRON. MOTOR 1FT7, M0=50NM (100K) NN=4500RPM, PN=20,30KW WATER-COOLED; FRAME SIZE IMB 5 (IM V1, IM V3) FLANGE (COMPACT) WITH KTY TEMPERATURE SENSOR POWER CONNECTOR ROTATABLE INCREM. ENCODER SIN/COS 1VSS 2048 S/R (ENCODER I-2048) CONNECTOR ROTATABLE PLAIN SHAFT, W/O HOLDING BRAKE; ACC. TOLERANCE N VIBRATION SEVERITY GRADE A, DEGREE OF PROTECTION IP 65 | 6133 | TEM | 1 | MC | 34.204 | 1
1FT70865WH711BG0 | SIMOTICS S SYNCHRON. MOTOR 1FT7, M0=50NM (100K) NN=4500RPM, PN=20,30KW WATER-COOLED; FRAME SIZE IMB 5 (IM V1, IM V3) FLANGE 1 (1FT6 COMPATIBLE) POWER CONNECTOR ROTATABLE ABSOLUTE VALUE ENCODER SINGLETURN 24 BIT WITH DRIVE-CLIQ INTERFACE (ENCODER AS24DQI) PLAIN SHAFT, W/O HOLDING BRAKE; ACC. TOLERANCE N VIBRATION SEVERITY GRADE A, DEGREE OF PROTECTION IP 64 | 6378 | TEM | 1 | MC | 34.204 | 1
1FT70865WH711BG1 | SIMOTICS S SYNCHRON. MOTOR 1FT7, M0=50NM (100K) NN=4500RPM, PN=20,30KW WATER-COOLED; FRAME SIZE IMB 5 (IM V1, IM V3) FLANGE 1 (1FT6 COMPATIBLE) POWER CONNECTOR ROTATABLE ABSOLUTE VALUE ENCODER SINGLETURN 24 BIT WITH DRIVE-CLIQ INTERFACE (ENCODER AS24DQI) PLAIN SHAFT, W/O HOLDING BRAKE; ACC. TOLERANCE N VIBRATION SEVERITY GRADE A, DEGREE OF PROTECTION IP 65 | 6474 | TEM | 1 | MC | 34.204 | 1
1FT70865WH711BG2 | SIMOTICS S SYNCHRON. MOTOR 1FT7, M0=50NM (100K) NN=4500RPM, PN=20,30KW WATER-COOLED; FRAME SIZE IMB 5 (IM V1, IM V3) FLANGE 1 (1FT6 COMPATIBLE) POWER CONNECTOR ROTATABLE ABSOLUTE VALUE ENCODER SINGLETURN 24 BIT WITH DRIVE-CLIQ INTERFACE (ENCODER AS24DQI) PLAIN SHAFT, W/O HOLDING BRAKE; ACC. TOLERANCE N VIBRATION SEVERITY GRADE A, DEGREE OF PROTECTION IP 67 | 6553 | TEM | 1 | MC | 34.204 | 1
1FT70865WH711BH0 | SIMOTICS S SYNCHRON. MOTOR 1FT7, M0=50NM (100K) NN=4500RPM, PN=20,30KW WATER-COOLED; FRAME SIZE IMB 5 (IM V1, IM V3) FLANGE 1 (1FT6 COMPATIBLE) POWER CONNECTOR ROTATABLE ABSOLUTE VALUE ENCODER SINGLETURN 24 BIT WITH DRIVE-CLIQ INTERFACE (ENCODER AS24DQI) PLAIN SHAFT, WITH HOLDING BRAKE; ACCURACY TOLERANCE N VIBRATION SEVERITY GRADE A, DEGREE OF PROTECTION IP 64 | 7276 | TEM | 1 | MC | 37.303 | 1
1FT70865WH711BH1 | SIMOTICS S SYNCHRON. MOTOR 1FT7, M0=50NM (100K) NN=4500RPM, PN=20,30KW WATER-COOLED; FRAME SIZE IMB 5 (IM V1, IM V3) FLANGE 1 (1FT6 COMPATIBLE) POWER CONNECTOR ROTATABLE ABSOLUTE VALUE ENCODER SINGLETURN 24 BIT WITH DRIVE-CLIQ INTERFACE (ENCODER AS24DQI) PLAIN SHAFT, WITH HOLDING BRAKE; ACCURACY TOLERANCE N VIBRATION SEVERITY GRADE A, DEGREE OF PROTECTION IP 65 | 7372 | TEM | 1 | MC | 37.303 | 1
1FT70865WH711BK5 | SIMOTICS S SYNCHRON. MOTOR 1FT7, M0=50NM (100K) NN=4500RPM, PN=20,30KW WATER-COOLED; FRAME SIZE IMB 5 (IM V1, IM V3) FLANGE 1 (1FT6 COMPATIBLE) POWER CONNECTOR ROTATABLE ABSOLUTE VALUE ENCODER SINGLETURN 24 BIT WITH DRIVE-CLIQ INTERFACE (ENCODER AS24DQI) PLAIN SHAFT, W/O HOLDING BRAKE; ACC. TOLERANCE R VIBRATION SEVERITY GRADE A+R, DEGREE OF PROTECTION IP 67 | 6869 | TEM | 1 | MC | 34.204 | 1
1FT70865WH711CA2 | SIMOTICS S SYNCHRON. MOTOR 1FT7, M0=50NM (100K) NN=4500RPM, PN=20,30KW WATER-COOLED; FRAME SIZE IMB 5 (IM V1, IM V3) FLANGE 1 (1FT6 COMPATIBLE) POWER CONNECTOR ROTATABLE ABSOLUTE ENCODER 24 BITS + 12 BIT MULTITURN WITH DRIVE-CLIQ INTERFACE (ENCODER AM24DQI) WITH FITTED KEY, ACCURACY TOLERANCE N, W/O HOLDING BRAKE VIBRATION SEVERITY GRADE A, DEGREE OF PROTECTION IP 67 | 7319 | TEM | 1 | MC | 34.204 | 1
1FT70865WH711CA5 | SIMOTICS S SYNCHRON. MOTOR 1FT7, M0=50NM (100K) NN=4500RPM, PN=20,30KW WATER-COOLED; FRAME SIZE IMB 5 (IM V1, IM V3) FLANGE 1 (1FT6 COMPATIBLE) POWER CONNECTOR ROTATABLE ABSOLUTE ENCODER 24 BITS + 12 BIT MULTITURN WITH DRIVE-CLIQ INTERFACE (ENCODER AM24DQI) WITH FITTED KEY, ACCURACY TOLERANCE N, W/O HOLDING BRAKE VIBRATION SEVERITY GRADE A+R, DEGREE OF PROTECTION IP 67 | 7475 | TEM | 1 | MC | 34.204 | 1
1FT70865WH711CG2 | SIMOTICS S SYNCHRON. MOTOR 1FT7, M0=50NM (100K) NN=4500RPM, PN=20,30KW WATER-COOLED; FRAME SIZE IMB 5 (IM V1, IM V3) FLANGE 1 (1FT6 COMPATIBLE) POWER CONNECTOR ROTATABLE ABSOLUTE ENCODER 24 BITS + 12 BIT MULTITURN WITH DRIVE-CLIQ INTERFACE (ENCODER AM24DQI) PLAIN SHAFT, W/O HOLDING BRAKE; ACC. TOLERANCE N VIBRATION SEVERITY GRADE A, DEGREE OF PROTECTION IP 67 | 7319 | TEM | 1 | MC | 34.204 | 1
1FT70865WH711CH1 | SIMOTICS S SYNCHRON. MOTOR 1FT7, M0=50NM (100K) NN=4500RPM, PN=20,30KW WATER-COOLED; FRAME SIZE IMB 5 (IM V1, IM V3) FLANGE 1 (1FT6 COMPATIBLE) POWER CONNECTOR ROTATABLE ABSOLUTE ENCODER 24 BITS + 12 BIT MULTITURN WITH DRIVE-CLIQ INTERFACE (ENCODER AM24DQI) PLAIN SHAFT, WITH HOLDING BRAKE; ACCURACY TOLERANCE N VIBRATION SEVERITY GRADE A, DEGREE OF PROTECTION IP 65 | 8137 | TEM | 1 | MC | 37.303 | 1
1FT70865WH711CL3 | SIMOTICS S SYNCHRON. MOTOR 1FT7, M0=50NM (100K) NN=4500RPM, PN=20,30KW WATER-COOLED; FRAME SIZE IMB 5 (IM V1, IM V3) FLANGE 1 (1FT6 COMPATIBLE) POWER CONNECTOR ROTATABLE ABSOLUTE ENCODER 24 BITS + 12 BIT MULTITURN WITH DRIVE-CLIQ INTERFACE (ENCODER AM24DQI) PLAIN SHAFT, WITH HOLDING BRAKE; ACCURACY TOLERANCE R VIBRATION SEVERITY GRADE A+R, DEGREE OF PROTECTION IP 64 | 8352 | TEM | 1 | MC | 37.303 | 1
1FT70865WH711DA2 | SIMOTICS S SYNCHRON. MOTOR 1FT7, M0=50NM (100K) NN=4500RPM, PN=20,30KW WATER-COOLED; FRAME SIZE IMB 5 (IM V1, IM V3) FLANGE 1 (1FT6 COMPATIBLE) POWER CONNECTOR ROTATABLE INCREMENTAL ENCODER 2048 S/R WITH DRIVE-CLIQ INTERFACE (ENCODER I-2048) CONNECTOR ROTATABLE WITH FITTED KEY, ACCURACY TOLERANCE N, W/O HOLDING BRAKE VIBRATION SEVERITY GRADE A, DEGREE OF PROTECTION IP 67 | 6634 | TEM | 1 | MC | 34.204 | 1
1FT70865WH711DG1 | SIMOTICS S SYNCHRON. MOTOR 1FT7, M0=50NM (100K) NN=4500RPM, PN=20,30KW WATER-COOLED; FRAME SIZE IMB 5 (IM V1, IM V3) FLANGE 1 (1FT6 COMPATIBLE) POWER CONNECTOR ROTATABLE INCREMENTAL ENCODER 2048 S/R WITH DRIVE-CLIQ INTERFACE (ENCODER I-2048) CONNECTOR ROTATABLE PLAIN SHAFT, W/O HOLDING BRAKE; ACC. TOLERANCE N VIBRATION SEVERITY GRADE A, DEGREE OF PROTECTION IP 65 | 6554 | TEM | 1 | MC | 34.204 | 1
1FT70865WH711DG2 | SIMOTICS S SYNCHRON. MOTOR 1FT7, M0=50NM (100K) NN=4500RPM, PN=20,30KW WATER-COOLED; FRAME SIZE IMB 5 (IM V1, IM V3) FLANGE 1 (1FT6 COMPATIBLE) POWER CONNECTOR ROTATABLE INCREMENTAL ENCODER 2048 S/R WITH DRIVE-CLIQ INTERFACE (ENCODER I-2048) CONNECTOR ROTATABLE PLAIN SHAFT, W/O HOLDING BRAKE; ACC. TOLERANCE N VIBRATION SEVERITY GRADE A, DEGREE OF PROTECTION IP 67 | 6634 | TEM | 1 | MC | 34.204 | 1
1FT70865WH711DG4 | SIMOTICS S SYNCHRON. MOTOR 1FT7, M0=50NM (100K) NN=4500RPM, PN=20,30KW WATER-COOLED; FRAME SIZE IMB 5 (IM V1, IM V3) FLANGE 1 (1FT6 COMPATIBLE) POWER CONNECTOR ROTATABLE INCREMENTAL ENCODER 2048 S/R WITH DRIVE-CLIQ INTERFACE (ENCODER I-2048) CONNECTOR ROTATABLE PLAIN SHAFT, W/O HOLDING BRAKE; ACC. TOLERANCE N VIBRATION SEVERITY GRADE A+R, DEGREE OF PROTECTION IP 65 | 6710 | TEM | 1 | MC | 34.204 | 1
1FT70865WH711DH1 | SIMOTICS S SYNCHRON. MOTOR 1FT7, M0=50NM (100K) NN=4500RPM, PN=20,30KW WATER-COOLED; FRAME SIZE IMB 5 (IM V1, IM V3) FLANGE 1 (1FT6 COMPATIBLE) POWER CONNECTOR ROTATABLE INCREMENTAL ENCODER 2048 S/R WITH DRIVE-CLIQ INTERFACE (ENCODER I-2048) CONNECTOR ROTATABLE PLAIN SHAFT, WITH HOLDING BRAKE; ACCURACY TOLERANCE N VIBRATION SEVERITY GRADE A, DEGREE OF PROTECTION IP 65 | 7452 | TEM | 1 | MC | 37.303 | 1
1FT70865WH711FB0 | SIMOTICS S SYNCHRON. MOTOR 1FT7, M0=50NM (100K) NN=4500RPM, PN=20,30KW WATER-COOLED; FRAME SIZE IMB 5 (IM V1, IM V3) FLANGE 1 (1FT6 COMPATIBLE) POWER CONNECTOR ROTATABLE ABSOLUTE ENCODER 22 BITS MULTI TURN WITH DRIVE-CLIQ INTERFACE (ENCODER AM-22-DQ) CONNECTOR ROTATABLE SHAFT WITH FITTED KEY; WITH HOLDING BRAKE; ACC. TOLERANCE N VIBRATION SEVERITY GRADE A, DEGREE OF PROTECTION IP 64 | 8121 | TEM | 1 | MC | 37.303 | 1
1FT70865WH711FG1 | SIMOTICS S SYNCHRON. MOTOR 1FT7, M0=50NM (100K) NN=4500RPM, PN=20,30KW WATER-COOLED; FRAME SIZE IMB 5 (IM V1, IM V3) FLANGE 1 (1FT6 COMPATIBLE) POWER CONNECTOR ROTATABLE ABSOLUTE ENCODER 22 BITS MULTI TURN WITH DRIVE-CLIQ INTERFACE (ENCODER AM-22-DQ) CONNECTOR ROTATABLE PLAIN SHAFT, W/O HOLDING BRAKE; ACC. TOLERANCE N VIBRATION SEVERITY GRADE A, DEGREE OF PROTECTION IP 65 | 7319 | TEM | 1 | MC | 34.204 | 1
1FT70865WH711FG2 | SIMOTICS S SYNCHRON. MOTOR 1FT7, M0=50NM (100K) NN=4500RPM, PN=20,30KW WATER-COOLED; FRAME SIZE IMB 5 (IM V1, IM V3) FLANGE 1 (1FT6 COMPATIBLE) POWER CONNECTOR ROTATABLE ABSOLUTE ENCODER 22 BITS MULTI TURN WITH DRIVE-CLIQ INTERFACE (ENCODER AM-22-DQ) CONNECTOR ROTATABLE PLAIN SHAFT, W/O HOLDING BRAKE; ACC. TOLERANCE N VIBRATION SEVERITY GRADE A, DEGREE OF PROTECTION IP 67 | 7399 | TEM | 1 | MC | 34.204 | 1
1FT70865WH711FG5 | SIMOTICS S SYNCHRON. MOTOR 1FT7, M0=50NM (100K) NN=4500RPM, PN=20,30KW WATER-COOLED; FRAME SIZE IMB 5 (IM V1, IM V3) FLANGE 1 (1FT6 COMPATIBLE) POWER CONNECTOR ROTATABLE ABSOLUTE ENCODER 22 BITS MULTI TURN WITH DRIVE-CLIQ INTERFACE (ENCODER AM-22-DQ) CONNECTOR ROTATABLE PLAIN SHAFT, W/O HOLDING BRAKE; ACC. TOLERANCE N VIBRATION SEVERITY GRADE A+R, DEGREE OF PROTECTION IP 67 | 7555 | TEM | 1 | MC | 34.204 | 1
1FT70865WH711FH0 | SIMOTICS S SYNCHRON. MOTOR 1FT7, M0=50NM (100K) NN=4500RPM, PN=20,30KW WATER-COOLED; FRAME SIZE IMB 5 (IM V1, IM V3) FLANGE 1 (1FT6 COMPATIBLE) POWER CONNECTOR ROTATABLE ABSOLUTE ENCODER 22 BITS MULTI TURN WITH DRIVE-CLIQ INTERFACE (ENCODER AM-22-DQ) CONNECTOR ROTATABLE PLAIN SHAFT, WITH HOLDING BRAKE; ACCURACY TOLERANCE N VIBRATION SEVERITY GRADE A, DEGREE OF PROTECTION IP 64 | 8121 | TEM | 1 | MC | 37.303 | 1
1FT70865WH711FL3 | SIMOTICS S SYNCHRON. MOTOR 1FT7, M0=50NM (100K) NN=4500RPM, PN=20,30KW WATER-COOLED; FRAME SIZE IMB 5 (IM V1, IM V3) FLANGE 1 (1FT6 COMPATIBLE) POWER CONNECTOR ROTATABLE ABSOLUTE ENCODER 22 BITS MULTI TURN WITH DRIVE-CLIQ INTERFACE (ENCODER AM-22-DQ) CONNECTOR ROTATABLE PLAIN SHAFT, WITH HOLDING BRAKE; ACCURACY TOLERANCE R VIBRATION SEVERITY GRADE A+R, DEGREE OF PROTECTION IP 64 | 8433 | TEM | 1 | MC | 37.303 | 1
1FT70865WH711MH1 | SIMOTICS S SYNCHRON. MOTOR 1FT7, M0=50NM (100K) NN=4500RPM, PN=20,30KW WATER-COOLED; FRAME SIZE IMB 5 (1FT6 COMPATIBLE) WITH KTY TEMPERATURE SENSOR POWER CONNECTOR ROTATABLE ABSOLUTE ENCODER ENDAT 2048 S/R (ENCODER A-2048) CONNECTOR ROTATABLE PLAIN SHAFT, WITH HOLDING BRAKE; ACCURACY TOLERANCE N VIBRATION SEVERITY GRADE A, DEGREE OF PROTECTION IP 65 | 7785 | TEM | 1 | MC | 37.303 | 1
1FT70865WH711MH2 | SIMOTICS S SYNCHRON. MOTOR 1FT7, M0=50NM (100K) NN=4500RPM, PN=20,30KW WATER-COOLED; FRAME SIZE IMB 5 (1FT6 COMPATIBLE) WITH KTY TEMPERATURE SENSOR POWER CONNECTOR ROTATABLE ABSOLUTE ENCODER ENDAT 2048 S/R (ENCODER A-2048) CONNECTOR ROTATABLE PLAIN SHAFT, WITH HOLDING BRAKE; ACCURACY TOLERANCE N VIBRATION SEVERITY GRADE A, DEGREE OF PROTECTION IP 67 | 7865 | TEM | 1 | MC | 37.303 | 1
1FT70865WH711NA0 | SIMOTICS S SYNCHRON. MOTOR 1FT7, M0=50NM (100K) NN=4500RPM, PN=20,30KW WATER-COOLED; FRAME SIZE IMB 5 (1FT6 COMPATIBLE) WITH KTY TEMPERATURE SENSOR POWER CONNECTOR ROTATABLE INCREM. ENCODER SIN/COS 1VSS 2048 S/R (ENCODER I-2048) CONNECTOR ROTATABLE WITH FITTED KEY, ACCURACY TOLERANCE N, W/O HOLDING BRAKE VIBRATION SEVERITY GRADE A, DEGREE OF PROTECTION IP 64 | 6037 | TEM | 1 | MC | 34.204 | 1
1FT70865WH711NG0 | SIMOTICS S SYNCHRON. MOTOR 1FT7, M0=50NM (100K) NN=4500RPM, PN=20,30KW WATER-COOLED; FRAME SIZE IMB 5 (1FT6 COMPATIBLE) WITH KTY TEMPERATURE SENSOR POWER CONNECTOR ROTATABLE INCREM. ENCODER SIN/COS 1VSS 2048 S/R (ENCODER I-2048) CONNECTOR ROTATABLE PLAIN SHAFT, W/O HOLDING BRAKE; ACC. TOLERANCE N VIBRATION SEVERITY GRADE A, DEGREE OF PROTECTION IP 64 | 6037 | TEM | 1 | MC | 34.204 | 1
1FT70865WH711NG1 | SIMOTICS S SYNCHRON. MOTOR 1FT7, M0=50NM (100K) NN=4500RPM, PN=20,30KW WATER-COOLED; FRAME SIZE IMB 5 (1FT6 COMPATIBLE) WITH KTY TEMPERATURE SENSOR POWER CONNECTOR ROTATABLE INCREM. ENCODER SIN/COS 1VSS 2048 S/R (ENCODER I-2048) CONNECTOR ROTATABLE PLAIN SHAFT, W/O HOLDING BRAKE; ACC. TOLERANCE N VIBRATION SEVERITY GRADE A, DEGREE OF PROTECTION IP 65 | 6133 | TEM | 1 | MC | 34.204 | 1
1FT70865WH711NG2 | SIMOTICS S SYNCHRON. MOTOR 1FT7, M0=50NM (100K) NN=4500RPM, PN=20,30KW WATER-COOLED; FRAME SIZE IMB 5 (1FT6 COMPATIBLE) WITH KTY TEMPERATURE SENSOR POWER CONNECTOR ROTATABLE INCREM. ENCODER SIN/COS 1VSS 2048 S/R (ENCODER I-2048) CONNECTOR ROTATABLE PLAIN SHAFT, W/O HOLDING BRAKE; ACC. TOLERANCE N VIBRATION SEVERITY GRADE A, DEGREE OF PROTECTION IP 67 | 6213 | TEM | 1 | MC | 34.204 | 1
1FT70865WH711NH0 | SIMOTICS S SYNCHRON. MOTOR 1FT7, M0=50NM (100K) NN=4500RPM, PN=20,30KW WATER-COOLED; FRAME SIZE IMB 5 (1FT6 COMPATIBLE) WITH KTY TEMPERATURE SENSOR POWER CONNECTOR ROTATABLE INCREM. ENCODER SIN/COS 1VSS 2048 S/R (ENCODER I-2048) CONNECTOR ROTATABLE PLAIN SHAFT, WITH HOLDING BRAKE; ACCURACY TOLERANCE N VIBRATION SEVERITY GRADE A, DEGREE OF PROTECTION IP 64 | 6935 | TEM | 1 | MC | 37.303 | 1
1FT70865WH711NH1 | SIMOTICS S SYNCHRON. MOTOR 1FT7, M0=50NM (100K) NN=4500RPM, PN=20,30KW WATER-COOLED; FRAME SIZE IMB 5 (1FT6 COMPATIBLE) WITH KTY TEMPERATURE SENSOR POWER CONNECTOR ROTATABLE INCREM. ENCODER SIN/COS 1VSS 2048 S/R (ENCODER I-2048) CONNECTOR ROTATABLE PLAIN SHAFT, WITH HOLDING BRAKE; ACCURACY TOLERANCE N VIBRATION SEVERITY GRADE A, DEGREE OF PROTECTION IP 65 | 7031 | TEM | 1 | MC | 37.303 | 1
1FT70865WH711NK5 | SIMOTICS S SYNCHRON. MOTOR 1FT7, M0=50NM (100K) NN=4500RPM, PN=20,30KW WATER-COOLED; FRAME SIZE IMB 5 (1FT6 COMPATIBLE) WITH KTY TEMPERATURE SENSOR POWER CONNECTOR ROTATABLE INCREM. ENCODER SIN/COS 1VSS 2048 S/R (ENCODER I-2048) CONNECTOR ROTATABLE PLAIN SHAFT, W/O HOLDING BRAKE; ACC. TOLERANCE R VIBRATION SEVERITY GRADE A+R, DEGREE OF PROTECTION IP 67 | 6528 | TEM | 1 | MC | 34.204 | 1
1FT70877SF701BA0 | SIMOTICS S SYNCHRON. MOTOR 1FT7, M0=48NM (100K) NN=3000RPM, PN=10,40KW SEPARATE VENTILATION; FRAME SIZE IMB 5 (IM V1, IM V3) FLANGE 0 POWER CONNECTOR OUTGOING CONNECTOR DIRECTIONTRAVERSE RIGHT ABSOLUTE VALUE ENCODER SINGLETURN 24 BIT WITH DRIVE-CLIQ INTERFACE (ENCODER AS24DQI) WITH FITTED KEY, ACCURACY TOLERANCE N, W/O HOLDING BRAKE VIBRATION SEVERITY GRADE A, DEGREE OF PROTECTION IP 64 | 7174 | TEM | 1 | MC | 43.004 | 1
1FT70877SF701BB0 | SIMOTICS S SYNCHRON. MOTOR 1FT7, M0=48NM (100K) NN=3000RPM, PN=10,40KW SEPARATE VENTILATION; FRAME SIZE IMB 5 (IM V1, IM V3) FLANGE 0 POWER CONNECTOR OUTGOING CONNECTOR DIRECTIONTRAVERSE RIGHT ABSOLUTE VALUE ENCODER SINGLETURN 24 BIT WITH DRIVE-CLIQ INTERFACE (ENCODER AS24DQI) SHAFT WITH FITTED KEY; WITH HOLDING BRAKE; ACC. TOLERANCE N VIBRATION SEVERITY GRADE A, DEGREE OF PROTECTION IP 64 | 8072 | TEM | 1 | MC | 46.103 | 1
1FT70877SF701BG0 | SIMOTICS S SYNCHRON. MOTOR 1FT7, M0=48NM (100K) NN=3000RPM, PN=10,40KW SEPARATE VENTILATION; FRAME SIZE IMB 5 (IM V1, IM V3) FLANGE 0 POWER CONNECTOR OUTGOING CONNECTOR DIRECTIONTRAVERSE RIGHT ABSOLUTE VALUE ENCODER SINGLETURN 24 BIT WITH DRIVE-CLIQ INTERFACE (ENCODER AS24DQI) PLAIN SHAFT, W/O HOLDING BRAKE; ACC. TOLERANCE N VIBRATION SEVERITY GRADE A, DEGREE OF PROTECTION IP 64 | 7174 | TEM | 1 | MC | 43.004 | 1
1FT70877SF701BH0 | SIMOTICS S SYNCHRON. MOTOR 1FT7, M0=48NM (100K) NN=3000RPM, PN=10,40KW SEPARATE VENTILATION; FRAME SIZE IMB 5 (IM V1, IM V3) FLANGE 0 POWER CONNECTOR OUTGOING CONNECTOR DIRECTIONTRAVERSE RIGHT ABSOLUTE VALUE ENCODER SINGLETURN 24 BIT WITH DRIVE-CLIQ INTERFACE (ENCODER AS24DQI) PLAIN SHAFT, WITH HOLDING BRAKE; ACCURACY TOLERANCE N VIBRATION SEVERITY GRADE A, DEGREE OF PROTECTION IP 64 | 8072 | TEM | 1 | MC | 46.103 | 1
1FT70877SF701CA0 | SIMOTICS S SYNCHRON. MOTOR 1FT7, M0=48NM (100K) NN=3000RPM, PN=10,40KW SEPARATE VENTILATION; FRAME SIZE IMB 5 (IM V1, IM V3) FLANGE 0 POWER CONNECTOR OUTGOING CONNECTOR DIRECTIONTRAVERSE RIGHT ABSOLUTE ENCODER 24 BITS + 12 BIT MULTITURN WITH DRIVE-CLIQ INTERFACE (ENCODER AM24DQI) WITH FITTED KEY, ACCURACY TOLERANCE N, W/O HOLDING BRAKE VIBRATION SEVERITY GRADE A, DEGREE OF PROTECTION IP 64 | 7939 | TEM | 1 | MC | 43.104 | 1
1FT70877SF701CB0 | SIMOTICS S SYNCHRON. MOTOR 1FT7, M0=48NM (100K) NN=3000RPM, PN=10,40KW SEPARATE VENTILATION; FRAME SIZE IMB 5 (IM V1, IM V3) FLANGE 0 POWER CONNECTOR OUTGOING CONNECTOR DIRECTIONTRAVERSE RIGHT ABSOLUTE ENCODER 24 BITS + 12 BIT MULTITURN WITH DRIVE-CLIQ INTERFACE (ENCODER AM24DQI) SHAFT WITH FITTED KEY; WITH HOLDING BRAKE; ACC. TOLERANCE N VIBRATION SEVERITY GRADE A, DEGREE OF PROTECTION IP 64 | 8837 | TEM | 1 | MC | 46.203 | 1
1FT70877SF701CG0 | SIMOTICS S SYNCHRON. MOTOR 1FT7, M0=48NM (100K) NN=3000RPM, PN=10,40KW SEPARATE VENTILATION; FRAME SIZE IMB 5 (IM V1, IM V3) FLANGE 0 POWER CONNECTOR OUTGOING CONNECTOR DIRECTIONTRAVERSE RIGHT ABSOLUTE ENCODER 24 BITS + 12 BIT MULTITURN WITH DRIVE-CLIQ INTERFACE (ENCODER AM24DQI) PLAIN SHAFT, W/O HOLDING BRAKE; ACC. TOLERANCE N VIBRATION SEVERITY GRADE A, DEGREE OF PROTECTION IP 64 | 7939 | TEM | 1 | MC | 43.104 | 1
1FT70877SF701CG1 | SIMOTICS S SYNCHRON. MOTOR 1FT7, M0=48NM (100K) NN=3000RPM, PN=10,40KW SEPARATE VENTILATION; FRAME SIZE IMB 5 (IM V1, IM V3) FLANGE 0 POWER CONNECTOR OUTGOING CONNECTOR DIRECTIONTRAVERSE RIGHT ABSOLUTE ENCODER 24 BITS + 12 BIT MULTITURN WITH DRIVE-CLIQ INTERFACE (ENCODER AM24DQI) PLAIN SHAFT, W/O HOLDING BRAKE; ACC. TOLERANCE N VIBRATION SEVERITY GRADE A, DEGREE OF PROTECTION IP 65 | 8035 | TEM | 1 | MC | 43.104 | 1
1FT70877SF701CG4 | SIMOTICS S SYNCHRON. MOTOR 1FT7, M0=48NM (100K) NN=3000RPM, PN=10,40KW SEPARATE VENTILATION; FRAME SIZE IMB 5 (IM V1, IM V3) FLANGE 0 POWER CONNECTOR OUTGOING CONNECTOR DIRECTIONTRAVERSE RIGHT ABSOLUTE ENCODER 24 BITS + 12 BIT MULTITURN WITH DRIVE-CLIQ INTERFACE (ENCODER AM24DQI) PLAIN SHAFT, W/O HOLDING BRAKE; ACC. TOLERANCE N VIBRATION SEVERITY GRADE A+R, DEGREE OF PROTECTION IP 65 | 8191 | TEM | 1 | MC | 43.104 | 1
1FT70877SF701CH0 | SIMOTICS S SYNCHRON. MOTOR 1FT7, M0=48NM (100K) NN=3000RPM, PN=10,40KW SEPARATE VENTILATION; FRAME SIZE IMB 5 (IM V1, IM V3) FLANGE 0 POWER CONNECTOR OUTGOING CONNECTOR DIRECTIONTRAVERSE RIGHT ABSOLUTE ENCODER 24 BITS + 12 BIT MULTITURN WITH DRIVE-CLIQ INTERFACE (ENCODER AM24DQI) PLAIN SHAFT, WITH HOLDING BRAKE; ACCURACY TOLERANCE N VIBRATION SEVERITY GRADE A, DEGREE OF PROTECTION IP 64 | 8837 | TEM | 1 | MC | 46.203 | 1
1FT70877SF701CH1 | SIMOTICS S SYNCHRON. MOTOR 1FT7, M0=48NM (100K) NN=3000RPM, PN=10,40KW SEPARATE VENTILATION; FRAME SIZE IMB 5 (IM V1, IM V3) FLANGE 0 POWER CONNECTOR OUTGOING CONNECTOR DIRECTIONTRAVERSE RIGHT ABSOLUTE ENCODER 24 BITS + 12 BIT MULTITURN WITH DRIVE-CLIQ INTERFACE (ENCODER AM24DQI) PLAIN SHAFT, WITH HOLDING BRAKE; ACCURACY TOLERANCE N VIBRATION SEVERITY GRADE A, DEGREE OF PROTECTION IP 65 | 8933 | TEM | 1 | MC | 46.203 | 1
1FT70877SF701MA0 | SIMOTICS S SYNCHRON. MOTOR 1FT7, M0=48NM (100K) NN=3000RPM, PN=10,40KW SEPARATE VENTILATION; FRAME SIZE IMB 5 (IM V1, IM V3) FLANGE (COMPACT) WITH KTY TEMPERATURE SENSOR POWER CONNECTOR OUTGOING CONNECTOR DIRECTIONTRAVERSE RIGHT ABSOLUTE ENCODER ENDAT 2048 S/R (ENCODER A-2048) CONNECTOR ROTATABLE WITH FITTED KEY, ACCURACY TOLERANCE N, W/O HOLDING BRAKE VIBRATION SEVERITY GRADE A, DEGREE OF PROTECTION IP 64 | 7587 | TEM | 1 | MC | 43.004 | 1
1FT70877SF701MA4 | SIMOTICS S SYNCHRON. MOTOR 1FT7, M0=48NM (100K) NN=3000RPM, PN=10,40KW SEPARATE VENTILATION; FRAME SIZE IMB 5 (IM V1, IM V3) FLANGE (COMPACT) WITH KTY TEMPERATURE SENSOR POWER CONNECTOR OUTGOING CONNECTOR DIRECTIONTRAVERSE RIGHT ABSOLUTE ENCODER ENDAT 2048 S/R (ENCODER A-2048) CONNECTOR ROTATABLE WITH FITTED KEY, ACCURACY TOLERANCE N, W/O HOLDING BRAKE VIBRATION SEVERITY GRADE A+R, DEGREE OF PROTECTION IP 65 | 7839 | TEM | 1 | MC | 43.004 | 1
1FT70877SF701MB4 | SIMOTICS S SYNCHRON. MOTOR 1FT7, M0=48NM (100K) NN=3000RPM, PN=10,40KW SEPARATE VENTILATION; FRAME SIZE IMB 5 (IM V1, IM V3) FLANGE (COMPACT) WITH KTY TEMPERATURE SENSOR POWER CONNECTOR OUTGOING CONNECTOR DIRECTIONTRAVERSE RIGHT ABSOLUTE ENCODER ENDAT 2048 S/R (ENCODER A-2048) CONNECTOR ROTATABLE SHAFT WITH FITTED KEY; WITH HOLDING BRAKE; ACC. TOLERANCE N VIBRATION SEVERITY GRADE A+R, DEGREE OF PROTECTION IP 65 | 8737 | TEM | 1 | MC | 46.103 | 1
1FT70877SF701MG3 | SIMOTICS S SYNCHRON. MOTOR 1FT7, M0=48NM (100K) NN=3000RPM, PN=10,40KW SEPARATE VENTILATION; FRAME SIZE IMB 5 (IM V1, IM V3) FLANGE (COMPACT) WITH KTY TEMPERATURE SENSOR POWER CONNECTOR OUTGOING CONNECTOR DIRECTIONTRAVERSE RIGHT ABSOLUTE ENCODER ENDAT 2048 S/R (ENCODER A-2048) CONNECTOR ROTATABLE PLAIN SHAFT, W/O HOLDING BRAKE; ACC. TOLERANCE N VIBRATION SEVERITY GRADE A+R, DEGREE OF PROTECTION IP 64 | 7742 | TEM | 1 | MC | 43.004 | 1
1FT70877SF701MG4 | SIMOTICS S SYNCHRON. MOTOR 1FT7, M0=48NM (100K) NN=3000RPM, PN=10,40KW SEPARATE VENTILATION; FRAME SIZE IMB 5 (IM V1, IM V3) FLANGE (COMPACT) WITH KTY TEMPERATURE SENSOR POWER CONNECTOR OUTGOING CONNECTOR DIRECTIONTRAVERSE RIGHT ABSOLUTE ENCODER ENDAT 2048 S/R (ENCODER A-2048) CONNECTOR ROTATABLE PLAIN SHAFT, W/O HOLDING BRAKE; ACC. TOLERANCE N VIBRATION SEVERITY GRADE A+R, DEGREE OF PROTECTION IP 65 | 7839 | TEM | 1 | MC | 43.004 | 1
1FT70877SF701NA0 | SIMOTICS S SYNCHRON. MOTOR 1FT7, M0=48NM (100K) NN=3000RPM, PN=10,40KW SEPARATE VENTILATION; FRAME SIZE IMB 5 (IM V1, IM V3) FLANGE (COMPACT) WITH KTY TEMPERATURE SENSOR POWER CONNECTOR OUTGOING CONNECTOR DIRECTIONTRAVERSE RIGHT INCREM. ENCODER SIN/COS 1VSS 2048 S/R (ENCODER I-2048) CONNECTOR ROTATABLE WITH FITTED KEY, ACCURACY TOLERANCE N, W/O HOLDING BRAKE VIBRATION SEVERITY GRADE A, DEGREE OF PROTECTION IP 64 | 6833 | TEM | 1 | MC | 43.004 | 1
1FT70877SF701NA3 | SIMOTICS S SYNCHRON. MOTOR 1FT7, M0=48NM (100K) NN=3000RPM, PN=10,40KW SEPARATE VENTILATION; FRAME SIZE IMB 5 (IM V1, IM V3) FLANGE (COMPACT) WITH KTY TEMPERATURE SENSOR POWER CONNECTOR OUTGOING CONNECTOR DIRECTIONTRAVERSE RIGHT INCREM. ENCODER SIN/COS 1VSS 2048 S/R (ENCODER I-2048) CONNECTOR ROTATABLE WITH FITTED KEY, ACCURACY TOLERANCE N, W/O HOLDING BRAKE VIBRATION SEVERITY GRADE A+R, DEGREE OF PROTECTION IP 64 | 6988 | TEM | 1 | MC | 43.004 | 1
1FT70877SF701NA4 | SIMOTICS S SYNCHRON. MOTOR 1FT7, M0=48NM (100K) NN=3000RPM, PN=10,40KW SEPARATE VENTILATION; FRAME SIZE IMB 5 (IM V1, IM V3) FLANGE (COMPACT) WITH KTY TEMPERATURE SENSOR POWER CONNECTOR OUTGOING CONNECTOR DIRECTIONTRAVERSE RIGHT INCREM. ENCODER SIN/COS 1VSS 2048 S/R (ENCODER I-2048) CONNECTOR ROTATABLE WITH FITTED KEY, ACCURACY TOLERANCE N, W/O HOLDING BRAKE VIBRATION SEVERITY GRADE A+R, DEGREE OF PROTECTION IP 65 | 7085 | TEM | 1 | MC | 43.004 | 1
1FT70877SF701NH0 | SIMOTICS S SYNCHRON. MOTOR 1FT7, M0=48NM (100K) NN=3000RPM, PN=10,40KW SEPARATE VENTILATION; FRAME SIZE IMB 5 (IM V1, IM V3) FLANGE (COMPACT) WITH KTY TEMPERATURE SENSOR POWER CONNECTOR OUTGOING CONNECTOR DIRECTIONTRAVERSE RIGHT INCREM. ENCODER SIN/COS 1VSS 2048 S/R (ENCODER I-2048) CONNECTOR ROTATABLE PLAIN SHAFT, WITH HOLDING BRAKE; ACCURACY TOLERANCE N VIBRATION SEVERITY GRADE A, DEGREE OF PROTECTION IP 64 | 7731 | TEM | 1 | MC | 46.103 | 1
1FT70877SF703CA0 | SIMOTICS S SYNCHRON. MOTOR 1FT7, M0=48NM (100K) NN=3000RPM, PN=10,40KW SEPARATE VENTILATION; FRAME SIZE IMB 5 (IM V1, IM V3) FLANGE 0 POWER CONNECTOR OUTGOING CONNECTOR DIRECTIONAXIAL NON-DRIVE END ABSOLUTE ENCODER 24 BITS + 12 BIT MULTITURN WITH DRIVE-CLIQ INTERFACE (ENCODER AM24DQI) WITH FITTED KEY, ACCURACY TOLERANCE N, W/O HOLDING BRAKE VIBRATION SEVERITY GRADE A, DEGREE OF PROTECTION IP 64 | 7939 | TEM | 1 | MC | 43.104 | 1
1FT70877SF711BA0 | SIMOTICS S SYNCHRON. MOTOR 1FT7, M0=48NM (100K) NN=3000RPM, PN=10,40KW SEPARATE VENTILATION; FRAME SIZE IMB 5 (IM V1, IM V3) FLANGE 1 (1FT6 COMPATIBLE) POWER CONNECTOR OUTGOING CONNECTOR DIRECTIONTRAVERSE RIGHT ABSOLUTE VALUE ENCODER SINGLETURN 24 BIT WITH DRIVE-CLIQ INTERFACE (ENCODER AS24DQI) WITH FITTED KEY, ACCURACY TOLERANCE N, W/O HOLDING BRAKE VIBRATION SEVERITY GRADE A, DEGREE OF PROTECTION IP 64 | 7174 | TEM | 1 | MC | 43.004 | 1
1FT70877SF711BA3 | SIMOTICS S SYNCHRON. MOTOR 1FT7, M0=48NM (100K) NN=3000RPM, PN=10,40KW SEPARATE VENTILATION; FRAME SIZE IMB 5 (IM V1, IM V3) FLANGE 1 (1FT6 COMPATIBLE) POWER CONNECTOR OUTGOING CONNECTOR DIRECTIONTRAVERSE RIGHT ABSOLUTE VALUE ENCODER SINGLETURN 24 BIT WITH DRIVE-CLIQ INTERFACE (ENCODER AS24DQI) WITH FITTED KEY, ACCURACY TOLERANCE N, W/O HOLDING BRAKE VIBRATION SEVERITY GRADE A+R, DEGREE OF PROTECTION IP 64 | 7329 | TEM | 1 | MC | 43.004 | 1
1FT70877SF711BG0 | SIMOTICS S SYNCHRON. MOTOR 1FT7, M0=48NM (100K) NN=3000RPM, PN=10,40KW SEPARATE VENTILATION; FRAME SIZE IMB 5 (IM V1, IM V3) FLANGE 1 (1FT6 COMPATIBLE) POWER CONNECTOR OUTGOING CONNECTOR DIRECTIONTRAVERSE RIGHT ABSOLUTE VALUE ENCODER SINGLETURN 24 BIT WITH DRIVE-CLIQ INTERFACE (ENCODER AS24DQI) PLAIN SHAFT, W/O HOLDING BRAKE; ACC. TOLERANCE N VIBRATION SEVERITY GRADE A, DEGREE OF PROTECTION IP 64 | 7174 | TEM | 1 | MC | 43.004 | 1
1FT70877SF711BH0 | SIMOTICS S SYNCHRON. MOTOR 1FT7, M0=48NM (100K) NN=3000RPM, PN=10,40KW SEPARATE VENTILATION; FRAME SIZE IMB 5 (IM V1, IM V3) FLANGE 1 (1FT6 COMPATIBLE) POWER CONNECTOR OUTGOING CONNECTOR DIRECTIONTRAVERSE RIGHT ABSOLUTE VALUE ENCODER SINGLETURN 24 BIT WITH DRIVE-CLIQ INTERFACE (ENCODER AS24DQI) PLAIN SHAFT, WITH HOLDING BRAKE; ACCURACY TOLERANCE N VIBRATION SEVERITY GRADE A, DEGREE OF PROTECTION IP 64 | 8072 | TEM | 1 | MC | 46.103 | 1
1FT70877SF711BL0 | SIMOTICS S SYNCHRON. MOTOR 1FT7, M0=48NM (100K) NN=3000RPM, PN=10,40KW SEPARATE VENTILATION; FRAME SIZE IMB 5 (IM V1, IM V3) FLANGE 1 (1FT6 COMPATIBLE) POWER CONNECTOR OUTGOING CONNECTOR DIRECTIONTRAVERSE RIGHT ABSOLUTE VALUE ENCODER SINGLETURN 24 BIT WITH DRIVE-CLIQ INTERFACE (ENCODER AS24DQI) PLAIN SHAFT, WITH HOLDING BRAKE; ACCURACY TOLERANCE R VIBRATION SEVERITY GRADE A, DEGREE OF PROTECTION IP 64 | 8229 | TEM | 1 | MC | 46.103 | 1
1FT70877SF711CA0 | SIMOTICS S SYNCHRON. MOTOR 1FT7, M0=48NM (100K) NN=3000RPM, PN=10,40KW SEPARATE VENTILATION; FRAME SIZE IMB 5 (IM V1, IM V3) FLANGE 1 (1FT6 COMPATIBLE) POWER CONNECTOR OUTGOING CONNECTOR DIRECTIONTRAVERSE RIGHT ABSOLUTE ENCODER 24 BITS + 12 BIT MULTITURN WITH DRIVE-CLIQ INTERFACE (ENCODER AM24DQI) WITH FITTED KEY, ACCURACY TOLERANCE N, W/O HOLDING BRAKE VIBRATION SEVERITY GRADE A, DEGREE OF PROTECTION IP 64 | 7939 | TEM | 1 | MC | 43.104 | 1
1FT70877SF711CA1 | SIMOTICS S SYNCHRON. MOTOR 1FT7, M0=48NM (100K) NN=3000RPM, PN=10,40KW SEPARATE VENTILATION; FRAME SIZE IMB 5 (IM V1, IM V3) FLANGE 1 (1FT6 COMPATIBLE) POWER CONNECTOR OUTGOING CONNECTOR DIRECTIONTRAVERSE RIGHT ABSOLUTE ENCODER 24 BITS + 12 BIT MULTITURN WITH DRIVE-CLIQ INTERFACE (ENCODER AM24DQI) WITH FITTED KEY, ACCURACY TOLERANCE N, W/O HOLDING BRAKE VIBRATION SEVERITY GRADE A, DEGREE OF PROTECTION IP 65 | 8035 | TEM | 1 | MC | 43.104 | 1
1FT70877SF711CB0 | SIMOTICS S SYNCHRON. MOTOR 1FT7, M0=48NM (100K) NN=3000RPM, PN=10,40KW SEPARATE VENTILATION; FRAME SIZE IMB 5 (IM V1, IM V3) FLANGE 1 (1FT6 COMPATIBLE) POWER CONNECTOR OUTGOING CONNECTOR DIRECTIONTRAVERSE RIGHT ABSOLUTE ENCODER 24 BITS + 12 BIT MULTITURN WITH DRIVE-CLIQ INTERFACE (ENCODER AM24DQI) SHAFT WITH FITTED KEY; WITH HOLDING BRAKE; ACC. TOLERANCE N VIBRATION SEVERITY GRADE A, DEGREE OF PROTECTION IP 64 | 8837 | TEM | 1 | MC | 46.203 | 1
1FT70877SF711CB3 | SIMOTICS S SYNCHRON. MOTOR 1FT7, M0=48NM (100K) NN=3000RPM, PN=10,40KW SEPARATE VENTILATION; FRAME SIZE IMB 5 (IM V1, IM V3) FLANGE 1 (1FT6 COMPATIBLE) POWER CONNECTOR OUTGOING CONNECTOR DIRECTIONTRAVERSE RIGHT ABSOLUTE ENCODER 24 BITS + 12 BIT MULTITURN WITH DRIVE-CLIQ INTERFACE (ENCODER AM24DQI) SHAFT WITH FITTED KEY; WITH HOLDING BRAKE; ACC. TOLERANCE N VIBRATION SEVERITY GRADE A+R, DEGREE OF PROTECTION IP 64 | 8991 | TEM | 1 | MC | 46.203 | 1
1FT70877SF711CG0 | SIMOTICS S SYNCHRON. MOTOR 1FT7, M0=48NM (100K) NN=3000RPM, PN=10,40KW SEPARATE VENTILATION; FRAME SIZE IMB 5 (IM V1, IM V3) FLANGE 1 (1FT6 COMPATIBLE) POWER CONNECTOR OUTGOING CONNECTOR DIRECTIONTRAVERSE RIGHT ABSOLUTE ENCODER 24 BITS + 12 BIT MULTITURN WITH DRIVE-CLIQ INTERFACE (ENCODER AM24DQI) PLAIN SHAFT, W/O HOLDING BRAKE; ACC. TOLERANCE N VIBRATION SEVERITY GRADE A, DEGREE OF PROTECTION IP 64 | 7939 | TEM | 1 | MC | 43.104 | 1
1FT70877SF711CG1 | SIMOTICS S SYNCHRON. MOTOR 1FT7, M0=48NM (100K) NN=3000RPM, PN=10,40KW SEPARATE VENTILATION; FRAME SIZE IMB 5 (IM V1, IM V3) FLANGE 1 (1FT6 COMPATIBLE) POWER CONNECTOR OUTGOING CONNECTOR DIRECTIONTRAVERSE RIGHT ABSOLUTE ENCODER 24 BITS + 12 BIT MULTITURN WITH DRIVE-CLIQ INTERFACE (ENCODER AM24DQI) PLAIN SHAFT, W/O HOLDING BRAKE; ACC. TOLERANCE N VIBRATION SEVERITY GRADE A, DEGREE OF PROTECTION IP 65 | 8035 | TEM | 1 | MC | 43.104 | 1
1FT70877SF711CH0 | SIMOTICS S SYNCHRON. MOTOR 1FT7, M0=48NM (100K) NN=3000RPM, PN=10,40KW SEPARATE VENTILATION; FRAME SIZE IMB 5 (IM V1, IM V3) FLANGE 1 (1FT6 COMPATIBLE) POWER CONNECTOR OUTGOING CONNECTOR DIRECTIONTRAVERSE RIGHT ABSOLUTE ENCODER 24 BITS + 12 BIT MULTITURN WITH DRIVE-CLIQ INTERFACE (ENCODER AM24DQI) PLAIN SHAFT, WITH HOLDING BRAKE; ACCURACY TOLERANCE N VIBRATION SEVERITY GRADE A, DEGREE OF PROTECTION IP 64 | 8837 | TEM | 1 | MC | 46.203 | 1
1FT70877SF711CH1 | SIMOTICS S SYNCHRON. MOTOR 1FT7, M0=48NM (100K) NN=3000RPM, PN=10,40KW SEPARATE VENTILATION; FRAME SIZE IMB 5 (IM V1, IM V3) FLANGE 1 (1FT6 COMPATIBLE) POWER CONNECTOR OUTGOING CONNECTOR DIRECTIONTRAVERSE RIGHT ABSOLUTE ENCODER 24 BITS + 12 BIT MULTITURN WITH DRIVE-CLIQ INTERFACE (ENCODER AM24DQI) PLAIN SHAFT, WITH HOLDING BRAKE; ACCURACY TOLERANCE N VIBRATION SEVERITY GRADE A, DEGREE OF PROTECTION IP 65 | 8933 | TEM | 1 | MC | 46.203 | 1
1FT70877SF711MB3 | SIMOTICS S SYNCHRON. MOTOR 1FT7, M0=48NM (100K) NN=3000RPM, PN=10,40KW SEPARATE VENTILATION; FRAME SIZE IMB 5 (1FT6 COMPATIBLE) WITH KTY TEMPERATURE SENSOR POWER CONNECTOR OUTGOING CONNECTOR DIRECTIONTRAVERSE RIGHT ABSOLUTE ENCODER ENDAT 2048 S/R (ENCODER A-2048) CONNECTOR ROTATABLE SHAFT WITH FITTED KEY; WITH HOLDING BRAKE; ACC. TOLERANCE N VIBRATION SEVERITY GRADE A+R, DEGREE OF PROTECTION IP 64 | 8640 | TEM | 1 | MC | 46.103 | 1
1FT70877SF711MG0 | SIMOTICS S SYNCHRON. MOTOR 1FT7, M0=48NM (100K) NN=3000RPM, PN=10,40KW SEPARATE VENTILATION; FRAME SIZE IMB 5 (1FT6 COMPATIBLE) WITH KTY TEMPERATURE SENSOR POWER CONNECTOR OUTGOING CONNECTOR DIRECTIONTRAVERSE RIGHT ABSOLUTE ENCODER ENDAT 2048 S/R (ENCODER A-2048) CONNECTOR ROTATABLE PLAIN SHAFT, W/O HOLDING BRAKE; ACC. TOLERANCE N VIBRATION SEVERITY GRADE A, DEGREE OF PROTECTION IP 64 | 7587 | TEM | 1 | MC | 43.004 | 1
1FT70877SF711MG1 | SIMOTICS S SYNCHRON. MOTOR 1FT7, M0=48NM (100K) NN=3000RPM, PN=10,40KW SEPARATE VENTILATION; FRAME SIZE IMB 5 (1FT6 COMPATIBLE) WITH KTY TEMPERATURE SENSOR POWER CONNECTOR OUTGOING CONNECTOR DIRECTIONTRAVERSE RIGHT ABSOLUTE ENCODER ENDAT 2048 S/R (ENCODER A-2048) CONNECTOR ROTATABLE PLAIN SHAFT, W/O HOLDING BRAKE; ACC. TOLERANCE N VIBRATION SEVERITY GRADE A, DEGREE OF PROTECTION IP 65 | 7683 | TEM | 1 | MC | 43.004 | 1
1FT70877SF711MG3 | SIMOTICS S SYNCHRON. MOTOR 1FT7, M0=48NM (100K) NN=3000RPM, PN=10,40KW SEPARATE VENTILATION; FRAME SIZE IMB 5 (1FT6 COMPATIBLE) WITH KTY TEMPERATURE SENSOR POWER CONNECTOR OUTGOING CONNECTOR DIRECTIONTRAVERSE RIGHT ABSOLUTE ENCODER ENDAT 2048 S/R (ENCODER A-2048) CONNECTOR ROTATABLE PLAIN SHAFT, W/O HOLDING BRAKE; ACC. TOLERANCE N VIBRATION SEVERITY GRADE A+R, DEGREE OF PROTECTION IP 64 | 7742 | TEM | 1 | MC | 43.004 | 1
1FT70877SF711MH1 | SIMOTICS S SYNCHRON. MOTOR 1FT7, M0=48NM (100K) NN=3000RPM, PN=10,40KW SEPARATE VENTILATION; FRAME SIZE IMB 5 (1FT6 COMPATIBLE) WITH KTY TEMPERATURE SENSOR POWER CONNECTOR OUTGOING CONNECTOR DIRECTIONTRAVERSE RIGHT ABSOLUTE ENCODER ENDAT 2048 S/R (ENCODER A-2048) CONNECTOR ROTATABLE PLAIN SHAFT, WITH HOLDING BRAKE; ACCURACY TOLERANCE N VIBRATION SEVERITY GRADE A, DEGREE OF PROTECTION IP 65 | 8581 | TEM | 1 | MC | 46.103 | 1
1FT70877SF711ML1 | SIMOTICS S SYNCHRON. MOTOR 1FT7, M0=48NM (100K) NN=3000RPM, PN=10,40KW SEPARATE VENTILATION; FRAME SIZE IMB 5 (1FT6 COMPATIBLE) WITH KTY TEMPERATURE SENSOR POWER CONNECTOR OUTGOING CONNECTOR DIRECTIONTRAVERSE RIGHT ABSOLUTE ENCODER ENDAT 2048 S/R (ENCODER A-2048) CONNECTOR ROTATABLE PLAIN SHAFT, WITH HOLDING BRAKE; ACCURACY TOLERANCE R VIBRATION SEVERITY GRADE A, DEGREE OF PROTECTION IP 65 | 8738 | TEM | 1 | MC | 46.103 | 1
1FT70877SF711NA0 | SIMOTICS S SYNCHRON. MOTOR 1FT7, M0=48NM (100K) NN=3000RPM, PN=10,40KW SEPARATE VENTILATION; FRAME SIZE IMB 5 (1FT6 COMPATIBLE) WITH KTY TEMPERATURE SENSOR POWER CONNECTOR OUTGOING CONNECTOR DIRECTIONTRAVERSE RIGHT INCREM. ENCODER SIN/COS 1VSS 2048 S/R (ENCODER I-2048) CONNECTOR ROTATABLE WITH FITTED KEY, ACCURACY TOLERANCE N, W/O HOLDING BRAKE VIBRATION SEVERITY GRADE A, DEGREE OF PROTECTION IP 64 | 6833 | TEM | 1 | MC | 43.004 | 1
1FT70877SF711NB0 | SIMOTICS S SYNCHRON. MOTOR 1FT7, M0=48NM (100K) NN=3000RPM, PN=10,40KW SEPARATE VENTILATION; FRAME SIZE IMB 5 (1FT6 COMPATIBLE) WITH KTY TEMPERATURE SENSOR POWER CONNECTOR OUTGOING CONNECTOR DIRECTIONTRAVERSE RIGHT INCREM. ENCODER SIN/COS 1VSS 2048 S/R (ENCODER I-2048) CONNECTOR ROTATABLE SHAFT WITH FITTED KEY; WITH HOLDING BRAKE; ACC. TOLERANCE N VIBRATION SEVERITY GRADE A, DEGREE OF PROTECTION IP 64 | 7731 | TEM | 1 | MC | 46.103 | 1
1FT70877SF711NB1 | SIMOTICS S SYNCHRON. MOTOR 1FT7, M0=48NM (100K) NN=3000RPM, PN=10,40KW SEPARATE VENTILATION; FRAME SIZE IMB 5 (1FT6 COMPATIBLE) WITH KTY TEMPERATURE SENSOR POWER CONNECTOR OUTGOING CONNECTOR DIRECTIONTRAVERSE RIGHT INCREM. ENCODER SIN/COS 1VSS 2048 S/R (ENCODER I-2048) CONNECTOR ROTATABLE SHAFT WITH FITTED KEY; WITH HOLDING BRAKE; ACC. TOLERANCE N VIBRATION SEVERITY GRADE A, DEGREE OF PROTECTION IP 65 | 7827 | TEM | 1 | MC | 46.103 | 1
1FT70877SF711NG3 | SIMOTICS S SYNCHRON. MOTOR 1FT7, M0=48NM (100K) NN=3000RPM, PN=10,40KW SEPARATE VENTILATION; FRAME SIZE IMB 5 (1FT6 COMPATIBLE) WITH KTY TEMPERATURE SENSOR POWER CONNECTOR OUTGOING CONNECTOR DIRECTIONTRAVERSE RIGHT INCREM. ENCODER SIN/COS 1VSS 2048 S/R (ENCODER I-2048) CONNECTOR ROTATABLE PLAIN SHAFT, W/O HOLDING BRAKE; ACC. TOLERANCE N VIBRATION SEVERITY GRADE A+R, DEGREE OF PROTECTION IP 64 | 6988 | TEM | 1 | MC | 43.004 | 1
1FT70877SH701BA0 | SIMOTICS S SYNCHRON. MOTOR 1FT7, M0=48NM (100K) NN=4500RPM, PN=10,80KW SEPARATE VENTILATION; FRAME SIZE IMB 5 (IM V1, IM V3) FLANGE 0 POWER CONNECTOR OUTGOING CONNECTOR DIRECTIONTRAVERSE RIGHT ABSOLUTE VALUE ENCODER SINGLETURN 24 BIT WITH DRIVE-CLIQ INTERFACE (ENCODER AS24DQI) WITH FITTED KEY, ACCURACY TOLERANCE N, W/O HOLDING BRAKE VIBRATION SEVERITY GRADE A, DEGREE OF PROTECTION IP 64 | 7174 | TEM | 1 | MC | 43.004 | 1
1FT70877SH702BA0 | SIMOTICS S SYNCHRON. MOTOR 1FT7, M0=48NM (100K) NN=4500RPM, PN=10,80KW SEPARATE VENTILATION; FRAME SIZE IMB 5 (IM V1, IM V3) FLANGE 0 POWER CONNECTOR OUTGOING CONNECTOR DIRECTIONTRAVERSE LEFT ABSOLUTE VALUE ENCODER SINGLETURN 24 BIT WITH DRIVE-CLIQ INTERFACE (ENCODER AS24DQI) WITH FITTED KEY, ACCURACY TOLERANCE N, W/O HOLDING BRAKE VIBRATION SEVERITY GRADE A, DEGREE OF PROTECTION IP 64 | 7174 | TEM | 1 | MC | 43.004 | 1
1FT70877SH703BG0 | SIMOTICS S SYNCHRON. MOTOR 1FT7, M0=48NM (100K) NN=4500RPM, PN=10,80KW SEPARATE VENTILATION; FRAME SIZE IMB 5 (IM V1, IM V3) FLANGE 0 POWER CONNECTOR OUTGOING CONNECTOR DIRECTIONAXIAL NON-DRIVE END ABSOLUTE VALUE ENCODER SINGLETURN 24 BIT WITH DRIVE-CLIQ INTERFACE (ENCODER AS24DQI) PLAIN SHAFT, W/O HOLDING BRAKE; ACC. TOLERANCE N VIBRATION SEVERITY GRADE A, DEGREE OF PROTECTION IP 64 | 7174 | TEM | 1 | MC | 43.004 | 1
1FT70877SH703BK4 | SIMOTICS S SYNCHRON. MOTOR 1FT7, M0=48NM (100K) NN=4500RPM, PN=10,80KW SEPARATE VENTILATION; FRAME SIZE IMB 5 (IM V1, IM V3) FLANGE 0 POWER CONNECTOR OUTGOING CONNECTOR DIRECTIONAXIAL NON-DRIVE END ABSOLUTE VALUE ENCODER SINGLETURN 24 BIT WITH DRIVE-CLIQ INTERFACE (ENCODER AS24DQI) PLAIN SHAFT, W/O HOLDING BRAKE; ACC. TOLERANCE R VIBRATION SEVERITY GRADE A+R, DEGREE OF PROTECTION IP 65 | 7585 | TEM | 1 | MC | 43.004 | 1
1FT70877SH703CA0 | SIMOTICS S SYNCHRON. MOTOR 1FT7, M0=48NM (100K) NN=4500RPM, PN=10,80KW SEPARATE VENTILATION; FRAME SIZE IMB 5 (IM V1, IM V3) FLANGE 0 POWER CONNECTOR OUTGOING CONNECTOR DIRECTIONAXIAL NON-DRIVE END ABSOLUTE ENCODER 24 BITS + 12 BIT MULTITURN WITH DRIVE-CLIQ INTERFACE (ENCODER AM24DQI) WITH FITTED KEY, ACCURACY TOLERANCE N, W/O HOLDING BRAKE VIBRATION SEVERITY GRADE A, DEGREE OF PROTECTION IP 64 | 7939 | TEM | 1 | MC | 43.104 | 1
1FT70877SH703CH0 | SIMOTICS S SYNCHRON. MOTOR 1FT7, M0=48NM (100K) NN=4500RPM, PN=10,80KW SEPARATE VENTILATION; FRAME SIZE IMB 5 (IM V1, IM V3) FLANGE 0 POWER CONNECTOR OUTGOING CONNECTOR DIRECTIONAXIAL NON-DRIVE END ABSOLUTE ENCODER 24 BITS + 12 BIT MULTITURN WITH DRIVE-CLIQ INTERFACE (ENCODER AM24DQI) PLAIN SHAFT, WITH HOLDING BRAKE; ACCURACY TOLERANCE N VIBRATION SEVERITY GRADE A, DEGREE OF PROTECTION IP 64 | 8837 | TEM | 1 | MC | 46.203 | 1
1FT70877SH703NA0 | SIMOTICS S SYNCHRON. MOTOR 1FT7, M0=48NM (100K) NN=4500RPM, PN=10,80KW SEPARATE VENTILATION; FRAME SIZE IMB 5 (IM V1, IM V3) FLANGE (COMPACT) WITH KTY TEMPERATURE SENSOR POWER CONNECTOR OUTGOING CONNECTOR DIRECTIONAXIAL NON-DRIVE END INCREM. ENCODER SIN/COS 1VSS 2048 S/R (ENCODER I-2048) CONNECTOR ROTATABLE WITH FITTED KEY, ACCURACY TOLERANCE N, W/O HOLDING BRAKE VIBRATION SEVERITY GRADE A, DEGREE OF PROTECTION IP 64 | 6833 | TEM | 1 | MC | 43.004 | 1
1FT70877SH704BG0 | SIMOTICS S SYNCHRON. MOTOR 1FT7, M0=48NM (100K) NN=4500RPM, PN=10,80KW SEPARATE VENTILATION; FRAME SIZE IMB 5 (IM V1, IM V3) FLANGE 0 POWER CONNECTOR OUTGOING CONNECTOR DIRECTION AXIAL DE ABSOLUTE VALUE ENCODER SINGLETURN 24 BIT WITH DRIVE-CLIQ INTERFACE (ENCODER AS24DQI) PLAIN SHAFT, W/O HOLDING BRAKE; ACC. TOLERANCE N VIBRATION SEVERITY GRADE A, DEGREE OF PROTECTION IP 64 | 7174 | TEM | 1 | MC | 43.004 | 1
1FT70877SH704MH3 | SIMOTICS S SYNCHRON. MOTOR 1FT7, M0=48NM (100K) NN=4500RPM, PN=10,80KW SEPARATE VENTILATION; FRAME SIZE IMB 5 (IM V1, IM V3) FLANGE (COMPACT) WITH KTY TEMPERATURE SENSOR POWER CONNECTOR OUTGOING CONNECTOR DIRECTION AXIAL DE ABSOLUTE ENCODER ENDAT 2048 S/R (ENCODER A-2048) CONNECTOR ROTATABLE PLAIN SHAFT, WITH HOLDING BRAKE; ACCURACY TOLERANCE N VIBRATION SEVERITY GRADE A+R, DEGREE OF PROTECTION IP 64 | 8640 | TEM | 1 | MC | 46.103 | 1
1FT70877SH711CB3 | SIMOTICS S SYNCHRON. MOTOR 1FT7, M0=48NM (100K) NN=4500RPM, PN=10,80KW SEPARATE VENTILATION; FRAME SIZE IMB 5 (IM V1, IM V3) FLANGE 1 (1FT6 COMPATIBLE) POWER CONNECTOR OUTGOING CONNECTOR DIRECTIONTRAVERSE RIGHT ABSOLUTE ENCODER 24 BITS + 12 BIT MULTITURN WITH DRIVE-CLIQ INTERFACE (ENCODER AM24DQI) SHAFT WITH FITTED KEY; WITH HOLDING BRAKE; ACC. TOLERANCE N VIBRATION SEVERITY GRADE A+R, DEGREE OF PROTECTION IP 64 | 8991 | TEM | 1 | MC | 46.203 | 1
1FT70877SH711CG0 | SIMOTICS S SYNCHRON. MOTOR 1FT7, M0=48NM (100K) NN=4500RPM, PN=10,80KW SEPARATE VENTILATION; FRAME SIZE IMB 5 (IM V1, IM V3) FLANGE 1 (1FT6 COMPATIBLE) POWER CONNECTOR OUTGOING CONNECTOR DIRECTIONTRAVERSE RIGHT ABSOLUTE ENCODER 24 BITS + 12 BIT MULTITURN WITH DRIVE-CLIQ INTERFACE (ENCODER AM24DQI) PLAIN SHAFT, W/O HOLDING BRAKE; ACC. TOLERANCE N VIBRATION SEVERITY GRADE A, DEGREE OF PROTECTION IP 64 | 7939 | TEM | 1 | MC | 43.104 | 1
1FT70877SH711CG1 | SIMOTICS S SYNCHRON. MOTOR 1FT7, M0=48NM (100K) NN=4500RPM, PN=10,80KW SEPARATE VENTILATION; FRAME SIZE IMB 5 (IM V1, IM V3) FLANGE 1 (1FT6 COMPATIBLE) POWER CONNECTOR OUTGOING CONNECTOR DIRECTIONTRAVERSE RIGHT ABSOLUTE ENCODER 24 BITS + 12 BIT MULTITURN WITH DRIVE-CLIQ INTERFACE (ENCODER AM24DQI) PLAIN SHAFT, W/O HOLDING BRAKE; ACC. TOLERANCE N VIBRATION SEVERITY GRADE A, DEGREE OF PROTECTION IP 65 | 8035 | TEM | 1 | MC | 43.104 | 1
1FT70877SH711MA1 | SIMOTICS S SYNCHRON. MOTOR 1FT7, M0=48NM (100K) NN=4500RPM, PN=10,80KW SEPARATE VENTILATION; FRAME SIZE IMB 5 (1FT6 COMPATIBLE) WITH KTY TEMPERATURE SENSOR POWER CONNECTOR OUTGOING CONNECTOR DIRECTIONTRAVERSE RIGHT ABSOLUTE ENCODER ENDAT 2048 S/R (ENCODER A-2048) CONNECTOR ROTATABLE WITH FITTED KEY, ACCURACY TOLERANCE N, W/O HOLDING BRAKE VIBRATION SEVERITY GRADE A, DEGREE OF PROTECTION IP 65 | 7683 | TEM | 1 | MC | 43.004 | 1
1FT70877SH711MH3 | SIMOTICS S SYNCHRON. MOTOR 1FT7, M0=48NM (100K) NN=4500RPM, PN=10,80KW SEPARATE VENTILATION; FRAME SIZE IMB 5 (1FT6 COMPATIBLE) WITH KTY TEMPERATURE SENSOR POWER CONNECTOR OUTGOING CONNECTOR DIRECTIONTRAVERSE RIGHT ABSOLUTE ENCODER ENDAT 2048 S/R (ENCODER A-2048) CONNECTOR ROTATABLE PLAIN SHAFT, WITH HOLDING BRAKE; ACCURACY TOLERANCE N VIBRATION SEVERITY GRADE A+R, DEGREE OF PROTECTION IP 64 | 8640 | TEM | 1 | MC | 46.103 | 1
1FT70877SH713BA0 | SIMOTICS S SYNCHRON. MOTOR 1FT7, M0=48NM (100K) NN=4500RPM, PN=10,80KW SEPARATE VENTILATION; FRAME SIZE IMB 5 (IM V1, IM V3) FLANGE 1 (1FT6 COMPATIBLE) POWER CONNECTOR OUTGOING CONNECTOR DIRECTIONAXIAL NON-DRIVE END ABSOLUTE VALUE ENCODER SINGLETURN 24 BIT WITH DRIVE-CLIQ INTERFACE (ENCODER AS24DQI) WITH FITTED KEY, ACCURACY TOLERANCE N, W/O HOLDING BRAKE VIBRATION SEVERITY GRADE A, DEGREE OF PROTECTION IP 64 | 7174 | TEM | 1 | MC | 43.004 | 1
1FT70877SH713CG4 | SIMOTICS S SYNCHRON. MOTOR 1FT7, M0=48NM (100K) NN=4500RPM, PN=10,80KW SEPARATE VENTILATION; FRAME SIZE IMB 5 (IM V1, IM V3) FLANGE 1 (1FT6 COMPATIBLE) POWER CONNECTOR OUTGOING CONNECTOR DIRECTIONAXIAL NON-DRIVE END ABSOLUTE ENCODER 24 BITS + 12 BIT MULTITURN WITH DRIVE-CLIQ INTERFACE (ENCODER AM24DQI) PLAIN SHAFT, W/O HOLDING BRAKE; ACC. TOLERANCE N VIBRATION SEVERITY GRADE A+R, DEGREE OF PROTECTION IP 65 | 8191 | TEM | 1 | MC | 43.104 | 1
1FT70877SH713CH0 | SIMOTICS S SYNCHRON. MOTOR 1FT7, M0=48NM (100K) NN=4500RPM, PN=10,80KW SEPARATE VENTILATION; FRAME SIZE IMB 5 (IM V1, IM V3) FLANGE 1 (1FT6 COMPATIBLE) POWER CONNECTOR OUTGOING CONNECTOR DIRECTIONAXIAL NON-DRIVE END ABSOLUTE ENCODER 24 BITS + 12 BIT MULTITURN WITH DRIVE-CLIQ INTERFACE (ENCODER AM24DQI) PLAIN SHAFT, WITH HOLDING BRAKE; ACCURACY TOLERANCE N VIBRATION SEVERITY GRADE A, DEGREE OF PROTECTION IP 64 | 8837 | TEM | 1 | MC | 46.203 | 1
1FT70877SH713MG1 | SIMOTICS S SYNCHRON. MOTOR 1FT7, M0=48NM (100K) NN=4500RPM, PN=10,80KW SEPARATE VENTILATION; FRAME SIZE IMB 5 (1FT6 COMPATIBLE) WITH KTY TEMPERATURE SENSOR POWER CONNECTOR OUTGOING CONNECTOR DIRECTIONAXIAL NON-DRIVE END ABSOLUTE ENCODER ENDAT 2048 S/R (ENCODER A-2048) CONNECTOR ROTATABLE PLAIN SHAFT, W/O HOLDING BRAKE; ACC. TOLERANCE N VIBRATION SEVERITY GRADE A, DEGREE OF PROTECTION IP 65 | 7683 | TEM | 1 | MC | 43.004 | 1
1FT70877SH714MG0 | SIMOTICS S SYNCHRON. MOTOR 1FT7, M0=48NM (100K) NN=4500RPM, PN=10,80KW SEPARATE VENTILATION; FRAME SIZE IMB 5 (1FT6 COMPATIBLE) WITH KTY TEMPERATURE SENSOR POWER CONNECTOR OUTGOING CONNECTOR DIRECTION AXIAL DE ABSOLUTE ENCODER ENDAT 2048 S/R (ENCODER A-2048) CONNECTOR ROTATABLE PLAIN SHAFT, W/O HOLDING BRAKE; ACC. TOLERANCE N VIBRATION SEVERITY GRADE A, DEGREE OF PROTECTION IP 64 | 7587 | TEM | 1 | MC | 43.004 | 1
1FT70877SH714MG3 | SIMOTICS S SYNCHRON. MOTOR 1FT7, M0=48NM (100K) NN=4500RPM, PN=10,80KW SEPARATE VENTILATION; FRAME SIZE IMB 5 (1FT6 COMPATIBLE) WITH KTY TEMPERATURE SENSOR POWER CONNECTOR OUTGOING CONNECTOR DIRECTION AXIAL DE ABSOLUTE ENCODER ENDAT 2048 S/R (ENCODER A-2048) CONNECTOR ROTATABLE PLAIN SHAFT, W/O HOLDING BRAKE; ACC. TOLERANCE N VIBRATION SEVERITY GRADE A+R, DEGREE OF PROTECTION IP 64 | 7742 | TEM | 1 | MC | 43.004 | 1
1FT70877SH714MH1 | SIMOTICS S SYNCHRON. MOTOR 1FT7, M0=48NM (100K) NN=4500RPM, PN=10,80KW SEPARATE VENTILATION; FRAME SIZE IMB 5 (1FT6 COMPATIBLE) WITH KTY TEMPERATURE SENSOR POWER CONNECTOR OUTGOING CONNECTOR DIRECTION AXIAL DE ABSOLUTE ENCODER ENDAT 2048 S/R (ENCODER A-2048) CONNECTOR ROTATABLE PLAIN SHAFT, WITH HOLDING BRAKE; ACCURACY TOLERANCE N VIBRATION SEVERITY GRADE A, DEGREE OF PROTECTION IP 65 | 8581 | TEM | 1 | MC | 46.103 | 1
1FT70877WF701CK4 | SIMOTICS S SYNCHRON. MOTOR 1FT7, M0=61NM (100K) NN=3000RPM, PN=16,00KW WATER-COOLED; FRAME SIZE IMB 5 (IM V1, IM V3) FLANGE 0 POWER CONNECTOR OUTGOING CONNECTOR DIRECTIONTRAVERSE RIGHT ABSOLUTE ENCODER 24 BITS + 12 BIT MULTITURN WITH DRIVE-CLIQ INTERFACE (ENCODER AM24DQI) PLAIN SHAFT, W/O HOLDING BRAKE; ACC. TOLERANCE R VIBRATION SEVERITY GRADE A+R, DEGREE OF PROTECTION IP 65 | 8350 | TEM | 1 | MC | 41.104 | 1
1FT70877WF702CK4 | SIMOTICS S SYNCHRON. MOTOR 1FT7, M0=61NM (100K) NN=3000RPM, PN=16,00KW WATER-COOLED; FRAME SIZE IMB 5 (IM V1, IM V3) FLANGE 0 POWER CONNECTOR OUTGOING CONNECTOR DIRECTIONTRAVERSE LEFT ABSOLUTE ENCODER 24 BITS + 12 BIT MULTITURN WITH DRIVE-CLIQ INTERFACE (ENCODER AM24DQI) PLAIN SHAFT, W/O HOLDING BRAKE; ACC. TOLERANCE R VIBRATION SEVERITY GRADE A+R, DEGREE OF PROTECTION IP 65 | 8350 | TEM | 1 | MC | 41.104 | 1
1FT70877WF703BB0 | SIMOTICS S SYNCHRON. MOTOR 1FT7, M0=61NM (100K) NN=3000RPM, PN=16,00KW WATER-COOLED; FRAME SIZE IMB 5 (IM V1, IM V3) FLANGE 0 POWER CONNECTOR OUTGOING CONNECTOR DIRECTIONAXIAL NON-DRIVE END ABSOLUTE VALUE ENCODER SINGLETURN 24 BIT WITH DRIVE-CLIQ INTERFACE (ENCODER AS24DQI) SHAFT WITH FITTED KEY; WITH HOLDING BRAKE; ACC. TOLERANCE N VIBRATION SEVERITY GRADE A, DEGREE OF PROTECTION IP 64 | 8072 | TEM | 1 | MC | 44.203 | 1
1FT70877WF703DA0 | SIMOTICS S SYNCHRON. MOTOR 1FT7, M0=61NM (100K) NN=3000RPM, PN=16,00KW WATER-COOLED; FRAME SIZE IMB 5 (IM V1, IM V3) FLANGE 0 POWER CONNECTOR OUTGOING CONNECTOR DIRECTIONAXIAL NON-DRIVE END INCREMENTAL ENCODER 2048 S/R WITH DRIVE-CLIQ INTERFACE (ENCODER I-2048) CONNECTOR ROTATABLE WITH FITTED KEY, ACCURACY TOLERANCE N, W/O HOLDING BRAKE VIBRATION SEVERITY GRADE A, DEGREE OF PROTECTION IP 64 | 7254 | TEM | 1 | MC | 41.104 | 1
1FT70877WF704CB4 | SIMOTICS S SYNCHRON. MOTOR 1FT7, M0=61NM (100K) NN=3000RPM, PN=16,00KW WATER-COOLED; FRAME SIZE IMB 5 (IM V1, IM V3) FLANGE 0 POWER CONNECTOR OUTGOING CONNECTOR DIRECTION AXIAL DE ABSOLUTE ENCODER 24 BITS + 12 BIT MULTITURN WITH DRIVE-CLIQ INTERFACE (ENCODER AM24DQI) SHAFT WITH FITTED KEY; WITH HOLDING BRAKE; ACC. TOLERANCE N VIBRATION SEVERITY GRADE A+R, DEGREE OF PROTECTION IP 65 | 9089 | TEM | 1 | MC | 44.203 | 1
1FT70877WF711CB3 | SIMOTICS S SYNCHRON. MOTOR 1FT7, M0=61NM (100K) NN=3000RPM, PN=16,00KW WATER-COOLED; FRAME SIZE IMB 5 (IM V1, IM V3) FLANGE 1 (1FT6 COMPATIBLE) POWER CONNECTOR OUTGOING CONNECTOR DIRECTIONTRAVERSE RIGHT ABSOLUTE ENCODER 24 BITS + 12 BIT MULTITURN WITH DRIVE-CLIQ INTERFACE (ENCODER AM24DQI) SHAFT WITH FITTED KEY; WITH HOLDING BRAKE; ACC. TOLERANCE N VIBRATION SEVERITY GRADE A+R, DEGREE OF PROTECTION IP 64 | 8991 | TEM | 1 | MC | 44.203 | 1
1FT70877WF711DG0 | SIMOTICS S SYNCHRON. MOTOR 1FT7, M0=61NM (100K) NN=3000RPM, PN=16,00KW WATER-COOLED; FRAME SIZE IMB 5 (IM V1, IM V3) FLANGE 1 (1FT6 COMPATIBLE) POWER CONNECTOR OUTGOING CONNECTOR DIRECTIONTRAVERSE RIGHT INCREMENTAL ENCODER 2048 S/R WITH DRIVE-CLIQ INTERFACE (ENCODER I-2048) CONNECTOR ROTATABLE PLAIN SHAFT, W/O HOLDING BRAKE; ACC. TOLERANCE N VIBRATION SEVERITY GRADE A, DEGREE OF PROTECTION IP 64 | 7254 | TEM | 1 | MC | 41.104 | 1
1FT70877WF711FG0 | SIMOTICS S SYNCHRON. MOTOR 1FT7, M0=61NM (100K) NN=3000RPM, PN=16,00KW WATER-COOLED; FRAME SIZE IMB 5 (IM V1, IM V3) FLANGE 1 (1FT6 COMPATIBLE) POWER CONNECTOR OUTGOING CONNECTOR DIRECTIONTRAVERSE RIGHT ABSOLUTE ENCODER 22 BITS MULTI TURN WITH DRIVE-CLIQ INTERFACE (ENCODER AM-22-DQ) CONNECTOR ROTATABLE PLAIN SHAFT, W/O HOLDING BRAKE; ACC. TOLERANCE N VIBRATION SEVERITY GRADE A, DEGREE OF PROTECTION IP 64 | 8019 | TEM | 1 | MC | 41.104 | 1
1FT70877WF713DA2 | SIMOTICS S SYNCHRON. MOTOR 1FT7, M0=61NM (100K) NN=3000RPM, PN=16,00KW WATER-COOLED; FRAME SIZE IMB 5 (IM V1, IM V3) FLANGE 1 (1FT6 COMPATIBLE) POWER CONNECTOR OUTGOING CONNECTOR DIRECTIONAXIAL NON-DRIVE END INCREMENTAL ENCODER 2048 S/R WITH DRIVE-CLIQ INTERFACE (ENCODER I-2048) CONNECTOR ROTATABLE WITH FITTED KEY, ACCURACY TOLERANCE N, W/O HOLDING BRAKE VIBRATION SEVERITY GRADE A, DEGREE OF PROTECTION IP 67 | 7430 | TEM | 1 | MC | 41.104 | 1
1FT70877WF714BA0 | SIMOTICS S SYNCHRON. MOTOR 1FT7, M0=61NM (100K) NN=3000RPM, PN=16,00KW WATER-COOLED; FRAME SIZE IMB 5 (IM V1, IM V3) FLANGE 1 (1FT6 COMPATIBLE) POWER CONNECTOR OUTGOING CONNECTOR DIRECTION AXIAL DE ABSOLUTE VALUE ENCODER SINGLETURN 24 BIT WITH DRIVE-CLIQ INTERFACE (ENCODER AS24DQI) WITH FITTED KEY, ACCURACY TOLERANCE N, W/O HOLDING BRAKE VIBRATION SEVERITY GRADE A, DEGREE OF PROTECTION IP 64 | 7174 | TEM | 1 | MC | 41.104 | 1
1FT70877WF714CB1 | SIMOTICS S SYNCHRON. MOTOR 1FT7, M0=61NM (100K) NN=3000RPM, PN=16,00KW WATER-COOLED; FRAME SIZE IMB 5 (IM V1, IM V3) FLANGE 1 (1FT6 COMPATIBLE) POWER CONNECTOR OUTGOING CONNECTOR DIRECTION AXIAL DE ABSOLUTE ENCODER 24 BITS + 12 BIT MULTITURN WITH DRIVE-CLIQ INTERFACE (ENCODER AM24DQI) SHAFT WITH FITTED KEY; WITH HOLDING BRAKE; ACC. TOLERANCE N VIBRATION SEVERITY GRADE A, DEGREE OF PROTECTION IP 65 | 8933 | TEM | 1 | MC | 44.203 | 1
1FT70877WF714DA3 | SIMOTICS S SYNCHRON. MOTOR 1FT7, M0=61NM (100K) NN=3000RPM, PN=16,00KW WATER-COOLED; FRAME SIZE IMB 5 (IM V1, IM V3) FLANGE 1 (1FT6 COMPATIBLE) POWER CONNECTOR OUTGOING CONNECTOR DIRECTION AXIAL DE INCREMENTAL ENCODER 2048 S/R WITH DRIVE-CLIQ INTERFACE (ENCODER I-2048) CONNECTOR ROTATABLE WITH FITTED KEY, ACCURACY TOLERANCE N, W/O HOLDING BRAKE VIBRATION SEVERITY GRADE A+R, DEGREE OF PROTECTION IP 64 | 7409 | TEM | 1 | MC | 41.104 | 1
1FT70877WH701CG1 | SIMOTICS S SYNCHRON. MOTOR 1FT7, M0=61NM (100K) NN=4500RPM, PN=21,70KW WATER-COOLED; FRAME SIZE IMB 5 (IM V1, IM V3) FLANGE 0 POWER CONNECTOR OUTGOING CONNECTOR DIRECTIONTRAVERSE RIGHT ABSOLUTE ENCODER 24 BITS + 12 BIT MULTITURN WITH DRIVE-CLIQ INTERFACE (ENCODER AM24DQI) PLAIN SHAFT, W/O HOLDING BRAKE; ACC. TOLERANCE N VIBRATION SEVERITY GRADE A, DEGREE OF PROTECTION IP 65 | 8035 | TEM | 1 | MC | 41.104 | 1
1FT70877WH703CA0 | SIMOTICS S SYNCHRON. MOTOR 1FT7, M0=61NM (100K) NN=4500RPM, PN=21,70KW WATER-COOLED; FRAME SIZE IMB 5 (IM V1, IM V3) FLANGE 0 POWER CONNECTOR OUTGOING CONNECTOR DIRECTIONAXIAL NON-DRIVE END ABSOLUTE ENCODER 24 BITS + 12 BIT MULTITURN WITH DRIVE-CLIQ INTERFACE (ENCODER AM24DQI) WITH FITTED KEY, ACCURACY TOLERANCE N, W/O HOLDING BRAKE VIBRATION SEVERITY GRADE A, DEGREE OF PROTECTION IP 64 | 7939 | TEM | 1 | MC | 41.104 | 1
1FT70877WH703MK3 | SIMOTICS S SYNCHRON. MOTOR 1FT7, M0=61NM (100K) NN=4500RPM, PN=21,70KW WATER-COOLED; FRAME SIZE IMB 5 (IM V1, IM V3) FLANGE (COMPACT) WITH KTY TEMPERATURE SENSOR POWER CONNECTOR OUTGOING CONNECTOR DIRECTIONAXIAL NON-DRIVE END ABSOLUTE ENCODER ENDAT 2048 S/R (ENCODER A-2048) CONNECTOR ROTATABLE PLAIN SHAFT, W/O HOLDING BRAKE; ACC. TOLERANCE R VIBRATION SEVERITY GRADE A+R, DEGREE OF PROTECTION IP 64 | 7901 | TEM | 1 | MC | 41.104 | 1
1FT70877WH704CB0 | SIMOTICS S SYNCHRON. MOTOR 1FT7, M0=61NM (100K) NN=4500RPM, PN=21,70KW WATER-COOLED; FRAME SIZE IMB 5 (IM V1, IM V3) FLANGE 0 POWER CONNECTOR OUTGOING CONNECTOR DIRECTION AXIAL DE ABSOLUTE ENCODER 24 BITS + 12 BIT MULTITURN WITH DRIVE-CLIQ INTERFACE (ENCODER AM24DQI) SHAFT WITH FITTED KEY; WITH HOLDING BRAKE; ACC. TOLERANCE N VIBRATION SEVERITY GRADE A, DEGREE OF PROTECTION IP 64 | 8837 | TEM | 1 | MC | 44.203 | 1
1FT70877WH704CH0 | SIMOTICS S SYNCHRON. MOTOR 1FT7, M0=61NM (100K) NN=4500RPM, PN=21,70KW WATER-COOLED; FRAME SIZE IMB 5 (IM V1, IM V3) FLANGE 0 POWER CONNECTOR OUTGOING CONNECTOR DIRECTION AXIAL DE ABSOLUTE ENCODER 24 BITS + 12 BIT MULTITURN WITH DRIVE-CLIQ INTERFACE (ENCODER AM24DQI) PLAIN SHAFT, WITH HOLDING BRAKE; ACCURACY TOLERANCE N VIBRATION SEVERITY GRADE A, DEGREE OF PROTECTION IP 64 | 8837 | TEM | 1 | MC | 44.203 | 1
1FT70877WH711DG0 | SIMOTICS S SYNCHRON. MOTOR 1FT7, M0=61NM (100K) NN=4500RPM, PN=21,70KW WATER-COOLED; FRAME SIZE IMB 5 (IM V1, IM V3) FLANGE 1 (1FT6 COMPATIBLE) POWER CONNECTOR OUTGOING CONNECTOR DIRECTIONTRAVERSE RIGHT INCREMENTAL ENCODER 2048 S/R WITH DRIVE-CLIQ INTERFACE (ENCODER I-2048) CONNECTOR ROTATABLE PLAIN SHAFT, W/O HOLDING BRAKE; ACC. TOLERANCE N VIBRATION SEVERITY GRADE A, DEGREE OF PROTECTION IP 64 | 7254 | TEM | 1 | MC | 41.104 | 1
1FT70877WH711DG1 | SIMOTICS S SYNCHRON. MOTOR 1FT7, M0=61NM (100K) NN=4500RPM, PN=21,70KW WATER-COOLED; FRAME SIZE IMB 5 (IM V1, IM V3) FLANGE 1 (1FT6 COMPATIBLE) POWER CONNECTOR OUTGOING CONNECTOR DIRECTIONTRAVERSE RIGHT INCREMENTAL ENCODER 2048 S/R WITH DRIVE-CLIQ INTERFACE (ENCODER I-2048) CONNECTOR ROTATABLE PLAIN SHAFT, W/O HOLDING BRAKE; ACC. TOLERANCE N VIBRATION SEVERITY GRADE A, DEGREE OF PROTECTION IP 65 | 7350 | TEM | 1 | MC | 41.104 | 1
1FT70877WH711DK5 | SIMOTICS S SYNCHRON. MOTOR 1FT7, M0=61NM (100K) NN=4500RPM, PN=21,70KW WATER-COOLED; FRAME SIZE IMB 5 (IM V1, IM V3) FLANGE 1 (1FT6 COMPATIBLE) POWER CONNECTOR OUTGOING CONNECTOR DIRECTIONTRAVERSE RIGHT INCREMENTAL ENCODER 2048 S/R WITH DRIVE-CLIQ INTERFACE (ENCODER I-2048) CONNECTOR ROTATABLE PLAIN SHAFT, W/O HOLDING BRAKE; ACC. TOLERANCE R VIBRATION SEVERITY GRADE A+R, DEGREE OF PROTECTION IP 67 | 7745 | TEM | 1 | MC | 41.104 | 1
1FT70877WH712BA1 | SIMOTICS S SYNCHRON. MOTOR 1FT7, M0=61NM (100K) NN=4500RPM, PN=21,70KW WATER-COOLED; FRAME SIZE IMB 5 (IM V1, IM V3) FLANGE 1 (1FT6 COMPATIBLE) POWER CONNECTOR OUTGOING CONNECTOR DIRECTIONTRAVERSE LEFT ABSOLUTE VALUE ENCODER SINGLETURN 24 BIT WITH DRIVE-CLIQ INTERFACE (ENCODER AS24DQI) WITH FITTED KEY, ACCURACY TOLERANCE N, W/O HOLDING BRAKE VIBRATION SEVERITY GRADE A, DEGREE OF PROTECTION IP 65 | 7270 | TEM | 1 | MC | 41.104 | 1
1FT70877WH713FK5 | SIMOTICS S SYNCHRON. MOTOR 1FT7, M0=61NM (100K) NN=4500RPM, PN=21,70KW WATER-COOLED; FRAME SIZE IMB 5 (IM V1, IM V3) FLANGE 1 (1FT6 COMPATIBLE) POWER CONNECTOR OUTGOING CONNECTOR DIRECTIONAXIAL NON-DRIVE END ABSOLUTE ENCODER 22 BITS MULTI TURN WITH DRIVE-CLIQ INTERFACE (ENCODER AM-22-DQ) CONNECTOR ROTATABLE PLAIN SHAFT, W/O HOLDING BRAKE; ACC. TOLERANCE R VIBRATION SEVERITY GRADE A+R, DEGREE OF PROTECTION IP 67 | 8510 | TEM | 1 | MC | 41.104 | 1
1FT70877WH714FG4 | SIMOTICS S SYNCHRON. MOTOR 1FT7, M0=61NM (100K) NN=4500RPM, PN=21,70KW WATER-COOLED; FRAME SIZE IMB 5 (IM V1, IM V3) FLANGE 1 (1FT6 COMPATIBLE) POWER CONNECTOR OUTGOING CONNECTOR DIRECTION AXIAL DE ABSOLUTE ENCODER 22 BITS MULTI TURN WITH DRIVE-CLIQ INTERFACE (ENCODER AM-22-DQ) CONNECTOR ROTATABLE PLAIN SHAFT, W/O HOLDING BRAKE; ACC. TOLERANCE N VIBRATION SEVERITY GRADE A+R, DEGREE OF PROTECTION IP 65 | 8271 | TEM | 1 | MC | 41.104 | 1
1FT70877WH714FH4 | SIMOTICS S SYNCHRON. MOTOR 1FT7, M0=61NM (100K) NN=4500RPM, PN=21,70KW WATER-COOLED; FRAME SIZE IMB 5 (IM V1, IM V3) FLANGE 1 (1FT6 COMPATIBLE) POWER CONNECTOR OUTGOING CONNECTOR DIRECTION AXIAL DE ABSOLUTE ENCODER 22 BITS MULTI TURN WITH DRIVE-CLIQ INTERFACE (ENCODER AM-22-DQ) CONNECTOR ROTATABLE PLAIN SHAFT, WITH HOLDING BRAKE; ACCURACY TOLERANCE N VIBRATION SEVERITY GRADE A+R, DEGREE OF PROTECTION IP 65 | 9169 | TEM | 1 | MC | 44.203 | 1
1FT70877WH717FD1 | SIMOTICS S SYNCHRON. MOTOR 1FT7, M0=61NM (100K) NN=4500RPM, PN=21,70KW WATER-COOLED; FRAME SIZE IMB 5 (IM V1, IM V3) FLANGE 1 (1FT6 COMPATIBLE) FOR CONNECT. OF TERMINAL BOXAND SIGNAL CONNECTOR, TERMINALBOX AXIAL NON-DRIVE END ABSOLUTE ENCODER 22 BITS MULTI TURN WITH DRIVE-CLIQ INTERFACE (ENCODER AM-22-DQ) CONNECTOR ROTATABLE SHAFT WITH FITTED KEY; W/O HOLDING BRAKE; ACC. TOLERANCE R VIBRATION SEVERITY GRADE A, DEGREE OF PROTECTION IP 65 | 8275 | TEM | 1 | MC | 41.603 | 1
1FT71021AC701BG1 | SIMOTICS S SYNCHRON. MOTOR 1FT7, M0=30NM (100K) NN=2000RPM, PN=5,03KW NATURAL AIR COOLING; POWER CONNECTOR ROTATABLE VIBRATION SEVERITY GRADE A PROTECTION CLASS IP 65; FRAME SIZE IMB 5 (IM V1, IM V3) FLANGE 0 ABSOLUTE VALUE ENCODER SINGLETURN 24 BIT WITH DRIVE-CLIQ INTERFACE (ENCODER AS24DQI) PLAIN SHAFT, W/O HOLDING BRAKE; ACCURACY TOLERANCE N | 4144 | TEM | 1 | MC | 26.2 | 1
1FT71021AC701BH1 | SIMOTICS S SYNCHRON. MOTOR 1FT7, M0=30NM (100K) NN=2000RPM, PN=5,03KW NATURAL AIR COOLING; POWER CONNECTOR ROTATABLE VIBRATION SEVERITY GRADE A PROTECTION CLASS IP 65; FRAME SIZE IMB 5 (IM V1, IM V3) FLANGE 0 ABSOLUTE VALUE ENCODER SINGLETURN 24 BIT WITH DRIVE-CLIQ INTERFACE (ENCODER AS24DQI) PLAIN SHAFT, WITH HOLDING BRAKE; ACCURACY TOLERANCE N | 4952 | TEM | 1 | MC | 30.7 | 1
1FT71021AC701CG1 | SIMOTICS S SYNCHRON. MOTOR 1FT7, M0=30NM (100K) NN=2000RPM, PN=5,03KW NATURAL AIR COOLING; POWER CONNECTOR ROTATABLE VIBRATION SEVERITY GRADE A PROTECTION CLASS IP 65; FRAME SIZE IMB 5 (IM V1, IM V3) FLANGE 0 ABSOLUTE ENCODER 24 BITS + 12 BIT MULTITURN WITH DRIVE-CLIQ INTERFACE (ENCODER AM24DQI) PLAIN SHAFT, W/O HOLDING BRAKE; ACCURACY TOLERANCE N | 4909 | TEM | 1 | MC | 26.2 | 1
1FT71021AC701DG1 | SIMOTICS S SYNCHRON. MOTOR 1FT7, M0=30NM (100K) NN=2000RPM, PN=5,03KW NATURAL AIR COOLING; POWER CONNECTOR ROTATABLE VIBRATION SEVERITY GRADE A PROTECTION CLASS IP 65; FRAME SIZE IMB 5 (IM V1, IM V3) FLANGE 0 INCREMENTAL ENCODER 2048 S/R WITH DRIVE-CLIQ INTERFACE (ENCODER I-2048) CONNECTOR ROTATABLE PLAIN SHAFT, W/O HOLDING BRAKE; ACCURACY TOLERANCE N | 4224 | TEM | 1 | MC | 26.1 | 1
1FT71021AC701DH1 | SIMOTICS S SYNCHRON. MOTOR 1FT7, M0=30NM (100K) NN=2000RPM, PN=5,03KW NATURAL AIR COOLING; POWER CONNECTOR ROTATABLE VIBRATION SEVERITY GRADE A PROTECTION CLASS IP 65; FRAME SIZE IMB 5 (IM V1, IM V3) FLANGE 0 INCREMENTAL ENCODER 2048 S/R WITH DRIVE-CLIQ INTERFACE (ENCODER I-2048) CONNECTOR ROTATABLE PLAIN SHAFT, WITH HOLDING BRAKE; ACCURACY TOLERANCE N | 5032 | TEM | 1 | MC | 30.6 | 1
1FT71021AC701FG1 | SIMOTICS S SYNCHRON. MOTOR 1FT7, M0=30NM (100K) NN=2000RPM, PN=5,03KW NATURAL AIR COOLING; POWER CONNECTOR ROTATABLE VIBRATION SEVERITY GRADE A PROTECTION CLASS IP 65; FRAME SIZE IMB 5 (IM V1, IM V3) FLANGE 0 ABSOLUTE ENCODER 22 BITS MULTI TURN WITH DRIVE-CLIQ INTERFACE (ENCODER AM-22-DQ) CONNECTOR ROTATABLE PLAIN SHAFT, W/O HOLDING BRAKE; ACCURACY TOLERANCE N | 4990 | TEM | 1 | MC | 26.1 | 1
1FT71021AC701FH1 | SIMOTICS S SYNCHRON. MOTOR 1FT7, M0=30NM (100K) NN=2000RPM, PN=5,03KW NATURAL AIR COOLING; POWER CONNECTOR ROTATABLE VIBRATION SEVERITY GRADE A PROTECTION CLASS IP 65; FRAME SIZE IMB 5 (IM V1, IM V3) FLANGE 0 ABSOLUTE ENCODER 22 BITS MULTI TURN WITH DRIVE-CLIQ INTERFACE (ENCODER AM-22-DQ) CONNECTOR ROTATABLE PLAIN SHAFT, WITH HOLDING BRAKE; ACCURACY TOLERANCE N | 5797 | TEM | 1 | MC | 30.6 | 1
1FT71021AC701MH1 | SIMOTICS S SYNCHRON. MOTOR 1FT7, M0=30NM (100K) NN=2000RPM, PN=5,03KW NATURAL AIR COOLING; POWER CONNECTOR ROTATABLE VIBRATION SEVERITY GRADE A PROTECTION CLASS IP 65; FRAME SIZE IMB 5 (IM V1, IM V3) FLANGE (COMPACT) WITH KTY TEMPERATURE SENSOR ABSOLUTE ENCODER ENDAT 2048 S/R (ENCODER A-2048) CONNECTOR ROTATABLE PLAIN SHAFT, WITH HOLDING BRAKE; ACCURACY TOLERANCE N | 5365 | TEM | 1 | MC | 30.6 | 1
1FT71021AC701NG1 | SIMOTICS S SYNCHRON. MOTOR 1FT7, M0=30NM (100K) NN=2000RPM, PN=5,03KW NATURAL AIR COOLING; POWER CONNECTOR ROTATABLE VIBRATION SEVERITY GRADE A PROTECTION CLASS IP 65; FRAME SIZE IMB 5 (IM V1, IM V3) FLANGE (COMPACT) WITH KTY TEMPERATURE SENSOR INCREM. ENCODER SIN/COS 1VSS 2048 S/R (ENCODER I-2048) CONNECTOR ROTATABLE PLAIN SHAFT, W/O HOLDING BRAKE; ACCURACY TOLERANCE N | 3804 | TEM | 1 | MC | 26.1 | 1
1FT71021AC701NH1 | SIMOTICS S SYNCHRON. MOTOR 1FT7, M0=30NM (100K) NN=2000RPM, PN=5,03KW NATURAL AIR COOLING; POWER CONNECTOR ROTATABLE VIBRATION SEVERITY GRADE A PROTECTION CLASS IP 65; FRAME SIZE IMB 5 (IM V1, IM V3) FLANGE (COMPACT) WITH KTY TEMPERATURE SENSOR INCREM. ENCODER SIN/COS 1VSS 2048 S/R (ENCODER I-2048) CONNECTOR ROTATABLE PLAIN SHAFT, WITH HOLDING BRAKE; ACCURACY TOLERANCE N | 4611 | TEM | 1 | MC | 30.6 | 1
1FT71021AC711BG1 | SIMOTICS S SYNCHRON. MOTOR 1FT7, M0=30NM (100K) NN=2000RPM, PN=5,03KW NATURAL AIR COOLING; POWER CONNECTOR ROTATABLE VIBRATION SEVERITY GRADE A PROTECTION CLASS IP 65; FRAME SIZE IMB 5 (IM V1, IM V3) FLANGE 1 (1FT6 COMPATIBLE) ABSOLUTE VALUE ENCODER SINGLETURN 24 BIT WITH DRIVE-CLIQ INTERFACE (ENCODER AS24DQI) PLAIN SHAFT, W/O HOLDING BRAKE; ACCURACY TOLERANCE N | 4144 | TEM | 1 | MC | 26.2 | 1
1FT71021AC711BH1 | SIMOTICS S SYNCHRON. MOTOR 1FT7, M0=30NM (100K) NN=2000RPM, PN=5,03KW NATURAL AIR COOLING; POWER CONNECTOR ROTATABLE VIBRATION SEVERITY GRADE A PROTECTION CLASS IP 65; FRAME SIZE IMB 5 (IM V1, IM V3) FLANGE 1 (1FT6 COMPATIBLE) ABSOLUTE VALUE ENCODER SINGLETURN 24 BIT WITH DRIVE-CLIQ INTERFACE (ENCODER AS24DQI) PLAIN SHAFT, WITH HOLDING BRAKE; ACCURACY TOLERANCE N | 4952 | TEM | 1 | MC | 30.7 | 1
1FT71021AC711CG1 | SIMOTICS S SYNCHRON. MOTOR 1FT7, M0=30NM (100K) NN=2000RPM, PN=5,03KW NATURAL AIR COOLING; POWER CONNECTOR ROTATABLE VIBRATION SEVERITY GRADE A PROTECTION CLASS IP 65; FRAME SIZE IMB 5 (IM V1, IM V3) FLANGE 1 (1FT6 COMPATIBLE) ABSOLUTE ENCODER 24 BITS + 12 BIT MULTITURN WITH DRIVE-CLIQ INTERFACE (ENCODER AM24DQI) PLAIN SHAFT, W/O HOLDING BRAKE; ACCURACY TOLERANCE N | 4909 | TEM | 1 | MC | 26.2 | 1
1FT71021AC711CH1 | SIMOTICS S SYNCHRON. MOTOR 1FT7, M0=30NM (100K) NN=2000RPM, PN=5,03KW NATURAL AIR COOLING; POWER CONNECTOR ROTATABLE VIBRATION SEVERITY GRADE A PROTECTION CLASS IP 65; FRAME SIZE IMB 5 (IM V1, IM V3) FLANGE 1 (1FT6 COMPATIBLE) ABSOLUTE ENCODER 24 BITS + 12 BIT MULTITURN WITH DRIVE-CLIQ INTERFACE (ENCODER AM24DQI) PLAIN SHAFT, WITH HOLDING BRAKE; ACCURACY TOLERANCE N | 5717 | TEM | 1 | MC | 30.7 | 1
1FT71021AC711DG1 | SIMOTICS S SYNCHRON. MOTOR 1FT7, M0=30NM (100K) NN=2000RPM, PN=5,03KW NATURAL AIR COOLING; POWER CONNECTOR ROTATABLE VIBRATION SEVERITY GRADE A PROTECTION CLASS IP 65; FRAME SIZE IMB 5 (IM V1, IM V3) FLANGE 1 (1FT6 COMPATIBLE) INCREMENTAL ENCODER 2048 S/R WITH DRIVE-CLIQ INTERFACE (ENCODER I-2048) CONNECTOR ROTATABLE PLAIN SHAFT, W/O HOLDING BRAKE; ACCURACY TOLERANCE N | 4224 | TEM | 1 | MC | 26.1 | 1
1FT71021AC711DH1 | SIMOTICS S SYNCHRON. MOTOR 1FT7, M0=30NM (100K) NN=2000RPM, PN=5,03KW NATURAL AIR COOLING; POWER CONNECTOR ROTATABLE VIBRATION SEVERITY GRADE A PROTECTION CLASS IP 65; FRAME SIZE IMB 5 (IM V1, IM V3) FLANGE 1 (1FT6 COMPATIBLE) INCREMENTAL ENCODER 2048 S/R WITH DRIVE-CLIQ INTERFACE (ENCODER I-2048) CONNECTOR ROTATABLE PLAIN SHAFT, WITH HOLDING BRAKE; ACCURACY TOLERANCE N | 5032 | TEM | 1 | MC | 30.6 | 1
1FT71021AC711FG1 | SIMOTICS S SYNCHRON. MOTOR 1FT7, M0=30NM (100K) NN=2000RPM, PN=5,03KW NATURAL AIR COOLING; POWER CONNECTOR ROTATABLE VIBRATION SEVERITY GRADE A PROTECTION CLASS IP 65; FRAME SIZE IMB 5 (IM V1, IM V3) FLANGE 1 (1FT6 COMPATIBLE) ABSOLUTE ENCODER 22 BITS MULTI TURN WITH DRIVE-CLIQ INTERFACE (ENCODER AM-22-DQ) CONNECTOR ROTATABLE PLAIN SHAFT, W/O HOLDING BRAKE; ACCURACY TOLERANCE N | 4990 | TEM | 1 | MC | 26.1 | 1
1FT71021AC711FH1 | SIMOTICS S SYNCHRON. MOTOR 1FT7, M0=30NM (100K) NN=2000RPM, PN=5,03KW NATURAL AIR COOLING; POWER CONNECTOR ROTATABLE VIBRATION SEVERITY GRADE A PROTECTION CLASS IP 65; FRAME SIZE IMB 5 (IM V1, IM V3) FLANGE 1 (1FT6 COMPATIBLE) ABSOLUTE ENCODER 22 BITS MULTI TURN WITH DRIVE-CLIQ INTERFACE (ENCODER AM-22-DQ) CONNECTOR ROTATABLE PLAIN SHAFT, WITH HOLDING BRAKE; ACCURACY TOLERANCE N | 5797 | TEM | 1 | MC | 30.6 | 1
1FT71021AC711MG1 | SIMOTICS S SYNCHRON. MOTOR 1FT7, M0=30NM (100K) NN=2000RPM, PN=5,03KW NATURAL AIR COOLING; POWER CONNECTOR ROTATABLE VIBRATION SEVERITY GRADE A PROTECTION CLASS IP 65; FRAME SIZE IMB 5 (IM V1, IM V3) (1FT6 COMPATIBLE) WITH KTY TEMPERATURE SENSOR ABSOLUTE ENCODER ENDAT 2048 S/R (ENCODER A-2048) CONNECTOR ROTATABLE PLAIN SHAFT, W/O HOLDING BRAKE; ACCURACY TOLERANCE N | 4558 | TEM | 1 | MC | 26.1 | 1
1FT71021AC711MH1 | SIMOTICS S SYNCHRON. MOTOR 1FT7, M0=30NM (100K) NN=2000RPM, PN=5,03KW NATURAL AIR COOLING; POWER CONNECTOR ROTATABLE VIBRATION SEVERITY GRADE A PROTECTION CLASS IP 65; FRAME SIZE IMB 5 (IM V1, IM V3) (1FT6 COMPATIBLE) WITH KTY TEMPERATURE SENSOR ABSOLUTE ENCODER ENDAT 2048 S/R (ENCODER A-2048) CONNECTOR ROTATABLE PLAIN SHAFT, WITH HOLDING BRAKE; ACCURACY TOLERANCE N | 5365 | TEM | 1 | MC | 30.6 | 1
1FT71021AC711NG1 | SIMOTICS S SYNCHRON. MOTOR 1FT7, M0=30NM (100K) NN=2000RPM, PN=5,03KW NATURAL AIR COOLING; POWER CONNECTOR ROTATABLE VIBRATION SEVERITY GRADE A PROTECTION CLASS IP 65; FRAME SIZE IMB 5 (1FT6 COMPATIBLE) WITH KTY TEMPERATURE SENSOR INCREM. ENCODER SIN/COS 1VSS 2048 S/R (ENCODER I-2048) CONNECTOR ROTATABLE PLAIN SHAFT, W/O HOLDING BRAKE; ACCURACY TOLERANCE N | 3804 | TEM | 1 | MC | 26.1 | 1
1FT71021AC711NH1 | SIMOTICS S SYNCHRON. MOTOR 1FT7, M0=30NM (100K) NN=2000RPM, PN=5,03KW NATURAL AIR COOLING; POWER CONNECTOR ROTATABLE VIBRATION SEVERITY GRADE A PROTECTION CLASS IP 65; FRAME SIZE IMB 5 (1FT6 COMPATIBLE) WITH KTY TEMPERATURE SENSOR INCREM. ENCODER SIN/COS 1VSS 2048 S/R (ENCODER I-2048) CONNECTOR ROTATABLE PLAIN SHAFT, WITH HOLDING BRAKE; ACCURACY TOLERANCE N | 4611 | TEM | 1 | MC | 30.6 | 1
1FT71025AB701BA0 | SIMOTICS S SYNCHRON. MOTOR 1FT7, M0=30NM (100K) NN=1500RPM, PN=4,08KW NATURAL AIR COOLING; FRAME SIZE IMB 5 (IM V1, IM V3) FLANGE 0 POWER CONNECTOR ROTATABLE ABSOLUTE VALUE ENCODER SINGLETURN 24 BIT WITH DRIVE-CLIQ INTERFACE (ENCODER AS24DQI) SHAFT WITH FITTED KEY; W/O HOLDING BRAKE; ACC. TOLERANCE N VIBRATION SEVERITY GRADE A, DEGREE OF PROTECTION IP 64 | 5427 | TEM | 1 | MC | 26.204 | 1
1FT71025AB701BB1 | SIMOTICS S SYNCHRON. MOTOR 1FT7, M0=30NM (100K) NN=1500RPM, PN=4,08KW NATURAL AIR COOLING; FRAME SIZE IMB 5 (IM V1, IM V3) FLANGE 0 POWER CONNECTOR ROTATABLE ABSOLUTE VALUE ENCODER SINGLETURN 24 BIT WITH DRIVE-CLIQ INTERFACE (ENCODER AS24DQI) SHAFT WITH FITTED KEY; WITH HOLDING BRAKE; ACC. TOLERANCE N VIBRATION SEVERITY GRADE A, DEGREE OF PROTECTION IP 65 | 6536 | TEM | 1 | MC | 30.703 | 1
1FT71025AB701BG0 | SIMOTICS S SYNCHRON. MOTOR 1FT7, M0=30NM (100K) NN=1500RPM, PN=4,08KW NATURAL AIR COOLING; FRAME SIZE IMB 5 (IM V1, IM V3) FLANGE 0 POWER CONNECTOR ROTATABLE ABSOLUTE VALUE ENCODER SINGLETURN 24 BIT WITH DRIVE-CLIQ INTERFACE (ENCODER AS24DQI) PLAIN SHAFT, W/O HOLDING BRAKE; ACC. TOLERANCE N VIBRATION SEVERITY GRADE A, DEGREE OF PROTECTION IP 64 | 5427 | TEM | 1 | MC | 26.204 | 1
1FT71025AB701BG3 | SIMOTICS S SYNCHRON. MOTOR 1FT7, M0=30NM (100K) NN=1500RPM, PN=4,08KW NATURAL AIR COOLING; FRAME SIZE IMB 5 (IM V1, IM V3) FLANGE 0 POWER CONNECTOR ROTATABLE ABSOLUTE VALUE ENCODER SINGLETURN 24 BIT WITH DRIVE-CLIQ INTERFACE (ENCODER AS24DQI) PLAIN SHAFT, W/O HOLDING BRAKE; ACC. TOLERANCE N VIBRATION SEVERITY GRADE A+R, DEGREE OF PROTECTION IP 64 | 5582 | TEM | 1 | MC | 26.204 | 1
1FT71025AB701BH0 | SIMOTICS S SYNCHRON. MOTOR 1FT7, M0=30NM (100K) NN=1500RPM, PN=4,08KW NATURAL AIR COOLING; FRAME SIZE IMB 5 (IM V1, IM V3) FLANGE 0 POWER CONNECTOR ROTATABLE ABSOLUTE VALUE ENCODER SINGLETURN 24 BIT WITH DRIVE-CLIQ INTERFACE (ENCODER AS24DQI) PLAIN SHAFT, WITH HOLDING BRAKE; ACCURACY TOLERANCE N VIBRATION SEVERITY GRADE A, DEGREE OF PROTECTION IP 64 | 6440 | TEM | 1 | MC | 30.703 | 1
1FT71025AB701BH1 | SIMOTICS S SYNCHRON. MOTOR 1FT7, M0=30NM (100K) NN=1500RPM, PN=4,08KW NATURAL AIR COOLING; FRAME SIZE IMB 5 (IM V1, IM V3) FLANGE 0 POWER CONNECTOR ROTATABLE ABSOLUTE VALUE ENCODER SINGLETURN 24 BIT WITH DRIVE-CLIQ INTERFACE (ENCODER AS24DQI) PLAIN SHAFT, WITH HOLDING BRAKE; ACCURACY TOLERANCE N VIBRATION SEVERITY GRADE A, DEGREE OF PROTECTION IP 65 | 6536 | TEM | 1 | MC | 30.703 | 1
1FT71025AB701BH3 | SIMOTICS S SYNCHRON. MOTOR 1FT7, M0=30NM (100K) NN=1500RPM, PN=4,08KW NATURAL AIR COOLING; FRAME SIZE IMB 5 (IM V1, IM V3) FLANGE 0 POWER CONNECTOR ROTATABLE ABSOLUTE VALUE ENCODER SINGLETURN 24 BIT WITH DRIVE-CLIQ INTERFACE (ENCODER AS24DQI) PLAIN SHAFT, WITH HOLDING BRAKE; ACCURACY TOLERANCE N VIBRATION SEVERITY GRADE A+R, DEGREE OF PROTECTION IP 64 | 6594 | TEM | 1 | MC | 30.703 | 1
1FT71025AB701CA0 | SIMOTICS S SYNCHRON. MOTOR 1FT7, M0=30NM (100K) NN=1500RPM, PN=4,08KW NATURAL AIR COOLING; FRAME SIZE IMB 5 (IM V1, IM V3) FLANGE 0 POWER CONNECTOR ROTATABLE ABSOLUTE ENCODER 24 BITS + 12 BIT MULTITURN WITH DRIVE-CLIQ INTERFACE (ENCODER AM24DQI) SHAFT WITH FITTED KEY; W/O HOLDING BRAKE; ACC. TOLERANCE N VIBRATION SEVERITY GRADE A, DEGREE OF PROTECTION IP 64 | 6192 | TEM | 1 | MC | 26.204 | 1
1FT71025AB701CA3 | SIMOTICS S SYNCHRON. MOTOR 1FT7, M0=30NM (100K) NN=1500RPM, PN=4,08KW NATURAL AIR COOLING; FRAME SIZE IMB 5 (IM V1, IM V3) FLANGE 0 POWER CONNECTOR ROTATABLE ABSOLUTE ENCODER 24 BITS + 12 BIT MULTITURN WITH DRIVE-CLIQ INTERFACE (ENCODER AM24DQI) SHAFT WITH FITTED KEY; W/O HOLDING BRAKE; ACC. TOLERANCE N VIBRATION SEVERITY GRADE A+R, DEGREE OF PROTECTION IP 64 | 6347 | TEM | 1 | MC | 26.204 | 1
1FT71025AB701CA4 | SIMOTICS S SYNCHRON. MOTOR 1FT7, M0=30NM (100K) NN=1500RPM, PN=4,08KW NATURAL AIR COOLING; FRAME SIZE IMB 5 (IM V1, IM V3) FLANGE 0 POWER CONNECTOR ROTATABLE ABSOLUTE ENCODER 24 BITS + 12 BIT MULTITURN WITH DRIVE-CLIQ INTERFACE (ENCODER AM24DQI) SHAFT WITH FITTED KEY; W/O HOLDING BRAKE; ACC. TOLERANCE N VIBRATION SEVERITY GRADE A+R, DEGREE OF PROTECTION IP 65 | 6444 | TEM | 1 | MC | 26.204 | 1
1FT71025AB701CA5 | SIMOTICS S SYNCHRON. MOTOR 1FT7, M0=30NM (100K) NN=1500RPM, PN=4,08KW NATURAL AIR COOLING; FRAME SIZE IMB 5 (IM V1, IM V3) FLANGE 0 POWER CONNECTOR ROTATABLE ABSOLUTE ENCODER 24 BITS + 12 BIT MULTITURN WITH DRIVE-CLIQ INTERFACE (ENCODER AM24DQI) SHAFT WITH FITTED KEY; W/O HOLDING BRAKE; ACC. TOLERANCE N VIBRATION SEVERITY GRADE A+R, DEGREE OF PROTECTION IP 67 | 6524 | TEM | 1 | MC | 26.204 | 1
1FT71025AB701CB0 | SIMOTICS S SYNCHRON. MOTOR 1FT7, M0=30NM (100K) NN=1500RPM, PN=4,08KW NATURAL AIR COOLING; FRAME SIZE IMB 5 (IM V1, IM V3) FLANGE 0 POWER CONNECTOR ROTATABLE ABSOLUTE ENCODER 24 BITS + 12 BIT MULTITURN WITH DRIVE-CLIQ INTERFACE (ENCODER AM24DQI) SHAFT WITH FITTED KEY; WITH HOLDING BRAKE; ACC. TOLERANCE N VIBRATION SEVERITY GRADE A, DEGREE OF PROTECTION IP 64 | 7205 | TEM | 1 | MC | 30.703 | 1
1FT71025AB701CB1 | SIMOTICS S SYNCHRON. MOTOR 1FT7, M0=30NM (100K) NN=1500RPM, PN=4,08KW NATURAL AIR COOLING; FRAME SIZE IMB 5 (IM V1, IM V3) FLANGE 0 POWER CONNECTOR ROTATABLE ABSOLUTE ENCODER 24 BITS + 12 BIT MULTITURN WITH DRIVE-CLIQ INTERFACE (ENCODER AM24DQI) SHAFT WITH FITTED KEY; WITH HOLDING BRAKE; ACC. TOLERANCE N VIBRATION SEVERITY GRADE A, DEGREE OF PROTECTION IP 65 | 7301 | TEM | 1 | MC | 30.703 | 1
1FT71025AB701CB2 | SIMOTICS S SYNCHRON. MOTOR 1FT7, M0=30NM (100K) NN=1500RPM, PN=4,08KW NATURAL AIR COOLING; FRAME SIZE IMB 5 (IM V1, IM V3) FLANGE 0 POWER CONNECTOR ROTATABLE ABSOLUTE ENCODER 24 BITS + 12 BIT MULTITURN WITH DRIVE-CLIQ INTERFACE (ENCODER AM24DQI) SHAFT WITH FITTED KEY; WITH HOLDING BRAKE; ACC. TOLERANCE N VIBRATION SEVERITY GRADE A, DEGREE OF PROTECTION IP 67 | 7380 | TEM | 1 | MC | 30.703 | 1
1FT71025AB701CE1 | SIMOTICS S SYNCHRON. MOTOR 1FT7, M0=30NM (100K) NN=1500RPM, PN=4,08KW NATURAL AIR COOLING; FRAME SIZE IMB 5 (IM V1, IM V3) FLANGE 0 POWER CONNECTOR ROTATABLE ABSOLUTE ENCODER 24 BITS + 12 BIT MULTITURN WITH DRIVE-CLIQ INTERFACE (ENCODER AM24DQI) SHAFT WITH FITTED KEY; WITH HOLDING BRAKE; ACC. TOLERANCE R VIBRATION SEVERITY GRADE A, DEGREE OF PROTECTION IP 65 | 7460 | TEM | 1 | MC | 30.703 | 1
1FT71025AB701CG0 | SIMOTICS S SYNCHRON. MOTOR 1FT7, M0=30NM (100K) NN=1500RPM, PN=4,08KW NATURAL AIR COOLING; FRAME SIZE IMB 5 (IM V1, IM V3) FLANGE 0 POWER CONNECTOR ROTATABLE ABSOLUTE ENCODER 24 BITS + 12 BIT MULTITURN WITH DRIVE-CLIQ INTERFACE (ENCODER AM24DQI) PLAIN SHAFT, W/O HOLDING BRAKE; ACC. TOLERANCE N VIBRATION SEVERITY GRADE A, DEGREE OF PROTECTION IP 64 | 6192 | TEM | 1 | MC | 26.204 | 1
1FT71025AB701CG1 | SIMOTICS S SYNCHRON. MOTOR 1FT7, M0=30NM (100K) NN=1500RPM, PN=4,08KW NATURAL AIR COOLING; FRAME SIZE IMB 5 (IM V1, IM V3) FLANGE 0 POWER CONNECTOR ROTATABLE ABSOLUTE ENCODER 24 BITS + 12 BIT MULTITURN WITH DRIVE-CLIQ INTERFACE (ENCODER AM24DQI) PLAIN SHAFT, W/O HOLDING BRAKE; ACC. TOLERANCE N VIBRATION SEVERITY GRADE A, DEGREE OF PROTECTION IP 65 | 6288 | TEM | 1 | MC | 26.204 | 1
1FT71025AB701CG3 | SIMOTICS S SYNCHRON. MOTOR 1FT7, M0=30NM (100K) NN=1500RPM, PN=4,08KW NATURAL AIR COOLING; FRAME SIZE IMB 5 (IM V1, IM V3) FLANGE 0 POWER CONNECTOR ROTATABLE ABSOLUTE ENCODER 24 BITS + 12 BIT MULTITURN WITH DRIVE-CLIQ INTERFACE (ENCODER AM24DQI) PLAIN SHAFT, W/O HOLDING BRAKE; ACC. TOLERANCE N VIBRATION SEVERITY GRADE A+R, DEGREE OF PROTECTION IP 64 | 6347 | TEM | 1 | MC | 26.204 | 1
1FT71025AB701CH0 | SIMOTICS S SYNCHRON. MOTOR 1FT7, M0=30NM (100K) NN=1500RPM, PN=4,08KW NATURAL AIR COOLING; FRAME SIZE IMB 5 (IM V1, IM V3) FLANGE 0 POWER CONNECTOR ROTATABLE ABSOLUTE ENCODER 24 BITS + 12 BIT MULTITURN WITH DRIVE-CLIQ INTERFACE (ENCODER AM24DQI) PLAIN SHAFT, WITH HOLDING BRAKE; ACCURACY TOLERANCE N VIBRATION SEVERITY GRADE A, DEGREE OF PROTECTION IP 64 | 7205 | TEM | 1 | MC | 30.703 | 1
1FT71025AB701DA0 | SIMOTICS S SYNCHRON. MOTOR 1FT7, M0=30NM (100K) NN=1500RPM, PN=4,08KW NATURAL AIR COOLING; FRAME SIZE IMB 5 (IM V1, IM V3) FLANGE 0 POWER CONNECTOR ROTATABLE INCREMENTAL ENCODER 2048 S/R WITH DRIVE-CLIQ INTERFACE (ENCODER I-2048) CONNECTOR ROTATABLE SHAFT WITH FITTED KEY; W/O HOLDING BRAKE; ACC. TOLERANCE N VIBRATION SEVERITY GRADE A, DEGREE OF PROTECTION IP 64 | 5507 | TEM | 1 | MC | 26.204 | 1
1FT71025AB701DA1 | SIMOTICS S SYNCHRON. MOTOR 1FT7, M0=30NM (100K) NN=1500RPM, PN=4,08KW NATURAL AIR COOLING; FRAME SIZE IMB 5 (IM V1, IM V3) FLANGE 0 POWER CONNECTOR ROTATABLE INCREMENTAL ENCODER 2048 S/R WITH DRIVE-CLIQ INTERFACE (ENCODER I-2048) CONNECTOR ROTATABLE SHAFT WITH FITTED KEY; W/O HOLDING BRAKE; ACC. TOLERANCE N VIBRATION SEVERITY GRADE A, DEGREE OF PROTECTION IP 65 | 5603 | TEM | 1 | MC | 26.204 | 1
1FT71025AB701DA3 | SIMOTICS S SYNCHRON. MOTOR 1FT7, M0=30NM (100K) NN=1500RPM, PN=4,08KW NATURAL AIR COOLING; FRAME SIZE IMB 5 (IM V1, IM V3) FLANGE 0 POWER CONNECTOR ROTATABLE INCREMENTAL ENCODER 2048 S/R WITH DRIVE-CLIQ INTERFACE (ENCODER I-2048) CONNECTOR ROTATABLE SHAFT WITH FITTED KEY; W/O HOLDING BRAKE; ACC. TOLERANCE N VIBRATION SEVERITY GRADE A+R, DEGREE OF PROTECTION IP 64 | 5662 | TEM | 1 | MC | 26.204 | 1
1FT71025AB701DB0 | SIMOTICS S SYNCHRON. MOTOR 1FT7, M0=30NM (100K) NN=1500RPM, PN=4,08KW NATURAL AIR COOLING; FRAME SIZE IMB 5 (IM V1, IM V3) FLANGE 0 POWER CONNECTOR ROTATABLE INCREMENTAL ENCODER 2048 S/R WITH DRIVE-CLIQ INTERFACE (ENCODER I-2048) CONNECTOR ROTATABLE SHAFT WITH FITTED KEY; WITH HOLDING BRAKE; ACC. TOLERANCE N VIBRATION SEVERITY GRADE A, DEGREE OF PROTECTION IP 64 | 6520 | TEM | 1 | MC | 30.703 | 1
1FT71025AB701DB1 | SIMOTICS S SYNCHRON. MOTOR 1FT7, M0=30NM (100K) NN=1500RPM, PN=4,08KW NATURAL AIR COOLING; FRAME SIZE IMB 5 (IM V1, IM V3) FLANGE 0 POWER CONNECTOR ROTATABLE INCREMENTAL ENCODER 2048 S/R WITH DRIVE-CLIQ INTERFACE (ENCODER I-2048) CONNECTOR ROTATABLE SHAFT WITH FITTED KEY; WITH HOLDING BRAKE; ACC. TOLERANCE N VIBRATION SEVERITY GRADE A, DEGREE OF PROTECTION IP 65 | 6616 | TEM | 1 | MC | 30.703 | 1
1FT71025AB701DD0 | SIMOTICS S SYNCHRON. MOTOR 1FT7, M0=30NM (100K) NN=1500RPM, PN=4,08KW NATURAL AIR COOLING; FRAME SIZE IMB 5 (IM V1, IM V3) FLANGE 0 POWER CONNECTOR ROTATABLE INCREMENTAL ENCODER 2048 S/R WITH DRIVE-CLIQ INTERFACE (ENCODER I-2048) CONNECTOR ROTATABLE SHAFT WITH FITTED KEY; W/O HOLDING BRAKE; ACC. TOLERANCE R VIBRATION SEVERITY GRADE A, DEGREE OF PROTECTION IP 64 | 5666 | TEM | 1 | MC | 26.204 | 1
1FT71025AB701DD2 | SIMOTICS S SYNCHRON. MOTOR 1FT7, M0=30NM (100K) NN=1500RPM, PN=4,08KW NATURAL AIR COOLING; FRAME SIZE IMB 5 (IM V1, IM V3) FLANGE 0 POWER CONNECTOR ROTATABLE INCREMENTAL ENCODER 2048 S/R WITH DRIVE-CLIQ INTERFACE (ENCODER I-2048) CONNECTOR ROTATABLE SHAFT WITH FITTED KEY; W/O HOLDING BRAKE; ACC. TOLERANCE R VIBRATION SEVERITY GRADE A, DEGREE OF PROTECTION IP 67 | 5842 | TEM | 1 | MC | 26.204 | 1
1FT71025AB701DE0 | SIMOTICS S SYNCHRON. MOTOR 1FT7, M0=30NM (100K) NN=1500RPM, PN=4,08KW NATURAL AIR COOLING; FRAME SIZE IMB 5 (IM V1, IM V3) FLANGE 0 POWER CONNECTOR ROTATABLE INCREMENTAL ENCODER 2048 S/R WITH DRIVE-CLIQ INTERFACE (ENCODER I-2048) CONNECTOR ROTATABLE SHAFT WITH FITTED KEY; WITH HOLDING BRAKE; ACC. TOLERANCE R VIBRATION SEVERITY GRADE A, DEGREE OF PROTECTION IP 64 | 6679 | TEM | 1 | MC | 30.703 | 1
1FT71025AB701DG0 | SIMOTICS S SYNCHRON. MOTOR 1FT7, M0=30NM (100K) NN=1500RPM, PN=4,08KW NATURAL AIR COOLING; FRAME SIZE IMB 5 (IM V1, IM V3) FLANGE 0 POWER CONNECTOR ROTATABLE INCREMENTAL ENCODER 2048 S/R WITH DRIVE-CLIQ INTERFACE (ENCODER I-2048) CONNECTOR ROTATABLE PLAIN SHAFT, W/O HOLDING BRAKE; ACC. TOLERANCE N VIBRATION SEVERITY GRADE A, DEGREE OF PROTECTION IP 64 | 5507 | TEM | 1 | MC | 26.204 | 1
1FT71025AB701DG1 | SIMOTICS S SYNCHRON. MOTOR 1FT7, M0=30NM (100K) NN=1500RPM, PN=4,08KW NATURAL AIR COOLING; FRAME SIZE IMB 5 (IM V1, IM V3) FLANGE 0 POWER CONNECTOR ROTATABLE INCREMENTAL ENCODER 2048 S/R WITH DRIVE-CLIQ INTERFACE (ENCODER I-2048) CONNECTOR ROTATABLE PLAIN SHAFT, W/O HOLDING BRAKE; ACC. TOLERANCE N VIBRATION SEVERITY GRADE A, DEGREE OF PROTECTION IP 65 | 5603 | TEM | 1 | MC | 26.204 | 1
1FT71025AB701DG3 | SIMOTICS S SYNCHRON. MOTOR 1FT7, M0=30NM (100K) NN=1500RPM, PN=4,08KW NATURAL AIR COOLING; FRAME SIZE IMB 5 (IM V1, IM V3) FLANGE 0 POWER CONNECTOR ROTATABLE INCREMENTAL ENCODER 2048 S/R WITH DRIVE-CLIQ INTERFACE (ENCODER I-2048) CONNECTOR ROTATABLE PLAIN SHAFT, W/O HOLDING BRAKE; ACC. TOLERANCE N VIBRATION SEVERITY GRADE A+R, DEGREE OF PROTECTION IP 64 | 5662 | TEM | 1 | MC | 26.204 | 1
1FT71025AB701DG5 | SIMOTICS S SYNCHRON. MOTOR 1FT7, M0=30NM (100K) NN=1500RPM, PN=4,08KW NATURAL AIR COOLING; FRAME SIZE IMB 5 (IM V1, IM V3) FLANGE 0 POWER CONNECTOR ROTATABLE INCREMENTAL ENCODER 2048 S/R WITH DRIVE-CLIQ INTERFACE (ENCODER I-2048) CONNECTOR ROTATABLE PLAIN SHAFT, W/O HOLDING BRAKE; ACC. TOLERANCE N VIBRATION SEVERITY GRADE A+R, DEGREE OF PROTECTION IP 67 | 5839 | TEM | 1 | MC | 26.204 | 1
1FT71025AB701DH0 | SIMOTICS S SYNCHRON. MOTOR 1FT7, M0=30NM (100K) NN=1500RPM, PN=4,08KW NATURAL AIR COOLING; FRAME SIZE IMB 5 (IM V1, IM V3) FLANGE 0 POWER CONNECTOR ROTATABLE INCREMENTAL ENCODER 2048 S/R WITH DRIVE-CLIQ INTERFACE (ENCODER I-2048) CONNECTOR ROTATABLE PLAIN SHAFT, WITH HOLDING BRAKE; ACCURACY TOLERANCE N VIBRATION SEVERITY GRADE A, DEGREE OF PROTECTION IP 64 | 6520 | TEM | 1 | MC | 30.703 | 1
1FT71025AB701DH1 | SIMOTICS S SYNCHRON. MOTOR 1FT7, M0=30NM (100K) NN=1500RPM, PN=4,08KW NATURAL AIR COOLING; FRAME SIZE IMB 5 (IM V1, IM V3) FLANGE 0 POWER CONNECTOR ROTATABLE INCREMENTAL ENCODER 2048 S/R WITH DRIVE-CLIQ INTERFACE (ENCODER I-2048) CONNECTOR ROTATABLE PLAIN SHAFT, WITH HOLDING BRAKE; ACCURACY TOLERANCE N VIBRATION SEVERITY GRADE A, DEGREE OF PROTECTION IP 65 | 6616 | TEM | 1 | MC | 30.703 | 1
1FT71025AB701DH3 | SIMOTICS S SYNCHRON. MOTOR 1FT7, M0=30NM (100K) NN=1500RPM, PN=4,08KW NATURAL AIR COOLING; FRAME SIZE IMB 5 (IM V1, IM V3) FLANGE 0 POWER CONNECTOR ROTATABLE INCREMENTAL ENCODER 2048 S/R WITH DRIVE-CLIQ INTERFACE (ENCODER I-2048) CONNECTOR ROTATABLE PLAIN SHAFT, WITH HOLDING BRAKE; ACCURACY TOLERANCE N VIBRATION SEVERITY GRADE A+R, DEGREE OF PROTECTION IP 64 | 6675 | TEM | 1 | MC | 30.703 | 1
1FT71025AB701DH5 | SIMOTICS S SYNCHRON. MOTOR 1FT7, M0=30NM (100K) NN=1500RPM, PN=4,08KW NATURAL AIR COOLING; FRAME SIZE IMB 5 (IM V1, IM V3) FLANGE 0 POWER CONNECTOR ROTATABLE INCREMENTAL ENCODER 2048 S/R WITH DRIVE-CLIQ INTERFACE (ENCODER I-2048) CONNECTOR ROTATABLE PLAIN SHAFT, WITH HOLDING BRAKE; ACCURACY TOLERANCE N VIBRATION SEVERITY GRADE A+R, DEGREE OF PROTECTION IP 67 | 6851 | TEM | 1 | MC | 30.703 | 1
1FT71025AB701FA0 | SIMOTICS S SYNCHRON. MOTOR 1FT7, M0=30NM (100K) NN=1500RPM, PN=4,08KW NATURAL AIR COOLING; FRAME SIZE IMB 5 (IM V1, IM V3) FLANGE 0 POWER CONNECTOR ROTATABLE ABSOLUTE ENCODER 22 BITS MULTI TURN WITH DRIVE-CLIQ INTERFACE (ENCODER AM-22-DQ) CONNECTOR ROTATABLE SHAFT WITH FITTED KEY; W/O HOLDING BRAKE; ACC. TOLERANCE N VIBRATION SEVERITY GRADE A, DEGREE OF PROTECTION IP 64 | 6272 | TEM | 1 | MC | 26.204 | 1
1FT71025AB701FA1 | SIMOTICS S SYNCHRON. MOTOR 1FT7, M0=30NM (100K) NN=1500RPM, PN=4,08KW NATURAL AIR COOLING; FRAME SIZE IMB 5 (IM V1, IM V3) FLANGE 0 POWER CONNECTOR ROTATABLE ABSOLUTE ENCODER 22 BITS MULTI TURN WITH DRIVE-CLIQ INTERFACE (ENCODER AM-22-DQ) CONNECTOR ROTATABLE SHAFT WITH FITTED KEY; W/O HOLDING BRAKE; ACC. TOLERANCE N VIBRATION SEVERITY GRADE A, DEGREE OF PROTECTION IP 65 | 6368 | TEM | 1 | MC | 26.204 | 1
1FT71025AB701FA5 | SIMOTICS S SYNCHRON. MOTOR 1FT7, M0=30NM (100K) NN=1500RPM, PN=4,08KW NATURAL AIR COOLING; FRAME SIZE IMB 5 (IM V1, IM V3) FLANGE 0 POWER CONNECTOR ROTATABLE ABSOLUTE ENCODER 22 BITS MULTI TURN WITH DRIVE-CLIQ INTERFACE (ENCODER AM-22-DQ) CONNECTOR ROTATABLE SHAFT WITH FITTED KEY; W/O HOLDING BRAKE; ACC. TOLERANCE N VIBRATION SEVERITY GRADE A+R, DEGREE OF PROTECTION IP 67 | 6604 | TEM | 1 | MC | 26.204 | 1
1FT71025AB701FB0 | SIMOTICS S SYNCHRON. MOTOR 1FT7, M0=30NM (100K) NN=1500RPM, PN=4,08KW NATURAL AIR COOLING; FRAME SIZE IMB 5 (IM V1, IM V3) FLANGE 0 POWER CONNECTOR ROTATABLE ABSOLUTE ENCODER 22 BITS MULTI TURN WITH DRIVE-CLIQ INTERFACE (ENCODER AM-22-DQ) CONNECTOR ROTATABLE SHAFT WITH FITTED KEY; WITH HOLDING BRAKE; ACC. TOLERANCE N VIBRATION SEVERITY GRADE A, DEGREE OF PROTECTION IP 64 | 7285 | TEM | 1 | MC | 30.703 | 1
1FT71025AB701FB1 | SIMOTICS S SYNCHRON. MOTOR 1FT7, M0=30NM (100K) NN=1500RPM, PN=4,08KW NATURAL AIR COOLING; FRAME SIZE IMB 5 (IM V1, IM V3) FLANGE 0 POWER CONNECTOR ROTATABLE ABSOLUTE ENCODER 22 BITS MULTI TURN WITH DRIVE-CLIQ INTERFACE (ENCODER AM-22-DQ) CONNECTOR ROTATABLE SHAFT WITH FITTED KEY; WITH HOLDING BRAKE; ACC. TOLERANCE N VIBRATION SEVERITY GRADE A, DEGREE OF PROTECTION IP 65 | 7381 | TEM | 1 | MC | 30.703 | 1
1FT71025AB701FD0 | SIMOTICS S SYNCHRON. MOTOR 1FT7, M0=30NM (100K) NN=1500RPM, PN=4,08KW NATURAL AIR COOLING; FRAME SIZE IMB 5 (IM V1, IM V3) FLANGE 0 POWER CONNECTOR ROTATABLE ABSOLUTE ENCODER 22 BITS MULTI TURN WITH DRIVE-CLIQ INTERFACE (ENCODER AM-22-DQ) CONNECTOR ROTATABLE SHAFT WITH FITTED KEY; W/O HOLDING BRAKE; ACC. TOLERANCE R VIBRATION SEVERITY GRADE A, DEGREE OF PROTECTION IP 64 | 6432 | TEM | 1 | MC | 26.204 | 1
1FT71025AB701FG0 | SIMOTICS S SYNCHRON. MOTOR 1FT7, M0=30NM (100K) NN=1500RPM, PN=4,08KW NATURAL AIR COOLING; FRAME SIZE IMB 5 (IM V1, IM V3) FLANGE 0 POWER CONNECTOR ROTATABLE ABSOLUTE ENCODER 22 BITS MULTI TURN WITH DRIVE-CLIQ INTERFACE (ENCODER AM-22-DQ) CONNECTOR ROTATABLE PLAIN SHAFT, W/O HOLDING BRAKE; ACC. TOLERANCE N VIBRATION SEVERITY GRADE A, DEGREE OF PROTECTION IP 64 | 6272 | TEM | 1 | MC | 26.204 | 1
1FT71025AB701FG1 | SIMOTICS S SYNCHRON. MOTOR 1FT7, M0=30NM (100K) NN=1500RPM, PN=4,08KW NATURAL AIR COOLING; FRAME SIZE IMB 5 (IM V1, IM V3) FLANGE 0 POWER CONNECTOR ROTATABLE ABSOLUTE ENCODER 22 BITS MULTI TURN WITH DRIVE-CLIQ INTERFACE (ENCODER AM-22-DQ) CONNECTOR ROTATABLE PLAIN SHAFT, W/O HOLDING BRAKE; ACC. TOLERANCE N VIBRATION SEVERITY GRADE A, DEGREE OF PROTECTION IP 65 | 6368 | TEM | 1 | MC | 26.204 | 1
1FT71025AB701FG4 | SIMOTICS S SYNCHRON. MOTOR 1FT7, M0=30NM (100K) NN=1500RPM, PN=4,08KW NATURAL AIR COOLING; FRAME SIZE IMB 5 (IM V1, IM V3) FLANGE 0 POWER CONNECTOR ROTATABLE ABSOLUTE ENCODER 22 BITS MULTI TURN WITH DRIVE-CLIQ INTERFACE (ENCODER AM-22-DQ) CONNECTOR ROTATABLE PLAIN SHAFT, W/O HOLDING BRAKE; ACC. TOLERANCE N VIBRATION SEVERITY GRADE A+R, DEGREE OF PROTECTION IP 65 | 6524 | TEM | 1 | MC | 26.204 | 1
1FT71025AB701FH0 | SIMOTICS S SYNCHRON. MOTOR 1FT7, M0=30NM (100K) NN=1500RPM, PN=4,08KW NATURAL AIR COOLING; FRAME SIZE IMB 5 (IM V1, IM V3) FLANGE 0 POWER CONNECTOR ROTATABLE ABSOLUTE ENCODER 22 BITS MULTI TURN WITH DRIVE-CLIQ INTERFACE (ENCODER AM-22-DQ) CONNECTOR ROTATABLE PLAIN SHAFT, WITH HOLDING BRAKE; ACCURACY TOLERANCE N VIBRATION SEVERITY GRADE A, DEGREE OF PROTECTION IP 64 | 7285 | TEM | 1 | MC | 30.703 | 1
1FT71025AB701FH1 | SIMOTICS S SYNCHRON. MOTOR 1FT7, M0=30NM (100K) NN=1500RPM, PN=4,08KW NATURAL AIR COOLING; FRAME SIZE IMB 5 (IM V1, IM V3) FLANGE 0 POWER CONNECTOR ROTATABLE ABSOLUTE ENCODER 22 BITS MULTI TURN WITH DRIVE-CLIQ INTERFACE (ENCODER AM-22-DQ) CONNECTOR ROTATABLE PLAIN SHAFT, WITH HOLDING BRAKE; ACCURACY TOLERANCE N VIBRATION SEVERITY GRADE A, DEGREE OF PROTECTION IP 65 | 7381 | TEM | 1 | MC | 30.703 | 1
1FT71025AB701FH4 | SIMOTICS S SYNCHRON. MOTOR 1FT7, M0=30NM (100K) NN=1500RPM, PN=4,08KW NATURAL AIR COOLING; FRAME SIZE IMB 5 (IM V1, IM V3) FLANGE 0 POWER CONNECTOR ROTATABLE ABSOLUTE ENCODER 22 BITS MULTI TURN WITH DRIVE-CLIQ INTERFACE (ENCODER AM-22-DQ) CONNECTOR ROTATABLE PLAIN SHAFT, WITH HOLDING BRAKE; ACCURACY TOLERANCE N VIBRATION SEVERITY GRADE A+R, DEGREE OF PROTECTION IP 65 | 7537 | TEM | 1 | MC | 30.703 | 1
1FT71025AB701FK0 | SIMOTICS S SYNCHRON. MOTOR 1FT7, M0=30NM (100K) NN=1500RPM, PN=4,08KW NATURAL AIR COOLING; FRAME SIZE IMB 5 (IM V1, IM V3) FLANGE 0 POWER CONNECTOR ROTATABLE ABSOLUTE ENCODER 22 BITS MULTI TURN WITH DRIVE-CLIQ INTERFACE (ENCODER AM-22-DQ) CONNECTOR ROTATABLE PLAIN SHAFT, W/O HOLDING BRAKE; ACC. TOLERANCE R VIBRATION SEVERITY GRADE A, DEGREE OF PROTECTION IP 64 | 6432 | TEM | 1 | MC | 26.204 | 1
1FT71025AB701FK2 | SIMOTICS S SYNCHRON. MOTOR 1FT7, M0=30NM (100K) NN=1500RPM, PN=4,08KW NATURAL AIR COOLING; FRAME SIZE IMB 5 (IM V1, IM V3) FLANGE 0 POWER CONNECTOR ROTATABLE ABSOLUTE ENCODER 22 BITS MULTI TURN WITH DRIVE-CLIQ INTERFACE (ENCODER AM-22-DQ) CONNECTOR ROTATABLE PLAIN SHAFT, W/O HOLDING BRAKE; ACC. TOLERANCE R VIBRATION SEVERITY GRADE A, DEGREE OF PROTECTION IP 67 | 6607 | TEM | 1 | MC | 26.204 | 1
1FT71025AB701MG0 | SIMOTICS S SYNCHRON. MOTOR 1FT7, M0=30NM (100K) NN=1500RPM, PN=4,08KW NATURAL AIR COOLING; FRAME SIZE IMB 5 (IM V1, IM V3) FLANGE (COMPACT) WITH KTY TEMPERATURE SENSOR POWER CONNECTOR ROTATABLE ABSOLUTE ENCODER ENDAT 2048 S/R (ENCODER A-2048) CONNECTOR ROTATABLE PLAIN SHAFT, W/O HOLDING BRAKE; ACC. TOLERANCE N VIBRATION SEVERITY GRADE A, DEGREE OF PROTECTION IP 64 | 5840 | TEM | 1 | MC | 26.204 | 1
1FT71025AB701MK0 | SIMOTICS S SYNCHRON. MOTOR 1FT7, M0=30NM (100K) NN=1500RPM, PN=4,08KW NATURAL AIR COOLING; FRAME SIZE IMB 5 (IM V1, IM V3) FLANGE (COMPACT) WITH KTY TEMPERATURE SENSOR POWER CONNECTOR ROTATABLE ABSOLUTE ENCODER ENDAT 2048 S/R (ENCODER A-2048) CONNECTOR ROTATABLE PLAIN SHAFT, W/O HOLDING BRAKE; ACC. TOLERANCE R VIBRATION SEVERITY GRADE A, DEGREE OF PROTECTION IP 64 | 6000 | TEM | 1 | MC | 26.204 | 1
1FT71025AB701NA0 | SIMOTICS S SYNCHRON. MOTOR 1FT7, M0=30NM (100K) NN=1500RPM, PN=4,08KW NATURAL AIR COOLING; FRAME SIZE IMB 5 (IM V1, IM V3) FLANGE (COMPACT) WITH KTY TEMPERATURE SENSOR POWER CONNECTOR ROTATABLE INCREM. ENCODER SIN/COS 1VSS 2048 S/R (ENCODER I-2048) CONNECTOR ROTATABLE SHAFT WITH FITTED KEY; W/O HOLDING BRAKE; ACC. TOLERANCE N VIBRATION SEVERITY GRADE A, DEGREE OF PROTECTION IP 64 | 5086 | TEM | 1 | MC | 26.204 | 1
1FT71025AB701NA1 | SIMOTICS S SYNCHRON. MOTOR 1FT7, M0=30NM (100K) NN=1500RPM, PN=4,08KW NATURAL AIR COOLING; FRAME SIZE IMB 5 (IM V1, IM V3) FLANGE (COMPACT) WITH KTY TEMPERATURE SENSOR POWER CONNECTOR ROTATABLE INCREM. ENCODER SIN/COS 1VSS 2048 S/R (ENCODER I-2048) CONNECTOR ROTATABLE SHAFT WITH FITTED KEY; W/O HOLDING BRAKE; ACC. TOLERANCE N VIBRATION SEVERITY GRADE A, DEGREE OF PROTECTION IP 65 | 5183 | TEM | 1 | MC | 26.204 | 1
1FT71025AB701NB0 | SIMOTICS S SYNCHRON. MOTOR 1FT7, M0=30NM (100K) NN=1500RPM, PN=4,08KW NATURAL AIR COOLING; FRAME SIZE IMB 5 (IM V1, IM V3) FLANGE (COMPACT) WITH KTY TEMPERATURE SENSOR POWER CONNECTOR ROTATABLE INCREM. ENCODER SIN/COS 1VSS 2048 S/R (ENCODER I-2048) CONNECTOR ROTATABLE SHAFT WITH FITTED KEY; WITH HOLDING BRAKE; ACC. TOLERANCE N VIBRATION SEVERITY GRADE A, DEGREE OF PROTECTION IP 64 | 6099 | TEM | 1 | MC | 30.703 | 1
1FT71025AB701NB1 | SIMOTICS S SYNCHRON. MOTOR 1FT7, M0=30NM (100K) NN=1500RPM, PN=4,08KW NATURAL AIR COOLING; FRAME SIZE IMB 5 (IM V1, IM V3) FLANGE (COMPACT) WITH KTY TEMPERATURE SENSOR POWER CONNECTOR ROTATABLE INCREM. ENCODER SIN/COS 1VSS 2048 S/R (ENCODER I-2048) CONNECTOR ROTATABLE SHAFT WITH FITTED KEY; WITH HOLDING BRAKE; ACC. TOLERANCE N VIBRATION SEVERITY GRADE A, DEGREE OF PROTECTION IP 65 | 6195 | TEM | 1 | MC | 30.703 | 1
1FT71025AB701NG2 | SIMOTICS S SYNCHRON. MOTOR 1FT7, M0=30NM (100K) NN=1500RPM, PN=4,08KW NATURAL AIR COOLING; FRAME SIZE IMB 5 (IM V1, IM V3) FLANGE (COMPACT) WITH KTY TEMPERATURE SENSOR POWER CONNECTOR ROTATABLE INCREM. ENCODER SIN/COS 1VSS 2048 S/R (ENCODER I-2048) CONNECTOR ROTATABLE PLAIN SHAFT, W/O HOLDING BRAKE; ACC. TOLERANCE N VIBRATION SEVERITY GRADE A, DEGREE OF PROTECTION IP 67 | 5262 | TEM | 1 | MC | 26.204 | 1
1FT71025AB701NH0 | SIMOTICS S SYNCHRON. MOTOR 1FT7, M0=30NM (100K) NN=1500RPM, PN=4,08KW NATURAL AIR COOLING; FRAME SIZE IMB 5 (IM V1, IM V3) FLANGE (COMPACT) WITH KTY TEMPERATURE SENSOR POWER CONNECTOR ROTATABLE INCREM. ENCODER SIN/COS 1VSS 2048 S/R (ENCODER I-2048) CONNECTOR ROTATABLE PLAIN SHAFT, WITH HOLDING BRAKE; ACCURACY TOLERANCE N VIBRATION SEVERITY GRADE A, DEGREE OF PROTECTION IP 64 | 6099 | TEM | 1 | MC | 30.703 | 1
1FT71025AB701NH1 | SIMOTICS S SYNCHRON. MOTOR 1FT7, M0=30NM (100K) NN=1500RPM, PN=4,08KW NATURAL AIR COOLING; FRAME SIZE IMB 5 (IM V1, IM V3) FLANGE (COMPACT) WITH KTY TEMPERATURE SENSOR POWER CONNECTOR ROTATABLE INCREM. ENCODER SIN/COS 1VSS 2048 S/R (ENCODER I-2048) CONNECTOR ROTATABLE PLAIN SHAFT, WITH HOLDING BRAKE; ACCURACY TOLERANCE N VIBRATION SEVERITY GRADE A, DEGREE OF PROTECTION IP 65 | 6195 | TEM | 1 | MC | 30.703 | 1
1FT71025AB701NL4 | SIMOTICS S SYNCHRON. MOTOR 1FT7, M0=30NM (100K) NN=1500RPM, PN=4,08KW NATURAL AIR COOLING; FRAME SIZE IMB 5 (IM V1, IM V3) FLANGE (COMPACT) WITH KTY TEMPERATURE SENSOR POWER CONNECTOR ROTATABLE INCREM. ENCODER SIN/COS 1VSS 2048 S/R (ENCODER I-2048) CONNECTOR ROTATABLE PLAIN SHAFT, WITH HOLDING BRAKE; ACCURACY TOLERANCE R VIBRATION SEVERITY GRADE A+R, DEGREE OF PROTECTION IP 65 | 6510 | TEM | 1 | MC | 30.703 | 1
1FT71025AB711BA0 | SIMOTICS S SYNCHRON. MOTOR 1FT7, M0=30NM (100K) NN=1500RPM, PN=4,08KW NATURAL AIR COOLING; FRAME SIZE IMB 5 (IM V1, IM V3) FLANGE 1 (1FT6 COMPATIBLE) POWER CONNECTOR ROTATABLE ABSOLUTE VALUE ENCODER SINGLETURN 24 BIT WITH DRIVE-CLIQ INTERFACE (ENCODER AS24DQI) SHAFT WITH FITTED KEY; W/O HOLDING BRAKE; ACC. TOLERANCE N VIBRATION SEVERITY GRADE A, DEGREE OF PROTECTION IP 64 | 5427 | TEM | 1 | MC | 26.204 | 1
1FT71025AB711BA1 | SIMOTICS S SYNCHRON. MOTOR 1FT7, M0=30NM (100K) NN=1500RPM, PN=4,08KW NATURAL AIR COOLING; FRAME SIZE IMB 5 (IM V1, IM V3) FLANGE 1 (1FT6 COMPATIBLE) POWER CONNECTOR ROTATABLE ABSOLUTE VALUE ENCODER SINGLETURN 24 BIT WITH DRIVE-CLIQ INTERFACE (ENCODER AS24DQI) SHAFT WITH FITTED KEY; W/O HOLDING BRAKE; ACC. TOLERANCE N VIBRATION SEVERITY GRADE A, DEGREE OF PROTECTION IP 65 | 5523 | TEM | 1 | MC | 26.204 | 1
1FT71025AB711BA3 | SIMOTICS S SYNCHRON. MOTOR 1FT7, M0=30NM (100K) NN=1500RPM, PN=4,08KW NATURAL AIR COOLING; FRAME SIZE IMB 5 (IM V1, IM V3) FLANGE 1 (1FT6 COMPATIBLE) POWER CONNECTOR ROTATABLE ABSOLUTE VALUE ENCODER SINGLETURN 24 BIT WITH DRIVE-CLIQ INTERFACE (ENCODER AS24DQI) SHAFT WITH FITTED KEY; W/O HOLDING BRAKE; ACC. TOLERANCE N VIBRATION SEVERITY GRADE A+R, DEGREE OF PROTECTION IP 64 | 5582 | TEM | 1 | MC | 26.204 | 1
1FT71025AB711BA5 | SIMOTICS S SYNCHRON. MOTOR 1FT7, M0=30NM (100K) NN=1500RPM, PN=4,08KW NATURAL AIR COOLING; FRAME SIZE IMB 5 (IM V1, IM V3) FLANGE 1 (1FT6 COMPATIBLE) POWER CONNECTOR ROTATABLE ABSOLUTE VALUE ENCODER SINGLETURN 24 BIT WITH DRIVE-CLIQ INTERFACE (ENCODER AS24DQI) SHAFT WITH FITTED KEY; W/O HOLDING BRAKE; ACC. TOLERANCE N VIBRATION SEVERITY GRADE A+R, DEGREE OF PROTECTION IP 67 | 5759 | TEM | 1 | MC | 26.204 | 1
1FT71025AB711BB1 | SIMOTICS S SYNCHRON. MOTOR 1FT7, M0=30NM (100K) NN=1500RPM, PN=4,08KW NATURAL AIR COOLING; FRAME SIZE IMB 5 (IM V1, IM V3) FLANGE 1 (1FT6 COMPATIBLE) POWER CONNECTOR ROTATABLE ABSOLUTE VALUE ENCODER SINGLETURN 24 BIT WITH DRIVE-CLIQ INTERFACE (ENCODER AS24DQI) SHAFT WITH FITTED KEY; WITH HOLDING BRAKE; ACC. TOLERANCE N VIBRATION SEVERITY GRADE A, DEGREE OF PROTECTION IP 65 | 6536 | TEM | 1 | MC | 30.703 | 1